## Summary
SECTOR | PROJECTS IDENTIFIED | Notes | Annual Gal Reduction | Annual kWh Reduction | Implementation Year | Year 1 Reduction in MTCO2e | Reduction Impact Term (Years) | MTCO2e Reduction 2025-2030 | MTCO2e Reduction 2025-2050
ELECTRICITY GENERATION
| Microgrid application |  |  | 6447360 | 2025 | 0 | 0 | 0 | 0
| 50 Jennings Rd. Hartford, CT 70kw system |  |  | 80800 | 2026 | 14.7004 | 25 | 71.5726 | 355.9688
| 40 Jennings Rd. Hartford, CT 35kw system |  |  | 40390 | 2026 | 7.8307 | 25 | 35.7775 | 177.9404
TRANSPORTATION
| 1 Toyota Prius | Finance Department |  |  | 2026 | 0.78944 | 25 | 3.1578 | 18.9466
| 9 Ford Escapes | Hartford Fire Department & EST |  |  | 2027 | 1.9772 | 25 | 5.9317 | 45.4761
| 3 Ford Escapes | Department of Health & Human Services |  |  | 2027 | 0.65907 | 25 | 1.9772 | 15.1587
| 1 Toyota Prius | Department of Family, Children Youth & Rec |  |  | 2026 | 0.78944 | 25 | 3.1578 | 18.9466
| 9 CNG Trash Truck: Labrie Automzier 33yd (27+6) HD Right Hand Arm | Department of Public Works |  |  | 2025 | 93.6477 | 15 | 468.2385 | 2341.1925
| 4 Ford Escape Hybrids | Department of Public Works |  |  | 2026 | 0.87876 | 25 | 3.5151 | 21.0904
| 8 Toyota Priuses | Department of Development Services |  |  | 2026 | 6.3155 | 25 | 25.2621 | 151.5727
| 3 Chargers,(6 Total) Level 2 Dual Chargers Location: 253 High St, Hartford, CT 06103 | Public Safety Complex |  | 24966 | 2026 | 4.8434 | 25 | 19.3736 | 116.2417
| 3 Chargers,(6 Total), Level 2 Dual Chargers Location: 40 Jennings Rd. Hartford, CT | Department of Public Works |  | 43829.2 | 2026 | 8.5029 | 25 | 34.0115 | 204.0688
| Prospect Street at Bob Steele | Department of Public Works | 280.32 |  | 2025 | 2.4612 | 25 | 12.306 | 61.5302
| Market Street at Talcott Street | Department of Public Works | 420.48 |  | 2025 | 3.6918 | 25 | 18.4591 | 92.2954
| Trumbull Street at Pearl Street | Department of Public Works | 527.06 |  | 2025 | 4.6276 | 25 | 23.1379 | 115.6897
| Park Street at Washington Street | Department of Public Works | 1004.48 |  | 2025 | 8.8193 | 25 | 44.0967 | 220.4834
| Main Street at Church Street | Department of Public Works | 950.46 |  | 2026 | 8.345 | 25 | 41.7252 | 208.626
| Main Street at Pratt Street | Department of Public Works | 786.94 |  | 2026 | 6.9093 | 25 | 34.5467 | 172.7333
| West Boulevard at Sisson Avenue & I-84 Ramps | Department of Public Works | 1051.2 |  | 2026 | 9.2295 | 25 | 46.1477 | 230.7384
| Market Street at Pleasant Street | Department of Public Works | 876 |  | 2026 | 7.6913 | 25 | 38.4564 | 192.282
| Route 44 (Main Street) at Route 44 (Morgan Street S.) & Chapel Street S. | Department of Public Works | 1141.72 |  | 2028 | 10.0243 | 25 | 50.1215 | 250.6075
| N Main Streetscape: Phase 2 construction between Tower Ave and the town line. Includes bicycle lanes and enhanced pedestrian facilities. | Department of Public Works | 321.0235 |  | 2027 | 3.8494 | 25 | 11.666 | 79.9273
| Reimagining Main Street Streetscape: Phase 1 construction between Wyllys and Charter Oak Ave. Includes enhanced bicycle/pedestrian facilities. | Department of Public Works | 365.337 |  | 2027 | 3.5734 | 25 | 13.2223 | 89.6541
COMMERCIAL/ RESIDENTIAL BUILDINGS
| Public School Maintenance Building | Board of Education |  | 34092 | 2026 | 6.3654 | 25 | 23.8333 | 138.1147
| Public High School | Board of Education |  | 1213865 | 2027 | 226.6438 | 25 | 627.7515 | 4696.8059
| Lewis Fox School | Board of Education |  | 480444 | 2027 | 89.7049 | 25 | 248.4621 | 1858.9812
| Classic High School | Board of Education |  | 340872 | 2027 | 63.6451 | 25 | 176.2823 | 1318.9355
| Colt Maintenance Office Shop | Capital Improvements & Operations |  | 27924 | 2025 | 5.2138 | 25 | 24.7351 | 118.3404
| Maintenance Building # 1 40 Jennings | Capital Improvements & Operations |  | 96228 | 2025 | 17.967 | 25 | 85.2387 | 407.8092
| Maintenance Building # 2 40 Jennings | Capital Improvements & Operations |  | 56400 | 2025 | 10.5306 | 25 | 49.9591 | 239.0202
| Fire Station # 16 | Capital Improvements & Operations |  | 33936 | 2026 | 6.3363 | 25 | 23.7242 | 137.4827
Total |  |  | 7725.0205 | 8921106.2 |  | 636.5637 |  | 2265.8471 | 14096.6601
Note on H4: [Threaded comment] Your version of Excel allows you to read this threaded comment; however, any edits to it will get removed if the file is opened in a newer version of Excel. Learn more: https://go.microsoft.com/fwlink/?linkid=870924 Comment: Reflects microgrid study in FINAL budget
Note on I4: [Threaded comment] Your version of Excel allows you to read this threaded comment; however, any edits to it will get removed if the file is opened in a newer version of Excel. Learn more: https://go.microsoft.com/fwlink/?linkid=870924 Comment: Not sure this is correct since it is just a study and not an implementation?

## Resources
Resources
Resource # | Source | Location | Link
1 | CT Grid Mix | Tab: Grid Emissions Factors | https://www.gridstatus.io/home
2 | EPA eGrid Emissions Factors | (R2) Tabs in Workbook | https://www.epa.gov/egrid/download-data
3 | CT RPS Standards | Tab: Grid Emissions Factors | https://portal.ct.gov/PURA/RPS/Renewable-Portfolio-Standards-Overview
4 | EPA Fuel Emissions Factors | (R4) EPA Fuel Emission Factors
5 | EVALUATING THE EFFECT OF COMPLETE STREETS ON MODE CHOICE (Table 22) | Tab: Complete Streets | https://www.roads.maryland.gov/OPR_Research/MD-21-SHA-5-25-CompleteStreets-Report.pdf
6 | CT DOT Traffic Monitoring | Tab: Complete Streets | https://experience.arcgis.com/experience/d564f7034e7446d69c0ab34df98989d6
7 | Comparing Fuel Use and Emissions for Short Passenger-Car Stops | Tab: Signal Project Tables | https://afdc.energy.gov/files/u/publication/which_is_greener.pdf
8 | Method for Calculating Carbon Sequestration by Trees in Urban and Suburban Settings | Tab: Complete Streets | https://www3.epa.gov/climatechange/Downloads/method-calculating-carbon-sequestration-trees-urban-and-suburban-settings.pdf
9 | Google: Project Green Light’s work to reduce urban emissions using AI | Tab: Signal Project Tables | https://blog.google/outreach-initiatives/sustainability/google-ai-reduce-greenhouse-emissions-project-greenlight/
10 | EPA fuel economy | Tab: Fleet to Hybrid | https://www.fueleconomy.gov/
11 | Peterbuilt Trash Truck Fuel Economy | Tab: Waste Truck | https://www.curbsideclassic.com/curbside-classics/the-curbside-pickup-classic-1988-peterbilt-320/
12 | USDOE Fuel Conversion Factors | Tab: Fuel Emissions Factors | https://epact.energy.gov/fuel-conversion-factors
13 | EPA CNG to Gas Conversion | Tab: Waste Truck | https://www.epa.gov/energy/greenhouse-gases-equivalencies-calculator-calculations-and-references

## Waste Truck
Existing | [14 empty] | Replacement
Plate | Unit# | Year | Division | Assigned | Fuel # | Type | Make | Model | VIN# | Life | Miles | Mpg | Diesel Gallons Used | GGE | Make | Model | MPG | CNG Gallons Used | GGE | GGE Reduction | MTCO2e
335HFD | 282 | 2023 | WASTE | AUTOMATED | 3462301 | AUTOMATED WASTE | PETERBILT | 520 | 3BPDLJ0X4PF113683 | 8 Yrs | 8414 | 4 | 2103.5 | 2429.5425 | Peterbilt | 520 | 3 | 2804.6667 | 804.9393 | 1624.6032 | 14.4378
344HFD | 284 | 2011 | WASTE | AUTOMATED | 3461101 | AUTOMATED WASTE | AUTOCAR | ACX64 | 5VCACR8F0BH212980 | 8 Yrs | 7015 | 4 | 1753.75 | 2025.5812 | Peterbilt | 520 | 3 | 2338.3333 | 671.1017 | 1354.4796 | 12.0373
489HFD | 280 | 2015 | WASTE | AUTOMATED | 3461501 | AUTOMATED WASTE | PETERBILT | 320 | 3BPZL70X1FF266755 | 8 Yrs | 6088 | 4 | 1522 | 1757.91 | Peterbilt | 520 | 3 | 2029.3333 | 582.4187 | 1175.4913 | 10.4466
218HFD | 283 | 2005 | WASTE | AUTOMATED | 3450512 | AUTOMATED WASTE | PETERBILT | 320 | 1NPZL00X95D715900 | 8 Yrs | 5180 | 4 | 1295 | 1495.725 | Peterbilt | 520 | 3 | 1726.6667 | 495.5533 | 1000.1717 | 8.8885
238HFD | 238 | 2008 | WASTE | REAR LOADER | 3340803 | REARLOAD RECYCLE | INTERNATIONAL | 7600 | 1HTWYAHR78J567584 | 10 Yrs | 4906 | 4 | 1226.5 | 1416.6075 | Peterbilt | 520 | 3 | 1635.3333 | 469.3407 | 947.2668 | 8.4184
349HFD | 200 | 2005 | WASTE | REAR LOADER | 3450509 | REARLOAD WASTE | PETERBILT | 320 | 1NPZLT0X15D715861 | 10 Yrs | 4687 | 4 | 1171.75 | 1353.3712 | Peterbilt | 520 | 3 | 1562.3333 | 448.3897 | 904.9816 | 8.0426
130HFD | 206 | 2010 | WASTE | REAR LOADER | 4451002 | REARLOAD WASTE | PETERBILT | 320 | 3BPZL50X2AF106414 | 10 Yrs | 4176 | 4 | 1044 | 1205.82 | Peterbilt | 520 | 3 | 1392 | 399.504 | 806.316 | 7.1657
113HFD | 239 | 2012 | WASTE | REAR LOADER | 4491301 | REARLOAD RECYCLE | FREIGHTLINER | 114SD | 1FVHG3DV9DDFB6431 | 10 Yrs | 3770 | 4 | 942.5 | 1088.5875 | Peterbilt | 520 | 3 | 1256.6667 | 360.6633 | 727.9242 | 6.4691
153HFD | 211 | 2009 | WASTE | REAR LOADER | 4450902 | REARLOAD RECYCLE | PETERBILT | 320 | 3BPZL50X39F719217 | 10 Yrs | 3736 | 4 | 934 | 1078.77 | Peterbilt | 520 | 3 | 1245.3333 | 357.4107 | 721.3593 | 6.4107
350HFD | 220 | 2005 | WASTE | REAR LOADER | 3450510 | REARLOAD WASTE | PETERBILT | 320 | 1NPZLT0X55D715863 | 10 Yrs | 3565 | 4 | 891.25 | 1029.3937 | Peterbilt | 520 | 3 | 1188.3333 | 341.0517 | 688.3421 | 6.1173

## Signal Project Tables
Red Lights per Hour
|  | 10 | 13 | 16 | 19 | 22 | 25 | 28 | 31 | 34 | 37 | 40 | 43 | 46 | 49 | 52 | 55 | 58 | 61
Red Lights per Day
|  | 240 | 312 | 384 | 456 | 528 | 600 | 672 | 744 | 816 | 888 | 960 | 1032 | 1104 | 1176 | 1248 | 1320 | 1392 | 1464
| Annual Cars at Red Light | Red Lights per Hour 10: Red Lights per Year
| Cars at Intersection | 87600 | 113880 | 140160 | 166440 | 192720 | 219000 | 245280 | 271560 | 297840 | 324120 | 350400 | 376680 | 402960 | 429240 | 455520 | 481800 | 508080 | 534360
| 1 | 87600 | 113880 | 140160 | 166440 | 192720 | 219000 | 245280 | 271560 | 297840 | 324120 | 350400 | 376680 | 402960 | 429240 | 455520 | 481800 | 508080 | 534360
| 2 | 175200 | 227760 | 280320 | 332880 | 385440 | 438000 | 490560 | 543120 | 595680 | 648240 | 700800 | 753360 | 805920 | 858480 | 911040 | 963600 | 1016160 | 1068720
| 3 | 262800 | 341640 | 420480 | 499320 | 578160 | 657000 | 735840 | 814680 | 893520 | 972360 | 1051200 | 1130040 | 1208880 | 1287720 | 1366560 | 1445400 | 1524240 | 1603080
| 4 | 350400 | 455520 | 560640 | 665760 | 770880 | 876000 | 981120 | 1086240 | 1191360 | 1296480 | 1401600 | 1506720 | 1611840 | 1716960 | 1822080 | 1927200 | 2032320 | 2137440
| 5 | 438000 | 569400 | 700800 | 832200 | 963600 | 1095000 | 1226400 | 1357800 | 1489200 | 1620600 | 1752000 | 1883400 | 2014800 | 2146200 | 2277600 | 2409000 | 2540400 | 2671800
| 6 | 525600 | 683280 | 840960 | 998640 | 1156320 | 1314000 | 1471680 | 1629360 | 1787040 | 1944720 | 2102400 | 2260080 | 2417760 | 2575440 | 2733120 | 2890800 | 3048480 | 3206160
| 7 | 613200 | 797160 | 981120 | 1165080 | 1349040 | 1533000 | 1716960 | 1900920 | 2084880 | 2268840 | 2452800 | 2636760 | 2820720 | 3004680 | 3188640 | 3372600 | 3556560 | 3740520
| 8 | 700800 | 911040 | 1121280 | 1331520 | 1541760 | 1752000 | 1962240 | 2172480 | 2382720 | 2592960 | 2803200 | 3013440 | 3223680 | 3433920 | 3644160 | 3854400 | 4064640 | 4274880
| 9 | 788400 | 1024920 | 1261440 | 1497960 | 1734480 | 1971000 | 2207520 | 2444040 | 2680560 | 2917080 | 3153600 | 3390120 | 3626640 | 3863160 | 4099680 | 4336200 | 4572720 | 4809240
| 10 | 876000 | 1138800 | 1401600 | 1664400 | 1927200 | 2190000 | 2452800 | 2715600 | 2978400 | 3241200 | 3504000 | 3766800 | 4029600 | 4292400 | 4555200 | 4818000 | 5080800 | 5343600
| 11 | 963600 | 1252680 | 1541760 | 1830840 | 2119920 | 2409000 | 2698080 | 2987160 | 3276240 | 3565320 | 3854400 | 4143480 | 4432560 | 4721640 | 5010720 | 5299800 | 5588880 | 5877960
| 12 | 1051200 | 1366560 | 1681920 | 1997280 | 2312640 | 2628000 | 2943360 | 3258720 | 3574080 | 3889440 | 4204800 | 4520160 | 4835520 | 5150880 | 5466240 | 5781600 | 6096960 | 6412320
| 13 | 1138800 | 1480440 | 1822080 | 2163720 | 2505360 | 2847000 | 3188640 | 3530280 | 3871920 | 4213560 | 4555200 | 4896840 | 5238480 | 5580120 | 5921760 | 6263400 | 6605040 | 6946680
| 14 | 1226400 | 1594320 | 1962240 | 2330160 | 2698080 | 3066000 | 3433920 | 3801840 | 4169760 | 4537680 | 4905600 | 5273520 | 5641440 | 6009360 | 6377280 | 6745200 | 7113120 | 7481040
| 15 | 1314000 | 1708200 | 2102400 | 2496600 | 2890800 | 3285000 | 3679200 | 4073400 | 4467600 | 4861800 | 5256000 | 5650200 | 6044400 | 6438600 | 6832800 | 7227000 | 7621200 | 8015400
| 16 | 1401600 | 1822080 | 2242560 | 2663040 | 3083520 | 3504000 | 3924480 | 4344960 | 4765440 | 5185920 | 5606400 | 6026880 | 6447360 | 6867840 | 7288320 | 7708800 | 8129280 | 8549760
| 17 | 1489200 | 1935960 | 2382720 | 2829480 | 3276240 | 3723000 | 4169760 | 4616520 | 5063280 | 5510040 | 5956800 | 6403560 | 6850320 | 7297080 | 7743840 | 8190600 | 8637360 | 9084120
| 18 | 1576800 | 2049840 | 2522880 | 2995920 | 3468960 | 3942000 | 4415040 | 4888080 | 5361120 | 5834160 | 6307200 | 6780240 | 7253280 | 7726320 | 8199360 | 8672400 | 9145440 | 9618480
| 19 | 1664400 | 2163720 | 2663040 | 3162360 | 3661680 | 4161000 | 4660320 | 5159640 | 5658960 | 6158280 | 6657600 | 7156920 | 7656240 | 8155560 | 8654880 | 9154200 | 9653520 | 10152840
| 20 | 1752000 | 2277600 | 2803200 | 3328800 | 3854400 | 4380000 | 4905600 | 5431200 | 5956800 | 6482400 | 7008000 | 7533600 | 8059200 | 8584800 | 9110400 | 9636000 | 10161600 | 10687200
| 21 | 1839600 | 2391480 | 2943360 | 3495240 | 4047120 | 4599000 | 5150880 | 5702760 | 6254640 | 6806520 | 7358400 | 7910280 | 8462160 | 9014040 | 9565920 | 10117800 | 10669680 | 11221560
| 22 | 1927200 | 2505360 | 3083520 | 3661680 | 4239840 | 4818000 | 5396160 | 5974320 | 6552480 | 7130640 | 7708800 | 8286960 | 8865120 | 9443280 | 10021440 | 10599600 | 11177760 | 11755920
| 23 | 2014800 | 2619240 | 3223680 | 3828120 | 4432560 | 5037000 | 5641440 | 6245880 | 6850320 | 7454760 | 8059200 | 8663640 | 9268080 | 9872520 | 10476960 | 11081400 | 11685840 | 12290280
| 24 | 2102400 | 2733120 | 3363840 | 3994560 | 4625280 | 5256000 | 5886720 | 6517440 | 7148160 | 7778880 | 8409600 | 9040320 | 9671040 | 10301760 | 10932480 | 11563200 | 12193920 | 12824640
| 25 | 2190000 | 2847000 | 3504000 | 4161000 | 4818000 | 5475000 | 6132000 | 6789000 | 7446000 | 8103000 | 8760000 | 9417000 | 10074000 | 10731000 | 11388000 | 12045000 | 12702000 | 13359000
| Intersection | Red Lights per Hour 10: AADT; Red Lights per Hour 13: ANNUAL AADT; Red Lights per Hour 16: ~#cars; Red Lights per Hour 19: ~#red lights/ hr; Red Lights per Hour 22: ~MT CO2e Reduction
| Prospect Street at Bob Steele | Red Lights per Hour 10: 4600; Red Lights per Hour 13: 1679000; Red Lights per Hour 16: 12; Red Lights per Hour 19: 16; Red Lights per Hour 22: 2.4612
| Market Street at Talcott Street | Red Lights per Hour 10: 6900; Red Lights per Hour 13: 2518500; Red Lights per Hour 16: 18; Red Lights per Hour 19: 16; Red Lights per Hour 22: 3.6918
| Trumbull Street at Pearl Street | Red Lights per Hour 10: 8700; Red Lights per Hour 13: 3175500; Red Lights per Hour 16: 19; Red Lights per Hour 19: 19; Red Lights per Hour 22: 4.6276
| Park Street at Washington Street | Red Lights per Hour 10: 16500; Red Lights per Hour 13: 6022500; Red Lights per Hour 16: 16; Red Lights per Hour 19: 43; Red Lights per Hour 22: 8.8193
| Main Street at Church Street | Red Lights per Hour 10: 15800; Red Lights per Hour 13: 5767000; Red Lights per Hour 16: 21; Red Lights per Hour 19: 31; Red Lights per Hour 22: 8.345
| Main Street at Pratt Street | Red Lights per Hour 10: 12900; Red Lights per Hour 13: 4708500; Red Lights per Hour 16: 11; Red Lights per Hour 19: 49; Red Lights per Hour 22: 6.9093
| West Boulevard at Sisson Avenue & I-84 Ramps | Red Lights per Hour 10: 18200; Red Lights per Hour 13: 6643000; Red Lights per Hour 16: 18; Red Lights per Hour 19: 40; Red Lights per Hour 22: 9.2295
| Washington Street at Webster Street, New Britain Avenue, and Barnard Street | Red Lights per Hour 10: 32400; Red Lights per Hour 13: 11826000; Red Lights per Hour 16: 22; Red Lights per Hour 19: 61; Red Lights per Hour 22: 17.2028
| Market Street at Pleasant Street | Red Lights per Hour 10: 14400; Red Lights per Hour 13: 5256000; Red Lights per Hour 16: 15; Red Lights per Hour 19: 40; Red Lights per Hour 22: 7.6913
| Route 44 (Main Street) at Route 44 (Morgan Street S.) & Chapel Street S. | Red Lights per Hour 10: 19100; Red Lights per Hour 13: 6971500; Red Lights per Hour 16: 23; Red Lights per Hour 19: 34; Red Lights per Hour 22: 10.0243
Seconds Spent at RL | 30
| Annual Hrs at RL | Red Lights per Hour 10: Red Lights per Hour
| Cars at Intersection | 10 | 13 | 16 | 19 | 22 | 25 | 28 | 31 | 34 | 37 | 40 | 43 | 46 | 49 | 52 | 55 | 58 | 61
| 1 | 730 | 949 | 1168 | 1387 | 1606 | 1825 | 2044 | 2263 | 2482 | 2701 | 2920 | 3139 | 3358 | 3577 | 3796 | 4015 | 4234 | 4453
| 2 | 1460 | 1898 | 2336 | 2774 | 3212 | 3650 | 4088 | 4526 | 4964 | 5402 | 5840 | 6278 | 6716 | 7154 | 7592 | 8030 | 8468 | 8906
| 3 | 2190 | 2847 | 3504 | 4161 | 4818 | 5475 | 6132 | 6789 | 7446 | 8103 | 8760 | 9417 | 10074 | 10731 | 11388 | 12045 | 12702 | 13359
| 4 | 2920 | 3796 | 4672 | 5548 | 6424 | 7300 | 8176 | 9052 | 9928 | 10804 | 11680 | 12556 | 13432 | 14308 | 15184 | 16060 | 16936 | 17812
| 5 | 3650 | 4745 | 5840 | 6935 | 8030 | 9125 | 10220 | 11315 | 12410 | 13505 | 14600 | 15695 | 16790 | 17885 | 18980 | 20075 | 21170 | 22265
| 6 | 4380 | 5694 | 7008 | 8322 | 9636 | 10950 | 12264 | 13578 | 14892 | 16206 | 17520 | 18834 | 20148 | 21462 | 22776 | 24090 | 25404 | 26718
| 7 | 5110 | 6643 | 8176 | 9709 | 11242 | 12775 | 14308 | 15841 | 17374 | 18907 | 20440 | 21973 | 23506 | 25039 | 26572 | 28105 | 29638 | 31171
| 8 | 5840 | 7592 | 9344 | 11096 | 12848 | 14600 | 16352 | 18104 | 19856 | 21608 | 23360 | 25112 | 26864 | 28616 | 30368 | 32120 | 33872 | 35624
| 9 | 6570 | 8541 | 10512 | 12483 | 14454 | 16425 | 18396 | 20367 | 22338 | 24309 | 26280 | 28251 | 30222 | 32193 | 34164 | 36135 | 38106 | 40077
| 10 | 7300 | 9490 | 11680 | 13870 | 16060 | 18250 | 20440 | 22630 | 24820 | 27010 | 29200 | 31390 | 33580 | 35770 | 37960 | 40150 | 42340 | 44530
| 11 | 8030 | 10439 | 12848 | 15257 | 17666 | 20075 | 22484 | 24893 | 27302 | 29711 | 32120 | 34529 | 36938 | 39347 | 41756 | 44165 | 46574 | 48983
| 12 | 8760 | 11388 | 14016 | 16644 | 19272 | 21900 | 24528 | 27156 | 29784 | 32412 | 35040 | 37668 | 40296 | 42924 | 45552 | 48180 | 50808 | 53436
| 13 | 9490 | 12337 | 15184 | 18031 | 20878 | 23725 | 26572 | 29419 | 32266 | 35113 | 37960 | 40807 | 43654 | 46501 | 49348 | 52195 | 55042 | 57889
| 14 | 10220 | 13286 | 16352 | 19418 | 22484 | 25550 | 28616 | 31682 | 34748 | 37814 | 40880 | 43946 | 47012 | 50078 | 53144 | 56210 | 59276 | 62342
| 15 | 10950 | 14235 | 17520 | 20805 | 24090 | 27375 | 30660 | 33945 | 37230 | 40515 | 43800 | 47085 | 50370 | 53655 | 56940 | 60225 | 63510 | 66795
| 16 | 11680 | 15184 | 18688 | 22192 | 25696 | 29200 | 32704 | 36208 | 39712 | 43216 | 46720 | 50224 | 53728 | 57232 | 60736 | 64240 | 67744 | 71248
| 17 | 12410 | 16133 | 19856 | 23579 | 27302 | 31025 | 34748 | 38471 | 42194 | 45917 | 49640 | 53363 | 57086 | 60809 | 64532 | 68255 | 71978 | 75701
| 18 | 13140 | 17082 | 21024 | 24966 | 28908 | 32850 | 36792 | 40734 | 44676 | 48618 | 52560 | 56502 | 60444 | 64386 | 68328 | 72270 | 76212 | 80154
| 19 | 13870 | 18031 | 22192 | 26353 | 30514 | 34675 | 38836 | 42997 | 47158 | 51319 | 55480 | 59641 | 63802 | 67963 | 72124 | 76285 | 80446 | 84607
| 20 | 14600 | 18980 | 23360 | 27740 | 32120 | 36500 | 40880 | 45260 | 49640 | 54020 | 58400 | 62780 | 67160 | 71540 | 75920 | 80300 | 84680 | 89060
| 21 | 15330 | 19929 | 24528 | 29127 | 33726 | 38325 | 42924 | 47523 | 52122 | 56721 | 61320 | 65919 | 70518 | 75117 | 79716 | 84315 | 88914 | 93513
| 22 | 16060 | 20878 | 25696 | 30514 | 35332 | 40150 | 44968 | 49786 | 54604 | 59422 | 64240 | 69058 | 73876 | 78694 | 83512 | 88330 | 93148 | 97966
| 23 | 16790 | 21827 | 26864 | 31901 | 36938 | 41975 | 47012 | 52049 | 57086 | 62123 | 67160 | 72197 | 77234 | 82271 | 87308 | 92345 | 97382 | 102419
| 24 | 17520 | 22776 | 28032 | 33288 | 38544 | 43800 | 49056 | 54312 | 59568 | 64824 | 70080 | 75336 | 80592 | 85848 | 91104 | 96360 | 101616 | 106872
| 25 | 18250 | 23725 | 29200 | 34675 | 40150 | 45625 | 51100 | 56575 | 62050 | 67525 | 73000 | 78475 | 83950 | 89425 | 94900 | 100375 | 105850 | 111325
Gal Used/Hour (Idle) | 0.2
| Annual Gal Used | Red Lights per Hour 10: Red Lights per Hour
| Cars at Intersection | 10 | 13 | 16 | 19 | 22 | 25 | 28 | 31 | 34 | 37 | 40 | 43 | 46 | 49 | 52 | 55 | 58 | 61
| 1 | 146 | 189.8 | 233.6 | 277.4 | 321.2 | 365 | 408.8 | 452.6 | 496.4 | 540.2 | 584 | 627.8 | 671.6 | 715.4 | 759.2 | 803 | 846.8 | 890.6
| 2 | 292 | 379.6 | 467.2 | 554.8 | 642.4 | 730 | 817.6 | 905.2 | 992.8 | 1080.4 | 1168 | 1255.6 | 1343.2 | 1430.8 | 1518.4 | 1606 | 1693.6 | 1781.2
| 3 | 438 | 569.4 | 700.8 | 832.2 | 963.6 | 1095 | 1226.4 | 1357.8 | 1489.2 | 1620.6 | 1752 | 1883.4 | 2014.8 | 2146.2 | 2277.6 | 2409 | 2540.4 | 2671.8
| 4 | 584 | 759.2 | 934.4 | 1109.6 | 1284.8 | 1460 | 1635.2 | 1810.4 | 1985.6 | 2160.8 | 2336 | 2511.2 | 2686.4 | 2861.6 | 3036.8 | 3212 | 3387.2 | 3562.4
| 5 | 730 | 949 | 1168 | 1387 | 1606 | 1825 | 2044 | 2263 | 2482 | 2701 | 2920 | 3139 | 3358 | 3577 | 3796 | 4015 | 4234 | 4453
| 6 | 876 | 1138.8 | 1401.6 | 1664.4 | 1927.2 | 2190 | 2452.8 | 2715.6 | 2978.4 | 3241.2 | 3504 | 3766.8 | 4029.6 | 4292.4 | 4555.2 | 4818 | 5080.8 | 5343.6
| 7 | 1022 | 1328.6 | 1635.2 | 1941.8 | 2248.4 | 2555 | 2861.6 | 3168.2 | 3474.8 | 3781.4 | 4088 | 4394.6 | 4701.2 | 5007.8 | 5314.4 | 5621 | 5927.6 | 6234.2
| 8 | 1168 | 1518.4 | 1868.8 | 2219.2 | 2569.6 | 2920 | 3270.4 | 3620.8 | 3971.2 | 4321.6 | 4672 | 5022.4 | 5372.8 | 5723.2 | 6073.6 | 6424 | 6774.4 | 7124.8
| 9 | 1314 | 1708.2 | 2102.4 | 2496.6 | 2890.8 | 3285 | 3679.2 | 4073.4 | 4467.6 | 4861.8 | 5256 | 5650.2 | 6044.4 | 6438.6 | 6832.8 | 7227 | 7621.2 | 8015.4
| 10 | 1460 | 1898 | 2336 | 2774 | 3212 | 3650 | 4088 | 4526 | 4964 | 5402 | 5840 | 6278 | 6716 | 7154 | 7592 | 8030 | 8468 | 8906
| 11 | 1606 | 2087.8 | 2569.6 | 3051.4 | 3533.2 | 4015 | 4496.8 | 4978.6 | 5460.4 | 5942.2 | 6424 | 6905.8 | 7387.6 | 7869.4 | 8351.2 | 8833 | 9314.8 | 9796.6
| 12 | 1752 | 2277.6 | 2803.2 | 3328.8 | 3854.4 | 4380 | 4905.6 | 5431.2 | 5956.8 | 6482.4 | 7008 | 7533.6 | 8059.2 | 8584.8 | 9110.4 | 9636 | 10161.6 | 10687.2
| 13 | 1898 | 2467.4 | 3036.8 | 3606.2 | 4175.6 | 4745 | 5314.4 | 5883.8 | 6453.2 | 7022.6 | 7592 | 8161.4 | 8730.8 | 9300.2 | 9869.6 | 10439 | 11008.4 | 11577.8
| 14 | 2044 | 2657.2 | 3270.4 | 3883.6 | 4496.8 | 5110 | 5723.2 | 6336.4 | 6949.6 | 7562.8 | 8176 | 8789.2 | 9402.4 | 10015.6 | 10628.8 | 11242 | 11855.2 | 12468.4
| 15 | 2190 | 2847 | 3504 | 4161 | 4818 | 5475 | 6132 | 6789 | 7446 | 8103 | 8760 | 9417 | 10074 | 10731 | 11388 | 12045 | 12702 | 13359
| 16 | 2336 | 3036.8 | 3737.6 | 4438.4 | 5139.2 | 5840 | 6540.8 | 7241.6 | 7942.4 | 8643.2 | 9344 | 10044.8 | 10745.6 | 11446.4 | 12147.2 | 12848 | 13548.8 | 14249.6
| 17 | 2482 | 3226.6 | 3971.2 | 4715.8 | 5460.4 | 6205 | 6949.6 | 7694.2 | 8438.8 | 9183.4 | 9928 | 10672.6 | 11417.2 | 12161.8 | 12906.4 | 13651 | 14395.6 | 15140.2
| 18 | 2628 | 3416.4 | 4204.8 | 4993.2 | 5781.6 | 6570 | 7358.4 | 8146.8 | 8935.2 | 9723.6 | 10512 | 11300.4 | 12088.8 | 12877.2 | 13665.6 | 14454 | 15242.4 | 16030.8
| 19 | 2774 | 3606.2 | 4438.4 | 5270.6 | 6102.8 | 6935 | 7767.2 | 8599.4 | 9431.6 | 10263.8 | 11096 | 11928.2 | 12760.4 | 13592.6 | 14424.8 | 15257 | 16089.2 | 16921.4
| 20 | 2920 | 3796 | 4672 | 5548 | 6424 | 7300 | 8176 | 9052 | 9928 | 10804 | 11680 | 12556 | 13432 | 14308 | 15184 | 16060 | 16936 | 17812
| 21 | 3066 | 3985.8 | 4905.6 | 5825.4 | 6745.2 | 7665 | 8584.8 | 9504.6 | 10424.4 | 11344.2 | 12264 | 13183.8 | 14103.6 | 15023.4 | 15943.2 | 16863 | 17782.8 | 18702.6
| 22 | 3212 | 4175.6 | 5139.2 | 6102.8 | 7066.4 | 8030 | 8993.6 | 9957.2 | 10920.8 | 11884.4 | 12848 | 13811.6 | 14775.2 | 15738.8 | 16702.4 | 17666 | 18629.6 | 19593.2
| 23 | 3358 | 4365.4 | 5372.8 | 6380.2 | 7387.6 | 8395 | 9402.4 | 10409.8 | 11417.2 | 12424.6 | 13432 | 14439.4 | 15446.8 | 16454.2 | 17461.6 | 18469 | 19476.4 | 20483.8
| 24 | 3504 | 4555.2 | 5606.4 | 6657.6 | 7708.8 | 8760 | 9811.2 | 10862.4 | 11913.6 | 12964.8 | 14016 | 15067.2 | 16118.4 | 17169.6 | 18220.8 | 19272 | 20323.2 | 21374.4
| 25 | 3650 | 4745 | 5840 | 6935 | 8030 | 9125 | 10220 | 11315 | 12410 | 13505 | 14600 | 15695 | 16790 | 17885 | 18980 | 20075 | 21170 | 22265
MT CO2e / Gal Gasoline | 0.00878
| MT CO2e Emissions | Red Lights per Hour 10: Red Lights per Hour
| Cars at Intersection | 10 | 13 | 16 | 19 | 22 | 25 | 28 | 31 | 34 | 37 | 40 | 43 | 46 | 49 | 52 | 55 | 58 | 61
| 1 | 1.2819 | 1.6664 | 2.051 | 2.4356 | 2.8201 | 3.2047 | 3.5893 | 3.9738 | 4.3584 | 4.743 | 5.1275 | 5.5121 | 5.8966 | 6.2812 | 6.6658 | 7.0503 | 7.4349 | 7.8195
| 2 | 2.5638 | 3.3329 | 4.102 | 4.8711 | 5.6403 | 6.4094 | 7.1785 | 7.9477 | 8.7168 | 9.4859 | 10.255 | 11.0242 | 11.7933 | 12.5624 | 13.3316 | 14.1007 | 14.8698 | 15.6389
| 3 | 3.8456 | 4.9993 | 6.153 | 7.3067 | 8.4604 | 9.6141 | 10.7678 | 11.9215 | 13.0752 | 14.2289 | 15.3826 | 16.5363 | 17.6899 | 18.8436 | 19.9973 | 21.151 | 22.3047 | 23.4584
| 4 | 5.1275 | 6.6658 | 8.204 | 9.7423 | 11.2805 | 12.8188 | 14.3571 | 15.8953 | 17.4336 | 18.9718 | 20.5101 | 22.0483 | 23.5866 | 25.1248 | 26.6631 | 28.2014 | 29.7396 | 31.2779
| 5 | 6.4094 | 8.3322 | 10.255 | 12.1779 | 14.1007 | 16.0235 | 17.9463 | 19.8691 | 21.792 | 23.7148 | 25.6376 | 27.5604 | 29.4832 | 31.4061 | 33.3289 | 35.2517 | 37.1745 | 39.0973
| 6 | 7.6913 | 9.9987 | 12.306 | 14.6134 | 16.9208 | 19.2282 | 21.5356 | 23.843 | 26.1504 | 28.4577 | 30.7651 | 33.0725 | 35.3799 | 37.6873 | 39.9947 | 42.302 | 44.6094 | 46.9168
| 7 | 8.9732 | 11.6651 | 14.3571 | 17.049 | 19.741 | 22.4329 | 25.1248 | 27.8168 | 30.5087 | 33.2007 | 35.8926 | 38.5846 | 41.2765 | 43.9685 | 46.6604 | 49.3524 | 52.0443 | 54.7363
| 8 | 10.255 | 13.3316 | 16.4081 | 19.4846 | 22.5611 | 25.6376 | 28.7141 | 31.7906 | 34.8671 | 37.9436 | 41.0202 | 44.0967 | 47.1732 | 50.2497 | 53.3262 | 56.4027 | 59.4792 | 62.5557
| 9 | 11.5369 | 14.998 | 18.4591 | 21.9201 | 25.3812 | 28.8423 | 32.3034 | 35.7645 | 39.2255 | 42.6866 | 46.1477 | 49.6088 | 53.0698 | 56.5309 | 59.992 | 63.4531 | 66.9141 | 70.3752
| 10 | 12.8188 | 16.6644 | 20.5101 | 24.3557 | 28.2014 | 32.047 | 35.8926 | 39.7383 | 43.5839 | 47.4296 | 51.2752 | 55.1208 | 58.9665 | 62.8121 | 66.6578 | 70.5034 | 74.349 | 78.1947
| 11 | 14.1007 | 18.3309 | 22.5611 | 26.7913 | 31.0215 | 35.2517 | 39.4819 | 43.7121 | 47.9423 | 52.1725 | 56.4027 | 60.6329 | 64.8631 | 69.0933 | 73.3235 | 77.5537 | 81.7839 | 86.0141
| 12 | 15.3826 | 19.9973 | 24.6121 | 29.2269 | 33.8416 | 38.4564 | 43.0712 | 47.6859 | 52.3007 | 56.9155 | 61.5302 | 66.145 | 70.7598 | 75.3745 | 79.9893 | 84.6041 | 89.2188 | 93.8336
| 13 | 16.6644 | 21.6638 | 26.6631 | 31.6624 | 36.6618 | 41.6611 | 46.6604 | 51.6598 | 56.6591 | 61.6584 | 66.6578 | 71.6571 | 76.6564 | 81.6558 | 86.6551 | 91.6544 | 96.6538 | 101.6531
| 14 | 17.9463 | 23.3302 | 28.7141 | 34.098 | 39.4819 | 44.8658 | 50.2497 | 55.6336 | 61.0175 | 66.4014 | 71.7853 | 77.1692 | 82.5531 | 87.937 | 93.3209 | 98.7048 | 104.0887 | 109.4726
| 15 | 19.2282 | 24.9967 | 30.7651 | 36.5336 | 42.302 | 48.0705 | 53.839 | 59.6074 | 65.3759 | 71.1443 | 76.9128 | 82.6813 | 88.4497 | 94.2182 | 99.9866 | 105.7551 | 111.5236 | 117.292
| 16 | 20.5101 | 26.6631 | 32.8161 | 38.9692 | 45.1222 | 51.2752 | 57.4282 | 63.5812 | 69.7343 | 75.8873 | 82.0403 | 88.1933 | 94.3464 | 100.4994 | 106.6524 | 112.8054 | 118.9585 | 125.1115
| 17 | 21.792 | 28.3295 | 34.8671 | 41.4047 | 47.9423 | 54.4799 | 61.0175 | 67.5551 | 74.0927 | 80.6303 | 87.1678 | 93.7054 | 100.243 | 106.7806 | 113.3182 | 119.8558 | 126.3934 | 132.931
| 18 | 23.0738 | 29.996 | 36.9181 | 43.8403 | 50.7624 | 57.6846 | 64.6068 | 71.5289 | 78.4511 | 85.3732 | 92.2954 | 99.2175 | 106.1397 | 113.0618 | 119.984 | 126.9061 | 133.8283 | 140.7504
| 19 | 24.3557 | 31.6624 | 38.9692 | 46.2759 | 53.5826 | 60.8893 | 68.196 | 75.5027 | 82.8094 | 90.1162 | 97.4229 | 104.7296 | 112.0363 | 119.343 | 126.6497 | 133.9565 | 141.2632 | 148.5699
| 20 | 25.6376 | 33.3289 | 41.0202 | 48.7114 | 56.4027 | 64.094 | 71.7853 | 79.4766 | 87.1678 | 94.8591 | 102.5504 | 110.2417 | 117.933 | 125.6242 | 133.3155 | 141.0068 | 148.6981 | 156.3894
| 21 | 26.9195 | 34.9953 | 43.0712 | 51.147 | 59.2229 | 67.2987 | 75.3745 | 83.4504 | 91.5262 | 99.6021 | 107.6779 | 115.7538 | 123.8296 | 131.9055 | 139.9813 | 148.0571 | 156.133 | 164.2088
| 22 | 28.2014 | 36.6618 | 45.1222 | 53.5826 | 62.043 | 70.5034 | 78.9638 | 87.4242 | 95.8846 | 104.345 | 112.8054 | 121.2658 | 129.7263 | 138.1867 | 146.6471 | 155.1075 | 163.5679 | 172.0283
| 23 | 29.4832 | 38.3282 | 47.1732 | 56.0182 | 64.8631 | 73.7081 | 82.5531 | 91.398 | 100.243 | 109.088 | 117.933 | 126.7779 | 135.6229 | 144.4679 | 153.3128 | 162.1578 | 171.0028 | 179.8478
| 24 | 30.7651 | 39.9947 | 49.2242 | 58.4537 | 67.6833 | 76.9128 | 86.1423 | 95.3719 | 104.6014 | 113.8309 | 123.0605 | 132.29 | 141.5196 | 150.7491 | 159.9786 | 169.2082 | 178.4377 | 187.6672
| 25 | 32.047 | 41.6611 | 51.2752 | 60.8893 | 70.5034 | 80.1175 | 89.7316 | 99.3457 | 108.9598 | 118.5739 | 128.188 | 137.8021 | 147.4162 | 157.0303 | 166.6444 | 176.2585 | 185.8726 | 195.4867
Streetcape Reduction % | 10%
| MT CO2e Reduction | Red Lights per Hour 10: Red Lights per Hour
| Cars at Intersection | 10 | 13 | 16 | 19 | 22 | 25 | 28 | 31 | 34 | 37 | 40 | 43 | 46 | 49 | 52 | 55 | 58 | 61
| 1 | 0.12819 | 0.16664 | 0.2051 | 0.24356 | 0.28201 | 0.32047 | 0.35893 | 0.39738 | 0.43584 | 0.4743 | 0.51275 | 0.55121 | 0.58966 | 0.62812 | 0.66658 | 0.70503 | 0.74349 | 0.78195
| 2 | 0.25638 | 0.33329 | 0.4102 | 0.48711 | 0.56403 | 0.64094 | 0.71785 | 0.79477 | 0.87168 | 0.94859 | 1.0255 | 1.1024 | 1.1793 | 1.2562 | 1.3332 | 1.4101 | 1.487 | 1.5639
| 3 | 0.38456 | 0.49993 | 0.6153 | 0.73067 | 0.84604 | 0.96141 | 1.0768 | 1.1921 | 1.3075 | 1.4229 | 1.5383 | 1.6536 | 1.769 | 1.8844 | 1.9997 | 2.1151 | 2.2305 | 2.3458
| 4 | 0.51275 | 0.66658 | 0.8204 | 0.97423 | 1.1281 | 1.2819 | 1.4357 | 1.5895 | 1.7434 | 1.8972 | 2.051 | 2.2048 | 2.3587 | 2.5125 | 2.6663 | 2.8201 | 2.974 | 3.1278
| 5 | 0.64094 | 0.83322 | 1.0255 | 1.2178 | 1.4101 | 1.6023 | 1.7946 | 1.9869 | 2.1792 | 2.3715 | 2.5638 | 2.756 | 2.9483 | 3.1406 | 3.3329 | 3.5252 | 3.7175 | 3.9097
| 6 | 0.76913 | 0.99987 | 1.2306 | 1.4613 | 1.6921 | 1.9228 | 2.1536 | 2.3843 | 2.615 | 2.8458 | 3.0765 | 3.3073 | 3.538 | 3.7687 | 3.9995 | 4.2302 | 4.4609 | 4.6917
| 7 | 0.89732 | 1.1665 | 1.4357 | 1.7049 | 1.9741 | 2.2433 | 2.5125 | 2.7817 | 3.0509 | 3.3201 | 3.5893 | 3.8585 | 4.1277 | 4.3968 | 4.666 | 4.9352 | 5.2044 | 5.4736
| 8 | 1.0255 | 1.3332 | 1.6408 | 1.9485 | 2.2561 | 2.5638 | 2.8714 | 3.1791 | 3.4867 | 3.7944 | 4.102 | 4.4097 | 4.7173 | 5.025 | 5.3326 | 5.6403 | 5.9479 | 6.2556
| 9 | 1.1537 | 1.4998 | 1.8459 | 2.192 | 2.5381 | 2.8842 | 3.2303 | 3.5764 | 3.9226 | 4.2687 | 4.6148 | 4.9609 | 5.307 | 5.6531 | 5.9992 | 6.3453 | 6.6914 | 7.0375
| 10 | 1.2819 | 1.6664 | 2.051 | 2.4356 | 2.8201 | 3.2047 | 3.5893 | 3.9738 | 4.3584 | 4.743 | 5.1275 | 5.5121 | 5.8966 | 6.2812 | 6.6658 | 7.0503 | 7.4349 | 7.8195
| 11 | 1.4101 | 1.8331 | 2.2561 | 2.6791 | 3.1021 | 3.5252 | 3.9482 | 4.3712 | 4.7942 | 5.2173 | 5.6403 | 6.0633 | 6.4863 | 6.9093 | 7.3324 | 7.7554 | 8.1784 | 8.6014
| 12 | 1.5383 | 1.9997 | 2.4612 | 2.9227 | 3.3842 | 3.8456 | 4.3071 | 4.7686 | 5.2301 | 5.6915 | 6.153 | 6.6145 | 7.076 | 7.5375 | 7.9989 | 8.4604 | 8.9219 | 9.3834
| 13 | 1.6664 | 2.1664 | 2.6663 | 3.1662 | 3.6662 | 4.1661 | 4.666 | 5.166 | 5.6659 | 6.1658 | 6.6658 | 7.1657 | 7.6656 | 8.1656 | 8.6655 | 9.1654 | 9.6654 | 10.1653
| 14 | 1.7946 | 2.333 | 2.8714 | 3.4098 | 3.9482 | 4.4866 | 5.025 | 5.5634 | 6.1017 | 6.6401 | 7.1785 | 7.7169 | 8.2553 | 8.7937 | 9.3321 | 9.8705 | 10.4089 | 10.9473
| 15 | 1.9228 | 2.4997 | 3.0765 | 3.6534 | 4.2302 | 4.8071 | 5.3839 | 5.9607 | 6.5376 | 7.1144 | 7.6913 | 8.2681 | 8.845 | 9.4218 | 9.9987 | 10.5755 | 11.1524 | 11.7292
| 16 | 2.051 | 2.6663 | 3.2816 | 3.8969 | 4.5122 | 5.1275 | 5.7428 | 6.3581 | 6.9734 | 7.5887 | 8.204 | 8.8193 | 9.4346 | 10.0499 | 10.6652 | 11.2805 | 11.8958 | 12.5111
| 17 | 2.1792 | 2.833 | 3.4867 | 4.1405 | 4.7942 | 5.448 | 6.1017 | 6.7555 | 7.4093 | 8.063 | 8.7168 | 9.3705 | 10.0243 | 10.6781 | 11.3318 | 11.9856 | 12.6393 | 13.2931
| 18 | 2.3074 | 2.9996 | 3.6918 | 4.384 | 5.0762 | 5.7685 | 6.4607 | 7.1529 | 7.8451 | 8.5373 | 9.2295 | 9.9218 | 10.614 | 11.3062 | 11.9984 | 12.6906 | 13.3828 | 14.075
| 19 | 2.4356 | 3.1662 | 3.8969 | 4.6276 | 5.3583 | 6.0889 | 6.8196 | 7.5503 | 8.2809 | 9.0116 | 9.7423 | 10.473 | 11.2036 | 11.9343 | 12.665 | 13.3956 | 14.1263 | 14.857
| 20 | 2.5638 | 3.3329 | 4.102 | 4.8711 | 5.6403 | 6.4094 | 7.1785 | 7.9477 | 8.7168 | 9.4859 | 10.255 | 11.0242 | 11.7933 | 12.5624 | 13.3316 | 14.1007 | 14.8698 | 15.6389
| 21 | 2.6919 | 3.4995 | 4.3071 | 5.1147 | 5.9223 | 6.7299 | 7.5375 | 8.345 | 9.1526 | 9.9602 | 10.7678 | 11.5754 | 12.383 | 13.1905 | 13.9981 | 14.8057 | 15.6133 | 16.4209
| 22 | 2.8201 | 3.6662 | 4.5122 | 5.3583 | 6.2043 | 7.0503 | 7.8964 | 8.7424 | 9.5885 | 10.4345 | 11.2805 | 12.1266 | 12.9726 | 13.8187 | 14.6647 | 15.5107 | 16.3568 | 17.2028
| 23 | 2.9483 | 3.8328 | 4.7173 | 5.6018 | 6.4863 | 7.3708 | 8.2553 | 9.1398 | 10.0243 | 10.9088 | 11.7933 | 12.6778 | 13.5623 | 14.4468 | 15.3313 | 16.2158 | 17.1003 | 17.9848
| 24 | 3.0765 | 3.9995 | 4.9224 | 5.8454 | 6.7683 | 7.6913 | 8.6142 | 9.5372 | 10.4601 | 11.3831 | 12.306 | 13.229 | 14.152 | 15.0749 | 15.9979 | 16.9208 | 17.8438 | 18.7667
| 25 | 3.2047 | 4.1661 | 5.1275 | 6.0889 | 7.0503 | 8.0117 | 8.9732 | 9.9346 | 10.896 | 11.8574 | 12.8188 | 13.7802 | 14.7416 | 15.703 | 16.6644 | 17.6258 | 18.5873 | 19.5487

## EV Chargers
Vehicle Number | Department | Plate # | Year | Manufacturer | Model | Total Mileage | Annual Mileage | # of people who routinely use vehicles | Manufacturer | Model | Replacement vehicle Cost | Bat Size | 95% Discharge | MTCO2e | Fire MTCO2e | Other MTCO2e | Fire kWh | Other kWh | MTCO2e/kWh
10001905 | DPW | 755HFD | 2013 | FORD | FUSION | 23630 | 2363 | 2 | FORD | ESCAPE HYBRID | 37960 | 14.4 | 13.68 | 0.96868 | 4.8434 | 8.5029 | 24966 | 43829.2 | 0.000194
909000009319 | DPW | 237HFD | 2007 | FORD | TAURUS | 153472 | 9592 | 2 | FORD | ESCAPE HYBRID | 37960 | 14.4 | 13.68 | 0.96868 | 2.4217 | 2.1257 | 12483 | 10957.3
909000009590 | DPW | 736HFD | 2009 | FORD | CROWN VICTORIA | 113978 | 8141.2857 | 2 | FORD | ESCAPE HYBRID | 37960 | 14.4 | 13.68 | 0.96868
10001889 | DPW | 649HFD | 2013 | FORD | ESCAPE | 56646 | 5664.6 | 1 | FORD | ESCAPE HYBRID | 37960 | 14.4 | 13.68 | 0.96868
909000009341 | DPW | 368HFD | 2007 | FORD | ESCAPE | 99444 | 6215.25 | 1 | FORD | ESCAPE HYBRID | 37960 | 14.4 | 13.68 | 0.96868
10001647 | Fire | 32HFD | 2011 | FORD | ESCAPE | 39911 | 3325.9167 | 2 | FORD | ESCAPE HYBRID | 37960 | 14.4 | 13.68 | 0.96868
10000690 | Fire | 583HFD | 2011 | FORD | ESCAPE | 61915 | 5159.5833 | 2 | FORD | ESCAPE HYBRID | 37960 | 14.4 | 13.68 | 0.96868
10001718 | Fire | 19HFD | 2011 | FORD | ESCAPE | 45412 | 3784.3333 | 2 | FORD | ESCAPE HYBRID | 37960 | 14.4 | 13.68 | 0.96868
10001654 | Fire | 45HFD | 2011 | FORD | ESCAPE | 35798 | 2983.1667 | 2 | FORD | ESCAPE HYBRID | 37960 | 14.4 | 13.68 | 0.96868
10000688 | Fire | 207HFD | 2011 | FORD | ESCAPE | 57385 | 4782.0833 | 2 | FORD | ESCAPE HYBRID | 37960 | 14.4 | 13.68 | 0.96868
10001904 | HHS | 641HFD | 2013 | FORD | FUSION | 42634 | 4263.4 | 1 | TOYOTA | PRIUS | 27960 | 13.6 | 12.92 | 0.91487
909000009311 | FCYR | 742HFD | 2007 | FORD | TAURUS | 100706 | 6294.125 | 1 | TOYOTA | PRIUS | 27960 | 13.6 | 12.92 | 0.91487
10001936 | FINANCE | 522HFD | 2013 | FORD | FUSION | 19545 | 1954.5 | 1 | TOYOTA | PRIUS | 27960 | 13.6 | 12.92 | 0.91487
909000009317 | FINANCE | 419HFD | 2007 | FORD | TAURUS | 65446 | 4090.375 | 2 | TOYOTA | PRIUS | 27960 | 13.6 | 12.92 | 0.91487
[10 empty] | Subtotal | 491440
[10 empty] | Sum | 491440

## Fleet to Hybrid
Existing | [11 empty] | Replacement
Vehicle Number | Department | Year | Manufacturer | Model | Total Mileage | MT CO2e | gCO2e/mi | kg CO2e | g CO2e | Annual Mileage | MTCO2e Reduction | Manufacturer | MT CO2e | gCO2e/mi | g CO2e | kg CO2e | Model
909000009341 | DPW | 2007 | FORD | ESCAPE | 99444 | 2.0448 | 329 | 2044.8173 | 2044817.25 | 6215.25 | 0.64639 | FORD | 1.3984 | 225 | 1398431.25 | 1398.4313 | ESCAPE HYBRID
909000009319 | DPW | 2007 | FORD | TAURUS | 153472 | 4.2588 | 444 | 4258.848 | 4258848 | 9592 | 2.1006 | FORD | 2.1582 | 225 | 2158200 | 2158.2 | ESCAPE HYBRID
909000009590 | DPW | 2009 | FORD | CROWN VICTORIA | 113978 | 3.8101 | 468 | 3810.1217 | 3810121.7143 | 8141.2857 | 1.9783 | FORD | 1.8318 | 225 | 1831789.2857 | 1831.7893 | ESCAPE HYBRID
10001889 | DPW | 2013 | FORD | ESCAPE | 56646 | 2.0279 | 358 | 2027.9268 | 2027926.8 | 5664.6 | 0.75339 | FORD | 1.2745 | 225 | 1274535 | 1274.535 | ESCAPE HYBRID
10001905 | DPW | 2013 | FORD | FUSION | 23630 | 0.84595 | 358 | 845.954 | 845954 | 2363 | 0.31428 | FORD | 0.53168 | 225 | 531675 | 531.675 | ESCAPE HYBRID
909000009311 | FCYR | 2007 | FORD | TAURUS | 100706 | 2.7946 | 444 | 2794.5915 | 2794591.5 | 6294.125 | 1.819 | TOYOTA | 0.97559 | 155 | 975589.375 | 975.5894 | PRIUS
909000009317 | FINANCE | 2007 | FORD | TAURUS | 65446 | 1.8161 | 444 | 1816.1265 | 1816126.5 | 4090.375 | 1.1821 | TOYOTA | 0.63401 | 155 | 634008.125 | 634.0081 | PRIUS
10001936 | FINANCE | 2013 | FORD | FUSION | 19545 | 0.69971 | 358 | 699.711 | 699711 | 1954.5 | 0.39676 | TOYOTA | 0.30295 | 155 | 302947.5 | 302.9475 | PRIUS
10001108 | Fire | 2011 | FORD | ESCAPE | 35798 | 0.82932 | 278 | 829.3203 | 829320.3333 | 2983.1667 | 0.15811 | FORD | 0.67121 | 225 | 671212.5 | 671.2125 | ESCAPE HYBRID
10000689 | Fire | 2011 | FORD | ESCAPE | 54323 | 1.2585 | 278 | 1258.4828 | 1258482.8333 | 4526.9167 | 0.23993 | FORD | 1.0186 | 225 | 1018556.25 | 1018.5563 | ESCAPE HYBRID
10000687 | Fire | 2011 | FORD | ESCAPE | 55789 | 1.2924 | 278 | 1292.4452 | 1292445.1667 | 4649.0833 | 0.2464 | FORD | 1.046 | 225 | 1046043.75 | 1046.0437 | ESCAPE HYBRID
10001718 | Fire | 2011 | FORD | ESCAPE | 45412 | 1.052 | 278 | 1052.0447 | 1052044.6667 | 3784.3333 | 0.20057 | FORD | 0.85147 | 225 | 851475 | 851.475 | ESCAPE HYBRID
10000688 | Fire | 2011 | FORD | ESCAPE | 57385 | 1.3294 | 278 | 1329.4192 | 1329419.1667 | 4782.0833 | 0.25345 | FORD | 1.076 | 225 | 1075968.75 | 1075.9688 | ESCAPE HYBRID
10001904 | HHS | 2013 | FORD | FUSION | 42634 | 1.5263 | 358 | 1526.2972 | 1526297.2 | 4263.4 | 0.86547 | TOYOTA | 0.66083 | 155 | 660827 | 660.827 | PRIUS
[8 empty] | Department | DPW | Fire + EST | HHS | FCYR | FINANCE
[8 empty] | MTCO2e | 5.793 | 1.0985 | 0.86547 | 1.819 | 1.5789

## Complete Streets
| Vehicles traveled per day | Vehicles traveled per day (weighted for local traveling poulation) | Miles Impacted | Gallons of gasoline reduced per day | Gallons of gasoline reduced per year | MTCO2e reduction
Albany Ave Complete Streets | 13200 | 1320 | 0.57 | 1.1447 | 417.8136 | 3.6684 | 14.6736 | 91.7101
0.02
6.98
6.96
5.63
0.03
4.94
4.54
5.82
0.03
Hampton Street Complete Streets | 5500 | 550 | 0.51 | 0.42675 | 155.7638 | 1.3676 | 5.4704 | 34.1902 | [9 empty] | 4.98
0.02
6.22
7.04
0.01
6.84
7.02
0.12
4.67
0.03
0.04
5.2
-0.08
0.05
6.53
3.84
Reimagine Main | 12900 | 1290 | 0.51 | 1.0009 | 365.337 | 3.2077
[17 empty] | Average % reduction in travel with complete streets projects as researched in 25 east coast cities | 3.499%
[5 empty] | Total w/Trees | 3.5734 | 13.2223 | 89.6541
[17 empty] | Average fuel economy of passenger cars on the road | 23 | MPG
Tree Emissions Reduction for Average Hardwood in NE
[9 empty] | Tree Age | lb carbon per tree per year | kG per tree | MTCO2e per year per tree | Reimagine Main | CO2 reduction per year | North Main | CO2 reduction per year
[9 empty] | 0 | 1.9 | 0.86182 | 0.00086182 | 55 | 0.0474 | 155 | 0.13358
[9 empty] | 1 | 2.7 | 1.2247 | 0.0012247 | 55 | 0.067358 | 155 | 0.18983
[9 empty] | 2 | 3.5 | 1.5876 | 0.0015876 | 55 | 0.087316 | 155 | 0.24607
[9 empty] | 3 | 4.3 | 1.9504 | 0.0019504 | 55 | 0.10727 | 155 | 0.30232
[9 empty] | 4 | 5.2 | 2.3587 | 0.0023587 | 55 | 0.12973 | 155 | 0.3656
[9 empty] | 5 | 6.1 | 2.7669 | 0.0027669 | 55 | 0.15218 | 155 | 0.42887
[9 empty] | 6 | 7.1 | 3.2205 | 0.0032205 | 55 | 0.17713 | 155 | 0.49918
[9 empty] | 7 | 8.1 | 3.6741 | 0.0036741 | 55 | 0.20208 | 155 | 0.56948
[9 empty] | 8 | 9.1 | 4.1277 | 0.0041277 | 55 | 0.22702 | 155 | 0.63979
North Main | 12300 | 1230 | 0.47 | 0.87952 | 321.0235 | 2.8186 | 2030 | 2050 | 9 | 10.2 | 4.6266 | 0.0046266 | 55 | 0.25447 | 155 | 0.71713
[9 empty] | 10 | 11.2 | 5.0802 | 0.0050802 | 55 | 0.27941 | 155 | 0.78744
[5 empty] | Total w/Trees | 3.8494 | 11.666 | 79.9273 | 11 | 12.3 | 5.5792 | 0.0055792 | 55 | 0.30685 | 155 | 0.86477
[9 empty] | 12 | 13.5 | 6.1235 | 0.0061235 | 55 | 0.33679 | 155 | 0.94914
[9 empty] | 13 | 14.6 | 6.6224 | 0.0066224 | 55 | 0.36423 | 155 | 1.0265
[9 empty] | 14 | 15.8 | 7.1668 | 0.0071668 | 55 | 0.39417 | 155 | 1.1108
[9 empty] | 15 | 16.9 | 7.6657 | 0.0076657 | 55 | 0.42161 | 155 | 1.1882
[9 empty] | 16 | 18.1 | 8.21 | 0.00821 | 55 | 0.45155 | 155 | 1.2726
[9 empty] | 17 | 19.4 | 8.7997 | 0.0087997 | 55 | 0.48398 | 155 | 1.364
[9 empty] | 18 | 20.6 | 9.344 | 0.009344 | 55 | 0.51392 | 155 | 1.4483
[9 empty] | 19 | 21.9 | 9.9337 | 0.0099337 | 55 | 0.54635 | 155 | 1.5397
[9 empty] | 20 | 23.2 | 10.5233 | 0.010523 | 55 | 0.57878 | 155 | 1.6311
[9 empty] | 21 | 24.4 | 11.0676 | 0.011068 | 55 | 0.60872 | 155 | 1.7155
[9 empty] | 22 | 25.8 | 11.7027 | 0.011703 | 55 | 0.64365 | 155 | 1.8139
[9 empty] | 23 | 27.1 | 12.2923 | 0.012292 | 55 | 0.67608 | 155 | 1.9053
[9 empty] | 24 | 28.4 | 12.882 | 0.012882 | 55 | 0.70851 | 155 | 1.9967
[9 empty] | 25 | 29.8 | 13.517 | 0.013517 | 55 | 0.74344 | 155 | 2.0951
[14 empty] | 0.36577 |  | 1.0308

## Fuel Emissions Factors
Fuel Emissions Factor Summary
Fuel Type | kg CO2 per Gallon | MT CO2 per Gallon
Aviation Gasoline | 8.31 | 0.00831
Biodiesel (100%) | 9.45 | 0.00945
Compressed Natural Gas (CNG) | 0.40724 | 0.00040724
Diesel Fuel | 10.21 | 0.01021
Ethanol (100%) | 5.75 | 0.00575
Kerosene-Type Jet Fuel | 9.75 | 0.00975
Liquefied Natural Gas (LNG) | 4.5 | 0.0045
Liquefied Petroleum Gases (LPG) | 5.68 | 0.00568
Motor Gasoline | 8.78 | 0.00878
Residual Fuel Oil | 11.27 | 0.01127
Note on C7: Joey Marsalisi: SCF to Gallons Conversion used of 7.48052 gallons per SCF

## Grid Emissions Factors
CT Grid Emissions Factor Summary
| % Grid Mix | Generating Resource | MT CO2e/MWh | MT CO2e/kWh | Grid Ratio |  | Year | % Brown Power | Emissions Factor
RPS | 29% | Class 1 | 0 | 0 | 0 |  | 2024 | 63% | 0.00019388
| 4% | Class 1 Additional | 0 | 0 | 0 |  | 2025 | 62% | 0.00019149
| 4% | Class 3 | 1.0856 | 0.0010856 | 4.3424e-05 |  | 2026 | 60% | 0.00018671
Brown Power | 0.1275% | Coal | 1.0856 | 0.0010856 | 1.3841e-06 |  | 2027 | 58% | 0.00018194
| 6.287% | Hydro | 0 | 0 | 0 |  | 2028 | 56% | 0.00017716
| 0.2073% | Landfill Gas | 0.37712 | 0.00037712 | 7.8165e-07 |  | 2029 | 54% | 0.00017238
| 39.14% | Nat Gas | 0.3728 | 0.0003728 | 0.0001459 |  | 2030 | 52% | 0.00016761
| 0.2251% | Fuel Oil | 0.96915 | 0.00096915 | 2.1814e-06
| 16.96% | Nuclear | 0 | 0 | 0
| 0.05403% | Other | 0.37712 | 0.00037712 | 2.0377e-07 |  | Fuel Cell Peak Emissions Factor Recuction
|  |  |  | "All-In" CT Grid Emissions Factor (MT CO2e/kWh) | 0.00019388 |  | 0.00063845
**EIA considers electricity generation from biomass, hydro, solar, and wind to be carbon neutral.
CT Non-Renewables Fuel Mix (R1)
| fuel_mix.coal | fuel_mix.hydro | fuel_mix.landfill_gas | fuel_mix.natural_gas | fuel_mix.oil | fuel_mix.nuclear | fuel_mix.other
| 215411.2916 | 10622247.2184 | 350181.1913 | 66120778.2227 | 380277.8207 | 28657483.6561 | 91287.2682
| 0.2024% | 9.98% | 0.329% | 62.12% | 0.3573% | 26.92% | 0.08577%
| 0.1275% | 6.287% | 0.2073% | 39.14% | 0.2251% | 16.96% | 0.05403%
| % Brown Power | 63%
EPA CT and New England Emissions Factors (R2)
| Coal | 2393.296 | lb*CO2e/MWh | New England
| Oil | 2136.587 | lb*CO2e/MWh | Connecticut
| Nat Gas | 821.881 | lb*CO2e/MWh | Connecticut
| Fossil Fuels | 831.391 | lb*CO2e/MWh | Connecticut
CT Renewable Portfolio Standards: RPS (R3)
| Year | Class I | Class II or Class I (additional) | Class III | Total
| 2018 | 17% | 4% | 4% | 25%
| 2019 | 19.5% | 4% | 4% | 27.5%
| 2020 | 21% | 4% | 4% | 29%
| 2021 | 22.5% | 4% | 4% | 30.5%
| 2022 | 24% | 4% | 5% | 33%
| 2023 | 26% | 4% | 5% | 35%
| 2024 | 28% | 4% | 5% | 37%
| 2025 | 30% | 4% | 4% | 38%
| 2026 | 32% | 4% | 4% | 40%
| 2027 | 34% | 4% | 4% | 42%
| 2028 | 36% | 4% | 4% | 44%
| 2029 | 38% | 4% | 4% | 46%
| 2030 | 40% | 4% | 4% | 48%

## (R2) EPA Emissions (Regional)
Data Year | eGRID subregion acronym | eGRID subregion name | eGRID subregion nameplate capacity (MW) | eGRID subregion annual heat input from combustion (MMBtu) | eGRID subregion ozone season heat input from combustion (MMBtu) | eGRID subregion total annual heat input (MMBtu) | eGRID subregion total ozone season heat input (MMBtu) | eGRID subregion annual net generation (MWh) | eGRID subregion ozone season net generation (MWh) | eGRID subregion annual NOx emissions (tons) | eGRID subregion ozone season NOx emissions (tons) | eGRID subregion annual SO2 emissions (tons) | eGRID subregion annual CO2 emissions (tons) | eGRID subregion annual CH4 emissions (lbs) | eGRID subregion annual N2O emissions (lbs) | eGRID subregion annual CO2 equivalent emissions (tons) | eGRID subregion annual Hg emissions (lbs) | eGRID subregion annual NOx total output emission rate (lb/MWh) | eGRID subregion ozone season NOx total output emission rate (lb/MWh) | eGRID subregion annual SO2 total output emission rate (lb/MWh) | eGRID subregion annual CO2 total output emission rate (lb/MWh) | eGRID subregion annual CH4 total output emission rate (lb/MWh) | eGRID subregion annual N2O total output emission rate (lb/MWh) | eGRID subregion annual CO2 equivalent total output emission rate (lb/MWh) | eGRID subregion annual Hg total output emission rate (lb/MWh) | eGRID subregion annual NOx input emission rate (lb/MMBtu) | eGRID subregion ozone season NOx input emission rate (lb/MMBtu) | eGRID subregion annual SO2 input emission rate (lb/MMBtu) | eGRID subregion annual CO2 input emission rate (lb/MMBtu) | eGRID subregion annual CH4 input emission rate (lb/MMBtu) | eGRID subregion annual N2O input emission rate (lb/MMBtu) | eGRID subregion annual CO2 equivalent input emission rate (lb/MMBtu) | eGRID subregion annual Hg input emission rate (lb/MMBtu) | eGRID subregion annual NOx combustion output emission rate (lb/MWh) | eGRID subregion ozone season NOx combustion output emission rate (lb/MWh) | eGRID subregion annual SO2 combustion output emission rate (lb/MWh) | eGRID subregion annual CO2 combustion output emission rate (lb/MWh) | eGRID subregion annual CH4 combustion output emission rate (lb/MWh) | eGRID subregion annual N2O combustion output emission rate (lb/MWh) | eGRID subregion annual CO2 equivalent combustion output emission rate (lb/MWh) | eGRID subregion annual Hg combustion output emission rate (lb/MWh) | eGRID subregion annual NOx coal output emission rate (lb/MWh) | eGRID subregion annual NOx oil output emission rate (lb/MWh) | eGRID subregion annual NOx gas output emission rate (lb/MWh) | eGRID subregion annual NOx fossil fuel output emission rate (lb/MWh) | eGRID subregion ozone season NOx coal output emission rate (lb/MWh) | eGRID subregion ozone season NOx oil output emission rate (lb/MWh) | eGRID subregion ozone season NOx gas output emission rate (lb/MWh) | eGRID subregion ozone season NOx fossil fuel output emission rate (lb/MWh) | eGRID subregion annual SO2 coal output emission rate (lb/MWh) | eGRID subregion annual SO2 oil output emission rate (lb/MWh) | eGRID subregion annual SO2 gas output emission rate (lb/MWh) | eGRID subregion annual SO2 fossil fuel output emission rate (lb/MWh) | eGRID subregion annual CO2 coal output emission rate (lb/MWh) | eGRID subregion annual CO2 oil output emission rate (lb/MWh) | eGRID subregion annual CO2 gas output emission rate (lb/MWh) | eGRID subregion annual CO2 fossil fuel output emission rate (lb/MWh) | eGRID subregion annual CH4 coal output emission rate (lb/MWh) | eGRID subregion annual CH4 oil output emission rate (lb/MWh) | eGRID subregion annual CH4 gas output emission rate (lb/MWh) | eGRID subregion annual CH4 fossil fuel output emission rate (lb/MWh) | eGRID subregion annual N2O coal output emission rate (lb/MWh) | eGRID subregion annual N2O oil output emission rate (lb/MWh) | eGRID subregion annual N2O gas output emission rate (lb/MWh) | eGRID subregion annual N2O fossil fuel output emission rate (lb/MWh) | eGRID subregion annual CO2 equivalent coal output emission rate (lb/MWh) | eGRID subregion annual CO2 equivalent oil output emission rate (lb/MWh) | eGRID subregion annual CO2 equivalent gas output emission rate (lb/MWh) | eGRID subregion annual CO2 equivalent fossil fuel output emission rate (lb/MWh) | eGRID subregion annual Hg coal output emission rate (lb/MWh) | eGRID subregion annual Hg fossil fuel output emission rate (lb/MWh) | eGRID subregion annual NOx coal input emission rate (lb/MMBtu) | eGRID subregion annual NOx oil input emission rate (lb/MMBtu) | eGRID subregion annual NOx gas input emission rate (lb/MMBtu) | eGRID subregion annual NOx fossil fuel input emission rate (lb/MMBtu) | eGRID subregion ozone season NOx coal input emission rate (lb/MMBtu) | eGRID subregion ozone season NOx oil input emission rate (lb/MMBtu) | eGRID subregion ozone season NOx gas input emission rate (lb/MMBtu) | eGRID subregion ozone season NOx fossil fuel input emission rate (lb/MMBtu) | eGRID subregion annual SO2 coal input emission rate (lb/MMBtu) | eGRID subregion annual SO2 oil input emission rate (lb/MMBtu) | eGRID subregion annual SO2 gas input emission rate (lb/MMBtu) | eGRID subregion annual SO2 fossil fuel input emission rate (lb/MMBtu) | eGRID subregion annual CO2 coal input emission rate (lb/MMBtu) | eGRID subregion annual CO2 oil input emission rate (lb/MMBtu) | eGRID subregion annual CO2 gas input emission rate (lb/MMBtu) | eGRID subregion annual CO2 fossil fuel input emission rate (lb/MMBtu) | eGRID subregion annual CH4 coal input emission rate (lb/MMBtu) | eGRID subregion annual CH4 oil input emission rate (lb/MMBtu) | eGRID subregion annual CH4 gas input emission rate (lb/MMBtu) | eGRID subregion annual CH4 fossil fuel input emission rate (lb/MMBtu) | eGRID subregion annual N2O coal input emission rate (lb/MMBtu) | eGRID subregion annual N2O oil input emission rate (lb/MMBtu) | eGRID subregion annual N2O gas input emission rate (lb/MMBtu) | eGRID subregion annual N2O fossil fuel input emission rate (lb/MMBtu) | eGRID subregion annual CO2 equivalent coal input emission rate (lb/MMBtu) | eGRID subregion annual CO2 equivalent oil input emission rate (lb/MMBtu) | eGRID subregion annual CO2 equivalent gas input emission rate (lb/MMBtu) | eGRID subregion annual CO2 equivalent fossil fuel input emission rate (lb/MMBtu) | eGRID subregion annual Hg coal input emission rate (lb/MMBtu) | eGRID subregion annual Hg fossil fuel input emission rate (lb/MMBtu) | eGRID subregion annual NOx non-baseload output emission rate (lb/MWh) | eGRID subregion ozone season NOx non-baseload output emission rate (lb/MWh) | eGRID subregion annual SO2 non-baseload output emission rate (lb/MWh) | eGRID subregion annual CO2 non-baseload output emission rate (lb/MWh) | eGRID subregion annual CH4 non-baseload output emission rate (lb/MWh) | eGRID subregion annual N2O non-baseload output emission rate (lb/MWh) | eGRID subregion annual CO2e non-baseload output emission rate (lb/MWh) | eGRID subregion annual Hg non-baseload output emission rate (lb/MWh) | eGRID subregion annual coal net generation (MWh) | eGRID subregion annual oil net generation (MWh) | eGRID subregion annual gas net generation (MWh) | eGRID subregion annual nuclear net generation (MWh) | eGRID subregion annual hydro net generation (MWh) | eGRID subregion annual biomass net generation (MWh) | eGRID subregion annual wind net generation (MWh) | eGRID subregion annual solar net generation (MWh) | eGRID subregion annual geothermal net generation (MWh) | eGRID subregion annual other fossil net generation (MWh) | eGRID subregion annual other unknown/ purchased fuel net generation (MWh) | eGRID subregion annual total nonrenewables net generation (MWh) | eGRID subregion annual total renewables net generation (MWh) | eGRID subregion annual total nonhydro renewables net generation (MWh) | eGRID subregion annual total combustion net generation (MWh) | eGRID subregion annual total noncombustion net generation (MWh) | eGRID subregion coal generation percent (resource mix) | eGRID subregion oil generation percent (resource mix) | eGRID subregion gas generation percent (resource mix) | eGRID subregion nuclear generation percent (resource mix) | eGRID subregion hydro generation percent (resource mix) | eGRID subregion biomass generation percent (resource mix) | eGRID subregion wind generation percent (resource mix) | eGRID subregion solar generation percent (resource mix) | eGRID subregion geothermal generation percent (resource mix) | eGRID subregion other fossil generation percent (resource mix) | eGRID subregion other unknown/ purchased fuel generation percent (resource mix) | eGRID subregion total nonrenewables generation percent (resource mix) | eGRID subregion total renewables generation percent (resource mix) | eGRID subregion total nonhydro renewables generation percent (resource mix) | eGRID subregion total combustion generation percent (resource mix) | eGRID subregion total noncombustion generation percent (resource mix) | eGRID subregion annual nonbaseload coal net generation (MWh) | eGRID subregion annual nonbaseload oil net generation (MWh) | eGRID subregion annual nonbaseload gas net generation (MWh) | eGRID subregion annual nonbaseload nuclear net generation (MWh) | eGRID subregion annual nonbaseload hydro net generation (MWh) | eGRID subregion annual nonbaseload biomass net generation (MWh) | eGRID subregion annual nonbaseload wind net generation (MWh) | eGRID subregion annual nonbaseload solar net generation (MWh) | eGRID subregion annual nonbaseload geothermal net generation (MWh) | eGRID subregion annual nonbaseload other fossil net generation (MWh) | eGRID subregion annual nonbaseload other unknown/ purchased fuel net generation (MWh) | eGRID subregion nonbaseload coal generation percent (resource mix) | eGRID subregion nonbaseload oil generation percent (resource mix) | eGRID subregion nonbaseload gas generation percent (resource mix) | eGRID subregion nonbaseload nuclear generation percent (resource mix) | eGRID subregion nonbaseload hydro generation percent (resource mix) | eGRID subregion nonbaseload biomass generation percent (resource mix) | eGRID subregion nonbaseload wind generation percent (resource mix) | eGRID subregion nonbaseload solar generation percent (resource mix) | eGRID subregion nonbaseload geothermal generation percent (resource mix) | eGRID subregion nonbaseload other fossil generation percent (resource mix) | eGRID subregion nonbaseload other unknown/ purchased fuel generation percent (resource mix)
YEAR | SUBRGN | SRNAME | SRNAMEPCAP | SRHTIAN | SRHTIOZ | SRHTIANT | SRHTIOZT | SRNGENAN | SRNGENOZ | SRNOXAN | SRNOXOZ | SRSO2AN | SRCO2AN | SRCH4AN | SRN2OAN | SRCO2EQA | SRHGAN | SRNOXRTA | SRNOXRTO | SRSO2RTA | SRCO2RTA | SRCH4RTA | SRN2ORTA | SRC2ERTA | SRHGRTA | SRNOXRA | SRNOXRO | SRSO2RA | SRCO2RA | SRCH4RA | SRN2ORA | SRC2ERA | SRHGRA | SRNOXCRT | SRNOXCRO | SRSO2CRT | SRCO2CRT | SRCH4CRT | SRN2OCRT | SRC2ECRT | SRHGCRT | SRCNOXRT | SRONOXRT | SRGNOXRT | SRFSNXRT | SRCNXORT | SRONXORT | SRGNXORT | SRFSNORT | SRCSO2RT | SROSO2RT | SRGSO2RT | SRFSS2RT | SRCCO2RT | SROCO2RT | SRGCO2RT | SRFSC2RT | SRCCH4RT | SROCH4RT | SRGCH4RT | SRFCH4RT | SRCN2ORT | SRON2ORT | SRGN2ORT | SRFN2ORT | SRCC2ERT | SROC2ERT | SRGC2ERT | SRFSC2ERT | SRCHGRT | SRFSHGRT | SRCNOXR | SRONOXR | SRGNOXR | SRFSNXR | SRCNXOR | SRONXOR | SRGNXOR | SRFSNOR | SRCSO2R | SROSO2R | SRGSO2R | SRFSS2R | SRCCO2R | SROCO2R | SRGCO2R | SRFSC2R | SRCCH4R | SROCH4R | SRGCH4R | SRFCH4R | SRCN2OR | SRON2OR | SRGN2OR | SRFN2OR | SRCC2ER | SROC2ER | SRGC2ER | SRFSC2ER | SRCHGR | SRFSHGR | SRNBNOX | SRNBNXO | SRNBSO2 | SRNBCO2 | SRNBCH4 | SRNBN2O | SRNBC2E | SRNBHG | SRGENACL | SRGENAOL | SRGENAGS | SRGENANC | SRGENAHY | SRGENABM | SRGENAWI | SRGENASO | SRGENAGT | SRGENAOF | SRGENAOP | SRGENATN | SRGENATR | SRGENATH | SRGENACY | SRGENACN | SRCLPR | SROLPR | SRGSPR | SRNCPR | SRHYPR | SRBMPR | SRWIPR | SRSOPR | SRGTPR | SROFPR | SROPPR | SRTNPR | SRTRPR | SRTHPR | SRCYPR | SRCNPR | SRNBGNCL | SRNBGNOL | SRNBGNGS | SRNBGNNC | SRNBGNHY | SRNBGNBM | SRNBGNWI | SRNBGNSO | SRNBGNGT | SRNBGNOF | SRNBGNOP | SRNBCLPR | SRNBOLPR | SRNBGSPR | SRNBNCPR | SRNBHYPR | SRNBBMPR | SRNBWIPR | SRNBSOPR | SRNBGTPR | SRNBOFPR | SRNBOPPR
2022 | AKGD | ASCC Alaska Grid | 2170.4 | 37437228.625 | 14757545.978 | 39771613.626 | 15808132.977 | 5016815.24 | 2005965.098 | 12674.975 | 5449.913 | 1060.22 | 2639129.872 | 439538.859 | 59541.192 | 2653495.747 | -- | 5.053 | 5.434 | 0.423 | 1052.114 | 0.088 | 0.012 | 1057.841 | -- | 0.677 | 0.739 | 0.057 | 140.99 | 0.011741 | 0.0015904 | 141.7571 | -- | 5.851 | 6.292 | 0.489 | 1218.253 | 0.101 | 0.014 | 1224.885 | -- | 3.394 | 7.708 | 6.243 | 5.903 | 3.049 | 8.05 | 7.137 | 6.478 | 1.684 | 1.814 | 0.026 | 0.49 | 2298.755 | 1437.676 | 948.672 | 1229.12 | 0.2581 | 0.4455 | 0.0182 | 0.1024 | 0.0376 | 0.0604 | 0.0018 | 0.0139 | 2316.417 | 1466.826 | 949.668 | 1235.811 | -- | -- | 0.314 | 0.903 | 0.769 | 0.685 | 0.296 | 0.893 | 0.87 | 0.747 | 0.156 | 0.213 | 0.003 | 0.057 | 212.559 | 168.502 | 116.889 | 142.591 | 0.0239 | 0.0522 | 0.0022 | 0.0119 | 0.0035 | 0.0071 | 0.0002 | 0.0016 | 214.192 | 171.918 | 117.012 | 143.367 | -- | -- | 6.982 | 7.58 | 0.583 | 1224.498 | 0.123 | 0.017 | 1232.508 | -- | 726934.03 | 442951.393 | 3124454.026 | 0 | 577650 | 40835.788 | 106519 | 0 | 0 | 0 | -2529 | 4291810.449 | 725004.788 | 147354.788 | 4332646.237 | 684169 | 14.49% | 8.829% | 62.28% | 0% | 11.51% | 0.814% | 2.123% | 0% | 0% | 0% | 0% | 85.55% | 14.45% | 2.937% | 86.36% | 13.64% | 400876.837 | 385400.031 | 1622217.589 | 0 | 0 | 26859.05 | 0 | 0 | 0 | 0 | 0 | 16.46% | 15.83% | 66.61% | 0% | 0% | 1.103% | 0% | 0% | 0% | 0% | 0%
2022 | AKMS | ASCC Miscellaneous | 920.3 | 5510592.809 | 2320321.145 | 9497637.812 | 4094062.144 | 1677312.994 | 731640.009 | 6583.181 | 2654.618 | 570.438 | 415782.264 | 38969.509 | 6776.062 | 417279.022 | -- | 7.85 | 7.257 | 0.68 | 495.772 | 0.023 | 0.004 | 497.557 | -- | 2.389 | 2.288 | 0.207 | 150.903 | 0.0070717 | 0.0012296 | 151.4461 | -- | 25.878 | 23.923 | 2.242 | 1634.428 | 0.077 | 0.013 | 1640.312 | -- | 0 | 30.054 | 4.726 | 25.237 | 0 | 29.866 | 4.726 | 24.381 | 0 | 2.684 | 0.047 | 2.182 | 0 | 1571.817 | 1717.291 | 1599.484 | 0 | 0.085 | 0.0324 | 0.075 | 0 | 0.0153 | 0.0032 | 0.013 | 0 | 1578.51 | 1719.066 | 1605.241 | -- | -- | 0 | 3.118 | 0.322 | 2.381 | 0 | 3.118 | 0.322 | 2.28 | 0 | 0.278 | 0.003 | 0.206 | 0 | 163.071 | 116.889 | 150.897 | 0 | 0.0088 | 0.0022 | 0.0071 | 0 | 0.0016 | 0.0002 | 0.0012 | 0 | 163.765 | 117.01 | 151.441 | -- | -- | 25.415 | 24.56 | 2.185 | 1587.893 | 0.069 | 0.012 | 1593.296 | -- | 0 | 404574.157 | 104921.983 | 0 | 1135776 | 0 | 32757 | 0 | 0 | 0 | -716 | 508780.14 | 1168533 | 32757 | 508780.14 | 1168533 | 0% | 24.12% | 6.255% | 0% | 67.71% | 0% | 1.953% | 0% | 0% | 0% | 0% | 30.33% | 69.67% | 1.953% | 30.33% | 69.67% | 0 | 396128.228 | 90790.582 | 0 | 0 | 0 | 0 | 0 | 0 | 0 | 0 | 0% | 81.35% | 18.65% | 0% | 0% | 0% | 0% | 0% | 0% | 0% | 0%
2022 | AZNM | WECC Southwest | 52132.8 | 895513424.504 | 439212660.339 | 1016756665.504 | 491234118.343 | 170369549.355 | 80252846.15 | 35670.932 | 17703.744 | 10344.95 | 66106423.567 | 8605563.865 | 1191129.136 | 66391471.358 | -- | 0.419 | 0.441 | 0.121 | 776.036 | 0.051 | 0.007 | 779.382 | -- | 0.08 | 0.081 | 0.023 | 147.639 | 0.0096096 | 0.0013301 | 148.2758 | -- | 0.694 | 0.732 | 0.201 | 1286.949 | 0.084 | 0.012 | 1292.498 | -- | 1.408 | 21.042 | 0.42 | 0.689 | 1.432 | 21 | 0.42 | 0.692 | 0.719 | 10.083 | 0.006 | 0.2 | 2279.545 | 3858.583 | 920.334 | 1289.731 | 0.2492 | 0.1562 | 0.0154 | 0.079 | 0.0362 | 0.0312 | 0.0015 | 0.011 | 2296.568 | 3871.792 | 921.18 | 1294.973 | -- | -- | 0.127 | 0.891 | 0.054 | 0.079 | 0.13 | 0.89 | 0.055 | 0.08 | 0.065 | 0.427 | 0.001 | 0.023 | 204.835 | 163.326 | 118.715 | 148.757 | 0.0224 | 0.0066 | 0.002 | 0.0091 | 0.0033 | 0.0013 | 0.0002 | 0.0013 | 206.365 | 163.885 | 118.824 | 149.361 | -- | -- | 0.681 | 0.68 | 0.162 | 1205.221 | 0.065 | 0.009 | 1209.48 | -- | 26741464.82 | 52170.086 | 75396777.468 | 31942793 | 5265826.9 | 549722.809 | 12608307 | 12000917.27 | 5818112 | 0 | -6541 | 134126664.374 | 36242885.979 | 30977059.079 | 102733594.183 | 67635956.17 | 15.7% | 0.03062% | 44.25% | 18.75% | 3.091% | 0.3227% | 7.401% | 7.044% | 3.415% | 0% | 0% | 78.73% | 21.27% | 18.18% | 60.3% | 39.7% | 11724450.996 | 48 | 47306646.848 | 0 | 0 | 150614.326 | 0 | 0 | 0 | 0 | 0 | 19.81% | 8.111e-05% | 79.93% | 0% | 0% | 0.2545% | 0% | 0% | 0% | 0% | 0%
2022 | CAMX | WECC California | 93348.4 | 896218688.361 | 413369937.666 | 1189168373.354 | 561538544.679 | 209353986.31 | 100690172.681 | 48898.837 | 21460.725 | 3161.128 | 52070843.883 | 6216882.175 | 786308.731 | 52262887.553 | -- | 0.467 | 0.426 | 0.03 | 497.443 | 0.03 | 0.004 | 499.278 | -- | 0.109 | 0.104 | 0.007 | 116.201 | 0.0069368 | 0.00087736 | 116.6298 | -- | 0.895 | 0.817 | 0.058 | 953.572 | 0.057 | 0.007 | 957.089 | -- | 2.893 | 22.559 | 0.654 | 0.798 | 2.853 | 26.321 | 0.61 | 0.767 | 0.581 | 1.24 | 0.009 | 0.041 | 2048.419 | 1785.611 | 924.284 | 985.496 | 0.238 | 0.075 | 0.0164 | 0.0287 | 0.0346 | 0.0148 | 0.0016 | 0.0035 | 2064.686 | 1791.903 | 925.185 | 987.255 | -- | -- | 0.289 | 1.911 | 0.083 | 0.1 | 0.293 | 2.21 | 0.077 | 0.096 | 0.058 | 0.105 | 0.001 | 0.005 | 204.929 | 151.279 | 117.983 | 124.11 | 0.0238 | 0.0064 | 0.0021 | 0.0036 | 0.0035 | 0.0013 | 0.0002 | 0.0004 | 206.557 | 151.812 | 118.098 | 124.331 | -- | -- | 0.777 | 0.733 | 0.055 | 1054.982 | 0.049 | 0.006 | 1058.038 | -- | 5747480.4 | 166708.968 | 96713795.361 | 17593254 | 16586948 | 4973674.5 | 15084755 | 42696602.49 | 8180223 | 1586660.656 | 23886.42 | 121831785.805 | 87522202.99 | 70935254.99 | 109212206.305 | 100141782.49 | 2.745% | 0.07963% | 46.2% | 8.404% | 7.923% | 2.376% | 7.205% | 20.39% | 3.907% | 0.7579% | 0.01141% | 58.19% | 41.81% | 33.88% | 52.17% | 47.83% | 3957436.008 | 66415.69 | 54946436.992 | 0 | 0 | 1625997.024 | 0 | 0 | 0 | 261884.682 | 0 | 6.503% | 0.1091% | 90.29% | 0% | 0% | 2.672% | 0% | 0% | 0% | 0.4303% | 0%
2022 | ERCT | ERCOT All | 139100.7 | 2381156709.686 | 1214787625.151 | 2816945847.835 | 1397431784.111 | 458259386.208 | 218228500.365 | 107142.869 | 53135.702 | 93353.018 | 176677933.698 | 22654197.119 | 3137777.029 | 177414565.013 | -- | 0.468 | 0.487 | 0.407 | 771.083 | 0.049 | 0.007 | 774.298 | -- | 0.09 | 0.087 | 0.078 | 148.397 | 0.0095139 | 0.0013178 | 149.0154 | -- | 0.741 | 0.772 | 0.646 | 1221.844 | 0.078 | 0.011 | 1226.939 | -- | 1.18 | 4.983 | 0.588 | 0.741 | 1.154 | 4.882 | 0.592 | 0.722 | 2.493 | 9.457 | 0.007 | 0.645 | 2277.614 | 2144.993 | 867.316 | 1226.532 | 0.2563 | 0.0541 | 0.0158 | 0.077 | 0.0372 | 0.0094 | 0.0016 | 0.0107 | 2295.12 | 2149.134 | 868.187 | 1231.632 | -- | -- | 0.108 | 0.397 | 0.08 | 0.09 | 0.105 | 0.387 | 0.08 | 0.088 | 0.229 | 0.753 | 0.001 | 0.078 | 208.964 | 170.721 | 118.607 | 149.076 | 0.0235 | 0.0043 | 0.0022 | 0.0094 | 0.0034 | 0.0007 | 0.0002 | 0.0013 | 210.57 | 171.051 | 118.726 | 149.695 | -- | -- | 0.858 | 0.856 | 0.665 | 1194.876 | 0.067 | 0.009 | 1199.153 | -- | 71217303.749 | 355441.908 | 214342263.188 | 41606955 | 432960.16 | 952593.642 | 105613545 | 21407172.78 | 0 | 1980077.147 | 351074.97 | 329853115.962 | 128406271.582 | 127973311.422 | 289198754.604 | 169060632.94 | 15.54% | 0.07756% | 46.77% | 9.079% | 0.09448% | 0.2079% | 23.05% | 4.671% | 0% | 0.4321% | 0.07661% | 71.98% | 28.02% | 27.93% | 63.11% | 36.89% | 27634512.38 | 157269.979 | 106507226.404 | 0 | 0 | 387568.4 | 0 | 0 | 0 | 0 | 0 | 20.52% | 0.1168% | 79.08% | 0% | 0% | 0.2878% | 0% | 0% | 0% | 0% | 0%
2022 | FRCC | FRCC All | 70809.8 | 1605344805.792 | 780399773.017 | 1645131987.792 | 797848442.016 | 250233810.647 | 119210508.044 | 37281.77 | 18230.567 | 17798.011 | 101825873.472 | 11980863.945 | 1553828.802 | 102207124.486 | -- | 0.298 | 0.306 | 0.142 | 813.846 | 0.048 | 0.006 | 816.893 | -- | 0.046 | 0.047 | 0.022 | 126.859 | 0.0074631 | 0.00096791 | 127.3335 | -- | 0.357 | 0.367 | 0.171 | 976.4 | 0.057 | 0.007 | 980.055 | -- | 0.488 | 6.089 | 0.238 | 0.277 | 0.47 | 5.699 | 0.254 | 0.284 | 0.679 | 2.483 | 0.03 | 0.132 | 1517.249 | 1515.037 | 873.191 | 974.556 | 0.1327 | 0.1208 | 0.018 | 0.036 | 0.0189 | 0.0242 | 0.0019 | 0.0046 | 1526.207 | 1525.258 | 874.22 | 976.834 | -- | -- | 0.054 | 0.655 | 0.033 | 0.037 | 0.052 | 0.817 | 0.035 | 0.037 | 0.075 | 0.267 | 0.004 | 0.017 | 168.287 | 162.934 | 119.945 | 129.026 | 0.0147 | 0.013 | 0.0025 | 0.0048 | 0.0021 | 0.0026 | 0.0003 | 0.0006 | 169.281 | 164.033 | 120.086 | 129.328 | -- | -- | 0.407 | 0.416 | 0.208 | 1044.441 | 0.056 | 0.007 | 1048.048 | -- | 15227543.622 | 1271933.051 | 186173230.258 | 30768329 | 230962 | 3499328.43 | 0 | 10660326 | 0 | 1542496.072 | 859662.425 | 235843194.428 | 14390616.43 | 14159654.43 | 208574193.858 | 41659617 | 6.085% | 0.5083% | 74.4% | 12.3% | 0.0923% | 1.398% | 0% | 4.26% | 0% | 0.6164% | 0.3435% | 94.25% | 5.751% | 5.659% | 83.35% | 16.65% | 18461756.835 | 10366 | 84912366.285 | 0 | 0 | 1830571.291 | 0 | 0 | 0 | 0 | 0 | 17.55% | 0.009852% | 80.7% | 0% | 0% | 1.74% | 0% | 0% | 0% | 0% | 0%
2022 | HIMS | HICC Miscellaneous | 1045.2 | 19317545.67 | 7813635.687 | 22084287.674 | 9078114.687 | 2708213.003 | 1139469.263 | 9731.745 | 4131.899 | 4155.159 | 1564651.462 | 334729.085 | 51648.412 | 1574914.484 | -- | 7.187 | 7.252 | 3.069 | 1155.486 | 0.124 | 0.019 | 1163.065 | -- | 1.008 | 1.058 | 0.43 | 161.993 | 0.017328 | 0.0026737 | 163.0553 | -- | 10.258 | 10.352 | 4.38 | 1649.32 | 0.176 | 0.027 | 1660.139 | -- | 0 | 10.24 | 0 | 10.24 | 0 | 10.728 | 0 | 10.728 | 0 | 4.372 | 0 | 4.372 | 0 | 1636.649 | 0 | 1636.649 | 0 | 0.1761 | 0 | 0.1761 | 0 | 0.0272 | 0 | 0.0272 | 0 | 1647.448 | 0 | 1647.448 | -- | -- | 0 | 1.008 | 0 | 1.008 | 0 | 1.058 | 0 | 1.058 | 0 | 0.43 | 0 | 0.43 | 0 | 161.035 | 0 | 161.035 | 0 | 0.0173 | 0 | 0.0173 | 0 | 0.0027 | 0 | 0.0027 | 0 | 162.098 | 0 | 162.098 | -- | -- | 11.372 | 11.866 | 4.074 | 1619.21 | 0.157 | 0.025 | 1629.568 | -- | 0 | 1743747.464 | 0 | 0 | 110081 | 96195.273 | 342276 | 150181 | 208346 | 0 | 57386.272 | 1801133.736 | 907079.273 | 796998.273 | 1897329.009 | 810884 | 0% | 64.39% | 0% | 0% | 4.065% | 3.552% | 12.64% | 5.545% | 7.693% | 0% | 2.119% | 66.51% | 33.49% | 29.43% | 70.06% | 29.94% | 0 | 1301557.915 | 0 | 0 | 0 | 0 | 0 | 0 | 0 | 0 | 0 | 0% | 100% | 0% | 0% | 0% | 0% | 0% | 0% | 0% | 0% | 0%
2022 | HIOA | HICC Oahu | 2298 | 63851861.145 | 27149186.618 | 66085923.145 | 28174889.618 | 6595979.001 | 2832273.002 | 12775.294 | 5251.404 | 20953.2 | 5195676.003 | 1072031.829 | 165485.213 | 5233733.697 | -- | 3.874 | 3.708 | 6.353 | 1575.407 | 0.163 | 0.025 | 1586.947 | -- | 0.4 | 0.387 | 0.656 | 162.742 | 0.016789 | 0.0025917 | 163.9336 | -- | 4.301 | 4.117 | 7.054 | 1749.029 | 0.18 | 0.028 | 1761.84 | -- | 2.705 | 4.394 | 0 | 4.191 | 2.694 | 4.308 | 0 | 4.061 | 8.432 | 7.421 | 0 | 7.542 | 2341.087 | 1643.621 | 0 | 1727.274 | 0.2868 | 0.0771 | 0 | 0.1022 | 0.0415 | 0.0146 | 0 | 0.0179 | 2360.612 | 1649.912 | 0 | 1735.153 | -- | -- | 0.247 | 0.437 | 0 | 0.412 | 0.247 | 0.43 | 0 | 0.4 | 0.77 | 0.737 | 0 | 0.742 | 213.892 | 163.304 | 0 | 169.834 | 0.0262 | 0.0077 | 0 | 0.0101 | 0.0038 | 0.0015 | 0 | 0.0018 | 215.676 | 163.929 | 0 | 170.609 | -- | -- | 4.363 | 4.185 | 7.33 | 1810.29 | 0.177 | 0.028 | 1822.919 | -- | 647757.91 | 4911430.616 | 0 | 0 | 0 | 180866.08 | 249904 | 404862 | 0 | 201338.287 | -180 | 5760346.813 | 835632.08 | 835632.08 | 5941212.893 | 654766 | 9.82% | 74.46% | 0% | 0% | 0% | 2.742% | 3.789% | 6.138% | 0% | 3.052% | 0% | 87.33% | 12.67% | 12.67% | 90.07% | 9.927% | 472312.375 | 3043296.974 | 0 | 0 | 0 | 249679.661 | 0 | 0 | 0 | 0 | 0 | 12.54% | 80.83% | 0% | 0% | 0% | 6.631% | 0% | 0% | 0% | 0% | 0%
2022 | MROE | MRO East | 8453.1 | 206298818.559 | 98970767.142 | 215542976.563 | 102895504.148 | 22864489.341 | 10417103.814 | 11179.38 | 5269.993 | 3494.462 | 16915394.89 | 3040541.332 | 440580.368 | 17019048.13 | -- | 0.978 | 1.012 | 0.306 | 1479.621 | 0.133 | 0.019 | 1488.688 | -- | 0.108 | 0.106 | 0.034 | 163.989 | 0.014739 | 0.0021356 | 164.9941 | -- | 1.109 | 1.148 | 0.347 | 1678.516 | 0.151 | 0.022 | 1688.801 | -- | 0.786 | 0.754 | 1.5 | 1.093 | 0.779 | 0.595 | 1.527 | 1.125 | 0.531 | 1.577 | 0.017 | 0.326 | 2168.915 | 1058.199 | 1258.786 | 1759.098 | 0.2494 | 0.3616 | 0.0176 | 0.1512 | 0.0363 | 0.0499 | 0.0018 | 0.0216 | 2185.96 | 1082.099 | 1259.753 | 1769.316 | -- | -- | 0.076 | 0.079 | 0.141 | 0.104 | 0.074 | 0.064 | 0.134 | 0.103 | 0.051 | 0.165 | 0.002 | 0.031 | 208.886 | 110.836 | 118.374 | 167.88 | 0.024 | 0.0379 | 0.0017 | 0.0144 | 0.0035 | 0.0052 | 0.0002 | 0.0021 | 210.528 | 113.34 | 118.465 | 168.855 | -- | -- | 1.124 | 1.152 | 0.334 | 1672.86 | 0.147 | 0.021 | 1682.837 | -- | 10480887.46 | 165221.245 | 8640723.735 | 0 | 1105467.24 | 855302.714 | 878912 | 724925 | 0 | 13049.21 | 0 | 19299881.65 | 3564606.954 | 2459139.714 | 20155184.364 | 2709304.24 | 45.84% | 0.7226% | 37.79% | 0% | 4.835% | 3.741% | 3.844% | 3.171% | 0% | 0.05707% | 0% | 84.41% | 15.59% | 10.76% | 88.15% | 11.85% | 6121737.501 | 253671.901 | 5334343.245 | 0 | 0 | 569662.339 | 0 | 0 | 0 | 0 | 0 | 49.85% | 2.066% | 43.44% | 0% | 0% | 4.639% | 0% | 0% | 0% | 0% | 0%
2022 | MROW | MRO West | 76840 | 1205653341.966 | 571278425.945 | 1589996610.978 | 704046319.961 | 251623837.045 | 104576080.107 | 95338.286 | 44967.226 | 114102.385 | 117820953.952 | 25622635.227 | 3704684.14 | 118693234.821 | -- | 0.758 | 0.86 | 0.907 | 936.485 | 0.102 | 0.015 | 943.418 | -- | 0.158 | 0.157 | 0.189 | 195.447 | 0.021252 | 0.0030728 | 196.8945 | -- | 1.602 | 1.819 | 1.918 | 1980.347 | 0.215 | 0.031 | 1995.009 | -- | 1.647 | -58.478 | 1.126 | 1.569 | 1.639 | -61.201 | 1.123 | 1.548 | 2.321 | -14.284 | 0.025 | 1.928 | 2220.474 | -7772.453 | 995.52 | 2010.738 | 0.2499 | -0.284 | 0.0206 | 0.2104 | 0.0363 | -0.0537 | 0.0021 | 0.0305 | 2237.555 | -7795.566 | 996.675 | 2025.075 | -- | -- | 0.157 | 1.064 | 0.134 | 0.155 | 0.158 | 1.076 | 0.132 | 0.154 | 0.221 | 0.26 | 0.003 | 0.19 | 211.394 | 141.355 | 118.551 | 198.077 | 0.0238 | 0.0052 | 0.0025 | 0.0207 | 0.0035 | 0.001 | 0.0003 | 0.003 | 213.02 | 141.775 | 118.689 | 199.49 | -- | -- | 1.619 | 1.584 | 1.64 | 1794.666 | 0.183 | 0.026 | 1807.049 | -- | 95599124.923 | 151733.848 | 20826283.049 | 20314709 | 9769373.91 | 1765166.488 | 100084649.43 | 2464916 | 0 | 305892.018 | 341988.352 | 137539731.19 | 114084105.828 | 104314731.918 | 118990188.678 | 132633648.34 | 37.99% | 0.0603% | 8.277% | 8.073% | 3.883% | 0.7015% | 39.78% | 0.9796% | 0% | 0.1216% | 0.1359% | 54.66% | 45.34% | 41.46% | 47.29% | 52.71% | 37580459.128 | 84362.672 | 16828861.067 | 0 | 0 | 994385.957 | 0 | 0 | 0 | 10077.011 | 0 | 67.71% | 0.152% | 30.32% | 0% | 0% | 1.792% | 0% | 0% | 0% | 0.01816% | 0%
2022 | NEWE | NPCC New England | 38879.8 | 506547252.205 | 239811390.273 | 559244241.196 | 258276930.276 | 105455877.334 | 47128175.141 | 16299.494 | 6675.874 | 6437.253 | 28284725.419 | 6683721.043 | 873411.708 | 28498409.904 | -- | 0.309 | 0.283 | 0.122 | 536.428 | 0.063 | 0.008 | 540.48 | -- | 0.064 | 0.056 | 0.025 | 111.677 | 0.013195 | 0.0017242 | 112.5202 | -- | 0.507 | 0.464 | 0.2 | 879.245 | 0.104 | 0.014 | 885.888 | -- | 2.854 | 3.228 | 0.21 | 0.255 | 4.63 | 2.843 | 0.2 | 0.215 | 0.715 | 4.745 | 0.035 | 0.086 | 2372.473 | 1989.892 | 853.661 | 873.249 | 0.3044 | 0.0731 | 0.0167 | 0.0188 | 0.0443 | 0.0142 | 0.0018 | 0.0021 | 2393.296 | 1995.964 | 854.614 | 874.36 | -- | -- | 0.246 | 0.26 | 0.03 | 0.035 | 0.33 | 0.2 | 0.028 | 0.03 | 0.062 | 0.382 | 0.005 | 0.012 | 204.732 | 160.344 | 119.722 | 121.159 | 0.0263 | 0.0059 | 0.0023 | 0.0026 | 0.0038 | 0.0011 | 0.0003 | 0.0003 | 206.529 | 160.833 | 119.855 | 121.313 | -- | -- | 0.457 | 0.329 | 0.249 | 923.348 | 0.073 | 0.01 | 928.058 | -- | 347897.825 | 1853564.561 | 55626947.552 | 27385695 | 6208666.43 | 4756951.246 | 4044260.49 | 3478590.2 | 0 | 1658414.931 | 94888 | 86967407.869 | 18488468.366 | 12279801.936 | 64338664.115 | 41117212.12 | 0.3299% | 1.758% | 52.75% | 25.97% | 5.887% | 4.511% | 3.835% | 3.299% | 0% | 1.573% | 0.08998% | 82.47% | 17.53% | 11.64% | 61.01% | 38.99% | 308840 | 580660.191 | 26320694.305 | 0 | 0 | 1867305.628 | 0 | 0 | 0 | 0 | 0 | 1.062% | 1.997% | 90.52% | 0% | 0% | 6.422% | 0% | 0% | 0% | 0% | 0%
2022 | NWPP | WECC Northwest | 80185.7 | 1052305755.347 | 430252986.021 | 1626255545.374 | 683320822.041 | 290045161.471 | 123240041.277 | 77030.526 | 31987.277 | 46128.115 | 87316361.897 | 16246403.236 | 2320196.412 | 87865151.202 | -- | 0.531 | 0.519 | 0.318 | 602.088 | 0.056 | 0.008 | 605.872 | -- | 0.146 | 0.149 | 0.088 | 165.952 | 0.015439 | 0.0022049 | 166.9955 | -- | 1.374 | 1.342 | 0.823 | 1556.926 | 0.145 | 0.021 | 1566.711 | -- | 1.973 | 1.556 | 0.736 | 1.35 | 1.973 | 1.501 | 0.731 | 1.396 | 1.504 | 17.166 | 0.008 | 0.82 | 2286.719 | 1842.488 | 923.521 | 1600.61 | 0.2587 | 0.0537 | 0.0169 | 0.1365 | 0.0376 | 0.0107 | 0.0017 | 0.0195 | 2304.399 | 1847.028 | 924.446 | 1609.825 | -- | -- | 0.179 | 0.19 | 0.095 | 0.144 | 0.179 | 0.185 | 0.093 | 0.146 | 0.136 | 2.1 | 0.001 | 0.087 | 207.22 | 225.393 | 118.66 | 170.45 | 0.0234 | 0.0066 | 0.0022 | 0.0145 | 0.0034 | 0.0013 | 0.0002 | 0.0021 | 208.822 | 225.948 | 118.778 | 171.431 | -- | -- | 1.494 | 1.526 | 0.79 | 1515.676 | 0.134 | 0.019 | 1524.699 | -- | 52895365.083 | 553223.17 | 54892155.985 | 9851535 | 127570177.77 | 2869340.212 | 31406623 | 7171492 | 1880248 | 686295.03 | 268705.531 | 119147279.799 | 170897880.982 | 43327703.212 | 112165085.011 | 177880075.77 | 18.24% | 0.1907% | 18.93% | 3.397% | 43.98% | 0.9893% | 10.83% | 2.473% | 0.6483% | 0.2366% | 0.09264% | 41.08% | 58.92% | 14.94% | 38.67% | 61.33% | 19491334.728 | 24530.46 | 25334410.323 | 0 | 0 | 1507217.852 | 0 | 0 | 0 | 10634.143 | 0 | 42.04% | 0.0529% | 54.64% | 0% | 0% | 3.251% | 0% | 0% | 0% | 0.02293% | 0%
2022 | NYCW | NPCC NYC/Westchester | 12790.2 | 242052196.972 | 120796992.914 | 243662684.971 | 121623616.913 | 32721380.717 | 16103198.601 | 4063.129 | 1998.084 | 455.821 | 14483027.083 | 743984.923 | 85428.473 | 14505055.738 | -- | 0.248 | 0.248 | 0.028 | 885.233 | 0.023 | 0.003 | 886.58 | -- | 0.034 | 0.033 | 0.004 | 119.669 | 0.0030737 | 0.00035293 | 119.8506 | -- | 0.248 | 0.248 | 0.028 | 885.698 | 0.023 | 0.003 | 887.045 | -- | 0 | 11.939 | 0.215 | 0.221 | 0 | 7.196 | 0.219 | 0.224 | 0 | 1.487 | 0.01 | 0.011 | 0 | 2227.585 | 883.162 | 883.925 | 0 | 0.0552 | 0.0154 | 0.0154 | 0 | 0.008 | 0.0016 | 0.0016 | 0 | 2231.356 | 884.036 | 884.801 | -- | -- | 0 | 0.692 | 0.029 | 0.03 | 0 | 2.547 | 0.029 | 0.03 | 0 | 0.086 | 0.001 | 0.001 | 0 | 129.16 | 119.798 | 119.81 | 0 | 0.0032 | 0.0021 | 0.0021 | 0 | 0.0005 | 0.0002 | 0.0002 | 0 | 129.378 | 119.916 | 119.929 | -- | -- | 0.341 | 0.342 | 0.021 | 971.78 | 0.021 | 0.002 | 972.967 | -- | 0 | 743806.171 | 31592944.481 | 0 | 0 | 165345.46 | 0 | 17176 | 0 | 202092.54 | 16 | 32538859.192 | 182521.46 | 182521.46 | 32704204.652 | 17176 | 0% | 2.273% | 96.55% | 0% | 0% | 0.5053% | 0% | 0.05249% | 0% | 0.6176% | 4.89e-05% | 99.44% | 0.5578% | 0.5578% | 99.95% | 0.05249% | 0 | 18356.007 | 15409863.346 | 0 | 0 | 59649.926 | 0 | 0 | 0 | 0 | 0 | 0% | 0.1185% | 99.5% | 0% | 0% | 0.3851% | 0% | 0% | 0% | 0% | 0%
2022 | NYLI | NPCC Long Island | 5885.3 | 107933672.015 | 53358347.336 | 109794346.015 | 54296954.336 | 10828139.142 | 5273005.277 | 4972.967 | 2258.605 | 2564.646 | 6500714.897 | 1464378.121 | 189743.267 | 6547291.37 | -- | 0.919 | 0.857 | 0.474 | 1200.708 | 0.135 | 0.018 | 1209.311 | -- | 0.092 | 0.085 | 0.048 | 120.458 | 0.013567 | 0.001758 | 121.3206 | -- | 0.94 | 0.876 | 0.485 | 1228.449 | 0.138 | 0.018 | 1237.251 | -- | 0 | 3.619 | 0.611 | 0.664 | 0 | 4.137 | 0.568 | 0.628 | 0 | 0.549 | 0.441 | 0.443 | 0 | 2384.498 | 1126.226 | 1148.328 | 0 | 0.0576 | 0.0235 | 0.0241 | 0 | 0.0108 | 0.0028 | 0.0029 | 0 | 2389.156 | 1127.639 | 1149.798 | -- | -- | 0 | 0.217 | 0.066 | 0.071 | 0 | 0.22 | 0.06 | 0.065 | 0 | 0.033 | 0.048 | 0.047 | 0 | 142.903 | 121.812 | 122.471 | 0 | 0.0035 | 0.0025 | 0.0026 | 0 | 0.0006 | 0.0003 | 0.0003 | 0 | 143.182 | 121.965 | 122.628 | -- | -- | 0.901 | 0.809 | 0.654 | 1316.653 | 0.039 | 0.005 | 1319.074 | -- | 0 | 693205.514 | 8953219.514 | 0 | 0 | 422234.929 | 0 | 244526 | 0 | 516066.955 | -1114 | 10161377.983 | 666760.929 | 666760.929 | 10583612.912 | 244526 | 0% | 6.402% | 82.68% | 0% | 0% | 3.899% | 0% | 2.258% | 0% | 4.766% | 0% | 93.84% | 6.158% | 6.158% | 97.74% | 2.258% | 0 | 169408.001 | 6482916.65 | 0 | 0 | 37394.241 | 0 | 0 | 0 | 0 | 0 | 0% | 2.532% | 96.91% | 0% | 0% | 0.559% | 0% | 0% | 0% | 0% | 0%
2022 | NYUP | NPCC Upstate NY | 26052.6 | 214581883.015 | 96969097.166 | 328434759.021 | 143269578.162 | 87177696.756 | 37508688.729 | 4906.277 | 1784.68 | 1873.893 | 11967721.668 | 1322854.028 | 164244.196 | 12003877.73 | -- | 0.113 | 0.095 | 0.043 | 274.559 | 0.015 | 0.002 | 275.389 | -- | 0.046 | 0.037 | 0.017 | 111.545 | 0.0061648 | 0.00076542 | 111.8816 | -- | 0.357 | 0.302 | 0.137 | 872.033 | 0.048 | 0.006 | 874.667 | -- | 0 | 2.182 | 0.218 | 0.273 | 0 | 1.997 | 0.156 | 0.197 | 0 | 2.596 | 0.013 | 0.086 | 0 | 1224.732 | 885.629 | 895.206 | 0 | 0.0494 | 0.0164 | 0.0173 | 0 | 0.0106 | 0.0017 | 0.0019 | 0 | 1229.12 | 886.531 | 896.207 | -- | -- | 0 | 0.236 | 0.029 | 0.036 | 0 | 0.206 | 0.022 | 0.027 | 0 | 0.281 | 0.002 | 0.011 | 0 | 132.418 | 118.626 | 119.105 | 0 | 0.0053 | 0.0022 | 0.0023 | 0 | 0.0011 | 0.0002 | 0.0003 | 0 | 132.893 | 118.747 | 119.239 | -- | -- | 0.457 | 0.333 | 0.189 | 920.115 | 0.043 | 0.005 | 922.457 | -- | 0 | 406686.364 | 25474781.659 | 26812164 | 26975966 | 1292553.348 | 4567508 | 1374189 | 0 | 286723.122 | -12875 | 52967480.145 | 34210216.348 | 7234250.348 | 27447869.493 | 59729827 | 0% | 0.4665% | 29.22% | 30.76% | 30.94% | 1.483% | 5.239% | 1.576% | 0% | 0.3289% | 0% | 60.76% | 39.24% | 8.298% | 31.48% | 68.52% | 0 | 620221.862 | 12965720.717 | 0 | 0 | 501660.976 | 0 | 0 | 0 | 0 | 0 | 0% | 4.403% | 92.04% | 0% | 0% | 3.561% | 0% | 0% | 0% | 0% | 0%
2022 | PRMS | Puerto Rico Miscellaneous | 6404.8 | 181883692.401 | 81196153.755 | 183359981.401 | 81834374.755 | 17762020.003 | 7868141.001 | 27207.282 | 12045.445 | 37852.989 | 14151716.683 | 1545337.416 | 254319.321 | 14208926.98 | -- | 3.064 | 3.062 | 4.262 | 1593.481 | 0.087 | 0.014 | 1599.922 | -- | 0.299 | 0.297 | 0.416 | 155.613 | 0.0084963 | 0.0013983 | 156.2419 | -- | 3.14 | 3.138 | 4.369 | 1633.266 | 0.089 | 0.015 | 1639.869 | -- | 2.559 | 3.698 | 2.771 | 3.14 | 2.549 | 3.637 | 2.785 | 3.136 | 2.594 | 6.21 | 3.092 | 4.368 | 2265.492 | 1774.556 | 1200.221 | 1633.07 | 0.2668 | 0.0643 | 0.0394 | 0.0892 | 0.0388 | 0.0125 | 0.0066 | 0.0147 | 2283.728 | 1779.888 | 1203.169 | 1639.672 | -- | -- | 0.233 | 0.34 | 0.281 | 0.299 | 0.233 | 0.334 | 0.278 | 0.297 | 0.236 | 0.571 | 0.314 | 0.416 | 205.912 | 163.226 | 121.806 | 155.613 | 0.0243 | 0.0059 | 0.004 | 0.0085 | 0.0035 | 0.0011 | 0.0007 | 0.0014 | 207.569 | 163.717 | 122.105 | 156.242 | -- | -- | 3.5 | 3.511 | 5.578 | 1670.902 | 0.074 | 0.013 | 1676.699 | -- | 2962885 | 8626394.157 | 5742145.17 | 0 | 0 | 0 | 155009 | 277667.02 | 0 | 0 | -2080 | 17329344.327 | 432676.02 | 432676.02 | 17329344.327 | 432676.02 | 16.68% | 48.57% | 32.33% | 0% | 0% | 0% | 0.8727% | 1.563% | 0% | 0% | 0% | 97.56% | 2.436% | 2.436% | 97.56% | 2.436% | 675567.977 | 6659716.223 | 3256852.537 | 0 | 0 | 0 | 0 | 0 | 0 | 0 | 0 | 6.378% | 62.87% | 30.75% | 0% | 0% | 0% | 0% | 0% | 0% | 0% | 0%
2022 | RFCE | RFC East | 78446.9 | 1400185429.325 | 634199855.877 | 1435054177.328 | 647503921.882 | 289058252.042 | 127405436.726 | 39681.904 | 14205.745 | 43592.69 | 95011435.673 | 13040136.095 | 1743146.551 | 95434166.215 | -- | 0.275 | 0.223 | 0.302 | 657.386 | 0.045 | 0.006 | 660.311 | -- | 0.057 | 0.045 | 0.062 | 135.713 | 0.0093131 | 0.0012449 | 136.3165 | -- | 0.451 | 0.367 | 0.496 | 1080.883 | 0.074 | 0.01 | 1085.692 | -- | 1.161 | 6.383 | 0.223 | 0.388 | 0.846 | 4.31 | 0.187 | 0.299 | 2.955 | 1.047 | 0.042 | 0.454 | 2318.276 | 1700.579 | 866.529 | 1071.806 | 0.265 | 0.0431 | 0.0185 | 0.0531 | 0.0385 | 0.0064 | 0.002 | 0.0071 | 2336.389 | 1703.578 | 867.584 | 1075.258 | -- | -- | 0.104 | 0.483 | 0.031 | 0.05 | 0.074 | 0.337 | 0.026 | 0.039 | 0.266 | 0.079 | 0.006 | 0.058 | 208.546 | 128.595 | 120.133 | 137.903 | 0.0238 | 0.0033 | 0.0026 | 0.0068 | 0.0035 | 0.0005 | 0.0003 | 0.0009 | 210.175 | 128.822 | 120.279 | 138.347 | -- | -- | 0.749 | 0.554 | 0.773 | 1278.704 | 0.097 | 0.013 | 1285.111 | -- | 25441380.701 | 696990.636 | 145162962.19 | 104545474 | 3182997 | 2525733.761 | 3013815 | 2512581.38 | 0 | 2005652.069 | -29334 | 277823125.596 | 11235127.141 | 8052130.141 | 175803385.357 | 113254867.38 | 8.801% | 0.2411% | 50.22% | 36.17% | 1.101% | 0.8738% | 1.043% | 0.8692% | 0% | 0.6939% | 0% | 96.11% | 3.887% | 2.786% | 60.82% | 39.18% | 16721056.866 | 733829.28 | 48810235.493 | 0 | 0 | 1407530.072 | 0 | 0 | 0 | 754098.156 | 0 | 24.44% | 1.072% | 71.33% | 0% | 0% | 2.057% | 0% | 0% | 0% | 1.102% | 0%
2022 | RFCM | RFC Michigan | 31059.8 | 690023257.166 | 322724511.069 | 724532750.168 | 334130884.067 | 93807523.698 | 41721367.612 | 29927.345 | 13181.648 | 43645.332 | 57053917.818 | 10837685.725 | 1540830.966 | 57418972.699 | -- | 0.638 | 0.632 | 0.931 | 1216.404 | 0.116 | 0.016 | 1224.187 | -- | 0.087 | 0.082 | 0.127 | 165.368 | 0.015706 | 0.002233 | 166.4262 | -- | 0.796 | 0.789 | 1.161 | 1518.014 | 0.144 | 0.02 | 1527.727 | -- | 1.124 | 5.708 | 0.398 | 0.769 | 1.074 | 6.239 | 0.361 | 0.732 | 2.326 | 1.395 | 0.037 | 1.173 | 2199.528 | 1414.334 | 900.706 | 1544.74 | 0.2545 | 0.0411 | 0.0163 | 0.1342 | 0.0371 | 0.0081 | 0.0017 | 0.0192 | 2216.957 | 1417.77 | 901.605 | 1553.827 | -- | -- | 0.106 | 0.858 | 0.052 | 0.085 | 0.101 | 0.944 | 0.047 | 0.08 | 0.22 | 0.21 | 0.005 | 0.129 | 208.413 | 212.683 | 118.375 | 170.421 | 0.0241 | 0.0062 | 0.0021 | 0.0148 | 0.0035 | 0.0012 | 0.0002 | 0.0021 | 210.064 | 213.199 | 118.494 | 171.423 | -- | -- | 0.881 | 0.818 | 1.413 | 1597.326 | 0.149 | 0.021 | 1607.386 | -- | 34477354.859 | 1545523.064 | 36275773.499 | 9392330 | -438383 | 1524443.337 | 8867925 | 816481 | 0 | 1346132.388 | -57 | 83037056.81 | 10770466.337 | 11208849.337 | 75169170.147 | 18638353 | 36.58% | 1.64% | 38.49% | 9.966% | 0% | 1.618% | 9.409% | 0.8663% | 0% | 1.428% | 0% | 88.52% | 11.48% | 11.89% | 80.13% | 19.87% | 19264832.749 | 111468.565 | 17400259.447 | 0 | 0 | 513420.137 | 0 | 0 | 0 | 0 | 0 | 51.66% | 0.2989% | 46.66% | 0% | 0% | 1.377% | 0% | 0% | 0% | 0% | 0%
2022 | RFCW | RFC West | 140293.2 | 3154569070.644 | 1424913381.088 | 3294690973.364 | 1468945722.083 | 535522391.601 | 231446149.955 | 139020.863 | 49085.661 | 166106.437 | 267775418.409 | 46397570.378 | 6634858.921 | 269342129.46 | -- | 0.519 | 0.424 | 0.62 | 1000.053 | 0.087 | 0.012 | 1005.904 | -- | 0.088 | 0.069 | 0.105 | 169.77 | 0.014708 | 0.0021033 | 170.7632 | -- | 0.8 | 0.654 | 0.956 | 1541.669 | 0.134 | 0.019 | 1550.689 | -- | 1.248 | 1.307 | 0.31 | 0.789 | 0.931 | 1.034 | 0.312 | 0.624 | 1.898 | 2.991 | 0.013 | 0.962 | 2217.883 | 2282.222 | 886.946 | 1556.684 | 0.2545 | 0.0612 | 0.0169 | 0.1347 | 0.037 | 0.0112 | 0.0018 | 0.0193 | 2235.276 | 2287.103 | 887.869 | 1565.778 | -- | -- | 0.116 | 0.1 | 0.041 | 0.087 | 0.086 | 0.081 | 0.041 | 0.068 | 0.177 | 0.23 | 0.002 | 0.106 | 206.512 | 175.173 | 118.535 | 171.088 | 0.0237 | 0.0047 | 0.0023 | 0.0148 | 0.0034 | 0.0009 | 0.0002 | 0.0021 | 208.131 | 175.548 | 118.658 | 172.088 | -- | -- | 1.082 | 0.872 | 1.18 | 1843.591 | 0.178 | 0.026 | 1855.683 | -- | 168150599.511 | 1599504.147 | 171286363.167 | 147920422 | 5359994.52 | 2279287.63 | 32133201.54 | 2725041.68 | 0 | 3638980.98 | 428993.932 | 493024863.737 | 42497525.37 | 37137530.85 | 347383729.367 | 188138659.74 | 31.4% | 0.2987% | 31.98% | 27.62% | 1.001% | 0.4256% | 6% | 0.5089% | 0% | 0.6795% | 0.08011% | 92.06% | 7.936% | 6.935% | 64.87% | 35.13% | 94046430.701 | 1004750.643 | 46671683.312 | 0 | 0 | 730398.751 | 0 | 0 | 0 | 1172599.234 | 0 | 65.48% | 0.6996% | 32.5% | 0% | 0% | 0.5085% | 0% | 0% | 0% | 0.8164% | 0%
2022 | RMPA | WECC Rockies | 23744.2 | 427959095.837 | 194118468.145 | 518576049.838 | 231032025.148 | 67125368.359 | 29383400.442 | 20571.385 | 9409.865 | 11669.007 | 37754231.649 | 6789821.003 | 972329.311 | 37983981.442 | -- | 0.613 | 0.64 | 0.348 | 1124.887 | 0.101 | 0.014 | 1131.733 | -- | 0.096 | 0.097 | 0.055 | 176.439 | 0.015866 | 0.002272 | 177.5122 | -- | 1.012 | 1.058 | 0.574 | 1858.106 | 0.167 | 0.024 | 1869.414 | -- | 1.303 | 16.976 | 0.526 | 1.009 | 1.288 | 15.027 | 0.557 | 1.011 | 0.927 | 6.766 | 0.007 | 0.576 | 2325.198 | 2630.147 | 1128 | 1867.809 | 0.2562 | 0.1065 | 0.0196 | 0.1658 | 0.0373 | 0.0213 | 0.002 | 0.0238 | 2342.705 | 2639.158 | 1129.078 | 1879.039 | -- | -- | 0.117 | 1.054 | 0.055 | 0.096 | 0.116 | 1.011 | 0.059 | 0.097 | 0.083 | 0.42 | 0.001 | 0.055 | 207.845 | 163.326 | 118.872 | 177.23 | 0.0229 | 0.0066 | 0.0021 | 0.0157 | 0.0033 | 0.0013 | 0.0002 | 0.0023 | 209.41 | 163.885 | 118.985 | 178.295 | -- | -- | 0.929 | 0.937 | 0.43 | 1676.39 | 0.129 | 0.018 | 1685.051 | -- | 24543081.42 | 27398.707 | 15853215.56 | 0 | 5642610 | 162929.161 | 18464582 | 2380852 | 0 | 2609 | 48090 | 40474394.687 | 26650973.161 | 21008363.161 | 40637323.848 | 26488044 | 36.56% | 0.04082% | 23.62% | 0% | 8.406% | 0.2427% | 27.51% | 3.547% | 0% | 0.003887% | 0.07164% | 60.3% | 39.7% | 31.3% | 60.54% | 39.46% | 10528960.423 | 3948.002 | 11721570.826 | 0 | 0 | 41911.158 | 0 | 0 | 0 | 2609.001 | 0 | 47.22% | 0.0177% | 52.57% | 0% | 0% | 0.188% | 0% | 0% | 0% | 0.0117% | 0%
2022 | SPNO | SPP North | 26861 | 391244254.776 | 211092151.993 | 500134903.777 | 250919194.993 | 78559612.584 | 36245164.127 | 21047.281 | 10859.707 | 6267.624 | 37416971.747 | 7852331.892 | 1135291.564 | 37684284.339 | -- | 0.536 | 0.599 | 0.16 | 952.575 | 0.1 | 0.014 | 959.381 | -- | 0.108 | 0.103 | 0.032 | 191.272 | 0.02007 | 0.0029017 | 192.6381 | -- | 1.118 | 1.25 | 0.333 | 1986.858 | 0.208 | 0.03 | 2001.053 | -- | 0.987 | -4.53 | 1.414 | 1.12 | 0.968 | -6.088 | 1.297 | 1.072 | 0.407 | -0.366 | 0.036 | 0.333 | 2218.086 | -538.074 | 1068.917 | 1990.368 | 0.258 | -0.0198 | 0.0207 | 0.2088 | 0.0375 | -0.0039 | 0.0022 | 0.0302 | 2235.719 | -539.746 | 1070.076 | 2004.588 | -- | -- | 0.093 | 1.371 | 0.157 | 0.108 | 0.091 | 1.337 | 0.141 | 0.103 | 0.038 | 0.111 | 0.004 | 0.032 | 208.495 | 162.904 | 118.99 | 191.68 | 0.0243 | 0.006 | 0.0023 | 0.0201 | 0.0035 | 0.0012 | 0.0002 | 0.0029 | 210.152 | 163.411 | 119.119 | 193.049 | -- | -- | 1.218 | 1.154 | 0.325 | 1942.976 | 0.198 | 0.029 | 1956.47 | -- | 29145931.121 | -129056.414 | 8577049.619 | 8981959 | 154859 | 69703 | 31642678 | 115660 | 0 | 0 | 829 | 46576712.326 | 31982900 | 31828041 | 37664456.326 | 40895156 | 37.1% | 0% | 10.92% | 11.43% | 0.1971% | 0.08873% | 40.28% | 0.1472% | 0% | 0% | 0.001055% | 59.29% | 40.71% | 40.51% | 47.94% | 52.06% | 17718150.376 | 35734.383 | 5816559.859 | 0 | 0 | 10572.046 | 0 | 0 | 0 | 0 | 0 | 75.14% | 0.1515% | 24.67% | 0% | 0% | 0.04483% | 0% | 0% | 0% | 0% | 0%
2022 | SPSO | SPP South | 57781 | 956198286.542 | 494793457.997 | 1142132623.541 | 566611396.996 | 155729280.622 | 72835833.353 | 58885.235 | 30457.687 | 67082.342 | 75559655.848 | 11143617.57 | 1602322.093 | 75937697.058 | -- | 0.756 | 0.836 | 0.862 | 970.398 | 0.072 | 0.01 | 975.253 | -- | 0.123 | 0.123 | 0.14 | 158.042 | 0.011654 | 0.0016757 | 158.8325 | -- | 1.164 | 1.287 | 1.326 | 1493.111 | 0.11 | 0.016 | 1500.582 | -- | 1.571 | 28.622 | 0.82 | 1.171 | 1.55 | 27.614 | 0.871 | 1.185 | 2.889 | 2.85 | 0.027 | 1.308 | 2171.484 | 1631.389 | 1001.147 | 1525.22 | 0.2217 | 0.0635 | 0.0197 | 0.1101 | 0.0323 | 0.0126 | 0.0021 | 0.0156 | 2186.643 | 1636.719 | 1002.264 | 1532.62 | -- | -- | 0.145 | 2.865 | 0.097 | 0.123 | 0.143 | 2.735 | 0.1 | 0.123 | 0.266 | 0.285 | 0.003 | 0.137 | 199.77 | 163.326 | 118.429 | 159.905 | 0.0204 | 0.0064 | 0.0023 | 0.0115 | 0.003 | 0.0013 | 0.0002 | 0.0016 | 201.164 | 163.859 | 118.561 | 160.68 | -- | -- | 1.333 | 1.336 | 1.291 | 1528.168 | 0.105 | 0.015 | 1535.231 | -- | 36492339.003 | 1822633.55 | 60391180.967 | 0 | 5043465 | 2142295.116 | 48823385 | 651426.41 | 0 | 225550.145 | 137006 | 99068709.665 | 56660571.526 | 51617106.526 | 101211004.781 | 54518276.41 | 23.43% | 1.17% | 38.78% | 0% | 3.239% | 1.376% | 31.35% | 0.4183% | 0% | 0.1448% | 0.08798% | 63.62% | 36.38% | 33.15% | 64.99% | 35.01% | 28568209.154 | 3323 | 37657600.381 | 0 | 0 | 717024.585 | 0 | 0 | 0 | 34451 | 0 | 42.65% | 0.004961% | 56.22% | 0% | 0% | 1.07% | 0% | 0% | 0% | 0.05143% | 0%
2022 | SRMV | SERC Mississippi Valley | 47214.2 | 1083014687.901 | 519815163.167 | 1094092140.901 | 524575877.168 | 183054492.826 | 84472980.381 | 45014.737 | 22158.837 | 55100.658 | 73314706.954 | 7322355.231 | 1009294.754 | 73556621.31 | -- | 0.492 | 0.525 | 0.602 | 801.015 | 0.04 | 0.006 | 803.658 | -- | 0.083 | 0.085 | 0.102 | 135.39 | 0.0067611 | 0.00093193 | 135.8368 | -- | 0.639 | 0.682 | 0.782 | 1040.829 | 0.052 | 0.007 | 1044.263 | -- | 1.508 | 0.537 | 0.502 | 0.64 | 1.548 | 0.293 | 0.533 | 0.669 | 4.338 | 7.998 | 0.007 | 0.777 | 2337.868 | 1074.168 | 863.416 | 1065.072 | 0.2481 | 0.1954 | 0.0162 | 0.0514 | 0.0361 | 0.0302 | 0.0016 | 0.0069 | 2354.816 | 1088.038 | 864.304 | 1068.409 | -- | -- | 0.134 | 0.113 | 0.069 | 0.083 | 0.134 | 0.099 | 0.072 | 0.085 | 0.385 | 1.681 | 0.001 | 0.1 | 207.323 | 225.775 | 118.685 | 137.417 | 0.022 | 0.0411 | 0.0022 | 0.0066 | 0.0032 | 0.0063 | 0.0002 | 0.0009 | 208.826 | 228.691 | 118.807 | 137.848 | -- | -- | 0.889 | 0.927 | 1.407 | 1220.738 | 0.073 | 0.01 | 1225.618 | -- | 19136714.4 | 1401986.635 | 116141234.656 | 39088748 | 2153060 | 1742708.932 | 0 | 935157.67 | 0 | 2136499.514 | 318383.41 | 178223566.615 | 4830926.602 | 2677866.602 | 140877527.547 | 42176965.67 | 10.45% | 0.7659% | 63.45% | 21.35% | 1.176% | 0.952% | 0% | 0.5109% | 0% | 1.167% | 0.1739% | 97.36% | 2.639% | 1.463% | 76.96% | 23.04% | 12390475.652 | 2943046.749 | 45495705.041 | 0 | 0 | 777938.221 | 0 | 0 | 0 | 736486.485 | 0 | 19.87% | 4.721% | 72.98% | 0% | 0% | 1.248% | 0% | 0% | 0% | 1.181% | 0%
2022 | SRMW | SERC Midwest | 33720.2 | 824439805.277 | 353707687.112 | 878661009.275 | 372451678.113 | 118737334.727 | 48619649.191 | 59493.846 | 18135.385 | 143104.478 | 81328341.697 | 17883372.193 | 2590550.137 | 81937875.818 | -- | 1.002 | 0.746 | 2.41 | 1369.887 | 0.151 | 0.022 | 1380.154 | -- | 0.144 | 0.103 | 0.347 | 197.294 | 0.021692 | 0.0031422 | 198.7722 | -- | 1.403 | 1.044 | 3.374 | 1917.594 | 0.211 | 0.031 | 1931.966 | -- | 1.549 | 31.557 | 0.673 | 1.405 | 1.094 | 25.272 | 0.679 | 1.014 | 4.041 | 8.451 | 0.029 | 3.38 | 2114.363 | 3106.973 | 922.371 | 1923.162 | 0.2497 | 0.0914 | 0.0173 | 0.2112 | 0.0363 | 0.0183 | 0.0017 | 0.0306 | 2131.425 | 3114.701 | 923.32 | 1937.563 | -- | -- | 0.153 | 1.659 | 0.087 | 0.144 | 0.106 | 1.911 | 0.084 | 0.102 | 0.399 | 0.444 | 0.004 | 0.347 | 208.518 | 163.326 | 118.659 | 197.684 | 0.0246 | 0.0048 | 0.0022 | 0.0217 | 0.0036 | 0.001 | 0.0002 | 0.0031 | 210.201 | 163.732 | 118.781 | 199.164 | -- | -- | 1.421 | 1.124 | 3.244 | 1808.621 | 0.186 | 0.027 | 1821.235 | -- | 70231873.423 | 87466.567 | 13985047.354 | 18098791.5 | 1489204 | 157224.117 | 12916903 | 1409135 | 0 | 91637.429 | 270051.7 | 102764867.973 | 15972466.117 | 14483262.117 | 84823300.59 | 33914033.5 | 59.15% | 0.07366% | 11.78% | 15.24% | 1.254% | 0.1324% | 10.88% | 1.187% | 0% | 0.07718% | 0.2274% | 86.55% | 13.45% | 12.2% | 71.44% | 28.56% | 19765847.218 | 10263.994 | 7776230.365 | 0 | 0 | 198630.145 | 0 | 0 | 0 | 0 | 0 | 71.23% | 0.03699% | 28.02% | 0% | 0% | 0.7158% | 0% | 0% | 0% | 0% | 0%
2022 | SRSO | SERC South | 72049.9 | 1621438443.721 | 791220495.054 | 1676855922.722 | 816537148.055 | 257187544.425 | 120263364.141 | 50020.152 | 21156.759 | 19445.173 | 114871534.679 | 16492532.152 | 2392535.412 | 115433310.71 | -- | 0.389 | 0.352 | 0.151 | 893.29 | 0.064 | 0.009 | 897.659 | -- | 0.062 | 0.053 | 0.024 | 141.691 | 0.010172 | 0.0014756 | 142.3838 | -- | 0.514 | 0.465 | 0.2 | 1181.07 | 0.085 | 0.012 | 1186.846 | -- | 0.902 | 2.433 | 0.234 | 0.478 | 0.735 | 1.942 | 0.264 | 0.423 | 0.338 | 1.815 | 0.006 | 0.13 | 1894.402 | 791.732 | 892.11 | 1245.468 | 0.1813 | 0.0882 | 0.0169 | 0.0751 | 0.0261 | 0.0175 | 0.0017 | 0.0104 | 1906.724 | 799.145 | 893.033 | 1250.437 | -- | -- | 0.09 | 0.387 | 0.031 | 0.057 | 0.072 | 0.33 | 0.034 | 0.049 | 0.034 | 0.288 | 0.001 | 0.015 | 188.773 | 125.823 | 118.832 | 148.355 | 0.0181 | 0.014 | 0.0022 | 0.0089 | 0.0026 | 0.0028 | 0.0002 | 0.0012 | 190.001 | 127.001 | 118.955 | 148.946 | -- | -- | 0.802 | 0.629 | 0.309 | 1354.798 | 0.092 | 0.013 | 1361.062 | -- | 45464600.068 | 602255.312 | 138477106.534 | 47061787 | 7396089 | 9918697.988 | 0 | 8208606 | 0 | 62218.159 | -3815.051 | 231664152.022 | 25523392.988 | 18127303.988 | 194521063.01 | 62666482 | 17.68% | 0.2342% | 53.84% | 18.3% | 2.876% | 3.857% | 0% | 3.192% | 0% | 0.02419% | 0% | 90.08% | 9.924% | 7.048% | 75.63% | 24.37% | 28788454.586 | 310999.12 | 36672692.363 | 0 | 0 | 3011593.087 | 0 | 0 | 0 | 0 | 0 | 41.85% | 0.4521% | 53.32% | 0% | 0% | 4.378% | 0% | 0% | 0% | 0% | 0%
2022 | SRTV | SERC Tennessee Valley | 57330.9 | 1192606768.313 | 563955139.971 | 1263138312.319 | 593937621.971 | 214916301.487 | 96983337.865 | 42334.864 | 17736.992 | 57718.198 | 100265691.761 | 17624427.333 | 2529587.964 | 100862905.71 | -- | 0.394 | 0.366 | 0.537 | 933.067 | 0.082 | 0.012 | 938.625 | -- | 0.071 | 0.063 | 0.097 | 168.145 | 0.014778 | 0.0021211 | 169.147 | -- | 0.652 | 0.606 | 0.89 | 1545.222 | 0.136 | 0.019 | 1554.426 | -- | 1.093 | 35.225 | 0.193 | 0.65 | 0.982 | 35.083 | 0.167 | 0.584 | 1.697 | 3.287 | 0.039 | 0.881 | 2192.372 | 1840.445 | 909.763 | 1561.428 | 0.2504 | 0.0741 | 0.0182 | 0.1361 | 0.0364 | 0.0148 | 0.0019 | 0.0194 | 2209.471 | 1846.712 | 910.79 | 1570.617 | -- | -- | 0.101 | 3.145 | 0.025 | 0.071 | 0.091 | 3.15 | 0.022 | 0.063 | 0.157 | 0.293 | 0.005 | 0.096 | 203.335 | 164.312 | 119.773 | 169.414 | 0.0232 | 0.0066 | 0.0024 | 0.0148 | 0.0034 | 0.0013 | 0.0003 | 0.0021 | 204.921 | 164.872 | 119.908 | 170.411 | -- | -- | 0.715 | 0.649 | 0.968 | 1671.028 | 0.152 | 0.022 | 1681.327 | -- | 62715587.501 | 238759.787 | 65362764.455 | 64960861 | 18728480 | 1401100.828 | 14865 | 1436949 | 0 | 56983.525 | -50 | 193334906.268 | 21581394.828 | 2852914.828 | 129775146.096 | 85141155 | 29.18% | 0.1111% | 30.41% | 30.23% | 8.714% | 0.6519% | 0.006917% | 0.6686% | 0% | 0.02651% | 0% | 89.96% | 10.04% | 1.327% | 60.38% | 39.62% | 38687255.383 | 1204.101 | 29803017.74 | 0 | 0 | 656486.353 | 0 | 0 | 0 | 0 | 0 | 55.95% | 0.001741% | 43.1% | 0% | 0% | 0.9494% | 0% | 0% | 0% | 0% | 0%
2022 | SRVC | SERC Virginia/Carolina | 95391 | 1486424872.491 | 699629531.639 | 1574023352.487 | 740034338.642 | 323748775.754 | 145604242.752 | 49802.263 | 22777.228 | 25437.98 | 100845599.835 | 15231106.165 | 2123658.375 | 101313039.023 | -- | 0.308 | 0.313 | 0.157 | 622.987 | 0.047 | 0.007 | 625.874 | -- | 0.067 | 0.065 | 0.034 | 135.689 | 0.010247 | 0.0014287 | 136.3177 | -- | 0.569 | 0.579 | 0.291 | 1152.035 | 0.087 | 0.012 | 1157.375 | -- | 1.235 | 6.656 | 0.362 | 0.523 | 1.229 | 5.534 | 0.354 | 0.508 | 0.944 | 3.466 | 0.076 | 0.231 | 2144.039 | 1554.433 | 997.585 | 1197.586 | 0.2396 | 0.2425 | 0.0304 | 0.0671 | 0.0348 | 0.0346 | 0.0038 | 0.0092 | 2160.404 | 1570.801 | 999.457 | 1201.998 | -- | -- | 0.116 | 0.638 | 0.046 | 0.062 | 0.113 | 0.512 | 0.044 | 0.059 | 0.089 | 0.332 | 0.01 | 0.027 | 201.038 | 148.885 | 125.502 | 142.159 | 0.0225 | 0.0232 | 0.0038 | 0.008 | 0.0033 | 0.0033 | 0.0005 | 0.0011 | 202.572 | 150.452 | 125.738 | 142.682 | -- | -- | 0.709 | 0.681 | 0.351 | 1308.837 | 0.099 | 0.014 | 1315.098 | -- | 35634459.671 | 1077097.227 | 130300157.793 | 125211370 | 4032092 | 7289297.622 | 1497203 | 17934237.28 | 0 | 565013.752 | 207849 | 292995947.443 | 30752829.902 | 26720737.902 | 175073875.065 | 148674902.28 | 11.01% | 0.3327% | 40.25% | 38.68% | 1.245% | 2.252% | 0.4625% | 5.54% | 0% | 0.1745% | 0.0642% | 90.5% | 9.499% | 8.254% | 54.08% | 45.92% | 24710752.396 | 236135.951 | 69974537.27 | 0 | 0 | 3029123.593 | 0 | 0 | 0 | 0 | 0 | 25.23% | 0.2411% | 71.44% | 0% | 0% | 3.093% | 0% | 0% | 0% | 0% | 0%

## (R2) EPA Emissions (State)
Data Year | State abbreviation | FIPS State code | State nameplate capacity (MW) | State annual heat input from combustion (MMBtu) | State ozone season heat input from combustion (MMBtu) | State total annual heat input (MMBtu) | State total ozone season heat input (MMBtu) | State annual net generation (MWh) | State ozone season net generation (MWh) | State annual NOx emissions (tons) | State ozone season NOx emissions (tons) | State annual SO2 emissions (tons) | State annual CO2 emissions (tons) | State annual CH4 emissions (lbs) | State annual N2O emissions (lbs) | State annual CO2 equivalent emissions (tons) | State annual Hg emissions (lbs) | State annual NOx total output emission rate (lb/MWh) | State ozone season NOx total output emission rate (lb/MWh) | State annual SO2 total output emission rate (lb/MWh) | State annual CO2 total output emission rate (lb/MWh) | State annual CH4 total output emission rate (lb/MWh) | State annual N2O total output emission rate (lb/MWh) | State annual CO2 equivalent total output emission rate (lb/MWh) | State annual Hg total output emission rate (lb/MWh) | State annual NOx input emission rate (lb/MMBtu) | State ozone season NOx input emission rate (lb/MMBtu) | State annual SO2 input emission rate (lb/MMBtu) | State annual CO2 input emission rate (lb/MMBtu) | State annual CH4 input emission rate (lb/MMBtu) | State annual N2O input emission rate (lb/MMBtu) | State annual CO2 equivalent input emission rate (lb/MMBtu) | State annual Hg input emission rate (lb/MMBtu) | State annual NOx combustion output emission rate (lb/MWh) | State ozone season NOx combustion output emission rate (lb/MWh) | State annual SO2 combustion output emission rate (lb/MWh) | State annual CO2 combustion output emission rate (lb/MWh) | State annual CH4 combustion output emission rate (lb/MWh) | State annual N2O combustion output emission rate (lb/MWh) | State annual CO2 equivalent combustion output emission rate (lb/MWh) | State annual Hg combustion output emission rate (lb/MWh) | State annual NOx coal output emission rate (lb/MWh) | State annual NOx oil output emission rate (lb/MWh) | State annual NOx gas output emission rate (lb/MWh) | State annual NOx fossil fuel output emission rate (lb/MWh) | State ozone season NOx coal output emission rate (lb/MWh) | State ozone season NOx oil output emission rate (lb/MWh) | State ozone season NOx gas output emission rate (lb/MWh) | State ozone season NOx fossil fuel output emission rate (lb/MWh) | State annual SO2 coal output emission rate (lb/MWh) | State annual SO2 oil output emission rate (lb/MWh) | State annual SO2 gas output emission rate (lb/MWh) | State annual SO2 fossil fuel output emission rate (lb/MWh) | State annual CO2 coal output emission rate (lb/MWh) | State annual CO2 oil output emission rate (lb/MWh) | State annual CO2 gas output emission rate (lb/MWh) | State annual CO2 fossil fuel output emission rate (lb/MWh) | State annual CH4 coal output emission rate (lb/MWh) | State annual CH4 oil output emission rate (lb/MWh) | State annual CH4 gas output emission rate (lb/MWh) | State annual CH4 fossil fuel output emission rate (lb/MWh) | State annual N2O coal output emission rate (lb/MWh) | State annual N2O oil output emission rate (lb/MWh) | State annual N2O gas output emission rate (lb/MWh) | State annual N2O fossil fuel output emission rate (lb/MWh) | State annual CO2 equivalent coal output emission rate (lb/MWh) | State annual CO2 equivalent oil output emission rate (lb/MWh) | State annual CO2 equivalent gas output emission rate (lb/MWh) | State annual CO2 equivalent fossil fuel output emission rate (lb/MWh) | State annual Hg coal output emission rate (lb/MWh) | State annual Hg fossil fuel output emission rate (lb/MWh) | State annual NOx coal input emission rate (lb/MMBtu) | State annual NOx oil input emission rate (lb/MMBtu) | State annual NOx gas input emission rate (lb/MMBtu) | State annual NOx fossil fuel input emission rate (lb/MMBtu) | State ozone season NOx coal input emission rate (lb/MMBtu) | State ozone season NOx oil input emission rate (lb/MMBtu) | State ozone season NOx gas input emission rate (lb/MMBtu) | State ozone season NOx fossil fuel input emission rate (lb/MMBtu) | State annual SO2 coal input emission rate (lb/MMBtu) | State annual SO2 oil input emission rate (lb/MMBtu) | State annual SO2 gas input emission rate (lb/MMBtu) | State annual SO2 fossil fuel input emission rate (lb/MMBtu) | State annual CO2 coal input emission rate (lb/MMBtu) | State annual CO2 oil input emission rate (lb/MMBtu) | State annual CO2 gas input emission rate (lb/MMBtu) | State annual CO2 fossil fuel input emission rate (lb/MMBtu) | State annual CH4 coal input emission rate (lb/MMBtu) | State annual CH4 oil input emission rate (lb/MMBtu) | State annual CH4 gas input emission rate (lb/MMBtu) | State annual CH4 fossil fuel input emission rate (lb/MMBtu) | State annual N2O coal input emission rate (lb/MMBtu) | State annual N2O oil input emission rate (lb/MMBtu) | State annual N2O gas input emission rate (lb/MMBtu) | State annual N2O fossil fuel input emission rate (lb/MMBtu) | State annual CO2 equivalent coal input emission rate (lb/MMBtu) | State annual CO2 equivalent oil input emission rate (lb/MMBtu) | State annual CO2 equivalent gas input emission rate (lb/MMBtu) | State annual CO2 equivalent fossil fuel input emission rate (lb/MMBtu) | State annual Hg coal input emission rate (lb/MMBtu) | State annual Hg fossil fuel input emission rate (lb/MMBtu) | State annual NOx non-baseload output emission rate (lb/MWh) | State ozone season NOx non-baseload output emission rate (lb/MWh) | State annual SO2 non-baseload output emission rate (lb/MWh) | State annual CO2 non-baseload output emission rate (lb/MWh) | State annual CH4 non-baseload output emission rate (lb/MWh) | State annual N2O non-baseload output emission rate (lb/MWh) | State annual CO2 equivalent non-baseload output emission rate (lb/MWh) | State annual Hg non-baseload output emission rate (lb/MWh) | State annual coal net generation (MWh) | State annual oil net generation (MWh) | State annual gas net generation (MWh) | State annual nuclear net generation (MWh) | State annual hydro net generation (MWh) | State annual biomass net generation (MWh) | State annual wind net generation (MWh) | State annual solar net generation (MWh) | State annual geothermal net generation (MWh) | State annual other fossil net generation (MWh) | State annual other unknown/ purchased fuel net generation (MWh) | State annual total nonrenewables net generation (MWh) | State annual total renewables net generation (MWh) | State annual total nonhydro renewables net generation (MWh) | State annual total combustion net generation (MWh) | State annual total noncombustion net generation (MWh) | State coal generation percent (resource mix) | State oil generation percent (resource mix) | State gas generation percent (resource mix) | State nuclear generation percent (resource mix) | State hydro generation percent (resource mix) | State biomass generation percent (resource mix) | State wind generation percent (resource mix) | State solar generation percent (resource mix) | State geothermal generation percent (resource mix) | State other fossil generation percent (resource mix) | State other unknown/ purchased fuel generation percent (resource mix) | State total nonrenewables generation percent (resource mix) | State total renewables generation percent (resource mix) | State total nonhydro renewables generation percent (resource mix) | State total combustion generation percent (resource mix) | State total noncombustion generation percent (resource mix) | State annual nonbaseload coal net generation (MWh) | State annual nonbaseload oil net generation (MWh) | State annual nonbaseload gas net generation (MWh) | State annual nonbaseload nuclear net generation (MWh) | State annual nonbaseload hydro net generation (MWh) | State annual nonbaseload biomass net generation (MWh) | State annual nonbaseload wind net generation (MWh) | State annual nonbaseload solar net generation (MWh) | State annual nonbaseload geothermal net generation (MWh) | State annual nonbaseload other fossil net generation (MWh) | State annual nonbaseload other unknown/ purchased fuel net generation (MWh) | State nonbaseload coal generation percent (resource mix) | State nonbaseload oil generation percent (resource mix) | State nonbaseload gas generation percent (resource mix) | State nonbaseload nuclear generation percent (resource mix) | State nonbaseload hydro generation percent (resource mix) | State nonbaseload biomass generation percent (resource mix) | State nonbaseload wind generation percent (resource mix) | State nonbaseload solar generation percent (resource mix) | State nonbaseload geothermal generation percent (resource mix) | State nonbaseload other fossil generation percent (resource mix) | State nonbaseload other unknown/ purchased fuel generation percent (resource mix)
YEAR | PSTATABB | FIPSST | STNAMEPCAP | STHTIAN | STHTIOZ | STHTIANT | STHTIOZT | STNGENAN | STNGENOZ | STNOXAN | STNOXOZ | STSO2AN | STCO2AN | STCH4AN | STN2OAN | STCO2EQA | STHGAN | STNOXRTA | STNOXRTO | STSO2RTA | STCO2RTA | STCH4RTA | STN2ORTA | STC2ERTA | STHGRTA | STNOXRA | STNOXRO | STSO2RA | STCO2RA | STCH4RA | STN2ORA | STC2ERA | STHGRA | STNOXCRT | STNOXCRO | STSO2CRT | STCO2CRT | STCH4CRT | STN2OCRT | STC2ECRT | STHGCRT | STCNOXRT | STONOXRT | STGNOXRT | STFSNXRT | STCNXORT | STONXORT | STGNXORT | STFSNORT | STCSO2RT | STOSO2RT | STGSO2RT | STFSS2RT | STCCO2RT | STOCO2RT | STGCO2RT | STFSC2RT | STCCH4RT | STOCH4RT | STGCH4RT | STFCH4RT | STCN2ORT | STON2ORT | STGN2ORT | STFN2ORT | STCC2ERT | STOC2ERT | STGC2ERT | STFSC2ERT | STCHGRT | STFSHGRT | STCNOXR | STONOXR | STGNOXR | STFSNXR | STCNXOR | STONXOR | STGNXOR | STFSNOR | STCSO2R | STOSO2R | STGSO2R | STFSS2R | STCCO2R | STOCO2R | STGCO2R | STFSC2R | STCCH4R | STOCH4R | STGCH4R | STFCH4R | STCN2OR | STON2OR | STGN2OR | STFN2OR | STCC2ER | STOC2ER | STGC2ER | STFSC2ER | STCHGR | STFSHGR | STNBNOX | STNBNXO | STNBSO2 | STNBCO2 | STNBCH4 | STNBN2O | STNBC2E | STNBHG | STGENACL | STGENAOL | STGENAGS | STGENANC | STGENAHY | STGENABM | STGENAWI | STGENASO | STGENAGT | STGENAOF | STGENAOP | STGENATN | STGENATR | STGENATH | STGENACY | STGENACN | STCLPR | STOLPR | STGSPR | STNCPR | STHYPR | STBMPR | STWIPR | STSOPR | STGTPR | STOFPR | STOPPR | STTNPR | STTRPR | STTHPR | STCYPR | STCNPR | STNBGNCL | STNBGNOL | STNBGNGS | STNBGNNC | STNBGNHY | STNBGNBM | STNBGNWI | STNBGNSO | STNBGNGT | STNBGNOF | STNBGNOP | STNBCLPR | STNBOLPR | STNBGSPR | STNBNCPR | STNBHYPR | STNBBMPR | STNBWIPR | STNBSOPR | STNBGTPR | STNBOFPR | STNBOPPR
2022 | AK | 02 | 3090.7 | 42947821.434 | 17077867.123 | 49269251.438 | 19902195.121 | 6694128.234 | 2737605.107 | 19258.156 | 8104.531 | 1630.658 | 3054912.136 | 478508.368 | 66317.254 | 3070774.769 | -- | 5.754 | 5.921 | 0.487 | 912.714 | 0.071 | 0.01 | 917.453 | -- | 0.897 | 0.949 | 0.076 | 142.262 | 0.011 | 0.002 | 143 | -- | 7.956 | 8.187 | 0.674 | 1261.988 | 0.099 | 0.014 | 1268.541 | -- | 3.394 | 18.697 | 6.197 | 7.984 | 3.049 | 19.138 | 7.047 | 8.517 | 1.684 | 2.242 | 0.027 | 0.673 | 2298.755 | 1503.638 | 972.15 | 1268.977 | 0.2581 | 0.2682 | 0.0186 | 0.0994 | 0.0376 | 0.0383 | 0.0019 | 0.0138 | 2316.417 | 1521.745 | 973.171 | 1275.567 | -- | -- | 0.314 | 2.06 | 0.745 | 0.904 | 0.296 | 2.058 | 0.834 | 0.957 | 0.156 | 0.247 | 0.003 | 0.076 | 212.559 | 165.666 | 116.889 | 143.663 | 0.0239 | 0.0296 | 0.0022 | 0.0113 | 0.0035 | 0.0042 | 0.0002 | 0.0016 | 214.192 | 167.661 | 117.012 | 144.409 | -- | -- | 10.053 | 10.49 | 0.85 | 1285.048 | 0.114 | 0.016 | 1292.624 | -- | 726934.03 | 847525.55 | 3229376.009 | 0 | 1713426 | 40835.788 | 139276 | 0 | 0 | 0 | -3245 | 4800590.589 | 1893537.788 | 180111.788 | 4841426.377 | 1852702 | 10.85% | 12.65% | 48.22% | 0% | 25.58% | 0.6097% | 2.08% | 0% | 0% | 0% | 0% | 71.71% | 28.29% | 2.689% | 72.32% | 27.68% | 400876.837 | 781528.2589 | 1713008.1714 | 0 | 0 | 26859.0498 | 0 | 0 | 0 | 0 | 0 | 13.72% | 26.74% | 58.62% | 0% | 0% | 0.9191% | 0% | 0% | 0% | 0% | 0%
2022 | AL | 01 | 30514.9 | 760016896.45 | 364024988.285 | 797831351.456 | 379528912.288 | 144788892.892 | 66559324.142 | 17473.977 | 8045.399 | 6087.424 | 57021949.396 | 7893002.802 | 1147933.705 | 57290785.837 | -- | 0.241 | 0.242 | 0.084 | 787.656 | 0.055 | 0.008 | 791.37 | -- | 0.046 | 0.044 | 0.016 | 150.054 | 0.01 | 0.002 | 150.762 | -- | 0.382 | 0.383 | 0.133 | 1247.848 | 0.086 | 0.013 | 1253.731 | -- | 0.649 | 43.124 | 0.147 | 0.359 | 0.648 | 43.175 | 0.152 | 0.355 | 0.2 | 4.093 | 0.005 | 0.087 | 1903.798 | 2305.601 | 852.794 | 1296.593 | 0.1787 | 0.0934 | 0.0162 | 0.0848 | 0.0257 | 0.0187 | 0.0017 | 0.0119 | 1915.937 | 2313.497 | 853.673 | 1302.226 | -- | -- | 0.064 | 3.055 | 0.02 | 0.043 | 0.063 | 3.053 | 0.021 | 0.041 | 0.02 | 0.29 | 0.001 | 0.01 | 188.498 | 163.326 | 118.556 | 153.98 | 0.0177 | 0.0066 | 0.0023 | 0.0101 | 0.0025 | 0.0013 | 0.0002 | 0.0014 | 189.7 | 163.885 | 118.678 | 154.649 | -- | -- | 0.405 | 0.395 | 0.171 | 1077.406 | 0.048 | 0.007 | 1080.597 | -- | 25943990.5 | 40917.091 | 62217445.395 | 42313657 | 10188211 | 3190146.72 | 0 | 894571 | 0 | 4.327 | -50 | 130515964.313 | 14272928.72 | 4084717.72 | 91392454.033 | 53396439 | 17.92% | 0.02826% | 42.97% | 29.22% | 7.037% | 2.203% | 0% | 0.6178% | 0% | 2.988e-06% | 0% | 90.14% | 9.858% | 2.821% | 63.12% | 36.88% | 9246337.0138 | 386 | 18117000.0182 | 0 | 0 | 1075514.2363 | 0 | 0 | 0 | 0 | 0 | 32.51% | 0.001357% | 63.7% | 0% | 0% | 3.782% | 0% | 0% | 0% | 0% | 0%
2022 | AR | 05 | 16572.1 | 419709148.275 | 201637609.193 | 434056832.277 | 208190715.193 | 65905029.856 | 30952952.92 | 17439.141 | 8613.063 | 32355.84 | 34791293.551 | 5545693.711 | 802113.94 | 34980129.702 | -- | 0.529 | 0.557 | 0.982 | 1055.801 | 0.084 | 0.012 | 1061.531 | -- | 0.083 | 0.085 | 0.154 | 165.788 | 0.013 | 0.002 | 166.687 | -- | 0.737 | 0.775 | 1.368 | 1470.816 | 0.117 | 0.017 | 1478.799 | -- | 1.429 | 0 | 0.184 | 0.733 | 1.508 | 0 | 0.217 | 0.767 | 3.026 | 0 | 0.011 | 1.34 | 2295.869 | 0 | 874.234 | 1500.884 | 0.2482 | 0 | 0.0162 | 0.1185 | 0.0361 | 0 | 0.0016 | 0.0168 | 2312.837 | 0 | 875.12 | 1508.859 | -- | -- | 0.13 | 0 | 0.025 | 0.082 | 0.134 | 0 | 0.029 | 0.084 | 0.276 | 0 | 0.002 | 0.15 | 209.697 | 0 | 118.857 | 167.899 | 0.0227 | 0 | 0.0022 | 0.0133 | 0.0033 | 0 | 0.0002 | 0.0019 | 211.247 | 0 | 118.977 | 168.791 | -- | -- | 0.983 | 1.028 | 2.081 | 1573.057 | 0.131 | 0.019 | 1581.992 | -- | 20360869.447 | 64318.705 | 26037432.773 | 14323697 | 3536021 | 841312.127 | 0 | 736481.08 | 0 | 5221.069 | -323 | 60791215.994 | 5113814.207 | 1577793.207 | 47308831.121 | 18596199.08 | 30.89% | 0.09759% | 39.51% | 21.73% | 5.365% | 1.277% | 0% | 1.117% | 0% | 0.007922% | 0% | 92.24% | 7.759% | 2.394% | 71.78% | 28.22% | 10593252.6662 | 0 | 11302051.7863 | 0 | 0 | 642729.3723 | 0 | 0 | 0 | 0 | 0 | 47% | 0% | 50.15% | 0% | 0% | 2.852% | 0% | 0% | 0% | 0% | 0%
2022 | AZ | 04 | 31308.8 | 509826015.764 | 252434409.312 | 557359337.764 | 274441723.318 | 104698773.165 | 49980296.997 | 17298.842 | 8712.074 | 7457.697 | 37122021.252 | 4417886.386 | 611415.534 | 37268345.746 | -- | 0.33 | 0.349 | 0.142 | 709.12 | 0.042 | 0.006 | 711.916 | -- | 0.068 | 0.069 | 0.029 | 145.626 | 0.009 | 0.001 | 146.2 | -- | 0.589 | 0.622 | 0.254 | 1264.202 | 0.075 | 0.01 | 1269.185 | -- | 1.627 | 21.042 | 0.243 | 0.583 | 1.647 | 21 | 0.235 | 0.588 | 1.011 | 10.083 | 0.006 | 0.253 | 2346.901 | 3858.583 | 916.385 | 1268.112 | 0.2511 | 0.1562 | 0.0137 | 0.0721 | 0.0365 | 0.0312 | 0.0014 | 0.01 | 2364.042 | 3871.792 | 917.136 | 1272.893 | -- | -- | 0.141 | 0.891 | 0.031 | 0.067 | 0.145 | 0.89 | 0.031 | 0.069 | 0.088 | 0.427 | 0.001 | 0.029 | 203.458 | 163.326 | 118.741 | 146.498 | 0.0218 | 0.0066 | 0.0018 | 0.0083 | 0.0032 | 0.0013 | 0.0002 | 0.0012 | 204.944 | 163.885 | 118.838 | 147.05 | -- | -- | 0.541 | 0.538 | 0.217 | 1225.397 | 0.067 | 0.009 | 1229.787 | -- | 13449468.12 | 32203.535 | 45053244.833 | 31942793 | 5394576.9 | 204265.65 | 1564348 | 7069078.92 | 0 | 0 | -11206 | 90466503.488 | 14232269.47 | 8837692.57 | 58727976.138 | 45970796.82 | 12.84% | 0.03075% | 43.03% | 30.51% | 5.152% | 0.1951% | 1.494% | 6.751% | 0% | 0% | 0% | 86.41% | 13.59% | 8.44% | 56.09% | 43.91% | 8183914.1181 | 48 | 28598135.6956 | 0 | 0 | 10581.0204 | 0 | 0 | 0 | 0 | 0 | 22.24% | 0.0001305% | 77.73% | 0% | 0% | 0.02876% | 0% | 0% | 0% | 0% | 0%
2022 | CA | 06 | 91112.2 | 843600335.466 | 387320463.159 | 1134666681.455 | 533966262.167 | 203256382.497 | 97408319.223 | 40963.849 | 17406.798 | 1558.131 | 46336381.173 | 5211890.122 | 635327.432 | 46493366.228 | -- | 0.403 | 0.357 | 0.015 | 455.94 | 0.026 | 0.003 | 457.485 | -- | 0.097 | 0.09 | 0.004 | 109.854 | 0.006 | 0.001 | 110.226 | -- | 0.79 | 0.701 | 0.03 | 893.95 | 0.05 | 0.006 | 896.979 | -- | 1.096 | 22.559 | 0.658 | 0.679 | 0.954 | 26.321 | 0.614 | 0.633 | 0.108 | 1.24 | 0.009 | 0.01 | 1084.713 | 1785.611 | 926.215 | 925.125 | 0.1201 | 0.075 | 0.0164 | 0.0167 | 0.0174 | 0.0148 | 0.0017 | 0.0017 | 1092.9 | 1791.903 | 927.118 | 926.051 | -- | -- | 0.197 | 1.911 | 0.084 | 0.087 | 0.165 | 2.21 | 0.077 | 0.08 | 0.019 | 0.105 | 0.001 | 0.001 | 195.278 | 151.279 | 117.982 | 118.169 | 0.0216 | 0.0064 | 0.0021 | 0.0021 | 0.0031 | 0.0013 | 0.0002 | 0.0002 | 196.752 | 151.812 | 118.097 | 118.288 | -- | -- | 0.636 | 0.575 | 0.02 | 986.022 | 0.038 | 0.005 | 988.319 | -- | 251564.9 | 153433.392 | 96366640.285 | 17593254 | 17489101 | 5287208.86 | 14561088 | 38765399.84 | 11180964 | 1586660.656 | 21070.42 | 115972623.653 | 87283761.7 | 69794660.7 | 103666578.513 | 99589806.84 | 0.1238% | 0.07549% | 47.41% | 8.656% | 8.604% | 2.601% | 7.164% | 19.07% | 5.501% | 0.7806% | 0.01037% | 57.06% | 42.94% | 34.34% | 51% | 49% | 132870.8578 | 66415.6903 | 54719556.5569 | 0 | 0 | 1758575.3434 | 0 | 0 | 0 | 261884.6825 | 0 | 0.2334% | 0.1166% | 96.1% | 0% | 0% | 3.089% | 0% | 0% | 0% | 0.4599% | 0%
2022 | CO | 08 | 20495.1 | 388872546.322 | 177473490.49 | 459517706.323 | 206130915.492 | 58012255.357 | 25576680.44 | 18441.622 | 8502.811 | 10443.235 | 33826985.225 | 5961423.987 | 852213.415 | 34028482.785 | -- | 0.636 | 0.665 | 0.36 | 1166.201 | 0.103 | 0.015 | 1173.148 | -- | 0.095 | 0.096 | 0.054 | 173.975 | 0.015 | 0.002 | 175.011 | -- | 0.987 | 1.032 | 0.559 | 1810.013 | 0.159 | 0.023 | 1820.795 | -- | 1.319 | 16.117 | 0.483 | 0.983 | 1.302 | 14.494 | 0.516 | 0.987 | 0.937 | 6.939 | 0.007 | 0.561 | 2290.062 | 2671.089 | 1130.986 | 1820.294 | 0.2525 | 0.1082 | 0.0196 | 0.1581 | 0.0367 | 0.0216 | 0.002 | 0.0226 | 2307.31 | 2680.239 | 1132.065 | 1830.988 | -- | -- | 0.12 | 0.985 | 0.051 | 0.094 | 0.12 | 0.968 | 0.054 | 0.095 | 0.085 | 0.424 | 0.001 | 0.054 | 207.761 | 163.326 | 118.878 | 174.834 | 0.0229 | 0.0066 | 0.0021 | 0.0152 | 0.0033 | 0.0013 | 0.0002 | 0.0022 | 209.326 | 163.885 | 118.992 | 175.861 | -- | -- | 0.904 | 0.913 | 0.428 | 1676.219 | 0.129 | 0.018 | 1684.887 | -- | 21723003.8 | 26747.438 | 15414230.436 | 0 | 1323397 | 162929.161 | 16911126 | 2400122 | 0 | 2609 | 48090 | 37214680.674 | 20797574.161 | 19474177.161 | 37377609.835 | 20634645 | 37.45% | 0.04611% | 26.57% | 0% | 2.281% | 0.2809% | 29.15% | 4.137% | 0% | 0.004497% | 0.0829% | 64.15% | 35.85% | 33.57% | 64.43% | 35.57% | 10278660.7499 | 3806.001 | 11366156.8159 | 0 | 0 | 41911.1585 | 0 | 0 | 0 | 2609.001 | 0 | 47.38% | 0.01754% | 52.4% | 0% | 0% | 0.1932% | 0% | 0% | 0% | 0.01203% | 0%
2022 | CT | 09 | 10939.8 | 189750215.953 | 86509193.275 | 196319422.957 | 89017808.277 | 42761369.034 | 18870116.252 | 4415.653 | 1853.31 | 1823.106 | 11136420.563 | 1671900.78 | 208945.427 | 11188452.19 | -- | 0.207 | 0.196 | 0.085 | 520.864 | 0.039 | 0.005 | 523.297 | -- | 0.047 | 0.043 | 0.019 | 117.38 | 0.009 | 0.001 | 117.928 | -- | 0.345 | 0.329 | 0.143 | 871.231 | 0.065 | 0.008 | 875.302 | -- | 0 | 3.386 | 0.168 | 0.192 | 0 | 2.471 | 0.156 | 0.168 | 0 | 3.354 | 0.027 | 0.051 | 0 | 2130.251 | 821.045 | 830.516 | 0 | 0.0776 | 0.0152 | 0.0156 | 0 | 0.0148 | 0.0015 | 0.0016 | 0 | 2136.587 | 821.881 | 831.391 | -- | -- | 0 | 0.248 | 0.024 | 0.027 | 0 | 0.191 | 0.023 | 0.024 | 0 | 0.245 | 0.004 | 0.007 | 0 | 155.75 | 118.518 | 119.046 | 0 | 0.0057 | 0.0022 | 0.0022 | 0 | 0.0011 | 0.0002 | 0.0002 | 0 | 156.213 | 118.639 | 119.172 | -- | -- | 0.512 | 0.412 | 0.257 | 918.302 | 0.071 | 0.009 | 922.779 | -- | 0 | 313173.615 | 24245941.818 | 16464167 | 313544.36 | 513984.927 | 11351 | 407512.46 | 0 | 491818.354 | -124 | 41514976.787 | 1246392.747 | 932848.387 | 25564794.714 | 17196574.82 | 0% | 0.7324% | 56.7% | 38.5% | 0.7332% | 1.202% | 0.02654% | 0.953% | 0% | 1.15% | 0% | 97.09% | 2.915% | 2.182% | 59.78% | 40.22% | 0 | 177872.001 | 6032693.4943 | 0 | 0 | 247156.9766 | 0 | 0 | 0 | 0 | 0 | 0% | 2.754% | 93.42% | 0% | 0% | 3.827% | 0% | 0% | 0% | 0% | 0%
2022 | DC | 11 | 55.5 | 1194568.229 | 524257.997 | 1270479.229 | 562268.997 | 160237.001 | 71544.999 | 230.845 | 98.173 | 2.621 | 44383.722 | 2687.189 | 268.833 | 44457.369 | -- | 2.881 | 2.744 | 0.033 | 553.976 | 0.017 | 0.002 | 554.895 | -- | 0.386 | 0.375 | 0.004 | 74.309 | 0.002 | 0 | 74.433 | -- | 3.346 | 3.187 | 0.038 | 643.294 | 0.019 | 0.002 | 644.361 | -- | 0 | 0 | 2.675 | 2.675 | 0 | 0 | 2.679 | 2.679 | 0 | 0 | 0.03 | 0.03 | 0 | 0 | 1106.476 | 1106.476 | 0 | 0 | 0.0209 | 0.0209 | 0 | 0 | 0.0021 | 0.0021 | 0 | 0 | 1107.621 | 1107.621 | -- | -- | 0 | 0 | 0.283 | 0.283 | 0 | 0 | 0.282 | 0.282 | 0 | 0 | 0.003 | 0.003 | 0 | 0 | 116.889 | 116.889 | 0 | 0 | 0.0022 | 0.0022 | 0 | 0 | 0.0002 | 0.0002 | 0 | 0 | 117.01 | 117.01 | -- | -- | 3.678 | 3.616 | 0.041 | 464.256 | 0.019 | 0.002 | 465.286 | -- | 0 | 17.866 | 80272.083 | 0 | 0 | 57698.991 | 0 | 22248 | 0 | 0 | 0 | 80289.949 | 79946.991 | 79946.991 | 137988.94 | 22248 | 0% | 0.01115% | 50.1% | 0% | 0% | 36.01% | 0% | 13.88% | 0% | 0% | 0% | 50.11% | 49.89% | 49.89% | 86.12% | 13.88% | 0 | 0 | 23354.9115 | 0 | 0 | 31890.8552 | 0 | 0 | 0 | 0 | 0 | 0% | 0% | 42.27% | 0% | 0% | 57.73% | 0% | 0% | 0% | 0% | 0%
2022 | DE | 10 | 3441 | 39468146.633 | 21663637.922 | 41223805.634 | 22637498.922 | 5308370 | 2872690 | 1356.446 | 672.777 | 507.93 | 2386781.18 | 134195.448 | 16245.364 | 2390879.182 | -- | 0.511 | 0.468 | 0.191 | 899.252 | 0.025 | 0.003 | 900.796 | -- | 0.069 | 0.062 | 0.026 | 120.947 | 0.003 | 0 | 121.155 | -- | 0.518 | 0.474 | 0.194 | 910.965 | 0.026 | 0.003 | 912.529 | -- | 1.624 | 0.898 | 0.234 | 0.526 | 1.992 | 0.747 | 0.228 | 0.479 | 7.247 | 0.481 | 0.009 | 0.192 | 3160.795 | 1549.901 | 900.033 | 924.904 | 0.4197 | 0.032 | 0.0178 | 0.026 | 0.0614 | 0.0039 | 0.0019 | 0.0031 | 3189.574 | 1551.855 | 901.047 | 926.492 | -- | -- | 0.105 | 0.071 | 0.031 | 0.07 | 0.099 | 0.061 | 0.031 | 0.063 | 0.47 | 0.038 | 0.001 | 0.026 | 204.871 | 121.983 | 119.846 | 123.281 | 0.0272 | 0.0025 | 0.0024 | 0.0035 | 0.004 | 0.0003 | 0.0003 | 0.0004 | 206.737 | 122.137 | 119.981 | 123.493 | -- | -- | 0.539 | 0.49 | 0.235 | 1000.04 | 0.029 | 0.004 | 1001.838 | -- | 104749.78 | 108258.394 | 4749644.805 | 0 | 0 | 78973 | 4377 | 63878 | 0 | 198489.04 | 0 | 5161142.019 | 147228 | 147228 | 5240115.019 | 68255 | 1.973% | 2.039% | 89.47% | 0% | 0% | 1.488% | 0.08245% | 1.203% | 0% | 3.739% | 0% | 97.23% | 2.774% | 2.774% | 98.71% | 1.286% | 108090 | 341430 | 2989425.3678 | 0 | 0 | 21118.6992 | 0 | 0 | 0 | 754098.1563 | 0 | 2.565% | 8.102% | 70.94% | 0% | 0% | 0.5011% | 0% | 0% | 0% | 17.89% | 0%
2022 | FL | 12 | 74176.9 | 1664176969.061 | 810435847.483 | 1706236195.061 | 828888298.482 | 257955504.155 | 123022604.416 | 39517.332 | 19414.407 | 18239.763 | 105189781.733 | 12137219.737 | 1575835.085 | 105576266.13 | -- | 0.306 | 0.316 | 0.141 | 815.565 | 0.047 | 0.006 | 818.562 | -- | 0.047 | 0.048 | 0.022 | 126.417 | 0.007 | 0.001 | 126.881 | -- | 0.367 | 0.378 | 0.169 | 975.651 | 0.056 | 0.007 | 979.235 | -- | 0.488 | 6.089 | 0.253 | 0.289 | 0.47 | 5.699 | 0.271 | 0.297 | 0.679 | 2.483 | 0.029 | 0.128 | 1517.249 | 1515.037 | 878.389 | 975.66 | 0.1327 | 0.1208 | 0.018 | 0.0355 | 0.0189 | 0.0242 | 0.0019 | 0.0045 | 1526.207 | 1525.258 | 879.418 | 977.896 | -- | -- | 0.054 | 0.655 | 0.035 | 0.038 | 0.052 | 0.817 | 0.037 | 0.039 | 0.075 | 0.267 | 0.004 | 0.017 | 168.287 | 162.934 | 119.906 | 128.664 | 0.0147 | 0.013 | 0.0025 | 0.0047 | 0.0021 | 0.0026 | 0.0003 | 0.0006 | 169.281 | 164.033 | 120.046 | 128.959 | -- | -- | 0.423 | 0.434 | 0.208 | 1048.899 | 0.056 | 0.007 | 1052.48 | -- | 15227543.622 | 1310201.098 | 192832945.124 | 30768329 | 230962 | 3857020.264 | 0 | 11326224 | 0 | 1542617.005 | 859662.425 | 242541298.274 | 15414206.264 | 15183244.264 | 215629989.538 | 42325515 | 5.903% | 0.5079% | 74.75% | 11.93% | 0.08954% | 1.495% | 0% | 4.391% | 0% | 0.598% | 0.3333% | 94.02% | 5.976% | 5.886% | 83.59% | 16.41% | 18461756.8352 | 10366 | 86713612.6203 | 0 | 0 | 2008536.2172 | 0 | 0 | 0 | 0 | 0 | 17.22% | 0.00967% | 80.89% | 0% | 0% | 1.874% | 0% | 0% | 0% | 0% | 0%
2022 | GA | 13 | 41873.2 | 690922881.133 | 344695557.245 | 725478508.134 | 360618269.24 | 126484632.485 | 59027757.742 | 21049.004 | 7140.878 | 11711.626 | 46621516.585 | 7445436.004 | 1075442.485 | 46874825.283 | -- | 0.333 | 0.242 | 0.185 | 737.189 | 0.059 | 0.009 | 741.194 | -- | 0.061 | 0.041 | 0.034 | 134.954 | 0.011 | 0.002 | 135.688 | -- | 0.508 | 0.369 | 0.282 | 1124.358 | 0.09 | 0.013 | 1130.467 | -- | 1.467 | 2.408 | 0.134 | 0.443 | 0.746 | 1.922 | 0.17 | 0.289 | 0.83 | 1.814 | 0.007 | 0.202 | 2314.69 | 790.818 | 895.814 | 1203.863 | 0.2538 | 0.0882 | 0.0167 | 0.0689 | 0.0369 | 0.0175 | 0.0017 | 0.0095 | 2332.041 | 798.231 | 896.734 | 1208.414 | -- | -- | 0.131 | 0.383 | 0.018 | 0.053 | 0.066 | 0.327 | 0.021 | 0.034 | 0.074 | 0.288 | 0.001 | 0.024 | 207.286 | 125.772 | 119.034 | 144.903 | 0.0227 | 0.014 | 0.0022 | 0.0083 | 0.0033 | 0.0028 | 0.0002 | 0.0011 | 208.84 | 126.951 | 119.156 | 145.45 | -- | -- | 0.955 | 0.58 | 0.479 | 1622.715 | 0.14 | 0.02 | 1632.284 | -- | 16778382.998 | 517235.706 | 59848731.129 | 34073591 | 2533931 | 5727422.035 | 0 | 6947061 | 0 | 62092.899 | -3815.051 | 111276218.681 | 15208414.035 | 12674483.035 | 82930049.716 | 43554583 | 13.26% | 0.4089% | 47.32% | 26.94% | 2.003% | 4.528% | 0% | 5.492% | 0% | 0.04909% | 0% | 87.98% | 12.02% | 10.02% | 65.57% | 34.43% | 15181935.5987 | 310613.1198 | 15204535.3999 | 0 | 0 | 1619025.2598 | 0 | 0 | 0 | 0 | 0 | 46.98% | 0.9612% | 47.05% | 0% | 0% | 5.01% | 0% | 0% | 0% | 0% | 0%
2022 | HI | 15 | 3343.2 | 83169406.815 | 34962822.305 | 88170210.819 | 37253004.305 | 9304192.004 | 3971742.265 | 22507.039 | 9383.303 | 25108.359 | 6760327.465 | 1406760.914 | 217133.625 | 6808648.181 | -- | 4.838 | 4.725 | 5.397 | 1453.179 | 0.151 | 0.023 | 1463.566 | -- | 0.541 | 0.537 | 0.604 | 162.568 | 0.017 | 0.003 | 163.73 | -- | 5.743 | 5.609 | 6.406 | 1724.894 | 0.179 | 0.028 | 1737.223 | -- | 2.705 | 6.03 | 0 | 5.733 | 2.694 | 6.089 | 0 | 5.696 | 8.432 | 6.568 | 0 | 6.734 | 2341.087 | 1641.67 | 0 | 1704.173 | 0.2868 | 0.1048 | 0 | 0.1211 | 0.0415 | 0.0182 | 0 | 0.0202 | 2360.612 | 1649.222 | 0 | 1712.796 | -- | -- | 0.247 | 0.598 | 0 | 0.564 | 0.247 | 0.606 | 0 | 0.561 | 0.77 | 0.651 | 0 | 0.662 | 213.892 | 162.665 | 0 | 167.592 | 0.0262 | 0.0104 | 0 | 0.0119 | 0.0038 | 0.0018 | 0 | 0.002 | 215.676 | 163.413 | 0 | 168.44 | -- | -- | 6.163 | 6.114 | 6.493 | 1761.206 | 0.172 | 0.027 | 1773.251 | -- | 647757.91 | 6655178.08 | 0 | 0 | 110081 | 277061.353 | 592180 | 555043 | 208346 | 201338.287 | 57206.272 | 7561480.549 | 1742711.353 | 1632630.353 | 7838541.902 | 1465650 | 6.962% | 71.53% | 0% | 0% | 1.183% | 2.978% | 6.365% | 5.966% | 2.239% | 2.164% | 0.6148% | 81.27% | 18.73% | 17.55% | 84.25% | 15.75% | 472312.3755 | 4344854.8897 | 0 | 0 | 0 | 249679.6607 | 0 | 0 | 0 | 0 | 0 | 9.322% | 85.75% | 0% | 0% | 0% | 4.928% | 0% | 0% | 0% | 0% | 0%
2022 | IA | 19 | 23811.4 | 242329943.457 | 127048967.187 | 403009954.456 | 178637114.187 | 72909386.062 | 28902796.111 | 19514.057 | 10347.159 | 20345.449 | 22505199.532 | 4529851.036 | 652505.71 | 22659046.017 | -- | 0.535 | 0.716 | 0.558 | 617.347 | 0.062 | 0.009 | 621.567 | -- | 0.161 | 0.163 | 0.168 | 185.74 | 0.019 | 0.003 | 187.01 | -- | 1.512 | 2.022 | 1.576 | 1743.449 | 0.175 | 0.025 | 1755.368 | -- | 1.383 | 13.659 | 1.792 | 1.51 | 1.386 | 15.003 | 1.717 | 1.5 | 2.152 | 4.719 | 0.053 | 1.581 | 2035.383 | 1750.202 | 995.883 | 1750.528 | 0.234 | 0.0845 | 0.0234 | 0.1762 | 0.034 | 0.015 | 0.0025 | 0.0254 | 2051.372 | 1756.787 | 997.221 | 1762.494 | -- | -- | 0.142 | 1.455 | 0.213 | 0.161 | 0.144 | 1.509 | 0.208 | 0.163 | 0.221 | 0.503 | 0.006 | 0.169 | 208.782 | 186.432 | 118.561 | 186.64 | 0.024 | 0.009 | 0.0028 | 0.0188 | 0.0035 | 0.0016 | 0.0003 | 0.0027 | 210.422 | 187.133 | 118.721 | 187.916 | -- | -- | 1.779 | 1.758 | 1.591 | 1698.156 | 0.166 | 0.024 | 1709.445 | -- | 18171573.321 | 92038.981 | 7333176.501 | 0 | 1009833 | 220137.862 | 45696889.43 | 385799 | 0 | 0 | -62 | 25596726.803 | 47312659.292 | 46302826.292 | 25816864.665 | 47092521.43 | 24.92% | 0.1262% | 10.06% | 0% | 1.385% | 0.3019% | 62.68% | 0.5291% | 0% | 0% | 0% | 35.11% | 64.89% | 63.51% | 35.41% | 64.59% | 11458389.8315 | 30689.3207 | 5152226.4613 | 0 | 0 | 13370.7425 | 0 | 0 | 0 | 0 | 0 | 68.8% | 0.1843% | 30.94% | 0% | 0% | 0.08028% | 0% | 0% | 0% | 0% | 0%
2022 | ID | 16 | 5468.4 | 37012493.435 | 15132154.302 | 76170916.439 | 32052761.295 | 16278410.189 | 6912509.335 | 1258.756 | 569.87 | 447.974 | 2017322.276 | 134576.627 | 20457.125 | 2022052.594 | -- | 0.155 | 0.165 | 0.055 | 247.852 | 0.008 | 0.001 | 248.434 | -- | 0.068 | 0.075 | 0.024 | 109.008 | 0.004 | 0.001 | 109.263 | -- | 0.519 | 0.553 | 0.185 | 831.502 | 0.028 | 0.004 | 833.452 | -- | 0 | 34.872 | 0.211 | 0.212 | 0 | 34.571 | 0.245 | 0.245 | 0 | 3.179 | 0.009 | 0.009 | 0 | 1800.821 | 932.778 | 932.786 | 0 | 0.0729 | 0.0176 | 0.0176 | 0 | 0.0146 | 0.0018 | 0.0018 | 0 | 1806.974 | 933.746 | 933.754 | -- | -- | 0 | 3.163 | 0.027 | 0.027 | 0 | 3.163 | 0.031 | 0.031 | 0 | 0.288 | 0.001 | 0.001 | 0 | 163.33 | 118.89 | 118.89 | 0 | 0.0066 | 0.0022 | 0.0022 | 0 | 0.0013 | 0.0002 | 0.0002 | 0 | 163.888 | 119.013 | 119.014 | -- | -- | 0.678 | 0.764 | 0.242 | 895.277 | 0.034 | 0.005 | 897.741 | -- | 6266.985 | 52.129 | 4335008.165 | 0 | 8359737.55 | 460398.913 | 2441688 | 533318 | 91432 | 0 | 50508 | 4391835.279 | 11886574.463 | 3526836.913 | 4852234.192 | 11426175.55 | 0.0385% | 0.0003202% | 26.63% | 0% | 51.35% | 2.828% | 15% | 3.276% | 0.5617% | 0% | 0.3103% | 26.98% | 73.02% | 21.67% | 29.81% | 70.19% | 0 | 39 | 2098290.0312 | 0 | 0 | 319873.2529 | 0 | 0 | 0 | 0 | 0 | 0% | 0.001613% | 86.77% | 0% | 0% | 13.23% | 0% | 0% | 0% | 0% | 0%
2022 | IL | 17 | 52369.4 | 589846243.663 | 268990579.898 | 675683278.664 | 295797568.899 | 185197549.577 | 77949765.929 | 25110.026 | 10234.019 | 63581.478 | 54486102.499 | 10858004.482 | 1564411.492 | 54854924.863 | -- | 0.271 | 0.263 | 0.687 | 588.411 | 0.059 | 0.008 | 592.394 | -- | 0.085 | 0.076 | 0.216 | 184.747 | 0.018 | 0.003 | 185.997 | -- | 0.821 | 0.795 | 2.079 | 1781.448 | 0.178 | 0.026 | 1793.507 | -- | 0.925 | 49.532 | 0.617 | 0.822 | 0.833 | 79.117 | 0.574 | 0.729 | 3.103 | 11.354 | 0.022 | 2.091 | 2209.721 | 4362.518 | 917.708 | 1792.476 | 0.258 | 0.1319 | 0.0171 | 0.1787 | 0.0375 | 0.0264 | 0.0017 | 0.0257 | 2227.352 | 4373.678 | 918.649 | 1804.617 | -- | -- | 0.087 | 1.846 | 0.08 | 0.085 | 0.078 | 1.543 | 0.073 | 0.076 | 0.293 | 0.423 | 0.003 | 0.217 | 208.503 | 162.571 | 118.744 | 186.229 | 0.0243 | 0.0049 | 0.0022 | 0.0186 | 0.0035 | 0.001 | 0.0002 | 0.0027 | 210.166 | 162.987 | 118.866 | 187.491 | -- | -- | 0.923 | 0.821 | 2.174 | 1742.725 | 0.169 | 0.024 | 1754.155 | -- | 40559216.914 | 37579.457 | 19789290.496 | 98869581 | 115235 | 282708.852 | 23493805.54 | 1548365 | 0 | 238899.772 | 262866.7 | 159757434.339 | 25440114.392 | 25324879.392 | 61170562.191 | 124026986.54 | 21.9% | 0.02029% | 10.69% | 53.39% | 0.06222% | 0.1527% | 12.69% | 0.8361% | 0% | 0.129% | 0.1419% | 86.26% | 13.74% | 13.67% | 33.03% | 66.97% | 19299800.0598 | 3506.994 | 12695187.9288 | 0 | 0 | 140073.0424 | 0 | 0 | 0 | 0 | 0 | 60.05% | 0.01091% | 39.5% | 0% | 0% | 0.4358% | 0% | 0% | 0% | 0% | 0%
2022 | IN | 18 | 29566.3 | 841155583.65 | 370297965.067 | 881737062.653 | 382205175.067 | 98022168.549 | 41054025.349 | 44418.063 | 14710.344 | 37507.769 | 76796175.697 | 13994757.295 | 2011901.564 | 77270883.492 | -- | 0.906 | 0.717 | 0.765 | 1566.914 | 0.143 | 0.021 | 1576.6 | -- | 0.106 | 0.079 | 0.089 | 182.597 | 0.017 | 0.002 | 183.726 | -- | 1.026 | 0.811 | 0.866 | 1773.914 | 0.162 | 0.023 | 1784.88 | -- | 1.403 | 32.677 | 0.301 | 0.998 | 1.041 | 32.04 | 0.28 | 0.768 | 1.393 | 3.083 | 0.046 | 0.888 | 2303.291 | 1735.158 | 927.539 | 1810.141 | 0.2549 | 0.0703 | 0.0175 | 0.1659 | 0.0371 | 0.0141 | 0.0018 | 0.0238 | 2320.705 | 1741.113 | 928.501 | 1821.393 | -- | -- | 0.126 | 3.076 | 0.039 | 0.102 | 0.093 | 3.063 | 0.036 | 0.077 | 0.125 | 0.29 | 0.006 | 0.09 | 207.285 | 163.324 | 119.123 | 184.226 | 0.0229 | 0.0066 | 0.0022 | 0.0169 | 0.0033 | 0.0013 | 0.0002 | 0.0024 | 208.852 | 163.884 | 119.247 | 185.371 | -- | -- | 1.235 | 0.963 | 1.147 | 2103.85 | 0.216 | 0.031 | 2118.529 | -- | 51384114.99 | 113606.054 | 32088359.599 | 0 | 370827 | 385914.775 | 9985205 | 1082279.51 | 0 | 2156789.737 | 455071 | 86197941.38 | 11824226.285 | 11453399.285 | 86583856.155 | 11438311.51 | 52.42% | 0.1159% | 32.74% | 0% | 0.3783% | 0.3937% | 10.19% | 1.104% | 0% | 2.2% | 0.4643% | 87.94% | 12.06% | 11.68% | 88.33% | 11.67% | 32534291.8332 | 133 | 7535776.301 | 0 | 0 | 108991.9907 | 0 | 0 | 0 | 362123.7664 | 0 | 80.25% | 0.0003281% | 18.59% | 0% | 0% | 0.2688% | 0% | 0% | 0% | 0.8932% | 0%
2022 | KS | 20 | 19636.6 | 258435108.213 | 139763034.235 | 360066185.214 | 177297531.235 | 62194840.58 | 27873924.128 | 18172.267 | 9208.866 | 4442.522 | 25505269.293 | 5536112.33 | 802391.081 | 25694026.97 | -- | 0.584 | 0.661 | 0.143 | 820.173 | 0.089 | 0.013 | 826.243 | -- | 0.141 | 0.132 | 0.034 | 197.382 | 0.021 | 0.003 | 198.843 | -- | 1.551 | 1.754 | 0.379 | 2177.393 | 0.236 | 0.034 | 2193.508 | -- | 1.175 | -2.032 | 3.616 | 1.555 | 1.142 | -2.415 | 3.518 | 1.467 | 0.423 | -0.083 | 0.061 | 0.379 | 2305.952 | -184.827 | 1196.966 | 2183.14 | 0.2676 | -0.0056 | 0.0224 | 0.2369 | 0.0389 | -0.0011 | 0.0023 | 0.0343 | 2324.242 | -185.296 | 1198.224 | 2199.296 | -- | -- | 0.107 | 1.783 | 0.359 | 0.141 | 0.104 | 1.679 | 0.327 | 0.132 | 0.038 | 0.073 | 0.006 | 0.034 | 209.479 | 162.184 | 118.965 | 197.928 | 0.0243 | 0.0049 | 0.0022 | 0.0215 | 0.0035 | 0.001 | 0.0002 | 0.0031 | 211.141 | 162.596 | 119.09 | 199.393 | -- | -- | 1.853 | 1.721 | 0.378 | 2154.741 | 0.229 | 0.033 | 2170.351 | -- | 20229359.807 | -223711.99 | 3360030.532 | 8981959 | 23668 | 60836 | 29687479 | 74391 | 0 | 0 | 829 | 32348466.349 | 29846374 | 29822706 | 23427343.349 | 38767497 | 32.41% | 0% | 5.383% | 14.39% | 0.03792% | 0.09746% | 47.56% | 0.1192% | 0% | 0% | 0.001328% | 52.01% | 47.99% | 47.78% | 37.67% | 62.33% | 11254110.2341 | 16363.378 | 2107320.6953 | 0 | 0 | 8098.6572 | 0 | 0 | 0 | 0 | 0 | 84.07% | 0.1222% | 15.74% | 0% | 0% | 0.0605% | 0% | 0% | 0% | 0% | 0%
2022 | KY | 21 | 21043.2 | 640540356.649 | 287099958.741 | 656156004.646 | 294125585.742 | 69146933.093 | 30515110.4 | 31895.031 | 12222.983 | 45295.655 | 59468848.623 | 12372104.648 | 1789064.905 | 59890070.602 | -- | 0.923 | 0.801 | 1.31 | 1720.072 | 0.179 | 0.026 | 1732.255 | -- | 0.1 | 0.085 | 0.141 | 185.683 | 0.019 | 0.003 | 186.999 | -- | 0.988 | 0.858 | 1.403 | 1841.989 | 0.192 | 0.028 | 1855.036 | -- | 1.176 | 38.867 | 0.376 | 0.99 | 1.028 | 37.657 | 0.298 | 0.86 | 1.783 | 3.628 | 0.137 | 1.4 | 2115.934 | 2044.4 | 988.808 | 1854.342 | 0.2427 | 0.0828 | 0.0248 | 0.192 | 0.0352 | 0.0166 | 0.0028 | 0.0277 | 2132.505 | 2051.384 | 990.275 | 1867.399 | -- | -- | 0.112 | 3.105 | 0.046 | 0.1 | 0.097 | 3.115 | 0.036 | 0.085 | 0.17 | 0.29 | 0.017 | 0.141 | 201.651 | 163.326 | 122.41 | 186.61 | 0.0231 | 0.0066 | 0.0031 | 0.0193 | 0.0034 | 0.0013 | 0.0004 | 0.0028 | 203.23 | 163.884 | 122.592 | 187.924 | -- | -- | 1.097 | 0.954 | 1.516 | 1946.608 | 0.203 | 0.029 | 1960.421 | -- | 47053326.81 | 97952.95 | 16917627.399 | 0 | 4529831 | 447169.46 | 0 | 46853 | 0 | 54172.906 | 0 | 64123080.065 | 5023853.46 | 494022.46 | 64570249.525 | 4576684 | 68.05% | 0.1417% | 24.47% | 0% | 6.551% | 0.6467% | 0% | 0.06776% | 0% | 0.07834% | 0% | 92.73% | 7.265% | 0.7145% | 93.38% | 6.619% | 25833549.2671 | 44.099 | 6148983.1049 | 0 | 0 | 234842.6897 | 0 | 0 | 0 | 0 | 0 | 80.19% | 0.0001369% | 19.09% | 0% | 0% | 0.7289% | 0% | 0% | 0% | 0% | 0%
2022 | LA | 22 | 28474.2 | 655479301.237 | 312812187.952 | 660478381.237 | 314507426.952 | 105223371.518 | 48308717.944 | 32019.06 | 14943.55 | 31119.493 | 43039428.249 | 4073078.248 | 575242.517 | 43176052.861 | -- | 0.609 | 0.619 | 0.591 | 818.058 | 0.039 | 0.005 | 820.655 | -- | 0.098 | 0.096 | 0.095 | 131.322 | 0.006 | 0.001 | 131.739 | -- | 0.728 | 0.74 | 0.708 | 978.765 | 0.046 | 0.007 | 981.872 | -- | 1.447 | 0.537 | 0.658 | 0.741 | 1.35 | 0.293 | 0.668 | 0.729 | 3.205 | 7.998 | 0.018 | 0.698 | 2247.814 | 1074.168 | 847.809 | 1015.053 | 0.1971 | 0.1954 | 0.0167 | 0.0443 | 0.0292 | 0.0302 | 0.0018 | 0.006 | 2261.457 | 1088.038 | 848.753 | 1017.953 | -- | -- | 0.129 | 0.113 | 0.091 | 0.098 | 0.119 | 0.099 | 0.091 | 0.096 | 0.285 | 1.681 | 0.003 | 0.092 | 199.862 | 225.775 | 117.834 | 134.398 | 0.0175 | 0.0411 | 0.0023 | 0.0059 | 0.0026 | 0.0063 | 0.0002 | 0.0008 | 201.075 | 228.691 | 117.965 | 134.782 | -- | -- | 0.916 | 0.897 | 1.211 | 1153.072 | 0.065 | 0.009 | 1157.41 | -- | 8172862.85 | 3106633.76 | 72234291.224 | 16164721 | 916066 | 2076681.552 | 0 | 196173 | 0 | 1900230.722 | 455712.41 | 102034451.966 | 3188920.552 | 2272854.552 | 87946412.518 | 17276960 | 7.767% | 2.952% | 68.65% | 15.36% | 0.8706% | 1.974% | 0% | 0.1864% | 0% | 1.806% | 0.4331% | 96.97% | 3.031% | 2.16% | 83.58% | 16.42% | 7602426.998 | 2943046.7486 | 30899998.1863 | 0 | 0 | 502495.0739 | 0 | 0 | 0 | 172737.8224 | 0 | 18.05% | 6.987% | 73.36% | 0% | 0% | 1.193% | 0% | 0% | 0% | 0.4101% | 0%
2022 | MA | 25 | 14526.9 | 152780868.64 | 74695542.761 | 163509495.638 | 79477366.758 | 21022930.789 | 10199742.806 | 6353.572 | 2734.135 | 1814.819 | 8953024.3 | 2475544.81 | 319988.506 | 9031646.899 | -- | 0.604 | 0.536 | 0.173 | 851.739 | 0.118 | 0.015 | 859.219 | -- | 0.083 | 0.073 | 0.024 | 117.201 | 0.016 | 0.002 | 118.23 | -- | 0.691 | 0.613 | 0.197 | 973.222 | 0.135 | 0.017 | 981.769 | -- | 0 | 30.223 | 0.218 | 0.237 | 0 | 80.283 | 0.21 | 0.215 | 0 | 5.384 | 0.074 | 0.077 | 0 | 3062.788 | 882.604 | 883.956 | 0 | 0.0978 | 0.0185 | 0.0185 | 0 | 0.0196 | 0.0021 | 0.0021 | 0 | 3071.063 | 883.699 | 885.056 | -- | -- | 0 | 1.606 | 0.03 | 0.032 | 0 | 0.705 | 0.028 | 0.029 | 0 | 0.286 | 0.01 | 0.011 | 0 | 162.753 | 121.155 | 121.221 | 0 | 0.0052 | 0.0025 | 0.0025 | 0 | 0.001 | 0.0003 | 0.0003 | 0 | 163.193 | 121.305 | 121.372 | -- | -- | 0.411 | 0.331 | 0.174 | 944.553 | 0.063 | 0.008 | 948.491 | -- | 0 | 756061.611 | 15775967.008 | 0 | 477572.07 | 936899.71 | 215680.49 | 1930951.91 | 0 | 935140.56 | -5344 | 17461825.179 | 3561104.18 | 3083532.11 | 18398724.889 | 2624204.47 | 0% | 3.595% | 75.02% | 0% | 2.271% | 4.455% | 1.026% | 9.183% | 0% | 4.447% | 0% | 83.06% | 16.94% | 14.66% | 87.52% | 12.48% | 0 | 10975 | 10930356.4156 | 0 | 0 | 435730.8073 | 0 | 0 | 0 | 0 | 0 | 0% | 0.09647% | 96.07% | 0% | 0% | 3.83% | 0% | 0% | 0% | 0% | 0%
2022 | MD | 24 | 14386.4 | 164010819.435 | 80384334.425 | 174215511.433 | 83485235.428 | 37134094.879 | 16575371.219 | 3741.394 | 1641.21 | 3966.734 | 11828156.995 | 1949021.602 | 266267.09 | 11892193.561 | -- | 0.202 | 0.198 | 0.214 | 637.051 | 0.052 | 0.007 | 640.5 | -- | 0.046 | 0.041 | 0.048 | 144.236 | 0.012 | 0.002 | 145.017 | -- | 0.387 | 0.38 | 0.41 | 1223.65 | 0.101 | 0.014 | 1230.274 | -- | 0.804 | 22.861 | 0.133 | 0.334 | 0.794 | 21.721 | 0.142 | 0.303 | 1.334 | 11.004 | 0.009 | 0.357 | 2169.822 | 2756.392 | 896.672 | 1219.239 | 0.2515 | 0.113 | 0.0166 | 0.0758 | 0.0366 | 0.0225 | 0.0017 | 0.0105 | 2187.031 | 2765.935 | 897.592 | 1224.265 | -- | -- | 0.076 | 1.35 | 0.018 | 0.04 | 0.072 | 1.251 | 0.018 | 0.036 | 0.126 | 0.65 | 0.001 | 0.043 | 204.584 | 162.822 | 119.063 | 146.597 | 0.0237 | 0.0067 | 0.0022 | 0.0091 | 0.0035 | 0.0013 | 0.0002 | 0.0013 | 206.206 | 163.386 | 119.185 | 147.201 | -- | -- | 0.537 | 0.486 | 0.542 | 1406.34 | 0.125 | 0.017 | 1414.685 | -- | 4639313.99 | 142840.313 | 13944394.374 | 14810684 | 1779682 | 312469.756 | 497608 | 713531.53 | 0 | 295945.19 | -2375 | 33830802.867 | 3303291.286 | 1523609.286 | 19332588.623 | 17801505.53 | 12.49% | 0.3846% | 37.55% | 39.88% | 4.792% | 0.8414% | 1.34% | 1.921% | 0% | 0.7969% | 0% | 91.1% | 8.896% | 4.103% | 52.06% | 47.94% | 3805561.3182 | 26131.998 | 7002566.1446 | 0 | 0 | 314347.8653 | 0 | 0 | 0 | 0 | 0 | 34.13% | 0.2344% | 62.81% | 0% | 0% | 2.82% | 0% | 0% | 0% | 0% | 0%
2022 | ME | 23 | 5382.3 | 50246318.437 | 23601129.173 | 71439620.427 | 29958442.18 | 12763920.003 | 5217075.659 | 2166.63 | 712.009 | 2015.753 | 2148241.874 | 1147885.486 | 164826.83 | 2187149.527 | -- | 0.339 | 0.273 | 0.316 | 336.612 | 0.09 | 0.013 | 342.708 | -- | 0.086 | 0.06 | 0.08 | 85.508 | 0.023 | 0.003 | 87.057 | -- | 0.661 | 0.532 | 0.615 | 655.7 | 0.175 | 0.025 | 667.576 | -- | 0 | 1.778 | 0.119 | 0.211 | 0 | 2.849 | 0.107 | 0.112 | 0 | 5.519 | 0.005 | 0.31 | 0 | 1867.918 | 812.824 | 871.265 | 0 | 0.0732 | 0.0157 | 0.0189 | 0 | 0.0146 | 0.0016 | 0.0023 | 0 | 1874.112 | 813.689 | 872.425 | -- | -- | 0 | 0.162 | 0.017 | 0.03 | 0 | 0.125 | 0.016 | 0.017 | 0 | 0.504 | 0.001 | 0.044 | 0 | 170.404 | 118.94 | 123.365 | 0 | 0.0067 | 0.0023 | 0.0027 | 0 | 0.0013 | 0.0002 | 0.0003 | 0 | 170.969 | 119.067 | 123.529 | -- | -- | 0.649 | 0.359 | 0.639 | 783.609 | 0.126 | 0.018 | 792.173 | -- | 42442.265 | 274047.155 | 4142901.838 | 0 | 3063335 | 1812658.551 | 2716384 | 431686.83 | 0 | 181598.203 | 98866 | 4739855.461 | 8024064.381 | 4960729.381 | 6552514.012 | 6211405.83 | 0.3325% | 2.147% | 32.46% | 0% | 24% | 14.2% | 21.28% | 3.382% | 0% | 1.423% | 0.7746% | 37.13% | 62.87% | 38.87% | 51.34% | 48.66% | 0 | 234487 | 2691099.59 | 0 | 0 | 854844.0618 | 0 | 0 | 0 | 0 | 0 | 0% | 6.203% | 71.19% | 0% | 0% | 22.61% | 0% | 0% | 0% | 0% | 0%
2022 | MI | 26 | 35382.7 | 725333713.363 | 344845882.163 | 764218509.374 | 358017712.15 | 116615130.596 | 52302331.493 | 40612.54 | 18214.735 | 44095.602 | 58850117.301 | 11097414.01 | 1582051.176 | 59224560.598 | -- | 0.697 | 0.697 | 0.756 | 1009.305 | 0.095 | 0.014 | 1015.727 | -- | 0.112 | 0.106 | 0.122 | 162.27 | 0.015 | 0.002 | 163.303 | -- | 1.014 | 1.014 | 1.101 | 1469.904 | 0.139 | 0.02 | 1479.256 | -- | 1.124 | 6.411 | 0.85 | 0.991 | 1.074 | 6.759 | 0.8 | 0.94 | 2.326 | 1.445 | 0.034 | 1.114 | 2199.528 | 1424.533 | 897.287 | 1510.184 | 0.2545 | 0.042 | 0.0162 | 0.1282 | 0.0371 | 0.0083 | 0.0016 | 0.0183 | 2216.957 | 1428.041 | 898.183 | 1518.852 | -- | -- | 0.106 | 0.948 | 0.112 | 0.11 | 0.101 | 1.009 | 0.105 | 0.104 | 0.22 | 0.214 | 0.005 | 0.124 | 208.413 | 210.533 | 118.372 | 168.262 | 0.0241 | 0.0062 | 0.0021 | 0.0143 | 0.0035 | 0.0012 | 0.0002 | 0.002 | 210.064 | 211.052 | 118.49 | 169.228 | -- | -- | 1.136 | 1.047 | 1.298 | 1526.959 | 0.14 | 0.02 | 1536.386 | -- | 34482187.157 | 1554882.92 | 40409707.752 | 26013361 | 517793 | 2257925.486 | 9151179 | 859379 | 0 | 1368771.731 | -57 | 103828853.56 | 12786276.486 | 12268483.486 | 80073418.046 | 36541712 | 29.57% | 1.333% | 34.65% | 22.31% | 0.444% | 1.936% | 7.847% | 0.7369% | 0% | 1.174% | 0% | 89.04% | 10.96% | 10.52% | 68.66% | 31.34% | 19264832.749 | 116288.5653 | 20521963.6558 | 0 | 0 | 921855.9994 | 0 | 0 | 0 | 0 | 0 | 47.19% | 0.2848% | 50.27% | 0% | 0% | 2.258% | 0% | 0% | 0% | 0% | 0%
2022 | MN | 27 | 20244.2 | 257429765.189 | 115395523.796 | 318785596.201 | 137551450.806 | 58966891.046 | 24565454.07 | 16150.796 | 7232.741 | 6890.117 | 22650406.237 | 4836930.601 | 696214.145 | 22814603.778 | -- | 0.548 | 0.589 | 0.234 | 768.241 | 0.082 | 0.012 | 773.811 | -- | 0.125 | 0.125 | 0.054 | 175.973 | 0.019 | 0.003 | 177.249 | -- | 1.227 | 1.319 | 0.523 | 1720.648 | 0.184 | 0.026 | 1733.121 | -- | 1.224 | -2.647 | 0.821 | 1.097 | 1.262 | -2.67 | 0.802 | 1.092 | 0.646 | -0.282 | 0.009 | 0.429 | 2210.327 | -286.209 | 977.109 | 1791.934 | 0.2402 | -0.0087 | 0.0178 | 0.1641 | 0.0349 | -0.0017 | 0.0018 | 0.0236 | 2226.745 | -286.928 | 978.093 | 1803.07 | -- | -- | 0.116 | 0.618 | 0.1 | 0.112 | 0.12 | 0.651 | 0.095 | 0.112 | 0.061 | 0.066 | 0.001 | 0.044 | 209.278 | 66.839 | 118.577 | 182.724 | 0.0227 | 0.002 | 0.0022 | 0.0167 | 0.0033 | 0.0004 | 0.0002 | 0.0024 | 210.833 | 67.007 | 118.697 | 183.859 | -- | -- | 1.183 | 1.162 | 0.451 | 1574.289 | 0.15 | 0.021 | 1584.386 | -- | 16158695.017 | -61476.889 | 8736084.076 | 14696205 | 950433.91 | 1186674.687 | 15091227 | 1901260 | 0 | 251720.746 | 56067.352 | 39837295.302 | 19129595.597 | 18179161.687 | 26327764.989 | 32639125.91 | 27.37% | 0% | 14.8% | 24.9% | 1.61% | 2.01% | 25.57% | 3.221% | 0% | 0.4264% | 0.09498% | 67.56% | 32.44% | 30.8% | 44.65% | 55.35% | 8269820.943 | 27807.416 | 7388783.1145 | 0 | 0 | 779175.9137 | 0 | 0 | 0 | 0 | 0 | 50.22% | 0.1689% | 44.87% | 0% | 0% | 4.732% | 0% | 0% | 0% | 0% | 0%
2022 | MO | 29 | 24060.5 | 601677034.511 | 273421371.276 | 632591978.509 | 283549887.276 | 79361031.625 | 34078284.996 | 47891.459 | 14280.311 | 95335.81 | 59767217.897 | 13448770.626 | 1949329.753 | 60225777.664 | -- | 1.207 | 0.838 | 2.403 | 1506.211 | 0.169 | 0.025 | 1517.767 | -- | 0.159 | 0.104 | 0.317 | 198.669 | 0.022 | 0.003 | 200.193 | -- | 1.564 | 1.086 | 3.112 | 1951.259 | 0.22 | 0.032 | 1966.23 | -- | 1.698 | 33.393 | 0.505 | 1.566 | 1.121 | 32.785 | 0.512 | 1.04 | 3.546 | 5.762 | 0.016 | 3.118 | 2087.152 | 4624.878 | 1013.72 | 1957.597 | 0.2477 | 0.1755 | 0.0199 | 0.22 | 0.036 | 0.0351 | 0.0021 | 0.0319 | 2104.082 | 4639.718 | 1014.827 | 1972.6 | -- | -- | 0.17 | 1.179 | 0.059 | 0.159 | 0.11 | 1.194 | 0.058 | 0.104 | 0.354 | 0.203 | 0.002 | 0.317 | 208.593 | 163.326 | 118.701 | 199.041 | 0.0248 | 0.0062 | 0.0023 | 0.0224 | 0.0036 | 0.0012 | 0.0002 | 0.0032 | 210.285 | 163.85 | 118.831 | 200.566 | -- | -- | 1.292 | 0.957 | 1.631 | 1810.631 | 0.185 | 0.027 | 1823.194 | -- | 52832377.533 | 162962.156 | 8151577.791 | 8874769.5 | 1549213 | 113247.117 | 7524605 | 152279 | 0 | 0 | 0 | 70021686.98 | 9339344.117 | 7790131.117 | 61260164.597 | 18100866.5 | 66.57% | 0.2053% | 10.27% | 11.18% | 1.952% | 0.1427% | 9.481% | 0.1919% | 0% | 0% | 0% | 88.23% | 11.77% | 9.816% | 77.19% | 22.81% | 17092050.579 | 25666 | 5891537.4042 | 0 | 0 | 198451.0022 | 0 | 0 | 0 | 0 | 0 | 73.65% | 0.1106% | 25.39% | 0% | 0% | 0.8551% | 0% | 0% | 0% | 0% | 0%
2022 | MS | 28 | 16365.8 | 460050605.508 | 218757754.895 | 461769774.508 | 219589272.895 | 67781239.54 | 31513091.89 | 15187.841 | 7560.272 | 4937.659 | 30034224.503 | 2557256.963 | 351706.109 | 30118594.426 | -- | 0.448 | 0.48 | 0.146 | 886.211 | 0.038 | 0.005 | 888.7 | -- | 0.066 | 0.069 | 0.021 | 130.569 | 0.006 | 0.001 | 130.936 | -- | 0.518 | 0.554 | 0.168 | 1023.713 | 0.044 | 0.006 | 1026.589 | -- | 0.974 | 2145 | 0.359 | 0.508 | 1.049 | 1400 | 0.392 | 0.542 | 0.459 | 192 | 0.005 | 0.115 | 1503.258 | 108205 | 902.913 | 1048.777 | 0.1214 | 4.3815 | 0.0168 | 0.0422 | 0.0172 | 0.8765 | 0.0017 | 0.0055 | 1511.43 | 108576 | 903.832 | 1051.458 | -- | -- | 0.11 | 3.238 | 0.047 | 0.064 | 0.116 | 3.241 | 0.051 | 0.068 | 0.052 | 0.29 | 0.001 | 0.015 | 169.595 | 163.328 | 118.846 | 132.671 | 0.0137 | 0.0066 | 0.0022 | 0.0053 | 0.0019 | 0.0013 | 0.0002 | 0.0007 | 170.517 | 163.888 | 118.967 | 133.01 | -- | -- | 0.687 | 0.74 | 0.119 | 1038.97 | 0.039 | 0.005 | 1041.47 | -- | 5651367.27 | 9149.312 | 51719171.219 | 8600330 | 0 | 1297361.729 | 0 | 503860 | 0 | 0 | 0 | 65980017.801 | 1801221.729 | 1801221.729 | 58677049.53 | 9104190 | 8.338% | 0.0135% | 76.3% | 12.69% | 0% | 1.914% | 0% | 0.7434% | 0% | 0% | 0% | 97.34% | 2.657% | 2.657% | 86.57% | 13.43% | 5097604.1508 | 2 | 18687186.1125 | 0 | 0 | 555297.7136 | 0 | 0 | 0 | 0 | 0 | 20.94% | 8.217e-06% | 76.78% | 0% | 0% | 2.281% | 0% | 0% | 0% | 0% | 0%
2022 | MT | 30 | 6607.3 | 135390320.541 | 53348437.695 | 183881063.546 | 72904604.696 | 27088739.999 | 10785876.879 | 11742.366 | 4800.721 | 14102.241 | 13862077.314 | 3128315.656 | 455454.834 | 13969044.031 | -- | 0.867 | 0.89 | 1.041 | 1023.457 | 0.115 | 0.017 | 1031.354 | -- | 0.173 | 0.18 | 0.208 | 204.772 | 0.023 | 0.003 | 206.352 | -- | 1.786 | 1.834 | 2.145 | 2108.407 | 0.238 | 0.035 | 2124.676 | -- | 1.639 | 1.405 | 5.052 | 1.825 | 1.606 | 1.399 | 7.028 | 1.902 | 1.738 | 17.231 | 0.039 | 2.195 | 2228.821 | 1842.968 | 1224.028 | 2157.695 | 0.2638 | 0.0537 | 0.0253 | 0.2427 | 0.0384 | 0.0107 | 0.0026 | 0.0353 | 2246.853 | 1847.502 | 1225.437 | 2174.296 | -- | -- | 0.154 | 0.172 | 0.491 | 0.174 | 0.15 | 0.173 | 0.706 | 0.18 | 0.164 | 2.111 | 0.004 | 0.209 | 209.732 | 225.775 | 119.001 | 205.114 | 0.0248 | 0.0066 | 0.0025 | 0.0231 | 0.0036 | 0.0013 | 0.0003 | 0.0034 | 211.429 | 226.331 | 119.138 | 206.693 | -- | -- | 2.492 | 3.09 | 1.373 | 1846.848 | 0.168 | 0.024 | 1858.226 | -- | 11651072.685 | 464878.666 | 728757.845 | 0 | 9885929 | 27952 | 4021860 | 31611 | 0 | 4256.982 | 272422 | 13121388.178 | 13967352 | 4081423 | 13149340.178 | 13939400 | 43.01% | 1.716% | 2.69% | 0% | 36.49% | 0.1032% | 14.85% | 0.1167% | 0% | 0.01571% | 1.006% | 48.44% | 51.56% | 15.07% | 48.54% | 51.46% | 1151197.132 | 22434.4624 | 692323.6137 | 0 | 0 | 3191.27 | 0 | 0 | 0 | 0 | 0 | 61.59% | 1.2% | 37.04% | 0% | 0% | 0.1707% | 0% | 0% | 0% | 0% | 0%
2022 | NC | 37 | 38563.2 | 644096755.552 | 299282512.936 | 701081401.547 | 325232624.938 | 134252770.682 | 60149577.087 | 26649.348 | 12139.685 | 11638.674 | 43938894.996 | 5115387.197 | 715635.136 | 44109466.972 | -- | 0.397 | 0.404 | 0.173 | 654.57 | 0.038 | 0.005 | 657.111 | -- | 0.083 | 0.081 | 0.036 | 136.436 | 0.008 | 0.001 | 136.965 | -- | 0.71 | 0.721 | 0.31 | 1169.897 | 0.068 | 0.01 | 1174.438 | -- | 1.823 | 6.435 | 0.575 | 0.695 | 1.731 | 18.128 | 0.583 | 0.703 | 1.381 | 7.401 | 0.128 | 0.248 | 2291 | 1270.024 | 1090.127 | 1201.806 | 0.2721 | 0.0797 | 0.0428 | 0.0641 | 0.0396 | 0.0122 | 0.0056 | 0.0087 | 2309.605 | 1275.661 | 1092.859 | 1206.015 | -- | -- | 0.163 | 0.813 | 0.069 | 0.081 | 0.151 | 0.6 | 0.068 | 0.079 | 0.124 | 0.935 | 0.015 | 0.029 | 204.983 | 160.458 | 130.693 | 139.675 | 0.0243 | 0.0101 | 0.0051 | 0.0075 | 0.0035 | 0.0015 | 0.0007 | 0.001 | 206.648 | 161.17 | 131.021 | 140.164 | -- | -- | 0.874 | 0.869 | 0.362 | 1309.515 | 0.084 | 0.012 | 1315.155 | -- | 14673743.423 | 277750.852 | 58131396.601 | 42644282 | 4686291 | 1824873.943 | 546755 | 11259591.28 | 0 | 0 | 208088 | 115935260.876 | 18317511.223 | 13631220.223 | 75115852.819 | 59136919.28 | 10.93% | 0.2069% | 43.3% | 31.76% | 3.491% | 1.359% | 0.4073% | 8.387% | 0% | 0% | 0.155% | 86.36% | 13.64% | 10.15% | 55.95% | 44.05% | 6363249.7941 | 41534.007 | 35821122.9538 | 0 | 0 | 592522.1505 | 0 | 0 | 0 | 0 | 0 | 14.86% | 0.097% | 83.66% | 0% | 0% | 1.384% | 0% | 0% | 0% | 0% | 0%
2022 | ND | 38 | 9993.8 | 271837973.896 | 119687786.423 | 333441512.895 | 142645242.424 | 44400926.002 | 18398420.5 | 28278.383 | 12483.244 | 33255.834 | 29111073.847 | 6602389.607 | 958958.03 | 29336488.464 | -- | 1.274 | 1.357 | 1.498 | 1311.282 | 0.149 | 0.022 | 1321.436 | -- | 0.208 | 0.209 | 0.245 | 214.18 | 0.024 | 0.004 | 215.838 | -- | 2.146 | 2.286 | 2.523 | 2208.762 | 0.25 | 0.036 | 2225.865 | -- | 2.26 | 19.829 | 0.081 | 2.147 | 2.268 | 20.224 | 0.07 | 2.139 | 2.67 | 9.303 | 0.004 | 2.525 | 2290.424 | 3579.4 | 809.627 | 2209.908 | 0.2638 | 0.1449 | 0.0217 | 0.2506 | 0.0384 | 0.029 | 0.0022 | 0.0364 | 2308.456 | 3591.663 | 810.819 | 2227.02 | -- | -- | 0.215 | 0.905 | 0.012 | 0.208 | 0.216 | 0.878 | 0.011 | 0.209 | 0.254 | 0.424 | 0.001 | 0.245 | 217.69 | 163.326 | 118.857 | 214.18 | 0.0251 | 0.0066 | 0.0032 | 0.0243 | 0.0036 | 0.0013 | 0.0003 | 0.0035 | 219.404 | 163.885 | 119.032 | 215.838 | -- | -- | 2.294 | 2.186 | 2.778 | 2010.833 | 0.216 | 0.031 | 2025.508 | -- | 24831185.245 | 29251.57 | 1453358.586 | 0 | 1791409 | 0 | 16249888 | 0 | 0 | 32167.57 | 13666 | 26359628.971 | 18041297 | 16249888 | 26359628.971 | 18041297 | 55.92% | 0.06588% | 3.273% | 0% | 4.035% | 0% | 36.6% | 0% | 0% | 0.07245% | 0.03078% | 59.37% | 40.63% | 36.6% | 59.37% | 40.63% | 4131857.0882 | 973 | 1281011.4774 | 0 | 0 | 0 | 0 | 0 | 0 | 10077.0106 | 0 | 76.18% | 0.01794% | 23.62% | 0% | 0% | 0% | 0% | 0% | 0% | 0.1858% | 0%
2022 | NE | 31 | 11354.2 | 219512725.707 | 109193803.727 | 266411513.708 | 125294742.731 | 40692718.002 | 17946240.823 | 20082.886 | 9820.012 | 44094.753 | 22322095.475 | 5098973.598 | 740477.09 | 22496163.729 | -- | 0.987 | 1.094 | 2.167 | 1097.105 | 0.125 | 0.018 | 1105.66 | -- | 0.183 | 0.18 | 0.402 | 203.379 | 0.023 | 0.003 | 204.965 | -- | 1.883 | 2.088 | 4.135 | 2093.125 | 0.239 | 0.035 | 2109.447 | -- | 1.893 | 31.06 | 0.744 | 1.854 | 1.889 | 32.09 | 0.745 | 1.818 | 4.367 | 3.487 | 0.016 | 4.146 | 2142.471 | 3990.965 | 1266.029 | 2099.29 | 0.2514 | 0.0994 | 0.0236 | 0.2398 | 0.0366 | 0.0199 | 0.0025 | 0.0348 | 2159.649 | 3999.376 | 1267.361 | 2115.66 | -- | -- | 0.185 | 1.271 | 0.069 | 0.18 | 0.186 | 1.256 | 0.068 | 0.178 | 0.426 | 0.143 | 0.001 | 0.403 | 208.976 | 163.313 | 117.813 | 204.081 | 0.0245 | 0.0041 | 0.0022 | 0.0233 | 0.0036 | 0.0008 | 0.0002 | 0.0034 | 210.652 | 163.657 | 117.937 | 205.672 | -- | -- | 2.02 | 1.919 | 3.874 | 2052.755 | 0.225 | 0.033 | 2068.111 | -- | 19945269.54 | 35108.906 | 1260181.846 | 5618504 | 1057372 | 88509.762 | 12614061 | 73816 | 0 | 0 | -105 | 26858959.292 | 13833758.762 | 12776386.762 | 21328965.054 | 19363753 | 49.01% | 0.08628% | 3.097% | 13.81% | 2.598% | 0.2175% | 31% | 0.1814% | 0% | 0% | 0% | 66% | 34% | 31.4% | 52.41% | 47.59% | 8116147.5721 | 13979.003 | 1079447.999 | 0 | 0 | 10056.1073 | 0 | 0 | 0 | 0 | 0 | 88.03% | 0.1516% | 11.71% | 0% | 0% | 0.1091% | 0% | 0% | 0% | 0% | 0%
2022 | NH | 33 | 4713.8 | 54240296.726 | 26251730.546 | 59998109.727 | 27915760.543 | 18764370.187 | 8213602.68 | 1483.814 | 483.621 | 694.646 | 2842128.238 | 1029279.69 | 135895.006 | 2875242.332 | -- | 0.158 | 0.118 | 0.074 | 302.928 | 0.055 | 0.007 | 306.458 | -- | 0.055 | 0.037 | 0.026 | 104.798 | 0.019 | 0.003 | 106.019 | -- | 0.482 | 0.359 | 0.226 | 923.47 | 0.167 | 0.022 | 934.23 | -- | 2.854 | 3.107 | 0.098 | 0.348 | 4.63 | 2.208 | 0.09 | 0.179 | 0.715 | 5.012 | 0.005 | 0.191 | 2372.473 | 1896.91 | 882.949 | 1000.049 | 0.3044 | 0.0643 | 0.0185 | 0.0367 | 0.0443 | 0.0122 | 0.0022 | 0.005 | 2393.296 | 1902.166 | 884.067 | 1002.448 | -- | -- | 0.246 | 0.249 | 0.014 | 0.045 | 0.33 | 0.161 | 0.013 | 0.024 | 0.062 | 0.402 | 0.001 | 0.025 | 204.732 | 152.19 | 121.958 | 130.774 | 0.0263 | 0.0052 | 0.0026 | 0.0048 | 0.0038 | 0.001 | 0.0003 | 0.0006 | 206.529 | 152.612 | 122.113 | 131.087 | -- | -- | 0.5 | 0.236 | 0.3 | 1046.898 | 0.075 | 0.01 | 1051.857 | -- | 305455.56 | 445328.669 | 4501922.771 | 10921528 | 1201292 | 852755.394 | 482322 | 3908 | 0 | 49857.814 | 0 | 16224092.814 | 2540277.394 | 1338985.394 | 6155320.208 | 12609050 | 1.628% | 2.373% | 23.99% | 58.2% | 6.402% | 4.545% | 2.57% | 0.02083% | 0% | 0.2657% | 0% | 86.46% | 13.54% | 7.136% | 32.8% | 67.2% | 308840 | 151802.19 | 2958918.7773 | 0 | 0 | 116085.1893 | 0 | 0 | 0 | 0 | 0 | 8.735% | 4.293% | 83.69% | 0% | 0% | 3.283% | 0% | 0% | 0% | 0% | 0%
2022 | NJ | 34 | 19105.3 | 265893534.562 | 142627210.74 | 271801167.564 | 145676169.742 | 65039128.884 | 31588065.706 | 6988.58 | 3376.457 | 2187.697 | 15824916.91 | 2040145.613 | 253292.849 | 15888159.367 | -- | 0.215 | 0.214 | 0.067 | 486.628 | 0.031 | 0.004 | 488.572 | -- | 0.053 | 0.047 | 0.016 | 119.032 | 0.008 | 0.001 | 119.508 | -- | 0.396 | 0.394 | 0.124 | 896.321 | 0.058 | 0.007 | 899.903 | -- | 1.334 | 80.727 | 0.207 | 0.303 | 1.001 | 74.682 | 0.198 | 0.281 | 1.443 | 0.943 | 0.006 | 0.028 | 2216.426 | 1399.728 | 842.475 | 863.287 | 0.2278 | 0.0242 | 0.0162 | 0.0193 | 0.0332 | 0.0024 | 0.0016 | 0.0021 | 2232.006 | 1401.06 | 843.37 | 864.399 | -- | -- | 0.123 | 7.422 | 0.029 | 0.042 | 0.106 | 6.553 | 0.028 | 0.039 | 0.133 | 0.087 | 0.001 | 0.004 | 204.855 | 128.683 | 118.752 | 120.688 | 0.0211 | 0.0022 | 0.0023 | 0.0027 | 0.0031 | 0.0002 | 0.0002 | 0.0003 | 206.295 | 128.806 | 118.879 | 120.844 | -- | -- | 0.439 | 0.378 | 0.084 | 943.772 | 0.037 | 0.004 | 946.043 | -- | 497783.34 | 137927.549 | 33384823.772 | 28318800 | -130628 | 651458.966 | 21629 | 1518494.77 | 0 | 647021.586 | -8181 | 62978175.247 | 2060954.736 | 2191582.736 | 35310834.213 | 29728295.77 | 0.7637% | 0.2116% | 51.22% | 43.45% | 0% | 0.9995% | 0.03318% | 2.33% | 0% | 0.9927% | 0% | 96.83% | 3.169% | 3.362% | 54.29% | 45.71% | 503958 | 33633.001 | 18297401.9433 | 0 | 0 | 264799.2223 | 0 | 0 | 0 | 0 | 0 | 2.639% | 0.1761% | 95.8% | 0% | 0% | 1.386% | 0% | 0% | 0% | 0% | 0%
2022 | NM | 35 | 11773.3 | 233463656.092 | 110178187.006 | 289923966.09 | 131069667.006 | 40853345.001 | 17582851.621 | 11317.763 | 5360.786 | 2744.895 | 20136733.937 | 3518766.131 | 502535.491 | 20255596.303 | -- | 0.554 | 0.61 | 0.134 | 985.806 | 0.086 | 0.012 | 991.625 | -- | 0.097 | 0.097 | 0.024 | 172.504 | 0.015 | 0.002 | 173.522 | -- | 0.931 | 1.025 | 0.226 | 1656.951 | 0.145 | 0.021 | 1666.731 | -- | 1.172 | 15.976 | 0.635 | 0.932 | 1.181 | 16.114 | 0.638 | 0.936 | 0.405 | 7.624 | 0.004 | 0.226 | 2207.223 | 2912.965 | 980.868 | 1657.575 | 0.2472 | 0.118 | 0.0187 | 0.1448 | 0.036 | 0.0236 | 0.0019 | 0.0207 | 2224.12 | 2922.941 | 981.895 | 1667.359 | -- | -- | 0.11 | 0.896 | 0.077 | 0.097 | 0.11 | 0.896 | 0.077 | 0.097 | 0.038 | 0.427 | 0.001 | 0.024 | 206.43 | 163.326 | 118.752 | 172.626 | 0.0231 | 0.0066 | 0.0023 | 0.0151 | 0.0034 | 0.0013 | 0.0002 | 0.0022 | 208.01 | 163.885 | 118.876 | 173.645 | -- | -- | 1.364 | 1.385 | 0.15 | 1557.235 | 0.11 | 0.015 | 1564.547 | -- | 13291996.7 | 18924.66 | 10978170.64 | 0 | 120825 | 17071.799 | 14409067 | 1970599 | 47080 | 0 | -389 | 24288703 | 16564642.799 | 16443817.799 | 24305774.799 | 16547571 | 32.54% | 0.04632% | 26.87% | 0% | 0.2958% | 0.04179% | 35.27% | 4.824% | 0.1152% | 0% | 0% | 59.45% | 40.55% | 40.25% | 59.5% | 40.5% | 3540536.8776 | 170 | 6105403.3188 | 0 | 0 | 7310.2166 | 0 | 0 | 0 | 0 | 0 | 36.68% | 0.001761% | 63.25% | 0% | 0% | 0.07573% | 0% | 0% | 0% | 0% | 0%
2022 | NV | 32 | 14970 | 215832649.644 | 103348686.656 | 264034459.651 | 126083938.657 | 41832941.006 | 20055841.993 | 10054.337 | 4991.921 | 3721.055 | 14159592.759 | 1177611.461 | 151962.622 | 14196955.334 | -- | 0.481 | 0.498 | 0.178 | 676.959 | 0.028 | 0.004 | 678.745 | -- | 0.093 | 0.097 | 0.034 | 131.209 | 0.005 | 0.001 | 131.555 | -- | 0.727 | 0.753 | 0.269 | 1024.432 | 0.043 | 0.005 | 1027.136 | -- | 1.884 | 0 | 0.599 | 0.726 | 1.871 | 0 | 0.614 | 0.746 | 2.647 | 0 | 0.006 | 0.268 | 2294.307 | 0 | 880.971 | 1021.087 | 0.2739 | 0 | 0.0171 | 0.0425 | 0.0398 | 0 | 0.0017 | 0.0055 | 2313.028 | 0 | 881.907 | 1023.787 | -- | -- | 0.172 | 0 | 0.081 | 0.093 | 0.173 | 0 | 0.084 | 0.097 | 0.242 | 0 | 0.001 | 0.034 | 209.681 | 0 | 118.678 | 131.379 | 0.025 | 0 | 0.0023 | 0.0055 | 0.0036 | 0 | 0.0002 | 0.0007 | 211.392 | 0 | 118.804 | 131.727 | -- | -- | 0.761 | 0.786 | 0.358 | 1018.236 | 0.043 | 0.005 | 1020.933 | -- | 2735262.29 | 9105.754 | 24844422.001 | 0 | 1685783 | 48893 | 315551 | 8270696 | 3917131 | 0 | 6097 | 27594887.045 | 14238054 | 12552271 | 27643780.045 | 14189161 | 6.539% | 0.02177% | 59.39% | 0% | 4.03% | 0.1169% | 0.7543% | 19.77% | 9.364% | 0% | 0.01457% | 65.96% | 34.04% | 30.01% | 66.08% | 33.92% | 1582790.713 | 0 | 15568116.8162 | 0 | 0 | 29080.1606 | 0 | 0 | 0 | 0 | 0 | 9.213% | 0% | 90.62% | 0% | 0% | 0.1693% | 0% | 0% | 0% | 0% | 0%
2022 | NY | 36 | 43209.3 | 522965527.581 | 251932107.605 | 640801395.586 | 300259252.6 | 124473610.617 | 56026230.609 | 13624.239 | 5903.736 | 4882.158 | 30477884.76 | 3433516.018 | 429494.863 | 30579946.446 | -- | 0.219 | 0.211 | 0.078 | 489.708 | 0.028 | 0.003 | 491.348 | -- | 0.052 | 0.047 | 0.019 | 116.558 | 0.007 | 0.001 | 116.948 | -- | 0.424 | 0.408 | 0.152 | 947.518 | 0.053 | 0.007 | 950.691 | -- | 0 | 2.646 | 0.29 | 0.325 | 0 | 2.628 | 0.26 | 0.289 | 0 | 2.197 | 0.079 | 0.111 | 0 | 1458.467 | 933.9 | 941.746 | 0 | 0.0511 | 0.0171 | 0.0176 | 0 | 0.0106 | 0.0018 | 0.002 | 0 | 1462.892 | 934.873 | 942.771 | -- | -- | 0 | 0.245 | 0.037 | 0.041 | 0 | 0.229 | 0.034 | 0.037 | 0 | 0.204 | 0.01 | 0.014 | 0 | 135.308 | 119.783 | 120.102 | 0 | 0.0047 | 0.0022 | 0.0022 | 0 | 0.001 | 0.0002 | 0.0003 | 0 | 135.719 | 119.907 | 120.232 | -- | -- | 0.523 | 0.456 | 0.22 | 1026.137 | 0.034 | 0.004 | 1028.076 | -- | 0 | 1831044.795 | 59630216.954 | 26812164 | 26980828 | 1880133.737 | 4567508 | 1781035 | 0 | 1004882.617 | -14203 | 89264105.366 | 35209504.737 | 8228676.737 | 64332075.103 | 60141535 | 0% | 1.471% | 47.9% | 21.54% | 21.67% | 1.51% | 3.669% | 1.431% | 0% | 0.8072% | 0% | 71.71% | 28.29% | 6.61% | 51.68% | 48.32% | 0 | 808103.8702 | 32086823.8852 | 0 | 0 | 598705.1435 | 0 | 0 | 0 | 0 | 0 | 0% | 2.413% | 95.8% | 0% | 0% | 1.788% | 0% | 0% | 0% | 0% | 0%
2022 | OH | 39 | 32794.5 | 984216498.264 | 436687212.497 | 999823856.265 | 442171380.498 | 135802728.736 | 59429367.229 | 34244.699 | 10021.204 | 69665.107 | 78504299.241 | 12099570.341 | 1717677.019 | 78910046.334 | -- | 0.504 | 0.337 | 1.026 | 1156.152 | 0.089 | 0.013 | 1162.128 | -- | 0.07 | 0.046 | 0.142 | 159.526 | 0.012 | 0.002 | 160.351 | -- | 0.599 | 0.4 | 1.218 | 1372.433 | 0.106 | 0.015 | 1379.526 | -- | 1.276 | 0.862 | 0.134 | 0.596 | 0.768 | 0.614 | 0.136 | 0.396 | 3.114 | 2.954 | 0.005 | 1.22 | 2164.3 | 2268.714 | 867.454 | 1376.242 | 0.2515 | 0.0606 | 0.0167 | 0.106 | 0.0366 | 0.0111 | 0.0018 | 0.015 | 2181.492 | 2273.538 | 868.354 | 1383.352 | -- | -- | 0.121 | 0.067 | 0.018 | 0.069 | 0.072 | 0.048 | 0.018 | 0.046 | 0.296 | 0.228 | 0.001 | 0.142 | 205.793 | 175.324 | 118.504 | 160.215 | 0.0239 | 0.0047 | 0.0023 | 0.0123 | 0.0035 | 0.0009 | 0.0002 | 0.0018 | 207.427 | 175.697 | 118.627 | 161.042 | -- | -- | 1.033 | 0.683 | 1.953 | 1729.916 | 0.155 | 0.022 | 1740.391 | -- | 42992712.06 | 1272604.943 | 68864952.292 | 16826787 | 506973 | 530151.415 | 3154007 | 913273.17 | 0 | 746253.502 | -4986 | 130698323.797 | 5104404.585 | 4597431.585 | 114401688.212 | 21401040.17 | 31.66% | 0.9371% | 50.71% | 12.39% | 0.3733% | 0.3904% | 2.322% | 0.6725% | 0% | 0.5495% | 0% | 96.24% | 3.759% | 3.385% | 84.24% | 15.76% | 19675938.5526 | 995920.6435 | 13265434.1867 | 0 | 0 | 166830.8449 | 0 | 0 | 0 | 410913.1368 | 0 | 57.01% | 2.885% | 38.43% | 0% | 0% | 0.4834% | 0% | 0% | 0% | 1.191% | 0%
2022 | OK | 40 | 33497.2 | 411923209.426 | 222952712.647 | 546368604.425 | 275425437.646 | 84634922.609 | 39774630.1 | 21621.816 | 11872.916 | 13381.496 | 29056375.762 | 3204827.899 | 440766.918 | 29162110.378 | -- | 0.511 | 0.597 | 0.316 | 686.629 | 0.038 | 0.005 | 689.127 | -- | 0.105 | 0.107 | 0.065 | 141.077 | 0.008 | 0.001 | 141.59 | -- | 0.954 | 1.115 | 0.591 | 1282.229 | 0.071 | 0.01 | 1286.895 | -- | 1.488 | 29.096 | 0.709 | 0.956 | 1.375 | 28.114 | 0.783 | 0.972 | 1.796 | 2.572 | 0.014 | 0.576 | 1932.452 | 1555.204 | 997.664 | 1292.426 | 0.1837 | 0.0601 | 0.0184 | 0.0705 | 0.0264 | 0.0119 | 0.0019 | 0.0096 | 1944.906 | 1560.245 | 998.677 | 1297.047 | -- | -- | 0.139 | 3.056 | 0.084 | 0.105 | 0.133 | 2.942 | 0.091 | 0.107 | 0.168 | 0.27 | 0.002 | 0.063 | 181.08 | 163.326 | 118.923 | 141.886 | 0.0172 | 0.0063 | 0.0022 | 0.0077 | 0.0025 | 0.0012 | 0.0002 | 0.0011 | 182.247 | 163.855 | 119.044 | 142.393 | -- | -- | 1.125 | 1.131 | 0.673 | 1369.598 | 0.079 | 0.011 | 1374.832 | -- | 8954031.306 | 28579.6 | 36022920.994 | 0 | 1679099 | 311793.703 | 37552755 | 81415 | 0 | 4327.692 | 0 | 45009859.592 | 39625062.703 | 37945963.703 | 45321653.295 | 39313269 | 10.58% | 0.03377% | 42.56% | 0% | 1.984% | 0.3684% | 44.37% | 0.0962% | 0% | 0.005113% | 0% | 53.18% | 46.82% | 44.83% | 53.55% | 46.45% | 12093415.3118 | 3009.001 | 21467461.5925 | 0 | 0 | 53533.2322 | 0 | 0 | 0 | 0 | 0 | 35.97% | 0.008951% | 63.86% | 0% | 0% | 0.1592% | 0% | 0% | 0% | 0% | 0%
2022 | OR | 41 | 17974.7 | 164165365.648 | 54997127.43 | 304666298.664 | 117162948.44 | 61254900.841 | 24955553.777 | 13168.08 | 4364.278 | 605.553 | 9133436.825 | 844949.03 | 104716.54 | 9159601.452 | -- | 0.43 | 0.35 | 0.02 | 298.211 | 0.014 | 0.002 | 299.065 | -- | 0.16 | 0.159 | 0.007 | 111.271 | 0.005 | 0.001 | 111.59 | -- | 1.312 | 1.067 | 0.06 | 909.847 | 0.042 | 0.005 | 912.453 | -- | 0 | 0 | 1.243 | 1.243 | 0 | 0 | 1.213 | 1.213 | 0 | 0 | 0.009 | 0.009 | 0 | 0 | 951.428 | 951.428 | 0 | 0 | 0.0162 | 0.0162 | 0 | 0 | 0.0016 | 0.0016 | 0 | 0 | 952.314 | 952.314 | -- | -- | 0 | 0 | 0.155 | 0.155 | 0 | 0 | 0.152 | 0.152 | 0 | 0 | 0.001 | 0.001 | 0 | 0 | 118.499 | 118.499 | 0 | 0 | 0.002 | 0.002 | 0 | 0 | 0.0002 | 0.0002 | 0 | 0 | 118.609 | 118.609 | -- | -- | 2.065 | 1.998 | 0.09 | 947.734 | 0.044 | 0.006 | 950.544 | -- | 0 | 1667.902 | 19054760.266 | 0 | 31304316 | 984965.419 | 8099355 | 1595518 | 178846 | 36644.256 | -1172 | 19091900.424 | 42163000.419 | 10858684.419 | 20076865.843 | 41178035 | 0% | 0.002723% | 31.11% | 0% | 51.1% | 1.608% | 13.22% | 2.605% | 0.292% | 0.05982% | 0% | 31.17% | 68.83% | 17.73% | 32.78% | 67.22% | 0 | 0 | 7240373.173 | 0 | 0 | 495865.3386 | 0 | 0 | 0 | 0 | 0 | 0% | 0% | 93.59% | 0% | 0% | 6.41% | 0% | 0% | 0% | 0% | 0%
2022 | PA | 42 | 54045.7 | 1241144605.754 | 526473305.685 | 1263194228.755 | 534311852.686 | 239261130.761 | 101468020.57 | 34400.368 | 11055.713 | 41700.595 | 85101151.543 | 10531892.652 | 1417820.268 | 85443634.28 | -- | 0.288 | 0.218 | 0.349 | 711.366 | 0.044 | 0.006 | 714.229 | -- | 0.055 | 0.042 | 0.067 | 137.133 | 0.008 | 0.001 | 137.685 | -- | 0.437 | 0.331 | 0.53 | 1081.511 | 0.067 | 0.009 | 1085.863 | -- | 1.28 | 4.798 | 0.232 | 0.395 | 0.91 | 3.034 | 0.19 | 0.292 | 3.226 | 1.157 | 0.045 | 0.51 | 2346.666 | 1880.948 | 861.354 | 1079.21 | 0.269 | 0.0503 | 0.0186 | 0.0551 | 0.0391 | 0.0077 | 0.002 | 0.0074 | 2365.048 | 1884.494 | 862.414 | 1082.796 | -- | -- | 0.114 | 0.326 | 0.032 | 0.051 | 0.079 | 0.214 | 0.027 | 0.038 | 0.287 | 0.079 | 0.006 | 0.066 | 208.851 | 127.812 | 120.045 | 138.744 | 0.0239 | 0.0034 | 0.0026 | 0.0071 | 0.0035 | 0.0005 | 0.0003 | 0.001 | 210.487 | 128.053 | 120.192 | 139.205 | -- | -- | 0.951 | 0.705 | 1.149 | 1434.88 | 0.12 | 0.017 | 1442.878 | -- | 23929783.271 | 312256.758 | 130163959.851 | 76166017 | 1910869 | 1592953.789 | 3572245 | 237442.08 | 0 | 1396756.453 | -21153 | 231947620.333 | 7313509.869 | 5402640.869 | 157374557.122 | 81886573.08 | 10% | 0.1305% | 54.4% | 31.83% | 0.7986% | 0.6657% | 1.493% | 0.09923% | 0% | 0.5837% | 0% | 96.94% | 3.057% | 2.258% | 65.78% | 34.22% | 16070888.5483 | 275739.286 | 29476109.0539 | 0 | 0 | 775373.4303 | 0 | 0 | 0 | 70100.4173 | 0 | 34.44% | 0.5909% | 63.16% | 0% | 0% | 1.661% | 0% | 0% | 0% | 0.1502% | 0%
2022 | PR | 72 | 6404.8 | 181883692.401 | 81196153.755 | 183359981.401 | 81834374.755 | 17762020.003 | 7868141.001 | 27207.282 | 12045.445 | 37852.989 | 14151716.683 | 1545337.416 | 254319.321 | 14208926.98 | -- | 3.064 | 3.062 | 4.262 | 1593.481 | 0.087 | 0.014 | 1599.922 | -- | 0.299 | 0.297 | 0.416 | 155.613 | 0.008 | 0.001 | 156.242 | -- | 3.14 | 3.138 | 4.369 | 1633.266 | 0.089 | 0.015 | 1639.869 | -- | 2.559 | 3.698 | 2.771 | 3.14 | 2.549 | 3.637 | 2.785 | 3.136 | 2.594 | 6.21 | 3.092 | 4.368 | 2265.492 | 1774.556 | 1200.221 | 1633.07 | 0.2668 | 0.0643 | 0.0394 | 0.0892 | 0.0388 | 0.0125 | 0.0066 | 0.0147 | 2283.728 | 1779.888 | 1203.169 | 1639.672 | -- | -- | 0.233 | 0.34 | 0.281 | 0.299 | 0.233 | 0.334 | 0.278 | 0.297 | 0.236 | 0.571 | 0.314 | 0.416 | 205.912 | 163.226 | 121.806 | 155.613 | 0.0243 | 0.0059 | 0.004 | 0.0085 | 0.0035 | 0.0011 | 0.0007 | 0.0014 | 207.569 | 163.717 | 122.105 | 156.242 | -- | -- | 3.5 | 3.511 | 5.578 | 1670.902 | 0.074 | 0.013 | 1676.699 | -- | 2962885 | 8626394.157 | 5742145.17 | 0 | 0 | 0 | 155009 | 277667.02 | 0 | 0 | -2080 | 17329344.327 | 432676.02 | 432676.02 | 17329344.327 | 432676.02 | 16.68% | 48.56% | 32.32% | 0% | 0% | 0% | 0.8726% | 1.563% | 0% | 0% | 0% | 97.56% | 2.436% | 2.436% | 97.56% | 2.436% | 675567.9774 | 6659716.223 | 3256852.5368 | 0 | 0 | 0 | 0 | 0 | 0 | 0 | 0 | 6.378% | 62.87% | 30.75% | 0% | 0% | 0% | 0% | 0% | 0% | 0% | 0%
2022 | RI | 44 | 2323.6 | 55245832.773 | 27290157.305 | 57186628.771 | 28217153.306 | 7804400.21 | 3811730.42 | 1718.39 | 845.328 | 55.788 | 3165920.891 | 121622.903 | 12538.421 | 3169309.403 | -- | 0.44 | 0.444 | 0.014 | 811.317 | 0.016 | 0.002 | 812.185 | -- | 0.062 | 0.062 | 0.002 | 114.612 | 0.002 | 0 | 114.735 | -- | 0.475 | 0.478 | 0.015 | 875.097 | 0.017 | 0.002 | 876.034 | -- | 0 | 33.023 | 0.467 | 0.469 | 0 | 33.593 | 0.473 | 0.473 | 0 | 3.029 | 0.006 | 0.006 | 0 | 1707.364 | 902.152 | 902.192 | 0 | 0.0691 | 0.0173 | 0.0173 | 0 | 0.0138 | 0.0018 | 0.0018 | 0 | 1713.214 | 903.117 | 903.157 | -- | -- | 0 | 3.159 | 0.062 | 0.062 | 0 | 3.17 | 0.062 | 0.062 | 0 | 0.29 | 0.001 | 0.001 | 0 | 163.325 | 119.246 | 119.249 | 0 | 0.0066 | 0.0023 | 0.0023 | 0 | 0.0013 | 0.0002 | 0.0002 | 0 | 163.885 | 119.373 | 119.376 | -- | -- | 0.227 | 0.218 | 0.01 | 924.083 | 0.018 | 0.002 | 925.083 | -- | 0 | 59570.455 | 6958715.373 | 0 | 7375 | 218450.36 | 209338 | 352098 | 0 | 0 | -1147 | 7017138.828 | 787261.36 | 779886.36 | 7235589.188 | 568811 | 0% | 0.7632% | 89.15% | 0% | 0.09448% | 2.799% | 2.682% | 4.511% | 0% | 0% | 0% | 89.91% | 10.09% | 9.991% | 92.71% | 7.288% | 0 | 346 | 3707626.0282 | 0 | 0 | 44820.0271 | 0 | 0 | 0 | 0 | 0 | 0% | 0.00922% | 98.8% | 0% | 0% | 1.194% | 0% | 0% | 0% | 0% | 0%
2022 | SC | 45 | 26464.4 | 365018700.729 | 177820015.658 | 380545528.729 | 184386358.658 | 98658089.209 | 44195828.838 | 12515.812 | 5601.86 | 6743.459 | 27463247.303 | 4655943.096 | 668096.611 | 27620992.856 | -- | 0.254 | 0.254 | 0.137 | 556.736 | 0.047 | 0.007 | 559.934 | -- | 0.069 | 0.063 | 0.037 | 150.476 | 0.013 | 0.002 | 151.34 | -- | 0.616 | 0.616 | 0.332 | 1352.603 | 0.115 | 0.016 | 1360.372 | -- | 1.129 | 23.908 | 0.258 | 0.575 | 1.139 | 21.86 | 0.237 | 0.535 | 0.769 | 8.117 | 0.063 | 0.315 | 2228.387 | 3218.66 | 985.672 | 1426.027 | 0.2465 | 0.1216 | 0.023 | 0.1021 | 0.0359 | 0.0239 | 0.0026 | 0.0144 | 2245.238 | 3228.812 | 987.016 | 1432.859 | -- | -- | 0.104 | 1.213 | 0.032 | 0.063 | 0.103 | 1.132 | 0.029 | 0.058 | 0.071 | 0.412 | 0.008 | 0.035 | 205.2 | 163.326 | 121.81 | 157.138 | 0.0227 | 0.0062 | 0.0028 | 0.0112 | 0.0033 | 0.0012 | 0.0003 | 0.0016 | 206.751 | 163.841 | 121.977 | 157.89 | -- | -- | 0.709 | 0.661 | 0.399 | 1507.179 | 0.129 | 0.019 | 1515.948 | -- | 14243461.979 | 186679.241 | 24143894.955 | 54369751 | 1272388 | 1992026.974 | 0 | 2407960.84 | 0 | 42074.122 | -148 | 92985713.297 | 5672375.814 | 4399987.814 | 40607989.271 | 58050099.84 | 14.44% | 0.1892% | 24.47% | 55.11% | 1.29% | 2.019% | 0% | 2.441% | 0% | 0.04265% | 0% | 94.25% | 5.75% | 4.46% | 41.16% | 58.84% | 10950962.6029 | 13964 | 13183304.938 | 0 | 0 | 1019592.3995 | 0 | 0 | 0 | 0 | 0 | 43.51% | 0.05548% | 52.38% | 0% | 0% | 4.051% | 0% | 0% | 0% | 0% | 0%
2022 | SD | 46 | 6770.5 | 33544382.421 | 19870246.264 | 83208498.421 | 38438347.264 | 17900462.342 | 7428194.406 | 1660.336 | 1018.995 | 739.388 | 2909760.593 | 485224.804 | 69253.14 | 2926144.62 | -- | 0.186 | 0.274 | 0.083 | 325.105 | 0.027 | 0.004 | 326.935 | -- | 0.099 | 0.103 | 0.044 | 173.487 | 0.014 | 0.002 | 174.464 | -- | 0.993 | 1.468 | 0.442 | 1739.901 | 0.145 | 0.021 | 1749.698 | -- | 0.896 | 13.748 | 1.042 | 1.002 | 0.887 | 12.674 | 1.137 | 1.033 | 0.742 | 6.476 | 0.007 | 0.445 | 2272.903 | 2478.677 | 1069.122 | 1755.711 | 0.2371 | 0.1004 | 0.0197 | 0.1431 | 0.0345 | 0.0201 | 0.002 | 0.0205 | 2289.108 | 2487.169 | 1070.211 | 1765.387 | -- | -- | 0.083 | 0.906 | 0.116 | 0.1 | 0.083 | 0.904 | 0.123 | 0.103 | 0.069 | 0.427 | 0.001 | 0.044 | 209.76 | 163.326 | 118.783 | 174.509 | 0.0219 | 0.0066 | 0.0022 | 0.0142 | 0.0032 | 0.0013 | 0.0002 | 0.002 | 211.256 | 163.885 | 118.904 | 175.47 | -- | -- | 1.076 | 1.122 | 0.358 | 1606.17 | 0.116 | 0.016 | 1613.936 | -- | 1874802.2 | 16849.452 | 1424338.301 | 0 | 4258536 | 28752.413 | 10295113 | 2071 | 0 | 0 | 0 | 3315989.953 | 14584472.413 | 10325936.413 | 3344742.366 | 14555720 | 10.47% | 0.09413% | 7.957% | 0% | 23.79% | 0.1606% | 57.51% | 0.01157% | 0% | 0% | 0% | 18.52% | 81.48% | 57.69% | 18.69% | 81.31% | 1016478.1224 | 11437.341 | 1304817.0134 | 0 | 0 | 6820.6832 | 0 | 0 | 0 | 0 | 0 | 43.45% | 0.4889% | 55.77% | 0% | 0% | 0.2915% | 0% | 0% | 0% | 0% | 0%
2022 | TN | 47 | 24166.3 | 320813762.658 | 164907225.657 | 354558166.657 | 180157270.657 | 78032791.39 | 35668950.245 | 10084.309 | 5110.64 | 11214.277 | 27063006.854 | 4703580.808 | 676379.937 | 27222582.225 | -- | 0.258 | 0.287 | 0.287 | 693.632 | 0.06 | 0.009 | 697.722 | -- | 0.063 | 0.062 | 0.07 | 168.715 | 0.015 | 0.002 | 169.71 | -- | 0.611 | 0.678 | 0.68 | 1640.242 | 0.143 | 0.02 | 1649.914 | -- | 0.886 | 31.442 | 0.292 | 0.607 | 0.873 | 31.47 | 0.27 | 0.612 | 1.31 | 2.948 | 0.018 | 0.676 | 2409.146 | 1648.975 | 957.028 | 1659.067 | 0.273 | 0.0663 | 0.018 | 0.1431 | 0.0397 | 0.0133 | 0.0018 | 0.0204 | 2427.812 | 1654.584 | 958.024 | 1668.737 | -- | -- | 0.076 | 3.136 | 0.036 | 0.062 | 0.076 | 3.142 | 0.033 | 0.062 | 0.112 | 0.294 | 0.002 | 0.069 | 205.742 | 164.472 | 118.929 | 170.088 | 0.0233 | 0.0066 | 0.0022 | 0.0147 | 0.0034 | 0.0013 | 0.0002 | 0.0021 | 207.336 | 165.031 | 119.053 | 171.08 | -- | -- | 0.623 | 0.626 | 0.735 | 1771.591 | 0.16 | 0.023 | 1782.408 | -- | 15885539.771 | 146613.611 | 16517558.271 | 35635400 | 8706758 | 433975.471 | 14865 | 676977 | 0 | 14291.572 | 811.932 | 68200215.157 | 9832575.471 | 1125817.471 | 32998790.628 | 45034000 | 20.36% | 0.1879% | 21.17% | 45.67% | 11.16% | 0.5561% | 0.01905% | 0.8676% | 0% | 0.01831% | 0.001041% | 87.4% | 12.6% | 1.443% | 42.29% | 57.71% | 13918376.5351 | 1158.002 | 10981448.8558 | 0 | 0 | 117650.5178 | 0 | 0 | 0 | 329461.9139 | 0 | 54.91% | 0.004568% | 43.32% | 0% | 0% | 0.4641% | 0% | 0% | 0% | 1.3% | 0%
2022 | TX | 48 | 159769.4 | 2879343087.761 | 1464475310.929 | 3341543069.909 | 1656376771.891 | 521881132.673 | 247753476.134 | 134613.99 | 67774.336 | 130566.956 | 213589516.98 | 27249859.011 | 3778519.7 | 214479064.725 | -- | 0.516 | 0.547 | 0.5 | 818.537 | 0.052 | 0.007 | 821.946 | -- | 0.094 | 0.093 | 0.091 | 148.36 | 0.009 | 0.001 | 148.978 | -- | 0.78 | 0.827 | 0.757 | 1237.913 | 0.079 | 0.011 | 1243.069 | -- | 1.316 | 4.983 | 0.585 | 0.779 | 1.32 | 4.882 | 0.601 | 0.778 | 2.922 | 9.457 | 0.007 | 0.755 | 2295.934 | 2144.993 | 883.288 | 1243.991 | 0.2577 | 0.0541 | 0.0162 | 0.0777 | 0.0375 | 0.0094 | 0.0016 | 0.0108 | 2313.539 | 2149.134 | 884.18 | 1249.139 | -- | -- | 0.12 | 0.397 | 0.079 | 0.093 | 0.119 | 0.387 | 0.079 | 0.092 | 0.266 | 0.753 | 0.001 | 0.09 | 209.34 | 170.721 | 118.731 | 149.084 | 0.0235 | 0.0043 | 0.0022 | 0.0093 | 0.0034 | 0.0007 | 0.0002 | 0.0013 | 210.945 | 171.051 | 118.851 | 149.701 | -- | -- | 0.931 | 0.945 | 0.839 | 1252.561 | 0.072 | 0.01 | 1257.222 | -- | 85336952.449 | 373262.592 | 255113416.171 | 41606955 | 620183.16 | 1472871.498 | 113135612 | 21438458.78 | 0 | 2432347.323 | 351074.97 | 385214008.505 | 136667125.438 | 136046942.278 | 345079925.003 | 176801208.94 | 16.35% | 0.07152% | 48.88% | 7.972% | 0.1188% | 0.2822% | 21.68% | 4.108% | 0% | 0.4661% | 0.06727% | 73.81% | 26.19% | 26.07% | 66.12% | 33.88% | 36642204.2082 | 157269.9794 | 126161878.1548 | 0 | 0 | 562264.6242 | 0 | 0 | 0 | 598199.663 | 0 | 22.33% | 0.09583% | 76.87% | 0% | 0% | 0.3426% | 0% | 0% | 0% | 0.3645% | 0%
2022 | UT | 49 | 10446.2 | 327731093.304 | 152090429.506 | 347455596.303 | 161506831.507 | 39386042.997 | 18323357.998 | 30479.466 | 14331.77 | 8922.243 | 29820779.571 | 5783498.428 | 832625.463 | 30017134.497 | -- | 1.548 | 1.564 | 0.453 | 1514.282 | 0.147 | 0.021 | 1524.252 | -- | 0.186 | 0.188 | 0.054 | 181.983 | 0.018 | 0.003 | 183.181 | -- | 1.806 | 1.826 | 0.529 | 1767.112 | 0.171 | 0.025 | 1778.748 | -- | 2.497 | 28.974 | 0.443 | 1.817 | 2.466 | 29.074 | 0.418 | 1.85 | 0.791 | 2.481 | 0.006 | 0.531 | 2201.401 | 1397.837 | 923.601 | 1777.985 | 0.2494 | 0.0566 | 0.0173 | 0.1725 | 0.0363 | 0.0113 | 0.0017 | 0.0248 | 2218.448 | 1402.625 | 924.548 | 1789.697 | -- | -- | 0.233 | 3.385 | 0.057 | 0.186 | 0.234 | 3.387 | 0.052 | 0.189 | 0.074 | 0.29 | 0.001 | 0.055 | 205.311 | 163.325 | 118.732 | 182.415 | 0.0233 | 0.0066 | 0.0022 | 0.0177 | 0.0034 | 0.0013 | 0.0002 | 0.0025 | 206.901 | 163.884 | 118.853 | 183.616 | -- | -- | 1.803 | 1.835 | 0.469 | 1688.133 | 0.158 | 0.023 | 1698.872 | -- | 22390218.32 | 31039.242 | 11107086.906 | 0 | 595358.22 | 73821 | 723439 | 3853259 | 463130 | 3024.422 | 145667 | 33677035.89 | 5709007.22 | 5113649 | 33750856.89 | 5635186.22 | 56.85% | 0.07881% | 28.2% | 0% | 1.512% | 0.1874% | 1.837% | 9.783% | 1.176% | 0.007679% | 0.3698% | 85.5% | 14.5% | 12.98% | 85.69% | 14.31% | 8823614.44 | 656.998 | 5508311.6991 | 0 | 0 | 6551.3904 | 0 | 0 | 0 | 0 | 0 | 61.54% | 0.004582% | 38.41% | 0% | 0% | 0.04569% | 0% | 0% | 0% | 0% | 0%
2022 | VA | 51 | 30860.8 | 450883251.898 | 213220496.861 | 470719501.9 | 223311907.863 | 89477324.859 | 40838774.831 | 9960.42 | 4733.178 | 4331.013 | 26281685.778 | 4699037.389 | 627291.401 | 26394515.558 | -- | 0.223 | 0.232 | 0.097 | 587.449 | 0.053 | 0.007 | 589.971 | -- | 0.044 | 0.044 | 0.019 | 116.579 | 0.01 | 0.001 | 117.079 | -- | 0.35 | 0.364 | 0.152 | 922.681 | 0.082 | 0.011 | 926.642 | -- | 1.046 | 5.021 | 0.132 | 0.247 | 0.965 | 3.951 | 0.127 | 0.225 | 0.376 | 1.765 | 0.009 | 0.054 | 1711.163 | 1552.738 | 872.915 | 960.268 | 0.1778 | 0.2329 | 0.0172 | 0.0344 | 0.0254 | 0.0337 | 0.0019 | 0.0044 | 1723.176 | 1568.592 | 873.873 | 962.405 | -- | -- | 0.108 | 0.483 | 0.018 | 0.033 | 0.095 | 0.398 | 0.017 | 0.029 | 0.039 | 0.17 | 0.001 | 0.007 | 175.893 | 149.309 | 119.146 | 126.65 | 0.0183 | 0.0224 | 0.0024 | 0.0045 | 0.0026 | 0.0032 | 0.0003 | 0.0006 | 177.127 | 150.833 | 119.276 | 126.932 | -- | -- | 0.464 | 0.426 | 0.161 | 1048.61 | 0.079 | 0.011 | 1052.589 | -- | 3346073.069 | 651866.992 | 48801986.999 | 28197337 | -364706.48 | 3645297.276 | 50852 | 4625769.16 | 0 | 522939.63 | -91 | 81520112.69 | 7957211.956 | 8321918.436 | 56968072.966 | 32509251.68 | 3.724% | 0.7256% | 54.32% | 31.39% | 0% | 4.057% | 0.0566% | 5.149% | 0% | 0.5821% | 0% | 91.11% | 8.893% | 9.263% | 63.67% | 36.33% | 4934074.6563 | 241433.9388 | 21383442.1167 | 0 | 0 | 1426004.9854 | 0 | 0 | 0 | 0 | 0 | 17.63% | 0.8627% | 76.41% | 0% | 0% | 5.096% | 0% | 0% | 0% | 0% | 0%
2022 | VT | 50 | 888.9 | 4282385.676 | 1463625.213 | 10256114.676 | 3417710.212 | 2182637.111 | 736091.324 | 159.301 | 47.452 | 32.948 | 38880.615 | 237478.551 | 31215.753 | 46500.242 | -- | 0.146 | 0.129 | 0.03 | 35.627 | 0.109 | 0.014 | 42.609 | -- | 0.074 | 0.065 | 0.015 | 18.158 | 0.055 | 0.007 | 21.717 | -- | 0.738 | 0.652 | 0.153 | 180.072 | 0.55 | 0.072 | 215.362 | -- | 0 | 10.932 | 0 | 10.932 | 0 | 7.047 | 0 | 7.047 | 0 | 8.511 | 0 | 8.511 | 0 | 3354.502 | 0 | 3354.502 | 0 | 0.1317 | 0 | 0.1317 | 0 | 0.0263 | 0 | 0.0263 | 0 | 3365.643 | 0 | 3365.643 | -- | -- | 0 | 0.53 | 0 | 0.53 | 0 | 0.35 | 0 | 0.35 | 0 | 0.413 | 0 | 0.413 | 0 | 162.735 | 0 | 162.735 | 0 | 0.0064 | 0 | 0.0064 | 0 | 0.0013 | 0 | 0.0013 | 0 | 163.275 | 0 | 163.275 | -- | -- | 1.19 | 0.983 | 0.282 | 308.049 | 0.825 | 0.108 | 360.998 | -- | 0 | 5265.056 | 1498.744 | 0 | 1140686 | 422202.304 | 409185 | 200933 | 0 | 0 | 2867 | 9630.8 | 2173006.304 | 1032320.304 | 431833.104 | 1750804 | 0% | 0.2412% | 0.06867% | 0% | 52.26% | 19.34% | 18.75% | 9.206% | 0% | 0% | 0.1314% | 0.4412% | 99.56% | 47.3% | 19.78% | 80.22% | 0 | 5060 | 0 | 0 | 0 | 168668.5656 | 0 | 0 | 0 | 0 | 0 | 0% | 2.913% | 0% | 0% | 0% | 97.09% | 0% | 0% | 0% | 0% | 0%
2022 | WA | 53 | 31634.6 | 161767764.561 | 56953969.897 | 458789138.563 | 193921889.913 | 116650629.994 | 51087384.684 | 7383.567 | 2657.015 | 1881.012 | 10779072.672 | 2026289.379 | 282177.023 | 10846445.665 | -- | 0.127 | 0.104 | 0.032 | 184.81 | 0.017 | 0.002 | 185.965 | -- | 0.091 | 0.093 | 0.023 | 133.266 | 0.013 | 0.002 | 134.099 | -- | 0.748 | 0.615 | 0.191 | 1092.273 | 0.103 | 0.014 | 1099.1 | -- | 2.054 | 37.481 | 0.312 | 0.653 | 2.118 | 44.647 | 0.331 | 0.659 | 0.71 | 3.293 | 0.009 | 0.145 | 2431.072 | 1896.642 | 852.615 | 1160.017 | 0.2784 | 0.0762 | 0.0164 | 0.0674 | 0.0405 | 0.0151 | 0.0016 | 0.0092 | 2450.1 | 1903.051 | 853.514 | 1164.447 | -- | -- | 0.177 | 3.16 | 0.043 | 0.081 | 0.183 | 3.162 | 0.046 | 0.082 | 0.061 | 0.278 | 0.001 | 0.018 | 209.771 | 159.887 | 118.758 | 144.311 | 0.024 | 0.0064 | 0.0023 | 0.0084 | 0.0035 | 0.0013 | 0.0002 | 0.0011 | 211.413 | 160.427 | 118.883 | 144.862 | -- | -- | 0.76 | 0.765 | 0.179 | 1077.011 | 0.102 | 0.014 | 1083.821 | -- | 3565971.803 | 41362.073 | 14528134.677 | 9851535 | 78917926 | 1288160.88 | 8060912 | 83298 | 0 | 313747.52 | -418 | 28300333.073 | 88350296.88 | 9432370.88 | 19736958.953 | 96913671 | 3.057% | 0.03546% | 12.45% | 8.445% | 67.65% | 1.104% | 6.91% | 0.07141% | 0% | 0.269% | 0% | 24.26% | 75.74% | 8.086% | 16.92% | 83.08% | 1445700.9094 | 894 | 6875734.9427 | 0 | 0 | 652801.2098 | 0 | 0 | 0 | 0 | 0 | 16.11% | 0.009961% | 76.61% | 0% | 0% | 7.273% | 0% | 0% | 0% | 0% | 0%
2022 | WI | 55 | 18141.2 | 440038582.127 | 205171222.607 | 455791193.127 | 211456146.616 | 61228765.961 | 27289931.816 | 15587.955 | 7239.218 | 5616.707 | 35863356.896 | 6313949.661 | 899083.446 | 36076244.695 | -- | 0.509 | 0.531 | 0.183 | 1171.455 | 0.103 | 0.015 | 1178.408 | -- | 0.071 | 0.071 | 0.026 | 163.001 | 0.014 | 0.002 | 163.969 | -- | 0.67 | 0.698 | 0.241 | 1541.352 | 0.136 | 0.019 | 1550.502 | -- | 0.739 | 0.779 | 0.479 | 0.608 | 0.732 | 0.613 | 0.548 | 0.634 | 0.393 | 1.574 | 0.01 | 0.207 | 2171.751 | 1057.342 | 1011.417 | 1575.649 | 0.2458 | 0.3612 | 0.0168 | 0.1304 | 0.0357 | 0.0498 | 0.0017 | 0.0186 | 2188.549 | 1081.217 | 1012.339 | 1584.438 | -- | -- | 0.071 | 0.082 | 0.056 | 0.064 | 0.07 | 0.066 | 0.06 | 0.065 | 0.038 | 0.165 | 0.001 | 0.022 | 209.275 | 110.835 | 118.503 | 166.964 | 0.0237 | 0.0379 | 0.002 | 0.0138 | 0.0034 | 0.0052 | 0.0002 | 0.002 | 210.894 | 113.338 | 118.611 | 167.895 | -- | -- | 0.833 | 0.848 | 0.276 | 1729.745 | 0.164 | 0.023 | 1740.831 | -- | 21917859.643 | 175048.383 | 23273657.178 | 10077018 | 1990975.24 | 1146315.982 | 1815722 | 810124 | 0 | 22045.343 | 0 | 55465628.547 | 5763137.222 | 3772161.982 | 46534926.529 | 14693839.24 | 35.8% | 0.2859% | 38.01% | 16.46% | 3.252% | 1.872% | 2.965% | 1.323% | 0% | 0.036% | 0% | 90.59% | 9.412% | 6.161% | 76% | 24% | 12648418.2389 | 253872.4973 | 8694042.6924 | 0 | 0 | 656226.9966 | 0 | 0 | 0 | 0 | 0 | 56.84% | 1.141% | 39.07% | 0% | 0% | 2.949% | 0% | 0% | 0% | 0% | 0%
2022 | WV | 54 | 15699.4 | 549745870.983 | 252317328.544 | 562260606.697 | 256208395.547 | 56665360.441 | 25080644.397 | 30373.025 | 11586.644 | 47000.613 | 55500792.689 | 12799502.859 | 1860226.572 | 55937960.235 | -- | 1.072 | 0.924 | 1.659 | 1958.897 | 0.226 | 0.033 | 1974.326 | -- | 0.11 | 0.092 | 0.171 | 201.914 | 0.023 | 0.003 | 203.505 | -- | 1.146 | 0.988 | 1.773 | 2093.927 | 0.241 | 0.035 | 2110.42 | -- | 1.165 | 0 | 0.665 | 1.146 | 0.981 | 0 | 0.669 | 0.968 | 1.845 | 0 | 0.009 | 1.773 | 2130.995 | 0 | 1182.738 | 2093.842 | 0.2504 | 0 | 0.0214 | 0.2414 | 0.0364 | 0 | 0.0022 | 0.0351 | 2148.112 | 0 | 1183.927 | 2110.335 | -- | -- | 0.112 | 0 | 0.067 | 0.111 | 0.093 | 0 | 0.064 | 0.092 | 0.178 | 0 | 0.001 | 0.171 | 205.185 | 0 | 118.728 | 201.93 | 0.0241 | 0 | 0.0021 | 0.0233 | 0.0035 | 0 | 0.0002 | 0.0034 | 206.833 | 0 | 118.848 | 203.521 | -- | -- | 1.106 | 1.027 | 1.398 | 2102.231 | 0.238 | 0.035 | 2118.502 | -- | 50717502.01 | 150365.348 | 2110474.94 | 0 | 1647262 | 10202 | 2006895 | 0 | 0 | 35002.471 | -12343 | 53001001.769 | 3664359 | 2017097 | 53011203.769 | 3654157 | 89.48% | 0.2653% | 3.724% | 0% | 2.906% | 0.018% | 3.541% | 0% | 0% | 0.06176% | 0% | 93.53% | 6.467% | 3.559% | 93.55% | 6.449% | 24333120.966 | 0 | 1660835.2525 | 0 | 0 | 7414.453 | 0 | 0 | 0 | 0 | 0 | 93.58% | 0% | 6.387% | 0% | 0% | 0.02852% | 0% | 0% | 0% | 0% | 0%
2022 | WY | 56 | 11395.3 | 404746807.458 | 177871155.816 | 441292042.458 | 188674814.817 | 46210977.449 | 18710113.604 | 27712.889 | 11945.367 | 27120.286 | 41693548.391 | 8862724.039 | 1287544.954 | 41996176.642 | -- | 1.199 | 1.277 | 1.174 | 1804.487 | 0.192 | 0.028 | 1817.584 | -- | 0.137 | 0.134 | 0.134 | 206.023 | 0.022 | 0.003 | 207.518 | -- | 1.561 | 1.662 | 1.528 | 2348.92 | 0.25 | 0.036 | 2365.97 | -- | 1.564 | 37.387 | 1.552 | 1.564 | 1.537 | 37.455 | 1.608 | 1.539 | 1.581 | 3.36 | 0.011 | 1.528 | 2407.211 | 1891.802 | 790.803 | 2353.178 | 0.2584 | 0.0766 | 0.0148 | 0.2502 | 0.0376 | 0.0153 | 0.0015 | 0.0364 | 2424.864 | 1898.285 | 791.615 | 2370.268 | -- | -- | 0.135 | 3.228 | 0.231 | 0.137 | 0.132 | 3.227 | 0.239 | 0.134 | 0.137 | 0.29 | 0.002 | 0.134 | 207.907 | 163.326 | 117.505 | 206.13 | 0.0223 | 0.0066 | 0.0022 | 0.0219 | 0.0032 | 0.0013 | 0.0002 | 0.0032 | 209.431 | 163.885 | 117.626 | 207.627 | -- | -- | 1.743 | 1.728 | 1.714 | 2349.789 | 0.249 | 0.036 | 2366.763 | -- | 33381634.82 | 52776.276 | 1661254.455 | 0 | 744746 | 0 | 9780141 | 185909 | 0 | 328621.85 | 75893.531 | 35500180.932 | 10710796 | 9966050 | 35500180.932 | 10710796 | 72.24% | 0.1142% | 3.595% | 0% | 1.612% | 0% | 21.16% | 0.4023% | 0% | 0.7111% | 0.1642% | 76.82% | 23.18% | 21.57% | 76.82% | 23.18% | 14519927.008 | 506 | 530389.9825 | 0 | 0 | 0 | 0 | 0 | 0 | 10634.1427 | 0 | 96.4% | 0.00336% | 3.522% | 0% | 0% | 0% | 0% | 0% | 0% | 0.07061% | 0%

## (R4) EPA Fuel Emission Factors
Emission Factors for Greenhouse Gas Inventories
Last Modified: 1 April 2022
Red text indicates an update from the 2021 version of this document.
Typically, greenhouse gas emissions are reported in units of carbon dioxide equivalent (CO2e). Gases are converted to CO2e by multiplying by their global warming potential (GWP). The emission factors listed in this document have not been converted to CO2e. To do so, multiply the emissions by the corresponding GWP listed in the table below.
|  | Gas | 100-Year GWP
|  | CH4 | 25
|  | N2O | 298
Source: Intergovernmental Panel on Climate Change (IPCC), Fourth Assessment Report (AR4), 2007. See the source note to Table 11 for further explanation.
Table 1 | Stationary Combustion
| Fuel Type | Heat Content (HHV) | CO2 Factor | CH4 Factor | N2O Factor | CO2 Factor | CH4 Factor | N2O Factor
|  | mmBtu per short ton | kg CO2 per mmBtu | g CH4 per mmBtu | g N2O per mmBtu | kg CO2 per short ton | g CH4 per short ton | g N2O per short ton
Coal and Coke
| Anthracite Coal | 25.09 | 103.69 | 11 | 1.6 | 2602 | 276 | 40
| Bituminous Coal | 24.93 | 93.28 | 11 | 1.6 | 2325 | 274 | 40
| Sub-bituminous Coal | 17.25 | 97.17 | 11 | 1.6 | 1676 | 190 | 28
| Lignite Coal | 14.21 | 97.72 | 11 | 1.6 | 1389 | 156 | 23
| Mixed (Commercial Sector) | 21.39 | 94.27 | 11 | 1.6 | 2016 | 235 | 34
| Mixed (Electric Power Sector) | 19.73 | 95.52 | 11 | 1.6 | 1885 | 217 | 32
| Mixed (Industrial Coking) | 26.28 | 93.9 | 11 | 1.6 | 2468 | 289 | 42
| Mixed (Industrial Sector) | 22.35 | 94.67 | 11 | 1.6 | 2116 | 246 | 36
| Coal Coke | 24.8 | 113.67 | 11 | 1.6 | 2819 | 273 | 40
Other Fuels - Solid
| Municipal Solid Waste | 9.95 | 90.7 | 32 | 4.2 | 902 | 318 | 42
| Petroleum Coke (Solid) | 30 | 102.41 | 32 | 4.2 | 3072 | 960 | 126
| Plastics | 38 | 75 | 32 | 4.2 | 2850 | 1216 | 160
| Tires | 28 | 85.97 | 32 | 4.2 | 2407 | 896 | 118
Biomass Fuels - Solid
| Agricultural Byproducts | 8.25 | 118.17 | 32 | 4.2 | 975 | 264 | 35
| Peat | 8 | 111.84 | 32 | 4.2 | 895 | 256 | 34
| Solid Byproducts | 10.39 | 105.51 | 32 | 4.2 | 1096 | 332 | 44
| Wood and Wood Residuals | 17.48 | 93.8 | 7.2 | 3.6 | 1640 | 126 | 63
|  | mmBtu per scf | kg CO2 per mmBtu | g CH4 per mmBtu | g N2O per mmBtu | kg CO2 per scf | g CH4 per scf | g N2O per scf
Natural Gas
| Natural Gas | 0.001026 | 53.06 | 1 | 0.1 | 0.05444 | 0.00103 | 0.0001
Other Fuels - Gaseous
| Blast Furnace Gas | 9.2e-05 | 274.32 | 0.022 | 0.1 | 0.02524 | 2e-06 | 9e-06
| Coke Oven Gas | 0.000599 | 46.85 | 0.48 | 0.1 | 0.02806 | 0.000288 | 6e-05
| Fuel Gas | 0.001388 | 59 | 3 | 0.6 | 0.08189 | 0.004164 | 0.000833
| Propane Gas | 0.002516 | 61.46 | 3 | 0.6 | 0.15463 | 0.007548 | 0.00151
Biomass Fuels - Gaseous
| Landfill Gas | 0.000485 | 52.07 | 3.2 | 0.63 | 0.025254 | 0.001552 | 0.000306
| Other Biomass Gases | 0.000655 | 52.07 | 3.2 | 0.63 | 0.034106 | 0.002096 | 0.000413
|  | mmBtu per gallon | kg CO2 per mmBtu | g CH4 per mmBtu | g N2O per mmBtu | kg CO2 per gallon | g CH4 per gallon | g N2O per gallon
Petroleum Products
| Asphalt and Road Oil | 0.158 | 75.36 | 3 | 0.6 | 11.91 | 0.47 | 0.09
| Aviation Gasoline | 0.12 | 69.25 | 3 | 0.6 | 8.31 | 0.36 | 0.07
| Butane | 0.103 | 64.77 | 3 | 0.6 | 6.67 | 0.31 | 0.06
| Butylene | 0.105 | 68.72 | 3 | 0.6 | 7.22 | 0.32 | 0.06
| Crude Oil | 0.138 | 74.54 | 3 | 0.6 | 10.29 | 0.41 | 0.08
| Distillate Fuel Oil No. 1 | 0.139 | 73.25 | 3 | 0.6 | 10.18 | 0.42 | 0.08
| Distillate Fuel Oil No. 2 | 0.138 | 73.96 | 3 | 0.6 | 10.21 | 0.41 | 0.08
| Distillate Fuel Oil No. 4 | 0.146 | 75.04 | 3 | 0.6 | 10.96 | 0.44 | 0.09
| Ethane | 0.068 | 59.6 | 3 | 0.6 | 4.05 | 0.2 | 0.04
| Ethylene | 0.058 | 65.96 | 3 | 0.6 | 3.83 | 0.17 | 0.03
| Heavy Gas Oils | 0.148 | 74.92 | 3 | 0.6 | 11.09 | 0.44 | 0.09
| Isobutane | 0.099 | 64.94 | 3 | 0.6 | 6.43 | 0.3 | 0.06
| Isobutylene | 0.103 | 68.86 | 3 | 0.6 | 7.09 | 0.31 | 0.06
| Kerosene | 0.135 | 75.2 | 3 | 0.6 | 10.15 | 0.41 | 0.08
| Kerosene-Type Jet Fuel | 0.135 | 72.22 | 3 | 0.6 | 9.75 | 0.41 | 0.08
| Liquefied Petroleum Gases (LPG) | 0.092 | 61.71 | 3 | 0.6 | 5.68 | 0.28 | 0.06
| Lubricants | 0.144 | 74.27 | 3 | 0.6 | 10.69 | 0.43 | 0.09
| Motor Gasoline | 0.125 | 70.22 | 3 | 0.6 | 8.78 | 0.38 | 0.08
| Naphtha (<401 deg F) | 0.125 | 68.02 | 3 | 0.6 | 8.5 | 0.38 | 0.08
| Natural Gasoline | 0.11 | 66.88 | 3 | 0.6 | 7.36 | 0.33 | 0.07
| Other Oil (>401 deg F) | 0.139 | 76.22 | 3 | 0.6 | 10.59 | 0.42 | 0.08
| Pentanes Plus | 0.11 | 70.02 | 3 | 0.6 | 7.7 | 0.33 | 0.07
| Petrochemical Feedstocks | 0.125 | 71.02 | 3 | 0.6 | 8.88 | 0.38 | 0.08
| Propane | 0.091 | 62.87 | 3 | 0.6 | 5.72 | 0.27 | 0.05
| Propylene | 0.091 | 67.77 | 3 | 0.6 | 6.17 | 0.27 | 0.05
| Residual Fuel Oil No. 5 | 0.14 | 72.93 | 3 | 0.6 | 10.21 | 0.42 | 0.08
| Residual Fuel Oil No. 6 | 0.15 | 75.1 | 3 | 0.6 | 11.27 | 0.45 | 0.09
| Special Naphtha | 0.125 | 72.34 | 3 | 0.6 | 9.04 | 0.38 | 0.08
| Unfinished Oils | 0.139 | 74.54 | 3 | 0.6 | 10.36 | 0.42 | 0.08
| Used Oil | 0.138 | 74 | 3 | 0.6 | 10.21 | 0.41 | 0.08
Biomass Fuels - Liquid
| Biodiesel (100%) | 0.128 | 73.84 | 1.1 | 0.11 | 9.45 | 0.14 | 0.01
| Ethanol (100%) | 0.084 | 68.44 | 1.1 | 0.11 | 5.75 | 0.09 | 0.01
| Rendered Animal Fat | 0.125 | 71.06 | 1.1 | 0.11 | 8.88 | 0.14 | 0.01
| Vegetable Oil | 0.12 | 81.55 | 1.1 | 0.11 | 9.79 | 0.13 | 0.01
Biomass Fuels - Kraft Pulping Liquor, by Wood Furnish
| North American Softwood |  | 94.4 | 1.9 | 0.42
| North American Hardwood |  | 93.7 | 1.9 | 0.42
| Bagasse |  | 95.5 | 1.9 | 0.42
| Bamboo |  | 93.7 | 1.9 | 0.42
| Straw |  | 95.1 | 1.9 | 0.42
Source:
Federal Register EPA; 40 CFR Part 98; e-CFR, (see link below). Table C-1, Table C-2 (as amended at 81 FR 89252, Dec. 9, 2016), Table AA-1 (78 FR 71965, Nov. 29, 2013).
https://www.ecfr.gov/cgi-bin/text-idx?SID=ae265d7d6f98ec86fcd8640b9793a3f6&mc=true&node=pt40.23.98&rgn=div5#ap40.23.98_19.1
Note: Emission factors are per unit of heat content using higher heating values (HHV). If heat content is available from the fuel supplier, it is preferable to use that value. If not, default heat contents are provided.
Table 2 | Mobile Combustion CO2
| Fuel Type | kg CO2 per unit | Unit
| Aviation Gasoline | 8.31 | gallon
| Biodiesel (100%) | 9.45 | gallon
| Compressed Natural Gas (CNG) | 0.05444 | scf
| Diesel Fuel | 10.21 | gallon
| Ethanol (100%) | 5.75 | gallon
| Kerosene-Type Jet Fuel | 9.75 | gallon
| Liquefied Natural Gas (LNG) | 4.5 | gallon
| Liquefied Petroleum Gases (LPG) | 5.68 | gallon
| Motor Gasoline | 8.78 | gallon
| Residual Fuel Oil | 11.27 | gallon
Source:
Federal Register EPA; 40 CFR Part 98; e-CFR, (see link below). Table C-1 (as amended at 81 FR 89252, Dec. 9, 2016).
https://www.ecfr.gov/cgi-bin/text-idx?SID=ae265d7d6f98ec86fcd8640b9793a3f6&mc=true&node=pt40.23.98&rgn=div5#ap40.23.98_19.1
LNG: The factor was developed based on the CO2 factor for Natural Gas factor and LNG fuel density from GREET1_2021.xlsx Model, Argonne National Laboratory (Fuel_Specs worksheet).
Table 3 | Mobile Combustion CH4 and N2O for On-Road Gasoline Vehicles
| Vehicle Type | Year | CH4 Factor (g / mile) | N2O Factor (g / mile)
| Gasoline Passenger Cars | 1973-1974 | 0.1696 | 0.0197
|  | 1975 | 0.1423 | 0.0443
|  | 1976-1977 | 0.1406 | 0.0458
|  | 1978-1979 | 0.1389 | 0.0473
|  | 1980 | 0.1326 | 0.0499
|  | 1981 | 0.0802 | 0.0626
|  | 1982 | 0.0795 | 0.0627
|  | 1983 | 0.0782 | 0.063
|  | 1984-1993 | 0.0704 | 0.0647
|  | 1994 | 0.0617 | 0.0603
|  | 1995 | 0.0531 | 0.056
|  | 1996 | 0.0434 | 0.0503
|  | 1997 | 0.0337 | 0.0446
|  | 1998 | 0.024 | 0.0389
|  | 1999 | 0.0215 | 0.0355
|  | 2000 | 0.0175 | 0.0304
|  | 2001 | 0.0105 | 0.0212
|  | 2002 | 0.0102 | 0.0207
|  | 2003 | 0.0095 | 0.0181
|  | 2004 | 0.0078 | 0.0085
|  | 2005 | 0.0075 | 0.0067
|  | 2006 | 0.0076 | 0.0075
|  | 2007 | 0.0072 | 0.0052
|  | 2008 | 0.0072 | 0.0049
|  | 2009 | 0.0071 | 0.0046
|  | 2010 | 0.0071 | 0.0046
|  | 2011 | 0.0071 | 0.0046
|  | 2012 | 0.0071 | 0.0046
|  | 2013 | 0.0071 | 0.0046
|  | 2014 | 0.0071 | 0.0046
|  | 2015 | 0.0068 | 0.0042
|  | 2016 | 0.0065 | 0.0038
|  | 2017 | 0.0054 | 0.0018
|  | 2018 | 0.0052 | 0.0016
|  | 2019 | 0.0051 | 0.0015
| Gasoline Light-Duty Trucks | 1973-1974 | 0.1908 | 0.0218
| (Vans, Pickup Trucks, SUVs) | 1975 | 0.1634 | 0.0513
|  | 1976 | 0.1594 | 0.0555
|  | 1977-1978 | 0.1614 | 0.0534
|  | 1979-1980 | 0.1594 | 0.0555
|  | 1981 | 0.1479 | 0.066
|  | 1982 | 0.1442 | 0.0681
|  | 1983 | 0.1368 | 0.0722
|  | 1984 | 0.1294 | 0.0764
|  | 1985 | 0.122 | 0.0806
|  | 1986 | 0.1146 | 0.0848
|  | 1987-1993 | 0.0813 | 0.1035
|  | 1994 | 0.0646 | 0.0982
|  | 1995 | 0.0517 | 0.0908
|  | 1996 | 0.0452 | 0.0871
|  | 1997 | 0.0452 | 0.0871
|  | 1998 | 0.0412 | 0.0787
|  | 1999 | 0.0333 | 0.0618
|  | 2000 | 0.034 | 0.0631
|  | 2001 | 0.0221 | 0.0379
|  | 2002 | 0.0242 | 0.0424
|  | 2003 | 0.0221 | 0.0373
|  | 2004 | 0.0115 | 0.0088
|  | 2005 | 0.0105 | 0.0064
|  | 2006 | 0.0108 | 0.008
|  | 2007 | 0.0103 | 0.0061
|  | 2008 | 0.0095 | 0.0036
|  | 2009 | 0.0095 | 0.0036
|  | 2010 | 0.0095 | 0.0035
|  | 2011 | 0.0096 | 0.0034
|  | 2012 | 0.0096 | 0.0033
|  | 2013 | 0.0095 | 0.0035
|  | 2014 | 0.0095 | 0.0033
|  | 2015 | 0.0094 | 0.0031
|  | 2016 | 0.0091 | 0.0029
|  | 2017 | 0.0084 | 0.0018
|  | 2018 | 0.0081 | 0.0015
|  | 2019 | 0.008 | 0.0013
| Gasoline Heavy-Duty Vehicles | ≤1980 | 0.4604 | 0.0497
|  | 1981-1984 | 0.4492 | 0.0538
|  | 1985-1986 | 0.409 | 0.0515
|  | 1987 | 0.3675 | 0.0849
|  | 1988-1989 | 0.3492 | 0.0933
|  | 1990-1995 | 0.3246 | 0.1142
|  | 1996 | 0.1278 | 0.168
|  | 1997 | 0.0924 | 0.1726
|  | 1998 | 0.0655 | 0.175
|  | 1999 | 0.0648 | 0.1724
|  | 2000 | 0.063 | 0.166
|  | 2001 | 0.0577 | 0.1468
|  | 2002 | 0.0634 | 0.1673
|  | 2003 | 0.0602 | 0.1553
|  | 2004 | 0.0298 | 0.0164
|  | 2005 | 0.0297 | 0.0083
|  | 2006 | 0.0299 | 0.0241
|  | 2007 | 0.0322 | 0.0015
|  | 2008 | 0.034 | 0.0015
|  | 2009 | 0.0339 | 0.0015
|  | 2010 | 0.032 | 0.0015
|  | 2011 | 0.0304 | 0.0015
|  | 2012 | 0.0313 | 0.0015
|  | 2013 | 0.0313 | 0.0015
|  | 2014 | 0.0315 | 0.0015
|  | 2015 | 0.0332 | 0.0021
|  | 2016 | 0.0321 | 0.0061
|  | 2017 | 0.0329 | 0.0084
|  | 2018 | 0.0326 | 0.0082
|  | 2019 | 0.033 | 0.0091
| Gasoline Motorcycles | 1960-1995 | 0.0899 | 0.0087
|  | 1996-2019 | 0.0672 | 0.0069
Source: EPA (2021) Inventory of U.S. Greenhouse Gas Emissions and Sinks: 1990-2019 (Annexes). All values are calculated from Tables A-90 through A-94.
Table 4 | Mobile Combustion CH4 and N2O for On-Road Diesel and Alternative Fuel Vehicles
| Vehicle Type | Fuel Type | Vehicle Year | CH4 Factor (g / mile) | N2O Factor (g / mile)
| Passenger Cars | Diesel | 1960-1982 | 0.0006 | 0.0012
|  |  | 1983-2006 | 0.0005 | 0.001
|  |  | 2007-2019 | 0.0302 | 0.0192
| Light-Duty Trucks | Diesel | 1960-1982 | 0.0011 | 0.0017
|  |  | 1983-2006 | 0.0009 | 0.0014
|  |  | 2007-2019 | 0.029 | 0.0214
| Medium- and Heavy-Duty Vehicles | Diesel | 1960-2006 | 0.0051 | 0.0048
|  |  | 2007-2019 | 0.0095 | 0.0431
| Light-Duty Cars | Methanol |  | 0.008 | 0.005
|  | Ethanol |  | 0.008 | 0.005
|  | CNG |  | 0.081 | 0.005
|  | LPG |  | 0.008 | 0.005
|  | Biodiesel |  | 0.03 | 0.019
| Light-Duty Trucks | Ethanol |  | 0.012 | 0.009
|  | CNG |  | 0.121 | 0.009
|  | LPG |  | 0.012 | 0.012
|  | LNG |  | 0.121 | 0.009
|  | Biodiesel |  | 0.029 | 0.021
| Medium-Duty Trucks | CNG |  | 4.2 | 0.001
|  | LPG |  | 0.014 | 0.034
|  | LNG |  | 4.2 | 0.001
|  | Biodiesel |  | 0.009 | 0.043
| Heavy-Duty Trucks | Methanol |  | 0.075 | 0.028
|  | Ethanol |  | 0.075 | 0.028
|  | CNG |  | 3.7 | 0.001
|  | LPG |  | 0.013 | 0.026
|  | LNG |  | 3.7 | 0.001
|  | Biodiesel |  | 0.009 | 0.043
| Buses | Methanol |  | 0.016 | 0.032
|  | Ethanol |  | 0.016 | 0.032
|  | CNG |  | 10 | 0.001
|  | LPG |  | 0.034 | 0.017
|  | LNG |  | 10 | 0.001
|  | Biodiesel |  | 0.009 | 0.043
Source: EPA (2021) Inventory of U.S. Greenhouse Gas Emissions and Sinks: 1990-2019 (Annexes). All values are calculated from Tables A-93 through A-96.
Table 5 | Mobile Combustion CH4 and N2O for Non-Road Vehicles
| Vehicle Type | Fuel Type | CH4 Factor (g / gallon) | N2O Factor (g / gallon)
| Ships and Boats | Residual Fuel Oil | 1.11 | 0.32
|  | Gasoline (2 stroke) | 4.58 | 0.08
|  | Gasoline (4 stroke) | 2.24 | 0.01
|  | Diesel | 6.41 | 0.17
| Locomotives | Diesel | 0.8 | 0.26
| Aircraft | Jet Fuel | 0 | 0.3
|  | Aviation Gasoline | 7.06 | 0.11
| Agricultural EquipmentA | Gasoline (2 stroke) | 9.19 | 0.26
|  | Gasoline (4 stroke) | 3.33 | 1.83
|  | Diesel | 0.97 | 0.9
|  | LPG | 0.42 | 0.6
| Agricultural Offroad Trucks | Gasoline | 3.33 | 1.84
|  | Diesel | 0.99 | 0.92
| Construction/Mining EquipmentB | Gasoline (2 stroke) | 12.11 | 0.34
|  | Gasoline (4 stroke) | 3.03 | 1.67
|  | Diesel | 0.94 | 0.87
|  | LPG | 0.44 | 0.63
| Construction/Mining Offroad Trucks | Gasoline | 3.03 | 1.67
|  | Diesel | 0.99 | 0.92
| Lawn and Garden Equipment | Gasoline (2 stroke) | 10.21 | 0.28
|  | Gasoline (4 stroke) | 2.85 | 1.56
|  | Diesel | 0.93 | 0.86
|  | LPG | 0.45 | 0.64
| Airport Equipment | Gasoline | 3.88 | 2.13
|  | Diesel | 0.99 | 0.91
|  | LPG | 0.45 | 0.64
| Industrial/Commercial Equipment | Gasoline (2 stroke) | 9.21 | 0.26
|  | Gasoline (4 stroke) | 3.04 | 1.67
|  | Diesel | 0.93 | 0.87
|  | LPG | 0.45 | 0.64
| Logging Equipment | Gasoline (2 stroke) | 12.48 | 0.35
|  | Gasoline (4 stroke) | 2.85 | 1.57
|  | Diesel | 0.99 | 0.92
| Railroad Equipment | Gasoline | 2.87 | 1.59
|  | Diesel | 0.83 | 0.78
|  | LPG | 0.43 | 0.63
| Recreational Equipment | Gasoline (2 stroke) | 4.27 | 0.2
|  | Gasoline (4 stroke) | 4.3 | 2.22
|  | Diesel | 0.8 | 0.75
|  | LPG | 0.41 | 0.58
Source: EPA (2021) Inventory of U.S. Greenhouse Gas Emissions and Sinks: 1990-2019 (Annexes). All values are calculated from Tables A-97 through A-98.
Notes: CH4 and N2O Emission Factors: Updates due to a methodology change. A Includes equipment, such as tractors and combines, as well as fuel consumption from trucks that are used off-road in agriculture. B Includes equipment, such as cranes, dumpers, and excavators, as well as fuel consumption from trucks that are used off-road in construction.
Table 6 | Electricity
|  | Total Output Emission Factors |  |  | Non-Baseload Emission Factors
| eGRID Subregion | CO2 Factor | CH4 Factor | N2O Factor | CO2 Factor | CH4 Factor | N2O Factor
|  | (lb / MWh) | (lb / MWh) | (lb / MWh) | (lb / MWh) | (lb / MWh) | (lb / MWh)
| AKGD (ASCC Alaska Grid) | 1097.6 | 0.1 | 0.014 | 1315.1 | 0.126 | 0.017
| AKMS (ASCC Miscellaneous) | 534.1 | 0.027 | 0.005 | 1517.7 | 0.066 | 0.012
| AZNM (WECC Southwest) | 846.6 | 0.054 | 0.007 | 1368.6 | 0.09 | 0.013
| CAMX (WECC California) | 513.5 | 0.032 | 0.004 | 1006.5 | 0.053 | 0.007
| ERCT (ERCOT All) | 818.6 | 0.052 | 0.007 | 1296.6 | 0.086 | 0.012
| FRCC (FRCC All) | 835.1 | 0.049 | 0.006 | 1011 | 0.052 | 0.007
| HIMS (HICC Miscellaneous) | 1143.2 | 0.11 | 0.017 | 1542.1 | 0.134 | 0.022
| HIOA (HICC Oahu) | 1653 | 0.178 | 0.027 | 1753.5 | 0.175 | 0.027
| MROE (MRO East) | 1526.4 | 0.139 | 0.02 | 1628.9 | 0.143 | 0.021
| MROW (MRO West) | 979.5 | 0.104 | 0.015 | 1810 | 0.185 | 0.027
| NEWE (NPCC New England) | 528.2 | 0.074 | 0.01 | 882.5 | 0.07 | 0.009
| NWPP (WECC Northwest) | 600 | 0.056 | 0.008 | 1653 | 0.159 | 0.023
| NYCW (NPCC NYC/Westchester) | 634.6 | 0.022 | 0.003 | 970.2 | 0.021 | 0.002
| NYLI (NPCC Long Island) | 1203.9 | 0.138 | 0.018 | 1260.6 | 0.034 | 0.004
| NYUP (NPCC Upstate NY) | 233.5 | 0.016 | 0.002 | 877.9 | 0.042 | 0.005
| PRMS (Puerto Rico Miscellaneous) | 1602.2 | 0.085 | 0.014 | 1673.3 | 0.07 | 0.013
| RFCE (RFC East) | 652.5 | 0.045 | 0.006 | 1233.4 | 0.085 | 0.012
| RFCM (RFC Michigan) | 1153.1 | 0.101 | 0.014 | 1725.7 | 0.163 | 0.023
| RFCW (RFC West) | 985 | 0.086 | 0.012 | 1810.4 | 0.173 | 0.025
| RMPA (WECC Rockies) | 1144.8 | 0.101 | 0.014 | 1651.9 | 0.131 | 0.019
| SPNO (SPP North) | 954 | 0.1 | 0.014 | 1969.9 | 0.205 | 0.03
| SPSO (SPP South) | 931.8 | 0.06 | 0.009 | 1514.1 | 0.1 | 0.014
| SRMV (SERC Mississippi Valley) | 740.4 | 0.032 | 0.004 | 1137.4 | 0.055 | 0.008
| SRMW (SERC Midwest) | 1480.7 | 0.156 | 0.023 | 1866.5 | 0.194 | 0.028
| SRSO (SERC South) | 860.2 | 0.06 | 0.009 | 1336.9 | 0.094 | 0.013
| SRTV (SERC Tennessee Valley) | 834.2 | 0.075 | 0.011 | 1511.8 | 0.135 | 0.019
| SRVC (SERC Virginia/Carolina) | 623.1 | 0.05 | 0.007 | 1323.9 | 0.114 | 0.016
| US Average | 818.3 | 0.065 | 0.009 | 1399.6 | 0.109 | 0.015
Source: EPA eGRID2020, February 2022
Note: Total output emission factors can be used as default factors for estimating GHG emissions from electricity use when developing a carbon footprint or emissions inventory. Annual non-baseload output emission factors should not be used for those purposes, but can be used to estimate GHG emissions reductions from reductions in electricity use.
Table 7 | Steam and Heat
|  | CO2 Factor (kg / mmBtu) | CH4 Factor (g / mmBtu) | N2O Factor (g / mmBtu)
| Steam and Heat | 66.33 | 1.25 | 0.125
Note: Emission factors are per mmBtu of steam or heat purchased. These factors assume natural gas fuel is used to generate steam or heat at 80 percent thermal efficiency.
Scope 3 Emission Factors
Scope 3 emission factors provided below are aligned with the Greenhouse Gas Protocol Technical Guidance for Calculating Scope 3 Emissions, version 1.0 (Scope 3 Calculation Guidance). Where applicable, the specific calculation method is referenced. Refer to the Scope 3 Calculation Guidance for more information (http://www.ghgprotocol.org/scope-3-technical-calculation-guidance).
Table 8 | Scope 3 Category 4: Upstream Transportation and Distribution and Category 9: Downstream Transportation and Distribution
These factors are intended for use in the distance-based method defined in the Scope 3 Calculation Guidance. If fuel data are available, then the fuel-based method should be used, with factors from Tables 2 through 5.
| Vehicle Type | CO2 Factor (kg / unit) | CH4 Factor (g / unit) | N2O Factor (g / unit) | Units
| Medium- and Heavy-Duty Truck | 1.45 | 0.013 | 0.034 | vehicle-mile
| Passenger Car A | 0.332 | 0.007 | 0.007 | vehicle-mile
| Light-Duty Truck B | 0.454 | 0.012 | 0.009 | vehicle-mile
| Medium- and Heavy-Duty Truck | 0.211 | 0.002 | 0.0049 | ton-mile
| Rail | 0.022 | 0.0017 | 0.0006 | ton-mile
| Waterborne Craft | 0.041 | 0.0183 | 0.0008 | ton-mile
| AircraftC | 1.165 | 0 | 0.0359 | ton-mile
Source: CO2, CH4, and N2O emissions data for road vehicles are from Table 2-13 of the EPA (2021) Inventory of U.S. Greenhouse Gas Emissions and Sinks: 1990-2019. Vehicle-miles and passenger-miles data for road vehicles are from Table VM-1 of the Federal Highway Administration Highway Statistics 2019. CO2e emissions data for non-road vehicles are based on Table A-107 of the EPA (2021) Inventory of U.S. Greenhouse Gas Emissions and Sinks: 1990-2019, which are distributed into CO2, CH4, and N2O emissions based on fuel/vehicle emission factors. Freight ton-mile data are from Table 1-50 of the Bureau of Transportation Statistics, National Transportation Statistics for 2021 (Data based on 2019 for rail, waterborne craft and aircraft; medium- and heavy-duty truck based on 2018, due to data availability).
Notes: Vehicle-mile factors are appropriate to use when the entire vehicle is dedicated to transporting the reporting company's product. Ton-mile factors are appropriate when the vehicle is shared with products from other companies. A Passenger car: includes passenger cars, minivans, SUVs, and small pickup trucks (vehicles with wheelbase less than 121 inches). B Light-duty truck: includes full-size pickup trucks, full-size vans, and extended-length SUVs (vehicles with wheelbase greater than 121 inches). C Medium- and Heavy-Duty Truck: includes Combination Trucks and single frame trucks that have 2-Axles and at least 6 tires or a gross vehicle weight rating exceeding 10,000 lbs.
Table 9 | Scope 3 Category 5: Waste Generated in Operations and Category 12: End-of-Life Treatment of Sold Products
These factors are intended for use in the waste-type-specific method or the average-data method defined in the Scope 3 Calculation Guidance for category 5 and category 12. Choose the appropriate material and disposal method from the table below. For the average-data method, use one of the mixed material types, such as mixed MSW.
Metric Tons CO2e / Short Ton Material
| Material | RecycledA | LandfilledB | CombustedC | CompostedD | Anaerobically Digested (Dry Digestate with Curing) | Anaerobically Digested (Wet Digestate with Curing)
| Aluminum Cans | 0.06 | 0.02 | 0.01 | NA | NA | NA
| Aluminum Ingot | 0.04 | 0.02 | 0.01 | NA | NA | NA
| Steel Cans | 0.32 | 0.02 | 0.01 | NA | NA | NA
| Copper Wire | 0.18 | 0.02 | 0.01 | NA | NA | NA
| Glass | 0.05 | 0.02 | 0.01 | NA | NA | NA
| HDPE | 0.21 | 0.02 | 2.8 | NA | NA | NA
| LDPE | NA | 0.02 | 2.8 | NA | NA | NA
| PET | 0.23 | 0.02 | 2.05 | NA | NA | NA
| LLDPE | NA | 0.02 | 2.8 | NA | NA | NA
| PP | NA | 0.02 | 2.8 | NA | NA | NA
| PS | NA | 0.02 | 3.02 | NA | NA | NA
| PVC | NA | 0.02 | 1.26 | NA | NA | NA
| PLA | NA | 0.02 | 0.01 | 0.17 | NA | NA
| Corrugated Containers | 0.11 | 0.9 | 0.05 | NA | NA | NA
| Magazines/Third-class mail | 0.02 | 0.42 | 0.05 | NA | NA | NA
| Newspaper | 0.02 | 0.35 | 0.05 | NA | NA | NA
| Office Paper | 0.02 | 1.25 | 0.05 | NA | NA | NA
| Phonebooks | 0.04 | 0.35 | 0.05 | NA | NA | NA
| Textbooks | 0.04 | 1.25 | 0.05 | NA | NA | NA
| Dimensional Lumber | 0.09 | 0.17 | 0.05 | NA | NA | NA
| Medium-density Fiberboard | 0.15 | 0.07 | 0.05 | NA | NA | NA
| Food Waste (non-meat) | NA | 0.58 | 0.05 | 0.15 | 0.14 | 0.11
| Food Waste (meat only) | NA | 0.58 | 0.05 | NA | 0.14 | 0.11
| Beef | NA | 0.58 | 0.05 | 0.15 | 0.14 | 0.11
| Poultry | NA | 0.58 | 0.05 | 0.15 | 0.14 | 0.11
| Grains | NA | 0.58 | 0.05 | 0.15 | 0.14 | 0.11
| Bread | NA | 0.58 | 0.05 | 0.15 | 0.14 | 0.11
| Fruits and Vegetables | NA | 0.58 | 0.05 | 0.15 | 0.14 | 0.11
| Dairy Products | NA | 0.58 | 0.05 | 0.15 | 0.14 | 0.11
| Yard Trimmings | NA | 0.33 | 0.05 | 0.19 | 0.11 | NA
| Grass | NA | 0.26 | 0.05 | 0.19 | 0.09 | NA
| Leaves | NA | 0.26 | 0.05 | 0.19 | 0.13 | NA
| Branches | NA | 0.53 | 0.05 | 0.19 | 0.16 | NA
| Mixed Paper (general) | 0.07 | 0.8 | 0.05 | NA | NA | NA
| Mixed Paper (primarily residential) | 0.07 | 0.77 | 0.05 | NA | NA | NA
| Mixed Paper (primarily from offices) | 0.03 | 0.75 | 0.05 | NA | NA | NA
| Mixed Metals | 0.23 | 0.02 | 0.01 | NA | NA | NA
| Mixed Plastics | 0.22 | 0.02 | 2.34 | NA | NA | NA
| Mixed Recyclables | 0.09 | 0.68 | 0.11 | NA | NA | NA
| Food Waste | NA | 0.58 | 0.05 | 0.15 | NA | NA
| Mixed Organics | NA | 0.48 | 0.05 | 0.17 | NA | NA
| Mixed MSW | NA | 0.52 | 0.43 | NA | NA | NA
| Carpet | NA | 0.02 | 1.68 | NA | NA | NA
| Desktop CPUs | NA | 0.02 | 0.4 | NA | NA | NA
| Portable Electronic Devices | NA | 0.02 | 0.89 | NA | NA | NA
| Flat-panel Displays | NA | 0.02 | 0.74 | NA | NA | NA
| CRT Displays | NA | 0.02 | 0.64 | NA | NA | NA
| Electronic Peripherals | NA | 0.02 | 2.23 | NA | NA | NA
| Hard-copy Devices | NA | 0.02 | 1.92 | NA | NA | NA
| Mixed Electronics | NA | 0.02 | 0.87 | NA | NA | NA
| Clay Bricks | NA | 0.02 | NA | NA | NA | NA
| Concrete | 0.01 | 0.02 | NA | NA | NA | NA
| Fly Ash | 0.01 | 0.02 | NA | NA | NA | NA
| Tires | 0.1 | 0.02 | 2.21 | NA | NA | NA
| Asphalt Concrete | 0 | 0.02 | NA | NA | NA | NA
| Asphalt Shingles | 0.03 | 0.02 | 0.7 | NA | NA | NA
| Drywall | NA | 0.02 | NA | NA | NA | NA
| Fiberglass Insulation | 0.05 | 0.02 | NA | NA | NA | NA
| Vinyl Flooring | NA | 0.02 | 0.29 | NA | NA | NA
| Wood Flooring | NA | 0.18 | 0.08 | NA | NA | NA
Source: EPA, Office of Resource Conservation and Recovery (February 2016) Documentation for Greenhouse Gas Emission and Energy Factors used in the Waste Reduction Model (WARM). Factors from tables provided in the Management Practices Chapters and Background Chapters. WARM Version 15, November 2020 Update. Additional data provided by EPA, WARM-15 Background Data.
Notes: These factors do not include any avoided emissions impact from any of the disposal methods. All the factors presented here include transportation emissions, which are optional in the Scope 3 Calculation Guidance, with an assumed average distance traveled to the processing facility. AR4 GWPs are used to convert all waste emission factors into CO2e. A Recycling emissions include transport to recycling facility and sorting of recycled materials at material recovery facility. B Landfilling emissions include transport to landfill, equipment use at landfill and fugitive landfill CH4 emissions. Landfill CH4 is based on typical landfill gas collection practices and average landfill moisture conditions. C Combustion emissions include transport to combustion facility and combustion-related non-biogenic CO2 and N2O D Composting emissions include transport to composting facility, equipment use at composting facility and CH4 and N2O emissions during composting.
Table 10 | Scope 3 Category 6: Business Travel and Category 7: Employee Commuting
These factors are intended for use in the distance-based method defined in the Scope 3 Calculation Guidance. If fuel data are available, then the fuel-based method should be used, with factors from Tables 2 through 5.
| Vehicle Type | CO2 Factor (kg / unit) | CH4 Factor (g / unit) | N2O Factor (g / unit) | Units
| Passenger Car A | 0.332 | 0.007 | 0.007 | vehicle-mile
| Light-Duty Truck B | 0.454 | 0.012 | 0.009 | vehicle-mile
| Motorcycle | 0.183 | 0.07 | 0.007 | vehicle-mile
| Intercity Rail - Northeast Corridor C | 0.058 | 0.0055 | 0.0007 | passenger-mile
| Intercity Rail - Other Routes C | 0.15 | 0.0117 | 0.0038 | passenger-mile
| Intercity Rail - National Average C | 0.113 | 0.0092 | 0.0026 | passenger-mile
| Commuter Rail D | 0.139 | 0.0112 | 0.0028 | passenger-mile
| Transit Rail (i.e. Subway, Tram) E | 0.099 | 0.0084 | 0.0012 | passenger-mile
| Bus | 0.056 | 0.021 | 0.0009 | passenger-mile
| Air Travel - Short Haul (< 300 miles) | 0.207 | 0.0064 | 0.0066 | passenger-mile
| Air Travel - Medium Haul (>= 300 miles, < 2300 miles) | 0.129 | 0.0006 | 0.0041 | passenger-mile
| Air Travel - Long Haul (>= 2300 miles) | 0.163 | 0.0006 | 0.0052 | passenger-mile
Source: CO2, CH4, and N2O emissions data for highway vehicles are from Table 2-13 of the EPA (2021) Inventory of U.S. Greenhouse Gas Emissions and Sinks: 1990–2019. Vehicle-miles and passenger-miles data for highway vehicles are from Table VM-1 of the Federal Highway Administration Highway Statistics 2019. Fuel consumption data and passenger-miles data for rail are from Tables A.14 to A.16 and C.9 to C.11 of the Transportation Energy Data Book: Edition 39. Fuel consumption was converted to emissions by using fuel and electricity emission factors presented in the tables above. Intercity Rail factors from communication with Amtrak (Laura Fotiou), March 2020. These are based on 2019 values. Air Travel factors from 2021 Guidelines to Defra / DECC's GHG Conversion Factors for Company Reporting. Version 1.0 June 2021.
Notes: A Passenger car: includes passenger cars, minivans, SUVs, and small pickup trucks (vehicles with wheelbase less than 121 inches). B Light-duty truck: includes full-size pickup trucks, full-size vans, and extended-length SUVs (vehicles with wheelbase greater than 121 inches). C Intercity rail: Amtrak long-distance rail between major cities. Northeast Corridor extends from Boston to Washington D.C. Other Routes are all routes outside the Northeast Corridor. D Commuter rail: rail service between a central city and adjacent suburbs (also called regional rail or suburban rail). E Transit rail: rail typically within an urban center, such as subways, elevated railways, metropolitan railways (metro), streetcars, trolley cars, and tramways.
Global Warming Potentials
Table 11 | Global Warming Potentials (GWPs)
| Gas | 100-Year GWP
| CO2 | 1
| CH4 | 25
| N2O | 298
| HFC-23 | 14800
| HFC-32 | 675
| HFC-41 | 92
| HFC-125 | 3500
| HFC-134 | 1100
| HFC-134a | 1430
| HFC-143 | 353
| HFC-143a | 4470
| HFC-152 | 53
| HFC-152a | 124
| HFC-161 | 12
| HFC-227ea | 3220
| HFC-236cb | 1340
| HFC-236ea | 1370
| HFC-236fa | 9810
| HFC-245ca | 693
| HFC-245fa | 1030
| HFC-365mfc | 794
| HFC-43-10mee | 1640
| SF6 | 22800
| NF3 | 17200
| CF4 | 7390
| C2F6 | 12200
| C3F8 | 8830
| c-C4F8 | 10300
| C4F10 | 8860
| C5F12 | 9160
| C6F14 | 9300
| C10F18 | >7,500
Source: 100-year GWPs from IPCC Fourth Assessment Report (AR4), 2007. IPCC AR4 was published in 2007 and is among the most current and comprehensive peer-reviewed assessments of climate change. AR4 provides revised GWPs of several GHGs relative to the values provided in previous assessment reports, following advances in scientific knowledge on the radiative efficiencies and atmospheric lifetimes of these GHGs and of CO2. Because the GWPs provided in AR4 reflect an improved scientific understanding of the radiative effects of these gases in the atmosphere, the values provided are more appropriate for supporting the overall goal of organizational GHG reporting than the Second Assessment Report (SAR) GWP values previously used in the Emission Factors Hub. While EPA recognizes that Fifth Assessment Report (AR5) GWPs have been published, in an effort to ensure consistency and comparability of GHG data between EPA’s voluntary and non-voluntary GHG reporting programs (e.g. GHG Reporting Program and National Inventory), EPA recommends the use of AR4 GWPs. The United States and other developed countries to the UNFCCC have agreed to submit annual inventories in 2015 and future years to the UNFCCC using GWP values from AR4, which will replace the current use of SAR GWP values. Utilizing AR4 GWPs improves EPA’s ability to analyze corporate, national, and sub-national GHG data consistently, enhances communication of GHG information between programs, and gives outside stakeholders a consistent, predictable set of GWPs to avoid confusion and additional burden.
Table 12 | Global Warming Potentials (GWPs) for Blended Refrigerants
| ASHRAE # | 100-year GWP | Blend Composition
| R-401A | 16 | 53% HCFC-22 , 34% HCFC-124 , 13% HFC-152a
| R-401B | 14 | 61% HCFC-22 , 28% HCFC-124 , 11% HFC-152a
| R-401C | 19 | 33% HCFC-22 , 52% HCFC-124 , 15% HFC-152a
| R-402A | 2100 | 38% HCFC-22 , 6% HFC-125 , 2% propane
| R-402B | 1330 | 6% HCFC-22 , 38% HFC-125 , 2% propane
| R-403B | 3444 | 56% HCFC-22 , 39% PFC-218 , 5% propane
| R-404A | 3922 | 44% HFC-125 , 4% HFC-134a , 52% HFC 143a
| R-406A | 0 | 55% HCFC-22 , 41% HCFC-142b , 4% isobutane
| R-407A | 2107 | 20% HFC-32 , 40% HFC-125 , 40% HFC-134a
| R-407B | 2804 | 10% HFC-32 , 70% HFC-125 , 20% HFC-134a
| R-407C | 1774 | 23% HFC-32 , 25% HFC-125 , 52% HFC-134a
| R-407D | 1627 | 15% HFC-32 , 15% HFC-125 , 70% HFC-134a
| R-407E | 1552 | 25% HFC-32 , 15% HFC-125 , 60% HFC-134a
| R-408A | 2301 | 47% HCFC-22 , 7% HFC-125 , 46% HFC 143a
| R-409A | 0 | 60% HCFC-22 , 25% HCFC-124 , 15% HCFC-142b
| R-410A | 2088 | 50% HFC-32 , 50% HFC-125
| R-410B | 2229 | 45% HFC-32 , 55% HFC-125
| R-411A | 14 | 87.5% HCFC-22 , 11 HFC-152a , 1.5% propylene
| R-411B | 4 | 94% HCFC-22 , 3% HFC-152a , 3% propylene
| R-413A | 2053 | 88% HFC-134a , 9% PFC-218 , 3% isobutane
| R-414A | 0 | 51% HCFC-22 , 28.5% HCFC-124 , 16.5% HCFC-142b
| R-414B | 0 | 5% HCFC-22 , 39% HCFC-124 , 9.5% HCFC-142b
| R-417A | 2346 | 46.6% HFC-125 , 5% HFC-134a , 3.4% butane
| R-422A | 3143 | 85.1% HFC-125 , 11.5% HFC-134a , 3.4% isobutane
| R-422D | 2729 | 65.1% HFC-125 , 31.5% HFC-134a , 3.4% isobutane
| R-423A | 2280 | 47.5% HFC-227ea , 52.5% HFC-134a ,
| R-424A | 2440 | 50.5% HFC-125, 47% HFC-134a, 2.5% butane/pentane
| R-426A | 1508 | 5.1% HFC-125, 93% HFC-134a, 1.9% butane/pentane
| R-428A | 3607 | 77.5% HFC-125 , 2% HFC-143a , 1.9% isobutane
| R-434A | 3245 | 63.2% HFC-125, 16% HFC-134a, 18% HFC-143a, 2.8% isobutane
| R-500 | 32 | 73.8% CFC-12 , 26.2% HFC-152a , 48.8% HCFC-22
| R-502 | 0 | 48.8% HCFC-22 , 51.2% CFC-115
| R-504 | 325 | 48.2% HFC-32 , 51.8% CFC-115
| R-507 | 3985 | 5% HFC-125 , 5% HFC143a
| R-508A | 13214 | 39% HFC-23 , 61% PFC-116
| R-508B | 13396 | 46% HFC-23 , 54% PFC-116
Source: 100-year GWPs from IPCC Fourth Assessment Report (AR4), 2007. See the source note to Table 11 for further explanation. GWPs of blended refrigerants are based on their HFC and PFC constituents, which are based on data from http://www.epa.gov/ozone/snap/refrigerants/refblend.html.