## Contents
CIRDA: GHG Emissions Reduction Analysis | Conducted by ERM
Supplemental Spreadsheet
See Grant Application and accompanying "GHG Reduction Analysis Appendix" for more information.
Contents
Programs | GHG reduction analyses for the two programs
Projects | GHG reduction analyses summarization of individual pilot projects and example projects, used for the programs analyses
Provided | GHG reduction analysis for pilot project for which GHG reduction data was provided by the project developer
Lands | GHG reduction analyses for pilot projects and example projects relating to land use and carbon sequestration including tree planting and wetlands establishment
Transit | GHG reduction analyses for pilot projects and example projects relating to transportation e.g. walking trails and public transportation initiative examples
Solar | GHG reduction analyses for pilot projects installing new solar capacity
EE | GHG reduction analyses for pilot projects implementing energy efficiency measures in electricity and/or natural gas consumption
WasteRNG | GHG reduction analysis for Indianapolis Area Renewable Energy and Waste Reduction pilot project
Supporting Info:
GridEF | Underlying analysis to project electricity grid emission rate used in GHG analyses where electricity consumption is impacted
BaseBuildingConsmp | Underlying analysis to estimate specific pilot projects' baseline electricity and natural gas consumption to use in analyses
CPI | Used to ensure cost inputs all in $2023
Lists | Used for organizing categories and drop downs across sheets

## ReadMe
CIRDA: GHG Emissions Reduction Analysis | Conducted by ERM
Supplemental Spreadsheet
See Grant Application and accompanying "GHG Reduction Analysis Appendix" for more information.
GHG Emissions Reduction Analysis Summary Results
|  | 2025-2030 |  | 2025-2050
| Funding Requested | Cumulative GHG Emissions Reduced (MT CO2e) | Cost ($/MT of CO2e avoided) | Cumulative GHG Emissions Reduced (MT CO2e) | Cost ($/MT of CO2e avoided)
REGIONAL BUILDING AND ASSET MODERNIZATION PROGRAM | 274986969.642 | 360984.0539 | 761.7704 | 2596635.5615 | 105.9013
City of Indianapolis Solar Upgrades | 5382960 | 6185.3617 | 870.2741 | 21434.0535 | 251.1406
McCordsville Town Hall Energy Efficiency Updates | 1041163.0874 | 48.2907 | 21560.3452 | 167.341 | 6221.8065
Energy Insights Program | 6114000 | 71110.3165 | 85.9791 | 132598.1007 | 46.1093
Rolls Royce HVAC Optimization & Submetering | 486000 | 3805.7403 | 127.7018 | 16026.5918 | 30.3246
Rolls Royce Solar PV | 13816695 | 9969.5644 | 1385.8875 | 87608.1601 | 157.7101
Crispus Attucks High School Energy Efficiency Renovations | 15465971 | 180.3365 | 85761.7312 | 703.8436 | 21973.5911
Indianapolis Arts Center Upgrades | 2100000 | 513.1987 | 4091.9821 | 1822.6422 | 1152.1735
REGIONAL OPEN SPACE REVITALIZATION AND CONNECTIVITY PROGRAM | 198982718 | 51676.391 | 3850.5537 | 287303.6171 | 692.5869
City of Indianapolis Brownfield Julietta Landfill | 24500000 | 36138.5827 | 677.9458 | 157809.4491 | 155.2505
Nickel Plate Pedestrian Bridge | 6498740 | 67.8899 | 95724.7497 | 347.0204 | 18727.2578
Grassy Creek Trail | 11600000 | 417.1059 | 27810.6834 | 2802.3234 | 4139.4223
Connor Prairie Reforestation | 5362000 | 840 | 6383.3333 | 4200 | 1276.6667
Connor Prairie Wetland Enhancement and Fertilizer Education | 1845000 | 108.4396 | 17014.0853 | 542.1978 | 3402.8171
INDIANAPOLIS AREA RENEWABLE ENERGY AND WASTE REDUCTION | 22124892 | 15263.8359 | 1449.4975 | 117022.7422 | 189.0649

## Programs
Program-Level Analysis | [22 empty] | Annual GHG Reductions for New (not pilot) projects
Includes results of pilots and accounts for dispensing remaining program funds to other future (currently unknown) projects | [20 empty] | 30% | 100%
Program | Funding Category | Project Type | $amount | Share 1 | Share 2 | Avg. Ann MT CO2e | Cumm. '25-30 MT CO2e | Cumm. '25-50 MT CO2e | Known or Example Proj Count | Total Proj costs (w Adj) | Avg Proj costs (w Adj) | Known Cumm. '25-30 MT CO2e | Known Cumm. '25-50 MT CO2e | Avg. Cumm. '25-30 MT CO2e | Avg. Cumm. '25-50 MT CO2e | Funds Avail. For More Proj | Spend so far | Remaining Proj Count Avail | Calc Cumm. '25-30 MT CO2e | Calc Cumm. '25-50 MT CO2e | Tranche2 Funds Dispensed by EOY | Tranche3 Funds Dispensed by EOY | 2025 | 2026 | 2027 | 2028 | 2029 | 2030 | 2031 | 2032 | 2033 | 2034 | 2035 | 2036 | 2037 | 2038 | 2039 | 2040 | 2041 | 2042 | 2043 | 2044 | 2045 | 2046 | 2047 | 2048 | 2049 | 2050
Open Space | Brownfield | Brownfield Solar | 34761148 | 50% | 20% | 6575.3937 | 43298.7798 | 220048.0855 | 1 | 24500000 | 24500000 | 36138.5827 | 157809.4491 | 36138.5827 | 157809.4491 | 10261148 | 70.48% | 0.41882 | 7160.1971 | 62238.6363 | 2026 | 2028 | 0 | 0 | 826.1766 | 826.1766 | 2753.922 | 2753.922 | 2753.922 | 2753.922 | 2753.922 | 2753.922 | 2753.922 | 2753.922 | 2753.922 | 2753.922 | 2753.922 | 2753.922 | 2753.922 | 2753.922 | 2753.922 | 2753.922 | 2753.922 | 2753.922 | 2753.922 | 2753.922 | 2753.922 | 2753.922
Open Space | Brownfield | Brownfield Trees-EXAMPLE | 34761148 | 50% | 20% | 54 | 5014.8967 | 42594.1021 | 1 | 1028571.4286 | 1028571.4286 | 270 | 1350 | 270 | 1350 | 34761148 | 0% | 33.7956 | 4744.8967 | 41244.1021 | 2026 | 2028 | 0 | 0 | 547.4881 | 547.4881 | 1824.9603 | 1824.9603 | 1824.9603 | 1824.9603 | 1824.9603 | 1824.9603 | 1824.9603 | 1824.9603 | 1824.9603 | 1824.9603 | 1824.9603 | 1824.9603 | 1824.9603 | 1824.9603 | 1824.9603 | 1824.9603 | 1824.9603 | 1824.9603 | 1824.9603 | 1824.9603 | 1824.9603 | 1824.9603
Open Space | Trail | WalkBike | 52141722 | 100% | 30% | 16.6399 | 317.2925 | 2725.4614 | 2 | 14898740 | 7449370 | 100.9958 | 845.3438 | 50.4979 | 422.6719 | 37242982 | 28.57% | 4.9995 | 216.2967 | 1880.1176 | 2026 | 2028 | 0 | 0 | 24.9573 | 24.9573 | 83.191 | 83.191 | 83.191 | 83.191 | 83.191 | 83.191 | 83.191 | 83.191 | 83.191 | 83.191 | 83.191 | 83.191 | 83.191 | 83.191 | 83.191 | 83.191 | 83.191 | 83.191 | 83.191 | 83.191 | 83.191 | 83.191
Open Space | Wetland | Carbon Storage | 34761148 | 100% | 20% | 21.6879 | 1114.4529 | 9286.7754 | 1 | 1845000 | 1845000 | 108.4396 | 542.1978 | 108.4396 | 542.1978 | 32916148 | 5.308% | 17.8407 | 1006.0134 | 8744.5776 | 2026 | 2028 | 0 | 0 | 116.0785 | 116.0785 | 386.9282 | 386.9282 | 386.9282 | 386.9282 | 386.9282 | 386.9282 | 386.9282 | 386.9282 | 386.9282 | 386.9282 | 386.9282 | 386.9282 | 386.9282 | 386.9282 | 386.9282 | 386.9282 | 386.9282 | 386.9282 | 386.9282 | 386.9282 | 386.9282 | 386.9282
Open Space | Reforest | Tree Planting | 17380574 | 100% | 10% | 132 | 1930.9691 | 12649.1927 | 2 | 8562000 | 4281000 | 1224 | 6504 | 612 | 3252 | 8818574 | 49.26% | 2.0599 | 706.9691 | 6145.1927 | 2026 | 2028 | 0 | 0 | 81.5734 | 81.5734 | 271.9112 | 271.9112 | 271.9112 | 271.9112 | 271.9112 | 271.9112 | 271.9112 | 271.9112 | 271.9112 | 271.9112 | 271.9112 | 271.9112 | 271.9112 | 271.9112 | 271.9112 | 271.9112 | 271.9112 | 271.9112 | 271.9112 | 271.9112 | 271.9112 | 271.9112
Modernization | Energy Insights Program | EIP Elec EE | 9000000 | 90% | 3.729% | 3278.8252 | 57312.5509 | 129942.6326 | 1 | 5614000 | 5614000 | 52170.8578 | 85249.454 | 52170.8578 | 85249.454 | 3386000 | 62.38% | 0.60314 | 5141.6931 | 44693.1786 | 2026 | 2028 | 0 | 0 | 593.2723 | 593.2723 | 1977.5743 | 1977.5743 | 1977.5743 | 1977.5743 | 1977.5743 | 1977.5743 | 1977.5743 | 1977.5743 | 1977.5743 | 1977.5743 | 1977.5743 | 1977.5743 | 1977.5743 | 1977.5743 | 1977.5743 | 1977.5743 | 1977.5743 | 1977.5743 | 1977.5743 | 1977.5743 | 1977.5743 | 1977.5743
Modernization | Energy Insights Program | EIP NG EE | 1000000 | 10% | 0.4143% | 1821.1018 | 23674.3234 | 88505.5473 | 1 | 500000 | 500000 | 18939.4587 | 47348.6467 | 18939.4587 | 47348.6467 | 500000 | 50% | 1 | 4734.8647 | 41156.9006 | 2026 | 2028 | 0 | 0 | 546.3305 | 546.3305 | 1821.1018 | 1821.1018 | 1821.1018 | 1821.1018 | 1821.1018 | 1821.1018 | 1821.1018 | 1821.1018 | 1821.1018 | 1821.1018 | 1821.1018 | 1821.1018 | 1821.1018 | 1821.1018 | 1821.1018 | 1821.1018 | 1821.1018 | 1821.1018 | 1821.1018 | 1821.1018 | 1821.1018 | 1821.1018
Modernization | Building-Upgrades | Solar | 33319082.0477 | 40% | 13.8% | 462.2499 | 16432.1376 | 107970.4301 | 2 | 6582960 | 3291480 | 6669.7203 | 23112.495 | 3334.8601 | 11556.2475 | 26736122.0477 | 19.76% | 8.1228 | 9762.4173 | 84857.9351 | 2026 | 2028 | 0 | 0 | 1126.4328 | 1126.4328 | 3754.7759 | 3754.7759 | 3754.7759 | 3754.7759 | 3754.7759 | 3754.7759 | 3754.7759 | 3754.7759 | 3754.7759 | 3754.7759 | 3754.7759 | 3754.7759 | 3754.7759 | 3754.7759 | 3754.7759 | 3754.7759 | 3754.7759 | 3754.7759 | 3754.7759 | 3754.7759 | 3754.7759 | 3754.7759
Modernization | Building-Upgrades | HVAC EE | 16659541.0238 | 20% | 6.902% | 6.1175 | 187.8639 | 1151.7588 | 3 | 6343053.0874 | 2114351.0291 | 110.2561 | 477.1683 | 36.752 | 159.0561 | 10316487.9365 | 38.07% | 4.8793 | 77.6078 | 674.5905 | 2026 | 2028 | 0 | 0 | 8.9547 | 8.9547 | 29.8491 | 29.8491 | 29.8491 | 29.8491 | 29.8491 | 29.8491 | 29.8491 | 29.8491 | 29.8491 | 29.8491 | 29.8491 | 29.8491 | 29.8491 | 29.8491 | 29.8491 | 29.8491 | 29.8491 | 29.8491 | 29.8491 | 29.8491 | 29.8491 | 29.8491
Modernization | Building-Upgrades | LED EE | 24989311.5358 | 30% | 10.35% | 17.1811 | 324.8298 | 2149.7083 | 1 | 4639791 | 4639791 | 128.9094 | 446.7081 | 128.9094 | 446.7081 | 20349520.5358 | 18.57% | 4.3859 | 195.9204 | 1703.0002 | 2026 | 2028 | 0 | 0 | 22.6062 | 22.6062 | 75.354 | 75.354 | 75.354 | 75.354 | 75.354 | 75.354 | 75.354 | 75.354 | 75.354 | 75.354 | 75.354 | 75.354 | 75.354 | 75.354 | 75.354 | 75.354 | 75.354 | 75.354 | 75.354 | 75.354 | 75.354 | 75.354
Modernization | Building-Upgrades | Windows EE | 8329770.5119 | 10% | 3.451% | 3.5196 | 21.016 | 115.1014 | 1 | 6424290 | 6424290 | 18.3018 | 91.5088 | 18.3018 | 91.5088 | 1905480.5119 | 77.12% | 0.29661 | 2.7142 | 23.5927 | 2026 | 2028 | 0 | 0 | 0.31318 | 0.31318 | 1.0439 | 1.0439 | 1.0439 | 1.0439 | 1.0439 | 1.0439 | 1.0439 | 1.0439 | 1.0439 | 1.0439 | 1.0439 | 1.0439 | 1.0439 | 1.0439 | 1.0439 | 1.0439 | 1.0439 | 1.0439 | 1.0439 | 1.0439 | 1.0439 | 1.0439
Modernization | Building-EV Infrastructure | EV-EXAMPLE | 27765901.7064 | 100% | 11.5% | 4.5076 | 2729.9767 | 23700.5815 | 1 | 119917.1336 | 119917.1336 | 16.3256 | 112.6912 | 16.3256 | 112.6912 | 27765901.7064 | 0% | 231.5424 | 2713.6511 | 23587.8903 | 2026 | 2028 | 0 | 0 | 313.1136 | 313.1136 | 1043.712 | 1043.712 | 1043.712 | 1043.712 | 1043.712 | 1043.712 | 1043.712 | 1043.712 | 1043.712 | 1043.712 | 1043.712 | 1043.712 | 1043.712 | 1043.712 | 1043.712 | 1043.712 | 1043.712 | 1043.712 | 1043.712 | 1043.712 | 1043.712 | 1043.712
Modernization | Building-Public Transit | Hybrid Buses-EXAMPLE | 18797515.4552 | 67.7% | 7.787% | 87.2072 | 546.802 | 4238.2698 | 1 | 18797515.4552 | 18797515.4552 | 320.0633 | 2267.3871 | 320.0633 | 2267.3871 | 18797515.4552 | 0% | 1 | 226.7387 | 1970.8827 | 2026 | 2028 | 0 | 0 | 26.1622 | 26.1622 | 87.2072 | 87.2072 | 87.2072 | 87.2072 | 87.2072 | 87.2072 | 87.2072 | 87.2072 | 87.2072 | 87.2072 | 87.2072 | 87.2072 | 87.2072 | 87.2072 | 87.2072 | 87.2072 | 87.2072 | 87.2072 | 87.2072 | 87.2072 | 87.2072 | 87.2072
Modernization | Building-Public Transit | Bike Share-EXAMPLE | 8968386.2512 | 32.3% | 3.715% | 119.9135 | 2598.8276 | 19689.2697 | 1 | 1456119.9011 | 1456119.9011 | 678.5743 | 2997.837 | 678.5743 | 2997.837 | 8968386.2512 | 0% | 6.1591 | 1920.2533 | 16691.4327 | 2026 | 2028 | 0 | 0 | 221.5677 | 221.5677 | 738.559 | 738.559 | 738.559 | 738.559 | 738.559 | 738.559 | 738.559 | 738.559 | 738.559 | 738.559 | 738.559 | 738.559 | 738.559 | 738.559 | 738.559 | 738.559 | 738.559 | 738.559 | 738.559 | 738.559 | 738.559 | 738.559
Modernization | Manuf-EE | Ind EE | 69414754.266 | 100% | 28.76% | 641.0637 | 240200.9515 | 2070846.5041 | 1 | 486000 | 486000 | 3805.7403 | 16026.5918 | 3805.7403 | 16026.5918 | 68928754.266 | 0.7001% | 141.8287 | 236395.2111 | 2054819.9123 | 2026 | 2028 | 0 | 0 | 27276.3705 | 27276.3705 | 90921.2351 | 90921.2351 | 90921.2351 | 90921.2351 | 90921.2351 | 90921.2351 | 90921.2351 | 90921.2351 | 90921.2351 | 90921.2351 | 90921.2351 | 90921.2351 | 90921.2351 | 90921.2351 | 90921.2351 | 90921.2351 | 90921.2351 | 90921.2351 | 90921.2351 | 90921.2351 | 90921.2351 | 90921.2351
Modernization | Manuf-Solar | Ind Solar | 23138251.422 | 100% | 9.586% | 3982.1891 | 16954.7747 | 148325.7577 | 1 | 13816695 | 13816695 | 9969.5644 | 87608.1601 | 9969.5644 | 87608.1601 | 9321556.422 | 59.71% | 0.67466 | 6985.2103 | 60717.5976 | 2026 | 2028 | 0 | 0 | 805.9858 | 805.9858 | 2686.6194 | 2686.6194 | 2686.6194 | 2686.6194 | 2686.6194 | 2686.6194 | 2686.6194 | 2686.6194 | 2686.6194 | 2686.6194 | 2686.6194 | 2686.6194 | 2686.6194 | 2686.6194 | 2686.6194 | 2686.6194 | 2686.6194 | 2686.6194 | 2686.6194 | 2686.6194 | 2686.6194 | 2686.6194
0%
Open Space | Program Funds |  | 198982718
Open Space | Program Admin |  | 25176978 | [14 empty] | For ReadMe Summary: |  |  |  |  | 2025: Program Annual GHG Reductions
Open Space | Program Available Funds | Revolving Fund | 173805740 | TRUE | REGIONAL OPEN SPACE REVITALIZATION AND CONNECTIVITY PROGRAM |  |  |  |  | REGIONAL OPEN SPACE REVITALIZATION AND CONNECTIVITY PROGRAM | [7 empty] | GHG | 51676.391 | 287303.6171 | MT |  | -1.8928 | 197.7068 | 12699.4877 | 11761.7094 | 14207.8903 | 12811.4895 | 12533.2493 | 12106.4004 | 11967.6951 | 11618.3278 | 11555.7694 | 11867.7411 | 12029.5041 | 12135.1219 | 11949.2635 | 11872.7508 | 11953.6069 | 11972.0341 | 11920.9659 | 11935.0603 | 11633.4552 | 11420.018 | 11449.4827 | 11379.3355 | 11304.4954 | 11022.9486
Open Space | Brownfield | Cat Total | 69522296 | 40% |  | Solar and tree planting | [16 empty] | -1.8928 | 195.8141 | 12895.3017 | 24657.0111 | 38864.9015 | 51676.391 | 64209.6403 | 76316.0407 | 88283.7357 | 99902.0635 | 111457.8329 | 123325.5741 | 135355.0782 | 147490.2001 | 159439.4636 | 171312.2144 | 183265.8213 | 195237.8553 | 207158.8212 | 219093.8816 | 230727.3367 | 242147.3548 | 253596.8375 | 264976.1731 | 276280.6685 | 287303.6171
Open Space | Trail | Cat Total | 52141722 | 30% |  | Avoided Single Occupancy Vehicle Use in favor of walking/biking
Open Space | Wetland | Cat Total | 34761148 | 20% |  | Use of unused land to store carbon
Open Space | Reforest | Cat Total | 17380574 | 10% |  | Tree planting to store carbon
Modernization | Program Funds |  | 274986969.642
Modernization | Program Admin |  | 33604455.422
Modernization | Program Available Funds | Revolving Fund | 241382514.22 | TRUE | REGIONAL BUILDING AND ASSET MODERNIZATION PROGRAM |  |  |  |  | REGIONAL BUILDING AND ASSET MODERNIZATION PROGRAM | [7 empty] | GHG | 360984.0539 | 2596635.5615 | MT |  | -34.7007 | 16819.2566 | 49551.2778 | 48391.1137 | 124436.962 | 121820.1446 | 121297.2353 | 120495.9831 | 120234.487 | 119578.4132 | 119459.5948 | 113520.2286 | 108915.777 | 109000.3932 | 108847.1676 | 108783.195 | 108847.6645 | 108861.2081 | 108818.0588 | 108828.1053 | 108580.541 | 108404.9455 | 108427.5913 | 108368.9658 | 108306.5285 | 108075.4239
Modernization | Energy Insights Program | Cat Total | 10000000 | $10M |  | Small/Mid Industrial EE upgrades in Electricity and Gas usage | [16 empty] | -34.7007 | 16784.5558 | 66335.8337 | 114726.9474 | 239163.9094 | 360984.0539 | 482281.2892 | 602777.2723 | 723011.7593 | 842590.1725 | 962049.7673 | 1075569.996 | 1184485.7729 | 1293486.1661 | 1402333.3338 | 1511116.5287 | 1619964.1933 | 1728825.4014 | 1837643.4602 | 1946471.5655 | 2055052.1065 | 2163457.052 | 2271884.6432 | 2380253.6091 | 2488560.1376 | 2596635.5615
Modernization | Building-Upgrades | Cat Total | 83297705.1192 | 60% | 60% | Building EE upgrades of new HVAC, LEDs, and/or Windows
Modernization | Building-EV Infrastructure | Cat Total | 27765901.7064 | 20% | 60% | Public EV chargers installed, assuming incentivizing more EVs on the road in the near-term, offsetting internal combustion engine light-duty vehicles
Modernization | Building-Public Transit | Cat Total | 27765901.7064 | 20% | 60% | Avoided Single Occupancy Vehicle Use in favor of Hybrid Bus trips on the Blue Line and some Bike Share program implementation
Modernization | Manuf-EE | Cat Total | 69414754.266 | 75% | 40% | Rolls Royce initiatives and their GHG savings estimates
Modernization | Manuf-Solar | Cat Total | 23138251.422 | 25% | 40% | Small/Mid Industrial on-site solar, replacing all electricity and Gas usage with zero-emitting power
Metrics for LIDAC Enviromental Benefits Analysis in AVERT/COBRA |  |  | Below represents 1 year's worth after all projects have been implemented (i.e. funds dispensed); e.g. the year 2029
Open Space | Brownfield | Brownfield Solar | 14.1882 | MW solar added
Open Space | Brownfield | Brownfield Trees-EXAMPLE | 1520.8002 | acres planted
Open Space | Trail | WalkBike | 22.798 | miles of trails
Open Space | Wetland | Carbon Storage | 1507.2584 | acres planted
Open Space | Reforest | Tree Planting | 446.5927 | acres planted
Modernization | Energy Insights Program | EIP Elec EE | 38475.2405 | MWh avoided |  |  | Note this is total MWh avoided and does not account for fuel type (some MWh avoided may be zero-emitting)
Modernization | Energy Insights Program | EIP NG EE | 178606.7397 | MMBtu gas avoided
Modernization | Building-Upgrades | Solar | 4.8937 | MW solar added
Modernization | Building-Upgrades | HVAC EE | 644.039 | MMBtu gas avoided |  |  | Note this includes onsite gas use and MWh avoided for electricity (accounted for as MMBtu of gas) so MWh included here only account for those from gas-fired gen based on projected grid mix
Modernization | Building-Upgrades | LED EE | 319.3918 | MWh avoided
Modernization | Building-Upgrades | Windows EE | 89.514 | MMBtu gas avoided
Modernization | Building-EV Infrastructure | EV-EXAMPLE | 463 | count of additional EVs rather than ICE
Modernization | Building-Public Transit | Hybrid Buses-EXAMPLE | 21.9931 | diesel hybrid buses purchased
Modernization | Building-Public Transit | Bike Share-EXAMPLE | 1478.1837 | bikes purchased
Modernization | Manuf-EE | Ind EE | 996582.2969 | MMBtu avoided |  |  | Note this includes onsite gas use and MWh avoided for electricity (accounted for as MMBtu of gas) so MWh included here only account for those from gas-fired gen based on projected grid mix
Modernization | Manuf-Solar | Ind Solar | 17.5839 | MW solar added
Note on Q3: Assumes known (but not example) projects will be implemented and this remainder is availble to fund new projects

## Projects
Name | Est. Cost. | $year of cost | Cost of Project ($2023) | Costs Covered ($2023) | Reduced Cost ($2023) | Program | Program Fund Category | Project Type | Avg. Ann MT CO2e | Cumm. '25-30 MT CO2e | Cumm. '25-50 MT CO2e | Sheet Name
REGIONAL OPEN SPACE REVITALIZATION AND CONNECTIVITY PROGRAM
City of Indianapolis Brownfield Julietta Landfill | 24500000 | 2023 | 24500000 |  | 24500000 | Open Space | Brownfield | Brownfield Solar | 6575.3937 | 36138.5827 | 157809.4491 | Solar
EXAMPLE: Brownfields Tree Planting | 1028571.4286 | 2023 | 1028571.4286 |  | 1028571.4286 | Open Space | Brownfield | Brownfield Trees-EXAMPLE | 54 | 270 | 1350 | Lands
Nickel Plate Pedestrian Bridge | 6498740 | 2023 | 6498740 |  | 6498740 | Open Space | Trail | WalkBike | 13.3469 | 67.8899 | 347.0204 | Transit
Grassy Creek Trail | 11600000 | 2023 | 11600000 |  | 11600000 | See Below | See Below | Total for Mult. Meas. | 112.0929 | 417.1059 | 2802.3234 | Transit
Grassy Creek Trail: Trail | 8400000 | 2023 | 8400000 |  | 8400000 | Open Space | Trail | WalkBike | 19.9329 | 33.1059 | 498.3234 | Transit
Grassy Creek Trail: Trees | 3200000 | 2023 | 3200000 |  | 3200000 | Open Space | Reforest | Tree Planting | 96 | 384 | 2304 | Transit
Connor Prairie Reforestation | 5362000 | 2023 | 5362000 |  | 5362000 | Open Space | Reforest | Tree Planting | 168 | 840 | 4200 | Provided
Connor Prairie Wetland Enhancement and Fertilizer Education | 1845000 | 2023 | 1845000 |  | 1845000 | Open Space | Wetland | Carbon Storage | 21.6879 | 108.4396 | 542.1978 | Lands
REGIONAL BUILDING AND ASSET MODERNIZATION PROGRAM
City of Indianapolis Solar Upgrades | 5382960 | 2023 | 5382960 |  | 5382960 | Modernization | Building-Upgrades | Solar | 857.3621 | 6185.3617 | 21434.0535 | Solar
Indianapolis Arts Center Upgrades | 2100000 | 2023 | 2100000 |  | 2100000 | See Below | See Below | Total for Mult. Meas. | 70.1016 | 513.1987 | 1822.6422 | EE
Indianapolis Arts Center - HVAC | 900000 | 2023 | 900000 |  | 900000 | Modernization | Building-Upgrades | HVAC EE | 5.5462 | 28.8401 | 144.2007 | EE
Indianapolis Arts Center - Solar | 1200000 | 2023 | 1200000 |  | 1200000 | Modernization | Building-Upgrades | Solar | 67.1377 | 484.3586 | 1678.4415 | Solar
McCordsville Town Hall Energy Efficiency Updates | 1000000 | 2022 | 1041163.0874 |  | 1041163.0874 | Modernization | Building-Upgrades | HVAC EE | 6.4362 | 48.2907 | 167.341 | EE
Crispus Attucks High School Energy Efficiency Renovations | 15465971 | 2023 | 15465971 |  | 15465971 | See Below | See Below | Total for Mult. Meas. | 27.0709 | 180.3365 | 703.8436 | EE
Crispus Attucks HS Upgrades: HVAC | 4401890 | 2023 | 4401890 |  | 4401890 | Modernization | Building-Upgrades | HVAC EE | 6.3703 | 33.1253 | 165.6267 | EE
Crispus Attucks HS Upgrades: LED | 4639791 | 2023 | 4639791 |  | 4639791 | Modernization | Building-Upgrades | LED EE | 17.1811 | 128.9094 | 446.7081 | EE
Crispus Attucks HS Upgrades: Windows | 6424290 | 2023 | 6424290 |  | 6424290 | Modernization | Building-Upgrades | Windows EE | 3.5196 | 18.3018 | 91.5088 | EE
EXAMPLE: Hybrid Buses | 18797515.4552 | 2023 | 18797515.4552 |  | 18797515.4552 | Modernization | Building-Public Transit | Hybrid Buses-EXAMPLE | 87.2072 | 320.0633 | 2267.3871 | Transit
EXAMPLE: mobility/bike share | 1200000 | 2018 | 1456119.9011 |  | 1456119.9011 | Modernization | Building-Public Transit | Bike Share-EXAMPLE | 119.9135 | 678.5743 | 2997.837 | Transit
EXAMPLE: EV Chargers | 119917.1336 | 2023 | 119917.1336 |  | 119917.1336 | Modernization | Building-EV Infrastructure | EV-EXAMPLE | 4.5076 | 16.3256 | 112.6912 | Transit
Energy Insights Program | 6114000 | 2023 | 6114000 |  | 6114000 | See Below | See Below | Total for Mult. Meas. | 5099.927 | 71110.3165 | 132598.1007 | EE
Energy Insights Program: Electricity | 5614000 | 2023 | 5614000 |  | 5614000 | Modernization | Energy Insights Program | EIP Elec EE | 3278.8252 | 52170.8578 | 85249.454 | EE
Energy Insights Program: NG | 500000 | 2023 | 500000 |  | 500000 | Modernization | Energy Insights Program | EIP NG EE | 1821.1018 | 18939.4587 | 47348.6467 | EE
Rolls Royce HVAC Optimization & Submetering | 486000 | 2023 | 486000 |  | 486000 | Modernization | Manuf-EE | Ind EE | 641.0637 | 3805.7403 | 16026.5918 | EE
Rolls Royce Solar PV | 13816695 | 2023 | 13816695 |  | 13816695 | Modernization | Manuf-Solar | Ind Solar | 3982.1891 | 9969.5644 | 87608.1601 | Solar
INDIANAPOLIS AREA RENEWABLE ENERGY AND WASTE REDUCTION MEASURE
INDIANAPOLIS AREA RENEWABLE ENERGY AND WASTE REDUCTION | 22124892 | 2023 | 22124892 |  | 22124892 | RE/Waste | RE/Waste | RE/Waste | 5087.9453 | 15263.8359 | 117022.7422 | WasteRNG
Note on B22: Informed by example analysis performed by Grassy Creek Trail developers
Note on B23: Install PLUS Purchase costs of 1 charger. Install Costs from ICCT, 2019 report Table 3: https://theicct.org/wp-content/uploads/2021/06/ICCT_EV_Charging_Cost_20190813.pdf PLUS Purchase cost from ICCT, 2021 report p15 text: https://theicct.org/wp-content/uploads/2021/12/charging-up-america-jul2021.pdf Excluded costs: op, charging, maint

## Provided
Provided GHG Estimates (not conducted by ERM)
Source
Info Provided from Project Developer
IDs for program analysis
Project | Measure | Metric |  | 2020 | 2021 | 2022 | 2023 | 2024 | 2025 | 2026 | 2027 | 2028 | 2029 | 2030 | 2031 | 2032 | 2033 | 2034 | 2035 | 2036 | 2037 | 2038 | 2039 | 2040 | 2041 | 2042 | 2043 | 2044 | 2045 | 2046 | 2047 | 2048 | 2049 | 2050
|  |  | STORED CARBON EST. | 2020: Avg Ann; 2021: '25-'30; 2022: 25-'50
Connor Prairie Reforestation | Tree Planting |  | Connor Prairie Reforestation | 2021: tree planting
Connor Prairie Reforestation | Tree Planting |  | Total New Trees | 2020: 18900; 2021: total tree
Connor Prairie Reforestation | Tree Planting |  | Est Trees per Acre | 2020: 135; 2021: tree/acre; 2023: 140; 2024: acres
Connor Prairie Reforestation | Tree Planting |  | Carbon removed per acre per year | 2020: 1.2; 2021: MT/acre
Connor Prairie Reforestation | Tree Planting
Connor Prairie Reforestation | Tree Planting | GHG | CO2 Avoided (metric tons) | 168 | 840 | 4200 | MT |  |  | 168 | 168 | 168 | 168 | 168 | 168 | 168 | 168 | 168 | 168 | 168 | 168 | 168 | 168 | 168 | 168 | 168 | 168 | 168 | 168 | 168 | 168 | 168 | 168 | 168

## Lands
Sequestered Carbon from land use activities
|  |  |  | Link | Source
|  |  |  | https://carbon2018.globalchange.gov/chapter/13/ | Second State of the Carbon Cycle Report. Appendix 13B Supplement: Carbon Pools and Fluxes.
|  |  |  | https://lter.kbs.msu.edu/docs/robertson/McSwiney_et_al_2010_GHG_Calculator_JNRLSE.pdf | Greenhouse Gas Emissions Calculator for Grain and Biofuel Farming Systems
IDs for program analysis
Project | Measure | Metric |  | 2020 | 2021 | 2022 | 2023 | 2024 | 2025 | 2026 | 2027 | 2028 | 2029 | 2030 | 2031 | 2032 | 2033 | 2034 | 2035 | 2036 | 2037 | 2038 | 2039 | 2040 | 2041 | 2042 | 2043 | 2044 | 2045 | 2046 | 2047 | 2048 | 2049 | 2050
|  |  | STORED CARBON EST. | 2020: Avg Ann; 2021: '25-'30; 2022: 25-'50
Connor Prairie Wetland Enhancement and Fertilizer Education | Carbon Storage |  | Connor Prairie Wetland Enhancement and Fertilizer Education | 2021: create 80 acres of wetlands
Connor Prairie Wetland Enhancement and Fertilizer Education | Carbon Storage |  | Wetlands (Forested, Mineral Soils) CO2 Sink
Connor Prairie Wetland Enhancement and Fertilizer Education | Carbon Storage |  | Low | 2020: 0.1758; 2023: 43.44
Connor Prairie Wetland Enhancement and Fertilizer Education | Carbon Storage |  | Mid | 2020: 0.2711; 2021: MT/acre; 2023: 66.99; 2024: g CO2-C per meter sq per year
Connor Prairie Wetland Enhancement and Fertilizer Education | Carbon Storage |  | High | 2020: 0.3664; 2023: 90.54
Connor Prairie Wetland Enhancement and Fertilizer Education | Carbon Storage |  | Project's added wetlands | 2020: 80; 2021: acres
Connor Prairie Wetland Enhancement and Fertilizer Education | Carbon Storage |  |  | 2020: Ann Avg; 2021: '25-'30; 2022: '25-'50
Connor Prairie Wetland Enhancement and Fertilizer Education | Carbon Storage | GHG | MID CO2 Avoided (metric tons) | 21.6879 | 108.4396 | 542.1978 | MT |  |  | 21.6879 | 21.6879 | 21.6879 | 21.6879 | 21.6879 | 21.6879 | 21.6879 | 21.6879 | 21.6879 | 21.6879 | 21.6879 | 21.6879 | 21.6879 | 21.6879 | 21.6879 | 21.6879 | 21.6879 | 21.6879 | 21.6879 | 21.6879 | 21.6879 | 21.6879 | 21.6879 | 21.6879 | 21.6879
EXAMPLE: Brownfields Tree Planting | Brownfield Trees-EXAMPLE |  | EXAMPLE: Brownfields Tree Planting
EXAMPLE: Brownfields Tree Planting | Brownfield Trees-EXAMPLE |  |  | 2020: 45; 2021: acres; 2022: General Motors North American Truck Platform, located in Indianapolis area. Currently vacant
EXAMPLE: Brownfields Tree Planting | Brownfield Trees-EXAMPLE |  |  | 2020: 1.2; 2021: MT/acre; 2022: informed by Conner Prairie reforestation info
EXAMPLE: Brownfields Tree Planting | Brownfield Trees-EXAMPLE |  |  | 2020: 400; 2021: approximate number of Brownfields sites within CIRDA region, based on list available on IDEM's website:; 2032: https://www.in.gov/idem/cleanups/investigation-and-cleanup-programs/institutional-controls/
EXAMPLE: Brownfields Tree Planting | Brownfield Trees-EXAMPLE |  |  | 2020: 6.5; 2021: average size of brownfields within CIRDA's region, based on list available on IDEM's website; 2032: IFA: Indiana Brownfields: Program Sites
EXAMPLE: Brownfields Tree Planting | Brownfield Trees-EXAMPLE
EXAMPLE: Brownfields Tree Planting | Brownfield Trees-EXAMPLE
EXAMPLE: Brownfields Tree Planting | Brownfield Trees-EXAMPLE |  |  | 2020: Ann Avg; 2021: '25-'30; 2022: '25-'50
EXAMPLE: Brownfields Tree Planting | Brownfield Trees-EXAMPLE | GHG | CO2 Avoided (metric tons) | 54 | 270 | 1350 | MT |  |  | 54 | 54 | 54 | 54 | 54 | 54 | 54 | 54 | 54 | 54 | 54 | 54 | 54 | 54 | 54 | 54 | 54 | 54 | 54 | 54 | 54 | 54 | 54 | 54 | 54

## Transit
Avoided Single Occupancy Vehicle Use | [14 empty] | Construction:
[5 empty] | Link | Source | [8 empty] | Link | Source
[5 empty] | https://www.bts.gov/content/estimated-national-average-vehicle-emissions-rates-vehicle-vehicle-type-using-gasoline-and | Emission factors from National Transportation Statistics Table 4-43 | [8 empty] | Emission Factors for Greenhouse Gas Inventories (epa.gov) | Emission factors from US EPA Climate Leadership, Table 2 and Table 5
[5 empty] | https://d16db69sqbolil.cloudfront.net/mpo-website/downloads/Technical-Studies/Central_Indiana_Travel_Survey_2008-2009.pdf | Mean Trip Distance from Central Indiana Travel Survey (2011) Table R-27 | [8 empty] | Proposed standards for medium- and heavy-duty vehicles would reduce diesel consumption - U.S. Energy Information Administration (EIA) | US Energy Information Administration for MPG
Avoided trips = informed estimate
[5 empty] | https://nebr.us/news/hybrid-transit-bus-lower-co2/ | EF improvement for Hybrid Bus from NEBR
IDs for program analysis |  |  |  |  | https://www.intercitytransit.com/sites/default/files/2016-07/HybridFactSheet20120802.pdf | Cost for Hybrid Bus from Googled Fact Sheet/in line with other available info
Project | Measure | Metric |  |  | 2020 | 2021 | 2022 | 2023 | 2024 | 2025 | 2026 | 2027 | 2028 | 2029 | 2030 | 2031 | 2032 | 2033 | 2034 | 2035 | 2036 | 2037 | 2038 | 2039 | 2040 | 2041 | 2042 | 2043 | 2044 | 2045 | 2046 | 2047 | 2048 | 2049 | 2050
|  |  | CAGR '25-'30 | Gasoline LDV Fleet avg EFs (includes hybrids) (g/mi)
|  |  | -1.301% | Exhaust CO2 | 366.278 | 360.309 | 353.911 | 346.996 | 340.197 | 333.974 | 329.064 | 323.576 | 318.928 | 315.547 | 312.813 | 308.7445 | 304.7289 | 300.7655 | 296.8537 | 292.9928 | 289.1821 | 285.4209 | 281.7087 | 278.0447 | 274.4284 | 270.8591 | 267.3363 | 263.8593 | 260.4275 | 257.0403 | 253.6972 | 250.3975 | 247.1408 | 243.9265 | 240.7539
|  |  | CAGR '25-'30 | Diesel Bus Fleet avg EFs (g/mi)
|  |  | -1.066% | Exhaust CO2 | 1562.353 | 1547.187 | 1534.972 | 1523.767 | 1508.104 | 1492.951 | 1478.708 | 1461.197 | 1444.849 | 1429.529 | 1415.08 | 1400.0001 | 1385.081 | 1370.3208 | 1355.7179 | 1341.2707 | 1326.9774 | 1312.8364 | 1298.8461 | 1285.0049 | 1271.3112 | 1257.7634 | 1244.36 | 1231.0994 | 1217.9802 | 1205.0007 | 1192.1596 | 1179.4553 | 1166.8864 | 1154.4514 | 1142.149
|  |  | Const. | Diesel Fuel and Non-Road Diesel Equipment (kg/gal)
|  |  |  | CO2 | https://www.intercitytransit.com/sites/default/files/2016-07/HybridFactSheet20120802.pdf 2020: 10.21
|  |  |  | CH4 | https://www.intercitytransit.com/sites/default/files/2016-07/HybridFactSheet20120802.pdf 2020: 0.00101
|  |  |  | N2O | https://www.intercitytransit.com/sites/default/files/2016-07/HybridFactSheet20120802.pdf 2020: 0.00094
|  |  |  | Average MPG for Diesel Equipment (Class 7/8): | https://www.intercitytransit.com/sites/default/files/2016-07/HybridFactSheet20120802.pdf 2020: 6; Cost for Hybrid Bus from Googled Fact Sheet/in line with other available info 2021: MPG per EIA
|  |  | SOV avoided | Mean Trip Distance to Work (mi) | https://www.intercitytransit.com/sites/default/files/2016-07/HybridFactSheet20120802.pdf 2020: 7.52
|  |  |  | Days traveled for commute per year | https://www.intercitytransit.com/sites/default/files/2016-07/HybridFactSheet20120802.pdf 2020: 235
|  |  |  | Annual miles traveled for commute (mi) | https://www.intercitytransit.com/sites/default/files/2016-07/HybridFactSheet20120802.pdf 2020: 3534.4; Cost for Hybrid Bus from Googled Fact Sheet/in line with other available info 2021: <-- x2 for to and from work
|  |  |  | AVOIDED EMISSIONS EST. | https://www.intercitytransit.com/sites/default/files/2016-07/HybridFactSheet20120802.pdf 2020: Ann Avg; Cost for Hybrid Bus from Googled Fact Sheet/in line with other available info 2021: '25-'30; Cost for Hybrid Bus from Googled Fact Sheet/in line with other available info 2022: 25-'50
Nickel Plate Pedestrian Bridge | WalkBike |  |  | Nickel Plate Pedestrian Bridge | https://www.intercitytransit.com/sites/default/files/2016-07/HybridFactSheet20120802.pdf 2020: 12; Cost for Hybrid Bus from Googled Fact Sheet/in line with other available info 2021: est. SOV trips avoided due to bridge access to parks, schools, maybe some commuters
Nickel Plate Pedestrian Bridge | WalkBike |  |  | For Construction:
Nickel Plate Pedestrian Bridge | WalkBike |  |  |  | https://www.intercitytransit.com/sites/default/files/2016-07/HybridFactSheet20120802.pdf 2020: 0.5; Cost for Hybrid Bus from Googled Fact Sheet/in line with other available info 2021: mi. proj length; Cost for Hybrid Bus from Googled Fact Sheet/in line with other available info 2023: 3; Cost for Hybrid Bus from Googled Fact Sheet/in line with other available info 2024: multiplier for mi daily drive
Nickel Plate Pedestrian Bridge | WalkBike |  |  |  | https://www.intercitytransit.com/sites/default/files/2016-07/HybridFactSheet20120802.pdf 2020: 6; Cost for Hybrid Bus from Googled Fact Sheet/in line with other available info 2021: months Construc; Cost for Hybrid Bus from Googled Fact Sheet/in line with other available info 2023: 4; Cost for Hybrid Bus from Googled Fact Sheet/in line with other available info 2024: Vehicle Count
Nickel Plate Pedestrian Bridge | WalkBike |  |  | Total VMT for construction equipment | Cost for Hybrid Bus from Googled Fact Sheet/in line with other available info 2025: 1080
Nickel Plate Pedestrian Bridge | WalkBike |  |  | Gallons | Cost for Hybrid Bus from Googled Fact Sheet/in line with other available info 2025: 180
Nickel Plate Pedestrian Bridge | WalkBike |  | added | GHG Emissions (metric tons) | https://www.intercitytransit.com/sites/default/files/2016-07/HybridFactSheet20120802.pdf 2020: GWPs from ICPP 5th AR; Cost for Hybrid Bus from Googled Fact Sheet/in line with other available info 2025: 1.8928
Nickel Plate Pedestrian Bridge | WalkBike
Nickel Plate Pedestrian Bridge | WalkBike |  | avoided | CO2 Avoided (metric tons) | [6 empty] | 13.9565 | 13.9565 | 13.9565 | 13.9565 | 13.9565 | 13.9565 | 13.9565 | 13.9565 | 13.9565 | 13.9565 | 13.9565 | 13.9565 | 13.9565 | 13.9565 | 13.9565 | 13.9565 | 13.9565 | 13.9565 | 13.9565 | 13.9565 | 13.9565 | 13.9565 | 13.9565 | 13.9565 | 13.9565
Nickel Plate Pedestrian Bridge | WalkBike |  |  |  | https://www.intercitytransit.com/sites/default/files/2016-07/HybridFactSheet20120802.pdf 2020: Ann Avg; Cost for Hybrid Bus from Googled Fact Sheet/in line with other available info 2021: '25-'30; Cost for Hybrid Bus from Googled Fact Sheet/in line with other available info 2022: '25-'50
Nickel Plate Pedestrian Bridge | WalkBike | GHG | NET | GHG Emissions Avoided (metric tons) | 13.3469 | 67.8899 | 347.0204 | MT |  | -1.8928 | 13.9565 | 13.9565 | 13.9565 | 13.9565 | 13.9565 | 13.9565 | 13.9565 | 13.9565 | 13.9565 | 13.9565 | 13.9565 | 13.9565 | 13.9565 | 13.9565 | 13.9565 | 13.9565 | 13.9565 | 13.9565 | 13.9565 | 13.9565 | 13.9565 | 13.9565 | 13.9565 | 13.9565 | 13.9565
Grassy Creek Trail: Trail | WalkBike |  | 1 of 2 | Grassy Creek Trail: Trail | https://www.intercitytransit.com/sites/default/files/2016-07/HybridFactSheet20120802.pdf 2020: 20; Cost for Hybrid Bus from Googled Fact Sheet/in line with other available info 2021: est. SOV trips avoided due to trail access to transit, schools, maybe some commuters
Grassy Creek Trail: Trail | WalkBike |  |  | For Construction:
Grassy Creek Trail: Trail | WalkBike |  |  |  | https://www.intercitytransit.com/sites/default/files/2016-07/HybridFactSheet20120802.pdf 2020: 3.8; Cost for Hybrid Bus from Googled Fact Sheet/in line with other available info 2021: mi. proj length; Cost for Hybrid Bus from Googled Fact Sheet/in line with other available info 2023: 3; Cost for Hybrid Bus from Googled Fact Sheet/in line with other available info 2024: multiplier for mi daily drive
Grassy Creek Trail: Trail | WalkBike |  |  |  | https://www.intercitytransit.com/sites/default/files/2016-07/HybridFactSheet20120802.pdf 2020: 10; Cost for Hybrid Bus from Googled Fact Sheet/in line with other available info 2021: months Construc; Cost for Hybrid Bus from Googled Fact Sheet/in line with other available info 2023: 10; Cost for Hybrid Bus from Googled Fact Sheet/in line with other available info 2024: Vehicle Count
Grassy Creek Trail: Trail | WalkBike |  |  | Total VMT for construction equipment | Cost for Hybrid Bus from Googled Fact Sheet/in line with other available info 2026: 34200
Grassy Creek Trail: Trail | WalkBike |  |  | Gallons | Cost for Hybrid Bus from Googled Fact Sheet/in line with other available info 2026: 5700
Grassy Creek Trail: Trail | WalkBike |  | added | GHG Emissions (metric tons) | https://www.intercitytransit.com/sites/default/files/2016-07/HybridFactSheet20120802.pdf 2020: GWPs from ICPP 5th AR; Cost for Hybrid Bus from Googled Fact Sheet/in line with other available info 2026: 59.9376
Grassy Creek Trail: Trail | WalkBike
Grassy Creek Trail: Trail | WalkBike |  | avoided | CO2 Avoided (metric tons) | [7 empty] | 23.2609 | 23.2609 | 23.2609 | 23.2609 | 23.2609 | 23.2609 | 23.2609 | 23.2609 | 23.2609 | 23.2609 | 23.2609 | 23.2609 | 23.2609 | 23.2609 | 23.2609 | 23.2609 | 23.2609 | 23.2609 | 23.2609 | 23.2609 | 23.2609 | 23.2609 | 23.2609 | 23.2609
Grassy Creek Trail: Trail | WalkBike |  |  |  | https://www.intercitytransit.com/sites/default/files/2016-07/HybridFactSheet20120802.pdf 2020: Ann Avg; Cost for Hybrid Bus from Googled Fact Sheet/in line with other available info 2021: '25-'30; Cost for Hybrid Bus from Googled Fact Sheet/in line with other available info 2022: '25-'50
Grassy Creek Trail: Trail | WalkBike | GHG | NET | GHG Emissions Avoided (metric tons) | 19.9329 | 33.1059 | 498.3234 | MT |  |  | -59.9376 | 23.2609 | 23.2609 | 23.2609 | 23.2609 | 23.2609 | 23.2609 | 23.2609 | 23.2609 | 23.2609 | 23.2609 | 23.2609 | 23.2609 | 23.2609 | 23.2609 | 23.2609 | 23.2609 | 23.2609 | 23.2609 | 23.2609 | 23.2609 | 23.2609 | 23.2609 | 23.2609 | 23.2609
Grassy Creek Trail: Trees | Tree Planting |  | 2 of 2 | Grassy Creek Trail: Trees | https://www.intercitytransit.com/sites/default/files/2016-07/HybridFactSheet20120802.pdf 2020: 81; Cost for Hybrid Bus from Googled Fact Sheet/in line with other available info 2021: new info from Jan 17, 2024 notes regional park of 81 acres in size to be new wetland/forest
Grassy Creek Trail: Trees | Tree Planting |  |  | Forest | https://www.intercitytransit.com/sites/default/files/2016-07/HybridFactSheet20120802.pdf 2020: 80; Cost for Hybrid Bus from Googled Fact Sheet/in line with other available info 2021: acres
Grassy Creek Trail: Trees | Tree Planting |  |  |  | https://www.intercitytransit.com/sites/default/files/2016-07/HybridFactSheet20120802.pdf 2020: 1.2; Cost for Hybrid Bus from Googled Fact Sheet/in line with other available info 2021: MT/acre; Cost for Hybrid Bus from Googled Fact Sheet/in line with other available info 2022: from Conner Prairie reforestation docs; in-line with regional estimates
Grassy Creek Trail: Trees | Tree Planting
Grassy Creek Trail: Trees | Tree Planting |  |  |  | https://www.intercitytransit.com/sites/default/files/2016-07/HybridFactSheet20120802.pdf 2020: Ann Avg; Cost for Hybrid Bus from Googled Fact Sheet/in line with other available info 2021: '25-'30; Cost for Hybrid Bus from Googled Fact Sheet/in line with other available info 2022: '25-'50
Grassy Creek Trail: Trees | Tree Planting | GHG |  | GHG Emissions Avoided (metric tons) | 96 | 384 | 2304 |  |  |  |  | 96 | 96 | 96 | 96 | 96 | 96 | 96 | 96 | 96 | 96 | 96 | 96 | 96 | 96 | 96 | 96 | 96 | 96 | 96 | 96 | 96 | 96 | 96 | 96
Grassy Creek Trail: Trees | Tree Planting |  |  | Would also result in 1 acre of wetlands not accounted for here as GHG reductions may be de minimis
Grassy Creek Trail | Total for Mult. Meas. |  |  | Grassy Creek Trail | Cost for Hybrid Bus from Googled Fact Sheet/in line with other available info 2021: Total for the 2 separate measures analyzed above
Grassy Creek Trail | Total for Mult. Meas. |  |  | GHG Avoided - Total (metric tons) | https://www.intercitytransit.com/sites/default/files/2016-07/HybridFactSheet20120802.pdf 2020: Ann Avg; Cost for Hybrid Bus from Googled Fact Sheet/in line with other available info 2021: '25-'30; Cost for Hybrid Bus from Googled Fact Sheet/in line with other available info 2022: '25-'50
Grassy Creek Trail | Total for Mult. Meas. | GHG |  |  | 112.0929 | 417.1059 | 2802.3234 | MT |  |  | -59.9376 | 119.2609 | 119.2609 | 119.2609 | 119.2609 | 119.2609 | 119.2609 | 119.2609 | 119.2609 | 119.2609 | 119.2609 | 119.2609 | 119.2609 | 119.2609 | 119.2609 | 119.2609 | 119.2609 | 119.2609 | 119.2609 | 119.2609 | 119.2609 | 119.2609 | 119.2609 | 119.2609 | 119.2609
EXAMPLE: Hybrid Buses | Hybrid Buses-EXAMPLE |  |  | EXAMPLE: Hybrid Buses | https://www.intercitytransit.com/sites/default/files/2016-07/HybridFactSheet20120802.pdf 2020: 109.9656; Cost for Hybrid Bus from Googled Fact Sheet/in line with other available info 2021: est. SOV trips avoided due to added bus route, sidewalks, bike stalls, and line to airport which could avoid SOV. The Blue Line alignment is currently served by Route 8, the system’s second-busiest route service ~80,000 passengers monthly.
EXAMPLE: Hybrid Buses | Hybrid Buses-EXAMPLE |  |  | For Construction:
EXAMPLE: Hybrid Buses | Hybrid Buses-EXAMPLE |  |  | of bus stops/roads? | https://www.intercitytransit.com/sites/default/files/2016-07/HybridFactSheet20120802.pdf 2020: 5; Cost for Hybrid Bus from Googled Fact Sheet/in line with other available info 2021: mi. proj length; Cost for Hybrid Bus from Googled Fact Sheet/in line with other available info 2023: 3; Cost for Hybrid Bus from Googled Fact Sheet/in line with other available info 2024: multiplier for mi daily drive
EXAMPLE: Hybrid Buses | Hybrid Buses-EXAMPLE |  |  |  | https://www.intercitytransit.com/sites/default/files/2016-07/HybridFactSheet20120802.pdf 2020: 11; Cost for Hybrid Bus from Googled Fact Sheet/in line with other available info 2021: months Construc; Cost for Hybrid Bus from Googled Fact Sheet/in line with other available info 2023: 4; Cost for Hybrid Bus from Googled Fact Sheet/in line with other available info 2024: Vehicle Count
EXAMPLE: Hybrid Buses | Hybrid Buses-EXAMPLE |  |  | Total VMT for construction equipment | Cost for Hybrid Bus from Googled Fact Sheet/in line with other available info 2025: 19800
EXAMPLE: Hybrid Buses | Hybrid Buses-EXAMPLE |  |  | Gallons | Cost for Hybrid Bus from Googled Fact Sheet/in line with other available info 2025: 3300
EXAMPLE: Hybrid Buses | Hybrid Buses-EXAMPLE |  | added | GHG Emissions (metric tons) | https://www.intercitytransit.com/sites/default/files/2016-07/HybridFactSheet20120802.pdf 2020: GWPs from ICPP 5th AR; Cost for Hybrid Bus from Googled Fact Sheet/in line with other available info 2025: 34.7007; Cost for Hybrid Bus from Googled Fact Sheet/in line with other available info 2026: 34.7007
EXAMPLE: Hybrid Buses | Hybrid Buses-EXAMPLE
EXAMPLE: Hybrid Buses | Hybrid Buses-EXAMPLE |  |  | Cost for Buses | https://www.intercitytransit.com/sites/default/files/2016-07/HybridFactSheet20120802.pdf 2020: 30000; Cost for Hybrid Bus from Googled Fact Sheet/in line with other available info 2021: thousand $
EXAMPLE: Hybrid Buses | Hybrid Buses-EXAMPLE |  |  | Cost for Buses up to program limit | https://www.intercitytransit.com/sites/default/files/2016-07/HybridFactSheet20120802.pdf 2020: 18797.5155; Cost for Hybrid Bus from Googled Fact Sheet/in line with other available info 2021: thousand $
EXAMPLE: Hybrid Buses | Hybrid Buses-EXAMPLE |  |  | Cost per Hybrid Bus (purchase+fuel; excludes maint) | https://www.intercitytransit.com/sites/default/files/2016-07/HybridFactSheet20120802.pdf 2020: 854.7; Cost for Hybrid Bus from Googled Fact Sheet/in line with other available info 2021: thousand $
EXAMPLE: Hybrid Buses | Hybrid Buses-EXAMPLE
EXAMPLE: Hybrid Buses | Hybrid Buses-EXAMPLE |  | avoided | CO2 Avoided (metric tons) | [7 empty] | 125.7618 | 125.7618 | 125.7618 | 125.7618 | 125.7618 | 125.7618 | 125.7618 | 125.7618 | 125.7618 | 125.7618 | 125.7618 | 125.7618 | 125.7618 | 125.7618 | 125.7618 | 125.7618 | 125.7618 | 125.7618 | 125.7618 | 125.7618 | 125.7618 | 125.7618 | 125.7618 | 125.7618
EXAMPLE: Hybrid Buses | Hybrid Buses-EXAMPLE |  |  |  | https://www.intercitytransit.com/sites/default/files/2016-07/HybridFactSheet20120802.pdf 2020: 21.9931; Cost for Hybrid Bus from Googled Fact Sheet/in line with other available info 2021: Hybrid Diesel buses/routes to offset some SOV use
EXAMPLE: Hybrid Buses | Hybrid Buses-EXAMPLE |  | added | CO2 (metric tons) |  |  |  | 25% | EF improvement for Hybrid from NEBR >> https://nebr.us/news/hybrid-transit-bus-lower-co2/ |  |  | 28.3956 | 28.3956 | 28.3956 | 28.3956 | 28.3956 | 28.3956 | 28.3956 | 28.3956 | 28.3956 | 28.3956 | 28.3956 | 28.3956 | 28.3956 | 28.3956 | 28.3956 | 28.3956 | 28.3956 | 28.3956 | 28.3956 | 28.3956 | 28.3956 | 28.3956 | 28.3956 | 28.3956
EXAMPLE: Hybrid Buses | Hybrid Buses-EXAMPLE |  |  |  | https://www.intercitytransit.com/sites/default/files/2016-07/HybridFactSheet20120802.pdf 2020: Ann Avg; Cost for Hybrid Bus from Googled Fact Sheet/in line with other available info 2021: '25-'30; Cost for Hybrid Bus from Googled Fact Sheet/in line with other available info 2022: '25-'50
EXAMPLE: Hybrid Buses | Hybrid Buses-EXAMPLE | GHG | NET result | CO2 Avoided (metric tons) | 87.2072 | 320.0633 | 2267.3871 | MT |  | -34.7007 | -34.7007 | 97.3662 | 97.3662 | 97.3662 | 97.3662 | 97.3662 | 97.3662 | 97.3662 | 97.3662 | 97.3662 | 97.3662 | 97.3662 | 97.3662 | 97.3662 | 97.3662 | 97.3662 | 97.3662 | 97.3662 | 97.3662 | 97.3662 | 97.3662 | 97.3662 | 97.3662 | 97.3662 | 97.3662
EXAMPLE: mobility/bike share | Bike Share-EXAMPLE |  |  | EXAMPLE: mobility/bike share | https://www.intercitytransit.com/sites/default/files/2016-07/HybridFactSheet20120802.pdf 2020: 120; Cost for Hybrid Bus from Googled Fact Sheet/in line with other available info 2021: est. SOV trips avoided due to Bike Share program; see Grassy Creek Trail folder for info leveraged to inform this (240 bikes for $1.2mil cost). Here assumes half the bikes may be regularly used to offset SOV daily commute
EXAMPLE: mobility/bike share | Bike Share-EXAMPLE |  |  |  | https://www.intercitytransit.com/sites/default/files/2016-07/HybridFactSheet20120802.pdf 2020: Ann Avg; Cost for Hybrid Bus from Googled Fact Sheet/in line with other available info 2021: '25-'30; Cost for Hybrid Bus from Googled Fact Sheet/in line with other available info 2022: '25-'50
EXAMPLE: mobility/bike share | Bike Share-EXAMPLE | GHG | removed | CO2 Avoided (metric tons) | 119.9135 | 678.5743 | 2997.837 | MT |  |  | 139.5653 | 137.2376 | 135.2663 | 133.8323 | 132.6728 | 130.9472 | 129.2441 | 127.5631 | 125.904 | 124.2664 | 122.6502 | 121.055 | 119.4805 | 117.9265 | 116.3928 | 114.8789 | 113.3848 | 111.9101 | 110.4546 | 109.018 | 107.6001 | 106.2006 | 104.8193 | 103.456 | 102.1105
EXAMPLE: EV Chargers | EV-EXAMPLE |  |  | EXAMPLE: EV Chargers | Cost for Hybrid Bus from Googled Fact Sheet/in line with other available info 2021: Assumes more EV can now be on the road (instead of ICE) because public charger made available. Simplifying assumption of WORKPLACE charger where TWO EVs regularly use for ALL charging instead of TWO ICE so this may be MAX savings potential.
EXAMPLE: EV Chargers | EV-EXAMPLE |  |  | Cars Charged per charger year at Workplace | https://www.intercitytransit.com/sites/default/files/2016-07/HybridFactSheet20120802.pdf 2020: 2; Cost for Hybrid Bus from Googled Fact Sheet/in line with other available info 2021: count; Cost for Hybrid Bus from Googled Fact Sheet/in line with other available info 2022: general est.
EXAMPLE: EV Chargers | EV-EXAMPLE |  |  | Annual elec demand to charge an EV (assuming all charging at workplace) | https://www.intercitytransit.com/sites/default/files/2016-07/HybridFactSheet20120802.pdf 2020: 4.896; Cost for Hybrid Bus from Googled Fact Sheet/in line with other available info 2021: MWh; Cost for Hybrid Bus from Googled Fact Sheet/in line with other available info 2022: Over month, avg EV driver uses 408 kWh on charging https://www.energysage.com/electricity/house-watts/how-many-watts-does-an-electric-car-charger-use/
EXAMPLE: EV Chargers | EV-EXAMPLE |  |  | Annual Mi Traveled by ICE (avoided by now being EV) | https://www.intercitytransit.com/sites/default/files/2016-07/HybridFactSheet20120802.pdf 2020: 11105.5; Cost for Hybrid Bus from Googled Fact Sheet/in line with other available info 2021: mi; Cost for Hybrid Bus from Googled Fact Sheet/in line with other available info 2022: National Avg VMT for LDV from 2017-2020 (FHWA)
EXAMPLE: EV Chargers | EV-EXAMPLE
EXAMPLE: EV Chargers | EV-EXAMPLE |  | added | CO2 Emissions (metric tons) | EV charging: Grid CO2 rate | [5 empty] | 5.4153 | 4.3947 | 4.0098 | 3.4859 | 2.913 | 2.799 | 2.6239 | 2.5674 | 2.4241 | 2.3984 | 2.5264 | 2.5929 | 2.636 | 2.5597 | 2.5282 | 2.5614 | 2.5689 | 2.5479 | 2.5536 | 2.4296 | 2.3421 | 2.3539 | 2.3249 | 2.2942 | 2.1786
EXAMPLE: EV Chargers | EV-EXAMPLE |  | avoided | CO2 Avoided (metric tons) | ICE annual emissions assuming current MY replaced | [5 empty] | 7.3088 | 7.3088 | 7.3088 | 7.3088 | 7.3088 | 7.3088 | 7.3088 | 7.3088 | 7.3088 | 7.3088 | 7.3088 | 7.3088 | 7.3088 | 7.3088 | 7.3088 | 7.3088 | 7.3088 | 7.3088 | 7.3088 | 7.3088 | 7.3088 | 7.3088 | 7.3088 | 7.3088 | 7.3088
EXAMPLE: EV Chargers | EV-EXAMPLE |  |  |  | https://www.intercitytransit.com/sites/default/files/2016-07/HybridFactSheet20120802.pdf 2020: Ann Avg; Cost for Hybrid Bus from Googled Fact Sheet/in line with other available info 2021: '25-'30; Cost for Hybrid Bus from Googled Fact Sheet/in line with other available info 2022: '25-'50
EXAMPLE: EV Chargers | EV-EXAMPLE | GHG | NET result | CO2 Avoided (metric tons) | 4.5076 | 16.3256 | 112.6912 | MT |  |  | 1.8936 | 2.9141 | 3.299 | 3.823 | 4.3959 | 4.5098 | 4.6849 | 4.7415 | 4.8848 | 4.9104 | 4.7825 | 4.7159 | 4.6729 | 4.7491 | 4.7807 | 4.7475 | 4.7399 | 4.7609 | 4.7552 | 4.8793 | 4.9667 | 4.9549 | 4.9839 | 5.0146 | 5.1302
Note on F66: Assuming x count of commuters avoiding now switch to using available Hybrid Bus
Note on F76: Adds 7% tax rate for vehicle purchase in Indiana Plus 10yr life of fuel costs from https://www.transportation.gov/sites/dot.gov/files/images/Life%20Cycle%20Cost%20Overview%20for%20Different%20Transit%20Technologies.pdf Excludes maintenance costs

## Solar
Avoided Emissions from Solar Installations
Adding Zero-emitting generation and avoiding average grid emissions rate
IDs for program analysis
Project | Measure | Metric |  |  | 2020 | 2021 | 2022 | 2023 | 2024 | 2025 | 2026 | 2027 | 2028 | 2029 | 2030 | 2031 | 2032 | 2033 | 2034 | 2035 | 2036 | 2037 | 2038 | 2039 | 2040 | 2041 | 2042 | 2043 | 2044 | 2045 | 2046 | 2047 | 2048 | 2049 | 2050
|  |  |  | AVOIDED EMISSIONS EST. | 2020: Ann Avg; 2021: '25-'30; 2022: 25-'50
Indianapolis Arts Center - Solar | Solar |  | 2 of 2 | Indianapolis Arts Center - Solar
Indianapolis Arts Center - Solar | Solar |  |  | Solar Size | 2020: 0.16896; 2021: MW
Indianapolis Arts Center - Solar | Solar |  |  | Annual generation | 2020: 222.818; 2021: MWh; 2022: avg. annual
Indianapolis Arts Center - Solar | Solar |  |  |  | 2020: Ann Avg; 2021: '25-'30; 2022: '25-'50
Indianapolis Arts Center - Solar | Solar | GHG |  | GHG Avoided (metric tons) | 67.1377 | 484.3586 | 1678.4415 | MT |  |  | 129.693 | 105.2684 | 96.065 | 83.5182 | 69.8139 | 67.0832 | 62.8941 | 61.5328 | 58.1041 | 57.4902 | 60.5519 | 62.1394 | 63.176 | 61.3519 | 60.601 | 61.3946 | 61.5754 | 61.0742 | 61.2126 | 58.2526 | 56.1579 | 56.4471 | 55.7586 | 55.0242 | 52.2611
Rolls Royce Solar PV | Ind Solar |  |  | Rolls Royce Solar PV
Rolls Royce Solar PV | Ind Solar |  |  | Solar Size | 2020: 10.5; 2021: MW
Rolls Royce Solar PV | Ind Solar |  |  | Annual generation | 2020: 14487.5; 2021: MWh; 2022: avg. annual
Rolls Royce Solar PV | Ind Solar |  |  |  | 2020: Ann Avg; 2021: '25-'30; 2022: '25-'50
Rolls Royce Solar PV | Ind Solar | GHG |  | GHG Avoided (metric tons) | 3982.1891 | 9969.5644 | 87608.1601 | MT | [5 empty] | 5430.3063 | 4539.2581 | 4361.7121 | 4089.3383 | 4000.83 | 3777.8976 | 3737.9788 | 3937.049 | 4040.2706 | 4107.6656 | 3989.0687 | 3940.2457 | 3991.8403 | 4003.5987 | 3971.012 | 3980.0057 | 3787.5504 | 3651.3554 | 3670.1569 | 3625.3958 | 3577.64 | 3397.9841
City of Indianapolis Brownfield Julietta Landfill | Brownfield Solar |  |  | City of Indianapolis Brownfield Julietta Landfill
City of Indianapolis Brownfield Julietta Landfill | Brownfield Solar |  |  | Solar Size | 2020: 10; 2021: MW; 2022: project descrip 8-12 MW to provide power to 1,600-2,400 homes; max assumed here
City of Indianapolis Brownfield Julietta Landfill | Brownfield Solar |  |  | Average capacity factor | 2020: 25.92%
City of Indianapolis Brownfield Julietta Landfill | Brownfield Solar |  |  | Annual generation | 2020: 22704; 2021: MWh; 2022: project descrip 8-12 MW to provide power to 1,600-2,400 homes; max assumed here
City of Indianapolis Brownfield Julietta Landfill | Brownfield Solar |  |  | Avg. home consumption | 2020: 11.352; 2021: MWh/yr; 2022: Indiana est from https://www.energybot.com/blog/average-energy-consumption.html
City of Indianapolis Brownfield Julietta Landfill | Brownfield Solar |  |  |  | 2020: Ann Avg; 2021: '25-'30; 2022: '25-'50
City of Indianapolis Brownfield Julietta Landfill | Brownfield Solar | GHG |  | GHG Avoided (metric tons) | 6575.3937 | 36138.5827 | 157809.4491 | MT |  |  |  | 10726.3085 | 9788.5303 | 8510.0723 | 7113.6715 | 6835.4314 | 6408.5824 | 6269.8771 | 5920.5098 | 5857.9514 | 6169.9231 | 6331.6862 | 6437.3039 | 6251.4455 | 6174.9328 | 6255.7889 | 6274.2161 | 6223.1479 | 6237.2423 | 5935.6372 | 5722.2001 | 5751.6648 | 5681.5176 | 5606.6774 | 5325.1307
City of Indianapolis Solar Upgrades | Solar |  |  | City of Indianapolis Solar Upgrades | 2021: solar on 10 public buildings in the city
City of Indianapolis Solar Upgrades | Solar |  |  | Total Solar Size (estimated for LIDAC analysis) | 2020: 0.79791; 2021: MW
City of Indianapolis Solar Upgrades | Solar |  |  | Solar Production | 2020: 2845.433; 2021: MWh
City of Indianapolis Solar Upgrades | Solar |  |  |  | 2020: Ann Avg; 2021: '25-'30; 2022: '25-'50
City of Indianapolis Solar Upgrades | Solar | GHG |  | GHG Avoided (metric tons) | 857.3621 | 6185.3617 | 21434.0535 | MT |  |  | 1656.2075 | 1344.3002 | 1226.7709 | 1066.5451 | 891.5379 | 856.6668 | 803.1709 | 785.7873 | 742.002 | 734.1617 | 773.2603 | 793.5337 | 806.7705 | 783.4773 | 773.8882 | 784.0217 | 786.3311 | 779.9309 | 781.6973 | 743.8979 | 717.1484 | 720.8411 | 712.0498 | 702.6702 | 667.3847

## EE
Avoided Emissions from EE measures
Adding efficiency and avoiding average grid emissions rate and/or on-site gas use |  |  |  |  | Link | Source | [9 empty] | Link | Source | [9 empty] | Link | Source
[16 empty] | Table E1. Major fuels consumption by end use, 2018 (eia.gov) | for LEDS; CBECS Table E1 - Average Building Energy Consumption from Lighting, North East Central | [9 empty] | County Business Patterns: 2021 (census.gov) | for Energy Insights Program NG; US Census County Business Patterns: 2021, County File Dataset
[16 empty] | https://view.officeapps.live.com/op/view.aspx?src=https%3A%2F%2Fwww.eia.gov%2Fconsumption%2Fcommercial%2Fdata%2F2018%2Fce%2Fxls%2Fe1.xlsx&wdOrigin=BROWSELINK | for LEDS; DOE - LED Lighting Energy Savings | [9 empty] | Center for Equity and Energy Behavior ¦ Consortium for Energy Efficiency (cee1.org) | for Energy Insights Program NG; Center for Equity and Energy Behavior, conservative
[6 empty] | project assumps | [9 empty] | https://www.energy.gov/energysaver/update-or-replace-windows | for WINDOWS; DOE - windows = 25-30% of heating/cooling energy use
[5 empty] | https://www.regulations.doe.gov/certification-data/CCMS-4-Furnaces.html#q=Product_Group_s%3A%22Furnaces%22 | Avg. NG furnace AFUE in range of info from DOE | [9 empty] | https://www.energystar.gov/products/res_windows_doors_skylights | for WINDOWS; Energy Star - new windows lowers energy bills by 13%; using as proxy for energy savings
IDs for program analysis
Project | Measure | Metric |  |  | 2020 | 2021 | 2022 | 2023 | 2024 | 2025 | 2026 | 2027 | 2028 | 2029 | 2030 | 2031 | 2032 | 2033 | 2034 | 2035 | 2036 | 2037 | 2038 | 2039 | 2040 | 2041 | 2042 | 2043 | 2044 | 2045 | 2046 | 2047 | 2048 | 2049 | 2050
|  |  |  | Natural Gas EF | 2020: 0.05302; 2021: Emission Factors from EPA (CO2e/MMBtu; metric tons)
|  |  |  | MMBtu per 1 kWh | 2020: 0.003412; 2021: standard conversion
AVOIDED EMISSIONS EST. for Elec. HVAC Improvement
McCordsville Town Hall Energy Efficiency Updates | HVAC EE |  |  | McCordsville Town Hall Energy Efficiency Updates | 2021: Upgrade HVAC - data from them
McCordsville Town Hall Energy Efficiency Updates | HVAC EE |  |  | Proposed Annual HVAC Energy Consumption | 2020: 38295; 2021: kWh; 2022: <--- See info in folder
McCordsville Town Hall Energy Efficiency Updates | HVAC EE |  |  | Existing Annual HVAC Energy Consumption | 2020: 60510; 2021: kWh
McCordsville Town Hall Energy Efficiency Updates | HVAC EE |  |  | MMBtu saved (for LIDAC analysis) | 2020: 11.4715; 2021: MMBtu; 2022: Only for Natural Gas-fired generation (based on 2027 grid mix)
McCordsville Town Hall Energy Efficiency Updates | HVAC EE |  |  | Baseline
McCordsville Town Hall Energy Efficiency Updates | HVAC EE |  |  | Electricity Consumption (MWh) | 60.51 | 60.51 | 60.51 | 60.51 | 60.51 | 60.51 | 60.51 | 60.51 | 60.51 | 60.51 | 60.51 | 60.51 | 60.51 | 60.51 | 60.51 | 60.51 | 60.51 | 60.51 | 60.51 | 60.51 | 60.51 | 60.51 | 60.51 | 60.51 | 60.51 | 60.51 | 60.51 | 60.51 | 60.51 | 60.51 | 60.51
McCordsville Town Hall Energy Efficiency Updates | HVAC EE |  |  | GHG (metric tons) |  |  |  | 43.3849 | 41.5762 | 40.8102 | 35.2203 | 28.5874 | 26.0881 | 22.6808 | 18.9591 | 18.2176 | 17.08 | 16.7103 | 15.7792 | 15.6124 | 16.4439 | 16.875 | 17.1565 | 16.6612 | 16.4572 | 16.6727 | 16.7218 | 16.5857 | 16.6233 | 15.8195 | 15.2506 | 15.3292 | 15.1422 | 14.9427 | 14.1924
McCordsville Town Hall Energy Efficiency Updates | HVAC EE |  |  | After Project | 2026: reduced kWh
McCordsville Town Hall Energy Efficiency Updates | HVAC EE |  |  | Electricity Consumption (MWh) |  |  |  |  | 60.51 | 60.51 | 38.295 | 38.295 | 38.295 | 38.295 | 38.295 | 38.295 | 38.295 | 38.295 | 38.295 | 38.295 | 38.295 | 38.295 | 38.295 | 38.295 | 38.295 | 38.295 | 38.295 | 38.295 | 38.295 | 38.295 | 38.295 | 38.295 | 38.295 | 38.295 | 38.295
McCordsville Town Hall Energy Efficiency Updates | HVAC EE |  |  | GHG (metric tons) |  |  |  |  | 41.5762 | 40.8102 | 22.2899 | 18.0921 | 16.5104 | 14.354 | 11.9987 | 11.5294 | 10.8094 | 10.5754 | 9.9862 | 9.8806 | 10.4069 | 10.6797 | 10.8578 | 10.5444 | 10.4153 | 10.5517 | 10.5828 | 10.4966 | 10.5204 | 10.0117 | 9.6517 | 9.7014 | 9.5831 | 9.4568 | 8.9819
McCordsville Town Hall Energy Efficiency Updates | HVAC EE |  |  |  | 2020: Ann Avg; 2021: '25-'30; 2022: '25-'50
McCordsville Town Hall Energy Efficiency Updates | HVAC EE | GHG |  | GHG Avoided (metric tons) | 6.4362 | 48.2907 | 167.341 | MT |  | 0 | 12.9304 | 10.4953 | 9.5777 | 8.3268 | 6.9605 | 6.6882 | 6.2706 | 6.1348 | 5.793 | 5.7318 | 6.037 | 6.1953 | 6.2987 | 6.1168 | 6.0419 | 6.1211 | 6.1391 | 6.0891 | 6.1029 | 5.8078 | 5.599 | 5.6278 | 5.5591 | 5.4859 | 5.2104
AVOIDED EMISSIONS EST. for Gas HVAC EE Improvement
Indianapolis Arts Center - HVAC | HVAC EE |  | 1 of 2 | Indianapolis Arts Center - HVAC | 2021: HVAC Controls replacement and boiler replacement
Indianapolis Arts Center - HVAC | HVAC EE |  |  | Building's NG consumption | 2020: 1664.4814; 2021: MMbtu; 2022: <--- See "BaseBuildingConsump" sheet for assumptions
Indianapolis Arts Center - HVAC | HVAC EE |  |  | MMBtu saved (for LIDAC analysis) | 2020: 108.7896; 2021: MMBtu
Indianapolis Arts Center - HVAC | HVAC EE |  |  | Baseline
Indianapolis Arts Center - HVAC | HVAC EE |  |  | AFUE | 85 | 85 | 85 | 85 | 85 | 85 | 85 | 85 | 85 | 85 | 85 | 85 | 85 | 85 | 85 | 85 | 85 | 85 | 85 | 85 | 85 | 85 | 85 | 85 | 85 | 85 | 85 | 85 | 85 | 85 | 85
Indianapolis Arts Center - HVAC | HVAC EE |  |  | Delivered NG (MMbtu) | 1958.2134 | 1958.2134 | 1958.2134 | 1958.2134 | 1958.2134 | 1958.2134 | 1958.2134 | 1958.2134 | 1958.2134 | 1958.2134 | 1958.2134 | 1958.2134 | 1958.2134 | 1958.2134 | 1958.2134 | 1958.2134 | 1958.2134 | 1958.2134 | 1958.2134 | 1958.2134 | 1958.2134 | 1958.2134 | 1958.2134 | 1958.2134 | 1958.2134 | 1958.2134 | 1958.2134 | 1958.2134 | 1958.2134 | 1958.2134 | 1958.2134
Indianapolis Arts Center - HVAC | HVAC EE |  |  | GHG (metric tons) | 103.8245 | 103.8245 | 103.8245 | 103.8245 | 103.8245 | 103.8245 | 103.8245 | 103.8245 | 103.8245 | 103.8245 | 103.8245 | 103.8245 | 103.8245 | 103.8245 | 103.8245 | 103.8245 | 103.8245 | 103.8245 | 103.8245 | 103.8245 | 103.8245 | 103.8245 | 103.8245 | 103.8245 | 103.8245 | 103.8245 | 103.8245 | 103.8245 | 103.8245 | 103.8245 | 103.8245
Indianapolis Arts Center - HVAC | HVAC EE |  |  | After Project
Indianapolis Arts Center - HVAC | HVAC EE |  |  | AFUE | 85 | 85 | 85 | 85 | 85 | 85 | 90 | 90 | 90 | 90 | 90 | 90 | 90 | 90 | 90 | 90 | 90 | 90 | 90 | 90 | 90 | 90 | 90 | 90 | 90 | 90 | 90 | 90 | 90 | 90 | 90
Indianapolis Arts Center - HVAC | HVAC EE |  |  | Delivered NG (MMbtu) | 1958.2134 | 1958.2134 | 1958.2134 | 1958.2134 | 1958.2134 | 1958.2134 | 1849.4238 | 1849.4238 | 1849.4238 | 1849.4238 | 1849.4238 | 1849.4238 | 1849.4238 | 1849.4238 | 1849.4238 | 1849.4238 | 1849.4238 | 1849.4238 | 1849.4238 | 1849.4238 | 1849.4238 | 1849.4238 | 1849.4238 | 1849.4238 | 1849.4238 | 1849.4238 | 1849.4238 | 1849.4238 | 1849.4238 | 1849.4238 | 1849.4238
Indianapolis Arts Center - HVAC | HVAC EE |  |  | GHG (metric tons) | 103.8245 | 103.8245 | 103.8245 | 103.8245 | 103.8245 | 103.8245 | 98.0564 | 98.0564 | 98.0564 | 98.0564 | 98.0564 | 98.0564 | 98.0564 | 98.0564 | 98.0564 | 98.0564 | 98.0564 | 98.0564 | 98.0564 | 98.0564 | 98.0564 | 98.0564 | 98.0564 | 98.0564 | 98.0564 | 98.0564 | 98.0564 | 98.0564 | 98.0564 | 98.0564 | 98.0564
Indianapolis Arts Center - HVAC | HVAC EE |  |  |  | 2020: Ann Avg; 2021: '25-'30; 2022: '25-'50
Indianapolis Arts Center - HVAC | HVAC EE | GHG |  | GHG Avoided (metric tons) | 5.5462 | 28.8401 | 144.2007 | MT |  | 0 | 5.768 | 5.768 | 5.768 | 5.768 | 5.768 | 5.768 | 5.768 | 5.768 | 5.768 | 5.768 | 5.768 | 5.768 | 5.768 | 5.768 | 5.768 | 5.768 | 5.768 | 5.768 | 5.768 | 5.768 | 5.768 | 5.768 | 5.768 | 5.768 | 5.768
Crispus Attucks HS Upgrades: HVAC | HVAC EE |  | 1 of 3 | Crispus Attucks HS Upgrades: HVAC | 2021: HVAC controls/chiller and boiler replacement. See below for sep. analysis on LED lighting installation and Window replacement
Crispus Attucks HS Upgrades: HVAC | HVAC EE |  |  | Building's NG consumption | 2020: 1911.7982; 2021: MMbtu; 2022: <--- See "BaseBuildingConsump" sheet for assumptions
Crispus Attucks HS Upgrades: HVAC | HVAC EE |  |  | MMBtu saved (for LIDAC analysis) | 2020: 124.9541; 2021: MMBtu
Crispus Attucks HS Upgrades: HVAC | HVAC EE |  |  | Baseline
Crispus Attucks HS Upgrades: HVAC | HVAC EE |  |  | AFUE | 85 | 85 | 85 | 85 | 85 | 85 | 85 | 85 | 85 | 85 | 85 | 85 | 85 | 85 | 85 | 85 | 85 | 85 | 85 | 85 | 85 | 85 | 85 | 85 | 85 | 85 | 85 | 85 | 85 | 85 | 85
Crispus Attucks HS Upgrades: HVAC | HVAC EE |  |  | Delivered NG (MMbtu) | 2249.1744 | 2249.1744 | 2249.1744 | 2249.1744 | 2249.1744 | 2249.1744 | 2249.1744 | 2249.1744 | 2249.1744 | 2249.1744 | 2249.1744 | 2249.1744 | 2249.1744 | 2249.1744 | 2249.1744 | 2249.1744 | 2249.1744 | 2249.1744 | 2249.1744 | 2249.1744 | 2249.1744 | 2249.1744 | 2249.1744 | 2249.1744 | 2249.1744 | 2249.1744 | 2249.1744 | 2249.1744 | 2249.1744 | 2249.1744 | 2249.1744
Crispus Attucks HS Upgrades: HVAC | HVAC EE |  |  | GHG (metric tons) | 119.2512 | 119.2512 | 119.2512 | 119.2512 | 119.2512 | 119.2512 | 119.2512 | 119.2512 | 119.2512 | 119.2512 | 119.2512 | 119.2512 | 119.2512 | 119.2512 | 119.2512 | 119.2512 | 119.2512 | 119.2512 | 119.2512 | 119.2512 | 119.2512 | 119.2512 | 119.2512 | 119.2512 | 119.2512 | 119.2512 | 119.2512 | 119.2512 | 119.2512 | 119.2512 | 119.2512
Crispus Attucks HS Upgrades: HVAC | HVAC EE |  |  | After Project
Crispus Attucks HS Upgrades: HVAC | HVAC EE |  |  | AFUE | 85 | 85 | 85 | 85 | 85 | 85 | 90 | 90 | 90 | 90 | 90 | 90 | 90 | 90 | 90 | 90 | 90 | 90 | 90 | 90 | 90 | 90 | 90 | 90 | 90 | 90 | 90 | 90 | 90 | 90 | 90
Crispus Attucks HS Upgrades: HVAC | HVAC EE |  |  | Delivered NG (MMbtu) | 2249.1744 | 2249.1744 | 2249.1744 | 2249.1744 | 2249.1744 | 2249.1744 | 2124.2202 | 2124.2202 | 2124.2202 | 2124.2202 | 2124.2202 | 2124.2202 | 2124.2202 | 2124.2202 | 2124.2202 | 2124.2202 | 2124.2202 | 2124.2202 | 2124.2202 | 2124.2202 | 2124.2202 | 2124.2202 | 2124.2202 | 2124.2202 | 2124.2202 | 2124.2202 | 2124.2202 | 2124.2202 | 2124.2202 | 2124.2202 | 2124.2202
Crispus Attucks HS Upgrades: HVAC | HVAC EE |  |  | GHG (metric tons) | 119.2512 | 119.2512 | 119.2512 | 119.2512 | 119.2512 | 119.2512 | 112.6262 | 112.6262 | 112.6262 | 112.6262 | 112.6262 | 112.6262 | 112.6262 | 112.6262 | 112.6262 | 112.6262 | 112.6262 | 112.6262 | 112.6262 | 112.6262 | 112.6262 | 112.6262 | 112.6262 | 112.6262 | 112.6262 | 112.6262 | 112.6262 | 112.6262 | 112.6262 | 112.6262 | 112.6262
Crispus Attucks HS Upgrades: HVAC | HVAC EE |  |  |  | 2020: Ann Avg; 2021: '25-'30; 2022: '25-'50
Crispus Attucks HS Upgrades: HVAC | HVAC EE | GHG |  | GHG Avoided (metric tons) | 6.3703 | 33.1253 | 165.6267 | MT |  | 0 | 6.6251 | 6.6251 | 6.6251 | 6.6251 | 6.6251 | 6.6251 | 6.6251 | 6.6251 | 6.6251 | 6.6251 | 6.6251 | 6.6251 | 6.6251 | 6.6251 | 6.6251 | 6.6251 | 6.6251 | 6.6251 | 6.6251 | 6.6251 | 6.6251 | 6.6251 | 6.6251 | 6.6251 | 6.6251
AVOIDED EMISSIONS EST. for Window Replacement
Crispus Attucks HS Upgrades: Windows | Windows EE |  | 2 of 3 | Crispus Attucks HS Upgrades: Windows | 2021: Window replacement. See above for sep. analysis on HVAC and below for sep. analysis on LED lighting installation. NOTE NEW WINDOWS ASSUMES HVAC IS AREADY REPLACED TO AVOID DOUBLE COUNTING
Crispus Attucks HS Upgrades: Windows | Windows EE |  |  | Building's Window energy consumption | 2020: 25%; 2021: DOE
Crispus Attucks HS Upgrades: Windows | Windows EE |  |  | Improvement with new windows | 2020: 13%; 2021: Energy Star
Crispus Attucks HS Upgrades: Windows | Windows EE |  |  | Baseline - new HVAC, no new windows
Crispus Attucks HS Upgrades: Windows | Windows EE |  |  | Delivered NG (MMbtu) | [5 empty] | 562.2936 | 531.0551 | 531.0551 | 531.0551 | 531.0551 | 531.0551 | 531.0551 | 531.0551 | 531.0551 | 531.0551 | 531.0551 | 531.0551 | 531.0551 | 531.0551 | 531.0551 | 531.0551 | 531.0551 | 531.0551 | 531.0551 | 531.0551 | 531.0551 | 531.0551 | 531.0551 | 531.0551 | 531.0551 | 531.0551
Crispus Attucks HS Upgrades: Windows | Windows EE |  |  | GHG (metric tons) | [5 empty] | 29.8128 | 28.1565 | 28.1565 | 28.1565 | 28.1565 | 28.1565 | 28.1565 | 28.1565 | 28.1565 | 28.1565 | 28.1565 | 28.1565 | 28.1565 | 28.1565 | 28.1565 | 28.1565 | 28.1565 | 28.1565 | 28.1565 | 28.1565 | 28.1565 | 28.1565 | 28.1565 | 28.1565 | 28.1565 | 28.1565
Crispus Attucks HS Upgrades: Windows | Windows EE |  |  | After Project - new HVAC, with new windows | 2026: New Windows this yr
Crispus Attucks HS Upgrades: Windows | Windows EE |  |  | Delivered NG (MMbtu) | [5 empty] | 562.2936 | 462.0179 | 462.0179 | 462.0179 | 462.0179 | 462.0179 | 462.0179 | 462.0179 | 462.0179 | 462.0179 | 462.0179 | 462.0179 | 462.0179 | 462.0179 | 462.0179 | 462.0179 | 462.0179 | 462.0179 | 462.0179 | 462.0179 | 462.0179 | 462.0179 | 462.0179 | 462.0179 | 462.0179 | 462.0179
Crispus Attucks HS Upgrades: Windows | Windows EE |  |  | GHG (metric tons) | [5 empty] | 29.8128 | 24.4962 | 24.4962 | 24.4962 | 24.4962 | 24.4962 | 24.4962 | 24.4962 | 24.4962 | 24.4962 | 24.4962 | 24.4962 | 24.4962 | 24.4962 | 24.4962 | 24.4962 | 24.4962 | 24.4962 | 24.4962 | 24.4962 | 24.4962 | 24.4962 | 24.4962 | 24.4962 | 24.4962 | 24.4962
Crispus Attucks HS Upgrades: Windows | Windows EE |  |  |  | 2020: Ann Avg; 2021: '25-'30; 2022: '25-'50
Crispus Attucks HS Upgrades: Windows | Windows EE | GHG |  | GHG Avoided (metric tons) | 3.5196 | 18.3018 | 91.5088 | MT |  | 0 | 3.6604 | 3.6604 | 3.6604 | 3.6604 | 3.6604 | 3.6604 | 3.6604 | 3.6604 | 3.6604 | 3.6604 | 3.6604 | 3.6604 | 3.6604 | 3.6604 | 3.6604 | 3.6604 | 3.6604 | 3.6604 | 3.6604 | 3.6604 | 3.6604 | 3.6604 | 3.6604 | 3.6604 | 3.6604
AVOIDED EMISSIONS EST. for LED Light EE Improvement
Crispus Attucks HS Upgrades: LED | LED EE |  | 3 of 3 | Crispus Attucks HS Upgrades: LED | 2021: LED lighting installation. See above for sep analyisis on HVAC controls/chiller and boiler replacement and below for Window replacement
Crispus Attucks HS Upgrades: LED | LED EE |  |  | Building's Total Energy consumption | 2020: 3746.9955; 2021: MMbtu; 2022: <--- See "BaseBuildingConsump" sheet for assumptions
Crispus Attucks HS Upgrades: LED | LED EE |  |  | Building's Lighting Energy consumption (9% of total) | 2020: 337.2296; 2021: MMbtu
Crispus Attucks HS Upgrades: LED | LED EE |  |  | Baseline
Crispus Attucks HS Upgrades: LED | LED EE |  |  | Lighting Electricity Consumption (MMbtu) | 337.2296 | 337.2296 | 337.2296 | 337.2296 | 337.2296 | 337.2296 | 337.2296 | 337.2296 | 337.2296 | 337.2296 | 337.2296 | 337.2296 | 337.2296 | 337.2296 | 337.2296 | 337.2296 | 337.2296 | 337.2296 | 337.2296 | 337.2296 | 337.2296 | 337.2296 | 337.2296 | 337.2296 | 337.2296 | 337.2296 | 337.2296 | 337.2296 | 337.2296 | 337.2296 | 337.2296
Crispus Attucks HS Upgrades: LED | LED EE |  |  | Lighting Electricity Consumption (MWh) | 98.8363 | 98.8363 | 98.8363 | 98.8363 | 98.8363 | 98.8363 | 98.8363 | 98.8363 | 98.8363 | 98.8363 | 98.8363 | 98.8363 | 98.8363 | 98.8363 | 98.8363 | 98.8363 | 98.8363 | 98.8363 | 98.8363 | 98.8363 | 98.8363 | 98.8363 | 98.8363 | 98.8363 | 98.8363 | 98.8363 | 98.8363 | 98.8363 | 98.8363 | 98.8363 | 98.8363
Crispus Attucks HS Upgrades: LED | LED EE |  |  | GHG (metric tons) |  |  |  | 70.8644 | 67.91 | 66.6589 | 57.5285 | 46.6944 | 42.612 | 37.0465 | 30.9676 | 29.7564 | 27.8982 | 27.2944 | 25.7735 | 25.5012 | 26.8593 | 27.5635 | 28.0232 | 27.2141 | 26.8811 | 27.2331 | 27.3133 | 27.091 | 27.1523 | 25.8394 | 24.9102 | 25.0385 | 24.7331 | 24.4073 | 23.1817
Crispus Attucks HS Upgrades: LED | LED EE |  |  | After Project
Crispus Attucks HS Upgrades: LED | LED EE |  |  | Energy Savings with LED Lighting |  |  |  |  | 100% | 100% | 40% | 40% | 40% | 40% | 40% | 40% | 40% | 40% | 40% | 40% | 40% | 40% | 40% | 40% | 40% | 40% | 40% | 40% | 40% | 40% | 40% | 40% | 40% | 40% | 40%
Crispus Attucks HS Upgrades: LED | LED EE |  |  | Electric Demand for Lighting (MWh) |  |  |  |  | 98.8363 | 98.8363 | 39.5345 | 39.5345 | 39.5345 | 39.5345 | 39.5345 | 39.5345 | 39.5345 | 39.5345 | 39.5345 | 39.5345 | 39.5345 | 39.5345 | 39.5345 | 39.5345 | 39.5345 | 39.5345 | 39.5345 | 39.5345 | 39.5345 | 39.5345 | 39.5345 | 39.5345 | 39.5345 | 39.5345 | 39.5345
Crispus Attucks HS Upgrades: LED | LED EE |  |  | GHG (metric tons) |  |  |  |  | 67.91 | 66.6589 | 23.0114 | 18.6777 | 17.0448 | 14.8186 | 12.3871 | 11.9026 | 11.1593 | 10.9178 | 10.3094 | 10.2005 | 10.7437 | 11.0254 | 11.2093 | 10.8857 | 10.7524 | 10.8932 | 10.9253 | 10.8364 | 10.8609 | 10.3357 | 9.9641 | 10.0154 | 9.8932 | 9.7629 | 9.2727
Crispus Attucks HS Upgrades: LED | LED EE |  |  |  | 2020: Ann Avg; 2021: '25-'30; 2022: '25-'50
Crispus Attucks HS Upgrades: LED | LED EE | GHG |  | GHG Avoided (metric tons) | 17.1811 | 128.9094 | 446.7081 | MT |  | 0 | 34.5171 | 28.0166 | 25.5672 | 22.2279 | 18.5806 | 17.8538 | 16.7389 | 16.3766 | 15.4641 | 15.3007 | 16.1156 | 16.5381 | 16.8139 | 16.3285 | 16.1286 | 16.3398 | 16.388 | 16.2546 | 16.2914 | 15.5036 | 14.9461 | 15.0231 | 14.8399 | 14.6444 | 13.909
BUILDING avoided emissions in total for above measures
Crispus Attucks High School Energy Efficiency Renovations | Total for Mult. Meas. |  |  | Crispus Attucks High School Energy Efficiency Renovations | 2021: Total for the 3 separate measures analyzed above
Crispus Attucks High School Energy Efficiency Renovations | Total for Mult. Meas. |  |  | GHG Avoided - Total (metric tons) | 2020: Ann Avg; 2021: '25-'30; 2022: '25-'50
Crispus Attucks High School Energy Efficiency Renovations | Total for Mult. Meas. | GHG |  |  | 27.0709 | 180.3365 | 703.8436 | MT |  | 0 | 44.8025 | 38.302 | 35.8526 | 32.5133 | 28.866 | 28.1393 | 27.0243 | 26.662 | 25.7495 | 25.5861 | 26.401 | 26.8235 | 27.0994 | 26.6139 | 26.4141 | 26.6253 | 26.6734 | 26.54 | 26.5768 | 25.789 | 25.2315 | 25.3085 | 25.1253 | 24.9298 | 24.1944
Indianapolis Arts Center Upgrades | Total for Mult. Meas. |  |  | Indianapolis Arts Center Upgrades | 2021: Total for the 2 separate measures analyzed above is EE; solar on diff sheet
Indianapolis Arts Center Upgrades | Total for Mult. Meas. |  |  | GHG Avoided - Total (metric tons) | 2020: Ann Avg; 2021: '25-'30; 2022: '25-'50
Indianapolis Arts Center Upgrades | Total for Mult. Meas. | GHG |  |  | 70.1016 | 513.1987 | 1822.6422 | MT |  | 0 | 135.4611 | 111.0365 | 101.8331 | 89.2862 | 75.5819 | 72.8512 | 68.6621 | 67.3009 | 63.8722 | 63.2582 | 66.3199 | 67.9075 | 68.944 | 67.12 | 66.3691 | 67.1626 | 67.3434 | 66.8423 | 66.9806 | 64.0206 | 61.9259 | 62.2151 | 61.5267 | 60.7922 | 58.0291
Industrial EE
Rolls Royce HVAC Optimization & Submetering | Ind EE |  |  | Rolls Royce HVAC Optimization & Submetering
Rolls Royce HVAC Optimization & Submetering | Ind EE |  |  | SAVED electricity use | 2020: 899.876; 2021: MWh; 2022: avg. annual
Rolls Royce HVAC Optimization & Submetering | Ind EE |  |  | SAVED gas use | 2020: 6977; 2021: MMbtu; 2022: avg. annual
Rolls Royce HVAC Optimization & Submetering | Ind EE |  |  | Total MMBtu saved (for LIDAC analysis) | 2020: 6977.4647; 2021: MMBtu; 2022: Only for Natural Gas-fired generation (based on 2027 grid mix)
Rolls Royce HVAC Optimization & Submetering | Ind EE
Rolls Royce HVAC Optimization & Submetering | Ind EE |  |  | GHG (metric tons) saved from avoided electricity | [6 empty] | 523.7802 | 425.1386 | 387.9697 | 337.2978 | 281.9513 | 270.9232 | 254.005 | 248.5074 | 234.6602 | 232.1807 | 244.5457 | 250.9572 | 255.1434 | 247.7769 | 244.7443 | 247.949 | 248.6794 | 246.6553 | 247.2139 | 235.2598 | 226.8001 | 227.968 | 225.1877 | 222.2214 | 211.0622
Rolls Royce HVAC Optimization & Submetering | Ind EE |  |  | GHG (metric tons) saved from avoided gas | [6 empty] | 369.9205 | 369.9205 | 369.9205 | 369.9205 | 369.9205 | 369.9205 | 369.9205 | 369.9205 | 369.9205 | 369.9205 | 369.9205 | 369.9205 | 369.9205 | 369.9205 | 369.9205 | 369.9205 | 369.9205 | 369.9205 | 369.9205 | 369.9205 | 369.9205 | 369.9205 | 369.9205 | 369.9205 | 369.9205
Rolls Royce HVAC Optimization & Submetering | Ind EE |  |  |  | 2020: Ann Avg; 2021: '25-'30; 2022: '25-'50
Rolls Royce HVAC Optimization & Submetering | Ind EE | GHG |  | GHG Avoided (metric tons) | 641.0637 | 3805.7403 | 16026.5918 | MT |  |  | 893.7007 | 795.0592 | 757.8902 | 707.2184 | 651.8718 | 640.8438 | 623.9255 | 618.4279 | 604.5807 | 602.1012 | 614.4662 | 620.8777 | 625.0639 | 617.6974 | 614.6648 | 617.8695 | 618.5999 | 616.5758 | 617.1345 | 605.1803 | 596.7207 | 597.8885 | 595.1082 | 592.1419 | 580.9828
AVOIDED EMISSIONS EST. for Energy Audits
Energy Insights Program: Electricity | EIP Elec EE |  | 1 of 2 | Energy Insights Program: Electricity | 2021: Program expansion offers energy audits and planning efforts to install energy efficienct measures in 100 new industrial facilities
Energy Insights Program: Electricity | EIP Elec EE |  |  | Average Electricity Usage per Participant | 2020: 2400; 2021: MWh; 2022: <--- CIRDA Estimated Value
Energy Insights Program: Electricity | EIP Elec EE |  |  | Average Electricity Savings with Program Participation | 2020: 10%; 2022: <--- CIRDA Estimated Value
Energy Insights Program: Electricity | EIP Elec EE |  |  | Total New Participants | 2020: 100; 2021: facilities; 2022: <--- CIRDA Value
Energy Insights Program: Electricity | EIP Elec EE |  |  | Baseline
Energy Insights Program: Electricity | EIP Elec EE |  |  | Program-Wide Electricity Consumption (MWh) | 240000 | 240000 | 240000 | 240000 | 240000 | 240000 | 240000 | 240000 | 240000 | 240000 | 240000 | 240000 | 240000 | 240000 | 240000 | 240000 | 240000 | 240000 | 240000 | 240000 | 240000 | 240000 | 240000 | 240000 | 240000 | 240000 | 240000 | 240000 | 240000 | 240000 | 240000
Energy Insights Program: Electricity | EIP Elec EE |  |  | GHG (metric tons) |  |  | 174675.7937 | 172076.9716 | 164903.0098 | 161865.0232 | 139693.9617 | 113385.9255 | 103472.8359 | 89958.4815 | 75197.3734 | 72256.1454 | 67743.9997 | 66277.7703 | 62584.6706 | 61923.3766 | 65221.1747 | 66931.1434 | 68047.6104 | 66082.9335 | 65274.1309 | 66128.8465 | 66323.6371 | 65783.805 | 65932.7944 | 62744.5791 | 60488.3728 | 60799.8389 | 60058.3251 | 59267.2029 | 56291.0218
Energy Insights Program: Electricity | EIP Elec EE |  |  | After Project | 2025: Program expanded this year; 2035: Assume 10 year lifetime of EE upgrade
Energy Insights Program: Electricity | EIP Elec EE |  |  | Electricity Demand (percentage) | 100% | 100% | 100% | 100% | 100% | 100% | 90% | 90% | 90% | 90% | 90% | 90% | 90% | 90% | 90% | 90% | 100% | 100% | 100% | 100% | 100% | 100% | 100% | 100% | 100% | 100% | 100% | 100% | 100% | 100% | 100%
Energy Insights Program: Electricity | EIP Elec EE |  |  | Program-Wide Electric Demand (MWh) | 240000 | 240000 | 240000 | 240000 | 240000 | 240000 | 216000 | 216000 | 216000 | 216000 | 216000 | 216000 | 216000 | 216000 | 216000 | 216000 | 240000 | 240000 | 240000 | 240000 | 240000 | 240000 | 240000 | 240000 | 240000 | 240000 | 240000 | 240000 | 240000 | 240000 | 240000
Energy Insights Program: Electricity | EIP Elec EE |  |  | Program-Wide Electric Savings (MWh) | 0 | 0 | 0 | 0 | 0 | 0 | 24000 | 24000 | 24000 | 24000 | 24000 | 24000 | 24000 | 24000 | 24000 | 24000 | 0 | 0 | 0 | 0 | 0 | 0 | 0 | 0 | 0 | 0 | 0 | 0 | 0 | 0 | 0
Energy Insights Program: Electricity | EIP Elec EE |  |  | GHG (metric tons) |  |  | 174675.7937 | 172076.9716 | 164903.0098 | 161865.0232 | 125724.5655 | 102047.3329 | 93125.5523 | 80962.6333 | 67677.6361 | 65030.5308 | 60969.5997 | 59649.9933 | 56326.2035 | 55731.0389 | 65221.1747 | 66931.1434 | 68047.6104 | 66082.9335 | 65274.1309 | 66128.8465 | 66323.6371 | 65783.805 | 65932.7944 | 62744.5791 | 60488.3728 | 60799.8389 | 60058.3251 | 59267.2029 | 56291.0218
Energy Insights Program: Electricity | EIP Elec EE |  |  |  | 2020: Ann Avg; 2021: '25-'30; 2022: '25-'50
Energy Insights Program: Electricity | EIP Elec EE | GHG |  | GHG Avoided (metric tons) | 3278.8252 | 52170.8578 | 85249.454 | MT |  | 0 | 13969.3962 | 11338.5925 | 10347.2836 | 8995.8481 | 7519.7373 | 7225.6145 | 6774.4 | 6627.777 | 6258.4671 | 6192.3377 | 0 | 0 | 0 | 0 | 0 | 0 | 0 | 0 | 0 | 0 | 0 | 0 | 0 | 0 | 0
Energy Insights Program: NG | EIP NG EE |  | 2 of 2 | Energy Insights Program: NG | 2021: Program expansion offers energy audits and planning efforts to install energy efficienct measures in 100 new industrial facilities
Energy Insights Program: NG | EIP NG EE |  |  | Total Industrial NG Consumption in CIRDA Region | 2020: 35855303; 2021: MMBtu; 2022: <--- CIRDA 2022 GHG Inventory (excludes waste facilities)
Energy Insights Program: NG | EIP NG EE |  |  | Industrial Manufacturing Facilities in CIRDA Region | 2020: 1606; 2021: facilities
Energy Insights Program: NG | EIP NG EE |  |  | Average NG Consumption per Facility | 2020: 22325.8425; 2021: MMBtu
Energy Insights Program: NG | EIP NG EE |  |  | Total New Participants | 2020: 100; 2021: facilities; 2022: <--- CIRDA Value
Energy Insights Program: NG | EIP NG EE |  |  | Baseline
Energy Insights Program: NG | EIP NG EE |  |  | Program-Wide Delivered NG (MMBtu) | 2232584.2466 | 2232584.2466 | 2232584.2466 | 2232584.2466 | 2232584.2466 | 2232584.2466 | 2232584.2466 | 2232584.2466 | 2232584.2466 | 2232584.2466 | 2232584.2466 | 2232584.2466 | 2232584.2466 | 2232584.2466 | 2232584.2466 | 2232584.2466 | 2232584.2466 | 2232584.2466 | 2232584.2466 | 2232584.2466 | 2232584.2466 | 2232584.2466 | 2232584.2466 | 2232584.2466 | 2232584.2466 | 2232584.2466 | 2232584.2466 | 2232584.2466 | 2232584.2466 | 2232584.2466 | 2232584.2466
Energy Insights Program: NG | EIP NG EE |  |  | Total-GHG (metric tons) | 118371.6168 | 118371.6168 | 118371.6168 | 118371.6168 | 118371.6168 | 118371.6168 | 118371.6168 | 118371.6168 | 118371.6168 | 118371.6168 | 118371.6168 | 118371.6168 | 118371.6168 | 118371.6168 | 118371.6168 | 118371.6168 | 118371.6168 | 118371.6168 | 118371.6168 | 118371.6168 | 118371.6168 | 118371.6168 | 118371.6168 | 118371.6168 | 118371.6168 | 118371.6168 | 118371.6168 | 118371.6168 | 118371.6168 | 118371.6168 | 118371.6168
Energy Insights Program: NG | EIP NG EE |  |  | Those That May Undertake Behavioral Change-GHG (metric tons) |  | 118371.6168 | 118371.6168 | 118371.6168 | 118371.6168 | 118371.6168 | 118371.6168 | 118371.6168 | 118371.6168 | 118371.6168 | 118371.6168 | 118371.6168 | 118371.6168 | 118371.6168 | 118371.6168 | 118371.6168 | 118371.6168 | 118371.6168 | 118371.6168 | 118371.6168 | 118371.6168 | 118371.6168 | 118371.6168 | 118371.6168 | 118371.6168 | 118371.6168 | 118371.6168 | 118371.6168 | 118371.6168 | 118371.6168 | 118371.6168
Energy Insights Program: NG | EIP NG EE |  |  | After Project | 2025: Program expanded this year; 2036: Assume 10 year lifetime of Gas Efficiency Upgrade
Energy Insights Program: NG | EIP NG EE |  |  | NG Consumption Reduced with Behavioral Program | 100% | <-- participants that make change |  |  |  | 0% | 0% | 4% | 4% | 4% | 4% | 4% | 4% | 4% | 4% | 4% | 4% | 0% | 0% | 0% | 0% | 0% | 0% | 0% | 0% | 0% | 0% | 0% | 0% | 0% | 0%
Energy Insights Program: NG | EIP NG EE |  |  | Program-Wide Delivered NG | [5 empty] | 2232584.2466 | 2232584.2466 | 2143280.8767 | 2143280.8767 | 2143280.8767 | 2143280.8767 | 2143280.8767 | 2143280.8767 | 2143280.8767 | 2143280.8767 | 2143280.8767 | 2143280.8767 | 2232584.2466 | 2232584.2466 | 2232584.2466 | 2232584.2466 | 2232584.2466 | 2232584.2466 | 2232584.2466 | 2232584.2466 | 2232584.2466 | 2232584.2466 | 2232584.2466 | 2232584.2466 | 2232584.2466 | 2232584.2466
Energy Insights Program: NG | EIP NG EE |  |  | Those That Undertook Behavioral Change-GHG (metric tons) | [5 empty] | 118371.6168 | 118371.6168 | 113636.7521 | 113636.7521 | 113636.7521 | 113636.7521 | 113636.7521 | 113636.7521 | 113636.7521 | 113636.7521 | 113636.7521 | 113636.7521 | 118371.6168 | 118371.6168 | 118371.6168 | 118371.6168 | 118371.6168 | 118371.6168 | 118371.6168 | 118371.6168 | 118371.6168 | 118371.6168 | 118371.6168 | 118371.6168 | 118371.6168 | 118371.6168
Energy Insights Program: NG | EIP NG EE
Energy Insights Program: NG | EIP NG EE |  |  |  | 2020: Ann Avg; 2021: '25-'30; 2022: '25-'50
Energy Insights Program: NG | EIP NG EE | GHG |  | GHG Avoided (metric tons) | 1821.1018 | 18939.4587 | 47348.6467 | MT |  | 0 | 0 | 4734.8647 | 4734.8647 | 4734.8647 | 4734.8647 | 4734.8647 | 4734.8647 | 4734.8647 | 4734.8647 | 4734.8647 | 4734.8647 | 0 | 0 | 0 | 0 | 0 | 0 | 0 | 0 | 0 | 0 | 0 | 0 | 0 | 0
Energy Insights Program | Total for Mult. Meas. |  |  | Energy Insights Program | 2021: Total for the 2 separate measures analyzed above
Energy Insights Program | Total for Mult. Meas. |  |  |  | 2020: Ann Avg; 2021: '25-'30; 2022: '25-'50
Energy Insights Program | Total for Mult. Meas. | GHG |  | GHG Avoided - Total (metric tons) | 5099.927 | 71110.3165 | 132598.1007 | MT |  | 0 | 13969.3962 | 16073.4572 | 15082.1483 | 13730.7128 | 12254.602 | 11960.4792 | 11509.2646 | 11362.6417 | 10993.3317 | 10927.2023 | 4734.8647 | 0 | 0 | 0 | 0 | 0 | 0 | 0 | 0 | 0 | 0 | 0 | 0 | 0 | 0
Note on L37: more efficient system installed in this year
Note on L51: more efficient system installed in this year
Note on M138: [Threaded comment] Your version of Excel allows you to read this threaded comment; however, any edits to it will get removed if the file is opened in a newer version of Excel. Learn more: https://go.microsoft.com/fwlink/?linkid=870924 Comment: CEE (4-12%) - Center for Equity and Energy Behavior ¦ Consortium for Energy Efficiency (cee1.org) ; IEA (1-15%) - The Potential of Behavioural Interventions for Optimising Energy Use at Home – Analysis - IEA

## WasteRNG
Avoided Emissions from RNG Production from Food and Ag Waste
Indianapolis Area Renewable Energy and Waste Reduction Operation |  |  |  |  | Link | Source | [8 empty] | Link | Source | [7 empty] | Link | Source
|  |  |  | 2 farm options averaged |  | ERM est. of IN state electricity grid mix based on AEO 2023 regional generation projections | [8 empty] | Alternative Fuels Data Center: Maps and Data - Average Fuel Economy by Major Vehicle Category (energy.gov) | Alternative Fuels Data Center - Avg Fuel Economy by Major Vehicle Category (Refuse Truck) | [7 empty] | Local Greenhouse Gas Inventory Tool ¦ US EPA | Fertilizer GHG Emissions Calculation
[6 empty] | fossil fuel generation Emission Factors from GREET | [8 empty] | Proposed standards for medium- and heavy-duty vehicles would reduce diesel consumption - U.S. Energy Information Administration (EIA) | Average on-reoad fuel economy - Class 4-6 Vehicles
[6 empty] | project assumps | [8 empty] | emission-factors_mar_2018_0.pdf (epa.gov) | EPA Default Emissions Factors
[15 empty] | https://www.epa.gov/system/files/documents/2023-12/warm_organic_materials_v16_dec.pdf | EPA WARM Model Emission Factors - Composting Food Waste
IDs for program analysis
Project | Measure | Metric |  |  | 2020 | 2021 | 2022 | 2023 | 2024 | 2025 | 2026 | 2027 | 2028 | 2029 | 2030 | 2031 | 2032 | 2033 | 2034 | 2035 | 2036 | 2037 | 2038 | 2039 | 2040 | 2041 | 2042 | 2043 | 2044 | 2045 | 2046 | 2047 | 2048 | 2049 | 2050
|  |  |  | Natural Gas EF | 2020: 0.05302; 2021: Emission Factors from EPA (CO2e/MMBtu; metric tons)
|  |  |  | MMBtu per 1 kWh | 2020: 0.003412; 2021: standard conversion
|  |  |  | Motor Gasoline EF - CO2 | 2020: 0.00878; 2021: Emissions Factors from EPA (ton CO2/gal)
|  |  |  | Gasoline Heavy Duty Truck EF - CH4 | 2020: 3.33e-08; 2021: Emissions Factors from EPA (ton CH4/mile)
|  |  |  | Gasoline Heavy Duty Truck EF - N2O | 2020: 1.34e-08; 2021: Emissions Factors from EPA (ton N2O/mile)
|  |  |  | Global Warming Potential - CH4 | 2020: 28; 2021: Required to use GWPS from ICPP 5th AR; these are also used on other sheets
|  |  |  | Global Warming Potential - N2O | 2020: 265; 2021: Required to use GWPS from ICPP 5th AR; these are also used on other sheets
AVOIDED EMISSIONS EST. for RNG Production
|  |  |  | Indy RE & Waste Reduction Operation | 2021: Anaerobic Digester RNG Production
|  |  |  | Digester RNG Production - Farm 1 | 2020: 137000; 2021: MMBtu; 2022: <-- IMS Estimated Value
|  |  |  | Digester RNG Production - Farm 2 | 2020: 45600; 2021: MMBtu; 2022: <-- IMS Estimated Value
Baseline - Farm 1
|  |  |  | Natural Gas Delivered (MMBtu) | 137000 | 137000 | 137000 | 137000 | 137000 | 137000 | 137000 | 137000 | 137000 | 137000 | 137000 | 137000 | 137000 | 137000 | 137000 | 137000 | 137000 | 137000 | 137000 | 137000 | 137000 | 137000 | 137000 | 137000 | 137000 | 137000 | 137000 | 137000 | 137000 | 137000 | 137000
|  |  |  | GHG (metric tons) | 7263.74 | 7263.74 | 7263.74 | 7263.74 | 7263.74 | 7263.74 | 7263.74 | 7263.74 | 7263.74 | 7263.74 | 7263.74 | 7263.74 | 7263.74 | 7263.74 | 7263.74 | 7263.74 | 7263.74 | 7263.74 | 7263.74 | 7263.74 | 7263.74 | 7263.74 | 7263.74 | 7263.74 | 7263.74 | 7263.74 | 7263.74 | 7263.74 | 7263.74 | 7263.74 | 7263.74
Baseline - Farm 2
|  |  |  | Natural Gas Delivered (MMBtu) | 45600 | 45600 | 45600 | 45600 | 45600 | 45600 | 45600 | 45600 | 45600 | 45600 | 45600 | 45600 | 45600 | 45600 | 45600 | 45600 | 45600 | 45600 | 45600 | 45600 | 45600 | 45600 | 45600 | 45600 | 45600 | 45600 | 45600 | 45600 | 45600 | 45600 | 45600
|  |  |  | GHG (metric tons) | 2417.712 | 2417.712 | 2417.712 | 2417.712 | 2417.712 | 2417.712 | 2417.712 | 2417.712 | 2417.712 | 2417.712 | 2417.712 | 2417.712 | 2417.712 | 2417.712 | 2417.712 | 2417.712 | 2417.712 | 2417.712 | 2417.712 | 2417.712 | 2417.712 | 2417.712 | 2417.712 | 2417.712 | 2417.712 | 2417.712 | 2417.712 | 2417.712 | 2417.712 | 2417.712 | 2417.712
After Project - Farm 1
|  |  |  | RNG Produced | 0 | 0 | 0 | 0 | 0 | 0 | 137000 | 137000 | 137000 | 137000 | 137000 | 137000 | 137000 | 137000 | 137000 | 137000 | 137000 | 137000 | 137000 | 137000 | 137000 | 137000 | 137000 | 137000 | 137000 | 137000 | 137000 | 137000 | 137000 | 137000 | 137000
|  |  |  | GHG (metric tons) | [6 empty] | 0 | 0 | 0 | 0 | 0 | 0 | 0 | 0 | 0 | 0 | 0 | 0 | 0 | 0 | 0 | 0 | 0 | 0 | 0 | 0 | 0 | 0 | 0 | 0 | 0
After Project - Farm 2
|  |  |  | RNG Produced | 0 | 0 | 0 | 0 | 0 | 0 | 45600 | 45600 | 45600 | 45600 | 45600 | 45600 | 45600 | 45600 | 45600 | 45600 | 45600 | 45600 | 45600 | 45600 | 45600 | 45600 | 45600 | 45600 | 45600 | 45600 | 45600 | 45600 | 45600 | 45600 | 45600
|  |  |  | GHG (metric tons) | [6 empty] | 0 | 0 | 0 | 0 | 0 | 0 | 0 | 0 | 0 | 0 | 0 | 0 | 0 | 0 | 0 | 0 | 0 | 0 | 0 | 0 | 0 | 0 | 0 | 0 | 0
[5 empty] | Ann Avg | '25-'30 | '25-'50
|  |  |  | GHG Avoided - Farm 1 (metric tons) | 7263.74 | 36318.7 | 181593.5 | MT |  |  | 7263.74 | 7263.74 | 7263.74 | 7263.74 | 7263.74 | 7263.74 | 7263.74 | 7263.74 | 7263.74 | 7263.74 | 7263.74 | 7263.74 | 7263.74 | 7263.74 | 7263.74 | 7263.74 | 7263.74 | 7263.74 | 7263.74 | 7263.74 | 7263.74 | 7263.74 | 7263.74 | 7263.74 | 7263.74
|  |  |  | GHG Avoided - Farm 2 (metric tons) | 2417.712 | 12088.56 | 60442.8 | MT |  |  | 2417.712 | 2417.712 | 2417.712 | 2417.712 | 2417.712 | 2417.712 | 2417.712 | 2417.712 | 2417.712 | 2417.712 | 2417.712 | 2417.712 | 2417.712 | 2417.712 | 2417.712 | 2417.712 | 2417.712 | 2417.712 | 2417.712 | 2417.712 | 2417.712 | 2417.712 | 2417.712 | 2417.712 | 2417.712
EMISSIONS EST. for Transportation
|  |  |  | Indy RE & Waste Reduction Operation | 2021: Waste Transportation
|  |  |  | Refuse Truck | 2020: 2.53; 2021: MPG (gasoline)
|  |  |  | Class 4-6 Vehicle | 2020: 8; 2021: MPG (gasoline)
|  |  |  | Distance from Indy, Round Trip - Farm 1 | 2020: 120; 2021: miles; 2022: <-- IMS Estimated Value
|  |  |  | Distance from Indy, Round Trip - Farm 2 | 2020: 130; 2021: miles; 2022: <-- IMS Estimated Value
|  |  |  | Distance from IMS, Round Trip - GreenCycle | 2020: 16.2; 2021: miles; 2022: <-- Google Maps value
|  |  |  | Trips per year (1 per week) | 2020: 52; 2021: trips
Baseline
|  |  |  | VMT | 842.4 | 842.4 | 842.4 | 842.4 | 842.4 | 842.4 | 842.4 | 842.4 | 842.4 | 842.4 | 842.4 | 842.4 | 842.4 | 842.4 | 842.4 | 842.4 | 842.4 | 842.4 | 842.4 | 842.4 | 842.4 | 842.4 | 842.4 | 842.4 | 842.4 | 842.4 | 842.4 | 842.4 | 842.4 | 842.4 | 842.4
|  |  |  | Gallons of Gasoline Consumed | 332.9644 | 332.9644 | 332.9644 | 332.9644 | 332.9644 | 332.9644 | 332.9644 | 332.9644 | 332.9644 | 332.9644 | 332.9644 | 332.9644 | 332.9644 | 332.9644 | 332.9644 | 332.9644 | 332.9644 | 332.9644 | 332.9644 | 332.9644 | 332.9644 | 332.9644 | 332.9644 | 332.9644 | 332.9644 | 332.9644 | 332.9644 | 332.9644 | 332.9644 | 332.9644 | 332.9644
|  |  |  | GHG (tons CO2) | 2.9234 | 2.9234 | 2.9234 | 2.9234 | 2.9234 | 2.9234 | 2.9234 | 2.9234 | 2.9234 | 2.9234 | 2.9234 | 2.9234 | 2.9234 | 2.9234 | 2.9234 | 2.9234 | 2.9234 | 2.9234 | 2.9234 | 2.9234 | 2.9234 | 2.9234 | 2.9234 | 2.9234 | 2.9234 | 2.9234 | 2.9234 | 2.9234 | 2.9234 | 2.9234 | 2.9234
|  |  |  | GHG (tons CH4) | 2.8052e-05 | 2.8052e-05 | 2.8052e-05 | 2.8052e-05 | 2.8052e-05 | 2.8052e-05 | 2.8052e-05 | 2.8052e-05 | 2.8052e-05 | 2.8052e-05 | 2.8052e-05 | 2.8052e-05 | 2.8052e-05 | 2.8052e-05 | 2.8052e-05 | 2.8052e-05 | 2.8052e-05 | 2.8052e-05 | 2.8052e-05 | 2.8052e-05 | 2.8052e-05 | 2.8052e-05 | 2.8052e-05 | 2.8052e-05 | 2.8052e-05 | 2.8052e-05 | 2.8052e-05 | 2.8052e-05 | 2.8052e-05 | 2.8052e-05 | 2.8052e-05
|  |  |  | GHG (tons N2O) | 1.1288e-05 | 1.1288e-05 | 1.1288e-05 | 1.1288e-05 | 1.1288e-05 | 1.1288e-05 | 1.1288e-05 | 1.1288e-05 | 1.1288e-05 | 1.1288e-05 | 1.1288e-05 | 1.1288e-05 | 1.1288e-05 | 1.1288e-05 | 1.1288e-05 | 1.1288e-05 | 1.1288e-05 | 1.1288e-05 | 1.1288e-05 | 1.1288e-05 | 1.1288e-05 | 1.1288e-05 | 1.1288e-05 | 1.1288e-05 | 1.1288e-05 | 1.1288e-05 | 1.1288e-05 | 1.1288e-05 | 1.1288e-05 | 1.1288e-05 | 1.1288e-05
|  |  |  | GHG (tons CO2e) | 2.9272 | 2.9272 | 2.9272 | 2.9272 | 2.9272 | 2.9272 | 2.9272 | 2.9272 | 2.9272 | 2.9272 | 2.9272 | 2.9272 | 2.9272 | 2.9272 | 2.9272 | 2.9272 | 2.9272 | 2.9272 | 2.9272 | 2.9272 | 2.9272 | 2.9272 | 2.9272 | 2.9272 | 2.9272 | 2.9272 | 2.9272 | 2.9272 | 2.9272 | 2.9272 | 2.9272
After Project - Farm 1
|  |  |  | VMT | 0 | 0 | 0 | 0 | 0 | 0 | 6240 | 6240 | 6240 | 6240 | 6240 | 6240 | 6240 | 6240 | 6240 | 6240 | 6240 | 6240 | 6240 | 6240 | 6240 | 6240 | 6240 | 6240 | 6240 | 6240 | 6240 | 6240 | 6240 | 6240 | 6240
|  |  |  | Gallons of Gasoline Consumed | 0 | 0 | 0 | 0 | 0 | 0 | 780 | 780 | 780 | 780 | 780 | 780 | 780 | 780 | 780 | 780 | 780 | 780 | 780 | 780 | 780 | 780 | 780 | 780 | 780 | 780 | 780 | 780 | 780 | 780 | 780
|  |  |  | GHG (tons CO2) | 0 | 0 | 0 | 0 | 0 | 0 | 6.8484 | 6.8484 | 6.8484 | 6.8484 | 6.8484 | 6.8484 | 6.8484 | 6.8484 | 6.8484 | 6.8484 | 6.8484 | 6.8484 | 6.8484 | 6.8484 | 6.8484 | 6.8484 | 6.8484 | 6.8484 | 6.8484 | 6.8484 | 6.8484 | 6.8484 | 6.8484 | 6.8484 | 6.8484
|  |  |  | GHG (tons CH4) | 0 | 0 | 0 | 0 | 0 | 0 | 0.00020779 | 0.00020779 | 0.00020779 | 0.00020779 | 0.00020779 | 0.00020779 | 0.00020779 | 0.00020779 | 0.00020779 | 0.00020779 | 0.00020779 | 0.00020779 | 0.00020779 | 0.00020779 | 0.00020779 | 0.00020779 | 0.00020779 | 0.00020779 | 0.00020779 | 0.00020779 | 0.00020779 | 0.00020779 | 0.00020779 | 0.00020779 | 0.00020779
|  |  |  | GHG (tons N2O) | 0 | 0 | 0 | 0 | 0 | 0 | 8.3616e-05 | 8.3616e-05 | 8.3616e-05 | 8.3616e-05 | 8.3616e-05 | 8.3616e-05 | 8.3616e-05 | 8.3616e-05 | 8.3616e-05 | 8.3616e-05 | 8.3616e-05 | 8.3616e-05 | 8.3616e-05 | 8.3616e-05 | 8.3616e-05 | 8.3616e-05 | 8.3616e-05 | 8.3616e-05 | 8.3616e-05 | 8.3616e-05 | 8.3616e-05 | 8.3616e-05 | 8.3616e-05 | 8.3616e-05 | 8.3616e-05
|  |  |  | GHG (tons CO2e) | 0 | 0 | 0 | 0 | 0 | 0 | 6.8764 | 6.8764 | 6.8764 | 6.8764 | 6.8764 | 6.8764 | 6.8764 | 6.8764 | 6.8764 | 6.8764 | 6.8764 | 6.8764 | 6.8764 | 6.8764 | 6.8764 | 6.8764 | 6.8764 | 6.8764 | 6.8764 | 6.8764 | 6.8764 | 6.8764 | 6.8764 | 6.8764 | 6.8764
After Project - Farm 2
|  |  |  | VMT | 0 | 0 | 0 | 0 | 0 | 0 | 6760 | 6760 | 6760 | 6760 | 6760 | 6760 | 6760 | 6760 | 6760 | 6760 | 6760 | 6760 | 6760 | 6760 | 6760 | 6760 | 6760 | 6760 | 6760 | 6760 | 6760 | 6760 | 6760 | 6760 | 6760
|  |  |  | Gallons of Gasoline Consumed | 0 | 0 | 0 | 0 | 0 | 0 | 845 | 845 | 845 | 845 | 845 | 845 | 845 | 845 | 845 | 845 | 845 | 845 | 845 | 845 | 845 | 845 | 845 | 845 | 845 | 845 | 845 | 845 | 845 | 845 | 845
|  |  |  | GHG (tons CO2) | 0 | 0 | 0 | 0 | 0 | 0 | 7.4191 | 7.4191 | 7.4191 | 7.4191 | 7.4191 | 7.4191 | 7.4191 | 7.4191 | 7.4191 | 7.4191 | 7.4191 | 7.4191 | 7.4191 | 7.4191 | 7.4191 | 7.4191 | 7.4191 | 7.4191 | 7.4191 | 7.4191 | 7.4191 | 7.4191 | 7.4191 | 7.4191 | 7.4191
|  |  |  | GHG (tons CH4) | 0 | 0 | 0 | 0 | 0 | 0 | 0.00022511 | 0.00022511 | 0.00022511 | 0.00022511 | 0.00022511 | 0.00022511 | 0.00022511 | 0.00022511 | 0.00022511 | 0.00022511 | 0.00022511 | 0.00022511 | 0.00022511 | 0.00022511 | 0.00022511 | 0.00022511 | 0.00022511 | 0.00022511 | 0.00022511 | 0.00022511 | 0.00022511 | 0.00022511 | 0.00022511 | 0.00022511 | 0.00022511
|  |  |  | GHG (tons N2O) | 0 | 0 | 0 | 0 | 0 | 0 | 9.0584e-05 | 9.0584e-05 | 9.0584e-05 | 9.0584e-05 | 9.0584e-05 | 9.0584e-05 | 9.0584e-05 | 9.0584e-05 | 9.0584e-05 | 9.0584e-05 | 9.0584e-05 | 9.0584e-05 | 9.0584e-05 | 9.0584e-05 | 9.0584e-05 | 9.0584e-05 | 9.0584e-05 | 9.0584e-05 | 9.0584e-05 | 9.0584e-05 | 9.0584e-05 | 9.0584e-05 | 9.0584e-05 | 9.0584e-05 | 9.0584e-05
|  |  |  | GHG (tons CO2e) | 0 | 0 | 0 | 0 | 0 | 0 | 7.4494 | 7.4494 | 7.4494 | 7.4494 | 7.4494 | 7.4494 | 7.4494 | 7.4494 | 7.4494 | 7.4494 | 7.4494 | 7.4494 | 7.4494 | 7.4494 | 7.4494 | 7.4494 | 7.4494 | 7.4494 | 7.4494 | 7.4494 | 7.4494 | 7.4494 | 7.4494 | 7.4494 | 7.4494
[5 empty] | Ann Avg | '25-'30 | '25-'50
|  |  |  | GHG Added - Farm 1 (metric tons) | -3.9492 | -19.7459 | -98.7293 | MT |  |  | -3.9492 | -3.9492 | -3.9492 | -3.9492 | -3.9492 | -3.9492 | -3.9492 | -3.9492 | -3.9492 | -3.9492 | -3.9492 | -3.9492 | -3.9492 | -3.9492 | -3.9492 | -3.9492 | -3.9492 | -3.9492 | -3.9492 | -3.9492 | -3.9492 | -3.9492 | -3.9492 | -3.9492 | -3.9492
|  |  |  | GHG Added - Farm 2 (metric tons) | -4.5222 | -22.611 | -113.0551 | MT |  |  | -4.5222 | -4.5222 | -4.5222 | -4.5222 | -4.5222 | -4.5222 | -4.5222 | -4.5222 | -4.5222 | -4.5222 | -4.5222 | -4.5222 | -4.5222 | -4.5222 | -4.5222 | -4.5222 | -4.5222 | -4.5222 | -4.5222 | -4.5222 | -4.5222 | -4.5222 | -4.5222 | -4.5222 | -4.5222
EMISSIONS EST. for Digester Energy Consumption
|  |  |  | Indy RE & Waste Reduction Operation | 2021: Digester Operations
Data unavailable - Not calculated
EMISSIONS EST. for Food Waste Composting
|  |  |  | Indy RE & Waste Reduction Operation | 2021: IMS Food Waste Composting
Baseline
|  |  |  | Food Waste Composting Emissions Factor | 2020: -0.15; 2021: MT CO2e / short ton
|  |  |  | Total Food Waste | 2020: 200; 2021: tons / year; 2022: <-- IMS Estimated Value
|  |  |  | GHG Avoided (metric tons) | 30 | 30 | 30 | 30 | 30 | 30 | 30 | 30 | 30 | 30 | 30 | 30 | 30 | 30 | 30 | 30 | 30 | 30 | 30 | 30 | 30 | 30 | 30 | 30 | 30 | 30 | 30 | 30 | 30 | 30 | 30
After Project
[5 empty] | Ann Avg | '25-'30 | '25-'50
|  |  |  | GHG Added (no composting, metric tons) | -30 | -180 | -780 | MT |  | -30 | -30 | -30 | -30 | -30 | -30 | -30 | -30 | -30 | -30 | -30 | -30 | -30 | -30 | -30 | -30 | -30 | -30 | -30 | -30 | -30 | -30 | -30 | -30 | -30 | -30
EMISSIONS EST. for Animal Waste Fertilizer
|  |  |  | Indy RE & Waste Reduction Operation | 2021: Dairy Farm Fertilizer Application
Baseline
|  |  |  | Total Manure Applied - Farm 1 | 2020: 4139.0304; 2021: metric tons per year; 2022: <-- IMS Estimated Value
|  |  |  | Total Manure Applied - Farm 2 | 2020: 12417.0911; 2021: metric tons per year; 2022: <-- IMS Estimated Value; 2025: Values Obtained Using EPA's Local GHG Inventory Tool - Agriculture and Land Management
|  |  |  | GHG - Farm 1 (metric tons) | [5 empty] | -140.73 | -140.73 | -140.73 | -140.73 | -140.73 | -140.73 | -140.73 | -140.73 | -140.73 | -140.73 | -140.73 | -140.73 | -140.73 | -140.73 | -140.73 | -140.73 | -140.73 | -140.73 | -140.73 | -140.73 | -140.73 | -140.73 | -140.73 | -140.73 | -140.73 | -140.73
|  |  |  | GHG - Farm 2 (metric tons) | [5 empty] | -422.18 | -422.18 | -422.18 | -422.18 | -422.18 | -422.18 | -422.18 | -422.18 | -422.18 | -422.18 | -422.18 | -422.18 | -422.18 | -422.18 | -422.18 | -422.18 | -422.18 | -422.18 | -422.18 | -422.18 | -422.18 | -422.18 | -422.18 | -422.18 | -422.18 | -422.18
After Project
[5 empty] | Ann Avg | '25-'30 | '25-'50
|  |  |  | GHG Avoided Farm 1 - (no fertilizer, metric tons) | 140.73 | 844.38 | 3658.98 | MT |  | 140.73 | 140.73 | 140.73 | 140.73 | 140.73 | 140.73 | 140.73 | 140.73 | 140.73 | 140.73 | 140.73 | 140.73 | 140.73 | 140.73 | 140.73 | 140.73 | 140.73 | 140.73 | 140.73 | 140.73 | 140.73 | 140.73 | 140.73 | 140.73 | 140.73 | 140.73
|  |  |  | GHG Avoided Farm 2 - (no fertilizer, metric tons) | 422.18 | 2533.08 | 10976.68 | MT |  | 422.18 | 422.18 | 422.18 | 422.18 | 422.18 | 422.18 | 422.18 | 422.18 | 422.18 | 422.18 | 422.18 | 422.18 | 422.18 | 422.18 | 422.18 | 422.18 | 422.18 | 422.18 | 422.18 | 422.18 | 422.18 | 422.18 | 422.18 | 422.18 | 422.18 | 422.18
NET EMISSIONS EST. in total for above measures
INDIANAPOLIS AREA RENEWABLE ENERGY AND WASTE REDUCTION | RE/Waste |  |  | INDIANAPOLIS AREA RENEWABLE ENERGY AND WASTE REDUCTION | 2021: Net emissions incl. added transport emissions, food waste compost, animal waste fertilizer, and emissions avoided from reduced energy consumption
INDIANAPOLIS AREA RENEWABLE ENERGY AND WASTE REDUCTION | RE/Waste |  |  |  | 2020: Ann Avg; 2021: '25-'30; 2022: '25-'50
INDIANAPOLIS AREA RENEWABLE ENERGY AND WASTE REDUCTION | RE/Waste |  |  | GHG Avoided Total - Farm 1 (metric tons) | 7370.5208 | 22111.5625 | 169521.979 | MT |  |  |  |  | 7370.5208 | 7370.5208 | 7370.5208 | 7370.5208 | 7370.5208 | 7370.5208 | 7370.5208 | 7370.5208 | 7370.5208 | 7370.5208 | 7370.5208 | 7370.5208 | 7370.5208 | 7370.5208 | 7370.5208 | 7370.5208 | 7370.5208 | 7370.5208 | 7370.5208 | 7370.5208 | 7370.5208 | 7370.5208 | 7370.5208
INDIANAPOLIS AREA RENEWABLE ENERGY AND WASTE REDUCTION | RE/Waste |  |  | GHG Avoided Total - Farm 2 (metric tons) | 2805.3698 | 8416.1094 | 64523.5053 | MT |  |  |  |  | 2805.3698 | 2805.3698 | 2805.3698 | 2805.3698 | 2805.3698 | 2805.3698 | 2805.3698 | 2805.3698 | 2805.3698 | 2805.3698 | 2805.3698 | 2805.3698 | 2805.3698 | 2805.3698 | 2805.3698 | 2805.3698 | 2805.3698 | 2805.3698 | 2805.3698 | 2805.3698 | 2805.3698 | 2805.3698 | 2805.3698
INDIANAPOLIS AREA RENEWABLE ENERGY AND WASTE REDUCTION | RE/Waste | GHG | Avg. | GHG Avoided Total - Farm 2 (metric tons) | 5087.9453 | 15263.8359 | 117022.7422 | MT |  |  |  |  | 5087.9453 | 5087.9453 | 5087.9453 | 5087.9453 | 5087.9453 | 5087.9453 | 5087.9453 | 5087.9453 | 5087.9453 | 5087.9453 | 5087.9453 | 5087.9453 | 5087.9453 | 5087.9453 | 5087.9453 | 5087.9453 | 5087.9453 | 5087.9453 | 5087.9453 | 5087.9453 | 5087.9453 | 5087.9453 | 5087.9453

## GridEF
Estimated Electricity Grid Emission Rate |  |  | Source
ERM est. of IN state electricity grid mix based on AEO 2023 regional generation projections - See GHG Appendix for more information
National Avg. fossil fuel generation Emission Factors from GREET
| Global Warming Potential - CH4 | 28 | ICPP 5th AR
| Global Warming Potential - N2O | 265 | ICPP 5th AR
|  | 2020 | 2021 | 2022 | 2023 | 2024 | 2025 | 2026 | 2027 | 2028 | 2029 | 2030 | 2031 | 2032 | 2033 | 2034 | 2035 | 2036 | 2037 | 2038 | 2039 | 2040 | 2041 | 2042 | 2043 | 2044 | 2045 | 2046 | 2047 | 2048 | 2049 | 2050
AEO 2023 - generation mix adapted to IN
| % Zero Emitting |  |  | 21.66% | 23.4% | 26.42% | 28.35% | 38.22% | 48.61% | 51.94% | 57.73% | 63.09% | 64.45% | 66.16% | 67.34% | 68.73% | 68.99% | 67.74% | 67.42% | 66.54% | 67.19% | 67.27% | 67.01% | 66.89% | 67.01% | 66.78% | 67.41% | 68.37% | 67.77% | 67.73% | 67.92% | 68.91%
| % Natural Gas |  |  | 21.85% | 20.52% | 19.96% | 18.59% | 15.94% | 15.13% | 15.86% | 14.64% | 15.01% | 14.57% | 14.55% | 13.45% | 13.46% | 13.44% | 13.46% | 12.89% | 13.69% | 13.85% | 14.25% | 14.13% | 14.21% | 14.36% | 14.67% | 15.68% | 15.48% | 16.33% | 16.91% | 17.09% | 17.33%
| % Coal |  |  | 56.49% | 56.08% | 53.62% | 53.06% | 45.84% | 36.26% | 32.2% | 27.63% | 21.9% | 20.98% | 19.28% | 19.21% | 17.81% | 17.57% | 18.81% | 19.7% | 19.77% | 18.96% | 18.48% | 18.86% | 18.9% | 18.63% | 18.55% | 16.91% | 16.14% | 15.89% | 15.37% | 14.99% | 13.76%
Emission Factors (g/kWh)
| NGCC - GHG | 476.6134 | 476.6134 | 476.6134 | 476.6134 | 476.6134 | 476.6134 | 476.6134 | 476.6134 | 476.6134 | 476.6134 | 476.6134 | 476.6134 | 476.6134 | 476.6134 | 476.6134 | 476.6134 | 476.6134 | 476.6134 | 476.6134 | 476.6134 | 476.6134 | 476.6134 | 476.6134 | 476.6134 | 476.6134 | 476.6134 | 476.6134 | 476.6134 | 476.6134 | 476.6134 | 476.6134
| NGCC - CO2 | 450 | 450 | 450 | 450 | 450 | 450 | 450 | 450 | 450 | 450 | 450 | 450 | 450 | 450 | 450 | 450 | 450 | 450 | 450 | 450 | 450 | 450 | 450 | 450 | 450 | 450 | 450 | 450 | 450 | 450 | 450
| NGCC - CH4 | 0.89 | 0.89 | 0.89 | 0.89 | 0.89 | 0.89 | 0.89 | 0.89 | 0.89 | 0.89 | 0.89 | 0.89 | 0.89 | 0.89 | 0.89 | 0.89 | 0.89 | 0.89 | 0.89 | 0.89 | 0.89 | 0.89 | 0.89 | 0.89 | 0.89 | 0.89 | 0.89 | 0.89 | 0.89 | 0.89 | 0.89
| NGCC - N2O | 0.00639 | 0.00639 | 0.00639 | 0.00639 | 0.00639 | 0.00639 | 0.00639 | 0.00639 | 0.00639 | 0.00639 | 0.00639 | 0.00639 | 0.00639 | 0.00639 | 0.00639 | 0.00639 | 0.00639 | 0.00639 | 0.00639 | 0.00639 | 0.00639 | 0.00639 | 0.00639 | 0.00639 | 0.00639 | 0.00639 | 0.00639 | 0.00639 | 0.00639 | 0.00639 | 0.00639
| Coal - GHG | 1104.0766 | 1104.0766 | 1104.0766 | 1104.0766 | 1104.0766 | 1104.0766 | 1104.0766 | 1104.0766 | 1104.0766 | 1104.0766 | 1104.0766 | 1104.0766 | 1104.0766 | 1104.0766 | 1104.0766 | 1104.0766 | 1104.0766 | 1104.0766 | 1104.0766 | 1104.0766 | 1104.0766 | 1104.0766 | 1104.0766 | 1104.0766 | 1104.0766 | 1104.0766 | 1104.0766 | 1104.0766 | 1104.0766 | 1104.0766 | 1104.0766
| Coal - CO2 | 1050 | 1050 | 1050 | 1050 | 1050 | 1050 | 1050 | 1050 | 1050 | 1050 | 1050 | 1050 | 1050 | 1050 | 1050 | 1050 | 1050 | 1050 | 1050 | 1050 | 1050 | 1050 | 1050 | 1050 | 1050 | 1050 | 1050 | 1050 | 1050 | 1050 | 1050
| Coal - CH4 | 1.7 | 1.7 | 1.7 | 1.7 | 1.7 | 1.7 | 1.7 | 1.7 | 1.7 | 1.7 | 1.7 | 1.7 | 1.7 | 1.7 | 1.7 | 1.7 | 1.7 | 1.7 | 1.7 | 1.7 | 1.7 | 1.7 | 1.7 | 1.7 | 1.7 | 1.7 | 1.7 | 1.7 | 1.7 | 1.7 | 1.7
| Coal - N2O | 0.02444 | 0.02444 | 0.02444 | 0.02444 | 0.02444 | 0.02444 | 0.02444 | 0.02444 | 0.02444 | 0.02444 | 0.02444 | 0.02444 | 0.02444 | 0.02444 | 0.02444 | 0.02444 | 0.02444 | 0.02444 | 0.02444 | 0.02444 | 0.02444 | 0.02444 | 0.02444 | 0.02444 | 0.02444 | 0.02444 | 0.02444 | 0.02444 | 0.02444 | 0.02444 | 0.02444
Avg. Grid Emissions Rate (g/kWh)
Used on other sheets for calcs | GHG |  |  | 727.8158 | 716.9874 | 687.0959 | 674.4376 | 582.0582 | 472.4414 | 431.1368 | 374.827 | 313.3224 | 301.0673 | 282.2667 | 276.1574 | 260.7695 | 258.0141 | 271.7549 | 278.8798 | 283.5317 | 275.3456 | 271.9755 | 275.5369 | 276.3485 | 274.0992 | 274.72 | 261.4357 | 252.0349 | 253.3327 | 250.243 | 246.9467 | 234.5459
| CO2 |  |  | 691.4537 | 681.1991 | 652.79 | 640.7966 | 553.0283 | 448.8069 | 409.5017 | 355.9899 | 297.4853 | 285.845 | 267.9658 | 262.1917 | 247.5572 | 244.9375 | 258.0047 | 264.7992 | 269.1971 | 261.4065 | 258.1885 | 261.5794 | 262.3486 | 260.2047 | 260.7848 | 248.1184 | 239.1842 | 240.3907 | 237.4336 | 234.2929 | 222.4916
| GHG (lb/MWh) |  |  | 1604.5573 | 1580.6847 | 1514.7853 | 1486.8786 | 1283.2171 | 1041.5537 | 950.4928 | 826.3511 | 690.7568 | 663.7389 | 622.2907 | 608.8221 | 574.8976 | 568.823 | 599.1163 | 614.8239 | 625.0797 | 607.0323 | 599.6027 | 607.4541 | 609.2434 | 604.2846 | 605.6532 | 576.3665 | 555.6412 | 558.5023 | 551.6908 | 544.4236 | 517.0846

## BaseBuildingConsmp
Baseline Building Energy Consumption
|  | Link | Source |  |  |  | Conversions
|  | b1.xlsx (live.com) | CBECS Table B1, East North Central |  |  |  | 1000000 | million
|  | c1.xlsx (live.com) | CBECS Table C1, East North Central |  |  |  | 1000000000000 | trillion
|  | b20.xlsx (live.com) | CBECS Table B20, East North Central
|  | https://indyartcenter.org/about-us/ | Indianapolis Art Center Website
|  | https://www.xome.com/realestate/6280-w-800-n-mccordsville-in-46055-43161547 | XOME
|  | https://en.wikipedia.org/wiki/Indianapolis_Union_Station | Indianapolis Union Station Wiki
|  | https://www.eia.gov/consumption/commercial/data/2018/#b3-b5 | CBECS Table B4 and B5 - Average Building Size for Education facilities, East North Central
|  | 701435 CPRG Central Indiana Climate Action Plan - City Market_Existing Conditions.pdf - All Documents (sharepoint.com) | City Market Existing Conditions pdf
Project Assumptions
|  | 2020 | 2021 | 2022 | 2023 | 2024 | 2025 | 2026 | 2027 | 2028 | 2029 | 2030 | 2031 | 2032 | 2033 | 2034 | 2035 | 2036 | 2037 | 2038 | 2039 | 2040 | 2041 | 2042 | 2043 | 2044 | 2045 | 2046 | 2047 | 2048 | 2049 | 2050
Building Energy Consumption (trillion Btu)
| Total Natural Gas Consumption | 603 | 603 | 603 | 603 | 603 | 603 | 603 | 603 | 603 | 603 | 603 | 603 | 603 | 603 | 603 | 603 | 603 | 603 | 603 | 603 | 603 | 603 | 603 | 603 | 603 | 603 | 603 | 603 | 603 | 603 | 603
| Total Electric Consumption | 694 | 694 | 694 | 694 | 694 | 694 | 694 | 694 | 694 | 694 | 694 | 694 | 694 | 694 | 694 | 694 | 694 | 694 | 694 | 694 | 694 | 694 | 694 | 694 | 694 | 694 | 694 | 694 | 694 | 694 | 694
| Sum of All Major Fuels | 1374 | 1374 | 1374 | 1374 | 1374 | 1374 | 1374 | 1374 | 1374 | 1374 | 1374 | 1374 | 1374 | 1374 | 1374 | 1374 | 1374 | 1374 | 1374 | 1374 | 1374 | 1374 | 1374 | 1374 | 1374 | 1374 | 1374 | 1374 | 1374 | 1374 | 1374
Building Floorspace (million square feet)
| Total Floorspace Using Natural Gas | 14491 | 14491 | 14491 | 14491 | 14491 | 14491 | 14491 | 14491 | 14491 | 14491 | 14491 | 14491 | 14491 | 14491 | 14491 | 14491 | 14491 | 14491 | 14491 | 14491 | 14491 | 14491 | 14491 | 14491 | 14491 | 14491 | 14491 | 14491 | 14491 | 14491 | 14491
| Total Floorspace Using Electricity | 17374 | 17374 | 17374 | 17374 | 17374 | 17374 | 17374 | 17374 | 17374 | 17374 | 17374 | 17374 | 17374 | 17374 | 17374 | 17374 | 17374 | 17374 | 17374 | 17374 | 17374 | 17374 | 17374 | 17374 | 17374 | 17374 | 17374 | 17374 | 17374 | 17374 | 17374
| Total Floorspace Using Any Energy Source | 17374 | 17374 | 17374 | 17374 | 17374 | 17374 | 17374 | 17374 | 17374 | 17374 | 17374 | 17374 | 17374 | 17374 | 17374 | 17374 | 17374 | 17374 | 17374 | 17374 | 17374 | 17374 | 17374 | 17374 | 17374 | 17374 | 17374 | 17374 | 17374 | 17374 | 17374
Average Building Energy Consumption (Btu/sq ft)
| Natural Gas | 41612.0351 | 41612.0351 | 41612.0351 | 41612.0351 | 41612.0351 | 41612.0351 | 41612.0351 | 41612.0351 | 41612.0351 | 41612.0351 | 41612.0351 | 41612.0351 | 41612.0351 | 41612.0351 | 41612.0351 | 41612.0351 | 41612.0351 | 41612.0351 | 41612.0351 | 41612.0351 | 41612.0351 | 41612.0351 | 41612.0351 | 41612.0351 | 41612.0351 | 41612.0351 | 41612.0351 | 41612.0351 | 41612.0351 | 41612.0351 | 41612.0351
| Electricity | 39944.745 | 39944.745 | 39944.745 | 39944.745 | 39944.745 | 39944.745 | 39944.745 | 39944.745 | 39944.745 | 39944.745 | 39944.745 | 39944.745 | 39944.745 | 39944.745 | 39944.745 | 39944.745 | 39944.745 | 39944.745 | 39944.745 | 39944.745 | 39944.745 | 39944.745 | 39944.745 | 39944.745 | 39944.745 | 39944.745 | 39944.745 | 39944.745 | 39944.745 | 39944.745 | 39944.745
| All Energy Sources | 79083.6883 | 79083.6883 | 79083.6883 | 79083.6883 | 79083.6883 | 79083.6883 | 79083.6883 | 79083.6883 | 79083.6883 | 79083.6883 | 79083.6883 | 79083.6883 | 79083.6883 | 79083.6883 | 79083.6883 | 79083.6883 | 79083.6883 | 79083.6883 | 79083.6883 | 79083.6883 | 79083.6883 | 79083.6883 | 79083.6883 | 79083.6883 | 79083.6883 | 79083.6883 | 79083.6883 | 79083.6883 | 79083.6883 | 79083.6883 | 79083.6883
Building Size (sq ft)
| Marilyn K. Glick School of Art at Indianapolis Art Center | 40000 | 40000 | 40000 | 40000 | 40000 | 40000 | 40000 | 40000 | 40000 | 40000 | 40000 | 40000 | 40000 | 40000 | 40000 | 40000 | 40000 | 40000 | 40000 | 40000 | 40000 | 40000 | 40000 | 40000 | 40000 | 40000 | 40000 | 40000 | 40000 | 40000 | 40000
| McCordsville Town Hall | 13128 | 13128 | 13128 | 13128 | 13128 | 13128 | 13128 | 13128 | 13128 | 13128 | 13128 | 13128 | 13128 | 13128 | 13128 | 13128 | 13128 | 13128 | 13128 | 13128 | 13128 | 13128 | 13128 | 13128 | 13128 | 13128 | 13128 | 13128 | 13128 | 13128 | 13128
| Union Station | 56628 | 56628 | 56628 | 56628 | 56628 | 56628 | 56628 | 56628 | 56628 | 56628 | 56628 | 56628 | 56628 | 56628 | 56628 | 56628 | 56628 | 56628 | 56628 | 56628 | 56628 | 56628 | 56628 | 56628 | 56628 | 56628 | 56628 | 56628 | 56628 | 56628 | 56628
| Crispus Attucks High School | 45943.3962 | 45943.3962 | 45943.3962 | 45943.3962 | 45943.3962 | 45943.3962 | 45943.3962 | 45943.3962 | 45943.3962 | 45943.3962 | 45943.3962 | 45943.3962 | 45943.3962 | 45943.3962 | 45943.3962 | 45943.3962 | 45943.3962 | 45943.3962 | 45943.3962 | 45943.3962 | 45943.3962 | 45943.3962 | 45943.3962 | 45943.3962 | 45943.3962 | 45943.3962 | 45943.3962 | 45943.3962 | 45943.3962 | 45943.3962 | 45943.3962
| City Market | 85335 | 85335 | 85335 | 85335 | 85335 | 85335 | 85335 | 85335 | 85335 | 85335 | 85335 | 85335 | 85335 | 85335 | 85335 | 85335 | 85335 | 85335 | 85335 | 85335 | 85335 | 85335 | 85335 | 85335 | 85335 | 85335 | 85335 | 85335 | 85335 | 85335 | 85335
| Average Commercial Building Size | 15800 | 15800 | 15800 | 15800 | 15800 | 15800 | 15800 | 15800 | 15800 | 15800 | 15800 | 15800 | 15800 | 15800 | 15800 | 15800 | 15800 | 15800 | 15800 | 15800 | 15800 | 15800 | 15800 | 15800 | 15800 | 15800 | 15800 | 15800 | 15800 | 15800 | 15800
BUILDING ENERGY CONSUMPTION EST.
Indianapolis Art Center
| Building NG Consumption (MMBtu) | 1664.4814 | 1664.4814 | 1664.4814 | 1664.4814 | 1664.4814 | 1664.4814 | 1664.4814 | 1664.4814 | 1664.4814 | 1664.4814 | 1664.4814 | 1664.4814 | 1664.4814 | 1664.4814 | 1664.4814 | 1664.4814 | 1664.4814 | 1664.4814 | 1664.4814 | 1664.4814 | 1664.4814 | 1664.4814 | 1664.4814 | 1664.4814 | 1664.4814 | 1664.4814 | 1664.4814 | 1664.4814 | 1664.4814 | 1664.4814 | 1664.4814
| Building Electric Consumption (MMBtu) | 1597.7898 | 1597.7898 | 1597.7898 | 1597.7898 | 1597.7898 | 1597.7898 | 1597.7898 | 1597.7898 | 1597.7898 | 1597.7898 | 1597.7898 | 1597.7898 | 1597.7898 | 1597.7898 | 1597.7898 | 1597.7898 | 1597.7898 | 1597.7898 | 1597.7898 | 1597.7898 | 1597.7898 | 1597.7898 | 1597.7898 | 1597.7898 | 1597.7898 | 1597.7898 | 1597.7898 | 1597.7898 | 1597.7898 | 1597.7898 | 1597.7898
| Building Total Energy Consumption (MMBtu) | 3163.3475 | 3163.3475 | 3163.3475 | 3163.3475 | 3163.3475 | 3163.3475 | 3163.3475 | 3163.3475 | 3163.3475 | 3163.3475 | 3163.3475 | 3163.3475 | 3163.3475 | 3163.3475 | 3163.3475 | 3163.3475 | 3163.3475 | 3163.3475 | 3163.3475 | 3163.3475 | 3163.3475 | 3163.3475 | 3163.3475 | 3163.3475 | 3163.3475 | 3163.3475 | 3163.3475 | 3163.3475 | 3163.3475 | 3163.3475 | 3163.3475
McCordsville Town Hall
| Building NG Consumption (MMBtu) | 546.2828 | 546.2828 | 546.2828 | 546.2828 | 546.2828 | 546.2828 | 546.2828 | 546.2828 | 546.2828 | 546.2828 | 546.2828 | 546.2828 | 546.2828 | 546.2828 | 546.2828 | 546.2828 | 546.2828 | 546.2828 | 546.2828 | 546.2828 | 546.2828 | 546.2828 | 546.2828 | 546.2828 | 546.2828 | 546.2828 | 546.2828 | 546.2828 | 546.2828 | 546.2828 | 546.2828
| Building Electric Consumption (MMBtu) | 524.3946 | 524.3946 | 524.3946 | 524.3946 | 524.3946 | 524.3946 | 524.3946 | 524.3946 | 524.3946 | 524.3946 | 524.3946 | 524.3946 | 524.3946 | 524.3946 | 524.3946 | 524.3946 | 524.3946 | 524.3946 | 524.3946 | 524.3946 | 524.3946 | 524.3946 | 524.3946 | 524.3946 | 524.3946 | 524.3946 | 524.3946 | 524.3946 | 524.3946 | 524.3946 | 524.3946
| Building Total Energy Consumption (MMBtu) | 1038.2107 | 1038.2107 | 1038.2107 | 1038.2107 | 1038.2107 | 1038.2107 | 1038.2107 | 1038.2107 | 1038.2107 | 1038.2107 | 1038.2107 | 1038.2107 | 1038.2107 | 1038.2107 | 1038.2107 | 1038.2107 | 1038.2107 | 1038.2107 | 1038.2107 | 1038.2107 | 1038.2107 | 1038.2107 | 1038.2107 | 1038.2107 | 1038.2107 | 1038.2107 | 1038.2107 | 1038.2107 | 1038.2107 | 1038.2107 | 1038.2107
Indianapolis Union Station
| Building NG Consumption (MMBtu) | 2356.4063 | 2356.4063 | 2356.4063 | 2356.4063 | 2356.4063 | 2356.4063 | 2356.4063 | 2356.4063 | 2356.4063 | 2356.4063 | 2356.4063 | 2356.4063 | 2356.4063 | 2356.4063 | 2356.4063 | 2356.4063 | 2356.4063 | 2356.4063 | 2356.4063 | 2356.4063 | 2356.4063 | 2356.4063 | 2356.4063 | 2356.4063 | 2356.4063 | 2356.4063 | 2356.4063 | 2356.4063 | 2356.4063 | 2356.4063 | 2356.4063
| Building Electric Consumption (MMBtu) | 2261.991 | 2261.991 | 2261.991 | 2261.991 | 2261.991 | 2261.991 | 2261.991 | 2261.991 | 2261.991 | 2261.991 | 2261.991 | 2261.991 | 2261.991 | 2261.991 | 2261.991 | 2261.991 | 2261.991 | 2261.991 | 2261.991 | 2261.991 | 2261.991 | 2261.991 | 2261.991 | 2261.991 | 2261.991 | 2261.991 | 2261.991 | 2261.991 | 2261.991 | 2261.991 | 2261.991
| Building Total Energy Consumption (MMBtu) | 4478.3511 | 4478.3511 | 4478.3511 | 4478.3511 | 4478.3511 | 4478.3511 | 4478.3511 | 4478.3511 | 4478.3511 | 4478.3511 | 4478.3511 | 4478.3511 | 4478.3511 | 4478.3511 | 4478.3511 | 4478.3511 | 4478.3511 | 4478.3511 | 4478.3511 | 4478.3511 | 4478.3511 | 4478.3511 | 4478.3511 | 4478.3511 | 4478.3511 | 4478.3511 | 4478.3511 | 4478.3511 | 4478.3511 | 4478.3511 | 4478.3511
Crispus Attucks High School
| Building NG Consumption (MMBtu) | 1911.7982 | 1911.7982 | 1911.7982 | 1911.7982 | 1911.7982 | 1911.7982 | 1911.7982 | 1911.7982 | 1911.7982 | 1911.7982 | 1911.7982 | 1911.7982 | 1911.7982 | 1911.7982 | 1911.7982 | 1911.7982 | 1911.7982 | 1911.7982 | 1911.7982 | 1911.7982 | 1911.7982 | 1911.7982 | 1911.7982 | 1911.7982 | 1911.7982 | 1911.7982 | 1911.7982 | 1911.7982 | 1911.7982 | 1911.7982 | 1911.7982
| Building Electric Consumption (MMBtu) | 1835.1972 | 1835.1972 | 1835.1972 | 1835.1972 | 1835.1972 | 1835.1972 | 1835.1972 | 1835.1972 | 1835.1972 | 1835.1972 | 1835.1972 | 1835.1972 | 1835.1972 | 1835.1972 | 1835.1972 | 1835.1972 | 1835.1972 | 1835.1972 | 1835.1972 | 1835.1972 | 1835.1972 | 1835.1972 | 1835.1972 | 1835.1972 | 1835.1972 | 1835.1972 | 1835.1972 | 1835.1972 | 1835.1972 | 1835.1972 | 1835.1972
| Building Total Energy Consumption (MMBtu) | 3746.9955 | 3746.9955 | 3746.9955 | 3746.9955 | 3746.9955 | 3746.9955 | 3746.9955 | 3746.9955 | 3746.9955 | 3746.9955 | 3746.9955 | 3746.9955 | 3746.9955 | 3746.9955 | 3746.9955 | 3746.9955 | 3746.9955 | 3746.9955 | 3746.9955 | 3746.9955 | 3746.9955 | 3746.9955 | 3746.9955 | 3746.9955 | 3746.9955 | 3746.9955 | 3746.9955 | 3746.9955 | 3746.9955 | 3746.9955 | 3746.9955
City Market
| Building NG Consumption (MMBtu) | 3550.963 | 3550.963 | 3550.963 | 3550.963 | 3550.963 | 3550.963 | 3550.963 | 3550.963 | 3550.963 | 3550.963 | 3550.963 | 3550.963 | 3550.963 | 3550.963 | 3550.963 | 3550.963 | 3550.963 | 3550.963 | 3550.963 | 3550.963 | 3550.963 | 3550.963 | 3550.963 | 3550.963 | 3550.963 | 3550.963 | 3550.963 | 3550.963 | 3550.963 | 3550.963 | 3550.963
| Building Electric Consumption (MMBtu) | 3408.6848 | 3408.6848 | 3408.6848 | 3408.6848 | 3408.6848 | 3408.6848 | 3408.6848 | 3408.6848 | 3408.6848 | 3408.6848 | 3408.6848 | 3408.6848 | 3408.6848 | 3408.6848 | 3408.6848 | 3408.6848 | 3408.6848 | 3408.6848 | 3408.6848 | 3408.6848 | 3408.6848 | 3408.6848 | 3408.6848 | 3408.6848 | 3408.6848 | 3408.6848 | 3408.6848 | 3408.6848 | 3408.6848 | 3408.6848 | 3408.6848
| Building Total Energy Consumption (MMBtu) | 6959.6478 | 6959.6478 | 6959.6478 | 6959.6478 | 6959.6478 | 6959.6478 | 6959.6478 | 6959.6478 | 6959.6478 | 6959.6478 | 6959.6478 | 6959.6478 | 6959.6478 | 6959.6478 | 6959.6478 | 6959.6478 | 6959.6478 | 6959.6478 | 6959.6478 | 6959.6478 | 6959.6478 | 6959.6478 | 6959.6478 | 6959.6478 | 6959.6478 | 6959.6478 | 6959.6478 | 6959.6478 | 6959.6478 | 6959.6478 | 6959.6478
Avg. Commercial
| Building NG Consumption (MMBtu) | 657.4702 | 657.4702 | 657.4702 | 657.4702 | 657.4702 | 657.4702 | 657.4702 | 657.4702 | 657.4702 | 657.4702 | 657.4702 | 657.4702 | 657.4702 | 657.4702 | 657.4702 | 657.4702 | 657.4702 | 657.4702 | 657.4702 | 657.4702 | 657.4702 | 657.4702 | 657.4702 | 657.4702 | 657.4702 | 657.4702 | 657.4702 | 657.4702 | 657.4702 | 657.4702 | 657.4702
| Building Electric Consumption (MMBtu) | 631.127 | 631.127 | 631.127 | 631.127 | 631.127 | 631.127 | 631.127 | 631.127 | 631.127 | 631.127 | 631.127 | 631.127 | 631.127 | 631.127 | 631.127 | 631.127 | 631.127 | 631.127 | 631.127 | 631.127 | 631.127 | 631.127 | 631.127 | 631.127 | 631.127 | 631.127 | 631.127 | 631.127 | 631.127 | 631.127 | 631.127
| Building Total Energy Consumption (MMBtu) | 1288.5971 | 1288.5971 | 1288.5971 | 1288.5971 | 1288.5971 | 1288.5971 | 1288.5971 | 1288.5971 | 1288.5971 | 1288.5971 | 1288.5971 | 1288.5971 | 1288.5971 | 1288.5971 | 1288.5971 | 1288.5971 | 1288.5971 | 1288.5971 | 1288.5971 | 1288.5971 | 1288.5971 | 1288.5971 | 1288.5971 | 1288.5971 | 1288.5971 | 1288.5971 | 1288.5971 | 1288.5971 | 1288.5971 | 1288.5971 | 1288.5971

## CPI
CPI for All Urban Consumers (CPI-U) |  |  | from BLS
Original Data Value
Series Id: | CUUR0000SA0
Not Seasonally Adjusted
Series Title: | All items in U.S. city average, all urban consumers, not seasonally adjusted
Area: | U.S. city average
Item: | All items
Base Period: | 1982-84=100
Years: | 1913 to 2023 | [11 empty] | Data: https://data.bls.gov/pdq/SurveyOutputServlet
Year | Jan | Feb | Mar | Apr | May | Jun | Jul | Aug | Sep | Oct | Nov | Dec | Annual
1913 | 9.8 | 9.8 | 9.8 | 9.8 | 9.7 | 9.8 | 9.9 | 9.9 | 10 | 10 | 10.1 | 10 | 9.9
1914 | 10 | 9.9 | 9.9 | 9.8 | 9.9 | 9.9 | 10 | 10.2 | 10.2 | 10.1 | 10.2 | 10.1 | 10
1915 | 10.1 | 10 | 9.9 | 10 | 10.1 | 10.1 | 10.1 | 10.1 | 10.1 | 10.2 | 10.3 | 10.3 | 10.1
1916 | 10.4 | 10.4 | 10.5 | 10.6 | 10.7 | 10.8 | 10.8 | 10.9 | 11.1 | 11.3 | 11.5 | 11.6 | 10.9
1917 | 11.7 | 12 | 12 | 12.6 | 12.8 | 13 | 12.8 | 13 | 13.3 | 13.5 | 13.5 | 13.7 | 12.8
1918 | 14 | 14.1 | 14 | 14.2 | 14.5 | 14.7 | 15.1 | 15.4 | 15.7 | 16 | 16.3 | 16.5 | 15.1
1919 | 16.5 | 16.2 | 16.4 | 16.7 | 16.9 | 16.9 | 17.4 | 17.7 | 17.8 | 18.1 | 18.5 | 18.9 | 17.3
1920 | 19.3 | 19.5 | 19.7 | 20.3 | 20.6 | 20.9 | 20.8 | 20.3 | 20 | 19.9 | 19.8 | 19.4 | 20
1921 | 19 | 18.4 | 18.3 | 18.1 | 17.7 | 17.6 | 17.7 | 17.7 | 17.5 | 17.5 | 17.4 | 17.3 | 17.9
1922 | 16.9 | 16.9 | 16.7 | 16.7 | 16.7 | 16.7 | 16.8 | 16.6 | 16.6 | 16.7 | 16.8 | 16.9 | 16.8
1923 | 16.8 | 16.8 | 16.8 | 16.9 | 16.9 | 17 | 17.2 | 17.1 | 17.2 | 17.3 | 17.3 | 17.3 | 17.1
1924 | 17.3 | 17.2 | 17.1 | 17 | 17 | 17 | 17.1 | 17 | 17.1 | 17.2 | 17.2 | 17.3 | 17.1
1925 | 17.3 | 17.2 | 17.3 | 17.2 | 17.3 | 17.5 | 17.7 | 17.7 | 17.7 | 17.7 | 18 | 17.9 | 17.5
1926 | 17.9 | 17.9 | 17.8 | 17.9 | 17.8 | 17.7 | 17.5 | 17.4 | 17.5 | 17.6 | 17.7 | 17.7 | 17.7
1927 | 17.5 | 17.4 | 17.3 | 17.3 | 17.4 | 17.6 | 17.3 | 17.2 | 17.3 | 17.4 | 17.3 | 17.3 | 17.4
1928 | 17.3 | 17.1 | 17.1 | 17.1 | 17.2 | 17.1 | 17.1 | 17.1 | 17.3 | 17.2 | 17.2 | 17.1 | 17.1
1929 | 17.1 | 17.1 | 17 | 16.9 | 17 | 17.1 | 17.3 | 17.3 | 17.3 | 17.3 | 17.3 | 17.2 | 17.1
1930 | 17.1 | 17 | 16.9 | 17 | 16.9 | 16.8 | 16.6 | 16.5 | 16.6 | 16.5 | 16.4 | 16.1 | 16.7
1931 | 15.9 | 15.7 | 15.6 | 15.5 | 15.3 | 15.1 | 15.1 | 15.1 | 15 | 14.9 | 14.7 | 14.6 | 15.2
1932 | 14.3 | 14.1 | 14 | 13.9 | 13.7 | 13.6 | 13.6 | 13.5 | 13.4 | 13.3 | 13.2 | 13.1 | 13.7
1933 | 12.9 | 12.7 | 12.6 | 12.6 | 12.6 | 12.7 | 13.1 | 13.2 | 13.2 | 13.2 | 13.2 | 13.2 | 13
1934 | 13.2 | 13.3 | 13.3 | 13.3 | 13.3 | 13.4 | 13.4 | 13.4 | 13.6 | 13.5 | 13.5 | 13.4 | 13.4
1935 | 13.6 | 13.7 | 13.7 | 13.8 | 13.8 | 13.7 | 13.7 | 13.7 | 13.7 | 13.7 | 13.8 | 13.8 | 13.7
1936 | 13.8 | 13.8 | 13.7 | 13.7 | 13.7 | 13.8 | 13.9 | 14 | 14 | 14 | 14 | 14 | 13.9
1937 | 14.1 | 14.1 | 14.2 | 14.3 | 14.4 | 14.4 | 14.5 | 14.5 | 14.6 | 14.6 | 14.5 | 14.4 | 14.4
1938 | 14.2 | 14.1 | 14.1 | 14.2 | 14.1 | 14.1 | 14.1 | 14.1 | 14.1 | 14 | 14 | 14 | 14.1
1939 | 14 | 13.9 | 13.9 | 13.8 | 13.8 | 13.8 | 13.8 | 13.8 | 14.1 | 14 | 14 | 14 | 13.9
1940 | 13.9 | 14 | 14 | 14 | 14 | 14.1 | 14 | 14 | 14 | 14 | 14 | 14.1 | 14
1941 | 14.1 | 14.1 | 14.2 | 14.3 | 14.4 | 14.7 | 14.7 | 14.9 | 15.1 | 15.3 | 15.4 | 15.5 | 14.7
1942 | 15.7 | 15.8 | 16 | 16.1 | 16.3 | 16.3 | 16.4 | 16.5 | 16.5 | 16.7 | 16.8 | 16.9 | 16.3
1943 | 16.9 | 16.9 | 17.2 | 17.4 | 17.5 | 17.5 | 17.4 | 17.3 | 17.4 | 17.4 | 17.4 | 17.4 | 17.3
1944 | 17.4 | 17.4 | 17.4 | 17.5 | 17.5 | 17.6 | 17.7 | 17.7 | 17.7 | 17.7 | 17.7 | 17.8 | 17.6
1945 | 17.8 | 17.8 | 17.8 | 17.8 | 17.9 | 18.1 | 18.1 | 18.1 | 18.1 | 18.1 | 18.1 | 18.2 | 18
1946 | 18.2 | 18.1 | 18.3 | 18.4 | 18.5 | 18.7 | 19.8 | 20.2 | 20.4 | 20.8 | 21.3 | 21.5 | 19.5
1947 | 21.5 | 21.5 | 21.9 | 21.9 | 21.9 | 22 | 22.2 | 22.5 | 23 | 23 | 23.1 | 23.4 | 22.3
1948 | 23.7 | 23.5 | 23.4 | 23.8 | 23.9 | 24.1 | 24.4 | 24.5 | 24.5 | 24.4 | 24.2 | 24.1 | 24.1
1949 | 24 | 23.8 | 23.8 | 23.9 | 23.8 | 23.9 | 23.7 | 23.8 | 23.9 | 23.7 | 23.8 | 23.6 | 23.8
1950 | 23.5 | 23.5 | 23.6 | 23.6 | 23.7 | 23.8 | 24.1 | 24.3 | 24.4 | 24.6 | 24.7 | 25 | 24.1
1951 | 25.4 | 25.7 | 25.8 | 25.8 | 25.9 | 25.9 | 25.9 | 25.9 | 26.1 | 26.2 | 26.4 | 26.5 | 26
1952 | 26.5 | 26.3 | 26.3 | 26.4 | 26.4 | 26.5 | 26.7 | 26.7 | 26.7 | 26.7 | 26.7 | 26.7 | 26.5
1953 | 26.6 | 26.5 | 26.6 | 26.6 | 26.7 | 26.8 | 26.8 | 26.9 | 26.9 | 27 | 26.9 | 26.9 | 26.7
1954 | 26.9 | 26.9 | 26.9 | 26.8 | 26.9 | 26.9 | 26.9 | 26.9 | 26.8 | 26.8 | 26.8 | 26.7 | 26.9
1955 | 26.7 | 26.7 | 26.7 | 26.7 | 26.7 | 26.7 | 26.8 | 26.8 | 26.9 | 26.9 | 26.9 | 26.8 | 26.8
1956 | 26.8 | 26.8 | 26.8 | 26.9 | 27 | 27.2 | 27.4 | 27.3 | 27.4 | 27.5 | 27.5 | 27.6 | 27.2
1957 | 27.6 | 27.7 | 27.8 | 27.9 | 28 | 28.1 | 28.3 | 28.3 | 28.3 | 28.3 | 28.4 | 28.4 | 28.1
1958 | 28.6 | 28.6 | 28.8 | 28.9 | 28.9 | 28.9 | 29 | 28.9 | 28.9 | 28.9 | 29 | 28.9 | 28.9
1959 | 29 | 28.9 | 28.9 | 29 | 29 | 29.1 | 29.2 | 29.2 | 29.3 | 29.4 | 29.4 | 29.4 | 29.1
1960 | 29.3 | 29.4 | 29.4 | 29.5 | 29.5 | 29.6 | 29.6 | 29.6 | 29.6 | 29.8 | 29.8 | 29.8 | 29.6
1961 | 29.8 | 29.8 | 29.8 | 29.8 | 29.8 | 29.8 | 30 | 29.9 | 30 | 30 | 30 | 30 | 29.9
1962 | 30 | 30.1 | 30.1 | 30.2 | 30.2 | 30.2 | 30.3 | 30.3 | 30.4 | 30.4 | 30.4 | 30.4 | 30.2
1963 | 30.4 | 30.4 | 30.5 | 30.5 | 30.5 | 30.6 | 30.7 | 30.7 | 30.7 | 30.8 | 30.8 | 30.9 | 30.6
1964 | 30.9 | 30.9 | 30.9 | 30.9 | 30.9 | 31 | 31.1 | 31 | 31.1 | 31.1 | 31.2 | 31.2 | 31
1965 | 31.2 | 31.2 | 31.3 | 31.4 | 31.4 | 31.6 | 31.6 | 31.6 | 31.6 | 31.7 | 31.7 | 31.8 | 31.5
1966 | 31.8 | 32 | 32.1 | 32.3 | 32.3 | 32.4 | 32.5 | 32.7 | 32.7 | 32.9 | 32.9 | 32.9 | 32.4
1967 | 32.9 | 32.9 | 33 | 33.1 | 33.2 | 33.3 | 33.4 | 33.5 | 33.6 | 33.7 | 33.8 | 33.9 | 33.4
1968 | 34.1 | 34.2 | 34.3 | 34.4 | 34.5 | 34.7 | 34.9 | 35 | 35.1 | 35.3 | 35.4 | 35.5 | 34.8
1969 | 35.6 | 35.8 | 36.1 | 36.3 | 36.4 | 36.6 | 36.8 | 37 | 37.1 | 37.3 | 37.5 | 37.7 | 36.7
1970 | 37.8 | 38 | 38.2 | 38.5 | 38.6 | 38.8 | 39 | 39 | 39.2 | 39.4 | 39.6 | 39.8 | 38.8
1971 | 39.8 | 39.9 | 40 | 40.1 | 40.3 | 40.6 | 40.7 | 40.8 | 40.8 | 40.9 | 40.9 | 41.1 | 40.5
1972 | 41.1 | 41.3 | 41.4 | 41.5 | 41.6 | 41.7 | 41.9 | 42 | 42.1 | 42.3 | 42.4 | 42.5 | 41.8
1973 | 42.6 | 42.9 | 43.3 | 43.6 | 43.9 | 44.2 | 44.3 | 45.1 | 45.2 | 45.6 | 45.9 | 46.2 | 44.4
1974 | 46.6 | 47.2 | 47.8 | 48 | 48.6 | 49 | 49.4 | 50 | 50.6 | 51.1 | 51.5 | 51.9 | 49.3
1975 | 52.1 | 52.5 | 52.7 | 52.9 | 53.2 | 53.6 | 54.2 | 54.3 | 54.6 | 54.9 | 55.3 | 55.5 | 53.8
1976 | 55.6 | 55.8 | 55.9 | 56.1 | 56.5 | 56.8 | 57.1 | 57.4 | 57.6 | 57.9 | 58 | 58.2 | 56.9
1977 | 58.5 | 59.1 | 59.5 | 60 | 60.3 | 60.7 | 61 | 61.2 | 61.4 | 61.6 | 61.9 | 62.1 | 60.6
1978 | 62.5 | 62.9 | 63.4 | 63.9 | 64.5 | 65.2 | 65.7 | 66 | 66.5 | 67.1 | 67.4 | 67.7 | 65.2
1979 | 68.3 | 69.1 | 69.8 | 70.6 | 71.5 | 72.3 | 73.1 | 73.8 | 74.6 | 75.2 | 75.9 | 76.7 | 72.6
1980 | 77.8 | 78.9 | 80.1 | 81 | 81.8 | 82.7 | 82.7 | 83.3 | 84 | 84.8 | 85.5 | 86.3 | 82.4
1981 | 87 | 87.9 | 88.5 | 89.1 | 89.8 | 90.6 | 91.6 | 92.3 | 93.2 | 93.4 | 93.7 | 94 | 90.9
1982 | 94.3 | 94.6 | 94.5 | 94.9 | 95.8 | 97 | 97.5 | 97.7 | 97.9 | 98.2 | 98 | 97.6 | 96.5
1983 | 97.8 | 97.9 | 97.9 | 98.6 | 99.2 | 99.5 | 99.9 | 100.2 | 100.7 | 101 | 101.2 | 101.3 | 99.6
1984 | 101.9 | 102.4 | 102.6 | 103.1 | 103.4 | 103.7 | 104.1 | 104.5 | 105 | 105.3 | 105.3 | 105.3 | 103.9
1985 | 105.5 | 106 | 106.4 | 106.9 | 107.3 | 107.6 | 107.8 | 108 | 108.3 | 108.7 | 109 | 109.3 | 107.6
1986 | 109.6 | 109.3 | 108.8 | 108.6 | 108.9 | 109.5 | 109.5 | 109.7 | 110.2 | 110.3 | 110.4 | 110.5 | 109.6
1987 | 111.2 | 111.6 | 112.1 | 112.7 | 113.1 | 113.5 | 113.8 | 114.4 | 115 | 115.3 | 115.4 | 115.4 | 113.6
1988 | 115.7 | 116 | 116.5 | 117.1 | 117.5 | 118 | 118.5 | 119 | 119.8 | 120.2 | 120.3 | 120.5 | 118.3
1989 | 121.1 | 121.6 | 122.3 | 123.1 | 123.8 | 124.1 | 124.4 | 124.6 | 125 | 125.6 | 125.9 | 126.1 | 124
1990 | 127.4 | 128 | 128.7 | 128.9 | 129.2 | 129.9 | 130.4 | 131.6 | 132.7 | 133.5 | 133.8 | 133.8 | 130.7
1991 | 134.6 | 134.8 | 135 | 135.2 | 135.6 | 136 | 136.2 | 136.6 | 137.2 | 137.4 | 137.8 | 137.9 | 136.2
1992 | 138.1 | 138.6 | 139.3 | 139.5 | 139.7 | 140.2 | 140.5 | 140.9 | 141.3 | 141.8 | 142 | 141.9 | 140.3
1993 | 142.6 | 143.1 | 143.6 | 144 | 144.2 | 144.4 | 144.4 | 144.8 | 145.1 | 145.7 | 145.8 | 145.8 | 144.5
1994 | 146.2 | 146.7 | 147.2 | 147.4 | 147.5 | 148 | 148.4 | 149 | 149.4 | 149.5 | 149.7 | 149.7 | 148.2
1995 | 150.3 | 150.9 | 151.4 | 151.9 | 152.2 | 152.5 | 152.5 | 152.9 | 153.2 | 153.7 | 153.6 | 153.5 | 152.4
1996 | 154.4 | 154.9 | 155.7 | 156.3 | 156.6 | 156.7 | 157 | 157.3 | 157.8 | 158.3 | 158.6 | 158.6 | 156.9
1997 | 159.1 | 159.6 | 160 | 160.2 | 160.1 | 160.3 | 160.5 | 160.8 | 161.2 | 161.6 | 161.5 | 161.3 | 160.5
1998 | 161.6 | 161.9 | 162.2 | 162.5 | 162.8 | 163 | 163.2 | 163.4 | 163.6 | 164 | 164 | 163.9 | 163
1999 | 164.3 | 164.5 | 165 | 166.2 | 166.2 | 166.2 | 166.7 | 167.1 | 167.9 | 168.2 | 168.3 | 168.3 | 166.6
2000 | 168.8 | 169.8 | 171.2 | 171.3 | 171.5 | 172.4 | 172.8 | 172.8 | 173.7 | 174 | 174.1 | 174 | 172.2
2001 | 175.1 | 175.8 | 176.2 | 176.9 | 177.7 | 178 | 177.5 | 177.5 | 178.3 | 177.7 | 177.4 | 176.7 | 177.1
2002 | 177.1 | 177.8 | 178.8 | 179.8 | 179.8 | 179.9 | 180.1 | 180.7 | 181 | 181.3 | 181.3 | 180.9 | 179.9
2003 | 181.7 | 183.1 | 184.2 | 183.8 | 183.5 | 183.7 | 183.9 | 184.6 | 185.2 | 185 | 184.5 | 184.3 | 184
2004 | 185.2 | 186.2 | 187.4 | 188 | 189.1 | 189.7 | 189.4 | 189.5 | 189.9 | 190.9 | 191 | 190.3 | 188.9
2005 | 190.7 | 191.8 | 193.3 | 194.6 | 194.4 | 194.5 | 195.4 | 196.4 | 198.8 | 199.2 | 197.6 | 196.8 | 195.3
2006 | 198.3 | 198.7 | 199.8 | 201.5 | 202.5 | 202.9 | 203.5 | 203.9 | 202.9 | 201.8 | 201.5 | 201.8 | 201.6
2007 | 202.416 | 203.499 | 205.352 | 206.686 | 207.949 | 208.352 | 208.299 | 207.917 | 208.49 | 208.936 | 210.177 | 210.036 | 207.342
2008 | 211.08 | 211.693 | 213.528 | 214.823 | 216.632 | 218.815 | 219.964 | 219.086 | 218.783 | 216.573 | 212.425 | 210.228 | 215.303
2009 | 211.143 | 212.193 | 212.709 | 213.24 | 213.856 | 215.693 | 215.351 | 215.834 | 215.969 | 216.177 | 216.33 | 215.949 | 214.537
2010 | 216.687 | 216.741 | 217.631 | 218.009 | 218.178 | 217.965 | 218.011 | 218.312 | 218.439 | 218.711 | 218.803 | 219.179 | 218.056
2011 | 220.223 | 221.309 | 223.467 | 224.906 | 225.964 | 225.722 | 225.922 | 226.545 | 226.889 | 226.421 | 226.23 | 225.672 | 224.939
2012 | 226.665 | 227.663 | 229.392 | 230.085 | 229.815 | 229.478 | 229.104 | 230.379 | 231.407 | 231.317 | 230.221 | 229.601 | 229.594
2013 | 230.28 | 232.166 | 232.773 | 232.531 | 232.945 | 233.504 | 233.596 | 233.877 | 234.149 | 233.546 | 233.069 | 233.049 | 232.957
2014 | 233.916 | 234.781 | 236.293 | 237.072 | 237.9 | 238.343 | 238.25 | 237.852 | 238.031 | 237.433 | 236.151 | 234.812 | 236.736
2015 | 233.707 | 234.722 | 236.119 | 236.599 | 237.805 | 238.638 | 238.654 | 238.316 | 237.945 | 237.838 | 237.336 | 236.525 | 237.017
2016 | 236.916 | 237.111 | 238.132 | 239.261 | 240.229 | 241.018 | 240.628 | 240.849 | 241.428 | 241.729 | 241.353 | 241.432 | 240.007
2017 | 242.839 | 243.603 | 243.801 | 244.524 | 244.733 | 244.955 | 244.786 | 245.519 | 246.819 | 246.663 | 246.669 | 246.524 | 245.12
2018 | 247.867 | 248.991 | 249.554 | 250.546 | 251.588 | 251.989 | 252.006 | 252.146 | 252.439 | 252.885 | 252.038 | 251.233 | 251.107
2019 | 251.712 | 252.776 | 254.202 | 255.548 | 256.092 | 256.143 | 256.571 | 256.558 | 256.759 | 257.346 | 257.208 | 256.974 | 255.657
2020 | 257.971 | 258.678 | 258.115 | 256.389 | 256.394 | 257.797 | 259.101 | 259.918 | 260.28 | 260.388 | 260.229 | 260.474 | 258.811
2021 | 261.582 | 263.014 | 264.877 | 267.054 | 269.195 | 271.696 | 273.003 | 273.567 | 274.31 | 276.589 | 277.948 | 278.802 | 270.97
2022 | 281.148 | 283.716 | 287.504 | 289.109 | 292.296 | 296.311 | 296.276 | 296.171 | 296.808 | 298.012 | 297.711 | 296.797 | 292.655
2023 | 299.17 | 300.84 | 301.836 | 303.363 | 304.127 | 305.109 | 305.691 | 307.026 | 307.789 | 307.671 | 307.051 | 306.746 | 304.7016

## Lists
Program | Fund Category | GHG Measure
Open Space | Brownfield | Brownfield Solar
Open Space | Brownfield | Brownfield Trees-EXAMPLE
Open Space | Trail | WalkBike
Open Space | Wetland | Carbon Storage
Open Space | Reforest | Tree Planting
Modernization | Energy Insights Program | EIP Elec EE
Modernization | Energy Insights Program | EIP NG EE
Modernization | Building-Upgrades | Solar
Modernization | Building-Upgrades | HVAC EE
Modernization | Building-Upgrades | LED EE
Modernization | Building-Upgrades | Windows EE
Modernization | Building-EV Infrastructure | EV-EXAMPLE
Modernization | Building-Public Transit | Hybrid Buses-EXAMPLE
Modernization | Building-Public Transit | Bike Share-EXAMPLE
Modernization | Manuf-EE | Ind EE
Modernization | Manuf-Solar | Ind Solar
RE/Waste | RE/Waste | RE/Waste
See Below | See Below | Total for Mult. Meas.