## Blended Emissions Calculations
[10 empty] | Elec | NG/Propane/ Fuel Oil/Kerosene
[8 empty] | Residential Blend |  | #REF! | #REF!
[8 empty] | Municipal Building Blend |  | 98.7% | 1.301% | *Blended rate based on inventory consumption between electiricty and other fuels
| Strategies | Baseline Case | Adoption Scenario | Number of Buildings | Fuel Reduction Type | Energy Reduction Percentage | Weighted Energy Reduction Percentage | Electricity Reduction (MWh) | Electricity GHG Reduction (MTCO2e) | Natural Gas/Propane Reduction (MMBtu) | Natural Gas/Propane GHG Reduction (MTCO2e) | Resulting Reductions (MTCO2e) | PV Potential (MW) | Resource | Average Value | Units | GHG Reduction (MT CO2/yr) | Average Value | Units | GHG Reduction (MT CO2/yr) | Average Value | Units | GHG Reduction (MT CO2/yr) | Average Value | Units | GHG Reduction (MT CO2/yr)
R-01 Solar Photovoltaics (PV) | ROOFTOP PV AND BATTERY STORAGE | Single Family Residential homes without rooftop PV | 10% | 29659.493 | Electricity |  |  | 430062.6491 | 162502.4595 |  |  | 162502.4595 | 296.5949 | 10kw per SF home, multiplied by adoption scenario, 1450 kWh/kWp | 20 | vehicles/day | #REF! | 1 | vehicles/day | #REF! | 1 | vehicles/day | #REF! | 1 | vehicles/day | #REF!
|  |  | 20% | 59318.9861 | Electricity |  |  | 860125.2982 | 325004.919 |  |  | 325004.919 | 593.1899 | Only representative of single family units
|  |  | 30% | 88978.4791 | Electricity |  |  | 1290187.9473 | 487507.3785 |  |  | 487507.3785 | 889.7848
R-02 Heat Pump or High Efficiency AC Retrofits | HEAT PUMP OR HIGH EFFICIENCY AC RETROFITS | Electric Resistance Heating COP 1 upgraded to COP 3.0 Window AC SEER 12 upgraded to SEER 15 HP | 10% | 48679.7 | Total GHG | 11.4% | 1.14% | #REF! | #REF! | #REF! | #REF! | #REF! |  | University of Hawaii | 941 | trucks | #REF! | 1 | trucks | #REF! | 1 | trucks | #REF! | 1 | trucks | #REF!
|  |  | 20% | 97359.4 | Total GHG | 11.4% | 2.28% | #REF! | #REF! | #REF! | #REF! | #REF! |  | 65% savings compared to elec furnace and baseboard heating
|  |  | 30% | 146039.1 | Total GHG | 11.4% | 3.42% | #REF! | #REF! | #REF! | #REF! | #REF! |  | Elec reduction accounts for the increase in electricity resulting from fuel switching
R-03 LED Lighting | LED LIGHTING | Mix of Incandescent and Fluorescent lighting replaced by LED, saving 60% of the electricity | 10% | 48679.7 | Electricity | 4.549% | 0.4549% | #REF! | #REF! |  |  | #REF! |  | University of Hawaii | 325 | buses | #REF! | 1 | buses | #REF! | 1 | buses | #REF! | 1 | buses | #REF!
|  |  | 20% | 97359.4 | Electricity | 4.549% | 0.9099% | #REF! | #REF! |  |  | #REF! |  | EIA
|  |  | 30% | 146039.1 | Electricity | 4.549% | 1.365% | #REF! | #REF! |  |  | #REF! |  | https://www.energy.gov/energysaver/lighting-choices-save-you-money
R-04 Envelope improvements with roof assessment | WEATHERIZATION & AIR LEAKAGE | Windows air leakage accounting for 25% of heating and cooling loads | 10% | 48679.7 | Total GHG | 9% | 0.9% | #REF! | #REF! | #REF! | #REF! | #REF! |  | University of Hawaii | 390 | chargers | #REF! | #REF! | chargers/station | #REF! | #REF! | chargers/station | #REF! | #REF! | chargers/station | #REF! | #REF!
|  |  | 20% | 97359.4 | Total GHG | 9% | 1.8% | #REF! | #REF! | #REF! | #REF! | #REF! |  | EnergyStar | [12 empty] | #REF!
|  |  | 30% | 146039.1 | Total GHG | 9% | 2.7% | #REF! | #REF! | #REF! | #REF! | #REF! | [14 empty] | #REF!
| ROOF INSULATION | R-13 upgrading to R-38 | 10% | 48679.7 | Total GHG | 3.6% | 0.36% | #REF! | #REF! | #REF! | #REF! | #REF! |  | Guide to Home Insulation (energy.gov) | 100 | chargers | #REF! | #REF! | chargers/station | #REF! | #REF! | chargers/station | #REF! | #REF! | chargers/station | #REF!
|  |  | 20% | 97359.4 | Total GHG | 3.6% | 0.72% | #REF! | #REF! | #REF! | #REF! | #REF! |  | 10% savings in heating/cooling from upgrading to R-38 roof insulation
|  |  | 30% | 146039.1 | Total GHG | 3.6% | 1.08% | #REF! | #REF! | #REF! | #REF! | #REF!
R-05 Window, door and skylight replacement with assessment | WINDOW, DOOR, SKYLIGHT REPLACEMENT | Single pane windows, non-EnergyStar doors and skylights | 10% | 48679.7 | Total GHG | 12% | 1.2% | #REF! | #REF! | #REF! | #REF! | #REF! |  | EnergyStar | 390 | chargers | #REF! | #REF! | chargers/station | #REF! | #REF! | chargers/station | #REF! | #REF! | chargers/station | #REF!
|  |  | 20% | 97359.4 | Total GHG | 12% | 2.4% | #REF! | #REF! | #REF! | #REF! | #REF! |  | Conservative, jalousie windows may fall in this range but quality data unavailable
|  |  | 30% | 146039.1 | Total GHG | 12% | 3.6% | #REF! | #REF! | #REF! | #REF! | #REF!
R-06 Efficient Appliances and Plug Load Management | APPLIANCES & PLUG LOAD MANAGEMENT | Non-EnergyStar appliances | 10% | 48679.7 | Electricity | 1.995% | 0.1995% | #REF! | #REF! |  |  | #REF! |  | Handbook Public Draft_2021-Aug.pdf (airquality.org) | 20 | vehicles/day | #REF! | 1 | vehicles/day | #REF! | 1 | vehicles/day | #REF! | 1 | vehicles/day | #REF!
|  |  | 20% | 97359.4 | Electricity | 1.995% | 0.399% | #REF! | #REF! |  |  | #REF! |  | University of Hawaii
|  |  | 30% | 146039.1 | Electricity | 1.995% | 0.5985% | #REF! | #REF! |  |  | #REF! |  | 15% savings in electricity compared to non-energy star appliances
R-07 Heat Pump DHW | HEAT PUMP DHW | COP 1 electric water heater upgraded to COP 3.5 | 10% | 48679.7 | Total GHG | 9.429% | 0.9429% | #REF! | #REF! | #REF! | #REF! | #REF! |  | EnergyStar | 15 | trucks | #REF! | 1 | trucks | #REF! | 1 | trucks | #REF! | 1 | trucks | #REF!
|  |  | 20% | 97359.4 | Total GHG | 9.429% | 1.886% | #REF! | #REF! | #REF! | #REF! | #REF! |  | 70% savings using heatpump over elec resistance
|  |  | 30% | 146039.1 | Total GHG | 9.429% | 2.829% | #REF! | #REF! | #REF! | #REF! | #REF! |  | Elec reduction accounts for the increase in electricity resulting from fuel switching
R-08 Solar Hot Water Heater | SOLAR HOT WATER HEATER | COP 1 Electric water heater replaced by solar hot water heater | 10% | 48679.7 | Total GHG | 7% | 0.7% | #REF! | #REF! | #REF! | #REF! | #REF! |  | EnergyStar | 20 | vehicles/day | #REF! | 1 | vehicles/day | #REF! | 1 | vehicles/day | #REF! | 1 | vehicles/day | #REF!
|  |  | 20% | 97359.4 | Total GHG | 7% | 1.4% | #REF! | #REF! | #REF! | #REF! | #REF! |  | No payback, cost likely ~$15k w/ ~$2k in savings across the lifespan
|  |  | 30% | 146039.1 | Total GHG | 7% | 2.1% | #REF! | #REF! | #REF! | #REF! | #REF!
R-08 Smart Thermostats | SMART THERMOSTATS | Units with no automated controls for heating and cooling | 10% | 48679.7 | Total GHG | 1.8% | 0.18% | #REF! | #REF! | #REF! | #REF! | #REF! |  | EnergyStar rated smart thermostats can save up to 8% on heating and cooling bills annually. Assume 5% savings on heating and cooling as a conservative assumption. | 20 | vehicles/day | #REF! | 1 | vehicles/day | #REF! | 1 | vehicles/day | #REF! | 1 | vehicles/day | #REF!
|  |  | 20% | 97359.4 | Total GHG | 1.8% | 0.36% | #REF! | #REF! | #REF! | #REF! | #REF!
|  |  | 30% | 146039.1 | Total GHG | 1.8% | 0.54% | #REF! | #REF! | #REF! | #REF! | #REF!
Municipal Buildings | [14 empty] | 20 | vehicles/day | #REF! | 1 | vehicles/day | #REF! | 1 | vehicles/day | #REF! | 1 | vehicles/day | #REF!
C-01 Solar Photovoltaics (PV) | ROOFTOP AND COVERED PARKING SOLAR PV | Commercial Buildings without Rooftop solar PV and without covered parking with solar. | 10% | 29.9957 | Electricity | 25% | 2.5% | 4349.3701 | 1643.4427 |  |  | 1643.4427 | 2.9996 | Use 100kw per installation. 100 kW array produces 145,000 kWhs annually. 1,450 kWh/kWp, 1,450 MWh/MW. | https://www.monroecounty-fl.gov/803/Sustainability
|  |  | 20% | 59.9913 | Electricity | 25% | 5% | 8698.7402 | 3286.8855 |  |  | 3286.8855 | 5.9991 |  | https://www.broward.org/Climate/Documents/CCAP_2020_ADA.pdf
|  |  | 100% | 299.9566 | Electricity | 25% | 25% | 43493.7011 | 16434.4274 |  |  | 16434.4274 | 29.9957 |  | https://discover.pbcgov.org/resilience/Pages/Regional-Climate-Action-Plan.aspx#:~:text=Palm%20Beach%20County%20adopted%20the,and%20%E2%80%9Cspecific%20action%20items%E2%80%9D.
C-02 Heat Pump or High Efficiency AC Retrofits and Commissioning | HIGH EFFICIENCY HVAC RETROFITS | Elec. Resistance Heating COP=1 upgraded to COP= 3.0. AC SEER 12 upgraded to SEER 16. 16 SEER is required for Federal Tax Incentive. | 10% |  | Total GHG | 15% | 1.5% | 2575.6837 | 973.2418 | 1.5259 | 0.081156 | 973.3229 |  | https://www.fpl.com/content/dam/fplgp/us/en/business/save/programs/pdf/SMB-HVAC-Forms.pdf
|  |  | 20% |  | Total GHG | 15% | 3% | 5151.3673 | 1946.4835 | 3.0517 | 0.16231 | 1946.6458
|  |  | 30% |  | Total GHG | 15% | 4.5% | 7727.051 | 2919.7253 | 4.5776 | 0.24347 | 2919.9688
C-03 LED Lighting | LED LIGHTING | Mix of Fluorescent and HID lighting replaced by LED, saving 30% of the electricity | 10% |  | Electricity | 9% | 0.9% | 1565.7732 | 591.6394 |  |  | 591.6394 |  | https://www.fpl.com/content/dam/fplgp/us/en/business/save/programs/pdf/lighting-brochure.pdf https://www.fpl.com/business/save/programs/lighting.html https://www.fpl.com/content/dam/fplgp/us/en/business/save/programs/pdf/business-lighting-program.pdf https://www.fpl.com/content/dam/fplgp/us/en/business/pdfs/fpl-business-lighting-program.pdf
|  |  | 20% |  | Electricity | 9% | 1.8% | 3131.5465 | 1183.2788 |  |  | 1183.2788
|  |  | 30% |  | Electricity | 9% | 2.7% | 4697.3197 | 1774.9182 |  |  | 1774.9182
C-04 Envelope improvements with roof assessment | ROOF INSULATION & REFLECTIVITY | R-13 upgrading to R-38 Reflective roof membrane | 10% |  | Total GHG | 5% | 0.5% | 858.5612 | 324.4139 | 0.50862 | 0.027052 | 324.441 |  | https://www.fpl.com/content/dam/fplgp/us/en/business/save/programs/pdf/building-envelope-brief.pdf | https://southeastfloridaclimatecompact.org/initiative/regional-climate-action-plan/
|  |  | 20% |  | Total GHG | 5% | 1% | 1717.1224 | 648.8278 | 1.0172 | 0.054104 | 648.8819 |  | https://fpl.bizenergyadvisor.com/article/cool-roofs | https://southeastfloridaclimatecompact.org/wp-content/uploads/2023/10/SEFL_RCAP3_Final.1.pdf
|  |  | 30% |  | Total GHG | 5% | 1.5% | 2575.6837 | 973.2418 | 1.5259 | 0.081156 | 973.3229 |  | https://fpl.bizenergyadvisor.com/article/insulation
C-05 Smart Thermostats | SMART THERMOSTATS | Units with no automated controls for heating and cooling | 10% |  | Total GHG | 2% | 0.2% | 343.4245 | 129.7656 | 0.20345 | 0.010821 | 129.7764
|  |  | 20% |  | Total GHG | 2% | 0.4% | 686.849 | 259.5311 | 0.4069 | 0.021642 | 259.5528 |  | Building Controls FPL Technical Brief.pdf
|  |  | 30% |  | Total GHG | 2% | 0.6% | 1030.2735 | 389.2967 | 0.61035 | 0.032462 | 389.3292
Commercial Energy Efficient Building Controls Program | INSTALL OCCUPANCY SENSORS FOR LIGHTING CONTROLS |  | 10% | #REF! | Electricity | 4% | 0.4% | 695.8992 | #REF! |  |  | #REF! |  | Advanced Lighting Control System Performance: A Field Evaluation of Five Systems (energy.gov)
|  |  | 20% | #REF! | Electricity | 4% | 0.8% | 1391.7984 | #REF! |  |  | #REF!
|  |  | 30% | #REF! | Electricity | 4% | 1.2% | 2087.6977 | #REF! |  |  | #REF!
LIDAC | [14 empty] | 20 | vehicles/day | #REF! | 1 | vehicles/day | #REF! | 1 | vehicles/day | #REF! | 1 | vehicles/day | #REF!
RL-01 Solar Photovoltaics (PV) | ROOFTOP PV AND BATTERY STORAGE | Single Family Residential homes without rooftop PV | 10% | 29659.493 | Electricity |  |  | 51222.4972 | 19354.8121 |  |  | 19354.8121 | 35.3259 | 10kw per SF home, multiplied by adoption scenario, 1450 kWh/kWp | 20 | vehicles/day | #REF! | 1 | vehicles/day | #REF! | 1 | vehicles/day | #REF! | 1 | vehicles/day | #REF!
|  |  | 20% | 59318.9861 | Electricity |  |  | 102444.9944 | 38709.6243 |  |  | 38709.6243 | 70.6517 | Only representative of single family units
|  |  | 30% | 88978.4791 | Electricity |  |  | 153667.4916 | 58064.4364 |  |  | 58064.4364 | 105.9776
RL-02 Heat Pump or High Efficiency AC Retrofits | HEAT PUMP OR HIGH EFFICIENCY AC RETROFITS | Electric Resistance Heating COP 1 upgraded to COP 3.0 Window AC SEER 12 upgraded to SEER 15 HP | 10% | 8184.5 | Total GHG | 11.4% | 1.14% | #REF! | #REF! | #REF! | #REF! | #REF! |  | University of Hawaii | 941 | trucks | #REF! | 1 | trucks | #REF! | 1 | trucks | #REF! | 1 | trucks | #REF!
|  |  | 20% | 16369 | Total GHG | 11.4% | 2.28% | #REF! | #REF! | #REF! | #REF! | #REF! |  | 65% savings compared to elec furnace and baseboard heating
|  |  | 30% | 24553.5 | Total GHG | 11.4% | 3.42% | #REF! | #REF! | #REF! | #REF! | #REF! |  | Elec reduction accounts for the increase in electricity resulting from fuel switching
RL-03 LED Lighting | LED LIGHTING | Mix of Incandescent and Fluorescent lighting replaced by LED, saving 60% of the electricity | 10% | 8184.5 | Electricity | 4.549% | 0.4549% | #REF! | #REF! |  |  | #REF! |  | University of Hawaii | 325 | buses | #REF! | 1 | buses | #REF! | 1 | buses | #REF! | 1 | buses | #REF!
|  |  | 20% | 16369 | Electricity | 4.549% | 0.9099% | #REF! | #REF! |  |  | #REF! |  | EIA
|  |  | 30% | 24553.5 | Electricity | 4.549% | 1.365% | #REF! | #REF! |  |  | #REF! |  | https://www.energy.gov/energysaver/lighting-choices-save-you-money
RL-04 Envelope improvements with roof assessment | WEATHERIZATION & AIR LEAKAGE | Windows air leakage accounting for 25% of heating and cooling loads | 10% | 8184.5 | Total GHG | 9% | 0.9% | #REF! | #REF! | #REF! | #REF! | #REF! |  | University of Hawaii | 390 | chargers | #REF! | #REF! | chargers/station | #REF! | #REF! | chargers/station | #REF! | #REF! | chargers/station | #REF! | #REF!
|  |  | 20% | 16369 | Total GHG | 9% | 1.8% | #REF! | #REF! | #REF! | #REF! | #REF! |  | EnergyStar | [12 empty] | #REF!
|  |  | 30% | 24553.5 | Total GHG | 9% | 2.7% | #REF! | #REF! | #REF! | #REF! | #REF! | [14 empty] | #REF!
| ROOF INSULATION | R-13 upgrading to R-38 | 10% | 8184.5 | Total GHG | 3.6% | 0.36% | #REF! | #REF! | #REF! | #REF! | #REF! |  | Guide to Home Insulation (energy.gov) | 100 | chargers | #REF! | #REF! | chargers/station | #REF! | #REF! | chargers/station | #REF! | #REF! | chargers/station | #REF!
|  |  | 20% | 16369 | Total GHG | 3.6% | 0.72% | #REF! | #REF! | #REF! | #REF! | #REF! |  | 10% savings in heating/cooling from upgrading to R-38 roof insulation
|  |  | 30% | 24553.5 | Total GHG | 3.6% | 1.08% | #REF! | #REF! | #REF! | #REF! | #REF!
RL-05 Window, door and skylight replacement with assessment | WINDOW, DOOR, SKYLIGHT REPLACEMENT | Single pane windows, non-EnergyStar doors and skylights | 10% | 8184.5 | Total GHG | 12% | 1.2% | #REF! | #REF! | #REF! | #REF! | #REF! |  | EnergyStar | 390 | chargers | #REF! | #REF! | chargers/station | #REF! | #REF! | chargers/station | #REF! | #REF! | chargers/station | #REF!
|  |  | 20% | 16369 | Total GHG | 12% | 2.4% | #REF! | #REF! | #REF! | #REF! | #REF! |  | Conservative, jalousie windows may fall in this range but quality data unavailable
|  |  | 30% | 24553.5 | Total GHG | 12% | 3.6% | #REF! | #REF! | #REF! | #REF! | #REF!
RL-06 Efficient Appliances and Plug Load Management | APPLIANCES & PLUG LOAD MANAGEMENT | Non-EnergyStar appliances | 10% | 8184.5 | Electricity | 1.995% | 0.1995% | #REF! | #REF! |  |  | #REF! |  | Handbook Public Draft_2021-Aug.pdf (airquality.org) | 20 | vehicles/day | #REF! | 1 | vehicles/day | #REF! | 1 | vehicles/day | #REF! | 1 | vehicles/day | #REF!
|  |  | 20% | 16369 | Electricity | 1.995% | 0.399% | #REF! | #REF! |  |  | #REF! |  | University of Hawaii
|  |  | 30% | 24553.5 | Electricity | 1.995% | 0.5985% | #REF! | #REF! |  |  | #REF! |  | 15% savings in electricity compared to non-energy star appliances
RL-07 Heat Pump DHW | HEAT PUMP DHW | COP 1 electric water heater upgraded to COP 3.5 | 10% | 8184.5 | Total GHG | 9.429% | 0.9429% | #REF! | #REF! | #REF! | #REF! | #REF! |  | EnergyStar | 15 | trucks | #REF! | 1 | trucks | #REF! | 1 | trucks | #REF! | 1 | trucks | #REF!
|  |  | 20% | 16369 | Total GHG | 9.429% | 1.886% | #REF! | #REF! | #REF! | #REF! | #REF! |  | 70% savings using heatpump over elec resistance
|  |  | 30% | 24553.5 | Total GHG | 9.429% | 2.829% | #REF! | #REF! | #REF! | #REF! | #REF! |  | Elec reduction accounts for the increase in electricity resulting from fuel switching
R-08 Solar Hot Water Heater | SOLAR HOT WATER HEATER | COP 1 Electric water heater replaced by solar hot water heater | 10% | 8184.5 | Total GHG | 7% | 0.7% | #REF! | #REF! | #REF! | #REF! | #REF! |  | EnergyStar | 20 | vehicles/day | #REF! | 1 | vehicles/day | #REF! | 1 | vehicles/day | #REF! | 1 | vehicles/day | #REF!
|  |  | 20% | 16369 | Total GHG | 7% | 1.4% | #REF! | #REF! | #REF! | #REF! | #REF! |  | No payback, cost likely ~$15k w/ ~$2k in savings across the lifespan
|  |  | 30% | 24553.5 | Total GHG | 7% | 2.1% | #REF! | #REF! | #REF! | #REF! | #REF!
RL-08 Smart Thermostats | SMART THERMOSTATS | Units with no automated controls for heating and cooling | 10% | 8184.5 | Total GHG | 1.8% | 0.18% | #REF! | #REF! | #REF! | #REF! | #REF! |  | EnergyStar rated smart thermostats can save up to 8% on heating and cooling bills annually. Assume 5% savings on heating and cooling as a conservative assumption. | 20 | vehicles/day | #REF! | 1 | vehicles/day | #REF! | 1 | vehicles/day | #REF! | 1 | vehicles/day | #REF!
|  |  | 20% | 16369 | Total GHG | 1.8% | 0.36% | #REF! | #REF! | #REF! | #REF! | #REF!
|  |  | 30% | 24553.5 | Total GHG | 1.8% | 0.54% | #REF! | #REF! | #REF! | #REF! | #REF!
Residential Energy Data | Residential Energy Consumption Survey Dashboard (arcgis.com)
Note on P6: ====== ID#AAABJcGsCMA tc={EF7AC70B-CCE1-4009-A3EF-F1AC63A108CE} (2024-03-18 19:15:39) [Threaded comment] Your version of Excel allows you to read this threaded comment; however, any edits to it will get removed if the file is opened in a newer version of Excel. Learn more: https://go.microsoft.com/fwlink/?linkid=870924 Comment: 20 CNG trash trucks over three years will eliminate the emissions from the 20 diesel trash trucks that would be retired and replaced with low emissions CNG trash trucks
Note on P9: ====== ID#AAABJcIbPFc tc={D0314AFD-520D-439B-BD09-93EE00A679E0} (2024-03-18 19:15:39) [Threaded comment] Your version of Excel allows you to read this threaded comment; however, any edits to it will get removed if the file is opened in a newer version of Excel. Learn more: https://go.microsoft.com/fwlink/?linkid=870924 Comment: Department: Internal Services: FY23-24 = 166 vehicles, FY 24-25 = 143 vehicles, FY25-26 = 192 vehicles, FY 26-27 = 243 vehicles, FY 27-28 = 197 vehicles)
Note on P12: ====== ID#AAABJcIbPFY tc={6179AB43-2E1B-470B-96C5-5B322836B37F} (2024-03-18 19:15:39) [Threaded comment] Your version of Excel allows you to read this threaded comment; however, any edits to it will get removed if the file is opened in a newer version of Excel. Learn more: https://go.microsoft.com/fwlink/?linkid=870924 Comment: Tolley fleet as of 9/05/23. https://safer.fmcsa.dot.gov/query.asp?searchtype=ANY&query_type=queryCarrierSnapshot&query_param=USDOT&query_string=958675
Note on G15: ====== ID#AAABJcIbPFI tc={89FFE1E6-4A7C-41D1-B829-31C4F001E419} (2024-03-18 19:15:39) [Threaded comment] Your version of Excel allows you to read this threaded comment; however, any edits to it will get removed if the file is opened in a newer version of Excel. Learn more: https://go.microsoft.com/fwlink/?linkid=870924 Comment: Is the source of this assumption somewhere in the document ? If not, it's worth specifying in column P, because it's a very structuring hypothesis. Same comment applies to the rows below.
Note on P15: ====== ID#AAABJcIbPF4 tc={22DB8855-E4E6-405B-BA39-247520AB1B85} (2024-03-18 19:15:39) [Threaded comment] Your version of Excel allows you to read this threaded comment; however, any edits to it will get removed if the file is opened in a newer version of Excel. Learn more: https://go.microsoft.com/fwlink/?linkid=870924 Comment: Department: Office of Resilience: installation of 390 Level 2 charging ports on 61 community facilities
Note on P18: ====== ID#AAABJcGsCMM tc={214AF2FE-E449-4EC8-A802-B65C0E2D6E36} (2024-03-18 19:15:39) [Threaded comment] Your version of Excel allows you to read this threaded comment; however, any edits to it will get removed if the file is opened in a newer version of Excel. Learn more: https://go.microsoft.com/fwlink/?linkid=870924 Comment: Department: Office of Resilience: installation on approximately 10 to 15 sites and yield approximately 100 DC Fast charging plugs
Note on P21: ====== ID#AAABJcIbPFs tc={6B23B8F5-F097-4008-98D4-2399A4321CA5} (2024-03-18 19:15:39) [Threaded comment] Your version of Excel allows you to read this threaded comment; however, any edits to it will get removed if the file is opened in a newer version of Excel. Learn more: https://go.microsoft.com/fwlink/?linkid=870924 Comment: Department: Office of Resilience: installation of 390 Level 2 charging ports on 61 community facilities
Note on P24: ====== ID#AAABJcIb5Ek tc={2F65FFF7-0054-492C-9A6E-E82E9766D51D} (2024-03-18 19:15:39) [Threaded comment] Your version of Excel allows you to read this threaded comment; however, any edits to it will get removed if the file is opened in a newer version of Excel. Learn more: https://go.microsoft.com/fwlink/?linkid=870924 Comment: 20 CNG trash trucks over three years will eliminate the emissions from the 20 diesel trash trucks that would be retired and replaced with low emissions CNG trash trucks
Note on O25: ====== ID#AAABJcGsCL4 tc={8A84021B-E859-45C0-8DC9-628BD33F56B4} (2024-03-18 19:15:39) [Threaded comment] Your version of Excel allows you to read this threaded comment; however, any edits to it will get removed if the file is opened in a newer version of Excel. Learn more: https://go.microsoft.com/fwlink/?linkid=870924 Comment: Nice these seem to agree with the UH study
Note on P27: ====== ID#AAABJcIbPE8 tc={31FC2586-9D69-4496-AB8A-6159BBF51B8B} (2024-03-18 19:15:39) [Threaded comment] Your version of Excel allows you to read this threaded comment; however, any edits to it will get removed if the file is opened in a newer version of Excel. Learn more: https://go.microsoft.com/fwlink/?linkid=870924 Comment: Miami-Dade County’s entire fleet of garbage trucks runs on diesel. The County runs approximately 120 diesel garbage trucks a day. This project would begin to transition the fleet to electric vehicles, starting with replacing 3 diesel garbage trucks a year with electric garbage trucks. Over the grant period 15 of the County’s diesel garbage trucks would be replaced with electric garbage trucks, dramatically reducing the emissions from those vehicles.
Note on P30: ====== ID#AAABJcIbPFw tc={AD4ED346-21FA-421F-A20A-EE85A75716EA} (2024-03-18 19:15:39) [Threaded comment] Your version of Excel allows you to read this threaded comment; however, any edits to it will get removed if the file is opened in a newer version of Excel. Learn more: https://go.microsoft.com/fwlink/?linkid=870924 Comment: 20 CNG trash trucks over three years will eliminate the emissions from the 20 diesel trash trucks that would be retired and replaced with low emissions CNG trash trucks
Note on P33: ====== ID#AAABJcIbPFE tc={343CB789-6F0B-46B7-BCF9-E5506AB50C8F} (2024-03-18 19:15:39) [Threaded comment] Your version of Excel allows you to read this threaded comment; however, any edits to it will get removed if the file is opened in a newer version of Excel. Learn more: https://go.microsoft.com/fwlink/?linkid=870924 Comment: 20 CNG trash trucks over three years will eliminate the emissions from the 20 diesel trash trucks that would be retired and replaced with low emissions CNG trash trucks
Note on P36: ====== ID#AAABJcIb5Eg tc={0A65608A-8F29-44DF-94E1-5EA39858C658} (2024-03-18 19:15:39) [Threaded comment] Your version of Excel allows you to read this threaded comment; however, any edits to it will get removed if the file is opened in a newer version of Excel. Learn more: https://go.microsoft.com/fwlink/?linkid=870924 Comment: 20 CNG trash trucks over three years will eliminate the emissions from the 20 diesel trash trucks that would be retired and replaced with low emissions CNG trash trucks
Note on G37: ====== ID#AAABJcIb5Ec tc={E690683A-3925-4C16-81E6-B42C701BDF11} (2024-03-18 19:15:39) [Threaded comment] Your version of Excel allows you to read this threaded comment; however, any edits to it will get removed if the file is opened in a newer version of Excel. Learn more: https://go.microsoft.com/fwlink/?linkid=870924 Comment: Assume PV installation produces 25% of annual kWh consumption.
Note on P55: ====== ID#AAABJcIbPF8 tc={42521B93-E08B-4675-9D86-C542930C155A} (2024-03-18 19:15:39) [Threaded comment] Your version of Excel allows you to read this threaded comment; however, any edits to it will get removed if the file is opened in a newer version of Excel. Learn more: https://go.microsoft.com/fwlink/?linkid=870924 Comment: 20 CNG trash trucks over three years will eliminate the emissions from the 20 diesel trash trucks that would be retired and replaced with low emissions CNG trash trucks
Note on P56: ====== ID#AAABJcIbPFU tc={4ED27FEF-434F-4C8C-82B4-1155369A7735} (2024-03-18 19:15:39) [Threaded comment] Your version of Excel allows you to read this threaded comment; however, any edits to it will get removed if the file is opened in a newer version of Excel. Learn more: https://go.microsoft.com/fwlink/?linkid=870924 Comment: 20 CNG trash trucks over three years will eliminate the emissions from the 20 diesel trash trucks that would be retired and replaced with low emissions CNG trash trucks
Note on P59: ====== ID#AAABJcGsCME tc={6CEDF89B-3247-4249-9879-0CE2F3B868C8} (2024-03-18 19:15:39) [Threaded comment] Your version of Excel allows you to read this threaded comment; however, any edits to it will get removed if the file is opened in a newer version of Excel. Learn more: https://go.microsoft.com/fwlink/?linkid=870924 Comment: Department: Internal Services: FY23-24 = 166 vehicles, FY 24-25 = 143 vehicles, FY25-26 = 192 vehicles, FY 26-27 = 243 vehicles, FY 27-28 = 197 vehicles)
Note on P62: ====== ID#AAABJcGsCMI tc={33DF17BD-77F1-44FE-841D-11DBF18D3EBF} (2024-03-18 19:15:39) [Threaded comment] Your version of Excel allows you to read this threaded comment; however, any edits to it will get removed if the file is opened in a newer version of Excel. Learn more: https://go.microsoft.com/fwlink/?linkid=870924 Comment: Tolley fleet as of 9/05/23. https://safer.fmcsa.dot.gov/query.asp?searchtype=ANY&query_type=queryCarrierSnapshot&query_param=USDOT&query_string=958675
Note on P65: ====== ID#AAABJcIbPFg tc={336911C8-8E2F-40AD-A674-C2FD348D48AD} (2024-03-18 19:15:39) [Threaded comment] Your version of Excel allows you to read this threaded comment; however, any edits to it will get removed if the file is opened in a newer version of Excel. Learn more: https://go.microsoft.com/fwlink/?linkid=870924 Comment: Department: Office of Resilience: installation of 390 Level 2 charging ports on 61 community facilities
Note on P68: ====== ID#AAABJcIbPFA tc={26B7AC78-B5F1-45CC-963A-6B7F3126879A} (2024-03-18 19:15:39) [Threaded comment] Your version of Excel allows you to read this threaded comment; however, any edits to it will get removed if the file is opened in a newer version of Excel. Learn more: https://go.microsoft.com/fwlink/?linkid=870924 Comment: Department: Office of Resilience: installation on approximately 10 to 15 sites and yield approximately 100 DC Fast charging plugs
Note on P71: ====== ID#AAABJcIbPFQ tc={B2A99C89-0FCA-4B6C-AE06-FA85AF19EA70} (2024-03-18 19:15:39) [Threaded comment] Your version of Excel allows you to read this threaded comment; however, any edits to it will get removed if the file is opened in a newer version of Excel. Learn more: https://go.microsoft.com/fwlink/?linkid=870924 Comment: Department: Office of Resilience: installation of 390 Level 2 charging ports on 61 community facilities
Note on P74: ====== ID#AAABJcIbPFk tc={3BADAA9F-A478-4CC3-83B5-82F90455D351} (2024-03-18 19:15:39) [Threaded comment] Your version of Excel allows you to read this threaded comment; however, any edits to it will get removed if the file is opened in a newer version of Excel. Learn more: https://go.microsoft.com/fwlink/?linkid=870924 Comment: 20 CNG trash trucks over three years will eliminate the emissions from the 20 diesel trash trucks that would be retired and replaced with low emissions CNG trash trucks
Note on O75: ====== ID#AAABJcIbPFo tc={EE071C50-2F27-4708-850C-41E927E3E89B} (2024-03-18 19:15:39) [Threaded comment] Your version of Excel allows you to read this threaded comment; however, any edits to it will get removed if the file is opened in a newer version of Excel. Learn more: https://go.microsoft.com/fwlink/?linkid=870924 Comment: Nice these seem to agree with the UH study
Note on P77: ====== ID#AAABJcGsCMQ tc={2C8812C2-265E-499C-B313-4A3BB06F7122} (2024-03-18 19:15:39) [Threaded comment] Your version of Excel allows you to read this threaded comment; however, any edits to it will get removed if the file is opened in a newer version of Excel. Learn more: https://go.microsoft.com/fwlink/?linkid=870924 Comment: Miami-Dade County’s entire fleet of garbage trucks runs on diesel. The County runs approximately 120 diesel garbage trucks a day. This project would begin to transition the fleet to electric vehicles, starting with replacing 3 diesel garbage trucks a year with electric garbage trucks. Over the grant period 15 of the County’s diesel garbage trucks would be replaced with electric garbage trucks, dramatically reducing the emissions from those vehicles.
Note on P80: ====== ID#AAABJcIbPF0 tc={1F69BAA7-6E01-476D-851E-DBEAC816B191} (2024-03-18 19:15:39) [Threaded comment] Your version of Excel allows you to read this threaded comment; however, any edits to it will get removed if the file is opened in a newer version of Excel. Learn more: https://go.microsoft.com/fwlink/?linkid=870924 Comment: 20 CNG trash trucks over three years will eliminate the emissions from the 20 diesel trash trucks that would be retired and replaced with low emissions CNG trash trucks
Note on P83: ====== ID#AAABJcIbPGA tc={0BAF63C2-3CD4-4724-BFEF-2782769C7C61} (2024-03-18 19:15:39) [Threaded comment] Your version of Excel allows you to read this threaded comment; however, any edits to it will get removed if the file is opened in a newer version of Excel. Learn more: https://go.microsoft.com/fwlink/?linkid=870924 Comment: 20 CNG trash trucks over three years will eliminate the emissions from the 20 diesel trash trucks that would be retired and replaced with low emissions CNG trash trucks

## Municipal Bldg GHG Inventory
Municipal Building GHG Inventory by County/City and Fuel Type
Overall Summary |  | Energy Quantity | Units | % Consumption by Energy Type |  | Emissions (MTCO2e) | Blended Emissions Factors |  |  | City/County | % of Total Elec. | % of Total Natural Gas, Fuel Oil, Propane, & Kerosene
Sector | Energy Type
Municipal Building Energy | Electricity | 173974.8044 | MWh | - |  | 55249 | Electricity | 0.37786 | MT/MWh | % COJ | 83.19% | 100%
Municipal Building Energy | Electricity | 593626.737 | MMBtu | 98.7% |  | - | Electricity | 0.11074 | MT/MMBtu | % COAB | 0.4376% | 0%
Municipal Building Energy | Natural Gas | 7821.9 | MMBtu | 1.301% |  | 416.02 | Municipal Blended NG/Prop/Fuel Oil/Gas | 0.053187 | MT/MMBtu | % St. Aug | 1.264% | 0%
Municipal Building Energy | Distillate Fuel Oil No. 2 | 0 | MMBtu | 0% |  | 0 |  |  |  | % St. John's | 13.84% | 0%
Municipal Building Energy | Propane | 0 | MMBtu | 0% |  | 0 |  |  |  | % Palm Coast | 1.264% | 0%
Municipal Building Energy | Kerosene | 0 | MMBtu | 0% |  | 0 | Unit Conversions
Commercial Energy Total |  | 601448.637 | MMBtu | 100% |  | 55665.02 | 10.0024 | Therms = | 1 MMBTU
Scope 1 Consumption Sum |  | 7821.9 | MMBtu |  |  |  | 3.4121 | MMBTu= | 1 MWh
City of Jacksonville |  | Energy Quantity | Units | % Consumption by Energy Type | Scope 1 % by Fuel Type | Emissions (MTCO2e) | Emissions Factors |  |  | Notes and Sources:
Sector | Energy Type | [8 empty] | The COJ energy and emissions values were provided from the ICLEI Inventory.
Municipal Building Energy | Electricity | 144735.115 | MWh | - | - | 55018 | Electricity | 0.38013 | MT/MWh
Municipal Building Energy | Electricity | 493856.7648 | MMBtu | 98.44% | - | - | Electricity | 0.1114 | MT/MMBtu
Municipal Building Energy | Natural Gas | 7821.9 | MMBtu | 1.559% | 100% | 416.02 | Natural Gas | 0.053187 | MT/MMBtu
Municipal Building Energy | Distillate Fuel Oil No. 2 |  | MMBtu | 0% | 0% |  | Propane | - | MT/MMBtu
Municipal Building Energy | Propane |  | MMBtu | 0% | 0% |  | Kerosene | - | MT/MMBtu
Municipal Building Energy | Kerosene |  | MMBtu | 0% | 0% |  | Distillate Fuel Oil No. 2 | - | MT/MMBtu
Commercial Energy Total |  | 501678.6648 | MMBtu | 100% | 100% | 55434.02 | Municipal Blended NG/Prop/Fuel Oil/Gas | 0.053187 | MT/MMBtu
Scope 1 Consumption Sum |  | 7821.9 | MMBtu
City of Atlantic Beach |  | Energy Quantity | Units | % Consumption by Energy Type | Scope 1 % by Fuel Type | Emissions (MTCO2e) | Emissions Factors |  |  | Notes and Sources:
Sector | Energy Type | [8 empty] | The COAB energy and emissions data was provided by COAB. This data is from 2019 for the 7 municipal buildings of COAB (PW Admin Bldg, Jordan Park, Donner Park Community Center, Adele Grage Community Center, City Hall, Public Safety Bldgs, and Buc Admin Bldg).
Municipal Building Energy | Electricity | 761.382 | MWh | - | - | 231 | Electricity | 0.3034 | MT/MWh
Municipal Building Energy | Electricity | 2597.9435 | MMBtu | 100% | - | - | Electricity | 0.088916 | MT/MMBtu
Municipal Building Energy | Natural Gas |  | MMBtu | 0% | #DIV/0! |  | Natural Gas | - | MT/MMBtu
Municipal Building Energy | Distillate Fuel Oil No. 2 |  | MMBtu | 0% | #DIV/0! |  | Propane | - | MT/MMBtu
Municipal Building Energy | Propane |  | MMBtu | 0% | #DIV/0! |  | Kerosene | - | MT/MMBtu
Municipal Building Energy | Kerosene |  | MMBtu | 0% | #DIV/0! |  | Distillate Fuel Oil No. 2 | - | MT/MMBtu
Commercial Energy Total |  | 2597.9435 | MMBtu | 100% | #DIV/0! | 231 | Municipal Blended NG/Prop/Fuel Oil/Gas | 0 | MT/MMBtu
Scope 1 Consumption Sum |  | 0 | MMBtu
St. Augustine |  | Energy Quantity | Units | % Consumption by Energy Type | Scope 1 % by Fuel Type | Emissions (MTCO2e) | Emissions Factors |  |  | Notes and Sources:
Sector | Energy Type
Municipal Building Energy | Electricity | 2198.7777 | MWh | - | - | 667.46 | Electricity | 0.30356 | MT/MWh
Municipal Building Energy | Electricity | 7502.5417 | MMBtu | 100% | - | - | Electricity | 0.088965 | MT/MMBtu
Municipal Building Energy | Natural Gas |  | MMBtu | 0% | #DIV/0! |  | Natural Gas | - | MT/MMBtu
Municipal Building Energy | Distillate Fuel Oil No. 2 |  | MMBtu | 0% | #DIV/0! |  | Propane | - | MT/MMBtu
Municipal Building Energy | Propane |  | MMBtu | 0% | #DIV/0! |  | Kerosene | - | MT/MMBtu
Municipal Building Energy | Kerosene |  | MMBtu | 0% | #DIV/0! |  | Distillate Fuel Oil No. 2 | - | MT/MMBtu
Commercial Energy Total |  | 7502.5417 | MMBtu | 100% | - | 667.46 | Municipal Blended NG/Prop/Fuel Oil/Gas | 0 | MT/MMBtu
Scope 1 Consumption Sum |  | 0 | MMBtu
Clay |  | Energy Quantity | Units | % Consumption by Energy Type | Scope 1 % by Fuel Type | Emissions (MTCO2e) | Emissions Factors |  |  | Notes and Sources:
Sector | Energy Type
Municipal Building Energy | Electricity | 24080.752 | MWh | - | - | 9153.7898 | Electricity | 0.38013 | MT/MWh
Municipal Building Energy | Electricity | 82166.9453 | MMBtu | 100% | - | - | Electricity | 0.1114 | MT/MMBtu
Municipal Building Energy | Natural Gas | 0 | MMBtu | 0% | #DIV/0! |  | Natural Gas | - | MT/MMBtu
Municipal Building Energy | Distillate Fuel Oil No. 2 | 0 | MMBtu | 0% | #DIV/0! |  | Propane | - | MT/MMBtu
Municipal Building Energy | Propane | 0 | MMBtu | 0% | #DIV/0! |  | Kerosene | - | MT/MMBtu
Municipal Building Energy | Kerosene | 0 | MMBtu | 0% | #DIV/0! |  | Distillate Fuel Oil No. 2 | - | MT/MMBtu
Commercial Energy Total |  | 82166.9453 | MMBtu | 100% | - | 9153.7898 | Municipal Blended NG/Prop/Fuel Oil/Gas | 0 | MT/MMBtu
Scope 1 Consumption Sum |  | 0 | MMBtu
Nassau / City of Palm Coast |  | Energy Quantity | Units | % Consumption by Energy Type | Scope 1 % by Fuel Type | Emissions (MTCO2e) | Emissions Factors |  |  | Notes and Sources:
Sector | Energy Type
Municipal Building Energy | Electricity | 2198.7777 | MWh | - | - | 667.46 | Electricity | 0.30356 | MT/MWh
Municipal Building Energy | Electricity | 7502.5417 | MMBtu | 100% | - | - | Electricity | 0.088965 | MT/MMBtu
Municipal Building Energy | Natural Gas |  | MMBtu | 0% | #DIV/0! |  | Natural Gas | - | MT/MMBtu
Municipal Building Energy | Distillate Fuel Oil No. 2 |  | MMBtu | 0% | #DIV/0! |  | Propane | - | MT/MMBtu
Municipal Building Energy | Propane |  | MMBtu | 0% | #DIV/0! |  | Kerosene | - | MT/MMBtu
Municipal Building Energy | Kerosene |  | MMBtu | 0% | #DIV/0! |  | Distillate Fuel Oil No. 2 | - | MT/MMBtu
Commercial Energy Total |  | 7502.5417 | MMBtu | 100% | #DIV/0! | 667.46 | Municipal Blended NG/Prop/Fuel Oil/Gas | 0 | MT/MMBtu
Scope 1 Consumption Sum |  | 0 | MMBtu
LIDAC
Overall County Energy per Dwelling Unit (LIDAC Study)
Electricity | #REF! | MWh
Scope 1 Sum of Fuels | #REF! | MMBtu
LIDAC Inventory |  |  | **LIDAC methoology: find the MWh and MMBtu per Unit, multiply by number of LIDAC units to get LIDAC inventory
Electricity | #REF! | MWh
Scope 1 Sum of Fuels | #REF! | MMBtu
for commercial
fire stations
libararies
community facilities
Note on C41: ====== ID#AAABJcIb5EY tc={081DC7DC-BE93-4097-B6AF-AB5EB52AD5BF} (2024-03-18 19:15:39) [Threaded comment] Your version of Excel allows you to read this threaded comment; however, any edits to it will get removed if the file is opened in a newer version of Excel. Learn more: https://go.microsoft.com/fwlink/?linkid=870924 Comment: This value is currently an estimate. It can and should be updated if more exact values are provided by St. Augustine.
Note on G41: ====== ID#AAABJcGsCL8 tc={37395EFD-ED34-4E13-A5E5-587CEE21A757} (2024-03-18 19:15:39) [Threaded comment] Your version of Excel allows you to read this threaded comment; however, any edits to it will get removed if the file is opened in a newer version of Excel. Learn more: https://go.microsoft.com/fwlink/?linkid=870924 Comment: This value is currently an estimate. It can and should be updated if more exact electricity usage values are provided by St. Augustine.
Note on A85: ====== ID#AAABJcIb5EU tc={443A08CE-68C9-42BA-93C9-B6A9A40692D9} (2024-03-18 19:15:39) [Threaded comment] Your version of Excel allows you to read this threaded comment; however, any edits to it will get removed if the file is opened in a newer version of Excel. Learn more: https://go.microsoft.com/fwlink/?linkid=870924 Comment: @Copeland, Sean can we discuss this?

## StAug StJohns Emissions Calcs
St. Augustine / St Johns Emissions Calculations
Color Guide: | County or City Inventory Inputs | Constant Values / Calculations | Results and Reductions | Costs |  | Utility Provider Cost per kWh ($ / kWh) | [11 empty] | Municipal Building Blend
[6 empty] | $ / kWh | 0.13737 | If JEA is the primary provider, the suggested value is $0.10208. If FPL is the primary provider, the suggested value is $0.13737. | [9 empty] | Elec |  |  | 100% | *Blended rate based on inventory consumption between electiricty and other fuels. Refer to GHG inventory sheet for calculations.*
[18 empty] | NG/Propane/ Fuel Oil/Kerosene |  |  | 0%
Reduction Measure | Strategies | Baseline Case | Adoption Scenario | Rooftop Square Footage | Energy Savings or Production Potential (MW) | Fuel Reduction Type | Energy Reduction Percentage | Weighted Energy Reduction Percentage | Electricity Reduction (MWh) | Electricity GHG Reduction (MTCO2e) | Natural Gas/Propane Reduction (MMBtu) | Natural Gas/Propane GHG Reduction (MTCO2e) | Resulting Reductions (MTCO2e) | PV Potential (MW) | Low-End Total Initial Investment Cost ($) | High-End Total Initial Investment Cost ($) | Electric Cost Savings ($ per Year) | Investment Cost Per MTCO2 Reduced by 2030 | Investment Cost Per MTCO2 Reduced by 2050 | Low-End Payback (Yrs) | High-End Payback (Yrs) | Notes and Sources
Solar Photovoltaics (PV) | ROOFTOP AND COVERED PARKING SOLAR PV OR SOLAR CANOPIES OR FLOATING SOLAR | Buildings without Rooftop solar PV and without covered parking with solar. | 10% | 7000 | 0.105 | Electricity | 418.3% | 41.83% | 56.2 | 21.2356 | - | - | 21.2356 |  | 179550 | 262500 | 7720.194 | 2081.646 | 433.6762 | 24 | 35 | - The square footage for solar was based on St. Augustine's Historic Downtown Parking garage and the size estimated St. Augustine has already calculated for. - FPL electric rate of $0.13737/kWh for municipal buildings. - Assuming CO2e emissions factor is the average of all cities/counties (Cell J6 on inventory sheet) until utility data is provided by St. Augustine. | PV Potential
|  |  | 20% | 14000 | 0.21 | Electricity | 418.3% | 83.66% | 112.4 | 42.4712 | - | - | 42.4712 |  | 359100 | 525000 | 15440.388 | 2081.646 | 433.6762 | 24 | 35 |  | Low-Cost
|  |  | 30% | 21000 | 0.315 | Electricity | 418.3% | 125.5% | 168.6 | 63.7068 | - | - | 63.7068 |  | 538650 | 787500 | 23160.582 | 2081.646 | 433.6762 | 24 | 35 |  | High-Cost
|  | SELECT SOLAR TYPE BELOW | 50% | 35000 | 0.525 | Electricity | 418.3% | 209.2% | 281 | 106.178 | - | - | 106.178 |  | 897750 | 1312500 | 38600.97 | 2081.646 | 433.6762 | 24 | 35 |  | FPL Rate
|  | Rooftop/Parking Solar | 100% | 70000 | 1.05 | Electricity | 418.3% | 418.3% | 562 | 212.356 | - | - | 212.356 |  | 1795500 | 2625000 | 77201.94 | 2081.646 | 433.6762 | 24 | 35 |  | PV Watts
Heat Pump or High Efficiency AC Retrofits and Commissioning | HIGH EFFICIENCY HVAC RETROFITS | Elec. Resistance Heating COP=1 upgraded to COP= 3.0. AC SEER 12 upgraded to SEER 16. 16 SEER is required for Federal Tax Incentive. | 10% | - | 0.66089 | Total GHG | 15% | 1.5% | 32.9817 | 10.0119 | 0 | 0 | 10.0119 |  | 3446.4 | 5012.8 | 4530.6914 | 84.4915 | 17.6024 | 1 | 2 | - From SEER 12 to SSER 16, there is a 15-20% difference in efficiency, so assuming low-range of 15%. - FPL electric rate of $0.13737/kWh for municipal buildings. - Average of 40-50% of energy bill is going toward heating and air conditioning. - The initial cost requirements are calculated based on the electric consumption. This is used in conjunction with equipment and labor cost data from RS Means, a construction cost estimating software. | HVAC Costs
|  |  | 20% | - | 1.3218 | Total GHG | 15% | 3% | 65.9633 | 20.0238 | 0 | 0 | 20.0238 |  | 6892.8 | 10025.6 | 9061.3828 | 84.4915 | 17.6024 | 1 | 2 |  | RS Means
|  |  | 30% | - | 1.9827 | Total GHG | 15% | 4.5% | 98.945 | 30.0357 | 0 | 0 | 30.0357 |  | 10339.2 | 15038.4 | 13592.0742 | 84.4915 | 17.6024 | 1 | 2
|  |  | 50% | - | 3.3045 | Total GHG | 15% | 7.5% | 164.9083 | 50.0595 | 0 | 0 | 50.0595 |  | 17232 | 25064 | 22653.4569 | 84.4915 | 17.6024 | 1 | 2 |  | FPL Rate
|  |  | 100% | - | 6.6089 | Total GHG | 15% | 15% | 329.8167 | 100.119 | 0 | 0 | 100.119 |  | 34464 | 50128 | 45306.9139 | 84.4915 | 17.6024 | 1 | 2 |  | Energy Reduction
LED Lighting | LED LIGHTING | Mix of Fluorescent and HID lighting replaced by LED, saving 30% of the electricity | 10% | - | 0.24783 | Electricity | 30% | 3% | 65.9633 | 20.0238 | - | - | 20.0238 |  | 3119.13 | 11390.61 | 9061.3828 | 72.4625 | 15.0963 | 1 | 2 | - Average of 15% of total energy use is going toward lighting. - Assume 30% electricity savings by conversion to LED - FPL electric rate of $0.13737/kWh for municipal buildings. - The initial cost requirements are calculated based on the electric consumption. This is used in conjunction with data from the GSA (General Service Administration). | FPL Lighting
|  |  | 20% | - | 0.49567 | Electricity | 30% | 6% | 131.9267 | 40.0476 | - | - | 40.0476 |  | 6238.26 | 22781.22 | 18122.7656 | 72.4625 | 15.0963 | 1 | 2 |  | DOE Lighting
|  |  | 30% | - | 0.7435 | Electricity | 30% | 9% | 197.89 | 60.0714 | - | - | 60.0714 |  | 9357.39 | 34171.83 | 27184.1483 | 72.4625 | 15.0963 | 1 | 2 |  | FPL Rate
|  |  | 50% | - | 1.2392 | Electricity | 30% | 15% | 329.8167 | 100.119 | - | - | 100.119 |  | 15595.65 | 56953.06 | 45306.9139 | 72.4625 | 15.0963 | 1 | 2 |  | GSA Costs
|  |  | 100% | - | 2.4783 | Electricity | 30% | 30% | 659.6333 | 200.238 | - | - | 200.238 |  | 31191.29 | 113906.12 | 90613.8278 | 72.4625 | 15.0963 | 1 | 2
Envelope Improvements with Roof Assessment | ROOF INSULATION & REFLECTIVITY | R-13 upgrading to R-38; Reflective roof membrane | 10% | 7000 | - | Total GHG | 5% | 0.5% | 10.9939 | 3.3373 | 0 | 0 | 3.3373 |  | 665.88 | 3560.87 | 1510.2305 | 126.6518 | 26.3858 | 1 | 3 | - Assume 5% energy reduction by improving roofs. - JEA electric rate of $0.10208/kWh for municipal buildings. - The initial cost requirements are calculated based on electric consumption. This is used in conjunction with data from the DOE (Department of Energy). | FPL BE
|  |  | 20% | 14000 | - | Total GHG | 5% | 1% | 21.9878 | 6.6746 | 0 | 0 | 6.6746 |  | 1331.76 | 7121.74 | 3020.4609 | 126.6518 | 26.3858 | 1 | 3 |  | FPL Cool Roofs
|  |  | 30% | 21000 | - | Total GHG | 5% | 1.5% | 32.9817 | 10.0119 | 0 | 0 | 10.0119 |  | 1997.64 | 10682.6 | 4530.6914 | 126.6517 | 26.3858 | 1 | 3 |  | Insulation
|  |  | 50% | 35000 | - | Total GHG | 5% | 2.5% | 54.9694 | 16.6865 | 0 | 0 | 16.6865 |  | 3329.41 | 17804.34 | 7551.1523 | 126.6518 | 26.3858 | 1 | 3 |  | DOE Costs
|  |  | 100% | 14565 | - | Total GHG | 5% | 5% | 109.9389 | 33.373 | 0 | 0 | 33.373 |  | 6658.81 | 35608.68 | 15102.3046 | 126.6518 | 26.3858 | 1 | 3
Smart Thermostats | SMART THERMOSTATS | Units with no automated controls for heating and cooling | 10% | - | - | Total GHG | 2% | 0.2% | 4.3976 | 1.3349 | 0 | 0 | 1.3349 |  | 572.42 | 5268.42 | 604.0922 | 437.5423 | 91.1547 | 1 | 9 | - Assume 2% energy reduction by converting to smart thermostats. - FPL electric rate of $0.13737/kWh for municipal buildings. - The initial cost requirements are calculated based on electric consumption. This is used in conjunction with data fromfrom NREL Report Commercial Builidng Sensors and Controls Systems - Barriers, Drivers, and Costs. | FPL Bldg Ctrl
|  |  | 20% | - | - | Total GHG | 2% | 0.4% | 8.7951 | 2.6698 | 0 | 0 | 2.6698 |  | 1144.85 | 10536.84 | 1208.1844 | 437.5427 | 91.1547 | 1 | 9 |  | FPL Savings
|  |  | 30% | - | - | Total GHG | 2% | 0.6% | 13.1927 | 4.0048 | 0 | 0 | 4.0048 |  | 1717.27 | 15805.25 | 1812.2766 | 437.5423 | 91.1547 | 1 | 9 |  | FPL Rate
|  |  | 50% | - | - | Total GHG | 2% | 1% | 21.9878 | 6.6746 | 0 | 0 | 6.6746 |  | 2862.12 | 26342.09 | 3020.4609 | 437.5425 | 91.1547 | 1 | 9 |  | NREL Costs
|  |  | 100% | - | - | Total GHG | 2% | 2% | 43.9756 | 13.3492 | 0 | 0 | 13.3492 |  | 5724.24 | 52684.18 | 6040.9219 | 437.5425 | 91.1547 | 1 | 9

## COJ Emissions Calcs
City of Jacksonville Emissions Calculations
Color Guide: | County or City Inventory Inputs | Constant Values / Calculations | Results and Reductions | Costs |  | Utility Provider Cost per kWh ($ / kWh) | [11 empty] | Municipal Building Blend
[6 empty] | $ / kWh | 0.10208 | If JEA is the primary provider, the suggested value is $0.10208. If FPL is the primary provider, the suggested value is $0.13737. | [9 empty] | Elec |  |  | 98.44% | *Blended rate based on inventory consumption between electiricty and other fuels. Refer to GHG inventory sheet for calculations.*
[18 empty] | NG/Propane/ Fuel Oil/Kerosene |  |  | 1.559%
Reduction Measure | Strategies | Baseline Case | Adoption Scenario | PV Square Footage | Energy Savings or Production Potential (MW) | Fuel Reduction Type | Energy Reduction Percentage | Weighted Energy Reduction Percentage | Electricity Reduction (MWh) | Electricity GHG Reduction (MTCO2e) | Natural Gas/Propane Reduction (MMBtu) | Natural Gas/Propane GHG Reduction (MTCO2e) | Resulting Reductions (MTCO2e) | PV Potential (MW) | Low-End Total Initial Investment Cost ($) | High-End Total Initial Investment Cost ($) | Electric Cost Savings ($ per Year) | Investment Cost Per MTCO2 Reduced by 2030 | Investment Cost Per MTCO2 Reduced by 2050 | Low-End Payback (Yrs) | High-End Payback (Yrs) | Notes and Sources
Solar Photovoltaics (PV) | ROOFTOP AND COVERED PARKING SOLAR PV OR SOLAR CANOPIES OR FLOATING SOLAR | Buildings without Rooftop solar PV and without covered parking with solar. | 10% | 25000 | 0.375 | Electricity | - | - | 511.4 | 194.3979 | - | - | 194.3979 |  | 1500000 | 1875000 | 52203.712 | 1736.1297 | 361.6937 | 29 | 36 | - Use 15 W / sqft to estimate PV potential & 8,760 hr/yr. - The square footage was determined based on the roof size of Highlands Library, Legends Shelter, and Clanzel Brown Clubhouse - PV Watts can be used to determine the potential solar production by year. This method is beneficial if specific buildings have been selected as their size can be measured with this tool. - JEA electric rate of $0.10208/kWh for municipal buildings. | PV Potential
|  |  | 20% | 50000 | 0.75 | Electricity | - | - | 1022.8 | 388.7958 | - | - | 388.7958 |  | 3000000 | 3750000 | 104407.424 | 1736.1297 | 361.6937 | 29 | 36 |  | PV Watts
|  |  | 30% | 75000 | 1.125 | Electricity | - | - | 1534.2 | 583.1938 | - | - | 583.1938 |  | 4500000 | 5625000 | 156611.136 | 1736.1297 | 361.6937 | 29 | 36 |  | JEA Rate
|  | SELECT SOLAR TYPE BELOW | 50% | 125000 | 1.875 | Electricity | - | - | 2557 | 971.9896 | - | - | 971.9896 |  | 7500000 | 9375000 | 261018.56 | 1736.1297 | 361.6937 | 29 | 36 |  | Floating Solar
|  | Solar Canopies | 100% | 250000 | 3.75 | Electricity | - | - | 5114 | 1943.9792 | - | - | 1943.9792 |  | 15000000 | 18750000 | 522037.12 | 1736.1297 | 361.6937 | 29 | 36
Heat Pump or High Efficiency AC Retrofits and Commissioning | HIGH EFFICIENCY HVAC RETROFITS | Elec. Resistance Heating COP=1 upgraded to COP= 3.0. AC SEER 12 upgraded to SEER 16. 16 SEER is required for Federal Tax Incentive. | 10% | - | 0.66089 | Electricity | 15% | 1.5% | 2137.1773 | 812.4028 | 1.8293 | 0.097295 | 812.5001 |  | 1381469.7 | 5004542.4 | 218163.0548 | 785.9706 | 163.7439 | 7 | 23 | - 15% Savings from installation of more modern and efficient conditioning units is assumed. - Building area based off of 2023 Property Audit provided by City of Jacksonvile, average municipal building is 11,635 ft2, Median building is 1,299 ft2. - JEA electric rate of $0.10208/kWh for municipal buildings. - The initial cost requirements are calculated based on the electric consumption. This is used in conjunction with equipment and labor cost data from RS Means, a construction cost estimating software. - Average of 40-50% of energy bill is going toward heating and air conditioning. | HVAC Costs
|  |  | 20% | - | 1.3218 | Electricity | 15% | 3% | 4274.3545 | 1624.8057 | 3.6586 | 0.19459 | 1625.0003 |  | 2762939.4 | 10009084.8 | 436326.1096 | 785.9706 | 163.7439 | 7 | 23 |  | RS Means
|  |  | 30% | - | 1.9827 | Electricity | 15% | 4.5% | 6411.5318 | 2437.2085 | 5.488 | 0.29189 | 2437.5004 |  | 4144409.1 | 15013627.2 | 654489.1644 | 785.9706 | 163.7439 | 7 | 23 |  | JEA Rate
|  |  | 50% | - | 3.3045 | Electricity | 15% | 7.5% | 10685.8863 | 4062.0142 | 9.1466 | 0.48648 | 4062.5007 |  | 6907348.5 | 25022712 | 1090815.274 | 785.9706 | 163.7439 | 7 | 23 |  | Energy Reduction
|  |  | 100% | - | 6.6089 | Electricity | 15% | 15% | 21371.7726 | 8124.0284 | 18.2932 | 0.97295 | 8125.0014 |  | 13814697 | 50045424 | 2181630.548 | 785.9706 | 163.7439 | 7 | 23
LED Lighting | LED LIGHTING | Mix of Fluorescent and HID lighting replaced by LED, saving 30% of the electricity | 10% | - | 0.24783 | Electricity | 30% | 3% | 4342.0534 | 1650.54 | - | - | 1650.54 |  | 1426435.4 | 11342309.33 | 443236.8162 | 773.6101 | 161.1688 | 4 | 26 | - Average of 15% of total energy use is going toward lighting. - Assume 30% electricity savings by conversion to LED - JEA electric rate of $0.10208/kWh for municipal buildings. - The initial cost requirements are calculated based on the electric consumption. This is used in conjunction with data from the GSA (General Service Administration). | JEA Lighting
|  |  | 20% | - | 0.49567 | Electricity | 30% | 6% | 8684.1069 | 3301.08 | - | - | 3301.08 |  | 2852870.8 | 22684618.65 | 886473.6324 | 773.6101 | 161.1688 | 4 | 26 |  | DOE Lighting
|  |  | 30% | - | 0.7435 | Electricity | 30% | 9% | 13026.1603 | 4951.62 | - | - | 4951.62 |  | 4279306.21 | 34026927.98 | 1329710.4485 | 773.6101 | 161.1688 | 4 | 26 |  | JEA Rate
|  |  | 50% | - | 1.2392 | Electricity | 30% | 15% | 21710.2672 | 8252.7 | - | - | 8252.7 |  | 7132177.01 | 56711546.63 | 2216184.0809 | 773.6101 | 161.1688 | 4 | 26 |  | GSA Costs
|  |  | 100% | - | 2.4783 | Electricity | 30% | 30% | 43420.5345 | 16505.4 | - | - | 16505.4 |  | 14264354.02 | 113423093.27 | 4432368.1618 | 773.6101 | 161.1688 | 4 | 26
Envelope Improvements with Roof Assessment | ROOF INSULATION & REFLECTIVITY | R-13 upgrading to R-38; Reflective roof membrane | 10% | 25000 | - | Total GHG | 5% | 0.5% | 712.3924 | 270.8009 | 0.60977 | 0.032432 | 270.8334 |  | 304519.92 | 3545767.63 | 72721.0183 | 1421.6444 | 296.1759 | 5 | 49 | - Assume 5% energy reduction by improving roofs. - JEA electric rate of $0.10208/kWh for municipal buildings. - The initial cost requirements are calculated based on electric consumption. This is used in conjunction with data from the DOE (Department of Energy). | Bldg Envelope
|  |  | 20% | 50000 | - | Total GHG | 5% | 1% | 1424.7848 | 541.6019 | 1.2195 | 0.064864 | 541.6668 |  | 609039.83 | 7091535.26 | 145442.0365 | 1421.6444 | 296.1759 | 5 | 49 |  | Cool Roofs
|  |  | 30% | 75000 | - | Total GHG | 5% | 1.5% | 2137.1773 | 812.4028 | 1.8293 | 0.097295 | 812.5001 |  | 913559.75 | 10637302.9 | 218163.0548 | 1421.6444 | 296.1759 | 5 | 49 |  | Insulation
|  |  | 50% | 125000 | - | Total GHG | 5% | 2.5% | 3561.9621 | 1354.0047 | 3.0489 | 0.16216 | 1354.1669 |  | 1522599.59 | 17728838.16 | 363605.0913 | 1421.6444 | 296.1759 | 5 | 49 |  | DOE Costs
|  |  | 100% | 78418 | - | Total GHG | 5% | 5% | 7123.9242 | 2708.0095 | 6.0977 | 0.32432 | 2708.3338 |  | 3045199.17 | 35457676.32 | 727210.1827 | 1421.6444 | 296.1759 | 5 | 49
Smart Thermostats | SMART THERMOSTATS | Units with no automated controls for heating and cooling | 10% | - | - | Total GHG | 5% | 0.5% | 712.3924 | 270.8009 | 0.60977 | 0.032432 | 270.8334 |  | 261780.28 | 5246077.26 | 72721.0183 | 2033.6701 | 423.6813 | 4 | 73 | - Assume 5% energy reduction from updating building automation system. For smaller buildings (<5,000 sf) with only a single zone costs are significantly reduced by installation of a few smart thermostat. - JEA electric rate of $0.10208/kWh for municipal buildings. - The initial cost requirements are calculated based on electric consumption. This is used in conjunction with data fromfrom NREL Report Commercial Builidng Sensors and Controls Systems - Barriers, Drivers, and Costs. | Bldg Ctrl
|  |  | 20% | - | - | Total GHG | 5% | 1% | 1424.7848 | 541.6019 | 1.2195 | 0.064864 | 541.6668 |  | 523560.56 | 10492154.51 | 145442.0365 | 2033.6701 | 423.6813 | 4 | 73 |  | JEA Savings
|  |  | 30% | - | - | Total GHG | 5% | 1.5% | 2137.1773 | 812.4028 | 1.8293 | 0.097295 | 812.5001 |  | 785340.84 | 15738231.77 | 218163.0548 | 2033.6701 | 423.6813 | 4 | 73 |  | JEA Rate
|  |  | 50% | - | - | Total GHG | 5% | 2.5% | 3561.9621 | 1354.0047 | 3.0489 | 0.16216 | 1354.1669 |  | 1308901.4 | 26230386.29 | 363605.0913 | 2033.6701 | 423.6813 | 4 | 73 |  | NREL Costs
|  |  | 100% | - | - | Total GHG | 5% | 5% | 7123.9242 | 2708.0095 | 6.0977 | 0.32432 | 2708.3338 |  | 2617802.8 | 52460772.57 | 727210.1827 | 2033.6701 | 423.6813 | 4 | 73
Note on J12: ====== ID#AAABHhTJ5-A Christa Barsanti (2024-03-25 17:49:32) This is determined by inputting the value in cell F12 into NREL's PV Watts tool as the "DC System Size (kW)" and outputting the kWh/year (converted to MWh/year for this spreadsheet).
Note on X23: ====== ID#AAABJcGsCL0 tc={1F045702-69D5-497D-8888-CEED7515225A} (2024-03-18 19:15:39) [Threaded comment] Your version of Excel allows you to read this threaded comment; however, any edits to it will get removed if the file is opened in a newer version of Excel. Learn more: https://go.microsoft.com/fwlink/?linkid=870924 Comment: While JEA is the primary electric provider for COJ, the following 3 documents from FPL provide generic business energy advice on reduction processes for roofs.
Note on X28: ====== ID#AAABJcIbPFM tc={FFB38D3C-7FD5-48A9-8DBB-E8D614FE80D0} (2024-03-18 19:15:39) [Threaded comment] Your version of Excel allows you to read this threaded comment; however, any edits to it will get removed if the file is opened in a newer version of Excel. Learn more: https://go.microsoft.com/fwlink/?linkid=870924 Comment: While JEA is the primary electric provider for COJ, this document from FPL provide generic business energy advice on building controls.

## County Units and Area Data (hidden)
Source: ESRI and US Census 2021
Buildings
State | County/City | Sector | Census # of Units | SF Units | MF Units | LIDAC Units | LIDAC SF | LIDAC MF
FL | COJ | Buildings & Facilities | 220656 | 127331.3833 | 93324.6167 | 58420 | 22144.3128 | 36275.6872
FL | COAB | Buildings & Facilities | 266141 | 169263.5471 | 96877.4529 | 23425 | 13181.5473 | 10243.4527
FL | St. Augustine | Buildings & Facilities
FL | St. John's | Buildings & Facilities
FL | Palm Coast | Buildings & Facilities
Total |  |  | 486797 | 296594.9304 | 190202.0696 | 81845 | 35325.8601 | 46519.1399
https://www.census.gov/quickfacts/fact/table/sarasotacityflorida,sarasotacountyflorida/PST045222
U.S. Census Bureau QuickFacts: Manatee County, Florida
ESRI data 2017-2021
| Manatee County |  | Sarasota County
| Total Units | LIDAC Units | Total Units | LIDAC Units
Detached Unit | 109779 | 20315 | 143752 | 12230
Mobile homes | 29554 | 15090 | 20777 | 2965
2 units | 5962 | 3610 | 2986 | 628
3 or 4 units | 7384 | 2448 | 7330 | 751
5 to 9 | 9815 | 2761 | 9650 | 1153
10 to 19 | 10529 | 3264 | 11599 | 1366
20 to 49 | 10085 | 2824 | 13462 | 937
50 or more | 6807 | 3063 | 16170 | 1704
Boat/RV/Etc | 324 | 219 | 302 | 0
| 190239 | 53594 | 226028 | 21734
| Manatee |  | Sarasota
| Total Units | LIDAC Units | Total Units | LIDAC Units
SF | 57.71% | 37.91% | 63.6% | 56.27%
MF | 42.29% | 62.09% | 36.4% | 43.73%

## Res - Baseline End-use (hidden)
via EIA REC Table 3.4
|  | Space Heating | Water Heating | Cooling | Appliances | Lighting | Other
EIA Florida 1A Data RAW |  | 7.2% | 9.6% | 32.4% | 13.3% | 3% | 34.5%
EIA Florida 1A Data - ADJUSTED |  | 7.2% | 9.6% | 32.4% | 13.3% | 7.582% | 29.92% | *Used for Miami
EIA Florida Overall |  | 9% | 13.2% | 27% | 13.3% | 7.582% | 29.92%
*Refer to Hidden tab EIA RECS Summary and EIA Raw Data for RECs data from Florida 1 A climate zone
trillion Btu
| Total | Space heating | Water Heating | Cooling | Refrigerators | Other App/Light/etc
Southeast | 1584 | 459 | 285 | 248 | 75 | 517
|  | 28.98% | 17.99% | 15.66% | 4.735% | 32.64%
trillion Btu
South Atlantic | Total | Space Heating | Water Heating | Cooling | Ceiling Fans | Dehumidifiers | Humidifiers | Clothes Washers | Clothes Dryers | Lighting | EV Charging
| 754.4 | 146.7 | 172.1 | 288 | 20.8 | 13.8 | 2.3 | 5.2 | 46.6 | 57.2 | 1.7
|  | 19.45% | 22.81% | 38.18% | 2.757% | 1.829% | 0.3049% | 0.6893% | 6.177% | 7.582% | 0.2253%
|  | EIA FL | EIA FL | EIA FL | EIA FL
|  | Space heating | Water Heating | Cooling | Apliances, Electronics and Other
EIA FL Data |  | 9% | 14% | 27% | 50%

## EIA Raw Data (hidden)
DOEID | REGIONC | DIVISION | STATE_FIPS | state_postal | state_name | IECC_climate_code | YEARMADERANGE | TYPEGLASS | ORIGWIN | TOTSQFT_EN | KWH | BTUEL |  | BTUELSPH | BTUELAHUCOL |  | BTUELCOL | BTUELCFAN | BTUELWTH |  | BTUELRFG | BTUELFRZ | BTUELCOK | BTUELMICRO | BTUELCW | BTUELCDR | BTUELDWH | BTUELLGT | BTUELTVREL | BTUELDHUM | BTUELHUM |  | BTUELNEC | BTUELOTH | BTUNG | BTUNGSPH | BTUNGWTH |  | BTUNGCOK | BTUNGCDR |  | BTUNGNEC | BTUNGOTH | BTULP | BTULPSPH | BTULPWTH |  | BTULPCOK | BTULPCDR |  | BTULPNEC | BTULPOTH
U.S. Energy Information Administration - EIA - Independent Statistics and Analysis | [11 empty] | Elec | [22 empty] | Natural Gas | [8 empty] | Propane
[12 empty] | Elec Total BTU | Space Heating Tot | Space Heating | Heating Fans/Pumps | Cooling Tot | Cooling | Cooling Fans | Water Heating | Appliances | Refrigerator | Freezer | Cooking | Microwave | Clothes Washer | Clothese dryer | Dishwasher | Lighting | TV | Dehumidifier | Humidifier | Other TOT | Other | Other | Total | Space Heating | Water Heating | Appliances TOT | Cooking | Clothes Dryer | Other TOT | Other | Other | Total | Space Heating | Water Heating | Appliances Tot | Cooking | Clothes Dryer | Other TOT | Other | Other
100074 | SOUTH | South Atlantic | 12 | FL | Florida | 1A | 5 | 1 | 1 | 1350 | 15916.95 | 54308.63 | 5970.51 | 2251.82 | 3718.69 | 28355.41 | 26692.08 | 1663.33 | 6964.8 | 8484.09 | 2512.37 | 0 | 724.4 | 250.68 | 300.72 | 2659.21 | 695.52 | 2034.53 | 1341.19 | 0 | 0 | 18351.81 | 2464.38 | 15887.43 | 0 | 0 | 0 | 0 | 0 | 0 | 0 | 0 | 0 | 0 | 0 | 0 | 0 | 0 | 0 | 0 | 0 | 0
100357 | SOUTH | South Atlantic | 12 | FL | Florida | 1A | 6 | 1 | 1 | 3000 | 16512.1 | 56339.3 | 4890.46 | 0 | 4890.46 | 27853.39 | 26106.29 | 1747.1 | 6058.23 | 7982.8 | 2222.25 | 0 | 1375.49 | 350.68 | 98.34 | 517.77 | 27.7 | 6268.33 | 3390.57 | 0 | 0 | 25238.59 | 3286.07 | 21952.52 | 0 | 0 | 0 | 0 | 0 | 0 | 0 | 0 | 0 | 0 | 0 | 0 | 0 | 0 | 0 | 0 | 0 | 0
100510 | SOUTH | South Atlantic | 12 | FL | Florida | 1A | 9 | 3 | 1 | 1450 | 5600.36 | 19108.43 | 2375.58 | 2243.19 | 132.39 | 1580.07 | 1424.95 | 155.12 | 1819.74 | 12142.49 | 4144.39 | 3104.78 | 298.96 | 220.41 | 76.46 | 711.02 | 260.2 | 225.92 | 1269.56 | 2056.71 | 0 | 10428.39 | 952.23 | 9476.16 | 1445.95 | 0 | 0 | 390.25 | 390.25 | 0 | 2501.65 | 1055.7 | 1445.95 | 0 | 0 | 0 | 0 | 0 | 0 | 0 | 0 | 0
100755 | SOUTH | South Atlantic | 12 | FL | Florida | 1A | 8 | 1 | 0 | 860 | 6275.84 | 21413.16 | 1125.66 | 0 | 1125.66 | 7333.15 | 7237.27 | 95.88 | 5051.19 | 2813.06 | 1210.61 | 0 | 287.1 | 183.7 | 0 | 0 | 29.79 | 2966.76 | 1101.86 | 0 | 0 | 10037.98 | 2123.61 | 7914.37 | 0 | 0 | 0 | 0 | 0 | 0 | 0 | 0 | 0 | 0 | 0 | 0 | 0 | 0 | 0 | 0 | 0 | 0
100961 | SOUTH | South Atlantic | 12 | FL | Florida | 1A | 6 | 1 | 1 | 1050 | 16025 | 54677.29 | 2181.61 | 0 | 2181.61 | 24289.72 | 24289.72 | 0 | 12226.44 | 10843.21 | 5273.55 | 0 | 1739.07 | 378.91 | 117.32 | 25.74 | 0 | 481.17 | 3308.62 | 0 | 0 | 17542.75 | 4655.16 | 12887.59 | 0 | 0 | 0 | 0 | 0 | 0 | 0 | 0 | 0 | 0 | 0 | 0 | 0 | 0 | 0 | 0 | 0 | 0
100998 | SOUTH | South Atlantic | 12 | FL | Florida | 1A | 1 | 1 | 0 | 2400 | 11153.17 | 38054.62 | 4326.24 | 0 | 4326.24 | 22776.89 | 21445.95 | 1330.94 | 3398.99 | 5710.35 | 2872.35 | 0 | 420.48 | 223.6 | 101.43 | 533.66 | 102.14 | 720.77 | 1456.69 | 0 | 0 | 10889.41 | 552.16 | 10337.25 | 0 | 0 | 0 | 0 | 0 | 0 | 0 | 0 | 0 | 0 | 0 | 0 | 0 | 0 | 0 | 0 | 0 | 0
101085 | SOUTH | South Atlantic | 12 | FL | Florida | 1A | 4 | 1 | 1 | 870 | 8244.02 | 28128.6 | 1554.42 | 0 | 1554.42 | 9981.19 | 9981.19 | 0 | 9512.83 | 4592.79 | 2371.85 | 0 | 918 | 70.77 | 0 | 0 | 503.59 | 845.91 | 728.58 | 0 | 0 | 7904.47 | 1641.6 | 6262.87 | 0 | 0 | 0 | 0 | 0 | 0 | 0 | 0 | 0 | 0 | 0 | 0 | 0 | 0 | 0 | 0 | 0 | 0
101143 | SOUTH | South Atlantic | 12 | FL | Florida | 1A | 4 | 2 | 0 | 1690 | 17506.84 | 59733.33 | 4136.71 | 0 | 4136.71 | 22748 | 21005.02 | 1742.98 | 4352.54 | 22257 | 4445.44 | 0 | 1727.44 | 508.96 | 185.95 | 2473.02 | 347.91 | 2565.61 | 3267.96 | 9300.32 | 0 | 33604.14 | 3673.64 | 29930.5 | 0 | 0 | 0 | 0 | 0 | 0 | 0 | 0 | 0 | 0 | 0 | 0 | 0 | 0 | 0 | 0 | 0 | 0
101233 | SOUTH | South Atlantic | 12 | FL | Florida | 1A | 7 | 2 | 1 | 890 | 7885.31 | 26904.67 | 1555.25 | 878.89 | 676.36 | 4973.8 | 4973.8 | 0 | 4091.73 | 10900.04 | 2473.44 | 2740.12 | 957.24 | 454.28 | 124.76 | 2313.04 | 478.26 | 3957.93 | 1358.9 | 0 | 0 | 15899.56 | 1412.76 | 14486.8 | 0 | 0 | 0 | 0 | 0 | 0 | 0 | 0 | 0 | 0 | 0 | 0 | 0 | 0 | 0 | 0 | 0 | 0
101241 | SOUTH | South Atlantic | 12 | FL | Florida | 1A | 3 | 2 | 0 | 1770 | 12585.28 | 42940.97 | 6432.45 | 3257.02 | 3175.43 | 23153.46 | 21094.45 | 2059.01 | 0 | 8649.32 | 4563.63 | 0 | 0 | 413.32 | 349.49 | 1687.94 | 0 | 2399.8 | 1634.94 | 0 | 0 | 16280.32 | 2254.11 | 14026.21 | 18671.83 | 0 | 14896.45 | 3775.39 | 3775.39 | 0 | 3775.39 | 0 | 3775.39 | 0 | 0 | 0 | 0 | 0 | 0 | 0 | 0 | 0
101299 | SOUTH | South Atlantic | 12 | FL | Florida | 1A | 7 | 2 | 1 | 1750 | 15521.59 | 52959.68 | 3866.7 | 186.68 | 3680.02 | 19136.51 | 19042.62 | 93.89 | 9830.89 | 9861.76 | 1845.71 | 0 | 656.58 | 198.56 | 189.92 | 2824 | 605.87 | 5490.89 | 3541.12 | 0 | 0 | 25603.82 | 3550.1 | 22053.72 | 0 | 0 | 0 | 0 | 0 | 0 | 0 | 0 | 0 | 0 | 0 | 0 | 0 | 0 | 0 | 0 | 0 | 0
101566 | SOUTH | South Atlantic | 12 | FL | Florida | 1A | 4 | 1 | 1 | 1400 | 11747.04 | 40080.9 | 2667.28 | 0 | 2667.28 | 19162.08 | 18987.7 | 174.38 | 2893.93 | 13686.69 | 1876.36 | 0 | 811.84 | 618.45 | 0 | 0 | 111.68 | 927.85 | 1149.6 | 7895.95 | 1222.81 | 17066.67 | 743.41 | 16323.26 | 0 | 0 | 0 | 0 | 0 | 0 | 0 | 0 | 0 | 0 | 0 | 0 | 0 | 0 | 0 | 0 | 0 | 0
101620 | SOUTH | South Atlantic | 12 | FL | Florida | 1A | 3 | 1 | 1 | 500 | 2300.88 | 7850.6 | 0 | 0 | 0 | 0 | 0 | 0 | 2501.31 | 2393.6 | 1659.45 | 0 | 0 | 182.61 | 0 | 0 | 0 | 116.06 | 551.54 | 0 | 0 | 6529.93 | 2839.86 | 3690.07 | 0 | 0 | 0 | 0 | 0 | 0 | 0 | 0 | 0 | 0 | 0 | 0 | 0 | 0 | 0 | 0 | 0 | 0
102057 | SOUTH | South Atlantic | 12 | FL | Florida | 1A | 1 | 2 | 0 | 1340 | 13505.95 | 46082.29 | 5033.32 | 0 | 5033.32 | 28288.51 | 28174.88 | 113.63 | 3082.35 | 7621.66 | 2002.95 | 0 | 824.37 | 501.43 | 224.38 | 1883.54 | 549.65 | 287.35 | 1635.34 | 0 | 0 | 14591.01 | 1769 | 12822.01 | 0 | 0 | 0 | 0 | 0 | 0 | 0 | 0 | 0 | 0 | 0 | 0 | 0 | 0 | 0 | 0 | 0 | 0
102346 | SOUTH | South Atlantic | 12 | FL | Florida | 1A | 1 | 1 | 1 | 2100 | 32569.34 | 111126.58 | 13521.88 | 2163.57 | 11358.31 | 56383.23 | 56383.23 | 0 | 11736.26 | 15862.71 | 2460.37 | 0 | 2115.24 | 0 | 538.6 | 8340.18 | 1224.78 | 10356.61 | 1183.54 | 0 | 0 | 41614.71 | 3230.99 | 38383.72 | 0 | 0 | 0 | 0 | 0 | 0 | 0 | 0 | 0 | 0 | 0 | 0 | 0 | 0 | 0 | 0 | 0 | 0
102497 | SOUTH | South Atlantic | 12 | FL | Florida | 1A | 9 | 2 | 1 | 1780 | 14871.29 | 50740.85 | 6276.46 | 1130.57 | 5145.89 | 26659.86 | 26525.18 | 134.68 | 3659.09 | 7897.57 | 2189.03 | 0 | 768.47 | 394.9 | 178.63 | 2367.93 | 328.51 | 1687.94 | 1670.1 | 0 | 0 | 21778.19 | 4541.57 | 17236.62 | 0 | 0 | 0 | 0 | 0 | 0 | 0 | 0 | 0 | 0 | 0 | 0 | 0 | 0 | 0 | 0 | 0 | 0
102916 | SOUTH | South Atlantic | 12 | FL | Florida | 1A | 7 | 3 | 1 | 1450 | 13159.35 | 44899.72 | 0 | 0 | 0 | 6196.12 | 5459.4 | 736.72 | 5726.95 | 19082.74 | 3732.9 | 0 | 680.54 | 225.14 | 288.05 | 2609.3 | 508.33 | 3869.79 | 1065.51 | 9972.97 | 0 | 32936.81 | 2956.26 | 29980.55 | 0 | 0 | 0 | 0 | 0 | 0 | 0 | 0 | 0 | 0 | 0 | 0 | 0 | 0 | 0 | 0 | 0 | 0
102955 | SOUTH | South Atlantic | 12 | FL | Florida | 1A | 3 | 2 | 0 | 2150 | 12062.26 | 41156.42 | 1849.23 | 0 | 1849.23 | 17832.56 | 15856.5 | 1976.06 | 5822.12 | 7296.73 | 2095.61 | 0 | 790.76 | 808.44 | 119.54 | 1376.4 | 24.41 | 246.1 | 2081.57 | 0 | 0 | 20708.56 | 3326.37 | 17382.19 | 0 | 0 | 0 | 0 | 0 | 0 | 0 | 0 | 0 | 0 | 0 | 0 | 0 | 0 | 0 | 0 | 0 | 0
103090 | SOUTH | South Atlantic | 12 | FL | Florida | 1A | 1 | 1 | 1 | 1500 | 8423.66 | 28741.54 | 4613.48 | 2904.81 | 1708.67 | 10666.77 | 10611.09 | 55.68 | 5231.82 | 4818.53 | 2272.74 | 0 | 0 | 183.43 | 158.67 | 1100.3 | 0 | 360.12 | 1103.39 | 0 | 0 | 10730.17 | 3008.84 | 7721.33 | 0 | 0 | 0 | 0 | 0 | 0 | 0 | 0 | 0 | 0 | 0 | 0 | 0 | 0 | 0 | 0 | 0 | 0
103211 | SOUTH | South Atlantic | 12 | FL | Florida | 1A | 4 | 2 | 0 | 1100 | 8339.71 | 28455.11 | 1780.66 | 0 | 1780.66 | 11735.65 | 10358.08 | 1377.57 | 3524.14 | 4213.39 | 1742.05 | 0 | 694.22 | 114.37 | 0 | 0 | 348.57 | 284.76 | 1314.18 | 0 | 0 | 15015.41 | 2184.58 | 12830.83 | 0 | 0 | 0 | 0 | 0 | 0 | 0 | 0 | 0 | 0 | 0 | 0 | 0 | 0 | 0 | 0 | 0 | 0
103339 | SOUTH | South Atlantic | 12 | FL | Florida | 1A | 5 | 1 | 1 | 1100 | 6811.8 | 23241.85 | 1246.39 | 0 | 1246.39 | 6975.15 | 6975.15 | 0 | 6226.16 | 5469.5 | 3454.06 | 0 | 449.47 | 0 | 172.65 | 628.05 | 0 | 1420.7 | 765.27 | 0 | 0 | 8490.1 | 1903.78 | 6586.32 | 0 | 0 | 0 | 0 | 0 | 0 | 0 | 0 | 0 | 0 | 0 | 0 | 0 | 0 | 0 | 0 | 0 | 0
103601 | SOUTH | South Atlantic | 12 | FL | Florida | 1A | 6 | 1 | 1 | 2090 | 21021.76 | 71726.26 | 7943.84 | 1943.65 | 6000.19 | 32261.49 | 29817.11 | 2444.38 | 9576.8 | 13432.72 | 2646.38 | 1772.07 | 737.46 | 276.49 | 514.66 | 5106.33 | 143.26 | 3311.62 | 2236.07 | 0 | 0 | 32909.32 | 5167.01 | 27742.31 | 0 | 0 | 0 | 0 | 0 | 0 | 0 | 0 | 0 | 0 | 0 | 0 | 0 | 0 | 0 | 0 | 0 | 0
103667 | SOUTH | South Atlantic | 12 | FL | Florida | 1A | 3 | 1 | 1 | 700 | 6828.26 | 23298.01 | 1560.36 | 778.3 | 782.06 | 9140.99 | 9140.99 | 0 | 5617.02 | 5179.81 | 2324.37 | 0 | 867.56 | 392.41 | 0 | 0 | 0 | 422.79 | 1595.47 | 0 | 0 | 6807.9 | 1370.67 | 5437.23 | 0 | 0 | 0 | 0 | 0 | 0 | 0 | 0 | 0 | 0 | 0 | 0 | 0 | 0 | 0 | 0 | 0 | 0
103839 | SOUTH | South Atlantic | 12 | FL | Florida | 1A | 4 | 2 | 0 | 650 | 7741.6 | 26414.34 | 0 | 0 | 0 | 14682.37 | 14682.37 | 0 | 6800.84 | 3301.13 | 1818.17 | 0 | 956.79 | 0 | 0 | 0 | 0 | 356.43 | 526.17 | 0 | 0 | 4386.45 | 1273.53 | 3112.92 | 0 | 0 | 0 | 0 | 0 | 0 | 0 | 0 | 0 | 0 | 0 | 0 | 0 | 0 | 0 | 0 | 0 | 0
103869 | SOUTH | South Atlantic | 12 | FL | Florida | 1A | 6 | 2 | 1 | 2270 | 15073.53 | 51430.89 | 6393.82 | 0 | 6393.82 | 35262.71 | 34858.83 | 403.88 | 0 | 5275.87 | 2647.39 | 0 | 551.57 | 231.52 | 109.97 | 0 | 0 | 340.12 | 1735.42 | 0 | 0 | 18083.66 | 4158.68 | 13924.98 | 12538.62 | 0 | 11511.5 | 1027.1 | 0 | 1027.1 | 1027.1 | 0 | 1027.1 | 0 | 0 | 0 | 0 | 0 | 0 | 0 | 0 | 0
104002 | SOUTH | South Atlantic | 12 | FL | Florida | 1A | 4 | 2 | 1 | 5250 | 44333.44 | 151265.68 | 21839.07 | 0 | 21839.07 | 67964.04 | 67964.04 | 0 | 5772.78 | 19160.69 | 2717.53 | 5372.36 | 2697.73 | 252.41 | 109.36 | 576.32 | 479.56 | 7613.53 | 6955.42 | 0 | 0 | 80030.89 | 5219.55 | 74811.34 | 0 | 0 | 0 | 0 | 0 | 0 | 0 | 0 | 0 | 0 | 0 | 0 | 0 | 0 | 0 | 0 | 0 | 0
104436 | SOUTH | South Atlantic | 12 | FL | Florida | 1A | 3 | 2 | 0 | 2600 | 32556.57 | 111083.02 | 12779.34 | 0 | 12779.34 | 61406.2 | 61150 | 256.2 | 10083.56 | 13655.08 | 6621.26 | 0 | 0 | 302.27 | 153.36 | 1769.96 | 470.16 | 794.36 | 4338.07 | 0 | 0 | 40795.58 | 7567.38 | 33228.2 | 435.9 | 0 | 0 | 435.9 | 435.9 | 0 | 435.9 | 0 | 435.9 | 0 | 0 | 0 | 0 | 0 | 0 | 0 | 0 | 0
104517 | SOUTH | South Atlantic | 12 | FL | Florida | 1A | 6 | 1 | 1 | 1800 | 19117.05 | 65227.37 | 7139.71 | 2587.88 | 4551.83 | 27541.95 | 24706.64 | 2835.31 | 9810.38 | 14705.93 | 6285.49 | 0 | 1255.12 | 235.94 | 337.81 | 3082.13 | 660.23 | 1799.96 | 2849.21 | 0 | 0 | 26020.85 | 4184.24 | 21836.61 | 0 | 0 | 0 | 0 | 0 | 0 | 0 | 0 | 0 | 0 | 0 | 0 | 0 | 0 | 0 | 0 | 0 | 0
104656 | SOUTH | South Atlantic | 12 | FL | Florida | 1A | 9 | 1 | 1 | 2200 | 17951.09 | 61249.14 | 7352.55 | 4081.01 | 3271.54 | 17930.89 | 17726.22 | 204.67 | 10750.61 | 12642.76 | 4715.71 | 0 | 545.44 | 540.2 | 181.07 | 2281.45 | 853.55 | 2854.84 | 3525.34 | 0 | 0 | 30077.18 | 6101.59 | 23975.59 | 0 | 0 | 0 | 0 | 0 | 0 | 0 | 0 | 0 | 0 | 0 | 0 | 0 | 0 | 0 | 0 | 0 | 0
104741 | SOUTH | South Atlantic | 12 | FL | Florida | 1A | 4 | 2 | 0 | 1550 | 19967.07 | 68127.65 | 5134.21 | 510.49 | 4623.72 | 32006.03 | 31103.01 | 903.02 | 14675.44 | 8713.89 | 1969.22 | 0 | 954.49 | 304.6 | 0 | 0 | 586.41 | 2686.2 | 3027.28 | 0 | 1871.89 | 24774.31 | 4904.36 | 19869.95 | 0 | 0 | 0 | 0 | 0 | 0 | 0 | 0 | 0 | 0 | 0 | 0 | 0 | 0 | 0 | 0 | 0 | 0
104978 | SOUTH | South Atlantic | 12 | FL | Florida | 1A | 4 | 1 | 1 | 530 | 16307.69 | 55641.83 | 5897.65 | 4011.38 | 1886.27 | 13435.29 | 13265.42 | 169.87 | 8151.65 | 19355.63 | 5953.96 | 0 | 468.08 | 240.47 | 239.15 | 1893.56 | 152.92 | 3256.64 | 10407.49 | 0 | 0 | 29804.21 | 5544.88 | 24259.33 | 0 | 0 | 0 | 0 | 0 | 0 | 0 | 0 | 0 | 0 | 0 | 0 | 0 | 0 | 0 | 0 | 0 | 0
105297 | SOUTH | South Atlantic | 12 | FL | Florida | 1A | 6 | 1 | 1 | 2350 | 23406.2 | 79861.96 | 6272.44 | 0 | 6272.44 | 54778.79 | 54558.2 | 220.59 | 0 | 4963.76 | 2537.72 | 0 | 621.14 | 231.51 | 562.51 | 0 | 535.87 | 1361.65 | 475.01 | 0 | 0 | 25434.72 | 2668.68 | 22766.04 | 16092.35 | 0 | 11013.04 | 5079.31 | 0 | 5079.31 | 5079.31 | 0 | 5079.31 | 0 | 0 | 0 | 0 | 0 | 0 | 0 | 0 | 0
105338 | SOUTH | South Atlantic | 12 | FL | Florida | 1A | 5 | 1 | 1 | 860 | 9283.99 | 31676.97 | 1589.69 | 528.91 | 1060.78 | 8185.27 | 8088.5 | 96.77 | 6097.28 | 12624.09 | 1694.78 | 0 | 589.52 | 542.21 | 611.76 | 6176.74 | 31.04 | 140.38 | 2978.04 | 0 | 0 | 18299.96 | 3032.43 | 15267.53 | 0 | 0 | 0 | 0 | 0 | 0 | 0 | 0 | 0 | 0 | 0 | 0 | 0 | 0 | 0 | 0 | 0 | 0
105463 | SOUTH | South Atlantic | 12 | FL | Florida | 1A | 6 | 2 | 1 | 1850 | 16949.73 | 57832.47 | 9959.58 | 4603.57 | 5356.01 | 29052.39 | 28152.35 | 900.04 | 7762.59 | 4952.01 | 2362.08 | 0 | 172.97 | 205.78 | 115.94 | 1087.98 | 29.62 | 902.28 | 977.64 | 0 | 0 | 20078.01 | 5126.3 | 14951.71 | 0 | 0 | 0 | 0 | 0 | 0 | 0 | 0 | 0 | 0 | 0 | 0 | 0 | 0 | 0 | 0 | 0 | 0
105929 | SOUTH | South Atlantic | 12 | FL | Florida | 1A | 4 | 1 | 0 | 1030 | 16240.24 | 55411.71 | 4640.1 | 1843.9 | 2796.2 | 31491.48 | 31071.61 | 419.87 | 7770.04 | 5996.6 | 4310.86 | 0 | 0 | 234.72 | 95.3 | 622.14 | 30.68 | 1022.2 | 702.9 | 0 | 0 | 14890.43 | 4475.61 | 10414.82 | 0 | 0 | 0 | 0 | 0 | 0 | 0 | 0 | 0 | 0 | 0 | 0 | 0 | 0 | 0 | 0 | 0 | 0
106305 | SOUTH | South Atlantic | 12 | FL | Florida | 1A | 4 | 1 | 1 | 1200 | 8588.56 | 29304.17 | 0 | 0 | 0 | 1189.2 | 0 | 1189.2 | 15097.81 | 7705.47 | 3670.26 | 0 | 501.29 | 976.76 | 250.65 | 1805.79 | 0 | 2220.3 | 500.72 | 0 | 0 | 13628.24 | 3091.77 | 10536.47 | 0 | 0 | 0 | 0 | 0 | 0 | 0 | 0 | 0 | 0 | 0 | 0 | 0 | 0 | 0 | 0 | 0 | 0
106414 | SOUTH | South Atlantic | 12 | FL | Florida | 1A | 7 | 2 | 1 | 1000 | 10258.46 | 35001.88 | 1218.37 | 0 | 1218.37 | 13527.85 | 13527.85 | 0 | 13025.56 | 4502.09 | 1982.97 | 0 | 466.18 | 0 | 129.4 | 684.86 | 145.64 | 283.68 | 1093.04 | 0 | 0 | 8909.7 | 2444.26 | 6465.44 | 0 | 0 | 0 | 0 | 0 | 0 | 0 | 0 | 0 | 0 | 0 | 0 | 0 | 0 | 0 | 0 | 0 | 0
106659 | SOUTH | South Atlantic | 12 | FL | Florida | 1A | 9 | 2 | 1 | 2330 | 25994.95 | 88694.76 | 9302.69 | 3629.73 | 5672.96 | 50758.46 | 49977.33 | 781.13 | 6614.36 | 11864.7 | 2595.09 | 0 | 1829.58 | 1301.9 | 175.29 | 1218.84 | 390.1 | 861.99 | 4353.9 | 0 | 0 | 35138.62 | 9260.34 | 25878.28 | 1051.92 | 0 | 0 | 0 | 0 | 0 | 2103.84 | 1051.92 | 1051.92 | 0 | 0 | 0 | 0 | 0 | 0 | 0 | 0 | 0
106856 | SOUTH | South Atlantic | 12 | FL | Florida | 1A | 5 | 2 | 0 | 1900 | 12356.81 | 42161.45 | 4937.31 | 844.62 | 4092.69 | 21383.43 | 19676.09 | 1707.34 | 4140.61 | 7511.58 | 3648.13 | 0 | 970.11 | 293.19 | 112.23 | 1051.82 | 138.78 | 846.46 | 1297.32 | 0 | 0 | 17180.34 | 3328.35 | 13851.99 | 0 | 0 | 0 | 0 | 0 | 0 | 0 | 0 | 0 | 0 | 0 | 0 | 0 | 0 | 0 | 0 | 0 | 0
106972 | SOUTH | South Atlantic | 12 | FL | Florida | 1A | 7 | 2 | 1 | 2200 | 21518.66 | 73421.66 | 9567.6 | 0 | 9567.6 | 41970.83 | 41890.38 | 80.45 | 0 | 7933.61 | 2421.97 | 0 | 584.34 | 241.12 | 130.25 | 1829.3 | 399.59 | 6020.94 | 1851.17 | 427.62 | 48.25 | 37039 | 7929.17 | 29109.83 | 14786.35 | 0 | 14786.35 | 0 | 0 | 0 | 0 | 0 | 0 | 0 | 0 | 0 | 0 | 0 | 0 | 0 | 0 | 0
106975 | SOUTH | South Atlantic | 12 | FL | Florida | 1A | 6 | 2 | 0 | 910 | 10611 | 36204.74 | 1814.65 | 0 | 1814.65 | 20138.09 | 20138.09 | 0 | 3880.3 | 7413.33 | 3890.35 | 0 | 0 | 518.59 | 142.84 | 1607.33 | 343.33 | 1061.91 | 910.89 | 0 | 0 | 10192.09 | 1896.27 | 8295.82 | 0 | 0 | 0 | 0 | 0 | 0 | 0 | 0 | 0 | 1431.47 | 0 | 0 | 1431.47 | 1431.47 | 0 | 1431.47 | 0 | 1431.47
107109 | SOUTH | South Atlantic | 12 | FL | Florida | 1A | 3 | 3 | 0 | 1070 | 14566.81 | 49701.96 | 3473.8 | 0 | 3473.8 | 25663.55 | 23997.1 | 1666.45 | 7220.32 | 8644.63 | 2559.03 | 0 | 934.62 | 305.83 | 94.24 | 599.86 | 615.55 | 936.41 | 3535.5 | 0 | 0 | 19688.76 | 3763.25 | 15925.51 | 0 | 0 | 0 | 0 | 0 | 0 | 0 | 0 | 0 | 0 | 0 | 0 | 0 | 0 | 0 | 0 | 0 | 0
107217 | SOUTH | South Atlantic | 12 | FL | Florida | 1A | 3 | 1 | 1 | 1020 | 14953.52 | 51021.41 | 4194.19 | 0 | 4194.19 | 26680.32 | 24958.42 | 1721.9 | 0 | 11319.07 | 2889.16 | 2770.81 | 0 | 72.28 | 242.82 | 1933.43 | 0 | 683.93 | 3410.57 | 0 | 0 | 31318.23 | 8144.15 | 23174.08 | 14039.06 | 0 | 12498.98 | 1540.09 | 1540.09 | 0 | 1540.09 | 0 | 1540.09 | 0 | 0 | 0 | 0 | 0 | 0 | 0 | 0 | 0
107395 | SOUTH | South Atlantic | 12 | FL | Florida | 1A | 4 | 1 | 0 | 650 | 15481.99 | 52824.53 | 3571.4 | 0 | 3571.4 | 31044.92 | 31044.92 | 0 | 6155 | 7146.99 | 1411.47 | 0 | 2085.58 | 1839.47 | 0 | 0 | 0 | 1414.57 | 1810.47 | 0 | 0 | 17705.46 | 3491.98 | 14213.48 | 0 | 0 | 0 | 0 | 0 | 0 | 0 | 0 | 0 | 0 | 0 | 0 | 0 | 0 | 0 | 0 | 0 | 0
107423 | SOUTH | South Atlantic | 12 | FL | Florida | 1A | 5 | 2 | 0 | 800 | 12293.47 | 41945.32 | 4142.3 | 2762.85 | 1379.45 | 16228.68 | 16041.12 | 187.56 | 0 | 14637.24 | 4987.16 | 0 | 56.71 | 317.58 | 120.67 | 623.08 | 31.86 | 1262.79 | 8500.18 | 0 | 0 | 23807.37 | 5653.03 | 18154.34 | 8346.21 | 0 | 8346.21 | 0 | 0 | 0 | 0 | 0 | 0 | 0 | 0 | 0 | 0 | 0 | 0 | 0 | 0 | 0
107736 | SOUTH | South Atlantic | 12 | FL | Florida | 1A | 2 | 2 | 0 | 980 | 21550.01 | 73528.62 | 9033.73 | 4329.61 | 4704.12 | 30033.31 | 30033.31 | 0 | 8467.75 | 18400.29 | 2839.29 | 1949.59 | 1251.28 | 190.78 | 178.71 | 1244.08 | 0 | 1011.82 | 10746.56 | 0 | 0 | 34440.8 | 6581.93 | 27858.87 | 0 | 0 | 0 | 0 | 0 | 0 | 0 | 0 | 0 | 0 | 0 | 0 | 0 | 0 | 0 | 0 | 0 | 0
107795 | SOUTH | South Atlantic | 12 | FL | Florida | 1A | 1 | 2 | 0 | 910 | 21771.1 | 74283 | 2805.26 | 0 | 2805.26 | 31392.9 | 31208.57 | 184.33 | 13912.36 | 19919.46 | 7820.64 | 0 | 0 | 1029.29 | 463.46 | 7505.19 | 31.52 | 1403.22 | 3069.36 | 0 | 0 | 26191.23 | 4849.8 | 21341.43 | 0 | 0 | 0 | 0 | 0 | 0 | 0 | 0 | 0 | 784.52 | 0 | 0 | 784.52 | 784.52 | 0 | 784.52 | 0 | 784.52
107975 | SOUTH | South Atlantic | 12 | FL | Florida | 1A | 3 | 1 | 0 | 1350 | 12641.83 | 43133.92 | 4156.64 | 1174.82 | 2981.82 | 17876.68 | 16294.14 | 1582.54 | 5990.54 | 10927.59 | 2550.69 | 0 | 1009.02 | 514.66 | 193.76 | 2020.7 | 443.73 | 468.93 | 4195.03 | 0 | 0 | 20837.97 | 3713.89 | 17124.08 | 0 | 0 | 0 | 0 | 0 | 0 | 0 | 0 | 0 | 0 | 0 | 0 | 0 | 0 | 0 | 0 | 0 | 0
108120 | SOUTH | South Atlantic | 12 | FL | Florida | 1A | 4 | 1 | 1 | 780 | 9880.25 | 33711.4 | 1730.1 | 0 | 1730.1 | 11236.42 | 11236.42 | 0 | 8999.7 | 7230.43 | 4069.58 | 1594.82 | 891.64 | 185.85 | 0 | 0 | 0 | 646.73 | 488.54 | 0 | 0 | 13274.34 | 3868.33 | 9406.01 | 0 | 0 | 0 | 0 | 0 | 0 | 0 | 0 | 0 | 0 | 0 | 0 | 0 | 0 | 0 | 0 | 0 | 0
108141 | SOUTH | South Atlantic | 12 | FL | Florida | 1A | 6 | 1 | 1 | 1020 | 22606.24 | 77132.51 | 2566.21 | 0 | 2566.21 | 28706.22 | 28706.22 | 0 | 23090.34 | 12529.07 | 4477.07 | 0 | 298.17 | 276.46 | 489.36 | 4534.61 | 0 | 1878.11 | 2453.4 | 0 | 0 | 29222.27 | 8362.98 | 20859.29 | 0 | 0 | 0 | 0 | 0 | 0 | 0 | 0 | 0 | 0 | 0 | 0 | 0 | 0 | 0 | 0 | 0 | 0
108336 | SOUTH | South Atlantic | 12 | FL | Florida | 1A | 7 | 2 | 1 | 2720 | 19134.93 | 65288.38 | 2326.3 | 0 | 2326.3 | 18713.63 | 18539.12 | 174.51 | 8083.06 | 7032.55 | 2794.15 | 0 | 1119.29 | 761 | 210.66 | 1659.93 | 29.92 | 2056.9 | 457.6 | 0 | 0 | 40100.23 | 4228.18 | 35872.05 | 0 | 0 | 0 | 0 | 0 | 0 | 0 | 0 | 0 | 0 | 0 | 0 | 0 | 0 | 0 | 0 | 0 | 0
108643 | SOUTH | South Atlantic | 12 | FL | Florida | 1A | 4 | 3 | 0 | 2700 | 32640.43 | 111369.14 | 5537.22 | 2356.44 | 3180.78 | 19579.02 | 17427.24 | 2151.78 | 6543.66 | 22484.15 | 6802.7 | 0 | 1894.79 | 254.05 | 296.24 | 4556.26 | 465.27 | 5177.95 | 8214.84 | 0 | 0 | 87250.54 | 9011.45 | 78239.09 | 1051.92 | 0 | 0 | 0 | 0 | 0 | 2103.84 | 1051.92 | 1051.92 | 0 | 0 | 0 | 0 | 0 | 0 | 0 | 0 | 0
108680 | SOUTH | South Atlantic | 12 | FL | Florida | 1A | 7 | 2 | 1 | 1750 | 20245.41 | 69077.34 | 6892.55 | 2008.13 | 4884.42 | 33937.18 | 31831.67 | 2105.51 | 13498.66 | 11343.91 | 4960.81 | 1834.74 | 1309.02 | 351.54 | 159.35 | 1801.85 | 30.43 | 332.57 | 896.17 | 0 | 0 | 19815.76 | 3037.91 | 16777.85 | 0 | 0 | 0 | 0 | 0 | 0 | 0 | 0 | 0 | 0 | 0 | 0 | 0 | 0 | 0 | 0 | 0 | 0
108709 | SOUTH | South Atlantic | 12 | FL | Florida | 1A | 7 | 1 | 1 | 600 | 5595.07 | 19090.39 | 0 | 0 | 0 | 12104.68 | 12104.68 | 0 | 0 | 1776.8 | 1506.12 | 0 | 0 | 237.54 | 0 | 0 | 0 | 2122.82 | 33.14 | 0 | 0 | 8566.24 | 3086.37 | 5479.87 | 13620.52 | 0 | 13057.48 | 563.04 | 563.04 | 0 | 563.04 | 0 | 563.04 | 0 | 0 | 0 | 0 | 0 | 0 | 0 | 0 | 0
108739 | SOUTH | South Atlantic | 12 | FL | Florida | 1A | 1 | 2 | 0 | 2150 | 34113.99 | 116396.92 | 12151.2 | 0 | 12151.2 | 75429.35 | 73736.13 | 1693.22 | 6206.09 | 6613.3 | 2295.5 | 0 | 1468.95 | 186.37 | 113.26 | 597.04 | 251.2 | 7731.09 | 1700.98 | 0 | 0 | 37343.19 | 3183.99 | 34159.2 | 0 | 0 | 0 | 0 | 0 | 0 | 0 | 0 | 0 | 0 | 0 | 0 | 0 | 0 | 0 | 0 | 0 | 0
108937 | SOUTH | South Atlantic | 12 | FL | Florida | 1A | 4 | 2 | 1 | 1460 | 9524.35 | 32497.07 | 2883.03 | 1554.66 | 1328.37 | 13353.45 | 13205.46 | 147.99 | 6012.15 | 8523.18 | 3063.29 | 0 | 989.21 | 531.75 | 101.34 | 1151.95 | 143.07 | 74.44 | 2542.57 | 0 | 0 | 10297.77 | 1636.54 | 8661.23 | 0 | 0 | 0 | 0 | 0 | 0 | 0 | 0 | 0 | 0 | 0 | 0 | 0 | 0 | 0 | 0 | 0 | 0
108941 | SOUTH | South Atlantic | 12 | FL | Florida | 1A | 3 | 1 | 0 | 950 | 13472 | 45966.47 | 2512.91 | 0 | 2512.91 | 29193.38 | 28283.33 | 910.05 | 3759.35 | 6884.48 | 1800.15 | 0 | 1079.43 | 0 | 216.68 | 1755.12 | 0 | 709.57 | 2033.1 | 0 | 0 | 15030 | 2906.57 | 12123.43 | 0 | 0 | 0 | 0 | 0 | 0 | 0 | 0 | 0 | 0 | 0 | 0 | 0 | 0 | 0 | 0 | 0 | 0
109322 | SOUTH | South Atlantic | 12 | FL | Florida | 1A | 5 | 1 | 1 | 1700 | 16534.3 | 56415.02 | 5422.88 | 0 | 5422.88 | 30430.37 | 28338.28 | 2092.09 | 6279.56 | 10908.18 | 3033.45 | 0 | 514.66 | 520.1 | 125.39 | 1179.98 | 853.87 | 684.89 | 4680.73 | 0 | 0 | 21452.85 | 2689.13 | 18763.72 | 0 | 0 | 0 | 0 | 0 | 0 | 0 | 0 | 0 | 0 | 0 | 0 | 0 | 0 | 0 | 0 | 0 | 0
109356 | SOUTH | South Atlantic | 12 | FL | Florida | 1A | 2 | 1 | 0 | 350 | 6434.04 | 21952.95 | 1502.61 | 0 | 1502.61 | 13215.78 | 13215.78 | 0 | 0 | 2145.72 | 1287.44 | 0 | 0 | 69.41 | 0 | 0 | 0 | 352.62 | 45.78 | 0 | 743.09 | 12185.8 | 4736.15 | 7449.65 | 8843.38 | 0 | 8843.38 | 0 | 0 | 0 | 0 | 0 | 0 | 0 | 0 | 0 | 0 | 0 | 0 | 0 | 0 | 0
109382 | SOUTH | South Atlantic | 12 | FL | Florida | 1A | 5 | 2 | 0 | 700 | 11205.59 | 38233.49 | 2248.67 | 0 | 2248.67 | 14830.96 | 14830.96 | 0 | 9156.95 | 9531.93 | 1691.17 | 0 | 6098.44 | 535.56 | 0 | 0 | 0 | 708.42 | 1206.76 | 0 | 0 | 14310.55 | 1756.35 | 12554.2 | 0 | 0 | 0 | 0 | 0 | 0 | 0 | 0 | 0 | 0 | 0 | 0 | 0 | 0 | 0 | 0 | 0 | 0
109496 | SOUTH | South Atlantic | 12 | FL | Florida | 1A | 5 | 1 | 1 | 1400 | 9758.68 | 33296.62 | 3764.34 | 1787.23 | 1977.11 | 11636.21 | 11492.98 | 143.23 | 7389.47 | 6522.78 | 2148.62 | 0 | 919.71 | 235.86 | 0 | 0 | 327.72 | 962.81 | 2890.87 | 0 | 0 | 13469.52 | 2991.2 | 10478.32 | 0 | 0 | 0 | 0 | 0 | 0 | 0 | 0 | 0 | 0 | 0 | 0 | 0 | 0 | 0 | 0 | 0 | 0
109524 | SOUTH | South Atlantic | 12 | FL | Florida | 1A | 5 | 1 | 1 | 800 | 5846.7 | 19948.93 | 1264.06 | 0 | 1264.06 | 7887.07 | 7392.01 | 495.06 | 0 | 7901.71 | 2452.75 | 0 | 475.44 | 292.94 | 193.94 | 2649.48 | 222.65 | 1378.52 | 1614.51 | 0 | 0 | 11581.83 | 1477.38 | 10104.45 | 10167.63 | 1536.89 | 8630.74 | 0 | 0 | 0 | 0 | 0 | 0 | 0 | 0 | 0 | 0 | 0 | 0 | 0 | 0 | 0
109658 | SOUTH | South Atlantic | 12 | FL | Florida | 1A | 3 | 2 | 0 | 2470 | 35990.48 | 122799.52 | 14736.75 | 0 | 14736.75 | 73507.11 | 70055.37 | 3451.74 | 8216.55 | 11648.1 | 3406.32 | 0 | 2190.6 | 538.71 | 270.97 | 2356.37 | 361.27 | 2604.47 | 2093.07 | 430.79 | 0 | 45788.49 | 4667.22 | 41121.27 | 0 | 0 | 0 | 0 | 0 | 0 | 0 | 0 | 0 | 0 | 0 | 0 | 0 | 0 | 0 | 0 | 0 | 0
109672 | SOUTH | South Atlantic | 12 | FL | Florida | 1A | 5 | 1 | 1 | 1010 | 13376.01 | 45638.94 | 4324.72 | 0 | 4324.72 | 27095.81 | 27095.81 | 0 | 5288.86 | 5351.57 | 2741.76 | 0 | 249.39 | 238.37 | 119.89 | 617.77 | 31.27 | 1242.96 | 1353.12 | 0 | 0 | 12847.85 | 2335.19 | 10512.66 | 0 | 0 | 0 | 0 | 0 | 0 | 0 | 0 | 0 | 0 | 0 | 0 | 0 | 0 | 0 | 0 | 0 | 0
109898 | SOUTH | South Atlantic | 12 | FL | Florida | 1A | 4 | 3 | 0 | 1140 | 5779.3 | 19718.98 | 1932.24 | 787.6 | 1144.64 | 6710.99 | 6655.68 | 55.31 | 2587.87 | 5309.95 | 2417.64 | 0 | 157.96 | 289.3 | 0 | 0 | 245.29 | 1080.04 | 2199.76 | 0 | 0 | 9368.92 | 2098.31 | 7270.61 | 0 | 0 | 0 | 0 | 0 | 0 | 0 | 0 | 0 | 0 | 0 | 0 | 0 | 0 | 0 | 0 | 0 | 0
109950 | SOUTH | South Atlantic | 12 | FL | Florida | 1A | 7 | 1 | 1 | 1350 | 18647.15 | 63624.09 | 7242.76 | 2524.94 | 4717.82 | 26491.32 | 26491.32 | 0 | 15269.72 | 7554.63 | 1350.04 | 0 | 801.47 | 240.23 | 126.16 | 666.67 | 144.98 | 987.19 | 4225.08 | 0 | 0 | 24026.76 | 6039.1 | 17987.66 | 0 | 0 | 0 | 0 | 0 | 0 | 0 | 0 | 0 | 0 | 0 | 0 | 0 | 0 | 0 | 0 | 0 | 0
110405 | SOUTH | South Atlantic | 12 | FL | Florida | 1A | 2 | 3 | 0 | 1500 | 22684.15 | 77398.33 | 11085.41 | 8035.65 | 3049.76 | 31349.39 | 31349.39 | 0 | 10263.88 | 14484.37 | 5052.9 | 0 | 1082.02 | 316.63 | 354.38 | 2996.44 | 1124.96 | 2381.58 | 3557.04 | 0 | 0 | 26142.65 | 3446.14 | 22696.51 | 0 | 0 | 0 | 0 | 0 | 0 | 0 | 0 | 0 | 0 | 0 | 0 | 0 | 0 | 0 | 0 | 0 | 0
110512 | SOUTH | South Atlantic | 12 | FL | Florida | 1A | 3 | 1 | 0 | 1760 | 19800.54 | 67559.43 | 6345.89 | 0 | 6345.89 | 32348.12 | 32180.29 | 167.83 | 4619 | 17207.9 | 4880.44 | 2208.37 | 774.23 | 70.29 | 114.45 | 603.91 | 30.4 | 974.86 | 1858.23 | 6667.58 | 0 | 31943 | 6063.48 | 25879.52 | 0 | 0 | 0 | 0 | 0 | 0 | 0 | 0 | 0 | 0 | 0 | 0 | 0 | 0 | 0 | 0 | 0 | 0
110520 | SOUTH | South Atlantic | 12 | FL | Florida | 1A | 3 | 2 | 1 | 2530 | 23417.85 | 79901.69 | 7180.66 | 2984.05 | 4196.61 | 49234.54 | 48064 | 1170.54 | 0 | 17174.29 | 4569.31 | 0 | 0 | 586.03 | 396.45 | 4392.81 | 0 | 1445.44 | 7229.69 | 0 | 0 | 29125.86 | 4841.6 | 24284.26 | 32724.43 | 0 | 30573.64 | 2150.73 | 2150.73 | 0 | 2150.73 | 0 | 2150.73 | 0 | 0 | 0 | 0 | 0 | 0 | 0 | 0 | 0
110800 | SOUTH | South Atlantic | 12 | FL | Florida | 1A | 6 | 1 | 0 | 1350 | 13682.7 | 46685.36 | 2179.28 | 0 | 2179.28 | 13664.68 | 12097.49 | 1567.19 | 5313.37 | 8280.42 | 2566.14 | 0 | 554.95 | 524.76 | 254.4 | 2150.2 | 141.14 | 522.81 | 2088.83 | 0 | 0 | 34233.46 | 7525.1 | 26708.36 | 0 | 0 | 0 | 0 | 0 | 0 | 0 | 0 | 0 | 0 | 0 | 0 | 0 | 0 | 0 | 0 | 0 | 0
110949 | SOUTH | South Atlantic | 12 | FL | Florida | 1A | 7 | 2 | 1 | 950 | 6350.87 | 21669.17 | 1485.53 | 0 | 1485.53 | 9270.14 | 9205.88 | 64.26 | 0 | 6011.31 | 2507.35 | 0 | 457.98 | 313.02 | 161.94 | 1827.94 | 518.98 | 1328.34 | 224.1 | 0 | 0 | 13529.79 | 3573.85 | 9955.94 | 10350.04 | 0 | 10350.04 | 0 | 0 | 0 | 0 | 0 | 0 | 0 | 0 | 0 | 0 | 0 | 0 | 0 | 0 | 0
111010 | SOUTH | South Atlantic | 12 | FL | Florida | 1A | 1 | 2 | 0 | 2200 | 24246.68 | 82729.66 | 13654.4 | 6803.21 | 6851.19 | 34327.61 | 32691.8 | 1635.81 | 9761 | 8730.36 | 1958.71 | 0 | 0 | 297.47 | 259.46 | 3869.86 | 777.29 | 1933.16 | 1567.57 | 0 | 0 | 36970.71 | 5455.78 | 31514.93 | 1689.56 | 0 | 0 | 1689.56 | 1689.56 | 0 | 1689.56 | 0 | 1689.56 | 0 | 0 | 0 | 0 | 0 | 0 | 0 | 0 | 0
111283 | SOUTH | South Atlantic | 12 | FL | Florida | 1A | 6 | 1 | 1 | 1070 | 9438.25 | 32203.32 | 2375.07 | 0 | 2375.07 | 14110.21 | 14110.21 | 0 | 4207.88 | 8605.58 | 2262.52 | 0 | 1324.94 | 176.57 | 94.94 | 3260.75 | 756.64 | 971.1 | 729.22 | 0 | 0 | 13556.74 | 1933.75 | 11622.99 | 2709.25 | 0 | 0 | 0 | 0 | 0 | 5418.5 | 2709.25 | 2709.25 | 0 | 0 | 0 | 0 | 0 | 0 | 0 | 0 | 0
111549 | SOUTH | South Atlantic | 12 | FL | Florida | 1A | 6 | 1 | 1 | 2500 | 17421.61 | 59442.54 | 4791.68 | 2816.56 | 1975.12 | 17509.01 | 15929.88 | 1579.13 | 5398.67 | 12005.29 | 4791.13 | 0 | 1392.24 | 228.51 | 108.4 | 557.25 | 699.39 | 2433.5 | 4228.37 | 0 | 0 | 34725.13 | 4218.83 | 30506.3 | 0 | 0 | 0 | 0 | 0 | 0 | 0 | 0 | 0 | 0 | 0 | 0 | 0 | 0 | 0 | 0 | 0 | 0
111908 | SOUTH | South Atlantic | 12 | FL | Florida | 1A | 7 | 2 | 1 | 1100 | 11057.22 | 37727.24 | 1312.14 | 0 | 1312.14 | 11878.26 | 11774.88 | 103.38 | 6552.54 | 5141.98 | 3682.99 | 0 | 551.56 | 299.49 | 0 | 0 | 143.17 | 8811.45 | 464.77 | 0 | 0 | 19747.69 | 4030.86 | 15716.83 | 0 | 0 | 0 | 0 | 0 | 0 | 0 | 0 | 0 | 0 | 0 | 0 | 0 | 0 | 0 | 0 | 0 | 0
111980 | SOUTH | South Atlantic | 12 | FL | Florida | 1A | 4 | 2 | 0 | 900 | 6986.55 | 23838.11 | 974.31 | 0 | 974.31 | 10730.57 | 10730.57 | 0 | 4352.72 | 5094.36 | 1474.72 | 0 | 913.66 | 233.41 | 0 | 0 | 721.94 | 486.86 | 1750.63 | 0 | 0 | 9479.53 | 2199.36 | 7280.17 | 0 | 0 | 0 | 0 | 0 | 0 | 0 | 0 | 0 | 0 | 0 | 0 | 0 | 0 | 0 | 0 | 0 | 0
112093 | SOUTH | South Atlantic | 12 | FL | Florida | 1A | 7 | 1 | 1 | 1010 | 5402.53 | 18433.42 | 786.98 | 0 | 786.98 | 5324 | 4539.79 | 784.21 | 969.46 | 8650.9 | 1396.47 | 0 | 522.79 | 524.54 | 105.32 | 860.71 | 233.33 | 687.45 | 540.43 | 4467.31 | 0 | 13542.63 | 2014.78 | 11527.85 | 0 | 0 | 0 | 0 | 0 | 0 | 0 | 0 | 0 | 0 | 0 | 0 | 0 | 0 | 0 | 0 | 0 | 0
112424 | SOUTH | South Atlantic | 12 | FL | Florida | 1A | 2 | 1 | 1 | 1200 | 7907.56 | 26980.58 | 3837.83 | 2201.68 | 1636.15 | 9876.87 | 8860.65 | 1016.22 | 2802.7 | 8472.64 | 2194.69 | 1782.8 | 415.97 | 287.71 | 188.58 | 1516.92 | 310.07 | 1597.67 | 1775.9 | 0 | 0 | 11277.67 | 356.59 | 10921.08 | 0 | 0 | 0 | 0 | 0 | 0 | 0 | 0 | 0 | 0 | 0 | 0 | 0 | 0 | 0 | 0 | 0 | 0
112591 | SOUTH | South Atlantic | 12 | FL | Florida | 1A | 4 | 1 | 0 | 900 | 4154.77 | 14176.08 | 677.21 | 0 | 677.21 | 4192.04 | 4192.04 | 0 | 2190.02 | 4946.1 | 1308.79 | 0 | 594.34 | 612.98 | 136.08 | 1075.76 | 0 | 1130.01 | 1218.15 | 0 | 0 | 7526.66 | 1041.06 | 6485.6 | 0 | 0 | 0 | 0 | 0 | 0 | 0 | 0 | 0 | 0 | 0 | 0 | 0 | 0 | 0 | 0 | 0 | 0
112724 | SOUTH | South Atlantic | 12 | FL | Florida | 1A | 4 | 1 | 1 | 770 | 9701.38 | 33101.1 | 3154.76 | 611.46 | 2543.3 | 16395.84 | 16265.84 | 130 | 5949.55 | 4846.59 | 2445.3 | 0 | 753.26 | 169.02 | 0 | 0 | 0 | 1222.48 | 1479.01 | 0 | 0 | 9361.09 | 1532.01 | 7829.08 | 0 | 0 | 0 | 0 | 0 | 0 | 0 | 0 | 0 | 0 | 0 | 0 | 0 | 0 | 0 | 0 | 0 | 0
112823 | SOUTH | South Atlantic | 12 | FL | Florida | 1A | 5 | 2 | 0 | 1010 | 13093.32 | 44674.42 | 2970.2 | 0 | 2970.2 | 18795.57 | 18795.57 | 0 | 5140.71 | 7822.44 | 5344.61 | 1304.48 | 0 | 228.44 | 108.14 | 569.79 | 0 | 2076.46 | 266.98 | 0 | 0 | 23262.41 | 7868.96 | 15393.45 | 0 | 0 | 0 | 0 | 0 | 0 | 0 | 0 | 0 | 0 | 0 | 0 | 0 | 0 | 0 | 0 | 0 | 0
113065 | SOUTH | South Atlantic | 12 | FL | Florida | 1A | 6 | 2 | 1 | 1650 | 9826.05 | 33526.5 | 1813.09 | 0 | 1813.09 | 11255.07 | 10229.39 | 1025.68 | 4075.04 | 10665.81 | 3737.63 | 0 | 1216.74 | 186.2 | 217.82 | 1719.81 | 0 | 303.77 | 3587.61 | 0 | 0 | 20897.97 | 5413.62 | 15484.35 | 0 | 0 | 0 | 0 | 0 | 0 | 0 | 0 | 0 | 0 | 0 | 0 | 0 | 0 | 0 | 0 | 0 | 0
113126 | SOUTH | South Atlantic | 12 | FL | Florida | 1A | 5 | 2 | 0 | 830 | 12672.72 | 43239.3 | 2206.16 | 0 | 2206.16 | 15245.16 | 14229.94 | 1015.22 | 15288.9 | 6731.58 | 2516.57 | 0 | 764.58 | 567.04 | 189.7 | 1357.12 | 31.81 | 578.61 | 1304.76 | 0 | 0 | 14392.86 | 3188.94 | 11203.92 | 0 | 0 | 0 | 0 | 0 | 0 | 0 | 0 | 0 | 0 | 0 | 0 | 0 | 0 | 0 | 0 | 0 | 0
113495 | SOUTH | South Atlantic | 12 | FL | Florida | 1A | 7 | 1 | 1 | 1500 | 15821.73 | 53983.74 | 2796.34 | 0 | 2796.34 | 21012.53 | 18729.94 | 2282.59 | 17650.35 | 5387.42 | 2539.44 | 0 | 539.79 | 240.31 | 126.88 | 654.1 | 112.03 | 1279.13 | 1174.87 | 0 | 0 | 20922.87 | 5858.42 | 15064.45 | 0 | 0 | 0 | 0 | 0 | 0 | 0 | 0 | 0 | 0 | 0 | 0 | 0 | 0 | 0 | 0 | 0 | 0
113513 | SOUTH | South Atlantic | 12 | FL | Florida | 1A | 6 | 1 | 1 | 1200 | 9603.23 | 32766.23 | 3067.18 | 719.27 | 2347.91 | 14162.05 | 14062.12 | 99.93 | 5302.87 | 7949.36 | 3943.56 | 0 | 313.65 | 155.95 | 142.05 | 980.28 | 0 | 509.87 | 2413.87 | 0 | 0 | 10502.62 | 1764.11 | 8738.51 | 0 | 0 | 0 | 0 | 0 | 0 | 0 | 0 | 0 | 0 | 0 | 0 | 0 | 0 | 0 | 0 | 0 | 0
113558 | SOUTH | South Atlantic | 12 | FL | Florida | 1A | 4 | 1 | 0 | 1550 | 12805.37 | 43691.93 | 2375.5 | 0 | 2375.5 | 25798.42 | 22987.61 | 2810.81 | 0 | 7691.76 | 2389.9 | 0 | 477.47 | 189.3 | 61.08 | 0 | 241.04 | 2627.55 | 3941.68 | 391.29 | 0 | 23514.14 | 5199.21 | 18314.93 | 62928.38 | 0 | 58781.3 | 4147.1 | 0 | 4147.1 | 4147.1 | 0 | 4147.1 | 0 | 0 | 0 | 0 | 0 | 0 | 0 | 0 | 0
113589 | SOUTH | South Atlantic | 12 | FL | Florida | 1A | 7 | 1 | 1 | 2840 | 9007.77 | 30734.5 | 1328.55 | 0 | 1328.55 | 13070.93 | 13070.93 | 0 | 5381.03 | 8027.54 | 2260.41 | 0 | 708.67 | 224.34 | 228.32 | 2548.9 | 771.51 | 685.54 | 1285.39 | 0 | 0 | 12263.23 | 2241.01 | 10022.22 | 0 | 0 | 0 | 0 | 0 | 0 | 0 | 0 | 0 | 0 | 0 | 0 | 0 | 0 | 0 | 0 | 0 | 0
113662 | SOUTH | South Atlantic | 12 | FL | Florida | 1A | 2 | 2 | 0 | 1100 | 15269.1 | 52098.16 | 5159.59 | 0 | 5159.59 | 29255.47 | 29255.47 | 0 | 0 | 9331.3 | 2188.03 | 0 | 458.49 | 548.32 | 221.86 | 3061.63 | 558.4 | 680.39 | 2294.57 | 0 | 0 | 28326.81 | 7671.78 | 20655.03 | 11270.55 | 0 | 11270.55 | 0 | 0 | 0 | 0 | 0 | 0 | 0 | 0 | 0 | 0 | 0 | 0 | 0 | 0 | 0
113844 | SOUTH | South Atlantic | 12 | FL | Florida | 1A | 9 | 2 | 1 | 800 | 5743.33 | 19596.25 | 834.97 | 0 | 834.97 | 4745.94 | 4745.94 | 0 | 3104.03 | 4704.96 | 2097.89 | 0 | 279.33 | 225.28 | 151.05 | 1072.58 | 28.94 | 1698.72 | 849.89 | 0 | 0 | 11639.96 | 1991.56 | 9648.4 | 0 | 0 | 0 | 0 | 0 | 0 | 0 | 0 | 0 | 0 | 0 | 0 | 0 | 0 | 0 | 0 | 0 | 0
113934 | SOUTH | South Atlantic | 12 | FL | Florida | 1A | 6 | 2 | 1 | 2240 | 9405.55 | 32091.74 | 3011.26 | 0 | 3011.26 | 15860.83 | 14345.21 | 1515.62 | 2950.83 | 8211.04 | 2453.7 | 0 | 299.08 | 293.64 | 85.37 | 555.71 | 127.01 | 760.95 | 4396.53 | 0 | 0 | 13638.25 | 1296.54 | 12341.71 | 0 | 0 | 0 | 0 | 0 | 0 | 0 | 0 | 0 | 0 | 0 | 0 | 0 | 0 | 0 | 0 | 0 | 0
114171 | SOUTH | South Atlantic | 12 | FL | Florida | 1A | 7 | 1 | 1 | 1670 | 13840.4 | 47223.43 | 3073.67 | 0 | 3073.67 | 19697.95 | 16925.96 | 2771.99 | 9633.52 | 9711.3 | 2801.66 | 0 | 620.99 | 246.45 | 317.38 | 2709.67 | 593.87 | 1172.96 | 2421.28 | 0 | 0 | 21796.36 | 3934.05 | 17862.31 | 0 | 0 | 0 | 0 | 0 | 0 | 0 | 0 | 0 | 0 | 0 | 0 | 0 | 0 | 0 | 0 | 0 | 0
114194 | SOUTH | South Atlantic | 12 | FL | Florida | 1A | 6 | 2 | 1 | 2750 | 38277.11 | 130601.5 | 6608.44 | 0 | 6608.44 | 31804.39 | 29191.18 | 2613.21 | 9342.52 | 11159.51 | 5657.45 | 0 | 1400.6 | 229.66 | 159.37 | 1105.13 | 244.52 | 4827.64 | 2362.78 | 0 | 0 | 120100.7 | 33690.35 | 86410.35 | 0 | 0 | 0 | 0 | 0 | 0 | 0 | 0 | 0 | 0 | 0 | 0 | 0 | 0 | 0 | 0 | 0 | 0
114230 | SOUTH | South Atlantic | 12 | FL | Florida | 1A | 4 | 2 | 0 | 940 | 7813.19 | 26658.61 | 4425.95 | 3185.87 | 1240.08 | 7859.81 | 7859.81 | 0 | 4721.9 | 4092.59 | 2147.4 | 0 | 537.8 | 141.9 | 0 | 0 | 31.19 | 3470.58 | 1234.3 | 0 | 0 | 10831.05 | 2087.6 | 8743.45 | 0 | 0 | 0 | 0 | 0 | 0 | 0 | 0 | 0 | 0 | 0 | 0 | 0 | 0 | 0 | 0 | 0 | 0
114914 | SOUTH | South Atlantic | 12 | FL | Florida | 1A | 4 | 2 | 0 | 840 | 7216.83 | 24623.82 | 2132.37 | 240.62 | 1891.75 | 15298.95 | 15224.58 | 74.37 | 0 | 3339.97 | 1763.14 | 0 | 0 | 225.5 | 0 | 0 | 112.04 | 2743.22 | 1239.29 | 0 | 0 | 8501.48 | 1105.88 | 7395.6 | 10309.58 | 0 | 10196.99 | 112.59 | 112.59 | 0 | 112.59 | 0 | 112.59 | 0 | 0 | 0 | 0 | 0 | 0 | 0 | 0 | 0
115022 | SOUTH | South Atlantic | 12 | FL | Florida | 1A | 4 | 1 | 1 | 720 | 9642.02 | 32898.59 | 0 | 0 | 0 | 13908.19 | 13908.19 | 0 | 7906.52 | 2436.47 | 1873.14 | 0 | 0 | 152.65 | 0 | 0 | 0 | 6847.65 | 410.68 | 0 | 0 | 11010.82 | 1799.92 | 9210.9 | 0 | 0 | 0 | 0 | 0 | 0 | 0 | 0 | 0 | 0 | 0 | 0 | 0 | 0 | 0 | 0 | 0 | 0
115141 | SOUTH | South Atlantic | 12 | FL | Florida | 1A | 4 | 1 | 1 | 780 | 5809.25 | 19821.15 | 1461.24 | 205.56 | 1255.68 | 8394.99 | 8287.06 | 107.93 | 2901.68 | 5631.9 | 2647.81 | 0 | 483.14 | 182.66 | 0 | 0 | 0 | 305.22 | 2318.29 | 0 | 0 | 6901.52 | 1122.68 | 5778.84 | 0 | 0 | 0 | 0 | 0 | 0 | 0 | 0 | 0 | 0 | 0 | 0 | 0 | 0 | 0 | 0 | 0 | 0
115209 | SOUTH | South Atlantic | 12 | FL | Florida | 1A | 4 | 1 | 1 | 980 | 14478.91 | 49402.03 | 2370.12 | 0 | 2370.12 | 14347.95 | 14347.95 | 0 | 15190.59 | 9586.87 | 2463.78 | 0 | 1191.35 | 231.79 | 0 | 0 | 0 | 492.91 | 5699.95 | 0 | 0 | 24813.94 | 7413.91 | 17400.03 | 0 | 0 | 0 | 0 | 0 | 0 | 0 | 0 | 0 | 0 | 0 | 0 | 0 | 0 | 0 | 0 | 0 | 0
115355 | SOUTH | South Atlantic | 12 | FL | Florida | 1A | 4 | 2 | 0 | 3600 | 62029.98 | 211646.28 | 59503.65 | 49729.7 | 9773.95 | 52583.92 | 51661.98 | 921.94 | 9777.4 | 18054.77 | 12446.78 | 0 | 884.05 | 462.69 | 265.79 | 1890.38 | 615.39 | 13602.93 | 1489.69 | 0 | 0 | 135478.81 | 47448.38 | 88030.43 | 0 | 0 | 0 | 0 | 0 | 0 | 0 | 0 | 0 | 0 | 0 | 0 | 0 | 0 | 0 | 0 | 0 | 0
115516 | SOUTH | South Atlantic | 12 | FL | Florida | 1A | 4 | 1 | 1 | 600 | 16864.06 | 57540.17 | 2629.27 | 0 | 2629.27 | 18222.28 | 17980.44 | 241.84 | 19314.36 | 12052.44 | 8829.95 | 0 | 947.08 | 0 | 108.03 | 689.63 | 0 | 401.92 | 1477.75 | 0 | 0 | 16334.23 | 4919.35 | 11414.88 | 0 | 0 | 0 | 0 | 0 | 0 | 0 | 0 | 0 | 0 | 0 | 0 | 0 | 0 | 0 | 0 | 0 | 0
115551 | SOUTH | South Atlantic | 12 | FL | Florida | 1A | 5 | 2 | 1 | 2700 | 28909.18 | 98638.13 | 25684.04 | 21517.13 | 4166.91 | 36428.97 | 33629.41 | 2799.56 | 12417.21 | 14550.55 | 4259.43 | 1771.77 | 1607.06 | 208.6 | 265.69 | 2249.8 | 828.98 | 486.9 | 3359.22 | 0 | 0 | 32012.1 | 5197.15 | 26814.95 | 0 | 0 | 0 | 0 | 0 | 0 | 0 | 0 | 0 | 0 | 0 | 0 | 0 | 0 | 0 | 0 | 0 | 0
115655 | SOUTH | South Atlantic | 12 | FL | Florida | 1A | 6 | 1 | 1 | 1250 | 9376.07 | 31991.14 | 1082.86 | 0 | 1082.86 | 11222.83 | 11089.66 | 133.17 | 8500.68 | 7310.37 | 5768.71 | 0 | 265.2 | 410.25 | 155.92 | 565.95 | 29.6 | 150.9 | 114.74 | 0 | 0 | 10355.82 | 3723.62 | 6632.2 | 0 | 0 | 0 | 0 | 0 | 0 | 0 | 0 | 0 | 0 | 0 | 0 | 0 | 0 | 0 | 0 | 0 | 0
115786 | SOUTH | South Atlantic | 12 | FL | Florida | 1A | 2 | 2 | 0 | 1300 | 15493.45 | 52863.64 | 4576.27 | 1651.6 | 2924.67 | 30210.02 | 30094.15 | 115.87 | 5998.28 | 8615.42 | 2320.7 | 0 | 754.85 | 181.59 | 168.35 | 2092.51 | 689.77 | 416.3 | 2407.65 | 0 | 0 | 15830.35 | 3031.17 | 12799.18 | 0 | 0 | 0 | 0 | 0 | 0 | 0 | 0 | 0 | 0 | 0 | 0 | 0 | 0 | 0 | 0 | 0 | 0
116400 | SOUTH | South Atlantic | 12 | FL | Florida | 1A | 3 | 3 | 0 | 870 | 13953.86 | 47610.56 | 4382.7 | 1844.21 | 2538.49 | 17892.55 | 17702.7 | 189.85 | 6172.25 | 10492.13 | 4509.47 | 2060.62 | 1052.68 | 146.68 | 255.88 | 2089.29 | 0 | 503.78 | 377.51 | 0 | 0 | 25522.25 | 8140.32 | 17381.93 | 0 | 0 | 0 | 0 | 0 | 0 | 0 | 0 | 0 | 0 | 0 | 0 | 0 | 0 | 0 | 0 | 0 | 0
116403 | SOUTH | South Atlantic | 12 | FL | Florida | 1A | 7 | 2 | 1 | 4200 | 34399 | 117369.41 | 10833.93 | 3045.81 | 7788.12 | 29517.46 | 26960.33 | 2557.13 | 5728.82 | 5952.14 | 2342.5 | 0 | 451.69 | 297.5 | 88.01 | 1123.33 | 253.81 | 13050.06 | 1395.3 | 0 | 0 | 102682.03 | 23390.08 | 79291.95 | 0 | 0 | 0 | 0 | 0 | 0 | 0 | 0 | 0 | 0 | 0 | 0 | 0 | 0 | 0 | 0 | 0 | 0
117039 | SOUTH | South Atlantic | 12 | FL | Florida | 1A | 4 | 1 | 0 | 1100 | 11060.37 | 37737.97 | 0 | 0 | 0 | 14978.53 | 14978.53 | 0 | 0 | 14282.46 | 2100.14 | 0 | 322.06 | 555.11 | 0 | 0 | 371.1 | 1982.31 | 3366.43 | 7567.62 | 0 | 27154.06 | 6494.71 | 20659.35 | 6235.54 | 0 | 6235.54 | 0 | 0 | 0 | 0 | 0 | 0 | 0 | 0 | 0 | 0 | 0 | 0 | 0 | 0 | 0
117307 | SOUTH | South Atlantic | 12 | FL | Florida | 1A | 3 | 3 | 0 | 2400 | 27218.67 | 92870.11 | 16263.72 | 8162.42 | 8101.3 | 39786.86 | 37081.23 | 2705.63 | 6021.95 | 16355.74 | 10981.78 | 0 | 1553.28 | 715.07 | 147.85 | 1703.04 | 246.36 | 6461.53 | 1008.36 | 0 | 0 | 37932.86 | 7310.13 | 30622.73 | 0 | 0 | 0 | 0 | 0 | 0 | 0 | 0 | 0 | 0 | 0 | 0 | 0 | 0 | 0 | 0 | 0 | 0
117368 | SOUTH | South Atlantic | 12 | FL | Florida | 1A | 4 | 1 | 1 | 1050 | 8793.88 | 30004.74 | 2695.72 | 1038 | 1657.72 | 14144.89 | 12564.02 | 1580.87 | 4500.59 | 5021.98 | 1850.16 | 0 | 259.89 | 519.16 | 152.78 | 1085.21 | 29.29 | 928.25 | 1125.49 | 0 | 0 | 12749.55 | 2697.33 | 10052.22 | 0 | 0 | 0 | 0 | 0 | 0 | 0 | 0 | 0 | 0 | 0 | 0 | 0 | 0 | 0 | 0 | 0 | 0
117438 | SOUTH | South Atlantic | 12 | FL | Florida | 1A | 4 | 1 | 1 | 1350 | 6840.43 | 23339.56 | 3032.69 | 1972.52 | 1060.17 | 6773.93 | 6721.18 | 52.75 | 3195.83 | 7301.81 | 2454.21 | 0 | 668 | 89.12 | 185.62 | 1453.87 | 495.37 | 690.48 | 1955.62 | 0 | 0 | 11311.27 | 2314.79 | 8996.48 | 0 | 0 | 0 | 0 | 0 | 0 | 0 | 0 | 0 | 0 | 0 | 0 | 0 | 0 | 0 | 0 | 0 | 0
117569 | SOUTH | South Atlantic | 12 | FL | Florida | 1A | 3 | 1 | 1 | 1800 | 13686.74 | 46699.15 | 5932.04 | 1153.87 | 4778.17 | 25345.1 | 24777.34 | 567.76 | 4545.63 | 4976.64 | 1488.44 | 0 | 677.41 | 625.82 | 104.23 | 548.92 | 132.61 | 4347.53 | 1399.21 | 0 | 0 | 16266.55 | 1532.93 | 14733.62 | 0 | 0 | 0 | 0 | 0 | 0 | 0 | 0 | 0 | 0 | 0 | 0 | 0 | 0 | 0 | 0 | 0 | 0
117575 | SOUTH | South Atlantic | 12 | FL | Florida | 1A | 4 | 2 | 1 | 1550 | 25815.51 | 88082.53 | 4319.46 | 0 | 4319.46 | 43342.51 | 43096.91 | 245.6 | 12848.24 | 6159.61 | 2557.45 | 0 | 374.07 | 231.24 | 164.7 | 1173.03 | 0 | 176.65 | 1195.14 | 420.14 | 43.84 | 34691.37 | 5111.44 | 29579.93 | 0 | 0 | 0 | 0 | 0 | 0 | 0 | 0 | 0 | 0 | 0 | 0 | 0 | 0 | 0 | 0 | 0 | 0
117659 | SOUTH | South Atlantic | 12 | FL | Florida | 1A | 5 | 1 | 0 | 1530 | 25984.29 | 88658.41 | 4228.82 | 0 | 4228.82 | 45314.95 | 42644.06 | 2670.89 | 22795.7 | 4515.53 | 2583.23 | 0 | 110.66 | 142.95 | 104.47 | 682.73 | 31.41 | 2059.05 | 860.08 | 0 | 0 | 30379.27 | 9744.1 | 20635.17 | 0 | 0 | 0 | 0 | 0 | 0 | 0 | 0 | 0 | 0 | 0 | 0 | 0 | 0 | 0 | 0 | 0 | 0
117788 | SOUTH | South Atlantic | 12 | FL | Florida | 1A | 3 | 1 | 1 | 500 | 1448.18 | 4941.2 | 241.47 | 0 | 241.47 | 1737.56 | 1664.46 | 73.1 | 719.39 | 1418.79 | 749.8 | 0 | 0 | 201.13 | 0 | 0 | 0 | 104.84 | 467.86 | 0 | 0 | 2527.15 | 719.38 | 1807.77 | 169.23 | 0 | 0 | 169.23 | 169.23 | 0 | 169.23 | 0 | 169.23 | 0 | 0 | 0 | 0 | 0 | 0 | 0 | 0 | 0
117994 | SOUTH | South Atlantic | 12 | FL | Florida | 1A | 5 | 2 | 0 | 1470 | 11348.08 | 38719.65 | 3987.39 | 0 | 3987.39 | 24131.07 | 23015.12 | 1115.95 | 3219.2 | 5553.25 | 2849.86 | 0 | 481.84 | 744.87 | 106.97 | 549.68 | 0 | 658.69 | 820.03 | 0 | 0 | 10806.3 | 1170.44 | 9635.86 | 0 | 0 | 0 | 0 | 0 | 0 | 0 | 0 | 0 | 0 | 0 | 0 | 0 | 0 | 0 | 0 | 0 | 0
118004 | SOUTH | South Atlantic | 12 | FL | Florida | 1A | 4 | 1 | 1 | 1240 | 9810.28 | 33472.66 | 3436.61 | 1270.17 | 2166.44 | 12577.23 | 12475.23 | 102 | 5065.83 | 5847.44 | 1727.66 | 0 | 1348.76 | 621.87 | 0 | 0 | 458.73 | 4290.9 | 1690.42 | 0 | 0 | 15169.37 | 2235.32 | 12934.05 | 0 | 0 | 0 | 0 | 0 | 0 | 0 | 0 | 0 | 0 | 0 | 0 | 0 | 0 | 0 | 0 | 0 | 0
118032 | SOUTH | South Atlantic | 12 | FL | Florida | 1A | 9 | 2 | 1 | 700 | 9828.81 | 33535.91 | 651.65 | 0 | 651.65 | 8340.98 | 7562.61 | 778.37 | 11655.96 | 3485.04 | 1388.17 | 0 | 336.45 | 231.97 | 0 | 0 | 0 | 3358.67 | 1528.45 | 0 | 0 | 18972.97 | 6043.7 | 12929.27 | 0 | 0 | 0 | 0 | 0 | 0 | 0 | 0 | 0 | 0 | 0 | 0 | 0 | 0 | 0 | 0 | 0 | 0
118052 | SOUTH | South Atlantic | 12 | FL | Florida | 1A | 7 | 1 | 1 | 1200 | 16413.77 | 56003.78 | 3851.59 | 0 | 3851.59 | 28156.97 | 27986.64 | 170.33 | 8345.28 | 9629.08 | 1799.47 | 0 | 736.52 | 233.89 | 431.99 | 4052.02 | 658.52 | 2692.66 | 1716.67 | 0 | 0 | 21201.55 | 3328.68 | 17872.87 | 0 | 0 | 0 | 0 | 0 | 0 | 0 | 0 | 0 | 0 | 0 | 0 | 0 | 0 | 0 | 0 | 0 | 0
[13 empty] | 0 |  |  | 0 |  |  |  | 0 | [11 empty] | 0 | [5 empty] | 0 |  |  | 0 | [5 empty] | 0 |  |  | 0
[13 empty] | 0 |  |  | 0 |  |  |  | 0 | [11 empty] | 0 | [5 empty] | 0 |  |  | 0 | [5 empty] | 0 |  |  | 0
[13 empty] | 0 |  |  | 0 |  |  |  | 0 | [11 empty] | 0 | [5 empty] | 0 |  |  | 0 | [5 empty] | 0 |  |  | 0
[13 empty] | 0 |  |  | 0 |  |  |  | 0 | [11 empty] | 0 | [5 empty] | 0 |  |  | 0 | [5 empty] | 0 |  |  | 0
[13 empty] | 0 |  |  | 0 |  |  |  | 0 | [11 empty] | 0 | [5 empty] | 0 |  |  | 0 | [5 empty] | 0 |  |  | 0
[13 empty] | 0 |  |  | 0 |  |  |  | 0 | [11 empty] | 0 | [5 empty] | 0 |  |  | 0 | [5 empty] | 0 |  |  | 0
[13 empty] | 0 |  |  | 0 |  |  |  | 0 | [11 empty] | 0 | [5 empty] | 0 |  |  | 0 | [5 empty] | 0 |  |  | 0
[13 empty] | 0 |  |  | 0 |  |  |  | 0 | [11 empty] | 0 | [5 empty] | 0 |  |  | 0 | [5 empty] | 0 |  |  | 0
[13 empty] | 0 |  |  | 0 |  |  |  | 0 | [11 empty] | 0 | [5 empty] | 0 |  |  | 0 | [5 empty] | 0 |  |  | 0
[13 empty] | 0 |  |  | 0 |  |  |  | 0 | [11 empty] | 0 | [5 empty] | 0 |  |  | 0 | [5 empty] | 0 |  |  | 0
[13 empty] | 0 |  |  | 0 |  |  |  | 0 | [11 empty] | 0 | [5 empty] | 0 |  |  | 0 | [5 empty] | 0 |  |  | 0
[13 empty] | 0 |  |  | 0 |  |  |  | 0 | [11 empty] | 0 | [5 empty] | 0 |  |  | 0 | [5 empty] | 0 |  |  | 0
[13 empty] | 0 |  |  | 0 |  |  |  | 0 | [11 empty] | 0 | [5 empty] | 0 |  |  | 0 | [5 empty] | 0 |  |  | 0
[13 empty] | 0 |  |  | 0 |  |  |  | 0 | [11 empty] | 0 | [5 empty] | 0 |  |  | 0 | [5 empty] | 0 |  |  | 0
[13 empty] | 0 |  |  | 0 |  |  |  | 0 | [11 empty] | 0 | [5 empty] | 0 |  |  | 0 | [5 empty] | 0 |  |  | 0
[13 empty] | 0 |  |  | 0 |  |  |  | 0 | [11 empty] | 0 | [5 empty] | 0 |  |  | 0 | [5 empty] | 0 |  |  | 0
[13 empty] | 0 |  |  | 0 |  |  |  | 0 | [11 empty] | 0 | [5 empty] | 0 |  |  | 0 | [5 empty] | 0 |  |  | 0
[13 empty] | 0 |  |  | 0 |  |  |  | 0 | [11 empty] | 0 | [5 empty] | 0 |  |  | 0 | [5 empty] | 0 |  |  | 0
[13 empty] | 0 |  |  | 0 |  |  |  | 0 | [11 empty] | 0 | [5 empty] | 0 |  |  | 0 | [5 empty] | 0 |  |  | 0
[13 empty] | 0 |  |  | 0 |  |  |  | 0 | [11 empty] | 0 | [5 empty] | 0 |  |  | 0 | [5 empty] | 0 |  |  | 0
[13 empty] | 0 |  |  | 0 |  |  |  | 0 | [11 empty] | 0 | [5 empty] | 0 |  |  | 0 | [5 empty] | 0 |  |  | 0
[13 empty] | 0 |  |  | 0 |  |  |  | 0 | [11 empty] | 0 | [5 empty] | 0 |  |  | 0 | [5 empty] | 0 |  |  | 0
[13 empty] | 0 |  |  | 0 |  |  |  | 0 | [11 empty] | 0 | [5 empty] | 0 |  |  | 0 | [5 empty] | 0 |  |  | 0
[13 empty] | 0 |  |  | 0 |  |  |  | 0 | [11 empty] | 0 | [5 empty] | 0 |  |  | 0 | [5 empty] | 0 |  |  | 0
[13 empty] | 0 |  |  | 0 |  |  |  | 0 | [11 empty] | 0 | [5 empty] | 0 |  |  | 0 | [5 empty] | 0 |  |  | 0
[13 empty] | 0 |  |  | 0 |  |  |  | 0 | [11 empty] | 0 | [5 empty] | 0 |  |  | 0 | [5 empty] | 0 |  |  | 0
[13 empty] | 0 |  |  | 0 |  |  |  | 0 | [11 empty] | 0 | [5 empty] | 0 |  |  | 0 | [5 empty] | 0 |  |  | 0
[13 empty] | 0 |  |  | 0 |  |  |  | 0 | [11 empty] | 0 | [5 empty] | 0 |  |  | 0 | [5 empty] | 0 |  |  | 0
[13 empty] | 0 |  |  | 0 |  |  |  | 0 | [11 empty] | 0 | [5 empty] | 0 |  |  | 0 | [5 empty] | 0 |  |  | 0
[13 empty] | 0 |  |  | 0 |  |  |  | 0 | [11 empty] | 0 | [5 empty] | 0 |  |  | 0 | [5 empty] | 0 |  |  | 0
[13 empty] | 0 |  |  | 0 |  |  |  | 0 | [11 empty] | 0 | [5 empty] | 0 |  |  | 0 | [5 empty] | 0 |  |  | 0
[13 empty] | 0 |  |  | 0 |  |  |  | 0 | [11 empty] | 0 | [5 empty] | 0 |  |  | 0 | [5 empty] | 0 |  |  | 0
[13 empty] | 0 |  |  | 0 |  |  |  | 0 | [11 empty] | 0 | [5 empty] | 0 |  |  | 0 | [5 empty] | 0 |  |  | 0
[13 empty] | 0 |  |  | 0 |  |  |  | 0 | [11 empty] | 0 | [5 empty] | 0 |  |  | 0 | [5 empty] | 0 |  |  | 0
[13 empty] | 0 |  |  | 0 |  |  |  | 0 | [11 empty] | 0 | [5 empty] | 0 |  |  | 0 | [5 empty] | 0 |  |  | 0
[13 empty] | 0 |  |  | 0 |  |  |  | 0 | [11 empty] | 0 | [5 empty] | 0 |  |  | 0 | [5 empty] | 0 |  |  | 0
[13 empty] | 0 |  |  | 0 |  |  |  | 0 | [11 empty] | 0 | [5 empty] | 0 |  |  | 0 | [5 empty] | 0 |  |  | 0
[13 empty] | 0 |  |  | 0 |  |  |  | 0 | [11 empty] | 0 | [5 empty] | 0 |  |  | 0 | [5 empty] | 0 |  |  | 0
[13 empty] | 0 |  |  | 0 |  |  |  | 0 | [11 empty] | 0 | [5 empty] | 0 |  |  | 0 | [5 empty] | 0 |  |  | 0
[13 empty] | 0 |  |  | 0 |  |  |  | 0 | [11 empty] | 0 | [5 empty] | 0 |  |  | 0 | [5 empty] | 0 |  |  | 0
[13 empty] | 0 |  |  | 0 |  |  |  | 0 | [11 empty] | 0 | [5 empty] | 0 |  |  | 0 | [5 empty] | 0 |  |  | 0
[13 empty] | 0 |  |  | 0 |  |  |  | 0 | [11 empty] | 0 | [5 empty] | 0 |  |  | 0 | [5 empty] | 0 |  |  | 0
[13 empty] | 0 |  |  | 0 |  |  |  | 0 | [11 empty] | 0 | [5 empty] | 0 |  |  | 0 | [5 empty] | 0 |  |  | 0
[13 empty] | 0 |  |  | 0 |  |  |  | 0 | [11 empty] | 0 | [5 empty] | 0 |  |  | 0 | [5 empty] | 0 |  |  | 0
[13 empty] | 0 |  |  | 0 |  |  |  | 0 | [11 empty] | 0 | [5 empty] | 0 |  |  | 0 | [5 empty] | 0 |  |  | 0
[13 empty] | 0 |  |  | 0 |  |  |  | 0 | [11 empty] | 0 | [5 empty] | 0 |  |  | 0 | [5 empty] | 0 |  |  | 0
[13 empty] | 0 |  |  | 0 |  |  |  | 0 | [11 empty] | 0 | [5 empty] | 0 |  |  | 0 | [5 empty] | 0 |  |  | 0
[13 empty] | 0 |  |  | 0 |  |  |  | 0 | [11 empty] | 0 | [5 empty] | 0 |  |  | 0 | [5 empty] | 0 |  |  | 0
[13 empty] | 0 |  |  | 0 |  |  |  | 0 | [11 empty] | 0 | [5 empty] | 0 |  |  | 0 | [5 empty] | 0 |  |  | 0
[13 empty] | 0 |  |  | 0 |  |  |  | 0 | [11 empty] | 0 | [5 empty] | 0 |  |  | 0 | [5 empty] | 0 |  |  | 0
[13 empty] | 0 |  |  | 0 |  |  |  | 0 | [11 empty] | 0 | [5 empty] | 0 |  |  | 0 | [5 empty] | 0 |  |  | 0
[13 empty] | 0 |  |  | 0 |  |  |  | 0 | [11 empty] | 0 | [5 empty] | 0 |  |  | 0 | [5 empty] | 0 |  |  | 0
[13 empty] | 0 |  |  | 0 |  |  |  | 0 | [11 empty] | 0 | [5 empty] | 0 |  |  | 0 | [5 empty] | 0 |  |  | 0
[13 empty] | 0 |  |  | 0 |  |  |  | 0 | [11 empty] | 0 | [5 empty] | 0 |  |  | 0 | [5 empty] | 0 |  |  | 0
[13 empty] | 0 |  |  | 0 |  |  |  | 0 | [11 empty] | 0 | [5 empty] | 0 |  |  | 0 | [5 empty] | 0 |  |  | 0
[13 empty] | 0 |  |  | 0 |  |  |  | 0 | [11 empty] | 0 | [5 empty] | 0 |  |  | 0 | [5 empty] | 0 |  |  | 0
[13 empty] | 0 |  |  | 0 |  |  |  | 0 | [11 empty] | 0 | [5 empty] | 0 |  |  | 0 | [5 empty] | 0 |  |  | 0
[13 empty] | 0 |  |  | 0 |  |  |  | 0 | [11 empty] | 0 | [5 empty] | 0 |  |  | 0 | [5 empty] | 0 |  |  | 0
[13 empty] | 0 |  |  | 0 |  |  |  | 0 | [11 empty] | 0 | [5 empty] | 0 |  |  | 0 | [5 empty] | 0 |  |  | 0
[13 empty] | 0 |  |  | 0 |  |  |  | 0 | [11 empty] | 0 | [5 empty] | 0 |  |  | 0 | [5 empty] | 0 |  |  | 0
[13 empty] | 0 |  |  | 0 |  |  |  | 0 | [11 empty] | 0 | [5 empty] | 0 |  |  | 0 | [5 empty] | 0 |  |  | 0
[13 empty] | 0 |  |  | 0 |  |  |  | 0 | [11 empty] | 0 | [5 empty] | 0 |  |  | 0 | [5 empty] | 0 |  |  | 0
[13 empty] | 0 |  |  | 0 |  |  |  | 0 | [11 empty] | 0 | [5 empty] | 0 |  |  | 0 | [5 empty] | 0 |  |  | 0
[13 empty] | 0 |  |  | 0 |  |  |  | 0 | [11 empty] | 0 | [5 empty] | 0 |  |  | 0 | [5 empty] | 0 |  |  | 0
[13 empty] | 0 |  |  | 0 |  |  |  | 0 | [11 empty] | 0 | [5 empty] | 0 |  |  | 0 | [5 empty] | 0 |  |  | 0
[13 empty] | 0 |  |  | 0 |  |  |  | 0 | [11 empty] | 0 | [5 empty] | 0 |  |  | 0 | [5 empty] | 0 |  |  | 0
[13 empty] | 0 |  |  | 0 |  |  |  | 0 | [11 empty] | 0 | [5 empty] | 0 |  |  | 0 | [5 empty] | 0 |  |  | 0
[13 empty] | 0 |  |  | 0 |  |  |  | 0 | [11 empty] | 0 | [5 empty] | 0 |  |  | 0 | [5 empty] | 0 |  |  | 0
[13 empty] | 0 |  |  | 0 |  |  |  | 0 | [11 empty] | 0 | [5 empty] | 0 |  |  | 0 | [5 empty] | 0 |  |  | 0
[13 empty] | 0 |  |  | 0 |  |  |  | 0 | [11 empty] | 0 | [5 empty] | 0 |  |  | 0 | [5 empty] | 0 |  |  | 0
[13 empty] | 0 |  |  | 0 |  |  |  | 0 | [11 empty] | 0 | [5 empty] | 0 |  |  | 0 | [5 empty] | 0 |  |  | 0
[13 empty] | 0 |  |  | 0 |  |  |  | 0 | [11 empty] | 0 | [5 empty] | 0 |  |  | 0 | [5 empty] | 0 |  |  | 0
[13 empty] | 0 |  |  | 0 |  |  |  | 0 | [11 empty] | 0 | [5 empty] | 0 |  |  | 0 | [5 empty] | 0 |  |  | 0
[13 empty] | 0 |  |  | 0 |  |  |  | 0 | [11 empty] | 0 | [5 empty] | 0 |  |  | 0 | [5 empty] | 0 |  |  | 0
[13 empty] | 0 |  |  | 0 |  |  |  | 0 | [11 empty] | 0 | [5 empty] | 0 |  |  | 0 | [5 empty] | 0 |  |  | 0
[13 empty] | 0 |  |  | 0 |  |  |  | 0 | [11 empty] | 0 | [5 empty] | 0 |  |  | 0 | [5 empty] | 0 |  |  | 0
[13 empty] | 0 |  |  | 0 |  |  |  | 0 | [11 empty] | 0 | [5 empty] | 0 |  |  | 0 | [5 empty] | 0 |  |  | 0
[13 empty] | 0 |  |  | 0 |  |  |  | 0 | [11 empty] | 0 | [5 empty] | 0 |  |  | 0 | [5 empty] | 0 |  |  | 0
[13 empty] | 0 |  |  | 0 |  |  |  | 0 | [11 empty] | 0 | [5 empty] | 0 |  |  | 0 | [5 empty] | 0 |  |  | 0
[13 empty] | 0 |  |  | 0 |  |  |  | 0 | [11 empty] | 0 | [5 empty] | 0 |  |  | 0 | [5 empty] | 0 |  |  | 0
[13 empty] | 0 |  |  | 0 |  |  |  | 0 | [11 empty] | 0 | [5 empty] | 0 |  |  | 0 | [5 empty] | 0 |  |  | 0
[13 empty] | 0 |  |  | 0 |  |  |  | 0 | [11 empty] | 0 | [5 empty] | 0 |  |  | 0 | [5 empty] | 0 |  |  | 0
[13 empty] | 0 |  |  | 0 |  |  |  | 0 | [11 empty] | 0 | [5 empty] | 0 |  |  | 0 | [5 empty] | 0 |  |  | 0
[13 empty] | 0 |  |  | 0 |  |  |  | 0 | [11 empty] | 0 | [5 empty] | 0 |  |  | 0 | [5 empty] | 0 |  |  | 0
[13 empty] | 0 |  |  | 0 |  |  |  | 0 | [11 empty] | 0 | [5 empty] | 0 |  |  | 0 | [5 empty] | 0 |  |  | 0
[13 empty] | 0 |  |  | 0 |  |  |  | 0 | [11 empty] | 0 | [5 empty] | 0 |  |  | 0 | [5 empty] | 0 |  |  | 0
[13 empty] | 0 |  |  | 0 |  |  |  | 0 | [11 empty] | 0 | [5 empty] | 0 |  |  | 0 | [5 empty] | 0 |  |  | 0
[13 empty] | 0 |  |  | 0 |  |  |  | 0 | [11 empty] | 0 | [5 empty] | 0 |  |  | 0 | [5 empty] | 0 |  |  | 0
[13 empty] | 0 |  |  | 0 |  |  |  | 0 | [11 empty] | 0 | [5 empty] | 0 |  |  | 0 | [5 empty] | 0 |  |  | 0
[13 empty] | 0 |  |  | 0 |  |  |  | 0 | [11 empty] | 0 | [5 empty] | 0 |  |  | 0 | [5 empty] | 0 |  |  | 0
[13 empty] | 0 |  |  | 0 |  |  |  | 0 | [11 empty] | 0 | [5 empty] | 0 |  |  | 0 | [5 empty] | 0 |  |  | 0
[13 empty] | 0 |  |  | 0 |  |  |  | 0 | [11 empty] | 0 | [5 empty] | 0 |  |  | 0 | [5 empty] | 0 |  |  | 0
[13 empty] | 0 |  |  | 0 |  |  |  | 0 | [11 empty] | 0 | [5 empty] | 0 |  |  | 0 | [5 empty] | 0 |  |  | 0
[13 empty] | 0 |  |  | 0 |  |  |  | 0 | [11 empty] | 0 | [5 empty] | 0 |  |  | 0 | [5 empty] | 0 |  |  | 0
[13 empty] | 0 |  |  | 0 |  |  |  | 0 | [11 empty] | 0 | [5 empty] | 0 |  |  | 0 | [5 empty] | 0 |  |  | 0
[13 empty] | 0 |  |  | 0 |  |  |  | 0 | [11 empty] | 0 | [5 empty] | 0 |  |  | 0 | [5 empty] | 0 |  |  | 0
[13 empty] | 0 |  |  | 0 |  |  |  | 0 | [11 empty] | 0 | [5 empty] | 0 |  |  | 0 | [5 empty] | 0 |  |  | 0
[13 empty] | 0 |  |  | 0 |  |  |  | 0 | [11 empty] | 0 | [5 empty] | 0 |  |  | 0 | [5 empty] | 0 |  |  | 0
[13 empty] | 0 |  |  | 0 |  |  |  | 0 | [11 empty] | 0 | [5 empty] | 0 |  |  | 0 | [5 empty] | 0 |  |  | 0
[13 empty] | 0 |  |  | 0 |  |  |  | 0 | [11 empty] | 0 | [5 empty] | 0 |  |  | 0 | [5 empty] | 0 |  |  | 0
[13 empty] | 0 |  |  | 0 |  |  |  | 0 | [11 empty] | 0 | [5 empty] | 0 |  |  | 0 | [5 empty] | 0 |  |  | 0
[13 empty] | 0 |  |  | 0 |  |  |  | 0 | [11 empty] | 0 | [5 empty] | 0 |  |  | 0 | [5 empty] | 0 |  |  | 0
[13 empty] | 0 |  |  | 0 |  |  |  | 0 | [11 empty] | 0 | [5 empty] | 0 |  |  | 0 | [5 empty] | 0 |  |  | 0
[13 empty] | 0 |  |  | 0 |  |  |  | 0 | [11 empty] | 0 | [5 empty] | 0 |  |  | 0 | [5 empty] | 0 |  |  | 0
[13 empty] | 0 |  |  | 0 |  |  |  | 0 | [11 empty] | 0 | [5 empty] | 0 |  |  | 0 | [5 empty] | 0 |  |  | 0
[13 empty] | 0 |  |  | 0 |  |  |  | 0 | [11 empty] | 0 | [5 empty] | 0 |  |  | 0 | [5 empty] | 0 |  |  | 0
[13 empty] | 0 |  |  | 0 |  |  |  | 0 | [11 empty] | 0 | [5 empty] | 0 |  |  | 0 | [5 empty] | 0 |  |  | 0
[13 empty] | 0 |  |  | 0 |  |  |  | 0 | [11 empty] | 0 | [5 empty] | 0 |  |  | 0 | [5 empty] | 0 |  |  | 0
[13 empty] | 0 |  |  | 0 |  |  |  | 0 | [11 empty] | 0 | [5 empty] | 0 |  |  | 0 | [5 empty] | 0 |  |  | 0
[13 empty] | 0 |  |  | 0 |  |  |  | 0 | [11 empty] | 0 | [5 empty] | 0 |  |  | 0 | [5 empty] | 0 |  |  | 0
[13 empty] | 0 |  |  | 0 |  |  |  | 0 | [11 empty] | 0 | [5 empty] | 0 |  |  | 0 | [5 empty] | 0 |  |  | 0
[13 empty] | 0 |  |  | 0 |  |  |  | 0 | [11 empty] | 0 | [5 empty] | 0 |  |  | 0 | [5 empty] | 0 |  |  | 0
[13 empty] | 0 |  |  | 0 |  |  |  | 0 | [11 empty] | 0 | [5 empty] | 0 |  |  | 0 | [5 empty] | 0 |  |  | 0
[13 empty] | 0 |  |  | 0 |  |  |  | 0 | [11 empty] | 0 | [5 empty] | 0 |  |  | 0 | [5 empty] | 0 |  |  | 0
[13 empty] | 0 |  |  | 0 |  |  |  | 0 | [11 empty] | 0 | [5 empty] | 0 |  |  | 0 | [5 empty] | 0 |  |  | 0
[13 empty] | 0 |  |  | 0 |  |  |  | 0 | [11 empty] | 0 | [5 empty] | 0 |  |  | 0 | [5 empty] | 0 |  |  | 0
[13 empty] | 0 |  |  | 0 |  |  |  | 0 | [11 empty] | 0 | [5 empty] | 0 |  |  | 0 | [5 empty] | 0 |  |  | 0
[13 empty] | 0 |  |  | 0 |  |  |  | 0 | [11 empty] | 0 | [5 empty] | 0 |  |  | 0 | [5 empty] | 0 |  |  | 0
[13 empty] | 0 |  |  | 0 |  |  |  | 0 | [11 empty] | 0 | [5 empty] | 0 |  |  | 0 | [5 empty] | 0 |  |  | 0
[13 empty] | 0 |  |  | 0 |  |  |  | 0 | [11 empty] | 0 | [5 empty] | 0 |  |  | 0 | [5 empty] | 0 |  |  | 0
[13 empty] | 0 |  |  | 0 |  |  |  | 0 | [11 empty] | 0 | [5 empty] | 0 |  |  | 0 | [5 empty] | 0 |  |  | 0
[13 empty] | 0 |  |  | 0 |  |  |  | 0 | [11 empty] | 0 | [5 empty] | 0 |  |  | 0 | [5 empty] | 0 |  |  | 0
[13 empty] | 0 |  |  | 0 |  |  |  | 0 | [11 empty] | 0 | [5 empty] | 0 |  |  | 0 | [5 empty] | 0 |  |  | 0
[13 empty] | 0 |  |  | 0 |  |  |  | 0 | [11 empty] | 0 | [5 empty] | 0 |  |  | 0 | [5 empty] | 0 |  |  | 0
[13 empty] | 0 |  |  | 0 |  |  |  | 0 | [11 empty] | 0 | [5 empty] | 0 |  |  | 0 | [5 empty] | 0 |  |  | 0
[13 empty] | 0 |  |  | 0 |  |  |  | 0 | [11 empty] | 0 | [5 empty] | 0 |  |  | 0 | [5 empty] | 0 |  |  | 0
[13 empty] | 0 |  |  | 0 |  |  |  | 0 | [11 empty] | 0 | [5 empty] | 0 |  |  | 0 | [5 empty] | 0 |  |  | 0
[13 empty] | 0 |  |  | 0 |  |  |  | 0 | [11 empty] | 0 | [5 empty] | 0 |  |  | 0 | [5 empty] | 0 |  |  | 0
[13 empty] | 0 |  |  | 0 |  |  |  | 0 | [11 empty] | 0 | [5 empty] | 0 |  |  | 0 | [5 empty] | 0 |  |  | 0
[13 empty] | 0 |  |  | 0 |  |  |  | 0 | [11 empty] | 0 | [5 empty] | 0 |  |  | 0 | [5 empty] | 0 |  |  | 0
[13 empty] | 0 |  |  | 0 |  |  |  | 0 | [11 empty] | 0 | [5 empty] | 0 |  |  | 0 | [5 empty] | 0 |  |  | 0
[13 empty] | 0 |  |  | 0 |  |  |  | 0 | [11 empty] | 0 | [5 empty] | 0 |  |  | 0 | [5 empty] | 0 |  |  | 0
[13 empty] | 0 |  |  | 0 |  |  |  | 0 | [11 empty] | 0 | [5 empty] | 0 |  |  | 0 | [5 empty] | 0 |  |  | 0
[13 empty] | 0 |  |  | 0 |  |  |  | 0 | [11 empty] | 0 | [5 empty] | 0 |  |  | 0 | [5 empty] | 0 |  |  | 0
[13 empty] | 0 |  |  | 0 |  |  |  | 0 | [11 empty] | 0 | [5 empty] | 0 |  |  | 0 | [5 empty] | 0 |  |  | 0
[13 empty] | 0 |  |  | 0 |  |  |  | 0 | [11 empty] | 0 | [5 empty] | 0 |  |  | 0 | [5 empty] | 0 |  |  | 0
[13 empty] | 0 |  |  | 0 |  |  |  | 0 | [11 empty] | 0 | [5 empty] | 0 |  |  | 0 | [5 empty] | 0 |  |  | 0
[13 empty] | 0 |  |  | 0 |  |  |  | 0 | [11 empty] | 0 | [5 empty] | 0 |  |  | 0 | [5 empty] | 0 |  |  | 0
[13 empty] | 0 |  |  | 0 |  |  |  | 0 | [11 empty] | 0 | [5 empty] | 0 |  |  | 0 | [5 empty] | 0 |  |  | 0
[13 empty] | 0 |  |  | 0 |  |  |  | 0 | [11 empty] | 0 | [5 empty] | 0 |  |  | 0 | [5 empty] | 0 |  |  | 0
[13 empty] | 0 |  |  | 0 |  |  |  | 0 | [11 empty] | 0 | [5 empty] | 0 |  |  | 0 | [5 empty] | 0 |  |  | 0
[13 empty] | 0 |  |  | 0 |  |  |  | 0 | [11 empty] | 0 | [5 empty] | 0 |  |  | 0 | [5 empty] | 0 |  |  | 0
[13 empty] | 0 |  |  | 0 |  |  |  | 0 | [11 empty] | 0 | [5 empty] | 0 |  |  | 0 | [5 empty] | 0 |  |  | 0
[13 empty] | 0 |  |  | 0 |  |  |  | 0 | [11 empty] | 0 | [5 empty] | 0 |  |  | 0 | [5 empty] | 0 |  |  | 0
[13 empty] | 0 |  |  | 0 |  |  |  | 0 | [11 empty] | 0 | [5 empty] | 0 |  |  | 0 | [5 empty] | 0 |  |  | 0
[13 empty] | 0 |  |  | 0 |  |  |  | 0 | [11 empty] | 0 | [5 empty] | 0 |  |  | 0 | [5 empty] | 0 |  |  | 0
[13 empty] | 0 |  |  | 0 |  |  |  | 0 | [11 empty] | 0 | [5 empty] | 0 |  |  | 0 | [5 empty] | 0 |  |  | 0
[13 empty] | 0 |  |  | 0 |  |  |  | 0 | [11 empty] | 0 | [5 empty] | 0 |  |  | 0 | [5 empty] | 0 |  |  | 0
[13 empty] | 0 |  |  | 0 |  |  |  | 0 | [11 empty] | 0 | [5 empty] | 0 |  |  | 0 | [5 empty] | 0 |  |  | 0
[13 empty] | 0 |  |  | 0 |  |  |  | 0 | [11 empty] | 0 | [5 empty] | 0 |  |  | 0 | [5 empty] | 0 |  |  | 0
[13 empty] | 0 |  |  | 0 |  |  |  | 0 | [11 empty] | 0 | [5 empty] | 0 |  |  | 0 | [5 empty] | 0 |  |  | 0
[13 empty] | 0 |  |  | 0 |  |  |  | 0 | [11 empty] | 0 | [5 empty] | 0 |  |  | 0 | [5 empty] | 0 |  |  | 0
[13 empty] | 0 |  |  | 0 |  |  |  | 0 | [11 empty] | 0 | [5 empty] | 0 |  |  | 0 | [5 empty] | 0 |  |  | 0
[13 empty] | 0 |  |  | 0 |  |  |  | 0 | [11 empty] | 0 | [5 empty] | 0 |  |  | 0 | [5 empty] | 0 |  |  | 0
[13 empty] | 0 |  |  | 0 |  |  |  | 0 | [11 empty] | 0 | [5 empty] | 0 |  |  | 0 | [5 empty] | 0 |  |  | 0
[13 empty] | 0 |  |  | 0 |  |  |  | 0 | [11 empty] | 0 | [5 empty] | 0 |  |  | 0 | [5 empty] | 0 |  |  | 0
[13 empty] | 0 |  |  | 0 |  |  |  | 0 | [11 empty] | 0 | [5 empty] | 0 |  |  | 0 | [5 empty] | 0 |  |  | 0
[13 empty] | 0 |  |  | 0 |  |  |  | 0 | [11 empty] | 0 | [5 empty] | 0 |  |  | 0 | [5 empty] | 0 |  |  | 0
[13 empty] | 0 |  |  | 0 |  |  |  | 0 | [11 empty] | 0 | [5 empty] | 0 |  |  | 0 | [5 empty] | 0 |  |  | 0
[13 empty] | 0 |  |  | 0 |  |  |  | 0 | [11 empty] | 0 | [5 empty] | 0 |  |  | 0 | [5 empty] | 0 |  |  | 0
[13 empty] | 0 |  |  | 0 |  |  |  | 0 | [11 empty] | 0 | [5 empty] | 0 |  |  | 0 | [5 empty] | 0 |  |  | 0
[13 empty] | 0 |  |  | 0 |  |  |  | 0 | [11 empty] | 0 | [5 empty] | 0 |  |  | 0 | [5 empty] | 0 |  |  | 0
[13 empty] | 0 |  |  | 0 |  |  |  | 0 | [11 empty] | 0 | [5 empty] | 0 |  |  | 0 | [5 empty] | 0 |  |  | 0
[13 empty] | 0 |  |  | 0 |  |  |  | 0 | [11 empty] | 0 | [5 empty] | 0 |  |  | 0 | [5 empty] | 0 |  |  | 0
[13 empty] | 0 |  |  | 0 |  |  |  | 0 | [11 empty] | 0 | [5 empty] | 0 |  |  | 0 | [5 empty] | 0 |  |  | 0
[13 empty] | 0 |  |  | 0 |  |  |  | 0 | [11 empty] | 0 | [5 empty] | 0 |  |  | 0 | [5 empty] | 0 |  |  | 0
[13 empty] | 0 |  |  | 0 |  |  |  | 0 | [11 empty] | 0 | [5 empty] | 0 |  |  | 0 | [5 empty] | 0 |  |  | 0
[13 empty] | 0 |  |  | 0 |  |  |  | 0 | [11 empty] | 0 | [5 empty] | 0 |  |  | 0 | [5 empty] | 0 |  |  | 0
[13 empty] | 0 |  |  | 0 |  |  |  | 0 | [11 empty] | 0 | [5 empty] | 0 |  |  | 0 | [5 empty] | 0 |  |  | 0
[13 empty] | 0 |  |  | 0 |  |  |  | 0 | [11 empty] | 0 | [5 empty] | 0 |  |  | 0 | [5 empty] | 0 |  |  | 0
[13 empty] | 0 |  |  | 0 |  |  |  | 0 | [11 empty] | 0 | [5 empty] | 0 |  |  | 0 | [5 empty] | 0 |  |  | 0
[13 empty] | 0 |  |  | 0 |  |  |  | 0 | [11 empty] | 0 | [5 empty] | 0 |  |  | 0 | [5 empty] | 0 |  |  | 0
[13 empty] | 0 |  |  | 0 |  |  |  | 0 | [11 empty] | 0 | [5 empty] | 0 |  |  | 0 | [5 empty] | 0 |  |  | 0
[13 empty] | 0 |  |  | 0 |  |  |  | 0 | [11 empty] | 0 | [5 empty] | 0 |  |  | 0 | [5 empty] | 0 |  |  | 0
[13 empty] | 0 |  |  | 0 |  |  |  | 0 | [11 empty] | 0 | [5 empty] | 0 |  |  | 0 | [5 empty] | 0 |  |  | 0
[13 empty] | 0 |  |  | 0 |  |  |  | 0 | [11 empty] | 0 | [5 empty] | 0 |  |  | 0 | [5 empty] | 0 |  |  | 0
[13 empty] | 0 |  |  | 0 |  |  |  | 0 | [11 empty] | 0 | [5 empty] | 0 |  |  | 0 | [5 empty] | 0 |  |  | 0
[13 empty] | 0 |  |  | 0 |  |  |  | 0 | [11 empty] | 0 | [5 empty] | 0 |  |  | 0 | [5 empty] | 0 |  |  | 0
[13 empty] | 0 |  |  | 0 |  |  |  | 0 | [11 empty] | 0 | [5 empty] | 0 |  |  | 0 | [5 empty] | 0 |  |  | 0
[13 empty] | 0 |  |  | 0 |  |  |  | 0 | [11 empty] | 0 | [5 empty] | 0 |  |  | 0 | [5 empty] | 0 |  |  | 0
[13 empty] | 0 |  |  | 0 |  |  |  | 0 | [11 empty] | 0 | [5 empty] | 0 |  |  | 0 | [5 empty] | 0 |  |  | 0
[13 empty] | 0 |  |  | 0 |  |  |  | 0 | [11 empty] | 0 | [5 empty] | 0 |  |  | 0 | [5 empty] | 0 |  |  | 0
[13 empty] | 0 |  |  | 0 |  |  |  | 0 | [11 empty] | 0 | [5 empty] | 0 |  |  | 0 | [5 empty] | 0 |  |  | 0
[13 empty] | 0 |  |  | 0 |  |  |  | 0 | [11 empty] | 0 | [5 empty] | 0 |  |  | 0 | [5 empty] | 0 |  |  | 0
[13 empty] | 0 |  |  | 0 |  |  |  | 0 | [11 empty] | 0 | [5 empty] | 0 |  |  | 0 | [5 empty] | 0 |  |  | 0
[13 empty] | 0 |  |  | 0 |  |  |  | 0 | [11 empty] | 0 | [5 empty] | 0 |  |  | 0 | [5 empty] | 0 |  |  | 0
[13 empty] | 0 |  |  | 0 |  |  |  | 0 | [11 empty] | 0 | [5 empty] | 0 |  |  | 0 | [5 empty] | 0 |  |  | 0
[13 empty] | 0 |  |  | 0 |  |  |  | 0 | [11 empty] | 0 | [5 empty] | 0 |  |  | 0 | [5 empty] | 0 |  |  | 0
[13 empty] | 0 |  |  | 0 |  |  |  | 0 | [11 empty] | 0 | [5 empty] | 0 |  |  | 0 | [5 empty] | 0 |  |  | 0
[13 empty] | 0 |  |  | 0 |  |  |  | 0 | [11 empty] | 0 | [5 empty] | 0 |  |  | 0 | [5 empty] | 0 |  |  | 0
[13 empty] | 0 |  |  | 0 |  |  |  | 0 | [11 empty] | 0 | [5 empty] | 0 |  |  | 0 | [5 empty] | 0 |  |  | 0
[13 empty] | 0 |  |  | 0 |  |  |  | 0 | [11 empty] | 0 | [5 empty] | 0 |  |  | 0 | [5 empty] | 0 |  |  | 0
[13 empty] | 0 |  |  | 0 |  |  |  | 0 | [11 empty] | 0 | [5 empty] | 0 |  |  | 0 | [5 empty] | 0 |  |  | 0
[13 empty] | 0 |  |  | 0 |  |  |  | 0 | [11 empty] | 0 | [5 empty] | 0 |  |  | 0 | [5 empty] | 0 |  |  | 0
[13 empty] | 0 |  |  | 0 |  |  |  | 0 | [11 empty] | 0 | [5 empty] | 0 |  |  | 0 | [5 empty] | 0 |  |  | 0
[13 empty] | 0 |  |  | 0 |  |  |  | 0 | [11 empty] | 0 | [5 empty] | 0 |  |  | 0 | [5 empty] | 0 |  |  | 0
[13 empty] | 0 |  |  | 0 |  |  |  | 0 | [11 empty] | 0 | [5 empty] | 0 |  |  | 0 | [5 empty] | 0 |  |  | 0
[13 empty] | 0 |  |  | 0 |  |  |  | 0 | [11 empty] | 0 | [5 empty] | 0 |  |  | 0 | [5 empty] | 0 |  |  | 0
[13 empty] | 0 |  |  | 0 |  |  |  | 0 | [11 empty] | 0 | [5 empty] | 0 |  |  | 0 | [5 empty] | 0 |  |  | 0
[13 empty] | 0 |  |  | 0 |  |  |  | 0 | [11 empty] | 0 | [5 empty] | 0 |  |  | 0 | [5 empty] | 0 |  |  | 0
[13 empty] | 0 |  |  | 0 |  |  |  | 0 | [11 empty] | 0 | [5 empty] | 0 |  |  | 0 | [5 empty] | 0 |  |  | 0
[13 empty] | 0 |  |  | 0 |  |  |  | 0 | [11 empty] | 0 | [5 empty] | 0 |  |  | 0 | [5 empty] | 0 |  |  | 0
[13 empty] | 0 |  |  | 0 |  |  |  | 0 | [11 empty] | 0 | [5 empty] | 0 |  |  | 0 | [5 empty] | 0 |  |  | 0
[13 empty] | 0 |  |  | 0 |  |  |  | 0 | [11 empty] | 0 | [5 empty] | 0 |  |  | 0 | [5 empty] | 0 |  |  | 0
[13 empty] | 0 |  |  | 0 |  |  |  | 0 | [11 empty] | 0 | [5 empty] | 0 |  |  | 0 | [5 empty] | 0 |  |  | 0
[13 empty] | 0 |  |  | 0 |  |  |  | 0 | [11 empty] | 0 | [5 empty] | 0 |  |  | 0 | [5 empty] | 0 |  |  | 0
[13 empty] | 0 |  |  | 0 |  |  |  | 0 | [11 empty] | 0 | [5 empty] | 0 |  |  | 0 | [5 empty] | 0 |  |  | 0
[13 empty] | 0 |  |  | 0 |  |  |  | 0 | [11 empty] | 0 | [5 empty] | 0 |  |  | 0 | [5 empty] | 0 |  |  | 0
[13 empty] | 0 |  |  | 0 |  |  |  | 0 | [11 empty] | 0 | [5 empty] | 0 |  |  | 0 | [5 empty] | 0 |  |  | 0
[13 empty] | 0 |  |  | 0 |  |  |  | 0 | [11 empty] | 0 | [5 empty] | 0 |  |  | 0 | [5 empty] | 0 |  |  | 0
[13 empty] | 0 |  |  | 0 |  |  |  | 0 | [11 empty] | 0 | [5 empty] | 0 |  |  | 0 | [5 empty] | 0 |  |  | 0
[13 empty] | 0 |  |  | 0 |  |  |  | 0 | [11 empty] | 0 | [5 empty] | 0 |  |  | 0 | [5 empty] | 0 |  |  | 0
[13 empty] | 0 |  |  | 0 |  |  |  | 0 | [11 empty] | 0 | [5 empty] | 0 |  |  | 0 | [5 empty] | 0 |  |  | 0
[13 empty] | 0 |  |  | 0 |  |  |  | 0 | [11 empty] | 0 | [5 empty] | 0 |  |  | 0 | [5 empty] | 0 |  |  | 0
[13 empty] | 0 |  |  | 0 |  |  |  | 0 | [11 empty] | 0 | [5 empty] | 0 |  |  | 0 | [5 empty] | 0 |  |  | 0
[13 empty] | 0 |  |  | 0 |  |  |  | 0 | [11 empty] | 0 | [5 empty] | 0 |  |  | 0 | [5 empty] | 0 |  |  | 0
[13 empty] | 0 |  |  | 0 |  |  |  | 0 | [11 empty] | 0 | [5 empty] | 0 |  |  | 0 | [5 empty] | 0 |  |  | 0
[13 empty] | 0 |  |  | 0 |  |  |  | 0 | [11 empty] | 0 | [5 empty] | 0 |  |  | 0 | [5 empty] | 0 |  |  | 0
[13 empty] | 0 |  |  | 0 |  |  |  | 0 | [11 empty] | 0 | [5 empty] | 0 |  |  | 0 | [5 empty] | 0 |  |  | 0
[13 empty] | 0 |  |  | 0 |  |  |  | 0 | [11 empty] | 0 | [5 empty] | 0 |  |  | 0 | [5 empty] | 0 |  |  | 0
[13 empty] | 0 |  |  | 0 |  |  |  | 0 | [11 empty] | 0 | [5 empty] | 0 |  |  | 0 | [5 empty] | 0 |  |  | 0
[13 empty] | 0 |  |  | 0 |  |  |  | 0 | [11 empty] | 0 | [5 empty] | 0 |  |  | 0 | [5 empty] | 0 |  |  | 0
[13 empty] | 0 |  |  | 0 |  |  |  | 0 | [11 empty] | 0 | [5 empty] | 0 |  |  | 0 | [5 empty] | 0 |  |  | 0
[13 empty] | 0 |  |  | 0 |  |  |  | 0 | [11 empty] | 0 | [5 empty] | 0 |  |  | 0 | [5 empty] | 0 |  |  | 0
[13 empty] | 0 |  |  | 0 |  |  |  | 0 | [11 empty] | 0 | [5 empty] | 0 |  |  | 0 | [5 empty] | 0 |  |  | 0
[13 empty] | 0 |  |  | 0 |  |  |  | 0 | [11 empty] | 0 | [5 empty] | 0 |  |  | 0 | [5 empty] | 0 |  |  | 0
[13 empty] | 0 |  |  | 0 |  |  |  | 0 | [11 empty] | 0 | [5 empty] | 0 |  |  | 0 | [5 empty] | 0 |  |  | 0
[13 empty] | 0 |  |  | 0 |  |  |  | 0 | [11 empty] | 0 | [5 empty] | 0 |  |  | 0 | [5 empty] | 0 |  |  | 0
[13 empty] | 0 |  |  | 0 |  |  |  | 0 | [11 empty] | 0 | [5 empty] | 0 |  |  | 0 | [5 empty] | 0 |  |  | 0
[13 empty] | 0 |  |  | 0 |  |  |  | 0 | [11 empty] | 0 | [5 empty] | 0 |  |  | 0 | [5 empty] | 0 |  |  | 0
[13 empty] | 0 |  |  | 0 |  |  |  | 0 | [11 empty] | 0 | [5 empty] | 0 |  |  | 0 | [5 empty] | 0 |  |  | 0
[13 empty] | 0 |  |  | 0 |  |  |  | 0 | [11 empty] | 0 | [5 empty] | 0 |  |  | 0 | [5 empty] | 0 |  |  | 0
[13 empty] | 0 |  |  | 0 |  |  |  | 0 | [11 empty] | 0 | [5 empty] | 0 |  |  | 0 | [5 empty] | 0 |  |  | 0
[13 empty] | 0 |  |  | 0 |  |  |  | 0 | [11 empty] | 0 | [5 empty] | 0 |  |  | 0 | [5 empty] | 0 |  |  | 0
[13 empty] | 0 |  |  | 0 |  |  |  | 0 | [11 empty] | 0 | [5 empty] | 0 |  |  | 0 | [5 empty] | 0 |  |  | 0
[13 empty] | 0 |  |  | 0 |  |  |  | 0 | [11 empty] | 0 | [5 empty] | 0 |  |  | 0 | [5 empty] | 0 |  |  | 0
[13 empty] | 0 |  |  | 0 |  |  |  | 0 | [11 empty] | 0 | [5 empty] | 0 |  |  | 0 | [5 empty] | 0 |  |  | 0
[13 empty] | 0 |  |  | 0 |  |  |  | 0 | [11 empty] | 0 | [5 empty] | 0 |  |  | 0 | [5 empty] | 0 |  |  | 0
[13 empty] | 0 |  |  | 0 |  |  |  | 0 | [11 empty] | 0 | [5 empty] | 0 |  |  | 0 | [5 empty] | 0 |  |  | 0
[13 empty] | 0 |  |  | 0 |  |  |  | 0 | [11 empty] | 0 | [5 empty] | 0 |  |  | 0 | [5 empty] | 0 |  |  | 0
[13 empty] | 0 |  |  | 0 |  |  |  | 0 | [11 empty] | 0 | [5 empty] | 0 |  |  | 0 | [5 empty] | 0 |  |  | 0
[13 empty] | 0 |  |  | 0 |  |  |  | 0 | [11 empty] | 0 | [5 empty] | 0 |  |  | 0 | [5 empty] | 0 |  |  | 0
[13 empty] | 0 |  |  | 0 |  |  |  | 0 | [11 empty] | 0 | [5 empty] | 0 |  |  | 0 | [5 empty] | 0 |  |  | 0
[13 empty] | 0 |  |  | 0 |  |  |  | 0 | [11 empty] | 0 | [5 empty] | 0 |  |  | 0 | [5 empty] | 0 |  |  | 0
[13 empty] | 0 |  |  | 0 |  |  |  | 0 | [11 empty] | 0 | [5 empty] | 0 |  |  | 0 | [5 empty] | 0 |  |  | 0
[13 empty] | 0 |  |  | 0 |  |  |  | 0 | [11 empty] | 0 | [5 empty] | 0 |  |  | 0 | [5 empty] | 0 |  |  | 0
[13 empty] | 0 |  |  | 0 |  |  |  | 0 | [11 empty] | 0 | [5 empty] | 0 |  |  | 0 | [5 empty] | 0 |  |  | 0
[13 empty] | 0 |  |  | 0 |  |  |  | 0 | [11 empty] | 0 | [5 empty] | 0 |  |  | 0 | [5 empty] | 0 |  |  | 0
[13 empty] | 0 |  |  | 0 |  |  |  | 0 | [11 empty] | 0 | [5 empty] | 0 |  |  | 0 | [5 empty] | 0 |  |  | 0
[13 empty] | 0 |  |  | 0 |  |  |  | 0 | [11 empty] | 0 | [5 empty] | 0 |  |  | 0 | [5 empty] | 0 |  |  | 0
[13 empty] | 0 |  |  | 0 |  |  |  | 0 | [11 empty] | 0 | [5 empty] | 0 |  |  | 0 | [5 empty] | 0 |  |  | 0
[13 empty] | 0 |  |  | 0 |  |  |  | 0 | [11 empty] | 0 | [5 empty] | 0 |  |  | 0 | [5 empty] | 0 |  |  | 0
[13 empty] | 0 |  |  | 0 |  |  |  | 0 | [11 empty] | 0 | [5 empty] | 0 |  |  | 0 | [5 empty] | 0 |  |  | 0
[13 empty] | 0 |  |  | 0 |  |  |  | 0 | [11 empty] | 0 | [5 empty] | 0 |  |  | 0 | [5 empty] | 0 |  |  | 0
[13 empty] | 0 |  |  | 0 |  |  |  | 0 | [11 empty] | 0 | [5 empty] | 0 |  |  | 0 | [5 empty] | 0 |  |  | 0
[13 empty] | 0 |  |  | 0 |  |  |  | 0 | [11 empty] | 0 | [5 empty] | 0 |  |  | 0 | [5 empty] | 0 |  |  | 0
[13 empty] | 0 |  |  | 0 |  |  |  | 0 | [11 empty] | 0 | [5 empty] | 0 |  |  | 0 | [5 empty] | 0 |  |  | 0
[13 empty] | 0 |  |  | 0 |  |  |  | 0 | [11 empty] | 0 | [5 empty] | 0 |  |  | 0 | [5 empty] | 0 |  |  | 0
[13 empty] | 0 |  |  | 0 |  |  |  | 0 | [11 empty] | 0 | [5 empty] | 0 |  |  | 0 | [5 empty] | 0 |  |  | 0
[13 empty] | 0 |  |  | 0 |  |  |  | 0 | [11 empty] | 0 | [5 empty] | 0 |  |  | 0 | [5 empty] | 0 |  |  | 0
[13 empty] | 0 |  |  | 0 |  |  |  | 0 | [11 empty] | 0 | [5 empty] | 0 |  |  | 0 | [5 empty] | 0 |  |  | 0
[13 empty] | 0 |  |  | 0 |  |  |  | 0 | [11 empty] | 0 | [5 empty] | 0 |  |  | 0 | [5 empty] | 0 |  |  | 0
[13 empty] | 0 |  |  | 0 |  |  |  | 0 | [11 empty] | 0 | [5 empty] | 0 |  |  | 0 | [5 empty] | 0 |  |  | 0
[13 empty] | 0 |  |  | 0 |  |  |  | 0 | [11 empty] | 0 | [5 empty] | 0 |  |  | 0 | [5 empty] | 0 |  |  | 0
[13 empty] | 0 |  |  | 0 |  |  |  | 0 | [11 empty] | 0 | [5 empty] | 0 |  |  | 0 | [5 empty] | 0 |  |  | 0
[13 empty] | 0 |  |  | 0 |  |  |  | 0 | [11 empty] | 0 | [5 empty] | 0 |  |  | 0 | [5 empty] | 0 |  |  | 0
[13 empty] | 0 |  |  | 0 |  |  |  | 0 | [11 empty] | 0 | [5 empty] | 0 |  |  | 0 | [5 empty] | 0 |  |  | 0
[13 empty] | 0 |  |  | 0 |  |  |  | 0 | [11 empty] | 0 | [5 empty] | 0 |  |  | 0 | [5 empty] | 0 |  |  | 0
[13 empty] | 0 |  |  | 0 |  |  |  | 0 | [11 empty] | 0 | [5 empty] | 0 |  |  | 0 | [5 empty] | 0 |  |  | 0
[13 empty] | 0 |  |  | 0 |  |  |  | 0 | [11 empty] | 0 | [5 empty] | 0 |  |  | 0 | [5 empty] | 0 |  |  | 0
[13 empty] | 0 |  |  | 0 |  |  |  | 0 | [11 empty] | 0 | [5 empty] | 0 |  |  | 0 | [5 empty] | 0 |  |  | 0
[13 empty] | 0 |  |  | 0 |  |  |  | 0 | [11 empty] | 0 | [5 empty] | 0 |  |  | 0 | [5 empty] | 0 |  |  | 0
[13 empty] | 0 |  |  | 0 |  |  |  | 0 | [11 empty] | 0 | [5 empty] | 0 |  |  | 0 | [5 empty] | 0 |  |  | 0
[13 empty] | 0 |  |  | 0 |  |  |  | 0 | [11 empty] | 0 | [5 empty] | 0 |  |  | 0 | [5 empty] | 0 |  |  | 0
[13 empty] | 0 |  |  | 0 |  |  |  | 0 | [11 empty] | 0 | [5 empty] | 0 |  |  | 0 | [5 empty] | 0 |  |  | 0
[13 empty] | 0 |  |  | 0 |  |  |  | 0 | [11 empty] | 0 | [5 empty] | 0 |  |  | 0 | [5 empty] | 0 |  |  | 0
[13 empty] | 0 |  |  | 0 |  |  |  | 0 | [11 empty] | 0 | [5 empty] | 0 |  |  | 0 | [5 empty] | 0 |  |  | 0
[13 empty] | 0 |  |  | 0 |  |  |  | 0 | [11 empty] | 0 | [5 empty] | 0 |  |  | 0 | [5 empty] | 0 |  |  | 0
[13 empty] | 0 |  |  | 0 |  |  |  | 0 | [11 empty] | 0 | [5 empty] | 0 |  |  | 0 | [5 empty] | 0 |  |  | 0
[13 empty] | 0 |  |  | 0 |  |  |  | 0 | [11 empty] | 0 | [5 empty] | 0 |  |  | 0 | [5 empty] | 0 |  |  | 0
[13 empty] | 0 |  |  | 0 |  |  |  | 0 | [11 empty] | 0 | [5 empty] | 0 |  |  | 0 | [5 empty] | 0 |  |  | 0
[13 empty] | 0 |  |  | 0 |  |  |  | 0 | [11 empty] | 0 | [5 empty] | 0 |  |  | 0 | [5 empty] | 0 |  |  | 0
[13 empty] | 0 |  |  | 0 |  |  |  | 0 | [11 empty] | 0 | [5 empty] | 0 |  |  | 0 | [5 empty] | 0 |  |  | 0
[13 empty] | 0 |  |  | 0 |  |  |  | 0 | [11 empty] | 0 | [5 empty] | 0 |  |  | 0 | [5 empty] | 0 |  |  | 0
[13 empty] | 0 |  |  | 0 |  |  |  | 0 | [11 empty] | 0 | [5 empty] | 0 |  |  | 0 | [5 empty] | 0 |  |  | 0
[13 empty] | 0 |  |  | 0 |  |  |  | 0 | [11 empty] | 0 | [5 empty] | 0 |  |  | 0 | [5 empty] | 0 |  |  | 0
[13 empty] | 0 |  |  | 0 |  |  |  | 0 | [11 empty] | 0 | [5 empty] | 0 |  |  | 0 | [5 empty] | 0 |  |  | 0
[13 empty] | 0 |  |  | 0 |  |  |  | 0 | [11 empty] | 0 | [5 empty] | 0 |  |  | 0 | [5 empty] | 0 |  |  | 0
[13 empty] | 0 |  |  | 0 |  |  |  | 0 | [11 empty] | 0 | [5 empty] | 0 |  |  | 0 | [5 empty] | 0 |  |  | 0
[13 empty] | 0 |  |  | 0 |  |  |  | 0 | [11 empty] | 0 | [5 empty] | 0 |  |  | 0 | [5 empty] | 0 |  |  | 0
[13 empty] | 0 |  |  | 0 |  |  |  | 0 | [11 empty] | 0 | [5 empty] | 0 |  |  | 0 | [5 empty] | 0 |  |  | 0
[13 empty] | 0 |  |  | 0 |  |  |  | 0 | [11 empty] | 0 | [5 empty] | 0 |  |  | 0 | [5 empty] | 0 |  |  | 0
[13 empty] | 0 |  |  | 0 |  |  |  | 0 | [11 empty] | 0 | [5 empty] | 0 |  |  | 0 | [5 empty] | 0 |  |  | 0
[13 empty] | 0 |  |  | 0 |  |  |  | 0 | [11 empty] | 0 | [5 empty] | 0 |  |  | 0 | [5 empty] | 0 |  |  | 0
[13 empty] | 0 |  |  | 0 |  |  |  | 0 | [11 empty] | 0 | [5 empty] | 0 |  |  | 0 | [5 empty] | 0 |  |  | 0
[13 empty] | 0 |  |  | 0 |  |  |  | 0 | [11 empty] | 0 | [5 empty] | 0 |  |  | 0 | [5 empty] | 0 |  |  | 0
[13 empty] | 0 |  |  | 0 |  |  |  | 0 | [11 empty] | 0 | [5 empty] | 0 |  |  | 0 | [5 empty] | 0 |  |  | 0
[13 empty] | 0 |  |  | 0 |  |  |  | 0 | [11 empty] | 0 | [5 empty] | 0 |  |  | 0 | [5 empty] | 0 |  |  | 0
[13 empty] | 0 |  |  | 0 |  |  |  | 0 | [11 empty] | 0 | [5 empty] | 0 |  |  | 0 | [5 empty] | 0 |  |  | 0
[13 empty] | 0 |  |  | 0 |  |  |  | 0 | [11 empty] | 0 | [5 empty] | 0 |  |  | 0 | [5 empty] | 0 |  |  | 0
[13 empty] | 0 |  |  | 0 |  |  |  | 0 | [11 empty] | 0 | [5 empty] | 0 |  |  | 0 | [5 empty] | 0 |  |  | 0
[13 empty] | 0 |  |  | 0 |  |  |  | 0 | [11 empty] | 0 | [5 empty] | 0 |  |  | 0 | [5 empty] | 0 |  |  | 0
[13 empty] | 0 |  |  | 0 |  |  |  | 0 | [11 empty] | 0 | [5 empty] | 0 |  |  | 0 | [5 empty] | 0 |  |  | 0
[13 empty] | 0 |  |  | 0 |  |  |  | 0 | [11 empty] | 0 | [5 empty] | 0 |  |  | 0 | [5 empty] | 0 |  |  | 0
[13 empty] | 0 |  |  | 0 |  |  |  | 0 | [11 empty] | 0 | [5 empty] | 0 |  |  | 0 | [5 empty] | 0 |  |  | 0
[13 empty] | 0 |  |  | 0 |  |  |  | 0 | [11 empty] | 0 | [5 empty] | 0 |  |  | 0 | [5 empty] | 0 |  |  | 0
[13 empty] | 0 |  |  | 0 |  |  |  | 0 | [11 empty] | 0 | [5 empty] | 0 |  |  | 0 | [5 empty] | 0 |  |  | 0
[13 empty] | 0 |  |  | 0 |  |  |  | 0 | [11 empty] | 0 | [5 empty] | 0 |  |  | 0 | [5 empty] | 0 |  |  | 0
[13 empty] | 0 |  |  | 0 |  |  |  | 0 | [11 empty] | 0 | [5 empty] | 0 |  |  | 0 | [5 empty] | 0 |  |  | 0
[13 empty] | 0 |  |  | 0 |  |  |  | 0 | [11 empty] | 0 | [5 empty] | 0 |  |  | 0 | [5 empty] | 0 |  |  | 0
[13 empty] | 0 |  |  | 0 |  |  |  | 0 | [11 empty] | 0 | [5 empty] | 0 |  |  | 0 | [5 empty] | 0 |  |  | 0
[13 empty] | 0 |  |  | 0 |  |  |  | 0 | [11 empty] | 0 | [5 empty] | 0 |  |  | 0 | [5 empty] | 0 |  |  | 0
[13 empty] | 0 |  |  | 0 |  |  |  | 0 | [11 empty] | 0 | [5 empty] | 0 |  |  | 0 | [5 empty] | 0 |  |  | 0
[13 empty] | 0 |  |  | 0 |  |  |  | 0 | [11 empty] | 0 | [5 empty] | 0 |  |  | 0 | [5 empty] | 0 |  |  | 0
[13 empty] | 0 |  |  | 0 |  |  |  | 0 | [11 empty] | 0 | [5 empty] | 0 |  |  | 0 | [5 empty] | 0 |  |  | 0
[13 empty] | 0 |  |  | 0 |  |  |  | 0 | [11 empty] | 0 | [5 empty] | 0 |  |  | 0 | [5 empty] | 0 |  |  | 0
[13 empty] | 0 |  |  | 0 |  |  |  | 0 | [11 empty] | 0 | [5 empty] | 0 |  |  | 0 | [5 empty] | 0 |  |  | 0
[13 empty] | 0 |  |  | 0 |  |  |  | 0 | [11 empty] | 0 | [5 empty] | 0 |  |  | 0 | [5 empty] | 0 |  |  | 0
[13 empty] | 0 |  |  | 0 |  |  |  | 0 | [11 empty] | 0 | [5 empty] | 0 |  |  | 0 | [5 empty] | 0 |  |  | 0
[13 empty] | 0 |  |  | 0 |  |  |  | 0 | [11 empty] | 0 | [5 empty] | 0 |  |  | 0 | [5 empty] | 0 |  |  | 0
[13 empty] | 0 |  |  | 0 |  |  |  | 0 | [11 empty] | 0 | [5 empty] | 0 |  |  | 0 | [5 empty] | 0 |  |  | 0
[13 empty] | 0 |  |  | 0 |  |  |  | 0 | [11 empty] | 0 | [5 empty] | 0 |  |  | 0 | [5 empty] | 0 |  |  | 0
[13 empty] | 0 |  |  | 0 |  |  |  | 0 | [11 empty] | 0 | [5 empty] | 0 |  |  | 0 | [5 empty] | 0 |  |  | 0
[13 empty] | 0 |  |  | 0 |  |  |  | 0 | [11 empty] | 0 | [5 empty] | 0 |  |  | 0 | [5 empty] | 0 |  |  | 0
[13 empty] | 0 |  |  | 0 |  |  |  | 0 | [11 empty] | 0 | [5 empty] | 0 |  |  | 0 | [5 empty] | 0 |  |  | 0
[13 empty] | 0 |  |  | 0 |  |  |  | 0 | [11 empty] | 0 | [5 empty] | 0 |  |  | 0 | [5 empty] | 0 |  |  | 0
[13 empty] | 0 |  |  | 0 |  |  |  | 0 | [11 empty] | 0 | [5 empty] | 0 |  |  | 0 | [5 empty] | 0 |  |  | 0
[13 empty] | 0 |  |  | 0 |  |  |  | 0 | [11 empty] | 0 | [5 empty] | 0 |  |  | 0 | [5 empty] | 0 |  |  | 0
[13 empty] | 0 |  |  | 0 |  |  |  | 0 | [11 empty] | 0 | [5 empty] | 0 |  |  | 0 | [5 empty] | 0 |  |  | 0
[13 empty] | 0 |  |  | 0 |  |  |  | 0 | [11 empty] | 0 | [5 empty] | 0 |  |  | 0 | [5 empty] | 0 |  |  | 0
[13 empty] | 0 |  |  | 0 |  |  |  | 0 | [11 empty] | 0 | [5 empty] | 0 |  |  | 0 | [5 empty] | 0 |  |  | 0
[13 empty] | 0 |  |  | 0 |  |  |  | 0 | [11 empty] | 0 | [5 empty] | 0 |  |  | 0 | [5 empty] | 0 |  |  | 0
[13 empty] | 0 |  |  | 0 |  |  |  | 0 | [11 empty] | 0 | [5 empty] | 0 |  |  | 0 | [5 empty] | 0 |  |  | 0
[13 empty] | 0 |  |  | 0 |  |  |  | 0 | [11 empty] | 0 | [5 empty] | 0 |  |  | 0 | [5 empty] | 0 |  |  | 0
[13 empty] | 0 |  |  | 0 |  |  |  | 0 | [11 empty] | 0 | [5 empty] | 0 |  |  | 0 | [5 empty] | 0 |  |  | 0
[13 empty] | 0 |  |  | 0 |  |  |  | 0 | [11 empty] | 0 | [5 empty] | 0 |  |  | 0 | [5 empty] | 0 |  |  | 0
[13 empty] | 0 |  |  | 0 |  |  |  | 0 | [11 empty] | 0 | [5 empty] | 0 |  |  | 0 | [5 empty] | 0 |  |  | 0
[13 empty] | 0 |  |  | 0 |  |  |  | 0 | [11 empty] | 0 | [5 empty] | 0 |  |  | 0 | [5 empty] | 0 |  |  | 0
[13 empty] | 0 |  |  | 0 |  |  |  | 0 | [11 empty] | 0 | [5 empty] | 0 |  |  | 0 | [5 empty] | 0 |  |  | 0
[13 empty] | 0 |  |  | 0 |  |  |  | 0 | [11 empty] | 0 | [5 empty] | 0 |  |  | 0 | [5 empty] | 0 |  |  | 0
[13 empty] | 0 |  |  | 0 |  |  |  | 0 | [11 empty] | 0 | [5 empty] | 0 |  |  | 0 | [5 empty] | 0 |  |  | 0
[13 empty] | 0 |  |  | 0 |  |  |  | 0 | [11 empty] | 0 | [5 empty] | 0 |  |  | 0 | [5 empty] | 0 |  |  | 0
[13 empty] | 0 |  |  | 0 |  |  |  | 0 | [11 empty] | 0 | [5 empty] | 0 |  |  | 0 | [5 empty] | 0 |  |  | 0
[13 empty] | 0 |  |  | 0 |  |  |  | 0 | [11 empty] | 0 | [5 empty] | 0 |  |  | 0 | [5 empty] | 0 |  |  | 0
[13 empty] | 0 |  |  | 0 |  |  |  | 0 | [11 empty] | 0 | [5 empty] | 0 |  |  | 0 | [5 empty] | 0 |  |  | 0
[13 empty] | 0 |  |  | 0 |  |  |  | 0 | [11 empty] | 0 | [5 empty] | 0 |  |  | 0 | [5 empty] | 0 |  |  | 0
[13 empty] | 0 |  |  | 0 |  |  |  | 0 | [11 empty] | 0 | [5 empty] | 0 |  |  | 0 | [5 empty] | 0 |  |  | 0
[13 empty] | 0 |  |  | 0 |  |  |  | 0 | [11 empty] | 0 | [5 empty] | 0 |  |  | 0 | [5 empty] | 0 |  |  | 0
[13 empty] | 0 |  |  | 0 |  |  |  | 0 | [11 empty] | 0 | [5 empty] | 0 |  |  | 0 | [5 empty] | 0 |  |  | 0
[13 empty] | 0 |  |  | 0 |  |  |  | 0 | [11 empty] | 0 | [5 empty] | 0 |  |  | 0 | [5 empty] | 0 |  |  | 0
[13 empty] | 0 |  |  | 0 |  |  |  | 0 | [11 empty] | 0 | [5 empty] | 0 |  |  | 0 | [5 empty] | 0 |  |  | 0
[13 empty] | 0 |  |  | 0 |  |  |  | 0 | [11 empty] | 0 | [5 empty] | 0 |  |  | 0 | [5 empty] | 0 |  |  | 0
[13 empty] | 0 |  |  | 0 |  |  |  | 0 | [11 empty] | 0 | [5 empty] | 0 |  |  | 0 | [5 empty] | 0 |  |  | 0
[13 empty] | 0 |  |  | 0 |  |  |  | 0 | [11 empty] | 0 | [5 empty] | 0 |  |  | 0 | [5 empty] | 0 |  |  | 0
[13 empty] | 0 |  |  | 0 |  |  |  | 0 | [11 empty] | 0 | [5 empty] | 0 |  |  | 0 | [5 empty] | 0 |  |  | 0
[13 empty] | 0 |  |  | 0 |  |  |  | 0 | [11 empty] | 0 | [5 empty] | 0 |  |  | 0 | [5 empty] | 0 |  |  | 0
[13 empty] | 0 |  |  | 0 |  |  |  | 0 | [11 empty] | 0 | [5 empty] | 0 |  |  | 0 | [5 empty] | 0 |  |  | 0
[13 empty] | 0 |  |  | 0 |  |  |  | 0 | [11 empty] | 0 | [5 empty] | 0 |  |  | 0 | [5 empty] | 0 |  |  | 0
[13 empty] | 0 |  |  | 0 |  |  |  | 0 | [11 empty] | 0 | [5 empty] | 0 |  |  | 0 | [5 empty] | 0 |  |  | 0
[13 empty] | 0 |  |  | 0 |  |  |  | 0 | [11 empty] | 0 | [5 empty] | 0 |  |  | 0 | [5 empty] | 0 |  |  | 0
[13 empty] | 0 |  |  | 0 |  |  |  | 0 | [11 empty] | 0 | [5 empty] | 0 |  |  | 0 | [5 empty] | 0 |  |  | 0
[13 empty] | 0 |  |  | 0 |  |  |  | 0 | [11 empty] | 0 | [5 empty] | 0 |  |  | 0 | [5 empty] | 0 |  |  | 0
[13 empty] | 0 |  |  | 0 |  |  |  | 0 | [11 empty] | 0 | [5 empty] | 0 |  |  | 0 | [5 empty] | 0 |  |  | 0
[13 empty] | 0 |  |  | 0 |  |  |  | 0 | [11 empty] | 0 | [5 empty] | 0 |  |  | 0 | [5 empty] | 0 |  |  | 0
[13 empty] | 0 |  |  | 0 |  |  |  | 0 | [11 empty] | 0 | [5 empty] | 0 |  |  | 0 | [5 empty] | 0 |  |  | 0
[13 empty] | 0 |  |  | 0 |  |  |  | 0 | [11 empty] | 0 | [5 empty] | 0 |  |  | 0 | [5 empty] | 0 |  |  | 0
[13 empty] | 0 |  |  | 0 |  |  |  | 0 | [11 empty] | 0 | [5 empty] | 0 |  |  | 0 | [5 empty] | 0 |  |  | 0
[13 empty] | 0 |  |  | 0 |  |  |  | 0 | [11 empty] | 0 | [5 empty] | 0 |  |  | 0 | [5 empty] | 0 |  |  | 0
[13 empty] | 0 |  |  | 0 |  |  |  | 0 | [11 empty] | 0 | [5 empty] | 0 |  |  | 0 | [5 empty] | 0 |  |  | 0
[13 empty] | 0 |  |  | 0 |  |  |  | 0 | [11 empty] | 0 | [5 empty] | 0 |  |  | 0 | [5 empty] | 0 |  |  | 0
[13 empty] | 0 |  |  | 0 |  |  |  | 0 | [11 empty] | 0 | [5 empty] | 0 |  |  | 0 | [5 empty] | 0 |  |  | 0
[13 empty] | 0 |  |  | 0 |  |  |  | 0 | [11 empty] | 0 | [5 empty] | 0 |  |  | 0 | [5 empty] | 0 |  |  | 0
[13 empty] | 0 |  |  | 0 |  |  |  | 0 | [11 empty] | 0 | [5 empty] | 0 |  |  | 0 | [5 empty] | 0 |  |  | 0
[13 empty] | 0 |  |  | 0 |  |  |  | 0 | [11 empty] | 0 | [5 empty] | 0 |  |  | 0 | [5 empty] | 0 |  |  | 0
[13 empty] | 0 |  |  | 0 |  |  |  | 0 | [11 empty] | 0 | [5 empty] | 0 |  |  | 0 | [5 empty] | 0 |  |  | 0
[13 empty] | 0 |  |  | 0 |  |  |  | 0 | [11 empty] | 0 | [5 empty] | 0 |  |  | 0 | [5 empty] | 0 |  |  | 0
[13 empty] | 0 |  |  | 0 |  |  |  | 0 | [11 empty] | 0 | [5 empty] | 0 |  |  | 0 | [5 empty] | 0 |  |  | 0
[13 empty] | 0 |  |  | 0 |  |  |  | 0 | [11 empty] | 0 | [5 empty] | 0 |  |  | 0 | [5 empty] | 0 |  |  | 0
[13 empty] | 0 |  |  | 0 |  |  |  | 0 | [11 empty] | 0 | [5 empty] | 0 |  |  | 0 | [5 empty] | 0 |  |  | 0
[13 empty] | 0 |  |  | 0 |  |  |  | 0 | [11 empty] | 0 | [5 empty] | 0 |  |  | 0 | [5 empty] | 0 |  |  | 0
[13 empty] | 0 |  |  | 0 |  |  |  | 0 | [11 empty] | 0 | [5 empty] | 0 |  |  | 0 | [5 empty] | 0 |  |  | 0
[13 empty] | 0 |  |  | 0 |  |  |  | 0 | [11 empty] | 0 | [5 empty] | 0 |  |  | 0 | [5 empty] | 0 |  |  | 0
[13 empty] | 0 |  |  | 0 |  |  |  | 0 | [11 empty] | 0 | [5 empty] | 0 |  |  | 0 | [5 empty] | 0 |  |  | 0
[13 empty] | 0 |  |  | 0 |  |  |  | 0 | [11 empty] | 0 | [5 empty] | 0 |  |  | 0 | [5 empty] | 0 |  |  | 0
[13 empty] | 0 |  |  | 0 |  |  |  | 0 | [11 empty] | 0 | [5 empty] | 0 |  |  | 0 | [5 empty] | 0 |  |  | 0
[13 empty] | 0 |  |  | 0 |  |  |  | 0 | [11 empty] | 0 | [5 empty] | 0 |  |  | 0 | [5 empty] | 0 |  |  | 0
[13 empty] | 0 |  |  | 0 |  |  |  | 0 | [11 empty] | 0 | [5 empty] | 0 |  |  | 0 | [5 empty] | 0 |  |  | 0
[13 empty] | 0 |  |  | 0 |  |  |  | 0 | [11 empty] | 0 | [5 empty] | 0 |  |  | 0 | [5 empty] | 0 |  |  | 0
[13 empty] | 0 |  |  | 0 |  |  |  | 0 | [11 empty] | 0 | [5 empty] | 0 |  |  | 0 | [5 empty] | 0 |  |  | 0
[13 empty] | 0 |  |  | 0 |  |  |  | 0 | [11 empty] | 0 | [5 empty] | 0 |  |  | 0 | [5 empty] | 0 |  |  | 0
[13 empty] | 0 |  |  | 0 |  |  |  | 0 | [11 empty] | 0 | [5 empty] | 0 |  |  | 0 | [5 empty] | 0 |  |  | 0
[13 empty] | 0 |  |  | 0 |  |  |  | 0 | [11 empty] | 0 | [5 empty] | 0 |  |  | 0 | [5 empty] | 0 |  |  | 0
[13 empty] | 0 |  |  | 0 |  |  |  | 0 | [11 empty] | 0 | [5 empty] | 0 |  |  | 0 | [5 empty] | 0 |  |  | 0
[13 empty] | 0 |  |  | 0 |  |  |  | 0 | [11 empty] | 0 | [5 empty] | 0 |  |  | 0 | [5 empty] | 0 |  |  | 0
[13 empty] | 0 |  |  | 0 |  |  |  | 0 | [11 empty] | 0 | [5 empty] | 0 |  |  | 0 | [5 empty] | 0 |  |  | 0
[13 empty] | 0 |  |  | 0 |  |  |  | 0 | [11 empty] | 0 | [5 empty] | 0 |  |  | 0 | [5 empty] | 0 |  |  | 0
[13 empty] | 0 |  |  | 0 |  |  |  | 0 | [11 empty] | 0 | [5 empty] | 0 |  |  | 0 | [5 empty] | 0 |  |  | 0
[13 empty] | 0 |  |  | 0 |  |  |  | 0 | [11 empty] | 0 | [5 empty] | 0 |  |  | 0 | [5 empty] | 0 |  |  | 0
[13 empty] | 0 |  |  | 0 |  |  |  | 0 | [11 empty] | 0 | [5 empty] | 0 |  |  | 0 | [5 empty] | 0 |  |  | 0
[13 empty] | 0 |  |  | 0 |  |  |  | 0 | [11 empty] | 0 | [5 empty] | 0 |  |  | 0 | [5 empty] | 0 |  |  | 0
[13 empty] | 0 |  |  | 0 |  |  |  | 0 | [11 empty] | 0 | [5 empty] | 0 |  |  | 0 | [5 empty] | 0 |  |  | 0
[13 empty] | 0 |  |  | 0 |  |  |  | 0 | [11 empty] | 0 | [5 empty] | 0 |  |  | 0 | [5 empty] | 0 |  |  | 0
[13 empty] | 0 |  |  | 0 |  |  |  | 0 | [11 empty] | 0 | [5 empty] | 0 |  |  | 0 | [5 empty] | 0 |  |  | 0
[13 empty] | 0 |  |  | 0 |  |  |  | 0 | [11 empty] | 0 | [5 empty] | 0 |  |  | 0 | [5 empty] | 0 |  |  | 0
[13 empty] | 0 |  |  | 0 |  |  |  | 0 | [11 empty] | 0 | [5 empty] | 0 |  |  | 0 | [5 empty] | 0 |  |  | 0
[13 empty] | 0 |  |  | 0 |  |  |  | 0 | [11 empty] | 0 | [5 empty] | 0 |  |  | 0 | [5 empty] | 0 |  |  | 0
[13 empty] | 0 |  |  | 0 |  |  |  | 0 | [11 empty] | 0 | [5 empty] | 0 |  |  | 0 | [5 empty] | 0 |  |  | 0
[13 empty] | 0 |  |  | 0 |  |  |  | 0 | [11 empty] | 0 | [5 empty] | 0 |  |  | 0 | [5 empty] | 0 |  |  | 0
[13 empty] | 0 |  |  | 0 |  |  |  | 0 | [11 empty] | 0 | [5 empty] | 0 |  |  | 0 | [5 empty] | 0 |  |  | 0
[13 empty] | 0 |  |  | 0 |  |  |  | 0 | [11 empty] | 0 | [5 empty] | 0 |  |  | 0 | [5 empty] | 0 |  |  | 0
[13 empty] | 0 |  |  | 0 |  |  |  | 0 | [11 empty] | 0 | [5 empty] | 0 |  |  | 0 | [5 empty] | 0 |  |  | 0
[13 empty] | 0 |  |  | 0 |  |  |  | 0 | [11 empty] | 0 | [5 empty] | 0 |  |  | 0 | [5 empty] | 0 |  |  | 0
[13 empty] | 0 |  |  | 0 |  |  |  | 0 | [11 empty] | 0 | [5 empty] | 0 |  |  | 0 | [5 empty] | 0 |  |  | 0
[13 empty] | 0 |  |  | 0 |  |  |  | 0 | [11 empty] | 0 | [5 empty] | 0 |  |  | 0 | [5 empty] | 0 |  |  | 0
[13 empty] | 0 |  |  | 0 |  |  |  | 0 | [11 empty] | 0 | [5 empty] | 0 |  |  | 0 | [5 empty] | 0 |  |  | 0
[13 empty] | 0 |  |  | 0 |  |  |  | 0 | [11 empty] | 0 | [5 empty] | 0 |  |  | 0 | [5 empty] | 0 |  |  | 0
[13 empty] | 0 |  |  | 0 |  |  |  | 0 | [11 empty] | 0 | [5 empty] | 0 |  |  | 0 | [5 empty] | 0 |  |  | 0
[13 empty] | 0 |  |  | 0 |  |  |  | 0 | [11 empty] | 0 | [5 empty] | 0 |  |  | 0 | [5 empty] | 0 |  |  | 0
[13 empty] | 0 |  |  | 0 |  |  |  | 0 | [11 empty] | 0 | [5 empty] | 0 |  |  | 0 | [5 empty] | 0 |  |  | 0
[13 empty] | 0 |  |  | 0 |  |  |  | 0 | [11 empty] | 0 | [5 empty] | 0 |  |  | 0 | [5 empty] | 0 |  |  | 0
[13 empty] | 0 |  |  | 0 |  |  |  | 0 | [11 empty] | 0 | [5 empty] | 0 |  |  | 0 | [5 empty] | 0 |  |  | 0
[13 empty] | 0 |  |  | 0 |  |  |  | 0 | [11 empty] | 0 | [5 empty] | 0 |  |  | 0 | [5 empty] | 0 |  |  | 0
[13 empty] | 0 |  |  | 0 |  |  |  | 0 | [11 empty] | 0 | [5 empty] | 0 |  |  | 0 | [5 empty] | 0 |  |  | 0
[13 empty] | 0 |  |  | 0 |  |  |  | 0 | [11 empty] | 0 | [5 empty] | 0 |  |  | 0 | [5 empty] | 0 |  |  | 0
[13 empty] | 0 |  |  | 0 |  |  |  | 0 | [11 empty] | 0 | [5 empty] | 0 |  |  | 0 | [5 empty] | 0 |  |  | 0
[13 empty] | 0 |  |  | 0 |  |  |  | 0 | [11 empty] | 0 | [5 empty] | 0 |  |  | 0 | [5 empty] | 0 |  |  | 0
[13 empty] | 0 |  |  | 0 |  |  |  | 0 | [11 empty] | 0 | [5 empty] | 0 |  |  | 0 | [5 empty] | 0 |  |  | 0
[13 empty] | 0 |  |  | 0 |  |  |  | 0 | [11 empty] | 0 | [5 empty] | 0 |  |  | 0 | [5 empty] | 0 |  |  | 0
[13 empty] | 0 |  |  | 0 |  |  |  | 0 | [11 empty] | 0 | [5 empty] | 0 |  |  | 0 | [5 empty] | 0 |  |  | 0
[13 empty] | 0 |  |  | 0 |  |  |  | 0 | [11 empty] | 0 | [5 empty] | 0 |  |  | 0 | [5 empty] | 0 |  |  | 0
[13 empty] | 0 |  |  | 0 |  |  |  | 0 | [11 empty] | 0 | [5 empty] | 0 |  |  | 0 | [5 empty] | 0 |  |  | 0
[13 empty] | 0 |  |  | 0 |  |  |  | 0 | [11 empty] | 0 | [5 empty] | 0 |  |  | 0 | [5 empty] | 0 |  |  | 0
[13 empty] | 0 |  |  | 0 |  |  |  | 0 | [11 empty] | 0 | [5 empty] | 0 |  |  | 0 | [5 empty] | 0 |  |  | 0
[13 empty] | 0 |  |  | 0 |  |  |  | 0 | [11 empty] | 0 | [5 empty] | 0 |  |  | 0 | [5 empty] | 0 |  |  | 0
[13 empty] | 0 |  |  | 0 |  |  |  | 0 | [11 empty] | 0 | [5 empty] | 0 |  |  | 0 | [5 empty] | 0 |  |  | 0
[13 empty] | 0 |  |  | 0 |  |  |  | 0 | [11 empty] | 0 | [5 empty] | 0 |  |  | 0 | [5 empty] | 0 |  |  | 0
[13 empty] | 0 |  |  | 0 |  |  |  | 0 | [11 empty] | 0 | [5 empty] | 0 |  |  | 0 | [5 empty] | 0 |  |  | 0
[13 empty] | 0 |  |  | 0 |  |  |  | 0 | [11 empty] | 0 | [5 empty] | 0 |  |  | 0 | [5 empty] | 0 |  |  | 0
[13 empty] | 0 |  |  | 0 |  |  |  | 0 | [11 empty] | 0 | [5 empty] | 0 |  |  | 0 | [5 empty] | 0 |  |  | 0
[13 empty] | 0 |  |  | 0 |  |  |  | 0 | [11 empty] | 0 | [5 empty] | 0 |  |  | 0 | [5 empty] | 0 |  |  | 0
[13 empty] | 0 |  |  | 0 |  |  |  | 0 | [11 empty] | 0 | [5 empty] | 0 |  |  | 0 | [5 empty] | 0 |  |  | 0
[13 empty] | 0 |  |  | 0 |  |  |  | 0 | [11 empty] | 0 | [5 empty] | 0 |  |  | 0 | [5 empty] | 0 |  |  | 0
[13 empty] | 0 |  |  | 0 |  |  |  | 0 | [11 empty] | 0 | [5 empty] | 0 |  |  | 0 | [5 empty] | 0 |  |  | 0
[13 empty] | 0 |  |  | 0 |  |  |  | 0 | [11 empty] | 0 | [5 empty] | 0 |  |  | 0 | [5 empty] | 0 |  |  | 0
[13 empty] | 0 |  |  | 0 |  |  |  | 0 | [11 empty] | 0 | [5 empty] | 0 |  |  | 0 | [5 empty] | 0 |  |  | 0
[13 empty] | 0 |  |  | 0 |  |  |  | 0 | [11 empty] | 0 | [5 empty] | 0 |  |  | 0 | [5 empty] | 0 |  |  | 0
[13 empty] | 0 |  |  | 0 |  |  |  | 0 | [11 empty] | 0 | [5 empty] | 0 |  |  | 0 | [5 empty] | 0 |  |  | 0
[13 empty] | 0 |  |  | 0 |  |  |  | 0 | [11 empty] | 0 | [5 empty] | 0 |  |  | 0 | [5 empty] | 0 |  |  | 0
[13 empty] | 0 |  |  | 0 |  |  |  | 0 | [11 empty] | 0 | [5 empty] | 0 |  |  | 0 | [5 empty] | 0 |  |  | 0
[13 empty] | 0 |  |  | 0 |  |  |  | 0 | [11 empty] | 0 | [5 empty] | 0 |  |  | 0 | [5 empty] | 0 |  |  | 0
[13 empty] | 0 |  |  | 0 |  |  |  | 0 | [11 empty] | 0 | [5 empty] | 0 |  |  | 0 | [5 empty] | 0 |  |  | 0
[13 empty] | 0 |  |  | 0 |  |  |  | 0 | [11 empty] | 0 | [5 empty] | 0 |  |  | 0 | [5 empty] | 0 |  |  | 0
[13 empty] | 0 |  |  | 0 |  |  |  | 0 | [11 empty] | 0 | [5 empty] | 0 |  |  | 0 | [5 empty] | 0 |  |  | 0
[13 empty] | 0 |  |  | 0 |  |  |  | 0 | [11 empty] | 0 | [5 empty] | 0 |  |  | 0 | [5 empty] | 0 |  |  | 0
[13 empty] | 0 |  |  | 0 |  |  |  | 0 | [11 empty] | 0 | [5 empty] | 0 |  |  | 0 | [5 empty] | 0 |  |  | 0
[13 empty] | 0 |  |  | 0 |  |  |  | 0 | [11 empty] | 0 | [5 empty] | 0 |  |  | 0 | [5 empty] | 0 |  |  | 0
[13 empty] | 0 |  |  | 0 |  |  |  | 0 | [11 empty] | 0 | [5 empty] | 0 |  |  | 0 | [5 empty] | 0 |  |  | 0
[13 empty] | 0 |  |  | 0 |  |  |  | 0 | [11 empty] | 0 | [5 empty] | 0 |  |  | 0 | [5 empty] | 0 |  |  | 0
[13 empty] | 0 |  |  | 0 |  |  |  | 0 | [11 empty] | 0 | [5 empty] | 0 |  |  | 0 | [5 empty] | 0 |  |  | 0
[13 empty] | 0 |  |  | 0 |  |  |  | 0 | [11 empty] | 0 | [5 empty] | 0 |  |  | 0 | [5 empty] | 0 |  |  | 0
[13 empty] | 0 |  |  | 0 |  |  |  | 0 | [11 empty] | 0 | [5 empty] | 0 |  |  | 0 | [5 empty] | 0 |  |  | 0
[13 empty] | 0 |  |  | 0 |  |  |  | 0 | [11 empty] | 0 | [5 empty] | 0 |  |  | 0 | [5 empty] | 0 |  |  | 0
[13 empty] | 0 |  |  | 0 |  |  |  | 0 | [11 empty] | 0 | [5 empty] | 0 |  |  | 0 | [5 empty] | 0 |  |  | 0
[13 empty] | 0 |  |  | 0 |  |  |  | 0 | [11 empty] | 0 | [5 empty] | 0 |  |  | 0 | [5 empty] | 0 |  |  | 0
[13 empty] | 0 |  |  | 0 |  |  |  | 0 | [11 empty] | 0 | [5 empty] | 0 |  |  | 0 | [5 empty] | 0 |  |  | 0
[13 empty] | 0 |  |  | 0 |  |  |  | 0 | [11 empty] | 0 | [5 empty] | 0 |  |  | 0 | [5 empty] | 0 |  |  | 0
[13 empty] | 0 |  |  | 0 |  |  |  | 0 | [11 empty] | 0 | [5 empty] | 0 |  |  | 0 | [5 empty] | 0 |  |  | 0
[13 empty] | 0 |  |  | 0 |  |  |  | 0 | [11 empty] | 0 | [5 empty] | 0 |  |  | 0 | [5 empty] | 0 |  |  | 0
[13 empty] | 0 |  |  | 0 |  |  |  | 0 | [11 empty] | 0 | [5 empty] | 0 |  |  | 0 | [5 empty] | 0 |  |  | 0
[13 empty] | 0 |  |  | 0 |  |  |  | 0 | [11 empty] | 0 | [5 empty] | 0 |  |  | 0 | [5 empty] | 0 |  |  | 0
[13 empty] | 0 |  |  | 0 |  |  |  | 0 | [11 empty] | 0 | [5 empty] | 0 |  |  | 0 | [5 empty] | 0 |  |  | 0
[13 empty] | 0 |  |  | 0 |  |  |  | 0 | [11 empty] | 0 | [5 empty] | 0 |  |  | 0 | [5 empty] | 0 |  |  | 0
[13 empty] | 0 |  |  | 0 |  |  |  | 0 | [11 empty] | 0 | [5 empty] | 0 |  |  | 0 | [5 empty] | 0 |  |  | 0
[13 empty] | 0 |  |  | 0 |  |  |  | 0 | [11 empty] | 0 | [5 empty] | 0 |  |  | 0 | [5 empty] | 0 |  |  | 0
[13 empty] | 0 |  |  | 0 |  |  |  | 0 | [11 empty] | 0 | [5 empty] | 0 |  |  | 0 | [5 empty] | 0 |  |  | 0
[13 empty] | 0 |  |  | 0 |  |  |  | 0 | [11 empty] | 0 | [5 empty] | 0 |  |  | 0 | [5 empty] | 0 |  |  | 0
[13 empty] | 0 |  |  | 0 |  |  |  | 0 | [11 empty] | 0 | [5 empty] | 0 |  |  | 0 | [5 empty] | 0 |  |  | 0
[13 empty] | 0 |  |  | 0 |  |  |  | 0 | [11 empty] | 0 | [5 empty] | 0 |  |  | 0 | [5 empty] | 0 |  |  | 0
[13 empty] | 0 |  |  | 0 |  |  |  | 0 | [11 empty] | 0 | [5 empty] | 0 |  |  | 0 | [5 empty] | 0 |  |  | 0
[13 empty] | 0 |  |  | 0 |  |  |  | 0 | [11 empty] | 0 | [5 empty] | 0 |  |  | 0 | [5 empty] | 0 |  |  | 0
[13 empty] | 0 |  |  | 0 |  |  |  | 0 | [11 empty] | 0 | [5 empty] | 0 |  |  | 0 | [5 empty] | 0 |  |  | 0
[13 empty] | 0 |  |  | 0 |  |  |  | 0 | [11 empty] | 0 | [5 empty] | 0 |  |  | 0 | [5 empty] | 0 |  |  | 0
[13 empty] | 0 |  |  | 0 |  |  |  | 0 | [11 empty] | 0 | [5 empty] | 0 |  |  | 0 | [5 empty] | 0 |  |  | 0
[13 empty] | 0 |  |  | 0 |  |  |  | 0 | [11 empty] | 0 | [5 empty] | 0 |  |  | 0 | [5 empty] | 0 |  |  | 0
[13 empty] | 0 |  |  | 0 |  |  |  | 0 | [11 empty] | 0 | [5 empty] | 0 |  |  | 0 | [5 empty] | 0 |  |  | 0
[13 empty] | 0 |  |  | 0 |  |  |  | 0 | [11 empty] | 0 | [5 empty] | 0 |  |  | 0 | [5 empty] | 0 |  |  | 0
[13 empty] | 0 |  |  | 0 |  |  |  | 0 | [11 empty] | 0 | [5 empty] | 0 |  |  | 0 | [5 empty] | 0 |  |  | 0
[13 empty] | 0 |  |  | 0 |  |  |  | 0 | [11 empty] | 0 | [5 empty] | 0 |  |  | 0 | [5 empty] | 0 |  |  | 0
[13 empty] | 0 |  |  | 0 |  |  |  | 0 | [11 empty] | 0 | [5 empty] | 0 |  |  | 0 | [5 empty] | 0 |  |  | 0
[13 empty] | 0 |  |  | 0 |  |  |  | 0 | [11 empty] | 0 | [5 empty] | 0 |  |  | 0 | [5 empty] | 0 |  |  | 0
[13 empty] | 0 |  |  | 0 |  |  |  | 0 | [11 empty] | 0 | [5 empty] | 0 |  |  | 0 | [5 empty] | 0 |  |  | 0
[13 empty] | 0 |  |  | 0 |  |  |  | 0 | [11 empty] | 0 | [5 empty] | 0 |  |  | 0 | [5 empty] | 0 |  |  | 0
[13 empty] | 0 |  |  | 0 |  |  |  | 0 | [11 empty] | 0 | [5 empty] | 0 |  |  | 0 | [5 empty] | 0 |  |  | 0
[13 empty] | 0 |  |  | 0 |  |  |  | 0 | [11 empty] | 0 | [5 empty] | 0 |  |  | 0 | [5 empty] | 0 |  |  | 0
[13 empty] | 0 |  |  | 0 |  |  |  | 0 | [11 empty] | 0 | [5 empty] | 0 |  |  | 0 | [5 empty] | 0 |  |  | 0
[13 empty] | 0 |  |  | 0 |  |  |  | 0 | [11 empty] | 0 | [5 empty] | 0 |  |  | 0 | [5 empty] | 0 |  |  | 0
[13 empty] | 0 |  |  | 0 |  |  |  | 0 | [11 empty] | 0 | [5 empty] | 0 |  |  | 0 | [5 empty] | 0 |  |  | 0
[13 empty] | 0 |  |  | 0 |  |  |  | 0 | [11 empty] | 0 | [5 empty] | 0 |  |  | 0 | [5 empty] | 0 |  |  | 0
[13 empty] | 0 |  |  | 0 |  |  |  | 0 | [11 empty] | 0 | [5 empty] | 0 |  |  | 0 | [5 empty] | 0 |  |  | 0
[13 empty] | 0 |  |  | 0 |  |  |  | 0 | [11 empty] | 0 | [5 empty] | 0 |  |  | 0 | [5 empty] | 0 |  |  | 0
[13 empty] | 0 |  |  | 0 |  |  |  | 0 | [11 empty] | 0 | [5 empty] | 0 |  |  | 0 | [5 empty] | 0 |  |  | 0
[13 empty] | 0 |  |  | 0 |  |  |  | 0 | [11 empty] | 0 | [5 empty] | 0 |  |  | 0 | [5 empty] | 0 |  |  | 0
[13 empty] | 0 |  |  | 0 |  |  |  | 0 | [11 empty] | 0 | [5 empty] | 0 |  |  | 0 | [5 empty] | 0 |  |  | 0
[13 empty] | 0 |  |  | 0 |  |  |  | 0 | [11 empty] | 0 | [5 empty] | 0 |  |  | 0 | [5 empty] | 0 |  |  | 0
[13 empty] | 0 |  |  | 0 |  |  |  | 0 | [11 empty] | 0 | [5 empty] | 0 |  |  | 0 | [5 empty] | 0 |  |  | 0
[13 empty] | 0 |  |  | 0 |  |  |  | 0 | [11 empty] | 0 | [5 empty] | 0 |  |  | 0 | [5 empty] | 0 |  |  | 0
[13 empty] | 0 |  |  | 0 |  |  |  | 0 | [11 empty] | 0 | [5 empty] | 0 |  |  | 0 | [5 empty] | 0 |  |  | 0
[13 empty] | 0 |  |  | 0 |  |  |  | 0 | [11 empty] | 0 | [5 empty] | 0 |  |  | 0 | [5 empty] | 0 |  |  | 0
[13 empty] | 0 |  |  | 0 |  |  |  | 0 | [11 empty] | 0 | [5 empty] | 0 |  |  | 0 | [5 empty] | 0 |  |  | 0
[13 empty] | 0 |  |  | 0 |  |  |  | 0 | [11 empty] | 0 | [5 empty] | 0 |  |  | 0 | [5 empty] | 0 |  |  | 0
[13 empty] | 0 |  |  | 0 |  |  |  | 0 | [11 empty] | 0 | [5 empty] | 0 |  |  | 0 | [5 empty] | 0 |  |  | 0
[13 empty] | 0 |  |  | 0 |  |  |  | 0 | [11 empty] | 0 | [5 empty] | 0 |  |  | 0 | [5 empty] | 0 |  |  | 0
[13 empty] | 0 |  |  | 0 |  |  |  | 0 | [11 empty] | 0 | [5 empty] | 0 |  |  | 0 | [5 empty] | 0 |  |  | 0
[13 empty] | 0 |  |  | 0 |  |  |  | 0 | [11 empty] | 0 | [5 empty] | 0 |  |  | 0 | [5 empty] | 0 |  |  | 0
[13 empty] | 0 |  |  | 0 |  |  |  | 0 | [11 empty] | 0 | [5 empty] | 0 |  |  | 0 | [5 empty] | 0 |  |  | 0
[13 empty] | 0 |  |  | 0 |  |  |  | 0 | [11 empty] | 0 | [5 empty] | 0 |  |  | 0 | [5 empty] | 0 |  |  | 0
[13 empty] | 0 |  |  | 0 |  |  |  | 0 | [11 empty] | 0 | [5 empty] | 0 |  |  | 0 | [5 empty] | 0 |  |  | 0

## EIA RECS Summary
| Space Heating | Cooling | Water Heating | Appliances | Lighting | Other
Elec | 573972.8 | 2594602.67 | 753260.98 | 1039467.59 | 236939.18 | 2727504.45 | 7925747.67 | 99.12%
NG | 1536.89 |  | 10826.78 | 21080.29 |  | 32817.87 | 66261.83 | 0.8286%
Propane | 0 |  | 0 | 2215.99 |  | 2215.99 | 4431.98 | 0.05542%
Total | 575509.69 | 2594602.67 | 764087.76 | 1062763.87 | 236939.18 | 2762538.31 | 7996441.48
| Space Heating | Cooling | Water Heating | Appliances | Lighting | Other
| 7.197% | 32.45% | 9.555% | 13.29% | 2.963% | 34.55%

## COAB Emissions Calcs
City of Atlantic Beach Emissions Calculations
Color Guide: | County or City Inventory Inputs | Constant Values / Calculations | Results and Reductions | Costs |  | Utility Provider Cost per kWh ($ / kWh) | [11 empty] | Municipal Building Blend
[6 empty] | $ / kWh | 0.13737 | If JEA is the primary provider, the suggested value is $0.10208. If FPL is the primary provider, the suggested value is $0.13737. | [9 empty] | Elec |  |  | 100% | *Blended rate based on inventory consumption between electiricty and other fuels. Refer to GHG inventory sheet for calculations.*
[18 empty] | NG/Propane/ Fuel Oil/Kerosene |  |  | 0%
Reduction Measure | Strategies | Baseline Case | Adoption Scenario | PV Square Footage | Energy Savings or Production Potential (MW) | Fuel Reduction Type | Energy Reduction Percentage | Weighted Energy Reduction Percentage | Electricity Reduction (MWh) | Electricity GHG Reduction (MTCO2e) | Natural Gas/Propane Reduction (MMBtu) | Natural Gas/Propane GHG Reduction (MTCO2e) | Resulting Reductions (MTCO2e) | PV Potential (MW) | Low-End Total Initial Investment Cost ($) | High-End Total Initial Investment Cost ($) | Electric Cost Savings ($ per Year) | Investment Cost Per MTCO2 Reduced by 2030 | Investment Cost Per MTCO2 Reduced by 2050 | Low-End Payback (Yrs) | High-End Payback (Yrs) | Notes and Sources
Solar Photovoltaics (PV) | ROOFTOP AND COVERED PARKING SOLAR PV OR SOLAR CANOPIES OR FLOATING SOLAR | Buildings without Rooftop solar PV and without covered parking with solar. | 10% | 2000 | 0.03 | Electricity | - | - | 42.5 | 12.8943 | - | - | 12.8943 |  | 51300 | 75000 | 5838.225 | 979.5014 | 204.0628 | 9 | 13 | - Use 15 W / sqft to estimate PV potential & 8,760 hr/yr. - The total rooftop square footage of the 7 municipal buildings provided by COAB is approximately 47,915. - FPL electric rate of $0.13737/kWh for municipal buildings. | PV Potential
|  |  | 20% | 4000 | 0.06 | Electricity | - | - | 85 | 25.7886 | - | - | 25.7886 |  | 102600 | 150000 | 11676.45 | 979.5014 | 204.0628 | 9 | 13 |  | Low-Cost
|  |  | 30% | 6000 | 0.09 | Electricity | - | - | 127.5 | 38.6829 | - | - | 38.6829 |  | 153900 | 225000 | 17514.675 | 979.5014 | 204.0628 | 9 | 13 |  | High-Cost
|  | SELECT SOLAR TYPE BELOW | 50% | 10000 | 0.15 | Electricity | - | - | 212.5 | 64.4716 | - | - | 64.4716 |  | 256500 | 375000 | 29191.125 | 979.5014 | 204.0628 | 9 | 13 |  | FPL Rate
|  | Rooftop/Parking Solar | 100% | 20000 | 0.3 | Electricity | - | - | 425 | 128.9432 | - | - | 128.9432 |  | 513000 | 750000 | 58382.25 | 979.5014 | 204.0628 | 9 | 13
Heat Pump or High Efficiency AC Retrofits and Commissioning | HIGH EFFICIENCY HVAC RETROFITS | Elec. Resistance Heating COP=1 upgraded to COP= 3.0. AC SEER 12 upgraded to SEER 16. 16 SEER is required for Federal Tax Incentive. | 10% | - | 0.66089 | Total GHG | 15% | 1.5% | 11.4207 | 3.465 | 0 | 0 | 3.465 |  | 18879.35 | 33451.6 | 1568.8657 | 1510.2727 | 314.6402 | 13 | 22 | - From SEER 12 to SSER 16, there is a 15-20% difference in efficiency, so assuming low-range of 15%. - FPL electric rate of $0.13737/kWh for municipal buildings. - Average of 40-50% of energy bill is going toward heating and air conditioning. - The initial cost requirements are calculated based on the electric consumption. This is used in conjunction with equipment and labor cost data from RS Means, a construction cost estimating software. | HVAC Costs
|  |  | 20% | - | 1.3218 | Total GHG | 15% | 3% | 22.8415 | 6.93 | 0 | 0 | 6.93 |  | 37758.7 | 66903.2 | 3137.7314 | 1510.2727 | 314.6402 | 13 | 22 |  | RS Means
|  |  | 30% | - | 1.9827 | Total GHG | 15% | 4.5% | 34.2622 | 10.395 | 0 | 0 | 10.395 |  | 56638.05 | 100354.8 | 4706.597 | 1510.2727 | 314.6402 | 13 | 22
|  |  | 50% | - | 3.3045 | Total GHG | 15% | 7.5% | 57.1037 | 17.325 | 0 | 0 | 17.325 |  | 94396.75 | 167258 | 7844.3284 | 1510.2727 | 314.6402 | 13 | 22 |  | FPL Rate
|  |  | 100% | - | 6.6089 | Total GHG | 15% | 15% | 114.2073 | 34.65 | 0 | 0 | 34.65 |  | 188793.5 | 334516 | 15688.6568 | 1510.2727 | 314.6402 | 13 | 22 |  | Energy Reduction
LED Lighting | LED LIGHTING | Mix of Fluorescent and HID lighting replaced by LED, saving 30% of the electricity | 10% | - | 0.24783 | Electricity | 30% | 3% | 22.8415 | 6.93 | - | - | 6.93 |  | 14817.82 | 62501.56 | 3137.7314 | 1115.7198 | 232.4416 | 5 | 20 | - Average of 15% of total energy use is going toward lighting. - Assume 30% electricity savings by conversion to LED - FPL electric rate of $0.13737/kWh for municipal buildings. - The initial cost requirements are calculated based on the electric consumption. This is used in conjunction with data from the GSA (General Service Administration). | FPL Lighting
|  |  | 20% | - | 0.49567 | Electricity | 30% | 6% | 45.6829 | 13.86 | - | - | 13.86 |  | 29635.64 | 125003.11 | 6275.4627 | 1115.7197 | 232.4416 | 5 | 20 |  | DOE Lighting
|  |  | 30% | - | 0.7435 | Electricity | 30% | 9% | 68.5244 | 20.79 | - | - | 20.79 |  | 44453.45 | 187504.67 | 9413.1941 | 1115.7197 | 232.4416 | 5 | 20 |  | FPL Rate
|  |  | 50% | - | 1.2392 | Electricity | 30% | 15% | 114.2073 | 34.65 | - | - | 34.65 |  | 74089.09 | 312507.78 | 15688.6568 | 1115.7197 | 232.4416 | 5 | 20 |  | GSA Costs
|  |  | 100% | - | 2.4783 | Electricity | 30% | 30% | 228.4146 | 69.3 | - | - | 69.3 |  | 148178.18 | 625015.55 | 31377.3136 | 1115.7197 | 232.4416 | 5 | 20
Envelope Improvements with Roof Assessment | ROOF INSULATION & REFLECTIVITY | R-13 upgrading to R-38; Reflective roof membrane | 10% | 2000 | - | Total GHG | 5% | 0.5% | 3.8069 | 1.155 | 0 | 0 | 1.155 |  | 3163.35 | 19538.88 | 522.9552 | 1965.561 | 409.4919 | 7 | 38 | - Assume 5% energy reduction by improving roofs. - JEA electric rate of $0.10208/kWh for municipal buildings. - The initial cost requirements are calculated based on electric consumption. This is used in conjunction with data from the DOE (Department of Energy). | FPL BE
|  |  | 20% | 4000 | - | Total GHG | 5% | 1% | 7.6138 | 2.31 | 0 | 0 | 2.31 |  | 6326.71 | 39077.75 | 1045.9105 | 1965.561 | 409.4919 | 7 | 38 |  | FPL Cool Roofs
|  |  | 30% | 6000 | - | Total GHG | 5% | 1.5% | 11.4207 | 3.465 | 0 | 0 | 3.465 |  | 9490.06 | 58616.63 | 1568.8657 | 1965.561 | 409.4919 | 7 | 38 |  | Insulation
|  |  | 50% | 10000 | - | Total GHG | 5% | 2.5% | 19.0346 | 5.775 | 0 | 0 | 5.775 |  | 15816.77 | 97694.39 | 2614.7761 | 1965.5612 | 409.4919 | 7 | 38 |  | DOE Costs
|  |  | 100% | 52075 | - | Total GHG | 5% | 5% | 38.0691 | 11.55 | 0 | 0 | 11.55 |  | 31633.54 | 195388.77 | 5229.5523 | 1965.5611 | 409.4919 | 7 | 38
Smart Thermostats | SMART THERMOSTATS | Units with no automated controls for heating and cooling | 10% | - | - | Total GHG | 2% | 0.2% | 1.5228 | 0.462 | 0 | 0 | 0.462 |  | 2719.37 | 28908.4 | 209.1821 | 6845.8377 | 1426.2162 | 14 | 139 | - Assume 2% energy reduction by converting to smart thermostats. - FPL electric rate of $0.13737/kWh for municipal buildings. - The initial cost requirements are calculated based on electric consumption. This is used in conjunction with data fromfrom NREL Report Commercial Builidng Sensors and Controls Systems - Barriers, Drivers, and Costs. | FPL Bldg Ctrl
|  |  | 20% | - | - | Total GHG | 2% | 0.4% | 3.0455 | 0.924 | 0 | 0 | 0.924 |  | 5438.75 | 57816.79 | 418.3642 | 6845.8377 | 1426.2162 | 14 | 139 |  | FPL Savings
|  |  | 30% | - | - | Total GHG | 2% | 0.6% | 4.5683 | 1.386 | 0 | 0 | 1.386 |  | 8158.12 | 86725.19 | 627.5463 | 6845.8377 | 1426.2162 | 14 | 139 |  | FPL Rate
|  |  | 50% | - | - | Total GHG | 2% | 1% | 7.6138 | 2.31 | 0 | 0 | 2.31 |  | 13596.87 | 144541.99 | 1045.9105 | 6845.8381 | 1426.2163 | 14 | 139 |  | NREL Costs
|  |  | 100% | - | - | Total GHG | 2% | 2% | 15.2276 | 4.62 | 0 | 0 | 4.62 |  | 27193.75 | 289083.97 | 2091.8209 | 6845.8381 | 1426.2163 | 14 | 139
Note on J12: ====== ID#AAABHhTJ5-E Christa Barsanti (2024-03-25 17:52:33) This is determined by inputting the value in cell F12 into NREL's PV Watts tool as the "DC System Size (kW)" and outputting the kWh/year (converted to MWh/year for this spreadsheet).

## Clay Emissions Calcs
Clay Emissions Calculations
Color Guide: | County or City Inventory Inputs | Constant Values / Calculations | Results and Reductions | Costs |  | Utility Provider Cost per kWh ($ / kWh) | [11 empty] | Municipal Building Blend
[6 empty] | $ / kWh | 0.10208 | If JEA is the primary provider, the suggested value is $0.10208. If FPL is the primary provider, the suggested value is $0.13737. | [9 empty] | Elec |  |  | 100% | *Blended rate based on inventory consumption between electiricty and other fuels. Refer to GHG inventory sheet for calculations.*
[18 empty] | NG/Propane/ Fuel Oil/Kerosene |  |  | 0%
Reduction Measure | Strategies | Baseline Case | Adoption Scenario | Rooftop Square Footage | Energy Savings or Production Potential (MW) | Fuel Reduction Type | Energy Reduction Percentage | Weighted Energy Reduction Percentage | Electricity Reduction (MWh) | Electricity GHG Reduction (MTCO2e) | Natural Gas/Propane Reduction (MMBtu) | Natural Gas/Propane GHG Reduction (MTCO2e) | Resulting Reductions (MTCO2e) | PV Potential (MW) | Low-End Total Initial Investment Cost ($) | High-End Total Initial Investment Cost ($) | Electric Cost Savings ($ per Year) | Investment Cost Per MTCO2 Reduced by 2030 | Investment Cost Per MTCO2 Reduced by 2050 | Low-End Payback (Yrs) | High-End Payback (Yrs) | Notes and Sources
Solar Photovoltaics (PV) | ROOFTOP AND COVERED PARKING SOLAR PV OR SOLAR CANOPIES OR FLOATING SOLAR | Buildings without Rooftop solar PV and without covered parking with solar. | 10% | 3000 | 0.045 | Electricity | - | - | 61.5 | 23.3779 | - | - | 23.3779 |  | 76950 | 112500 | 6277.92 | 810.3798 | 168.8291 | 13 | 18 | - Use 15 W / sqft to estimate PV potential & 8,760 hr/yr. - The square footage was assumed to be 10,000 sqft. - Assume a low-end cost of $__/kW and a high-end cost of $__/kW. - FPL electric rate of $0.13737/kWh for municipal buildings. | PV Potential
|  |  | 20% | 6000 | 0.09 | Electricity | - | - | 123 | 46.7559 | - | - | 46.7559 |  | 153900 | 225000 | 12555.84 | 810.3798 | 168.8291 | 13 | 18 |  | Low-Cost
|  |  | 30% | 9000 | 0.135 | Electricity | - | - | 184.5 | 70.1338 | - | - | 70.1338 |  | 230850 | 337500 | 18833.76 | 810.3798 | 168.8291 | 13 | 18 |  | High-Cost
|  | SELECT SOLAR TYPE BELOW | 50% | 15000 | 0.225 | Electricity | - | - | 307.5 | 116.8896 | - | - | 116.8896 |  | 384750 | 562500 | 31389.6 | 810.3798 | 168.8291 | 13 | 18 |  | FPL Rate
|  | Rooftop/Parking Solar | 100% | 30000 | 0.45 | Electricity | - | - | 615 | 233.7793 | - | - | 233.7793 |  | 769500 | 1125000 | 62779.2 | 810.3798 | 168.8291 | 13 | 18
Heat Pump or High Efficiency AC Retrofits and Commissioning | HIGH EFFICIENCY HVAC RETROFITS | Elec. Resistance Heating COP=1 upgraded to COP= 3.0. AC SEER 12 upgraded to SEER 16. 16 SEER is required for Federal Tax Incentive. | 10% | - | 0.66089 | Total GHG | 15% | 1.5% | 361.2113 | 137.3068 | 0 | 0 | 137.3068 |  | 141000 | 0 | 36872.4475 | 102.6897 | 21.3937 | 4 | 0 | - From SEER 12 to SSER 16, there is a 15-20% difference in efficiency, so assuming low-range of 15%. - FPL electric rate of $0.13737/kWh for municipal buildings. - Average of 40-50% of energy bill is going toward heating and air conditioning. - The initial cost requirements are calculated based on the electric consumption. This is used in conjunction with equipment and labor cost data from RS Means, a construction cost estimating software. | HVAC Costs
|  |  | 20% | - | 1.3218 | Total GHG | 15% | 3% | 722.4226 | 274.6137 | 0 | 0 | 274.6137 |  | 282000 | 0 | 73744.8949 | 102.6897 | 21.3937 | 4 | 0 |  | RS Means
|  |  | 30% | - | 1.9827 | Total GHG | 15% | 4.5% | 1083.6338 | 411.9205 | 0 | 0 | 411.9205 |  | 564000 | 0 | 110617.3424 | 136.9196 | 28.5249 | 6 | 0
|  |  | 50% | - | 3.3045 | Total GHG | 15% | 7.5% | 1806.0564 | 686.5342 | 0 | 0 | 686.5342 |  | 1128000 | 0 | 184362.2373 | 164.3035 | 34.2299 | 7 | 0 |  | FPL Rate
|  |  | 100% | - | 6.6089 | Total GHG | 15% | 15% | 3612.1128 | 1373.0685 | 0 | 0 | 1373.0685 |  | 2256000 | 2256000 | 368724.4746 | 328.6071 | 68.4598 | 7 | 7 |  | Energy Reduction
LED Lighting | LED LIGHTING | Mix of Fluorescent and HID lighting replaced by LED, saving 30% of the electricity | 10% | - | 0.24783 | Electricity | 30% | 3% | 722.4226 | 274.6137 | - | - | 274.6137 |  | 1376 | 1376 | 73744.8949 | 1.0021 | 0.20878 | 1 | 1 | - Average of 15% of total energy use is going toward lighting. - Assume 30% electricity savings by conversion to LED - FPL electric rate of $0.13737/kWh for municipal buildings. - The initial cost requirements are calculated based on the electric consumption. This is used in conjunction with data from the GSA (General Service Administration). | FPL Lighting
|  |  | 20% | - | 0.49567 | Electricity | 30% | 6% | 1444.8451 | 549.2274 | - | - | 549.2274 |  | 2752 | 2752 | 147489.7898 | 1.0021 | 0.20878 | 1 | 1 |  | DOE Lighting
|  |  | 30% | - | 0.7435 | Electricity | 30% | 9% | 2167.2677 | 823.8411 | - | - | 823.8411 |  | 5504 | 5504 | 221234.6848 | 1.3362 | 0.27837 | 1 | 1 |  | FPL Rate
|  |  | 50% | - | 1.2392 | Electricity | 30% | 15% | 3612.1128 | 1373.0685 | - | - | 1373.0685 |  | 11008 | 11008 | 368724.4746 | 1.6034 | 0.33405 | 1 | 1 |  | GSA Costs
|  |  | 100% |  | 2.4783 | Electricity | 30% | 30% | 7224.2256 | 2746.1369 | - | - | 2746.1369 |  | 22016 | 22016 | 737448.9492 | 1.6034 | 0.33405 | 1 | 1
Envelope Improvements with Roof Assessment | ROOF INSULATION & REFLECTIVITY | R-13 upgrading to R-38; Reflective roof membrane | 10% | 3000 | - | Total GHG | 5% | 0.5% | 120.4038 | 45.7689 | 0 | 0 | 45.7689 |  | 0 | 0 | 12290.8158 | 0 | 0 | 0 | 0 | - Assume 5% energy reduction by improving roofs. - JEA electric rate of $0.10208/kWh for municipal buildings. - The initial cost requirements are calculated based on electric consumption. This is used in conjunction with data from the DOE (Department of Energy). | FPL BE
|  |  | 20% | 6000 | - | Total GHG | 5% | 1% | 240.8075 | 91.5379 | 0 | 0 | 91.5379 |  | 0 | 0 | 24581.6316 | 0 | 0 | 0 | 0 |  | FPL Cool Roofs
|  |  | 30% | 9000 | - | Total GHG | 5% | 1.5% | 361.2113 | 137.3068 | 0 | 0 | 137.3068 |  | 0 | 0 | 36872.4475 | 0 | 0 | 0 | 0 |  | Insulation
|  |  | 50% | 15000 | - | Total GHG | 5% | 2.5% | 602.0188 | 228.8447 | 0 | 0 | 228.8447 |  | 0 | 0 | 61454.0791 | 0 | 0 | 0 | 0 |  | DOE Costs
|  |  | 100% |  | - | Total GHG | 5% | 5% | 1204.0376 | 457.6895 | 0 | 0 | 457.6895 |  | 0 | 0 | 122908.1582 | 0 | 0 | 0 | 0
Smart Thermostats | SMART THERMOSTATS | Units with no automated controls for heating and cooling | 10% | - | - | Total GHG | 2% | 0.2% | 48.1615 | 18.3076 | 0 | 0 | 18.3076 |  |  |  | 4916.3263 | #DIV/0! | #DIV/0! | 0 | 0 | - Assume 2% energy reduction by converting to smart thermostats. - FPL electric rate of $0.13737/kWh for municipal buildings. - The initial cost requirements are calculated based on electric consumption. This is used in conjunction with data fromfrom NREL Report Commercial Builidng Sensors and Controls Systems - Barriers, Drivers, and Costs. | FPL Bldg Ctrl
|  |  | 20% | - | - | Total GHG | 2% | 0.4% | 96.323 | 36.6152 | 0 | 0 | 36.6152 |  |  |  | 9832.6527 | #DIV/0! | #DIV/0! | 0 | 0 |  | FPL Savings
|  |  | 30% | - | - | Total GHG | 2% | 0.6% | 144.4845 | 54.9227 | 0 | 0 | 54.9227 |  |  |  | 14748.979 | #DIV/0! | #DIV/0! | 0 | 0 |  | FPL Rate
|  |  | 50% | - | - | Total GHG | 2% | 1% | 240.8075 | 91.5379 | 0 | 0 | 91.5379 |  |  |  | 24581.6316 | #DIV/0! | #DIV/0! | 0 | 0 |  | NREL Costs
|  |  | 100% | - | - | Total GHG | 2% | 2% | 481.615 | 183.0758 | 0 | 0 | 183.0758 |  |  |  | 49163.2633 | #DIV/0! | #DIV/0! | 0 | 0
Note on J12: ====== ID#AAABHhTJ5-I Christa Barsanti (2024-03-25 17:54:01) This is determined by inputting the value in cell F12 into NREL's PV Watts tool as the "DC System Size (kW)" and outputting the kWh/year (converted to MWh/year for this spreadsheet).

## Nassau Emissions Calcs
Nassau / City of Palm Coast Emissions Calculations
Color Guide: | County or City Inventory Inputs | Constant Values / Calculations | Results and Reductions | Costs |  | Utility Provider Cost per kWh ($ / kWh) | [11 empty] | Municipal Building Blend
[6 empty] | $ / kWh | 0.13737 | If JEA is the primary provider, the suggested value is $0.10208. If FPL is the primary provider, the suggested value is $0.13737. | [9 empty] | Elec |  |  | 100% | *Blended rate based on inventory consumption between electiricty and other fuels. Refer to GHG inventory sheet for calculations.*
[18 empty] | NG/Propane/ Fuel Oil/Kerosene |  |  | 0%
Reduction Measure | Strategies | Baseline Case | Adoption Scenario | Rooftop Square Footage | Energy Savings or Production Potential (MW) | Fuel Reduction Type | Energy Reduction Percentage | Weighted Energy Reduction Percentage | Electricity Reduction (MWh) | Electricity GHG Reduction (MTCO2e) | Natural Gas/Propane Reduction (MMBtu) | Natural Gas/Propane GHG Reduction (MTCO2e) | Resulting Reductions (MTCO2e) | PV Potential (MW) | Low-End Total Initial Investment Cost ($) | High-End Total Initial Investment Cost ($) | Electric Cost Savings ($ per Year) | Investment Cost Per MTCO2 Reduced by 2030 | Investment Cost Per MTCO2 Reduced by 2050 | Low-End Payback (Yrs) | High-End Payback (Yrs) | Notes and Sources
Solar Photovoltaics (PV) | ROOFTOP AND COVERED PARKING SOLAR PV OR SOLAR CANOPIES OR FLOATING SOLAR | Buildings without Rooftop solar PV and without covered parking with solar. | 10% | 7500 | 0.1125 | Electricity | - | - | 148.5 | 45.0786 | - | - | 45.0786 |  | 192375 | 281250 | 20399.445 | 1050.6649 | 218.8885 | 10 | 14 | - Use 15 W / sqft to estimate PV potential & 8,760 hr/yr. - The square footage was assumed to be 10,000 sqft. - Assume a low-end cost of $__/kW and a high-end cost of $__/kW. - FPL electric rate of $0.13737/kWh for municipal buildings. | PV Potential
|  |  | 20% | 15000 | 0.225 | Electricity | - | - | 297 | 90.1572 | - | - | 90.1572 |  | 384750 | 562500 | 40798.89 | 1050.6649 | 218.8885 | 10 | 14 |  | Low-Cost
|  |  | 30% | 22500 | 0.3375 | Electricity | - | - | 445.5 | 135.2358 | - | - | 135.2358 |  | 577125 | 843750 | 61198.335 | 1050.6649 | 218.8885 | 10 | 14 |  | High-Cost
|  | SELECT SOLAR TYPE BELOW | 50% | 37500 | 0.5625 | Electricity | - | - | 742.5 | 225.393 | - | - | 225.393 |  | 961875 | 1406250 | 101997.225 | 1050.6649 | 218.8885 | 10 | 14 |  | FPL Rate
|  | Rooftop/Parking Solar | 100% | 75000 | 1.125 | Electricity | - | - | 1485 | 450.786 | - | - | 450.786 |  | 1923750 | 2812500 | 203994.45 | 1050.6649 | 218.8885 | 10 | 14
Heat Pump or High Efficiency AC Retrofits and Commissioning | HIGH EFFICIENCY HVAC RETROFITS | Elec. Resistance Heating COP=1 upgraded to COP= 3.0. AC SEER 12 upgraded to SEER 16. 16 SEER is required for Federal Tax Incentive. | 10% | - | 0.66089 | Total GHG | 15% | 1.5% | 32.9817 | 10.0119 | 0 | 0 | 10.0119 |  | 40259.9 | 40259.9 | 4530.6914 | 804.241 | 167.5502 | 9 | 9 | - From SEER 12 to SSER 16, there is a 15-20% difference in efficiency, so assuming low-range of 15%. - FPL electric rate of $0.13737/kWh for municipal buildings. - Average of 40-50% of energy bill is going toward heating and air conditioning. - The initial cost requirements are calculated based on the electric consumption. This is used in conjunction with equipment and labor cost data from RS Means, a construction cost estimating software. | HVAC Costs
|  |  | 20% | - | 1.3218 | Total GHG | 15% | 3% | 65.9633 | 20.0238 | 0 | 0 | 20.0238 |  | 80519.8 | 80519.8 | 9061.3828 | 804.241 | 167.5502 | 9 | 9 |  | RS Means
|  |  | 30% | - | 1.9827 | Total GHG | 15% | 4.5% | 98.945 | 30.0357 | 0 | 0 | 30.0357 |  | 120779.7 | 120779.7 | 13592.0742 | 804.241 | 167.5502 | 9 | 9
|  |  | 50% | - | 3.3045 | Total GHG | 15% | 7.5% | 164.9083 | 50.0595 | 0 | 0 | 50.0595 |  | 201299.5 | 201299.5 | 22653.4569 | 804.241 | 167.5502 | 9 | 9 |  | FPL Rate
|  |  | 100% | - | 6.6089 | Total GHG | 15% | 15% | 329.8167 | 100.119 | 0 | 0 | 100.119 |  | 402599 | 402599 | 45306.9139 | 804.241 | 167.5502 | 9 | 9 |  | Energy Reduction
LED Lighting | LED LIGHTING | Mix of Fluorescent and HID lighting replaced by LED, saving 30% of the electricity | 10% | - | 0.24783 | Electricity | 30% | 3% | 65.9633 | 20.0238 | - | - | 20.0238 |  | 120779.7 | 120779.7 | 9061.3828 | 1206.3614 | 251.3253 | 14 | 14 | - Average of 15% of total energy use is going toward lighting. - Assume 30% electricity savings by conversion to LED - FPL electric rate of $0.13737/kWh for municipal buildings. - The initial cost requirements are calculated based on the electric consumption. This is used in conjunction with data from the GSA (General Service Administration). | FPL Lighting
|  |  | 20% | - | 0.49567 | Electricity | 30% | 6% | 131.9267 | 40.0476 | - | - | 40.0476 |  | 241559.4 | 241559.4 | 18122.7656 | 1206.3614 | 251.3253 | 14 | 14 |  | DOE Lighting
|  |  | 30% | - | 0.7435 | Electricity | 30% | 9% | 197.89 | 60.0714 | - | - | 60.0714 |  | 362339.1 | 362339.1 | 27184.1483 | 1206.3614 | 251.3253 | 14 | 14 |  | FPL Rate
|  |  | 50% | - | 1.2392 | Electricity | 30% | 15% | 329.8167 | 100.119 | - | - | 100.119 |  | 603898.5 | 603898.5 | 45306.9139 | 1206.3614 | 251.3253 | 14 | 14 |  | GSA Costs
|  |  | 100% | - | 2.4783 | Electricity | 30% | 30% | 659.6333 | 200.238 | - | - | 200.238 |  | 1207797 | 1207797 | 90613.8278 | 1206.3614 | 251.3253 | 14 | 14
Envelope Improvements with Roof Assessment | ROOF INSULATION & REFLECTIVITY | R-13 upgrading to R-38; Reflective roof membrane | 10% | 7500 | - | Total GHG | 5% | 0.5% | 10.9939 | 3.3373 | 0 | 0 | 3.3373 |  | 120779.7 | 120779.7 | 1510.2305 | 7238.1686 | 1507.9518 | 80 | 80 | - Assume 5% energy reduction by improving roofs. - JEA electric rate of $0.10208/kWh for municipal buildings. - The initial cost requirements are calculated based on electric consumption. This is used in conjunction with data from the DOE (Department of Energy). | FPL BE
|  |  | 20% | 15000 | - | Total GHG | 5% | 1% | 21.9878 | 6.6746 | 0 | 0 | 6.6746 |  | 241559.4 | 241559.4 | 3020.4609 | 7238.1686 | 1507.9518 | 80 | 80 |  | FPL Cool Roofs
|  |  | 30% | 22500 | - | Total GHG | 5% | 1.5% | 32.9817 | 10.0119 | 0 | 0 | 10.0119 |  | 362339.1 | 362339.1 | 4530.6914 | 7238.1686 | 1507.9518 | 80 | 80 |  | Insulation
|  |  | 50% | 37500 | - | Total GHG | 5% | 2.5% | 54.9694 | 16.6865 | 0 | 0 | 16.6865 |  | 603898.5 | 603898.5 | 7551.1523 | 7238.1686 | 1507.9518 | 80 | 80 |  | DOE Costs
|  |  | 100% | 14000 | - | Total GHG | 5% | 5% | 109.9389 | 33.373 | 0 | 0 | 33.373 |  | 1207797 | 1207797 | 15102.3046 | 7238.1686 | 1507.9518 | 80 | 80
Smart Thermostats | SMART THERMOSTATS | Units with no automated controls for heating and cooling | 10% | - | - | Total GHG | 2% | 0.2% | 4.3976 | 1.3349 | 0 | 0 | 1.3349 |  | 120779.7 | 120779.7 | 604.0922 | 18095.4214 | 3769.8795 | 200 | 200 | - Assume 2% energy reduction by converting to smart thermostats. - FPL electric rate of $0.13737/kWh for municipal buildings. - The initial cost requirements are calculated based on electric consumption. This is used in conjunction with data fromfrom NREL Report Commercial Builidng Sensors and Controls Systems - Barriers, Drivers, and Costs. | FPL Bldg Ctrl
|  |  | 20% | - | - | Total GHG | 2% | 0.4% | 8.7951 | 2.6698 | 0 | 0 | 2.6698 |  | 241559.4 | 241559.4 | 1208.1844 | 18095.4214 | 3769.8795 | 200 | 200 |  | FPL Savings
|  |  | 30% | - | - | Total GHG | 2% | 0.6% | 13.1927 | 4.0048 | 0 | 0 | 4.0048 |  | 362339.1 | 362339.1 | 1812.2766 | 18095.4214 | 3769.8795 | 200 | 200 |  | FPL Rate
|  |  | 50% | - | - | Total GHG | 2% | 1% | 21.9878 | 6.6746 | 0 | 0 | 6.6746 |  | 603898.5 | 603898.5 | 3020.4609 | 18095.4214 | 3769.8795 | 200 | 200 |  | NREL Costs
|  |  | 100% | - | - | Total GHG | 2% | 2% | 43.9756 | 13.3492 | 0 | 0 | 13.3492 |  | 1207797 | 1207797 | 6040.9219 | 18095.4214 | 3769.8795 | 200 | 200
Note on J12: ====== ID#AAABHhTJ5-M Christa Barsanti (2024-03-25 17:54:08) This is determined by inputting the value in cell F12 into NREL's PV Watts tool as the "DC System Size (kW)" and outputting the kWh/year (converted to MWh/year for this spreadsheet).