## Summary
IPM 2009 ARRA Reference Case
EPA IPM Run Results
TOTAL COSTS (billion $2006) | 2012 | 2015 | 2020 | 2025
w/ comb. Controls (BC included below) | 123.8111 | 131.5335 | 150.8939 | 165.7155
Incremental Cost
EMISSIONS AND ALLOWANCE PRICES | 2012 | 2015 | 2020 | 2025
SO2 CAIR
-Emissions at Affected Plants [MTons] | 3474.1958 | 3256.1815 | 3119.3892 | 3040.5955
Constraint Marginal Cost Reflecting Retirement Ratios [US$/Ton] | 565.9 | 675.5 | 882 | 1188
SO2 Title IV
-Emissions at Affected Plants [MTons] | 4277.2757 | 4004.8253 | 3833.1305 | 3691.3002
Constraint Marginal Cost [US$/Ton] | 282.95 | 254.9057 | 308.3916 | 415.3846
NOx CAIR Annual Constraint
-Emissions at Affected Plants [MTons] | 1319.1749 | 1272.3274 | 1306.1384 | 1319.8569
Constraint Marginal Cost [US$/Ton] | 514.8 | 614.4 | 802.3 | 1081
NOx Ozone Season
-Emissions at Affected Plants [MTons] | 498.1 | 490.5 | 494 | 492.4
Constraint Marginal Cost [US$/Ton] | 0 | 0 | 0 | 0
NOx Title IV
-Emissions at Affected Plants [MTons] | 2062.3521 | 2010.8446 | 2058.7122 | 2079.7205
MER National Constraint
-Emissions at Affected Plants [Lb] | NA | NA | NA | NA
Emissions at Affected Plants [Tons] | NA | NA | NA | NA
Constraint Marginal Cost [US$/Lb] | NA | NA | NA | NA
Constraint Marginal Cost [US$/oz] | NA | NA | NA | NA
CO2 National Constraint
-Emissions at Affected Plants [MTons] | NA | NA | NA | NA
Constraint Marginal Cost [US$/Ton] | NA | NA | NA | NA
Emissions at Affected Plants [Million Metric Tons] | NA | NA | NA | NA
Constraint Marginal Cost [US$/Metric Ton] | NA | NA | NA | NA
NATIONWIDE EMISSIONS (from Table 16) | 2012 | 2015 | 2020 | 2025
SO2 (million tons) | 4.4556 | 4.2147 | 4.0619 | 3.9417
NOx (million tons) | 2.2054 | 2.1665 | 2.2664 | 2.3257
CO2 (million short tons) | 2603.9389 | 2600.6812 | 2713.7158 | 2828.3967
CO2 (million metric tons) | 2362.2564 | 2359.3011 | 2461.8445 | 2565.8814
Hg (tons) | 33.7807 | 34.1735 | 33.429 | 33.9719
RETROFITS (Cumulative GWs) | 2012 | 2015 | 2020 | 2025
FGD | 58.75 | 68.337 | 75.852 | 77.107
SCR | 12.225 | 21.457 | 26.839 | 27.375
SNCR | 0.204 | 0.176 | 0.284 | 0.497
ACI | 1.893 | 1.606 | 2.597 | 2.673
TOTAL CONTROLS (Cumulative GWs) - RETROFITS + NEEDS + NEW UNITS | 2012 | 2015 | 2020 | 2025
FGD | 191.634 | 200.967 | 213.177 | 223.784
SCR | 155.121 | 163.345 | 173.409 | 183.297
SNCR | 28.113 | 27.155 | 26.588 | 26.701
ACI | 18.479 | 18.169 | 20.605 | 30.033
GENERATION MIX (thousand GWh) | 2012 | 2015 | 2020 | 2025
Renewables | 238.8 | 268.077 | 313.154 | 342.825
Biomass | 19.781 | 24.366 | 50.942 | 70.609
Other | 41.486 | 41.555 | 42.984 | 46.33
Wind | 166.812 | 166.812 | 166.812 | 166.812
Biomass Co-firing | 10.721 | 35.344 | 52.416 | 59.074
Coal | 2180.701 | 2173.184 | 2236.318 | 2325.179
IGCC | 8.403 | 8.403 | 8.403 | 8.403
IGCC - CCS | 0 | 14.016 | 14.016 | 13.503
Retrofit CCS | 0 | 0 | 0 | 0
Hydro | 288.441 | 290.12 | 290.488 | 291.764
Nuclear | 794.916 | 809.477 | 815.684 | 836.796
Oil/Natural Gas | 592.176 | 608.028 | 703.368 | 787.535
CC | 540.788 | 541.755 | 615.091 | 714.887
Other | 21.159 | 21.158 | 21.157 | 21.157
Grand Total | 4135.762 | 4183.908 | 4395.486 | 4622.817
COAL PRODUCTION (million tons) - POWER SECTOR | 2012 | 2015 | 2020 | 2025
Appalachia | 299.0321 | 291.4425 | 291.5817 | 271.8078
Interior | 140.076 | 157.0737 | 149.1045 | 145.8413
West | 602.7568 | 598.3046 | 606.1206 | 655.0346
National (Includes Waste Coal and Coal Imports) | 1068.7249 | 1080.5008 | 1108.3168 | 1162.0637
COAL USE (TBtu) - POWER SECTOR | 2012 | 2015 | 2020 | 2025
Bituminous | 12249.6 | 11997 | 12679.4 | 12613.8
Subbituminous | 9157.1 | 9174.8 | 9129.4 | 10040.7
Lignite | 570.9 | 781.3 | 781.3 | 781.3
Total | 21977.6 | 21953.1 | 22590.1 | 23435.8
MINEMOUTH COAL PRICES (2006 $/MMBtu) | 2012 | 2015 | 2020 | 2025
Appalachia | 1.3395 | 1.2969 | 1.282 | 1.2705
Interior | 1.1626 | 1.1665 | 1.1599 | 1.1544
West | 0.58384 | 0.48806 | 0.48649 | 0.51345
National | 0.94393 | 0.8814 | 0.8683 | 0.85484
Delivered Coal Price | 1.61 | 1.52 | 1.5 | 1.51
NATURAL GAS PRICES (2006 $/MMBtu) | 2012 | 2015 | 2020 | 2025
Henry Hub Natural Gas Prices | 5.6 | 5.9 | 7.1 | 6.6
Delivered Natural Gas Prices | 5.71 | 5.98 | 7.07 | 6.63
CAPACITY (GW) | 2012 | 2015 | 2020 | 2025
Renewables | 69.739 | 70.302 | 73.782 | 76.775
Biomass | 3.428 | 3.982 | 7.281 | 9.85
Other | 6.592 | 6.601 | 6.782 | 7.206
Wind | 59.719 | 59.719 | 59.719 | 59.719
Coal | 321.606 | 318.616 | 323.227 | 332.565
IGCC | 1.129 | 1.129 | 1.129 | 1.129
IGCC - CCS | 0 | 2 | 2 | 2
Retrofit CCS | 0 | 0 | 0 | 0
Hydro | 98.379 | 98.379 | 98.379 | 98.379
Nuclear | 101.099 | 102.944 | 103.725 | 106.403
Oil/Natural Gas | 452.719 | 429.158 | 436.841 | 473.879
CC | 201.447 | 196.693 | 202.757 | 222.184
Other | 3.53 | 3.53 | 3.53 | 3.53
Grand Total | 1052.722 | 1028.579 | 1045.134 | 1097.181
RETIREMENTS / REPOWERINGS (GW) | 2012 | 2015 | 2020 | 2025
CC Retirements | 0 | 4.754 | 4.754 | 4.754
CT Retirements | 0 | 3.448 | 3.448 | 3.448
Coal Retirements | 0 | 4.793 | 4.793 | 4.793
O/G Retirements | 0 | 15.36 | 15.36 | 15.36
NEW CAPACITY (GW) | 2012 | 2015 | 2020 | 2025
Renewables | 35.903 | 36.466 | 39.946 | 42.939
Biomass | 1.032 | 1.586 | 4.885 | 7.454
Other | 2.186 | 2.195 | 2.376 | 2.8
Wind | 32.685 | 32.685 | 32.685 | 32.685
Coal | 0 | 2 | 2 | 2
New Coal with CCS | 0 | 2 | 2 | 2
Natural Gas | 0 | 0 | 7.683 | 44.721
Nuclear | 0 | 0 | 0 | 2.678
Other | 0 | 0 | 0 | 0
Pulverized Coal | 0 | 0 | 4.695 | 14.047
Grand Total | 35.903 | 38.466 | 54.324 | 106.385
WHOLESALE ELECTRICITY PRICES (2006 mills/kWh) | 2012 | 2015 | 2020 | 2025
National | 40.2041 | 42.5878 | 58.5508 | 67.0475

## All Constraints
Constraint Name: SO2 CAIR Constraint
| 2012-2013 | 2014-2017 | 2018-2022 | 2023-2027 | 2028-2035
Total Title IV Emissions | 4277.2757 | 4004.8253 | 3833.1305 | 3691.3002 | 3527.9211
MTons Banked | 1347 | 0 | 0 | 0 | 0
MTons Withdrawn | 0 | -111.1 | -274.4 | -175.6 | 0
Non CAIR Rate - [lb/MMBtu] | 0.25589 | 0.2341 | 0.20917 | 0.17862 | 0.16696
CAIR Rate - [lb/MMBtu] | 0.33981 | 0.31442 | 0.28528 | 0.26677 | 0.2409
Non CAIR - TBtu Consumed | 6276.7574 | 6395.9301 | 6824.553 | 7285.9452 | 7988.7303
CAIR - TBtu Consumed | 20447.6807 | 20712.0019 | 21868.8592 | 22795.376 | 23753.1595
Non-CAIR Shadow Price (US$/Ton) | 282.95 | 254.9057 | 308.3916 | 415.3846 | 524.8252
CAIR Shadow Price (US$/Ton) | 565.9 | 675.5 | 882 | 1188 | 1501
Constraint Name: #2 - NOx CAIR Annual Constraint Constraint #: 2
Constraint Type: Rate Cap [MTons]
Run Year, Seasons Included: 2012 WINTER SUMMER
Run Year, Seasons Included: 2015 WINTER SUMMER
Run Year, Seasons Included: 2020 WINTER SUMMER
Run Year, Seasons Included: 2025 WINTER SUMMER
Run Year, Seasons Included: 2032 WINTER SUMMER
Time Base: Seasonal/Annual | 2012-2013 | 2014-2017 | 2018-2022 | 2023-2027 | 2028-2035
Standard - [MTon] | 1637 | 1332 | 1268 | 1268 | 1268
-Emissions at Affected Plants [MTons] | 1319 | 1272 | 1306 | 1320 | 1321
-Less Allowances Purchased [MTons] NOX | 0 | 0 | 0 | 0 | 0
-Plus Allowances Sold [MTons] NOX | 0 | 0 | 0 | 0 | 0
-Plus Allowances Banked [MTons] | 318 | 59.17 | 0 | 0 | 0
-Less Allowances Withdrawn (1:1) [MTons] | 0 | 0 | -38.04 | -52.13 | 0
-Less Allowances Withdrawn (n:1) [MTons] | 0 | 0 | 0 | 0 | -52.74
Total [MTons] | 1637 | 1331 | 1268 | 1268 | 1268
TBtu Consumed | 20450 | 20710 | 21870 | 22800 | 23760
Rate - [lb/MMBtu] | 0.129 | 0.1229 | 0.1195 | 0.1158 | 0.1112
TWh Generated | 2098 | 2118 | 2243 | 2361 | 2473
TWh Generated Qualifying | 2098 | 2126 | 2259 | 2393 | 2558
Rate - [lb/MWh] | 0 | 0 | 0 | 0 | 0
Constraint Shadow Price [US$/Ton] | 514.8 | 614.4 | 802.3 | 1081 | 1583
Constraint Name: #3 - NOx CAIR Ozone Constraint Constraint #: 3
Constraint Type: Rate Cap [MTons]
Run Year, Seasons Included: 2012 SUMMER
Run Year, Seasons Included: 2015 SUMMER
Run Year, Seasons Included: 2020 SUMMER
Run Year, Seasons Included: 2025 SUMMER
Run Year, Seasons Included: 2032 SUMMER
Time Base: Seasonal/Annual | 2012-2013 | 2014-2017 | 2018-2022 | 2023-2027 | 2028-2035
Standard - [MTon] | 661.7 | 505.3 | 484.5 | 484.5 | 484.5
-Emissions at Affected Plants [MTons] | 498.1 | 490.5 | 494 | 492.4 | 487.9
-Less Allowances Purchased [MTons] NOX | 0 | 0 | 0 | 0 | 0
-Plus Allowances Sold [MTons] NOX | 0 | 0 | 0 | 0 | 0
-Plus Allowances Banked [MTons] | 27.69 | 14.79 | 0 | 5.448 | 0
-Less Allowances Withdrawn (1:1) [MTons] | 0 | 0 | -9.522 | -13.39 | 0
-Less Allowances Withdrawn (n:1) [MTons] | 0 | 0 | 0 | 0 | -3.405
Total [MTons] | 525.8 | 505.3 | 484.5 | 484.5 | 484.5
TBtu Consumed | 7664 | 7787 | 8176 | 8516 | 8798
Rate - [lb/MMBtu] | 0.13 | 0.126 | 0.1208 | 0.1157 | 0.1109
TWh Generated | 789 | 800 | 843.6 | 890.6 | 923.4
TWh Generated Qualifying | 789 | 804.7 | 851.9 | 908.2 | 965.3
Rate - [lb/MWh] | 0 | 0 | 0 | 0 | 0
Constraint Shadow Price [US$/Ton] | 0 | 0 | 0 | 0 | 0
Constraint Name: #4 - NOx SIPCall Rhode Island Constraint Constraint #: 4
Constraint Type: Rate Cap [MTons]
Run Year, Seasons Included: 2012 SUMMER
Run Year, Seasons Included: 2015 SUMMER
Run Year, Seasons Included: 2020 SUMMER
Run Year, Seasons Included: 2025 SUMMER
Run Year, Seasons Included: 2032 SUMMER
Time Base: Seasonal/Annual | 2012-2013 | 2014-2017 | 2018-2022 | 2023-2027 | 2028-2035
Standard - [MTon] | 0.997 | 0.997 | 0.997 | 0.997 | 0.997
-Emissions at Affected Plants [MTons] | 0.0761 | 0.06802 | 0.09866 | 0.0921 | 0.09225
-Less Allowances Purchased [MTons] NOX | 0 | 0 | 0 | 0 | 0
-Plus Allowances Sold [MTons] NOX | 0 | 0 | 0 | 0 | 0
-Plus Allowances Banked [MTons] | 0 | 0.929 | 0.8983 | 0.9049 | 0
-Less Allowances Withdrawn (1:1) [MTons] | 0 | 0 | 0 | 0 | 0
-Less Allowances Withdrawn (n:1) [MTons] | 0 | 0 | 0 | 0 | 0
Total [MTons] | 0.0761 | 0.997 | 0.997 | 0.997 | 0.09225
TBtu Consumed | 16.22 | 14.75 | 18.48 | 17.28 | 17.31
Rate - [lb/MMBtu] | 0.009384 | 0.009223 | 0.01068 | 0.01066 | 0.01066
TWh Generated | 2.205 | 2.003 | 2.466 | 2.302 | 2.306
TWh Generated Qualifying | 2.205 | 2.003 | 2.466 | 2.302 | 2.383
Rate - [lb/MWh] | 0 | 0 | 0 | 0 | 0
Constraint Shadow Price [US$/Ton] | 0 | 0 | 0 | 0 | 0
Constraint Name: #6 - WRAP SO2 Policy Case Constraint v3.1 Constraint #: 5
Constraint Type: Rate Cap [MTons]
Run Year, Seasons Included: 2012
Run Year, Seasons Included: 2015
Run Year, Seasons Included: 2020 WINTER SUMMER
Run Year, Seasons Included: 2025 WINTER SUMMER
Run Year, Seasons Included: 2032 WINTER SUMMER
Time Base: Seasonal/Annual | 2012-2013 | 2014-2017 | 2018-2022 | 2023-2027 | 2028-2035
Standard - [MTon] | 0 | 0 | 198.9 | 198.9 | 198.9
-Emissions at Affected Plants [MTons] | 0 | 0 | 120.9 | 123.9 | 124
-Less Allowances Purchased [MTons] SO2 | 0 | 0 | 0 | 0 | 0
-Plus Allowances Sold [MTons] SO2 | 0 | 0 | 0 | 0 | 0
-Plus Allowances Banked [MTons] | 0 | 0 | 0 | 74.97 | 0
-Less Allowances Withdrawn (1:1) [MTons] | 0 | 0 | 0 | 0 | 0
-Less Allowances Withdrawn (n:1) [MTons] | 0 | 0 | 0 | 0 | 0
Total [MTons] | 0 | 0 | 120.9 | 198.9 | 124
TBtu Consumed | 0 | 0 | 1911 | 1935 | 2192
Rate - [lb/MMBtu] | 0 | 0 | 0.1265 | 0.1281 | 0.1131
TWh Generated | 0 | 0 | 192.9 | 195.7 | 222.5
TWh Generated Qualifying | 0 | 0 | 217 | 245.2 | 309.7
Rate - [lb/MWh] | 0 | 0 | 0 | 0 | 0
Constraint Shadow Price [US$/Ton] | 0 | 0 | 0 | 0 | 0
Constraint Name: #8c - Dummy SCR&SNCR NOx Constraint v3.1 Constraint #: 6
Constraint Type: Rate Cap [MTons]
Run Year, Seasons Included: 2012 WINTER SUMMER
Run Year, Seasons Included: 2015 WINTER SUMMER
Run Year, Seasons Included: 2020 WINTER SUMMER
Run Year, Seasons Included: 2025 WINTER SUMMER
Run Year, Seasons Included: 2032 WINTER SUMMER
Time Base: Seasonal/Annual | 2012-2013 | 2014-2017 | 2018-2022 | 2023-2027 | 2028-2035
Standard - [MTon] | 100000 | 100000 | 100000 | 100000 | 100000
-Emissions at Affected Plants [MTons] | 84.3 | 85.51 | 86.95 | 88.51 | 89.97
-Less Allowances Purchased [MTons] NOX | 0 | 0 | 0 | 0 | 0
-Plus Allowances Sold [MTons] NOX | 0 | 0 | 0 | 0 | 0
-Plus Allowances Banked [MTons] | 0 | 0 | 0 | 0 | 0
-Less Allowances Withdrawn (1:1) [MTons] | 0 | 0 | 0 | 0 | 0
-Less Allowances Withdrawn (n:1) [MTons] | 0 | 0 | 0 | 0 | 0
Total [MTons] | 84.3 | 85.51 | 86.95 | 88.51 | 89.97
TBtu Consumed | 3241 | 3321 | 3354 | 3398 | 3375
Rate - [lb/MMBtu] | 0.05202 | 0.0515 | 0.05185 | 0.05209 | 0.05332
TWh Generated | 349.6 | 358.6 | 361 | 366.5 | 361.7
TWh Generated Qualifying | 349.6 | 358.6 | 361 | 366.5 | 361.7
Rate - [lb/MWh] | 0 | 0 | 0 | 0 | 0
Constraint Shadow Price [US$/Ton] | 0 | 0 | 0 | 0 | 0
Constraint Name: CA NOx Annual v3.1 Constraint #: 7
Constraint Type: Rate Cap [MTons]
Run Year, Seasons Included: 2012 WINTER SUMMER
Run Year, Seasons Included: 2015 WINTER SUMMER
Run Year, Seasons Included: 2020 WINTER SUMMER
Run Year, Seasons Included: 2025 WINTER SUMMER
Run Year, Seasons Included: 2032 WINTER SUMMER
Time Base: Seasonal/Annual | 2012-2013 | 2014-2017 | 2018-2022 | 2023-2027 | 2028-2035
Standard - [MTon] | 0 | 0 | 0 | 0 | 0
-Emissions at Affected Plants [MTons] | 0.1846 | 0.202 | 0.2264 | 0.2204 | 0.1394
-Less Allowances Purchased [MTons] NOX | -0.1846 | -0.202 | -0.2264 | -0.2204 | -0.1394
-Plus Allowances Sold [MTons] NOX | 0 | 0 | 0 | 0 | 0
-Plus Allowances Banked [MTons] | 0 | 0 | 0 | 0 | 0
-Less Allowances Withdrawn (1:1) [MTons] | 0 | 0 | 0 | 0 | 0
-Less Allowances Withdrawn (n:1) [MTons] | 0 | 0 | 0 | 0 | 0
Total [MTons] | 8.975e-11 | -5.338e-10 | -8.727e-11 | -5.776e-10 | -3.94e-10
TBtu Consumed | 29.68 | 34.04 | 33.85 | 33.63 | 20.49
Rate - [lb/MMBtu] | 0.01244 | 0.01187 | 0.01338 | 0.01311 | 0.0136
TWh Generated | 4.115 | 4.663 | 4.629 | 4.602 | 2.84
TWh Generated Qualifying | 4.115 | 4.663 | 4.629 | 4.602 | 2.84
Rate - [lb/MWh] | 0 | 0 | 0 | 0 | 0
Constraint Shadow Price [US$/Ton] | 11000 | 11000 | 11000 | 11000 | 11000
Constraint Name: CA SO2 Annual v3.1 Constraint #: 8
Constraint Type: Rate Cap [MTons]
Run Year, Seasons Included: 2012 WINTER SUMMER
Run Year, Seasons Included: 2015 WINTER SUMMER
Run Year, Seasons Included: 2020 WINTER SUMMER
Run Year, Seasons Included: 2025 WINTER SUMMER
Run Year, Seasons Included: 2032 WINTER SUMMER
Time Base: Seasonal/Annual | 2012-2013 | 2014-2017 | 2018-2022 | 2023-2027 | 2028-2035
Standard - [MTon] | 0 | 0 | 0 | 0 | 0
-Emissions at Affected Plants [MTons] | 0 | 0 | 0 | 0 | 0
-Less Allowances Purchased [MTons] SO2 | 0 | 0 | 0 | 0 | 0
-Plus Allowances Sold [MTons] SO2 | 0 | 0 | 0 | 0 | 0
-Plus Allowances Banked [MTons] | 0 | 0 | 0 | 0 | 0
-Less Allowances Withdrawn (1:1) [MTons] | 0 | 0 | 0 | 0 | 0
-Less Allowances Withdrawn (n:1) [MTons] | 0 | 0 | 0 | 0 | 0
Total [MTons] | 0 | 0 | 0 | 0 | 0
TBtu Consumed | 0 | 0 | 0 | 0 | 0
Rate - [lb/MMBtu] | 0 | 0 | 0 | 0 | 0
TWh Generated | 0 | 0 | 0 | 0 | 0
TWh Generated Qualifying | 0 | 0 | 0 | 0 | 0
Rate - [lb/MWh] | 0 | 0 | 0 | 0 | 0
Constraint Shadow Price [US$/Ton] | 0 | 0 | 0 | 0 | 0
Constraint Name: CT Fac. Spec. - NOX Rate Annual v3.1 (BAJ) Constraint #: 9
Constraint Type: Rate Limit [lb/MMBtu]
Run Year, Seasons Included: 2012 WINTER SUMMER
Run Year, Seasons Included: 2015 WINTER SUMMER
Run Year, Seasons Included: 2020 WINTER SUMMER
Run Year, Seasons Included: 2025 WINTER SUMMER
Run Year, Seasons Included: 2032 WINTER SUMMER
Time Base: Seasonal/Annual | 2012-2013 | 2014-2017 | 2018-2022 | 2023-2027 | 2028-2035
Standard - [lb/MMBtu] | 0.15 | 0.15 | 0.15 | 0.15 | 0.15
-Emissions at Affected Plants [MTons] | 0.0006531 | 0.001536 | 0.001536 | 0.001536 | 0.001536
-Less Allowances Purchased [MTons] NOX | 0 | 0 | 0 | 0 | 0
-Plus Allowances Sold [MTons] NOX | 0 | 0 | 0 | 0 | 0
-Plus Allowances Banked [MTons] | 0 | 0 | 0 | 0 | 0
-Less Allowances Withdrawn (1:1) [MTons] | 0 | 0 | 0 | 0 | 0
-Less Allowances Withdrawn (n:1) [MTons] | 0 | 0 | 0 | 0 | 0
Total [MTons] | 0.0006531 | 0.001536 | 0.001536 | 0.001536 | 0.001536
TBtu Consumed | 0.07684 | 0.1807 | 0.1807 | 0.1807 | 0.1807
Rate - [lb/MMBtu] | 0.017 | 0.017 | 0.017 | 0.017 | 0.017
TWh Generated | 0.008538 | 0.02008 | 0.02008 | 0.02008 | 0.02008
TWh Generated Qualifying | 0.008538 | 0.02008 | 0.02008 | 0.02008 | 0.02008
Rate - [lb/MWh] | 0 | 0 | 0 | 0 | 0
Constraint Shadow Price [US$/Ton] | 0 | 0 | 0 | 0 | 0
Constraint Name: CT Fac. Spec. - NOX Rate Annual v3.1 (BAK) Constraint #: 10
Constraint Type: Rate Limit [lb/MMBtu]
Run Year, Seasons Included: 2012 WINTER SUMMER
Run Year, Seasons Included: 2015 WINTER SUMMER
Run Year, Seasons Included: 2020 WINTER SUMMER
Run Year, Seasons Included: 2025 WINTER SUMMER
Run Year, Seasons Included: 2032 WINTER SUMMER
Time Base: Seasonal/Annual | 2012-2013 | 2014-2017 | 2018-2022 | 2023-2027 | 2028-2035
Standard - [lb/MMBtu] | 0.15 | 0.15 | 0.15 | 0.15 | 0.15
-Emissions at Affected Plants [MTons] | 0.0006147 | 0.001446 | 0.001446 | 0.001446 | 0.001446
-Less Allowances Purchased [MTons] NOX | 0 | 0 | 0 | 0 | 0
-Plus Allowances Sold [MTons] NOX | 0 | 0 | 0 | 0 | 0
-Plus Allowances Banked [MTons] | 0 | 0 | 0 | 0 | 0
-Less Allowances Withdrawn (1:1) [MTons] | 0 | 0 | 0 | 0 | 0
-Less Allowances Withdrawn (n:1) [MTons] | 0 | 0 | 0 | 0 | 0
Total [MTons] | 0.0006147 | 0.001446 | 0.001446 | 0.001446 | 0.001446
TBtu Consumed | 0.07684 | 0.1807 | 0.1807 | 0.1807 | 0.1807
Rate - [lb/MMBtu] | 0.016 | 0.016 | 0.016 | 0.016 | 0.016
TWh Generated | 0.008538 | 0.02008 | 0.02008 | 0.02008 | 0.02008
TWh Generated Qualifying | 0.008538 | 0.02008 | 0.02008 | 0.02008 | 0.02008
Rate - [lb/MWh] | 0 | 0 | 0 | 0 | 0
Constraint Shadow Price [US$/Ton] | 0 | 0 | 0 | 0 | 0
Constraint Name: CT Fac. Spec. - NOX Rate Annual v3.1 (BAL) Constraint #: 11
Constraint Type: Rate Limit [lb/MMBtu]
Run Year, Seasons Included: 2012 WINTER SUMMER
Run Year, Seasons Included: 2015 WINTER SUMMER
Run Year, Seasons Included: 2020 WINTER SUMMER
Run Year, Seasons Included: 2025 WINTER SUMMER
Run Year, Seasons Included: 2032 WINTER SUMMER
Time Base: Seasonal/Annual | 2012-2013 | 2014-2017 | 2018-2022 | 2023-2027 | 2028-2035
Standard - [lb/MMBtu] | 0.15 | 0.15 | 0.15 | 0.15 | 0.15
-Emissions at Affected Plants [MTons] | 0.0007684 | 0.001807 | 0.001807 | 0.001807 | 0.001807
-Less Allowances Purchased [MTons] NOX | 0 | 0 | 0 | 0 | 0
-Plus Allowances Sold [MTons] NOX | 0 | 0 | 0 | 0 | 0
-Plus Allowances Banked [MTons] | 0 | 0 | 0 | 0 | 0
-Less Allowances Withdrawn (1:1) [MTons] | 0 | 0 | 0 | 0 | 0
-Less Allowances Withdrawn (n:1) [MTons] | 0 | 0 | 0 | 0 | 0
Total [MTons] | 0.0007684 | 0.001807 | 0.001807 | 0.001807 | 0.001807
TBtu Consumed | 0.07684 | 0.1807 | 0.1807 | 0.1807 | 0.1807
Rate - [lb/MMBtu] | 0.02 | 0.02 | 0.02 | 0.02 | 0.02
TWh Generated | 0.008538 | 0.02008 | 0.02008 | 0.02008 | 0.02008
TWh Generated Qualifying | 0.008538 | 0.02008 | 0.02008 | 0.02008 | 0.02008
Rate - [lb/MWh] | 0 | 0 | 0 | 0 | 0
Constraint Shadow Price [US$/Ton] | 0 | 0 | 0 | 0 | 0
Constraint Name: CT Fac. Spec. - NOX Rate Annual v3.1 (BAM) Constraint #: 12
Constraint Type: Rate Limit [lb/MMBtu]
Run Year, Seasons Included: 2012 WINTER SUMMER
Run Year, Seasons Included: 2015 WINTER SUMMER
Run Year, Seasons Included: 2020 WINTER SUMMER
Run Year, Seasons Included: 2025 WINTER SUMMER
Run Year, Seasons Included: 2032 WINTER SUMMER
Time Base: Seasonal/Annual | 2012-2013 | 2014-2017 | 2018-2022 | 2023-2027 | 2028-2035
Standard - [lb/MMBtu] | 0.15 | 0.15 | 0.15 | 0.15 | 0.15
-Emissions at Affected Plants [MTons] | 0.0004226 | 0.0009939 | 0.0009939 | 0.0009939 | 0.0009939
-Less Allowances Purchased [MTons] NOX | 0 | 0 | 0 | 0 | 0
-Plus Allowances Sold [MTons] NOX | 0 | 0 | 0 | 0 | 0
-Plus Allowances Banked [MTons] | 0 | 0 | 0 | 0 | 0
-Less Allowances Withdrawn (1:1) [MTons] | 0 | 0 | 0 | 0 | 0
-Less Allowances Withdrawn (n:1) [MTons] | 0 | 0 | 0 | 0 | 0
Total [MTons] | 0.0004226 | 0.0009939 | 0.0009939 | 0.0009939 | 0.0009939
TBtu Consumed | 0.07684 | 0.1807 | 0.1807 | 0.1807 | 0.1807
Rate - [lb/MMBtu] | 0.011 | 0.011 | 0.011 | 0.011 | 0.011
TWh Generated | 0.008538 | 0.02008 | 0.02008 | 0.02008 | 0.02008
TWh Generated Qualifying | 0.008538 | 0.02008 | 0.02008 | 0.02008 | 0.02008
Rate - [lb/MWh] | 0 | 0 | 0 | 0 | 0
Constraint Shadow Price [US$/Ton] | 0 | 0 | 0 | 0 | 0
Constraint Name: CT Fac. Spec. - NOX Rate Annual v3.1 (BAN) Constraint #: 13
Constraint Type: Rate Limit [lb/MMBtu]
Run Year, Seasons Included: 2012 WINTER SUMMER
Run Year, Seasons Included: 2015 WINTER SUMMER
Run Year, Seasons Included: 2020 WINTER SUMMER
Run Year, Seasons Included: 2025 WINTER SUMMER
Run Year, Seasons Included: 2032 WINTER SUMMER
Time Base: Seasonal/Annual | 2012-2013 | 2014-2017 | 2018-2022 | 2023-2027 | 2028-2035
Standard - [lb/MMBtu] | 0.15 | 0.15 | 0.15 | 0.15 | 0.15
-Emissions at Affected Plants [MTons] | 0.0001921 | 0.0004518 | 0.0004518 | 0.0004518 | 0.000695
-Less Allowances Purchased [MTons] NOX | 0 | 0 | 0 | 0 | 0
-Plus Allowances Sold [MTons] NOX | 0 | 0 | 0 | 0 | 0
-Plus Allowances Banked [MTons] | 0 | 0 | 0 | 0 | 0
-Less Allowances Withdrawn (1:1) [MTons] | 0 | 0 | 0 | 0 | 0
-Less Allowances Withdrawn (n:1) [MTons] | 0 | 0 | 0 | 0 | 0
Total [MTons] | 0.0001921 | 0.0004518 | 0.0004518 | 0.0004518 | 0.000695
TBtu Consumed | 0.07684 | 0.1807 | 0.1807 | 0.1807 | 0.278
Rate - [lb/MMBtu] | 0.005 | 0.005 | 0.005 | 0.005 | 0.005
TWh Generated | 0.008538 | 0.02008 | 0.02008 | 0.02008 | 0.03089
TWh Generated Qualifying | 0.008538 | 0.02008 | 0.02008 | 0.02008 | 0.03089
Rate - [lb/MWh] | 0 | 0 | 0 | 0 | 0
Constraint Shadow Price [US$/Ton] | 0 | 0 | 0 | 0 | 0
Constraint Name: CT Fac. Spec. - NOX Rate Annual v3.1 (BAO) Constraint #: 14
Constraint Type: Rate Limit [lb/MMBtu]
Run Year, Seasons Included: 2012 WINTER SUMMER
Run Year, Seasons Included: 2015 WINTER SUMMER
Run Year, Seasons Included: 2020 WINTER SUMMER
Run Year, Seasons Included: 2025 WINTER SUMMER
Run Year, Seasons Included: 2032 WINTER SUMMER
Time Base: Seasonal/Annual | 2012-2013 | 2014-2017 | 2018-2022 | 2023-2027 | 2028-2035
Standard - [lb/MMBtu] | 0.15 | 0.15 | 0.15 | 0.15 | 0.15
-Emissions at Affected Plants [MTons] | 0 | 0 | 0.000849 | 0.000849 | 0.000849
-Less Allowances Purchased [MTons] NOX | 0 | 0 | 0 | 0 | 0
-Plus Allowances Sold [MTons] NOX | 0 | 0 | 0 | 0 | 0
-Plus Allowances Banked [MTons] | 0 | 0 | 0 | 0 | 0
-Less Allowances Withdrawn (1:1) [MTons] | 0 | 0 | 0 | 0 | 0
-Less Allowances Withdrawn (n:1) [MTons] | 0 | 0 | 0 | 0 | 0
Total [MTons] | 0 | 0 | 0.000849 | 0.000849 | 0.000849
TBtu Consumed | 0 | 0 | 0.03087 | 0.03087 | 0.03087
Rate - [lb/MMBtu] | 0 | 0 | 0.055 | 0.055 | 0.055
TWh Generated | 0 | 0 | 0.002895 | 0.002895 | 0.002895
TWh Generated Qualifying | 0 | 0 | 0.002895 | 0.002895 | 0.002895
Rate - [lb/MWh] | 0 | 0 | 0 | 0 | 0
Constraint Shadow Price [US$/Ton] | 0 | 0 | 0 | 0 | 0
Constraint Name: CT Fac. Spec. - NOX Rate Annual v3.1 (BAY) Constraint #: 15
Constraint Type: Rate Limit [lb/MMBtu]
Run Year, Seasons Included: 2012 WINTER SUMMER
Run Year, Seasons Included: 2015 WINTER SUMMER
Run Year, Seasons Included: 2020 WINTER SUMMER
Run Year, Seasons Included: 2025 WINTER SUMMER
Run Year, Seasons Included: 2032 WINTER SUMMER
Time Base: Seasonal/Annual | 2012-2013 | 2014-2017 | 2018-2022 | 2023-2027 | 2028-2035
Standard - [lb/MMBtu] | 0.15 | 0.15 | 0.15 | 0.15 | 0.15
-Emissions at Affected Plants [MTons] | 0 | 0 | 0 | 0 | 0
-Less Allowances Purchased [MTons] NOX | 0 | 0 | 0 | 0 | 0
-Plus Allowances Sold [MTons] NOX | 0 | 0 | 0 | 0 | 0
-Plus Allowances Banked [MTons] | 0 | 0 | 0 | 0 | 0
-Less Allowances Withdrawn (1:1) [MTons] | 0 | 0 | 0 | 0 | 0
-Less Allowances Withdrawn (n:1) [MTons] | 0 | 0 | 0 | 0 | 0
Total [MTons] | 0 | 0 | 0 | 0 | 0
TBtu Consumed | 0 | 0 | 0 | 0 | 0
Rate - [lb/MMBtu] | 0 | 0 | 0 | 0 | 0
TWh Generated | 0 | 0 | 0 | 0 | 0
TWh Generated Qualifying | 0 | 0 | 0 | 0 | 0
Rate - [lb/MWh] | 0 | 0 | 0 | 0 | 0
Constraint Shadow Price [US$/Ton] | 0 | 0 | 0 | 0 | 0
Constraint Name: CT Fac. Spec. - NOX Rate Annual v3.1 (BAZ) Constraint #: 16
Constraint Type: Rate Limit [lb/MMBtu]
Run Year, Seasons Included: 2012 WINTER SUMMER
Run Year, Seasons Included: 2015 WINTER SUMMER
Run Year, Seasons Included: 2020 WINTER SUMMER
Run Year, Seasons Included: 2025 WINTER SUMMER
Run Year, Seasons Included: 2032 WINTER SUMMER
Time Base: Seasonal/Annual | 2012-2013 | 2014-2017 | 2018-2022 | 2023-2027 | 2028-2035
Standard - [lb/MMBtu] | 0.15 | 0.15 | 0.15 | 0.15 | 0.15
-Emissions at Affected Plants [MTons] | 0 | 0 | 0 | 0 | 0
-Less Allowances Purchased [MTons] NOX | 0 | 0 | 0 | 0 | 0
-Plus Allowances Sold [MTons] NOX | 0 | 0 | 0 | 0 | 0
-Plus Allowances Banked [MTons] | 0 | 0 | 0 | 0 | 0
-Less Allowances Withdrawn (1:1) [MTons] | 0 | 0 | 0 | 0 | 0
-Less Allowances Withdrawn (n:1) [MTons] | 0 | 0 | 0 | 0 | 0
Total [MTons] | 0 | 0 | 0 | 0 | 0
TBtu Consumed | 0 | 0 | 0 | 0 | 0
Rate - [lb/MMBtu] | 0 | 0 | 0 | 0 | 0
TWh Generated | 0 | 0 | 0 | 0 | 0
TWh Generated Qualifying | 0 | 0 | 0 | 0 | 0
Rate - [lb/MWh] | 0 | 0 | 0 | 0 | 0
Constraint Shadow Price [US$/Ton] | 0 | 0 | 0 | 0 | 0
Constraint Name: CT Fac. Spec. - NOX Rate Annual v3.1 (BBA) Constraint #: 17
Constraint Type: Rate Limit [lb/MMBtu]
Run Year, Seasons Included: 2012 WINTER SUMMER
Run Year, Seasons Included: 2015 WINTER SUMMER
Run Year, Seasons Included: 2020 WINTER SUMMER
Run Year, Seasons Included: 2025 WINTER SUMMER
Run Year, Seasons Included: 2032 WINTER SUMMER
Time Base: Seasonal/Annual | 2012-2013 | 2014-2017 | 2018-2022 | 2023-2027 | 2028-2035
Standard - [lb/MMBtu] | 0.15 | 0.15 | 0.15 | 0.15 | 0.15
-Emissions at Affected Plants [MTons] | 0 | 0 | 0 | 0 | 0
-Less Allowances Purchased [MTons] NOX | 0 | 0 | 0 | 0 | 0
-Plus Allowances Sold [MTons] NOX | 0 | 0 | 0 | 0 | 0
-Plus Allowances Banked [MTons] | 0 | 0 | 0 | 0 | 0
-Less Allowances Withdrawn (1:1) [MTons] | 0 | 0 | 0 | 0 | 0
-Less Allowances Withdrawn (n:1) [MTons] | 0 | 0 | 0 | 0 | 0
Total [MTons] | 0 | 0 | 0 | 0 | 0
TBtu Consumed | 0 | 0 | 0 | 0 | 0
Rate - [lb/MMBtu] | 0 | 0 | 0 | 0 | 0
TWh Generated | 0 | 0 | 0 | 0 | 0
TWh Generated Qualifying | 0 | 0 | 0 | 0 | 0
Rate - [lb/MWh] | 0 | 0 | 0 | 0 | 0
Constraint Shadow Price [US$/Ton] | 0 | 0 | 0 | 0 | 0
Constraint Name: CT Fac. Spec. - NOX Rate Annual v3.1 (BBB) Constraint #: 18
Constraint Type: Rate Limit [lb/MMBtu]
Run Year, Seasons Included: 2012 WINTER SUMMER
Run Year, Seasons Included: 2015 WINTER SUMMER
Run Year, Seasons Included: 2020 WINTER SUMMER
Run Year, Seasons Included: 2025 WINTER SUMMER
Run Year, Seasons Included: 2032 WINTER SUMMER
Time Base: Seasonal/Annual | 2012-2013 | 2014-2017 | 2018-2022 | 2023-2027 | 2028-2035
Standard - [lb/MMBtu] | 0.15 | 0.15 | 0.15 | 0.15 | 0.15
-Emissions at Affected Plants [MTons] | 0 | 0 | 0 | 0 | 0
-Less Allowances Purchased [MTons] NOX | 0 | 0 | 0 | 0 | 0
-Plus Allowances Sold [MTons] NOX | 0 | 0 | 0 | 0 | 0
-Plus Allowances Banked [MTons] | 0 | 0 | 0 | 0 | 0
-Less Allowances Withdrawn (1:1) [MTons] | 0 | 0 | 0 | 0 | 0
-Less Allowances Withdrawn (n:1) [MTons] | 0 | 0 | 0 | 0 | 0
Total [MTons] | 0 | 0 | 0 | 0 | 0
TBtu Consumed | 0 | 0 | 0 | 0 | 0
Rate - [lb/MMBtu] | 0 | 0 | 0 | 0 | 0
TWh Generated | 0 | 0 | 0 | 0 | 0
TWh Generated Qualifying | 0 | 0 | 0 | 0 | 0
Rate - [lb/MWh] | 0 | 0 | 0 | 0 | 0
Constraint Shadow Price [US$/Ton] | 0 | 0 | 0 | 0 | 0
Constraint Name: CT Fac. Spec. - NOX Rate Annual v3.1 (BBC) Constraint #: 19
Constraint Type: Rate Limit [lb/MMBtu]
Run Year, Seasons Included: 2012 WINTER SUMMER
Run Year, Seasons Included: 2015 WINTER SUMMER
Run Year, Seasons Included: 2020 WINTER SUMMER
Run Year, Seasons Included: 2025 WINTER SUMMER
Run Year, Seasons Included: 2032 WINTER SUMMER
Time Base: Seasonal/Annual | 2012-2013 | 2014-2017 | 2018-2022 | 2023-2027 | 2028-2035
Standard - [lb/MMBtu] | 0.15 | 0.15 | 0.15 | 0.15 | 0.15
-Emissions at Affected Plants [MTons] | 0 | 0 | 0 | 0 | 0
-Less Allowances Purchased [MTons] NOX | 0 | 0 | 0 | 0 | 0
-Plus Allowances Sold [MTons] NOX | 0 | 0 | 0 | 0 | 0
-Plus Allowances Banked [MTons] | 0 | 0 | 0 | 0 | 0
-Less Allowances Withdrawn (1:1) [MTons] | 0 | 0 | 0 | 0 | 0
-Less Allowances Withdrawn (n:1) [MTons] | 0 | 0 | 0 | 0 | 0
Total [MTons] | 0 | 0 | 0 | 0 | 0
TBtu Consumed | 0 | 0 | 0 | 0 | 0
Rate - [lb/MMBtu] | 0 | 0 | 0 | 0 | 0
TWh Generated | 0 | 0 | 0 | 0 | 0
TWh Generated Qualifying | 0 | 0 | 0 | 0 | 0
Rate - [lb/MWh] | 0 | 0 | 0 | 0 | 0
Constraint Shadow Price [US$/Ton] | 0 | 0 | 0 | 0 | 0
Constraint Name: CT Fac. Spec. - NOX Rate Annual v3.1 (BBD) Constraint #: 20
Constraint Type: Rate Limit [lb/MMBtu]
Run Year, Seasons Included: 2012 WINTER SUMMER
Run Year, Seasons Included: 2015 WINTER SUMMER
Run Year, Seasons Included: 2020 WINTER SUMMER
Run Year, Seasons Included: 2025 WINTER SUMMER
Run Year, Seasons Included: 2032 WINTER SUMMER
Time Base: Seasonal/Annual | 2012-2013 | 2014-2017 | 2018-2022 | 2023-2027 | 2028-2035
Standard - [lb/MMBtu] | 0.15 | 0.15 | 0.15 | 0.15 | 0.15
-Emissions at Affected Plants [MTons] | 0 | 0 | 0 | 0 | 0
-Less Allowances Purchased [MTons] NOX | 0 | 0 | 0 | 0 | 0
-Plus Allowances Sold [MTons] NOX | 0 | 0 | 0 | 0 | 0
-Plus Allowances Banked [MTons] | 0 | 0 | 0 | 0 | 0
-Less Allowances Withdrawn (1:1) [MTons] | 0 | 0 | 0 | 0 | 0
-Less Allowances Withdrawn (n:1) [MTons] | 0 | 0 | 0 | 0 | 0
Total [MTons] | 0 | 0 | 0 | 0 | 0
TBtu Consumed | 0 | 0 | 0 | 0 | 0
Rate - [lb/MMBtu] | 0 | 0 | 0 | 0 | 0
TWh Generated | 0 | 0 | 0 | 0 | 0
TWh Generated Qualifying | 0 | 0 | 0 | 0 | 0
Rate - [lb/MWh] | 0 | 0 | 0 | 0 | 0
Constraint Shadow Price [US$/Ton] | 0 | 0 | 0 | 0 | 0
Constraint Name: CT Fac. Spec. - NOX Rate Annual v3.1 (BBE) Constraint #: 21
Constraint Type: Rate Limit [lb/MMBtu]
Run Year, Seasons Included: 2012 WINTER SUMMER
Run Year, Seasons Included: 2015 WINTER SUMMER
Run Year, Seasons Included: 2020 WINTER SUMMER
Run Year, Seasons Included: 2025 WINTER SUMMER
Run Year, Seasons Included: 2032 WINTER SUMMER
Time Base: Seasonal/Annual | 2012-2013 | 2014-2017 | 2018-2022 | 2023-2027 | 2028-2035
Standard - [lb/MMBtu] | 0.15 | 0.15 | 0.15 | 0.15 | 0.15
-Emissions at Affected Plants [MTons] | 0 | 0 | 0 | 0 | 0
-Less Allowances Purchased [MTons] NOX | 0 | 0 | 0 | 0 | 0
-Plus Allowances Sold [MTons] NOX | 0 | 0 | 0 | 0 | 0
-Plus Allowances Banked [MTons] | 0 | 0 | 0 | 0 | 0
-Less Allowances Withdrawn (1:1) [MTons] | 0 | 0 | 0 | 0 | 0
-Less Allowances Withdrawn (n:1) [MTons] | 0 | 0 | 0 | 0 | 0
Total [MTons] | 0 | 0 | 0 | 0 | 0
TBtu Consumed | 0 | 0 | 0 | 0 | 0
Rate - [lb/MMBtu] | 0 | 0 | 0 | 0 | 0
TWh Generated | 0 | 0 | 0 | 0 | 0
TWh Generated Qualifying | 0 | 0 | 0 | 0 | 0
Rate - [lb/MWh] | 0 | 0 | 0 | 0 | 0
Constraint Shadow Price [US$/Ton] | 0 | 0 | 0 | 0 | 0
Constraint Name: CT Fac. Spec. - NOX Rate Annual v3.1 (BBF) Constraint #: 22
Constraint Type: Rate Limit [lb/MMBtu]
Run Year, Seasons Included: 2012 WINTER SUMMER
Run Year, Seasons Included: 2015 WINTER SUMMER
Run Year, Seasons Included: 2020 WINTER SUMMER
Run Year, Seasons Included: 2025 WINTER SUMMER
Run Year, Seasons Included: 2032 WINTER SUMMER
Time Base: Seasonal/Annual | 2012-2013 | 2014-2017 | 2018-2022 | 2023-2027 | 2028-2035
Standard - [lb/MMBtu] | 0.15 | 0.15 | 0.15 | 0.15 | 0.15
-Emissions at Affected Plants [MTons] | 0 | 0 | 0 | 0 | 0
-Less Allowances Purchased [MTons] NOX | 0 | 0 | 0 | 0 | 0
-Plus Allowances Sold [MTons] NOX | 0 | 0 | 0 | 0 | 0
-Plus Allowances Banked [MTons] | 0 | 0 | 0 | 0 | 0
-Less Allowances Withdrawn (1:1) [MTons] | 0 | 0 | 0 | 0 | 0
-Less Allowances Withdrawn (n:1) [MTons] | 0 | 0 | 0 | 0 | 0
Total [MTons] | 0 | 0 | 0 | 0 | 0
TBtu Consumed | 0 | 0 | 0 | 0 | 0
Rate - [lb/MMBtu] | 0 | 0 | 0 | 0 | 0
TWh Generated | 0 | 0 | 0 | 0 | 0
TWh Generated Qualifying | 0 | 0 | 0 | 0 | 0
Rate - [lb/MWh] | 0 | 0 | 0 | 0 | 0
Constraint Shadow Price [US$/Ton] | 0 | 0 | 0 | 0 | 0
Constraint Name: CT Fac. Spec. - NOX Rate Annual v3.1 (BBG) Constraint #: 23
Constraint Type: Rate Limit [lb/MMBtu]
Run Year, Seasons Included: 2012 WINTER SUMMER
Run Year, Seasons Included: 2015 WINTER SUMMER
Run Year, Seasons Included: 2020 WINTER SUMMER
Run Year, Seasons Included: 2025 WINTER SUMMER
Run Year, Seasons Included: 2032 WINTER SUMMER
Time Base: Seasonal/Annual | 2012-2013 | 2014-2017 | 2018-2022 | 2023-2027 | 2028-2035
Standard - [lb/MMBtu] | 0.15 | 0.15 | 0.15 | 0.15 | 0.15
-Emissions at Affected Plants [MTons] | 0 | 0 | 0 | 0 | 0
-Less Allowances Purchased [MTons] NOX | 0 | 0 | 0 | 0 | 0
-Plus Allowances Sold [MTons] NOX | 0 | 0 | 0 | 0 | 0
-Plus Allowances Banked [MTons] | 0 | 0 | 0 | 0 | 0
-Less Allowances Withdrawn (1:1) [MTons] | 0 | 0 | 0 | 0 | 0
-Less Allowances Withdrawn (n:1) [MTons] | 0 | 0 | 0 | 0 | 0
Total [MTons] | 0 | 0 | 0 | 0 | 0
TBtu Consumed | 0 | 0 | 0 | 0 | 0
Rate - [lb/MMBtu] | 0 | 0 | 0 | 0 | 0
TWh Generated | 0 | 0 | 0 | 0 | 0
TWh Generated Qualifying | 0 | 0 | 0 | 0 | 0
Rate - [lb/MWh] | 0 | 0 | 0 | 0 | 0
Constraint Shadow Price [US$/Ton] | 0 | 0 | 0 | 0 | 0
Constraint Name: CT Fac. Spec. - NOX Rate Annual v3.1 (BBH) Constraint #: 24
Constraint Type: Rate Limit [lb/MMBtu]
Run Year, Seasons Included: 2012 WINTER SUMMER
Run Year, Seasons Included: 2015 WINTER SUMMER
Run Year, Seasons Included: 2020 WINTER SUMMER
Run Year, Seasons Included: 2025 WINTER SUMMER
Run Year, Seasons Included: 2032 WINTER SUMMER
Time Base: Seasonal/Annual | 2012-2013 | 2014-2017 | 2018-2022 | 2023-2027 | 2028-2035
Standard - [lb/MMBtu] | 0.15 | 0.15 | 0.15 | 0.15 | 0.15
-Emissions at Affected Plants [MTons] | 0 | 0 | 0 | 0 | 0
-Less Allowances Purchased [MTons] NOX | 0 | 0 | 0 | 0 | 0
-Plus Allowances Sold [MTons] NOX | 0 | 0 | 0 | 0 | 0
-Plus Allowances Banked [MTons] | 0 | 0 | 0 | 0 | 0
-Less Allowances Withdrawn (1:1) [MTons] | 0 | 0 | 0 | 0 | 0
-Less Allowances Withdrawn (n:1) [MTons] | 0 | 0 | 0 | 0 | 0
Total [MTons] | 0 | 0 | 0 | 0 | 0
TBtu Consumed | 0 | 0 | 0 | 0 | 0
Rate - [lb/MMBtu] | 0 | 0 | 0 | 0 | 0
TWh Generated | 0 | 0 | 0 | 0 | 0
TWh Generated Qualifying | 0 | 0 | 0 | 0 | 0
Rate - [lb/MWh] | 0 | 0 | 0 | 0 | 0
Constraint Shadow Price [US$/Ton] | 0 | 0 | 0 | 0 | 0
Constraint Name: CT Fac. Spec. - NOX Rate Annual v3.1 (BBI) Constraint #: 25
Constraint Type: Rate Limit [lb/MMBtu]
Run Year, Seasons Included: 2012 WINTER SUMMER
Run Year, Seasons Included: 2015 WINTER SUMMER
Run Year, Seasons Included: 2020 WINTER SUMMER
Run Year, Seasons Included: 2025 WINTER SUMMER
Run Year, Seasons Included: 2032 WINTER SUMMER
Time Base: Seasonal/Annual | 2012-2013 | 2014-2017 | 2018-2022 | 2023-2027 | 2028-2035
Standard - [lb/MMBtu] | 0.15 | 0.15 | 0.15 | 0.15 | 0.15
-Emissions at Affected Plants [MTons] | 0 | 0 | 0 | 0 | 0
-Less Allowances Purchased [MTons] NOX | 0 | 0 | 0 | 0 | 0
-Plus Allowances Sold [MTons] NOX | 0 | 0 | 0 | 0 | 0
-Plus Allowances Banked [MTons] | 0 | 0 | 0 | 0 | 0
-Less Allowances Withdrawn (1:1) [MTons] | 0 | 0 | 0 | 0 | 0
-Less Allowances Withdrawn (n:1) [MTons] | 0 | 0 | 0 | 0 | 0
Total [MTons] | 0 | 0 | 0 | 0 | 0
TBtu Consumed | 0 | 0 | 0 | 0 | 0
Rate - [lb/MMBtu] | 0 | 0 | 0 | 0 | 0
TWh Generated | 0 | 0 | 0 | 0 | 0
TWh Generated Qualifying | 0 | 0 | 0 | 0 | 0
Rate - [lb/MWh] | 0 | 0 | 0 | 0 | 0
Constraint Shadow Price [US$/Ton] | 0 | 0 | 0 | 0 | 0
Constraint Name: CT Fac. Spec. - NOX Rate Annual v3.1 (BBJ) Constraint #: 26
Constraint Type: Rate Limit [lb/MMBtu]
Run Year, Seasons Included: 2012 WINTER SUMMER
Run Year, Seasons Included: 2015 WINTER SUMMER
Run Year, Seasons Included: 2020 WINTER SUMMER
Run Year, Seasons Included: 2025 WINTER SUMMER
Run Year, Seasons Included: 2032 WINTER SUMMER
Time Base: Seasonal/Annual | 2012-2013 | 2014-2017 | 2018-2022 | 2023-2027 | 2028-2035
Standard - [lb/MMBtu] | 0.15 | 0.15 | 0.15 | 0.15 | 0.15
-Emissions at Affected Plants [MTons] | 0 | 0 | 0 | 0 | 0
-Less Allowances Purchased [MTons] NOX | 0 | 0 | 0 | 0 | 0
-Plus Allowances Sold [MTons] NOX | 0 | 0 | 0 | 0 | 0
-Plus Allowances Banked [MTons] | 0 | 0 | 0 | 0 | 0
-Less Allowances Withdrawn (1:1) [MTons] | 0 | 0 | 0 | 0 | 0
-Less Allowances Withdrawn (n:1) [MTons] | 0 | 0 | 0 | 0 | 0
Total [MTons] | 0 | 0 | 0 | 0 | 0
TBtu Consumed | 0 | 0 | 0 | 0 | 0
Rate - [lb/MMBtu] | 0 | 0 | 0 | 0 | 0
TWh Generated | 0 | 0 | 0 | 0 | 0
TWh Generated Qualifying | 0 | 0 | 0 | 0 | 0
Rate - [lb/MWh] | 0 | 0 | 0 | 0 | 0
Constraint Shadow Price [US$/Ton] | 0 | 0 | 0 | 0 | 0
Constraint Name: CT Fac. Spec. - NOX Rate Annual v3.1 (BBK) Constraint #: 27
Constraint Type: Rate Limit [lb/MMBtu]
Run Year, Seasons Included: 2012 WINTER SUMMER
Run Year, Seasons Included: 2015 WINTER SUMMER
Run Year, Seasons Included: 2020 WINTER SUMMER
Run Year, Seasons Included: 2025 WINTER SUMMER
Run Year, Seasons Included: 2032 WINTER SUMMER
Time Base: Seasonal/Annual | 2012-2013 | 2014-2017 | 2018-2022 | 2023-2027 | 2028-2035
Standard - [lb/MMBtu] | 0.15 | 0.15 | 0.15 | 0.15 | 0.15
-Emissions at Affected Plants [MTons] | 0 | 0 | 0 | 0 | 0
-Less Allowances Purchased [MTons] NOX | 0 | 0 | 0 | 0 | 0
-Plus Allowances Sold [MTons] NOX | 0 | 0 | 0 | 0 | 0
-Plus Allowances Banked [MTons] | 0 | 0 | 0 | 0 | 0
-Less Allowances Withdrawn (1:1) [MTons] | 0 | 0 | 0 | 0 | 0
-Less Allowances Withdrawn (n:1) [MTons] | 0 | 0 | 0 | 0 | 0
Total [MTons] | 0 | 0 | 0 | 0 | 0
TBtu Consumed | 0 | 0 | 0 | 0 | 0
Rate - [lb/MMBtu] | 0 | 0 | 0 | 0 | 0
TWh Generated | 0 | 0 | 0 | 0 | 0
TWh Generated Qualifying | 0 | 0 | 0 | 0 | 0
Rate - [lb/MWh] | 0 | 0 | 0 | 0 | 0
Constraint Shadow Price [US$/Ton] | 0 | 0 | 0 | 0 | 0
Constraint Name: CT Fac. Spec. - NOX Rate Annual v3.1 (BBN) Constraint #: 28
Constraint Type: Rate Limit [lb/MMBtu]
Run Year, Seasons Included: 2012 WINTER SUMMER
Run Year, Seasons Included: 2015 WINTER SUMMER
Run Year, Seasons Included: 2020 WINTER SUMMER
Run Year, Seasons Included: 2025 WINTER SUMMER
Run Year, Seasons Included: 2032 WINTER SUMMER
Time Base: Seasonal/Annual | 2012-2013 | 2014-2017 | 2018-2022 | 2023-2027 | 2028-2035
Standard - [lb/MMBtu] | 0.15 | 0.15 | 0.15 | 0.15 | 0.15
-Emissions at Affected Plants [MTons] | 0 | 0.003899 | 0.003899 | 0.003899 | 0.003899
-Less Allowances Purchased [MTons] NOX | 0 | 0 | 0 | 0 | 0
-Plus Allowances Sold [MTons] NOX | 0 | 0 | 0 | 0 | 0
-Plus Allowances Banked [MTons] | 0 | 0 | 0 | 0 | 0
-Less Allowances Withdrawn (1:1) [MTons] | 0 | 0 | 0 | 0 | 0
-Less Allowances Withdrawn (n:1) [MTons] | 0 | 0 | 0 | 0 | 0
Total [MTons] | 0 | 0.003899 | 0.003899 | 0.003899 | 0.003899
TBtu Consumed | 0 | 0.05234 | 0.05234 | 0.05234 | 0.05234
Rate - [lb/MMBtu] | 0 | 0.149 | 0.149 | 0.149 | 0.149
TWh Generated | 0 | 0.004985 | 0.004985 | 0.004985 | 0.004985
TWh Generated Qualifying | 0 | 0.004985 | 0.004985 | 0.004985 | 0.004985
Rate - [lb/MWh] | 0 | 0 | 0 | 0 | 0
Constraint Shadow Price [US$/Ton] | 0 | 0 | 0 | 0 | 0
Constraint Name: CT Fac. Spec. - NOX Rate Annual v3.1 (BBO) Constraint #: 29
Constraint Type: Rate Limit [lb/MMBtu]
Run Year, Seasons Included: 2012 WINTER SUMMER
Run Year, Seasons Included: 2015 WINTER SUMMER
Run Year, Seasons Included: 2020 WINTER SUMMER
Run Year, Seasons Included: 2025 WINTER SUMMER
Run Year, Seasons Included: 2032 WINTER SUMMER
Time Base: Seasonal/Annual | 2012-2013 | 2014-2017 | 2018-2022 | 2023-2027 | 2028-2035
Standard - [lb/MMBtu] | 0.15 | 0.15 | 0.15 | 0.15 | 0.15
-Emissions at Affected Plants [MTons] | 0 | 0.002378 | 0.002378 | 0.002378 | 0.002378
-Less Allowances Purchased [MTons] NOX | 0 | 0 | 0 | 0 | 0
-Plus Allowances Sold [MTons] NOX | 0 | 0 | 0 | 0 | 0
-Plus Allowances Banked [MTons] | 0 | 0 | 0 | 0 | 0
-Less Allowances Withdrawn (1:1) [MTons] | 0 | 0 | 0 | 0 | 0
-Less Allowances Withdrawn (n:1) [MTons] | 0 | 0 | 0 | 0 | 0
Total [MTons] | 0 | 0.002378 | 0.002378 | 0.002378 | 0.002378
TBtu Consumed | 0 | 0.0506 | 0.0506 | 0.0506 | 0.0506
Rate - [lb/MMBtu] | 0 | 0.094 | 0.094 | 0.094 | 0.094
TWh Generated | 0 | 0.004819 | 0.004819 | 0.004819 | 0.004819
TWh Generated Qualifying | 0 | 0.004819 | 0.004819 | 0.004819 | 0.004819
Rate - [lb/MWh] | 0 | 0 | 0 | 0 | 0
Constraint Shadow Price [US$/Ton] | 0 | 0 | 0 | 0 | 0
Constraint Name: CT Fac. Spec. - NOX Rate Annual v3.1 (BBP) Constraint #: 30
Constraint Type: Rate Limit [lb/MMBtu]
Run Year, Seasons Included: 2012 WINTER SUMMER
Run Year, Seasons Included: 2015 WINTER SUMMER
Run Year, Seasons Included: 2020 WINTER SUMMER
Run Year, Seasons Included: 2025 WINTER SUMMER
Run Year, Seasons Included: 2032 WINTER SUMMER
Time Base: Seasonal/Annual | 2012-2013 | 2014-2017 | 2018-2022 | 2023-2027 | 2028-2035
Standard - [lb/MMBtu] | 0.15 | 0.15 | 0.15 | 0.15 | 0.15
-Emissions at Affected Plants [MTons] | 0 | 0.003899 | 0.003899 | 0.003899 | 0.003899
-Less Allowances Purchased [MTons] NOX | 0 | 0 | 0 | 0 | 0
-Plus Allowances Sold [MTons] NOX | 0 | 0 | 0 | 0 | 0
-Plus Allowances Banked [MTons] | 0 | 0 | 0 | 0 | 0
-Less Allowances Withdrawn (1:1) [MTons] | 0 | 0 | 0 | 0 | 0
-Less Allowances Withdrawn (n:1) [MTons] | 0 | 0 | 0 | 0 | 0
Total [MTons] | 0 | 0.003899 | 0.003899 | 0.003899 | 0.003899
TBtu Consumed | 0 | 0.05234 | 0.05234 | 0.05234 | 0.05234
Rate - [lb/MMBtu] | 0 | 0.149 | 0.149 | 0.149 | 0.149
TWh Generated | 0 | 0.004985 | 0.004985 | 0.004985 | 0.004985
TWh Generated Qualifying | 0 | 0.004985 | 0.004985 | 0.004985 | 0.004985
Rate - [lb/MWh] | 0 | 0 | 0 | 0 | 0
Constraint Shadow Price [US$/Ton] | 0 | 0 | 0 | 0 | 0
Constraint Name: CT Fac. Spec. - NOX Rate Annual v3.1 (BBQ) Constraint #: 31
Constraint Type: Rate Limit [lb/MMBtu]
Run Year, Seasons Included: 2012 WINTER SUMMER
Run Year, Seasons Included: 2015 WINTER SUMMER
Run Year, Seasons Included: 2020 WINTER SUMMER
Run Year, Seasons Included: 2025 WINTER SUMMER
Run Year, Seasons Included: 2032 WINTER SUMMER
Time Base: Seasonal/Annual | 2012-2013 | 2014-2017 | 2018-2022 | 2023-2027 | 2028-2035
Standard - [lb/MMBtu] | 0.15 | 0.15 | 0.15 | 0.15 | 0.15
-Emissions at Affected Plants [MTons] | 0 | 0.003899 | 0.003899 | 0.003899 | 0.003899
-Less Allowances Purchased [MTons] NOX | 0 | 0 | 0 | 0 | 0
-Plus Allowances Sold [MTons] NOX | 0 | 0 | 0 | 0 | 0
-Plus Allowances Banked [MTons] | 0 | 0 | 0 | 0 | 0
-Less Allowances Withdrawn (1:1) [MTons] | 0 | 0 | 0 | 0 | 0
-Less Allowances Withdrawn (n:1) [MTons] | 0 | 0 | 0 | 0 | 0
Total [MTons] | 0 | 0.003899 | 0.003899 | 0.003899 | 0.003899
TBtu Consumed | 0 | 0.05234 | 0.05234 | 0.05234 | 0.05234
Rate - [lb/MMBtu] | 0 | 0.149 | 0.149 | 0.149 | 0.149
TWh Generated | 0 | 0.004985 | 0.004985 | 0.004985 | 0.004985
TWh Generated Qualifying | 0 | 0.004985 | 0.004985 | 0.004985 | 0.004985
Rate - [lb/MWh] | 0 | 0 | 0 | 0 | 0
Constraint Shadow Price [US$/Ton] | 0 | 0 | 0 | 0 | 0
Constraint Name: CT Fac. Spec. - NOX Rate Annual v3.1 (BBR) Constraint #: 32
Constraint Type: Rate Limit [lb/MMBtu]
Run Year, Seasons Included: 2012 WINTER SUMMER
Run Year, Seasons Included: 2015 WINTER SUMMER
Run Year, Seasons Included: 2020 WINTER SUMMER
Run Year, Seasons Included: 2025 WINTER SUMMER
Run Year, Seasons Included: 2032 WINTER SUMMER
Time Base: Seasonal/Annual | 2012-2013 | 2014-2017 | 2018-2022 | 2023-2027 | 2028-2035
Standard - [lb/MMBtu] | 0.15 | 0.15 | 0.15 | 0.15 | 0.15
-Emissions at Affected Plants [MTons] | 0 | 0 | 0 | 0 | 0
-Less Allowances Purchased [MTons] NOX | 0 | 0 | 0 | 0 | 0
-Plus Allowances Sold [MTons] NOX | 0 | 0 | 0 | 0 | 0
-Plus Allowances Banked [MTons] | 0 | 0 | 0 | 0 | 0
-Less Allowances Withdrawn (1:1) [MTons] | 0 | 0 | 0 | 0 | 0
-Less Allowances Withdrawn (n:1) [MTons] | 0 | 0 | 0 | 0 | 0
Total [MTons] | 0 | 0 | 0 | 0 | 0
TBtu Consumed | 0 | 0 | 0 | 0 | 0
Rate - [lb/MMBtu] | 0 | 0 | 0 | 0 | 0
TWh Generated | 0 | 0 | 0 | 0 | 0
TWh Generated Qualifying | 0 | 0 | 0 | 0 | 0
Rate - [lb/MWh] | 0 | 0 | 0 | 0 | 0
Constraint Shadow Price [US$/Ton] | 0 | 0 | 0 | 0 | 0
Constraint Name: CT Fac. Spec. - NOX Rate Annual v3.1 (BBS) Constraint #: 33
Constraint Type: Rate Limit [lb/MMBtu]
Run Year, Seasons Included: 2012 WINTER SUMMER
Run Year, Seasons Included: 2015 WINTER SUMMER
Run Year, Seasons Included: 2020 WINTER SUMMER
Run Year, Seasons Included: 2025 WINTER SUMMER
Run Year, Seasons Included: 2032 WINTER SUMMER
Time Base: Seasonal/Annual | 2012-2013 | 2014-2017 | 2018-2022 | 2023-2027 | 2028-2035
Standard - [lb/MMBtu] | 0.15 | 0.15 | 0.15 | 0.15 | 0.15
-Emissions at Affected Plants [MTons] | 0 | 0 | 0 | 0 | 0
-Less Allowances Purchased [MTons] NOX | 0 | 0 | 0 | 0 | 0
-Plus Allowances Sold [MTons] NOX | 0 | 0 | 0 | 0 | 0
-Plus Allowances Banked [MTons] | 0 | 0 | 0 | 0 | 0
-Less Allowances Withdrawn (1:1) [MTons] | 0 | 0 | 0 | 0 | 0
-Less Allowances Withdrawn (n:1) [MTons] | 0 | 0 | 0 | 0 | 0
Total [MTons] | 0 | 0 | 0 | 0 | 0
TBtu Consumed | 0 | 0 | 0 | 0 | 0
Rate - [lb/MMBtu] | 0 | 0 | 0 | 0 | 0
TWh Generated | 0 | 0 | 0 | 0 | 0
TWh Generated Qualifying | 0 | 0 | 0 | 0 | 0
Rate - [lb/MWh] | 0 | 0 | 0 | 0 | 0
Constraint Shadow Price [US$/Ton] | 0 | 0 | 0 | 0 | 0
Constraint Name: CT Fac. Spec. - NOX Rate Annual v3.1 (BBT) Constraint #: 34
Constraint Type: Rate Limit [lb/MMBtu]
Run Year, Seasons Included: 2012 WINTER SUMMER
Run Year, Seasons Included: 2015 WINTER SUMMER
Run Year, Seasons Included: 2020 WINTER SUMMER
Run Year, Seasons Included: 2025 WINTER SUMMER
Run Year, Seasons Included: 2032 WINTER SUMMER
Time Base: Seasonal/Annual | 2012-2013 | 2014-2017 | 2018-2022 | 2023-2027 | 2028-2035
Standard - [lb/MMBtu] | 0.15 | 0.15 | 0.15 | 0.15 | 0.15
-Emissions at Affected Plants [MTons] | 0 | 0 | 0 | 0 | 0
-Less Allowances Purchased [MTons] NOX | 0 | 0 | 0 | 0 | 0
-Plus Allowances Sold [MTons] NOX | 0 | 0 | 0 | 0 | 0
-Plus Allowances Banked [MTons] | 0 | 0 | 0 | 0 | 0
-Less Allowances Withdrawn (1:1) [MTons] | 0 | 0 | 0 | 0 | 0
-Less Allowances Withdrawn (n:1) [MTons] | 0 | 0 | 0 | 0 | 0
Total [MTons] | 0 | 0 | 0 | 0 | 0
TBtu Consumed | 0 | 0 | 0 | 0 | 0
Rate - [lb/MMBtu] | 0 | 0 | 0 | 0 | 0
TWh Generated | 0 | 0 | 0 | 0 | 0
TWh Generated Qualifying | 0 | 0 | 0 | 0 | 0
Rate - [lb/MWh] | 0 | 0 | 0 | 0 | 0
Constraint Shadow Price [US$/Ton] | 0 | 0 | 0 | 0 | 0
Constraint Name: CT Fac. Spec. - NOX Rate Annual v3.1 (BBU) Constraint #: 35
Constraint Type: Rate Limit [lb/MMBtu]
Run Year, Seasons Included: 2012 WINTER SUMMER
Run Year, Seasons Included: 2015 WINTER SUMMER
Run Year, Seasons Included: 2020 WINTER SUMMER
Run Year, Seasons Included: 2025 WINTER SUMMER
Run Year, Seasons Included: 2032 WINTER SUMMER
Time Base: Seasonal/Annual | 2012-2013 | 2014-2017 | 2018-2022 | 2023-2027 | 2028-2035
Standard - [lb/MMBtu] | 0.15 | 0.15 | 0.15 | 0.15 | 0.15
-Emissions at Affected Plants [MTons] | 0 | 0 | 0 | 0 | 0
-Less Allowances Purchased [MTons] NOX | 0 | 0 | 0 | 0 | 0
-Plus Allowances Sold [MTons] NOX | 0 | 0 | 0 | 0 | 0
-Plus Allowances Banked [MTons] | 0 | 0 | 0 | 0 | 0
-Less Allowances Withdrawn (1:1) [MTons] | 0 | 0 | 0 | 0 | 0
-Less Allowances Withdrawn (n:1) [MTons] | 0 | 0 | 0 | 0 | 0
Total [MTons] | 0 | 0 | 0 | 0 | 0
TBtu Consumed | 0 | 0 | 0 | 0 | 0
Rate - [lb/MMBtu] | 0 | 0 | 0 | 0 | 0
TWh Generated | 0 | 0 | 0 | 0 | 0
TWh Generated Qualifying | 0 | 0 | 0 | 0 | 0
Rate - [lb/MWh] | 0 | 0 | 0 | 0 | 0
Constraint Shadow Price [US$/Ton] | 0 | 0 | 0 | 0 | 0
Constraint Name: CT Fac. Spec. - NOX Rate Annual v3.1 (BBV) Constraint #: 36
Constraint Type: Rate Limit [lb/MMBtu]
Run Year, Seasons Included: 2012 WINTER SUMMER
Run Year, Seasons Included: 2015 WINTER SUMMER
Run Year, Seasons Included: 2020 WINTER SUMMER
Run Year, Seasons Included: 2025 WINTER SUMMER
Run Year, Seasons Included: 2032 WINTER SUMMER
Time Base: Seasonal/Annual | 2012-2013 | 2014-2017 | 2018-2022 | 2023-2027 | 2028-2035
Standard - [lb/MMBtu] | 0.15 | 0.15 | 0.15 | 0.15 | 0.15
-Emissions at Affected Plants [MTons] | 0 | 0 | 0 | 0 | 0
-Less Allowances Purchased [MTons] NOX | 0 | 0 | 0 | 0 | 0
-Plus Allowances Sold [MTons] NOX | 0 | 0 | 0 | 0 | 0
-Plus Allowances Banked [MTons] | 0 | 0 | 0 | 0 | 0
-Less Allowances Withdrawn (1:1) [MTons] | 0 | 0 | 0 | 0 | 0
-Less Allowances Withdrawn (n:1) [MTons] | 0 | 0 | 0 | 0 | 0
Total [MTons] | 0 | 0 | 0 | 0 | 0
TBtu Consumed | 0 | 0 | 0 | 0 | 0
Rate - [lb/MMBtu] | 0 | 0 | 0 | 0 | 0
TWh Generated | 0 | 0 | 0 | 0 | 0
TWh Generated Qualifying | 0 | 0 | 0 | 0 | 0
Rate - [lb/MWh] | 0 | 0 | 0 | 0 | 0
Constraint Shadow Price [US$/Ton] | 0 | 0 | 0 | 0 | 0
Constraint Name: CT Fac. Spec. - NOX Rate Annual v3.1 (BWF) Constraint #: 37
Constraint Type: Rate Limit [lb/MMBtu]
Run Year, Seasons Included: 2012 WINTER SUMMER
Run Year, Seasons Included: 2015 WINTER SUMMER
Run Year, Seasons Included: 2020 WINTER SUMMER
Run Year, Seasons Included: 2025 WINTER SUMMER
Run Year, Seasons Included: 2032 WINTER SUMMER
Time Base: Seasonal/Annual | 2012-2013 | 2014-2017 | 2018-2022 | 2023-2027 | 2028-2035
Standard - [lb/MMBtu] | 0.15 | 0.15 | 0.15 | 0.15 | 0.15
-Emissions at Affected Plants [MTons] | 0.006881 | 0.006881 | 0.006881 | 0.006881 | 0.006881
-Less Allowances Purchased [MTons] NOX | 0 | 0 | 0 | 0 | 0
-Plus Allowances Sold [MTons] NOX | 0 | 0 | 0 | 0 | 0
-Plus Allowances Banked [MTons] | 0 | 0 | 0 | 0 | 0
-Less Allowances Withdrawn (1:1) [MTons] | 0 | 0 | 0 | 0 | 0
-Less Allowances Withdrawn (n:1) [MTons] | 0 | 0 | 0 | 0 | 0
Total [MTons] | 0.006881 | 0.006881 | 0.006881 | 0.006881 | 0.006881
TBtu Consumed | 1.251 | 1.251 | 1.251 | 1.251 | 1.251
Rate - [lb/MMBtu] | 0.011 | 0.011 | 0.011 | 0.011 | 0.011
TWh Generated | 0.1779 | 0.1779 | 0.1779 | 0.1779 | 0.1779
TWh Generated Qualifying | 0.1779 | 0.1779 | 0.1779 | 0.1779 | 0.1779
Rate - [lb/MWh] | 0 | 0 | 0 | 0 | 0
Constraint Shadow Price [US$/Ton] | 0 | 0 | 0 | 0 | 0
Constraint Name: CT Fac. Spec. - NOX Rate Annual v3.1 (BWG) Constraint #: 38
Constraint Type: Rate Limit [lb/MMBtu]
Run Year, Seasons Included: 2012 WINTER SUMMER
Run Year, Seasons Included: 2015 WINTER SUMMER
Run Year, Seasons Included: 2020 WINTER SUMMER
Run Year, Seasons Included: 2025 WINTER SUMMER
Run Year, Seasons Included: 2032 WINTER SUMMER
Time Base: Seasonal/Annual | 2012-2013 | 2014-2017 | 2018-2022 | 2023-2027 | 2028-2035
Standard - [lb/MMBtu] | 0.15 | 0.15 | 0.15 | 0.15 | 0.15
-Emissions at Affected Plants [MTons] | 0.006417 | 0.0126 | 0.0126 | 0.0126 | 0.0126
-Less Allowances Purchased [MTons] NOX | 0 | 0 | 0 | 0 | 0
-Plus Allowances Sold [MTons] NOX | 0 | 0 | 0 | 0 | 0
-Plus Allowances Banked [MTons] | 0 | 0 | 0 | 0 | 0
-Less Allowances Withdrawn (1:1) [MTons] | 0 | 0 | 0 | 0 | 0
-Less Allowances Withdrawn (n:1) [MTons] | 0 | 0 | 0 | 0 | 0
Total [MTons] | 0.006417 | 0.0126 | 0.0126 | 0.0126 | 0.0126
TBtu Consumed | 0.6417 | 1.26 | 1.26 | 1.26 | 1.26
Rate - [lb/MMBtu] | 0.02 | 0.02 | 0.02 | 0.02 | 0.02
TWh Generated | 0.08036 | 0.1578 | 0.1578 | 0.1578 | 0.1578
TWh Generated Qualifying | 0.08036 | 0.1578 | 0.1578 | 0.1578 | 0.1578
Rate - [lb/MWh] | 0 | 0 | 0 | 0 | 0
Constraint Shadow Price [US$/Ton] | 0 | 0 | 0 | 0 | 0
Constraint Name: CT Fac. Spec. - NOX Rate Annual v3.1 (BWH) Constraint #: 39
Constraint Type: Rate Limit [lb/MMBtu]
Run Year, Seasons Included: 2012 WINTER SUMMER
Run Year, Seasons Included: 2015 WINTER SUMMER
Run Year, Seasons Included: 2020 WINTER SUMMER
Run Year, Seasons Included: 2025 WINTER SUMMER
Run Year, Seasons Included: 2032 WINTER SUMMER
Time Base: Seasonal/Annual | 2012-2013 | 2014-2017 | 2018-2022 | 2023-2027 | 2028-2035
Standard - [lb/MMBtu] | 0.15 | 0.15 | 0.15 | 0.15 | 0.15
-Emissions at Affected Plants [MTons] | 0.004105 | 0.004105 | 0.004105 | 0.004105 | 0.004105
-Less Allowances Purchased [MTons] NOX | 0 | 0 | 0 | 0 | 0
-Plus Allowances Sold [MTons] NOX | 0 | 0 | 0 | 0 | 0
-Plus Allowances Banked [MTons] | 0 | 0 | 0 | 0 | 0
-Less Allowances Withdrawn (1:1) [MTons] | 0 | 0 | 0 | 0 | 0
-Less Allowances Withdrawn (n:1) [MTons] | 0 | 0 | 0 | 0 | 0
Total [MTons] | 0.004105 | 0.004105 | 0.004105 | 0.004105 | 0.004105
TBtu Consumed | 0.9122 | 0.9122 | 0.9122 | 0.9122 | 0.9122
Rate - [lb/MMBtu] | 0.009 | 0.009 | 0.009 | 0.009 | 0.009
TWh Generated | 0.1297 | 0.1297 | 0.1297 | 0.1297 | 0.1297
TWh Generated Qualifying | 0.1297 | 0.1297 | 0.1297 | 0.1297 | 0.1297
Rate - [lb/MWh] | 0 | 0 | 0 | 0 | 0
Constraint Shadow Price [US$/Ton] | 0 | 0 | 0 | 0 | 0
Constraint Name: CT Fac. Spec. - NOX Rate Annual v3.1 (BWI) Constraint #: 40
Constraint Type: Rate Limit [lb/MMBtu]
Run Year, Seasons Included: 2012 WINTER SUMMER
Run Year, Seasons Included: 2015 WINTER SUMMER
Run Year, Seasons Included: 2020 WINTER SUMMER
Run Year, Seasons Included: 2025 WINTER SUMMER
Run Year, Seasons Included: 2032 WINTER SUMMER
Time Base: Seasonal/Annual | 2012-2013 | 2014-2017 | 2018-2022 | 2023-2027 | 2028-2035
Standard - [lb/MMBtu] | 0.15 | 0.15 | 0.15 | 0.15 | 0.15
-Emissions at Affected Plants [MTons] | 0.00443 | 0.01331 | 0.01331 | 0.01331 | 0.01331
-Less Allowances Purchased [MTons] NOX | 0 | 0 | 0 | 0 | 0
-Plus Allowances Sold [MTons] NOX | 0 | 0 | 0 | 0 | 0
-Plus Allowances Banked [MTons] | 0 | 0 | 0 | 0 | 0
-Less Allowances Withdrawn (1:1) [MTons] | 0 | 0 | 0 | 0 | 0
-Less Allowances Withdrawn (n:1) [MTons] | 0 | 0 | 0 | 0 | 0
Total [MTons] | 0.00443 | 0.01331 | 0.01331 | 0.01331 | 0.01331
TBtu Consumed | 0.443 | 1.331 | 1.331 | 1.331 | 1.331
Rate - [lb/MMBtu] | 0.02 | 0.02 | 0.02 | 0.02 | 0.02
TWh Generated | 0.05547 | 0.1667 | 0.1667 | 0.1667 | 0.1667
TWh Generated Qualifying | 0.05547 | 0.1667 | 0.1667 | 0.1667 | 0.1667
Rate - [lb/MWh] | 0 | 0 | 0 | 0 | 0
Constraint Shadow Price [US$/Ton] | 0 | 0 | 0 | 0 | 0
Constraint Name: CT Fac. Spec. - NOX Rate Annual v3.1 (BWJ) Constraint #: 41
Constraint Type: Rate Limit [lb/MMBtu]
Run Year, Seasons Included: 2012 WINTER SUMMER
Run Year, Seasons Included: 2015 WINTER SUMMER
Run Year, Seasons Included: 2020 WINTER SUMMER
Run Year, Seasons Included: 2025 WINTER SUMMER
Run Year, Seasons Included: 2032 WINTER SUMMER
Time Base: Seasonal/Annual | 2012-2013 | 2014-2017 | 2018-2022 | 2023-2027 | 2028-2035
Standard - [lb/MMBtu] | 0.15 | 0.15 | 0.15 | 0.15 | 0.15
-Emissions at Affected Plants [MTons] | 0.006791 | 0.01331 | 0.01331 | 0.01331 | 0.01331
-Less Allowances Purchased [MTons] NOX | 0 | 0 | 0 | 0 | 0
-Plus Allowances Sold [MTons] NOX | 0 | 0 | 0 | 0 | 0
-Plus Allowances Banked [MTons] | 0 | 0 | 0 | 0 | 0
-Less Allowances Withdrawn (1:1) [MTons] | 0 | 0 | 0 | 0 | 0
-Less Allowances Withdrawn (n:1) [MTons] | 0 | 0 | 0 | 0 | 0
Total [MTons] | 0.006791 | 0.01331 | 0.01331 | 0.01331 | 0.01331
TBtu Consumed | 0.6791 | 1.331 | 1.331 | 1.331 | 1.331
Rate - [lb/MMBtu] | 0.02 | 0.02 | 0.02 | 0.02 | 0.02
TWh Generated | 0.08504 | 0.1667 | 0.1667 | 0.1667 | 0.1667
TWh Generated Qualifying | 0.08504 | 0.1667 | 0.1667 | 0.1667 | 0.1667
Rate - [lb/MWh] | 0 | 0 | 0 | 0 | 0
Constraint Shadow Price [US$/Ton] | 0 | 0 | 0 | 0 | 0
Constraint Name: CT Fac. Spec. - NOX Rate Annual v3.1 (BWY) Constraint #: 42
Constraint Type: Rate Limit [lb/MMBtu]
Run Year, Seasons Included: 2012 WINTER SUMMER
Run Year, Seasons Included: 2015 WINTER SUMMER
Run Year, Seasons Included: 2020 WINTER SUMMER
Run Year, Seasons Included: 2025 WINTER SUMMER
Run Year, Seasons Included: 2032 WINTER SUMMER
Time Base: Seasonal/Annual | 2012-2013 | 2014-2017 | 2018-2022 | 2023-2027 | 2028-2035
Standard - [lb/MMBtu] | 0.15 | 0.15 | 0.15 | 0.15 | 0.15
-Emissions at Affected Plants [MTons] | 0.06861 | 0.06861 | 0.06861 | 0.06861 | 0.06861
-Less Allowances Purchased [MTons] NOX | 0 | 0 | 0 | 0 | 0
-Plus Allowances Sold [MTons] NOX | 0 | 0 | 0 | 0 | 0
-Plus Allowances Banked [MTons] | 0 | 0 | 0 | 0 | 0
-Less Allowances Withdrawn (1:1) [MTons] | 0 | 0 | 0 | 0 | 0
-Less Allowances Withdrawn (n:1) [MTons] | 0 | 0 | 0 | 0 | 0
Total [MTons] | 0.06861 | 0.06861 | 0.06861 | 0.06861 | 0.06861
TBtu Consumed | 15.25 | 15.25 | 15.25 | 15.25 | 15.25
Rate - [lb/MMBtu] | 0.009 | 0.009 | 0.009 | 0.009 | 0.009
TWh Generated | 2.169 | 2.169 | 2.169 | 2.169 | 2.169
TWh Generated Qualifying | 2.169 | 2.169 | 2.169 | 2.169 | 2.169
Rate - [lb/MWh] | 0 | 0 | 0 | 0 | 0
Constraint Shadow Price [US$/Ton] | 0 | 0 | 0 | 0 | 0
Constraint Name: CT Fac. Spec. - NOX Rate Annual v3.1 (BWZ) Constraint #: 43
Constraint Type: Rate Limit [lb/MMBtu]
Run Year, Seasons Included: 2012 WINTER SUMMER
Run Year, Seasons Included: 2015 WINTER SUMMER
Run Year, Seasons Included: 2020 WINTER SUMMER
Run Year, Seasons Included: 2025 WINTER SUMMER
Run Year, Seasons Included: 2032 WINTER SUMMER
Time Base: Seasonal/Annual | 2012-2013 | 2014-2017 | 2018-2022 | 2023-2027 | 2028-2035
Standard - [lb/MMBtu] | 0.15 | 0.15 | 0.15 | 0.15 | 0.15
-Emissions at Affected Plants [MTons] | 0.06861 | 0.06861 | 0.06861 | 0.06861 | 0.06861
-Less Allowances Purchased [MTons] NOX | 0 | 0 | 0 | 0 | 0
-Plus Allowances Sold [MTons] NOX | 0 | 0 | 0 | 0 | 0
-Plus Allowances Banked [MTons] | 0 | 0 | 0 | 0 | 0
-Less Allowances Withdrawn (1:1) [MTons] | 0 | 0 | 0 | 0 | 0
-Less Allowances Withdrawn (n:1) [MTons] | 0 | 0 | 0 | 0 | 0
Total [MTons] | 0.06861 | 0.06861 | 0.06861 | 0.06861 | 0.06861
TBtu Consumed | 15.25 | 15.25 | 15.25 | 15.25 | 15.25
Rate - [lb/MMBtu] | 0.009 | 0.009 | 0.009 | 0.009 | 0.009
TWh Generated | 2.169 | 2.169 | 2.169 | 2.169 | 2.169
TWh Generated Qualifying | 2.169 | 2.169 | 2.169 | 2.169 | 2.169
Rate - [lb/MWh] | 0 | 0 | 0 | 0 | 0
Constraint Shadow Price [US$/Ton] | 0 | 0 | 0 | 0 | 0
Constraint Name: CT Fac. Spec. - NOX Rate Annual v3.1 (BXB) Constraint #: 44
Constraint Type: Rate Limit [lb/MMBtu]
Run Year, Seasons Included: 2012 WINTER SUMMER
Run Year, Seasons Included: 2015 WINTER SUMMER
Run Year, Seasons Included: 2020 WINTER SUMMER
Run Year, Seasons Included: 2025 WINTER SUMMER
Run Year, Seasons Included: 2032 WINTER SUMMER
Time Base: Seasonal/Annual | 2012-2013 | 2014-2017 | 2018-2022 | 2023-2027 | 2028-2035
Standard - [lb/MMBtu] | 0.15 | 0.15 | 0.15 | 0.15 | 0.15
-Emissions at Affected Plants [MTons] | 0.00393 | 0.00393 | 0.00393 | 0.00393 | 0.007362
-Less Allowances Purchased [MTons] NOX | 0 | 0 | 0 | 0 | 0
-Plus Allowances Sold [MTons] NOX | 0 | 0 | 0 | 0 | 0
-Plus Allowances Banked [MTons] | 0 | 0 | 0 | 0 | 0
-Less Allowances Withdrawn (1:1) [MTons] | 0 | 0 | 0 | 0 | 0
-Less Allowances Withdrawn (n:1) [MTons] | 0 | 0 | 0 | 0 | 0
Total [MTons] | 0.00393 | 0.00393 | 0.00393 | 0.00393 | 0.007362
TBtu Consumed | 0.07145 | 0.07145 | 0.07145 | 0.07145 | 0.1338
Rate - [lb/MMBtu] | 0.11 | 0.11 | 0.11 | 0.11 | 0.11
TWh Generated | 0.007766 | 0.007766 | 0.007766 | 0.007766 | 0.01455
TWh Generated Qualifying | 0.007766 | 0.007766 | 0.007766 | 0.007766 | 0.01455
Rate - [lb/MWh] | 0 | 0 | 0 | 0 | 0
Constraint Shadow Price [US$/Ton] | 0 | 0 | 0 | 0 | 0
Constraint Name: CT Fac. Spec. - NOX Rate Annual v3.1 (BXC) Constraint #: 45
Constraint Type: Rate Limit [lb/MMBtu]
Run Year, Seasons Included: 2012 WINTER SUMMER
Run Year, Seasons Included: 2015 WINTER SUMMER
Run Year, Seasons Included: 2020 WINTER SUMMER
Run Year, Seasons Included: 2025 WINTER SUMMER
Run Year, Seasons Included: 2032 WINTER SUMMER
Time Base: Seasonal/Annual | 2012-2013 | 2014-2017 | 2018-2022 | 2023-2027 | 2028-2035
Standard - [lb/MMBtu] | 0.15 | 0.15 | 0.15 | 0.15 | 0.15
-Emissions at Affected Plants [MTons] | 0.002795 | 0.006419 | 0.006419 | 0.006419 | 0.01202
-Less Allowances Purchased [MTons] NOX | 0 | 0 | 0 | 0 | 0
-Plus Allowances Sold [MTons] NOX | 0 | 0 | 0 | 0 | 0
-Plus Allowances Banked [MTons] | 0 | 0 | 0 | 0 | 0
-Less Allowances Withdrawn (1:1) [MTons] | 0 | 0 | 0 | 0 | 0
-Less Allowances Withdrawn (n:1) [MTons] | 0 | 0 | 0 | 0 | 0
Total [MTons] | 0.002795 | 0.006419 | 0.006419 | 0.006419 | 0.01202
TBtu Consumed | 0.05082 | 0.1167 | 0.1167 | 0.1167 | 0.2186
Rate - [lb/MMBtu] | 0.11 | 0.11 | 0.11 | 0.11 | 0.11
TWh Generated | 0.005524 | 0.01269 | 0.01269 | 0.01269 | 0.02376
TWh Generated Qualifying | 0.005524 | 0.01269 | 0.01269 | 0.01269 | 0.02376
Rate - [lb/MWh] | 0 | 0 | 0 | 0 | 0
Constraint Shadow Price [US$/Ton] | 0 | 0 | 0 | 0 | 0
Constraint Name: CT Fac. Spec. - NOX Rate Annual v3.1 (BXD) Constraint #: 46
Constraint Type: Rate Limit [lb/MMBtu]
Run Year, Seasons Included: 2012 WINTER SUMMER
Run Year, Seasons Included: 2015 WINTER SUMMER
Run Year, Seasons Included: 2020 WINTER SUMMER
Run Year, Seasons Included: 2025 WINTER SUMMER
Run Year, Seasons Included: 2032 WINTER SUMMER
Time Base: Seasonal/Annual | 2012-2013 | 2014-2017 | 2018-2022 | 2023-2027 | 2028-2035
Standard - [lb/MMBtu] | 0.15 | 0.15 | 0.15 | 0.15 | 0.15
-Emissions at Affected Plants [MTons] | 0.05593 | 0.03645 | 0.02824 | 0.02824 | 0.06277
-Less Allowances Purchased [MTons] NOX | 0 | 0 | 0 | 0 | 0
-Plus Allowances Sold [MTons] NOX | 0 | 0 | 0 | 0 | 0
-Plus Allowances Banked [MTons] | 0 | 0 | 0 | 0 | 0
-Less Allowances Withdrawn (1:1) [MTons] | 0 | 0 | 0 | 0 | 0
-Less Allowances Withdrawn (n:1) [MTons] | 0 | 0 | 0 | 0 | 0
Total [MTons] | 0.05593 | 0.03645 | 0.02824 | 0.02824 | 0.06277
TBtu Consumed | 11.19 | 7.29 | 5.648 | 5.648 | 12.55
Rate - [lb/MMBtu] | 0.01 | 0.01 | 0.01 | 0.01 | 0.01
TWh Generated | 1.538 | 1.002 | 0.7765 | 0.7765 | 1.726
TWh Generated Qualifying | 1.538 | 1.002 | 0.7765 | 0.7765 | 1.726
Rate - [lb/MWh] | 0 | 0 | 0 | 0 | 0
Constraint Shadow Price [US$/Ton] | 0 | 0 | 0 | 0 | 0
Constraint Name: CT Fac. Spec. - NOX Rate Annual v3.1 (BXE) Constraint #: 47
Constraint Type: Rate Limit [lb/MMBtu]
Run Year, Seasons Included: 2012 WINTER SUMMER
Run Year, Seasons Included: 2015 WINTER SUMMER
Run Year, Seasons Included: 2020 WINTER SUMMER
Run Year, Seasons Included: 2025 WINTER SUMMER
Run Year, Seasons Included: 2032 WINTER SUMMER
Time Base: Seasonal/Annual | 2012-2013 | 2014-2017 | 2018-2022 | 2023-2027 | 2028-2035
Standard - [lb/MMBtu] | 0.15 | 0.15 | 0.15 | 0.15 | 0.15
-Emissions at Affected Plants [MTons] | 0.05593 | 0.05593 | 0.04708 | 0.05593 | 0.04708
-Less Allowances Purchased [MTons] NOX | 0 | 0 | 0 | 0 | 0
-Plus Allowances Sold [MTons] NOX | 0 | 0 | 0 | 0 | 0
-Plus Allowances Banked [MTons] | 0 | 0 | 0 | 0 | 0
-Less Allowances Withdrawn (1:1) [MTons] | 0 | 0 | 0 | 0 | 0
-Less Allowances Withdrawn (n:1) [MTons] | 0 | 0 | 0 | 0 | 0
Total [MTons] | 0.05593 | 0.05593 | 0.04708 | 0.05593 | 0.04708
TBtu Consumed | 11.19 | 11.19 | 9.416 | 11.19 | 9.416
Rate - [lb/MMBtu] | 0.01 | 0.01 | 0.01 | 0.01 | 0.01
TWh Generated | 1.538 | 1.538 | 1.294 | 1.538 | 1.294
TWh Generated Qualifying | 1.538 | 1.538 | 1.294 | 1.538 | 1.294
Rate - [lb/MWh] | 0 | 0 | 0 | 0 | 0
Constraint Shadow Price [US$/Ton] | 0 | 0 | 0 | 0 | 0
Constraint Name: CT Fac. Spec. - NOX Rate Annual v3.1 (BXF) Constraint #: 48
Constraint Type: Rate Limit [lb/MMBtu]
Run Year, Seasons Included: 2012 WINTER SUMMER
Run Year, Seasons Included: 2015 WINTER SUMMER
Run Year, Seasons Included: 2020 WINTER SUMMER
Run Year, Seasons Included: 2025 WINTER SUMMER
Run Year, Seasons Included: 2032 WINTER SUMMER
Time Base: Seasonal/Annual | 2012-2013 | 2014-2017 | 2018-2022 | 2023-2027 | 2028-2035
Standard - [lb/MMBtu] | 0.15 | 0.15 | 0.15 | 0.15 | 0.15
-Emissions at Affected Plants [MTons] | 0.06124 | 0.05155 | 0.03991 | 0.05155 | 0.06124
-Less Allowances Purchased [MTons] NOX | 0 | 0 | 0 | 0 | 0
-Plus Allowances Sold [MTons] NOX | 0 | 0 | 0 | 0 | 0
-Plus Allowances Banked [MTons] | 0 | 0 | 0 | 0 | 0
-Less Allowances Withdrawn (1:1) [MTons] | 0 | 0 | 0 | 0 | 0
-Less Allowances Withdrawn (n:1) [MTons] | 0 | 0 | 0 | 0 | 0
Total [MTons] | 0.06124 | 0.05155 | 0.03991 | 0.05155 | 0.06124
TBtu Consumed | 12.25 | 10.31 | 7.982 | 10.31 | 12.25
Rate - [lb/MMBtu] | 0.01 | 0.01 | 0.01 | 0.01 | 0.01
TWh Generated | 1.684 | 1.417 | 1.097 | 1.417 | 1.684
TWh Generated Qualifying | 1.684 | 1.417 | 1.097 | 1.417 | 1.684
Rate - [lb/MWh] | 0 | 0 | 0 | 0 | 0
Constraint Shadow Price [US$/Ton] | 0 | 0 | 0 | 0 | 0
Constraint Name: CT Fac. Spec. - NOX Rate Annual v3.1 (BXG) Constraint #: 49
Constraint Type: Rate Limit [lb/MMBtu]
Run Year, Seasons Included: 2012 WINTER SUMMER
Run Year, Seasons Included: 2015 WINTER SUMMER
Run Year, Seasons Included: 2020 WINTER SUMMER
Run Year, Seasons Included: 2025 WINTER SUMMER
Run Year, Seasons Included: 2032 WINTER SUMMER
Time Base: Seasonal/Annual | 2012-2013 | 2014-2017 | 2018-2022 | 2023-2027 | 2028-2035
Standard - [lb/MMBtu] | 0.15 | 0.15 | 0.15 | 0.15 | 0.15
-Emissions at Affected Plants [MTons] | 0.1309 | 0.1309 | 0.1309 | 0.1309 | 0.1309
-Less Allowances Purchased [MTons] NOX | 0 | 0 | 0 | 0 | 0
-Plus Allowances Sold [MTons] NOX | 0 | 0 | 0 | 0 | 0
-Plus Allowances Banked [MTons] | 0 | 0 | 0 | 0 | 0
-Less Allowances Withdrawn (1:1) [MTons] | 0 | 0 | 0 | 0 | 0
-Less Allowances Withdrawn (n:1) [MTons] | 0 | 0 | 0 | 0 | 0
Total [MTons] | 0.1309 | 0.1309 | 0.1309 | 0.1309 | 0.1309
TBtu Consumed | 13.09 | 13.09 | 13.09 | 13.09 | 13.09
Rate - [lb/MMBtu] | 0.02 | 0.02 | 0.02 | 0.02 | 0.02
TWh Generated | 1.851 | 1.851 | 1.851 | 1.851 | 1.851
TWh Generated Qualifying | 1.851 | 1.851 | 1.851 | 1.851 | 1.851
Rate - [lb/MWh] | 0 | 0 | 0 | 0 | 0
Constraint Shadow Price [US$/Ton] | 0 | 0 | 0 | 0 | 0
Constraint Name: CT Fac. Spec. - NOX Rate Annual v3.1 (BXH) Constraint #: 50
Constraint Type: Rate Limit [lb/MMBtu]
Run Year, Seasons Included: 2012 WINTER SUMMER
Run Year, Seasons Included: 2015 WINTER SUMMER
Run Year, Seasons Included: 2020 WINTER SUMMER
Run Year, Seasons Included: 2025 WINTER SUMMER
Run Year, Seasons Included: 2032 WINTER SUMMER
Time Base: Seasonal/Annual | 2012-2013 | 2014-2017 | 2018-2022 | 2023-2027 | 2028-2035
Standard - [lb/MMBtu] | 0.15 | 0.15 | 0.15 | 0.15 | 0.15
-Emissions at Affected Plants [MTons] | 0.1253 | 0.1253 | 0.1253 | 0.1253 | 0.1253
-Less Allowances Purchased [MTons] NOX | 0 | 0 | 0 | 0 | 0
-Plus Allowances Sold [MTons] NOX | 0 | 0 | 0 | 0 | 0
-Plus Allowances Banked [MTons] | 0 | 0 | 0 | 0 | 0
-Less Allowances Withdrawn (1:1) [MTons] | 0 | 0 | 0 | 0 | 0
-Less Allowances Withdrawn (n:1) [MTons] | 0 | 0 | 0 | 0 | 0
Total [MTons] | 0.1253 | 0.1253 | 0.1253 | 0.1253 | 0.1253
TBtu Consumed | 12.53 | 12.53 | 12.53 | 12.53 | 12.53
Rate - [lb/MMBtu] | 0.02 | 0.02 | 0.02 | 0.02 | 0.02
TWh Generated | 1.772 | 1.772 | 1.772 | 1.772 | 1.772
TWh Generated Qualifying | 1.772 | 1.772 | 1.772 | 1.772 | 1.772
Rate - [lb/MWh] | 0 | 0 | 0 | 0 | 0
Constraint Shadow Price [US$/Ton] | 0 | 0 | 0 | 0 | 0
Constraint Name: CT Fac. Spec. - NOX Rate Annual v3.1 (BXJ) Constraint #: 51
Constraint Type: Rate Limit [lb/MMBtu]
Run Year, Seasons Included: 2012 WINTER SUMMER
Run Year, Seasons Included: 2015 WINTER SUMMER
Run Year, Seasons Included: 2020 WINTER SUMMER
Run Year, Seasons Included: 2025 WINTER SUMMER
Run Year, Seasons Included: 2032 WINTER SUMMER
Time Base: Seasonal/Annual | 2012-2013 | 2014-2017 | 2018-2022 | 2023-2027 | 2028-2035
Standard - [lb/MMBtu] | 0.15 | 0.15 | 0.15 | 0.15 | 0.15
-Emissions at Affected Plants [MTons] | 0.002943 | 0.002943 | 0.002943 | 0.002943 | 0.006758
-Less Allowances Purchased [MTons] NOX | 0 | 0 | 0 | 0 | 0
-Plus Allowances Sold [MTons] NOX | 0 | 0 | 0 | 0 | 0
-Plus Allowances Banked [MTons] | 0 | 0 | 0 | 0 | 0
-Less Allowances Withdrawn (1:1) [MTons] | 0 | 0 | 0 | 0 | 0
-Less Allowances Withdrawn (n:1) [MTons] | 0 | 0 | 0 | 0 | 0
Total [MTons] | 0.002943 | 0.002943 | 0.002943 | 0.002943 | 0.006758
TBtu Consumed | 0.04265 | 0.04265 | 0.04265 | 0.04265 | 0.09794
Rate - [lb/MMBtu] | 0.138 | 0.138 | 0.138 | 0.138 | 0.138
TWh Generated | 0.004187 | 0.004187 | 0.004187 | 0.004187 | 0.009616
TWh Generated Qualifying | 0.004187 | 0.004187 | 0.004187 | 0.004187 | 0.009616
Rate - [lb/MWh] | 0 | 0 | 0 | 0 | 0
Constraint Shadow Price [US$/Ton] | 0 | 0 | 0 | 0 | 0
Constraint Name: CT Fac. Spec. - NOX Rate Annual v3.1 (CMD) Constraint #: 52
Constraint Type: Rate Limit [lb/MMBtu]
Run Year, Seasons Included: 2012 WINTER SUMMER
Run Year, Seasons Included: 2015 WINTER SUMMER
Run Year, Seasons Included: 2020 WINTER SUMMER
Run Year, Seasons Included: 2025 WINTER SUMMER
Run Year, Seasons Included: 2032 WINTER SUMMER
Time Base: Seasonal/Annual | 2012-2013 | 2014-2017 | 2018-2022 | 2023-2027 | 2028-2035
Standard - [lb/MMBtu] | 0.15 | 0.15 | 0.15 | 0.15 | 0.15
-Emissions at Affected Plants [MTons] | 1.675 | 1.675 | 1.677 | 1.677 | 1.677
-Less Allowances Purchased [MTons] NOX | 0 | 0 | 0 | 0 | 0
-Plus Allowances Sold [MTons] NOX | 0 | 0 | 0 | 0 | 0
-Plus Allowances Banked [MTons] | 0 | 0 | 0 | 0 | 0
-Less Allowances Withdrawn (1:1) [MTons] | 0 | 0 | 0 | 0 | 0
-Less Allowances Withdrawn (n:1) [MTons] | 0 | 0 | 0 | 0 | 0
Total [MTons] | 1.675 | 1.675 | 1.677 | 1.677 | 1.677
TBtu Consumed | 27.99 | 27.99 | 27.95 | 27.95 | 27.95
Rate - [lb/MMBtu] | 0.1197 | 0.1197 | 0.12 | 0.12 | 0.12
TWh Generated | 2.748 | 2.748 | 2.748 | 2.748 | 2.748
TWh Generated Qualifying | 2.748 | 2.748 | 2.748 | 2.748 | 2.748
Rate - [lb/MWh] | 0 | 0 | 0 | 0 | 0
Constraint Shadow Price [US$/Ton] | 0 | 0 | 0 | 0 | 0
Constraint Name: CT Fac. Spec. - NOX Rate Annual v3.1 (CUQ) Constraint #: 53
Constraint Type: Rate Limit [lb/MMBtu]
Run Year, Seasons Included: 2012 WINTER SUMMER
Run Year, Seasons Included: 2015 WINTER SUMMER
Run Year, Seasons Included: 2020 WINTER SUMMER
Run Year, Seasons Included: 2025 WINTER SUMMER
Run Year, Seasons Included: 2032 WINTER SUMMER
Time Base: Seasonal/Annual | 2012-2013 | 2014-2017 | 2018-2022 | 2023-2027 | 2028-2035
Standard - [lb/MMBtu] | 0.15 | 0.15 | 0.15 | 0.15 | 0.15
-Emissions at Affected Plants [MTons] | 0 | 0 | 0 | 0 | 0
-Less Allowances Purchased [MTons] NOX | 0 | 0 | 0 | 0 | 0
-Plus Allowances Sold [MTons] NOX | 0 | 0 | 0 | 0 | 0
-Plus Allowances Banked [MTons] | 0 | 0 | 0 | 0 | 0
-Less Allowances Withdrawn (1:1) [MTons] | 0 | 0 | 0 | 0 | 0
-Less Allowances Withdrawn (n:1) [MTons] | 0 | 0 | 0 | 0 | 0
Total [MTons] | 0 | 0 | 0 | 0 | 0
TBtu Consumed | 0 | 0 | 0 | 0 | 0
Rate - [lb/MMBtu] | 0 | 0 | 0 | 0 | 0
TWh Generated | 0 | 0 | 0 | 0 | 0
TWh Generated Qualifying | 0 | 0 | 0 | 0 | 0
Rate - [lb/MWh] | 0 | 0 | 0 | 0 | 0
Constraint Shadow Price [US$/Ton] | 0 | 0 | 0 | 0 | 0
Constraint Name: CT Fac. Spec. - NOX Rate Annual v3.1 (CUR) Constraint #: 54
Constraint Type: Rate Limit [lb/MMBtu]
Run Year, Seasons Included: 2012 WINTER SUMMER
Run Year, Seasons Included: 2015 WINTER SUMMER
Run Year, Seasons Included: 2020 WINTER SUMMER
Run Year, Seasons Included: 2025 WINTER SUMMER
Run Year, Seasons Included: 2032 WINTER SUMMER
Time Base: Seasonal/Annual | 2012-2013 | 2014-2017 | 2018-2022 | 2023-2027 | 2028-2035
Standard - [lb/MMBtu] | 0.15 | 0.15 | 0.15 | 0.15 | 0.15
-Emissions at Affected Plants [MTons] | 0 | 0 | 0 | 0 | 0
-Less Allowances Purchased [MTons] NOX | 0 | 0 | 0 | 0 | 0
-Plus Allowances Sold [MTons] NOX | 0 | 0 | 0 | 0 | 0
-Plus Allowances Banked [MTons] | 0 | 0 | 0 | 0 | 0
-Less Allowances Withdrawn (1:1) [MTons] | 0 | 0 | 0 | 0 | 0
-Less Allowances Withdrawn (n:1) [MTons] | 0 | 0 | 0 | 0 | 0
Total [MTons] | 0 | 0 | 0 | 0 | 0
TBtu Consumed | 0 | 0 | 0 | 0 | 0
Rate - [lb/MMBtu] | 0 | 0 | 0 | 0 | 0
TWh Generated | 0 | 0 | 0 | 0 | 0
TWh Generated Qualifying | 0 | 0 | 0 | 0 | 0
Rate - [lb/MWh] | 0 | 0 | 0 | 0 | 0
Constraint Shadow Price [US$/Ton] | 0 | 0 | 0 | 0 | 0
Constraint Name: CT Fac. Spec. - NOX Rate Annual v3.1 (CUS) Constraint #: 55
Constraint Type: Rate Limit [lb/MMBtu]
Run Year, Seasons Included: 2012 WINTER SUMMER
Run Year, Seasons Included: 2015 WINTER SUMMER
Run Year, Seasons Included: 2020 WINTER SUMMER
Run Year, Seasons Included: 2025 WINTER SUMMER
Run Year, Seasons Included: 2032 WINTER SUMMER
Time Base: Seasonal/Annual | 2012-2013 | 2014-2017 | 2018-2022 | 2023-2027 | 2028-2035
Standard - [lb/MMBtu] | 0.15 | 0.15 | 0.15 | 0.15 | 0.15
-Emissions at Affected Plants [MTons] | 0 | 0 | 0 | 0 | 0
-Less Allowances Purchased [MTons] NOX | 0 | 0 | 0 | 0 | 0
-Plus Allowances Sold [MTons] NOX | 0 | 0 | 0 | 0 | 0
-Plus Allowances Banked [MTons] | 0 | 0 | 0 | 0 | 0
-Less Allowances Withdrawn (1:1) [MTons] | 0 | 0 | 0 | 0 | 0
-Less Allowances Withdrawn (n:1) [MTons] | 0 | 0 | 0 | 0 | 0
Total [MTons] | 0 | 0 | 0 | 0 | 0
TBtu Consumed | 0 | 0 | 0 | 0 | 0
Rate - [lb/MMBtu] | 0 | 0 | 0 | 0 | 0
TWh Generated | 0 | 0 | 0 | 0 | 0
TWh Generated Qualifying | 0 | 0 | 0 | 0 | 0
Rate - [lb/MWh] | 0 | 0 | 0 | 0 | 0
Constraint Shadow Price [US$/Ton] | 7534 | 8735 | 13620 | 18510 | 31900
Constraint Name: CT Fac. Spec. - NOX Rate Annual v3.1 (CVO) Constraint #: 56
Constraint Type: Rate Limit [lb/MMBtu]
Run Year, Seasons Included: 2012 WINTER SUMMER
Run Year, Seasons Included: 2015 WINTER SUMMER
Run Year, Seasons Included: 2020 WINTER SUMMER
Run Year, Seasons Included: 2025 WINTER SUMMER
Run Year, Seasons Included: 2032 WINTER SUMMER
Time Base: Seasonal/Annual | 2012-2013 | 2014-2017 | 2018-2022 | 2023-2027 | 2028-2035
Standard - [lb/MMBtu] | 0.15 | 0.15 | 0.15 | 0.15 | 0.15
-Emissions at Affected Plants [MTons] | 0.1925 | 0.1925 | 0.1925 | 0.1925 | 0.1925
-Less Allowances Purchased [MTons] NOX | 0 | 0 | 0 | 0 | 0
-Plus Allowances Sold [MTons] NOX | 0 | 0 | 0 | 0 | 0
-Plus Allowances Banked [MTons] | 0 | 0 | 0 | 0 | 0
-Less Allowances Withdrawn (1:1) [MTons] | 0 | 0 | 0 | 0 | 0
-Less Allowances Withdrawn (n:1) [MTons] | 0 | 0 | 0 | 0 | 0
Total [MTons] | 0.1925 | 0.1925 | 0.1925 | 0.1925 | 0.1925
TBtu Consumed | 6.876 | 6.876 | 6.876 | 6.876 | 6.876
Rate - [lb/MMBtu] | 0.056 | 0.056 | 0.056 | 0.056 | 0.056
TWh Generated | 0.6759 | 0.6759 | 0.6759 | 0.6759 | 0.6759
TWh Generated Qualifying | 0.6759 | 0.6759 | 0.6759 | 0.6759 | 0.6759
Rate - [lb/MWh] | 0 | 0 | 0 | 0 | 0
Constraint Shadow Price [US$/Ton] | 0 | 0 | 0 | 0 | 0
Constraint Name: CT Fac. Spec. - NOX Rate Annual v3.1 (CVP) Constraint #: 57
Constraint Type: Rate Limit [lb/MMBtu]
Run Year, Seasons Included: 2012 WINTER SUMMER
Run Year, Seasons Included: 2015 WINTER SUMMER
Run Year, Seasons Included: 2020 WINTER SUMMER
Run Year, Seasons Included: 2025 WINTER SUMMER
Run Year, Seasons Included: 2032 WINTER SUMMER
Time Base: Seasonal/Annual | 2012-2013 | 2014-2017 | 2018-2022 | 2023-2027 | 2028-2035
Standard - [lb/MMBtu] | 0.15 | 0.15 | 0.15 | 0.15 | 0.15
-Emissions at Affected Plants [MTons] | 0.192 | 0.192 | 0.192 | 0.192 | 0.192
-Less Allowances Purchased [MTons] NOX | 0 | 0 | 0 | 0 | 0
-Plus Allowances Sold [MTons] NOX | 0 | 0 | 0 | 0 | 0
-Plus Allowances Banked [MTons] | 0 | 0 | 0 | 0 | 0
-Less Allowances Withdrawn (1:1) [MTons] | 0 | 0 | 0 | 0 | 0
-Less Allowances Withdrawn (n:1) [MTons] | 0 | 0 | 0 | 0 | 0
Total [MTons] | 0.192 | 0.192 | 0.192 | 0.192 | 0.192
TBtu Consumed | 6.983 | 6.983 | 6.983 | 6.983 | 6.983
Rate - [lb/MMBtu] | 0.055 | 0.055 | 0.055 | 0.055 | 0.055
TWh Generated | 0.6759 | 0.6759 | 0.6759 | 0.6759 | 0.6759
TWh Generated Qualifying | 0.6759 | 0.6759 | 0.6759 | 0.6759 | 0.6759
Rate - [lb/MWh] | 0 | 0 | 0 | 0 | 0
Constraint Shadow Price [US$/Ton] | 0 | 0 | 0 | 0 | 0
Constraint Name: CT Fac. Spec. - NOX Rate Annual v3.1 (DDH) Constraint #: 58
Constraint Type: Rate Limit [lb/MMBtu]
Run Year, Seasons Included: 2012 WINTER SUMMER
Run Year, Seasons Included: 2015 WINTER SUMMER
Run Year, Seasons Included: 2020 WINTER SUMMER
Run Year, Seasons Included: 2025 WINTER SUMMER
Run Year, Seasons Included: 2032 WINTER SUMMER
Time Base: Seasonal/Annual | 2012-2013 | 2014-2017 | 2018-2022 | 2023-2027 | 2028-2035
Standard - [lb/MMBtu] | 0.15 | 0.15 | 0.15 | 0.15 | 0.15
-Emissions at Affected Plants [MTons] | 0 | 0 | 0 | 0 | 0
-Less Allowances Purchased [MTons] NOX | 0 | 0 | 0 | 0 | 0
-Plus Allowances Sold [MTons] NOX | 0 | 0 | 0 | 0 | 0
-Plus Allowances Banked [MTons] | 0 | 0 | 0 | 0 | 0
-Less Allowances Withdrawn (1:1) [MTons] | 0 | 0 | 0 | 0 | 0
-Less Allowances Withdrawn (n:1) [MTons] | 0 | 0 | 0 | 0 | 0
Total [MTons] | 0 | 0 | 0 | 0 | 0
TBtu Consumed | 0 | 0 | 0 | 0 | 0
Rate - [lb/MMBtu] | 0 | 0 | 0 | 0 | 0
TWh Generated | 0 | 0 | 0 | 0 | 0
TWh Generated Qualifying | 0 | 0 | 0 | 0 | 0
Rate - [lb/MWh] | 0 | 0 | 0 | 0 | 0
Constraint Shadow Price [US$/Ton] | 0 | 0 | 0 | 0 | 0
Constraint Name: CT Fac. Spec. - NOX Rate Annual v3.1 (DDI) Constraint #: 59
Constraint Type: Rate Limit [lb/MMBtu]
Run Year, Seasons Included: 2012 WINTER SUMMER
Run Year, Seasons Included: 2015 WINTER SUMMER
Run Year, Seasons Included: 2020 WINTER SUMMER
Run Year, Seasons Included: 2025 WINTER SUMMER
Run Year, Seasons Included: 2032 WINTER SUMMER
Time Base: Seasonal/Annual | 2012-2013 | 2014-2017 | 2018-2022 | 2023-2027 | 2028-2035
Standard - [lb/MMBtu] | 0.15 | 0.15 | 0.15 | 0.15 | 0.15
-Emissions at Affected Plants [MTons] | 0 | 0 | 0 | 0 | 0
-Less Allowances Purchased [MTons] NOX | 0 | 0 | 0 | 0 | 0
-Plus Allowances Sold [MTons] NOX | 0 | 0 | 0 | 0 | 0
-Plus Allowances Banked [MTons] | 0 | 0 | 0 | 0 | 0
-Less Allowances Withdrawn (1:1) [MTons] | 0 | 0 | 0 | 0 | 0
-Less Allowances Withdrawn (n:1) [MTons] | 0 | 0 | 0 | 0 | 0
Total [MTons] | 0 | 0 | 0 | 0 | 0
TBtu Consumed | 0 | 0 | 0 | 0 | 0
Rate - [lb/MMBtu] | 0 | 0 | 0 | 0 | 0
TWh Generated | 0 | 0 | 0 | 0 | 0
TWh Generated Qualifying | 0 | 0 | 0 | 0 | 0
Rate - [lb/MWh] | 0 | 0 | 0 | 0 | 0
Constraint Shadow Price [US$/Ton] | 0 | 0 | 0 | 0 | 0
Constraint Name: CT Fac. Spec. - NOX Rate Annual v3.1 (DDJ) Constraint #: 60
Constraint Type: Rate Limit [lb/MMBtu]
Run Year, Seasons Included: 2012 WINTER SUMMER
Run Year, Seasons Included: 2015 WINTER SUMMER
Run Year, Seasons Included: 2020 WINTER SUMMER
Run Year, Seasons Included: 2025 WINTER SUMMER
Run Year, Seasons Included: 2032 WINTER SUMMER
Time Base: Seasonal/Annual | 2012-2013 | 2014-2017 | 2018-2022 | 2023-2027 | 2028-2035
Standard - [lb/MMBtu] | 0.15 | 0.15 | 0.15 | 0.15 | 0.15
-Emissions at Affected Plants [MTons] | 0 | 0 | 0 | 0 | 0
-Less Allowances Purchased [MTons] NOX | 0 | 0 | 0 | 0 | 0
-Plus Allowances Sold [MTons] NOX | 0 | 0 | 0 | 0 | 0
-Plus Allowances Banked [MTons] | 0 | 0 | 0 | 0 | 0
-Less Allowances Withdrawn (1:1) [MTons] | 0 | 0 | 0 | 0 | 0
-Less Allowances Withdrawn (n:1) [MTons] | 0 | 0 | 0 | 0 | 0
Total [MTons] | 0 | 0 | 0 | 0 | 0
TBtu Consumed | 0 | 0 | 0 | 0 | 0
Rate - [lb/MMBtu] | 0 | 0 | 0 | 0 | 0
TWh Generated | 0 | 0 | 0 | 0 | 0
TWh Generated Qualifying | 0 | 0 | 0 | 0 | 0
Rate - [lb/MWh] | 0 | 0 | 0 | 0 | 0
Constraint Shadow Price [US$/Ton] | 0 | 0 | 0 | 0 | 0
Constraint Name: CT Fac. Spec. - NOX Rate Annual v3.1 (DDK) Constraint #: 61
Constraint Type: Rate Limit [lb/MMBtu]
Run Year, Seasons Included: 2012 WINTER SUMMER
Run Year, Seasons Included: 2015 WINTER SUMMER
Run Year, Seasons Included: 2020 WINTER SUMMER
Run Year, Seasons Included: 2025 WINTER SUMMER
Run Year, Seasons Included: 2032 WINTER SUMMER
Time Base: Seasonal/Annual | 2012-2013 | 2014-2017 | 2018-2022 | 2023-2027 | 2028-2035
Standard - [lb/MMBtu] | 0.15 | 0.15 | 0.15 | 0.15 | 0.15
-Emissions at Affected Plants [MTons] | 0 | 0 | 0 | 0 | 0
-Less Allowances Purchased [MTons] NOX | 0 | 0 | 0 | 0 | 0
-Plus Allowances Sold [MTons] NOX | 0 | 0 | 0 | 0 | 0
-Plus Allowances Banked [MTons] | 0 | 0 | 0 | 0 | 0
-Less Allowances Withdrawn (1:1) [MTons] | 0 | 0 | 0 | 0 | 0
-Less Allowances Withdrawn (n:1) [MTons] | 0 | 0 | 0 | 0 | 0
Total [MTons] | 0 | 0 | 0 | 0 | 0
TBtu Consumed | 0 | 0 | 0 | 0 | 0
Rate - [lb/MMBtu] | 0 | 0 | 0 | 0 | 0
TWh Generated | 0 | 0 | 0 | 0 | 0
TWh Generated Qualifying | 0 | 0 | 0 | 0 | 0
Rate - [lb/MWh] | 0 | 0 | 0 | 0 | 0
Constraint Shadow Price [US$/Ton] | 0 | 0 | 0 | 0 | 0
Constraint Name: CT Fac. Spec. - NOX Rate Annual v3.1 (DDL) Constraint #: 62
Constraint Type: Rate Limit [lb/MMBtu]
Run Year, Seasons Included: 2012 WINTER SUMMER
Run Year, Seasons Included: 2015 WINTER SUMMER
Run Year, Seasons Included: 2020 WINTER SUMMER
Run Year, Seasons Included: 2025 WINTER SUMMER
Run Year, Seasons Included: 2032 WINTER SUMMER
Time Base: Seasonal/Annual | 2012-2013 | 2014-2017 | 2018-2022 | 2023-2027 | 2028-2035
Standard - [lb/MMBtu] | 0.15 | 0.15 | 0.15 | 0.15 | 0.15
-Emissions at Affected Plants [MTons] | 0 | 0 | 0 | 0 | 0
-Less Allowances Purchased [MTons] NOX | 0 | 0 | 0 | 0 | 0
-Plus Allowances Sold [MTons] NOX | 0 | 0 | 0 | 0 | 0
-Plus Allowances Banked [MTons] | 0 | 0 | 0 | 0 | 0
-Less Allowances Withdrawn (1:1) [MTons] | 0 | 0 | 0 | 0 | 0
-Less Allowances Withdrawn (n:1) [MTons] | 0 | 0 | 0 | 0 | 0
Total [MTons] | 0 | 0 | 0 | 0 | 0
TBtu Consumed | 0 | 0 | 0 | 0 | 0
Rate - [lb/MMBtu] | 0 | 0 | 0 | 0 | 0
TWh Generated | 0 | 0 | 0 | 0 | 0
TWh Generated Qualifying | 0 | 0 | 0 | 0 | 0
Rate - [lb/MWh] | 0 | 0 | 0 | 0 | 0
Constraint Shadow Price [US$/Ton] | 0 | 0 | 0 | 0 | 0
Constraint Name: CT Fac. Spec. - NOX Rate Annual v3.1 (DDW) Constraint #: 63
Constraint Type: Rate Limit [lb/MMBtu]
Run Year, Seasons Included: 2012 WINTER SUMMER
Run Year, Seasons Included: 2015 WINTER SUMMER
Run Year, Seasons Included: 2020 WINTER SUMMER
Run Year, Seasons Included: 2025 WINTER SUMMER
Run Year, Seasons Included: 2032 WINTER SUMMER
Time Base: Seasonal/Annual | 2012-2013 | 2014-2017 | 2018-2022 | 2023-2027 | 2028-2035
Standard - [lb/MMBtu] | 0.15 | 0.15 | 0.15 | 0.15 | 0.15
-Emissions at Affected Plants [MTons] | 0 | 0 | 0 | 0 | 0
-Less Allowances Purchased [MTons] NOX | 0 | 0 | 0 | 0 | 0
-Plus Allowances Sold [MTons] NOX | 0 | 0 | 0 | 0 | 0
-Plus Allowances Banked [MTons] | 0 | 0 | 0 | 0 | 0
-Less Allowances Withdrawn (1:1) [MTons] | 0 | 0 | 0 | 0 | 0
-Less Allowances Withdrawn (n:1) [MTons] | 0 | 0 | 0 | 0 | 0
Total [MTons] | 0 | 0 | 0 | 0 | 0
TBtu Consumed | 0 | 0 | 0 | 0 | 0
Rate - [lb/MMBtu] | 0 | 0 | 0 | 0 | 0
TWh Generated | 0 | 0 | 0 | 0 | 0
TWh Generated Qualifying | 0 | 0 | 0 | 0 | 0
Rate - [lb/MWh] | 0 | 0 | 0 | 0 | 0
Constraint Shadow Price [US$/Ton] | 0 | 0 | 0 | 0 | 0
Constraint Name: CT Fac. Spec. - SO2 Rate Annual v3.1 (BAJ) Constraint #: 64
Constraint Type: Rate Limit [lb/MMBtu]
Run Year, Seasons Included: 2012 WINTER SUMMER
Run Year, Seasons Included: 2015 WINTER SUMMER
Run Year, Seasons Included: 2020 WINTER SUMMER
Run Year, Seasons Included: 2025 WINTER SUMMER
Run Year, Seasons Included: 2032 WINTER SUMMER
Time Base: Seasonal/Annual | 2012-2013 | 2014-2017 | 2018-2022 | 2023-2027 | 2028-2035
Standard - [lb/MMBtu] | 0.33 | 0.33 | 0.33 | 0.33 | 0.33
-Emissions at Affected Plants [MTons] | 0 | 0 | 0 | 0 | 0
-Less Allowances Purchased [MTons] SO2 | 0 | 0 | 0 | 0 | 0
-Plus Allowances Sold [MTons] SO2 | 0 | 0 | 0 | 0 | 0
-Plus Allowances Banked [MTons] | 0 | 0 | 0 | 0 | 0
-Less Allowances Withdrawn (1:1) [MTons] | 0 | 0 | 0 | 0 | 0
-Less Allowances Withdrawn (n:1) [MTons] | 0 | 0 | 0 | 0 | 0
Total [MTons] | 0 | 0 | 0 | 0 | 0
TBtu Consumed | 0.07684 | 0.1807 | 0.1807 | 0.1807 | 0.1807
Rate - [lb/MMBtu] | 0 | 0 | 0 | 0 | 0
TWh Generated | 0.008538 | 0.02008 | 0.02008 | 0.02008 | 0.02008
TWh Generated Qualifying | 0.008538 | 0.02008 | 0.02008 | 0.02008 | 0.02008
Rate - [lb/MWh] | 0 | 0 | 0 | 0 | 0
Constraint Shadow Price [US$/Ton] | 0 | 0 | 0 | 0 | 0
Constraint Name: CT Fac. Spec. - SO2 Rate Annual v3.1 (BAK) Constraint #: 65
Constraint Type: Rate Limit [lb/MMBtu]
Run Year, Seasons Included: 2012 WINTER SUMMER
Run Year, Seasons Included: 2015 WINTER SUMMER
Run Year, Seasons Included: 2020 WINTER SUMMER
Run Year, Seasons Included: 2025 WINTER SUMMER
Run Year, Seasons Included: 2032 WINTER SUMMER
Time Base: Seasonal/Annual | 2012-2013 | 2014-2017 | 2018-2022 | 2023-2027 | 2028-2035
Standard - [lb/MMBtu] | 0.33 | 0.33 | 0.33 | 0.33 | 0.33
-Emissions at Affected Plants [MTons] | 0 | 0 | 0 | 0 | 0
-Less Allowances Purchased [MTons] SO2 | 0 | 0 | 0 | 0 | 0
-Plus Allowances Sold [MTons] SO2 | 0 | 0 | 0 | 0 | 0
-Plus Allowances Banked [MTons] | 0 | 0 | 0 | 0 | 0
-Less Allowances Withdrawn (1:1) [MTons] | 0 | 0 | 0 | 0 | 0
-Less Allowances Withdrawn (n:1) [MTons] | 0 | 0 | 0 | 0 | 0
Total [MTons] | 0 | 0 | 0 | 0 | 0
TBtu Consumed | 0.07684 | 0.1807 | 0.1807 | 0.1807 | 0.1807
Rate - [lb/MMBtu] | 0 | 0 | 0 | 0 | 0
TWh Generated | 0.008538 | 0.02008 | 0.02008 | 0.02008 | 0.02008
TWh Generated Qualifying | 0.008538 | 0.02008 | 0.02008 | 0.02008 | 0.02008
Rate - [lb/MWh] | 0 | 0 | 0 | 0 | 0
Constraint Shadow Price [US$/Ton] | 0 | 0 | 0 | 0 | 0
Constraint Name: CT Fac. Spec. - SO2 Rate Annual v3.1 (BAL) Constraint #: 66
Constraint Type: Rate Limit [lb/MMBtu]
Run Year, Seasons Included: 2012 WINTER SUMMER
Run Year, Seasons Included: 2015 WINTER SUMMER
Run Year, Seasons Included: 2020 WINTER SUMMER
Run Year, Seasons Included: 2025 WINTER SUMMER
Run Year, Seasons Included: 2032 WINTER SUMMER
Time Base: Seasonal/Annual | 2012-2013 | 2014-2017 | 2018-2022 | 2023-2027 | 2028-2035
Standard - [lb/MMBtu] | 0.33 | 0.33 | 0.33 | 0.33 | 0.33
-Emissions at Affected Plants [MTons] | 0 | 0 | 0 | 0 | 0
-Less Allowances Purchased [MTons] SO2 | 0 | 0 | 0 | 0 | 0
-Plus Allowances Sold [MTons] SO2 | 0 | 0 | 0 | 0 | 0
-Plus Allowances Banked [MTons] | 0 | 0 | 0 | 0 | 0
-Less Allowances Withdrawn (1:1) [MTons] | 0 | 0 | 0 | 0 | 0
-Less Allowances Withdrawn (n:1) [MTons] | 0 | 0 | 0 | 0 | 0
Total [MTons] | 0 | 0 | 0 | 0 | 0
TBtu Consumed | 0.07684 | 0.1807 | 0.1807 | 0.1807 | 0.1807
Rate - [lb/MMBtu] | 0 | 0 | 0 | 0 | 0
TWh Generated | 0.008538 | 0.02008 | 0.02008 | 0.02008 | 0.02008
TWh Generated Qualifying | 0.008538 | 0.02008 | 0.02008 | 0.02008 | 0.02008
Rate - [lb/MWh] | 0 | 0 | 0 | 0 | 0
Constraint Shadow Price [US$/Ton] | 0 | 0 | 0 | 0 | 0
Constraint Name: CT Fac. Spec. - SO2 Rate Annual v3.1 (BAM) Constraint #: 67
Constraint Type: Rate Limit [lb/MMBtu]
Run Year, Seasons Included: 2012 WINTER SUMMER
Run Year, Seasons Included: 2015 WINTER SUMMER
Run Year, Seasons Included: 2020 WINTER SUMMER
Run Year, Seasons Included: 2025 WINTER SUMMER
Run Year, Seasons Included: 2032 WINTER SUMMER
Time Base: Seasonal/Annual | 2012-2013 | 2014-2017 | 2018-2022 | 2023-2027 | 2028-2035
Standard - [lb/MMBtu] | 0.33 | 0.33 | 0.33 | 0.33 | 0.33
-Emissions at Affected Plants [MTons] | 0 | 0 | 0 | 0 | 0
-Less Allowances Purchased [MTons] SO2 | 0 | 0 | 0 | 0 | 0
-Plus Allowances Sold [MTons] SO2 | 0 | 0 | 0 | 0 | 0
-Plus Allowances Banked [MTons] | 0 | 0 | 0 | 0 | 0
-Less Allowances Withdrawn (1:1) [MTons] | 0 | 0 | 0 | 0 | 0
-Less Allowances Withdrawn (n:1) [MTons] | 0 | 0 | 0 | 0 | 0
Total [MTons] | 0 | 0 | 0 | 0 | 0
TBtu Consumed | 0.07684 | 0.1807 | 0.1807 | 0.1807 | 0.1807
Rate - [lb/MMBtu] | 0 | 0 | 0 | 0 | 0
TWh Generated | 0.008538 | 0.02008 | 0.02008 | 0.02008 | 0.02008
TWh Generated Qualifying | 0.008538 | 0.02008 | 0.02008 | 0.02008 | 0.02008
Rate - [lb/MWh] | 0 | 0 | 0 | 0 | 0
Constraint Shadow Price [US$/Ton] | 0 | 0 | 0 | 0 | 0
Constraint Name: CT Fac. Spec. - SO2 Rate Annual v3.1 (BAN) Constraint #: 68
Constraint Type: Rate Limit [lb/MMBtu]
Run Year, Seasons Included: 2012 WINTER SUMMER
Run Year, Seasons Included: 2015 WINTER SUMMER
Run Year, Seasons Included: 2020 WINTER SUMMER
Run Year, Seasons Included: 2025 WINTER SUMMER
Run Year, Seasons Included: 2032 WINTER SUMMER
Time Base: Seasonal/Annual | 2012-2013 | 2014-2017 | 2018-2022 | 2023-2027 | 2028-2035
Standard - [lb/MMBtu] | 0.33 | 0.33 | 0.33 | 0.33 | 0.33
-Emissions at Affected Plants [MTons] | 0 | 0 | 0 | 0 | 0
-Less Allowances Purchased [MTons] SO2 | 0 | 0 | 0 | 0 | 0
-Plus Allowances Sold [MTons] SO2 | 0 | 0 | 0 | 0 | 0
-Plus Allowances Banked [MTons] | 0 | 0 | 0 | 0 | 0
-Less Allowances Withdrawn (1:1) [MTons] | 0 | 0 | 0 | 0 | 0
-Less Allowances Withdrawn (n:1) [MTons] | 0 | 0 | 0 | 0 | 0
Total [MTons] | 0 | 0 | 0 | 0 | 0
TBtu Consumed | 0.07684 | 0.1807 | 0.1807 | 0.1807 | 0.278
Rate - [lb/MMBtu] | 0 | 0 | 0 | 0 | 0
TWh Generated | 0.008538 | 0.02008 | 0.02008 | 0.02008 | 0.03089
TWh Generated Qualifying | 0.008538 | 0.02008 | 0.02008 | 0.02008 | 0.03089
Rate - [lb/MWh] | 0 | 0 | 0 | 0 | 0
Constraint Shadow Price [US$/Ton] | 0 | 0 | 0 | 0 | 0
Constraint Name: CT Fac. Spec. - SO2 Rate Annual v3.1 (BAO) Constraint #: 69
Constraint Type: Rate Limit [lb/MMBtu]
Run Year, Seasons Included: 2012 WINTER SUMMER
Run Year, Seasons Included: 2015 WINTER SUMMER
Run Year, Seasons Included: 2020 WINTER SUMMER
Run Year, Seasons Included: 2025 WINTER SUMMER
Run Year, Seasons Included: 2032 WINTER SUMMER
Time Base: Seasonal/Annual | 2012-2013 | 2014-2017 | 2018-2022 | 2023-2027 | 2028-2035
Standard - [lb/MMBtu] | 0.33 | 0.33 | 0.33 | 0.33 | 0.33
-Emissions at Affected Plants [MTons] | 0 | 0 | 0 | 0 | 0
-Less Allowances Purchased [MTons] SO2 | 0 | 0 | 0 | 0 | 0
-Plus Allowances Sold [MTons] SO2 | 0 | 0 | 0 | 0 | 0
-Plus Allowances Banked [MTons] | 0 | 0 | 0 | 0 | 0
-Less Allowances Withdrawn (1:1) [MTons] | 0 | 0 | 0 | 0 | 0
-Less Allowances Withdrawn (n:1) [MTons] | 0 | 0 | 0 | 0 | 0
Total [MTons] | 0 | 0 | 0 | 0 | 0
TBtu Consumed | 0 | 0 | 0.03087 | 0.03087 | 0.03087
Rate - [lb/MMBtu] | 0 | 0 | 0 | 0 | 0
TWh Generated | 0 | 0 | 0.002895 | 0.002895 | 0.002895
TWh Generated Qualifying | 0 | 0 | 0.002895 | 0.002895 | 0.002895
Rate - [lb/MWh] | 0 | 0 | 0 | 0 | 0
Constraint Shadow Price [US$/Ton] | 0 | 0 | 0 | 0 | 0
Constraint Name: CT Fac. Spec. - SO2 Rate Annual v3.1 (BAY) Constraint #: 70
Constraint Type: Rate Limit [lb/MMBtu]
Run Year, Seasons Included: 2012 WINTER SUMMER
Run Year, Seasons Included: 2015 WINTER SUMMER
Run Year, Seasons Included: 2020 WINTER SUMMER
Run Year, Seasons Included: 2025 WINTER SUMMER
Run Year, Seasons Included: 2032 WINTER SUMMER
Time Base: Seasonal/Annual | 2012-2013 | 2014-2017 | 2018-2022 | 2023-2027 | 2028-2035
Standard - [lb/MMBtu] | 0.33 | 0.33 | 0.33 | 0.33 | 0.33
-Emissions at Affected Plants [MTons] | 0 | 0 | 0 | 0 | 0
-Less Allowances Purchased [MTons] SO2 | 0 | 0 | 0 | 0 | 0
-Plus Allowances Sold [MTons] SO2 | 0 | 0 | 0 | 0 | 0
-Plus Allowances Banked [MTons] | 0 | 0 | 0 | 0 | 0
-Less Allowances Withdrawn (1:1) [MTons] | 0 | 0 | 0 | 0 | 0
-Less Allowances Withdrawn (n:1) [MTons] | 0 | 0 | 0 | 0 | 0
Total [MTons] | 0 | 0 | 0 | 0 | 0
TBtu Consumed | 0 | 0 | 0 | 0 | 0
Rate - [lb/MMBtu] | 0 | 0 | 0 | 0 | 0
TWh Generated | 0 | 0 | 0 | 0 | 0
TWh Generated Qualifying | 0 | 0 | 0 | 0 | 0
Rate - [lb/MWh] | 0 | 0 | 0 | 0 | 0
Constraint Shadow Price [US$/Ton] | 0 | 0 | 0 | 0 | 0
Constraint Name: CT Fac. Spec. - SO2 Rate Annual v3.1 (BAZ) Constraint #: 71
Constraint Type: Rate Limit [lb/MMBtu]
Run Year, Seasons Included: 2012 WINTER SUMMER
Run Year, Seasons Included: 2015 WINTER SUMMER
Run Year, Seasons Included: 2020 WINTER SUMMER
Run Year, Seasons Included: 2025 WINTER SUMMER
Run Year, Seasons Included: 2032 WINTER SUMMER
Time Base: Seasonal/Annual | 2012-2013 | 2014-2017 | 2018-2022 | 2023-2027 | 2028-2035
Standard - [lb/MMBtu] | 0.33 | 0.33 | 0.33 | 0.33 | 0.33
-Emissions at Affected Plants [MTons] | 0 | 0 | 0 | 0 | 0
-Less Allowances Purchased [MTons] SO2 | 0 | 0 | 0 | 0 | 0
-Plus Allowances Sold [MTons] SO2 | 0 | 0 | 0 | 0 | 0
-Plus Allowances Banked [MTons] | 0 | 0 | 0 | 0 | 0
-Less Allowances Withdrawn (1:1) [MTons] | 0 | 0 | 0 | 0 | 0
-Less Allowances Withdrawn (n:1) [MTons] | 0 | 0 | 0 | 0 | 0
Total [MTons] | 0 | 0 | 0 | 0 | 0
TBtu Consumed | 0 | 0 | 0 | 0 | 0
Rate - [lb/MMBtu] | 0 | 0 | 0 | 0 | 0
TWh Generated | 0 | 0 | 0 | 0 | 0
TWh Generated Qualifying | 0 | 0 | 0 | 0 | 0
Rate - [lb/MWh] | 0 | 0 | 0 | 0 | 0
Constraint Shadow Price [US$/Ton] | 0 | 0 | 0 | 0 | 0
Constraint Name: CT Fac. Spec. - SO2 Rate Annual v3.1 (BBA) Constraint #: 72
Constraint Type: Rate Limit [lb/MMBtu]
Run Year, Seasons Included: 2012 WINTER SUMMER
Run Year, Seasons Included: 2015 WINTER SUMMER
Run Year, Seasons Included: 2020 WINTER SUMMER
Run Year, Seasons Included: 2025 WINTER SUMMER
Run Year, Seasons Included: 2032 WINTER SUMMER
Time Base: Seasonal/Annual | 2012-2013 | 2014-2017 | 2018-2022 | 2023-2027 | 2028-2035
Standard - [lb/MMBtu] | 0.33 | 0.33 | 0.33 | 0.33 | 0.33
-Emissions at Affected Plants [MTons] | 0 | 0 | 0 | 0 | 0
-Less Allowances Purchased [MTons] SO2 | 0 | 0 | 0 | 0 | 0
-Plus Allowances Sold [MTons] SO2 | 0 | 0 | 0 | 0 | 0
-Plus Allowances Banked [MTons] | 0 | 0 | 0 | 0 | 0
-Less Allowances Withdrawn (1:1) [MTons] | 0 | 0 | 0 | 0 | 0
-Less Allowances Withdrawn (n:1) [MTons] | 0 | 0 | 0 | 0 | 0
Total [MTons] | 0 | 0 | 0 | 0 | 0
TBtu Consumed | 0 | 0 | 0 | 0 | 0
Rate - [lb/MMBtu] | 0 | 0 | 0 | 0 | 0
TWh Generated | 0 | 0 | 0 | 0 | 0
TWh Generated Qualifying | 0 | 0 | 0 | 0 | 0
Rate - [lb/MWh] | 0 | 0 | 0 | 0 | 0
Constraint Shadow Price [US$/Ton] | 0 | 0 | 0 | 0 | 0
Constraint Name: CT Fac. Spec. - SO2 Rate Annual v3.1 (BBB) Constraint #: 73
Constraint Type: Rate Limit [lb/MMBtu]
Run Year, Seasons Included: 2012 WINTER SUMMER
Run Year, Seasons Included: 2015 WINTER SUMMER
Run Year, Seasons Included: 2020 WINTER SUMMER
Run Year, Seasons Included: 2025 WINTER SUMMER
Run Year, Seasons Included: 2032 WINTER SUMMER
Time Base: Seasonal/Annual | 2012-2013 | 2014-2017 | 2018-2022 | 2023-2027 | 2028-2035
Standard - [lb/MMBtu] | 0.33 | 0.33 | 0.33 | 0.33 | 0.33
-Emissions at Affected Plants [MTons] | 0 | 0 | 0 | 0 | 0
-Less Allowances Purchased [MTons] SO2 | 0 | 0 | 0 | 0 | 0
-Plus Allowances Sold [MTons] SO2 | 0 | 0 | 0 | 0 | 0
-Plus Allowances Banked [MTons] | 0 | 0 | 0 | 0 | 0
-Less Allowances Withdrawn (1:1) [MTons] | 0 | 0 | 0 | 0 | 0
-Less Allowances Withdrawn (n:1) [MTons] | 0 | 0 | 0 | 0 | 0
Total [MTons] | 0 | 0 | 0 | 0 | 0
TBtu Consumed | 0 | 0 | 0 | 0 | 0
Rate - [lb/MMBtu] | 0 | 0 | 0 | 0 | 0
TWh Generated | 0 | 0 | 0 | 0 | 0
TWh Generated Qualifying | 0 | 0 | 0 | 0 | 0
Rate - [lb/MWh] | 0 | 0 | 0 | 0 | 0
Constraint Shadow Price [US$/Ton] | 0 | 0 | 0 | 0 | 0
Constraint Name: CT Fac. Spec. - SO2 Rate Annual v3.1 (BBC) Constraint #: 74
Constraint Type: Rate Limit [lb/MMBtu]
Run Year, Seasons Included: 2012 WINTER SUMMER
Run Year, Seasons Included: 2015 WINTER SUMMER
Run Year, Seasons Included: 2020 WINTER SUMMER
Run Year, Seasons Included: 2025 WINTER SUMMER
Run Year, Seasons Included: 2032 WINTER SUMMER
Time Base: Seasonal/Annual | 2012-2013 | 2014-2017 | 2018-2022 | 2023-2027 | 2028-2035
Standard - [lb/MMBtu] | 0.33 | 0.33 | 0.33 | 0.33 | 0.33
-Emissions at Affected Plants [MTons] | 0 | 0 | 0 | 0 | 0
-Less Allowances Purchased [MTons] SO2 | 0 | 0 | 0 | 0 | 0
-Plus Allowances Sold [MTons] SO2 | 0 | 0 | 0 | 0 | 0
-Plus Allowances Banked [MTons] | 0 | 0 | 0 | 0 | 0
-Less Allowances Withdrawn (1:1) [MTons] | 0 | 0 | 0 | 0 | 0
-Less Allowances Withdrawn (n:1) [MTons] | 0 | 0 | 0 | 0 | 0
Total [MTons] | 0 | 0 | 0 | 0 | 0
TBtu Consumed | 0 | 0 | 0 | 0 | 0
Rate - [lb/MMBtu] | 0 | 0 | 0 | 0 | 0
TWh Generated | 0 | 0 | 0 | 0 | 0
TWh Generated Qualifying | 0 | 0 | 0 | 0 | 0
Rate - [lb/MWh] | 0 | 0 | 0 | 0 | 0
Constraint Shadow Price [US$/Ton] | 0 | 0 | 0 | 0 | 0
Constraint Name: CT Fac. Spec. - SO2 Rate Annual v3.1 (BBD) Constraint #: 75
Constraint Type: Rate Limit [lb/MMBtu]
Run Year, Seasons Included: 2012 WINTER SUMMER
Run Year, Seasons Included: 2015 WINTER SUMMER
Run Year, Seasons Included: 2020 WINTER SUMMER
Run Year, Seasons Included: 2025 WINTER SUMMER
Run Year, Seasons Included: 2032 WINTER SUMMER
Time Base: Seasonal/Annual | 2012-2013 | 2014-2017 | 2018-2022 | 2023-2027 | 2028-2035
Standard - [lb/MMBtu] | 0.33 | 0.33 | 0.33 | 0.33 | 0.33
-Emissions at Affected Plants [MTons] | 0 | 0 | 0 | 0 | 0
-Less Allowances Purchased [MTons] SO2 | 0 | 0 | 0 | 0 | 0
-Plus Allowances Sold [MTons] SO2 | 0 | 0 | 0 | 0 | 0
-Plus Allowances Banked [MTons] | 0 | 0 | 0 | 0 | 0
-Less Allowances Withdrawn (1:1) [MTons] | 0 | 0 | 0 | 0 | 0
-Less Allowances Withdrawn (n:1) [MTons] | 0 | 0 | 0 | 0 | 0
Total [MTons] | 0 | 0 | 0 | 0 | 0
TBtu Consumed | 0 | 0 | 0 | 0 | 0
Rate - [lb/MMBtu] | 0 | 0 | 0 | 0 | 0
TWh Generated | 0 | 0 | 0 | 0 | 0
TWh Generated Qualifying | 0 | 0 | 0 | 0 | 0
Rate - [lb/MWh] | 0 | 0 | 0 | 0 | 0
Constraint Shadow Price [US$/Ton] | 0 | 0 | 0 | 0 | 0
Constraint Name: CT Fac. Spec. - SO2 Rate Annual v3.1 (BBE) Constraint #: 76
Constraint Type: Rate Limit [lb/MMBtu]
Run Year, Seasons Included: 2012 WINTER SUMMER
Run Year, Seasons Included: 2015 WINTER SUMMER
Run Year, Seasons Included: 2020 WINTER SUMMER
Run Year, Seasons Included: 2025 WINTER SUMMER
Run Year, Seasons Included: 2032 WINTER SUMMER
Time Base: Seasonal/Annual | 2012-2013 | 2014-2017 | 2018-2022 | 2023-2027 | 2028-2035
Standard - [lb/MMBtu] | 0.33 | 0.33 | 0.33 | 0.33 | 0.33
-Emissions at Affected Plants [MTons] | 0 | 0 | 0 | 0 | 0
-Less Allowances Purchased [MTons] SO2 | 0 | 0 | 0 | 0 | 0
-Plus Allowances Sold [MTons] SO2 | 0 | 0 | 0 | 0 | 0
-Plus Allowances Banked [MTons] | 0 | 0 | 0 | 0 | 0
-Less Allowances Withdrawn (1:1) [MTons] | 0 | 0 | 0 | 0 | 0
-Less Allowances Withdrawn (n:1) [MTons] | 0 | 0 | 0 | 0 | 0
Total [MTons] | 0 | 0 | 0 | 0 | 0
TBtu Consumed | 0 | 0 | 0 | 0 | 0
Rate - [lb/MMBtu] | 0 | 0 | 0 | 0 | 0
TWh Generated | 0 | 0 | 0 | 0 | 0
TWh Generated Qualifying | 0 | 0 | 0 | 0 | 0
Rate - [lb/MWh] | 0 | 0 | 0 | 0 | 0
Constraint Shadow Price [US$/Ton] | 0 | 0 | 0 | 0 | 0
Constraint Name: CT Fac. Spec. - SO2 Rate Annual v3.1 (BBF) Constraint #: 77
Constraint Type: Rate Limit [lb/MMBtu]
Run Year, Seasons Included: 2012 WINTER SUMMER
Run Year, Seasons Included: 2015 WINTER SUMMER
Run Year, Seasons Included: 2020 WINTER SUMMER
Run Year, Seasons Included: 2025 WINTER SUMMER
Run Year, Seasons Included: 2032 WINTER SUMMER
Time Base: Seasonal/Annual | 2012-2013 | 2014-2017 | 2018-2022 | 2023-2027 | 2028-2035
Standard - [lb/MMBtu] | 0.33 | 0.33 | 0.33 | 0.33 | 0.33
-Emissions at Affected Plants [MTons] | 0 | 0 | 0 | 0 | 0
-Less Allowances Purchased [MTons] SO2 | 0 | 0 | 0 | 0 | 0
-Plus Allowances Sold [MTons] SO2 | 0 | 0 | 0 | 0 | 0
-Plus Allowances Banked [MTons] | 0 | 0 | 0 | 0 | 0
-Less Allowances Withdrawn (1:1) [MTons] | 0 | 0 | 0 | 0 | 0
-Less Allowances Withdrawn (n:1) [MTons] | 0 | 0 | 0 | 0 | 0
Total [MTons] | 0 | 0 | 0 | 0 | 0
TBtu Consumed | 0 | 0 | 0 | 0 | 0
Rate - [lb/MMBtu] | 0 | 0 | 0 | 0 | 0
TWh Generated | 0 | 0 | 0 | 0 | 0
TWh Generated Qualifying | 0 | 0 | 0 | 0 | 0
Rate - [lb/MWh] | 0 | 0 | 0 | 0 | 0
Constraint Shadow Price [US$/Ton] | 0 | 0 | 0 | 0 | 0
Constraint Name: CT Fac. Spec. - SO2 Rate Annual v3.1 (BBG) Constraint #: 78
Constraint Type: Rate Limit [lb/MMBtu]
Run Year, Seasons Included: 2012 WINTER SUMMER
Run Year, Seasons Included: 2015 WINTER SUMMER
Run Year, Seasons Included: 2020 WINTER SUMMER
Run Year, Seasons Included: 2025 WINTER SUMMER
Run Year, Seasons Included: 2032 WINTER SUMMER
Time Base: Seasonal/Annual | 2012-2013 | 2014-2017 | 2018-2022 | 2023-2027 | 2028-2035
Standard - [lb/MMBtu] | 0.33 | 0.33 | 0.33 | 0.33 | 0.33
-Emissions at Affected Plants [MTons] | 0 | 0 | 0 | 0 | 0
-Less Allowances Purchased [MTons] SO2 | 0 | 0 | 0 | 0 | 0
-Plus Allowances Sold [MTons] SO2 | 0 | 0 | 0 | 0 | 0
-Plus Allowances Banked [MTons] | 0 | 0 | 0 | 0 | 0
-Less Allowances Withdrawn (1:1) [MTons] | 0 | 0 | 0 | 0 | 0
-Less Allowances Withdrawn (n:1) [MTons] | 0 | 0 | 0 | 0 | 0
Total [MTons] | 0 | 0 | 0 | 0 | 0
TBtu Consumed | 0 | 0 | 0 | 0 | 0
Rate - [lb/MMBtu] | 0 | 0 | 0 | 0 | 0
TWh Generated | 0 | 0 | 0 | 0 | 0
TWh Generated Qualifying | 0 | 0 | 0 | 0 | 0
Rate - [lb/MWh] | 0 | 0 | 0 | 0 | 0
Constraint Shadow Price [US$/Ton] | 0 | 0 | 0 | 0 | 0
Constraint Name: CT Fac. Spec. - SO2 Rate Annual v3.1 (BBH) Constraint #: 79
Constraint Type: Rate Limit [lb/MMBtu]
Run Year, Seasons Included: 2012 WINTER SUMMER
Run Year, Seasons Included: 2015 WINTER SUMMER
Run Year, Seasons Included: 2020 WINTER SUMMER
Run Year, Seasons Included: 2025 WINTER SUMMER
Run Year, Seasons Included: 2032 WINTER SUMMER
Time Base: Seasonal/Annual | 2012-2013 | 2014-2017 | 2018-2022 | 2023-2027 | 2028-2035
Standard - [lb/MMBtu] | 0.33 | 0.33 | 0.33 | 0.33 | 0.33
-Emissions at Affected Plants [MTons] | 0 | 0 | 0 | 0 | 0
-Less Allowances Purchased [MTons] SO2 | 0 | 0 | 0 | 0 | 0
-Plus Allowances Sold [MTons] SO2 | 0 | 0 | 0 | 0 | 0
-Plus Allowances Banked [MTons] | 0 | 0 | 0 | 0 | 0
-Less Allowances Withdrawn (1:1) [MTons] | 0 | 0 | 0 | 0 | 0
-Less Allowances Withdrawn (n:1) [MTons] | 0 | 0 | 0 | 0 | 0
Total [MTons] | 0 | 0 | 0 | 0 | 0
TBtu Consumed | 0 | 0 | 0 | 0 | 0
Rate - [lb/MMBtu] | 0 | 0 | 0 | 0 | 0
TWh Generated | 0 | 0 | 0 | 0 | 0
TWh Generated Qualifying | 0 | 0 | 0 | 0 | 0
Rate - [lb/MWh] | 0 | 0 | 0 | 0 | 0
Constraint Shadow Price [US$/Ton] | 0 | 0 | 0 | 0 | 0
Constraint Name: CT Fac. Spec. - SO2 Rate Annual v3.1 (BBI) Constraint #: 80
Constraint Type: Rate Limit [lb/MMBtu]
Run Year, Seasons Included: 2012 WINTER SUMMER
Run Year, Seasons Included: 2015 WINTER SUMMER
Run Year, Seasons Included: 2020 WINTER SUMMER
Run Year, Seasons Included: 2025 WINTER SUMMER
Run Year, Seasons Included: 2032 WINTER SUMMER
Time Base: Seasonal/Annual | 2012-2013 | 2014-2017 | 2018-2022 | 2023-2027 | 2028-2035
Standard - [lb/MMBtu] | 0.33 | 0.33 | 0.33 | 0.33 | 0.33
-Emissions at Affected Plants [MTons] | 0 | 0 | 0 | 0 | 0
-Less Allowances Purchased [MTons] SO2 | 0 | 0 | 0 | 0 | 0
-Plus Allowances Sold [MTons] SO2 | 0 | 0 | 0 | 0 | 0
-Plus Allowances Banked [MTons] | 0 | 0 | 0 | 0 | 0
-Less Allowances Withdrawn (1:1) [MTons] | 0 | 0 | 0 | 0 | 0
-Less Allowances Withdrawn (n:1) [MTons] | 0 | 0 | 0 | 0 | 0
Total [MTons] | 0 | 0 | 0 | 0 | 0
TBtu Consumed | 0 | 0 | 0 | 0 | 0
Rate - [lb/MMBtu] | 0 | 0 | 0 | 0 | 0
TWh Generated | 0 | 0 | 0 | 0 | 0
TWh Generated Qualifying | 0 | 0 | 0 | 0 | 0
Rate - [lb/MWh] | 0 | 0 | 0 | 0 | 0
Constraint Shadow Price [US$/Ton] | 0 | 0 | 0 | 0 | 0
Constraint Name: CT Fac. Spec. - SO2 Rate Annual v3.1 (BBJ) Constraint #: 81
Constraint Type: Rate Limit [lb/MMBtu]
Run Year, Seasons Included: 2012 WINTER SUMMER
Run Year, Seasons Included: 2015 WINTER SUMMER
Run Year, Seasons Included: 2020 WINTER SUMMER
Run Year, Seasons Included: 2025 WINTER SUMMER
Run Year, Seasons Included: 2032 WINTER SUMMER
Time Base: Seasonal/Annual | 2012-2013 | 2014-2017 | 2018-2022 | 2023-2027 | 2028-2035
Standard - [lb/MMBtu] | 0.33 | 0.33 | 0.33 | 0.33 | 0.33
-Emissions at Affected Plants [MTons] | 0 | 0 | 0 | 0 | 0
-Less Allowances Purchased [MTons] SO2 | 0 | 0 | 0 | 0 | 0
-Plus Allowances Sold [MTons] SO2 | 0 | 0 | 0 | 0 | 0
-Plus Allowances Banked [MTons] | 0 | 0 | 0 | 0 | 0
-Less Allowances Withdrawn (1:1) [MTons] | 0 | 0 | 0 | 0 | 0
-Less Allowances Withdrawn (n:1) [MTons] | 0 | 0 | 0 | 0 | 0
Total [MTons] | 0 | 0 | 0 | 0 | 0
TBtu Consumed | 0 | 0 | 0 | 0 | 0
Rate - [lb/MMBtu] | 0 | 0 | 0 | 0 | 0
TWh Generated | 0 | 0 | 0 | 0 | 0
TWh Generated Qualifying | 0 | 0 | 0 | 0 | 0
Rate - [lb/MWh] | 0 | 0 | 0 | 0 | 0
Constraint Shadow Price [US$/Ton] | 0 | 0 | 0 | 0 | 0
Constraint Name: CT Fac. Spec. - SO2 Rate Annual v3.1 (BBK) Constraint #: 82
Constraint Type: Rate Limit [lb/MMBtu]
Run Year, Seasons Included: 2012 WINTER SUMMER
Run Year, Seasons Included: 2015 WINTER SUMMER
Run Year, Seasons Included: 2020 WINTER SUMMER
Run Year, Seasons Included: 2025 WINTER SUMMER
Run Year, Seasons Included: 2032 WINTER SUMMER
Time Base: Seasonal/Annual | 2012-2013 | 2014-2017 | 2018-2022 | 2023-2027 | 2028-2035
Standard - [lb/MMBtu] | 0.33 | 0.33 | 0.33 | 0.33 | 0.33
-Emissions at Affected Plants [MTons] | 0 | 0 | 0 | 0 | 0
-Less Allowances Purchased [MTons] SO2 | 0 | 0 | 0 | 0 | 0
-Plus Allowances Sold [MTons] SO2 | 0 | 0 | 0 | 0 | 0
-Plus Allowances Banked [MTons] | 0 | 0 | 0 | 0 | 0
-Less Allowances Withdrawn (1:1) [MTons] | 0 | 0 | 0 | 0 | 0
-Less Allowances Withdrawn (n:1) [MTons] | 0 | 0 | 0 | 0 | 0
Total [MTons] | 0 | 0 | 0 | 0 | 0
TBtu Consumed | 0 | 0 | 0 | 0 | 0
Rate - [lb/MMBtu] | 0 | 0 | 0 | 0 | 0
TWh Generated | 0 | 0 | 0 | 0 | 0
TWh Generated Qualifying | 0 | 0 | 0 | 0 | 0
Rate - [lb/MWh] | 0 | 0 | 0 | 0 | 0
Constraint Shadow Price [US$/Ton] | 0 | 0 | 0 | 0 | 0
Constraint Name: CT Fac. Spec. - SO2 Rate Annual v3.1 (BBN) Constraint #: 83
Constraint Type: Rate Limit [lb/MMBtu]
Run Year, Seasons Included: 2012 WINTER SUMMER
Run Year, Seasons Included: 2015 WINTER SUMMER
Run Year, Seasons Included: 2020 WINTER SUMMER
Run Year, Seasons Included: 2025 WINTER SUMMER
Run Year, Seasons Included: 2032 WINTER SUMMER
Time Base: Seasonal/Annual | 2012-2013 | 2014-2017 | 2018-2022 | 2023-2027 | 2028-2035
Standard - [lb/MMBtu] | 0.33 | 0.33 | 0.33 | 0.33 | 0.33
-Emissions at Affected Plants [MTons] | 0 | 0 | 0 | 0 | 0
-Less Allowances Purchased [MTons] SO2 | 0 | 0 | 0 | 0 | 0
-Plus Allowances Sold [MTons] SO2 | 0 | 0 | 0 | 0 | 0
-Plus Allowances Banked [MTons] | 0 | 0 | 0 | 0 | 0
-Less Allowances Withdrawn (1:1) [MTons] | 0 | 0 | 0 | 0 | 0
-Less Allowances Withdrawn (n:1) [MTons] | 0 | 0 | 0 | 0 | 0
Total [MTons] | 0 | 0 | 0 | 0 | 0
TBtu Consumed | 0 | 0.05234 | 0.05234 | 0.05234 | 0.05234
Rate - [lb/MMBtu] | 0 | 0 | 0 | 0 | 0
TWh Generated | 0 | 0.004985 | 0.004985 | 0.004985 | 0.004985
TWh Generated Qualifying | 0 | 0.004985 | 0.004985 | 0.004985 | 0.004985
Rate - [lb/MWh] | 0 | 0 | 0 | 0 | 0
Constraint Shadow Price [US$/Ton] | 0 | 0 | 0 | 0 | 0
Constraint Name: CT Fac. Spec. - SO2 Rate Annual v3.1 (BBO) Constraint #: 84
Constraint Type: Rate Limit [lb/MMBtu]
Run Year, Seasons Included: 2012 WINTER SUMMER
Run Year, Seasons Included: 2015 WINTER SUMMER
Run Year, Seasons Included: 2020 WINTER SUMMER
Run Year, Seasons Included: 2025 WINTER SUMMER
Run Year, Seasons Included: 2032 WINTER SUMMER
Time Base: Seasonal/Annual | 2012-2013 | 2014-2017 | 2018-2022 | 2023-2027 | 2028-2035
Standard - [lb/MMBtu] | 0.33 | 0.33 | 0.33 | 0.33 | 0.33
-Emissions at Affected Plants [MTons] | 0 | 0 | 0 | 0 | 0
-Less Allowances Purchased [MTons] SO2 | 0 | 0 | 0 | 0 | 0
-Plus Allowances Sold [MTons] SO2 | 0 | 0 | 0 | 0 | 0
-Plus Allowances Banked [MTons] | 0 | 0 | 0 | 0 | 0
-Less Allowances Withdrawn (1:1) [MTons] | 0 | 0 | 0 | 0 | 0
-Less Allowances Withdrawn (n:1) [MTons] | 0 | 0 | 0 | 0 | 0
Total [MTons] | 0 | 0 | 0 | 0 | 0
TBtu Consumed | 0 | 0.0506 | 0.0506 | 0.0506 | 0.0506
Rate - [lb/MMBtu] | 0 | 0 | 0 | 0 | 0
TWh Generated | 0 | 0.004819 | 0.004819 | 0.004819 | 0.004819
TWh Generated Qualifying | 0 | 0.004819 | 0.004819 | 0.004819 | 0.004819
Rate - [lb/MWh] | 0 | 0 | 0 | 0 | 0
Constraint Shadow Price [US$/Ton] | 0 | 0 | 0 | 0 | 0
Constraint Name: CT Fac. Spec. - SO2 Rate Annual v3.1 (BBP) Constraint #: 85
Constraint Type: Rate Limit [lb/MMBtu]
Run Year, Seasons Included: 2012 WINTER SUMMER
Run Year, Seasons Included: 2015 WINTER SUMMER
Run Year, Seasons Included: 2020 WINTER SUMMER
Run Year, Seasons Included: 2025 WINTER SUMMER
Run Year, Seasons Included: 2032 WINTER SUMMER
Time Base: Seasonal/Annual | 2012-2013 | 2014-2017 | 2018-2022 | 2023-2027 | 2028-2035
Standard - [lb/MMBtu] | 0.33 | 0.33 | 0.33 | 0.33 | 0.33
-Emissions at Affected Plants [MTons] | 0 | 0 | 0 | 0 | 0
-Less Allowances Purchased [MTons] SO2 | 0 | 0 | 0 | 0 | 0
-Plus Allowances Sold [MTons] SO2 | 0 | 0 | 0 | 0 | 0
-Plus Allowances Banked [MTons] | 0 | 0 | 0 | 0 | 0
-Less Allowances Withdrawn (1:1) [MTons] | 0 | 0 | 0 | 0 | 0
-Less Allowances Withdrawn (n:1) [MTons] | 0 | 0 | 0 | 0 | 0
Total [MTons] | 0 | 0 | 0 | 0 | 0
TBtu Consumed | 0 | 0.05234 | 0.05234 | 0.05234 | 0.05234
Rate - [lb/MMBtu] | 0 | 0 | 0 | 0 | 0
TWh Generated | 0 | 0.004985 | 0.004985 | 0.004985 | 0.004985
TWh Generated Qualifying | 0 | 0.004985 | 0.004985 | 0.004985 | 0.004985
Rate - [lb/MWh] | 0 | 0 | 0 | 0 | 0
Constraint Shadow Price [US$/Ton] | 0 | 0 | 0 | 0 | 0
Constraint Name: CT Fac. Spec. - SO2 Rate Annual v3.1 (BBQ) Constraint #: 86
Constraint Type: Rate Limit [lb/MMBtu]
Run Year, Seasons Included: 2012 WINTER SUMMER
Run Year, Seasons Included: 2015 WINTER SUMMER
Run Year, Seasons Included: 2020 WINTER SUMMER
Run Year, Seasons Included: 2025 WINTER SUMMER
Run Year, Seasons Included: 2032 WINTER SUMMER
Time Base: Seasonal/Annual | 2012-2013 | 2014-2017 | 2018-2022 | 2023-2027 | 2028-2035
Standard - [lb/MMBtu] | 0.33 | 0.33 | 0.33 | 0.33 | 0.33
-Emissions at Affected Plants [MTons] | 0 | 0 | 0 | 0 | 0
-Less Allowances Purchased [MTons] SO2 | 0 | 0 | 0 | 0 | 0
-Plus Allowances Sold [MTons] SO2 | 0 | 0 | 0 | 0 | 0
-Plus Allowances Banked [MTons] | 0 | 0 | 0 | 0 | 0
-Less Allowances Withdrawn (1:1) [MTons] | 0 | 0 | 0 | 0 | 0
-Less Allowances Withdrawn (n:1) [MTons] | 0 | 0 | 0 | 0 | 0
Total [MTons] | 0 | 0 | 0 | 0 | 0
TBtu Consumed | 0 | 0.05234 | 0.05234 | 0.05234 | 0.05234
Rate - [lb/MMBtu] | 0 | 0 | 0 | 0 | 0
TWh Generated | 0 | 0.004985 | 0.004985 | 0.004985 | 0.004985
TWh Generated Qualifying | 0 | 0.004985 | 0.004985 | 0.004985 | 0.004985
Rate - [lb/MWh] | 0 | 0 | 0 | 0 | 0
Constraint Shadow Price [US$/Ton] | 0 | 0 | 0 | 0 | 0
Constraint Name: CT Fac. Spec. - SO2 Rate Annual v3.1 (BBR) Constraint #: 87
Constraint Type: Rate Limit [lb/MMBtu]
Run Year, Seasons Included: 2012 WINTER SUMMER
Run Year, Seasons Included: 2015 WINTER SUMMER
Run Year, Seasons Included: 2020 WINTER SUMMER
Run Year, Seasons Included: 2025 WINTER SUMMER
Run Year, Seasons Included: 2032 WINTER SUMMER
Time Base: Seasonal/Annual | 2012-2013 | 2014-2017 | 2018-2022 | 2023-2027 | 2028-2035
Standard - [lb/MMBtu] | 0.33 | 0.33 | 0.33 | 0.33 | 0.33
-Emissions at Affected Plants [MTons] | 0 | 0 | 0 | 0 | 0
-Less Allowances Purchased [MTons] SO2 | 0 | 0 | 0 | 0 | 0
-Plus Allowances Sold [MTons] SO2 | 0 | 0 | 0 | 0 | 0
-Plus Allowances Banked [MTons] | 0 | 0 | 0 | 0 | 0
-Less Allowances Withdrawn (1:1) [MTons] | 0 | 0 | 0 | 0 | 0
-Less Allowances Withdrawn (n:1) [MTons] | 0 | 0 | 0 | 0 | 0
Total [MTons] | 0 | 0 | 0 | 0 | 0
TBtu Consumed | 0 | 0 | 0 | 0 | 0
Rate - [lb/MMBtu] | 0 | 0 | 0 | 0 | 0
TWh Generated | 0 | 0 | 0 | 0 | 0
TWh Generated Qualifying | 0 | 0 | 0 | 0 | 0
Rate - [lb/MWh] | 0 | 0 | 0 | 0 | 0
Constraint Shadow Price [US$/Ton] | 0 | 0 | 0 | 0 | 0
Constraint Name: CT Fac. Spec. - SO2 Rate Annual v3.1 (BBS) Constraint #: 88
Constraint Type: Rate Limit [lb/MMBtu]
Run Year, Seasons Included: 2012 WINTER SUMMER
Run Year, Seasons Included: 2015 WINTER SUMMER
Run Year, Seasons Included: 2020 WINTER SUMMER
Run Year, Seasons Included: 2025 WINTER SUMMER
Run Year, Seasons Included: 2032 WINTER SUMMER
Time Base: Seasonal/Annual | 2012-2013 | 2014-2017 | 2018-2022 | 2023-2027 | 2028-2035
Standard - [lb/MMBtu] | 0.33 | 0.33 | 0.33 | 0.33 | 0.33
-Emissions at Affected Plants [MTons] | 0 | 0 | 0 | 0 | 0
-Less Allowances Purchased [MTons] SO2 | 0 | 0 | 0 | 0 | 0
-Plus Allowances Sold [MTons] SO2 | 0 | 0 | 0 | 0 | 0
-Plus Allowances Banked [MTons] | 0 | 0 | 0 | 0 | 0
-Less Allowances Withdrawn (1:1) [MTons] | 0 | 0 | 0 | 0 | 0
-Less Allowances Withdrawn (n:1) [MTons] | 0 | 0 | 0 | 0 | 0
Total [MTons] | 0 | 0 | 0 | 0 | 0
TBtu Consumed | 0 | 0 | 0 | 0 | 0
Rate - [lb/MMBtu] | 0 | 0 | 0 | 0 | 0
TWh Generated | 0 | 0 | 0 | 0 | 0
TWh Generated Qualifying | 0 | 0 | 0 | 0 | 0
Rate - [lb/MWh] | 0 | 0 | 0 | 0 | 0
Constraint Shadow Price [US$/Ton] | 0 | 0 | 0 | 0 | 0
Constraint Name: CT Fac. Spec. - SO2 Rate Annual v3.1 (BBT) Constraint #: 89
Constraint Type: Rate Limit [lb/MMBtu]
Run Year, Seasons Included: 2012 WINTER SUMMER
Run Year, Seasons Included: 2015 WINTER SUMMER
Run Year, Seasons Included: 2020 WINTER SUMMER
Run Year, Seasons Included: 2025 WINTER SUMMER
Run Year, Seasons Included: 2032 WINTER SUMMER
Time Base: Seasonal/Annual | 2012-2013 | 2014-2017 | 2018-2022 | 2023-2027 | 2028-2035
Standard - [lb/MMBtu] | 0.33 | 0.33 | 0.33 | 0.33 | 0.33
-Emissions at Affected Plants [MTons] | 0 | 0 | 0 | 0 | 0
-Less Allowances Purchased [MTons] SO2 | 0 | 0 | 0 | 0 | 0
-Plus Allowances Sold [MTons] SO2 | 0 | 0 | 0 | 0 | 0
-Plus Allowances Banked [MTons] | 0 | 0 | 0 | 0 | 0
-Less Allowances Withdrawn (1:1) [MTons] | 0 | 0 | 0 | 0 | 0
-Less Allowances Withdrawn (n:1) [MTons] | 0 | 0 | 0 | 0 | 0
Total [MTons] | 0 | 0 | 0 | 0 | 0
TBtu Consumed | 0 | 0 | 0 | 0 | 0
Rate - [lb/MMBtu] | 0 | 0 | 0 | 0 | 0
TWh Generated | 0 | 0 | 0 | 0 | 0
TWh Generated Qualifying | 0 | 0 | 0 | 0 | 0
Rate - [lb/MWh] | 0 | 0 | 0 | 0 | 0
Constraint Shadow Price [US$/Ton] | 0 | 0 | 0 | 0 | 0
Constraint Name: CT Fac. Spec. - SO2 Rate Annual v3.1 (BBU) Constraint #: 90
Constraint Type: Rate Limit [lb/MMBtu]
Run Year, Seasons Included: 2012 WINTER SUMMER
Run Year, Seasons Included: 2015 WINTER SUMMER
Run Year, Seasons Included: 2020 WINTER SUMMER
Run Year, Seasons Included: 2025 WINTER SUMMER
Run Year, Seasons Included: 2032 WINTER SUMMER
Time Base: Seasonal/Annual | 2012-2013 | 2014-2017 | 2018-2022 | 2023-2027 | 2028-2035
Standard - [lb/MMBtu] | 0.33 | 0.33 | 0.33 | 0.33 | 0.33
-Emissions at Affected Plants [MTons] | 0 | 0 | 0 | 0 | 0
-Less Allowances Purchased [MTons] SO2 | 0 | 0 | 0 | 0 | 0
-Plus Allowances Sold [MTons] SO2 | 0 | 0 | 0 | 0 | 0
-Plus Allowances Banked [MTons] | 0 | 0 | 0 | 0 | 0
-Less Allowances Withdrawn (1:1) [MTons] | 0 | 0 | 0 | 0 | 0
-Less Allowances Withdrawn (n:1) [MTons] | 0 | 0 | 0 | 0 | 0
Total [MTons] | 0 | 0 | 0 | 0 | 0
TBtu Consumed | 0 | 0 | 0 | 0 | 0
Rate - [lb/MMBtu] | 0 | 0 | 0 | 0 | 0
TWh Generated | 0 | 0 | 0 | 0 | 0
TWh Generated Qualifying | 0 | 0 | 0 | 0 | 0
Rate - [lb/MWh] | 0 | 0 | 0 | 0 | 0
Constraint Shadow Price [US$/Ton] | 0 | 0 | 0 | 0 | 0
Constraint Name: CT Fac. Spec. - SO2 Rate Annual v3.1 (BBV) Constraint #: 91
Constraint Type: Rate Limit [lb/MMBtu]
Run Year, Seasons Included: 2012 WINTER SUMMER
Run Year, Seasons Included: 2015 WINTER SUMMER
Run Year, Seasons Included: 2020 WINTER SUMMER
Run Year, Seasons Included: 2025 WINTER SUMMER
Run Year, Seasons Included: 2032 WINTER SUMMER
Time Base: Seasonal/Annual | 2012-2013 | 2014-2017 | 2018-2022 | 2023-2027 | 2028-2035
Standard - [lb/MMBtu] | 0.33 | 0.33 | 0.33 | 0.33 | 0.33
-Emissions at Affected Plants [MTons] | 0 | 0 | 0 | 0 | 0
-Less Allowances Purchased [MTons] SO2 | 0 | 0 | 0 | 0 | 0
-Plus Allowances Sold [MTons] SO2 | 0 | 0 | 0 | 0 | 0
-Plus Allowances Banked [MTons] | 0 | 0 | 0 | 0 | 0
-Less Allowances Withdrawn (1:1) [MTons] | 0 | 0 | 0 | 0 | 0
-Less Allowances Withdrawn (n:1) [MTons] | 0 | 0 | 0 | 0 | 0
Total [MTons] | 0 | 0 | 0 | 0 | 0
TBtu Consumed | 0 | 0 | 0 | 0 | 0
Rate - [lb/MMBtu] | 0 | 0 | 0 | 0 | 0
TWh Generated | 0 | 0 | 0 | 0 | 0
TWh Generated Qualifying | 0 | 0 | 0 | 0 | 0
Rate - [lb/MWh] | 0 | 0 | 0 | 0 | 0
Constraint Shadow Price [US$/Ton] | 0 | 0 | 0 | 0 | 0
Constraint Name: CT Fac. Spec. - SO2 Rate Annual v3.1 (BWF) Constraint #: 92
Constraint Type: Rate Limit [lb/MMBtu]
Run Year, Seasons Included: 2012 WINTER SUMMER
Run Year, Seasons Included: 2015 WINTER SUMMER
Run Year, Seasons Included: 2020 WINTER SUMMER
Run Year, Seasons Included: 2025 WINTER SUMMER
Run Year, Seasons Included: 2032 WINTER SUMMER
Time Base: Seasonal/Annual | 2012-2013 | 2014-2017 | 2018-2022 | 2023-2027 | 2028-2035
Standard - [lb/MMBtu] | 0.33 | 0.33 | 0.33 | 0.33 | 0.33
-Emissions at Affected Plants [MTons] | 0 | 0 | 0 | 0 | 0
-Less Allowances Purchased [MTons] SO2 | 0 | 0 | 0 | 0 | 0
-Plus Allowances Sold [MTons] SO2 | 0 | 0 | 0 | 0 | 0
-Plus Allowances Banked [MTons] | 0 | 0 | 0 | 0 | 0
-Less Allowances Withdrawn (1:1) [MTons] | 0 | 0 | 0 | 0 | 0
-Less Allowances Withdrawn (n:1) [MTons] | 0 | 0 | 0 | 0 | 0
Total [MTons] | 0 | 0 | 0 | 0 | 0
TBtu Consumed | 1.251 | 1.251 | 1.251 | 1.251 | 1.251
Rate - [lb/MMBtu] | 0 | 0 | 0 | 0 | 0
TWh Generated | 0.1779 | 0.1779 | 0.1779 | 0.1779 | 0.1779
TWh Generated Qualifying | 0.1779 | 0.1779 | 0.1779 | 0.1779 | 0.1779
Rate - [lb/MWh] | 0 | 0 | 0 | 0 | 0
Constraint Shadow Price [US$/Ton] | 0 | 0 | 0 | 0 | 0
Constraint Name: CT Fac. Spec. - SO2 Rate Annual v3.1 (BWG) Constraint #: 93
Constraint Type: Rate Limit [lb/MMBtu]
Run Year, Seasons Included: 2012 WINTER SUMMER
Run Year, Seasons Included: 2015 WINTER SUMMER
Run Year, Seasons Included: 2020 WINTER SUMMER
Run Year, Seasons Included: 2025 WINTER SUMMER
Run Year, Seasons Included: 2032 WINTER SUMMER
Time Base: Seasonal/Annual | 2012-2013 | 2014-2017 | 2018-2022 | 2023-2027 | 2028-2035
Standard - [lb/MMBtu] | 0.33 | 0.33 | 0.33 | 0.33 | 0.33
-Emissions at Affected Plants [MTons] | 0 | 0 | 0 | 0 | 0
-Less Allowances Purchased [MTons] SO2 | 0 | 0 | 0 | 0 | 0
-Plus Allowances Sold [MTons] SO2 | 0 | 0 | 0 | 0 | 0
-Plus Allowances Banked [MTons] | 0 | 0 | 0 | 0 | 0
-Less Allowances Withdrawn (1:1) [MTons] | 0 | 0 | 0 | 0 | 0
-Less Allowances Withdrawn (n:1) [MTons] | 0 | 0 | 0 | 0 | 0
Total [MTons] | 0 | 0 | 0 | 0 | 0
TBtu Consumed | 0.6417 | 1.26 | 1.26 | 1.26 | 1.26
Rate - [lb/MMBtu] | 0 | 0 | 0 | 0 | 0
TWh Generated | 0.08036 | 0.1578 | 0.1578 | 0.1578 | 0.1578
TWh Generated Qualifying | 0.08036 | 0.1578 | 0.1578 | 0.1578 | 0.1578
Rate - [lb/MWh] | 0 | 0 | 0 | 0 | 0
Constraint Shadow Price [US$/Ton] | 0 | 0 | 0 | 0 | 0
Constraint Name: CT Fac. Spec. - SO2 Rate Annual v3.1 (BWH) Constraint #: 94
Constraint Type: Rate Limit [lb/MMBtu]
Run Year, Seasons Included: 2012 WINTER SUMMER
Run Year, Seasons Included: 2015 WINTER SUMMER
Run Year, Seasons Included: 2020 WINTER SUMMER
Run Year, Seasons Included: 2025 WINTER SUMMER
Run Year, Seasons Included: 2032 WINTER SUMMER
Time Base: Seasonal/Annual | 2012-2013 | 2014-2017 | 2018-2022 | 2023-2027 | 2028-2035
Standard - [lb/MMBtu] | 0.33 | 0.33 | 0.33 | 0.33 | 0.33
-Emissions at Affected Plants [MTons] | 0 | 0 | 0 | 0 | 0
-Less Allowances Purchased [MTons] SO2 | 0 | 0 | 0 | 0 | 0
-Plus Allowances Sold [MTons] SO2 | 0 | 0 | 0 | 0 | 0
-Plus Allowances Banked [MTons] | 0 | 0 | 0 | 0 | 0
-Less Allowances Withdrawn (1:1) [MTons] | 0 | 0 | 0 | 0 | 0
-Less Allowances Withdrawn (n:1) [MTons] | 0 | 0 | 0 | 0 | 0
Total [MTons] | 0 | 0 | 0 | 0 | 0
TBtu Consumed | 0.9122 | 0.9122 | 0.9122 | 0.9122 | 0.9122
Rate - [lb/MMBtu] | 0 | 0 | 0 | 0 | 0
TWh Generated | 0.1297 | 0.1297 | 0.1297 | 0.1297 | 0.1297
TWh Generated Qualifying | 0.1297 | 0.1297 | 0.1297 | 0.1297 | 0.1297
Rate - [lb/MWh] | 0 | 0 | 0 | 0 | 0
Constraint Shadow Price [US$/Ton] | 0 | 0 | 0 | 0 | 0
Constraint Name: CT Fac. Spec. - SO2 Rate Annual v3.1 (BWI) Constraint #: 95
Constraint Type: Rate Limit [lb/MMBtu]
Run Year, Seasons Included: 2012 WINTER SUMMER
Run Year, Seasons Included: 2015 WINTER SUMMER
Run Year, Seasons Included: 2020 WINTER SUMMER
Run Year, Seasons Included: 2025 WINTER SUMMER
Run Year, Seasons Included: 2032 WINTER SUMMER
Time Base: Seasonal/Annual | 2012-2013 | 2014-2017 | 2018-2022 | 2023-2027 | 2028-2035
Standard - [lb/MMBtu] | 0.33 | 0.33 | 0.33 | 0.33 | 0.33
-Emissions at Affected Plants [MTons] | 0 | 0 | 0 | 0 | 0
-Less Allowances Purchased [MTons] SO2 | 0 | 0 | 0 | 0 | 0
-Plus Allowances Sold [MTons] SO2 | 0 | 0 | 0 | 0 | 0
-Plus Allowances Banked [MTons] | 0 | 0 | 0 | 0 | 0
-Less Allowances Withdrawn (1:1) [MTons] | 0 | 0 | 0 | 0 | 0
-Less Allowances Withdrawn (n:1) [MTons] | 0 | 0 | 0 | 0 | 0
Total [MTons] | 0 | 0 | 0 | 0 | 0
TBtu Consumed | 0.443 | 1.331 | 1.331 | 1.331 | 1.331
Rate - [lb/MMBtu] | 0 | 0 | 0 | 0 | 0
TWh Generated | 0.05547 | 0.1667 | 0.1667 | 0.1667 | 0.1667
TWh Generated Qualifying | 0.05547 | 0.1667 | 0.1667 | 0.1667 | 0.1667
Rate - [lb/MWh] | 0 | 0 | 0 | 0 | 0
Constraint Shadow Price [US$/Ton] | 0 | 0 | 0 | 0 | 0
Constraint Name: CT Fac. Spec. - SO2 Rate Annual v3.1 (BWJ) Constraint #: 96
Constraint Type: Rate Limit [lb/MMBtu]
Run Year, Seasons Included: 2012 WINTER SUMMER
Run Year, Seasons Included: 2015 WINTER SUMMER
Run Year, Seasons Included: 2020 WINTER SUMMER
Run Year, Seasons Included: 2025 WINTER SUMMER
Run Year, Seasons Included: 2032 WINTER SUMMER
Time Base: Seasonal/Annual | 2012-2013 | 2014-2017 | 2018-2022 | 2023-2027 | 2028-2035
Standard - [lb/MMBtu] | 0.33 | 0.33 | 0.33 | 0.33 | 0.33
-Emissions at Affected Plants [MTons] | 0 | 0 | 0 | 0 | 0
-Less Allowances Purchased [MTons] SO2 | 0 | 0 | 0 | 0 | 0
-Plus Allowances Sold [MTons] SO2 | 0 | 0 | 0 | 0 | 0
-Plus Allowances Banked [MTons] | 0 | 0 | 0 | 0 | 0
-Less Allowances Withdrawn (1:1) [MTons] | 0 | 0 | 0 | 0 | 0
-Less Allowances Withdrawn (n:1) [MTons] | 0 | 0 | 0 | 0 | 0
Total [MTons] | 0 | 0 | 0 | 0 | 0
TBtu Consumed | 0.6791 | 1.331 | 1.331 | 1.331 | 1.331
Rate - [lb/MMBtu] | 0 | 0 | 0 | 0 | 0
TWh Generated | 0.08504 | 0.1667 | 0.1667 | 0.1667 | 0.1667
TWh Generated Qualifying | 0.08504 | 0.1667 | 0.1667 | 0.1667 | 0.1667
Rate - [lb/MWh] | 0 | 0 | 0 | 0 | 0
Constraint Shadow Price [US$/Ton] | 0 | 0 | 0 | 0 | 0
Constraint Name: CT Fac. Spec. - SO2 Rate Annual v3.1 (BWY) Constraint #: 97
Constraint Type: Rate Limit [lb/MMBtu]
Run Year, Seasons Included: 2012 WINTER SUMMER
Run Year, Seasons Included: 2015 WINTER SUMMER
Run Year, Seasons Included: 2020 WINTER SUMMER
Run Year, Seasons Included: 2025 WINTER SUMMER
Run Year, Seasons Included: 2032 WINTER SUMMER
Time Base: Seasonal/Annual | 2012-2013 | 2014-2017 | 2018-2022 | 2023-2027 | 2028-2035
Standard - [lb/MMBtu] | 0.33 | 0.33 | 0.33 | 0.33 | 0.33
-Emissions at Affected Plants [MTons] | 0 | 0 | 0 | 0 | 0
-Less Allowances Purchased [MTons] SO2 | 0 | 0 | 0 | 0 | 0
-Plus Allowances Sold [MTons] SO2 | 0 | 0 | 0 | 0 | 0
-Plus Allowances Banked [MTons] | 0 | 0 | 0 | 0 | 0
-Less Allowances Withdrawn (1:1) [MTons] | 0 | 0 | 0 | 0 | 0
-Less Allowances Withdrawn (n:1) [MTons] | 0 | 0 | 0 | 0 | 0
Total [MTons] | 0 | 0 | 0 | 0 | 0
TBtu Consumed | 15.25 | 15.25 | 15.25 | 15.25 | 15.25
Rate - [lb/MMBtu] | 0 | 0 | 0 | 0 | 0
TWh Generated | 2.169 | 2.169 | 2.169 | 2.169 | 2.169
TWh Generated Qualifying | 2.169 | 2.169 | 2.169 | 2.169 | 2.169
Rate - [lb/MWh] | 0 | 0 | 0 | 0 | 0
Constraint Shadow Price [US$/Ton] | 0 | 0 | 0 | 0 | 0
Constraint Name: CT Fac. Spec. - SO2 Rate Annual v3.1 (BWZ) Constraint #: 98
Constraint Type: Rate Limit [lb/MMBtu]
Run Year, Seasons Included: 2012 WINTER SUMMER
Run Year, Seasons Included: 2015 WINTER SUMMER
Run Year, Seasons Included: 2020 WINTER SUMMER
Run Year, Seasons Included: 2025 WINTER SUMMER
Run Year, Seasons Included: 2032 WINTER SUMMER
Time Base: Seasonal/Annual | 2012-2013 | 2014-2017 | 2018-2022 | 2023-2027 | 2028-2035
Standard - [lb/MMBtu] | 0.33 | 0.33 | 0.33 | 0.33 | 0.33
-Emissions at Affected Plants [MTons] | 0 | 0 | 0 | 0 | 0
-Less Allowances Purchased [MTons] SO2 | 0 | 0 | 0 | 0 | 0
-Plus Allowances Sold [MTons] SO2 | 0 | 0 | 0 | 0 | 0
-Plus Allowances Banked [MTons] | 0 | 0 | 0 | 0 | 0
-Less Allowances Withdrawn (1:1) [MTons] | 0 | 0 | 0 | 0 | 0
-Less Allowances Withdrawn (n:1) [MTons] | 0 | 0 | 0 | 0 | 0
Total [MTons] | 0 | 0 | 0 | 0 | 0
TBtu Consumed | 15.25 | 15.25 | 15.25 | 15.25 | 15.25
Rate - [lb/MMBtu] | 0 | 0 | 0 | 0 | 0
TWh Generated | 2.169 | 2.169 | 2.169 | 2.169 | 2.169
TWh Generated Qualifying | 2.169 | 2.169 | 2.169 | 2.169 | 2.169
Rate - [lb/MWh] | 0 | 0 | 0 | 0 | 0
Constraint Shadow Price [US$/Ton] | 0 | 0 | 0 | 0 | 0
Constraint Name: CT Fac. Spec. - SO2 Rate Annual v3.1 (BXB) Constraint #: 99
Constraint Type: Rate Limit [lb/MMBtu]
Run Year, Seasons Included: 2012 WINTER SUMMER
Run Year, Seasons Included: 2015 WINTER SUMMER
Run Year, Seasons Included: 2020 WINTER SUMMER
Run Year, Seasons Included: 2025 WINTER SUMMER
Run Year, Seasons Included: 2032 WINTER SUMMER
Time Base: Seasonal/Annual | 2012-2013 | 2014-2017 | 2018-2022 | 2023-2027 | 2028-2035
Standard - [lb/MMBtu] | 0.33 | 0.33 | 0.33 | 0.33 | 0.33
-Emissions at Affected Plants [MTons] | 0 | 0 | 0 | 0 | 0
-Less Allowances Purchased [MTons] SO2 | 0 | 0 | 0 | 0 | 0
-Plus Allowances Sold [MTons] SO2 | 0 | 0 | 0 | 0 | 0
-Plus Allowances Banked [MTons] | 0 | 0 | 0 | 0 | 0
-Less Allowances Withdrawn (1:1) [MTons] | 0 | 0 | 0 | 0 | 0
-Less Allowances Withdrawn (n:1) [MTons] | 0 | 0 | 0 | 0 | 0
Total [MTons] | 0 | 0 | 0 | 0 | 0
TBtu Consumed | 0.07145 | 0.07145 | 0.07145 | 0.07145 | 0.1338
Rate - [lb/MMBtu] | 0 | 0 | 0 | 0 | 0
TWh Generated | 0.007766 | 0.007766 | 0.007766 | 0.007766 | 0.01455
TWh Generated Qualifying | 0.007766 | 0.007766 | 0.007766 | 0.007766 | 0.01455
Rate - [lb/MWh] | 0 | 0 | 0 | 0 | 0
Constraint Shadow Price [US$/Ton] | 0 | 0 | 0 | 0 | 0
Constraint Name: CT Fac. Spec. - SO2 Rate Annual v3.1 (BXC) Constraint #: 100
Constraint Type: Rate Limit [lb/MMBtu]
Run Year, Seasons Included: 2012 WINTER SUMMER
Run Year, Seasons Included: 2015 WINTER SUMMER
Run Year, Seasons Included: 2020 WINTER SUMMER
Run Year, Seasons Included: 2025 WINTER SUMMER
Run Year, Seasons Included: 2032 WINTER SUMMER
Time Base: Seasonal/Annual | 2012-2013 | 2014-2017 | 2018-2022 | 2023-2027 | 2028-2035
Standard - [lb/MMBtu] | 0.33 | 0.33 | 0.33 | 0.33 | 0.33
-Emissions at Affected Plants [MTons] | 0 | 0 | 0 | 0 | 0
-Less Allowances Purchased [MTons] SO2 | 0 | 0 | 0 | 0 | 0
-Plus Allowances Sold [MTons] SO2 | 0 | 0 | 0 | 0 | 0
-Plus Allowances Banked [MTons] | 0 | 0 | 0 | 0 | 0
-Less Allowances Withdrawn (1:1) [MTons] | 0 | 0 | 0 | 0 | 0
-Less Allowances Withdrawn (n:1) [MTons] | 0 | 0 | 0 | 0 | 0
Total [MTons] | 0 | 0 | 0 | 0 | 0
TBtu Consumed | 0.05082 | 0.1167 | 0.1167 | 0.1167 | 0.2186
Rate - [lb/MMBtu] | 0 | 0 | 0 | 0 | 0
TWh Generated | 0.005524 | 0.01269 | 0.01269 | 0.01269 | 0.02376
TWh Generated Qualifying | 0.005524 | 0.01269 | 0.01269 | 0.01269 | 0.02376
Rate - [lb/MWh] | 0 | 0 | 0 | 0 | 0
Constraint Shadow Price [US$/Ton] | 0 | 0 | 0 | 0 | 0
Constraint Name: CT Fac. Spec. - SO2 Rate Annual v3.1 (BXD) Constraint #: 101
Constraint Type: Rate Limit [lb/MMBtu]
Run Year, Seasons Included: 2012 WINTER SUMMER
Run Year, Seasons Included: 2015 WINTER SUMMER
Run Year, Seasons Included: 2020 WINTER SUMMER
Run Year, Seasons Included: 2025 WINTER SUMMER
Run Year, Seasons Included: 2032 WINTER SUMMER
Time Base: Seasonal/Annual | 2012-2013 | 2014-2017 | 2018-2022 | 2023-2027 | 2028-2035
Standard - [lb/MMBtu] | 0.33 | 0.33 | 0.33 | 0.33 | 0.33
-Emissions at Affected Plants [MTons] | 0 | 0 | 0 | 0 | 0
-Less Allowances Purchased [MTons] SO2 | 0 | 0 | 0 | 0 | 0
-Plus Allowances Sold [MTons] SO2 | 0 | 0 | 0 | 0 | 0
-Plus Allowances Banked [MTons] | 0 | 0 | 0 | 0 | 0
-Less Allowances Withdrawn (1:1) [MTons] | 0 | 0 | 0 | 0 | 0
-Less Allowances Withdrawn (n:1) [MTons] | 0 | 0 | 0 | 0 | 0
Total [MTons] | 0 | 0 | 0 | 0 | 0
TBtu Consumed | 11.19 | 7.29 | 5.648 | 5.648 | 12.55
Rate - [lb/MMBtu] | 0 | 0 | 0 | 0 | 0
TWh Generated | 1.538 | 1.002 | 0.7765 | 0.7765 | 1.726
TWh Generated Qualifying | 1.538 | 1.002 | 0.7765 | 0.7765 | 1.726
Rate - [lb/MWh] | 0 | 0 | 0 | 0 | 0
Constraint Shadow Price [US$/Ton] | 0 | 0 | 0 | 0 | 0
Constraint Name: CT Fac. Spec. - SO2 Rate Annual v3.1 (BXE) Constraint #: 102
Constraint Type: Rate Limit [lb/MMBtu]
Run Year, Seasons Included: 2012 WINTER SUMMER
Run Year, Seasons Included: 2015 WINTER SUMMER
Run Year, Seasons Included: 2020 WINTER SUMMER
Run Year, Seasons Included: 2025 WINTER SUMMER
Run Year, Seasons Included: 2032 WINTER SUMMER
Time Base: Seasonal/Annual | 2012-2013 | 2014-2017 | 2018-2022 | 2023-2027 | 2028-2035
Standard - [lb/MMBtu] | 0.33 | 0.33 | 0.33 | 0.33 | 0.33
-Emissions at Affected Plants [MTons] | 0 | 0 | 0 | 0 | 0
-Less Allowances Purchased [MTons] SO2 | 0 | 0 | 0 | 0 | 0
-Plus Allowances Sold [MTons] SO2 | 0 | 0 | 0 | 0 | 0
-Plus Allowances Banked [MTons] | 0 | 0 | 0 | 0 | 0
-Less Allowances Withdrawn (1:1) [MTons] | 0 | 0 | 0 | 0 | 0
-Less Allowances Withdrawn (n:1) [MTons] | 0 | 0 | 0 | 0 | 0
Total [MTons] | 0 | 0 | 0 | 0 | 0
TBtu Consumed | 11.19 | 11.19 | 9.416 | 11.19 | 9.416
Rate - [lb/MMBtu] | 0 | 0 | 0 | 0 | 0
TWh Generated | 1.538 | 1.538 | 1.294 | 1.538 | 1.294
TWh Generated Qualifying | 1.538 | 1.538 | 1.294 | 1.538 | 1.294
Rate - [lb/MWh] | 0 | 0 | 0 | 0 | 0
Constraint Shadow Price [US$/Ton] | 0 | 0 | 0 | 0 | 0
Constraint Name: CT Fac. Spec. - SO2 Rate Annual v3.1 (BXF) Constraint #: 103
Constraint Type: Rate Limit [lb/MMBtu]
Run Year, Seasons Included: 2012 WINTER SUMMER
Run Year, Seasons Included: 2015 WINTER SUMMER
Run Year, Seasons Included: 2020 WINTER SUMMER
Run Year, Seasons Included: 2025 WINTER SUMMER
Run Year, Seasons Included: 2032 WINTER SUMMER
Time Base: Seasonal/Annual | 2012-2013 | 2014-2017 | 2018-2022 | 2023-2027 | 2028-2035
Standard - [lb/MMBtu] | 0.33 | 0.33 | 0.33 | 0.33 | 0.33
-Emissions at Affected Plants [MTons] | 0 | 0 | 0 | 0 | 0
-Less Allowances Purchased [MTons] SO2 | 0 | 0 | 0 | 0 | 0
-Plus Allowances Sold [MTons] SO2 | 0 | 0 | 0 | 0 | 0
-Plus Allowances Banked [MTons] | 0 | 0 | 0 | 0 | 0
-Less Allowances Withdrawn (1:1) [MTons] | 0 | 0 | 0 | 0 | 0
-Less Allowances Withdrawn (n:1) [MTons] | 0 | 0 | 0 | 0 | 0
Total [MTons] | 0 | 0 | 0 | 0 | 0
TBtu Consumed | 12.25 | 10.31 | 7.982 | 10.31 | 12.25
Rate - [lb/MMBtu] | 0 | 0 | 0 | 0 | 0
TWh Generated | 1.684 | 1.417 | 1.097 | 1.417 | 1.684
TWh Generated Qualifying | 1.684 | 1.417 | 1.097 | 1.417 | 1.684
Rate - [lb/MWh] | 0 | 0 | 0 | 0 | 0
Constraint Shadow Price [US$/Ton] | 0 | 0 | 0 | 0 | 0
Constraint Name: CT Fac. Spec. - SO2 Rate Annual v3.1 (BXG) Constraint #: 104
Constraint Type: Rate Limit [lb/MMBtu]
Run Year, Seasons Included: 2012 WINTER SUMMER
Run Year, Seasons Included: 2015 WINTER SUMMER
Run Year, Seasons Included: 2020 WINTER SUMMER
Run Year, Seasons Included: 2025 WINTER SUMMER
Run Year, Seasons Included: 2032 WINTER SUMMER
Time Base: Seasonal/Annual | 2012-2013 | 2014-2017 | 2018-2022 | 2023-2027 | 2028-2035
Standard - [lb/MMBtu] | 0.33 | 0.33 | 0.33 | 0.33 | 0.33
-Emissions at Affected Plants [MTons] | 0 | 0 | 0 | 0 | 0
-Less Allowances Purchased [MTons] SO2 | 0 | 0 | 0 | 0 | 0
-Plus Allowances Sold [MTons] SO2 | 0 | 0 | 0 | 0 | 0
-Plus Allowances Banked [MTons] | 0 | 0 | 0 | 0 | 0
-Less Allowances Withdrawn (1:1) [MTons] | 0 | 0 | 0 | 0 | 0
-Less Allowances Withdrawn (n:1) [MTons] | 0 | 0 | 0 | 0 | 0
Total [MTons] | 0 | 0 | 0 | 0 | 0
TBtu Consumed | 13.09 | 13.09 | 13.09 | 13.09 | 13.09
Rate - [lb/MMBtu] | 0 | 0 | 0 | 0 | 0
TWh Generated | 1.851 | 1.851 | 1.851 | 1.851 | 1.851
TWh Generated Qualifying | 1.851 | 1.851 | 1.851 | 1.851 | 1.851
Rate - [lb/MWh] | 0 | 0 | 0 | 0 | 0
Constraint Shadow Price [US$/Ton] | 0 | 0 | 0 | 0 | 0
Constraint Name: CT Fac. Spec. - SO2 Rate Annual v3.1 (BXH) Constraint #: 105
Constraint Type: Rate Limit [lb/MMBtu]
Run Year, Seasons Included: 2012 WINTER SUMMER
Run Year, Seasons Included: 2015 WINTER SUMMER
Run Year, Seasons Included: 2020 WINTER SUMMER
Run Year, Seasons Included: 2025 WINTER SUMMER
Run Year, Seasons Included: 2032 WINTER SUMMER
Time Base: Seasonal/Annual | 2012-2013 | 2014-2017 | 2018-2022 | 2023-2027 | 2028-2035
Standard - [lb/MMBtu] | 0.33 | 0.33 | 0.33 | 0.33 | 0.33
-Emissions at Affected Plants [MTons] | 0 | 0 | 0 | 0 | 0
-Less Allowances Purchased [MTons] SO2 | 0 | 0 | 0 | 0 | 0
-Plus Allowances Sold [MTons] SO2 | 0 | 0 | 0 | 0 | 0
-Plus Allowances Banked [MTons] | 0 | 0 | 0 | 0 | 0
-Less Allowances Withdrawn (1:1) [MTons] | 0 | 0 | 0 | 0 | 0
-Less Allowances Withdrawn (n:1) [MTons] | 0 | 0 | 0 | 0 | 0
Total [MTons] | 0 | 0 | 0 | 0 | 0
TBtu Consumed | 12.53 | 12.53 | 12.53 | 12.53 | 12.53
Rate - [lb/MMBtu] | 0 | 0 | 0 | 0 | 0
TWh Generated | 1.772 | 1.772 | 1.772 | 1.772 | 1.772
TWh Generated Qualifying | 1.772 | 1.772 | 1.772 | 1.772 | 1.772
Rate - [lb/MWh] | 0 | 0 | 0 | 0 | 0
Constraint Shadow Price [US$/Ton] | 0 | 0 | 0 | 0 | 0
Constraint Name: CT Fac. Spec. - SO2 Rate Annual v3.1 (BXJ) Constraint #: 106
Constraint Type: Rate Limit [lb/MMBtu]
Run Year, Seasons Included: 2012 WINTER SUMMER
Run Year, Seasons Included: 2015 WINTER SUMMER
Run Year, Seasons Included: 2020 WINTER SUMMER
Run Year, Seasons Included: 2025 WINTER SUMMER
Run Year, Seasons Included: 2032 WINTER SUMMER
Time Base: Seasonal/Annual | 2012-2013 | 2014-2017 | 2018-2022 | 2023-2027 | 2028-2035
Standard - [lb/MMBtu] | 0.33 | 0.33 | 0.33 | 0.33 | 0.33
-Emissions at Affected Plants [MTons] | 0 | 0 | 0 | 0 | 0
-Less Allowances Purchased [MTons] SO2 | 0 | 0 | 0 | 0 | 0
-Plus Allowances Sold [MTons] SO2 | 0 | 0 | 0 | 0 | 0
-Plus Allowances Banked [MTons] | 0 | 0 | 0 | 0 | 0
-Less Allowances Withdrawn (1:1) [MTons] | 0 | 0 | 0 | 0 | 0
-Less Allowances Withdrawn (n:1) [MTons] | 0 | 0 | 0 | 0 | 0
Total [MTons] | 0 | 0 | 0 | 0 | 0
TBtu Consumed | 0.04265 | 0.04265 | 0.04265 | 0.04265 | 0.09794
Rate - [lb/MMBtu] | 0 | 0 | 0 | 0 | 0
TWh Generated | 0.004187 | 0.004187 | 0.004187 | 0.004187 | 0.009616
TWh Generated Qualifying | 0.004187 | 0.004187 | 0.004187 | 0.004187 | 0.009616
Rate - [lb/MWh] | 0 | 0 | 0 | 0 | 0
Constraint Shadow Price [US$/Ton] | 0 | 0 | 0 | 0 | 0
Constraint Name: CT Fac. Spec. - SO2 Rate Annual v3.1 (CMD) Constraint #: 107
Constraint Type: Rate Limit [lb/MMBtu]
Run Year, Seasons Included: 2012 WINTER SUMMER
Run Year, Seasons Included: 2015 WINTER SUMMER
Run Year, Seasons Included: 2020 WINTER SUMMER
Run Year, Seasons Included: 2025 WINTER SUMMER
Run Year, Seasons Included: 2032 WINTER SUMMER
Time Base: Seasonal/Annual | 2012-2013 | 2014-2017 | 2018-2022 | 2023-2027 | 2028-2035
Standard - [lb/MMBtu] | 0.33 | 0.33 | 0.33 | 0.33 | 0.33
-Emissions at Affected Plants [MTons] | 4.619 | 4.619 | 4.612 | 4.612 | 4.612
-Less Allowances Purchased [MTons] SO2 | 0 | 0 | 0 | 0 | 0
-Plus Allowances Sold [MTons] SO2 | 0 | 0 | 0 | 0 | 0
-Plus Allowances Banked [MTons] | 0 | 0 | 0 | 0 | 0
-Less Allowances Withdrawn (1:1) [MTons] | 0 | 0 | 0 | 0 | 0
-Less Allowances Withdrawn (n:1) [MTons] | 0 | 0 | 0 | 0 | 0
Total [MTons] | 4.619 | 4.619 | 4.612 | 4.612 | 4.612
TBtu Consumed | 27.99 | 27.99 | 27.95 | 27.95 | 27.95
Rate - [lb/MMBtu] | 0.33 | 0.33 | 0.33 | 0.33 | 0.33
TWh Generated | 2.748 | 2.748 | 2.748 | 2.748 | 2.748
TWh Generated Qualifying | 2.748 | 2.748 | 2.748 | 2.748 | 2.748
Rate - [lb/MWh] | 0 | 0 | 0 | 0 | 0
Constraint Shadow Price [US$/Ton] | 1578 | 1686 | 294.9 | 451 | 678.2
Constraint Name: CT Fac. Spec. - SO2 Rate Annual v3.1 (CUQ) Constraint #: 108
Constraint Type: Rate Limit [lb/MMBtu]
Run Year, Seasons Included: 2012 WINTER SUMMER
Run Year, Seasons Included: 2015 WINTER SUMMER
Run Year, Seasons Included: 2020 WINTER SUMMER
Run Year, Seasons Included: 2025 WINTER SUMMER
Run Year, Seasons Included: 2032 WINTER SUMMER
Time Base: Seasonal/Annual | 2012-2013 | 2014-2017 | 2018-2022 | 2023-2027 | 2028-2035
Standard - [lb/MMBtu] | 0.33 | 0.33 | 0.33 | 0.33 | 0.33
-Emissions at Affected Plants [MTons] | 0 | 0 | 0 | 0 | 0
-Less Allowances Purchased [MTons] SO2 | 0 | 0 | 0 | 0 | 0
-Plus Allowances Sold [MTons] SO2 | 0 | 0 | 0 | 0 | 0
-Plus Allowances Banked [MTons] | 0 | 0 | 0 | 0 | 0
-Less Allowances Withdrawn (1:1) [MTons] | 0 | 0 | 0 | 0 | 0
-Less Allowances Withdrawn (n:1) [MTons] | 0 | 0 | 0 | 0 | 0
Total [MTons] | 0 | 0 | 0 | 0 | 0
TBtu Consumed | 0 | 0 | 0 | 0 | 0
Rate - [lb/MMBtu] | 0 | 0 | 0 | 0 | 0
TWh Generated | 0 | 0 | 0 | 0 | 0
TWh Generated Qualifying | 0 | 0 | 0 | 0 | 0
Rate - [lb/MWh] | 0 | 0 | 0 | 0 | 0
Constraint Shadow Price [US$/Ton] | 0 | 0 | 0 | 0 | 0
Constraint Name: CT Fac. Spec. - SO2 Rate Annual v3.1 (CUR) Constraint #: 109
Constraint Type: Rate Limit [lb/MMBtu]
Run Year, Seasons Included: 2012 WINTER SUMMER
Run Year, Seasons Included: 2015 WINTER SUMMER
Run Year, Seasons Included: 2020 WINTER SUMMER
Run Year, Seasons Included: 2025 WINTER SUMMER
Run Year, Seasons Included: 2032 WINTER SUMMER
Time Base: Seasonal/Annual | 2012-2013 | 2014-2017 | 2018-2022 | 2023-2027 | 2028-2035
Standard - [lb/MMBtu] | 0.33 | 0.33 | 0.33 | 0.33 | 0.33
-Emissions at Affected Plants [MTons] | 0 | 0 | 0 | 0 | 0
-Less Allowances Purchased [MTons] SO2 | 0 | 0 | 0 | 0 | 0
-Plus Allowances Sold [MTons] SO2 | 0 | 0 | 0 | 0 | 0
-Plus Allowances Banked [MTons] | 0 | 0 | 0 | 0 | 0
-Less Allowances Withdrawn (1:1) [MTons] | 0 | 0 | 0 | 0 | 0
-Less Allowances Withdrawn (n:1) [MTons] | 0 | 0 | 0 | 0 | 0
Total [MTons] | 0 | 0 | 0 | 0 | 0
TBtu Consumed | 0 | 0 | 0 | 0 | 0
Rate - [lb/MMBtu] | 0 | 0 | 0 | 0 | 0
TWh Generated | 0 | 0 | 0 | 0 | 0
TWh Generated Qualifying | 0 | 0 | 0 | 0 | 0
Rate - [lb/MWh] | 0 | 0 | 0 | 0 | 0
Constraint Shadow Price [US$/Ton] | 0 | 0 | 0 | 0 | 0
Constraint Name: CT Fac. Spec. - SO2 Rate Annual v3.1 (CUS) Constraint #: 110
Constraint Type: Rate Limit [lb/MMBtu]
Run Year, Seasons Included: 2012 WINTER SUMMER
Run Year, Seasons Included: 2015 WINTER SUMMER
Run Year, Seasons Included: 2020 WINTER SUMMER
Run Year, Seasons Included: 2025 WINTER SUMMER
Run Year, Seasons Included: 2032 WINTER SUMMER
Time Base: Seasonal/Annual | 2012-2013 | 2014-2017 | 2018-2022 | 2023-2027 | 2028-2035
Standard - [lb/MMBtu] | 0.33 | 0.33 | 0.33 | 0.33 | 0.33
-Emissions at Affected Plants [MTons] | 0 | 0 | 0 | 0 | 0
-Less Allowances Purchased [MTons] SO2 | 0 | 0 | 0 | 0 | 0
-Plus Allowances Sold [MTons] SO2 | 0 | 0 | 0 | 0 | 0
-Plus Allowances Banked [MTons] | 0 | 0 | 0 | 0 | 0
-Less Allowances Withdrawn (1:1) [MTons] | 0 | 0 | 0 | 0 | 0
-Less Allowances Withdrawn (n:1) [MTons] | 0 | 0 | 0 | 0 | 0
Total [MTons] | 0 | 0 | 0 | 0 | 0
TBtu Consumed | 0 | 0 | 0 | 0 | 0
Rate - [lb/MMBtu] | 0 | 0 | 0 | 0 | 0
TWh Generated | 0 | 0 | 0 | 0 | 0
TWh Generated Qualifying | 0 | 0 | 0 | 0 | 0
Rate - [lb/MWh] | 0 | 0 | 0 | 0 | 0
Constraint Shadow Price [US$/Ton] | 0 | 0 | 0 | 0 | 0
Constraint Name: CT Fac. Spec. - SO2 Rate Annual v3.1 (CVO) Constraint #: 111
Constraint Type: Rate Limit [lb/MMBtu]
Run Year, Seasons Included: 2012 WINTER SUMMER
Run Year, Seasons Included: 2015 WINTER SUMMER
Run Year, Seasons Included: 2020 WINTER SUMMER
Run Year, Seasons Included: 2025 WINTER SUMMER
Run Year, Seasons Included: 2032 WINTER SUMMER
Time Base: Seasonal/Annual | 2012-2013 | 2014-2017 | 2018-2022 | 2023-2027 | 2028-2035
Standard - [lb/MMBtu] | 0.33 | 0.33 | 0.33 | 0.33 | 0.33
-Emissions at Affected Plants [MTons] | 0.4744 | 0.4744 | 0.4744 | 0.4744 | 0.4744
-Less Allowances Purchased [MTons] SO2 | 0 | 0 | 0 | 0 | 0
-Plus Allowances Sold [MTons] SO2 | 0 | 0 | 0 | 0 | 0
-Plus Allowances Banked [MTons] | 0 | 0 | 0 | 0 | 0
-Less Allowances Withdrawn (1:1) [MTons] | 0 | 0 | 0 | 0 | 0
-Less Allowances Withdrawn (n:1) [MTons] | 0 | 0 | 0 | 0 | 0
Total [MTons] | 0.4744 | 0.4744 | 0.4744 | 0.4744 | 0.4744
TBtu Consumed | 6.876 | 6.876 | 6.876 | 6.876 | 6.876
Rate - [lb/MMBtu] | 0.138 | 0.138 | 0.138 | 0.138 | 0.138
TWh Generated | 0.6759 | 0.6759 | 0.6759 | 0.6759 | 0.6759
TWh Generated Qualifying | 0.6759 | 0.6759 | 0.6759 | 0.6759 | 0.6759
Rate - [lb/MWh] | 0 | 0 | 0 | 0 | 0
Constraint Shadow Price [US$/Ton] | 0 | 0 | 0 | 0 | 0
Constraint Name: CT Fac. Spec. - SO2 Rate Annual v3.1 (CVP) Constraint #: 112
Constraint Type: Rate Limit [lb/MMBtu]
Run Year, Seasons Included: 2012 WINTER SUMMER
Run Year, Seasons Included: 2015 WINTER SUMMER
Run Year, Seasons Included: 2020 WINTER SUMMER
Run Year, Seasons Included: 2025 WINTER SUMMER
Run Year, Seasons Included: 2032 WINTER SUMMER
Time Base: Seasonal/Annual | 2012-2013 | 2014-2017 | 2018-2022 | 2023-2027 | 2028-2035
Standard - [lb/MMBtu] | 0.33 | 0.33 | 0.33 | 0.33 | 0.33
-Emissions at Affected Plants [MTons] | 0.4818 | 0.4818 | 0.4818 | 0.4818 | 0.4818
-Less Allowances Purchased [MTons] SO2 | 0 | 0 | 0 | 0 | 0
-Plus Allowances Sold [MTons] SO2 | 0 | 0 | 0 | 0 | 0
-Plus Allowances Banked [MTons] | 0 | 0 | 0 | 0 | 0
-Less Allowances Withdrawn (1:1) [MTons] | 0 | 0 | 0 | 0 | 0
-Less Allowances Withdrawn (n:1) [MTons] | 0 | 0 | 0 | 0 | 0
Total [MTons] | 0.4818 | 0.4818 | 0.4818 | 0.4818 | 0.4818
TBtu Consumed | 6.983 | 6.983 | 6.983 | 6.983 | 6.983
Rate - [lb/MMBtu] | 0.138 | 0.138 | 0.138 | 0.138 | 0.138
TWh Generated | 0.6759 | 0.6759 | 0.6759 | 0.6759 | 0.6759
TWh Generated Qualifying | 0.6759 | 0.6759 | 0.6759 | 0.6759 | 0.6759
Rate - [lb/MWh] | 0 | 0 | 0 | 0 | 0
Constraint Shadow Price [US$/Ton] | 0 | 0 | 0 | 0 | 0
Constraint Name: CT Fac. Spec. - SO2 Rate Annual v3.1 (DDH) Constraint #: 113
Constraint Type: Rate Limit [lb/MMBtu]
Run Year, Seasons Included: 2012 WINTER SUMMER
Run Year, Seasons Included: 2015 WINTER SUMMER
Run Year, Seasons Included: 2020 WINTER SUMMER
Run Year, Seasons Included: 2025 WINTER SUMMER
Run Year, Seasons Included: 2032 WINTER SUMMER
Time Base: Seasonal/Annual | 2012-2013 | 2014-2017 | 2018-2022 | 2023-2027 | 2028-2035
Standard - [lb/MMBtu] | 0.33 | 0.33 | 0.33 | 0.33 | 0.33
-Emissions at Affected Plants [MTons] | 0 | 0 | 0 | 0 | 0
-Less Allowances Purchased [MTons] SO2 | 0 | 0 | 0 | 0 | 0
-Plus Allowances Sold [MTons] SO2 | 0 | 0 | 0 | 0 | 0
-Plus Allowances Banked [MTons] | 0 | 0 | 0 | 0 | 0
-Less Allowances Withdrawn (1:1) [MTons] | 0 | 0 | 0 | 0 | 0
-Less Allowances Withdrawn (n:1) [MTons] | 0 | 0 | 0 | 0 | 0
Total [MTons] | 0 | 0 | 0 | 0 | 0
TBtu Consumed | 0 | 0 | 0 | 0 | 0
Rate - [lb/MMBtu] | 0 | 0 | 0 | 0 | 0
TWh Generated | 0 | 0 | 0 | 0 | 0
TWh Generated Qualifying | 0 | 0 | 0 | 0 | 0
Rate - [lb/MWh] | 0 | 0 | 0 | 0 | 0
Constraint Shadow Price [US$/Ton] | 1587 | 2767 | 5659 | 4248 | 6416
Constraint Name: CT Fac. Spec. - SO2 Rate Annual v3.1 (DDI) Constraint #: 114
Constraint Type: Rate Limit [lb/MMBtu]
Run Year, Seasons Included: 2012 WINTER SUMMER
Run Year, Seasons Included: 2015 WINTER SUMMER
Run Year, Seasons Included: 2020 WINTER SUMMER
Run Year, Seasons Included: 2025 WINTER SUMMER
Run Year, Seasons Included: 2032 WINTER SUMMER
Time Base: Seasonal/Annual | 2012-2013 | 2014-2017 | 2018-2022 | 2023-2027 | 2028-2035
Standard - [lb/MMBtu] | 0.33 | 0.33 | 0.33 | 0.33 | 0.33
-Emissions at Affected Plants [MTons] | 0 | 0 | 0 | 0 | 0
-Less Allowances Purchased [MTons] SO2 | 0 | 0 | 0 | 0 | 0
-Plus Allowances Sold [MTons] SO2 | 0 | 0 | 0 | 0 | 0
-Plus Allowances Banked [MTons] | 0 | 0 | 0 | 0 | 0
-Less Allowances Withdrawn (1:1) [MTons] | 0 | 0 | 0 | 0 | 0
-Less Allowances Withdrawn (n:1) [MTons] | 0 | 0 | 0 | 0 | 0
Total [MTons] | 0 | 0 | 0 | 0 | 0
TBtu Consumed | 0 | 0 | 0 | 0 | 0
Rate - [lb/MMBtu] | 0 | 0 | 0 | 0 | 0
TWh Generated | 0 | 0 | 0 | 0 | 0
TWh Generated Qualifying | 0 | 0 | 0 | 0 | 0
Rate - [lb/MWh] | 0 | 0 | 0 | 0 | 0
Constraint Shadow Price [US$/Ton] | 965 | 2145 | 5036 | 3626 | 5794
Constraint Name: CT Fac. Spec. - SO2 Rate Annual v3.1 (DDJ) Constraint #: 115
Constraint Type: Rate Limit [lb/MMBtu]
Run Year, Seasons Included: 2012 WINTER SUMMER
Run Year, Seasons Included: 2015 WINTER SUMMER
Run Year, Seasons Included: 2020 WINTER SUMMER
Run Year, Seasons Included: 2025 WINTER SUMMER
Run Year, Seasons Included: 2032 WINTER SUMMER
Time Base: Seasonal/Annual | 2012-2013 | 2014-2017 | 2018-2022 | 2023-2027 | 2028-2035
Standard - [lb/MMBtu] | 0.33 | 0.33 | 0.33 | 0.33 | 0.33
-Emissions at Affected Plants [MTons] | 0 | 0 | 0 | 0 | 0
-Less Allowances Purchased [MTons] SO2 | 0 | 0 | 0 | 0 | 0
-Plus Allowances Sold [MTons] SO2 | 0 | 0 | 0 | 0 | 0
-Plus Allowances Banked [MTons] | 0 | 0 | 0 | 0 | 0
-Less Allowances Withdrawn (1:1) [MTons] | 0 | 0 | 0 | 0 | 0
-Less Allowances Withdrawn (n:1) [MTons] | 0 | 0 | 0 | 0 | 0
Total [MTons] | 0 | 0 | 0 | 0 | 0
TBtu Consumed | 0 | 0 | 0 | 0 | 0
Rate - [lb/MMBtu] | 0 | 0 | 0 | 0 | 0
TWh Generated | 0 | 0 | 0 | 0 | 0
TWh Generated Qualifying | 0 | 0 | 0 | 0 | 0
Rate - [lb/MWh] | 0 | 0 | 0 | 0 | 0
Constraint Shadow Price [US$/Ton] | 0 | 0 | 0 | 0 | 0
Constraint Name: CT Fac. Spec. - SO2 Rate Annual v3.1 (DDK) Constraint #: 116
Constraint Type: Rate Limit [lb/MMBtu]
Run Year, Seasons Included: 2012 WINTER SUMMER
Run Year, Seasons Included: 2015 WINTER SUMMER
Run Year, Seasons Included: 2020 WINTER SUMMER
Run Year, Seasons Included: 2025 WINTER SUMMER
Run Year, Seasons Included: 2032 WINTER SUMMER
Time Base: Seasonal/Annual | 2012-2013 | 2014-2017 | 2018-2022 | 2023-2027 | 2028-2035
Standard - [lb/MMBtu] | 0.33 | 0.33 | 0.33 | 0.33 | 0.33
-Emissions at Affected Plants [MTons] | 0 | 0 | 0 | 0 | 0
-Less Allowances Purchased [MTons] SO2 | 0 | 0 | 0 | 0 | 0
-Plus Allowances Sold [MTons] SO2 | 0 | 0 | 0 | 0 | 0
-Plus Allowances Banked [MTons] | 0 | 0 | 0 | 0 | 0
-Less Allowances Withdrawn (1:1) [MTons] | 0 | 0 | 0 | 0 | 0
-Less Allowances Withdrawn (n:1) [MTons] | 0 | 0 | 0 | 0 | 0
Total [MTons] | 0 | 0 | 0 | 0 | 0
TBtu Consumed | 0 | 0 | 0 | 0 | 0
Rate - [lb/MMBtu] | 0 | 0 | 0 | 0 | 0
TWh Generated | 0 | 0 | 0 | 0 | 0
TWh Generated Qualifying | 0 | 0 | 0 | 0 | 0
Rate - [lb/MWh] | 0 | 0 | 0 | 0 | 0
Constraint Shadow Price [US$/Ton] | 0 | 0 | 0 | 0 | 0
Constraint Name: CT Fac. Spec. - SO2 Rate Annual v3.1 (DDL) Constraint #: 117
Constraint Type: Rate Limit [lb/MMBtu]
Run Year, Seasons Included: 2012 WINTER SUMMER
Run Year, Seasons Included: 2015 WINTER SUMMER
Run Year, Seasons Included: 2020 WINTER SUMMER
Run Year, Seasons Included: 2025 WINTER SUMMER
Run Year, Seasons Included: 2032 WINTER SUMMER
Time Base: Seasonal/Annual | 2012-2013 | 2014-2017 | 2018-2022 | 2023-2027 | 2028-2035
Standard - [lb/MMBtu] | 0.33 | 0.33 | 0.33 | 0.33 | 0.33
-Emissions at Affected Plants [MTons] | 0 | 0 | 0 | 0 | 0
-Less Allowances Purchased [MTons] SO2 | 0 | 0 | 0 | 0 | 0
-Plus Allowances Sold [MTons] SO2 | 0 | 0 | 0 | 0 | 0
-Plus Allowances Banked [MTons] | 0 | 0 | 0 | 0 | 0
-Less Allowances Withdrawn (1:1) [MTons] | 0 | 0 | 0 | 0 | 0
-Less Allowances Withdrawn (n:1) [MTons] | 0 | 0 | 0 | 0 | 0
Total [MTons] | 0 | 0 | 0 | 0 | 0
TBtu Consumed | 0 | 0 | 0 | 0 | 0
Rate - [lb/MMBtu] | 0 | 0 | 0 | 0 | 0
TWh Generated | 0 | 0 | 0 | 0 | 0
TWh Generated Qualifying | 0 | 0 | 0 | 0 | 0
Rate - [lb/MWh] | 0 | 0 | 0 | 0 | 0
Constraint Shadow Price [US$/Ton] | 0 | 0 | 0 | 0 | 0
Constraint Name: CT Fac. Spec. - SO2 Rate Annual v3.1 (DDW) Constraint #: 118
Constraint Type: Rate Limit [lb/MMBtu]
Run Year, Seasons Included: 2012 WINTER SUMMER
Run Year, Seasons Included: 2015 WINTER SUMMER
Run Year, Seasons Included: 2020 WINTER SUMMER
Run Year, Seasons Included: 2025 WINTER SUMMER
Run Year, Seasons Included: 2032 WINTER SUMMER
Time Base: Seasonal/Annual | 2012-2013 | 2014-2017 | 2018-2022 | 2023-2027 | 2028-2035
Standard - [lb/MMBtu] | 0.33 | 0.33 | 0.33 | 0.33 | 0.33
-Emissions at Affected Plants [MTons] | 0 | 0 | 0 | 0 | 0
-Less Allowances Purchased [MTons] SO2 | 0 | 0 | 0 | 0 | 0
-Plus Allowances Sold [MTons] SO2 | 0 | 0 | 0 | 0 | 0
-Plus Allowances Banked [MTons] | 0 | 0 | 0 | 0 | 0
-Less Allowances Withdrawn (1:1) [MTons] | 0 | 0 | 0 | 0 | 0
-Less Allowances Withdrawn (n:1) [MTons] | 0 | 0 | 0 | 0 | 0
Total [MTons] | 0 | 0 | 0 | 0 | 0
TBtu Consumed | 0 | 0 | 0 | 0 | 0
Rate - [lb/MMBtu] | 0 | 0 | 0 | 0 | 0
TWh Generated | 0 | 0 | 0 | 0 | 0
TWh Generated Qualifying | 0 | 0 | 0 | 0 | 0
Rate - [lb/MWh] | 0 | 0 | 0 | 0 | 0
Constraint Shadow Price [US$/Ton] | 1027 | 2171 | 4925 | 3523 | 5603
Constraint Name: DE Facility Specific - NOx Annual Rate v3.1 (CUO) Constraint #: 119
Constraint Type: Rate Limit [lb/MMBtu]
Run Year, Seasons Included: 2012 WINTER SUMMER
Run Year, Seasons Included: 2015 WINTER SUMMER
Run Year, Seasons Included: 2020 WINTER SUMMER
Run Year, Seasons Included: 2025 WINTER SUMMER
Run Year, Seasons Included: 2032 WINTER SUMMER
Time Base: Seasonal/Annual | 2012-2013 | 2014-2017 | 2018-2022 | 2023-2027 | 2028-2035
Standard - [lb/MMBtu] | 0.125 | 0.125 | 0.125 | 0.125 | 0.125
-Emissions at Affected Plants [MTons] | 0 | 0 | 0 | 0 | 0
-Less Allowances Purchased [MTons] NOX | 0 | 0 | 0 | 0 | 0
-Plus Allowances Sold [MTons] NOX | 0 | 0 | 0 | 0 | 0
-Plus Allowances Banked [MTons] | 0 | 0 | 0 | 0 | 0
-Less Allowances Withdrawn (1:1) [MTons] | 0 | 0 | 0 | 0 | 0
-Less Allowances Withdrawn (n:1) [MTons] | 0 | 0 | 0 | 0 | 0
Total [MTons] | 0 | 0 | 0 | 0 | 0
TBtu Consumed | 0 | 0 | 0 | 0 | 0
Rate - [lb/MMBtu] | 0 | 0 | 0 | 0 | 0
TWh Generated | 0 | 0 | 0 | 0 | 0
TWh Generated Qualifying | 0 | 0 | 0 | 0 | 0
Rate - [lb/MWh] | 0 | 0 | 0 | 0 | 0
Constraint Shadow Price [US$/Ton] | 0 | 0 | 0 | 0 | 0
Constraint Name: DE Facility Specific - NOx Annual Rate v3.1 (DBF) Constraint #: 120
Constraint Type: Rate Limit [lb/MMBtu]
Run Year, Seasons Included: 2012 WINTER SUMMER
Run Year, Seasons Included: 2015 WINTER SUMMER
Run Year, Seasons Included: 2020 WINTER SUMMER
Run Year, Seasons Included: 2025 WINTER SUMMER
Run Year, Seasons Included: 2032 WINTER SUMMER
Time Base: Seasonal/Annual | 2012-2013 | 2014-2017 | 2018-2022 | 2023-2027 | 2028-2035
Standard - [lb/MMBtu] | 0.125 | 0.125 | 0.125 | 0.125 | 0.125
-Emissions at Affected Plants [MTons] | 0 | 0 | 0 | 0 | 0
-Less Allowances Purchased [MTons] NOX | 0 | 0 | 0 | 0 | 0
-Plus Allowances Sold [MTons] NOX | 0 | 0 | 0 | 0 | 0
-Plus Allowances Banked [MTons] | 0 | 0 | 0 | 0 | 0
-Less Allowances Withdrawn (1:1) [MTons] | 0 | 0 | 0 | 0 | 0
-Less Allowances Withdrawn (n:1) [MTons] | 0 | 0 | 0 | 0 | 0
Total [MTons] | 0 | 0 | 0 | 0 | 0
TBtu Consumed | 0 | 0 | 0 | 0 | 0
Rate - [lb/MMBtu] | 0 | 0 | 0 | 0 | 0
TWh Generated | 0 | 0 | 0 | 0 | 0
TWh Generated Qualifying | 0 | 0 | 0 | 0 | 0
Rate - [lb/MWh] | 0 | 0 | 0 | 0 | 0
Constraint Shadow Price [US$/Ton] | 15640 | 24250 | 24630 | 27550 | 13750
Constraint Name: DE Facility Specific - NOx Annual Rate v3.1 (DTD) Constraint #: 121
Constraint Type: Rate Limit [lb/MMBtu]
Run Year, Seasons Included: 2012 WINTER SUMMER
Run Year, Seasons Included: 2015 WINTER SUMMER
Run Year, Seasons Included: 2020 WINTER SUMMER
Run Year, Seasons Included: 2025 WINTER SUMMER
Run Year, Seasons Included: 2032 WINTER SUMMER
Time Base: Seasonal/Annual | 2012-2013 | 2014-2017 | 2018-2022 | 2023-2027 | 2028-2035
Standard - [lb/MMBtu] | 0.125 | 0.125 | 0.125 | 0.125 | 0.125
-Emissions at Affected Plants [MTons] | 1.782 | 1.782 | 1.796 | 1.787 | 1.895
-Less Allowances Purchased [MTons] NOX | 0 | 0 | 0 | 0 | 0
-Plus Allowances Sold [MTons] NOX | 0 | 0 | 0 | 0 | 0
-Plus Allowances Banked [MTons] | 0 | 0 | 0 | 0 | 0
-Less Allowances Withdrawn (1:1) [MTons] | 0 | 0 | 0 | 0 | 0
-Less Allowances Withdrawn (n:1) [MTons] | 0 | 0 | 0 | 0 | 0
Total [MTons] | 1.782 | 1.782 | 1.796 | 1.787 | 1.895
TBtu Consumed | 28.8 | 28.8 | 29.02 | 28.88 | 30.62
Rate - [lb/MMBtu] | 0.1238 | 0.1238 | 0.1238 | 0.1238 | 0.1238
TWh Generated | 2.758 | 2.758 | 2.778 | 2.765 | 2.931
TWh Generated Qualifying | 2.758 | 2.758 | 2.778 | 2.765 | 2.931
Rate - [lb/MWh] | 0 | 0 | 0 | 0 | 0
Constraint Shadow Price [US$/Ton] | 0 | 0 | 0 | 0 | 0
Constraint Name: DE Facility Specific - NOx Annual Rate v3.1 (DTE) Constraint #: 122
Constraint Type: Rate Limit [lb/MMBtu]
Run Year, Seasons Included: 2012 WINTER SUMMER
Run Year, Seasons Included: 2015 WINTER SUMMER
Run Year, Seasons Included: 2020 WINTER SUMMER
Run Year, Seasons Included: 2025 WINTER SUMMER
Run Year, Seasons Included: 2032 WINTER SUMMER
Time Base: Seasonal/Annual | 2012-2013 | 2014-2017 | 2018-2022 | 2023-2027 | 2028-2035
Standard - [lb/MMBtu] | 0.125 | 0.125 | 0.125 | 0.125 | 0.125
-Emissions at Affected Plants [MTons] | 0.7597 | 0.7597 | 0.7597 | 0.7597 | 0.7672
-Less Allowances Purchased [MTons] NOX | 0 | 0 | 0 | 0 | 0
-Plus Allowances Sold [MTons] NOX | 0 | 0 | 0 | 0 | 0
-Plus Allowances Banked [MTons] | 0 | 0 | 0 | 0 | 0
-Less Allowances Withdrawn (1:1) [MTons] | 0 | 0 | 0 | 0 | 0
-Less Allowances Withdrawn (n:1) [MTons] | 0 | 0 | 0 | 0 | 0
Total [MTons] | 0.7597 | 0.7597 | 0.7597 | 0.7597 | 0.7672
TBtu Consumed | 12.29 | 12.29 | 12.29 | 12.29 | 12.41
Rate - [lb/MMBtu] | 0.1236 | 0.1236 | 0.1236 | 0.1236 | 0.1236
TWh Generated | 1.269 | 1.269 | 1.269 | 1.269 | 1.282
TWh Generated Qualifying | 1.269 | 1.269 | 1.269 | 1.269 | 1.282
Rate - [lb/MWh] | 0 | 0 | 0 | 0 | 0
Constraint Shadow Price [US$/Ton] | 0 | 0 | 0 | 0 | 0
Constraint Name: DE Facility Specific - NOx Annual Rate v3.1 (DTF) Constraint #: 123
Constraint Type: Rate Limit [lb/MMBtu]
Run Year, Seasons Included: 2012 WINTER SUMMER
Run Year, Seasons Included: 2015 WINTER SUMMER
Run Year, Seasons Included: 2020 WINTER SUMMER
Run Year, Seasons Included: 2025 WINTER SUMMER
Run Year, Seasons Included: 2032 WINTER SUMMER
Time Base: Seasonal/Annual | 2012-2013 | 2014-2017 | 2018-2022 | 2023-2027 | 2028-2035
Standard - [lb/MMBtu] | 0.125 | 0.125 | 0.125 | 0.125 | 0.125
-Emissions at Affected Plants [MTons] | 0.7243 | 0.7243 | 0.7243 | 0.7243 | 0.7312
-Less Allowances Purchased [MTons] NOX | 0 | 0 | 0 | 0 | 0
-Plus Allowances Sold [MTons] NOX | 0 | 0 | 0 | 0 | 0
-Plus Allowances Banked [MTons] | 0 | 0 | 0 | 0 | 0
-Less Allowances Withdrawn (1:1) [MTons] | 0 | 0 | 0 | 0 | 0
-Less Allowances Withdrawn (n:1) [MTons] | 0 | 0 | 0 | 0 | 0
Total [MTons] | 0.7243 | 0.7243 | 0.7243 | 0.7243 | 0.7312
TBtu Consumed | 11.7 | 11.7 | 11.7 | 11.7 | 11.82
Rate - [lb/MMBtu] | 0.1238 | 0.1238 | 0.1238 | 0.1238 | 0.1238
TWh Generated | 1.117 | 1.117 | 1.117 | 1.117 | 1.128
TWh Generated Qualifying | 1.117 | 1.117 | 1.117 | 1.117 | 1.128
Rate - [lb/MWh] | 0 | 0 | 0 | 0 | 0
Constraint Shadow Price [US$/Ton] | 0 | 0 | 0 | 0 | 0
Constraint Name: DE Facility Specific - NOx Annual Rate v3.1 (DTI) Constraint #: 124
Constraint Type: Rate Limit [lb/MMBtu]
Run Year, Seasons Included: 2012 WINTER SUMMER
Run Year, Seasons Included: 2015 WINTER SUMMER
Run Year, Seasons Included: 2020 WINTER SUMMER
Run Year, Seasons Included: 2025 WINTER SUMMER
Run Year, Seasons Included: 2032 WINTER SUMMER
Time Base: Seasonal/Annual | 2012-2013 | 2014-2017 | 2018-2022 | 2023-2027 | 2028-2035
Standard - [lb/MMBtu] | 0.125 | 0.125 | 0.125 | 0.125 | 0.125
-Emissions at Affected Plants [MTons] | 0 | 0 | 0 | 0 | 0
-Less Allowances Purchased [MTons] NOX | 0 | 0 | 0 | 0 | 0
-Plus Allowances Sold [MTons] NOX | 0 | 0 | 0 | 0 | 0
-Plus Allowances Banked [MTons] | 0 | 0 | 0 | 0 | 0
-Less Allowances Withdrawn (1:1) [MTons] | 0 | 0 | 0 | 0 | 0
-Less Allowances Withdrawn (n:1) [MTons] | 0 | 0 | 0 | 0 | 0
Total [MTons] | 0 | 0 | 0 | 0 | 0
TBtu Consumed | 0 | 0 | 0 | 0 | 0
Rate - [lb/MMBtu] | 0 | 0 | 0 | 0 | 0
TWh Generated | 0 | 0 | 0 | 0 | 0
TWh Generated Qualifying | 0 | 0 | 0 | 0 | 0
Rate - [lb/MWh] | 0 | 0 | 0 | 0 | 0
Constraint Shadow Price [US$/Ton] | 0 | 0 | 0 | 0 | 0
Constraint Name: DE Facility Specific - SO2 Annual Rate v3.1 (CUO) Constraint #: 125
Constraint Type: Rate Limit [lb/MMBtu]
Run Year, Seasons Included: 2012 WINTER SUMMER
Run Year, Seasons Included: 2015 WINTER SUMMER
Run Year, Seasons Included: 2020 WINTER SUMMER
Run Year, Seasons Included: 2025 WINTER SUMMER
Run Year, Seasons Included: 2032 WINTER SUMMER
Time Base: Seasonal/Annual | 2012-2013 | 2014-2017 | 2018-2022 | 2023-2027 | 2028-2035
Standard - [lb/MMBtu] | 0.26 | 0.26 | 0.26 | 0.26 | 0.26
-Emissions at Affected Plants [MTons] | 0 | 0 | 0 | 0 | 0
-Less Allowances Purchased [MTons] SO2 | 0 | 0 | 0 | 0 | 0
-Plus Allowances Sold [MTons] SO2 | 0 | 0 | 0 | 0 | 0
-Plus Allowances Banked [MTons] | 0 | 0 | 0 | 0 | 0
-Less Allowances Withdrawn (1:1) [MTons] | 0 | 0 | 0 | 0 | 0
-Less Allowances Withdrawn (n:1) [MTons] | 0 | 0 | 0 | 0 | 0
Total [MTons] | 0 | 0 | 0 | 0 | 0
TBtu Consumed | 0 | 0 | 0 | 0 | 0
Rate - [lb/MMBtu] | 0 | 0 | 0 | 0 | 0
TWh Generated | 0 | 0 | 0 | 0 | 0
TWh Generated Qualifying | 0 | 0 | 0 | 0 | 0
Rate - [lb/MWh] | 0 | 0 | 0 | 0 | 0
Constraint Shadow Price [US$/Ton] | 0 | 0 | 0 | 0 | 0
Constraint Name: DE Facility Specific - SO2 Annual Rate v3.1 (DBF) Constraint #: 126
Constraint Type: Rate Limit [lb/MMBtu]
Run Year, Seasons Included: 2012 WINTER SUMMER
Run Year, Seasons Included: 2015 WINTER SUMMER
Run Year, Seasons Included: 2020 WINTER SUMMER
Run Year, Seasons Included: 2025 WINTER SUMMER
Run Year, Seasons Included: 2032 WINTER SUMMER
Time Base: Seasonal/Annual | 2012-2013 | 2014-2017 | 2018-2022 | 2023-2027 | 2028-2035
Standard - [lb/MMBtu] | 0.26 | 0.26 | 0.26 | 0.26 | 0.26
-Emissions at Affected Plants [MTons] | 0 | 0 | 0 | 0 | 0
-Less Allowances Purchased [MTons] SO2 | 0 | 0 | 0 | 0 | 0
-Plus Allowances Sold [MTons] SO2 | 0 | 0 | 0 | 0 | 0
-Plus Allowances Banked [MTons] | 0 | 0 | 0 | 0 | 0
-Less Allowances Withdrawn (1:1) [MTons] | 0 | 0 | 0 | 0 | 0
-Less Allowances Withdrawn (n:1) [MTons] | 0 | 0 | 0 | 0 | 0
Total [MTons] | 0 | 0 | 0 | 0 | 0
TBtu Consumed | 0 | 0 | 0 | 0 | 0
Rate - [lb/MMBtu] | 0 | 0 | 0 | 0 | 0
TWh Generated | 0 | 0 | 0 | 0 | 0
TWh Generated Qualifying | 0 | 0 | 0 | 0 | 0
Rate - [lb/MWh] | 0 | 0 | 0 | 0 | 0
Constraint Shadow Price [US$/Ton] | 0 | 0 | 0 | 0 | 0
Constraint Name: DE Facility Specific - SO2 Annual Rate v3.1 (DTD) Constraint #: 127
Constraint Type: Rate Limit [lb/MMBtu]
Run Year, Seasons Included: 2012 WINTER SUMMER
Run Year, Seasons Included: 2015 WINTER SUMMER
Run Year, Seasons Included: 2020 WINTER SUMMER
Run Year, Seasons Included: 2025 WINTER SUMMER
Run Year, Seasons Included: 2032 WINTER SUMMER
Time Base: Seasonal/Annual | 2012-2013 | 2014-2017 | 2018-2022 | 2023-2027 | 2028-2035
Standard - [lb/MMBtu] | 0.26 | 0.26 | 0.26 | 0.26 | 0.26
-Emissions at Affected Plants [MTons] | 3.657 | 3.657 | 3.657 | 3.643 | 2.082
-Less Allowances Purchased [MTons] SO2 | 0 | 0 | 0 | 0 | 0
-Plus Allowances Sold [MTons] SO2 | 0 | 0 | 0 | 0 | 0
-Plus Allowances Banked [MTons] | 0 | 0 | 0 | 0 | 0
-Less Allowances Withdrawn (1:1) [MTons] | 0 | 0 | 0 | 0 | 0
-Less Allowances Withdrawn (n:1) [MTons] | 0 | 0 | 0 | 0 | 0
Total [MTons] | 3.657 | 3.657 | 3.657 | 3.643 | 2.082
TBtu Consumed | 28.8 | 28.8 | 29.02 | 28.88 | 30.62
Rate - [lb/MMBtu] | 0.2539 | 0.2539 | 0.2521 | 0.2523 | 0.136
TWh Generated | 2.758 | 2.758 | 2.778 | 2.765 | 2.931
TWh Generated Qualifying | 2.758 | 2.758 | 2.778 | 2.765 | 2.931
Rate - [lb/MWh] | 0 | 0 | 0 | 0 | 0
Constraint Shadow Price [US$/Ton] | 0 | 0 | 0 | 0 | 0
Constraint Name: DE Facility Specific - SO2 Annual Rate v3.1 (DTE) Constraint #: 128
Constraint Type: Rate Limit [lb/MMBtu]
Run Year, Seasons Included: 2012 WINTER SUMMER
Run Year, Seasons Included: 2015 WINTER SUMMER
Run Year, Seasons Included: 2020 WINTER SUMMER
Run Year, Seasons Included: 2025 WINTER SUMMER
Run Year, Seasons Included: 2032 WINTER SUMMER
Time Base: Seasonal/Annual | 2012-2013 | 2014-2017 | 2018-2022 | 2023-2027 | 2028-2035
Standard - [lb/MMBtu] | 0.26 | 0.26 | 0.26 | 0.26 | 0.26
-Emissions at Affected Plants [MTons] | 1.598 | 1.598 | 1.598 | 1.598 | 1.126
-Less Allowances Purchased [MTons] SO2 | 0 | 0 | 0 | 0 | 0
-Plus Allowances Sold [MTons] SO2 | 0 | 0 | 0 | 0 | 0
-Plus Allowances Banked [MTons] | 0 | 0 | 0 | 0 | 0
-Less Allowances Withdrawn (1:1) [MTons] | 0 | 0 | 0 | 0 | 0
-Less Allowances Withdrawn (n:1) [MTons] | 0 | 0 | 0 | 0 | 0
Total [MTons] | 1.598 | 1.598 | 1.598 | 1.598 | 1.126
TBtu Consumed | 12.29 | 12.29 | 12.29 | 12.29 | 12.41
Rate - [lb/MMBtu] | 0.26 | 0.26 | 0.26 | 0.26 | 0.1815
TWh Generated | 1.269 | 1.269 | 1.269 | 1.269 | 1.282
TWh Generated Qualifying | 1.269 | 1.269 | 1.269 | 1.269 | 1.282
Rate - [lb/MWh] | 0 | 0 | 0 | 0 | 0
Constraint Shadow Price [US$/Ton] | 3018 | 748.3 | 1431 | 1432 | 0
Constraint Name: DE Facility Specific - SO2 Annual Rate v3.1 (DTF) Constraint #: 129
Constraint Type: Rate Limit [lb/MMBtu]
Run Year, Seasons Included: 2012 WINTER SUMMER
Run Year, Seasons Included: 2015 WINTER SUMMER
Run Year, Seasons Included: 2020 WINTER SUMMER
Run Year, Seasons Included: 2025 WINTER SUMMER
Run Year, Seasons Included: 2032 WINTER SUMMER
Time Base: Seasonal/Annual | 2012-2013 | 2014-2017 | 2018-2022 | 2023-2027 | 2028-2035
Standard - [lb/MMBtu] | 0.26 | 0.26 | 0.26 | 0.26 | 0.26
-Emissions at Affected Plants [MTons] | 1.522 | 1.522 | 1.522 | 1.522 | 1.052
-Less Allowances Purchased [MTons] SO2 | 0 | 0 | 0 | 0 | 0
-Plus Allowances Sold [MTons] SO2 | 0 | 0 | 0 | 0 | 0
-Plus Allowances Banked [MTons] | 0 | 0 | 0 | 0 | 0
-Less Allowances Withdrawn (1:1) [MTons] | 0 | 0 | 0 | 0 | 0
-Less Allowances Withdrawn (n:1) [MTons] | 0 | 0 | 0 | 0 | 0
Total [MTons] | 1.522 | 1.522 | 1.522 | 1.522 | 1.052
TBtu Consumed | 11.7 | 11.7 | 11.7 | 11.7 | 11.82
Rate - [lb/MMBtu] | 0.26 | 0.26 | 0.26 | 0.26 | 0.1781
TWh Generated | 1.117 | 1.117 | 1.117 | 1.117 | 1.128
TWh Generated Qualifying | 1.117 | 1.117 | 1.117 | 1.117 | 1.128
Rate - [lb/MWh] | 0 | 0 | 0 | 0 | 0
Constraint Shadow Price [US$/Ton] | 2672 | 1856 | 842.3 | 1363 | 0
Constraint Name: DE Facility Specific - SO2 Annual Rate v3.1 (DTI) Constraint #: 130
Constraint Type: Rate Limit [lb/MMBtu]
Run Year, Seasons Included: 2012 WINTER SUMMER
Run Year, Seasons Included: 2015 WINTER SUMMER
Run Year, Seasons Included: 2020 WINTER SUMMER
Run Year, Seasons Included: 2025 WINTER SUMMER
Run Year, Seasons Included: 2032 WINTER SUMMER
Time Base: Seasonal/Annual | 2012-2013 | 2014-2017 | 2018-2022 | 2023-2027 | 2028-2035
Standard - [lb/MMBtu] | 0.26 | 0.26 | 0.26 | 0.26 | 0.26
-Emissions at Affected Plants [MTons] | 0 | 0 | 0 | 0 | 0
-Less Allowances Purchased [MTons] SO2 | 0 | 0 | 0 | 0 | 0
-Plus Allowances Sold [MTons] SO2 | 0 | 0 | 0 | 0 | 0
-Plus Allowances Banked [MTons] | 0 | 0 | 0 | 0 | 0
-Less Allowances Withdrawn (1:1) [MTons] | 0 | 0 | 0 | 0 | 0
-Less Allowances Withdrawn (n:1) [MTons] | 0 | 0 | 0 | 0 | 0
Total [MTons] | 0 | 0 | 0 | 0 | 0
TBtu Consumed | 0 | 0 | 0 | 0 | 0
Rate - [lb/MMBtu] | 0 | 0 | 0 | 0 | 0
TWh Generated | 0 | 0 | 0 | 0 | 0
TWh Generated Qualifying | 0 | 0 | 0 | 0 | 0
Rate - [lb/MWh] | 0 | 0 | 0 | 0 | 0
Constraint Shadow Price [US$/Ton] | 20510 | 13470 | 15520 | 6392 | 7515
Constraint Name: DE Unit Level EdMoore3 - NOX Cap Annual v3.1 Constraint #: 131
Constraint Type: Rate Cap [MTons]
Run Year, Seasons Included: 2012 WINTER SUMMER
Run Year, Seasons Included: 2015 WINTER SUMMER
Run Year, Seasons Included: 2020 WINTER SUMMER
Run Year, Seasons Included: 2025 WINTER SUMMER
Run Year, Seasons Included: 2032 WINTER SUMMER
Time Base: Seasonal/Annual | 2012-2013 | 2014-2017 | 2018-2022 | 2023-2027 | 2028-2035
Standard - [MTon] | 0.773 | 0.773 | 0.773 | 0.773 | 0.773
-Emissions at Affected Plants [MTons] | 0 | 0 | 0 | 0 | 0
-Less Allowances Purchased [MTons] NOX | 0 | 0 | 0 | 0 | 0
-Plus Allowances Sold [MTons] NOX | 0 | 0 | 0 | 0 | 0
-Plus Allowances Banked [MTons] | 0 | 0 | 0 | 0 | 0
-Less Allowances Withdrawn (1:1) [MTons] | 0 | 0 | 0 | 0 | 0
-Less Allowances Withdrawn (n:1) [MTons] | 0 | 0 | 0 | 0 | 0
Total [MTons] | 0 | 0 | 0 | 0 | 0
TBtu Consumed | 0 | 0 | 0 | 0 | 0
Rate - [lb/MMBtu] | 0 | 0 | 0 | 0 | 0
TWh Generated | 0 | 0 | 0 | 0 | 0
TWh Generated Qualifying | 0 | 0 | 0 | 0 | 0
Rate - [lb/MWh] | 0 | 0 | 0 | 0 | 0
Constraint Shadow Price [US$/Ton] | 0 | 0 | 0 | 0 | 0
Constraint Name: DE Unit Level EdMoore3 - SO2 Cap Annual v3.1 Constraint #: 132
Constraint Type: Rate Cap [MTons]
Run Year, Seasons Included: 2012 WINTER SUMMER
Run Year, Seasons Included: 2015 WINTER SUMMER
Run Year, Seasons Included: 2020 WINTER SUMMER
Run Year, Seasons Included: 2025 WINTER SUMMER
Run Year, Seasons Included: 2032 WINTER SUMMER
Time Base: Seasonal/Annual | 2012-2013 | 2014-2017 | 2018-2022 | 2023-2027 | 2028-2035
Standard - [MTon] | 1.391 | 1.391 | 1.391 | 1.391 | 1.391
-Emissions at Affected Plants [MTons] | 0 | 0 | 0 | 0 | 0
-Less Allowances Purchased [MTons] SO2 | 0 | 0 | 0 | 0 | 0
-Plus Allowances Sold [MTons] SO2 | 0 | 0 | 0 | 0 | 0
-Plus Allowances Banked [MTons] | 0 | 0 | 0 | 0 | 0
-Less Allowances Withdrawn (1:1) [MTons] | 0 | 0 | 0 | 0 | 0
-Less Allowances Withdrawn (n:1) [MTons] | 0 | 0 | 0 | 0 | 0
Total [MTons] | 0 | 0 | 0 | 0 | 0
TBtu Consumed | 0 | 0 | 0 | 0 | 0
Rate - [lb/MMBtu] | 0 | 0 | 0 | 0 | 0
TWh Generated | 0 | 0 | 0 | 0 | 0
TWh Generated Qualifying | 0 | 0 | 0 | 0 | 0
Rate - [lb/MWh] | 0 | 0 | 0 | 0 | 0
Constraint Shadow Price [US$/Ton] | 0 | 0 | 0 | 0 | 0
Constraint Name: DE Unit Level EdMoore4 - NOX Cap Annual v3.1 Constraint #: 133
Constraint Type: Rate Cap [MTons]
Run Year, Seasons Included: 2012 WINTER SUMMER
Run Year, Seasons Included: 2015 WINTER SUMMER
Run Year, Seasons Included: 2020 WINTER SUMMER
Run Year, Seasons Included: 2025 WINTER SUMMER
Run Year, Seasons Included: 2032 WINTER SUMMER
Time Base: Seasonal/Annual | 2012-2013 | 2014-2017 | 2018-2022 | 2023-2027 | 2028-2035
Standard - [MTon] | 1.339 | 1.339 | 1.339 | 1.339 | 1.339
-Emissions at Affected Plants [MTons] | 0.7597 | 0.7597 | 0.7597 | 0.7597 | 0.7672
-Less Allowances Purchased [MTons] NOX | 0 | 0 | 0 | 0 | 0
-Plus Allowances Sold [MTons] NOX | 0 | 0 | 0 | 0 | 0
-Plus Allowances Banked [MTons] | 0 | 0 | 0 | 0 | 0
-Less Allowances Withdrawn (1:1) [MTons] | 0 | 0 | 0 | 0 | 0
-Less Allowances Withdrawn (n:1) [MTons] | 0 | 0 | 0 | 0 | 0
Total [MTons] | 0.7597 | 0.7597 | 0.7597 | 0.7597 | 0.7672
TBtu Consumed | 12.29 | 12.29 | 12.29 | 12.29 | 12.41
Rate - [lb/MMBtu] | 0.1236 | 0.1236 | 0.1236 | 0.1236 | 0.1236
TWh Generated | 1.269 | 1.269 | 1.269 | 1.269 | 1.282
TWh Generated Qualifying | 1.269 | 1.269 | 1.269 | 1.269 | 1.282
Rate - [lb/MWh] | 0 | 0 | 0 | 0 | 0
Constraint Shadow Price [US$/Ton] | 0 | 0 | 0 | 0 | 0
Constraint Name: DE Unit Level EdMoore4 - SO2 Cap Annual v3.1 Constraint #: 134
Constraint Type: Rate Cap [MTons]
Run Year, Seasons Included: 2012 WINTER SUMMER
Run Year, Seasons Included: 2015 WINTER SUMMER
Run Year, Seasons Included: 2020 WINTER SUMMER
Run Year, Seasons Included: 2025 WINTER SUMMER
Run Year, Seasons Included: 2032 WINTER SUMMER
Time Base: Seasonal/Annual | 2012-2013 | 2014-2017 | 2018-2022 | 2023-2027 | 2028-2035
Standard - [MTon] | 2.41 | 2.41 | 2.41 | 2.41 | 2.41
-Emissions at Affected Plants [MTons] | 1.598 | 1.598 | 1.598 | 1.598 | 1.126
-Less Allowances Purchased [MTons] SO2 | 0 | 0 | 0 | 0 | 0
-Plus Allowances Sold [MTons] SO2 | 0 | 0 | 0 | 0 | 0
-Plus Allowances Banked [MTons] | 0 | 0 | 0 | 0 | 0
-Less Allowances Withdrawn (1:1) [MTons] | 0 | 0 | 0 | 0 | 0
-Less Allowances Withdrawn (n:1) [MTons] | 0 | 0 | 0 | 0 | 0
Total [MTons] | 1.598 | 1.598 | 1.598 | 1.598 | 1.126
TBtu Consumed | 12.29 | 12.29 | 12.29 | 12.29 | 12.41
Rate - [lb/MMBtu] | 0.26 | 0.26 | 0.26 | 0.26 | 0.1815
TWh Generated | 1.269 | 1.269 | 1.269 | 1.269 | 1.282
TWh Generated Qualifying | 1.269 | 1.269 | 1.269 | 1.269 | 1.282
Rate - [lb/MWh] | 0 | 0 | 0 | 0 | 0
Constraint Shadow Price [US$/Ton] | 0 | 0 | 0 | 0 | 0
Constraint Name: DE Unit Level EdMoore5 - NOX Cap Annual v3.1 Constraint #: 135
Constraint Type: Rate Cap [MTons]
Run Year, Seasons Included: 2012 WINTER SUMMER
Run Year, Seasons Included: 2015 WINTER SUMMER
Run Year, Seasons Included: 2020 WINTER SUMMER
Run Year, Seasons Included: 2025 WINTER SUMMER
Run Year, Seasons Included: 2032 WINTER SUMMER
Time Base: Seasonal/Annual | 2012-2013 | 2014-2017 | 2018-2022 | 2023-2027 | 2028-2035
Standard - [MTon] | 1.348 | 1.348 | 1.348 | 1.348 | 1.348
-Emissions at Affected Plants [MTons] | 0 | 0 | 0 | 0 | 0
-Less Allowances Purchased [MTons] NOX | 0 | 0 | 0 | 0 | 0
-Plus Allowances Sold [MTons] NOX | 0 | 0 | 0 | 0 | 0
-Plus Allowances Banked [MTons] | 0 | 0 | 0 | 0 | 0
-Less Allowances Withdrawn (1:1) [MTons] | 0 | 0 | 0 | 0 | 0
-Less Allowances Withdrawn (n:1) [MTons] | 0 | 0 | 0 | 0 | 0
Total [MTons] | 0 | 0 | 0 | 0 | 0
TBtu Consumed | 0 | 0 | 0 | 0 | 0
Rate - [lb/MMBtu] | 0 | 0 | 0 | 0 | 0
TWh Generated | 0 | 0 | 0 | 0 | 0
TWh Generated Qualifying | 0 | 0 | 0 | 0 | 0
Rate - [lb/MWh] | 0 | 0 | 0 | 0 | 0
Constraint Shadow Price [US$/Ton] | 0 | 0 | 0 | 0 | 0
Constraint Name: DE Unit Level EdMoore5 - SO2 Cap Annual v3.1 Constraint #: 136
Constraint Type: Rate Cap [MTons]
Run Year, Seasons Included: 2012 WINTER SUMMER
Run Year, Seasons Included: 2015 WINTER SUMMER
Run Year, Seasons Included: 2020 WINTER SUMMER
Run Year, Seasons Included: 2025 WINTER SUMMER
Run Year, Seasons Included: 2032 WINTER SUMMER
Time Base: Seasonal/Annual | 2012-2013 | 2014-2017 | 2018-2022 | 2023-2027 | 2028-2035
Standard - [MTon] | 2.427 | 2.427 | 2.427 | 2.427 | 2.427
-Emissions at Affected Plants [MTons] | 0 | 0 | 0 | 0 | 0
-Less Allowances Purchased [MTons] SO2 | 0 | 0 | 0 | 0 | 0
-Plus Allowances Sold [MTons] SO2 | 0 | 0 | 0 | 0 | 0
-Plus Allowances Banked [MTons] | 0 | 0 | 0 | 0 | 0
-Less Allowances Withdrawn (1:1) [MTons] | 0 | 0 | 0 | 0 | 0
-Less Allowances Withdrawn (n:1) [MTons] | 0 | 0 | 0 | 0 | 0
Total [MTons] | 0 | 0 | 0 | 0 | 0
TBtu Consumed | 0 | 0 | 0 | 0 | 0
Rate - [lb/MMBtu] | 0 | 0 | 0 | 0 | 0
TWh Generated | 0 | 0 | 0 | 0 | 0
TWh Generated Qualifying | 0 | 0 | 0 | 0 | 0
Rate - [lb/MWh] | 0 | 0 | 0 | 0 | 0
Constraint Shadow Price [US$/Ton] | 0 | 0 | 0 | 0 | 0
Constraint Name: DE Unit Level IndRiver3 - NOX Cap Annual v3.1 Constraint #: 137
Constraint Type: Rate Cap [MTons]
Run Year, Seasons Included: 2012 WINTER SUMMER
Run Year, Seasons Included: 2015 WINTER SUMMER
Run Year, Seasons Included: 2020 WINTER SUMMER
Run Year, Seasons Included: 2025 WINTER SUMMER
Run Year, Seasons Included: 2032 WINTER SUMMER
Time Base: Seasonal/Annual | 2012-2013 | 2014-2017 | 2018-2022 | 2023-2027 | 2028-2035
Standard - [MTon] | 0.977 | 0.977 | 0.977 | 0.977 | 0.977
-Emissions at Affected Plants [MTons] | 0.7243 | 0.7243 | 0.7243 | 0.7243 | 0.7312
-Less Allowances Purchased [MTons] NOX | 0 | 0 | 0 | 0 | 0
-Plus Allowances Sold [MTons] NOX | 0 | 0 | 0 | 0 | 0
-Plus Allowances Banked [MTons] | 0 | 0 | 0 | 0 | 0
-Less Allowances Withdrawn (1:1) [MTons] | 0 | 0 | 0 | 0 | 0
-Less Allowances Withdrawn (n:1) [MTons] | 0 | 0 | 0 | 0 | 0
Total [MTons] | 0.7243 | 0.7243 | 0.7243 | 0.7243 | 0.7312
TBtu Consumed | 11.7 | 11.7 | 11.7 | 11.7 | 11.82
Rate - [lb/MMBtu] | 0.1238 | 0.1238 | 0.1238 | 0.1238 | 0.1238
TWh Generated | 1.117 | 1.117 | 1.117 | 1.117 | 1.128
TWh Generated Qualifying | 1.117 | 1.117 | 1.117 | 1.117 | 1.128
Rate - [lb/MWh] | 0 | 0 | 0 | 0 | 0
Constraint Shadow Price [US$/Ton] | 0 | 0 | 0 | 0 | 0
Constraint Name: DE Unit Level IndRiver3 - SO2 Cap Annual v3.1 Constraint #: 138
Constraint Type: Rate Cap [MTons]
Run Year, Seasons Included: 2012 WINTER SUMMER
Run Year, Seasons Included: 2015 WINTER SUMMER
Run Year, Seasons Included: 2020 WINTER SUMMER
Run Year, Seasons Included: 2025 WINTER SUMMER
Run Year, Seasons Included: 2032 WINTER SUMMER
Time Base: Seasonal/Annual | 2012-2013 | 2014-2017 | 2018-2022 | 2023-2027 | 2028-2035
Standard - [MTon] | 1.759 | 1.759 | 1.759 | 1.759 | 1.759
-Emissions at Affected Plants [MTons] | 1.522 | 1.522 | 1.522 | 1.522 | 1.052
-Less Allowances Purchased [MTons] SO2 | 0 | 0 | 0 | 0 | 0
-Plus Allowances Sold [MTons] SO2 | 0 | 0 | 0 | 0 | 0
-Plus Allowances Banked [MTons] | 0 | 0 | 0 | 0 | 0
-Less Allowances Withdrawn (1:1) [MTons] | 0 | 0 | 0 | 0 | 0
-Less Allowances Withdrawn (n:1) [MTons] | 0 | 0 | 0 | 0 | 0
Total [MTons] | 1.522 | 1.522 | 1.522 | 1.522 | 1.052
TBtu Consumed | 11.7 | 11.7 | 11.7 | 11.7 | 11.82
Rate - [lb/MMBtu] | 0.26 | 0.26 | 0.26 | 0.26 | 0.1781
TWh Generated | 1.117 | 1.117 | 1.117 | 1.117 | 1.128
TWh Generated Qualifying | 1.117 | 1.117 | 1.117 | 1.117 | 1.128
Rate - [lb/MWh] | 0 | 0 | 0 | 0 | 0
Constraint Shadow Price [US$/Ton] | 0 | 0 | 0 | 0 | 0
Constraint Name: DE Unit Level IndRiver4 - NOX Cap Annual v3.1 Constraint #: 139
Constraint Type: Rate Cap [MTons]
Run Year, Seasons Included: 2012 WINTER SUMMER
Run Year, Seasons Included: 2015 WINTER SUMMER
Run Year, Seasons Included: 2020 WINTER SUMMER
Run Year, Seasons Included: 2025 WINTER SUMMER
Run Year, Seasons Included: 2032 WINTER SUMMER
Time Base: Seasonal/Annual | 2012-2013 | 2014-2017 | 2018-2022 | 2023-2027 | 2028-2035
Standard - [MTon] | 2.032 | 2.032 | 2.032 | 2.032 | 2.032
-Emissions at Affected Plants [MTons] | 1.782 | 1.782 | 1.796 | 1.787 | 1.895
-Less Allowances Purchased [MTons] NOX | 0 | 0 | 0 | 0 | 0
-Plus Allowances Sold [MTons] NOX | 0 | 0 | 0 | 0 | 0
-Plus Allowances Banked [MTons] | 0 | 0 | 0 | 0 | 0
-Less Allowances Withdrawn (1:1) [MTons] | 0 | 0 | 0 | 0 | 0
-Less Allowances Withdrawn (n:1) [MTons] | 0 | 0 | 0 | 0 | 0
Total [MTons] | 1.782 | 1.782 | 1.796 | 1.787 | 1.895
TBtu Consumed | 28.8 | 28.8 | 29.02 | 28.88 | 30.62
Rate - [lb/MMBtu] | 0.1238 | 0.1238 | 0.1238 | 0.1238 | 0.1238
TWh Generated | 2.758 | 2.758 | 2.778 | 2.765 | 2.931
TWh Generated Qualifying | 2.758 | 2.758 | 2.778 | 2.765 | 2.931
Rate - [lb/MWh] | 0 | 0 | 0 | 0 | 0
Constraint Shadow Price [US$/Ton] | 0 | 0 | 0 | 0 | 0
Constraint Name: DE Unit Level IndRiver4 - SO2 Cap Annual v3.1 Constraint #: 140
Constraint Type: Rate Cap [MTons]
Run Year, Seasons Included: 2012 WINTER SUMMER
Run Year, Seasons Included: 2015 WINTER SUMMER
Run Year, Seasons Included: 2020 WINTER SUMMER
Run Year, Seasons Included: 2025 WINTER SUMMER
Run Year, Seasons Included: 2032 WINTER SUMMER
Time Base: Seasonal/Annual | 2012-2013 | 2014-2017 | 2018-2022 | 2023-2027 | 2028-2035
Standard - [MTon] | 3.657 | 3.657 | 3.657 | 3.657 | 3.657
-Emissions at Affected Plants [MTons] | 3.657 | 3.657 | 3.657 | 3.643 | 2.082
-Less Allowances Purchased [MTons] SO2 | 0 | 0 | 0 | 0 | 0
-Plus Allowances Sold [MTons] SO2 | 0 | 0 | 0 | 0 | 0
-Plus Allowances Banked [MTons] | 0 | 0 | 0 | 0 | 0
-Less Allowances Withdrawn (1:1) [MTons] | 0 | 0 | 0 | 0 | 0
-Less Allowances Withdrawn (n:1) [MTons] | 0 | 0 | 0 | 0 | 0
Total [MTons] | 3.657 | 3.657 | 3.657 | 3.643 | 2.082
TBtu Consumed | 28.8 | 28.8 | 29.02 | 28.88 | 30.62
Rate - [lb/MMBtu] | 0.2539 | 0.2539 | 0.2521 | 0.2523 | 0.136
TWh Generated | 2.758 | 2.758 | 2.778 | 2.765 | 2.931
TWh Generated Qualifying | 2.758 | 2.758 | 2.778 | 2.765 | 2.931
Rate - [lb/MWh] | 0 | 0 | 0 | 0 | 0
Constraint Shadow Price [US$/Ton] | 1315 | 191.1 | 582.3 | 0 | 0
Constraint Name: DE Unit Level McKee3 - NOX Cap Annual v3.1 Constraint #: 141
Constraint Type: Rate Cap [MTons]
Run Year, Seasons Included: 2012 WINTER SUMMER
Run Year, Seasons Included: 2015 WINTER SUMMER
Run Year, Seasons Included: 2020 WINTER SUMMER
Run Year, Seasons Included: 2025 WINTER SUMMER
Run Year, Seasons Included: 2032 WINTER SUMMER
Time Base: Seasonal/Annual | 2012-2013 | 2014-2017 | 2018-2022 | 2023-2027 | 2028-2035
Standard - [MTon] | 0.244 | 0.244 | 0.244 | 0.244 | 0.244
-Emissions at Affected Plants [MTons] | 0 | 0 | 0 | 0 | 0
-Less Allowances Purchased [MTons] NOX | 0 | 0 | 0 | 0 | 0
-Plus Allowances Sold [MTons] NOX | 0 | 0 | 0 | 0 | 0
-Plus Allowances Banked [MTons] | 0 | 0 | 0 | 0 | 0
-Less Allowances Withdrawn (1:1) [MTons] | 0 | 0 | 0 | 0 | 0
-Less Allowances Withdrawn (n:1) [MTons] | 0 | 0 | 0 | 0 | 0
Total [MTons] | 0 | 0 | 0 | 0 | 0
TBtu Consumed | 0 | 0 | 0 | 0 | 0
Rate - [lb/MMBtu] | 0 | 0 | 0 | 0 | 0
TWh Generated | 0 | 0 | 0 | 0 | 0
TWh Generated Qualifying | 0 | 0 | 0 | 0 | 0
Rate - [lb/MWh] | 0 | 0 | 0 | 0 | 0
Constraint Shadow Price [US$/Ton] | 0 | 0 | 0 | 0 | 0
Constraint Name: DE Unit Level McKee3 - SO2 Cap Annual v3.1 Constraint #: 142
Constraint Type: Rate Cap [MTons]
Run Year, Seasons Included: 2012 WINTER SUMMER
Run Year, Seasons Included: 2015 WINTER SUMMER
Run Year, Seasons Included: 2020 WINTER SUMMER
Run Year, Seasons Included: 2025 WINTER SUMMER
Run Year, Seasons Included: 2032 WINTER SUMMER
Time Base: Seasonal/Annual | 2012-2013 | 2014-2017 | 2018-2022 | 2023-2027 | 2028-2035
Standard - [MTon] | 0.439 | 0.439 | 0.439 | 0.439 | 0.439
-Emissions at Affected Plants [MTons] | 0 | 0 | 0 | 0 | 0
-Less Allowances Purchased [MTons] SO2 | 0 | 0 | 0 | 0 | 0
-Plus Allowances Sold [MTons] SO2 | 0 | 0 | 0 | 0 | 0
-Plus Allowances Banked [MTons] | 0 | 0 | 0 | 0 | 0
-Less Allowances Withdrawn (1:1) [MTons] | 0 | 0 | 0 | 0 | 0
-Less Allowances Withdrawn (n:1) [MTons] | 0 | 0 | 0 | 0 | 0
Total [MTons] | 0 | 0 | 0 | 0 | 0
TBtu Consumed | 0 | 0 | 0 | 0 | 0
Rate - [lb/MMBtu] | 0 | 0 | 0 | 0 | 0
TWh Generated | 0 | 0 | 0 | 0 | 0
TWh Generated Qualifying | 0 | 0 | 0 | 0 | 0
Rate - [lb/MWh] | 0 | 0 | 0 | 0 | 0
Constraint Shadow Price [US$/Ton] | 0 | 0 | 0 | 0 | 0
Constraint Name: IL Ameren MER Rate Annual v3.1 Constraint #: 143
Constraint Type: Required Removal Level
Run Year, Seasons Included: 2012
Run Year, Seasons Included: 2015 WINTER SUMMER
Run Year, Seasons Included: 2020 WINTER SUMMER
Run Year, Seasons Included: 2025 WINTER SUMMER
Run Year, Seasons Included: 2032 WINTER SUMMER
Time Base: Seasonal/Annual | 2012-2013 | 2014-2017 | 2018-2022 | 2023-2027 | 2028-2035
Emission Floor - [lb/MMBtu] | 0 | 0 | 0 | 0 | 0
-Emissions at Affected Plants [Lb] | 0 | 739 | 839.3 | 846.7 | 849.2
-Less Allowances Purchased [Lb] MER | 0 | 0 | 0 | 0 | 0
-Plus Allowances Sold [Lb] MER | 0 | 0 | 0 | 0 | 0
-Plus Allowances Banked [Lb] | 0 | 0 | 0 | 0 | 0
-Less Allowances Withdrawn (1:1) [Lb] | 0 | 0 | 0 | 0 | 0
-Less Allowances Withdrawn (n:1) [Lb] | 0 | 0 | 0 | 0 | 0
Total [Lb] | 0 | 739 | 839.3 | 846.7 | 849.2
TBtu Consumed | 0 | 310.4 | 339.5 | 338.7 | 342.9
Rate - [lb/MMBtu] | 0 | 2.381e-06 | 2.472e-06 | 2.5e-06 | 2.477e-06
TWh Generated | 0 | 28.34 | 30.98 | 30.87 | 31.26
TWh Generated Qualifying | 0 | 28.34 | 30.98 | 30.87 | 31.26
Constraint Shadow Price [US$/Lb] | 0 | 0 | 0 | 0 | 0
Constraint Name: IL Ameren NOX rate Summer v3.1 Constraint #: 144
Constraint Type: Rate Limit [lb/MMBtu]
Run Year, Seasons Included: 2012 SUMMER
Run Year, Seasons Included: 2015 SUMMER
Run Year, Seasons Included: 2020 SUMMER
Run Year, Seasons Included: 2025 SUMMER
Run Year, Seasons Included: 2032 SUMMER
Time Base: Seasonal/Annual | 2012-2013 | 2014-2017 | 2018-2022 | 2023-2027 | 2028-2035
Standard - [lb/MMBtu] | 0.11 | 0.11 | 0.11 | 0.11 | 0.11
-Emissions at Affected Plants [MTons] | 7.302 | 7.166 | 7.634 | 7.857 | 7.885
-Less Allowances Purchased [MTons] NOX | 0 | 0 | 0 | 0 | 0
-Plus Allowances Sold [MTons] NOX | 0 | 0 | 0 | 0 | 0
-Plus Allowances Banked [MTons] | 0 | 0 | 0 | 0 | 0
-Less Allowances Withdrawn (1:1) [MTons] | 0 | 0 | 0 | 0 | 0
-Less Allowances Withdrawn (n:1) [MTons] | 0 | 0 | 0 | 0 | 0
Total [MTons] | 7.302 | 7.166 | 7.634 | 7.857 | 7.885
TBtu Consumed | 136.6 | 135.5 | 143 | 145.5 | 145.8
Rate - [lb/MMBtu] | 0.1069 | 0.1058 | 0.1068 | 0.108 | 0.1081
TWh Generated | 12.5 | 12.36 | 13.04 | 13.26 | 13.29
TWh Generated Qualifying | 12.5 | 12.36 | 13.04 | 13.26 | 13.29
Rate - [lb/MWh] | 0 | 0 | 0 | 0 | 0
Constraint Shadow Price [US$/Ton] | 0 | 0 | 0 | 0 | 0
Constraint Name: IL Ameren SO2 Rate Annual v3.1 Constraint #: 145
Constraint Type: Rate Limit [lb/MMBtu]
Run Year, Seasons Included: 2012
Run Year, Seasons Included: 2015 WINTER SUMMER
Run Year, Seasons Included: 2020 WINTER SUMMER
Run Year, Seasons Included: 2025 WINTER SUMMER
Run Year, Seasons Included: 2032 WINTER SUMMER
Time Base: Seasonal/Annual | 2012-2013 | 2014-2017 | 2018-2022 | 2023-2027 | 2028-2035
Standard - [lb/MMBtu] | 0 | 0.25 | 0.25 | 0.25 | 0.25
-Emissions at Affected Plants [MTons] | 0 | 38.8 | 42.44 | 42.34 | 42.86
-Less Allowances Purchased [MTons] SO2 | 0 | 0 | 0 | 0 | 0
-Plus Allowances Sold [MTons] SO2 | 0 | 0 | 0 | 0 | 0
-Plus Allowances Banked [MTons] | 0 | 0 | 0 | 0 | 0
-Less Allowances Withdrawn (1:1) [MTons] | 0 | 0 | 0 | 0 | 0
-Less Allowances Withdrawn (n:1) [MTons] | 0 | 0 | 0 | 0 | 0
Total [MTons] | 0 | 38.8 | 42.44 | 42.34 | 42.86
TBtu Consumed | 0 | 310.4 | 339.5 | 338.7 | 342.9
Rate - [lb/MMBtu] | 0 | 0.25 | 0.25 | 0.25 | 0.25
TWh Generated | 0 | 28.34 | 30.98 | 30.87 | 31.26
TWh Generated Qualifying | 0 | 28.34 | 30.98 | 30.87 | 31.26
Rate - [lb/MWh] | 0 | 0 | 0 | 0 | 0
Constraint Shadow Price [US$/Ton] | 0 | 2043 | 2074 | 2097 | 1752
Constraint Name: IL Ameren Units NOx rate Annual v3.1 Constraint #: 146
Constraint Type: Rate Limit [lb/MMBtu]
Run Year, Seasons Included: 2012 WINTER SUMMER
Run Year, Seasons Included: 2015 WINTER SUMMER
Run Year, Seasons Included: 2020 WINTER SUMMER
Run Year, Seasons Included: 2025 WINTER SUMMER
Run Year, Seasons Included: 2032 WINTER SUMMER
Time Base: Seasonal/Annual | 2012-2013 | 2014-2017 | 2018-2022 | 2023-2027 | 2028-2035
Standard - [lb/MMBtu] | 0.11 | 0.11 | 0.11 | 0.11 | 0.11
-Emissions at Affected Plants [MTons] | 17.01 | 16.22 | 18.25 | 18.13 | 18.53
-Less Allowances Purchased [MTons] NOX | 0 | 0 | 0 | 0 | 0
-Plus Allowances Sold [MTons] NOX | 0 | 0 | 0 | 0 | 0
-Plus Allowances Banked [MTons] | 0 | 0 | 0 | 0 | 0
-Less Allowances Withdrawn (1:1) [MTons] | 0 | 0 | 0 | 0 | 0
-Less Allowances Withdrawn (n:1) [MTons] | 0 | 0 | 0 | 0 | 0
Total [MTons] | 17.01 | 16.22 | 18.25 | 18.13 | 18.53
TBtu Consumed | 316.5 | 310.4 | 339.5 | 338.7 | 342.9
Rate - [lb/MMBtu] | 0.1075 | 0.1045 | 0.1075 | 0.1071 | 0.1081
TWh Generated | 29.02 | 28.34 | 30.98 | 30.87 | 31.26
TWh Generated Qualifying | 29.02 | 28.34 | 30.98 | 30.87 | 31.26
Rate - [lb/MWh] | 0 | 0 | 0 | 0 | 0
Constraint Shadow Price [US$/Ton] | 0 | 0 | 0 | 0 | 0
Constraint Name: IL Dynegy MER Rate Annual v3.1 Constraint #: 147
Constraint Type: Required Removal Level
Run Year, Seasons Included: 2012
Run Year, Seasons Included: 2015 WINTER SUMMER
Run Year, Seasons Included: 2020 WINTER SUMMER
Run Year, Seasons Included: 2025 WINTER SUMMER
Run Year, Seasons Included: 2032 WINTER SUMMER
Time Base: Seasonal/Annual | 2012-2013 | 2014-2017 | 2018-2022 | 2023-2027 | 2028-2035
Emission Floor - [lb/MMBtu] | 0 | 0 | 0 | 0 | 0
-Emissions at Affected Plants [Lb] | 0 | 751 | 794.7 | 712.9 | 709.5
-Less Allowances Purchased [Lb] MER | 0 | 0 | 0 | 0 | 0
-Plus Allowances Sold [Lb] MER | 0 | 0 | 0 | 0 | 0
-Plus Allowances Banked [Lb] | 0 | 0 | 0 | 0 | 0
-Less Allowances Withdrawn (1:1) [Lb] | 0 | 0 | 0 | 0 | 0
-Less Allowances Withdrawn (n:1) [Lb] | 0 | 0 | 0 | 0 | 0
Total [Lb] | 0 | 751 | 794.7 | 712.9 | 709.5
TBtu Consumed | 0 | 241.9 | 246.9 | 246.4 | 250.3
Rate - [lb/MMBtu] | 0 | 3.105e-06 | 3.218e-06 | 2.893e-06 | 2.834e-06
TWh Generated | 0 | 23.54 | 23.98 | 23.96 | 24.35
TWh Generated Qualifying | 0 | 23.54 | 23.98 | 23.96 | 24.35
Constraint Shadow Price [US$/Lb] | 0 | 0 | 0 | 0 | 0
Constraint Name: IL Dynegy NOX rate Summer v3.1 Constraint #: 148
Constraint Type: Rate Limit [lb/MMBtu]
Run Year, Seasons Included: 2012 SUMMER
Run Year, Seasons Included: 2015 SUMMER
Run Year, Seasons Included: 2020 SUMMER
Run Year, Seasons Included: 2025 SUMMER
Run Year, Seasons Included: 2032 SUMMER
Time Base: Seasonal/Annual | 2012-2013 | 2014-2017 | 2018-2022 | 2023-2027 | 2028-2035
Standard - [lb/MMBtu] | 0.11 | 0.11 | 0.11 | 0.11 | 0.11
-Emissions at Affected Plants [MTons] | 3.897 | 4.018 | 4.359 | 4.278 | 4.241
-Less Allowances Purchased [MTons] NOX | 0 | 0 | 0 | 0 | 0
-Plus Allowances Sold [MTons] NOX | 0 | 0 | 0 | 0 | 0
-Plus Allowances Banked [MTons] | 0 | 0 | 0 | 0 | 0
-Less Allowances Withdrawn (1:1) [MTons] | 0 | 0 | 0 | 0 | 0
-Less Allowances Withdrawn (n:1) [MTons] | 0 | 0 | 0 | 0 | 0
Total [MTons] | 3.897 | 4.018 | 4.359 | 4.278 | 4.241
TBtu Consumed | 96.85 | 99.36 | 106.1 | 104.6 | 105.5
Rate - [lb/MMBtu] | 0.08048 | 0.08088 | 0.0822 | 0.08178 | 0.08038
TWh Generated | 9.47 | 9.661 | 10.3 | 10.16 | 10.26
TWh Generated Qualifying | 9.47 | 9.661 | 10.3 | 10.16 | 10.26
Rate - [lb/MWh] | 0 | 0 | 0 | 0 | 0
Constraint Shadow Price [US$/Ton] | 0 | 0 | 0 | 0 | 0
Constraint Name: IL Dynegy SO2 Rate Annual v3.1 Constraint #: 149
Constraint Type: Rate Limit [lb/MMBtu]
Run Year, Seasons Included: 2012
Run Year, Seasons Included: 2015 WINTER SUMMER
Run Year, Seasons Included: 2020 WINTER SUMMER
Run Year, Seasons Included: 2025 WINTER SUMMER
Run Year, Seasons Included: 2032 WINTER SUMMER
Time Base: Seasonal/Annual | 2012-2013 | 2014-2017 | 2018-2022 | 2023-2027 | 2028-2035
Standard - [lb/MMBtu] | 0 | 0.25 | 0.25 | 0.25 | 0.25
-Emissions at Affected Plants [MTons] | 0 | 25.55 | 27.91 | 27.77 | 27.39
-Less Allowances Purchased [MTons] SO2 | 0 | 0 | 0 | 0 | 0
-Plus Allowances Sold [MTons] SO2 | 0 | 0 | 0 | 0 | 0
-Plus Allowances Banked [MTons] | 0 | 0 | 0 | 0 | 0
-Less Allowances Withdrawn (1:1) [MTons] | 0 | 0 | 0 | 0 | 0
-Less Allowances Withdrawn (n:1) [MTons] | 0 | 0 | 0 | 0 | 0
Total [MTons] | 0 | 25.55 | 27.91 | 27.77 | 27.39
TBtu Consumed | 0 | 241.9 | 246.9 | 246.4 | 250.3
Rate - [lb/MMBtu] | 0 | 0.2113 | 0.2261 | 0.2254 | 0.2188
TWh Generated | 0 | 23.54 | 23.98 | 23.96 | 24.35
TWh Generated Qualifying | 0 | 23.54 | 23.98 | 23.96 | 24.35
Rate - [lb/MWh] | 0 | 0 | 0 | 0 | 0
Constraint Shadow Price [US$/Ton] | 0 | 0 | 0 | 0 | 0
Constraint Name: IL Dynegy Units NOx rate Annual v3.1 Constraint #: 150
Constraint Type: Rate Limit [lb/MMBtu]
Run Year, Seasons Included: 2012 WINTER SUMMER
Run Year, Seasons Included: 2015 WINTER SUMMER
Run Year, Seasons Included: 2020 WINTER SUMMER
Run Year, Seasons Included: 2025 WINTER SUMMER
Run Year, Seasons Included: 2032 WINTER SUMMER
Time Base: Seasonal/Annual | 2012-2013 | 2014-2017 | 2018-2022 | 2023-2027 | 2028-2035
Standard - [lb/MMBtu] | 0.11 | 0.11 | 0.11 | 0.11 | 0.11
-Emissions at Affected Plants [MTons] | 9.379 | 9.696 | 10.12 | 10 | 10.09
-Less Allowances Purchased [MTons] NOX | 0 | 0 | 0 | 0 | 0
-Plus Allowances Sold [MTons] NOX | 0 | 0 | 0 | 0 | 0
-Plus Allowances Banked [MTons] | 0 | 0 | 0 | 0 | 0
-Less Allowances Withdrawn (1:1) [MTons] | 0 | 0 | 0 | 0 | 0
-Less Allowances Withdrawn (n:1) [MTons] | 0 | 0 | 0 | 0 | 0
Total [MTons] | 9.379 | 9.696 | 10.12 | 10 | 10.09
TBtu Consumed | 233.7 | 241.9 | 246.9 | 246.4 | 250.3
Rate - [lb/MMBtu] | 0.08025 | 0.08018 | 0.08195 | 0.08118 | 0.0806
TWh Generated | 22.86 | 23.54 | 23.98 | 23.96 | 24.35
TWh Generated Qualifying | 22.86 | 23.54 | 23.98 | 23.96 | 24.35
Rate - [lb/MWh] | 0 | 0 | 0 | 0 | 0
Constraint Shadow Price [US$/Ton] | 0 | 0 | 0 | 0 | 0
Constraint Name: IL Fac. Spec. - NOX Rate Summer v3.1 (AER) Constraint #: 151
Constraint Type: Rate Limit [lb/MMBtu]
Run Year, Seasons Included: 2012 SUMMER
Run Year, Seasons Included: 2015 SUMMER
Run Year, Seasons Included: 2020 SUMMER
Run Year, Seasons Included: 2025 SUMMER
Run Year, Seasons Included: 2032 SUMMER
Time Base: Seasonal/Annual | 2012-2013 | 2014-2017 | 2018-2022 | 2023-2027 | 2028-2035
Standard - [lb/MMBtu] | 0.25 | 0.25 | 0.25 | 0.25 | 0.25
-Emissions at Affected Plants [MTons] | 0 | 0 | 0.002415 | 0.002415 | 0.002415
-Less Allowances Purchased [MTons] NOX | 0 | 0 | 0 | 0 | 0
-Plus Allowances Sold [MTons] NOX | 0 | 0 | 0 | 0 | 0
-Plus Allowances Banked [MTons] | 0 | 0 | 0 | 0 | 0
-Less Allowances Withdrawn (1:1) [MTons] | 0 | 0 | 0 | 0 | 0
-Less Allowances Withdrawn (n:1) [MTons] | 0 | 0 | 0 | 0 | 0
Total [MTons] | 0 | 0 | 0.002415 | 0.002415 | 0.002415
TBtu Consumed | 0 | 0 | 0.07102 | 0.07102 | 0.07102
Rate - [lb/MMBtu] | 0 | 0 | 0.068 | 0.068 | 0.068
TWh Generated | 0 | 0 | 0.006364 | 0.006364 | 0.006364
TWh Generated Qualifying | 0 | 0 | 0.006364 | 0.006364 | 0.006364
Rate - [lb/MWh] | 0 | 0 | 0 | 0 | 0
Constraint Shadow Price [US$/Ton] | 0 | 0 | 0 | 0 | 0
Constraint Name: IL Fac. Spec. - NOX Rate Summer v3.1 (AES) Constraint #: 152
Constraint Type: Rate Limit [lb/MMBtu]
Run Year, Seasons Included: 2012 SUMMER
Run Year, Seasons Included: 2015 SUMMER
Run Year, Seasons Included: 2020 SUMMER
Run Year, Seasons Included: 2025 SUMMER
Run Year, Seasons Included: 2032 SUMMER
Time Base: Seasonal/Annual | 2012-2013 | 2014-2017 | 2018-2022 | 2023-2027 | 2028-2035
Standard - [lb/MMBtu] | 0.25 | 0.25 | 0.25 | 0.25 | 0.25
-Emissions at Affected Plants [MTons] | 0 | 0 | 0.002189 | 0.002189 | 0.002189
-Less Allowances Purchased [MTons] NOX | 0 | 0 | 0 | 0 | 0
-Plus Allowances Sold [MTons] NOX | 0 | 0 | 0 | 0 | 0
-Plus Allowances Banked [MTons] | 0 | 0 | 0 | 0 | 0
-Less Allowances Withdrawn (1:1) [MTons] | 0 | 0 | 0 | 0 | 0
-Less Allowances Withdrawn (n:1) [MTons] | 0 | 0 | 0 | 0 | 0
Total [MTons] | 0 | 0 | 0.002189 | 0.002189 | 0.002189
TBtu Consumed | 0 | 0 | 0.07178 | 0.07178 | 0.07178
Rate - [lb/MMBtu] | 0 | 0 | 0.061 | 0.061 | 0.061
TWh Generated | 0 | 0 | 0.006364 | 0.006364 | 0.006364
TWh Generated Qualifying | 0 | 0 | 0.006364 | 0.006364 | 0.006364
Rate - [lb/MWh] | 0 | 0 | 0 | 0 | 0
Constraint Shadow Price [US$/Ton] | 0 | 0 | 0 | 0 | 0
Constraint Name: IL Fac. Spec. - NOX Rate Summer v3.1 (AET) Constraint #: 153
Constraint Type: Rate Limit [lb/MMBtu]
Run Year, Seasons Included: 2012 SUMMER
Run Year, Seasons Included: 2015 SUMMER
Run Year, Seasons Included: 2020 SUMMER
Run Year, Seasons Included: 2025 SUMMER
Run Year, Seasons Included: 2032 SUMMER
Time Base: Seasonal/Annual | 2012-2013 | 2014-2017 | 2018-2022 | 2023-2027 | 2028-2035
Standard - [lb/MMBtu] | 0.25 | 0.25 | 0.25 | 0.25 | 0.25
-Emissions at Affected Plants [MTons] | 0 | 0.001554 | 0.001554 | 0.001554 | 0.001554
-Less Allowances Purchased [MTons] NOX | 0 | 0 | 0 | 0 | 0
-Plus Allowances Sold [MTons] NOX | 0 | 0 | 0 | 0 | 0
-Plus Allowances Banked [MTons] | 0 | 0 | 0 | 0 | 0
-Less Allowances Withdrawn (1:1) [MTons] | 0 | 0 | 0 | 0 | 0
-Less Allowances Withdrawn (n:1) [MTons] | 0 | 0 | 0 | 0 | 0
Total [MTons] | 0 | 0.001554 | 0.001554 | 0.001554 | 0.001554
TBtu Consumed | 0 | 0.06905 | 0.06905 | 0.06905 | 0.06905
Rate - [lb/MMBtu] | 0 | 0.045 | 0.045 | 0.045 | 0.045
TWh Generated | 0 | 0.006364 | 0.006364 | 0.006364 | 0.006364
TWh Generated Qualifying | 0 | 0.006364 | 0.006364 | 0.006364 | 0.006364
Rate - [lb/MWh] | 0 | 0 | 0 | 0 | 0
Constraint Shadow Price [US$/Ton] | 0 | 0 | 0 | 0 | 0
Constraint Name: IL Fac. Spec. - NOX Rate Summer v3.1 (AEU) Constraint #: 154
Constraint Type: Rate Limit [lb/MMBtu]
Run Year, Seasons Included: 2012 SUMMER
Run Year, Seasons Included: 2015 SUMMER
Run Year, Seasons Included: 2020 SUMMER
Run Year, Seasons Included: 2025 SUMMER
Run Year, Seasons Included: 2032 SUMMER
Time Base: Seasonal/Annual | 2012-2013 | 2014-2017 | 2018-2022 | 2023-2027 | 2028-2035
Standard - [lb/MMBtu] | 0.25 | 0.25 | 0.25 | 0.25 | 0.25
-Emissions at Affected Plants [MTons] | 0 | 0.0005953 | 0.0005953 | 0.0005953 | 0.0005953
-Less Allowances Purchased [MTons] NOX | 0 | 0 | 0 | 0 | 0
-Plus Allowances Sold [MTons] NOX | 0 | 0 | 0 | 0 | 0
-Plus Allowances Banked [MTons] | 0 | 0 | 0 | 0 | 0
-Less Allowances Withdrawn (1:1) [MTons] | 0 | 0 | 0 | 0 | 0
-Less Allowances Withdrawn (n:1) [MTons] | 0 | 0 | 0 | 0 | 0
Total [MTons] | 0 | 0.0005953 | 0.0005953 | 0.0005953 | 0.0005953
TBtu Consumed | 0 | 0.07003 | 0.07003 | 0.07003 | 0.07003
Rate - [lb/MMBtu] | 0 | 0.017 | 0.017 | 0.017 | 0.017
TWh Generated | 0 | 0.006364 | 0.006364 | 0.006364 | 0.006364
TWh Generated Qualifying | 0 | 0.006364 | 0.006364 | 0.006364 | 0.006364
Rate - [lb/MWh] | 0 | 0 | 0 | 0 | 0
Constraint Shadow Price [US$/Ton] | 0 | 0 | 0 | 0 | 0
Constraint Name: IL Fac. Spec. - NOX Rate Summer v3.1 (AEV) Constraint #: 155
Constraint Type: Rate Limit [lb/MMBtu]
Run Year, Seasons Included: 2012 SUMMER
Run Year, Seasons Included: 2015 SUMMER
Run Year, Seasons Included: 2020 SUMMER
Run Year, Seasons Included: 2025 SUMMER
Run Year, Seasons Included: 2032 SUMMER
Time Base: Seasonal/Annual | 2012-2013 | 2014-2017 | 2018-2022 | 2023-2027 | 2028-2035
Standard - [lb/MMBtu] | 0.25 | 0.25 | 0.25 | 0.25 | 0.25
-Emissions at Affected Plants [MTons] | 0 | 0.0009198 | 0.0009198 | 0.0009198 | 0.0009198
-Less Allowances Purchased [MTons] NOX | 0 | 0 | 0 | 0 | 0
-Plus Allowances Sold [MTons] NOX | 0 | 0 | 0 | 0 | 0
-Plus Allowances Banked [MTons] | 0 | 0 | 0 | 0 | 0
-Less Allowances Withdrawn (1:1) [MTons] | 0 | 0 | 0 | 0 | 0
-Less Allowances Withdrawn (n:1) [MTons] | 0 | 0 | 0 | 0 | 0
Total [MTons] | 0 | 0.0009198 | 0.0009198 | 0.0009198 | 0.0009198
TBtu Consumed | 0 | 0.06813 | 0.06813 | 0.06813 | 0.06813
Rate - [lb/MMBtu] | 0 | 0.027 | 0.027 | 0.027 | 0.027
TWh Generated | 0 | 0.006364 | 0.006364 | 0.006364 | 0.006364
TWh Generated Qualifying | 0 | 0.006364 | 0.006364 | 0.006364 | 0.006364
Rate - [lb/MWh] | 0 | 0 | 0 | 0 | 0
Constraint Shadow Price [US$/Ton] | 0 | 0 | 0 | 0 | 0
Constraint Name: IL Fac. Spec. - NOX Rate Summer v3.1 (AEW) Constraint #: 156
Constraint Type: Rate Limit [lb/MMBtu]
Run Year, Seasons Included: 2012 SUMMER
Run Year, Seasons Included: 2015 SUMMER
Run Year, Seasons Included: 2020 SUMMER
Run Year, Seasons Included: 2025 SUMMER
Run Year, Seasons Included: 2032 SUMMER
Time Base: Seasonal/Annual | 2012-2013 | 2014-2017 | 2018-2022 | 2023-2027 | 2028-2035
Standard - [lb/MMBtu] | 0.25 | 0.25 | 0.25 | 0.25 | 0.25
-Emissions at Affected Plants [MTons] | 0 | 0.001881 | 0.001881 | 0.001881 | 0.001881
-Less Allowances Purchased [MTons] NOX | 0 | 0 | 0 | 0 | 0
-Plus Allowances Sold [MTons] NOX | 0 | 0 | 0 | 0 | 0
-Plus Allowances Banked [MTons] | 0 | 0 | 0 | 0 | 0
-Less Allowances Withdrawn (1:1) [MTons] | 0 | 0 | 0 | 0 | 0
-Less Allowances Withdrawn (n:1) [MTons] | 0 | 0 | 0 | 0 | 0
Total [MTons] | 0 | 0.001881 | 0.001881 | 0.001881 | 0.001881
TBtu Consumed | 0 | 0.0684 | 0.0684 | 0.0684 | 0.0684
Rate - [lb/MMBtu] | 0 | 0.055 | 0.055 | 0.055 | 0.055
TWh Generated | 0 | 0.006364 | 0.006364 | 0.006364 | 0.006364
TWh Generated Qualifying | 0 | 0.006364 | 0.006364 | 0.006364 | 0.006364
Rate - [lb/MWh] | 0 | 0 | 0 | 0 | 0
Constraint Shadow Price [US$/Ton] | 0 | 0 | 0 | 0 | 0
Constraint Name: IL Fac. Spec. - NOX Rate Summer v3.1 (AEX) Constraint #: 157
Constraint Type: Rate Limit [lb/MMBtu]
Run Year, Seasons Included: 2012 SUMMER
Run Year, Seasons Included: 2015 SUMMER
Run Year, Seasons Included: 2020 SUMMER
Run Year, Seasons Included: 2025 SUMMER
Run Year, Seasons Included: 2032 SUMMER
Time Base: Seasonal/Annual | 2012-2013 | 2014-2017 | 2018-2022 | 2023-2027 | 2028-2035
Standard - [lb/MMBtu] | 0.25 | 0.25 | 0.25 | 0.25 | 0.25
-Emissions at Affected Plants [MTons] | 0 | 0.002296 | 0.002296 | 0.002296 | 0.002296
-Less Allowances Purchased [MTons] NOX | 0 | 0 | 0 | 0 | 0
-Plus Allowances Sold [MTons] NOX | 0 | 0 | 0 | 0 | 0
-Plus Allowances Banked [MTons] | 0 | 0 | 0 | 0 | 0
-Less Allowances Withdrawn (1:1) [MTons] | 0 | 0 | 0 | 0 | 0
-Less Allowances Withdrawn (n:1) [MTons] | 0 | 0 | 0 | 0 | 0
Total [MTons] | 0 | 0.002296 | 0.002296 | 0.002296 | 0.002296
TBtu Consumed | 0 | 0.06854 | 0.06854 | 0.06854 | 0.06854
Rate - [lb/MMBtu] | 0 | 0.067 | 0.067 | 0.067 | 0.067
TWh Generated | 0 | 0.006364 | 0.006364 | 0.006364 | 0.006364
TWh Generated Qualifying | 0 | 0.006364 | 0.006364 | 0.006364 | 0.006364
Rate - [lb/MWh] | 0 | 0 | 0 | 0 | 0
Constraint Shadow Price [US$/Ton] | 0 | 0 | 0 | 0 | 0
Constraint Name: IL Fac. Spec. - NOX Rate Summer v3.1 (AEY) Constraint #: 158
Constraint Type: Rate Limit [lb/MMBtu]
Run Year, Seasons Included: 2012 SUMMER
Run Year, Seasons Included: 2015 SUMMER
Run Year, Seasons Included: 2020 SUMMER
Run Year, Seasons Included: 2025 SUMMER
Run Year, Seasons Included: 2032 SUMMER
Time Base: Seasonal/Annual | 2012-2013 | 2014-2017 | 2018-2022 | 2023-2027 | 2028-2035
Standard - [lb/MMBtu] | 0.25 | 0.25 | 0.25 | 0.25 | 0.25
-Emissions at Affected Plants [MTons] | 0 | 0.000486 | 0.000486 | 0.000486 | 0.000486
-Less Allowances Purchased [MTons] NOX | 0 | 0 | 0 | 0 | 0
-Plus Allowances Sold [MTons] NOX | 0 | 0 | 0 | 0 | 0
-Plus Allowances Banked [MTons] | 0 | 0 | 0 | 0 | 0
-Less Allowances Withdrawn (1:1) [MTons] | 0 | 0 | 0 | 0 | 0
-Less Allowances Withdrawn (n:1) [MTons] | 0 | 0 | 0 | 0 | 0
Total [MTons] | 0 | 0.000486 | 0.000486 | 0.000486 | 0.000486
TBtu Consumed | 0 | 0.06943 | 0.06943 | 0.06943 | 0.06943
Rate - [lb/MMBtu] | 0 | 0.014 | 0.014 | 0.014 | 0.014
TWh Generated | 0 | 0.006364 | 0.006364 | 0.006364 | 0.006364
TWh Generated Qualifying | 0 | 0.006364 | 0.006364 | 0.006364 | 0.006364
Rate - [lb/MWh] | 0 | 0 | 0 | 0 | 0
Constraint Shadow Price [US$/Ton] | 0 | 0 | 0 | 0 | 0
Constraint Name: IL Fac. Spec. - NOX Rate Summer v3.1 (AEZ) Constraint #: 159
Constraint Type: Rate Limit [lb/MMBtu]
Run Year, Seasons Included: 2012 SUMMER
Run Year, Seasons Included: 2015 SUMMER
Run Year, Seasons Included: 2020 SUMMER
Run Year, Seasons Included: 2025 SUMMER
Run Year, Seasons Included: 2032 SUMMER
Time Base: Seasonal/Annual | 2012-2013 | 2014-2017 | 2018-2022 | 2023-2027 | 2028-2035
Standard - [lb/MMBtu] | 0.25 | 0.25 | 0.25 | 0.25 | 0.25
-Emissions at Affected Plants [MTons] | 0 | 0.0004926 | 0.0004926 | 0.0004926 | 0.0004926
-Less Allowances Purchased [MTons] NOX | 0 | 0 | 0 | 0 | 0
-Plus Allowances Sold [MTons] NOX | 0 | 0 | 0 | 0 | 0
-Plus Allowances Banked [MTons] | 0 | 0 | 0 | 0 | 0
-Less Allowances Withdrawn (1:1) [MTons] | 0 | 0 | 0 | 0 | 0
-Less Allowances Withdrawn (n:1) [MTons] | 0 | 0 | 0 | 0 | 0
Total [MTons] | 0 | 0.0004926 | 0.0004926 | 0.0004926 | 0.0004926
TBtu Consumed | 0 | 0.07037 | 0.07037 | 0.07037 | 0.07037
Rate - [lb/MMBtu] | 0 | 0.014 | 0.014 | 0.014 | 0.014
TWh Generated | 0 | 0.006364 | 0.006364 | 0.006364 | 0.006364
TWh Generated Qualifying | 0 | 0.006364 | 0.006364 | 0.006364 | 0.006364
Rate - [lb/MWh] | 0 | 0 | 0 | 0 | 0
Constraint Shadow Price [US$/Ton] | 0 | 0 | 0 | 0 | 0
Constraint Name: IL Fac. Spec. - NOX Rate Summer v3.1 (AFA) Constraint #: 160
Constraint Type: Rate Limit [lb/MMBtu]
Run Year, Seasons Included: 2012 SUMMER
Run Year, Seasons Included: 2015 SUMMER
Run Year, Seasons Included: 2020 SUMMER
Run Year, Seasons Included: 2025 SUMMER
Run Year, Seasons Included: 2032 SUMMER
Time Base: Seasonal/Annual | 2012-2013 | 2014-2017 | 2018-2022 | 2023-2027 | 2028-2035
Standard - [lb/MMBtu] | 0.25 | 0.25 | 0.25 | 0.25 | 0.25
-Emissions at Affected Plants [MTons] | 0 | 0.0008106 | 0.0008106 | 0.0008106 | 0.0008106
-Less Allowances Purchased [MTons] NOX | 0 | 0 | 0 | 0 | 0
-Plus Allowances Sold [MTons] NOX | 0 | 0 | 0 | 0 | 0
-Plus Allowances Banked [MTons] | 0 | 0 | 0 | 0 | 0
-Less Allowances Withdrawn (1:1) [MTons] | 0 | 0 | 0 | 0 | 0
-Less Allowances Withdrawn (n:1) [MTons] | 0 | 0 | 0 | 0 | 0
Total [MTons] | 0 | 0.0008106 | 0.0008106 | 0.0008106 | 0.0008106
TBtu Consumed | 0 | 0.06755 | 0.06755 | 0.06755 | 0.06755
Rate - [lb/MMBtu] | 0 | 0.024 | 0.024 | 0.024 | 0.024
TWh Generated | 0 | 0.006364 | 0.006364 | 0.006364 | 0.006364
TWh Generated Qualifying | 0 | 0.006364 | 0.006364 | 0.006364 | 0.006364
Rate - [lb/MWh] | 0 | 0 | 0 | 0 | 0
Constraint Shadow Price [US$/Ton] | 0 | 0 | 0 | 0 | 0
Constraint Name: IL Fac. Spec. - NOX Rate Summer v3.1 (AFB) Constraint #: 161
Constraint Type: Rate Limit [lb/MMBtu]
Run Year, Seasons Included: 2012 SUMMER
Run Year, Seasons Included: 2015 SUMMER
Run Year, Seasons Included: 2020 SUMMER
Run Year, Seasons Included: 2025 SUMMER
Run Year, Seasons Included: 2032 SUMMER
Time Base: Seasonal/Annual | 2012-2013 | 2014-2017 | 2018-2022 | 2023-2027 | 2028-2035
Standard - [lb/MMBtu] | 0.25 | 0.25 | 0.25 | 0.25 | 0.25
-Emissions at Affected Plants [MTons] | 0 | 0.001651 | 0.001651 | 0.001651 | 0.001651
-Less Allowances Purchased [MTons] NOX | 0 | 0 | 0 | 0 | 0
-Plus Allowances Sold [MTons] NOX | 0 | 0 | 0 | 0 | 0
-Plus Allowances Banked [MTons] | 0 | 0 | 0 | 0 | 0
-Less Allowances Withdrawn (1:1) [MTons] | 0 | 0 | 0 | 0 | 0
-Less Allowances Withdrawn (n:1) [MTons] | 0 | 0 | 0 | 0 | 0
Total [MTons] | 0 | 0.001651 | 0.001651 | 0.001651 | 0.001651
TBtu Consumed | 0 | 0.0688 | 0.0688 | 0.0688 | 0.0688
Rate - [lb/MMBtu] | 0 | 0.048 | 0.048 | 0.048 | 0.048
TWh Generated | 0 | 0.006364 | 0.006364 | 0.006364 | 0.006364
TWh Generated Qualifying | 0 | 0.006364 | 0.006364 | 0.006364 | 0.006364
Rate - [lb/MWh] | 0 | 0 | 0 | 0 | 0
Constraint Shadow Price [US$/Ton] | 0 | 0 | 0 | 0 | 0
Constraint Name: IL Fac. Spec. - NOX Rate Summer v3.1 (AFC) Constraint #: 162
Constraint Type: Rate Limit [lb/MMBtu]
Run Year, Seasons Included: 2012 SUMMER
Run Year, Seasons Included: 2015 SUMMER
Run Year, Seasons Included: 2020 SUMMER
Run Year, Seasons Included: 2025 SUMMER
Run Year, Seasons Included: 2032 SUMMER
Time Base: Seasonal/Annual | 2012-2013 | 2014-2017 | 2018-2022 | 2023-2027 | 2028-2035
Standard - [lb/MMBtu] | 0.25 | 0.25 | 0.25 | 0.25 | 0.25
-Emissions at Affected Plants [MTons] | 0 | 0.001645 | 0.001645 | 0.001645 | 0.001645
-Less Allowances Purchased [MTons] NOX | 0 | 0 | 0 | 0 | 0
-Plus Allowances Sold [MTons] NOX | 0 | 0 | 0 | 0 | 0
-Plus Allowances Banked [MTons] | 0 | 0 | 0 | 0 | 0
-Less Allowances Withdrawn (1:1) [MTons] | 0 | 0 | 0 | 0 | 0
-Less Allowances Withdrawn (n:1) [MTons] | 0 | 0 | 0 | 0 | 0
Total [MTons] | 0 | 0.001645 | 0.001645 | 0.001645 | 0.001645
TBtu Consumed | 0 | 0.06854 | 0.06854 | 0.06854 | 0.06854
Rate - [lb/MMBtu] | 0 | 0.048 | 0.048 | 0.048 | 0.048
TWh Generated | 0 | 0.006364 | 0.006364 | 0.006364 | 0.006364
TWh Generated Qualifying | 0 | 0.006364 | 0.006364 | 0.006364 | 0.006364
Rate - [lb/MWh] | 0 | 0 | 0 | 0 | 0
Constraint Shadow Price [US$/Ton] | 0 | 0 | 0 | 0 | 0
Constraint Name: IL Fac. Spec. - NOX Rate Summer v3.1 (AFE) Constraint #: 163
Constraint Type: Rate Limit [lb/MMBtu]
Run Year, Seasons Included: 2012 SUMMER
Run Year, Seasons Included: 2015 SUMMER
Run Year, Seasons Included: 2020 SUMMER
Run Year, Seasons Included: 2025 SUMMER
Run Year, Seasons Included: 2032 SUMMER
Time Base: Seasonal/Annual | 2012-2013 | 2014-2017 | 2018-2022 | 2023-2027 | 2028-2035
Standard - [lb/MMBtu] | 0.25 | 0.25 | 0.25 | 0.25 | 0.25
-Emissions at Affected Plants [MTons] | 0 | 0.005774 | 0.005774 | 0.005774 | 0.005774
-Less Allowances Purchased [MTons] NOX | 0 | 0 | 0 | 0 | 0
-Plus Allowances Sold [MTons] NOX | 0 | 0 | 0 | 0 | 0
-Plus Allowances Banked [MTons] | 0 | 0 | 0 | 0 | 0
-Less Allowances Withdrawn (1:1) [MTons] | 0 | 0 | 0 | 0 | 0
-Less Allowances Withdrawn (n:1) [MTons] | 0 | 0 | 0 | 0 | 0
Total [MTons] | 0 | 0.005774 | 0.005774 | 0.005774 | 0.005774
TBtu Consumed | 0 | 0.2749 | 0.2749 | 0.2749 | 0.2749
Rate - [lb/MMBtu] | 0 | 0.042 | 0.042 | 0.042 | 0.042
TWh Generated | 0 | 0.02531 | 0.02531 | 0.02531 | 0.02531
TWh Generated Qualifying | 0 | 0.02531 | 0.02531 | 0.02531 | 0.02531
Rate - [lb/MWh] | 0 | 0 | 0 | 0 | 0
Constraint Shadow Price [US$/Ton] | 0 | 0 | 0 | 0 | 0
Constraint Name: IL Fac. Spec. - NOX Rate Summer v3.1 (AFF) Constraint #: 164
Constraint Type: Rate Limit [lb/MMBtu]
Run Year, Seasons Included: 2012 SUMMER
Run Year, Seasons Included: 2015 SUMMER
Run Year, Seasons Included: 2020 SUMMER
Run Year, Seasons Included: 2025 SUMMER
Run Year, Seasons Included: 2032 SUMMER
Time Base: Seasonal/Annual | 2012-2013 | 2014-2017 | 2018-2022 | 2023-2027 | 2028-2035
Standard - [lb/MMBtu] | 0.25 | 0.25 | 0.25 | 0.25 | 0.25
-Emissions at Affected Plants [MTons] | 0 | 0.006288 | 0.006288 | 0.006288 | 0.006288
-Less Allowances Purchased [MTons] NOX | 0 | 0 | 0 | 0 | 0
-Plus Allowances Sold [MTons] NOX | 0 | 0 | 0 | 0 | 0
-Plus Allowances Banked [MTons] | 0 | 0 | 0 | 0 | 0
-Less Allowances Withdrawn (1:1) [MTons] | 0 | 0 | 0 | 0 | 0
-Less Allowances Withdrawn (n:1) [MTons] | 0 | 0 | 0 | 0 | 0
Total [MTons] | 0 | 0.006288 | 0.006288 | 0.006288 | 0.006288
TBtu Consumed | 0 | 0.2734 | 0.2734 | 0.2734 | 0.2734
Rate - [lb/MMBtu] | 0 | 0.046 | 0.046 | 0.046 | 0.046
TWh Generated | 0 | 0.02531 | 0.02531 | 0.02531 | 0.02531
TWh Generated Qualifying | 0 | 0.02531 | 0.02531 | 0.02531 | 0.02531
Rate - [lb/MWh] | 0 | 0 | 0 | 0 | 0
Constraint Shadow Price [US$/Ton] | 0 | 0 | 0 | 0 | 0
Constraint Name: IL Fac. Spec. - NOX Rate Summer v3.1 (AFG) Constraint #: 165
Constraint Type: Rate Limit [lb/MMBtu]
Run Year, Seasons Included: 2012 SUMMER
Run Year, Seasons Included: 2015 SUMMER
Run Year, Seasons Included: 2020 SUMMER
Run Year, Seasons Included: 2025 SUMMER
Run Year, Seasons Included: 2032 SUMMER
Time Base: Seasonal/Annual | 2012-2013 | 2014-2017 | 2018-2022 | 2023-2027 | 2028-2035
Standard - [lb/MMBtu] | 0.25 | 0.25 | 0.25 | 0.25 | 0.25
-Emissions at Affected Plants [MTons] | 0.00341 | 0.00341 | 0.00341 | 0.01025 | 0.00341
-Less Allowances Purchased [MTons] NOX | 0 | 0 | 0 | 0 | 0
-Plus Allowances Sold [MTons] NOX | 0 | 0 | 0 | 0 | 0
-Plus Allowances Banked [MTons] | 0 | 0 | 0 | 0 | 0
-Less Allowances Withdrawn (1:1) [MTons] | 0 | 0 | 0 | 0 | 0
-Less Allowances Withdrawn (n:1) [MTons] | 0 | 0 | 0 | 0 | 0
Total [MTons] | 0.00341 | 0.00341 | 0.00341 | 0.01025 | 0.00341
TBtu Consumed | 0.07178 | 0.07178 | 0.07178 | 0.2157 | 0.07178
Rate - [lb/MMBtu] | 0.095 | 0.095 | 0.095 | 0.095 | 0.095
TWh Generated | 0.007477 | 0.007477 | 0.007477 | 0.02247 | 0.007477
TWh Generated Qualifying | 0.007477 | 0.007477 | 0.007477 | 0.02247 | 0.007477
Rate - [lb/MWh] | 0 | 0 | 0 | 0 | 0
Constraint Shadow Price [US$/Ton] | 0 | 0 | 0 | 0 | 0
Constraint Name: IL Fac. Spec. - NOX Rate Summer v3.1 (AFH) Constraint #: 166
Constraint Type: Rate Limit [lb/MMBtu]
Run Year, Seasons Included: 2012 SUMMER
Run Year, Seasons Included: 2015 SUMMER
Run Year, Seasons Included: 2020 SUMMER
Run Year, Seasons Included: 2025 SUMMER
Run Year, Seasons Included: 2032 SUMMER
Time Base: Seasonal/Annual | 2012-2013 | 2014-2017 | 2018-2022 | 2023-2027 | 2028-2035
Standard - [lb/MMBtu] | 0.25 | 0.25 | 0.25 | 0.25 | 0.25
-Emissions at Affected Plants [MTons] | 0.002219 | 0.007091 | 0.007091 | 0.007091 | 0.007091
-Less Allowances Purchased [MTons] NOX | 0 | 0 | 0 | 0 | 0
-Plus Allowances Sold [MTons] NOX | 0 | 0 | 0 | 0 | 0
-Plus Allowances Banked [MTons] | 0 | 0 | 0 | 0 | 0
-Less Allowances Withdrawn (1:1) [MTons] | 0 | 0 | 0 | 0 | 0
-Less Allowances Withdrawn (n:1) [MTons] | 0 | 0 | 0 | 0 | 0
Total [MTons] | 0.002219 | 0.007091 | 0.007091 | 0.007091 | 0.007091
TBtu Consumed | 0.08703 | 0.2781 | 0.2781 | 0.2781 | 0.2781
Rate - [lb/MMBtu] | 0.051 | 0.051 | 0.051 | 0.051 | 0.051
TWh Generated | 0.008449 | 0.027 | 0.027 | 0.027 | 0.027
TWh Generated Qualifying | 0.008449 | 0.027 | 0.027 | 0.027 | 0.027
Rate - [lb/MWh] | 0 | 0 | 0 | 0 | 0
Constraint Shadow Price [US$/Ton] | 0 | 0 | 0 | 0 | 0
Constraint Name: IL Fac. Spec. - NOX Rate Summer v3.1 (AFI) Constraint #: 167
Constraint Type: Rate Limit [lb/MMBtu]
Run Year, Seasons Included: 2012 SUMMER
Run Year, Seasons Included: 2015 SUMMER
Run Year, Seasons Included: 2020 SUMMER
Run Year, Seasons Included: 2025 SUMMER
Run Year, Seasons Included: 2032 SUMMER
Time Base: Seasonal/Annual | 2012-2013 | 2014-2017 | 2018-2022 | 2023-2027 | 2028-2035
Standard - [lb/MMBtu] | 0.25 | 0.25 | 0.25 | 0.25 | 0.25
-Emissions at Affected Plants [MTons] | 0.005978 | 0.005978 | 0.005978 | 0.005978 | 0.005978
-Less Allowances Purchased [MTons] NOX | 0 | 0 | 0 | 0 | 0
-Plus Allowances Sold [MTons] NOX | 0 | 0 | 0 | 0 | 0
-Plus Allowances Banked [MTons] | 0 | 0 | 0 | 0 | 0
-Less Allowances Withdrawn (1:1) [MTons] | 0 | 0 | 0 | 0 | 0
-Less Allowances Withdrawn (n:1) [MTons] | 0 | 0 | 0 | 0 | 0
Total [MTons] | 0.005978 | 0.005978 | 0.005978 | 0.005978 | 0.005978
TBtu Consumed | 0.2781 | 0.2781 | 0.2781 | 0.2781 | 0.2781
Rate - [lb/MMBtu] | 0.043 | 0.043 | 0.043 | 0.043 | 0.043
TWh Generated | 0.027 | 0.027 | 0.027 | 0.027 | 0.027
TWh Generated Qualifying | 0.027 | 0.027 | 0.027 | 0.027 | 0.027
Rate - [lb/MWh] | 0 | 0 | 0 | 0 | 0
Constraint Shadow Price [US$/Ton] | 0 | 0 | 0 | 0 | 0
Constraint Name: IL Fac. Spec. - NOX Rate Summer v3.1 (AFJ) Constraint #: 168
Constraint Type: Rate Limit [lb/MMBtu]
Run Year, Seasons Included: 2012 SUMMER
Run Year, Seasons Included: 2015 SUMMER
Run Year, Seasons Included: 2020 SUMMER
Run Year, Seasons Included: 2025 SUMMER
Run Year, Seasons Included: 2032 SUMMER
Time Base: Seasonal/Annual | 2012-2013 | 2014-2017 | 2018-2022 | 2023-2027 | 2028-2035
Standard - [lb/MMBtu] | 0.25 | 0.25 | 0.25 | 0.25 | 0.25
-Emissions at Affected Plants [MTons] | 0.00431 | 0.00431 | 0.00431 | 0.00431 | 0.00431
-Less Allowances Purchased [MTons] NOX | 0 | 0 | 0 | 0 | 0
-Plus Allowances Sold [MTons] NOX | 0 | 0 | 0 | 0 | 0
-Plus Allowances Banked [MTons] | 0 | 0 | 0 | 0 | 0
-Less Allowances Withdrawn (1:1) [MTons] | 0 | 0 | 0 | 0 | 0
-Less Allowances Withdrawn (n:1) [MTons] | 0 | 0 | 0 | 0 | 0
Total [MTons] | 0.00431 | 0.00431 | 0.00431 | 0.00431 | 0.00431
TBtu Consumed | 0.2781 | 0.2781 | 0.2781 | 0.2781 | 0.2781
Rate - [lb/MMBtu] | 0.031 | 0.031 | 0.031 | 0.031 | 0.031
TWh Generated | 0.027 | 0.027 | 0.027 | 0.027 | 0.027
TWh Generated Qualifying | 0.027 | 0.027 | 0.027 | 0.027 | 0.027
Rate - [lb/MWh] | 0 | 0 | 0 | 0 | 0
Constraint Shadow Price [US$/Ton] | 0 | 0 | 0 | 0 | 0
Constraint Name: IL Fac. Spec. - NOX Rate Summer v3.1 (AFK) Constraint #: 169
Constraint Type: Rate Limit [lb/MMBtu]
Run Year, Seasons Included: 2012 SUMMER
Run Year, Seasons Included: 2015 SUMMER
Run Year, Seasons Included: 2020 SUMMER
Run Year, Seasons Included: 2025 SUMMER
Run Year, Seasons Included: 2032 SUMMER
Time Base: Seasonal/Annual | 2012-2013 | 2014-2017 | 2018-2022 | 2023-2027 | 2028-2035
Standard - [lb/MMBtu] | 0.25 | 0.25 | 0.25 | 0.25 | 0.25
-Emissions at Affected Plants [MTons] | 0.00323 | 0.00323 | 0.00323 | 0.009708 | 0.00323
-Less Allowances Purchased [MTons] NOX | 0 | 0 | 0 | 0 | 0
-Plus Allowances Sold [MTons] NOX | 0 | 0 | 0 | 0 | 0
-Plus Allowances Banked [MTons] | 0 | 0 | 0 | 0 | 0
-Less Allowances Withdrawn (1:1) [MTons] | 0 | 0 | 0 | 0 | 0
-Less Allowances Withdrawn (n:1) [MTons] | 0 | 0 | 0 | 0 | 0
Total [MTons] | 0.00323 | 0.00323 | 0.00323 | 0.009708 | 0.00323
TBtu Consumed | 0.07178 | 0.07178 | 0.07178 | 0.2157 | 0.07178
Rate - [lb/MMBtu] | 0.09 | 0.09 | 0.09 | 0.09 | 0.09
TWh Generated | 0.007477 | 0.007477 | 0.007477 | 0.02247 | 0.007477
TWh Generated Qualifying | 0.007477 | 0.007477 | 0.007477 | 0.02247 | 0.007477
Rate - [lb/MWh] | 0 | 0 | 0 | 0 | 0
Constraint Shadow Price [US$/Ton] | 0 | 0 | 0 | 0 | 0
Constraint Name: IL Fac. Spec. - NOX Rate Summer v3.1 (AFL) Constraint #: 170
Constraint Type: Rate Limit [lb/MMBtu]
Run Year, Seasons Included: 2012 SUMMER
Run Year, Seasons Included: 2015 SUMMER
Run Year, Seasons Included: 2020 SUMMER
Run Year, Seasons Included: 2025 SUMMER
Run Year, Seasons Included: 2032 SUMMER
Time Base: Seasonal/Annual | 2012-2013 | 2014-2017 | 2018-2022 | 2023-2027 | 2028-2035
Standard - [lb/MMBtu] | 0.25 | 0.25 | 0.25 | 0.25 | 0.25
-Emissions at Affected Plants [MTons] | 0.003194 | 0.003194 | 0.003194 | 0.0096 | 0.003194
-Less Allowances Purchased [MTons] NOX | 0 | 0 | 0 | 0 | 0
-Plus Allowances Sold [MTons] NOX | 0 | 0 | 0 | 0 | 0
-Plus Allowances Banked [MTons] | 0 | 0 | 0 | 0 | 0
-Less Allowances Withdrawn (1:1) [MTons] | 0 | 0 | 0 | 0 | 0
-Less Allowances Withdrawn (n:1) [MTons] | 0 | 0 | 0 | 0 | 0
Total [MTons] | 0.003194 | 0.003194 | 0.003194 | 0.0096 | 0.003194
TBtu Consumed | 0.07178 | 0.07178 | 0.07178 | 0.2157 | 0.07178
Rate - [lb/MMBtu] | 0.089 | 0.089 | 0.089 | 0.089 | 0.089
TWh Generated | 0.007477 | 0.007477 | 0.007477 | 0.02247 | 0.007477
TWh Generated Qualifying | 0.007477 | 0.007477 | 0.007477 | 0.02247 | 0.007477
Rate - [lb/MWh] | 0 | 0 | 0 | 0 | 0
Constraint Shadow Price [US$/Ton] | 0 | 0 | 0 | 0 | 0
Constraint Name: IL Fac. Spec. - NOX Rate Summer v3.1 (AFM) Constraint #: 171
Constraint Type: Rate Limit [lb/MMBtu]
Run Year, Seasons Included: 2012 SUMMER
Run Year, Seasons Included: 2015 SUMMER
Run Year, Seasons Included: 2020 SUMMER
Run Year, Seasons Included: 2025 SUMMER
Run Year, Seasons Included: 2032 SUMMER
Time Base: Seasonal/Annual | 2012-2013 | 2014-2017 | 2018-2022 | 2023-2027 | 2028-2035
Standard - [lb/MMBtu] | 0.25 | 0.25 | 0.25 | 0.25 | 0.25
-Emissions at Affected Plants [MTons] | 0.003123 | 0.003123 | 0.003123 | 0.009385 | 0.003123
-Less Allowances Purchased [MTons] NOX | 0 | 0 | 0 | 0 | 0
-Plus Allowances Sold [MTons] NOX | 0 | 0 | 0 | 0 | 0
-Plus Allowances Banked [MTons] | 0 | 0 | 0 | 0 | 0
-Less Allowances Withdrawn (1:1) [MTons] | 0 | 0 | 0 | 0 | 0
-Less Allowances Withdrawn (n:1) [MTons] | 0 | 0 | 0 | 0 | 0
Total [MTons] | 0.003123 | 0.003123 | 0.003123 | 0.009385 | 0.003123
TBtu Consumed | 0.07178 | 0.07178 | 0.07178 | 0.2157 | 0.07178
Rate - [lb/MMBtu] | 0.087 | 0.087 | 0.087 | 0.087 | 0.087
TWh Generated | 0.007477 | 0.007477 | 0.007477 | 0.02247 | 0.007477
TWh Generated Qualifying | 0.007477 | 0.007477 | 0.007477 | 0.02247 | 0.007477
Rate - [lb/MWh] | 0 | 0 | 0 | 0 | 0
Constraint Shadow Price [US$/Ton] | 0 | 0 | 0 | 0 | 0
Constraint Name: IL Fac. Spec. - NOX Rate Summer v3.1 (AFN) Constraint #: 172
Constraint Type: Rate Limit [lb/MMBtu]
Run Year, Seasons Included: 2012 SUMMER
Run Year, Seasons Included: 2015 SUMMER
Run Year, Seasons Included: 2020 SUMMER
Run Year, Seasons Included: 2025 SUMMER
Run Year, Seasons Included: 2032 SUMMER
Time Base: Seasonal/Annual | 2012-2013 | 2014-2017 | 2018-2022 | 2023-2027 | 2028-2035
Standard - [lb/MMBtu] | 0.25 | 0.25 | 0.25 | 0.25 | 0.25
-Emissions at Affected Plants [MTons] | 0.003123 | 0.003123 | 0.003123 | 0.009385 | 0.003123
-Less Allowances Purchased [MTons] NOX | 0 | 0 | 0 | 0 | 0
-Plus Allowances Sold [MTons] NOX | 0 | 0 | 0 | 0 | 0
-Plus Allowances Banked [MTons] | 0 | 0 | 0 | 0 | 0
-Less Allowances Withdrawn (1:1) [MTons] | 0 | 0 | 0 | 0 | 0
-Less Allowances Withdrawn (n:1) [MTons] | 0 | 0 | 0 | 0 | 0
Total [MTons] | 0.003123 | 0.003123 | 0.003123 | 0.009385 | 0.003123
TBtu Consumed | 0.07178 | 0.07178 | 0.07178 | 0.2157 | 0.07178
Rate - [lb/MMBtu] | 0.087 | 0.087 | 0.087 | 0.087 | 0.087
TWh Generated | 0.007477 | 0.007477 | 0.007477 | 0.02247 | 0.007477
TWh Generated Qualifying | 0.007477 | 0.007477 | 0.007477 | 0.02247 | 0.007477
Rate - [lb/MWh] | 0 | 0 | 0 | 0 | 0
Constraint Shadow Price [US$/Ton] | 0 | 0 | 0 | 0 | 0
Constraint Name: IL Fac. Spec. - NOX Rate Summer v3.1 (AFO) Constraint #: 173
Constraint Type: Rate Limit [lb/MMBtu]
Run Year, Seasons Included: 2012 SUMMER
Run Year, Seasons Included: 2015 SUMMER
Run Year, Seasons Included: 2020 SUMMER
Run Year, Seasons Included: 2025 SUMMER
Run Year, Seasons Included: 2032 SUMMER
Time Base: Seasonal/Annual | 2012-2013 | 2014-2017 | 2018-2022 | 2023-2027 | 2028-2035
Standard - [lb/MMBtu] | 0.25 | 0.25 | 0.25 | 0.25 | 0.25
-Emissions at Affected Plants [MTons] | 0.003374 | 0.003374 | 0.003374 | 0.01014 | 0.003374
-Less Allowances Purchased [MTons] NOX | 0 | 0 | 0 | 0 | 0
-Plus Allowances Sold [MTons] NOX | 0 | 0 | 0 | 0 | 0
-Plus Allowances Banked [MTons] | 0 | 0 | 0 | 0 | 0
-Less Allowances Withdrawn (1:1) [MTons] | 0 | 0 | 0 | 0 | 0
-Less Allowances Withdrawn (n:1) [MTons] | 0 | 0 | 0 | 0 | 0
Total [MTons] | 0.003374 | 0.003374 | 0.003374 | 0.01014 | 0.003374
TBtu Consumed | 0.07178 | 0.07178 | 0.07178 | 0.2157 | 0.07178
Rate - [lb/MMBtu] | 0.094 | 0.094 | 0.094 | 0.094 | 0.094
TWh Generated | 0.007477 | 0.007477 | 0.007477 | 0.02247 | 0.007477
TWh Generated Qualifying | 0.007477 | 0.007477 | 0.007477 | 0.02247 | 0.007477
Rate - [lb/MWh] | 0 | 0 | 0 | 0 | 0
Constraint Shadow Price [US$/Ton] | 0 | 0 | 0 | 0 | 0
Constraint Name: IL Fac. Spec. - NOX Rate Summer v3.1 (AFP) Constraint #: 174
Constraint Type: Rate Limit [lb/MMBtu]
Run Year, Seasons Included: 2012 SUMMER
Run Year, Seasons Included: 2015 SUMMER
Run Year, Seasons Included: 2020 SUMMER
Run Year, Seasons Included: 2025 SUMMER
Run Year, Seasons Included: 2032 SUMMER
Time Base: Seasonal/Annual | 2012-2013 | 2014-2017 | 2018-2022 | 2023-2027 | 2028-2035
Standard - [lb/MMBtu] | 0.25 | 0.25 | 0.25 | 0.25 | 0.25
-Emissions at Affected Plants [MTons] | 0 | 0 | 0 | 0.005445 | 0.005445
-Less Allowances Purchased [MTons] NOX | 0 | 0 | 0 | 0 | 0
-Plus Allowances Sold [MTons] NOX | 0 | 0 | 0 | 0 | 0
-Plus Allowances Banked [MTons] | 0 | 0 | 0 | 0 | 0
-Less Allowances Withdrawn (1:1) [MTons] | 0 | 0 | 0 | 0 | 0
-Less Allowances Withdrawn (n:1) [MTons] | 0 | 0 | 0 | 0 | 0
Total [MTons] | 0 | 0 | 0 | 0.005445 | 0.005445
TBtu Consumed | 0 | 0 | 0 | 0.2094 | 0.2094
Rate - [lb/MMBtu] | 0 | 0 | 0 | 0.052 | 0.052
TWh Generated | 0 | 0 | 0 | 0.01805 | 0.01805
TWh Generated Qualifying | 0 | 0 | 0 | 0.01805 | 0.01805
Rate - [lb/MWh] | 0 | 0 | 0 | 0 | 0
Constraint Shadow Price [US$/Ton] | 0 | 0 | 0 | 0 | 0
Constraint Name: IL Fac. Spec. - NOX Rate Summer v3.1 (AFQ) Constraint #: 175
Constraint Type: Rate Limit [lb/MMBtu]
Run Year, Seasons Included: 2012 SUMMER
Run Year, Seasons Included: 2015 SUMMER
Run Year, Seasons Included: 2020 SUMMER
Run Year, Seasons Included: 2025 SUMMER
Run Year, Seasons Included: 2032 SUMMER
Time Base: Seasonal/Annual | 2012-2013 | 2014-2017 | 2018-2022 | 2023-2027 | 2028-2035
Standard - [lb/MMBtu] | 0.25 | 0.25 | 0.25 | 0.25 | 0.25
-Emissions at Affected Plants [MTons] | 0 | 0 | 0 | 0.005823 | 0.005823
-Less Allowances Purchased [MTons] NOX | 0 | 0 | 0 | 0 | 0
-Plus Allowances Sold [MTons] NOX | 0 | 0 | 0 | 0 | 0
-Plus Allowances Banked [MTons] | 0 | 0 | 0 | 0 | 0
-Less Allowances Withdrawn (1:1) [MTons] | 0 | 0 | 0 | 0 | 0
-Less Allowances Withdrawn (n:1) [MTons] | 0 | 0 | 0 | 0 | 0
Total [MTons] | 0 | 0 | 0 | 0.005823 | 0.005823
TBtu Consumed | 0 | 0 | 0 | 0.2329 | 0.2329
Rate - [lb/MMBtu] | 0 | 0 | 0 | 0.05 | 0.05
TWh Generated | 0 | 0 | 0 | 0.02008 | 0.02008
TWh Generated Qualifying | 0 | 0 | 0 | 0.02008 | 0.02008
Rate - [lb/MWh] | 0 | 0 | 0 | 0 | 0
Constraint Shadow Price [US$/Ton] | 0 | 0 | 0 | 0 | 0
Constraint Name: IL Fac. Spec. - NOX Rate Summer v3.1 (AFR) Constraint #: 176
Constraint Type: Rate Limit [lb/MMBtu]
Run Year, Seasons Included: 2012 SUMMER
Run Year, Seasons Included: 2015 SUMMER
Run Year, Seasons Included: 2020 SUMMER
Run Year, Seasons Included: 2025 SUMMER
Run Year, Seasons Included: 2032 SUMMER
Time Base: Seasonal/Annual | 2012-2013 | 2014-2017 | 2018-2022 | 2023-2027 | 2028-2035
Standard - [lb/MMBtu] | 0.25 | 0.25 | 0.25 | 0.25 | 0.25
-Emissions at Affected Plants [MTons] | 0 | 0 | 0 | 0.007104 | 0
-Less Allowances Purchased [MTons] NOX | 0 | 0 | 0 | 0 | 0
-Plus Allowances Sold [MTons] NOX | 0 | 0 | 0 | 0 | 0
-Plus Allowances Banked [MTons] | 0 | 0 | 0 | 0 | 0
-Less Allowances Withdrawn (1:1) [MTons] | 0 | 0 | 0 | 0 | 0
-Less Allowances Withdrawn (n:1) [MTons] | 0 | 0 | 0 | 0 | 0
Total [MTons] | 0 | 0 | 0 | 0.007104 | 0
TBtu Consumed | 0 | 0 | 0 | 0.2329 | 0
Rate - [lb/MMBtu] | 0 | 0 | 0 | 0.061 | 0
TWh Generated | 0 | 0 | 0 | 0.02008 | 0
TWh Generated Qualifying | 0 | 0 | 0 | 0.02008 | 0
Rate - [lb/MWh] | 0 | 0 | 0 | 0 | 0
Constraint Shadow Price [US$/Ton] | 0 | 0 | 0 | 0 | 0
Constraint Name: IL Fac. Spec. - NOX Rate Summer v3.1 (AFS) Constraint #: 177
Constraint Type: Rate Limit [lb/MMBtu]
Run Year, Seasons Included: 2012 SUMMER
Run Year, Seasons Included: 2015 SUMMER
Run Year, Seasons Included: 2020 SUMMER
Run Year, Seasons Included: 2025 SUMMER
Run Year, Seasons Included: 2032 SUMMER
Time Base: Seasonal/Annual | 2012-2013 | 2014-2017 | 2018-2022 | 2023-2027 | 2028-2035
Standard - [lb/MMBtu] | 0.25 | 0.25 | 0.25 | 0.25 | 0.25
-Emissions at Affected Plants [MTons] | 0 | 0 | 0 | 0.006073 | 0
-Less Allowances Purchased [MTons] NOX | 0 | 0 | 0 | 0 | 0
-Plus Allowances Sold [MTons] NOX | 0 | 0 | 0 | 0 | 0
-Plus Allowances Banked [MTons] | 0 | 0 | 0 | 0 | 0
-Less Allowances Withdrawn (1:1) [MTons] | 0 | 0 | 0 | 0 | 0
-Less Allowances Withdrawn (n:1) [MTons] | 0 | 0 | 0 | 0 | 0
Total [MTons] | 0 | 0 | 0 | 0.006073 | 0
TBtu Consumed | 0 | 0 | 0 | 0.2094 | 0
Rate - [lb/MMBtu] | 0 | 0 | 0 | 0.058 | 0
TWh Generated | 0 | 0 | 0 | 0.01805 | 0
TWh Generated Qualifying | 0 | 0 | 0 | 0.01805 | 0
Rate - [lb/MWh] | 0 | 0 | 0 | 0 | 0
Constraint Shadow Price [US$/Ton] | 0 | 0 | 0 | 0 | 0
Constraint Name: IL Fac. Spec. - NOX Rate Summer v3.1 (AFT) Constraint #: 178
Constraint Type: Rate Limit [lb/MMBtu]
Run Year, Seasons Included: 2012 SUMMER
Run Year, Seasons Included: 2015 SUMMER
Run Year, Seasons Included: 2020 SUMMER
Run Year, Seasons Included: 2025 SUMMER
Run Year, Seasons Included: 2032 SUMMER
Time Base: Seasonal/Annual | 2012-2013 | 2014-2017 | 2018-2022 | 2023-2027 | 2028-2035
Standard - [lb/MMBtu] | 0.25 | 0.25 | 0.25 | 0.25 | 0.25
-Emissions at Affected Plants [MTons] | 0 | 0 | 0 | 0 | 0
-Less Allowances Purchased [MTons] NOX | 0 | 0 | 0 | 0 | 0
-Plus Allowances Sold [MTons] NOX | 0 | 0 | 0 | 0 | 0
-Plus Allowances Banked [MTons] | 0 | 0 | 0 | 0 | 0
-Less Allowances Withdrawn (1:1) [MTons] | 0 | 0 | 0 | 0 | 0
-Less Allowances Withdrawn (n:1) [MTons] | 0 | 0 | 0 | 0 | 0
Total [MTons] | 0 | 0 | 0 | 0 | 0
TBtu Consumed | 0 | 0 | 0 | 0 | 0
Rate - [lb/MMBtu] | 0 | 0 | 0 | 0 | 0
TWh Generated | 0 | 0 | 0 | 0 | 0
TWh Generated Qualifying | 0 | 0 | 0 | 0 | 0
Rate - [lb/MWh] | 0 | 0 | 0 | 0 | 0
Constraint Shadow Price [US$/Ton] | 0 | 0 | 0 | 0 | 0
Constraint Name: IL Fac. Spec. - NOX Rate Summer v3.1 (AFU) Constraint #: 179
Constraint Type: Rate Limit [lb/MMBtu]
Run Year, Seasons Included: 2012 SUMMER
Run Year, Seasons Included: 2015 SUMMER
Run Year, Seasons Included: 2020 SUMMER
Run Year, Seasons Included: 2025 SUMMER
Run Year, Seasons Included: 2032 SUMMER
Time Base: Seasonal/Annual | 2012-2013 | 2014-2017 | 2018-2022 | 2023-2027 | 2028-2035
Standard - [lb/MMBtu] | 0.25 | 0.25 | 0.25 | 0.25 | 0.25
-Emissions at Affected Plants [MTons] | 0.006812 | 0.006812 | 0.006812 | 0.006812 | 0.006812
-Less Allowances Purchased [MTons] NOX | 0 | 0 | 0 | 0 | 0
-Plus Allowances Sold [MTons] NOX | 0 | 0 | 0 | 0 | 0
-Plus Allowances Banked [MTons] | 0 | 0 | 0 | 0 | 0
-Less Allowances Withdrawn (1:1) [MTons] | 0 | 0 | 0 | 0 | 0
-Less Allowances Withdrawn (n:1) [MTons] | 0 | 0 | 0 | 0 | 0
Total [MTons] | 0.006812 | 0.006812 | 0.006812 | 0.006812 | 0.006812
TBtu Consumed | 0.2781 | 0.2781 | 0.2781 | 0.2781 | 0.2781
Rate - [lb/MMBtu] | 0.049 | 0.049 | 0.049 | 0.049 | 0.049
TWh Generated | 0.027 | 0.027 | 0.027 | 0.027 | 0.027
TWh Generated Qualifying | 0.027 | 0.027 | 0.027 | 0.027 | 0.027
Rate - [lb/MWh] | 0 | 0 | 0 | 0 | 0
Constraint Shadow Price [US$/Ton] | 0 | 0 | 0 | 0 | 0
Constraint Name: IL Fac. Spec. - NOX Rate Summer v3.1 (AFW) Constraint #: 180
Constraint Type: Rate Limit [lb/MMBtu]
Run Year, Seasons Included: 2012 SUMMER
Run Year, Seasons Included: 2015 SUMMER
Run Year, Seasons Included: 2020 SUMMER
Run Year, Seasons Included: 2025 SUMMER
Run Year, Seasons Included: 2032 SUMMER
Time Base: Seasonal/Annual | 2012-2013 | 2014-2017 | 2018-2022 | 2023-2027 | 2028-2035
Standard - [lb/MMBtu] | 0.25 | 0.25 | 0.25 | 0.25 | 0.25
-Emissions at Affected Plants [MTons] | 0 | 0 | 0 | 0 | 0
-Less Allowances Purchased [MTons] NOX | 0 | 0 | 0 | 0 | 0
-Plus Allowances Sold [MTons] NOX | 0 | 0 | 0 | 0 | 0
-Plus Allowances Banked [MTons] | 0 | 0 | 0 | 0 | 0
-Less Allowances Withdrawn (1:1) [MTons] | 0 | 0 | 0 | 0 | 0
-Less Allowances Withdrawn (n:1) [MTons] | 0 | 0 | 0 | 0 | 0
Total [MTons] | 0 | 0 | 0 | 0 | 0
TBtu Consumed | 0 | 0 | 0 | 0 | 0
Rate - [lb/MMBtu] | 0 | 0 | 0 | 0 | 0
TWh Generated | 0 | 0 | 0 | 0 | 0
TWh Generated Qualifying | 0 | 0 | 0 | 0 | 0
Rate - [lb/MWh] | 0 | 0 | 0 | 0 | 0
Constraint Shadow Price [US$/Ton] | 0 | 0 | 0 | 0 | 0
Constraint Name: IL Fac. Spec. - NOX Rate Summer v3.1 (AFX) Constraint #: 181
Constraint Type: Rate Limit [lb/MMBtu]
Run Year, Seasons Included: 2012 SUMMER
Run Year, Seasons Included: 2015 SUMMER
Run Year, Seasons Included: 2020 SUMMER
Run Year, Seasons Included: 2025 SUMMER
Run Year, Seasons Included: 2032 SUMMER
Time Base: Seasonal/Annual | 2012-2013 | 2014-2017 | 2018-2022 | 2023-2027 | 2028-2035
Standard - [lb/MMBtu] | 0.25 | 0.25 | 0.25 | 0.25 | 0.25
-Emissions at Affected Plants [MTons] | 0 | 0 | 0 | 0 | 0
-Less Allowances Purchased [MTons] NOX | 0 | 0 | 0 | 0 | 0
-Plus Allowances Sold [MTons] NOX | 0 | 0 | 0 | 0 | 0
-Plus Allowances Banked [MTons] | 0 | 0 | 0 | 0 | 0
-Less Allowances Withdrawn (1:1) [MTons] | 0 | 0 | 0 | 0 | 0
-Less Allowances Withdrawn (n:1) [MTons] | 0 | 0 | 0 | 0 | 0
Total [MTons] | 0 | 0 | 0 | 0 | 0
TBtu Consumed | 0 | 0 | 0 | 0 | 0
Rate - [lb/MMBtu] | 0 | 0 | 0 | 0 | 0
TWh Generated | 0 | 0 | 0 | 0 | 0
TWh Generated Qualifying | 0 | 0 | 0 | 0 | 0
Rate - [lb/MWh] | 0 | 0 | 0 | 0 | 0
Constraint Shadow Price [US$/Ton] | 0 | 0 | 0 | 0 | 0
Constraint Name: IL Fac. Spec. - NOX Rate Summer v3.1 (AFY) Constraint #: 182
Constraint Type: Rate Limit [lb/MMBtu]
Run Year, Seasons Included: 2012 SUMMER
Run Year, Seasons Included: 2015 SUMMER
Run Year, Seasons Included: 2020 SUMMER
Run Year, Seasons Included: 2025 SUMMER
Run Year, Seasons Included: 2032 SUMMER
Time Base: Seasonal/Annual | 2012-2013 | 2014-2017 | 2018-2022 | 2023-2027 | 2028-2035
Standard - [lb/MMBtu] | 0.25 | 0.25 | 0.25 | 0.25 | 0.25
-Emissions at Affected Plants [MTons] | 0 | 0 | 0 | 0 | 0
-Less Allowances Purchased [MTons] NOX | 0 | 0 | 0 | 0 | 0
-Plus Allowances Sold [MTons] NOX | 0 | 0 | 0 | 0 | 0
-Plus Allowances Banked [MTons] | 0 | 0 | 0 | 0 | 0
-Less Allowances Withdrawn (1:1) [MTons] | 0 | 0 | 0 | 0 | 0
-Less Allowances Withdrawn (n:1) [MTons] | 0 | 0 | 0 | 0 | 0
Total [MTons] | 0 | 0 | 0 | 0 | 0
TBtu Consumed | 0 | 0 | 0 | 0 | 0
Rate - [lb/MMBtu] | 0 | 0 | 0 | 0 | 0
TWh Generated | 0 | 0 | 0 | 0 | 0
TWh Generated Qualifying | 0 | 0 | 0 | 0 | 0
Rate - [lb/MWh] | 0 | 0 | 0 | 0 | 0
Constraint Shadow Price [US$/Ton] | 0 | 0 | 0 | 0 | 0
Constraint Name: IL Fac. Spec. - NOX Rate Summer v3.1 (AFZ) Constraint #: 183
Constraint Type: Rate Limit [lb/MMBtu]
Run Year, Seasons Included: 2012 SUMMER
Run Year, Seasons Included: 2015 SUMMER
Run Year, Seasons Included: 2020 SUMMER
Run Year, Seasons Included: 2025 SUMMER
Run Year, Seasons Included: 2032 SUMMER
Time Base: Seasonal/Annual | 2012-2013 | 2014-2017 | 2018-2022 | 2023-2027 | 2028-2035
Standard - [lb/MMBtu] | 0.25 | 0.25 | 0.25 | 0.25 | 0.25
-Emissions at Affected Plants [MTons] | 0 | 0 | 0 | 0 | 0
-Less Allowances Purchased [MTons] NOX | 0 | 0 | 0 | 0 | 0
-Plus Allowances Sold [MTons] NOX | 0 | 0 | 0 | 0 | 0
-Plus Allowances Banked [MTons] | 0 | 0 | 0 | 0 | 0
-Less Allowances Withdrawn (1:1) [MTons] | 0 | 0 | 0 | 0 | 0
-Less Allowances Withdrawn (n:1) [MTons] | 0 | 0 | 0 | 0 | 0
Total [MTons] | 0 | 0 | 0 | 0 | 0
TBtu Consumed | 0 | 0 | 0 | 0 | 0
Rate - [lb/MMBtu] | 0 | 0 | 0 | 0 | 0
TWh Generated | 0 | 0 | 0 | 0 | 0
TWh Generated Qualifying | 0 | 0 | 0 | 0 | 0
Rate - [lb/MWh] | 0 | 0 | 0 | 0 | 0
Constraint Shadow Price [US$/Ton] | 0 | 0 | 0 | 0 | 0
Constraint Name: IL Fac. Spec. - NOX Rate Summer v3.1 (AGA) Constraint #: 184
Constraint Type: Rate Limit [lb/MMBtu]
Run Year, Seasons Included: 2012 SUMMER
Run Year, Seasons Included: 2015 SUMMER
Run Year, Seasons Included: 2020 SUMMER
Run Year, Seasons Included: 2025 SUMMER
Run Year, Seasons Included: 2032 SUMMER
Time Base: Seasonal/Annual | 2012-2013 | 2014-2017 | 2018-2022 | 2023-2027 | 2028-2035
Standard - [lb/MMBtu] | 0.25 | 0.25 | 0.25 | 0.25 | 0.25
-Emissions at Affected Plants [MTons] | 0 | 0 | 0 | 0.005718 | 0.005718
-Less Allowances Purchased [MTons] NOX | 0 | 0 | 0 | 0 | 0
-Plus Allowances Sold [MTons] NOX | 0 | 0 | 0 | 0 | 0
-Plus Allowances Banked [MTons] | 0 | 0 | 0 | 0 | 0
-Less Allowances Withdrawn (1:1) [MTons] | 0 | 0 | 0 | 0 | 0
-Less Allowances Withdrawn (n:1) [MTons] | 0 | 0 | 0 | 0 | 0
Total [MTons] | 0 | 0 | 0 | 0.005718 | 0.005718
TBtu Consumed | 0 | 0 | 0 | 0.2933 | 0.2933
Rate - [lb/MMBtu] | 0 | 0 | 0 | 0.039 | 0.039
TWh Generated | 0 | 0 | 0 | 0.02531 | 0.02531
TWh Generated Qualifying | 0 | 0 | 0 | 0.02531 | 0.02531
Rate - [lb/MWh] | 0 | 0 | 0 | 0 | 0
Constraint Shadow Price [US$/Ton] | 0 | 0 | 0 | 0 | 0
Constraint Name: IL Fac. Spec. - NOX Rate Summer v3.1 (AGB) Constraint #: 185
Constraint Type: Rate Limit [lb/MMBtu]
Run Year, Seasons Included: 2012 SUMMER
Run Year, Seasons Included: 2015 SUMMER
Run Year, Seasons Included: 2020 SUMMER
Run Year, Seasons Included: 2025 SUMMER
Run Year, Seasons Included: 2032 SUMMER
Time Base: Seasonal/Annual | 2012-2013 | 2014-2017 | 2018-2022 | 2023-2027 | 2028-2035
Standard - [lb/MMBtu] | 0.25 | 0.25 | 0.25 | 0.25 | 0.25
-Emissions at Affected Plants [MTons] | 0 | 0 | 0 | 0.00642 | 0.00642
-Less Allowances Purchased [MTons] NOX | 0 | 0 | 0 | 0 | 0
-Plus Allowances Sold [MTons] NOX | 0 | 0 | 0 | 0 | 0
-Plus Allowances Banked [MTons] | 0 | 0 | 0 | 0 | 0
-Less Allowances Withdrawn (1:1) [MTons] | 0 | 0 | 0 | 0 | 0
-Less Allowances Withdrawn (n:1) [MTons] | 0 | 0 | 0 | 0 | 0
Total [MTons] | 0 | 0 | 0 | 0.00642 | 0.00642
TBtu Consumed | 0 | 0 | 0 | 0.2918 | 0.2918
Rate - [lb/MMBtu] | 0 | 0 | 0 | 0.044 | 0.044
TWh Generated | 0 | 0 | 0 | 0.02531 | 0.02531
TWh Generated Qualifying | 0 | 0 | 0 | 0.02531 | 0.02531
Rate - [lb/MWh] | 0 | 0 | 0 | 0 | 0
Constraint Shadow Price [US$/Ton] | 0 | 0 | 0 | 0 | 0
Constraint Name: IL Fac. Spec. - NOX Rate Summer v3.1 (AGC) Constraint #: 186
Constraint Type: Rate Limit [lb/MMBtu]
Run Year, Seasons Included: 2012 SUMMER
Run Year, Seasons Included: 2015 SUMMER
Run Year, Seasons Included: 2020 SUMMER
Run Year, Seasons Included: 2025 SUMMER
Run Year, Seasons Included: 2032 SUMMER
Time Base: Seasonal/Annual | 2012-2013 | 2014-2017 | 2018-2022 | 2023-2027 | 2028-2035
Standard - [lb/MMBtu] | 0.25 | 0.25 | 0.25 | 0.25 | 0.25
-Emissions at Affected Plants [MTons] | 0 | 0 | 0 | 0.005305 | 0
-Less Allowances Purchased [MTons] NOX | 0 | 0 | 0 | 0 | 0
-Plus Allowances Sold [MTons] NOX | 0 | 0 | 0 | 0 | 0
-Plus Allowances Banked [MTons] | 0 | 0 | 0 | 0 | 0
-Less Allowances Withdrawn (1:1) [MTons] | 0 | 0 | 0 | 0 | 0
-Less Allowances Withdrawn (n:1) [MTons] | 0 | 0 | 0 | 0 | 0
Total [MTons] | 0 | 0 | 0 | 0.005305 | 0
TBtu Consumed | 0 | 0 | 0 | 0.2947 | 0
Rate - [lb/MMBtu] | 0 | 0 | 0 | 0.036 | 0
TWh Generated | 0 | 0 | 0 | 0.02531 | 0
TWh Generated Qualifying | 0 | 0 | 0 | 0.02531 | 0
Rate - [lb/MWh] | 0 | 0 | 0 | 0 | 0
Constraint Shadow Price [US$/Ton] | 0 | 0 | 0 | 0 | 0
Constraint Name: IL Fac. Spec. - NOX Rate Summer v3.1 (AGD) Constraint #: 187
Constraint Type: Rate Limit [lb/MMBtu]
Run Year, Seasons Included: 2012 SUMMER
Run Year, Seasons Included: 2015 SUMMER
Run Year, Seasons Included: 2020 SUMMER
Run Year, Seasons Included: 2025 SUMMER
Run Year, Seasons Included: 2032 SUMMER
Time Base: Seasonal/Annual | 2012-2013 | 2014-2017 | 2018-2022 | 2023-2027 | 2028-2035
Standard - [lb/MMBtu] | 0.25 | 0.25 | 0.25 | 0.25 | 0.25
-Emissions at Affected Plants [MTons] | 0 | 0 | 0 | 0 | 0
-Less Allowances Purchased [MTons] NOX | 0 | 0 | 0 | 0 | 0
-Plus Allowances Sold [MTons] NOX | 0 | 0 | 0 | 0 | 0
-Plus Allowances Banked [MTons] | 0 | 0 | 0 | 0 | 0
-Less Allowances Withdrawn (1:1) [MTons] | 0 | 0 | 0 | 0 | 0
-Less Allowances Withdrawn (n:1) [MTons] | 0 | 0 | 0 | 0 | 0
Total [MTons] | 0 | 0 | 0 | 0 | 0
TBtu Consumed | 0 | 0 | 0 | 0 | 0
Rate - [lb/MMBtu] | 0 | 0 | 0 | 0 | 0
TWh Generated | 0 | 0 | 0 | 0 | 0
TWh Generated Qualifying | 0 | 0 | 0 | 0 | 0
Rate - [lb/MWh] | 0 | 0 | 0 | 0 | 0
Constraint Shadow Price [US$/Ton] | 0 | 0 | 0 | 0 | 0
Constraint Name: IL Fac. Spec. - NOX Rate Summer v3.1 (AGE) Constraint #: 188
Constraint Type: Rate Limit [lb/MMBtu]
Run Year, Seasons Included: 2012 SUMMER
Run Year, Seasons Included: 2015 SUMMER
Run Year, Seasons Included: 2020 SUMMER
Run Year, Seasons Included: 2025 SUMMER
Run Year, Seasons Included: 2032 SUMMER
Time Base: Seasonal/Annual | 2012-2013 | 2014-2017 | 2018-2022 | 2023-2027 | 2028-2035
Standard - [lb/MMBtu] | 0.25 | 0.25 | 0.25 | 0.25 | 0.25
-Emissions at Affected Plants [MTons] | 0 | 0 | 0 | 0 | 0
-Less Allowances Purchased [MTons] NOX | 0 | 0 | 0 | 0 | 0
-Plus Allowances Sold [MTons] NOX | 0 | 0 | 0 | 0 | 0
-Plus Allowances Banked [MTons] | 0 | 0 | 0 | 0 | 0
-Less Allowances Withdrawn (1:1) [MTons] | 0 | 0 | 0 | 0 | 0
-Less Allowances Withdrawn (n:1) [MTons] | 0 | 0 | 0 | 0 | 0
Total [MTons] | 0 | 0 | 0 | 0 | 0
TBtu Consumed | 0 | 0 | 0 | 0 | 0
Rate - [lb/MMBtu] | 0 | 0 | 0 | 0 | 0
TWh Generated | 0 | 0 | 0 | 0 | 0
TWh Generated Qualifying | 0 | 0 | 0 | 0 | 0
Rate - [lb/MWh] | 0 | 0 | 0 | 0 | 0
Constraint Shadow Price [US$/Ton] | 0 | 0 | 0 | 0 | 0
Constraint Name: IL Fac. Spec. - NOX Rate Summer v3.1 (AGF) Constraint #: 189
Constraint Type: Rate Limit [lb/MMBtu]
Run Year, Seasons Included: 2012 SUMMER
Run Year, Seasons Included: 2015 SUMMER
Run Year, Seasons Included: 2020 SUMMER
Run Year, Seasons Included: 2025 SUMMER
Run Year, Seasons Included: 2032 SUMMER
Time Base: Seasonal/Annual | 2012-2013 | 2014-2017 | 2018-2022 | 2023-2027 | 2028-2035
Standard - [lb/MMBtu] | 0.25 | 0.25 | 0.25 | 0.25 | 0.25
-Emissions at Affected Plants [MTons] | 0 | 0 | 0 | 0 | 0
-Less Allowances Purchased [MTons] NOX | 0 | 0 | 0 | 0 | 0
-Plus Allowances Sold [MTons] NOX | 0 | 0 | 0 | 0 | 0
-Plus Allowances Banked [MTons] | 0 | 0 | 0 | 0 | 0
-Less Allowances Withdrawn (1:1) [MTons] | 0 | 0 | 0 | 0 | 0
-Less Allowances Withdrawn (n:1) [MTons] | 0 | 0 | 0 | 0 | 0
Total [MTons] | 0 | 0 | 0 | 0 | 0
TBtu Consumed | 0 | 0 | 0 | 0 | 0
Rate - [lb/MMBtu] | 0 | 0 | 0 | 0 | 0
TWh Generated | 0 | 0 | 0 | 0 | 0
TWh Generated Qualifying | 0 | 0 | 0 | 0 | 0
Rate - [lb/MWh] | 0 | 0 | 0 | 0 | 0
Constraint Shadow Price [US$/Ton] | 0 | 0 | 0 | 0 | 0
Constraint Name: IL Fac. Spec. - NOX Rate Summer v3.1 (AGG) Constraint #: 190
Constraint Type: Rate Limit [lb/MMBtu]
Run Year, Seasons Included: 2012 SUMMER
Run Year, Seasons Included: 2015 SUMMER
Run Year, Seasons Included: 2020 SUMMER
Run Year, Seasons Included: 2025 SUMMER
Run Year, Seasons Included: 2032 SUMMER
Time Base: Seasonal/Annual | 2012-2013 | 2014-2017 | 2018-2022 | 2023-2027 | 2028-2035
Standard - [lb/MMBtu] | 0.25 | 0.25 | 0.25 | 0.25 | 0.25
-Emissions at Affected Plants [MTons] | 0 | 0 | 0 | 0 | 0
-Less Allowances Purchased [MTons] NOX | 0 | 0 | 0 | 0 | 0
-Plus Allowances Sold [MTons] NOX | 0 | 0 | 0 | 0 | 0
-Plus Allowances Banked [MTons] | 0 | 0 | 0 | 0 | 0
-Less Allowances Withdrawn (1:1) [MTons] | 0 | 0 | 0 | 0 | 0
-Less Allowances Withdrawn (n:1) [MTons] | 0 | 0 | 0 | 0 | 0
Total [MTons] | 0 | 0 | 0 | 0 | 0
TBtu Consumed | 0 | 0 | 0 | 0 | 0
Rate - [lb/MMBtu] | 0 | 0 | 0 | 0 | 0
TWh Generated | 0 | 0 | 0 | 0 | 0
TWh Generated Qualifying | 0 | 0 | 0 | 0 | 0
Rate - [lb/MWh] | 0 | 0 | 0 | 0 | 0
Constraint Shadow Price [US$/Ton] | 0 | 0 | 0 | 0 | 0
Constraint Name: IL Fac. Spec. - NOX Rate Summer v3.1 (AGH) Constraint #: 191
Constraint Type: Rate Limit [lb/MMBtu]
Run Year, Seasons Included: 2012 SUMMER
Run Year, Seasons Included: 2015 SUMMER
Run Year, Seasons Included: 2020 SUMMER
Run Year, Seasons Included: 2025 SUMMER
Run Year, Seasons Included: 2032 SUMMER
Time Base: Seasonal/Annual | 2012-2013 | 2014-2017 | 2018-2022 | 2023-2027 | 2028-2035
Standard - [lb/MMBtu] | 0.25 | 0.25 | 0.25 | 0.25 | 0.25
-Emissions at Affected Plants [MTons] | 0 | 0 | 0 | 0 | 0
-Less Allowances Purchased [MTons] NOX | 0 | 0 | 0 | 0 | 0
-Plus Allowances Sold [MTons] NOX | 0 | 0 | 0 | 0 | 0
-Plus Allowances Banked [MTons] | 0 | 0 | 0 | 0 | 0
-Less Allowances Withdrawn (1:1) [MTons] | 0 | 0 | 0 | 0 | 0
-Less Allowances Withdrawn (n:1) [MTons] | 0 | 0 | 0 | 0 | 0
Total [MTons] | 0 | 0 | 0 | 0 | 0
TBtu Consumed | 0 | 0 | 0 | 0 | 0
Rate - [lb/MMBtu] | 0 | 0 | 0 | 0 | 0
TWh Generated | 0 | 0 | 0 | 0 | 0
TWh Generated Qualifying | 0 | 0 | 0 | 0 | 0
Rate - [lb/MWh] | 0 | 0 | 0 | 0 | 0
Constraint Shadow Price [US$/Ton] | 0 | 0 | 0 | 0 | 0
Constraint Name: IL Fac. Spec. - NOX Rate Summer v3.1 (AGI) Constraint #: 192
Constraint Type: Rate Limit [lb/MMBtu]
Run Year, Seasons Included: 2012 SUMMER
Run Year, Seasons Included: 2015 SUMMER
Run Year, Seasons Included: 2020 SUMMER
Run Year, Seasons Included: 2025 SUMMER
Run Year, Seasons Included: 2032 SUMMER
Time Base: Seasonal/Annual | 2012-2013 | 2014-2017 | 2018-2022 | 2023-2027 | 2028-2035
Standard - [lb/MMBtu] | 0.25 | 0.25 | 0.25 | 0.25 | 0.25
-Emissions at Affected Plants [MTons] | 0 | 0 | 0 | 0 | 0
-Less Allowances Purchased [MTons] NOX | 0 | 0 | 0 | 0 | 0
-Plus Allowances Sold [MTons] NOX | 0 | 0 | 0 | 0 | 0
-Plus Allowances Banked [MTons] | 0 | 0 | 0 | 0 | 0
-Less Allowances Withdrawn (1:1) [MTons] | 0 | 0 | 0 | 0 | 0
-Less Allowances Withdrawn (n:1) [MTons] | 0 | 0 | 0 | 0 | 0
Total [MTons] | 0 | 0 | 0 | 0 | 0
TBtu Consumed | 0 | 0 | 0 | 0 | 0
Rate - [lb/MMBtu] | 0 | 0 | 0 | 0 | 0
TWh Generated | 0 | 0 | 0 | 0 | 0
TWh Generated Qualifying | 0 | 0 | 0 | 0 | 0
Rate - [lb/MWh] | 0 | 0 | 0 | 0 | 0
Constraint Shadow Price [US$/Ton] | 0 | 0 | 0 | 0 | 0
Constraint Name: IL Fac. Spec. - NOX Rate Summer v3.1 (AGJ) Constraint #: 193
Constraint Type: Rate Limit [lb/MMBtu]
Run Year, Seasons Included: 2012 SUMMER
Run Year, Seasons Included: 2015 SUMMER
Run Year, Seasons Included: 2020 SUMMER
Run Year, Seasons Included: 2025 SUMMER
Run Year, Seasons Included: 2032 SUMMER
Time Base: Seasonal/Annual | 2012-2013 | 2014-2017 | 2018-2022 | 2023-2027 | 2028-2035
Standard - [lb/MMBtu] | 0.25 | 0.25 | 0.25 | 0.25 | 0.25
-Emissions at Affected Plants [MTons] | 0 | 0 | 0 | 0 | 0
-Less Allowances Purchased [MTons] NOX | 0 | 0 | 0 | 0 | 0
-Plus Allowances Sold [MTons] NOX | 0 | 0 | 0 | 0 | 0
-Plus Allowances Banked [MTons] | 0 | 0 | 0 | 0 | 0
-Less Allowances Withdrawn (1:1) [MTons] | 0 | 0 | 0 | 0 | 0
-Less Allowances Withdrawn (n:1) [MTons] | 0 | 0 | 0 | 0 | 0
Total [MTons] | 0 | 0 | 0 | 0 | 0
TBtu Consumed | 0 | 0 | 0 | 0 | 0
Rate - [lb/MMBtu] | 0 | 0 | 0 | 0 | 0
TWh Generated | 0 | 0 | 0 | 0 | 0
TWh Generated Qualifying | 0 | 0 | 0 | 0 | 0
Rate - [lb/MWh] | 0 | 0 | 0 | 0 | 0
Constraint Shadow Price [US$/Ton] | 0 | 0 | 0 | 0 | 0
Constraint Name: IL Fac. Spec. - NOX Rate Summer v3.1 (AGK) Constraint #: 194
Constraint Type: Rate Limit [lb/MMBtu]
Run Year, Seasons Included: 2012 SUMMER
Run Year, Seasons Included: 2015 SUMMER
Run Year, Seasons Included: 2020 SUMMER
Run Year, Seasons Included: 2025 SUMMER
Run Year, Seasons Included: 2032 SUMMER
Time Base: Seasonal/Annual | 2012-2013 | 2014-2017 | 2018-2022 | 2023-2027 | 2028-2035
Standard - [lb/MMBtu] | 0.25 | 0.25 | 0.25 | 0.25 | 0.25
-Emissions at Affected Plants [MTons] | 0 | 0 | 0 | 0 | 0
-Less Allowances Purchased [MTons] NOX | 0 | 0 | 0 | 0 | 0
-Plus Allowances Sold [MTons] NOX | 0 | 0 | 0 | 0 | 0
-Plus Allowances Banked [MTons] | 0 | 0 | 0 | 0 | 0
-Less Allowances Withdrawn (1:1) [MTons] | 0 | 0 | 0 | 0 | 0
-Less Allowances Withdrawn (n:1) [MTons] | 0 | 0 | 0 | 0 | 0
Total [MTons] | 0 | 0 | 0 | 0 | 0
TBtu Consumed | 0 | 0 | 0 | 0 | 0
Rate - [lb/MMBtu] | 0 | 0 | 0 | 0 | 0
TWh Generated | 0 | 0 | 0 | 0 | 0
TWh Generated Qualifying | 0 | 0 | 0 | 0 | 0
Rate - [lb/MWh] | 0 | 0 | 0 | 0 | 0
Constraint Shadow Price [US$/Ton] | 0 | 0 | 0 | 0 | 0
Constraint Name: IL Fac. Spec. - NOX Rate Summer v3.1 (AGL) Constraint #: 195
Constraint Type: Rate Limit [lb/MMBtu]
Run Year, Seasons Included: 2012 SUMMER
Run Year, Seasons Included: 2015 SUMMER
Run Year, Seasons Included: 2020 SUMMER
Run Year, Seasons Included: 2025 SUMMER
Run Year, Seasons Included: 2032 SUMMER
Time Base: Seasonal/Annual | 2012-2013 | 2014-2017 | 2018-2022 | 2023-2027 | 2028-2035
Standard - [lb/MMBtu] | 0.25 | 0.25 | 0.25 | 0.25 | 0.25
-Emissions at Affected Plants [MTons] | 0 | 0 | 0 | 0 | 0
-Less Allowances Purchased [MTons] NOX | 0 | 0 | 0 | 0 | 0
-Plus Allowances Sold [MTons] NOX | 0 | 0 | 0 | 0 | 0
-Plus Allowances Banked [MTons] | 0 | 0 | 0 | 0 | 0
-Less Allowances Withdrawn (1:1) [MTons] | 0 | 0 | 0 | 0 | 0
-Less Allowances Withdrawn (n:1) [MTons] | 0 | 0 | 0 | 0 | 0
Total [MTons] | 0 | 0 | 0 | 0 | 0
TBtu Consumed | 0 | 0 | 0 | 0 | 0
Rate - [lb/MMBtu] | 0 | 0 | 0 | 0 | 0
TWh Generated | 0 | 0 | 0 | 0 | 0
TWh Generated Qualifying | 0 | 0 | 0 | 0 | 0
Rate - [lb/MWh] | 0 | 0 | 0 | 0 | 0
Constraint Shadow Price [US$/Ton] | 0 | 0 | 0 | 0 | 0
Constraint Name: IL Fac. Spec. - NOX Rate Summer v3.1 (AGM) Constraint #: 196
Constraint Type: Rate Limit [lb/MMBtu]
Run Year, Seasons Included: 2012 SUMMER
Run Year, Seasons Included: 2015 SUMMER
Run Year, Seasons Included: 2020 SUMMER
Run Year, Seasons Included: 2025 SUMMER
Run Year, Seasons Included: 2032 SUMMER
Time Base: Seasonal/Annual | 2012-2013 | 2014-2017 | 2018-2022 | 2023-2027 | 2028-2035
Standard - [lb/MMBtu] | 0.25 | 0.25 | 0.25 | 0.25 | 0.25
-Emissions at Affected Plants [MTons] | 0 | 0.003759 | 0.003759 | 0.003759 | 0.003759
-Less Allowances Purchased [MTons] NOX | 0 | 0 | 0 | 0 | 0
-Plus Allowances Sold [MTons] NOX | 0 | 0 | 0 | 0 | 0
-Plus Allowances Banked [MTons] | 0 | 0 | 0 | 0 | 0
-Less Allowances Withdrawn (1:1) [MTons] | 0 | 0 | 0 | 0 | 0
-Less Allowances Withdrawn (n:1) [MTons] | 0 | 0 | 0 | 0 | 0
Total [MTons] | 0 | 0.003759 | 0.003759 | 0.003759 | 0.003759
TBtu Consumed | 0 | 0.2784 | 0.2784 | 0.2784 | 0.2784
Rate - [lb/MMBtu] | 0 | 0.027 | 0.027 | 0.027 | 0.027
TWh Generated | 0 | 0.02531 | 0.02531 | 0.02531 | 0.02531
TWh Generated Qualifying | 0 | 0.02531 | 0.02531 | 0.02531 | 0.02531
Rate - [lb/MWh] | 0 | 0 | 0 | 0 | 0
Constraint Shadow Price [US$/Ton] | 0 | 0 | 0 | 0 | 0
Constraint Name: IL Fac. Spec. - NOX Rate Summer v3.1 (AGN) Constraint #: 197
Constraint Type: Rate Limit [lb/MMBtu]
Run Year, Seasons Included: 2012 SUMMER
Run Year, Seasons Included: 2015 SUMMER
Run Year, Seasons Included: 2020 SUMMER
Run Year, Seasons Included: 2025 SUMMER
Run Year, Seasons Included: 2032 SUMMER
Time Base: Seasonal/Annual | 2012-2013 | 2014-2017 | 2018-2022 | 2023-2027 | 2028-2035
Standard - [lb/MMBtu] | 0.25 | 0.25 | 0.25 | 0.25 | 0.25
-Emissions at Affected Plants [MTons] | 0 | 0.0001233 | 0.00435 | 0.00435 | 0.00435
-Less Allowances Purchased [MTons] NOX | 0 | 0 | 0 | 0 | 0
-Plus Allowances Sold [MTons] NOX | 0 | 0 | 0 | 0 | 0
-Plus Allowances Banked [MTons] | 0 | 0 | 0 | 0 | 0
-Less Allowances Withdrawn (1:1) [MTons] | 0 | 0 | 0 | 0 | 0
-Less Allowances Withdrawn (n:1) [MTons] | 0 | 0 | 0 | 0 | 0
Total [MTons] | 0 | 0.0001233 | 0.00435 | 0.00435 | 0.00435
TBtu Consumed | 0 | 0.007955 | 0.2807 | 0.2807 | 0.2807
Rate - [lb/MMBtu] | 0 | 0.031 | 0.031 | 0.031 | 0.031
TWh Generated | 0 | 0.0007173 | 0.02531 | 0.02531 | 0.02531
TWh Generated Qualifying | 0 | 0.0007173 | 0.02531 | 0.02531 | 0.02531
Rate - [lb/MWh] | 0 | 0 | 0 | 0 | 0
Constraint Shadow Price [US$/Ton] | 0 | 0 | 0 | 0 | 0
Constraint Name: IL Fac. Spec. - NOX Rate Summer v3.1 (AGO) Constraint #: 198
Constraint Type: Rate Limit [lb/MMBtu]
Run Year, Seasons Included: 2012 SUMMER
Run Year, Seasons Included: 2015 SUMMER
Run Year, Seasons Included: 2020 SUMMER
Run Year, Seasons Included: 2025 SUMMER
Run Year, Seasons Included: 2032 SUMMER
Time Base: Seasonal/Annual | 2012-2013 | 2014-2017 | 2018-2022 | 2023-2027 | 2028-2035
Standard - [lb/MMBtu] | 0.25 | 0.25 | 0.25 | 0.25 | 0.25
-Emissions at Affected Plants [MTons] | 0 | 0.004143 | 0.004143 | 0.004143 | 0.004143
-Less Allowances Purchased [MTons] NOX | 0 | 0 | 0 | 0 | 0
-Plus Allowances Sold [MTons] NOX | 0 | 0 | 0 | 0 | 0
-Plus Allowances Banked [MTons] | 0 | 0 | 0 | 0 | 0
-Less Allowances Withdrawn (1:1) [MTons] | 0 | 0 | 0 | 0 | 0
-Less Allowances Withdrawn (n:1) [MTons] | 0 | 0 | 0 | 0 | 0
Total [MTons] | 0 | 0.004143 | 0.004143 | 0.004143 | 0.004143
TBtu Consumed | 0 | 0.2762 | 0.2762 | 0.2762 | 0.2762
Rate - [lb/MMBtu] | 0 | 0.03 | 0.03 | 0.03 | 0.03
TWh Generated | 0 | 0.02531 | 0.02531 | 0.02531 | 0.02531
TWh Generated Qualifying | 0 | 0.02531 | 0.02531 | 0.02531 | 0.02531
Rate - [lb/MWh] | 0 | 0 | 0 | 0 | 0
Constraint Shadow Price [US$/Ton] | 0 | 0 | 0 | 0 | 0
Constraint Name: IL Fac. Spec. - NOX Rate Summer v3.1 (AGP) Constraint #: 199
Constraint Type: Rate Limit [lb/MMBtu]
Run Year, Seasons Included: 2012 SUMMER
Run Year, Seasons Included: 2015 SUMMER
Run Year, Seasons Included: 2020 SUMMER
Run Year, Seasons Included: 2025 SUMMER
Run Year, Seasons Included: 2032 SUMMER
Time Base: Seasonal/Annual | 2012-2013 | 2014-2017 | 2018-2022 | 2023-2027 | 2028-2035
Standard - [lb/MMBtu] | 0.25 | 0.25 | 0.25 | 0.25 | 0.25
-Emissions at Affected Plants [MTons] | 0 | 0 | 0.004393 | 0.004393 | 0.004393
-Less Allowances Purchased [MTons] NOX | 0 | 0 | 0 | 0 | 0
-Plus Allowances Sold [MTons] NOX | 0 | 0 | 0 | 0 | 0
-Plus Allowances Banked [MTons] | 0 | 0 | 0 | 0 | 0
-Less Allowances Withdrawn (1:1) [MTons] | 0 | 0 | 0 | 0 | 0
-Less Allowances Withdrawn (n:1) [MTons] | 0 | 0 | 0 | 0 | 0
Total [MTons] | 0 | 0 | 0.004393 | 0.004393 | 0.004393
TBtu Consumed | 0 | 0 | 0.2834 | 0.2834 | 0.2834
Rate - [lb/MMBtu] | 0 | 0 | 0.031 | 0.031 | 0.031
TWh Generated | 0 | 0 | 0.02531 | 0.02531 | 0.02531
TWh Generated Qualifying | 0 | 0 | 0.02531 | 0.02531 | 0.02531
Rate - [lb/MWh] | 0 | 0 | 0 | 0 | 0
Constraint Shadow Price [US$/Ton] | 0 | 0 | 0 | 0 | 0
Constraint Name: IL Fac. Spec. - NOX Rate Summer v3.1 (AGQ) Constraint #: 200
Constraint Type: Rate Limit [lb/MMBtu]
Run Year, Seasons Included: 2012 SUMMER
Run Year, Seasons Included: 2015 SUMMER
Run Year, Seasons Included: 2020 SUMMER
Run Year, Seasons Included: 2025 SUMMER
Run Year, Seasons Included: 2032 SUMMER
Time Base: Seasonal/Annual | 2012-2013 | 2014-2017 | 2018-2022 | 2023-2027 | 2028-2035
Standard - [lb/MMBtu] | 0.25 | 0.25 | 0.25 | 0.25 | 0.25
-Emissions at Affected Plants [MTons] | 0 | 0.004016 | 0.004016 | 0.004016 | 0.004016
-Less Allowances Purchased [MTons] NOX | 0 | 0 | 0 | 0 | 0
-Plus Allowances Sold [MTons] NOX | 0 | 0 | 0 | 0 | 0
-Plus Allowances Banked [MTons] | 0 | 0 | 0 | 0 | 0
-Less Allowances Withdrawn (1:1) [MTons] | 0 | 0 | 0 | 0 | 0
-Less Allowances Withdrawn (n:1) [MTons] | 0 | 0 | 0 | 0 | 0
Total [MTons] | 0 | 0.004016 | 0.004016 | 0.004016 | 0.004016
TBtu Consumed | 0 | 0.277 | 0.277 | 0.277 | 0.277
Rate - [lb/MMBtu] | 0 | 0.029 | 0.029 | 0.029 | 0.029
TWh Generated | 0 | 0.02531 | 0.02531 | 0.02531 | 0.02531
TWh Generated Qualifying | 0 | 0.02531 | 0.02531 | 0.02531 | 0.02531
Rate - [lb/MWh] | 0 | 0 | 0 | 0 | 0
Constraint Shadow Price [US$/Ton] | 0 | 0 | 0 | 0 | 0
Constraint Name: IL Fac. Spec. - NOX Rate Summer v3.1 (AGR) Constraint #: 201
Constraint Type: Rate Limit [lb/MMBtu]
Run Year, Seasons Included: 2012 SUMMER
Run Year, Seasons Included: 2015 SUMMER
Run Year, Seasons Included: 2020 SUMMER
Run Year, Seasons Included: 2025 SUMMER
Run Year, Seasons Included: 2032 SUMMER
Time Base: Seasonal/Annual | 2012-2013 | 2014-2017 | 2018-2022 | 2023-2027 | 2028-2035
Standard - [lb/MMBtu] | 0.25 | 0.25 | 0.25 | 0.25 | 0.25
-Emissions at Affected Plants [MTons] | 0 | 0 | 0 | 0 | 0
-Less Allowances Purchased [MTons] NOX | 0 | 0 | 0 | 0 | 0
-Plus Allowances Sold [MTons] NOX | 0 | 0 | 0 | 0 | 0
-Plus Allowances Banked [MTons] | 0 | 0 | 0 | 0 | 0
-Less Allowances Withdrawn (1:1) [MTons] | 0 | 0 | 0 | 0 | 0
-Less Allowances Withdrawn (n:1) [MTons] | 0 | 0 | 0 | 0 | 0
Total [MTons] | 0 | 0 | 0 | 0 | 0
TBtu Consumed | 0 | 0 | 0 | 0 | 0
Rate - [lb/MMBtu] | 0 | 0 | 0 | 0 | 0
TWh Generated | 0 | 0 | 0 | 0 | 0
TWh Generated Qualifying | 0 | 0 | 0 | 0 | 0
Rate - [lb/MWh] | 0 | 0 | 0 | 0 | 0
Constraint Shadow Price [US$/Ton] | 0 | 0 | 0 | 0 | 0
Constraint Name: IL Fac. Spec. - NOX Rate Summer v3.1 (AGS) Constraint #: 202
Constraint Type: Rate Limit [lb/MMBtu]
Run Year, Seasons Included: 2012 SUMMER
Run Year, Seasons Included: 2015 SUMMER
Run Year, Seasons Included: 2020 SUMMER
Run Year, Seasons Included: 2025 SUMMER
Run Year, Seasons Included: 2032 SUMMER
Time Base: Seasonal/Annual | 2012-2013 | 2014-2017 | 2018-2022 | 2023-2027 | 2028-2035
Standard - [lb/MMBtu] | 0.25 | 0.25 | 0.25 | 0.25 | 0.25
-Emissions at Affected Plants [MTons] | 0 | 0 | 0 | 0 | 0
-Less Allowances Purchased [MTons] NOX | 0 | 0 | 0 | 0 | 0
-Plus Allowances Sold [MTons] NOX | 0 | 0 | 0 | 0 | 0
-Plus Allowances Banked [MTons] | 0 | 0 | 0 | 0 | 0
-Less Allowances Withdrawn (1:1) [MTons] | 0 | 0 | 0 | 0 | 0
-Less Allowances Withdrawn (n:1) [MTons] | 0 | 0 | 0 | 0 | 0
Total [MTons] | 0 | 0 | 0 | 0 | 0
TBtu Consumed | 0 | 0 | 0 | 0 | 0
Rate - [lb/MMBtu] | 0 | 0 | 0 | 0 | 0
TWh Generated | 0 | 0 | 0 | 0 | 0
TWh Generated Qualifying | 0 | 0 | 0 | 0 | 0
Rate - [lb/MWh] | 0 | 0 | 0 | 0 | 0
Constraint Shadow Price [US$/Ton] | 0 | 0 | 0 | 0 | 0
Constraint Name: IL Fac. Spec. - NOX Rate Summer v3.1 (AGT) Constraint #: 203
Constraint Type: Rate Limit [lb/MMBtu]
Run Year, Seasons Included: 2012 SUMMER
Run Year, Seasons Included: 2015 SUMMER
Run Year, Seasons Included: 2020 SUMMER
Run Year, Seasons Included: 2025 SUMMER
Run Year, Seasons Included: 2032 SUMMER
Time Base: Seasonal/Annual | 2012-2013 | 2014-2017 | 2018-2022 | 2023-2027 | 2028-2035
Standard - [lb/MMBtu] | 0.25 | 0.25 | 0.25 | 0.25 | 0.25
-Emissions at Affected Plants [MTons] | 0 | 0 | 0 | 0 | 0
-Less Allowances Purchased [MTons] NOX | 0 | 0 | 0 | 0 | 0
-Plus Allowances Sold [MTons] NOX | 0 | 0 | 0 | 0 | 0
-Plus Allowances Banked [MTons] | 0 | 0 | 0 | 0 | 0
-Less Allowances Withdrawn (1:1) [MTons] | 0 | 0 | 0 | 0 | 0
-Less Allowances Withdrawn (n:1) [MTons] | 0 | 0 | 0 | 0 | 0
Total [MTons] | 0 | 0 | 0 | 0 | 0
TBtu Consumed | 0 | 0 | 0 | 0 | 0
Rate - [lb/MMBtu] | 0 | 0 | 0 | 0 | 0
TWh Generated | 0 | 0 | 0 | 0 | 0
TWh Generated Qualifying | 0 | 0 | 0 | 0 | 0
Rate - [lb/MWh] | 0 | 0 | 0 | 0 | 0
Constraint Shadow Price [US$/Ton] | 0 | 0 | 0 | 0 | 0
Constraint Name: IL Fac. Spec. - NOX Rate Summer v3.1 (AGU) Constraint #: 204
Constraint Type: Rate Limit [lb/MMBtu]
Run Year, Seasons Included: 2012 SUMMER
Run Year, Seasons Included: 2015 SUMMER
Run Year, Seasons Included: 2020 SUMMER
Run Year, Seasons Included: 2025 SUMMER
Run Year, Seasons Included: 2032 SUMMER
Time Base: Seasonal/Annual | 2012-2013 | 2014-2017 | 2018-2022 | 2023-2027 | 2028-2035
Standard - [lb/MMBtu] | 0.25 | 0.25 | 0.25 | 0.25 | 0.25
-Emissions at Affected Plants [MTons] | 0 | 0 | 0 | 0 | 0
-Less Allowances Purchased [MTons] NOX | 0 | 0 | 0 | 0 | 0
-Plus Allowances Sold [MTons] NOX | 0 | 0 | 0 | 0 | 0
-Plus Allowances Banked [MTons] | 0 | 0 | 0 | 0 | 0
-Less Allowances Withdrawn (1:1) [MTons] | 0 | 0 | 0 | 0 | 0
-Less Allowances Withdrawn (n:1) [MTons] | 0 | 0 | 0 | 0 | 0
Total [MTons] | 0 | 0 | 0 | 0 | 0
TBtu Consumed | 0 | 0 | 0 | 0 | 0
Rate - [lb/MMBtu] | 0 | 0 | 0 | 0 | 0
TWh Generated | 0 | 0 | 0 | 0 | 0
TWh Generated Qualifying | 0 | 0 | 0 | 0 | 0
Rate - [lb/MWh] | 0 | 0 | 0 | 0 | 0
Constraint Shadow Price [US$/Ton] | 0 | 0 | 0 | 0 | 0
Constraint Name: IL Fac. Spec. - NOX Rate Summer v3.1 (AGV) Constraint #: 205
Constraint Type: Rate Limit [lb/MMBtu]
Run Year, Seasons Included: 2012 SUMMER
Run Year, Seasons Included: 2015 SUMMER
Run Year, Seasons Included: 2020 SUMMER
Run Year, Seasons Included: 2025 SUMMER
Run Year, Seasons Included: 2032 SUMMER
Time Base: Seasonal/Annual | 2012-2013 | 2014-2017 | 2018-2022 | 2023-2027 | 2028-2035
Standard - [lb/MMBtu] | 0.25 | 0.25 | 0.25 | 0.25 | 0.25
-Emissions at Affected Plants [MTons] | 0 | 0 | 0 | 0 | 0
-Less Allowances Purchased [MTons] NOX | 0 | 0 | 0 | 0 | 0
-Plus Allowances Sold [MTons] NOX | 0 | 0 | 0 | 0 | 0
-Plus Allowances Banked [MTons] | 0 | 0 | 0 | 0 | 0
-Less Allowances Withdrawn (1:1) [MTons] | 0 | 0 | 0 | 0 | 0
-Less Allowances Withdrawn (n:1) [MTons] | 0 | 0 | 0 | 0 | 0
Total [MTons] | 0 | 0 | 0 | 0 | 0
TBtu Consumed | 0 | 0 | 0 | 0 | 0
Rate - [lb/MMBtu] | 0 | 0 | 0 | 0 | 0
TWh Generated | 0 | 0 | 0 | 0 | 0
TWh Generated Qualifying | 0 | 0 | 0 | 0 | 0
Rate - [lb/MWh] | 0 | 0 | 0 | 0 | 0
Constraint Shadow Price [US$/Ton] | 0 | 0 | 0 | 0 | 0
Constraint Name: IL Fac. Spec. - NOX Rate Summer v3.1 (AGW) Constraint #: 206
Constraint Type: Rate Limit [lb/MMBtu]
Run Year, Seasons Included: 2012 SUMMER
Run Year, Seasons Included: 2015 SUMMER
Run Year, Seasons Included: 2020 SUMMER
Run Year, Seasons Included: 2025 SUMMER
Run Year, Seasons Included: 2032 SUMMER
Time Base: Seasonal/Annual | 2012-2013 | 2014-2017 | 2018-2022 | 2023-2027 | 2028-2035
Standard - [lb/MMBtu] | 0.25 | 0.25 | 0.25 | 0.25 | 0.25
-Emissions at Affected Plants [MTons] | 0 | 0 | 0 | 0 | 0
-Less Allowances Purchased [MTons] NOX | 0 | 0 | 0 | 0 | 0
-Plus Allowances Sold [MTons] NOX | 0 | 0 | 0 | 0 | 0
-Plus Allowances Banked [MTons] | 0 | 0 | 0 | 0 | 0
-Less Allowances Withdrawn (1:1) [MTons] | 0 | 0 | 0 | 0 | 0
-Less Allowances Withdrawn (n:1) [MTons] | 0 | 0 | 0 | 0 | 0
Total [MTons] | 0 | 0 | 0 | 0 | 0
TBtu Consumed | 0 | 0 | 0 | 0 | 0
Rate - [lb/MMBtu] | 0 | 0 | 0 | 0 | 0
TWh Generated | 0 | 0 | 0 | 0 | 0
TWh Generated Qualifying | 0 | 0 | 0 | 0 | 0
Rate - [lb/MWh] | 0 | 0 | 0 | 0 | 0
Constraint Shadow Price [US$/Ton] | 0 | 0 | 0 | 0 | 0
Constraint Name: IL Fac. Spec. - NOX Rate Summer v3.1 (AGX) Constraint #: 207
Constraint Type: Rate Limit [lb/MMBtu]
Run Year, Seasons Included: 2012 SUMMER
Run Year, Seasons Included: 2015 SUMMER
Run Year, Seasons Included: 2020 SUMMER
Run Year, Seasons Included: 2025 SUMMER
Run Year, Seasons Included: 2032 SUMMER
Time Base: Seasonal/Annual | 2012-2013 | 2014-2017 | 2018-2022 | 2023-2027 | 2028-2035
Standard - [lb/MMBtu] | 0.25 | 0.25 | 0.25 | 0.25 | 0.25
-Emissions at Affected Plants [MTons] | 0 | 0 | 0 | 0 | 0
-Less Allowances Purchased [MTons] NOX | 0 | 0 | 0 | 0 | 0
-Plus Allowances Sold [MTons] NOX | 0 | 0 | 0 | 0 | 0
-Plus Allowances Banked [MTons] | 0 | 0 | 0 | 0 | 0
-Less Allowances Withdrawn (1:1) [MTons] | 0 | 0 | 0 | 0 | 0
-Less Allowances Withdrawn (n:1) [MTons] | 0 | 0 | 0 | 0 | 0
Total [MTons] | 0 | 0 | 0 | 0 | 0
TBtu Consumed | 0 | 0 | 0 | 0 | 0
Rate - [lb/MMBtu] | 0 | 0 | 0 | 0 | 0
TWh Generated | 0 | 0 | 0 | 0 | 0
TWh Generated Qualifying | 0 | 0 | 0 | 0 | 0
Rate - [lb/MWh] | 0 | 0 | 0 | 0 | 0
Constraint Shadow Price [US$/Ton] | 0 | 0 | 0 | 0 | 0
Constraint Name: IL Fac. Spec. - NOX Rate Summer v3.1 (AGY) Constraint #: 208
Constraint Type: Rate Limit [lb/MMBtu]
Run Year, Seasons Included: 2012 SUMMER
Run Year, Seasons Included: 2015 SUMMER
Run Year, Seasons Included: 2020 SUMMER
Run Year, Seasons Included: 2025 SUMMER
Run Year, Seasons Included: 2032 SUMMER
Time Base: Seasonal/Annual | 2012-2013 | 2014-2017 | 2018-2022 | 2023-2027 | 2028-2035
Standard - [lb/MMBtu] | 0.25 | 0.25 | 0.25 | 0.25 | 0.25
-Emissions at Affected Plants [MTons] | 0 | 0 | 0 | 0 | 0
-Less Allowances Purchased [MTons] NOX | 0 | 0 | 0 | 0 | 0
-Plus Allowances Sold [MTons] NOX | 0 | 0 | 0 | 0 | 0
-Plus Allowances Banked [MTons] | 0 | 0 | 0 | 0 | 0
-Less Allowances Withdrawn (1:1) [MTons] | 0 | 0 | 0 | 0 | 0
-Less Allowances Withdrawn (n:1) [MTons] | 0 | 0 | 0 | 0 | 0
Total [MTons] | 0 | 0 | 0 | 0 | 0
TBtu Consumed | 0 | 0 | 0 | 0 | 0
Rate - [lb/MMBtu] | 0 | 0 | 0 | 0 | 0
TWh Generated | 0 | 0 | 0 | 0 | 0
TWh Generated Qualifying | 0 | 0 | 0 | 0 | 0
Rate - [lb/MWh] | 0 | 0 | 0 | 0 | 0
Constraint Shadow Price [US$/Ton] | 0 | 0 | 0 | 0 | 0
Constraint Name: IL Fac. Spec. - NOX Rate Summer v3.1 (AGZ) Constraint #: 209
Constraint Type: Rate Limit [lb/MMBtu]
Run Year, Seasons Included: 2012 SUMMER
Run Year, Seasons Included: 2015 SUMMER
Run Year, Seasons Included: 2020 SUMMER
Run Year, Seasons Included: 2025 SUMMER
Run Year, Seasons Included: 2032 SUMMER
Time Base: Seasonal/Annual | 2012-2013 | 2014-2017 | 2018-2022 | 2023-2027 | 2028-2035
Standard - [lb/MMBtu] | 0.25 | 0.25 | 0.25 | 0.25 | 0.25
-Emissions at Affected Plants [MTons] | 0 | 0 | 0 | 0.004264 | 0
-Less Allowances Purchased [MTons] NOX | 0 | 0 | 0 | 0 | 0
-Plus Allowances Sold [MTons] NOX | 0 | 0 | 0 | 0 | 0
-Plus Allowances Banked [MTons] | 0 | 0 | 0 | 0 | 0
-Less Allowances Withdrawn (1:1) [MTons] | 0 | 0 | 0 | 0 | 0
-Less Allowances Withdrawn (n:1) [MTons] | 0 | 0 | 0 | 0 | 0
Total [MTons] | 0 | 0 | 0 | 0.004264 | 0
TBtu Consumed | 0 | 0 | 0 | 0.09803 | 0
Rate - [lb/MMBtu] | 0 | 0 | 0 | 0.087 | 0
TWh Generated | 0 | 0 | 0 | 0.008436 | 0
TWh Generated Qualifying | 0 | 0 | 0 | 0.008436 | 0
Rate - [lb/MWh] | 0 | 0 | 0 | 0 | 0
Constraint Shadow Price [US$/Ton] | 0 | 0 | 0 | 0 | 0
Constraint Name: IL Fac. Spec. - NOX Rate Summer v3.1 (AHA) Constraint #: 210
Constraint Type: Rate Limit [lb/MMBtu]
Run Year, Seasons Included: 2012 SUMMER
Run Year, Seasons Included: 2015 SUMMER
Run Year, Seasons Included: 2020 SUMMER
Run Year, Seasons Included: 2025 SUMMER
Run Year, Seasons Included: 2032 SUMMER
Time Base: Seasonal/Annual | 2012-2013 | 2014-2017 | 2018-2022 | 2023-2027 | 2028-2035
Standard - [lb/MMBtu] | 0.25 | 0.25 | 0.25 | 0.25 | 0.25
-Emissions at Affected Plants [MTons] | 0 | 0 | 0 | 0.003743 | 0.003743
-Less Allowances Purchased [MTons] NOX | 0 | 0 | 0 | 0 | 0
-Plus Allowances Sold [MTons] NOX | 0 | 0 | 0 | 0 | 0
-Plus Allowances Banked [MTons] | 0 | 0 | 0 | 0 | 0
-Less Allowances Withdrawn (1:1) [MTons] | 0 | 0 | 0 | 0 | 0
-Less Allowances Withdrawn (n:1) [MTons] | 0 | 0 | 0 | 0 | 0
Total [MTons] | 0 | 0 | 0 | 0.003743 | 0.003743
TBtu Consumed | 0 | 0 | 0 | 0.09722 | 0.09722
Rate - [lb/MMBtu] | 0 | 0 | 0 | 0.077 | 0.077
TWh Generated | 0 | 0 | 0 | 0.008436 | 0.008436
TWh Generated Qualifying | 0 | 0 | 0 | 0.008436 | 0.008436
Rate - [lb/MWh] | 0 | 0 | 0 | 0 | 0
Constraint Shadow Price [US$/Ton] | 0 | 0 | 0 | 0 | 0
Constraint Name: IL Fac. Spec. - NOX Rate Summer v3.1 (AHB) Constraint #: 211
Constraint Type: Rate Limit [lb/MMBtu]
Run Year, Seasons Included: 2012 SUMMER
Run Year, Seasons Included: 2015 SUMMER
Run Year, Seasons Included: 2020 SUMMER
Run Year, Seasons Included: 2025 SUMMER
Run Year, Seasons Included: 2032 SUMMER
Time Base: Seasonal/Annual | 2012-2013 | 2014-2017 | 2018-2022 | 2023-2027 | 2028-2035
Standard - [lb/MMBtu] | 0.25 | 0.25 | 0.25 | 0.25 | 0.25
-Emissions at Affected Plants [MTons] | 0 | 0 | 0 | 0.003613 | 0.002185
-Less Allowances Purchased [MTons] NOX | 0 | 0 | 0 | 0 | 0
-Plus Allowances Sold [MTons] NOX | 0 | 0 | 0 | 0 | 0
-Plus Allowances Banked [MTons] | 0 | 0 | 0 | 0 | 0
-Less Allowances Withdrawn (1:1) [MTons] | 0 | 0 | 0 | 0 | 0
-Less Allowances Withdrawn (n:1) [MTons] | 0 | 0 | 0 | 0 | 0
Total [MTons] | 0 | 0 | 0 | 0.003613 | 0.002185
TBtu Consumed | 0 | 0 | 0 | 0.09766 | 0.05907
Rate - [lb/MMBtu] | 0 | 0 | 0 | 0.074 | 0.074
TWh Generated | 0 | 0 | 0 | 0.008436 | 0.005103
TWh Generated Qualifying | 0 | 0 | 0 | 0.008436 | 0.005103
Rate - [lb/MWh] | 0 | 0 | 0 | 0 | 0
Constraint Shadow Price [US$/Ton] | 0 | 0 | 0 | 0 | 0
Constraint Name: IL Fac. Spec. - NOX Rate Summer v3.1 (AHC) Constraint #: 212
Constraint Type: Rate Limit [lb/MMBtu]
Run Year, Seasons Included: 2012 SUMMER
Run Year, Seasons Included: 2015 SUMMER
Run Year, Seasons Included: 2020 SUMMER
Run Year, Seasons Included: 2025 SUMMER
Run Year, Seasons Included: 2032 SUMMER
Time Base: Seasonal/Annual | 2012-2013 | 2014-2017 | 2018-2022 | 2023-2027 | 2028-2035
Standard - [lb/MMBtu] | 0.25 | 0.25 | 0.25 | 0.25 | 0.25
-Emissions at Affected Plants [MTons] | 0 | 0 | 0 | 0.003665 | 0
-Less Allowances Purchased [MTons] NOX | 0 | 0 | 0 | 0 | 0
-Plus Allowances Sold [MTons] NOX | 0 | 0 | 0 | 0 | 0
-Plus Allowances Banked [MTons] | 0 | 0 | 0 | 0 | 0
-Less Allowances Withdrawn (1:1) [MTons] | 0 | 0 | 0 | 0 | 0
-Less Allowances Withdrawn (n:1) [MTons] | 0 | 0 | 0 | 0 | 0
Total [MTons] | 0 | 0 | 0 | 0.003665 | 0
TBtu Consumed | 0 | 0 | 0 | 0.09773 | 0
Rate - [lb/MMBtu] | 0 | 0 | 0 | 0.075 | 0
TWh Generated | 0 | 0 | 0 | 0.008436 | 0
TWh Generated Qualifying | 0 | 0 | 0 | 0.008436 | 0
Rate - [lb/MWh] | 0 | 0 | 0 | 0 | 0
Constraint Shadow Price [US$/Ton] | 0 | 0 | 0 | 0 | 0
Constraint Name: IL Fac. Spec. - NOX Rate Summer v3.1 (AHD) Constraint #: 213
Constraint Type: Rate Limit [lb/MMBtu]
Run Year, Seasons Included: 2012 SUMMER
Run Year, Seasons Included: 2015 SUMMER
Run Year, Seasons Included: 2020 SUMMER
Run Year, Seasons Included: 2025 SUMMER
Run Year, Seasons Included: 2032 SUMMER
Time Base: Seasonal/Annual | 2012-2013 | 2014-2017 | 2018-2022 | 2023-2027 | 2028-2035
Standard - [lb/MMBtu] | 0.25 | 0.25 | 0.25 | 0.25 | 0.25
-Emissions at Affected Plants [MTons] | 0 | 0 | 0 | 0.003499 | 0.003499
-Less Allowances Purchased [MTons] NOX | 0 | 0 | 0 | 0 | 0
-Plus Allowances Sold [MTons] NOX | 0 | 0 | 0 | 0 | 0
-Plus Allowances Banked [MTons] | 0 | 0 | 0 | 0 | 0
-Less Allowances Withdrawn (1:1) [MTons] | 0 | 0 | 0 | 0 | 0
-Less Allowances Withdrawn (n:1) [MTons] | 0 | 0 | 0 | 0 | 0
Total [MTons] | 0 | 0 | 0 | 0.003499 | 0.003499
TBtu Consumed | 0 | 0 | 0 | 0.09719 | 0.09719
Rate - [lb/MMBtu] | 0 | 0 | 0 | 0.072 | 0.072
TWh Generated | 0 | 0 | 0 | 0.008436 | 0.008436
TWh Generated Qualifying | 0 | 0 | 0 | 0.008436 | 0.008436
Rate - [lb/MWh] | 0 | 0 | 0 | 0 | 0
Constraint Shadow Price [US$/Ton] | 0 | 0 | 0 | 0 | 0
Constraint Name: IL Fac. Spec. - NOX Rate Summer v3.1 (AHE) Constraint #: 214
Constraint Type: Rate Limit [lb/MMBtu]
Run Year, Seasons Included: 2012 SUMMER
Run Year, Seasons Included: 2015 SUMMER
Run Year, Seasons Included: 2020 SUMMER
Run Year, Seasons Included: 2025 SUMMER
Run Year, Seasons Included: 2032 SUMMER
Time Base: Seasonal/Annual | 2012-2013 | 2014-2017 | 2018-2022 | 2023-2027 | 2028-2035
Standard - [lb/MMBtu] | 0.25 | 0.25 | 0.25 | 0.25 | 0.25
-Emissions at Affected Plants [MTons] | 0 | 0 | 0 | 0.003549 | 0.003549
-Less Allowances Purchased [MTons] NOX | 0 | 0 | 0 | 0 | 0
-Plus Allowances Sold [MTons] NOX | 0 | 0 | 0 | 0 | 0
-Plus Allowances Banked [MTons] | 0 | 0 | 0 | 0 | 0
-Less Allowances Withdrawn (1:1) [MTons] | 0 | 0 | 0 | 0 | 0
-Less Allowances Withdrawn (n:1) [MTons] | 0 | 0 | 0 | 0 | 0
Total [MTons] | 0 | 0 | 0 | 0.003549 | 0.003549
TBtu Consumed | 0 | 0 | 0 | 0.09722 | 0.09722
Rate - [lb/MMBtu] | 0 | 0 | 0 | 0.073 | 0.073
TWh Generated | 0 | 0 | 0 | 0.008436 | 0.008436
TWh Generated Qualifying | 0 | 0 | 0 | 0.008436 | 0.008436
Rate - [lb/MWh] | 0 | 0 | 0 | 0 | 0
Constraint Shadow Price [US$/Ton] | 0 | 0 | 0 | 0 | 0
Constraint Name: IL Fac. Spec. - NOX Rate Summer v3.1 (AHF) Constraint #: 215
Constraint Type: Rate Limit [lb/MMBtu]
Run Year, Seasons Included: 2012 SUMMER
Run Year, Seasons Included: 2015 SUMMER
Run Year, Seasons Included: 2020 SUMMER
Run Year, Seasons Included: 2025 SUMMER
Run Year, Seasons Included: 2032 SUMMER
Time Base: Seasonal/Annual | 2012-2013 | 2014-2017 | 2018-2022 | 2023-2027 | 2028-2035
Standard - [lb/MMBtu] | 0.25 | 0.25 | 0.25 | 0.25 | 0.25
-Emissions at Affected Plants [MTons] | 0 | 0 | 0 | 0 | 0
-Less Allowances Purchased [MTons] NOX | 0 | 0 | 0 | 0 | 0
-Plus Allowances Sold [MTons] NOX | 0 | 0 | 0 | 0 | 0
-Plus Allowances Banked [MTons] | 0 | 0 | 0 | 0 | 0
-Less Allowances Withdrawn (1:1) [MTons] | 0 | 0 | 0 | 0 | 0
-Less Allowances Withdrawn (n:1) [MTons] | 0 | 0 | 0 | 0 | 0
Total [MTons] | 0 | 0 | 0 | 0 | 0
TBtu Consumed | 0 | 0 | 0 | 0 | 0
Rate - [lb/MMBtu] | 0 | 0 | 0 | 0 | 0
TWh Generated | 0 | 0 | 0 | 0 | 0
TWh Generated Qualifying | 0 | 0 | 0 | 0 | 0
Rate - [lb/MWh] | 0 | 0 | 0 | 0 | 0
Constraint Shadow Price [US$/Ton] | 0 | 0 | 0 | 0 | 0
Constraint Name: IL Fac. Spec. - NOX Rate Summer v3.1 (AHG) Constraint #: 216
Constraint Type: Rate Limit [lb/MMBtu]
Run Year, Seasons Included: 2012 SUMMER
Run Year, Seasons Included: 2015 SUMMER
Run Year, Seasons Included: 2020 SUMMER
Run Year, Seasons Included: 2025 SUMMER
Run Year, Seasons Included: 2032 SUMMER
Time Base: Seasonal/Annual | 2012-2013 | 2014-2017 | 2018-2022 | 2023-2027 | 2028-2035
Standard - [lb/MMBtu] | 0.25 | 0.25 | 0.25 | 0.25 | 0.25
-Emissions at Affected Plants [MTons] | 0 | 0 | 0 | 0 | 0
-Less Allowances Purchased [MTons] NOX | 0 | 0 | 0 | 0 | 0
-Plus Allowances Sold [MTons] NOX | 0 | 0 | 0 | 0 | 0
-Plus Allowances Banked [MTons] | 0 | 0 | 0 | 0 | 0
-Less Allowances Withdrawn (1:1) [MTons] | 0 | 0 | 0 | 0 | 0
-Less Allowances Withdrawn (n:1) [MTons] | 0 | 0 | 0 | 0 | 0
Total [MTons] | 0 | 0 | 0 | 0 | 0
TBtu Consumed | 0 | 0 | 0 | 0 | 0
Rate - [lb/MMBtu] | 0 | 0 | 0 | 0 | 0
TWh Generated | 0 | 0 | 0 | 0 | 0
TWh Generated Qualifying | 0 | 0 | 0 | 0 | 0
Rate - [lb/MWh] | 0 | 0 | 0 | 0 | 0
Constraint Shadow Price [US$/Ton] | 0 | 0 | 0 | 0 | 0
Constraint Name: IL Fac. Spec. - NOX Rate Summer v3.1 (AHH) Constraint #: 217
Constraint Type: Rate Limit [lb/MMBtu]
Run Year, Seasons Included: 2012 SUMMER
Run Year, Seasons Included: 2015 SUMMER
Run Year, Seasons Included: 2020 SUMMER
Run Year, Seasons Included: 2025 SUMMER
Run Year, Seasons Included: 2032 SUMMER
Time Base: Seasonal/Annual | 2012-2013 | 2014-2017 | 2018-2022 | 2023-2027 | 2028-2035
Standard - [lb/MMBtu] | 0.25 | 0.25 | 0.25 | 0.25 | 0.25
-Emissions at Affected Plants [MTons] | 0 | 0 | 0 | 0 | 0
-Less Allowances Purchased [MTons] NOX | 0 | 0 | 0 | 0 | 0
-Plus Allowances Sold [MTons] NOX | 0 | 0 | 0 | 0 | 0
-Plus Allowances Banked [MTons] | 0 | 0 | 0 | 0 | 0
-Less Allowances Withdrawn (1:1) [MTons] | 0 | 0 | 0 | 0 | 0
-Less Allowances Withdrawn (n:1) [MTons] | 0 | 0 | 0 | 0 | 0
Total [MTons] | 0 | 0 | 0 | 0 | 0
TBtu Consumed | 0 | 0 | 0 | 0 | 0
Rate - [lb/MMBtu] | 0 | 0 | 0 | 0 | 0
TWh Generated | 0 | 0 | 0 | 0 | 0
TWh Generated Qualifying | 0 | 0 | 0 | 0 | 0
Rate - [lb/MWh] | 0 | 0 | 0 | 0 | 0
Constraint Shadow Price [US$/Ton] | 0 | 0 | 0 | 0 | 0
Constraint Name: IL Fac. Spec. - NOX Rate Summer v3.1 (AHI) Constraint #: 218
Constraint Type: Rate Limit [lb/MMBtu]
Run Year, Seasons Included: 2012 SUMMER
Run Year, Seasons Included: 2015 SUMMER
Run Year, Seasons Included: 2020 SUMMER
Run Year, Seasons Included: 2025 SUMMER
Run Year, Seasons Included: 2032 SUMMER
Time Base: Seasonal/Annual | 2012-2013 | 2014-2017 | 2018-2022 | 2023-2027 | 2028-2035
Standard - [lb/MMBtu] | 0.25 | 0.25 | 0.25 | 0.25 | 0.25
-Emissions at Affected Plants [MTons] | 0 | 0 | 0 | 0 | 0
-Less Allowances Purchased [MTons] NOX | 0 | 0 | 0 | 0 | 0
-Plus Allowances Sold [MTons] NOX | 0 | 0 | 0 | 0 | 0
-Plus Allowances Banked [MTons] | 0 | 0 | 0 | 0 | 0
-Less Allowances Withdrawn (1:1) [MTons] | 0 | 0 | 0 | 0 | 0
-Less Allowances Withdrawn (n:1) [MTons] | 0 | 0 | 0 | 0 | 0
Total [MTons] | 0 | 0 | 0 | 0 | 0
TBtu Consumed | 0 | 0 | 0 | 0 | 0
Rate - [lb/MMBtu] | 0 | 0 | 0 | 0 | 0
TWh Generated | 0 | 0 | 0 | 0 | 0
TWh Generated Qualifying | 0 | 0 | 0 | 0 | 0
Rate - [lb/MWh] | 0 | 0 | 0 | 0 | 0
Constraint Shadow Price [US$/Ton] | 0 | 0 | 0 | 0 | 0
Constraint Name: IL Fac. Spec. - NOX Rate Summer v3.1 (AHJ) Constraint #: 219
Constraint Type: Rate Limit [lb/MMBtu]
Run Year, Seasons Included: 2012 SUMMER
Run Year, Seasons Included: 2015 SUMMER
Run Year, Seasons Included: 2020 SUMMER
Run Year, Seasons Included: 2025 SUMMER
Run Year, Seasons Included: 2032 SUMMER
Time Base: Seasonal/Annual | 2012-2013 | 2014-2017 | 2018-2022 | 2023-2027 | 2028-2035
Standard - [lb/MMBtu] | 0.25 | 0.25 | 0.25 | 0.25 | 0.25
-Emissions at Affected Plants [MTons] | 0 | 0 | 0 | 0 | 0
-Less Allowances Purchased [MTons] NOX | 0 | 0 | 0 | 0 | 0
-Plus Allowances Sold [MTons] NOX | 0 | 0 | 0 | 0 | 0
-Plus Allowances Banked [MTons] | 0 | 0 | 0 | 0 | 0
-Less Allowances Withdrawn (1:1) [MTons] | 0 | 0 | 0 | 0 | 0
-Less Allowances Withdrawn (n:1) [MTons] | 0 | 0 | 0 | 0 | 0
Total [MTons] | 0 | 0 | 0 | 0 | 0
TBtu Consumed | 0 | 0 | 0 | 0 | 0
Rate - [lb/MMBtu] | 0 | 0 | 0 | 0 | 0
TWh Generated | 0 | 0 | 0 | 0 | 0
TWh Generated Qualifying | 0 | 0 | 0 | 0 | 0
Rate - [lb/MWh] | 0 | 0 | 0 | 0 | 0
Constraint Shadow Price [US$/Ton] | 0 | 0 | 0 | 0 | 0
Constraint Name: IL Fac. Spec. - NOX Rate Summer v3.1 (AHK) Constraint #: 220
Constraint Type: Rate Limit [lb/MMBtu]
Run Year, Seasons Included: 2012 SUMMER
Run Year, Seasons Included: 2015 SUMMER
Run Year, Seasons Included: 2020 SUMMER
Run Year, Seasons Included: 2025 SUMMER
Run Year, Seasons Included: 2032 SUMMER
Time Base: Seasonal/Annual | 2012-2013 | 2014-2017 | 2018-2022 | 2023-2027 | 2028-2035
Standard - [lb/MMBtu] | 0.25 | 0.25 | 0.25 | 0.25 | 0.25
-Emissions at Affected Plants [MTons] | 0 | 0 | 0 | 0 | 0
-Less Allowances Purchased [MTons] NOX | 0 | 0 | 0 | 0 | 0
-Plus Allowances Sold [MTons] NOX | 0 | 0 | 0 | 0 | 0
-Plus Allowances Banked [MTons] | 0 | 0 | 0 | 0 | 0
-Less Allowances Withdrawn (1:1) [MTons] | 0 | 0 | 0 | 0 | 0
-Less Allowances Withdrawn (n:1) [MTons] | 0 | 0 | 0 | 0 | 0
Total [MTons] | 0 | 0 | 0 | 0 | 0
TBtu Consumed | 0 | 0 | 0 | 0 | 0
Rate - [lb/MMBtu] | 0 | 0 | 0 | 0 | 0
TWh Generated | 0 | 0 | 0 | 0 | 0
TWh Generated Qualifying | 0 | 0 | 0 | 0 | 0
Rate - [lb/MWh] | 0 | 0 | 0 | 0 | 0
Constraint Shadow Price [US$/Ton] | 0 | 0 | 0 | 0 | 0
Constraint Name: IL Fac. Spec. - NOX Rate Summer v3.1 (AHL) Constraint #: 221
Constraint Type: Rate Limit [lb/MMBtu]
Run Year, Seasons Included: 2012 SUMMER
Run Year, Seasons Included: 2015 SUMMER
Run Year, Seasons Included: 2020 SUMMER
Run Year, Seasons Included: 2025 SUMMER
Run Year, Seasons Included: 2032 SUMMER
Time Base: Seasonal/Annual | 2012-2013 | 2014-2017 | 2018-2022 | 2023-2027 | 2028-2035
Standard - [lb/MMBtu] | 0.25 | 0.25 | 0.25 | 0.25 | 0.25
-Emissions at Affected Plants [MTons] | 0 | 0 | 0 | 0 | 0
-Less Allowances Purchased [MTons] NOX | 0 | 0 | 0 | 0 | 0
-Plus Allowances Sold [MTons] NOX | 0 | 0 | 0 | 0 | 0
-Plus Allowances Banked [MTons] | 0 | 0 | 0 | 0 | 0
-Less Allowances Withdrawn (1:1) [MTons] | 0 | 0 | 0 | 0 | 0
-Less Allowances Withdrawn (n:1) [MTons] | 0 | 0 | 0 | 0 | 0
Total [MTons] | 0 | 0 | 0 | 0 | 0
TBtu Consumed | 0 | 0 | 0 | 0 | 0
Rate - [lb/MMBtu] | 0 | 0 | 0 | 0 | 0
TWh Generated | 0 | 0 | 0 | 0 | 0
TWh Generated Qualifying | 0 | 0 | 0 | 0 | 0
Rate - [lb/MWh] | 0 | 0 | 0 | 0 | 0
Constraint Shadow Price [US$/Ton] | 0 | 0 | 0 | 0 | 0
Constraint Name: IL Fac. Spec. - NOX Rate Summer v3.1 (AHM) Constraint #: 222
Constraint Type: Rate Limit [lb/MMBtu]
Run Year, Seasons Included: 2012 SUMMER
Run Year, Seasons Included: 2015 SUMMER
Run Year, Seasons Included: 2020 SUMMER
Run Year, Seasons Included: 2025 SUMMER
Run Year, Seasons Included: 2032 SUMMER
Time Base: Seasonal/Annual | 2012-2013 | 2014-2017 | 2018-2022 | 2023-2027 | 2028-2035
Standard - [lb/MMBtu] | 0.25 | 0.25 | 0.25 | 0.25 | 0.25
-Emissions at Affected Plants [MTons] | 0 | 0 | 0 | 0 | 0
-Less Allowances Purchased [MTons] NOX | 0 | 0 | 0 | 0 | 0
-Plus Allowances Sold [MTons] NOX | 0 | 0 | 0 | 0 | 0
-Plus Allowances Banked [MTons] | 0 | 0 | 0 | 0 | 0
-Less Allowances Withdrawn (1:1) [MTons] | 0 | 0 | 0 | 0 | 0
-Less Allowances Withdrawn (n:1) [MTons] | 0 | 0 | 0 | 0 | 0
Total [MTons] | 0 | 0 | 0 | 0 | 0
TBtu Consumed | 0 | 0 | 0 | 0 | 0
Rate - [lb/MMBtu] | 0 | 0 | 0 | 0 | 0
TWh Generated | 0 | 0 | 0 | 0 | 0
TWh Generated Qualifying | 0 | 0 | 0 | 0 | 0
Rate - [lb/MWh] | 0 | 0 | 0 | 0 | 0
Constraint Shadow Price [US$/Ton] | 0 | 0 | 0 | 0 | 0
Constraint Name: IL Fac. Spec. - NOX Rate Summer v3.1 (AHN) Constraint #: 223
Constraint Type: Rate Limit [lb/MMBtu]
Run Year, Seasons Included: 2012 SUMMER
Run Year, Seasons Included: 2015 SUMMER
Run Year, Seasons Included: 2020 SUMMER
Run Year, Seasons Included: 2025 SUMMER
Run Year, Seasons Included: 2032 SUMMER
Time Base: Seasonal/Annual | 2012-2013 | 2014-2017 | 2018-2022 | 2023-2027 | 2028-2035
Standard - [lb/MMBtu] | 0.25 | 0.25 | 0.25 | 0.25 | 0.25
-Emissions at Affected Plants [MTons] | 0 | 0 | 0 | 0 | 0
-Less Allowances Purchased [MTons] NOX | 0 | 0 | 0 | 0 | 0
-Plus Allowances Sold [MTons] NOX | 0 | 0 | 0 | 0 | 0
-Plus Allowances Banked [MTons] | 0 | 0 | 0 | 0 | 0
-Less Allowances Withdrawn (1:1) [MTons] | 0 | 0 | 0 | 0 | 0
-Less Allowances Withdrawn (n:1) [MTons] | 0 | 0 | 0 | 0 | 0
Total [MTons] | 0 | 0 | 0 | 0 | 0
TBtu Consumed | 0 | 0 | 0 | 0 | 0
Rate - [lb/MMBtu] | 0 | 0 | 0 | 0 | 0
TWh Generated | 0 | 0 | 0 | 0 | 0
TWh Generated Qualifying | 0 | 0 | 0 | 0 | 0
Rate - [lb/MWh] | 0 | 0 | 0 | 0 | 0
Constraint Shadow Price [US$/Ton] | 0 | 0 | 0 | 0 | 0
Constraint Name: IL Fac. Spec. - NOX Rate Summer v3.1 (AHO) Constraint #: 224
Constraint Type: Rate Limit [lb/MMBtu]
Run Year, Seasons Included: 2012 SUMMER
Run Year, Seasons Included: 2015 SUMMER
Run Year, Seasons Included: 2020 SUMMER
Run Year, Seasons Included: 2025 SUMMER
Run Year, Seasons Included: 2032 SUMMER
Time Base: Seasonal/Annual | 2012-2013 | 2014-2017 | 2018-2022 | 2023-2027 | 2028-2035
Standard - [lb/MMBtu] | 0.25 | 0.25 | 0.25 | 0.25 | 0.25
-Emissions at Affected Plants [MTons] | 0 | 0 | 0 | 0 | 0
-Less Allowances Purchased [MTons] NOX | 0 | 0 | 0 | 0 | 0
-Plus Allowances Sold [MTons] NOX | 0 | 0 | 0 | 0 | 0
-Plus Allowances Banked [MTons] | 0 | 0 | 0 | 0 | 0
-Less Allowances Withdrawn (1:1) [MTons] | 0 | 0 | 0 | 0 | 0
-Less Allowances Withdrawn (n:1) [MTons] | 0 | 0 | 0 | 0 | 0
Total [MTons] | 0 | 0 | 0 | 0 | 0
TBtu Consumed | 0 | 0 | 0 | 0 | 0
Rate - [lb/MMBtu] | 0 | 0 | 0 | 0 | 0
TWh Generated | 0 | 0 | 0 | 0 | 0
TWh Generated Qualifying | 0 | 0 | 0 | 0 | 0
Rate - [lb/MWh] | 0 | 0 | 0 | 0 | 0
Constraint Shadow Price [US$/Ton] | 0 | 0 | 0 | 0 | 0
Constraint Name: IL Fac. Spec. - NOX Rate Summer v3.1 (AHP) Constraint #: 225
Constraint Type: Rate Limit [lb/MMBtu]
Run Year, Seasons Included: 2012 SUMMER
Run Year, Seasons Included: 2015 SUMMER
Run Year, Seasons Included: 2020 SUMMER
Run Year, Seasons Included: 2025 SUMMER
Run Year, Seasons Included: 2032 SUMMER
Time Base: Seasonal/Annual | 2012-2013 | 2014-2017 | 2018-2022 | 2023-2027 | 2028-2035
Standard - [lb/MMBtu] | 0.25 | 0.25 | 0.25 | 0.25 | 0.25
-Emissions at Affected Plants [MTons] | 0 | 0 | 0 | 0 | 0
-Less Allowances Purchased [MTons] NOX | 0 | 0 | 0 | 0 | 0
-Plus Allowances Sold [MTons] NOX | 0 | 0 | 0 | 0 | 0
-Plus Allowances Banked [MTons] | 0 | 0 | 0 | 0 | 0
-Less Allowances Withdrawn (1:1) [MTons] | 0 | 0 | 0 | 0 | 0
-Less Allowances Withdrawn (n:1) [MTons] | 0 | 0 | 0 | 0 | 0
Total [MTons] | 0 | 0 | 0 | 0 | 0
TBtu Consumed | 0 | 0 | 0 | 0 | 0
Rate - [lb/MMBtu] | 0 | 0 | 0 | 0 | 0
TWh Generated | 0 | 0 | 0 | 0 | 0
TWh Generated Qualifying | 0 | 0 | 0 | 0 | 0
Rate - [lb/MWh] | 0 | 0 | 0 | 0 | 0
Constraint Shadow Price [US$/Ton] | 0 | 0 | 0 | 0 | 0
Constraint Name: IL Fac. Spec. - NOX Rate Summer v3.1 (AHQ) Constraint #: 226
Constraint Type: Rate Limit [lb/MMBtu]
Run Year, Seasons Included: 2012 SUMMER
Run Year, Seasons Included: 2015 SUMMER
Run Year, Seasons Included: 2020 SUMMER
Run Year, Seasons Included: 2025 SUMMER
Run Year, Seasons Included: 2032 SUMMER
Time Base: Seasonal/Annual | 2012-2013 | 2014-2017 | 2018-2022 | 2023-2027 | 2028-2035
Standard - [lb/MMBtu] | 0.25 | 0.25 | 0.25 | 0.25 | 0.25
-Emissions at Affected Plants [MTons] | 0 | 0 | 0 | 0 | 0
-Less Allowances Purchased [MTons] NOX | 0 | 0 | 0 | 0 | 0
-Plus Allowances Sold [MTons] NOX | 0 | 0 | 0 | 0 | 0
-Plus Allowances Banked [MTons] | 0 | 0 | 0 | 0 | 0
-Less Allowances Withdrawn (1:1) [MTons] | 0 | 0 | 0 | 0 | 0
-Less Allowances Withdrawn (n:1) [MTons] | 0 | 0 | 0 | 0 | 0
Total [MTons] | 0 | 0 | 0 | 0 | 0
TBtu Consumed | 0 | 0 | 0 | 0 | 0
Rate - [lb/MMBtu] | 0 | 0 | 0 | 0 | 0
TWh Generated | 0 | 0 | 0 | 0 | 0
TWh Generated Qualifying | 0 | 0 | 0 | 0 | 0
Rate - [lb/MWh] | 0 | 0 | 0 | 0 | 0
Constraint Shadow Price [US$/Ton] | 0 | 0 | 0 | 0 | 0
Constraint Name: IL Fac. Spec. - NOX Rate Summer v3.1 (AHR) Constraint #: 227
Constraint Type: Rate Limit [lb/MMBtu]
Run Year, Seasons Included: 2012 SUMMER
Run Year, Seasons Included: 2015 SUMMER
Run Year, Seasons Included: 2020 SUMMER
Run Year, Seasons Included: 2025 SUMMER
Run Year, Seasons Included: 2032 SUMMER
Time Base: Seasonal/Annual | 2012-2013 | 2014-2017 | 2018-2022 | 2023-2027 | 2028-2035
Standard - [lb/MMBtu] | 0.25 | 0.25 | 0.25 | 0.25 | 0.25
-Emissions at Affected Plants [MTons] | 0 | 0 | 0 | 0 | 0
-Less Allowances Purchased [MTons] NOX | 0 | 0 | 0 | 0 | 0
-Plus Allowances Sold [MTons] NOX | 0 | 0 | 0 | 0 | 0
-Plus Allowances Banked [MTons] | 0 | 0 | 0 | 0 | 0
-Less Allowances Withdrawn (1:1) [MTons] | 0 | 0 | 0 | 0 | 0
-Less Allowances Withdrawn (n:1) [MTons] | 0 | 0 | 0 | 0 | 0
Total [MTons] | 0 | 0 | 0 | 0 | 0
TBtu Consumed | 0 | 0 | 0 | 0 | 0
Rate - [lb/MMBtu] | 0 | 0 | 0 | 0 | 0
TWh Generated | 0 | 0 | 0 | 0 | 0
TWh Generated Qualifying | 0 | 0 | 0 | 0 | 0
Rate - [lb/MWh] | 0 | 0 | 0 | 0 | 0
Constraint Shadow Price [US$/Ton] | 0 | 0 | 0 | 0 | 0
Constraint Name: IL Fac. Spec. - NOX Rate Summer v3.1 (AHS) Constraint #: 228
Constraint Type: Rate Limit [lb/MMBtu]
Run Year, Seasons Included: 2012 SUMMER
Run Year, Seasons Included: 2015 SUMMER
Run Year, Seasons Included: 2020 SUMMER
Run Year, Seasons Included: 2025 SUMMER
Run Year, Seasons Included: 2032 SUMMER
Time Base: Seasonal/Annual | 2012-2013 | 2014-2017 | 2018-2022 | 2023-2027 | 2028-2035
Standard - [lb/MMBtu] | 0.25 | 0.25 | 0.25 | 0.25 | 0.25
-Emissions at Affected Plants [MTons] | 0 | 0 | 0 | 0 | 0
-Less Allowances Purchased [MTons] NOX | 0 | 0 | 0 | 0 | 0
-Plus Allowances Sold [MTons] NOX | 0 | 0 | 0 | 0 | 0
-Plus Allowances Banked [MTons] | 0 | 0 | 0 | 0 | 0
-Less Allowances Withdrawn (1:1) [MTons] | 0 | 0 | 0 | 0 | 0
-Less Allowances Withdrawn (n:1) [MTons] | 0 | 0 | 0 | 0 | 0
Total [MTons] | 0 | 0 | 0 | 0 | 0
TBtu Consumed | 0 | 0 | 0 | 0 | 0
Rate - [lb/MMBtu] | 0 | 0 | 0 | 0 | 0
TWh Generated | 0 | 0 | 0 | 0 | 0
TWh Generated Qualifying | 0 | 0 | 0 | 0 | 0
Rate - [lb/MWh] | 0 | 0 | 0 | 0 | 0
Constraint Shadow Price [US$/Ton] | 0 | 0 | 0 | 0 | 0
Constraint Name: IL Fac. Spec. - NOX Rate Summer v3.1 (AHU) Constraint #: 229
Constraint Type: Rate Limit [lb/MMBtu]
Run Year, Seasons Included: 2012 SUMMER
Run Year, Seasons Included: 2015 SUMMER
Run Year, Seasons Included: 2020 SUMMER
Run Year, Seasons Included: 2025 SUMMER
Run Year, Seasons Included: 2032 SUMMER
Time Base: Seasonal/Annual | 2012-2013 | 2014-2017 | 2018-2022 | 2023-2027 | 2028-2035
Standard - [lb/MMBtu] | 0.25 | 0.25 | 0.25 | 0.25 | 0.25
-Emissions at Affected Plants [MTons] | 0 | 0 | 0 | 0 | 0
-Less Allowances Purchased [MTons] NOX | 0 | 0 | 0 | 0 | 0
-Plus Allowances Sold [MTons] NOX | 0 | 0 | 0 | 0 | 0
-Plus Allowances Banked [MTons] | 0 | 0 | 0 | 0 | 0
-Less Allowances Withdrawn (1:1) [MTons] | 0 | 0 | 0 | 0 | 0
-Less Allowances Withdrawn (n:1) [MTons] | 0 | 0 | 0 | 0 | 0
Total [MTons] | 0 | 0 | 0 | 0 | 0
TBtu Consumed | 0 | 0 | 0 | 0 | 0
Rate - [lb/MMBtu] | 0 | 0 | 0 | 0 | 0
TWh Generated | 0 | 0 | 0 | 0 | 0
TWh Generated Qualifying | 0 | 0 | 0 | 0 | 0
Rate - [lb/MWh] | 0 | 0 | 0 | 0 | 0
Constraint Shadow Price [US$/Ton] | 0 | 0 | 0 | 0 | 0
Constraint Name: IL Fac. Spec. - NOX Rate Summer v3.1 (AHV) Constraint #: 230
Constraint Type: Rate Limit [lb/MMBtu]
Run Year, Seasons Included: 2012 SUMMER
Run Year, Seasons Included: 2015 SUMMER
Run Year, Seasons Included: 2020 SUMMER
Run Year, Seasons Included: 2025 SUMMER
Run Year, Seasons Included: 2032 SUMMER
Time Base: Seasonal/Annual | 2012-2013 | 2014-2017 | 2018-2022 | 2023-2027 | 2028-2035
Standard - [lb/MMBtu] | 0.25 | 0.25 | 0.25 | 0.25 | 0.25
-Emissions at Affected Plants [MTons] | 0 | 0 | 0 | 0 | 0
-Less Allowances Purchased [MTons] NOX | 0 | 0 | 0 | 0 | 0
-Plus Allowances Sold [MTons] NOX | 0 | 0 | 0 | 0 | 0
-Plus Allowances Banked [MTons] | 0 | 0 | 0 | 0 | 0
-Less Allowances Withdrawn (1:1) [MTons] | 0 | 0 | 0 | 0 | 0
-Less Allowances Withdrawn (n:1) [MTons] | 0 | 0 | 0 | 0 | 0
Total [MTons] | 0 | 0 | 0 | 0 | 0
TBtu Consumed | 0 | 0 | 0 | 0 | 0
Rate - [lb/MMBtu] | 0 | 0 | 0 | 0 | 0
TWh Generated | 0 | 0 | 0 | 0 | 0
TWh Generated Qualifying | 0 | 0 | 0 | 0 | 0
Rate - [lb/MWh] | 0 | 0 | 0 | 0 | 0
Constraint Shadow Price [US$/Ton] | 0 | 0 | 0 | 0 | 0
Constraint Name: IL Fac. Spec. - NOX Rate Summer v3.1 (AHW) Constraint #: 231
Constraint Type: Rate Limit [lb/MMBtu]
Run Year, Seasons Included: 2012 SUMMER
Run Year, Seasons Included: 2015 SUMMER
Run Year, Seasons Included: 2020 SUMMER
Run Year, Seasons Included: 2025 SUMMER
Run Year, Seasons Included: 2032 SUMMER
Time Base: Seasonal/Annual | 2012-2013 | 2014-2017 | 2018-2022 | 2023-2027 | 2028-2035
Standard - [lb/MMBtu] | 0.25 | 0.25 | 0.25 | 0.25 | 0.25
-Emissions at Affected Plants [MTons] | 0 | 0.005351 | 0.005351 | 0.005351 | 0.005351
-Less Allowances Purchased [MTons] NOX | 0 | 0 | 0 | 0 | 0
-Plus Allowances Sold [MTons] NOX | 0 | 0 | 0 | 0 | 0
-Plus Allowances Banked [MTons] | 0 | 0 | 0 | 0 | 0
-Less Allowances Withdrawn (1:1) [MTons] | 0 | 0 | 0 | 0 | 0
-Less Allowances Withdrawn (n:1) [MTons] | 0 | 0 | 0 | 0 | 0
Total [MTons] | 0 | 0.005351 | 0.005351 | 0.005351 | 0.005351
TBtu Consumed | 0 | 0.2816 | 0.2816 | 0.2816 | 0.2816
Rate - [lb/MMBtu] | 0 | 0.038 | 0.038 | 0.038 | 0.038
TWh Generated | 0 | 0.02565 | 0.02565 | 0.02565 | 0.02565
TWh Generated Qualifying | 0 | 0.02565 | 0.02565 | 0.02565 | 0.02565
Rate - [lb/MWh] | 0 | 0 | 0 | 0 | 0
Constraint Shadow Price [US$/Ton] | 0 | 0 | 0 | 0 | 0
Constraint Name: IL Fac. Spec. - NOX Rate Summer v3.1 (AIC) Constraint #: 232
Constraint Type: Rate Limit [lb/MMBtu]
Run Year, Seasons Included: 2012 SUMMER
Run Year, Seasons Included: 2015 SUMMER
Run Year, Seasons Included: 2020 SUMMER
Run Year, Seasons Included: 2025 SUMMER
Run Year, Seasons Included: 2032 SUMMER
Time Base: Seasonal/Annual | 2012-2013 | 2014-2017 | 2018-2022 | 2023-2027 | 2028-2035
Standard - [lb/MMBtu] | 0.25 | 0.25 | 0.25 | 0.25 | 0.25
-Emissions at Affected Plants [MTons] | 0 | 0 | 0 | 0 | 0
-Less Allowances Purchased [MTons] NOX | 0 | 0 | 0 | 0 | 0
-Plus Allowances Sold [MTons] NOX | 0 | 0 | 0 | 0 | 0
-Plus Allowances Banked [MTons] | 0 | 0 | 0 | 0 | 0
-Less Allowances Withdrawn (1:1) [MTons] | 0 | 0 | 0 | 0 | 0
-Less Allowances Withdrawn (n:1) [MTons] | 0 | 0 | 0 | 0 | 0
Total [MTons] | 0 | 0 | 0 | 0 | 0
TBtu Consumed | 0 | 0 | 0 | 0 | 0
Rate - [lb/MMBtu] | 0 | 0 | 0 | 0 | 0
TWh Generated | 0 | 0 | 0 | 0 | 0
TWh Generated Qualifying | 0 | 0 | 0 | 0 | 0
Rate - [lb/MWh] | 0 | 0 | 0 | 0 | 0
Constraint Shadow Price [US$/Ton] | 0 | 0 | 0 | 0 | 0
Constraint Name: IL Fac. Spec. - NOX Rate Summer v3.1 (AID) Constraint #: 233
Constraint Type: Rate Limit [lb/MMBtu]
Run Year, Seasons Included: 2012 SUMMER
Run Year, Seasons Included: 2015 SUMMER
Run Year, Seasons Included: 2020 SUMMER
Run Year, Seasons Included: 2025 SUMMER
Run Year, Seasons Included: 2032 SUMMER
Time Base: Seasonal/Annual | 2012-2013 | 2014-2017 | 2018-2022 | 2023-2027 | 2028-2035
Standard - [lb/MMBtu] | 0.25 | 0.25 | 0.25 | 0.25 | 0.25
-Emissions at Affected Plants [MTons] | 0 | 0 | 0 | 0 | 0
-Less Allowances Purchased [MTons] NOX | 0 | 0 | 0 | 0 | 0
-Plus Allowances Sold [MTons] NOX | 0 | 0 | 0 | 0 | 0
-Plus Allowances Banked [MTons] | 0 | 0 | 0 | 0 | 0
-Less Allowances Withdrawn (1:1) [MTons] | 0 | 0 | 0 | 0 | 0
-Less Allowances Withdrawn (n:1) [MTons] | 0 | 0 | 0 | 0 | 0
Total [MTons] | 0 | 0 | 0 | 0 | 0
TBtu Consumed | 0 | 0 | 0 | 0 | 0
Rate - [lb/MMBtu] | 0 | 0 | 0 | 0 | 0
TWh Generated | 0 | 0 | 0 | 0 | 0
TWh Generated Qualifying | 0 | 0 | 0 | 0 | 0
Rate - [lb/MWh] | 0 | 0 | 0 | 0 | 0
Constraint Shadow Price [US$/Ton] | 0 | 0 | 0 | 0 | 0
Constraint Name: IL Fac. Spec. - NOX Rate Summer v3.1 (AIE) Constraint #: 234
Constraint Type: Rate Limit [lb/MMBtu]
Run Year, Seasons Included: 2012 SUMMER
Run Year, Seasons Included: 2015 SUMMER
Run Year, Seasons Included: 2020 SUMMER
Run Year, Seasons Included: 2025 SUMMER
Run Year, Seasons Included: 2032 SUMMER
Time Base: Seasonal/Annual | 2012-2013 | 2014-2017 | 2018-2022 | 2023-2027 | 2028-2035
Standard - [lb/MMBtu] | 0.25 | 0.25 | 0.25 | 0.25 | 0.25
-Emissions at Affected Plants [MTons] | 0 | 0 | 0 | 0 | 0
-Less Allowances Purchased [MTons] NOX | 0 | 0 | 0 | 0 | 0
-Plus Allowances Sold [MTons] NOX | 0 | 0 | 0 | 0 | 0
-Plus Allowances Banked [MTons] | 0 | 0 | 0 | 0 | 0
-Less Allowances Withdrawn (1:1) [MTons] | 0 | 0 | 0 | 0 | 0
-Less Allowances Withdrawn (n:1) [MTons] | 0 | 0 | 0 | 0 | 0
Total [MTons] | 0 | 0 | 0 | 0 | 0
TBtu Consumed | 0 | 0 | 0 | 0 | 0
Rate - [lb/MMBtu] | 0 | 0 | 0 | 0 | 0
TWh Generated | 0 | 0 | 0 | 0 | 0
TWh Generated Qualifying | 0 | 0 | 0 | 0 | 0
Rate - [lb/MWh] | 0 | 0 | 0 | 0 | 0
Constraint Shadow Price [US$/Ton] | 0 | 0 | 0 | 0 | 0
Constraint Name: IL Fac. Spec. - NOX Rate Summer v3.1 (ASR) Constraint #: 235
Constraint Type: Rate Limit [lb/MMBtu]
Run Year, Seasons Included: 2012 SUMMER
Run Year, Seasons Included: 2015 SUMMER
Run Year, Seasons Included: 2020 SUMMER
Run Year, Seasons Included: 2025 SUMMER
Run Year, Seasons Included: 2032 SUMMER
Time Base: Seasonal/Annual | 2012-2013 | 2014-2017 | 2018-2022 | 2023-2027 | 2028-2035
Standard - [lb/MMBtu] | 0.25 | 0.25 | 0.25 | 0.25 | 0.25
-Emissions at Affected Plants [MTons] | 0 | 0 | 0.003065 | 0.003065 | 0.003065
-Less Allowances Purchased [MTons] NOX | 0 | 0 | 0 | 0 | 0
-Plus Allowances Sold [MTons] NOX | 0 | 0 | 0 | 0 | 0
-Plus Allowances Banked [MTons] | 0 | 0 | 0 | 0 | 0
-Less Allowances Withdrawn (1:1) [MTons] | 0 | 0 | 0 | 0 | 0
-Less Allowances Withdrawn (n:1) [MTons] | 0 | 0 | 0 | 0 | 0
Total [MTons] | 0 | 0 | 0.003065 | 0.003065 | 0.003065
TBtu Consumed | 0 | 0 | 0.07567 | 0.07567 | 0.07567
Rate - [lb/MMBtu] | 0 | 0 | 0.081 | 0.081 | 0.081
TWh Generated | 0 | 0 | 0.007644 | 0.007644 | 0.007644
TWh Generated Qualifying | 0 | 0 | 0.007644 | 0.007644 | 0.007644
Rate - [lb/MWh] | 0 | 0 | 0 | 0 | 0
Constraint Shadow Price [US$/Ton] | 0 | 0 | 0 | 0 | 0
Constraint Name: IL Fac. Spec. - NOX Rate Summer v3.1 (ASS) Constraint #: 236
Constraint Type: Rate Limit [lb/MMBtu]
Run Year, Seasons Included: 2012 SUMMER
Run Year, Seasons Included: 2015 SUMMER
Run Year, Seasons Included: 2020 SUMMER
Run Year, Seasons Included: 2025 SUMMER
Run Year, Seasons Included: 2032 SUMMER
Time Base: Seasonal/Annual | 2012-2013 | 2014-2017 | 2018-2022 | 2023-2027 | 2028-2035
Standard - [lb/MMBtu] | 0.25 | 0.25 | 0.25 | 0.25 | 0.25
-Emissions at Affected Plants [MTons] | 0 | 0 | 0.003367 | 0.003367 | 0.003367
-Less Allowances Purchased [MTons] NOX | 0 | 0 | 0 | 0 | 0
-Plus Allowances Sold [MTons] NOX | 0 | 0 | 0 | 0 | 0
-Plus Allowances Banked [MTons] | 0 | 0 | 0 | 0 | 0
-Less Allowances Withdrawn (1:1) [MTons] | 0 | 0 | 0 | 0 | 0
-Less Allowances Withdrawn (n:1) [MTons] | 0 | 0 | 0 | 0 | 0
Total [MTons] | 0 | 0 | 0.003367 | 0.003367 | 0.003367
TBtu Consumed | 0 | 0 | 0.07567 | 0.07567 | 0.07567
Rate - [lb/MMBtu] | 0 | 0 | 0.089 | 0.089 | 0.089
TWh Generated | 0 | 0 | 0.007644 | 0.007644 | 0.007644
TWh Generated Qualifying | 0 | 0 | 0.007644 | 0.007644 | 0.007644
Rate - [lb/MWh] | 0 | 0 | 0 | 0 | 0
Constraint Shadow Price [US$/Ton] | 0 | 0 | 0 | 0 | 0
Constraint Name: IL Fac. Spec. - NOX Rate Summer v3.1 (AST) Constraint #: 237
Constraint Type: Rate Limit [lb/MMBtu]
Run Year, Seasons Included: 2012 SUMMER
Run Year, Seasons Included: 2015 SUMMER
Run Year, Seasons Included: 2020 SUMMER
Run Year, Seasons Included: 2025 SUMMER
Run Year, Seasons Included: 2032 SUMMER
Time Base: Seasonal/Annual | 2012-2013 | 2014-2017 | 2018-2022 | 2023-2027 | 2028-2035
Standard - [lb/MMBtu] | 0.25 | 0.25 | 0.25 | 0.25 | 0.25
-Emissions at Affected Plants [MTons] | 0 | 0 | 0.00409 | 0.00409 | 0.00409
-Less Allowances Purchased [MTons] NOX | 0 | 0 | 0 | 0 | 0
-Plus Allowances Sold [MTons] NOX | 0 | 0 | 0 | 0 | 0
-Plus Allowances Banked [MTons] | 0 | 0 | 0 | 0 | 0
-Less Allowances Withdrawn (1:1) [MTons] | 0 | 0 | 0 | 0 | 0
-Less Allowances Withdrawn (n:1) [MTons] | 0 | 0 | 0 | 0 | 0
Total [MTons] | 0 | 0 | 0.00409 | 0.00409 | 0.00409
TBtu Consumed | 0 | 0 | 0.07238 | 0.07238 | 0.07238
Rate - [lb/MMBtu] | 0 | 0 | 0.113 | 0.113 | 0.113
TWh Generated | 0 | 0 | 0.007311 | 0.007311 | 0.007311
TWh Generated Qualifying | 0 | 0 | 0.007311 | 0.007311 | 0.007311
Rate - [lb/MWh] | 0 | 0 | 0 | 0 | 0
Constraint Shadow Price [US$/Ton] | 0 | 0 | 0 | 0 | 0
Constraint Name: IL Fac. Spec. - NOX Rate Summer v3.1 (ASU) Constraint #: 238
Constraint Type: Rate Limit [lb/MMBtu]
Run Year, Seasons Included: 2012 SUMMER
Run Year, Seasons Included: 2015 SUMMER
Run Year, Seasons Included: 2020 SUMMER
Run Year, Seasons Included: 2025 SUMMER
Run Year, Seasons Included: 2032 SUMMER
Time Base: Seasonal/Annual | 2012-2013 | 2014-2017 | 2018-2022 | 2023-2027 | 2028-2035
Standard - [lb/MMBtu] | 0.25 | 0.25 | 0.25 | 0.25 | 0.25
-Emissions at Affected Plants [MTons] | 0 | 0 | 0.003655 | 0.003655 | 0.003655
-Less Allowances Purchased [MTons] NOX | 0 | 0 | 0 | 0 | 0
-Plus Allowances Sold [MTons] NOX | 0 | 0 | 0 | 0 | 0
-Plus Allowances Banked [MTons] | 0 | 0 | 0 | 0 | 0
-Less Allowances Withdrawn (1:1) [MTons] | 0 | 0 | 0 | 0 | 0
-Less Allowances Withdrawn (n:1) [MTons] | 0 | 0 | 0 | 0 | 0
Total [MTons] | 0 | 0 | 0.003655 | 0.003655 | 0.003655
TBtu Consumed | 0 | 0 | 0.07238 | 0.07238 | 0.07238
Rate - [lb/MMBtu] | 0 | 0 | 0.101 | 0.101 | 0.101
TWh Generated | 0 | 0 | 0.007311 | 0.007311 | 0.007311
TWh Generated Qualifying | 0 | 0 | 0.007311 | 0.007311 | 0.007311
Rate - [lb/MWh] | 0 | 0 | 0 | 0 | 0
Constraint Shadow Price [US$/Ton] | 0 | 0 | 0 | 0 | 0
Constraint Name: IL Fac. Spec. - NOX Rate Summer v3.1 (ASV) Constraint #: 239
Constraint Type: Rate Limit [lb/MMBtu]
Run Year, Seasons Included: 2012 SUMMER
Run Year, Seasons Included: 2015 SUMMER
Run Year, Seasons Included: 2020 SUMMER
Run Year, Seasons Included: 2025 SUMMER
Run Year, Seasons Included: 2032 SUMMER
Time Base: Seasonal/Annual | 2012-2013 | 2014-2017 | 2018-2022 | 2023-2027 | 2028-2035
Standard - [lb/MMBtu] | 0.25 | 0.25 | 0.25 | 0.25 | 0.25
-Emissions at Affected Plants [MTons] | 0 | 0 | 0.003909 | 0.003909 | 0.003909
-Less Allowances Purchased [MTons] NOX | 0 | 0 | 0 | 0 | 0
-Plus Allowances Sold [MTons] NOX | 0 | 0 | 0 | 0 | 0
-Plus Allowances Banked [MTons] | 0 | 0 | 0 | 0 | 0
-Less Allowances Withdrawn (1:1) [MTons] | 0 | 0 | 0 | 0 | 0
-Less Allowances Withdrawn (n:1) [MTons] | 0 | 0 | 0 | 0 | 0
Total [MTons] | 0 | 0 | 0.003909 | 0.003909 | 0.003909
TBtu Consumed | 0 | 0 | 0.07238 | 0.07238 | 0.07238
Rate - [lb/MMBtu] | 0 | 0 | 0.108 | 0.108 | 0.108
TWh Generated | 0 | 0 | 0.007311 | 0.007311 | 0.007311
TWh Generated Qualifying | 0 | 0 | 0.007311 | 0.007311 | 0.007311
Rate - [lb/MWh] | 0 | 0 | 0 | 0 | 0
Constraint Shadow Price [US$/Ton] | 0 | 0 | 0 | 0 | 0
Constraint Name: IL Fac. Spec. - NOX Rate Summer v3.1 (ASW) Constraint #: 240
Constraint Type: Rate Limit [lb/MMBtu]
Run Year, Seasons Included: 2012 SUMMER
Run Year, Seasons Included: 2015 SUMMER
Run Year, Seasons Included: 2020 SUMMER
Run Year, Seasons Included: 2025 SUMMER
Run Year, Seasons Included: 2032 SUMMER
Time Base: Seasonal/Annual | 2012-2013 | 2014-2017 | 2018-2022 | 2023-2027 | 2028-2035
Standard - [lb/MMBtu] | 0.25 | 0.25 | 0.25 | 0.25 | 0.25
-Emissions at Affected Plants [MTons] | 0 | 0 | 0.004126 | 0.004126 | 0.004126
-Less Allowances Purchased [MTons] NOX | 0 | 0 | 0 | 0 | 0
-Plus Allowances Sold [MTons] NOX | 0 | 0 | 0 | 0 | 0
-Plus Allowances Banked [MTons] | 0 | 0 | 0 | 0 | 0
-Less Allowances Withdrawn (1:1) [MTons] | 0 | 0 | 0 | 0 | 0
-Less Allowances Withdrawn (n:1) [MTons] | 0 | 0 | 0 | 0 | 0
Total [MTons] | 0 | 0 | 0.004126 | 0.004126 | 0.004126
TBtu Consumed | 0 | 0 | 0.07238 | 0.07238 | 0.07238
Rate - [lb/MMBtu] | 0 | 0 | 0.114 | 0.114 | 0.114
TWh Generated | 0 | 0 | 0.007311 | 0.007311 | 0.007311
TWh Generated Qualifying | 0 | 0 | 0.007311 | 0.007311 | 0.007311
Rate - [lb/MWh] | 0 | 0 | 0 | 0 | 0
Constraint Shadow Price [US$/Ton] | 0 | 0 | 0 | 0 | 0
Constraint Name: IL Fac. Spec. - NOX Rate Summer v3.1 (ASX) Constraint #: 241
Constraint Type: Rate Limit [lb/MMBtu]
Run Year, Seasons Included: 2012 SUMMER
Run Year, Seasons Included: 2015 SUMMER
Run Year, Seasons Included: 2020 SUMMER
Run Year, Seasons Included: 2025 SUMMER
Run Year, Seasons Included: 2032 SUMMER
Time Base: Seasonal/Annual | 2012-2013 | 2014-2017 | 2018-2022 | 2023-2027 | 2028-2035
Standard - [lb/MMBtu] | 0.25 | 0.25 | 0.25 | 0.25 | 0.25
-Emissions at Affected Plants [MTons] | 0 | 0 | 0 | 0.003407 | 0.003407
-Less Allowances Purchased [MTons] NOX | 0 | 0 | 0 | 0 | 0
-Plus Allowances Sold [MTons] NOX | 0 | 0 | 0 | 0 | 0
-Plus Allowances Banked [MTons] | 0 | 0 | 0 | 0 | 0
-Less Allowances Withdrawn (1:1) [MTons] | 0 | 0 | 0 | 0 | 0
-Less Allowances Withdrawn (n:1) [MTons] | 0 | 0 | 0 | 0 | 0
Total [MTons] | 0 | 0 | 0 | 0.003407 | 0.003407
TBtu Consumed | 0 | 0 | 0 | 0.07922 | 0.07922
Rate - [lb/MMBtu] | 0 | 0 | 0 | 0.086 | 0.086
TWh Generated | 0 | 0 | 0 | 0.007311 | 0.007311
TWh Generated Qualifying | 0 | 0 | 0 | 0.007311 | 0.007311
Rate - [lb/MWh] | 0 | 0 | 0 | 0 | 0
Constraint Shadow Price [US$/Ton] | 0 | 0 | 0 | 0 | 0
Constraint Name: IL Fac. Spec. - NOX Rate Summer v3.1 (ASY) Constraint #: 242
Constraint Type: Rate Limit [lb/MMBtu]
Run Year, Seasons Included: 2012 SUMMER
Run Year, Seasons Included: 2015 SUMMER
Run Year, Seasons Included: 2020 SUMMER
Run Year, Seasons Included: 2025 SUMMER
Run Year, Seasons Included: 2032 SUMMER
Time Base: Seasonal/Annual | 2012-2013 | 2014-2017 | 2018-2022 | 2023-2027 | 2028-2035
Standard - [lb/MMBtu] | 0.25 | 0.25 | 0.25 | 0.25 | 0.25
-Emissions at Affected Plants [MTons] | 0 | 0 | 0 | 0.003625 | 0.003625
-Less Allowances Purchased [MTons] NOX | 0 | 0 | 0 | 0 | 0
-Plus Allowances Sold [MTons] NOX | 0 | 0 | 0 | 0 | 0
-Plus Allowances Banked [MTons] | 0 | 0 | 0 | 0 | 0
-Less Allowances Withdrawn (1:1) [MTons] | 0 | 0 | 0 | 0 | 0
-Less Allowances Withdrawn (n:1) [MTons] | 0 | 0 | 0 | 0 | 0
Total [MTons] | 0 | 0 | 0 | 0.003625 | 0.003625
TBtu Consumed | 0 | 0 | 0 | 0.08238 | 0.08238
Rate - [lb/MMBtu] | 0 | 0 | 0 | 0.088 | 0.088
TWh Generated | 0 | 0 | 0 | 0.007311 | 0.007311
TWh Generated Qualifying | 0 | 0 | 0 | 0.007311 | 0.007311
Rate - [lb/MWh] | 0 | 0 | 0 | 0 | 0
Constraint Shadow Price [US$/Ton] | 0 | 0 | 0 | 0 | 0
Constraint Name: IL Fac. Spec. - NOX Rate Summer v3.1 (ASZ) Constraint #: 243
Constraint Type: Rate Limit [lb/MMBtu]
Run Year, Seasons Included: 2012 SUMMER
Run Year, Seasons Included: 2015 SUMMER
Run Year, Seasons Included: 2020 SUMMER
Run Year, Seasons Included: 2025 SUMMER
Run Year, Seasons Included: 2032 SUMMER
Time Base: Seasonal/Annual | 2012-2013 | 2014-2017 | 2018-2022 | 2023-2027 | 2028-2035
Standard - [lb/MMBtu] | 0.25 | 0.25 | 0.25 | 0.25 | 0.25
-Emissions at Affected Plants [MTons] | 0 | 0 | 0 | 0.003361 | 0.003361
-Less Allowances Purchased [MTons] NOX | 0 | 0 | 0 | 0 | 0
-Plus Allowances Sold [MTons] NOX | 0 | 0 | 0 | 0 | 0
-Plus Allowances Banked [MTons] | 0 | 0 | 0 | 0 | 0
-Less Allowances Withdrawn (1:1) [MTons] | 0 | 0 | 0 | 0 | 0
-Less Allowances Withdrawn (n:1) [MTons] | 0 | 0 | 0 | 0 | 0
Total [MTons] | 0 | 0 | 0 | 0.003361 | 0.003361
TBtu Consumed | 0 | 0 | 0 | 0.07909 | 0.07909
Rate - [lb/MMBtu] | 0 | 0 | 0 | 0.085 | 0.085
TWh Generated | 0 | 0 | 0 | 0.007311 | 0.007311
TWh Generated Qualifying | 0 | 0 | 0 | 0.007311 | 0.007311
Rate - [lb/MWh] | 0 | 0 | 0 | 0 | 0
Constraint Shadow Price [US$/Ton] | 0 | 0 | 0 | 0 | 0
Constraint Name: IL Fac. Spec. - NOX Rate Summer v3.1 (ATA) Constraint #: 244
Constraint Type: Rate Limit [lb/MMBtu]
Run Year, Seasons Included: 2012 SUMMER
Run Year, Seasons Included: 2015 SUMMER
Run Year, Seasons Included: 2020 SUMMER
Run Year, Seasons Included: 2025 SUMMER
Run Year, Seasons Included: 2032 SUMMER
Time Base: Seasonal/Annual | 2012-2013 | 2014-2017 | 2018-2022 | 2023-2027 | 2028-2035
Standard - [lb/MMBtu] | 0.25 | 0.25 | 0.25 | 0.25 | 0.25
-Emissions at Affected Plants [MTons] | 0 | 0 | 0 | 0.003416 | 0.003416
-Less Allowances Purchased [MTons] NOX | 0 | 0 | 0 | 0 | 0
-Plus Allowances Sold [MTons] NOX | 0 | 0 | 0 | 0 | 0
-Plus Allowances Banked [MTons] | 0 | 0 | 0 | 0 | 0
-Less Allowances Withdrawn (1:1) [MTons] | 0 | 0 | 0 | 0 | 0
-Less Allowances Withdrawn (n:1) [MTons] | 0 | 0 | 0 | 0 | 0
Total [MTons] | 0 | 0 | 0 | 0.003416 | 0.003416
TBtu Consumed | 0 | 0 | 0 | 0.07945 | 0.07945
Rate - [lb/MMBtu] | 0 | 0 | 0 | 0.086 | 0.086
TWh Generated | 0 | 0 | 0 | 0.007311 | 0.007311
TWh Generated Qualifying | 0 | 0 | 0 | 0.007311 | 0.007311
Rate - [lb/MWh] | 0 | 0 | 0 | 0 | 0
Constraint Shadow Price [US$/Ton] | 0 | 0 | 0 | 0 | 0
Constraint Name: IL Fac. Spec. - NOX Rate Summer v3.1 (ATB) Constraint #: 245
Constraint Type: Rate Limit [lb/MMBtu]
Run Year, Seasons Included: 2012 SUMMER
Run Year, Seasons Included: 2015 SUMMER
Run Year, Seasons Included: 2020 SUMMER
Run Year, Seasons Included: 2025 SUMMER
Run Year, Seasons Included: 2032 SUMMER
Time Base: Seasonal/Annual | 2012-2013 | 2014-2017 | 2018-2022 | 2023-2027 | 2028-2035
Standard - [lb/MMBtu] | 0.25 | 0.25 | 0.25 | 0.25 | 0.25
-Emissions at Affected Plants [MTons] | 0 | 0 | 0 | 0 | 0
-Less Allowances Purchased [MTons] NOX | 0 | 0 | 0 | 0 | 0
-Plus Allowances Sold [MTons] NOX | 0 | 0 | 0 | 0 | 0
-Plus Allowances Banked [MTons] | 0 | 0 | 0 | 0 | 0
-Less Allowances Withdrawn (1:1) [MTons] | 0 | 0 | 0 | 0 | 0
-Less Allowances Withdrawn (n:1) [MTons] | 0 | 0 | 0 | 0 | 0
Total [MTons] | 0 | 0 | 0 | 0 | 0
TBtu Consumed | 0 | 0 | 0 | 0 | 0
Rate - [lb/MMBtu] | 0 | 0 | 0 | 0 | 0
TWh Generated | 0 | 0 | 0 | 0 | 0
TWh Generated Qualifying | 0 | 0 | 0 | 0 | 0
Rate - [lb/MWh] | 0 | 0 | 0 | 0 | 0
Constraint Shadow Price [US$/Ton] | 0 | 0 | 0 | 0 | 0
Constraint Name: IL Fac. Spec. - NOX Rate Summer v3.1 (ATC) Constraint #: 246
Constraint Type: Rate Limit [lb/MMBtu]
Run Year, Seasons Included: 2012 SUMMER
Run Year, Seasons Included: 2015 SUMMER
Run Year, Seasons Included: 2020 SUMMER
Run Year, Seasons Included: 2025 SUMMER
Run Year, Seasons Included: 2032 SUMMER
Time Base: Seasonal/Annual | 2012-2013 | 2014-2017 | 2018-2022 | 2023-2027 | 2028-2035
Standard - [lb/MMBtu] | 0.25 | 0.25 | 0.25 | 0.25 | 0.25
-Emissions at Affected Plants [MTons] | 0 | 0 | 0 | 0 | 0
-Less Allowances Purchased [MTons] NOX | 0 | 0 | 0 | 0 | 0
-Plus Allowances Sold [MTons] NOX | 0 | 0 | 0 | 0 | 0
-Plus Allowances Banked [MTons] | 0 | 0 | 0 | 0 | 0
-Less Allowances Withdrawn (1:1) [MTons] | 0 | 0 | 0 | 0 | 0
-Less Allowances Withdrawn (n:1) [MTons] | 0 | 0 | 0 | 0 | 0
Total [MTons] | 0 | 0 | 0 | 0 | 0
TBtu Consumed | 0 | 0 | 0 | 0 | 0
Rate - [lb/MMBtu] | 0 | 0 | 0 | 0 | 0
TWh Generated | 0 | 0 | 0 | 0 | 0
TWh Generated Qualifying | 0 | 0 | 0 | 0 | 0
Rate - [lb/MWh] | 0 | 0 | 0 | 0 | 0
Constraint Shadow Price [US$/Ton] | 0 | 0 | 0 | 0 | 0
Constraint Name: IL Fac. Spec. - NOX Rate Summer v3.1 (ATD) Constraint #: 247
Constraint Type: Rate Limit [lb/MMBtu]
Run Year, Seasons Included: 2012 SUMMER
Run Year, Seasons Included: 2015 SUMMER
Run Year, Seasons Included: 2020 SUMMER
Run Year, Seasons Included: 2025 SUMMER
Run Year, Seasons Included: 2032 SUMMER
Time Base: Seasonal/Annual | 2012-2013 | 2014-2017 | 2018-2022 | 2023-2027 | 2028-2035
Standard - [lb/MMBtu] | 0.25 | 0.25 | 0.25 | 0.25 | 0.25
-Emissions at Affected Plants [MTons] | 0 | 0 | 0 | 0 | 0
-Less Allowances Purchased [MTons] NOX | 0 | 0 | 0 | 0 | 0
-Plus Allowances Sold [MTons] NOX | 0 | 0 | 0 | 0 | 0
-Plus Allowances Banked [MTons] | 0 | 0 | 0 | 0 | 0
-Less Allowances Withdrawn (1:1) [MTons] | 0 | 0 | 0 | 0 | 0
-Less Allowances Withdrawn (n:1) [MTons] | 0 | 0 | 0 | 0 | 0
Total [MTons] | 0 | 0 | 0 | 0 | 0
TBtu Consumed | 0 | 0 | 0 | 0 | 0
Rate - [lb/MMBtu] | 0 | 0 | 0 | 0 | 0
TWh Generated | 0 | 0 | 0 | 0 | 0
TWh Generated Qualifying | 0 | 0 | 0 | 0 | 0
Rate - [lb/MWh] | 0 | 0 | 0 | 0 | 0
Constraint Shadow Price [US$/Ton] | 0 | 0 | 0 | 0 | 0
Constraint Name: IL Fac. Spec. - NOX Rate Summer v3.1 (ATE) Constraint #: 248
Constraint Type: Rate Limit [lb/MMBtu]
Run Year, Seasons Included: 2012 SUMMER
Run Year, Seasons Included: 2015 SUMMER
Run Year, Seasons Included: 2020 SUMMER
Run Year, Seasons Included: 2025 SUMMER
Run Year, Seasons Included: 2032 SUMMER
Time Base: Seasonal/Annual | 2012-2013 | 2014-2017 | 2018-2022 | 2023-2027 | 2028-2035
Standard - [lb/MMBtu] | 0.25 | 0.25 | 0.25 | 0.25 | 0.25
-Emissions at Affected Plants [MTons] | 0 | 0 | 0 | 0 | 0
-Less Allowances Purchased [MTons] NOX | 0 | 0 | 0 | 0 | 0
-Plus Allowances Sold [MTons] NOX | 0 | 0 | 0 | 0 | 0
-Plus Allowances Banked [MTons] | 0 | 0 | 0 | 0 | 0
-Less Allowances Withdrawn (1:1) [MTons] | 0 | 0 | 0 | 0 | 0
-Less Allowances Withdrawn (n:1) [MTons] | 0 | 0 | 0 | 0 | 0
Total [MTons] | 0 | 0 | 0 | 0 | 0
TBtu Consumed | 0 | 0 | 0 | 0 | 0
Rate - [lb/MMBtu] | 0 | 0 | 0 | 0 | 0
TWh Generated | 0 | 0 | 0 | 0 | 0
TWh Generated Qualifying | 0 | 0 | 0 | 0 | 0
Rate - [lb/MWh] | 0 | 0 | 0 | 0 | 0
Constraint Shadow Price [US$/Ton] | 0 | 0 | 0 | 0 | 0
Constraint Name: IL Fac. Spec. - NOX Rate Summer v3.1 (ATF) Constraint #: 249
Constraint Type: Rate Limit [lb/MMBtu]
Run Year, Seasons Included: 2012 SUMMER
Run Year, Seasons Included: 2015 SUMMER
Run Year, Seasons Included: 2020 SUMMER
Run Year, Seasons Included: 2025 SUMMER
Run Year, Seasons Included: 2032 SUMMER
Time Base: Seasonal/Annual | 2012-2013 | 2014-2017 | 2018-2022 | 2023-2027 | 2028-2035
Standard - [lb/MMBtu] | 0.25 | 0.25 | 0.25 | 0.25 | 0.25
-Emissions at Affected Plants [MTons] | 0 | 0 | 0.003655 | 0.003655 | 0.003655
-Less Allowances Purchased [MTons] NOX | 0 | 0 | 0 | 0 | 0
-Plus Allowances Sold [MTons] NOX | 0 | 0 | 0 | 0 | 0
-Plus Allowances Banked [MTons] | 0 | 0 | 0 | 0 | 0
-Less Allowances Withdrawn (1:1) [MTons] | 0 | 0 | 0 | 0 | 0
-Less Allowances Withdrawn (n:1) [MTons] | 0 | 0 | 0 | 0 | 0
Total [MTons] | 0 | 0 | 0.003655 | 0.003655 | 0.003655
TBtu Consumed | 0 | 0 | 0.07238 | 0.07238 | 0.07238
Rate - [lb/MMBtu] | 0 | 0 | 0.101 | 0.101 | 0.101
TWh Generated | 0 | 0 | 0.007311 | 0.007311 | 0.007311
TWh Generated Qualifying | 0 | 0 | 0.007311 | 0.007311 | 0.007311
Rate - [lb/MWh] | 0 | 0 | 0 | 0 | 0
Constraint Shadow Price [US$/Ton] | 0 | 0 | 0 | 0 | 0
Constraint Name: IL Fac. Spec. - NOX Rate Summer v3.1 (ATG) Constraint #: 250
Constraint Type: Rate Limit [lb/MMBtu]
Run Year, Seasons Included: 2012 SUMMER
Run Year, Seasons Included: 2015 SUMMER
Run Year, Seasons Included: 2020 SUMMER
Run Year, Seasons Included: 2025 SUMMER
Run Year, Seasons Included: 2032 SUMMER
Time Base: Seasonal/Annual | 2012-2013 | 2014-2017 | 2018-2022 | 2023-2027 | 2028-2035
Standard - [lb/MMBtu] | 0.25 | 0.25 | 0.25 | 0.25 | 0.25
-Emissions at Affected Plants [MTons] | 0 | 0 | 0.003293 | 0.003293 | 0.003293
-Less Allowances Purchased [MTons] NOX | 0 | 0 | 0 | 0 | 0
-Plus Allowances Sold [MTons] NOX | 0 | 0 | 0 | 0 | 0
-Plus Allowances Banked [MTons] | 0 | 0 | 0 | 0 | 0
-Less Allowances Withdrawn (1:1) [MTons] | 0 | 0 | 0 | 0 | 0
-Less Allowances Withdrawn (n:1) [MTons] | 0 | 0 | 0 | 0 | 0
Total [MTons] | 0 | 0 | 0.003293 | 0.003293 | 0.003293
TBtu Consumed | 0 | 0 | 0.07238 | 0.07238 | 0.07238
Rate - [lb/MMBtu] | 0 | 0 | 0.091 | 0.091 | 0.091
TWh Generated | 0 | 0 | 0.007311 | 0.007311 | 0.007311
TWh Generated Qualifying | 0 | 0 | 0.007311 | 0.007311 | 0.007311
Rate - [lb/MWh] | 0 | 0 | 0 | 0 | 0
Constraint Shadow Price [US$/Ton] | 0 | 0 | 0 | 0 | 0
Constraint Name: IL Fac. Spec. - NOX Rate Summer v3.1 (ATH) Constraint #: 251
Constraint Type: Rate Limit [lb/MMBtu]
Run Year, Seasons Included: 2012 SUMMER
Run Year, Seasons Included: 2015 SUMMER
Run Year, Seasons Included: 2020 SUMMER
Run Year, Seasons Included: 2025 SUMMER
Run Year, Seasons Included: 2032 SUMMER
Time Base: Seasonal/Annual | 2012-2013 | 2014-2017 | 2018-2022 | 2023-2027 | 2028-2035
Standard - [lb/MMBtu] | 0.25 | 0.25 | 0.25 | 0.25 | 0.25
-Emissions at Affected Plants [MTons] | 0 | 0 | 0 | 0 | 0
-Less Allowances Purchased [MTons] NOX | 0 | 0 | 0 | 0 | 0
-Plus Allowances Sold [MTons] NOX | 0 | 0 | 0 | 0 | 0
-Plus Allowances Banked [MTons] | 0 | 0 | 0 | 0 | 0
-Less Allowances Withdrawn (1:1) [MTons] | 0 | 0 | 0 | 0 | 0
-Less Allowances Withdrawn (n:1) [MTons] | 0 | 0 | 0 | 0 | 0
Total [MTons] | 0 | 0 | 0 | 0 | 0
TBtu Consumed | 0 | 0 | 0 | 0 | 0
Rate - [lb/MMBtu] | 0 | 0 | 0 | 0 | 0
TWh Generated | 0 | 0 | 0 | 0 | 0
TWh Generated Qualifying | 0 | 0 | 0 | 0 | 0
Rate - [lb/MWh] | 0 | 0 | 0 | 0 | 0
Constraint Shadow Price [US$/Ton] | 0 | 0 | 0 | 0 | 0
Constraint Name: IL Fac. Spec. - NOX Rate Summer v3.1 (ATI) Constraint #: 252
Constraint Type: Rate Limit [lb/MMBtu]
Run Year, Seasons Included: 2012 SUMMER
Run Year, Seasons Included: 2015 SUMMER
Run Year, Seasons Included: 2020 SUMMER
Run Year, Seasons Included: 2025 SUMMER
Run Year, Seasons Included: 2032 SUMMER
Time Base: Seasonal/Annual | 2012-2013 | 2014-2017 | 2018-2022 | 2023-2027 | 2028-2035
Standard - [lb/MMBtu] | 0.25 | 0.25 | 0.25 | 0.25 | 0.25
-Emissions at Affected Plants [MTons] | 0 | 0 | 0 | 0 | 0
-Less Allowances Purchased [MTons] NOX | 0 | 0 | 0 | 0 | 0
-Plus Allowances Sold [MTons] NOX | 0 | 0 | 0 | 0 | 0
-Plus Allowances Banked [MTons] | 0 | 0 | 0 | 0 | 0
-Less Allowances Withdrawn (1:1) [MTons] | 0 | 0 | 0 | 0 | 0
-Less Allowances Withdrawn (n:1) [MTons] | 0 | 0 | 0 | 0 | 0
Total [MTons] | 0 | 0 | 0 | 0 | 0
TBtu Consumed | 0 | 0 | 0 | 0 | 0
Rate - [lb/MMBtu] | 0 | 0 | 0 | 0 | 0
TWh Generated | 0 | 0 | 0 | 0 | 0
TWh Generated Qualifying | 0 | 0 | 0 | 0 | 0
Rate - [lb/MWh] | 0 | 0 | 0 | 0 | 0
Constraint Shadow Price [US$/Ton] | 0 | 0 | 0 | 0 | 0
Constraint Name: IL Fac. Spec. - NOX Rate Summer v3.1 (ATJ) Constraint #: 253
Constraint Type: Rate Limit [lb/MMBtu]
Run Year, Seasons Included: 2012 SUMMER
Run Year, Seasons Included: 2015 SUMMER
Run Year, Seasons Included: 2020 SUMMER
Run Year, Seasons Included: 2025 SUMMER
Run Year, Seasons Included: 2032 SUMMER
Time Base: Seasonal/Annual | 2012-2013 | 2014-2017 | 2018-2022 | 2023-2027 | 2028-2035
Standard - [lb/MMBtu] | 0.25 | 0.25 | 0.25 | 0.25 | 0.25
-Emissions at Affected Plants [MTons] | 0 | 0 | 0 | 0 | 0
-Less Allowances Purchased [MTons] NOX | 0 | 0 | 0 | 0 | 0
-Plus Allowances Sold [MTons] NOX | 0 | 0 | 0 | 0 | 0
-Plus Allowances Banked [MTons] | 0 | 0 | 0 | 0 | 0
-Less Allowances Withdrawn (1:1) [MTons] | 0 | 0 | 0 | 0 | 0
-Less Allowances Withdrawn (n:1) [MTons] | 0 | 0 | 0 | 0 | 0
Total [MTons] | 0 | 0 | 0 | 0 | 0
TBtu Consumed | 0 | 0 | 0 | 0 | 0
Rate - [lb/MMBtu] | 0 | 0 | 0 | 0 | 0
TWh Generated | 0 | 0 | 0 | 0 | 0
TWh Generated Qualifying | 0 | 0 | 0 | 0 | 0
Rate - [lb/MWh] | 0 | 0 | 0 | 0 | 0
Constraint Shadow Price [US$/Ton] | 0 | 0 | 0 | 0 | 0
Constraint Name: IL Fac. Spec. - NOX Rate Summer v3.1 (ATK) Constraint #: 254
Constraint Type: Rate Limit [lb/MMBtu]
Run Year, Seasons Included: 2012 SUMMER
Run Year, Seasons Included: 2015 SUMMER
Run Year, Seasons Included: 2020 SUMMER
Run Year, Seasons Included: 2025 SUMMER
Run Year, Seasons Included: 2032 SUMMER
Time Base: Seasonal/Annual | 2012-2013 | 2014-2017 | 2018-2022 | 2023-2027 | 2028-2035
Standard - [lb/MMBtu] | 0.25 | 0.25 | 0.25 | 0.25 | 0.25
-Emissions at Affected Plants [MTons] | 0 | 0 | 0 | 0 | 0
-Less Allowances Purchased [MTons] NOX | 0 | 0 | 0 | 0 | 0
-Plus Allowances Sold [MTons] NOX | 0 | 0 | 0 | 0 | 0
-Plus Allowances Banked [MTons] | 0 | 0 | 0 | 0 | 0
-Less Allowances Withdrawn (1:1) [MTons] | 0 | 0 | 0 | 0 | 0
-Less Allowances Withdrawn (n:1) [MTons] | 0 | 0 | 0 | 0 | 0
Total [MTons] | 0 | 0 | 0 | 0 | 0
TBtu Consumed | 0 | 0 | 0 | 0 | 0
Rate - [lb/MMBtu] | 0 | 0 | 0 | 0 | 0
TWh Generated | 0 | 0 | 0 | 0 | 0
TWh Generated Qualifying | 0 | 0 | 0 | 0 | 0
Rate - [lb/MWh] | 0 | 0 | 0 | 0 | 0
Constraint Shadow Price [US$/Ton] | 0 | 0 | 0 | 0 | 0
Constraint Name: IL Fac. Spec. - NOX Rate Summer v3.1 (ATL) Constraint #: 255
Constraint Type: Rate Limit [lb/MMBtu]
Run Year, Seasons Included: 2012 SUMMER
Run Year, Seasons Included: 2015 SUMMER
Run Year, Seasons Included: 2020 SUMMER
Run Year, Seasons Included: 2025 SUMMER
Run Year, Seasons Included: 2032 SUMMER
Time Base: Seasonal/Annual | 2012-2013 | 2014-2017 | 2018-2022 | 2023-2027 | 2028-2035
Standard - [lb/MMBtu] | 0.25 | 0.25 | 0.25 | 0.25 | 0.25
-Emissions at Affected Plants [MTons] | 0 | 0 | 0 | 0 | 0
-Less Allowances Purchased [MTons] NOX | 0 | 0 | 0 | 0 | 0
-Plus Allowances Sold [MTons] NOX | 0 | 0 | 0 | 0 | 0
-Plus Allowances Banked [MTons] | 0 | 0 | 0 | 0 | 0
-Less Allowances Withdrawn (1:1) [MTons] | 0 | 0 | 0 | 0 | 0
-Less Allowances Withdrawn (n:1) [MTons] | 0 | 0 | 0 | 0 | 0
Total [MTons] | 0 | 0 | 0 | 0 | 0
TBtu Consumed | 0 | 0 | 0 | 0 | 0
Rate - [lb/MMBtu] | 0 | 0 | 0 | 0 | 0
TWh Generated | 0 | 0 | 0 | 0 | 0
TWh Generated Qualifying | 0 | 0 | 0 | 0 | 0
Rate - [lb/MWh] | 0 | 0 | 0 | 0 | 0
Constraint Shadow Price [US$/Ton] | 0 | 0 | 0 | 0 | 0
Constraint Name: IL Fac. Spec. - NOX Rate Summer v3.1 (ATM) Constraint #: 256
Constraint Type: Rate Limit [lb/MMBtu]
Run Year, Seasons Included: 2012 SUMMER
Run Year, Seasons Included: 2015 SUMMER
Run Year, Seasons Included: 2020 SUMMER
Run Year, Seasons Included: 2025 SUMMER
Run Year, Seasons Included: 2032 SUMMER
Time Base: Seasonal/Annual | 2012-2013 | 2014-2017 | 2018-2022 | 2023-2027 | 2028-2035
Standard - [lb/MMBtu] | 0.25 | 0.25 | 0.25 | 0.25 | 0.25
-Emissions at Affected Plants [MTons] | 0 | 0 | 0 | 0 | 0
-Less Allowances Purchased [MTons] NOX | 0 | 0 | 0 | 0 | 0
-Plus Allowances Sold [MTons] NOX | 0 | 0 | 0 | 0 | 0
-Plus Allowances Banked [MTons] | 0 | 0 | 0 | 0 | 0
-Less Allowances Withdrawn (1:1) [MTons] | 0 | 0 | 0 | 0 | 0
-Less Allowances Withdrawn (n:1) [MTons] | 0 | 0 | 0 | 0 | 0
Total [MTons] | 0 | 0 | 0 | 0 | 0
TBtu Consumed | 0 | 0 | 0 | 0 | 0
Rate - [lb/MMBtu] | 0 | 0 | 0 | 0 | 0
TWh Generated | 0 | 0 | 0 | 0 | 0
TWh Generated Qualifying | 0 | 0 | 0 | 0 | 0
Rate - [lb/MWh] | 0 | 0 | 0 | 0 | 0
Constraint Shadow Price [US$/Ton] | 0 | 0 | 0 | 0 | 0
Constraint Name: IL Fac. Spec. - NOX Rate Summer v3.1 (ATN) Constraint #: 257
Constraint Type: Rate Limit [lb/MMBtu]
Run Year, Seasons Included: 2012 SUMMER
Run Year, Seasons Included: 2015 SUMMER
Run Year, Seasons Included: 2020 SUMMER
Run Year, Seasons Included: 2025 SUMMER
Run Year, Seasons Included: 2032 SUMMER
Time Base: Seasonal/Annual | 2012-2013 | 2014-2017 | 2018-2022 | 2023-2027 | 2028-2035
Standard - [lb/MMBtu] | 0.25 | 0.25 | 0.25 | 0.25 | 0.25
-Emissions at Affected Plants [MTons] | 0 | 0 | 0 | 0 | 0
-Less Allowances Purchased [MTons] NOX | 0 | 0 | 0 | 0 | 0
-Plus Allowances Sold [MTons] NOX | 0 | 0 | 0 | 0 | 0
-Plus Allowances Banked [MTons] | 0 | 0 | 0 | 0 | 0
-Less Allowances Withdrawn (1:1) [MTons] | 0 | 0 | 0 | 0 | 0
-Less Allowances Withdrawn (n:1) [MTons] | 0 | 0 | 0 | 0 | 0
Total [MTons] | 0 | 0 | 0 | 0 | 0
TBtu Consumed | 0 | 0 | 0 | 0 | 0
Rate - [lb/MMBtu] | 0 | 0 | 0 | 0 | 0
TWh Generated | 0 | 0 | 0 | 0 | 0
TWh Generated Qualifying | 0 | 0 | 0 | 0 | 0
Rate - [lb/MWh] | 0 | 0 | 0 | 0 | 0
Constraint Shadow Price [US$/Ton] | 0 | 0 | 0 | 0 | 0
Constraint Name: IL Fac. Spec. - NOX Rate Summer v3.1 (ATO) Constraint #: 258
Constraint Type: Rate Limit [lb/MMBtu]
Run Year, Seasons Included: 2012 SUMMER
Run Year, Seasons Included: 2015 SUMMER
Run Year, Seasons Included: 2020 SUMMER
Run Year, Seasons Included: 2025 SUMMER
Run Year, Seasons Included: 2032 SUMMER
Time Base: Seasonal/Annual | 2012-2013 | 2014-2017 | 2018-2022 | 2023-2027 | 2028-2035
Standard - [lb/MMBtu] | 0.25 | 0.25 | 0.25 | 0.25 | 0.25
-Emissions at Affected Plants [MTons] | 0 | 0 | 0 | 0 | 0
-Less Allowances Purchased [MTons] NOX | 0 | 0 | 0 | 0 | 0
-Plus Allowances Sold [MTons] NOX | 0 | 0 | 0 | 0 | 0
-Plus Allowances Banked [MTons] | 0 | 0 | 0 | 0 | 0
-Less Allowances Withdrawn (1:1) [MTons] | 0 | 0 | 0 | 0 | 0
-Less Allowances Withdrawn (n:1) [MTons] | 0 | 0 | 0 | 0 | 0
Total [MTons] | 0 | 0 | 0 | 0 | 0
TBtu Consumed | 0 | 0 | 0 | 0 | 0
Rate - [lb/MMBtu] | 0 | 0 | 0 | 0 | 0
TWh Generated | 0 | 0 | 0 | 0 | 0
TWh Generated Qualifying | 0 | 0 | 0 | 0 | 0
Rate - [lb/MWh] | 0 | 0 | 0 | 0 | 0
Constraint Shadow Price [US$/Ton] | 0 | 0 | 0 | 0 | 0
Constraint Name: IL Fac. Spec. - NOX Rate Summer v3.1 (ATP) Constraint #: 259
Constraint Type: Rate Limit [lb/MMBtu]
Run Year, Seasons Included: 2012 SUMMER
Run Year, Seasons Included: 2015 SUMMER
Run Year, Seasons Included: 2020 SUMMER
Run Year, Seasons Included: 2025 SUMMER
Run Year, Seasons Included: 2032 SUMMER
Time Base: Seasonal/Annual | 2012-2013 | 2014-2017 | 2018-2022 | 2023-2027 | 2028-2035
Standard - [lb/MMBtu] | 0.25 | 0.25 | 0.25 | 0.25 | 0.25
-Emissions at Affected Plants [MTons] | 0 | 0 | 0 | 0 | 0
-Less Allowances Purchased [MTons] NOX | 0 | 0 | 0 | 0 | 0
-Plus Allowances Sold [MTons] NOX | 0 | 0 | 0 | 0 | 0
-Plus Allowances Banked [MTons] | 0 | 0 | 0 | 0 | 0
-Less Allowances Withdrawn (1:1) [MTons] | 0 | 0 | 0 | 0 | 0
-Less Allowances Withdrawn (n:1) [MTons] | 0 | 0 | 0 | 0 | 0
Total [MTons] | 0 | 0 | 0 | 0 | 0
TBtu Consumed | 0 | 0 | 0 | 0 | 0
Rate - [lb/MMBtu] | 0 | 0 | 0 | 0 | 0
TWh Generated | 0 | 0 | 0 | 0 | 0
TWh Generated Qualifying | 0 | 0 | 0 | 0 | 0
Rate - [lb/MWh] | 0 | 0 | 0 | 0 | 0
Constraint Shadow Price [US$/Ton] | 0 | 0 | 0 | 0 | 0
Constraint Name: IL Fac. Spec. - NOX Rate Summer v3.1 (ATQ) Constraint #: 260
Constraint Type: Rate Limit [lb/MMBtu]
Run Year, Seasons Included: 2012 SUMMER
Run Year, Seasons Included: 2015 SUMMER
Run Year, Seasons Included: 2020 SUMMER
Run Year, Seasons Included: 2025 SUMMER
Run Year, Seasons Included: 2032 SUMMER
Time Base: Seasonal/Annual | 2012-2013 | 2014-2017 | 2018-2022 | 2023-2027 | 2028-2035
Standard - [lb/MMBtu] | 0.25 | 0.25 | 0.25 | 0.25 | 0.25
-Emissions at Affected Plants [MTons] | 0 | 0 | 0 | 0 | 0
-Less Allowances Purchased [MTons] NOX | 0 | 0 | 0 | 0 | 0
-Plus Allowances Sold [MTons] NOX | 0 | 0 | 0 | 0 | 0
-Plus Allowances Banked [MTons] | 0 | 0 | 0 | 0 | 0
-Less Allowances Withdrawn (1:1) [MTons] | 0 | 0 | 0 | 0 | 0
-Less Allowances Withdrawn (n:1) [MTons] | 0 | 0 | 0 | 0 | 0
Total [MTons] | 0 | 0 | 0 | 0 | 0
TBtu Consumed | 0 | 0 | 0 | 0 | 0
Rate - [lb/MMBtu] | 0 | 0 | 0 | 0 | 0
TWh Generated | 0 | 0 | 0 | 0 | 0
TWh Generated Qualifying | 0 | 0 | 0 | 0 | 0
Rate - [lb/MWh] | 0 | 0 | 0 | 0 | 0
Constraint Shadow Price [US$/Ton] | 0 | 0 | 0 | 0 | 0
Constraint Name: IL Fac. Spec. - NOX Rate Summer v3.1 (ATS) Constraint #: 261
Constraint Type: Rate Limit [lb/MMBtu]
Run Year, Seasons Included: 2012 SUMMER
Run Year, Seasons Included: 2015 SUMMER
Run Year, Seasons Included: 2020 SUMMER
Run Year, Seasons Included: 2025 SUMMER
Run Year, Seasons Included: 2032 SUMMER
Time Base: Seasonal/Annual | 2012-2013 | 2014-2017 | 2018-2022 | 2023-2027 | 2028-2035
Standard - [lb/MMBtu] | 0.25 | 0.25 | 0.25 | 0.25 | 0.25
-Emissions at Affected Plants [MTons] | 0 | 0 | 0 | 0 | 0
-Less Allowances Purchased [MTons] NOX | 0 | 0 | 0 | 0 | 0
-Plus Allowances Sold [MTons] NOX | 0 | 0 | 0 | 0 | 0
-Plus Allowances Banked [MTons] | 0 | 0 | 0 | 0 | 0
-Less Allowances Withdrawn (1:1) [MTons] | 0 | 0 | 0 | 0 | 0
-Less Allowances Withdrawn (n:1) [MTons] | 0 | 0 | 0 | 0 | 0
Total [MTons] | 0 | 0 | 0 | 0 | 0
TBtu Consumed | 0 | 0 | 0 | 0 | 0
Rate - [lb/MMBtu] | 0 | 0 | 0 | 0 | 0
TWh Generated | 0 | 0 | 0 | 0 | 0
TWh Generated Qualifying | 0 | 0 | 0 | 0 | 0
Rate - [lb/MWh] | 0 | 0 | 0 | 0 | 0
Constraint Shadow Price [US$/Ton] | 0 | 0 | 0 | 0 | 0
Constraint Name: IL Fac. Spec. - NOX Rate Summer v3.1 (ATT) Constraint #: 262
Constraint Type: Rate Limit [lb/MMBtu]
Run Year, Seasons Included: 2012 SUMMER
Run Year, Seasons Included: 2015 SUMMER
Run Year, Seasons Included: 2020 SUMMER
Run Year, Seasons Included: 2025 SUMMER
Run Year, Seasons Included: 2032 SUMMER
Time Base: Seasonal/Annual | 2012-2013 | 2014-2017 | 2018-2022 | 2023-2027 | 2028-2035
Standard - [lb/MMBtu] | 0.25 | 0.25 | 0.25 | 0.25 | 0.25
-Emissions at Affected Plants [MTons] | 0 | 0 | 0 | 0.004219 | 0
-Less Allowances Purchased [MTons] NOX | 0 | 0 | 0 | 0 | 0
-Plus Allowances Sold [MTons] NOX | 0 | 0 | 0 | 0 | 0
-Plus Allowances Banked [MTons] | 0 | 0 | 0 | 0 | 0
-Less Allowances Withdrawn (1:1) [MTons] | 0 | 0 | 0 | 0 | 0
-Less Allowances Withdrawn (n:1) [MTons] | 0 | 0 | 0 | 0 | 0
Total [MTons] | 0 | 0 | 0 | 0.004219 | 0
TBtu Consumed | 0 | 0 | 0 | 0.0861 | 0
Rate - [lb/MMBtu] | 0 | 0 | 0 | 0.098 | 0
TWh Generated | 0 | 0 | 0 | 0.007311 | 0
TWh Generated Qualifying | 0 | 0 | 0 | 0.007311 | 0
Rate - [lb/MWh] | 0 | 0 | 0 | 0 | 0
Constraint Shadow Price [US$/Ton] | 0 | 0 | 0 | 0 | 0
Constraint Name: IL Fac. Spec. - NOX Rate Summer v3.1 (ATU) Constraint #: 263
Constraint Type: Rate Limit [lb/MMBtu]
Run Year, Seasons Included: 2012 SUMMER
Run Year, Seasons Included: 2015 SUMMER
Run Year, Seasons Included: 2020 SUMMER
Run Year, Seasons Included: 2025 SUMMER
Run Year, Seasons Included: 2032 SUMMER
Time Base: Seasonal/Annual | 2012-2013 | 2014-2017 | 2018-2022 | 2023-2027 | 2028-2035
Standard - [lb/MMBtu] | 0.25 | 0.25 | 0.25 | 0.25 | 0.25
-Emissions at Affected Plants [MTons] | 0 | 0 | 0 | 0.004054 | 0
-Less Allowances Purchased [MTons] NOX | 0 | 0 | 0 | 0 | 0
-Plus Allowances Sold [MTons] NOX | 0 | 0 | 0 | 0 | 0
-Plus Allowances Banked [MTons] | 0 | 0 | 0 | 0 | 0
-Less Allowances Withdrawn (1:1) [MTons] | 0 | 0 | 0 | 0 | 0
-Less Allowances Withdrawn (n:1) [MTons] | 0 | 0 | 0 | 0 | 0
Total [MTons] | 0 | 0 | 0 | 0.004054 | 0
TBtu Consumed | 0 | 0 | 0 | 0.08627 | 0
Rate - [lb/MMBtu] | 0 | 0 | 0 | 0.094 | 0
TWh Generated | 0 | 0 | 0 | 0.007311 | 0
TWh Generated Qualifying | 0 | 0 | 0 | 0.007311 | 0
Rate - [lb/MWh] | 0 | 0 | 0 | 0 | 0
Constraint Shadow Price [US$/Ton] | 0 | 0 | 0 | 0 | 0
Constraint Name: IL Fac. Spec. - NOX Rate Summer v3.1 (ATV) Constraint #: 264
Constraint Type: Rate Limit [lb/MMBtu]
Run Year, Seasons Included: 2012 SUMMER
Run Year, Seasons Included: 2015 SUMMER
Run Year, Seasons Included: 2020 SUMMER
Run Year, Seasons Included: 2025 SUMMER
Run Year, Seasons Included: 2032 SUMMER
Time Base: Seasonal/Annual | 2012-2013 | 2014-2017 | 2018-2022 | 2023-2027 | 2028-2035
Standard - [lb/MMBtu] | 0.25 | 0.25 | 0.25 | 0.25 | 0.25
-Emissions at Affected Plants [MTons] | 0 | 0 | 0 | 0.004512 | 0.004512
-Less Allowances Purchased [MTons] NOX | 0 | 0 | 0 | 0 | 0
-Plus Allowances Sold [MTons] NOX | 0 | 0 | 0 | 0 | 0
-Plus Allowances Banked [MTons] | 0 | 0 | 0 | 0 | 0
-Less Allowances Withdrawn (1:1) [MTons] | 0 | 0 | 0 | 0 | 0
-Less Allowances Withdrawn (n:1) [MTons] | 0 | 0 | 0 | 0 | 0
Total [MTons] | 0 | 0 | 0 | 0.004512 | 0.004512
TBtu Consumed | 0 | 0 | 0 | 0.08204 | 0.08204
Rate - [lb/MMBtu] | 0 | 0 | 0 | 0.11 | 0.11
TWh Generated | 0 | 0 | 0 | 0.007311 | 0.007311
TWh Generated Qualifying | 0 | 0 | 0 | 0.007311 | 0.007311
Rate - [lb/MWh] | 0 | 0 | 0 | 0 | 0
Constraint Shadow Price [US$/Ton] | 0 | 0 | 0 | 0 | 0
Constraint Name: IL Fac. Spec. - NOX Rate Summer v3.1 (ATW) Constraint #: 265
Constraint Type: Rate Limit [lb/MMBtu]
Run Year, Seasons Included: 2012 SUMMER
Run Year, Seasons Included: 2015 SUMMER
Run Year, Seasons Included: 2020 SUMMER
Run Year, Seasons Included: 2025 SUMMER
Run Year, Seasons Included: 2032 SUMMER
Time Base: Seasonal/Annual | 2012-2013 | 2014-2017 | 2018-2022 | 2023-2027 | 2028-2035
Standard - [lb/MMBtu] | 0.25 | 0.25 | 0.25 | 0.25 | 0.25
-Emissions at Affected Plants [MTons] | 0 | 0 | 0 | 0 | 0
-Less Allowances Purchased [MTons] NOX | 0 | 0 | 0 | 0 | 0
-Plus Allowances Sold [MTons] NOX | 0 | 0 | 0 | 0 | 0
-Plus Allowances Banked [MTons] | 0 | 0 | 0 | 0 | 0
-Less Allowances Withdrawn (1:1) [MTons] | 0 | 0 | 0 | 0 | 0
-Less Allowances Withdrawn (n:1) [MTons] | 0 | 0 | 0 | 0 | 0
Total [MTons] | 0 | 0 | 0 | 0 | 0
TBtu Consumed | 0 | 0 | 0 | 0 | 0
Rate - [lb/MMBtu] | 0 | 0 | 0 | 0 | 0
TWh Generated | 0 | 0 | 0 | 0 | 0
TWh Generated Qualifying | 0 | 0 | 0 | 0 | 0
Rate - [lb/MWh] | 0 | 0 | 0 | 0 | 0
Constraint Shadow Price [US$/Ton] | 0 | 0 | 0 | 0 | 0
Constraint Name: IL Fac. Spec. - NOX Rate Summer v3.1 (ATX) Constraint #: 266
Constraint Type: Rate Limit [lb/MMBtu]
Run Year, Seasons Included: 2012 SUMMER
Run Year, Seasons Included: 2015 SUMMER
Run Year, Seasons Included: 2020 SUMMER
Run Year, Seasons Included: 2025 SUMMER
Run Year, Seasons Included: 2032 SUMMER
Time Base: Seasonal/Annual | 2012-2013 | 2014-2017 | 2018-2022 | 2023-2027 | 2028-2035
Standard - [lb/MMBtu] | 0.25 | 0.25 | 0.25 | 0.25 | 0.25
-Emissions at Affected Plants [MTons] | 0 | 0 | 0 | 0 | 0
-Less Allowances Purchased [MTons] NOX | 0 | 0 | 0 | 0 | 0
-Plus Allowances Sold [MTons] NOX | 0 | 0 | 0 | 0 | 0
-Plus Allowances Banked [MTons] | 0 | 0 | 0 | 0 | 0
-Less Allowances Withdrawn (1:1) [MTons] | 0 | 0 | 0 | 0 | 0
-Less Allowances Withdrawn (n:1) [MTons] | 0 | 0 | 0 | 0 | 0
Total [MTons] | 0 | 0 | 0 | 0 | 0
TBtu Consumed | 0 | 0 | 0 | 0 | 0
Rate - [lb/MMBtu] | 0 | 0 | 0 | 0 | 0
TWh Generated | 0 | 0 | 0 | 0 | 0
TWh Generated Qualifying | 0 | 0 | 0 | 0 | 0
Rate - [lb/MWh] | 0 | 0 | 0 | 0 | 0
Constraint Shadow Price [US$/Ton] | 0 | 0 | 0 | 0 | 0
Constraint Name: IL Fac. Spec. - NOX Rate Summer v3.1 (ATY) Constraint #: 267
Constraint Type: Rate Limit [lb/MMBtu]
Run Year, Seasons Included: 2012 SUMMER
Run Year, Seasons Included: 2015 SUMMER
Run Year, Seasons Included: 2020 SUMMER
Run Year, Seasons Included: 2025 SUMMER
Run Year, Seasons Included: 2032 SUMMER
Time Base: Seasonal/Annual | 2012-2013 | 2014-2017 | 2018-2022 | 2023-2027 | 2028-2035
Standard - [lb/MMBtu] | 0.25 | 0.25 | 0.25 | 0.25 | 0.25
-Emissions at Affected Plants [MTons] | 0 | 0 | 0 | 0 | 0
-Less Allowances Purchased [MTons] NOX | 0 | 0 | 0 | 0 | 0
-Plus Allowances Sold [MTons] NOX | 0 | 0 | 0 | 0 | 0
-Plus Allowances Banked [MTons] | 0 | 0 | 0 | 0 | 0
-Less Allowances Withdrawn (1:1) [MTons] | 0 | 0 | 0 | 0 | 0
-Less Allowances Withdrawn (n:1) [MTons] | 0 | 0 | 0 | 0 | 0
Total [MTons] | 0 | 0 | 0 | 0 | 0
TBtu Consumed | 0 | 0 | 0 | 0 | 0
Rate - [lb/MMBtu] | 0 | 0 | 0 | 0 | 0
TWh Generated | 0 | 0 | 0 | 0 | 0
TWh Generated Qualifying | 0 | 0 | 0 | 0 | 0
Rate - [lb/MWh] | 0 | 0 | 0 | 0 | 0
Constraint Shadow Price [US$/Ton] | 0 | 0 | 0 | 0 | 0
Constraint Name: IL Fac. Spec. - NOX Rate Summer v3.1 (ATZ) Constraint #: 268
Constraint Type: Rate Limit [lb/MMBtu]
Run Year, Seasons Included: 2012 SUMMER
Run Year, Seasons Included: 2015 SUMMER
Run Year, Seasons Included: 2020 SUMMER
Run Year, Seasons Included: 2025 SUMMER
Run Year, Seasons Included: 2032 SUMMER
Time Base: Seasonal/Annual | 2012-2013 | 2014-2017 | 2018-2022 | 2023-2027 | 2028-2035
Standard - [lb/MMBtu] | 0.25 | 0.25 | 0.25 | 0.25 | 0.25
-Emissions at Affected Plants [MTons] | 0 | 0 | 0 | 0 | 0
-Less Allowances Purchased [MTons] NOX | 0 | 0 | 0 | 0 | 0
-Plus Allowances Sold [MTons] NOX | 0 | 0 | 0 | 0 | 0
-Plus Allowances Banked [MTons] | 0 | 0 | 0 | 0 | 0
-Less Allowances Withdrawn (1:1) [MTons] | 0 | 0 | 0 | 0 | 0
-Less Allowances Withdrawn (n:1) [MTons] | 0 | 0 | 0 | 0 | 0
Total [MTons] | 0 | 0 | 0 | 0 | 0
TBtu Consumed | 0 | 0 | 0 | 0 | 0
Rate - [lb/MMBtu] | 0 | 0 | 0 | 0 | 0
TWh Generated | 0 | 0 | 0 | 0 | 0
TWh Generated Qualifying | 0 | 0 | 0 | 0 | 0
Rate - [lb/MWh] | 0 | 0 | 0 | 0 | 0
Constraint Shadow Price [US$/Ton] | 0 | 0 | 0 | 0 | 0
Constraint Name: IL Fac. Spec. - NOX Rate Summer v3.1 (AUA) Constraint #: 269
Constraint Type: Rate Limit [lb/MMBtu]
Run Year, Seasons Included: 2012 SUMMER
Run Year, Seasons Included: 2015 SUMMER
Run Year, Seasons Included: 2020 SUMMER
Run Year, Seasons Included: 2025 SUMMER
Run Year, Seasons Included: 2032 SUMMER
Time Base: Seasonal/Annual | 2012-2013 | 2014-2017 | 2018-2022 | 2023-2027 | 2028-2035
Standard - [lb/MMBtu] | 0.25 | 0.25 | 0.25 | 0.25 | 0.25
-Emissions at Affected Plants [MTons] | 0 | 0 | 0 | 0 | 0
-Less Allowances Purchased [MTons] NOX | 0 | 0 | 0 | 0 | 0
-Plus Allowances Sold [MTons] NOX | 0 | 0 | 0 | 0 | 0
-Plus Allowances Banked [MTons] | 0 | 0 | 0 | 0 | 0
-Less Allowances Withdrawn (1:1) [MTons] | 0 | 0 | 0 | 0 | 0
-Less Allowances Withdrawn (n:1) [MTons] | 0 | 0 | 0 | 0 | 0
Total [MTons] | 0 | 0 | 0 | 0 | 0
TBtu Consumed | 0 | 0 | 0 | 0 | 0
Rate - [lb/MMBtu] | 0 | 0 | 0 | 0 | 0
TWh Generated | 0 | 0 | 0 | 0 | 0
TWh Generated Qualifying | 0 | 0 | 0 | 0 | 0
Rate - [lb/MWh] | 0 | 0 | 0 | 0 | 0
Constraint Shadow Price [US$/Ton] | 0 | 0 | 0 | 0 | 0
Constraint Name: IL Fac. Spec. - NOX Rate Summer v3.1 (AUB) Constraint #: 270
Constraint Type: Rate Limit [lb/MMBtu]
Run Year, Seasons Included: 2012 SUMMER
Run Year, Seasons Included: 2015 SUMMER
Run Year, Seasons Included: 2020 SUMMER
Run Year, Seasons Included: 2025 SUMMER
Run Year, Seasons Included: 2032 SUMMER
Time Base: Seasonal/Annual | 2012-2013 | 2014-2017 | 2018-2022 | 2023-2027 | 2028-2035
Standard - [lb/MMBtu] | 0.25 | 0.25 | 0.25 | 0.25 | 0.25
-Emissions at Affected Plants [MTons] | 0 | 0 | 0 | 0 | 0
-Less Allowances Purchased [MTons] NOX | 0 | 0 | 0 | 0 | 0
-Plus Allowances Sold [MTons] NOX | 0 | 0 | 0 | 0 | 0
-Plus Allowances Banked [MTons] | 0 | 0 | 0 | 0 | 0
-Less Allowances Withdrawn (1:1) [MTons] | 0 | 0 | 0 | 0 | 0
-Less Allowances Withdrawn (n:1) [MTons] | 0 | 0 | 0 | 0 | 0
Total [MTons] | 0 | 0 | 0 | 0 | 0
TBtu Consumed | 0 | 0 | 0 | 0 | 0
Rate - [lb/MMBtu] | 0 | 0 | 0 | 0 | 0
TWh Generated | 0 | 0 | 0 | 0 | 0
TWh Generated Qualifying | 0 | 0 | 0 | 0 | 0
Rate - [lb/MWh] | 0 | 0 | 0 | 0 | 0
Constraint Shadow Price [US$/Ton] | 0 | 0 | 0 | 0 | 0
Constraint Name: IL Fac. Spec. - NOX Rate Summer v3.1 (AUP) Constraint #: 271
Constraint Type: Rate Limit [lb/MMBtu]
Run Year, Seasons Included: 2012 SUMMER
Run Year, Seasons Included: 2015 SUMMER
Run Year, Seasons Included: 2020 SUMMER
Run Year, Seasons Included: 2025 SUMMER
Run Year, Seasons Included: 2032 SUMMER
Time Base: Seasonal/Annual | 2012-2013 | 2014-2017 | 2018-2022 | 2023-2027 | 2028-2035
Standard - [lb/MMBtu] | 0.25 | 0.25 | 0.25 | 0.25 | 0.25
-Emissions at Affected Plants [MTons] | 0 | 0 | 0 | 0 | 0
-Less Allowances Purchased [MTons] NOX | 0 | 0 | 0 | 0 | 0
-Plus Allowances Sold [MTons] NOX | 0 | 0 | 0 | 0 | 0
-Plus Allowances Banked [MTons] | 0 | 0 | 0 | 0 | 0
-Less Allowances Withdrawn (1:1) [MTons] | 0 | 0 | 0 | 0 | 0
-Less Allowances Withdrawn (n:1) [MTons] | 0 | 0 | 0 | 0 | 0
Total [MTons] | 0 | 0 | 0 | 0 | 0
TBtu Consumed | 0 | 0 | 0 | 0 | 0
Rate - [lb/MMBtu] | 0 | 0 | 0 | 0 | 0
TWh Generated | 0 | 0 | 0 | 0 | 0
TWh Generated Qualifying | 0 | 0 | 0 | 0 | 0
Rate - [lb/MWh] | 0 | 0 | 0 | 0 | 0
Constraint Shadow Price [US$/Ton] | 0 | 0 | 0 | 0 | 0
Constraint Name: IL Fac. Spec. - NOX Rate Summer v3.1 (AUT) Constraint #: 272
Constraint Type: Rate Limit [lb/MMBtu]
Run Year, Seasons Included: 2012 SUMMER
Run Year, Seasons Included: 2015 SUMMER
Run Year, Seasons Included: 2020 SUMMER
Run Year, Seasons Included: 2025 SUMMER
Run Year, Seasons Included: 2032 SUMMER
Time Base: Seasonal/Annual | 2012-2013 | 2014-2017 | 2018-2022 | 2023-2027 | 2028-2035
Standard - [lb/MMBtu] | 0.25 | 0.25 | 0.25 | 0.25 | 0.25
-Emissions at Affected Plants [MTons] | 0 | 0 | 0.005809 | 0.005809 | 0.005809
-Less Allowances Purchased [MTons] NOX | 0 | 0 | 0 | 0 | 0
-Plus Allowances Sold [MTons] NOX | 0 | 0 | 0 | 0 | 0
-Plus Allowances Banked [MTons] | 0 | 0 | 0 | 0 | 0
-Less Allowances Withdrawn (1:1) [MTons] | 0 | 0 | 0 | 0 | 0
-Less Allowances Withdrawn (n:1) [MTons] | 0 | 0 | 0 | 0 | 0
Total [MTons] | 0 | 0 | 0.005809 | 0.005809 | 0.005809
TBtu Consumed | 0 | 0 | 0.2075 | 0.2075 | 0.2075
Rate - [lb/MMBtu] | 0 | 0 | 0.056 | 0.056 | 0.056
TWh Generated | 0 | 0 | 0.01957 | 0.01957 | 0.01957
TWh Generated Qualifying | 0 | 0 | 0.01957 | 0.01957 | 0.01957
Rate - [lb/MWh] | 0 | 0 | 0 | 0 | 0
Constraint Shadow Price [US$/Ton] | 0 | 0 | 0 | 0 | 0
Constraint Name: IL Fac. Spec. - NOX Rate Summer v3.1 (AUU) Constraint #: 273
Constraint Type: Rate Limit [lb/MMBtu]
Run Year, Seasons Included: 2012 SUMMER
Run Year, Seasons Included: 2015 SUMMER
Run Year, Seasons Included: 2020 SUMMER
Run Year, Seasons Included: 2025 SUMMER
Run Year, Seasons Included: 2032 SUMMER
Time Base: Seasonal/Annual | 2012-2013 | 2014-2017 | 2018-2022 | 2023-2027 | 2028-2035
Standard - [lb/MMBtu] | 0.25 | 0.25 | 0.25 | 0.25 | 0.25
-Emissions at Affected Plants [MTons] | 0 | 0 | 0 | 0.006865 | 0
-Less Allowances Purchased [MTons] NOX | 0 | 0 | 0 | 0 | 0
-Plus Allowances Sold [MTons] NOX | 0 | 0 | 0 | 0 | 0
-Plus Allowances Banked [MTons] | 0 | 0 | 0 | 0 | 0
-Less Allowances Withdrawn (1:1) [MTons] | 0 | 0 | 0 | 0 | 0
-Less Allowances Withdrawn (n:1) [MTons] | 0 | 0 | 0 | 0 | 0
Total [MTons] | 0 | 0 | 0 | 0.006865 | 0
TBtu Consumed | 0 | 0 | 0 | 0.2251 | 0
Rate - [lb/MMBtu] | 0 | 0 | 0 | 0.061 | 0
TWh Generated | 0 | 0 | 0 | 0.01957 | 0
TWh Generated Qualifying | 0 | 0 | 0 | 0.01957 | 0
Rate - [lb/MWh] | 0 | 0 | 0 | 0 | 0
Constraint Shadow Price [US$/Ton] | 0 | 0 | 0 | 0 | 0
Constraint Name: IL Fac. Spec. - NOX Rate Summer v3.1 (AUV) Constraint #: 274
Constraint Type: Rate Limit [lb/MMBtu]
Run Year, Seasons Included: 2012 SUMMER
Run Year, Seasons Included: 2015 SUMMER
Run Year, Seasons Included: 2020 SUMMER
Run Year, Seasons Included: 2025 SUMMER
Run Year, Seasons Included: 2032 SUMMER
Time Base: Seasonal/Annual | 2012-2013 | 2014-2017 | 2018-2022 | 2023-2027 | 2028-2035
Standard - [lb/MMBtu] | 0.25 | 0.25 | 0.25 | 0.25 | 0.25
-Emissions at Affected Plants [MTons] | 0 | 0 | 0 | 0 | 0
-Less Allowances Purchased [MTons] NOX | 0 | 0 | 0 | 0 | 0
-Plus Allowances Sold [MTons] NOX | 0 | 0 | 0 | 0 | 0
-Plus Allowances Banked [MTons] | 0 | 0 | 0 | 0 | 0
-Less Allowances Withdrawn (1:1) [MTons] | 0 | 0 | 0 | 0 | 0
-Less Allowances Withdrawn (n:1) [MTons] | 0 | 0 | 0 | 0 | 0
Total [MTons] | 0 | 0 | 0 | 0 | 0
TBtu Consumed | 0 | 0 | 0 | 0 | 0
Rate - [lb/MMBtu] | 0 | 0 | 0 | 0 | 0
TWh Generated | 0 | 0 | 0 | 0 | 0
TWh Generated Qualifying | 0 | 0 | 0 | 0 | 0
Rate - [lb/MWh] | 0 | 0 | 0 | 0 | 0
Constraint Shadow Price [US$/Ton] | 0 | 0 | 0 | 0 | 0
Constraint Name: IL Fac. Spec. - NOX Rate Summer v3.1 (AUW) Constraint #: 275
Constraint Type: Rate Limit [lb/MMBtu]
Run Year, Seasons Included: 2012 SUMMER
Run Year, Seasons Included: 2015 SUMMER
Run Year, Seasons Included: 2020 SUMMER
Run Year, Seasons Included: 2025 SUMMER
Run Year, Seasons Included: 2032 SUMMER
Time Base: Seasonal/Annual | 2012-2013 | 2014-2017 | 2018-2022 | 2023-2027 | 2028-2035
Standard - [lb/MMBtu] | 0.25 | 0.25 | 0.25 | 0.25 | 0.25
-Emissions at Affected Plants [MTons] | 0 | 0 | 0 | 0 | 0
-Less Allowances Purchased [MTons] NOX | 0 | 0 | 0 | 0 | 0
-Plus Allowances Sold [MTons] NOX | 0 | 0 | 0 | 0 | 0
-Plus Allowances Banked [MTons] | 0 | 0 | 0 | 0 | 0
-Less Allowances Withdrawn (1:1) [MTons] | 0 | 0 | 0 | 0 | 0
-Less Allowances Withdrawn (n:1) [MTons] | 0 | 0 | 0 | 0 | 0
Total [MTons] | 0 | 0 | 0 | 0 | 0
TBtu Consumed | 0 | 0 | 0 | 0 | 0
Rate - [lb/MMBtu] | 0 | 0 | 0 | 0 | 0
TWh Generated | 0 | 0 | 0 | 0 | 0
TWh Generated Qualifying | 0 | 0 | 0 | 0 | 0
Rate - [lb/MWh] | 0 | 0 | 0 | 0 | 0
Constraint Shadow Price [US$/Ton] | 0 | 0 | 0 | 0 | 0
Constraint Name: IL Fac. Spec. - NOX Rate Summer v3.1 (AVQ) Constraint #: 276
Constraint Type: Rate Limit [lb/MMBtu]
Run Year, Seasons Included: 2012 SUMMER
Run Year, Seasons Included: 2015 SUMMER
Run Year, Seasons Included: 2020 SUMMER
Run Year, Seasons Included: 2025 SUMMER
Run Year, Seasons Included: 2032 SUMMER
Time Base: Seasonal/Annual | 2012-2013 | 2014-2017 | 2018-2022 | 2023-2027 | 2028-2035
Standard - [lb/MMBtu] | 0.25 | 0.25 | 0.25 | 0.25 | 0.25
-Emissions at Affected Plants [MTons] | 0 | 0 | 0 | 0 | 0
-Less Allowances Purchased [MTons] NOX | 0 | 0 | 0 | 0 | 0
-Plus Allowances Sold [MTons] NOX | 0 | 0 | 0 | 0 | 0
-Plus Allowances Banked [MTons] | 0 | 0 | 0 | 0 | 0
-Less Allowances Withdrawn (1:1) [MTons] | 0 | 0 | 0 | 0 | 0
-Less Allowances Withdrawn (n:1) [MTons] | 0 | 0 | 0 | 0 | 0
Total [MTons] | 0 | 0 | 0 | 0 | 0
TBtu Consumed | 0 | 0 | 0 | 0 | 0
Rate - [lb/MMBtu] | 0 | 0 | 0 | 0 | 0
TWh Generated | 0 | 0 | 0 | 0 | 0
TWh Generated Qualifying | 0 | 0 | 0 | 0 | 0
Rate - [lb/MWh] | 0 | 0 | 0 | 0 | 0
Constraint Shadow Price [US$/Ton] | 0 | 0 | 0 | 0 | 0
Constraint Name: IL Fac. Spec. - NOX Rate Summer v3.1 (AVR) Constraint #: 277
Constraint Type: Rate Limit [lb/MMBtu]
Run Year, Seasons Included: 2012 SUMMER
Run Year, Seasons Included: 2015 SUMMER
Run Year, Seasons Included: 2020 SUMMER
Run Year, Seasons Included: 2025 SUMMER
Run Year, Seasons Included: 2032 SUMMER
Time Base: Seasonal/Annual | 2012-2013 | 2014-2017 | 2018-2022 | 2023-2027 | 2028-2035
Standard - [lb/MMBtu] | 0.25 | 0.25 | 0.25 | 0.25 | 0.25
-Emissions at Affected Plants [MTons] | 0 | 0 | 0 | 0 | 0
-Less Allowances Purchased [MTons] NOX | 0 | 0 | 0 | 0 | 0
-Plus Allowances Sold [MTons] NOX | 0 | 0 | 0 | 0 | 0
-Plus Allowances Banked [MTons] | 0 | 0 | 0 | 0 | 0
-Less Allowances Withdrawn (1:1) [MTons] | 0 | 0 | 0 | 0 | 0
-Less Allowances Withdrawn (n:1) [MTons] | 0 | 0 | 0 | 0 | 0
Total [MTons] | 0 | 0 | 0 | 0 | 0
TBtu Consumed | 0 | 0 | 0 | 0 | 0
Rate - [lb/MMBtu] | 0 | 0 | 0 | 0 | 0
TWh Generated | 0 | 0 | 0 | 0 | 0
TWh Generated Qualifying | 0 | 0 | 0 | 0 | 0
Rate - [lb/MWh] | 0 | 0 | 0 | 0 | 0
Constraint Shadow Price [US$/Ton] | 0 | 0 | 0 | 0 | 0
Constraint Name: IL Fac. Spec. - NOX Rate Summer v3.1 (BPU) Constraint #: 278
Constraint Type: Rate Limit [lb/MMBtu]
Run Year, Seasons Included: 2012 SUMMER
Run Year, Seasons Included: 2015 SUMMER
Run Year, Seasons Included: 2020 SUMMER
Run Year, Seasons Included: 2025 SUMMER
Run Year, Seasons Included: 2032 SUMMER
Time Base: Seasonal/Annual | 2012-2013 | 2014-2017 | 2018-2022 | 2023-2027 | 2028-2035
Standard - [lb/MMBtu] | 0.25 | 0.25 | 0.25 | 0.25 | 0.25
-Emissions at Affected Plants [MTons] | 0.002062 | 0.006196 | 0.006196 | 0.006196 | 0.006196
-Less Allowances Purchased [MTons] NOX | 0 | 0 | 0 | 0 | 0
-Plus Allowances Sold [MTons] NOX | 0 | 0 | 0 | 0 | 0
-Plus Allowances Banked [MTons] | 0 | 0 | 0 | 0 | 0
-Less Allowances Withdrawn (1:1) [MTons] | 0 | 0 | 0 | 0 | 0
-Less Allowances Withdrawn (n:1) [MTons] | 0 | 0 | 0 | 0 | 0
Total [MTons] | 0.002062 | 0.006196 | 0.006196 | 0.006196 | 0.006196
TBtu Consumed | 0.1874 | 0.5633 | 0.5633 | 0.5633 | 0.5633
Rate - [lb/MMBtu] | 0.022 | 0.022 | 0.022 | 0.022 | 0.022
TWh Generated | 0.02577 | 0.07744 | 0.07744 | 0.07744 | 0.07744
TWh Generated Qualifying | 0.02577 | 0.07744 | 0.07744 | 0.07744 | 0.07744
Rate - [lb/MWh] | 0 | 0 | 0 | 0 | 0
Constraint Shadow Price [US$/Ton] | 0 | 0 | 0 | 0 | 0
Constraint Name: IL Fac. Spec. - NOX Rate Summer v3.1 (BPV) Constraint #: 279
Constraint Type: Rate Limit [lb/MMBtu]
Run Year, Seasons Included: 2012 SUMMER
Run Year, Seasons Included: 2015 SUMMER
Run Year, Seasons Included: 2020 SUMMER
Run Year, Seasons Included: 2025 SUMMER
Run Year, Seasons Included: 2032 SUMMER
Time Base: Seasonal/Annual | 2012-2013 | 2014-2017 | 2018-2022 | 2023-2027 | 2028-2035
Standard - [lb/MMBtu] | 0.25 | 0.25 | 0.25 | 0.25 | 0.25
-Emissions at Affected Plants [MTons] | 0.002062 | 0.006196 | 0.006196 | 0.006196 | 0.006196
-Less Allowances Purchased [MTons] NOX | 0 | 0 | 0 | 0 | 0
-Plus Allowances Sold [MTons] NOX | 0 | 0 | 0 | 0 | 0
-Plus Allowances Banked [MTons] | 0 | 0 | 0 | 0 | 0
-Less Allowances Withdrawn (1:1) [MTons] | 0 | 0 | 0 | 0 | 0
-Less Allowances Withdrawn (n:1) [MTons] | 0 | 0 | 0 | 0 | 0
Total [MTons] | 0.002062 | 0.006196 | 0.006196 | 0.006196 | 0.006196
TBtu Consumed | 0.1874 | 0.5633 | 0.5633 | 0.5633 | 0.5633
Rate - [lb/MMBtu] | 0.022 | 0.022 | 0.022 | 0.022 | 0.022
TWh Generated | 0.02577 | 0.07744 | 0.07744 | 0.07744 | 0.07744
TWh Generated Qualifying | 0.02577 | 0.07744 | 0.07744 | 0.07744 | 0.07744
Rate - [lb/MWh] | 0 | 0 | 0 | 0 | 0
Constraint Shadow Price [US$/Ton] | 0 | 0 | 0 | 0 | 0
Constraint Name: IL Fac. Spec. - NOX Rate Summer v3.1 (BPW) Constraint #: 280
Constraint Type: Rate Limit [lb/MMBtu]
Run Year, Seasons Included: 2012 SUMMER
Run Year, Seasons Included: 2015 SUMMER
Run Year, Seasons Included: 2020 SUMMER
Run Year, Seasons Included: 2025 SUMMER
Run Year, Seasons Included: 2032 SUMMER
Time Base: Seasonal/Annual | 2012-2013 | 2014-2017 | 2018-2022 | 2023-2027 | 2028-2035
Standard - [lb/MMBtu] | 0.25 | 0.25 | 0.25 | 0.25 | 0.25
-Emissions at Affected Plants [MTons] | 0.002062 | 0.006196 | 0.006196 | 0.006196 | 0.006196
-Less Allowances Purchased [MTons] NOX | 0 | 0 | 0 | 0 | 0
-Plus Allowances Sold [MTons] NOX | 0 | 0 | 0 | 0 | 0
-Plus Allowances Banked [MTons] | 0 | 0 | 0 | 0 | 0
-Less Allowances Withdrawn (1:1) [MTons] | 0 | 0 | 0 | 0 | 0
-Less Allowances Withdrawn (n:1) [MTons] | 0 | 0 | 0 | 0 | 0
Total [MTons] | 0.002062 | 0.006196 | 0.006196 | 0.006196 | 0.006196
TBtu Consumed | 0.1874 | 0.5633 | 0.5633 | 0.5633 | 0.5633
Rate - [lb/MMBtu] | 0.022 | 0.022 | 0.022 | 0.022 | 0.022
TWh Generated | 0.02577 | 0.07744 | 0.07744 | 0.07744 | 0.07744
TWh Generated Qualifying | 0.02577 | 0.07744 | 0.07744 | 0.07744 | 0.07744
Rate - [lb/MWh] | 0 | 0 | 0 | 0 | 0
Constraint Shadow Price [US$/Ton] | 0 | 0 | 0 | 0 | 0
Constraint Name: IL Fac. Spec. - NOX Rate Summer v3.1 (BPX) Constraint #: 281
Constraint Type: Rate Limit [lb/MMBtu]
Run Year, Seasons Included: 2012 SUMMER
Run Year, Seasons Included: 2015 SUMMER
Run Year, Seasons Included: 2020 SUMMER
Run Year, Seasons Included: 2025 SUMMER
Run Year, Seasons Included: 2032 SUMMER
Time Base: Seasonal/Annual | 2012-2013 | 2014-2017 | 2018-2022 | 2023-2027 | 2028-2035
Standard - [lb/MMBtu] | 0.25 | 0.25 | 0.25 | 0.25 | 0.25
-Emissions at Affected Plants [MTons] | 0.002062 | 0.006196 | 0.006196 | 0.006196 | 0.006196
-Less Allowances Purchased [MTons] NOX | 0 | 0 | 0 | 0 | 0
-Plus Allowances Sold [MTons] NOX | 0 | 0 | 0 | 0 | 0
-Plus Allowances Banked [MTons] | 0 | 0 | 0 | 0 | 0
-Less Allowances Withdrawn (1:1) [MTons] | 0 | 0 | 0 | 0 | 0
-Less Allowances Withdrawn (n:1) [MTons] | 0 | 0 | 0 | 0 | 0
Total [MTons] | 0.002062 | 0.006196 | 0.006196 | 0.006196 | 0.006196
TBtu Consumed | 0.1874 | 0.5633 | 0.5633 | 0.5633 | 0.5633
Rate - [lb/MMBtu] | 0.022 | 0.022 | 0.022 | 0.022 | 0.022
TWh Generated | 0.02577 | 0.07744 | 0.07744 | 0.07744 | 0.07744
TWh Generated Qualifying | 0.02577 | 0.07744 | 0.07744 | 0.07744 | 0.07744
Rate - [lb/MWh] | 0 | 0 | 0 | 0 | 0
Constraint Shadow Price [US$/Ton] | 0 | 0 | 0 | 0 | 0
Constraint Name: IL Fac. Spec. - NOX Rate Summer v3.1 (BPY) Constraint #: 282
Constraint Type: Rate Limit [lb/MMBtu]
Run Year, Seasons Included: 2012 SUMMER
Run Year, Seasons Included: 2015 SUMMER
Run Year, Seasons Included: 2020 SUMMER
Run Year, Seasons Included: 2025 SUMMER
Run Year, Seasons Included: 2032 SUMMER
Time Base: Seasonal/Annual | 2012-2013 | 2014-2017 | 2018-2022 | 2023-2027 | 2028-2035
Standard - [lb/MMBtu] | 0.25 | 0.25 | 0.25 | 0.25 | 0.25
-Emissions at Affected Plants [MTons] | 0.001611 | 0.004841 | 0.004841 | 0.004841 | 0.004841
-Less Allowances Purchased [MTons] NOX | 0 | 0 | 0 | 0 | 0
-Plus Allowances Sold [MTons] NOX | 0 | 0 | 0 | 0 | 0
-Plus Allowances Banked [MTons] | 0 | 0 | 0 | 0 | 0
-Less Allowances Withdrawn (1:1) [MTons] | 0 | 0 | 0 | 0 | 0
-Less Allowances Withdrawn (n:1) [MTons] | 0 | 0 | 0 | 0 | 0
Total [MTons] | 0.001611 | 0.004841 | 0.004841 | 0.004841 | 0.004841
TBtu Consumed | 0.1464 | 0.4401 | 0.4401 | 0.4401 | 0.4401
Rate - [lb/MMBtu] | 0.022 | 0.022 | 0.022 | 0.022 | 0.022
TWh Generated | 0.02013 | 0.0605 | 0.0605 | 0.0605 | 0.0605
TWh Generated Qualifying | 0.02013 | 0.0605 | 0.0605 | 0.0605 | 0.0605
Rate - [lb/MWh] | 0 | 0 | 0 | 0 | 0
Constraint Shadow Price [US$/Ton] | 0 | 0 | 0 | 0 | 0
Constraint Name: IL Fac. Spec. - NOX Rate Summer v3.1 (BPZ) Constraint #: 283
Constraint Type: Rate Limit [lb/MMBtu]
Run Year, Seasons Included: 2012 SUMMER
Run Year, Seasons Included: 2015 SUMMER
Run Year, Seasons Included: 2020 SUMMER
Run Year, Seasons Included: 2025 SUMMER
Run Year, Seasons Included: 2032 SUMMER
Time Base: Seasonal/Annual | 2012-2013 | 2014-2017 | 2018-2022 | 2023-2027 | 2028-2035
Standard - [lb/MMBtu] | 0.25 | 0.25 | 0.25 | 0.25 | 0.25
-Emissions at Affected Plants [MTons] | 0.001611 | 0.004841 | 0.004841 | 0.004841 | 0.004841
-Less Allowances Purchased [MTons] NOX | 0 | 0 | 0 | 0 | 0
-Plus Allowances Sold [MTons] NOX | 0 | 0 | 0 | 0 | 0
-Plus Allowances Banked [MTons] | 0 | 0 | 0 | 0 | 0
-Less Allowances Withdrawn (1:1) [MTons] | 0 | 0 | 0 | 0 | 0
-Less Allowances Withdrawn (n:1) [MTons] | 0 | 0 | 0 | 0 | 0
Total [MTons] | 0.001611 | 0.004841 | 0.004841 | 0.004841 | 0.004841
TBtu Consumed | 0.1464 | 0.4401 | 0.4401 | 0.4401 | 0.4401
Rate - [lb/MMBtu] | 0.022 | 0.022 | 0.022 | 0.022 | 0.022
TWh Generated | 0.02013 | 0.0605 | 0.0605 | 0.0605 | 0.0605
TWh Generated Qualifying | 0.02013 | 0.0605 | 0.0605 | 0.0605 | 0.0605
Rate - [lb/MWh] | 0 | 0 | 0 | 0 | 0
Constraint Shadow Price [US$/Ton] | 0 | 0 | 0 | 0 | 0
Constraint Name: IL Fac. Spec. - NOX Rate Summer v3.1 (BQA) Constraint #: 284
Constraint Type: Rate Limit [lb/MMBtu]
Run Year, Seasons Included: 2012 SUMMER
Run Year, Seasons Included: 2015 SUMMER
Run Year, Seasons Included: 2020 SUMMER
Run Year, Seasons Included: 2025 SUMMER
Run Year, Seasons Included: 2032 SUMMER
Time Base: Seasonal/Annual | 2012-2013 | 2014-2017 | 2018-2022 | 2023-2027 | 2028-2035
Standard - [lb/MMBtu] | 0.25 | 0.25 | 0.25 | 0.25 | 0.25
-Emissions at Affected Plants [MTons] | 0.001611 | 0.004841 | 0.004841 | 0.004841 | 0.004841
-Less Allowances Purchased [MTons] NOX | 0 | 0 | 0 | 0 | 0
-Plus Allowances Sold [MTons] NOX | 0 | 0 | 0 | 0 | 0
-Plus Allowances Banked [MTons] | 0 | 0 | 0 | 0 | 0
-Less Allowances Withdrawn (1:1) [MTons] | 0 | 0 | 0 | 0 | 0
-Less Allowances Withdrawn (n:1) [MTons] | 0 | 0 | 0 | 0 | 0
Total [MTons] | 0.001611 | 0.004841 | 0.004841 | 0.004841 | 0.004841
TBtu Consumed | 0.1464 | 0.4401 | 0.4401 | 0.4401 | 0.4401
Rate - [lb/MMBtu] | 0.022 | 0.022 | 0.022 | 0.022 | 0.022
TWh Generated | 0.02013 | 0.0605 | 0.0605 | 0.0605 | 0.0605
TWh Generated Qualifying | 0.02013 | 0.0605 | 0.0605 | 0.0605 | 0.0605
Rate - [lb/MWh] | 0 | 0 | 0 | 0 | 0
Constraint Shadow Price [US$/Ton] | 0 | 0 | 0 | 0 | 0
Constraint Name: IL Fac. Spec. - NOX Rate Summer v3.1 (BQB) Constraint #: 285
Constraint Type: Rate Limit [lb/MMBtu]
Run Year, Seasons Included: 2012 SUMMER
Run Year, Seasons Included: 2015 SUMMER
Run Year, Seasons Included: 2020 SUMMER
Run Year, Seasons Included: 2025 SUMMER
Run Year, Seasons Included: 2032 SUMMER
Time Base: Seasonal/Annual | 2012-2013 | 2014-2017 | 2018-2022 | 2023-2027 | 2028-2035
Standard - [lb/MMBtu] | 0.25 | 0.25 | 0.25 | 0.25 | 0.25
-Emissions at Affected Plants [MTons] | 0.001611 | 0.004841 | 0.004841 | 0.004841 | 0.004841
-Less Allowances Purchased [MTons] NOX | 0 | 0 | 0 | 0 | 0
-Plus Allowances Sold [MTons] NOX | 0 | 0 | 0 | 0 | 0
-Plus Allowances Banked [MTons] | 0 | 0 | 0 | 0 | 0
-Less Allowances Withdrawn (1:1) [MTons] | 0 | 0 | 0 | 0 | 0
-Less Allowances Withdrawn (n:1) [MTons] | 0 | 0 | 0 | 0 | 0
Total [MTons] | 0.001611 | 0.004841 | 0.004841 | 0.004841 | 0.004841
TBtu Consumed | 0.1464 | 0.4401 | 0.4401 | 0.4401 | 0.4401
Rate - [lb/MMBtu] | 0.022 | 0.022 | 0.022 | 0.022 | 0.022
TWh Generated | 0.02013 | 0.0605 | 0.0605 | 0.0605 | 0.0605
TWh Generated Qualifying | 0.02013 | 0.0605 | 0.0605 | 0.0605 | 0.0605
Rate - [lb/MWh] | 0 | 0 | 0 | 0 | 0
Constraint Shadow Price [US$/Ton] | 0 | 0 | 0 | 0 | 0
Constraint Name: IL Fac. Spec. - NOX Rate Summer v3.1 (BQC) Constraint #: 286
Constraint Type: Rate Limit [lb/MMBtu]
Run Year, Seasons Included: 2012 SUMMER
Run Year, Seasons Included: 2015 SUMMER
Run Year, Seasons Included: 2020 SUMMER
Run Year, Seasons Included: 2025 SUMMER
Run Year, Seasons Included: 2032 SUMMER
Time Base: Seasonal/Annual | 2012-2013 | 2014-2017 | 2018-2022 | 2023-2027 | 2028-2035
Standard - [lb/MMBtu] | 0.25 | 0.25 | 0.25 | 0.25 | 0.25
-Emissions at Affected Plants [MTons] | 0.0007523 | 0.0007523 | 0.0007523 | 0.0007523 | 0.0007523
-Less Allowances Purchased [MTons] NOX | 0 | 0 | 0 | 0 | 0
-Plus Allowances Sold [MTons] NOX | 0 | 0 | 0 | 0 | 0
-Plus Allowances Banked [MTons] | 0 | 0 | 0 | 0 | 0
-Less Allowances Withdrawn (1:1) [MTons] | 0 | 0 | 0 | 0 | 0
-Less Allowances Withdrawn (n:1) [MTons] | 0 | 0 | 0 | 0 | 0
Total [MTons] | 0.0007523 | 0.0007523 | 0.0007523 | 0.0007523 | 0.0007523
TBtu Consumed | 0.06269 | 0.06269 | 0.06269 | 0.06269 | 0.06269
Rate - [lb/MMBtu] | 0.024 | 0.024 | 0.024 | 0.024 | 0.024
TWh Generated | 0.00612 | 0.00612 | 0.00612 | 0.00612 | 0.00612
TWh Generated Qualifying | 0.00612 | 0.00612 | 0.00612 | 0.00612 | 0.00612
Rate - [lb/MWh] | 0 | 0 | 0 | 0 | 0
Constraint Shadow Price [US$/Ton] | 0 | 0 | 0 | 0 | 0
Constraint Name: IL Fac. Spec. - NOX Rate Summer v3.1 (BQD) Constraint #: 287
Constraint Type: Rate Limit [lb/MMBtu]
Run Year, Seasons Included: 2012 SUMMER
Run Year, Seasons Included: 2015 SUMMER
Run Year, Seasons Included: 2020 SUMMER
Run Year, Seasons Included: 2025 SUMMER
Run Year, Seasons Included: 2032 SUMMER
Time Base: Seasonal/Annual | 2012-2013 | 2014-2017 | 2018-2022 | 2023-2027 | 2028-2035
Standard - [lb/MMBtu] | 0.25 | 0.25 | 0.25 | 0.25 | 0.25
-Emissions at Affected Plants [MTons] | 0.0007523 | 0.0007523 | 0.0007523 | 0.0007523 | 0.0007523
-Less Allowances Purchased [MTons] NOX | 0 | 0 | 0 | 0 | 0
-Plus Allowances Sold [MTons] NOX | 0 | 0 | 0 | 0 | 0
-Plus Allowances Banked [MTons] | 0 | 0 | 0 | 0 | 0
-Less Allowances Withdrawn (1:1) [MTons] | 0 | 0 | 0 | 0 | 0
-Less Allowances Withdrawn (n:1) [MTons] | 0 | 0 | 0 | 0 | 0
Total [MTons] | 0.0007523 | 0.0007523 | 0.0007523 | 0.0007523 | 0.0007523
TBtu Consumed | 0.06269 | 0.06269 | 0.06269 | 0.06269 | 0.06269
Rate - [lb/MMBtu] | 0.024 | 0.024 | 0.024 | 0.024 | 0.024
TWh Generated | 0.00612 | 0.00612 | 0.00612 | 0.00612 | 0.00612
TWh Generated Qualifying | 0.00612 | 0.00612 | 0.00612 | 0.00612 | 0.00612
Rate - [lb/MWh] | 0 | 0 | 0 | 0 | 0
Constraint Shadow Price [US$/Ton] | 0 | 0 | 0 | 0 | 0
Constraint Name: IL Fac. Spec. - NOX Rate Summer v3.1 (BQE) Constraint #: 288
Constraint Type: Rate Limit [lb/MMBtu]
Run Year, Seasons Included: 2012 SUMMER
Run Year, Seasons Included: 2015 SUMMER
Run Year, Seasons Included: 2020 SUMMER
Run Year, Seasons Included: 2025 SUMMER
Run Year, Seasons Included: 2032 SUMMER
Time Base: Seasonal/Annual | 2012-2013 | 2014-2017 | 2018-2022 | 2023-2027 | 2028-2035
Standard - [lb/MMBtu] | 0.25 | 0.25 | 0.25 | 0.25 | 0.25
-Emissions at Affected Plants [MTons] | 0.0007523 | 0.0007523 | 0.0007523 | 0.0007523 | 0.0007523
-Less Allowances Purchased [MTons] NOX | 0 | 0 | 0 | 0 | 0
-Plus Allowances Sold [MTons] NOX | 0 | 0 | 0 | 0 | 0
-Plus Allowances Banked [MTons] | 0 | 0 | 0 | 0 | 0
-Less Allowances Withdrawn (1:1) [MTons] | 0 | 0 | 0 | 0 | 0
-Less Allowances Withdrawn (n:1) [MTons] | 0 | 0 | 0 | 0 | 0
Total [MTons] | 0.0007523 | 0.0007523 | 0.0007523 | 0.0007523 | 0.0007523
TBtu Consumed | 0.06269 | 0.06269 | 0.06269 | 0.06269 | 0.06269
Rate - [lb/MMBtu] | 0.024 | 0.024 | 0.024 | 0.024 | 0.024
TWh Generated | 0.00612 | 0.00612 | 0.00612 | 0.00612 | 0.00612
TWh Generated Qualifying | 0.00612 | 0.00612 | 0.00612 | 0.00612 | 0.00612
Rate - [lb/MWh] | 0 | 0 | 0 | 0 | 0
Constraint Shadow Price [US$/Ton] | 0 | 0 | 0 | 0 | 0
Constraint Name: IL Fac. Spec. - NOX Rate Summer v3.1 (BQF) Constraint #: 289
Constraint Type: Rate Limit [lb/MMBtu]
Run Year, Seasons Included: 2012 SUMMER
Run Year, Seasons Included: 2015 SUMMER
Run Year, Seasons Included: 2020 SUMMER
Run Year, Seasons Included: 2025 SUMMER
Run Year, Seasons Included: 2032 SUMMER
Time Base: Seasonal/Annual | 2012-2013 | 2014-2017 | 2018-2022 | 2023-2027 | 2028-2035
Standard - [lb/MMBtu] | 0.25 | 0.25 | 0.25 | 0.25 | 0.25
-Emissions at Affected Plants [MTons] | 0.001227 | 0.001227 | 0.001227 | 0.001227 | 0.001227
-Less Allowances Purchased [MTons] NOX | 0 | 0 | 0 | 0 | 0
-Plus Allowances Sold [MTons] NOX | 0 | 0 | 0 | 0 | 0
-Plus Allowances Banked [MTons] | 0 | 0 | 0 | 0 | 0
-Less Allowances Withdrawn (1:1) [MTons] | 0 | 0 | 0 | 0 | 0
-Less Allowances Withdrawn (n:1) [MTons] | 0 | 0 | 0 | 0 | 0
Total [MTons] | 0.001227 | 0.001227 | 0.001227 | 0.001227 | 0.001227
TBtu Consumed | 0.1023 | 0.1023 | 0.1023 | 0.1023 | 0.1023
Rate - [lb/MMBtu] | 0.024 | 0.024 | 0.024 | 0.024 | 0.024
TWh Generated | 0.009984 | 0.009984 | 0.009984 | 0.009984 | 0.009984
TWh Generated Qualifying | 0.009984 | 0.009984 | 0.009984 | 0.009984 | 0.009984
Rate - [lb/MWh] | 0 | 0 | 0 | 0 | 0
Constraint Shadow Price [US$/Ton] | 0 | 0 | 0 | 0 | 0
Constraint Name: IL Fac. Spec. - NOX Rate Summer v3.1 (BUY) Constraint #: 290
Constraint Type: Rate Limit [lb/MMBtu]
Run Year, Seasons Included: 2012 SUMMER
Run Year, Seasons Included: 2015 SUMMER
Run Year, Seasons Included: 2020 SUMMER
Run Year, Seasons Included: 2025 SUMMER
Run Year, Seasons Included: 2032 SUMMER
Time Base: Seasonal/Annual | 2012-2013 | 2014-2017 | 2018-2022 | 2023-2027 | 2028-2035
Standard - [lb/MMBtu] | 0.25 | 0.25 | 0.25 | 0.25 | 0.25
-Emissions at Affected Plants [MTons] | 0.001977 | 0.001977 | 0.005941 | 0.005941 | 0.005941
-Less Allowances Purchased [MTons] NOX | 0 | 0 | 0 | 0 | 0
-Plus Allowances Sold [MTons] NOX | 0 | 0 | 0 | 0 | 0
-Plus Allowances Banked [MTons] | 0 | 0 | 0 | 0 | 0
-Less Allowances Withdrawn (1:1) [MTons] | 0 | 0 | 0 | 0 | 0
-Less Allowances Withdrawn (n:1) [MTons] | 0 | 0 | 0 | 0 | 0
Total [MTons] | 0.001977 | 0.001977 | 0.005941 | 0.005941 | 0.005941
TBtu Consumed | 0.2636 | 0.2636 | 0.7921 | 0.7921 | 0.7921
Rate - [lb/MMBtu] | 0.015 | 0.015 | 0.015 | 0.015 | 0.015
TWh Generated | 0.03623 | 0.03623 | 0.1089 | 0.1089 | 0.1089
TWh Generated Qualifying | 0.03623 | 0.03623 | 0.1089 | 0.1089 | 0.1089
Rate - [lb/MWh] | 0 | 0 | 0 | 0 | 0
Constraint Shadow Price [US$/Ton] | 0 | 0 | 0 | 0 | 0
Constraint Name: IL Fac. Spec. - NOX Rate Summer v3.1 (BUZ) Constraint #: 291
Constraint Type: Rate Limit [lb/MMBtu]
Run Year, Seasons Included: 2012 SUMMER
Run Year, Seasons Included: 2015 SUMMER
Run Year, Seasons Included: 2020 SUMMER
Run Year, Seasons Included: 2025 SUMMER
Run Year, Seasons Included: 2032 SUMMER
Time Base: Seasonal/Annual | 2012-2013 | 2014-2017 | 2018-2022 | 2023-2027 | 2028-2035
Standard - [lb/MMBtu] | 0.25 | 0.25 | 0.25 | 0.25 | 0.25
-Emissions at Affected Plants [MTons] | 0.002021 | 0.002021 | 0.006073 | 0.006073 | 0.006073
-Less Allowances Purchased [MTons] NOX | 0 | 0 | 0 | 0 | 0
-Plus Allowances Sold [MTons] NOX | 0 | 0 | 0 | 0 | 0
-Plus Allowances Banked [MTons] | 0 | 0 | 0 | 0 | 0
-Less Allowances Withdrawn (1:1) [MTons] | 0 | 0 | 0 | 0 | 0
-Less Allowances Withdrawn (n:1) [MTons] | 0 | 0 | 0 | 0 | 0
Total [MTons] | 0.002021 | 0.002021 | 0.006073 | 0.006073 | 0.006073
TBtu Consumed | 0.2694 | 0.2694 | 0.8097 | 0.8097 | 0.8097
Rate - [lb/MMBtu] | 0.015 | 0.015 | 0.015 | 0.015 | 0.015
TWh Generated | 0.03704 | 0.03704 | 0.1113 | 0.1113 | 0.1113
TWh Generated Qualifying | 0.03704 | 0.03704 | 0.1113 | 0.1113 | 0.1113
Rate - [lb/MWh] | 0 | 0 | 0 | 0 | 0
Constraint Shadow Price [US$/Ton] | 0 | 0 | 0 | 0 | 0
Constraint Name: IL Fac. Spec. - NOX Rate Summer v3.1 (BVA) Constraint #: 292
Constraint Type: Rate Limit [lb/MMBtu]
Run Year, Seasons Included: 2012 SUMMER
Run Year, Seasons Included: 2015 SUMMER
Run Year, Seasons Included: 2020 SUMMER
Run Year, Seasons Included: 2025 SUMMER
Run Year, Seasons Included: 2032 SUMMER
Time Base: Seasonal/Annual | 2012-2013 | 2014-2017 | 2018-2022 | 2023-2027 | 2028-2035
Standard - [lb/MMBtu] | 0.25 | 0.25 | 0.25 | 0.25 | 0.25
-Emissions at Affected Plants [MTons] | 0.001977 | 0.001977 | 0.005941 | 0.005941 | 0.005941
-Less Allowances Purchased [MTons] NOX | 0 | 0 | 0 | 0 | 0
-Plus Allowances Sold [MTons] NOX | 0 | 0 | 0 | 0 | 0
-Plus Allowances Banked [MTons] | 0 | 0 | 0 | 0 | 0
-Less Allowances Withdrawn (1:1) [MTons] | 0 | 0 | 0 | 0 | 0
-Less Allowances Withdrawn (n:1) [MTons] | 0 | 0 | 0 | 0 | 0
Total [MTons] | 0.001977 | 0.001977 | 0.005941 | 0.005941 | 0.005941
TBtu Consumed | 0.2636 | 0.2636 | 0.7921 | 0.7921 | 0.7921
Rate - [lb/MMBtu] | 0.015 | 0.015 | 0.015 | 0.015 | 0.015
TWh Generated | 0.03623 | 0.03623 | 0.1089 | 0.1089 | 0.1089
TWh Generated Qualifying | 0.03623 | 0.03623 | 0.1089 | 0.1089 | 0.1089
Rate - [lb/MWh] | 0 | 0 | 0 | 0 | 0
Constraint Shadow Price [US$/Ton] | 0 | 0 | 0 | 0 | 0
Constraint Name: IL Fac. Spec. - NOX Rate Summer v3.1 (BVB) Constraint #: 293
Constraint Type: Rate Limit [lb/MMBtu]
Run Year, Seasons Included: 2012 SUMMER
Run Year, Seasons Included: 2015 SUMMER
Run Year, Seasons Included: 2020 SUMMER
Run Year, Seasons Included: 2025 SUMMER
Run Year, Seasons Included: 2032 SUMMER
Time Base: Seasonal/Annual | 2012-2013 | 2014-2017 | 2018-2022 | 2023-2027 | 2028-2035
Standard - [lb/MMBtu] | 0.25 | 0.25 | 0.25 | 0.25 | 0.25
-Emissions at Affected Plants [MTons] | 0.001636 | 0.001636 | 0.004917 | 0.004917 | 0.004917
-Less Allowances Purchased [MTons] NOX | 0 | 0 | 0 | 0 | 0
-Plus Allowances Sold [MTons] NOX | 0 | 0 | 0 | 0 | 0
-Plus Allowances Banked [MTons] | 0 | 0 | 0 | 0 | 0
-Less Allowances Withdrawn (1:1) [MTons] | 0 | 0 | 0 | 0 | 0
-Less Allowances Withdrawn (n:1) [MTons] | 0 | 0 | 0 | 0 | 0
Total [MTons] | 0.001636 | 0.001636 | 0.004917 | 0.004917 | 0.004917
TBtu Consumed | 0.1722 | 0.1722 | 0.5175 | 0.5175 | 0.5175
Rate - [lb/MMBtu] | 0.019 | 0.019 | 0.019 | 0.019 | 0.019
TWh Generated | 0.02367 | 0.02367 | 0.07115 | 0.07115 | 0.07115
TWh Generated Qualifying | 0.02367 | 0.02367 | 0.07115 | 0.07115 | 0.07115
Rate - [lb/MWh] | 0 | 0 | 0 | 0 | 0
Constraint Shadow Price [US$/Ton] | 0 | 0 | 0 | 0 | 0
Constraint Name: IL Fac. Spec. - NOX Rate Summer v3.1 (BVC) Constraint #: 294
Constraint Type: Rate Limit [lb/MMBtu]
Run Year, Seasons Included: 2012 SUMMER
Run Year, Seasons Included: 2015 SUMMER
Run Year, Seasons Included: 2020 SUMMER
Run Year, Seasons Included: 2025 SUMMER
Run Year, Seasons Included: 2032 SUMMER
Time Base: Seasonal/Annual | 2012-2013 | 2014-2017 | 2018-2022 | 2023-2027 | 2028-2035
Standard - [lb/MMBtu] | 0.25 | 0.25 | 0.25 | 0.25 | 0.25
-Emissions at Affected Plants [MTons] | 0.001636 | 0.001636 | 0.004917 | 0.004917 | 0.004917
-Less Allowances Purchased [MTons] NOX | 0 | 0 | 0 | 0 | 0
-Plus Allowances Sold [MTons] NOX | 0 | 0 | 0 | 0 | 0
-Plus Allowances Banked [MTons] | 0 | 0 | 0 | 0 | 0
-Less Allowances Withdrawn (1:1) [MTons] | 0 | 0 | 0 | 0 | 0
-Less Allowances Withdrawn (n:1) [MTons] | 0 | 0 | 0 | 0 | 0
Total [MTons] | 0.001636 | 0.001636 | 0.004917 | 0.004917 | 0.004917
TBtu Consumed | 0.1722 | 0.1722 | 0.5175 | 0.5175 | 0.5175
Rate - [lb/MMBtu] | 0.019 | 0.019 | 0.019 | 0.019 | 0.019
TWh Generated | 0.02367 | 0.02367 | 0.07115 | 0.07115 | 0.07115
TWh Generated Qualifying | 0.02367 | 0.02367 | 0.07115 | 0.07115 | 0.07115
Rate - [lb/MWh] | 0 | 0 | 0 | 0 | 0
Constraint Shadow Price [US$/Ton] | 0 | 0 | 0 | 0 | 0
Constraint Name: IL Fac. Spec. - NOX Rate Summer v3.1 (BVD) Constraint #: 295
Constraint Type: Rate Limit [lb/MMBtu]
Run Year, Seasons Included: 2012 SUMMER
Run Year, Seasons Included: 2015 SUMMER
Run Year, Seasons Included: 2020 SUMMER
Run Year, Seasons Included: 2025 SUMMER
Run Year, Seasons Included: 2032 SUMMER
Time Base: Seasonal/Annual | 2012-2013 | 2014-2017 | 2018-2022 | 2023-2027 | 2028-2035
Standard - [lb/MMBtu] | 0.25 | 0.25 | 0.25 | 0.25 | 0.25
-Emissions at Affected Plants [MTons] | 0.001725 | 0.001725 | 0.005184 | 0.005184 | 0.005184
-Less Allowances Purchased [MTons] NOX | 0 | 0 | 0 | 0 | 0
-Plus Allowances Sold [MTons] NOX | 0 | 0 | 0 | 0 | 0
-Plus Allowances Banked [MTons] | 0 | 0 | 0 | 0 | 0
-Less Allowances Withdrawn (1:1) [MTons] | 0 | 0 | 0 | 0 | 0
-Less Allowances Withdrawn (n:1) [MTons] | 0 | 0 | 0 | 0 | 0
Total [MTons] | 0.001725 | 0.001725 | 0.005184 | 0.005184 | 0.005184
TBtu Consumed | 0.1816 | 0.1816 | 0.5457 | 0.5457 | 0.5457
Rate - [lb/MMBtu] | 0.019 | 0.019 | 0.019 | 0.019 | 0.019
TWh Generated | 0.02496 | 0.02496 | 0.07502 | 0.07502 | 0.07502
TWh Generated Qualifying | 0.02496 | 0.02496 | 0.07502 | 0.07502 | 0.07502
Rate - [lb/MWh] | 0 | 0 | 0 | 0 | 0
Constraint Shadow Price [US$/Ton] | 0 | 0 | 0 | 0 | 0
Constraint Name: IL Fac. Spec. - NOX Rate Summer v3.1 (BVF) Constraint #: 296
Constraint Type: Rate Limit [lb/MMBtu]
Run Year, Seasons Included: 2012 SUMMER
Run Year, Seasons Included: 2015 SUMMER
Run Year, Seasons Included: 2020 SUMMER
Run Year, Seasons Included: 2025 SUMMER
Run Year, Seasons Included: 2032 SUMMER
Time Base: Seasonal/Annual | 2012-2013 | 2014-2017 | 2018-2022 | 2023-2027 | 2028-2035
Standard - [lb/MMBtu] | 0.25 | 0.25 | 0.25 | 0.25 | 0.25
-Emissions at Affected Plants [MTons] | 0 | 0.01013 | 0.01013 | 0.01013 | 0.01013
-Less Allowances Purchased [MTons] NOX | 0 | 0 | 0 | 0 | 0
-Plus Allowances Sold [MTons] NOX | 0 | 0 | 0 | 0 | 0
-Plus Allowances Banked [MTons] | 0 | 0 | 0 | 0 | 0
-Less Allowances Withdrawn (1:1) [MTons] | 0 | 0 | 0 | 0 | 0
-Less Allowances Withdrawn (n:1) [MTons] | 0 | 0 | 0 | 0 | 0
Total [MTons] | 0 | 0.01013 | 0.01013 | 0.01013 | 0.01013
TBtu Consumed | 0 | 0.2411 | 0.2411 | 0.2411 | 0.2411
Rate - [lb/MMBtu] | 0 | 0.084 | 0.084 | 0.084 | 0.084
TWh Generated | 0 | 0.02593 | 0.02593 | 0.02593 | 0.02593
TWh Generated Qualifying | 0 | 0.02593 | 0.02593 | 0.02593 | 0.02593
Rate - [lb/MWh] | 0 | 0 | 0 | 0 | 0
Constraint Shadow Price [US$/Ton] | 0 | 0 | 0 | 0 | 0
Constraint Name: IL Fac. Spec. - NOX Rate Summer v3.1 (BVG) Constraint #: 297
Constraint Type: Rate Limit [lb/MMBtu]
Run Year, Seasons Included: 2012 SUMMER
Run Year, Seasons Included: 2015 SUMMER
Run Year, Seasons Included: 2020 SUMMER
Run Year, Seasons Included: 2025 SUMMER
Run Year, Seasons Included: 2032 SUMMER
Time Base: Seasonal/Annual | 2012-2013 | 2014-2017 | 2018-2022 | 2023-2027 | 2028-2035
Standard - [lb/MMBtu] | 0.25 | 0.25 | 0.25 | 0.25 | 0.25
-Emissions at Affected Plants [MTons] | 0 | 0.01032 | 0.01032 | 0.01032 | 0.01032
-Less Allowances Purchased [MTons] NOX | 0 | 0 | 0 | 0 | 0
-Plus Allowances Sold [MTons] NOX | 0 | 0 | 0 | 0 | 0
-Plus Allowances Banked [MTons] | 0 | 0 | 0 | 0 | 0
-Less Allowances Withdrawn (1:1) [MTons] | 0 | 0 | 0 | 0 | 0
-Less Allowances Withdrawn (n:1) [MTons] | 0 | 0 | 0 | 0 | 0
Total [MTons] | 0 | 0.01032 | 0.01032 | 0.01032 | 0.01032
TBtu Consumed | 0 | 0.2456 | 0.2456 | 0.2456 | 0.2456
Rate - [lb/MMBtu] | 0 | 0.084 | 0.084 | 0.084 | 0.084
TWh Generated | 0 | 0.02641 | 0.02641 | 0.02641 | 0.02641
TWh Generated Qualifying | 0 | 0.02641 | 0.02641 | 0.02641 | 0.02641
Rate - [lb/MWh] | 0 | 0 | 0 | 0 | 0
Constraint Shadow Price [US$/Ton] | 0 | 0 | 0 | 0 | 0
Constraint Name: IL Fac. Spec. - NOX Rate Summer v3.1 (DIX) Constraint #: 298
Constraint Type: Rate Limit [lb/MMBtu]
Run Year, Seasons Included: 2012 SUMMER
Run Year, Seasons Included: 2015 SUMMER
Run Year, Seasons Included: 2020 SUMMER
Run Year, Seasons Included: 2025 SUMMER
Run Year, Seasons Included: 2032 SUMMER
Time Base: Seasonal/Annual | 2012-2013 | 2014-2017 | 2018-2022 | 2023-2027 | 2028-2035
Standard - [lb/MMBtu] | 0.25 | 0.25 | 0.25 | 0.25 | 0.25
-Emissions at Affected Plants [MTons] | 0.1499 | 0.1492 | 0.1708 | 0.1708 | 0.1708
-Less Allowances Purchased [MTons] NOX | 0 | 0 | 0 | 0 | 0
-Plus Allowances Sold [MTons] NOX | 0 | 0 | 0 | 0 | 0
-Plus Allowances Banked [MTons] | 0 | 0 | 0 | 0 | 0
-Less Allowances Withdrawn (1:1) [MTons] | 0 | 0 | 0 | 0 | 0
-Less Allowances Withdrawn (n:1) [MTons] | 0 | 0 | 0 | 0 | 0
Total [MTons] | 0.1499 | 0.1492 | 0.1708 | 0.1708 | 0.1708
TBtu Consumed | 4.996 | 5.021 | 5.748 | 5.748 | 5.748
Rate - [lb/MMBtu] | 0.06 | 0.05942 | 0.05942 | 0.05942 | 0.05942
TWh Generated | 0.5701 | 0.5701 | 0.6527 | 0.6527 | 0.6527
TWh Generated Qualifying | 0.5701 | 0.5701 | 0.6527 | 0.6527 | 0.6527
Rate - [lb/MWh] | 0 | 0 | 0 | 0 | 0
Constraint Shadow Price [US$/Ton] | 0 | 0 | 0 | 0 | 0
Constraint Name: IL Facility Average - NOX Rate Summer v3.1 Constraint #: 299
Constraint Type: Rate Limit [lb/MMBtu]
Run Year, Seasons Included: 2012 SUMMER
Run Year, Seasons Included: 2015 SUMMER
Run Year, Seasons Included: 2020 SUMMER
Run Year, Seasons Included: 2025 SUMMER
Run Year, Seasons Included: 2032 SUMMER
Time Base: Seasonal/Annual | 2012-2013 | 2014-2017 | 2018-2022 | 2023-2027 | 2028-2035
Standard - [lb/MMBtu] | 0.25 | 0.25 | 0.25 | 0.25 | 0.25
-Emissions at Affected Plants [MTons] | 20.84 | 21.86 | 23.38 | 23.58 | 23.4
-Less Allowances Purchased [MTons] NOX | 0 | 0 | 0 | 0 | 0
-Plus Allowances Sold [MTons] NOX | 0 | 0 | 0 | 0 | 0
-Plus Allowances Banked [MTons] | 0 | 0 | 0 | 0 | 0
-Less Allowances Withdrawn (1:1) [MTons] | 0 | 0 | 0 | 0 | 0
-Less Allowances Withdrawn (n:1) [MTons] | 0 | 0 | 0 | 0 | 0
Total [MTons] | 20.84 | 21.86 | 23.38 | 23.58 | 23.4
TBtu Consumed | 424.4 | 450.3 | 478.7 | 481.8 | 479.8
Rate - [lb/MMBtu] | 0.09819 | 0.09711 | 0.09769 | 0.09789 | 0.09754
TWh Generated | 39.67 | 41.79 | 44.32 | 44.57 | 44.41
TWh Generated Qualifying | 39.67 | 41.79 | 44.32 | 44.57 | 44.41
Rate - [lb/MWh] | 0 | 0 | 0 | 0 | 0
Constraint Shadow Price [US$/Ton] | 0 | 0 | 0 | 0 | 0
Constraint Name: IL Midwest Gen MER Rate Annual v3.1 Constraint #: 300
Constraint Type: Required Removal Level
Run Year, Seasons Included: 2012
Run Year, Seasons Included: 2015 WINTER SUMMER
Run Year, Seasons Included: 2020 WINTER SUMMER
Run Year, Seasons Included: 2025 WINTER SUMMER
Run Year, Seasons Included: 2032 WINTER SUMMER
Time Base: Seasonal/Annual | 2012-2013 | 2014-2017 | 2018-2022 | 2023-2027 | 2028-2035
Emission Floor - [lb/MMBtu] | 0 | 0 | 0 | 0 | 0
-Emissions at Affected Plants [Lb] | 0 | 1660 | 1489 | 1568 | 1530
-Less Allowances Purchased [Lb] MER | 0 | 0 | 0 | 0 | 0
-Plus Allowances Sold [Lb] MER | 0 | 0 | 0 | 0 | 0
-Plus Allowances Banked [Lb] | 0 | 0 | 0 | 0 | 0
-Less Allowances Withdrawn (1:1) [Lb] | 0 | 0 | 0 | 0 | 0
-Less Allowances Withdrawn (n:1) [Lb] | 0 | 0 | 0 | 0 | 0
Total [Lb] | 0 | 1660 | 1489 | 1568 | 1530
TBtu Consumed | 0 | 367.4 | 386.7 | 384.8 | 391.2
Rate - [lb/MMBtu] | 0 | 4.519e-06 | 3.852e-06 | 4.074e-06 | 3.911e-06
TWh Generated | 0 | 34.08 | 35.68 | 35.51 | 36.12
TWh Generated Qualifying | 0 | 34.08 | 35.68 | 35.51 | 36.12
Constraint Shadow Price [US$/Lb] | 0 | 0 | 0 | 0 | 0
Constraint Name: IL Midwest Gen NOX rate Summer v3.1 Constraint #: 301
Constraint Type: Rate Limit [lb/MMBtu]
Run Year, Seasons Included: 2012 SUMMER
Run Year, Seasons Included: 2015 SUMMER
Run Year, Seasons Included: 2020 SUMMER
Run Year, Seasons Included: 2025 SUMMER
Run Year, Seasons Included: 2032 SUMMER
Time Base: Seasonal/Annual | 2012-2013 | 2014-2017 | 2018-2022 | 2023-2027 | 2028-2035
Standard - [lb/MMBtu] | 0.11 | 0.11 | 0.11 | 0.11 | 0.11
-Emissions at Affected Plants [MTons] | 8.355 | 8.918 | 9.534 | 9.503 | 9.346
-Less Allowances Purchased [MTons] NOX | 0 | 0 | 0 | 0 | 0
-Plus Allowances Sold [MTons] NOX | 0 | 0 | 0 | 0 | 0
-Plus Allowances Banked [MTons] | 0 | 0 | 0 | 0 | 0
-Less Allowances Withdrawn (1:1) [MTons] | 0 | 0 | 0 | 0 | 0
-Less Allowances Withdrawn (n:1) [MTons] | 0 | 0 | 0 | 0 | 0
Total [MTons] | 8.355 | 8.918 | 9.534 | 9.503 | 9.346
TBtu Consumed | 151.9 | 162.1 | 173.5 | 172.8 | 170.4
Rate - [lb/MMBtu] | 0.11 | 0.11 | 0.1099 | 0.11 | 0.1097
TWh Generated | 14.22 | 15.07 | 16.03 | 15.98 | 15.76
TWh Generated Qualifying | 14.22 | 15.07 | 16.03 | 15.98 | 15.76
Rate - [lb/MWh] | 0 | 0 | 0 | 0 | 0
Constraint Shadow Price [US$/Ton] | 1866 | 1231 | 0 | 1535 | 0
Constraint Name: IL Midwest Gen SO2 Rate Annual v3.1 Constraint #: 302
Constraint Type: Rate Limit [lb/MMBtu]
Run Year, Seasons Included: 2012
Run Year, Seasons Included: 2015 WINTER SUMMER
Run Year, Seasons Included: 2020 WINTER SUMMER
Run Year, Seasons Included: 2025 WINTER SUMMER
Run Year, Seasons Included: 2032 WINTER SUMMER
Time Base: Seasonal/Annual | 2012-2013 | 2014-2017 | 2018-2022 | 2023-2027 | 2028-2035
Standard - [lb/MMBtu] | 0 | 0.28 | 0.11 | 0.11 | 0.11
-Emissions at Affected Plants [MTons] | 0 | 53.4 | 22.09 | 22.03 | 22.53
-Less Allowances Purchased [MTons] SO2 | 0 | 0 | 0 | 0 | 0
-Plus Allowances Sold [MTons] SO2 | 0 | 0 | 0 | 0 | 0
-Plus Allowances Banked [MTons] | 0 | 0 | 0 | 0 | 0
-Less Allowances Withdrawn (1:1) [MTons] | 0 | 0 | 0 | 0 | 0
-Less Allowances Withdrawn (n:1) [MTons] | 0 | 0 | 0 | 0 | 0
Total [MTons] | 0 | 53.4 | 22.09 | 22.03 | 22.53
TBtu Consumed | 0 | 381.4 | 401.7 | 400.6 | 409.6
Rate - [lb/MMBtu] | 0 | 0.28 | 0.11 | 0.11 | 0.11
TWh Generated | 0 | 35.44 | 37.13 | 37.05 | 37.89
TWh Generated Qualifying | 0 | 35.44 | 37.13 | 37.05 | 37.89
Rate - [lb/MWh] | 0 | 0 | 0 | 0 | 0
Constraint Shadow Price [US$/Ton] | 0 | 1941 | 2089 | 1819 | 1577
Constraint Name: IL Midwest Gen Units NOx rate Annual v3.1 Constraint #: 303
Constraint Type: Rate Limit [lb/MMBtu]
Run Year, Seasons Included: 2012 WINTER SUMMER
Run Year, Seasons Included: 2015 WINTER SUMMER
Run Year, Seasons Included: 2020 WINTER SUMMER
Run Year, Seasons Included: 2025 WINTER SUMMER
Run Year, Seasons Included: 2032 WINTER SUMMER
Time Base: Seasonal/Annual | 2012-2013 | 2014-2017 | 2018-2022 | 2023-2027 | 2028-2035
Standard - [lb/MMBtu] | 0.11 | 0.11 | 0.11 | 0.11 | 0.11
-Emissions at Affected Plants [MTons] | 20.11 | 20.98 | 22.09 | 22.03 | 22.33
-Less Allowances Purchased [MTons] NOX | 0 | 0 | 0 | 0 | 0
-Plus Allowances Sold [MTons] NOX | 0 | 0 | 0 | 0 | 0
-Plus Allowances Banked [MTons] | 0 | 0 | 0 | 0 | 0
-Less Allowances Withdrawn (1:1) [MTons] | 0 | 0 | 0 | 0 | 0
-Less Allowances Withdrawn (n:1) [MTons] | 0 | 0 | 0 | 0 | 0
Total [MTons] | 20.11 | 20.98 | 22.09 | 22.03 | 22.33
TBtu Consumed | 365.7 | 381.4 | 401.7 | 400.6 | 409.6
Rate - [lb/MMBtu] | 0.11 | 0.11 | 0.11 | 0.11 | 0.109
TWh Generated | 34.23 | 35.44 | 37.13 | 37.05 | 37.89
TWh Generated Qualifying | 34.23 | 35.44 | 37.13 | 37.05 | 37.89
Rate - [lb/MWh] | 0 | 0 | 0 | 0 | 0
Constraint Shadow Price [US$/Ton] | 2263 | 1900 | 2442 | 1122 | 0
Constraint Name: IL Will County 3 MER Rate Annual v3.1 Constraint #: 304
Constraint Type: Required Removal Level
Run Year, Seasons Included: 2012
Run Year, Seasons Included: 2015
Run Year, Seasons Included: 2020 WINTER SUMMER
Run Year, Seasons Included: 2025 WINTER SUMMER
Run Year, Seasons Included: 2032 WINTER SUMMER
Time Base: Seasonal/Annual | 2012-2013 | 2014-2017 | 2018-2022 | 2023-2027 | 2028-2035
Emission Floor - [lb/MMBtu] | 0 | 0 | 0 | 0 | 0
-Emissions at Affected Plants [Lb] | 0 | 0 | 76.33 | 81.5 | 66.17
-Less Allowances Purchased [Lb] MER | 0 | 0 | 0 | 0 | 0
-Plus Allowances Sold [Lb] MER | 0 | 0 | 0 | 0 | 0
-Plus Allowances Banked [Lb] | 0 | 0 | 0 | 0 | 0
-Less Allowances Withdrawn (1:1) [Lb] | 0 | 0 | 0 | 0 | 0
-Less Allowances Withdrawn (n:1) [Lb] | 0 | 0 | 0 | 0 | 0
Total [Lb] | 0 | 0 | 76.33 | 81.5 | 66.17
TBtu Consumed | 0 | 0 | 14.98 | 15.86 | 18.37
Rate - [lb/MMBtu] | 0 | 0 | 5.097e-06 | 5.137e-06 | 3.603e-06
TWh Generated | 0 | 0 | 1.449 | 1.533 | 1.768
TWh Generated Qualifying | 0 | 0 | 1.449 | 1.533 | 1.768
Constraint Shadow Price [US$/Lb] | 0 | 0 | 0 | 0 | 0
Constraint Name: MA Fac. Spec. - Brayton Point NOx v3.1 Constraint #: 305
Constraint Type: Rate Limit [lb/MWh]
Run Year, Seasons Included: 2012 WINTER SUMMER
Run Year, Seasons Included: 2015 WINTER SUMMER
Run Year, Seasons Included: 2020 WINTER SUMMER
Run Year, Seasons Included: 2025 WINTER SUMMER
Run Year, Seasons Included: 2032 WINTER SUMMER
Time Base: Seasonal/Annual | 2012-2013 | 2014-2017 | 2018-2022 | 2023-2027 | 2028-2035
Standard - [lb/MWh] | 1.5 | 1.5 | 1.5 | 1.5 | 1.5
-Emissions at Affected Plants [MTons] | 3.639 | 3.639 | 3.639 | 3.639 | 3.639
-Less Allowances Purchased [MTons] NOX | 0 | 0 | 0 | 0 | 0
-Plus Allowances Sold [MTons] NOX | 0 | 0 | 0 | 0 | 0
-Plus Allowances Banked [MTons] | 0 | 0 | 0 | 0 | 0
-Less Allowances Withdrawn (1:1) [MTons] | 0 | 0 | 0 | 0 | 0
-Less Allowances Withdrawn (n:1) [MTons] | 0 | 0 | 0 | 0 | 0
Total [MTons] | 3.639 | 3.639 | 3.639 | 3.639 | 3.639
TBtu Consumed | 74.57 | 74.57 | 74.57 | 74.57 | 74.57
Rate - [lb/MMBtu] | 0.09759 | 0.09759 | 0.09759 | 0.09759 | 0.09759
TWh Generated | 8.095 | 8.094 | 8.085 | 8.085 | 8.085
TWh Generated Qualifying | 8.095 | 8.094 | 8.085 | 8.085 | 8.085
Constraint Shadow Price [US$/Ton] | 0 | 0 | 0 | 0 | 0
Constraint Name: MA Fac. Spec. - Brayton Point SO2 Annual v3.1 Constraint #: 306
Constraint Type: Rate Limit [lb/MWh]
Run Year, Seasons Included: 2012 WINTER SUMMER
Run Year, Seasons Included: 2015 WINTER SUMMER
Run Year, Seasons Included: 2020 WINTER SUMMER
Run Year, Seasons Included: 2025 WINTER SUMMER
Run Year, Seasons Included: 2032 WINTER SUMMER
Time Base: Seasonal/Annual | 2012-2013 | 2014-2017 | 2018-2022 | 2023-2027 | 2028-2035
Standard - [lb/MWh] | 3 | 3 | 3 | 3 | 3
-Emissions at Affected Plants [MTons] | 12.14 | 12.14 | 7.237 | 7.245 | 3.912
-Less Allowances Purchased [MTons] SO2 | 0 | 0 | 0 | 0 | 0
-Plus Allowances Sold [MTons] SO2 | 0 | 0 | 0 | 0 | 0
-Plus Allowances Banked [MTons] | 0 | 0 | 0 | 0 | 0
-Less Allowances Withdrawn (1:1) [MTons] | 0 | 0 | 0 | 0 | 0
-Less Allowances Withdrawn (n:1) [MTons] | 0 | 0 | 0 | 0 | 0
Total [MTons] | 12.14 | 12.14 | 7.237 | 7.245 | 3.912
TBtu Consumed | 74.57 | 74.57 | 74.57 | 74.57 | 74.57
Rate - [lb/MMBtu] | 0.3257 | 0.3256 | 0.1941 | 0.1943 | 0.1049
TWh Generated | 8.095 | 8.094 | 8.085 | 8.085 | 8.085
TWh Generated Qualifying | 8.095 | 8.094 | 8.085 | 8.085 | 8.085
Constraint Shadow Price [US$/Ton] | 1.063 | 32.07 | 0 | 0 | 0
Constraint Name: MA Fac. Spec. - Canal NOx v3.1 Constraint #: 307
Constraint Type: Rate Limit [lb/MWh]
Run Year, Seasons Included: 2012 WINTER SUMMER
Run Year, Seasons Included: 2015 WINTER SUMMER
Run Year, Seasons Included: 2020 WINTER SUMMER
Run Year, Seasons Included: 2025 WINTER SUMMER
Run Year, Seasons Included: 2032 WINTER SUMMER
Time Base: Seasonal/Annual | 2012-2013 | 2014-2017 | 2018-2022 | 2023-2027 | 2028-2035
Standard - [lb/MWh] | 1.5 | 1.5 | 1.5 | 1.5 | 1.5
-Emissions at Affected Plants [MTons] | 0 | 0 | 0 | 0 | 0
-Less Allowances Purchased [MTons] NOX | 0 | 0 | 0 | 0 | 0
-Plus Allowances Sold [MTons] NOX | 0 | 0 | 0 | 0 | 0
-Plus Allowances Banked [MTons] | 0 | 0 | 0 | 0 | 0
-Less Allowances Withdrawn (1:1) [MTons] | 0 | 0 | 0 | 0 | 0
-Less Allowances Withdrawn (n:1) [MTons] | 0 | 0 | 0 | 0 | 0
Total [MTons] | 0 | 0 | 0 | 0 | 0
TBtu Consumed | 0 | 0 | 0 | 0 | 0
Rate - [lb/MMBtu] | 0 | 0 | 0 | 0 | 0
TWh Generated | 0 | 0 | 0 | 0 | 0
TWh Generated Qualifying | 0 | 0 | 0 | 0 | 0
Constraint Shadow Price [US$/Ton] | 2767 | 221.9 | 0 | 3407 | 966.8
Constraint Name: MA Fac. Spec. - Canal SO2 Annual v3.1 Constraint #: 308
Constraint Type: Rate Limit [lb/MWh]
Run Year, Seasons Included: 2012 WINTER SUMMER
Run Year, Seasons Included: 2015 WINTER SUMMER
Run Year, Seasons Included: 2020 WINTER SUMMER
Run Year, Seasons Included: 2025 WINTER SUMMER
Run Year, Seasons Included: 2032 WINTER SUMMER
Time Base: Seasonal/Annual | 2012-2013 | 2014-2017 | 2018-2022 | 2023-2027 | 2028-2035
Standard - [lb/MWh] | 3 | 3 | 3 | 3 | 3
-Emissions at Affected Plants [MTons] | 0 | 0 | 0 | 0 | 0
-Less Allowances Purchased [MTons] SO2 | 0 | 0 | 0 | 0 | 0
-Plus Allowances Sold [MTons] SO2 | 0 | 0 | 0 | 0 | 0
-Plus Allowances Banked [MTons] | 0 | 0 | 0 | 0 | 0
-Less Allowances Withdrawn (1:1) [MTons] | 0 | 0 | 0 | 0 | 0
-Less Allowances Withdrawn (n:1) [MTons] | 0 | 0 | 0 | 0 | 0
Total [MTons] | 0 | 0 | 0 | 0 | 0
TBtu Consumed | 0 | 0 | 0 | 0 | 0
Rate - [lb/MMBtu] | 0 | 0 | 0 | 0 | 0
TWh Generated | 0 | 0 | 0 | 0 | 0
TWh Generated Qualifying | 0 | 0 | 0 | 0 | 0
Constraint Shadow Price [US$/Ton] | 3236 | 3292 | 6330 | 4962 | 5532
Constraint Name: MA Fac. Spec. - Mt. Tom NOx v3.1 Constraint #: 309
Constraint Type: Rate Limit [lb/MWh]
Run Year, Seasons Included: 2012 WINTER SUMMER
Run Year, Seasons Included: 2015 WINTER SUMMER
Run Year, Seasons Included: 2020 WINTER SUMMER
Run Year, Seasons Included: 2025 WINTER SUMMER
Run Year, Seasons Included: 2032 WINTER SUMMER
Time Base: Seasonal/Annual | 2012-2013 | 2014-2017 | 2018-2022 | 2023-2027 | 2028-2035
Standard - [lb/MWh] | 1.5 | 1.5 | 1.5 | 1.5 | 1.5
-Emissions at Affected Plants [MTons] | 0.3493 | 0.3493 | 0.3494 | 0.3494 | 0.3494
-Less Allowances Purchased [MTons] NOX | 0 | 0 | 0 | 0 | 0
-Plus Allowances Sold [MTons] NOX | 0 | 0 | 0 | 0 | 0
-Plus Allowances Banked [MTons] | 0 | 0 | 0 | 0 | 0
-Less Allowances Withdrawn (1:1) [MTons] | 0 | 0 | 0 | 0 | 0
-Less Allowances Withdrawn (n:1) [MTons] | 0 | 0 | 0 | 0 | 0
Total [MTons] | 0.3493 | 0.3493 | 0.3494 | 0.3494 | 0.3494
TBtu Consumed | 11.66 | 11.66 | 11.66 | 11.66 | 11.66
Rate - [lb/MMBtu] | 0.05993 | 0.05993 | 0.05996 | 0.05996 | 0.05996
TWh Generated | 1.066 | 1.066 | 1.066 | 1.066 | 1.066
TWh Generated Qualifying | 1.066 | 1.066 | 1.066 | 1.066 | 1.066
Constraint Shadow Price [US$/Ton] | 0 | 0 | 0 | 0 | 0
Constraint Name: MA Fac. Spec. - Mt. Tom SO2 Annual v3.1 Constraint #: 310
Constraint Type: Rate Limit [lb/MWh]
Run Year, Seasons Included: 2012 WINTER SUMMER
Run Year, Seasons Included: 2015 WINTER SUMMER
Run Year, Seasons Included: 2020 WINTER SUMMER
Run Year, Seasons Included: 2025 WINTER SUMMER
Run Year, Seasons Included: 2032 WINTER SUMMER
Time Base: Seasonal/Annual | 2012-2013 | 2014-2017 | 2018-2022 | 2023-2027 | 2028-2035
Standard - [lb/MWh] | 3 | 3 | 3 | 3 | 3
-Emissions at Affected Plants [MTons] | 1.599 | 1.599 | 1.598 | 1.598 | 1.598
-Less Allowances Purchased [MTons] SO2 | 0 | 0 | 0 | 0 | 0
-Plus Allowances Sold [MTons] SO2 | 0 | 0 | 0 | 0 | 0
-Plus Allowances Banked [MTons] | 0 | 0 | 0 | 0 | 0
-Less Allowances Withdrawn (1:1) [MTons] | 0 | 0 | 0 | 0 | 0
-Less Allowances Withdrawn (n:1) [MTons] | 0 | 0 | 0 | 0 | 0
Total [MTons] | 1.599 | 1.599 | 1.598 | 1.598 | 1.598
TBtu Consumed | 11.66 | 11.66 | 11.66 | 11.66 | 11.66
Rate - [lb/MMBtu] | 0.2743 | 0.2743 | 0.2743 | 0.2743 | 0.2743
TWh Generated | 1.066 | 1.066 | 1.066 | 1.066 | 1.066
TWh Generated Qualifying | 1.066 | 1.066 | 1.066 | 1.066 | 1.066
Constraint Shadow Price [US$/Ton] | 2445 | 690.7 | 1240 | 903.7 | 1005
Constraint Name: MA Fac. Spec. - Mystic Gen NOx v3.1 Constraint #: 311
Constraint Type: Rate Limit [lb/MWh]
Run Year, Seasons Included: 2012 WINTER SUMMER
Run Year, Seasons Included: 2015 WINTER SUMMER
Run Year, Seasons Included: 2020 WINTER SUMMER
Run Year, Seasons Included: 2025 WINTER SUMMER
Run Year, Seasons Included: 2032 WINTER SUMMER
Time Base: Seasonal/Annual | 2012-2013 | 2014-2017 | 2018-2022 | 2023-2027 | 2028-2035
Standard - [lb/MWh] | 1.5 | 1.5 | 1.5 | 1.5 | 1.5
-Emissions at Affected Plants [MTons] | 0.165 | 0.196 | 0.196 | 0.196 | 0.196
-Less Allowances Purchased [MTons] NOX | 0 | 0 | 0 | 0 | 0
-Plus Allowances Sold [MTons] NOX | 0 | 0 | 0 | 0 | 0
-Plus Allowances Banked [MTons] | 0 | 0 | 0 | 0 | 0
-Less Allowances Withdrawn (1:1) [MTons] | 0 | 0 | 0 | 0 | 0
-Less Allowances Withdrawn (n:1) [MTons] | 0 | 0 | 0 | 0 | 0
Total [MTons] | 0.165 | 0.196 | 0.196 | 0.196 | 0.196
TBtu Consumed | 55.01 | 65.35 | 65.35 | 65.35 | 65.35
Rate - [lb/MMBtu] | 0.006 | 0.006 | 0.006 | 0.006 | 0.006
TWh Generated | 7.562 | 8.984 | 8.984 | 8.984 | 8.984
TWh Generated Qualifying | 7.562 | 8.984 | 8.984 | 8.984 | 8.984
Constraint Shadow Price [US$/Ton] | 0 | 0 | 0 | 0 | 0
Constraint Name: MA Fac. Spec. - Mystic Gen SO2 Annual v3.1 Constraint #: 312
Constraint Type: Rate Limit [lb/MWh]
Run Year, Seasons Included: 2012 WINTER SUMMER
Run Year, Seasons Included: 2015 WINTER SUMMER
Run Year, Seasons Included: 2020 WINTER SUMMER
Run Year, Seasons Included: 2025 WINTER SUMMER
Run Year, Seasons Included: 2032 WINTER SUMMER
Time Base: Seasonal/Annual | 2012-2013 | 2014-2017 | 2018-2022 | 2023-2027 | 2028-2035
Standard - [lb/MWh] | 3 | 3 | 3 | 3 | 3
-Emissions at Affected Plants [MTons] | 0 | 0 | 0 | 0 | 0
-Less Allowances Purchased [MTons] SO2 | 0 | 0 | 0 | 0 | 0
-Plus Allowances Sold [MTons] SO2 | 0 | 0 | 0 | 0 | 0
-Plus Allowances Banked [MTons] | 0 | 0 | 0 | 0 | 0
-Less Allowances Withdrawn (1:1) [MTons] | 0 | 0 | 0 | 0 | 0
-Less Allowances Withdrawn (n:1) [MTons] | 0 | 0 | 0 | 0 | 0
Total [MTons] | 0 | 0 | 0 | 0 | 0
TBtu Consumed | 55.01 | 65.35 | 65.35 | 65.35 | 65.35
Rate - [lb/MMBtu] | 0 | 0 | 0 | 0 | 0
TWh Generated | 7.562 | 8.984 | 8.984 | 8.984 | 8.984
TWh Generated Qualifying | 7.562 | 8.984 | 8.984 | 8.984 | 8.984
Constraint Shadow Price [US$/Ton] | 0 | 0 | 0 | 0 | 0
Constraint Name: MA Fac. Spec. - Salem Harbor NOx v3.1 Constraint #: 313
Constraint Type: Rate Limit [lb/MWh]
Run Year, Seasons Included: 2012 WINTER SUMMER
Run Year, Seasons Included: 2015 WINTER SUMMER
Run Year, Seasons Included: 2020 WINTER SUMMER
Run Year, Seasons Included: 2025 WINTER SUMMER
Run Year, Seasons Included: 2032 WINTER SUMMER
Time Base: Seasonal/Annual | 2012-2013 | 2014-2017 | 2018-2022 | 2023-2027 | 2028-2035
Standard - [lb/MWh] | 1.5 | 1.5 | 1.5 | 1.5 | 1.5
-Emissions at Affected Plants [MTons] | 1.188 | 1.188 | 1.213 | 1.213 | 1.2
-Less Allowances Purchased [MTons] NOX | 0 | 0 | 0 | 0 | 0
-Plus Allowances Sold [MTons] NOX | 0 | 0 | 0 | 0 | 0
-Plus Allowances Banked [MTons] | 0 | 0 | 0 | 0 | 0
-Less Allowances Withdrawn (1:1) [MTons] | 0 | 0 | 0 | 0 | 0
-Less Allowances Withdrawn (n:1) [MTons] | 0 | 0 | 0 | 0 | 0
Total [MTons] | 1.188 | 1.188 | 1.213 | 1.213 | 1.2
TBtu Consumed | 18.07 | 18.07 | 18.46 | 18.46 | 18.13
Rate - [lb/MMBtu] | 0.1315 | 0.1315 | 0.1314 | 0.1314 | 0.1324
TWh Generated | 1.7 | 1.7 | 1.737 | 1.737 | 1.712
TWh Generated Qualifying | 1.7 | 1.7 | 1.737 | 1.737 | 1.712
Constraint Shadow Price [US$/Ton] | 0 | 0 | 0 | 0 | 0
Constraint Name: MA Fac. Spec. - Salem Harbor SO2 Annual v3.1 Constraint #: 314
Constraint Type: Rate Limit [lb/MWh]
Run Year, Seasons Included: 2012 WINTER SUMMER
Run Year, Seasons Included: 2015 WINTER SUMMER
Run Year, Seasons Included: 2020 WINTER SUMMER
Run Year, Seasons Included: 2025 WINTER SUMMER
Run Year, Seasons Included: 2032 WINTER SUMMER
Time Base: Seasonal/Annual | 2012-2013 | 2014-2017 | 2018-2022 | 2023-2027 | 2028-2035
Standard - [lb/MWh] | 3 | 3 | 3 | 3 | 3
-Emissions at Affected Plants [MTons] | 2.55 | 2.55 | 2.605 | 2.605 | 2.568
-Less Allowances Purchased [MTons] SO2 | 0 | 0 | 0 | 0 | 0
-Plus Allowances Sold [MTons] SO2 | 0 | 0 | 0 | 0 | 0
-Plus Allowances Banked [MTons] | 0 | 0 | 0 | 0 | 0
-Less Allowances Withdrawn (1:1) [MTons] | 0 | 0 | 0 | 0 | 0
-Less Allowances Withdrawn (n:1) [MTons] | 0 | 0 | 0 | 0 | 0
Total [MTons] | 2.55 | 2.55 | 2.605 | 2.605 | 2.568
TBtu Consumed | 18.07 | 18.07 | 18.46 | 18.46 | 18.13
Rate - [lb/MMBtu] | 0.2823 | 0.2823 | 0.2823 | 0.2823 | 0.2833
TWh Generated | 1.7 | 1.7 | 1.737 | 1.737 | 1.712
TWh Generated Qualifying | 1.7 | 1.7 | 1.737 | 1.737 | 1.712
Constraint Shadow Price [US$/Ton] | 7389 | 7404 | 11950 | 10450 | 11120
Constraint Name: MD Healthy Air Act - MER Removal Annual v3.1 Constraint #: 315
Constraint Type: Required Removal Level
Run Year, Seasons Included: 2012 WINTER SUMMER
Run Year, Seasons Included: 2015 WINTER SUMMER
Run Year, Seasons Included: 2020 WINTER SUMMER
Run Year, Seasons Included: 2025 WINTER SUMMER
Run Year, Seasons Included: 2032 WINTER SUMMER
Time Base: Seasonal/Annual | 2012-2013 | 2014-2017 | 2018-2022 | 2023-2027 | 2028-2035
Emission Floor - [lb/MMBtu] | 0 | 0 | 0 | 0 | 0
-Emissions at Affected Plants [Lb] | 329.6 | 312.9 | 310.9 | 308.9 | 332.1
-Less Allowances Purchased [Lb] MER | 0 | 0 | 0 | 0 | 0
-Plus Allowances Sold [Lb] MER | 0 | 0 | 0 | 0 | 0
-Plus Allowances Banked [Lb] | 0 | 0 | 0 | 0 | 0
-Less Allowances Withdrawn (1:1) [Lb] | 0 | 0 | 0 | 0 | 0
-Less Allowances Withdrawn (n:1) [Lb] | 0 | 0 | 0 | 0 | 0
Total [Lb] | 329.6 | 312.9 | 310.9 | 308.9 | 332.1
TBtu Consumed | 328.9 | 327.8 | 332.5 | 331.5 | 336
Rate - [lb/MMBtu] | 1.002e-06 | 9.547e-07 | 9.351e-07 | 9.317e-07 | 9.883e-07
TWh Generated | 33.22 | 33.02 | 33.44 | 33.34 | 33.79
TWh Generated Qualifying | 33.22 | 33.02 | 33.44 | 33.34 | 33.79
Constraint Shadow Price [US$/Lb] | 0 | 0 | 0 | 0 | 0
Constraint Name: MD Healthy Air Act - NOX Cap Annual v3.1 Constraint #: 316
Constraint Type: Rate Cap [MTons]
Run Year, Seasons Included: 2012 WINTER SUMMER
Run Year, Seasons Included: 2015 WINTER SUMMER
Run Year, Seasons Included: 2020 WINTER SUMMER
Run Year, Seasons Included: 2025 WINTER SUMMER
Run Year, Seasons Included: 2032 WINTER SUMMER
Time Base: Seasonal/Annual | 2012-2013 | 2014-2017 | 2018-2022 | 2023-2027 | 2028-2035
Standard - [MTon] | 16.7 | 16.7 | 16.7 | 16.7 | 16.7
-Emissions at Affected Plants [MTons] | 16.7 | 16.7 | 16.7 | 16.7 | 16.7
-Less Allowances Purchased [MTons] NOX | 0 | 0 | 0 | 0 | 0
-Plus Allowances Sold [MTons] NOX | 0 | 0 | 0 | 0 | 0
-Plus Allowances Banked [MTons] | 0 | 0 | 0 | 0 | 0
-Less Allowances Withdrawn (1:1) [MTons] | 0 | 0 | 0 | 0 | 0
-Less Allowances Withdrawn (n:1) [MTons] | 0 | 0 | 0 | 0 | 0
Total [MTons] | 16.7 | 16.7 | 16.7 | 16.7 | 16.7
TBtu Consumed | 328.9 | 327.8 | 332.5 | 331.5 | 336
Rate - [lb/MMBtu] | 0.1015 | 0.1019 | 0.1004 | 0.1007 | 0.09941
TWh Generated | 33.22 | 33.02 | 33.44 | 33.34 | 33.79
TWh Generated Qualifying | 33.22 | 33.02 | 33.44 | 33.34 | 33.79
Rate - [lb/MWh] | 0 | 0 | 0 | 0 | 0
Constraint Shadow Price [US$/Ton] | 3821 | 1882 | 2552 | 1987 | 1421
Constraint Name: MD Healthy Air Act - NOX Cap Summer v3.1 Constraint #: 317
Constraint Type: Rate Cap [MTons]
Run Year, Seasons Included: 2012 SUMMER
Run Year, Seasons Included: 2015 SUMMER
Run Year, Seasons Included: 2020 SUMMER
Run Year, Seasons Included: 2025 SUMMER
Run Year, Seasons Included: 2032 SUMMER
Time Base: Seasonal/Annual | 2012-2013 | 2014-2017 | 2018-2022 | 2023-2027 | 2028-2035
Standard - [MTon] | 7.3 | 7.3 | 7.3 | 7.3 | 7.3
-Emissions at Affected Plants [MTons] | 7.266 | 7.121 | 6.961 | 6.999 | 6.973
-Less Allowances Purchased [MTons] NOX | 0 | 0 | 0 | 0 | 0
-Plus Allowances Sold [MTons] NOX | 0 | 0 | 0 | 0 | 0
-Plus Allowances Banked [MTons] | 0 | 0 | 0 | 0 | 0
-Less Allowances Withdrawn (1:1) [MTons] | 0 | 0 | 0 | 0 | 0
-Less Allowances Withdrawn (n:1) [MTons] | 0 | 0 | 0 | 0 | 0
Total [MTons] | 7.266 | 7.121 | 6.961 | 6.999 | 6.973
TBtu Consumed | 143.3 | 140 | 141.1 | 141.4 | 143.6
Rate - [lb/MMBtu] | 0.1014 | 0.1017 | 0.09865 | 0.09897 | 0.09711
TWh Generated | 14.47 | 14.11 | 14.21 | 14.24 | 14.47
TWh Generated Qualifying | 14.47 | 14.11 | 14.21 | 14.24 | 14.47
Rate - [lb/MWh] | 0 | 0 | 0 | 0 | 0
Constraint Shadow Price [US$/Ton] | 0 | 0 | 0 | 0 | 0
Constraint Name: MD Healthy Air Act - SO2 Cap Annual v3.1 Constraint #: 318
Constraint Type: Rate Cap [MTons]
Run Year, Seasons Included: 2012 WINTER SUMMER
Run Year, Seasons Included: 2015 WINTER SUMMER
Run Year, Seasons Included: 2020 WINTER SUMMER
Run Year, Seasons Included: 2025 WINTER SUMMER
Run Year, Seasons Included: 2032 WINTER SUMMER
Time Base: Seasonal/Annual | 2012-2013 | 2014-2017 | 2018-2022 | 2023-2027 | 2028-2035
Standard - [MTon] | 48.6 | 37.2 | 37.2 | 37.2 | 37.2
-Emissions at Affected Plants [MTons] | 43.92 | 37.2 | 37.2 | 37.2 | 37.2
-Less Allowances Purchased [MTons] SO2 | 0 | 0 | 0 | 0 | 0
-Plus Allowances Sold [MTons] SO2 | 0 | 0 | 0 | 0 | 0
-Plus Allowances Banked [MTons] | 0 | 0 | 0 | 0 | 0
-Less Allowances Withdrawn (1:1) [MTons] | 0 | 0 | 0 | 0 | 0
-Less Allowances Withdrawn (n:1) [MTons] | 0 | 0 | 0 | 0 | 0
Total [MTons] | 43.92 | 37.2 | 37.2 | 37.2 | 37.2
TBtu Consumed | 328.9 | 327.8 | 332.5 | 331.5 | 336
Rate - [lb/MMBtu] | 0.267 | 0.227 | 0.2238 | 0.2244 | 0.2214
TWh Generated | 33.22 | 33.02 | 33.44 | 33.34 | 33.79
TWh Generated Qualifying | 33.22 | 33.02 | 33.44 | 33.34 | 33.79
Rate - [lb/MWh] | 0 | 0 | 0 | 0 | 0
Constraint Shadow Price [US$/Ton] | 0 | 657.5 | 750.2 | 988.1 | 665.3
Constraint Name: ME Fac. Spec. - NOX 0.15 Rate Annual v3.1 (DDR) Constraint #: 319
Constraint Type: Rate Limit [lb/MMBtu]
Run Year, Seasons Included: 2012 WINTER SUMMER
Run Year, Seasons Included: 2015 WINTER SUMMER
Run Year, Seasons Included: 2020 WINTER SUMMER
Run Year, Seasons Included: 2025 WINTER SUMMER
Run Year, Seasons Included: 2032 WINTER SUMMER
Time Base: Seasonal/Annual | 2012-2013 | 2014-2017 | 2018-2022 | 2023-2027 | 2028-2035
Standard - [lb/MMBtu] | 0.15 | 0.15 | 0.15 | 0.15 | 0.15
-Emissions at Affected Plants [MTons] | 0 | 0 | 1.216 | 0.6356 | 0.494
-Less Allowances Purchased [MTons] NOX | 0 | 0 | 0 | 0 | 0
-Plus Allowances Sold [MTons] NOX | 0 | 0 | 0 | 0 | 0
-Plus Allowances Banked [MTons] | 0 | 0 | 0 | 0 | 0
-Less Allowances Withdrawn (1:1) [MTons] | 0 | 0 | 0 | 0 | 0
-Less Allowances Withdrawn (n:1) [MTons] | 0 | 0 | 0 | 0 | 0
Total [MTons] | 0 | 0 | 1.216 | 0.6356 | 0.494
TBtu Consumed | 0 | 0 | 28.87 | 14.56 | 12.52
Rate - [lb/MMBtu] | 0 | 0 | 0.08424 | 0.08731 | 0.07888
TWh Generated | 0 | 0 | 2.67 | 1.346 | 1.158
TWh Generated Qualifying | 0 | 0 | 2.67 | 1.346 | 1.158
Rate - [lb/MWh] | 0 | 0 | 0 | 0 | 0
Constraint Shadow Price [US$/Ton] | 0 | 0 | 0 | 0 | 0
Constraint Name: ME Fac. Spec. - NOX 0.15 Rate Annual v3.1 (DDU) Constraint #: 320
Constraint Type: Rate Limit [lb/MMBtu]
Run Year, Seasons Included: 2012 WINTER SUMMER
Run Year, Seasons Included: 2015 WINTER SUMMER
Run Year, Seasons Included: 2020 WINTER SUMMER
Run Year, Seasons Included: 2025 WINTER SUMMER
Run Year, Seasons Included: 2032 WINTER SUMMER
Time Base: Seasonal/Annual | 2012-2013 | 2014-2017 | 2018-2022 | 2023-2027 | 2028-2035
Standard - [lb/MMBtu] | 0.15 | 0.15 | 0.15 | 0.15 | 0.15
-Emissions at Affected Plants [MTons] | 0 | 0 | 0 | 0 | 0
-Less Allowances Purchased [MTons] NOX | 0 | 0 | 0 | 0 | 0
-Plus Allowances Sold [MTons] NOX | 0 | 0 | 0 | 0 | 0
-Plus Allowances Banked [MTons] | 0 | 0 | 0 | 0 | 0
-Less Allowances Withdrawn (1:1) [MTons] | 0 | 0 | 0 | 0 | 0
-Less Allowances Withdrawn (n:1) [MTons] | 0 | 0 | 0 | 0 | 0
Total [MTons] | 0 | 0 | 0 | 0 | 0
TBtu Consumed | 0 | 0 | 0 | 0 | 0
Rate - [lb/MMBtu] | 0 | 0 | 0 | 0 | 0
TWh Generated | 0 | 0 | 0 | 0 | 0
TWh Generated Qualifying | 0 | 0 | 0 | 0 | 0
Rate - [lb/MWh] | 0 | 0 | 0 | 0 | 0
Constraint Shadow Price [US$/Ton] | 0 | 0 | 0 | 0 | 0
Constraint Name: ME Fac. Spec. - NOx 0.20 Rate Annual v3.1 (BAU) Constraint #: 321
Constraint Type: Rate Limit [lb/MMBtu]
Run Year, Seasons Included: 2012 WINTER SUMMER
Run Year, Seasons Included: 2015 WINTER SUMMER
Run Year, Seasons Included: 2020 WINTER SUMMER
Run Year, Seasons Included: 2025 WINTER SUMMER
Run Year, Seasons Included: 2032 WINTER SUMMER
Time Base: Seasonal/Annual | 2012-2013 | 2014-2017 | 2018-2022 | 2023-2027 | 2028-2035
Standard - [lb/MMBtu] | 0.2 | 0.2 | 0.2 | 0.2 | 0.2
-Emissions at Affected Plants [MTons] | 0 | 0 | 0 | 0 | 0.005539
-Less Allowances Purchased [MTons] NOX | 0 | 0 | 0 | 0 | 0
-Plus Allowances Sold [MTons] NOX | 0 | 0 | 0 | 0 | 0
-Plus Allowances Banked [MTons] | 0 | 0 | 0 | 0 | 0
-Less Allowances Withdrawn (1:1) [MTons] | 0 | 0 | 0 | 0 | 0
-Less Allowances Withdrawn (n:1) [MTons] | 0 | 0 | 0 | 0 | 0
Total [MTons] | 0 | 0 | 0 | 0 | 0.005539
TBtu Consumed | 0 | 0 | 0 | 0 | 0.3693
Rate - [lb/MMBtu] | 0 | 0 | 0 | 0 | 0.03
TWh Generated | 0 | 0 | 0 | 0 | 0.0297
TWh Generated Qualifying | 0 | 0 | 0 | 0 | 0.0297
Rate - [lb/MWh] | 0 | 0 | 0 | 0 | 0
Constraint Shadow Price [US$/Ton] | 0 | 0 | 0 | 0 | 0
Constraint Name: ME Fac. Spec. - NOx 0.20 Rate Annual v3.1 (BWP) Constraint #: 322
Constraint Type: Rate Limit [lb/MMBtu]
Run Year, Seasons Included: 2012 WINTER SUMMER
Run Year, Seasons Included: 2015 WINTER SUMMER
Run Year, Seasons Included: 2020 WINTER SUMMER
Run Year, Seasons Included: 2025 WINTER SUMMER
Run Year, Seasons Included: 2032 WINTER SUMMER
Time Base: Seasonal/Annual | 2012-2013 | 2014-2017 | 2018-2022 | 2023-2027 | 2028-2035
Standard - [lb/MMBtu] | 0.2 | 0.2 | 0.2 | 0.2 | 0.2
-Emissions at Affected Plants [MTons] | 0.009669 | 0.009669 | 0.009669 | 0.02902 | 0.03842
-Less Allowances Purchased [MTons] NOX | 0 | 0 | 0 | 0 | 0
-Plus Allowances Sold [MTons] NOX | 0 | 0 | 0 | 0 | 0
-Plus Allowances Banked [MTons] | 0 | 0 | 0 | 0 | 0
-Less Allowances Withdrawn (1:1) [MTons] | 0 | 0 | 0 | 0 | 0
-Less Allowances Withdrawn (n:1) [MTons] | 0 | 0 | 0 | 0 | 0
Total [MTons] | 0.009669 | 0.009669 | 0.009669 | 0.02902 | 0.03842
TBtu Consumed | 1.488 | 1.488 | 1.488 | 4.465 | 5.91
Rate - [lb/MMBtu] | 0.013 | 0.013 | 0.013 | 0.013 | 0.013
TWh Generated | 0.1945 | 0.1945 | 0.1945 | 0.5837 | 0.7726
TWh Generated Qualifying | 0.1945 | 0.1945 | 0.1945 | 0.5837 | 0.7726
Rate - [lb/MWh] | 0 | 0 | 0 | 0 | 0
Constraint Shadow Price [US$/Ton] | 0 | 0 | 0 | 0 | 0
Constraint Name: ME Fac. Spec. - NOx 0.20 Rate Annual v3.1 (BWQ) Constraint #: 323
Constraint Type: Rate Limit [lb/MMBtu]
Run Year, Seasons Included: 2012 WINTER SUMMER
Run Year, Seasons Included: 2015 WINTER SUMMER
Run Year, Seasons Included: 2020 WINTER SUMMER
Run Year, Seasons Included: 2025 WINTER SUMMER
Run Year, Seasons Included: 2032 WINTER SUMMER
Time Base: Seasonal/Annual | 2012-2013 | 2014-2017 | 2018-2022 | 2023-2027 | 2028-2035
Standard - [lb/MMBtu] | 0.2 | 0.2 | 0.2 | 0.2 | 0.2
-Emissions at Affected Plants [MTons] | 0.009669 | 0.009669 | 0.009669 | 0.02902 | 0.03995
-Less Allowances Purchased [MTons] NOX | 0 | 0 | 0 | 0 | 0
-Plus Allowances Sold [MTons] NOX | 0 | 0 | 0 | 0 | 0
-Plus Allowances Banked [MTons] | 0 | 0 | 0 | 0 | 0
-Less Allowances Withdrawn (1:1) [MTons] | 0 | 0 | 0 | 0 | 0
-Less Allowances Withdrawn (n:1) [MTons] | 0 | 0 | 0 | 0 | 0
Total [MTons] | 0.009669 | 0.009669 | 0.009669 | 0.02902 | 0.03995
TBtu Consumed | 1.488 | 1.488 | 1.488 | 4.465 | 6.146
Rate - [lb/MMBtu] | 0.013 | 0.013 | 0.013 | 0.013 | 0.013
TWh Generated | 0.1945 | 0.1945 | 0.1945 | 0.5837 | 0.8033
TWh Generated Qualifying | 0.1945 | 0.1945 | 0.1945 | 0.5837 | 0.8033
Rate - [lb/MWh] | 0 | 0 | 0 | 0 | 0
Constraint Shadow Price [US$/Ton] | 0 | 0 | 0 | 0 | 0
Constraint Name: ME Fac. Spec. - NOx 0.20 Rate Annual v3.1 (BWR) Constraint #: 324
Constraint Type: Rate Limit [lb/MMBtu]
Run Year, Seasons Included: 2012 WINTER SUMMER
Run Year, Seasons Included: 2015 WINTER SUMMER
Run Year, Seasons Included: 2020 WINTER SUMMER
Run Year, Seasons Included: 2025 WINTER SUMMER
Run Year, Seasons Included: 2032 WINTER SUMMER
Time Base: Seasonal/Annual | 2012-2013 | 2014-2017 | 2018-2022 | 2023-2027 | 2028-2035
Standard - [lb/MMBtu] | 0.2 | 0.2 | 0.2 | 0.2 | 0.2
-Emissions at Affected Plants [MTons] | 0.01547 | 0.0272 | 0.02979 | 0.04644 | 0.06391
-Less Allowances Purchased [MTons] NOX | 0 | 0 | 0 | 0 | 0
-Plus Allowances Sold [MTons] NOX | 0 | 0 | 0 | 0 | 0
-Plus Allowances Banked [MTons] | 0 | 0 | 0 | 0 | 0
-Less Allowances Withdrawn (1:1) [MTons] | 0 | 0 | 0 | 0 | 0
-Less Allowances Withdrawn (n:1) [MTons] | 0 | 0 | 0 | 0 | 0
Total [MTons] | 0.01547 | 0.0272 | 0.02979 | 0.04644 | 0.06391
TBtu Consumed | 2.38 | 4.184 | 4.583 | 7.144 | 9.833
Rate - [lb/MMBtu] | 0.013 | 0.013 | 0.013 | 0.013 | 0.013
TWh Generated | 0.3111 | 0.5469 | 0.599 | 0.9339 | 1.285
TWh Generated Qualifying | 0.3111 | 0.5469 | 0.599 | 0.9339 | 1.285
Rate - [lb/MWh] | 0 | 0 | 0 | 0 | 0
Constraint Shadow Price [US$/Ton] | 0 | 0 | 0 | 0 | 0
Constraint Name: ME Fac. Spec. - NOx 0.20 Rate Annual v3.1 (BWS) Constraint #: 325
Constraint Type: Rate Limit [lb/MMBtu]
Run Year, Seasons Included: 2012 WINTER SUMMER
Run Year, Seasons Included: 2015 WINTER SUMMER
Run Year, Seasons Included: 2020 WINTER SUMMER
Run Year, Seasons Included: 2025 WINTER SUMMER
Run Year, Seasons Included: 2032 WINTER SUMMER
Time Base: Seasonal/Annual | 2012-2013 | 2014-2017 | 2018-2022 | 2023-2027 | 2028-2035
Standard - [lb/MMBtu] | 0.2 | 0.2 | 0.2 | 0.2 | 0.2
-Emissions at Affected Plants [MTons] | 0.07092 | 0.04622 | 0.03581 | 0.03581 | 0.06837
-Less Allowances Purchased [MTons] NOX | 0 | 0 | 0 | 0 | 0
-Plus Allowances Sold [MTons] NOX | 0 | 0 | 0 | 0 | 0
-Plus Allowances Banked [MTons] | 0 | 0 | 0 | 0 | 0
-Less Allowances Withdrawn (1:1) [MTons] | 0 | 0 | 0 | 0 | 0
-Less Allowances Withdrawn (n:1) [MTons] | 0 | 0 | 0 | 0 | 0
Total [MTons] | 0.07092 | 0.04622 | 0.03581 | 0.03581 | 0.06837
TBtu Consumed | 7.88 | 5.136 | 3.979 | 3.979 | 7.597
Rate - [lb/MMBtu] | 0.018 | 0.018 | 0.018 | 0.018 | 0.018
TWh Generated | 1.083 | 0.706 | 0.547 | 0.547 | 1.044
TWh Generated Qualifying | 1.083 | 0.706 | 0.547 | 0.547 | 1.044
Rate - [lb/MWh] | 0 | 0 | 0 | 0 | 0
Constraint Shadow Price [US$/Ton] | 0 | 0 | 0 | 0 | 0
Constraint Name: ME Fac. Spec. - NOx 0.20 Rate Annual v3.1 (BWT) Constraint #: 326
Constraint Type: Rate Limit [lb/MMBtu]
Run Year, Seasons Included: 2012 WINTER SUMMER
Run Year, Seasons Included: 2015 WINTER SUMMER
Run Year, Seasons Included: 2020 WINTER SUMMER
Run Year, Seasons Included: 2025 WINTER SUMMER
Run Year, Seasons Included: 2032 WINTER SUMMER
Time Base: Seasonal/Annual | 2012-2013 | 2014-2017 | 2018-2022 | 2023-2027 | 2028-2035
Standard - [lb/MMBtu] | 0.2 | 0.2 | 0.2 | 0.2 | 0.2
-Emissions at Affected Plants [MTons] | 0.02452 | 0.02262 | 0.01752 | 0.01752 | 0.02921
-Less Allowances Purchased [MTons] NOX | 0 | 0 | 0 | 0 | 0
-Plus Allowances Sold [MTons] NOX | 0 | 0 | 0 | 0 | 0
-Plus Allowances Banked [MTons] | 0 | 0 | 0 | 0 | 0
-Less Allowances Withdrawn (1:1) [MTons] | 0 | 0 | 0 | 0 | 0
-Less Allowances Withdrawn (n:1) [MTons] | 0 | 0 | 0 | 0 | 0
Total [MTons] | 0.02452 | 0.02262 | 0.01752 | 0.01752 | 0.02921
TBtu Consumed | 5.448 | 5.026 | 3.894 | 3.894 | 6.491
Rate - [lb/MMBtu] | 0.009 | 0.009 | 0.009 | 0.009 | 0.009
TWh Generated | 0.7489 | 0.691 | 0.5353 | 0.5353 | 0.8924
TWh Generated Qualifying | 0.7489 | 0.691 | 0.5353 | 0.5353 | 0.8924
Rate - [lb/MWh] | 0 | 0 | 0 | 0 | 0
Constraint Shadow Price [US$/Ton] | 0 | 0 | 0 | 0 | 0
Constraint Name: ME Fac. Spec. - NOx 0.20 Rate Annual v3.1 (BWU) Constraint #: 327
Constraint Type: Rate Limit [lb/MMBtu]
Run Year, Seasons Included: 2012 WINTER SUMMER
Run Year, Seasons Included: 2015 WINTER SUMMER
Run Year, Seasons Included: 2020 WINTER SUMMER
Run Year, Seasons Included: 2025 WINTER SUMMER
Run Year, Seasons Included: 2032 WINTER SUMMER
Time Base: Seasonal/Annual | 2012-2013 | 2014-2017 | 2018-2022 | 2023-2027 | 2028-2035
Standard - [lb/MMBtu] | 0.2 | 0.2 | 0.2 | 0.2 | 0.2
-Emissions at Affected Plants [MTons] | 0.03895 | 0.02921 | 0.01752 | 0.03895 | 0.02921
-Less Allowances Purchased [MTons] NOX | 0 | 0 | 0 | 0 | 0
-Plus Allowances Sold [MTons] NOX | 0 | 0 | 0 | 0 | 0
-Plus Allowances Banked [MTons] | 0 | 0 | 0 | 0 | 0
-Less Allowances Withdrawn (1:1) [MTons] | 0 | 0 | 0 | 0 | 0
-Less Allowances Withdrawn (n:1) [MTons] | 0 | 0 | 0 | 0 | 0
Total [MTons] | 0.03895 | 0.02921 | 0.01752 | 0.03895 | 0.02921
TBtu Consumed | 8.655 | 6.491 | 3.894 | 8.655 | 6.491
Rate - [lb/MMBtu] | 0.009 | 0.009 | 0.009 | 0.009 | 0.009
TWh Generated | 1.19 | 0.8924 | 0.5353 | 1.19 | 0.8924
TWh Generated Qualifying | 1.19 | 0.8924 | 0.5353 | 1.19 | 0.8924
Rate - [lb/MWh] | 0 | 0 | 0 | 0 | 0
Constraint Shadow Price [US$/Ton] | 0 | 0 | 0 | 0 | 0
Constraint Name: ME Fac. Spec. - NOx 0.20 Rate Annual v3.1 (BWV) Constraint #: 328
Constraint Type: Rate Limit [lb/MMBtu]
Run Year, Seasons Included: 2012 WINTER SUMMER
Run Year, Seasons Included: 2015 WINTER SUMMER
Run Year, Seasons Included: 2020 WINTER SUMMER
Run Year, Seasons Included: 2025 WINTER SUMMER
Run Year, Seasons Included: 2032 WINTER SUMMER
Time Base: Seasonal/Annual | 2012-2013 | 2014-2017 | 2018-2022 | 2023-2027 | 2028-2035
Standard - [lb/MMBtu] | 0.2 | 0.2 | 0.2 | 0.2 | 0.2
-Emissions at Affected Plants [MTons] | 0.04489 | 0.03367 | 0.03413 | 0.03367 | 0.03367
-Less Allowances Purchased [MTons] NOX | 0 | 0 | 0 | 0 | 0
-Plus Allowances Sold [MTons] NOX | 0 | 0 | 0 | 0 | 0
-Plus Allowances Banked [MTons] | 0 | 0 | 0 | 0 | 0
-Less Allowances Withdrawn (1:1) [MTons] | 0 | 0 | 0 | 0 | 0
-Less Allowances Withdrawn (n:1) [MTons] | 0 | 0 | 0 | 0 | 0
Total [MTons] | 0.04489 | 0.03367 | 0.03413 | 0.03367 | 0.03367
TBtu Consumed | 9.977 | 7.482 | 7.584 | 7.482 | 7.482
Rate - [lb/MMBtu] | 0.009 | 0.009 | 0.009 | 0.009 | 0.009
TWh Generated | 1.372 | 1.029 | 1.043 | 1.029 | 1.029
TWh Generated Qualifying | 1.372 | 1.029 | 1.043 | 1.029 | 1.029
Rate - [lb/MWh] | 0 | 0 | 0 | 0 | 0
Constraint Shadow Price [US$/Ton] | 0 | 0 | 0 | 0 | 0
Constraint Name: ME Fac. Spec. - NOX 0.22 Rate Annual v3.1 (DDS) Constraint #: 329
Constraint Type: Rate Limit [lb/MMBtu]
Run Year, Seasons Included: 2012 WINTER SUMMER
Run Year, Seasons Included: 2015 WINTER SUMMER
Run Year, Seasons Included: 2020 WINTER SUMMER
Run Year, Seasons Included: 2025 WINTER SUMMER
Run Year, Seasons Included: 2032 WINTER SUMMER
Time Base: Seasonal/Annual | 2012-2013 | 2014-2017 | 2018-2022 | 2023-2027 | 2028-2035
Standard - [lb/MMBtu] | 0.22 | 0.22 | 0.22 | 0.22 | 0.22
-Emissions at Affected Plants [MTons] | 0 | 0 | 0 | 0 | 0
-Less Allowances Purchased [MTons] NOX | 0 | 0 | 0 | 0 | 0
-Plus Allowances Sold [MTons] NOX | 0 | 0 | 0 | 0 | 0
-Plus Allowances Banked [MTons] | 0 | 0 | 0 | 0 | 0
-Less Allowances Withdrawn (1:1) [MTons] | 0 | 0 | 0 | 0 | 0
-Less Allowances Withdrawn (n:1) [MTons] | 0 | 0 | 0 | 0 | 0
Total [MTons] | 0 | 0 | 0 | 0 | 0
TBtu Consumed | 0 | 0 | 0 | 0 | 0
Rate - [lb/MMBtu] | 0 | 0 | 0 | 0 | 0
TWh Generated | 0 | 0 | 0 | 0 | 0
TWh Generated Qualifying | 0 | 0 | 0 | 0 | 0
Rate - [lb/MWh] | 0 | 0 | 0 | 0 | 0
Constraint Shadow Price [US$/Ton] | 0 | 0 | 0 | 0 | 0
Constraint Name: ME Fac. Spec. - NOX 0.22 Rate Annual v3.1 (DDT) Constraint #: 330
Constraint Type: Rate Limit [lb/MMBtu]
Run Year, Seasons Included: 2012 WINTER SUMMER
Run Year, Seasons Included: 2015 WINTER SUMMER
Run Year, Seasons Included: 2020 WINTER SUMMER
Run Year, Seasons Included: 2025 WINTER SUMMER
Run Year, Seasons Included: 2032 WINTER SUMMER
Time Base: Seasonal/Annual | 2012-2013 | 2014-2017 | 2018-2022 | 2023-2027 | 2028-2035
Standard - [lb/MMBtu] | 0.22 | 0.22 | 0.22 | 0.22 | 0.22
-Emissions at Affected Plants [MTons] | 0 | 0 | 0 | 0 | 0
-Less Allowances Purchased [MTons] NOX | 0 | 0 | 0 | 0 | 0
-Plus Allowances Sold [MTons] NOX | 0 | 0 | 0 | 0 | 0
-Plus Allowances Banked [MTons] | 0 | 0 | 0 | 0 | 0
-Less Allowances Withdrawn (1:1) [MTons] | 0 | 0 | 0 | 0 | 0
-Less Allowances Withdrawn (n:1) [MTons] | 0 | 0 | 0 | 0 | 0
Total [MTons] | 0 | 0 | 0 | 0 | 0
TBtu Consumed | 0 | 0 | 0 | 0 | 0
Rate - [lb/MMBtu] | 0 | 0 | 0 | 0 | 0
TWh Generated | 0 | 0 | 0 | 0 | 0
TWh Generated Qualifying | 0 | 0 | 0 | 0 | 0
Rate - [lb/MWh] | 0 | 0 | 0 | 0 | 0
Constraint Shadow Price [US$/Ton] | 0 | 0 | 0 | 0 | 0
Constraint Name: ME Mercury Cap Annual v3.1 Constraint #: 331
Constraint Type: Rate Cap [MTons]
Run Year, Seasons Included: 2012 WINTER SUMMER
Run Year, Seasons Included: 2015 WINTER SUMMER
Run Year, Seasons Included: 2020 WINTER SUMMER
Run Year, Seasons Included: 2025 WINTER SUMMER
Run Year, Seasons Included: 2032 WINTER SUMMER
Time Base: Seasonal/Annual | 2012-2013 | 2014-2017 | 2018-2022 | 2023-2027 | 2028-2035
Standard - [Lb] | 26 | 26 | 26 | 26 | 26
-Emissions at Affected Plants [Lb] | 26 | 26 | 26 | 26 | 26
-Less Allowances Purchased [Lb] MER | 0 | 0 | 0 | 0 | 0
-Plus Allowances Sold [Lb] MER | 0 | 0 | 0 | 0 | 0
-Plus Allowances Banked [Lb] | 0 | 0 | 0 | 0 | 0
-Less Allowances Withdrawn (1:1) [Lb] | 0 | 0 | 0 | 0 | 0
-Less Allowances Withdrawn (n:1) [Lb] | 0 | 0 | 0 | 0 | 0
Total [Lb] | 26 | 26 | 26 | 26 | 26
TBtu Consumed | 6.828 | 6.828 | 6.83 | 6.83 | 6.827
Rate - [lb/MMBtu] | 3.808e-06 | 3.808e-06 | 3.807e-06 | 3.807e-06 | 3.808e-06
TWh Generated | 0.6348 | 0.6348 | 0.6348 | 0.6348 | 0.6348
TWh Generated Qualifying | 0.6348 | 0.6348 | 0.6348 | 0.6348 | 0.6348
Rate - [lb/MWh] | 0 | 0 | 0 | 0 | 0
Constraint Shadow Price [US$/Lb] | 82360 | 97310 | 203300 | 198300 | 198500
Constraint Name: Missouri - NOX .18 Rate Annual v3.1 Constraint #: 332
Constraint Type: Rate Limit [lb/MMBtu]
Run Year, Seasons Included: 2012 WINTER SUMMER
Run Year, Seasons Included: 2015 WINTER SUMMER
Run Year, Seasons Included: 2020 WINTER SUMMER
Run Year, Seasons Included: 2025 WINTER SUMMER
Run Year, Seasons Included: 2032 WINTER SUMMER
Time Base: Seasonal/Annual | 2012-2013 | 2014-2017 | 2018-2022 | 2023-2027 | 2028-2035
Standard - [lb/MMBtu] | 0.18 | 0.18 | 0.18 | 0.18 | 0.18
-Emissions at Affected Plants [MTons] | 17.01 | 17.8 | 17.63 | 17.16 | 17.51
-Less Allowances Purchased [MTons] NOX | 0 | 0 | 0 | 0 | 0
-Plus Allowances Sold [MTons] NOX | 0 | 0 | 0 | 0 | 0
-Plus Allowances Banked [MTons] | 0 | 10.35 | 10.15 | 9.829 | 0
-Less Allowances Withdrawn (1:1) [MTons] | 0 | 0 | 0 | 0 | 0
-Less Allowances Withdrawn (n:1) [MTons] | 0 | 0 | 0 | 0 | 0
Total [MTons] | 17.01 | 28.15 | 27.78 | 26.99 | 17.51
TBtu Consumed | 302.1 | 312.8 | 308.7 | 299.9 | 306.4
Rate - [lb/MMBtu] | 0.1126 | 0.1138 | 0.1142 | 0.1145 | 0.1143
TWh Generated | 31.18 | 32.08 | 31.63 | 30.7 | 31.39
TWh Generated Qualifying | 31.18 | 32.08 | 31.63 | 30.7 | 31.39
Rate - [lb/MWh] | 0 | 0 | 0 | 0 | 0
Constraint Shadow Price [US$/Ton] | 0 | 0 | 0 | 0 | 0
Constraint Name: Missouri - NOX .25 Rate Annual v3.1 Constraint #: 333
Constraint Type: Rate Limit [lb/MMBtu]
Run Year, Seasons Included: 2012 WINTER SUMMER
Run Year, Seasons Included: 2015 WINTER SUMMER
Run Year, Seasons Included: 2020 WINTER SUMMER
Run Year, Seasons Included: 2025 WINTER SUMMER
Run Year, Seasons Included: 2032 WINTER SUMMER
Time Base: Seasonal/Annual | 2012-2013 | 2014-2017 | 2018-2022 | 2023-2027 | 2028-2035
Standard - [lb/MMBtu] | 0.25 | 0.25 | 0.25 | 0.25 | 0.25
-Emissions at Affected Plants [MTons] | 8.128 | 9.38 | 10.08 | 10.93 | 11.22
-Less Allowances Purchased [MTons] NOX | 0 | 0 | 0 | 0 | 0
-Plus Allowances Sold [MTons] NOX | 0 | 0 | 0 | 0 | 0
-Plus Allowances Banked [MTons] | 0 | 6.669 | 7.711 | 8.407 | 0
-Less Allowances Withdrawn (1:1) [MTons] | 0 | 0 | 0 | 0 | 0
-Less Allowances Withdrawn (n:1) [MTons] | 0 | 0 | 0 | 0 | 0
Total [MTons] | 8.128 | 16.05 | 17.79 | 19.34 | 11.22
TBtu Consumed | 106.7 | 128.4 | 142.4 | 154.7 | 159.2
Rate - [lb/MMBtu] | 0.1524 | 0.1461 | 0.1417 | 0.1413 | 0.1409
TWh Generated | 10.56 | 12.7 | 14.21 | 15.45 | 15.9
TWh Generated Qualifying | 10.56 | 12.7 | 14.21 | 15.45 | 15.9
Rate - [lb/MWh] | 0 | 0 | 0 | 0 | 0
Constraint Shadow Price [US$/Ton] | 0 | 0 | 0 | 0 | 0
Constraint Name: Missouri - NOX .35 Rate Annual v3.1 Constraint #: 334
Constraint Type: Rate Limit [lb/MMBtu]
Run Year, Seasons Included: 2012 WINTER SUMMER
Run Year, Seasons Included: 2015 WINTER SUMMER
Run Year, Seasons Included: 2020 WINTER SUMMER
Run Year, Seasons Included: 2025 WINTER SUMMER
Run Year, Seasons Included: 2032 WINTER SUMMER
Time Base: Seasonal/Annual | 2012-2013 | 2014-2017 | 2018-2022 | 2023-2027 | 2028-2035
Standard - [lb/MMBtu] | 0.35 | 0.35 | 0.35 | 0.35 | 0.35
-Emissions at Affected Plants [MTons] | 38.25 | 28.7 | 28.69 | 29.44 | 20.17
-Less Allowances Purchased [MTons] NOX | 0 | 0 | 0 | 0 | 0
-Plus Allowances Sold [MTons] NOX | 0 | 0 | 0 | 0 | 0
-Plus Allowances Banked [MTons] | 0 | 0 | 10.08 | 10.53 | 0
-Less Allowances Withdrawn (1:1) [MTons] | 0 | 0 | 0 | 0 | 0
-Less Allowances Withdrawn (n:1) [MTons] | 0 | 0 | 0 | 0 | 0
Total [MTons] | 38.25 | 28.7 | 38.78 | 39.97 | 20.17
TBtu Consumed | 260.8 | 222.1 | 221.6 | 228.4 | 235.5
Rate - [lb/MMBtu] | 0.2933 | 0.2584 | 0.259 | 0.2578 | 0.1713
TWh Generated | 23.77 | 20.2 | 20.14 | 20.72 | 21.34
TWh Generated Qualifying | 23.77 | 20.2 | 20.14 | 20.72 | 21.34
Rate - [lb/MWh] | 0 | 0 | 0 | 0 | 0
Constraint Shadow Price [US$/Ton] | 0 | 0 | 0 | 0 | 0
Constraint Name: MN Hg Emis Red Act - MER Removal Annual v3.1 Constraint #: 335
Constraint Type: Required Removal Level
Run Year, Seasons Included: 2012 WINTER SUMMER
Run Year, Seasons Included: 2015 WINTER SUMMER
Run Year, Seasons Included: 2020 WINTER SUMMER
Run Year, Seasons Included: 2025 WINTER SUMMER
Run Year, Seasons Included: 2032 WINTER SUMMER
Time Base: Seasonal/Annual | 2012-2013 | 2014-2017 | 2018-2022 | 2023-2027 | 2028-2035
Emission Floor - [lb/MMBtu] | 0 | 0 | 0 | 0 | 0
-Emissions at Affected Plants [Lb] | 576.4 | 603.2 | 633.5 | 612.9 | 613.3
-Less Allowances Purchased [Lb] MER | 0 | 0 | 0 | 0 | 0
-Plus Allowances Sold [Lb] MER | 0 | 0 | 0 | 0 | 0
-Plus Allowances Banked [Lb] | 0 | 0 | 0 | 0 | 0
-Less Allowances Withdrawn (1:1) [Lb] | 0 | 0 | 0 | 0 | 0
-Less Allowances Withdrawn (n:1) [Lb] | 0 | 0 | 0 | 0 | 0
Total [Lb] | 576.4 | 603.2 | 633.5 | 612.9 | 613.3
TBtu Consumed | 284.7 | 284.8 | 290.2 | 300.1 | 300.1
Rate - [lb/MMBtu] | 2.025e-06 | 2.118e-06 | 2.183e-06 | 2.042e-06 | 2.044e-06
TWh Generated | 27.38 | 27.38 | 27.89 | 28.83 | 28.83
TWh Generated Qualifying | 27.38 | 27.38 | 27.89 | 28.83 | 28.83
Constraint Shadow Price [US$/Lb] | 0 | 0 | 0 | 0 | 0
Constraint Name: MN Reg Silver Lake 4 - NOX Rate Annual v3.1 Constraint #: 336
Constraint Type: Rate Limit [lb/MMBtu]
Run Year, Seasons Included: 2012 WINTER SUMMER
Run Year, Seasons Included: 2015 WINTER SUMMER
Run Year, Seasons Included: 2020 WINTER SUMMER
Run Year, Seasons Included: 2025 WINTER SUMMER
Run Year, Seasons Included: 2032 WINTER SUMMER
Time Base: Seasonal/Annual | 2012-2013 | 2014-2017 | 2018-2022 | 2023-2027 | 2028-2035
Standard - [lb/MMBtu] | 0.15 | 0.15 | 0.15 | 0.15 | 0.15
-Emissions at Affected Plants [MTons] | 0 | 0 | 0 | 0 | 0
-Less Allowances Purchased [MTons] NOX | 0 | 0 | 0 | 0 | 0
-Plus Allowances Sold [MTons] NOX | 0 | 0 | 0 | 0 | 0
-Plus Allowances Banked [MTons] | 0 | 0 | 0 | 0 | 0
-Less Allowances Withdrawn (1:1) [MTons] | 0 | 0 | 0 | 0 | 0
-Less Allowances Withdrawn (n:1) [MTons] | 0 | 0 | 0 | 0 | 0
Total [MTons] | 0 | 0 | 0 | 0 | 0
TBtu Consumed | 0 | 0 | 0 | 0 | 0
Rate - [lb/MMBtu] | 0 | 0 | 0 | 0 | 0
TWh Generated | 0 | 0 | 0 | 0 | 0
TWh Generated Qualifying | 0 | 0 | 0 | 0 | 0
Rate - [lb/MWh] | 0 | 0 | 0 | 0 | 0
Constraint Shadow Price [US$/Ton] | 205100 | 217100 | 279700 | 331600 | 305100
Constraint Name: NC Reg Cape Fear 5 - SO2 Rate Annual v3.1 Constraint #: 337
Constraint Type: Rate Limit [lb/MMBtu]
Run Year, Seasons Included: 2012 WINTER SUMMER
Run Year, Seasons Included: 2015 WINTER SUMMER
Run Year, Seasons Included: 2020 WINTER SUMMER
Run Year, Seasons Included: 2025 WINTER SUMMER
Run Year, Seasons Included: 2032 WINTER SUMMER
Time Base: Seasonal/Annual | 2012-2013 | 2014-2017 | 2018-2022 | 2023-2027 | 2028-2035
Standard - [lb/MMBtu] | 0.1 | 0.1 | 0.1 | 0.1 | 0.1
-Emissions at Affected Plants [MTons] | 0 | 0 | 0 | 0 | 0
-Less Allowances Purchased [MTons] SO2 | 0 | 0 | 0 | 0 | 0
-Plus Allowances Sold [MTons] SO2 | 0 | 0 | 0 | 0 | 0
-Plus Allowances Banked [MTons] | 0 | 0 | 0 | 0 | 0
-Less Allowances Withdrawn (1:1) [MTons] | 0 | 0 | 0 | 0 | 0
-Less Allowances Withdrawn (n:1) [MTons] | 0 | 0 | 0 | 0 | 0
Total [MTons] | 0 | 0 | 0 | 0 | 0
TBtu Consumed | 0 | 0 | 0 | 0 | 0
Rate - [lb/MMBtu] | 0 | 0 | 0 | 0 | 0
TWh Generated | 0 | 0 | 0 | 0 | 0
TWh Generated Qualifying | 0 | 0 | 0 | 0 | 0
Rate - [lb/MWh] | 0 | 0 | 0 | 0 | 0
Constraint Shadow Price [US$/Ton] | 54930 | 57570 | 82950 | 81010 | 81260
Constraint Name: NC State Reg Sutton 3 - SO2 Rate Annual v3.1 Constraint #: 338
Constraint Type: Rate Limit [lb/MMBtu]
Run Year, Seasons Included: 2012 WINTER SUMMER
Run Year, Seasons Included: 2015 WINTER SUMMER
Run Year, Seasons Included: 2020 WINTER SUMMER
Run Year, Seasons Included: 2025 WINTER SUMMER
Run Year, Seasons Included: 2032 WINTER SUMMER
Time Base: Seasonal/Annual | 2012-2013 | 2014-2017 | 2018-2022 | 2023-2027 | 2028-2035
Standard - [lb/MMBtu] | 0.1 | 0.1 | 0.1 | 0.1 | 0.1
-Emissions at Affected Plants [MTons] | 0.9608 | 1.334 | 1.006 | 1.04 | 1.1
-Less Allowances Purchased [MTons] SO2 | 0 | 0 | 0 | 0 | 0
-Plus Allowances Sold [MTons] SO2 | 0 | 0 | 0 | 0 | 0
-Plus Allowances Banked [MTons] | 0 | 0 | 0 | 0 | 0
-Less Allowances Withdrawn (1:1) [MTons] | 0 | 0 | 0 | 0 | 0
-Less Allowances Withdrawn (n:1) [MTons] | 0 | 0 | 0 | 0 | 0
Total [MTons] | 0.9608 | 1.334 | 1.006 | 1.04 | 1.1
TBtu Consumed | 26.69 | 26.69 | 26.84 | 28.89 | 30.57
Rate - [lb/MMBtu] | 0.072 | 0.1 | 0.07496 | 0.072 | 0.072
TWh Generated | 2.557 | 2.557 | 2.571 | 2.768 | 2.927
TWh Generated Qualifying | 2.557 | 2.557 | 2.571 | 2.768 | 2.927
Rate - [lb/MWh] | 0 | 0 | 0 | 0 | 0
Constraint Shadow Price [US$/Ton] | 0 | 0 | 0 | 0 | 0
Constraint Name: New Hampshire MER Removal Annual v3.1 Constraint #: 339
Constraint Type: Required Removal Level
Run Year, Seasons Included: 2012 WINTER SUMMER
Run Year, Seasons Included: 2015 WINTER SUMMER
Run Year, Seasons Included: 2020 WINTER SUMMER
Run Year, Seasons Included: 2025 WINTER SUMMER
Run Year, Seasons Included: 2032 WINTER SUMMER
Time Base: Seasonal/Annual | 2012-2013 | 2014-2017 | 2018-2022 | 2023-2027 | 2028-2035
Emission Floor - [lb/MMBtu] | 0 | 0 | 0 | 0 | 0
-Emissions at Affected Plants [Lb] | 150 | 186.7 | 205.2 | 187.8 | 183.3
-Less Allowances Purchased [Lb] MER | 0 | 0 | 0 | 0 | 0
-Plus Allowances Sold [Lb] MER | 0 | 0 | 0 | 0 | 0
-Plus Allowances Banked [Lb] | 0 | 0 | 0 | 0 | 0
-Less Allowances Withdrawn (1:1) [Lb] | 0 | 0 | 0 | 0 | 0
-Less Allowances Withdrawn (n:1) [Lb] | 0 | 0 | 0 | 0 | 0
Total [Lb] | 150 | 186.7 | 205.2 | 187.8 | 183.3
TBtu Consumed | 38.81 | 41.57 | 44.02 | 43.56 | 44.02
Rate - [lb/MMBtu] | 3.864e-06 | 4.492e-06 | 4.662e-06 | 4.311e-06 | 4.164e-06
TWh Generated | 3.51 | 3.723 | 3.907 | 3.858 | 3.907
TWh Generated Qualifying | 3.51 | 3.723 | 3.907 | 3.858 | 3.907
Constraint Shadow Price [US$/Lb] | 0 | 0 | 0 | 0 | 0
Constraint Name: New Hampshire 6 Unit - NOX Cap Annual v3.1 Constraint #: 340
Constraint Type: Rate Cap [MTons]
Run Year, Seasons Included: 2012 WINTER SUMMER
Run Year, Seasons Included: 2015 WINTER SUMMER
Run Year, Seasons Included: 2020 WINTER SUMMER
Run Year, Seasons Included: 2025 WINTER SUMMER
Run Year, Seasons Included: 2032 WINTER SUMMER
Time Base: Seasonal/Annual | 2012-2013 | 2014-2017 | 2018-2022 | 2023-2027 | 2028-2035
Standard - [MTon] | 3.64 | 3.64 | 3.64 | 3.64 | 3.64
-Emissions at Affected Plants [MTons] | 1.682 | 1.994 | 2.328 | 2.233 | 2.328
-Less Allowances Purchased [MTons] NOX | 0 | 0 | 0 | 0 | 0
-Plus Allowances Sold [MTons] NOX | 0 | 0 | 0 | 0 | 0
-Plus Allowances Banked [MTons] | 0 | 1.646 | 1.312 | 1.407 | 0
-Less Allowances Withdrawn (1:1) [MTons] | 0 | 0 | 0 | 0 | 0
-Less Allowances Withdrawn (n:1) [MTons] | 0 | 0 | 0 | 0 | 0
Total [MTons] | 1.682 | 3.64 | 3.64 | 3.64 | 2.328
TBtu Consumed | 38.81 | 41.57 | 44.02 | 43.56 | 44.02
Rate - [lb/MMBtu] | 0.08668 | 0.09595 | 0.1058 | 0.1025 | 0.1058
TWh Generated | 3.51 | 3.723 | 3.907 | 3.858 | 3.907
TWh Generated Qualifying | 3.51 | 3.723 | 3.907 | 3.858 | 3.907
Rate - [lb/MWh] | 0 | 0 | 0 | 0 | 0
Constraint Shadow Price [US$/Ton] | 0 | 0 | 0 | 0 | 0
Constraint Name: New Hampshire 6 Unit - SO2 Cap Annual v3.1 Constraint #: 341
Constraint Type: Rate Cap [MTons]
Run Year, Seasons Included: 2012 WINTER SUMMER
Run Year, Seasons Included: 2015 WINTER SUMMER
Run Year, Seasons Included: 2020 WINTER SUMMER
Run Year, Seasons Included: 2025 WINTER SUMMER
Run Year, Seasons Included: 2032 WINTER SUMMER
Time Base: Seasonal/Annual | 2012-2013 | 2014-2017 | 2018-2022 | 2023-2027 | 2028-2035
Standard - [MTon] | 7.29 | 7.29 | 7.29 | 7.29 | 7.29
-Emissions at Affected Plants [MTons] | 7.29 | 6.494 | 7.927 | 7.29 | 7.29
-Less Allowances Purchased [MTons] SO2 | 0 | 0 | 0 | 0 | 0
-Plus Allowances Sold [MTons] SO2 | 0 | 0 | 0 | 0 | 0
-Plus Allowances Banked [MTons] | 0 | 0.7957 | 0 | 0 | 0
-Less Allowances Withdrawn (1:1) [MTons] | 0 | 0 | -0.6366 | 0 | 0
-Less Allowances Withdrawn (n:1) [MTons] | 0 | 0 | 0 | 0 | 0
Total [MTons] | 7.29 | 7.29 | 7.29 | 7.29 | 7.29
TBtu Consumed | 38.81 | 41.57 | 44.02 | 43.56 | 44.02
Rate - [lb/MMBtu] | 0.3757 | 0.3124 | 0.3602 | 0.3347 | 0.3312
TWh Generated | 3.51 | 3.723 | 3.907 | 3.858 | 3.907
TWh Generated Qualifying | 3.51 | 3.723 | 3.907 | 3.858 | 3.907
Rate - [lb/MWh] | 0 | 0 | 0 | 0 | 0
Constraint Shadow Price [US$/Ton] | 1619 | 1686 | 2201 | 2965 | 1799
Constraint Name: New Hampshire State - NOX Cap Summer v3.1 Constraint #: 342
Constraint Type: Rate Cap [MTons]
Run Year, Seasons Included: 2012 SUMMER
Run Year, Seasons Included: 2015 SUMMER
Run Year, Seasons Included: 2020 SUMMER
Run Year, Seasons Included: 2025 SUMMER
Run Year, Seasons Included: 2032 SUMMER
Time Base: Seasonal/Annual | 2012-2013 | 2014-2017 | 2018-2022 | 2023-2027 | 2028-2035
Standard - [MTon] | 2.9 | 2.9 | 2.9 | 2.9 | 2.9
-Emissions at Affected Plants [MTons] | 0.5444 | 0.5321 | 0.5273 | 0.5303 | 0.5454
-Less Allowances Purchased [MTons] NOX | 0 | 0 | 0 | 0 | 0
-Plus Allowances Sold [MTons] NOX | 0 | 0 | 0 | 0 | 0
-Plus Allowances Banked [MTons] | 0 | 2.368 | 2.373 | 2.37 | 0
-Less Allowances Withdrawn (1:1) [MTons] | 0 | 0 | 0 | 0 | 0
-Less Allowances Withdrawn (n:1) [MTons] | 0 | 0 | 0 | 0 | 0
Total [MTons] | 0.5444 | 2.9 | 2.9 | 2.9 | 0.5454
TBtu Consumed | 38.39 | 35.13 | 33.94 | 35.37 | 38.44
Rate - [lb/MMBtu] | 0.02836 | 0.0303 | 0.03108 | 0.02999 | 0.02838
TWh Generated | 4.599 | 4.151 | 3.988 | 4.172 | 4.607
TWh Generated Qualifying | 4.599 | 4.151 | 3.988 | 4.172 | 4.677
Rate - [lb/MWh] | 0 | 0 | 0 | 0 | 0
Constraint Shadow Price [US$/Ton] | 0 | 0 | 0 | 0 | 0
Constraint Name: New York - NOX Cap Winter v3.1 Constraint #: 343
Constraint Type: Rate Cap [MTons]
Run Year, Seasons Included: 2012 WINTER
Run Year, Seasons Included: 2015 WINTER
Run Year, Seasons Included: 2020 WINTER
Run Year, Seasons Included: 2025 WINTER
Run Year, Seasons Included: 2032 WINTER
Time Base: Seasonal/Annual | 2012-2013 | 2014-2017 | 2018-2022 | 2023-2027 | 2028-2035
Standard - [MTon] | 39.91 | 39.91 | 39.91 | 39.91 | 39.91
-Emissions at Affected Plants [MTons] | 9.263 | 9.873 | 10.61 | 9.518 | 8.985
-Less Allowances Purchased [MTons] NOX | 0 | 0 | 0 | 0 | 0
-Plus Allowances Sold [MTons] NOX | 0 | 0 | 0 | 0 | 0
-Plus Allowances Banked [MTons] | 0 | 30.04 | 29.3 | 30.39 | 0
-Less Allowances Withdrawn (1:1) [MTons] | 0 | 0 | 0 | 0 | 0
-Less Allowances Withdrawn (n:1) [MTons] | 0 | 0 | 0 | 0 | 0
Total [MTons] | 9.263 | 39.91 | 39.91 | 39.91 | 8.985
TBtu Consumed | 274.2 | 309.1 | 343.8 | 358 | 301.2
Rate - [lb/MMBtu] | 0.06756 | 0.06389 | 0.0617 | 0.05317 | 0.05966
TWh Generated | 30.89 | 33.87 | 37.06 | 41.06 | 34.21
TWh Generated Qualifying | 30.89 | 33.87 | 37.06 | 41.06 | 34.21
Rate - [lb/MWh] | 0 | 0 | 0 | 0 | 0
Constraint Shadow Price [US$/Ton] | 0 | 0 | 0 | 0 | 0
Constraint Name: New York - SO2 Cap Annual v3.1 Constraint #: 344
Constraint Type: Rate Cap [MTons]
Run Year, Seasons Included: 2012 WINTER SUMMER
Run Year, Seasons Included: 2015 WINTER SUMMER
Run Year, Seasons Included: 2020 WINTER SUMMER
Run Year, Seasons Included: 2025 WINTER SUMMER
Run Year, Seasons Included: 2032 WINTER SUMMER
Time Base: Seasonal/Annual | 2012-2013 | 2014-2017 | 2018-2022 | 2023-2027 | 2028-2035
Standard - [MTon] | 131.4 | 131.4 | 131.4 | 131.4 | 131.4
-Emissions at Affected Plants [MTons] | 81.82 | 115.1 | 124 | 90.22 | 72.21
-Less Allowances Purchased [MTons] SO2 | 0 | 0 | 0 | 0 | 0
-Plus Allowances Sold [MTons] SO2 | 0 | 0 | 0 | 0 | 0
-Plus Allowances Banked [MTons] | 0 | 16.29 | 7.34 | 0 | 0
-Less Allowances Withdrawn (1:1) [MTons] | 0 | 0 | 0 | 0 | 0
-Less Allowances Withdrawn (n:1) [MTons] | 0 | 0 | 0 | 0 | 0
Total [MTons] | 81.82 | 131.4 | 131.4 | 90.22 | 72.21
TBtu Consumed | 530.2 | 592.1 | 655.6 | 683.7 | 592.1
Rate - [lb/MMBtu] | 0.3086 | 0.3887 | 0.3783 | 0.2639 | 0.2439
TWh Generated | 59.46 | 65.21 | 71.4 | 78.01 | 66.64
TWh Generated Qualifying | 59.46 | 65.21 | 71.4 | 78.01 | 66.64
Rate - [lb/MWh] | 0 | 0 | 0 | 0 | 0
Constraint Shadow Price [US$/Ton] | 0 | 0 | 0 | 0 | 0
Constraint Name: North Carolina Duke - NOX Cap Annual v3.1 Constraint #: 345
Constraint Type: Rate Cap [MTons]
Run Year, Seasons Included: 2012 WINTER SUMMER
Run Year, Seasons Included: 2015 WINTER SUMMER
Run Year, Seasons Included: 2020 WINTER SUMMER
Run Year, Seasons Included: 2025 WINTER SUMMER
Run Year, Seasons Included: 2032 WINTER SUMMER
Time Base: Seasonal/Annual | 2012-2013 | 2014-2017 | 2018-2022 | 2023-2027 | 2028-2035
Standard - [MTon] | 31 | 31 | 31 | 31 | 31
-Emissions at Affected Plants [MTons] | 31 | 31 | 31 | 31 | 31
-Less Allowances Purchased [MTons] NOX | 0 | 0 | 0 | 0 | 0
-Plus Allowances Sold [MTons] NOX | 0 | 0 | 0 | 0 | 0
-Plus Allowances Banked [MTons] | 0 | 0 | 0 | 0 | 0
-Less Allowances Withdrawn (1:1) [MTons] | 0 | 0 | 0 | 0 | 0
-Less Allowances Withdrawn (n:1) [MTons] | 0 | 0 | 0 | 0 | 0
Total [MTons] | 31 | 31 | 31 | 31 | 31
TBtu Consumed | 521.6 | 517.5 | 542.8 | 554.5 | 555.1
Rate - [lb/MMBtu] | 0.1189 | 0.1198 | 0.1142 | 0.1118 | 0.1117
TWh Generated | 54.18 | 53.71 | 56.1 | 57.22 | 57.27
TWh Generated Qualifying | 54.18 | 53.71 | 56.1 | 57.22 | 57.27
Rate - [lb/MWh] | 0 | 0 | 0 | 0 | 0
Constraint Shadow Price [US$/Ton] | 1384 | 1965 | 2592 | 2376 | 1874
Constraint Name: North Carolina Duke - SO2 Cap Annual v3.1 Constraint #: 346
Constraint Type: Rate Cap [MTons]
Run Year, Seasons Included: 2012 WINTER SUMMER
Run Year, Seasons Included: 2015 WINTER SUMMER
Run Year, Seasons Included: 2020 WINTER SUMMER
Run Year, Seasons Included: 2025 WINTER SUMMER
Run Year, Seasons Included: 2032 WINTER SUMMER
Time Base: Seasonal/Annual | 2012-2013 | 2014-2017 | 2018-2022 | 2023-2027 | 2028-2035
Standard - [MTon] | 150 | 80 | 80 | 80 | 80
-Emissions at Affected Plants [MTons] | 51.8 | 74.76 | 56.41 | 52.47 | 52.59
-Less Allowances Purchased [MTons] SO2 | 0 | 0 | 0 | 0 | 0
-Plus Allowances Sold [MTons] SO2 | 0 | 0 | 0 | 0 | 0
-Plus Allowances Banked [MTons] | 0 | 0 | 0 | 0 | 0
-Less Allowances Withdrawn (1:1) [MTons] | 0 | 0 | 0 | 0 | 0
-Less Allowances Withdrawn (n:1) [MTons] | 0 | 0 | 0 | 0 | 0
Total [MTons] | 51.8 | 74.76 | 56.41 | 52.47 | 52.59
TBtu Consumed | 521.6 | 517.5 | 542.8 | 554.5 | 555.1
Rate - [lb/MMBtu] | 0.1986 | 0.289 | 0.2078 | 0.1893 | 0.1895
TWh Generated | 54.18 | 53.71 | 56.1 | 57.22 | 57.27
TWh Generated Qualifying | 54.18 | 53.71 | 56.1 | 57.22 | 57.27
Rate - [lb/MWh] | 0 | 0 | 0 | 0 | 0
Constraint Shadow Price [US$/Ton] | 0 | 0 | 0 | 0 | 0
Constraint Name: North Carolina Progress - NOX Cap Annual v3.1 Constraint #: 347
Constraint Type: Rate Cap [MTons]
Run Year, Seasons Included: 2012 WINTER SUMMER
Run Year, Seasons Included: 2015 WINTER SUMMER
Run Year, Seasons Included: 2020 WINTER SUMMER
Run Year, Seasons Included: 2025 WINTER SUMMER
Run Year, Seasons Included: 2032 WINTER SUMMER
Time Base: Seasonal/Annual | 2012-2013 | 2014-2017 | 2018-2022 | 2023-2027 | 2028-2035
Standard - [MTon] | 25 | 25 | 25 | 25 | 25
-Emissions at Affected Plants [MTons] | 23.97 | 23.73 | 25 | 25 | 25
-Less Allowances Purchased [MTons] NOX | 0 | 0 | 0 | 0 | 0
-Plus Allowances Sold [MTons] NOX | 0 | 0 | 0 | 0 | 0
-Plus Allowances Banked [MTons] | 0 | 0 | 0 | 0 | 0
-Less Allowances Withdrawn (1:1) [MTons] | 0 | 0 | 0 | 0 | 0
-Less Allowances Withdrawn (n:1) [MTons] | 0 | 0 | 0 | 0 | 0
Total [MTons] | 23.97 | 23.73 | 25 | 25 | 25
TBtu Consumed | 343.8 | 343.8 | 364.1 | 369.3 | 371.3
Rate - [lb/MMBtu] | 0.1394 | 0.138 | 0.1373 | 0.1354 | 0.1346
TWh Generated | 33.38 | 33.39 | 35.29 | 35.78 | 35.95
TWh Generated Qualifying | 33.38 | 33.39 | 35.29 | 35.78 | 35.95
Rate - [lb/MWh] | 0 | 0 | 0 | 0 | 0
Constraint Shadow Price [US$/Ton] | 0 | 0 | 1035 | 1286 | 856.1
Constraint Name: North Carolina Progress - SO2 Cap Annual v3.1 Constraint #: 348
Constraint Type: Rate Cap [MTons]
Run Year, Seasons Included: 2012 WINTER SUMMER
Run Year, Seasons Included: 2015 WINTER SUMMER
Run Year, Seasons Included: 2020 WINTER SUMMER
Run Year, Seasons Included: 2025 WINTER SUMMER
Run Year, Seasons Included: 2032 WINTER SUMMER
Time Base: Seasonal/Annual | 2012-2013 | 2014-2017 | 2018-2022 | 2023-2027 | 2028-2035
Standard - [MTon] | 100 | 50 | 50 | 50 | 50
-Emissions at Affected Plants [MTons] | 40.46 | 48.51 | 50 | 41.2 | 33.29
-Less Allowances Purchased [MTons] SO2 | 0 | 0 | 0 | 0 | 0
-Plus Allowances Sold [MTons] SO2 | 0 | 0 | 0 | 0 | 0
-Plus Allowances Banked [MTons] | 0 | 0 | 0 | 0 | 0
-Less Allowances Withdrawn (1:1) [MTons] | 0 | 0 | 0 | 0 | 0
-Less Allowances Withdrawn (n:1) [MTons] | 0 | 0 | 0 | 0 | 0
Total [MTons] | 40.46 | 48.51 | 50 | 41.2 | 33.29
TBtu Consumed | 343.8 | 343.8 | 364.1 | 369.3 | 371.3
Rate - [lb/MMBtu] | 0.2353 | 0.2822 | 0.2746 | 0.2231 | 0.1793
TWh Generated | 33.38 | 33.39 | 35.29 | 35.78 | 35.95
TWh Generated Qualifying | 33.38 | 33.39 | 35.29 | 35.78 | 35.95
Rate - [lb/MWh] | 0 | 0 | 0 | 0 | 0
Constraint Shadow Price [US$/Ton] | 0 | 0 | 0 | 0 | 0
Constraint Name: NSR AEP Consent - NOX Cap Annual v3.1 Constraint #: 349
Constraint Type: Rate Cap [MTons]
Run Year, Seasons Included: 2012 WINTER SUMMER
Run Year, Seasons Included: 2015 WINTER SUMMER
Run Year, Seasons Included: 2020 WINTER SUMMER
Run Year, Seasons Included: 2025 WINTER SUMMER
Run Year, Seasons Included: 2032 WINTER SUMMER
Time Base: Seasonal/Annual | 2012-2013 | 2014-2017 | 2018-2022 | 2023-2027 | 2028-2035
Standard - [MTon] | 85 | 75 | 72 | 72 | 72
-Emissions at Affected Plants [MTons] | 85 | 75 | 72 | 72 | 72
-Less Allowances Purchased [MTons] NOX | 0 | 0 | 0 | 0 | 0
-Plus Allowances Sold [MTons] NOX | 0 | 0 | 0 | 0 | 0
-Plus Allowances Banked [MTons] | 0 | 0 | 0 | 0 | 0
-Less Allowances Withdrawn (1:1) [MTons] | 0 | 0 | 0 | 0 | 0
-Less Allowances Withdrawn (n:1) [MTons] | 0 | 0 | 0 | 0 | 0
Total [MTons] | 85 | 75 | 72 | 72 | 72
TBtu Consumed | 1243 | 1206 | 1336 | 1369 | 1433
Rate - [lb/MMBtu] | 0.1367 | 0.1243 | 0.1078 | 0.1052 | 0.1005
TWh Generated | 127 | 123.3 | 135.6 | 139 | 145.3
TWh Generated Qualifying | 127 | 123.3 | 135.6 | 139 | 145.3
Rate - [lb/MWh] | 0 | 0 | 0 | 0 | 0
Constraint Shadow Price [US$/Ton] | 823.4 | 2212 | 349.5 | 1081 | 370.3
Constraint Name: NSR AEP Consent - SO2 Cap Annual v3.1 Constraint #: 350
Constraint Type: Rate Cap [MTons]
Run Year, Seasons Included: 2012 WINTER SUMMER
Run Year, Seasons Included: 2015 WINTER SUMMER
Run Year, Seasons Included: 2020 WINTER SUMMER
Run Year, Seasons Included: 2025 WINTER SUMMER
Run Year, Seasons Included: 2032 WINTER SUMMER
Time Base: Seasonal/Annual | 2012-2013 | 2014-2017 | 2018-2022 | 2023-2027 | 2028-2035
Standard - [MTon] | 420 | 275 | 174 | 174 | 174
-Emissions at Affected Plants [MTons] | 256.8 | 260.9 | 174 | 174 | 174
-Less Allowances Purchased [MTons] SO2 | 0 | 0 | 0 | 0 | 0
-Plus Allowances Sold [MTons] SO2 | 0 | 0 | 0 | 0 | 0
-Plus Allowances Banked [MTons] | 0 | 0 | 0 | 0 | 0
-Less Allowances Withdrawn (1:1) [MTons] | 0 | 0 | 0 | 0 | 0
-Less Allowances Withdrawn (n:1) [MTons] | 0 | 0 | 0 | 0 | 0
Total [MTons] | 256.8 | 260.9 | 174 | 174 | 174
TBtu Consumed | 1243 | 1206 | 1336 | 1369 | 1433
Rate - [lb/MMBtu] | 0.4132 | 0.4325 | 0.2606 | 0.2541 | 0.2428
TWh Generated | 127 | 123.3 | 135.6 | 139 | 145.3
TWh Generated Qualifying | 127 | 123.3 | 135.6 | 139 | 145.3
Rate - [lb/MWh] | 0 | 0 | 0 | 0 | 0
Constraint Shadow Price [US$/Ton] | 0 | 0 | 685.4 | 340.8 | 184.2
Constraint Name: NSR Baldwin 1,2 - NOX Rate Annual v3.1 (CS2) Constraint #: 351
Constraint Type: Rate Limit [lb/MMBtu]
Run Year, Seasons Included: 2012 WINTER SUMMER
Run Year, Seasons Included: 2015 WINTER SUMMER
Run Year, Seasons Included: 2020 WINTER SUMMER
Run Year, Seasons Included: 2025 WINTER SUMMER
Run Year, Seasons Included: 2032 WINTER SUMMER
Time Base: Seasonal/Annual | 2012-2013 | 2014-2017 | 2018-2022 | 2023-2027 | 2028-2035
Standard - [lb/MMBtu] | 0.1 | 0.1 | 0.1 | 0.1 | 0.1
-Emissions at Affected Plants [MTons] | 1.106 | 1.104 | 1.104 | 1.104 | 1.169
-Less Allowances Purchased [MTons] NOX | 0 | 0 | 0 | 0 | 0
-Plus Allowances Sold [MTons] NOX | 0 | 0 | 0 | 0 | 0
-Plus Allowances Banked [MTons] | 0 | 0 | 0 | 0 | 0
-Less Allowances Withdrawn (1:1) [MTons] | 0 | 0 | 0 | 0 | 0
-Less Allowances Withdrawn (n:1) [MTons] | 0 | 0 | 0 | 0 | 0
Total [MTons] | 1.106 | 1.104 | 1.104 | 1.104 | 1.169
TBtu Consumed | 42.54 | 42.6 | 42.6 | 42.6 | 45.1
Rate - [lb/MMBtu] | 0.052 | 0.05185 | 0.05185 | 0.05185 | 0.05185
TWh Generated | 4.359 | 4.359 | 4.359 | 4.359 | 4.615
TWh Generated Qualifying | 4.359 | 4.359 | 4.359 | 4.359 | 4.615
Rate - [lb/MWh] | 0 | 0 | 0 | 0 | 0
Constraint Shadow Price [US$/Ton] | 0 | 0 | 0 | 0 | 0
Constraint Name: NSR Baldwin 1,2 - NOX Rate Annual v3.1 (CS6) Constraint #: 352
Constraint Type: Rate Limit [lb/MMBtu]
Run Year, Seasons Included: 2012 WINTER SUMMER
Run Year, Seasons Included: 2015 WINTER SUMMER
Run Year, Seasons Included: 2020 WINTER SUMMER
Run Year, Seasons Included: 2025 WINTER SUMMER
Run Year, Seasons Included: 2032 WINTER SUMMER
Time Base: Seasonal/Annual | 2012-2013 | 2014-2017 | 2018-2022 | 2023-2027 | 2028-2035
Standard - [lb/MMBtu] | 0.1 | 0.1 | 0.1 | 0.1 | 0.1
-Emissions at Affected Plants [MTons] | 1.14 | 1.139 | 1.059 | 1.133 | 1.139
-Less Allowances Purchased [MTons] NOX | 0 | 0 | 0 | 0 | 0
-Plus Allowances Sold [MTons] NOX | 0 | 0 | 0 | 0 | 0
-Plus Allowances Banked [MTons] | 0 | 0 | 0 | 0 | 0
-Less Allowances Withdrawn (1:1) [MTons] | 0 | 0 | 0 | 0 | 0
-Less Allowances Withdrawn (n:1) [MTons] | 0 | 0 | 0 | 0 | 0
Total [MTons] | 1.14 | 1.139 | 1.059 | 1.133 | 1.139
TBtu Consumed | 43.85 | 43.92 | 40.85 | 43.71 | 43.92
Rate - [lb/MMBtu] | 0.052 | 0.05185 | 0.05185 | 0.05185 | 0.05185
TWh Generated | 4.394 | 4.394 | 4.087 | 4.373 | 4.394
TWh Generated Qualifying | 4.394 | 4.394 | 4.087 | 4.373 | 4.394
Rate - [lb/MWh] | 0 | 0 | 0 | 0 | 0
Constraint Shadow Price [US$/Ton] | 0 | 0 | 0 | 0 | 0
Constraint Name: NSR Baldwin 1-3 - SO2 Rate Annual v3.1 (BF5) Constraint #: 353
Constraint Type: Rate Limit [lb/MMBtu]
Run Year, Seasons Included: 2012 WINTER SUMMER
Run Year, Seasons Included: 2015 WINTER SUMMER
Run Year, Seasons Included: 2020 WINTER SUMMER
Run Year, Seasons Included: 2025 WINTER SUMMER
Run Year, Seasons Included: 2032 WINTER SUMMER
Time Base: Seasonal/Annual | 2012-2013 | 2014-2017 | 2018-2022 | 2023-2027 | 2028-2035
Standard - [lb/MMBtu] | 0.1 | 0.1 | 0.1 | 0.1 | 0.1
-Emissions at Affected Plants [MTons] | 1.358 | 1.326 | 1.227 | 1.441 | 1.558
-Less Allowances Purchased [MTons] SO2 | 0 | 0 | 0 | 0 | 0
-Plus Allowances Sold [MTons] SO2 | 0 | 0 | 0 | 0 | 0
-Plus Allowances Banked [MTons] | 0 | 0 | 0 | 0 | 0
-Less Allowances Withdrawn (1:1) [MTons] | 0 | 0 | 0 | 0 | 0
-Less Allowances Withdrawn (n:1) [MTons] | 0 | 0 | 0 | 0 | 0
Total [MTons] | 1.358 | 1.326 | 1.227 | 1.441 | 1.558
TBtu Consumed | 45.28 | 45.34 | 41.93 | 41.93 | 45.34
Rate - [lb/MMBtu] | 0.06 | 0.0585 | 0.0585 | 0.06873 | 0.06873
TWh Generated | 4.394 | 4.394 | 4.064 | 4.064 | 4.394
TWh Generated Qualifying | 4.394 | 4.394 | 4.064 | 4.064 | 4.394
Rate - [lb/MWh] | 0 | 0 | 0 | 0 | 0
Constraint Shadow Price [US$/Ton] | 0 | 0 | 0 | 0 | 0
Constraint Name: NSR Baldwin 1-3 - SO2 Rate Annual v3.1 (CS2) Constraint #: 354
Constraint Type: Rate Limit [lb/MMBtu]
Run Year, Seasons Included: 2012 WINTER SUMMER
Run Year, Seasons Included: 2015 WINTER SUMMER
Run Year, Seasons Included: 2020 WINTER SUMMER
Run Year, Seasons Included: 2025 WINTER SUMMER
Run Year, Seasons Included: 2032 WINTER SUMMER
Time Base: Seasonal/Annual | 2012-2013 | 2014-2017 | 2018-2022 | 2023-2027 | 2028-2035
Standard - [lb/MMBtu] | 0.1 | 0.1 | 0.1 | 0.1 | 0.1
-Emissions at Affected Plants [MTons] | 1.276 | 1.246 | 1.246 | 1.464 | 1.55
-Less Allowances Purchased [MTons] SO2 | 0 | 0 | 0 | 0 | 0
-Plus Allowances Sold [MTons] SO2 | 0 | 0 | 0 | 0 | 0
-Plus Allowances Banked [MTons] | 0 | 0 | 0 | 0 | 0
-Less Allowances Withdrawn (1:1) [MTons] | 0 | 0 | 0 | 0 | 0
-Less Allowances Withdrawn (n:1) [MTons] | 0 | 0 | 0 | 0 | 0
Total [MTons] | 1.276 | 1.246 | 1.246 | 1.464 | 1.55
TBtu Consumed | 42.54 | 42.6 | 42.6 | 42.6 | 45.1
Rate - [lb/MMBtu] | 0.06 | 0.0585 | 0.0585 | 0.06873 | 0.06873
TWh Generated | 4.359 | 4.359 | 4.359 | 4.359 | 4.615
TWh Generated Qualifying | 4.359 | 4.359 | 4.359 | 4.359 | 4.615
Rate - [lb/MWh] | 0 | 0 | 0 | 0 | 0
Constraint Shadow Price [US$/Ton] | 0 | 0 | 0 | 0 | 0
Constraint Name: NSR Baldwin 1-3 - SO2 Rate Annual v3.1 (CS6) Constraint #: 355
Constraint Type: Rate Limit [lb/MMBtu]
Run Year, Seasons Included: 2012 WINTER SUMMER
Run Year, Seasons Included: 2015 WINTER SUMMER
Run Year, Seasons Included: 2020 WINTER SUMMER
Run Year, Seasons Included: 2025 WINTER SUMMER
Run Year, Seasons Included: 2032 WINTER SUMMER
Time Base: Seasonal/Annual | 2012-2013 | 2014-2017 | 2018-2022 | 2023-2027 | 2028-2035
Standard - [lb/MMBtu] | 0.1 | 0.1 | 0.1 | 0.1 | 0.1
-Emissions at Affected Plants [MTons] | 1.316 | 1.285 | 1.195 | 1.502 | 1.509
-Less Allowances Purchased [MTons] SO2 | 0 | 0 | 0 | 0 | 0
-Plus Allowances Sold [MTons] SO2 | 0 | 0 | 0 | 0 | 0
-Plus Allowances Banked [MTons] | 0 | 0 | 0 | 0 | 0
-Less Allowances Withdrawn (1:1) [MTons] | 0 | 0 | 0 | 0 | 0
-Less Allowances Withdrawn (n:1) [MTons] | 0 | 0 | 0 | 0 | 0
Total [MTons] | 1.316 | 1.285 | 1.195 | 1.502 | 1.509
TBtu Consumed | 43.85 | 43.92 | 40.85 | 43.71 | 43.92
Rate - [lb/MMBtu] | 0.06 | 0.0585 | 0.0585 | 0.06873 | 0.06873
TWh Generated | 4.394 | 4.394 | 4.087 | 4.373 | 4.394
TWh Generated Qualifying | 4.394 | 4.394 | 4.087 | 4.373 | 4.394
Rate - [lb/MWh] | 0 | 0 | 0 | 0 | 0
Constraint Shadow Price [US$/Ton] | 0 | 0 | 0 | 0 | 0
Constraint Name: NSR Big Bend 1-4 - NOX Rate Annual v3.1 (CQ7) Constraint #: 356
Constraint Type: Rate Limit [lb/MMBtu]
Run Year, Seasons Included: 2012 WINTER SUMMER
Run Year, Seasons Included: 2015 WINTER SUMMER
Run Year, Seasons Included: 2020 WINTER SUMMER
Run Year, Seasons Included: 2025 WINTER SUMMER
Run Year, Seasons Included: 2032 WINTER SUMMER
Time Base: Seasonal/Annual | 2012-2013 | 2014-2017 | 2018-2022 | 2023-2027 | 2028-2035
Standard - [lb/MMBtu] | 0.1 | 0.1 | 0.1 | 0.1 | 0.1
-Emissions at Affected Plants [MTons] | 1.231 | 1.231 | 1.231 | 1.231 | 1.143
-Less Allowances Purchased [MTons] NOX | 0 | 0 | 0 | 0 | 0
-Plus Allowances Sold [MTons] NOX | 0 | 0 | 0 | 0 | 0
-Plus Allowances Banked [MTons] | 0 | 0 | 0 | 0 | 0
-Less Allowances Withdrawn (1:1) [MTons] | 0 | 0 | 0 | 0 | 0
-Less Allowances Withdrawn (n:1) [MTons] | 0 | 0 | 0 | 0 | 0
Total [MTons] | 1.231 | 1.231 | 1.231 | 1.231 | 1.143
TBtu Consumed | 34.18 | 34.18 | 34.18 | 34.18 | 31.75
Rate - [lb/MMBtu] | 0.072 | 0.072 | 0.072 | 0.072 | 0.072
TWh Generated | 3.006 | 3.006 | 3.006 | 3.006 | 2.792
TWh Generated Qualifying | 3.006 | 3.006 | 3.006 | 3.006 | 2.792
Rate - [lb/MWh] | 0 | 0 | 0 | 0 | 0
Constraint Shadow Price [US$/Ton] | 0 | 0 | 0 | 0 | 0
Constraint Name: NSR Big Bend 1-4 - NOX Rate Annual v3.1 (CR2) Constraint #: 357
Constraint Type: Rate Limit [lb/MMBtu]
Run Year, Seasons Included: 2012 WINTER SUMMER
Run Year, Seasons Included: 2015 WINTER SUMMER
Run Year, Seasons Included: 2020 WINTER SUMMER
Run Year, Seasons Included: 2025 WINTER SUMMER
Run Year, Seasons Included: 2032 WINTER SUMMER
Time Base: Seasonal/Annual | 2012-2013 | 2014-2017 | 2018-2022 | 2023-2027 | 2028-2035
Standard - [lb/MMBtu] | 0.1 | 0.1 | 0.1 | 0.1 | 0.1
-Emissions at Affected Plants [MTons] | 1.187 | 1.187 | 1.187 | 1.187 | 1.103
-Less Allowances Purchased [MTons] NOX | 0 | 0 | 0 | 0 | 0
-Plus Allowances Sold [MTons] NOX | 0 | 0 | 0 | 0 | 0
-Plus Allowances Banked [MTons] | 0 | 0 | 0 | 0 | 0
-Less Allowances Withdrawn (1:1) [MTons] | 0 | 0 | 0 | 0 | 0
-Less Allowances Withdrawn (n:1) [MTons] | 0 | 0 | 0 | 0 | 0
Total [MTons] | 1.187 | 1.187 | 1.187 | 1.187 | 1.103
TBtu Consumed | 32.98 | 32.98 | 32.98 | 32.98 | 30.63
Rate - [lb/MMBtu] | 0.072 | 0.072 | 0.072 | 0.072 | 0.072
TWh Generated | 2.904 | 2.904 | 2.904 | 2.904 | 2.697
TWh Generated Qualifying | 2.904 | 2.904 | 2.904 | 2.904 | 2.697
Rate - [lb/MWh] | 0 | 0 | 0 | 0 | 0
Constraint Shadow Price [US$/Ton] | 0 | 0 | 0 | 0 | 0
Constraint Name: NSR Big Bend 1-4 - NOX Rate Annual v3.1 (CR3) Constraint #: 358
Constraint Type: Rate Limit [lb/MMBtu]
Run Year, Seasons Included: 2012 WINTER SUMMER
Run Year, Seasons Included: 2015 WINTER SUMMER
Run Year, Seasons Included: 2020 WINTER SUMMER
Run Year, Seasons Included: 2025 WINTER SUMMER
Run Year, Seasons Included: 2032 WINTER SUMMER
Time Base: Seasonal/Annual | 2012-2013 | 2014-2017 | 2018-2022 | 2023-2027 | 2028-2035
Standard - [lb/MMBtu] | 0.1 | 0.1 | 0.1 | 0.1 | 0.1
-Emissions at Affected Plants [MTons] | 0.9643 | 0.9643 | 0.9643 | 0.9643 | 0.9643
-Less Allowances Purchased [MTons] NOX | 0 | 0 | 0 | 0 | 0
-Plus Allowances Sold [MTons] NOX | 0 | 0 | 0 | 0 | 0
-Plus Allowances Banked [MTons] | 0 | 0 | 0 | 0 | 0
-Less Allowances Withdrawn (1:1) [MTons] | 0 | 0 | 0 | 0 | 0
-Less Allowances Withdrawn (n:1) [MTons] | 0 | 0 | 0 | 0 | 0
Total [MTons] | 0.9643 | 0.9643 | 0.9643 | 0.9643 | 0.9643
TBtu Consumed | 32.14 | 32.14 | 32.14 | 32.14 | 32.14
Rate - [lb/MMBtu] | 0.06 | 0.06 | 0.06 | 0.06 | 0.06
TWh Generated | 3.028 | 3.028 | 3.028 | 3.028 | 3.028
TWh Generated Qualifying | 3.028 | 3.028 | 3.028 | 3.028 | 3.028
Rate - [lb/MWh] | 0 | 0 | 0 | 0 | 0
Constraint Shadow Price [US$/Ton] | 0 | 0 | 0 | 0 | 0
Constraint Name: NSR Big Bend 1-4 - NOX Rate Annual v3.1 (CR7) Constraint #: 359
Constraint Type: Rate Limit [lb/MMBtu]
Run Year, Seasons Included: 2012 WINTER SUMMER
Run Year, Seasons Included: 2015 WINTER SUMMER
Run Year, Seasons Included: 2020 WINTER SUMMER
Run Year, Seasons Included: 2025 WINTER SUMMER
Run Year, Seasons Included: 2032 WINTER SUMMER
Time Base: Seasonal/Annual | 2012-2013 | 2014-2017 | 2018-2022 | 2023-2027 | 2028-2035
Standard - [lb/MMBtu] | 0.1 | 0.1 | 0.1 | 0.1 | 0.1
-Emissions at Affected Plants [MTons] | 1.143 | 1.143 | 1.143 | 1.143 | 1.062
-Less Allowances Purchased [MTons] NOX | 0 | 0 | 0 | 0 | 0
-Plus Allowances Sold [MTons] NOX | 0 | 0 | 0 | 0 | 0
-Plus Allowances Banked [MTons] | 0 | 0 | 0 | 0 | 0
-Less Allowances Withdrawn (1:1) [MTons] | 0 | 0 | 0 | 0 | 0
-Less Allowances Withdrawn (n:1) [MTons] | 0 | 0 | 0 | 0 | 0
Total [MTons] | 1.143 | 1.143 | 1.143 | 1.143 | 1.062
TBtu Consumed | 38.11 | 38.11 | 38.11 | 38.11 | 35.4
Rate - [lb/MMBtu] | 0.06 | 0.06 | 0.06 | 0.06 | 0.06
TWh Generated | 3.342 | 3.342 | 3.342 | 3.342 | 3.105
TWh Generated Qualifying | 3.342 | 3.342 | 3.342 | 3.342 | 3.105
Rate - [lb/MWh] | 0 | 0 | 0 | 0 | 0
Constraint Shadow Price [US$/Ton] | 0 | 0 | 0 | 0 | 0
Constraint Name: NSR Chesapeake 3,4 - NOX Rate Annual v3.1 (DML) Constraint #: 360
Constraint Type: Rate Limit [lb/MMBtu]
Run Year, Seasons Included: 2012
Run Year, Seasons Included: 2015 WINTER SUMMER
Run Year, Seasons Included: 2020 WINTER SUMMER
Run Year, Seasons Included: 2025 WINTER SUMMER
Run Year, Seasons Included: 2032 WINTER SUMMER
Time Base: Seasonal/Annual | 2012-2013 | 2014-2017 | 2018-2022 | 2023-2027 | 2028-2035
Standard - [lb/MMBtu] | 0 | 0.1 | 0.1 | 0.1 | 0.1
-Emissions at Affected Plants [MTons] | 0 | 0.182 | 0.182 | 0.1815 | 0.1815
-Less Allowances Purchased [MTons] NOX | 0 | 0 | 0 | 0 | 0
-Plus Allowances Sold [MTons] NOX | 0 | 0 | 0 | 0 | 0
-Plus Allowances Banked [MTons] | 0 | 0 | 0 | 0 | 0
-Less Allowances Withdrawn (1:1) [MTons] | 0 | 0 | 0 | 0 | 0
-Less Allowances Withdrawn (n:1) [MTons] | 0 | 0 | 0 | 0 | 0
Total [MTons] | 0 | 0.182 | 0.182 | 0.1815 | 0.1815
TBtu Consumed | 0 | 11.74 | 11.74 | 11.78 | 11.78
Rate - [lb/MMBtu] | 0 | 0.031 | 0.031 | 0.03082 | 0.03083
TWh Generated | 0 | 1.165 | 1.165 | 1.165 | 1.162
TWh Generated Qualifying | 0 | 1.165 | 1.165 | 1.165 | 1.162
Rate - [lb/MWh] | 0 | 0 | 0 | 0 | 0
Constraint Shadow Price [US$/Ton] | 0 | 0 | 0 | 0 | 0
Constraint Name: NSR Chesapeake 3,4 - NOX Rate Annual v3.1 (DMM) Constraint #: 361
Constraint Type: Rate Limit [lb/MMBtu]
Run Year, Seasons Included: 2012
Run Year, Seasons Included: 2015 WINTER SUMMER
Run Year, Seasons Included: 2020 WINTER SUMMER
Run Year, Seasons Included: 2025 WINTER SUMMER
Run Year, Seasons Included: 2032 WINTER SUMMER
Time Base: Seasonal/Annual | 2012-2013 | 2014-2017 | 2018-2022 | 2023-2027 | 2028-2035
Standard - [lb/MMBtu] | 0 | 0.1 | 0.1 | 0.1 | 0.1
-Emissions at Affected Plants [MTons] | 0 | 0.2916 | 0.2916 | 0.2846 | 0.2917
-Less Allowances Purchased [MTons] NOX | 0 | 0 | 0 | 0 | 0
-Plus Allowances Sold [MTons] NOX | 0 | 0 | 0 | 0 | 0
-Plus Allowances Banked [MTons] | 0 | 0 | 0 | 0 | 0
-Less Allowances Withdrawn (1:1) [MTons] | 0 | 0 | 0 | 0 | 0
-Less Allowances Withdrawn (n:1) [MTons] | 0 | 0 | 0 | 0 | 0
Total [MTons] | 0 | 0.2916 | 0.2916 | 0.2846 | 0.2917
TBtu Consumed | 0 | 17.15 | 17.15 | 16.74 | 17.16
Rate - [lb/MMBtu] | 0 | 0.034 | 0.034 | 0.034 | 0.034
TWh Generated | 0 | 1.629 | 1.629 | 1.589 | 1.617
TWh Generated Qualifying | 0 | 1.629 | 1.629 | 1.589 | 1.617
Rate - [lb/MWh] | 0 | 0 | 0 | 0 | 0
Constraint Shadow Price [US$/Ton] | 0 | 0 | 0 | 0 | 0
Constraint Name: NSR Chesterfield 4 - NOX Rate Annual v3.1 Constraint #: 362
Constraint Type: Rate Limit [lb/MMBtu]
Run Year, Seasons Included: 2012
Run Year, Seasons Included: 2015 WINTER SUMMER
Run Year, Seasons Included: 2020 WINTER SUMMER
Run Year, Seasons Included: 2025 WINTER SUMMER
Run Year, Seasons Included: 2032 WINTER SUMMER
Time Base: Seasonal/Annual | 2012-2013 | 2014-2017 | 2018-2022 | 2023-2027 | 2028-2035
Standard - [lb/MMBtu] | 0 | 0.1 | 0.1 | 0.1 | 0.1
-Emissions at Affected Plants [MTons] | 0 | 0.2908 | 0.2908 | 0.2908 | 0.2908
-Less Allowances Purchased [MTons] NOX | 0 | 0 | 0 | 0 | 0
-Plus Allowances Sold [MTons] NOX | 0 | 0 | 0 | 0 | 0
-Plus Allowances Banked [MTons] | 0 | 0 | 0 | 0 | 0
-Less Allowances Withdrawn (1:1) [MTons] | 0 | 0 | 0 | 0 | 0
-Less Allowances Withdrawn (n:1) [MTons] | 0 | 0 | 0 | 0 | 0
Total [MTons] | 0 | 0.2908 | 0.2908 | 0.2908 | 0.2908
TBtu Consumed | 0 | 12.64 | 12.64 | 12.64 | 12.64
Rate - [lb/MMBtu] | 0 | 0.046 | 0.046 | 0.046 | 0.046
TWh Generated | 0 | 1.24 | 1.24 | 1.24 | 1.24
TWh Generated Qualifying | 0 | 1.24 | 1.24 | 1.24 | 1.24
Rate - [lb/MWh] | 0 | 0 | 0 | 0 | 0
Constraint Shadow Price [US$/Ton] | 0 | 0 | 0 | 0 | 0
Constraint Name: NSR Chesterfield 5,6 - NOX Rate Annual v3.1 (EKI) Constraint #: 363
Constraint Type: Rate Limit [lb/MMBtu]
Run Year, Seasons Included: 2012 WINTER SUMMER
Run Year, Seasons Included: 2015 WINTER SUMMER
Run Year, Seasons Included: 2020 WINTER SUMMER
Run Year, Seasons Included: 2025 WINTER SUMMER
Run Year, Seasons Included: 2032 WINTER SUMMER
Time Base: Seasonal/Annual | 2012-2013 | 2014-2017 | 2018-2022 | 2023-2027 | 2028-2035
Standard - [lb/MMBtu] | 0.1 | 0.1 | 0.1 | 0.1 | 0.1
-Emissions at Affected Plants [MTons] | 0.4658 | 0.4658 | 0.4658 | 0.4658 | 0.4658
-Less Allowances Purchased [MTons] NOX | 0 | 0 | 0 | 0 | 0
-Plus Allowances Sold [MTons] NOX | 0 | 0 | 0 | 0 | 0
-Plus Allowances Banked [MTons] | 0 | 0 | 0 | 0 | 0
-Less Allowances Withdrawn (1:1) [MTons] | 0 | 0 | 0 | 0 | 0
-Less Allowances Withdrawn (n:1) [MTons] | 0 | 0 | 0 | 0 | 0
Total [MTons] | 0.4658 | 0.4658 | 0.4658 | 0.4658 | 0.4658
TBtu Consumed | 23.88 | 23.88 | 23.88 | 23.88 | 23.88
Rate - [lb/MMBtu] | 0.039 | 0.039 | 0.039 | 0.039 | 0.039
TWh Generated | 2.303 | 2.303 | 2.303 | 2.303 | 2.303
TWh Generated Qualifying | 2.303 | 2.303 | 2.303 | 2.303 | 2.303
Rate - [lb/MWh] | 0 | 0 | 0 | 0 | 0
Constraint Shadow Price [US$/Ton] | 0 | 0 | 0 | 0 | 0
Constraint Name: NSR Chesterfield 5,6 - NOX Rate Annual v3.1 (EKJ) Constraint #: 364
Constraint Type: Rate Limit [lb/MMBtu]
Run Year, Seasons Included: 2012 WINTER SUMMER
Run Year, Seasons Included: 2015 WINTER SUMMER
Run Year, Seasons Included: 2020 WINTER SUMMER
Run Year, Seasons Included: 2025 WINTER SUMMER
Run Year, Seasons Included: 2032 WINTER SUMMER
Time Base: Seasonal/Annual | 2012-2013 | 2014-2017 | 2018-2022 | 2023-2027 | 2028-2035
Standard - [lb/MMBtu] | 0.1 | 0.1 | 0.1 | 0.1 | 0.1
-Emissions at Affected Plants [MTons] | 0.7237 | 0.7237 | 0.7237 | 0.7237 | 0.7237
-Less Allowances Purchased [MTons] NOX | 0 | 0 | 0 | 0 | 0
-Plus Allowances Sold [MTons] NOX | 0 | 0 | 0 | 0 | 0
-Plus Allowances Banked [MTons] | 0 | 0 | 0 | 0 | 0
-Less Allowances Withdrawn (1:1) [MTons] | 0 | 0 | 0 | 0 | 0
-Less Allowances Withdrawn (n:1) [MTons] | 0 | 0 | 0 | 0 | 0
Total [MTons] | 0.7237 | 0.7237 | 0.7237 | 0.7237 | 0.7237
TBtu Consumed | 48.24 | 48.24 | 48.24 | 48.24 | 48.24
Rate - [lb/MMBtu] | 0.03 | 0.03 | 0.03 | 0.03 | 0.03
TWh Generated | 4.867 | 4.867 | 4.867 | 4.867 | 4.867
TWh Generated Qualifying | 4.867 | 4.867 | 4.867 | 4.867 | 4.867
Rate - [lb/MWh] | 0 | 0 | 0 | 0 | 0
Constraint Shadow Price [US$/Ton] | 0 | 0 | 0 | 0 | 0
Constraint Name: NSR ClinchRiver 1-3 - SO2 Cap Annual v3.1 Constraint #: 365
Constraint Type: Rate Cap [MTons]
Run Year, Seasons Included: 2012 WINTER SUMMER
Run Year, Seasons Included: 2015 WINTER SUMMER
Run Year, Seasons Included: 2020 WINTER SUMMER
Run Year, Seasons Included: 2025 WINTER SUMMER
Run Year, Seasons Included: 2032 WINTER SUMMER
Time Base: Seasonal/Annual | 2012-2013 | 2014-2017 | 2018-2022 | 2023-2027 | 2028-2035
Standard - [MTon] | 21.7 | 16.3 | 16.3 | 16.3 | 16.3
-Emissions at Affected Plants [MTons] | 21.7 | 16.3 | 5.712 | 3.464 | 3.493
-Less Allowances Purchased [MTons] SO2 | 0 | 0 | 0 | 0 | 0
-Plus Allowances Sold [MTons] SO2 | 0 | 0 | 0 | 0 | 0
-Plus Allowances Banked [MTons] | 0 | 0 | 0 | 0 | 0
-Less Allowances Withdrawn (1:1) [MTons] | 0 | 0 | 0 | 0 | 0
-Less Allowances Withdrawn (n:1) [MTons] | 0 | 0 | 0 | 0 | 0
Total [MTons] | 21.7 | 16.3 | 5.712 | 3.464 | 3.493
TBtu Consumed | 41.33 | 33.23 | 46.93 | 51.23 | 51.65
Rate - [lb/MMBtu] | 1.05 | 0.9809 | 0.2434 | 0.1353 | 0.1353
TWh Generated | 4.272 | 3.421 | 4.795 | 5.212 | 5.255
TWh Generated Qualifying | 4.272 | 3.421 | 4.795 | 5.212 | 5.255
Rate - [lb/MWh] | 0 | 0 | 0 | 0 | 0
Constraint Shadow Price [US$/Ton] | 109.9 | 670.9 | 0 | 0 | 0
Constraint Name: NSR Cooper 2 - NOX Rate Annual v3.1 Constraint #: 366
Constraint Type: Rate Limit [lb/MMBtu]
Run Year, Seasons Included: 2012
Run Year, Seasons Included: 2015 WINTER SUMMER
Run Year, Seasons Included: 2020 WINTER SUMMER
Run Year, Seasons Included: 2025 WINTER SUMMER
Run Year, Seasons Included: 2032 WINTER SUMMER
Time Base: Seasonal/Annual | 2012-2013 | 2014-2017 | 2018-2022 | 2023-2027 | 2028-2035
Standard - [lb/MMBtu] | 0 | 0.08 | 0.08 | 0.08 | 0.08
-Emissions at Affected Plants [MTons] | 0 | 0.6047 | 0.6472 | 0.6511 | 0.6538
-Less Allowances Purchased [MTons] NOX | 0 | 0 | 0 | 0 | 0
-Plus Allowances Sold [MTons] NOX | 0 | 0 | 0 | 0 | 0
-Plus Allowances Banked [MTons] | 0 | 0 | 0 | 0 | 0
-Less Allowances Withdrawn (1:1) [MTons] | 0 | 0 | 0 | 0 | 0
-Less Allowances Withdrawn (n:1) [MTons] | 0 | 0 | 0 | 0 | 0
Total [MTons] | 0 | 0.6047 | 0.6472 | 0.6511 | 0.6538
TBtu Consumed | 0 | 15.12 | 16.18 | 16.28 | 16.34
Rate - [lb/MMBtu] | 0 | 0.08 | 0.08 | 0.08 | 0.08
TWh Generated | 0 | 1.551 | 1.66 | 1.67 | 1.677
TWh Generated Qualifying | 0 | 1.551 | 1.66 | 1.67 | 1.677
Rate - [lb/MWh] | 0 | 0 | 0 | 0 | 0
Constraint Shadow Price [US$/Ton] | 0 | 2288 | 1938 | 1499 | 975
Constraint Name: NSR Cooper 2 - SO2 Rate Annual v3.1 Constraint #: 367
Constraint Type: Rate Limit [lb/MMBtu]
Run Year, Seasons Included: 2012 WINTER SUMMER
Run Year, Seasons Included: 2015 WINTER SUMMER
Run Year, Seasons Included: 2020 WINTER SUMMER
Run Year, Seasons Included: 2025 WINTER SUMMER
Run Year, Seasons Included: 2032 WINTER SUMMER
Time Base: Seasonal/Annual | 2012-2013 | 2014-2017 | 2018-2022 | 2023-2027 | 2028-2035
Standard - [lb/MMBtu] | 0.1 | 0.1 | 0.1 | 0.1 | 0.1
-Emissions at Affected Plants [MTons] | 0.7662 | 0.7559 | 0.809 | 0.8139 | 0.8172
-Less Allowances Purchased [MTons] SO2 | 0 | 0 | 0 | 0 | 0
-Plus Allowances Sold [MTons] SO2 | 0 | 0 | 0 | 0 | 0
-Plus Allowances Banked [MTons] | 0 | 0 | 0 | 0 | 0
-Less Allowances Withdrawn (1:1) [MTons] | 0 | 0 | 0 | 0 | 0
-Less Allowances Withdrawn (n:1) [MTons] | 0 | 0 | 0 | 0 | 0
Total [MTons] | 0.7662 | 0.7559 | 0.809 | 0.8139 | 0.8172
TBtu Consumed | 15.32 | 15.12 | 16.18 | 16.28 | 16.34
Rate - [lb/MMBtu] | 0.1 | 0.1 | 0.1 | 0.1 | 0.1
TWh Generated | 1.585 | 1.551 | 1.66 | 1.67 | 1.677
TWh Generated Qualifying | 1.585 | 1.551 | 1.66 | 1.67 | 1.677
Rate - [lb/MWh] | 0 | 0 | 0 | 0 | 0
Constraint Shadow Price [US$/Ton] | 6104 | 3258 | 4134 | 4857 | 2834
Constraint Name: NSR Cross 1,2 - NOX Rate Annual v3.1 (EKA) Constraint #: 368
Constraint Type: Rate Limit [lb/MMBtu]
Run Year, Seasons Included: 2012 WINTER SUMMER
Run Year, Seasons Included: 2015 WINTER SUMMER
Run Year, Seasons Included: 2020 WINTER SUMMER
Run Year, Seasons Included: 2025 WINTER SUMMER
Run Year, Seasons Included: 2032 WINTER SUMMER
Time Base: Seasonal/Annual | 2012-2013 | 2014-2017 | 2018-2022 | 2023-2027 | 2028-2035
Standard - [lb/MMBtu] | 0.1 | 0.1 | 0.1 | 0.1 | 0.1
-Emissions at Affected Plants [MTons] | 1.732 | 1.636 | 1.732 | 1.732 | 1.732
-Less Allowances Purchased [MTons] NOX | 0 | 0 | 0 | 0 | 0
-Plus Allowances Sold [MTons] NOX | 0 | 0 | 0 | 0 | 0
-Plus Allowances Banked [MTons] | 0 | 0 | 0 | 0 | 0
-Less Allowances Withdrawn (1:1) [MTons] | 0 | 0 | 0 | 0 | 0
-Less Allowances Withdrawn (n:1) [MTons] | 0 | 0 | 0 | 0 | 0
Total [MTons] | 1.732 | 1.636 | 1.732 | 1.732 | 1.732
TBtu Consumed | 45 | 42.51 | 45 | 45 | 45
Rate - [lb/MMBtu] | 0.077 | 0.077 | 0.077 | 0.077 | 0.077
TWh Generated | 4.586 | 4.332 | 4.586 | 4.586 | 4.586
TWh Generated Qualifying | 4.586 | 4.332 | 4.586 | 4.586 | 4.586
Rate - [lb/MWh] | 0 | 0 | 0 | 0 | 0
Constraint Shadow Price [US$/Ton] | 0 | 0 | 0 | 0 | 0
Constraint Name: NSR Cross 1,2 - NOX Rate Annual v3.1 (EKB) Constraint #: 369
Constraint Type: Rate Limit [lb/MMBtu]
Run Year, Seasons Included: 2012 WINTER SUMMER
Run Year, Seasons Included: 2015 WINTER SUMMER
Run Year, Seasons Included: 2020 WINTER SUMMER
Run Year, Seasons Included: 2025 WINTER SUMMER
Run Year, Seasons Included: 2032 WINTER SUMMER
Time Base: Seasonal/Annual | 2012-2013 | 2014-2017 | 2018-2022 | 2023-2027 | 2028-2035
Standard - [lb/MMBtu] | 0.1 | 0.1 | 0.1 | 0.1 | 0.1
-Emissions at Affected Plants [MTons] | 1.326 | 1.326 | 1.518 | 1.518 | 1.518
-Less Allowances Purchased [MTons] NOX | 0 | 0 | 0 | 0 | 0
-Plus Allowances Sold [MTons] NOX | 0 | 0 | 0 | 0 | 0
-Plus Allowances Banked [MTons] | 0 | 0 | 0 | 0 | 0
-Less Allowances Withdrawn (1:1) [MTons] | 0 | 0 | 0 | 0 | 0
-Less Allowances Withdrawn (n:1) [MTons] | 0 | 0 | 0 | 0 | 0
Total [MTons] | 1.326 | 1.326 | 1.518 | 1.518 | 1.518
TBtu Consumed | 34.45 | 34.45 | 39.44 | 39.44 | 39.44
Rate - [lb/MMBtu] | 0.077 | 0.077 | 0.077 | 0.077 | 0.077
TWh Generated | 3.45 | 3.45 | 3.95 | 3.95 | 3.95
TWh Generated Qualifying | 3.45 | 3.45 | 3.95 | 3.95 | 3.95
Rate - [lb/MWh] | 0 | 0 | 0 | 0 | 0
Constraint Shadow Price [US$/Ton] | 0 | 0 | 0 | 0 | 0
Constraint Name: NSR Dominion Consent - NOX Cap Annual v3.1 Constraint #: 370
Constraint Type: Rate Cap [MTons]
Run Year, Seasons Included: 2012 WINTER SUMMER
Run Year, Seasons Included: 2015 WINTER SUMMER
Run Year, Seasons Included: 2020 WINTER SUMMER
Run Year, Seasons Included: 2025 WINTER SUMMER
Run Year, Seasons Included: 2032 WINTER SUMMER
Time Base: Seasonal/Annual | 2012-2013 | 2014-2017 | 2018-2022 | 2023-2027 | 2028-2035
Standard - [MTon] | 50 | 30.25 | 30.25 | 30.25 | 30.25
-Emissions at Affected Plants [MTons] | 19.51 | 19.52 | 19.54 | 19.68 | 19.62
-Less Allowances Purchased [MTons] NOX | 0 | 0 | 0 | 0 | 0
-Plus Allowances Sold [MTons] NOX | 0 | 0 | 0 | 0 | 0
-Plus Allowances Banked [MTons] | 0 | 0 | 0 | 0 | 0
-Less Allowances Withdrawn (1:1) [MTons] | 0 | 0 | 0 | 0 | 0
-Less Allowances Withdrawn (n:1) [MTons] | 0 | 0 | 0 | 0 | 0
Total [MTons] | 19.51 | 19.52 | 19.54 | 19.68 | 19.62
TBtu Consumed | 376.2 | 377.2 | 381.6 | 387.4 | 384.4
Rate - [lb/MMBtu] | 0.1037 | 0.1035 | 0.1024 | 0.1016 | 0.1021
TWh Generated | 36.22 | 36.36 | 36.97 | 37.72 | 37.26
TWh Generated Qualifying | 36.22 | 36.36 | 36.97 | 37.72 | 37.26
Rate - [lb/MWh] | 0 | 0 | 0 | 0 | 0
Constraint Shadow Price [US$/Ton] | 0 | 0 | 0 | 0 | 0
Constraint Name: NSR Dominion Consent - NOX Rate Annual v3.1 Constraint #: 371
Constraint Type: Rate Limit [lb/MMBtu]
Run Year, Seasons Included: 2012
Run Year, Seasons Included: 2015 WINTER SUMMER
Run Year, Seasons Included: 2020 WINTER SUMMER
Run Year, Seasons Included: 2025 WINTER SUMMER
Run Year, Seasons Included: 2032 WINTER SUMMER
Time Base: Seasonal/Annual | 2012-2013 | 2014-2017 | 2018-2022 | 2023-2027 | 2028-2035
Standard - [lb/MMBtu] | 0 | 0.15 | 0.15 | 0.15 | 0.15
-Emissions at Affected Plants [MTons] | 0 | 19.52 | 19.54 | 19.68 | 19.62
-Less Allowances Purchased [MTons] NOX | 0 | 0 | 0 | 0 | 0
-Plus Allowances Sold [MTons] NOX | 0 | 0 | 0 | 0 | 0
-Plus Allowances Banked [MTons] | 0 | 0 | 0 | 0 | 0
-Less Allowances Withdrawn (1:1) [MTons] | 0 | 0 | 0 | 0 | 0
-Less Allowances Withdrawn (n:1) [MTons] | 0 | 0 | 0 | 0 | 0
Total [MTons] | 0 | 19.52 | 19.54 | 19.68 | 19.62
TBtu Consumed | 0 | 377.2 | 381.6 | 387.4 | 384.4
Rate - [lb/MMBtu] | 0 | 0.1035 | 0.1024 | 0.1016 | 0.1021
TWh Generated | 0 | 36.36 | 36.97 | 37.72 | 37.26
TWh Generated Qualifying | 0 | 36.36 | 36.97 | 37.72 | 37.26
Rate - [lb/MWh] | 0 | 0 | 0 | 0 | 0
Constraint Shadow Price [US$/Ton] | 0 | 0 | 0 | 0 | 0
Constraint Name: NSR EKPC Consent - NOX Cap Annual v3.1 Constraint #: 372
Constraint Type: Rate Cap [MTons]
Run Year, Seasons Included: 2012 WINTER SUMMER
Run Year, Seasons Included: 2015 WINTER SUMMER
Run Year, Seasons Included: 2020 WINTER SUMMER
Run Year, Seasons Included: 2025 WINTER SUMMER
Run Year, Seasons Included: 2032 WINTER SUMMER
Time Base: Seasonal/Annual | 2012-2013 | 2014-2017 | 2018-2022 | 2023-2027 | 2028-2035
Standard - [MTon] | 11.5 | 8 | 8 | 8 | 8
-Emissions at Affected Plants [MTons] | 7.667 | 5.513 | 5.753 | 6.249 | 6.334
-Less Allowances Purchased [MTons] NOX | 0 | 0 | 0 | 0 | 0
-Plus Allowances Sold [MTons] NOX | 0 | 0 | 0 | 0 | 0
-Plus Allowances Banked [MTons] | 0 | 0 | 0 | 0 | 0
-Less Allowances Withdrawn (1:1) [MTons] | 0 | 0 | 0 | 0 | 0
-Less Allowances Withdrawn (n:1) [MTons] | 0 | 0 | 0 | 0 | 0
Total [MTons] | 7.667 | 5.513 | 5.753 | 6.249 | 6.334
TBtu Consumed | 118.2 | 118.1 | 123.1 | 128.3 | 131.1
Rate - [lb/MMBtu] | 0.1298 | 0.09335 | 0.09347 | 0.0974 | 0.0966
TWh Generated | 12.14 | 12.11 | 12.59 | 13.08 | 13.35
TWh Generated Qualifying | 12.14 | 12.11 | 12.59 | 13.08 | 13.35
Rate - [lb/MWh] | 0 | 0 | 0 | 0 | 0
Constraint Shadow Price [US$/Ton] | 0 | 0 | 0 | 0 | 0
Constraint Name: NSR EKPC Consent - SO2 Cap Annual v3.1 Constraint #: 373
Constraint Type: Rate Cap [MTons]
Run Year, Seasons Included: 2012 WINTER SUMMER
Run Year, Seasons Included: 2015 WINTER SUMMER
Run Year, Seasons Included: 2020 WINTER SUMMER
Run Year, Seasons Included: 2025 WINTER SUMMER
Run Year, Seasons Included: 2032 WINTER SUMMER
Time Base: Seasonal/Annual | 2012-2013 | 2014-2017 | 2018-2022 | 2023-2027 | 2028-2035
Standard - [MTon] | 40 | 28 | 28 | 28 | 28
-Emissions at Affected Plants [MTons] | 12.97 | 12.17 | 12.63 | 13.98 | 14.12
-Less Allowances Purchased [MTons] SO2 | 0 | 0 | 0 | 0 | 0
-Plus Allowances Sold [MTons] SO2 | 0 | 0 | 0 | 0 | 0
-Plus Allowances Banked [MTons] | 0 | 0 | 0 | 0 | 0
-Less Allowances Withdrawn (1:1) [MTons] | 0 | 0 | 0 | 0 | 0
-Less Allowances Withdrawn (n:1) [MTons] | 0 | 0 | 0 | 0 | 0
Total [MTons] | 12.97 | 12.17 | 12.63 | 13.98 | 14.12
TBtu Consumed | 118.2 | 118.1 | 123.1 | 128.3 | 131.1
Rate - [lb/MMBtu] | 0.2195 | 0.2061 | 0.2052 | 0.2178 | 0.2153
TWh Generated | 12.14 | 12.11 | 12.59 | 13.08 | 13.35
TWh Generated Qualifying | 12.14 | 12.11 | 12.59 | 13.08 | 13.35
Rate - [lb/MWh] | 0 | 0 | 0 | 0 | 0
Constraint Shadow Price [US$/Ton] | 0 | 0 | 0 | 0 | 0
Constraint Name: NSR FB Culley 3 - NOX Rate Annual v3.1 Constraint #: 374
Constraint Type: Rate Limit [lb/MMBtu]
Run Year, Seasons Included: 2012 WINTER SUMMER
Run Year, Seasons Included: 2015 WINTER SUMMER
Run Year, Seasons Included: 2020 WINTER SUMMER
Run Year, Seasons Included: 2025 WINTER SUMMER
Run Year, Seasons Included: 2032 WINTER SUMMER
Time Base: Seasonal/Annual | 2012-2013 | 2014-2017 | 2018-2022 | 2023-2027 | 2028-2035
Standard - [lb/MMBtu] | 0.1 | 0.1 | 0.1 | 0.1 | 0.1
-Emissions at Affected Plants [MTons] | 0.6232 | 0.6232 | 0.6199 | 0.6199 | 0.6199
-Less Allowances Purchased [MTons] NOX | 0 | 0 | 0 | 0 | 0
-Plus Allowances Sold [MTons] NOX | 0 | 0 | 0 | 0 | 0
-Plus Allowances Banked [MTons] | 0 | 0 | 0 | 0 | 0
-Less Allowances Withdrawn (1:1) [MTons] | 0 | 0 | 0 | 0 | 0
-Less Allowances Withdrawn (n:1) [MTons] | 0 | 0 | 0 | 0 | 0
Total [MTons] | 0.6232 | 0.6232 | 0.6199 | 0.6199 | 0.6199
TBtu Consumed | 20.77 | 20.77 | 20.89 | 20.89 | 20.89
Rate - [lb/MMBtu] | 0.06 | 0.06 | 0.05934 | 0.05934 | 0.05934
TWh Generated | 2.027 | 2.027 | 2.027 | 2.027 | 2.027
TWh Generated Qualifying | 2.027 | 2.027 | 2.027 | 2.027 | 2.027
Rate - [lb/MWh] | 0 | 0 | 0 | 0 | 0
Constraint Shadow Price [US$/Ton] | 0 | 0 | 0 | 0 | 0
Constraint Name: NSR Hennepin 1,2 - SO2 Rate Annual v3.1 (CIM) Constraint #: 375
Constraint Type: Rate Limit [lb/MMBtu]
Run Year, Seasons Included: 2012 WINTER SUMMER
Run Year, Seasons Included: 2015 WINTER SUMMER
Run Year, Seasons Included: 2020 WINTER SUMMER
Run Year, Seasons Included: 2025 WINTER SUMMER
Run Year, Seasons Included: 2032 WINTER SUMMER
Time Base: Seasonal/Annual | 2012-2013 | 2014-2017 | 2018-2022 | 2023-2027 | 2028-2035
Standard - [lb/MMBtu] | 1.2 | 1.2 | 1.2 | 1.2 | 1.2
-Emissions at Affected Plants [MTons] | 1.545 | 1.535 | 1.757 | 1.535 | 1.535
-Less Allowances Purchased [MTons] SO2 | 0 | 0 | 0 | 0 | 0
-Plus Allowances Sold [MTons] SO2 | 0 | 0 | 0 | 0 | 0
-Plus Allowances Banked [MTons] | 0 | 0 | 0 | 0 | 0
-Less Allowances Withdrawn (1:1) [MTons] | 0 | 0 | 0 | 0 | 0
-Less Allowances Withdrawn (n:1) [MTons] | 0 | 0 | 0 | 0 | 0
Total [MTons] | 1.545 | 1.535 | 1.757 | 1.535 | 1.535
TBtu Consumed | 5.329 | 5.797 | 6.636 | 5.797 | 5.797
Rate - [lb/MMBtu] | 0.58 | 0.5295 | 0.5295 | 0.5295 | 0.5295
TWh Generated | 0.4886 | 0.5284 | 0.605 | 0.5284 | 0.5284
TWh Generated Qualifying | 0.4886 | 0.5284 | 0.605 | 0.5284 | 0.5284
Rate - [lb/MWh] | 0 | 0 | 0 | 0 | 0
Constraint Shadow Price [US$/Ton] | 0 | 0 | 0 | 0 | 0
Constraint Name: NSR Hennepin 1,2 - SO2 Rate Annual v3.1 (CIN) Constraint #: 376
Constraint Type: Rate Limit [lb/MMBtu]
Run Year, Seasons Included: 2012 WINTER SUMMER
Run Year, Seasons Included: 2015 WINTER SUMMER
Run Year, Seasons Included: 2020 WINTER SUMMER
Run Year, Seasons Included: 2025 WINTER SUMMER
Run Year, Seasons Included: 2032 WINTER SUMMER
Time Base: Seasonal/Annual | 2012-2013 | 2014-2017 | 2018-2022 | 2023-2027 | 2028-2035
Standard - [lb/MMBtu] | 1.2 | 1.2 | 1.2 | 1.2 | 1.2
-Emissions at Affected Plants [MTons] | 4.576 | 4.545 | 5.203 | 4.545 | 4.545
-Less Allowances Purchased [MTons] SO2 | 0 | 0 | 0 | 0 | 0
-Plus Allowances Sold [MTons] SO2 | 0 | 0 | 0 | 0 | 0
-Plus Allowances Banked [MTons] | 0 | 0 | 0 | 0 | 0
-Less Allowances Withdrawn (1:1) [MTons] | 0 | 0 | 0 | 0 | 0
-Less Allowances Withdrawn (n:1) [MTons] | 0 | 0 | 0 | 0 | 0
Total [MTons] | 4.576 | 4.545 | 5.203 | 4.545 | 4.545
TBtu Consumed | 15.78 | 17.17 | 19.65 | 17.17 | 17.17
Rate - [lb/MMBtu] | 0.58 | 0.5295 | 0.5295 | 0.5295 | 0.5295
TWh Generated | 1.455 | 1.574 | 1.801 | 1.574 | 1.574
TWh Generated Qualifying | 1.455 | 1.574 | 1.801 | 1.574 | 1.574
Rate - [lb/MWh] | 0 | 0 | 0 | 0 | 0
Constraint Shadow Price [US$/Ton] | 0 | 0 | 0 | 0 | 0
Constraint Name: NSR HL Spurlock 1 - NOX Rate Annual v3.1 Constraint #: 377
Constraint Type: Rate Limit [lb/MMBtu]
Run Year, Seasons Included: 2012 WINTER SUMMER
Run Year, Seasons Included: 2015 WINTER SUMMER
Run Year, Seasons Included: 2020 WINTER SUMMER
Run Year, Seasons Included: 2025 WINTER SUMMER
Run Year, Seasons Included: 2032 WINTER SUMMER
Time Base: Seasonal/Annual | 2012-2013 | 2014-2017 | 2018-2022 | 2023-2027 | 2028-2035
Standard - [lb/MMBtu] | 0.12 | 0.1 | 0.1 | 0.1 | 0.1
-Emissions at Affected Plants [MTons] | 0.6673 | 0.6673 | 0.666 | 0.666 | 0.666
-Less Allowances Purchased [MTons] NOX | 0 | 0 | 0 | 0 | 0
-Plus Allowances Sold [MTons] NOX | 0 | 0 | 0 | 0 | 0
-Plus Allowances Banked [MTons] | 0 | 0 | 0 | 0 | 0
-Less Allowances Withdrawn (1:1) [MTons] | 0 | 0 | 0 | 0 | 0
-Less Allowances Withdrawn (n:1) [MTons] | 0 | 0 | 0 | 0 | 0
Total [MTons] | 0.6673 | 0.6673 | 0.666 | 0.666 | 0.666
TBtu Consumed | 22.24 | 22.24 | 22.29 | 22.29 | 22.29
Rate - [lb/MMBtu] | 0.06 | 0.06 | 0.05976 | 0.05976 | 0.05976
TWh Generated | 2.34 | 2.34 | 2.34 | 2.34 | 2.34
TWh Generated Qualifying | 2.34 | 2.34 | 2.34 | 2.34 | 2.34
Rate - [lb/MWh] | 0 | 0 | 0 | 0 | 0
Constraint Shadow Price [US$/Ton] | 0 | 0 | 0 | 0 | 0
Constraint Name: NSR HL Spurlock 2 - NOX Rate Annual v3.1 Constraint #: 378
Constraint Type: Rate Limit [lb/MMBtu]
Run Year, Seasons Included: 2012 WINTER SUMMER
Run Year, Seasons Included: 2015 WINTER SUMMER
Run Year, Seasons Included: 2020 WINTER SUMMER
Run Year, Seasons Included: 2025 WINTER SUMMER
Run Year, Seasons Included: 2032 WINTER SUMMER
Time Base: Seasonal/Annual | 2012-2013 | 2014-2017 | 2018-2022 | 2023-2027 | 2028-2035
Standard - [lb/MMBtu] | 0.1 | 0.1 | 0.1 | 0.1 | 0.1
-Emissions at Affected Plants [MTons] | 0.835 | 0.835 | 0.9338 | 1.011 | 1.093
-Less Allowances Purchased [MTons] NOX | 0 | 0 | 0 | 0 | 0
-Plus Allowances Sold [MTons] NOX | 0 | 0 | 0 | 0 | 0
-Plus Allowances Banked [MTons] | 0 | 0 | 0 | 0 | 0
-Less Allowances Withdrawn (1:1) [MTons] | 0 | 0 | 0 | 0 | 0
-Less Allowances Withdrawn (n:1) [MTons] | 0 | 0 | 0 | 0 | 0
Total [MTons] | 0.835 | 0.835 | 0.9338 | 1.011 | 1.093
TBtu Consumed | 27.95 | 27.95 | 31.25 | 33.83 | 36.58
Rate - [lb/MMBtu] | 0.05976 | 0.05976 | 0.05976 | 0.05976 | 0.05976
TWh Generated | 2.686 | 2.686 | 3.004 | 3.252 | 3.517
TWh Generated Qualifying | 2.686 | 2.686 | 3.004 | 3.252 | 3.517
Rate - [lb/MWh] | 0 | 0 | 0 | 0 | 0
Constraint Shadow Price [US$/Ton] | 0 | 0 | 0 | 0 | 0
Constraint Name: NSR HL Spurlock 2 - SO2 Rate Annual v3.1 Constraint #: 379
Constraint Type: Rate Limit [lb/MMBtu]
Run Year, Seasons Included: 2012 WINTER SUMMER
Run Year, Seasons Included: 2015 WINTER SUMMER
Run Year, Seasons Included: 2020 WINTER SUMMER
Run Year, Seasons Included: 2025 WINTER SUMMER
Run Year, Seasons Included: 2032 WINTER SUMMER
Time Base: Seasonal/Annual | 2012-2013 | 2014-2017 | 2018-2022 | 2023-2027 | 2028-2035
Standard - [lb/MMBtu] | 0.1 | 0.1 | 0.1 | 0.1 | 0.1
-Emissions at Affected Plants [MTons] | 1.397 | 1.397 | 1.563 | 1.691 | 1.829
-Less Allowances Purchased [MTons] SO2 | 0 | 0 | 0 | 0 | 0
-Plus Allowances Sold [MTons] SO2 | 0 | 0 | 0 | 0 | 0
-Plus Allowances Banked [MTons] | 0 | 0 | 0 | 0 | 0
-Less Allowances Withdrawn (1:1) [MTons] | 0 | 0 | 0 | 0 | 0
-Less Allowances Withdrawn (n:1) [MTons] | 0 | 0 | 0 | 0 | 0
Total [MTons] | 1.397 | 1.397 | 1.563 | 1.691 | 1.829
TBtu Consumed | 27.95 | 27.95 | 31.25 | 33.83 | 36.58
Rate - [lb/MMBtu] | 0.1 | 0.1 | 0.1 | 0.1 | 0.1
TWh Generated | 2.686 | 2.686 | 3.004 | 3.252 | 3.517
TWh Generated Qualifying | 2.686 | 2.686 | 3.004 | 3.252 | 3.517
Rate - [lb/MWh] | 0 | 0 | 0 | 0 | 0
Constraint Shadow Price [US$/Ton] | 5166 | 5689 | 11950 | 10960 | 11920
Constraint Name: NSR IL Power - NOX Cap Annual v3.1 Constraint #: 380
Constraint Type: Rate Cap [MTons]
Run Year, Seasons Included: 2012 WINTER SUMMER
Run Year, Seasons Included: 2015 WINTER SUMMER
Run Year, Seasons Included: 2020 WINTER SUMMER
Run Year, Seasons Included: 2025 WINTER SUMMER
Run Year, Seasons Included: 2032 WINTER SUMMER
Time Base: Seasonal/Annual | 2012-2013 | 2014-2017 | 2018-2022 | 2023-2027 | 2028-2035
Standard - [MTon] | 13.8 | 13.8 | 13.8 | 13.8 | 13.8
-Emissions at Affected Plants [MTons] | 9.379 | 9.696 | 10.12 | 10 | 10.09
-Less Allowances Purchased [MTons] NOX | 0 | 0 | 0 | 0 | 0
-Plus Allowances Sold [MTons] NOX | 0 | 0 | 0 | 0 | 0
-Plus Allowances Banked [MTons] | 0 | 0 | 0 | 0 | 0
-Less Allowances Withdrawn (1:1) [MTons] | 0 | 0 | 0 | 0 | 0
-Less Allowances Withdrawn (n:1) [MTons] | 0 | 0 | 0 | 0 | 0
Total [MTons] | 9.379 | 9.696 | 10.12 | 10 | 10.09
TBtu Consumed | 233.7 | 241.9 | 246.9 | 246.4 | 250.3
Rate - [lb/MMBtu] | 0.08025 | 0.08018 | 0.08195 | 0.08118 | 0.0806
TWh Generated | 22.86 | 23.54 | 23.98 | 23.96 | 24.35
TWh Generated Qualifying | 22.86 | 23.54 | 23.98 | 23.96 | 24.35
Rate - [lb/MWh] | 0 | 0 | 0 | 0 | 0
Constraint Shadow Price [US$/Ton] | 0 | 0 | 0 | 0 | 0
Constraint Name: NSR IL Power - SO2 Cap Annual v3.1 Constraint #: 381
Constraint Type: Rate Cap [MTons]
Run Year, Seasons Included: 2012 WINTER SUMMER
Run Year, Seasons Included: 2015 WINTER SUMMER
Run Year, Seasons Included: 2020 WINTER SUMMER
Run Year, Seasons Included: 2025 WINTER SUMMER
Run Year, Seasons Included: 2032 WINTER SUMMER
Time Base: Seasonal/Annual | 2012-2013 | 2014-2017 | 2018-2022 | 2023-2027 | 2028-2035
Standard - [MTon] | 49.5 | 29 | 29 | 29 | 29
-Emissions at Affected Plants [MTons] | 33.11 | 25.55 | 27.91 | 27.77 | 27.39
-Less Allowances Purchased [MTons] SO2 | 0 | 0 | 0 | 0 | 0
-Plus Allowances Sold [MTons] SO2 | 0 | 0 | 0 | 0 | 0
-Plus Allowances Banked [MTons] | 0 | 0 | 0 | 0 | 0
-Less Allowances Withdrawn (1:1) [MTons] | 0 | 0 | 0 | 0 | 0
-Less Allowances Withdrawn (n:1) [MTons] | 0 | 0 | 0 | 0 | 0
Total [MTons] | 33.11 | 25.55 | 27.91 | 27.77 | 27.39
TBtu Consumed | 233.7 | 241.9 | 246.9 | 246.4 | 250.3
Rate - [lb/MMBtu] | 0.2833 | 0.2113 | 0.2261 | 0.2254 | 0.2188
TWh Generated | 22.86 | 23.54 | 23.98 | 23.96 | 24.35
TWh Generated Qualifying | 22.86 | 23.54 | 23.98 | 23.96 | 24.35
Rate - [lb/MWh] | 0 | 0 | 0 | 0 | 0
Constraint Shadow Price [US$/Ton] | 0 | 0 | 0 | 0 | 0
Constraint Name: NSR James Miller 3,4 - NOX Rate Annual v3.1 (CT8) Constraint #: 382
Constraint Type: Rate Limit [lb/MMBtu]
Run Year, Seasons Included: 2012 WINTER SUMMER
Run Year, Seasons Included: 2015 WINTER SUMMER
Run Year, Seasons Included: 2020 WINTER SUMMER
Run Year, Seasons Included: 2025 WINTER SUMMER
Run Year, Seasons Included: 2032 WINTER SUMMER
Time Base: Seasonal/Annual | 2012-2013 | 2014-2017 | 2018-2022 | 2023-2027 | 2028-2035
Standard - [lb/MMBtu] | 0.1 | 0.1 | 0.1 | 0.1 | 0.1
-Emissions at Affected Plants [MTons] | 1.633 | 1.631 | 1.633 | 1.633 | 1.633
-Less Allowances Purchased [MTons] NOX | 0 | 0 | 0 | 0 | 0
-Plus Allowances Sold [MTons] NOX | 0 | 0 | 0 | 0 | 0
-Plus Allowances Banked [MTons] | 0 | 0 | 0 | 0 | 0
-Less Allowances Withdrawn (1:1) [MTons] | 0 | 0 | 0 | 0 | 0
-Less Allowances Withdrawn (n:1) [MTons] | 0 | 0 | 0 | 0 | 0
Total [MTons] | 1.633 | 1.631 | 1.633 | 1.633 | 1.633
TBtu Consumed | 51.83 | 51.89 | 51.83 | 51.83 | 51.83
Rate - [lb/MMBtu] | 0.063 | 0.06287 | 0.063 | 0.063 | 0.063
TWh Generated | 5.081 | 5.081 | 5.081 | 5.081 | 5.081
TWh Generated Qualifying | 5.081 | 5.081 | 5.081 | 5.081 | 5.081
Rate - [lb/MWh] | 0 | 0 | 0 | 0 | 0
Constraint Shadow Price [US$/Ton] | 0 | 0 | 0 | 0 | 0
Constraint Name: NSR James Miller 3,4 - NOX Rate Annual v3.1 (CU3) Constraint #: 383
Constraint Type: Rate Limit [lb/MMBtu]
Run Year, Seasons Included: 2012 WINTER SUMMER
Run Year, Seasons Included: 2015 WINTER SUMMER
Run Year, Seasons Included: 2020 WINTER SUMMER
Run Year, Seasons Included: 2025 WINTER SUMMER
Run Year, Seasons Included: 2032 WINTER SUMMER
Time Base: Seasonal/Annual | 2012-2013 | 2014-2017 | 2018-2022 | 2023-2027 | 2028-2035
Standard - [lb/MMBtu] | 0.1 | 0.1 | 0.1 | 0.1 | 0.1
-Emissions at Affected Plants [MTons] | 1.703 | 1.701 | 1.703 | 1.703 | 1.703
-Less Allowances Purchased [MTons] NOX | 0 | 0 | 0 | 0 | 0
-Plus Allowances Sold [MTons] NOX | 0 | 0 | 0 | 0 | 0
-Plus Allowances Banked [MTons] | 0 | 0 | 0 | 0 | 0
-Less Allowances Withdrawn (1:1) [MTons] | 0 | 0 | 0 | 0 | 0
-Less Allowances Withdrawn (n:1) [MTons] | 0 | 0 | 0 | 0 | 0
Total [MTons] | 1.703 | 1.701 | 1.703 | 1.703 | 1.703
TBtu Consumed | 51.6 | 51.65 | 51.6 | 51.6 | 51.6
Rate - [lb/MMBtu] | 0.066 | 0.06587 | 0.066 | 0.066 | 0.066
TWh Generated | 5.089 | 5.089 | 5.089 | 5.089 | 5.089
TWh Generated Qualifying | 5.089 | 5.089 | 5.089 | 5.089 | 5.089
Rate - [lb/MWh] | 0 | 0 | 0 | 0 | 0
Constraint Shadow Price [US$/Ton] | 0 | 0 | 0 | 0 | 0
Constraint Name: NSR Kammer 1-3 - SO2 Cap Annual v3.1 Constraint #: 384
Constraint Type: Rate Cap [MTons]
Run Year, Seasons Included: 2012 WINTER SUMMER
Run Year, Seasons Included: 2015 WINTER SUMMER
Run Year, Seasons Included: 2020 WINTER SUMMER
Run Year, Seasons Included: 2025 WINTER SUMMER
Run Year, Seasons Included: 2032 WINTER SUMMER
Time Base: Seasonal/Annual | 2012-2013 | 2014-2017 | 2018-2022 | 2023-2027 | 2028-2035
Standard - [MTon] | 35 | 35 | 35 | 35 | 35
-Emissions at Affected Plants [MTons] | 11.16 | 0 | 15.12 | 17.29 | 4.002
-Less Allowances Purchased [MTons] SO2 | 0 | 0 | 0 | 0 | 0
-Plus Allowances Sold [MTons] SO2 | 0 | 0 | 0 | 0 | 0
-Plus Allowances Banked [MTons] | 0 | 0 | 0 | 0 | 0
-Less Allowances Withdrawn (1:1) [MTons] | 0 | 0 | 0 | 0 | 0
-Less Allowances Withdrawn (n:1) [MTons] | 0 | 0 | 0 | 0 | 0
Total [MTons] | 11.16 | 0 | 15.12 | 17.29 | 4.002
TBtu Consumed | 15.39 | 0 | 35.56 | 35.56 | 46.42
Rate - [lb/MMBtu] | 1.45 | 0 | 0.8505 | 0.9726 | 0.1724
TWh Generated | 1.484 | 0 | 3.412 | 3.412 | 4.404
TWh Generated Qualifying | 1.484 | 0 | 3.412 | 3.412 | 4.404
Rate - [lb/MWh] | 0 | 0 | 0 | 0 | 0
Constraint Shadow Price [US$/Ton] | 0 | 0 | 0 | 0 | 0
Constraint Name: NSR KU Brown Unit 3- NOX Cap Annual v3.02EISA Constraint #: 385
Constraint Type: Rate Cap [MTons]
Run Year, Seasons Included: 2012 WINTER SUMMER
Run Year, Seasons Included: 2015
Run Year, Seasons Included: 2020
Run Year, Seasons Included: 2025
Run Year, Seasons Included: 2032
Time Base: Seasonal/Annual | 2012-2013 | 2014-2017 | 2018-2022 | 2023-2027 | 2028-2035
Standard - [MTon] | 4.07 | 0 | 0 | 0 | 0
-Emissions at Affected Plants [MTons] | 0.9434 | 0 | 0 | 0 | 0
-Less Allowances Purchased [MTons] NOX | 0 | 0 | 0 | 0 | 0
-Plus Allowances Sold [MTons] NOX | 0 | 0 | 0 | 0 | 0
-Plus Allowances Banked [MTons] | 0 | 0 | 0 | 0 | 0
-Less Allowances Withdrawn (1:1) [MTons] | 0 | 0 | 0 | 0 | 0
-Less Allowances Withdrawn (n:1) [MTons] | 0 | 0 | 0 | 0 | 0
Total [MTons] | 0.9434 | 0 | 0 | 0 | 0
TBtu Consumed | 31.45 | 0 | 0 | 0 | 0
Rate - [lb/MMBtu] | 0.06 | 0 | 0 | 0 | 0
TWh Generated | 3.086 | 0 | 0 | 0 | 0
TWh Generated Qualifying | 3.086 | 0 | 0 | 0 | 0
Rate - [lb/MWh] | 0 | 0 | 0 | 0 | 0
Constraint Shadow Price [US$/Ton] | 0 | 0 | 0 | 0 | 0
Constraint Name: NSR KU Brown Unit 3- NOX Rate Annual v3.02EISA Constraint #: 386
Constraint Type: Rate Limit [lb/MMBtu]
Run Year, Seasons Included: 2012
Run Year, Seasons Included: 2015 WINTER SUMMER
Run Year, Seasons Included: 2020 WINTER SUMMER
Run Year, Seasons Included: 2025 WINTER SUMMER
Run Year, Seasons Included: 2032 WINTER SUMMER
Time Base: Seasonal/Annual | 2012-2013 | 2014-2017 | 2018-2022 | 2023-2027 | 2028-2035
Standard - [lb/MMBtu] | 0 | 0.07 | 0.07 | 0.07 | 0.07
-Emissions at Affected Plants [MTons] | 0 | 0.9434 | 0.9396 | 0.9396 | 0.9396
-Less Allowances Purchased [MTons] NOX | 0 | 0 | 0 | 0 | 0
-Plus Allowances Sold [MTons] NOX | 0 | 0 | 0 | 0 | 0
-Plus Allowances Banked [MTons] | 0 | 0 | 0 | 0 | 0
-Less Allowances Withdrawn (1:1) [MTons] | 0 | 0 | 0 | 0 | 0
-Less Allowances Withdrawn (n:1) [MTons] | 0 | 0 | 0 | 0 | 0
Total [MTons] | 0 | 0.9434 | 0.9396 | 0.9396 | 0.9396
TBtu Consumed | 0 | 31.45 | 31.58 | 31.58 | 31.58
Rate - [lb/MMBtu] | 0 | 0.06 | 0.05951 | 0.05951 | 0.05951
TWh Generated | 0 | 3.086 | 3.086 | 3.086 | 3.086
TWh Generated Qualifying | 0 | 3.086 | 3.086 | 3.086 | 3.086
Rate - [lb/MWh] | 0 | 0 | 0 | 0 | 0
Constraint Shadow Price [US$/Ton] | 0 | 0 | 0 | 0 | 0
Constraint Name: NSR KU Brown Unit 3- SO2 Cap Annual v3.02EISA Constraint #: 387
Constraint Type: Rate Cap [MTons]
Run Year, Seasons Included: 2012 WINTER SUMMER
Run Year, Seasons Included: 2015 WINTER SUMMER
Run Year, Seasons Included: 2020 WINTER SUMMER
Run Year, Seasons Included: 2025 WINTER SUMMER
Run Year, Seasons Included: 2032 WINTER SUMMER
Time Base: Seasonal/Annual | 2012-2013 | 2014-2017 | 2018-2022 | 2023-2027 | 2028-2035
Standard - [MTon] | 2.3 | 2.3 | 2.3 | 2.3 | 2.3
-Emissions at Affected Plants [MTons] | 1.572 | 1.572 | 1.579 | 1.579 | 1.579
-Less Allowances Purchased [MTons] SO2 | 0 | 0 | 0 | 0 | 0
-Plus Allowances Sold [MTons] SO2 | 0 | 0 | 0 | 0 | 0
-Plus Allowances Banked [MTons] | 0 | 0 | 0 | 0 | 0
-Less Allowances Withdrawn (1:1) [MTons] | 0 | 0 | 0 | 0 | 0
-Less Allowances Withdrawn (n:1) [MTons] | 0 | 0 | 0 | 0 | 0
Total [MTons] | 1.572 | 1.572 | 1.579 | 1.579 | 1.579
TBtu Consumed | 31.45 | 31.45 | 31.58 | 31.58 | 31.58
Rate - [lb/MMBtu] | 0.1 | 0.1 | 0.1 | 0.1 | 0.1
TWh Generated | 3.086 | 3.086 | 3.086 | 3.086 | 3.086
TWh Generated Qualifying | 3.086 | 3.086 | 3.086 | 3.086 | 3.086
Rate - [lb/MWh] | 0 | 0 | 0 | 0 | 0
Constraint Shadow Price [US$/Ton] | 0 | 0 | 0 | 0 | 0
Constraint Name: NSR KU Brown Unit 3- SO2 Rate Annual v3.02EISA Constraint #: 388
Constraint Type: Rate Limit [lb/MMBtu]
Run Year, Seasons Included: 2012 WINTER SUMMER
Run Year, Seasons Included: 2015 WINTER SUMMER
Run Year, Seasons Included: 2020 WINTER SUMMER
Run Year, Seasons Included: 2025 WINTER SUMMER
Run Year, Seasons Included: 2032 WINTER SUMMER
Time Base: Seasonal/Annual | 2012-2013 | 2014-2017 | 2018-2022 | 2023-2027 | 2028-2035
Standard - [lb/MMBtu] | 0.1 | 0.1 | 0.1 | 0.1 | 0.1
-Emissions at Affected Plants [MTons] | 1.572 | 1.572 | 1.579 | 1.579 | 1.579
-Less Allowances Purchased [MTons] SO2 | 0 | 0 | 0 | 0 | 0
-Plus Allowances Sold [MTons] SO2 | 0 | 0 | 0 | 0 | 0
-Plus Allowances Banked [MTons] | 0 | 0 | 0 | 0 | 0
-Less Allowances Withdrawn (1:1) [MTons] | 0 | 0 | 0 | 0 | 0
-Less Allowances Withdrawn (n:1) [MTons] | 0 | 0 | 0 | 0 | 0
Total [MTons] | 1.572 | 1.572 | 1.579 | 1.579 | 1.579
TBtu Consumed | 31.45 | 31.45 | 31.58 | 31.58 | 31.58
Rate - [lb/MMBtu] | 0.1 | 0.1 | 0.1 | 0.1 | 0.1
TWh Generated | 3.086 | 3.086 | 3.086 | 3.086 | 3.086
TWh Generated Qualifying | 3.086 | 3.086 | 3.086 | 3.086 | 3.086
Rate - [lb/MWh] | 0 | 0 | 0 | 0 | 0
Constraint Shadow Price [US$/Ton] | 954.2 | 1119 | 1428 | 1888 | 2357
Constraint Name: NSR Level Baldwin 3 - NOX Rate Annual v3.1 Constraint #: 389
Constraint Type: Rate Limit [lb/MMBtu]
Run Year, Seasons Included: 2012 WINTER SUMMER
Run Year, Seasons Included: 2015 WINTER SUMMER
Run Year, Seasons Included: 2020 WINTER SUMMER
Run Year, Seasons Included: 2025 WINTER SUMMER
Run Year, Seasons Included: 2032 WINTER SUMMER
Time Base: Seasonal/Annual | 2012-2013 | 2014-2017 | 2018-2022 | 2023-2027 | 2028-2035
Standard - [lb/MMBtu] | 0.12 | 0.1 | 0.1 | 0.1 | 0.1
-Emissions at Affected Plants [MTons] | 2.06 | 2.057 | 1.902 | 1.902 | 2.057
-Less Allowances Purchased [MTons] NOX | 0 | 0 | 0 | 0 | 0
-Plus Allowances Sold [MTons] NOX | 0 | 0 | 0 | 0 | 0
-Plus Allowances Banked [MTons] | 0 | 0 | 0 | 0 | 0
-Less Allowances Withdrawn (1:1) [MTons] | 0 | 0 | 0 | 0 | 0
-Less Allowances Withdrawn (n:1) [MTons] | 0 | 0 | 0 | 0 | 0
Total [MTons] | 2.06 | 2.057 | 1.902 | 1.902 | 2.057
TBtu Consumed | 45.28 | 45.34 | 41.93 | 41.93 | 45.34
Rate - [lb/MMBtu] | 0.091 | 0.09073 | 0.09073 | 0.09073 | 0.09073
TWh Generated | 4.394 | 4.394 | 4.064 | 4.064 | 4.394
TWh Generated Qualifying | 4.394 | 4.394 | 4.064 | 4.064 | 4.394
Rate - [lb/MWh] | 0 | 0 | 0 | 0 | 0
Constraint Shadow Price [US$/Ton] | 0 | 0 | 0 | 0 | 0
Constraint Name: NSR Level Havana 9 - SO2 Rate Annual v3.1 Constraint #: 390
Constraint Type: Rate Limit [lb/MMBtu]
Run Year, Seasons Included: 2012 WINTER SUMMER
Run Year, Seasons Included: 2015 WINTER SUMMER
Run Year, Seasons Included: 2020 WINTER SUMMER
Run Year, Seasons Included: 2025 WINTER SUMMER
Run Year, Seasons Included: 2032 WINTER SUMMER
Time Base: Seasonal/Annual | 2012-2013 | 2014-2017 | 2018-2022 | 2023-2027 | 2028-2035
Standard - [lb/MMBtu] | 1.2 | 0.1 | 0.1 | 0.1 | 0.1
-Emissions at Affected Plants [MTons] | 9.321 | 1.73 | 1.847 | 1.847 | 1.847
-Less Allowances Purchased [MTons] SO2 | 0 | 0 | 0 | 0 | 0
-Plus Allowances Sold [MTons] SO2 | 0 | 0 | 0 | 0 | 0
-Plus Allowances Banked [MTons] | 0 | 0 | 0 | 0 | 0
-Less Allowances Withdrawn (1:1) [MTons] | 0 | 0 | 0 | 0 | 0
-Less Allowances Withdrawn (n:1) [MTons] | 0 | 0 | 0 | 0 | 0
Total [MTons] | 9.321 | 1.73 | 1.847 | 1.847 | 1.847
TBtu Consumed | 32.14 | 34.61 | 36.94 | 36.94 | 36.94
Rate - [lb/MMBtu] | 0.58 | 0.1 | 0.1 | 0.1 | 0.1
TWh Generated | 3.111 | 3.308 | 3.531 | 3.531 | 3.531
TWh Generated Qualifying | 3.111 | 3.308 | 3.531 | 3.531 | 3.531
Rate - [lb/MWh] | 0 | 0 | 0 | 0 | 0
Constraint Shadow Price [US$/Ton] | 0 | 1946 | 1427 | 1109 | 799.8
Constraint Name: NSR Level Hudson 2 - NOX Rate Annual v3.1 Constraint #: 391
Constraint Type: Rate Limit [lb/MMBtu]
Run Year, Seasons Included: 2012 WINTER SUMMER
Run Year, Seasons Included: 2015 WINTER SUMMER
Run Year, Seasons Included: 2020 WINTER SUMMER
Run Year, Seasons Included: 2025 WINTER SUMMER
Run Year, Seasons Included: 2032 WINTER SUMMER
Time Base: Seasonal/Annual | 2012-2013 | 2014-2017 | 2018-2022 | 2023-2027 | 2028-2035
Standard - [lb/MMBtu] | 0.1 | 0.1 | 0.1 | 0.1 | 0.1
-Emissions at Affected Plants [MTons] | 1.356 | 1.253 | 1.356 | 1.356 | 1.373
-Less Allowances Purchased [MTons] NOX | 0 | 0 | 0 | 0 | 0
-Plus Allowances Sold [MTons] NOX | 0 | 0 | 0 | 0 | 0
-Plus Allowances Banked [MTons] | 0 | 0 | 0 | 0 | 0
-Less Allowances Withdrawn (1:1) [MTons] | 0 | 0 | 0 | 0 | 0
-Less Allowances Withdrawn (n:1) [MTons] | 0 | 0 | 0 | 0 | 0
Total [MTons] | 1.356 | 1.253 | 1.356 | 1.356 | 1.373
TBtu Consumed | 45.62 | 42.18 | 45.62 | 45.62 | 46.21
Rate - [lb/MMBtu] | 0.05943 | 0.05943 | 0.05943 | 0.05943 | 0.05943
TWh Generated | 4.031 | 3.727 | 4.031 | 4.031 | 4.083
TWh Generated Qualifying | 4.031 | 3.727 | 4.031 | 4.031 | 4.083
Rate - [lb/MWh] | 0 | 0 | 0 | 0 | 0
Constraint Shadow Price [US$/Ton] | 0 | 0 | 0 | 0 | 0
Constraint Name: NSR Level Hudson 2 - SO2 Rate Annual v3.1 Constraint #: 392
Constraint Type: Rate Limit [lb/MMBtu]
Run Year, Seasons Included: 2012 WINTER SUMMER
Run Year, Seasons Included: 2015 WINTER SUMMER
Run Year, Seasons Included: 2020 WINTER SUMMER
Run Year, Seasons Included: 2025 WINTER SUMMER
Run Year, Seasons Included: 2032 WINTER SUMMER
Time Base: Seasonal/Annual | 2012-2013 | 2014-2017 | 2018-2022 | 2023-2027 | 2028-2035
Standard - [lb/MMBtu] | 0.15 | 0.15 | 0.15 | 0.15 | 0.15
-Emissions at Affected Plants [MTons] | 3.038 | 2.81 | 3.038 | 3.038 | 1.958
-Less Allowances Purchased [MTons] SO2 | 0 | 0 | 0 | 0 | 0
-Plus Allowances Sold [MTons] SO2 | 0 | 0 | 0 | 0 | 0
-Plus Allowances Banked [MTons] | 0 | 0 | 0 | 0 | 0
-Less Allowances Withdrawn (1:1) [MTons] | 0 | 0 | 0 | 0 | 0
-Less Allowances Withdrawn (n:1) [MTons] | 0 | 0 | 0 | 0 | 0
Total [MTons] | 3.038 | 2.81 | 3.038 | 3.038 | 1.958
TBtu Consumed | 45.62 | 42.18 | 45.62 | 45.62 | 46.21
Rate - [lb/MMBtu] | 0.1332 | 0.1332 | 0.1332 | 0.1332 | 0.08476
TWh Generated | 4.031 | 3.727 | 4.031 | 4.031 | 4.083
TWh Generated Qualifying | 4.031 | 3.727 | 4.031 | 4.031 | 4.083
Rate - [lb/MWh] | 0 | 0 | 0 | 0 | 0
Constraint Shadow Price [US$/Ton] | 0 | 0 | 0 | 0 | 0
Constraint Name: NSR Level Mercer 1 - SO2 Rate Annual v3.1 Constraint #: 393
Constraint Type: Rate Limit [lb/MMBtu]
Run Year, Seasons Included: 2012 WINTER SUMMER
Run Year, Seasons Included: 2015 WINTER SUMMER
Run Year, Seasons Included: 2020 WINTER SUMMER
Run Year, Seasons Included: 2025 WINTER SUMMER
Run Year, Seasons Included: 2032 WINTER SUMMER
Time Base: Seasonal/Annual | 2012-2013 | 2014-2017 | 2018-2022 | 2023-2027 | 2028-2035
Standard - [lb/MMBtu] | 0.15 | 0.15 | 0.15 | 0.15 | 0.15
-Emissions at Affected Plants [MTons] | 1.481 | 1.481 | 1.568 | 1.568 | 0.9974
-Less Allowances Purchased [MTons] SO2 | 0 | 0 | 0 | 0 | 0
-Plus Allowances Sold [MTons] SO2 | 0 | 0 | 0 | 0 | 0
-Plus Allowances Banked [MTons] | 0 | 0 | 0 | 0 | 0
-Less Allowances Withdrawn (1:1) [MTons] | 0 | 0 | 0 | 0 | 0
-Less Allowances Withdrawn (n:1) [MTons] | 0 | 0 | 0 | 0 | 0
Total [MTons] | 1.481 | 1.481 | 1.568 | 1.568 | 0.9974
TBtu Consumed | 22.11 | 22.11 | 23.4 | 23.4 | 23.4
Rate - [lb/MMBtu] | 0.134 | 0.134 | 0.134 | 0.134 | 0.08524
TWh Generated | 2.213 | 2.213 | 2.342 | 2.342 | 2.342
TWh Generated Qualifying | 2.213 | 2.213 | 2.342 | 2.342 | 2.342
Rate - [lb/MWh] | 0 | 0 | 0 | 0 | 0
Constraint Shadow Price [US$/Ton] | 0 | 0 | 0 | 0 | 0
Constraint Name: NSR Level Mercer 1,2 - NOX Rate Annual v3.1 (CSU) Constraint #: 394
Constraint Type: Rate Limit [lb/MMBtu]
Run Year, Seasons Included: 2012 WINTER SUMMER
Run Year, Seasons Included: 2015 WINTER SUMMER
Run Year, Seasons Included: 2020 WINTER SUMMER
Run Year, Seasons Included: 2025 WINTER SUMMER
Run Year, Seasons Included: 2032 WINTER SUMMER
Time Base: Seasonal/Annual | 2012-2013 | 2014-2017 | 2018-2022 | 2023-2027 | 2028-2035
Standard - [lb/MMBtu] | 0.1 | 0.1 | 0.1 | 0.1 | 0.1
-Emissions at Affected Plants [MTons] | 0.6574 | 0.6574 | 0.6959 | 0.6959 | 0.6959
-Less Allowances Purchased [MTons] NOX | 0 | 0 | 0 | 0 | 0
-Plus Allowances Sold [MTons] NOX | 0 | 0 | 0 | 0 | 0
-Plus Allowances Banked [MTons] | 0 | 0 | 0 | 0 | 0
-Less Allowances Withdrawn (1:1) [MTons] | 0 | 0 | 0 | 0 | 0
-Less Allowances Withdrawn (n:1) [MTons] | 0 | 0 | 0 | 0 | 0
Total [MTons] | 0.6574 | 0.6574 | 0.6959 | 0.6959 | 0.6959
TBtu Consumed | 22.11 | 22.11 | 23.4 | 23.4 | 23.4
Rate - [lb/MMBtu] | 0.05947 | 0.05947 | 0.05947 | 0.05947 | 0.05947
TWh Generated | 2.213 | 2.213 | 2.342 | 2.342 | 2.342
TWh Generated Qualifying | 2.213 | 2.213 | 2.342 | 2.342 | 2.342
Rate - [lb/MWh] | 0 | 0 | 0 | 0 | 0
Constraint Shadow Price [US$/Ton] | 0 | 0 | 0 | 0 | 0
Constraint Name: NSR Level Mercer 1,2 - NOX Rate Annual v3.1 (CSV) Constraint #: 395
Constraint Type: Rate Limit [lb/MMBtu]
Run Year, Seasons Included: 2012 WINTER SUMMER
Run Year, Seasons Included: 2015 WINTER SUMMER
Run Year, Seasons Included: 2020 WINTER SUMMER
Run Year, Seasons Included: 2025 WINTER SUMMER
Run Year, Seasons Included: 2032 WINTER SUMMER
Time Base: Seasonal/Annual | 2012-2013 | 2014-2017 | 2018-2022 | 2023-2027 | 2028-2035
Standard - [lb/MMBtu] | 0.1 | 0.1 | 0.1 | 0.1 | 0.1
-Emissions at Affected Plants [MTons] | 0.6558 | 0.6199 | 0.6558 | 0.6558 | 0.6558
-Less Allowances Purchased [MTons] NOX | 0 | 0 | 0 | 0 | 0
-Plus Allowances Sold [MTons] NOX | 0 | 0 | 0 | 0 | 0
-Plus Allowances Banked [MTons] | 0 | 0 | 0 | 0 | 0
-Less Allowances Withdrawn (1:1) [MTons] | 0 | 0 | 0 | 0 | 0
-Less Allowances Withdrawn (n:1) [MTons] | 0 | 0 | 0 | 0 | 0
Total [MTons] | 0.6558 | 0.6199 | 0.6558 | 0.6558 | 0.6558
TBtu Consumed | 22.05 | 20.85 | 22.05 | 22.05 | 22.05
Rate - [lb/MMBtu] | 0.05947 | 0.05947 | 0.05947 | 0.05947 | 0.05947
TWh Generated | 2.302 | 2.176 | 2.302 | 2.302 | 2.302
TWh Generated Qualifying | 2.302 | 2.176 | 2.302 | 2.302 | 2.302
Rate - [lb/MWh] | 0 | 0 | 0 | 0 | 0
Constraint Shadow Price [US$/Ton] | 0 | 0 | 0 | 0 | 0
Constraint Name: NSR Level Mercer 2 - SO2 Rate Annual v3.1 Constraint #: 396
Constraint Type: Rate Limit [lb/MMBtu]
Run Year, Seasons Included: 2012
Run Year, Seasons Included: 2015 WINTER SUMMER
Run Year, Seasons Included: 2020 WINTER SUMMER
Run Year, Seasons Included: 2025 WINTER SUMMER
Run Year, Seasons Included: 2032 WINTER SUMMER
Time Base: Seasonal/Annual | 2012-2013 | 2014-2017 | 2018-2022 | 2023-2027 | 2028-2035
Standard - [lb/MMBtu] | 0 | 0.15 | 0.15 | 0.15 | 0.15
-Emissions at Affected Plants [MTons] | 0 | 1.397 | 1.478 | 1.478 | 0.9399
-Less Allowances Purchased [MTons] SO2 | 0 | 0 | 0 | 0 | 0
-Plus Allowances Sold [MTons] SO2 | 0 | 0 | 0 | 0 | 0
-Plus Allowances Banked [MTons] | 0 | 0 | 0 | 0 | 0
-Less Allowances Withdrawn (1:1) [MTons] | 0 | 0 | 0 | 0 | 0
-Less Allowances Withdrawn (n:1) [MTons] | 0 | 0 | 0 | 0 | 0
Total [MTons] | 0 | 1.397 | 1.478 | 1.478 | 0.9399
TBtu Consumed | 0 | 20.85 | 22.05 | 22.05 | 22.05
Rate - [lb/MMBtu] | 0 | 0.134 | 0.134 | 0.134 | 0.08524
TWh Generated | 0 | 2.176 | 2.302 | 2.302 | 2.302
TWh Generated Qualifying | 0 | 2.176 | 2.302 | 2.302 | 2.302
Rate - [lb/MWh] | 0 | 0 | 0 | 0 | 0
Constraint Shadow Price [US$/Ton] | 0 | 0 | 0 | 0 | 0
Constraint Name: NSR Milton Young 1,2 - NOX Rate Annual v3.1 (BI5) Constraint #: 397
Constraint Type: Rate Limit [lb/MMBtu]
Run Year, Seasons Included: 2012 WINTER SUMMER
Run Year, Seasons Included: 2015 WINTER SUMMER
Run Year, Seasons Included: 2020 WINTER SUMMER
Run Year, Seasons Included: 2025 WINTER SUMMER
Run Year, Seasons Included: 2032 WINTER SUMMER
Time Base: Seasonal/Annual | 2012-2013 | 2014-2017 | 2018-2022 | 2023-2027 | 2028-2035
Standard - [lb/MMBtu] | 0.36 | 0.36 | 0.36 | 0.36 | 0.36
-Emissions at Affected Plants [MTons] | 6.386 | 6.386 | 6.386 | 6.386 | 6.386
-Less Allowances Purchased [MTons] NOX | 0 | 0 | 0 | 0 | 0
-Plus Allowances Sold [MTons] NOX | 0 | 0 | 0 | 0 | 0
-Plus Allowances Banked [MTons] | 0 | 0 | 0 | 0 | 0
-Less Allowances Withdrawn (1:1) [MTons] | 0 | 0 | 0 | 0 | 0
-Less Allowances Withdrawn (n:1) [MTons] | 0 | 0 | 0 | 0 | 0
Total [MTons] | 6.386 | 6.386 | 6.386 | 6.386 | 6.386
TBtu Consumed | 35.48 | 35.48 | 35.48 | 35.48 | 35.48
Rate - [lb/MMBtu] | 0.36 | 0.36 | 0.36 | 0.36 | 0.36
TWh Generated | 3.328 | 3.328 | 3.328 | 3.328 | 3.328
TWh Generated Qualifying | 3.328 | 3.328 | 3.328 | 3.328 | 3.328
Rate - [lb/MWh] | 0 | 0 | 0 | 0 | 0
Constraint Shadow Price [US$/Ton] | 0 | 0 | 0 | 0 | 0
Constraint Name: NSR Milton Young 1,2 - NOX Rate Annual v3.1 (BK4) Constraint #: 398
Constraint Type: Rate Limit [lb/MMBtu]
Run Year, Seasons Included: 2012 WINTER SUMMER
Run Year, Seasons Included: 2015 WINTER SUMMER
Run Year, Seasons Included: 2020 WINTER SUMMER
Run Year, Seasons Included: 2025 WINTER SUMMER
Run Year, Seasons Included: 2032 WINTER SUMMER
Time Base: Seasonal/Annual | 2012-2013 | 2014-2017 | 2018-2022 | 2023-2027 | 2028-2035
Standard - [lb/MMBtu] | 0.36 | 0.36 | 0.36 | 0.36 | 0.36
-Emissions at Affected Plants [MTons] | 0.7234 | 0.7234 | 0.7234 | 0.7234 | 0.7234
-Less Allowances Purchased [MTons] NOX | 0 | 0 | 0 | 0 | 0
-Plus Allowances Sold [MTons] NOX | 0 | 0 | 0 | 0 | 0
-Plus Allowances Banked [MTons] | 0 | 0 | 0 | 0 | 0
-Less Allowances Withdrawn (1:1) [MTons] | 0 | 0 | 0 | 0 | 0
-Less Allowances Withdrawn (n:1) [MTons] | 0 | 0 | 0 | 0 | 0
Total [MTons] | 0.7234 | 0.7234 | 0.7234 | 0.7234 | 0.7234
TBtu Consumed | 20.11 | 20.11 | 20.11 | 20.11 | 20.11
Rate - [lb/MMBtu] | 0.07194 | 0.07194 | 0.07194 | 0.07194 | 0.07194
TWh Generated | 1.877 | 1.877 | 1.877 | 1.877 | 1.877
TWh Generated Qualifying | 1.877 | 1.877 | 1.877 | 1.877 | 1.877
Rate - [lb/MWh] | 0 | 0 | 0 | 0 | 0
Constraint Shadow Price [US$/Ton] | 0 | 0 | 0 | 0 | 0
Constraint Name: NSR Minnkota Power - SO2 Cap Annual v3.1 Constraint #: 399
Constraint Type: Rate Cap [MTons]
Run Year, Seasons Included: 2012 WINTER SUMMER
Run Year, Seasons Included: 2015 WINTER SUMMER
Run Year, Seasons Included: 2020 WINTER SUMMER
Run Year, Seasons Included: 2025 WINTER SUMMER
Run Year, Seasons Included: 2032 WINTER SUMMER
Time Base: Seasonal/Annual | 2012-2013 | 2014-2017 | 2018-2022 | 2023-2027 | 2028-2035
Standard - [MTon] | 11.5 | 8.5 | 8.5 | 8.5 | 8.5
-Emissions at Affected Plants [MTons] | 1.774 | 1.774 | 1.774 | 1.774 | 1.774
-Less Allowances Purchased [MTons] SO2 | 0 | 0 | 0 | 0 | 0
-Plus Allowances Sold [MTons] SO2 | 0 | 0 | 0 | 0 | 0
-Plus Allowances Banked [MTons] | 0 | 0 | 0 | 0 | 0
-Less Allowances Withdrawn (1:1) [MTons] | 0 | 0 | 0 | 0 | 0
-Less Allowances Withdrawn (n:1) [MTons] | 0 | 0 | 0 | 0 | 0
Total [MTons] | 1.774 | 1.774 | 1.774 | 1.774 | 1.774
TBtu Consumed | 55.59 | 55.59 | 55.59 | 55.59 | 55.59
Rate - [lb/MMBtu] | 0.06383 | 0.06383 | 0.06383 | 0.06383 | 0.06383
TWh Generated | 5.204 | 5.204 | 5.204 | 5.204 | 5.204
TWh Generated Qualifying | 5.204 | 5.204 | 5.204 | 5.204 | 5.204
Rate - [lb/MWh] | 0 | 0 | 0 | 0 | 0
Constraint Shadow Price [US$/Ton] | 0 | 0 | 0 | 0 | 0
Constraint Name: NSR Mirant - Potomac NOX Cap Annual v3.1 Constraint #: 400
Constraint Type: Rate Cap [MTons]
Run Year, Seasons Included: 2012 WINTER SUMMER
Run Year, Seasons Included: 2015 WINTER SUMMER
Run Year, Seasons Included: 2020 WINTER SUMMER
Run Year, Seasons Included: 2025 WINTER SUMMER
Run Year, Seasons Included: 2032 WINTER SUMMER
Time Base: Seasonal/Annual | 2012-2013 | 2014-2017 | 2018-2022 | 2023-2027 | 2028-2035
Standard - [MTon] | 3.7 | 3.7 | 3.7 | 3.7 | 3.7
-Emissions at Affected Plants [MTons] | 3.7 | 3.7 | 3.7 | 3.7 | 3.7
-Less Allowances Purchased [MTons] NOX | 0 | 0 | 0 | 0 | 0
-Plus Allowances Sold [MTons] NOX | 0 | 0 | 0 | 0 | 0
-Plus Allowances Banked [MTons] | 0 | 0 | 0 | 0 | 0
-Less Allowances Withdrawn (1:1) [MTons] | 0 | 0 | 0 | 0 | 0
-Less Allowances Withdrawn (n:1) [MTons] | 0 | 0 | 0 | 0 | 0
Total [MTons] | 3.7 | 3.7 | 3.7 | 3.7 | 3.7
TBtu Consumed | 35.49 | 35.49 | 35.49 | 35.49 | 35.89
Rate - [lb/MMBtu] | 0.2085 | 0.2085 | 0.2085 | 0.2085 | 0.2062
TWh Generated | 3.187 | 3.187 | 3.187 | 3.187 | 3.222
TWh Generated Qualifying | 3.187 | 3.187 | 3.187 | 3.187 | 3.222
Rate - [lb/MWh] | 0 | 0 | 0 | 0 | 0
Constraint Shadow Price [US$/Ton] | 2037 | 913.9 | 1483 | 738.1 | 1831
Constraint Name: NSR Mirant - Potomac NOX Cap Summer v3.1 Constraint #: 401
Constraint Type: Rate Cap [MTons]
Run Year, Seasons Included: 2012 SUMMER
Run Year, Seasons Included: 2015 SUMMER
Run Year, Seasons Included: 2020 SUMMER
Run Year, Seasons Included: 2025 SUMMER
Run Year, Seasons Included: 2032 SUMMER
Time Base: Seasonal/Annual | 2012-2013 | 2014-2017 | 2018-2022 | 2023-2027 | 2028-2035
Standard - [MTon] | 1.48 | 1.48 | 1.48 | 1.48 | 1.48
-Emissions at Affected Plants [MTons] | 1.48 | 1.48 | 1.48 | 1.48 | 1.48
-Less Allowances Purchased [MTons] NOX | 0 | 0 | 0 | 0 | 0
-Plus Allowances Sold [MTons] NOX | 0 | 0 | 0 | 0 | 0
-Plus Allowances Banked [MTons] | 0 | 0 | 0 | 0 | 0
-Less Allowances Withdrawn (1:1) [MTons] | 0 | 0 | 0 | 0 | 0
-Less Allowances Withdrawn (n:1) [MTons] | 0 | 0 | 0 | 0 | 0
Total [MTons] | 1.48 | 1.48 | 1.48 | 1.48 | 1.48
TBtu Consumed | 14.13 | 14.13 | 14.13 | 14.13 | 14.34
Rate - [lb/MMBtu] | 0.2094 | 0.2094 | 0.2094 | 0.2094 | 0.2064
TWh Generated | 1.272 | 1.272 | 1.272 | 1.272 | 1.288
TWh Generated Qualifying | 1.272 | 1.272 | 1.272 | 1.272 | 1.288
Rate - [lb/MWh] | 0 | 0 | 0 | 0 | 0
Constraint Shadow Price [US$/Ton] | 5857 | 9082 | 6657 | 7123 | 3892
Constraint Name: NSR Mirant Settlement - NOX Cap Annual v3.1 Constraint #: 402
Constraint Type: Rate Cap [MTons]
Run Year, Seasons Included: 2012 WINTER SUMMER
Run Year, Seasons Included: 2015 WINTER SUMMER
Run Year, Seasons Included: 2020 WINTER SUMMER
Run Year, Seasons Included: 2025 WINTER SUMMER
Run Year, Seasons Included: 2032 WINTER SUMMER
Time Base: Seasonal/Annual | 2012-2013 | 2014-2017 | 2018-2022 | 2023-2027 | 2028-2035
Standard - [MTon] | 16 | 16 | 16 | 16 | 16
-Emissions at Affected Plants [MTons] | 11.42 | 11.54 | 11.69 | 11.69 | 11.69
-Less Allowances Purchased [MTons] NOX | 0 | 0 | 0 | 0 | 0
-Plus Allowances Sold [MTons] NOX | 0 | 0 | 0 | 0 | 0
-Plus Allowances Banked [MTons] | 0 | 0 | 0 | 0 | 0
-Less Allowances Withdrawn (1:1) [MTons] | 0 | 0 | 0 | 0 | 0
-Less Allowances Withdrawn (n:1) [MTons] | 0 | 0 | 0 | 0 | 0
Total [MTons] | 11.42 | 11.54 | 11.69 | 11.69 | 11.69
TBtu Consumed | 210.3 | 211.5 | 213.8 | 213.8 | 214.2
Rate - [lb/MMBtu] | 0.1086 | 0.1092 | 0.1094 | 0.1094 | 0.1092
TWh Generated | 20.81 | 20.88 | 21.1 | 21.1 | 21.13
TWh Generated Qualifying | 20.81 | 20.88 | 21.1 | 21.1 | 21.13
Rate - [lb/MWh] | 0 | 0 | 0 | 0 | 0
Constraint Shadow Price [US$/Ton] | 0 | 0 | 0 | 0 | 0
Constraint Name: NSR Mirant Settlement - NOX Cap Summer v3.1 Constraint #: 403
Constraint Type: Rate Cap [MTons]
Run Year, Seasons Included: 2012 SUMMER
Run Year, Seasons Included: 2015 SUMMER
Run Year, Seasons Included: 2020 SUMMER
Run Year, Seasons Included: 2025 SUMMER
Run Year, Seasons Included: 2032 SUMMER
Time Base: Seasonal/Annual | 2012-2013 | 2014-2017 | 2018-2022 | 2023-2027 | 2028-2035
Standard - [MTon] | 5.2 | 5.2 | 5.2 | 5.2 | 5.2
-Emissions at Affected Plants [MTons] | 4.844 | 4.807 | 4.839 | 4.839 | 4.839
-Less Allowances Purchased [MTons] NOX | 0 | 0 | 0 | 0 | 0
-Plus Allowances Sold [MTons] NOX | 0 | 0 | 0 | 0 | 0
-Plus Allowances Banked [MTons] | 0 | 0 | 0 | 0 | 0
-Less Allowances Withdrawn (1:1) [MTons] | 0 | 0 | 0 | 0 | 0
-Less Allowances Withdrawn (n:1) [MTons] | 0 | 0 | 0 | 0 | 0
Total [MTons] | 4.844 | 4.807 | 4.839 | 4.839 | 4.839
TBtu Consumed | 90.54 | 89.66 | 90.72 | 90.72 | 90.93
Rate - [lb/MMBtu] | 0.107 | 0.1072 | 0.1067 | 0.1067 | 0.1064
TWh Generated | 8.972 | 8.87 | 8.972 | 8.972 | 8.988
TWh Generated Qualifying | 8.972 | 8.87 | 8.972 | 8.972 | 8.988
Rate - [lb/MWh] | 0 | 0 | 0 | 0 | 0
Constraint Shadow Price [US$/Ton] | 0 | 0 | 0 | 0 | 0
Constraint Name: NSR Mirant Settlement - NOX Rate Summer v3.1 Constraint #: 404
Constraint Type: Rate Limit [lb/MMBtu]
Run Year, Seasons Included: 2012 SUMMER
Run Year, Seasons Included: 2015 SUMMER
Run Year, Seasons Included: 2020 SUMMER
Run Year, Seasons Included: 2025 SUMMER
Run Year, Seasons Included: 2032 SUMMER
Time Base: Seasonal/Annual | 2012-2013 | 2014-2017 | 2018-2022 | 2023-2027 | 2028-2035
Standard - [lb/MMBtu] | 0.15 | 0.15 | 0.15 | 0.15 | 0.15
-Emissions at Affected Plants [MTons] | 4.844 | 4.807 | 4.839 | 4.839 | 4.839
-Less Allowances Purchased [MTons] NOX | 0 | 0 | 0 | 0 | 0
-Plus Allowances Sold [MTons] NOX | 0 | 0 | 0 | 0 | 0
-Plus Allowances Banked [MTons] | 0 | 0 | 0 | 0 | 0
-Less Allowances Withdrawn (1:1) [MTons] | 0 | 0 | 0 | 0 | 0
-Less Allowances Withdrawn (n:1) [MTons] | 0 | 0 | 0 | 0 | 0
Total [MTons] | 4.844 | 4.807 | 4.839 | 4.839 | 4.839
TBtu Consumed | 90.54 | 89.66 | 90.72 | 90.72 | 90.93
Rate - [lb/MMBtu] | 0.107 | 0.1072 | 0.1067 | 0.1067 | 0.1064
TWh Generated | 8.972 | 8.87 | 8.972 | 8.972 | 8.988
TWh Generated Qualifying | 8.972 | 8.87 | 8.972 | 8.972 | 8.988
Rate - [lb/MWh] | 0 | 0 | 0 | 0 | 0
Constraint Shadow Price [US$/Ton] | 0 | 0 | 0 | 0 | 0
Constraint Name: NSR Morgantown G P 1,2 - NOX Rate Annual v3.1 (DKZ Constraint #: 405
Constraint Type: Rate Limit [lb/MMBtu]
Run Year, Seasons Included: 2012 WINTER SUMMER
Run Year, Seasons Included: 2015 WINTER SUMMER
Run Year, Seasons Included: 2020 WINTER SUMMER
Run Year, Seasons Included: 2025 WINTER SUMMER
Run Year, Seasons Included: 2032 WINTER SUMMER
Time Base: Seasonal/Annual | 2012-2013 | 2014-2017 | 2018-2022 | 2023-2027 | 2028-2035
Standard - [lb/MMBtu] | 0.1 | 0.1 | 0.1 | 0.1 | 0.1
-Emissions at Affected Plants [MTons] | 1.311 | 1.309 | 1.309 | 1.309 | 1.309
-Less Allowances Purchased [MTons] NOX | 0 | 0 | 0 | 0 | 0
-Plus Allowances Sold [MTons] NOX | 0 | 0 | 0 | 0 | 0
-Plus Allowances Banked [MTons] | 0 | 0 | 0 | 0 | 0
-Less Allowances Withdrawn (1:1) [MTons] | 0 | 0 | 0 | 0 | 0
-Less Allowances Withdrawn (n:1) [MTons] | 0 | 0 | 0 | 0 | 0
Total [MTons] | 1.311 | 1.309 | 1.309 | 1.309 | 1.309
TBtu Consumed | 43.71 | 43.81 | 43.81 | 43.81 | 43.81
Rate - [lb/MMBtu] | 0.06 | 0.05973 | 0.05973 | 0.05973 | 0.05973
TWh Generated | 4.539 | 4.539 | 4.539 | 4.539 | 4.539
TWh Generated Qualifying | 4.539 | 4.539 | 4.539 | 4.539 | 4.539
Rate - [lb/MWh] | 0 | 0 | 0 | 0 | 0
Constraint Shadow Price [US$/Ton] | 0 | 0 | 0 | 0 | 0
Constraint Name: NSR Morgantown G P 1,2 - NOX Rate Annual v3.1 (DLA Constraint #: 406
Constraint Type: Rate Limit [lb/MMBtu]
Run Year, Seasons Included: 2012 WINTER SUMMER
Run Year, Seasons Included: 2015 WINTER SUMMER
Run Year, Seasons Included: 2020 WINTER SUMMER
Run Year, Seasons Included: 2025 WINTER SUMMER
Run Year, Seasons Included: 2032 WINTER SUMMER
Time Base: Seasonal/Annual | 2012-2013 | 2014-2017 | 2018-2022 | 2023-2027 | 2028-2035
Standard - [lb/MMBtu] | 0.1 | 0.1 | 0.1 | 0.1 | 0.1
-Emissions at Affected Plants [MTons] | 1.279 | 1.276 | 1.276 | 1.276 | 1.276
-Less Allowances Purchased [MTons] NOX | 0 | 0 | 0 | 0 | 0
-Plus Allowances Sold [MTons] NOX | 0 | 0 | 0 | 0 | 0
-Plus Allowances Banked [MTons] | 0 | 0 | 0 | 0 | 0
-Less Allowances Withdrawn (1:1) [MTons] | 0 | 0 | 0 | 0 | 0
-Less Allowances Withdrawn (n:1) [MTons] | 0 | 0 | 0 | 0 | 0
Total [MTons] | 1.279 | 1.276 | 1.276 | 1.276 | 1.276
TBtu Consumed | 42.62 | 42.72 | 42.72 | 42.72 | 42.72
Rate - [lb/MMBtu] | 0.06 | 0.05973 | 0.05973 | 0.05973 | 0.05973
TWh Generated | 4.51 | 4.51 | 4.51 | 4.51 | 4.51
TWh Generated Qualifying | 4.51 | 4.51 | 4.51 | 4.51 | 4.51
Rate - [lb/MWh] | 0 | 0 | 0 | 0 | 0
Constraint Shadow Price [US$/Ton] | 0 | 0 | 0 | 0 | 0
Constraint Name: NSR Mt Storm 1-3 - NOX Rate Annual v3.1 (EKE) Constraint #: 407
Constraint Type: Rate Limit [lb/MMBtu]
Run Year, Seasons Included: 2012 WINTER SUMMER
Run Year, Seasons Included: 2015 WINTER SUMMER
Run Year, Seasons Included: 2020 WINTER SUMMER
Run Year, Seasons Included: 2025 WINTER SUMMER
Run Year, Seasons Included: 2032 WINTER SUMMER
Time Base: Seasonal/Annual | 2012-2013 | 2014-2017 | 2018-2022 | 2023-2027 | 2028-2035
Standard - [lb/MMBtu] | 0.11 | 0.11 | 0.11 | 0.11 | 0.11
-Emissions at Affected Plants [MTons] | 0.9279 | 0.9279 | 0.9279 | 0.9279 | 0.9279
-Less Allowances Purchased [MTons] NOX | 0 | 0 | 0 | 0 | 0
-Plus Allowances Sold [MTons] NOX | 0 | 0 | 0 | 0 | 0
-Plus Allowances Banked [MTons] | 0 | 0 | 0 | 0 | 0
-Less Allowances Withdrawn (1:1) [MTons] | 0 | 0 | 0 | 0 | 0
-Less Allowances Withdrawn (n:1) [MTons] | 0 | 0 | 0 | 0 | 0
Total [MTons] | 0.9279 | 0.9279 | 0.9279 | 0.9279 | 0.9279
TBtu Consumed | 41.24 | 41.24 | 41.24 | 41.24 | 41.24
Rate - [lb/MMBtu] | 0.045 | 0.045 | 0.045 | 0.045 | 0.045
TWh Generated | 3.833 | 3.833 | 3.833 | 3.833 | 3.833
TWh Generated Qualifying | 3.833 | 3.833 | 3.833 | 3.833 | 3.833
Rate - [lb/MWh] | 0 | 0 | 0 | 0 | 0
Constraint Shadow Price [US$/Ton] | 0 | 0 | 0 | 0 | 0
Constraint Name: NSR Mt Storm 1-3 - NOX Rate Annual v3.1 (EKF) Constraint #: 408
Constraint Type: Rate Limit [lb/MMBtu]
Run Year, Seasons Included: 2012 WINTER SUMMER
Run Year, Seasons Included: 2015 WINTER SUMMER
Run Year, Seasons Included: 2020 WINTER SUMMER
Run Year, Seasons Included: 2025 WINTER SUMMER
Run Year, Seasons Included: 2032 WINTER SUMMER
Time Base: Seasonal/Annual | 2012-2013 | 2014-2017 | 2018-2022 | 2023-2027 | 2028-2035
Standard - [lb/MMBtu] | 0.11 | 0.11 | 0.11 | 0.11 | 0.11
-Emissions at Affected Plants [MTons] | 0.9295 | 0.9295 | 0.9295 | 0.9295 | 0.9295
-Less Allowances Purchased [MTons] NOX | 0 | 0 | 0 | 0 | 0
-Plus Allowances Sold [MTons] NOX | 0 | 0 | 0 | 0 | 0
-Plus Allowances Banked [MTons] | 0 | 0 | 0 | 0 | 0
-Less Allowances Withdrawn (1:1) [MTons] | 0 | 0 | 0 | 0 | 0
-Less Allowances Withdrawn (n:1) [MTons] | 0 | 0 | 0 | 0 | 0
Total [MTons] | 0.9295 | 0.9295 | 0.9295 | 0.9295 | 0.9295
TBtu Consumed | 41.31 | 41.31 | 41.31 | 41.31 | 41.31
Rate - [lb/MMBtu] | 0.045 | 0.045 | 0.045 | 0.045 | 0.045
TWh Generated | 3.833 | 3.833 | 3.833 | 3.833 | 3.833
TWh Generated Qualifying | 3.833 | 3.833 | 3.833 | 3.833 | 3.833
Rate - [lb/MWh] | 0 | 0 | 0 | 0 | 0
Constraint Shadow Price [US$/Ton] | 0 | 0 | 0 | 0 | 0
Constraint Name: NSR Mt Storm 1-3 - NOX Rate Annual v3.1 (EKG) Constraint #: 409
Constraint Type: Rate Limit [lb/MMBtu]
Run Year, Seasons Included: 2012 WINTER SUMMER
Run Year, Seasons Included: 2015 WINTER SUMMER
Run Year, Seasons Included: 2020 WINTER SUMMER
Run Year, Seasons Included: 2025 WINTER SUMMER
Run Year, Seasons Included: 2032 WINTER SUMMER
Time Base: Seasonal/Annual | 2012-2013 | 2014-2017 | 2018-2022 | 2023-2027 | 2028-2035
Standard - [lb/MMBtu] | 0.11 | 0.11 | 0.11 | 0.11 | 0.11
-Emissions at Affected Plants [MTons] | 1.484 | 1.484 | 1.484 | 1.484 | 1.484
-Less Allowances Purchased [MTons] NOX | 0 | 0 | 0 | 0 | 0
-Plus Allowances Sold [MTons] NOX | 0 | 0 | 0 | 0 | 0
-Plus Allowances Banked [MTons] | 0 | 0 | 0 | 0 | 0
-Less Allowances Withdrawn (1:1) [MTons] | 0 | 0 | 0 | 0 | 0
-Less Allowances Withdrawn (n:1) [MTons] | 0 | 0 | 0 | 0 | 0
Total [MTons] | 1.484 | 1.484 | 1.484 | 1.484 | 1.484
TBtu Consumed | 39.58 | 39.58 | 39.58 | 39.58 | 39.58
Rate - [lb/MMBtu] | 0.075 | 0.075 | 0.075 | 0.075 | 0.075
TWh Generated | 3.811 | 3.811 | 3.811 | 3.811 | 3.811
TWh Generated Qualifying | 3.811 | 3.811 | 3.811 | 3.811 | 3.811
Rate - [lb/MWh] | 0 | 0 | 0 | 0 | 0
Constraint Shadow Price [US$/Ton] | 0 | 0 | 0 | 0 | 0
Constraint Name: NSR NV Power Consent - NOX Cap Annual v3.1 Constraint #: 410
Constraint Type: Rate Cap [MTons]
Run Year, Seasons Included: 2012 WINTER SUMMER
Run Year, Seasons Included: 2015 WINTER SUMMER
Run Year, Seasons Included: 2020 WINTER SUMMER
Run Year, Seasons Included: 2025 WINTER SUMMER
Run Year, Seasons Included: 2032 WINTER SUMMER
Time Base: Seasonal/Annual | 2012-2013 | 2014-2017 | 2018-2022 | 2023-2027 | 2028-2035
Standard - [MTon] | 0.36 | 0.36 | 0.36 | 0.36 | 0.36
-Emissions at Affected Plants [MTons] | 0.006169 | 0.01854 | 0.01854 | 0.01854 | 0.006169
-Less Allowances Purchased [MTons] NOX | 0 | 0 | 0 | 0 | 0
-Plus Allowances Sold [MTons] NOX | 0 | 0 | 0 | 0 | 0
-Plus Allowances Banked [MTons] | 0 | 0 | 0 | 0 | 0
-Less Allowances Withdrawn (1:1) [MTons] | 0 | 0 | 0 | 0 | 0
-Less Allowances Withdrawn (n:1) [MTons] | 0 | 0 | 0 | 0 | 0
Total [MTons] | 0.006169 | 0.01854 | 0.01854 | 0.01854 | 0.006169
TBtu Consumed | 0.4254 | 1.279 | 1.279 | 1.279 | 0.4254
Rate - [lb/MMBtu] | 0.029 | 0.029 | 0.029 | 0.029 | 0.029
TWh Generated | 0.04735 | 0.1423 | 0.1423 | 0.1423 | 0.04735
TWh Generated Qualifying | 0.04735 | 0.1423 | 0.1423 | 0.1423 | 0.04735
Rate - [lb/MWh] | 0 | 0 | 0 | 0 | 0
Constraint Shadow Price [US$/Ton] | 0 | 0 | 0 | 0 | 0
Constraint Name: NSR Oak Creek 5-8 - NOX Rate Annual v3.1 (CSI) Constraint #: 411
Constraint Type: Rate Limit [lb/MMBtu]
Run Year, Seasons Included: 2012
Run Year, Seasons Included: 2015 WINTER SUMMER
Run Year, Seasons Included: 2020 WINTER SUMMER
Run Year, Seasons Included: 2025 WINTER SUMMER
Run Year, Seasons Included: 2032 WINTER SUMMER
Time Base: Seasonal/Annual | 2012-2013 | 2014-2017 | 2018-2022 | 2023-2027 | 2028-2035
Standard - [lb/MMBtu] | 0 | 0.1 | 0.1 | 0.1 | 0.1
-Emissions at Affected Plants [MTons] | 0 | 0 | 0 | 0 | 0
-Less Allowances Purchased [MTons] NOX | 0 | 0 | 0 | 0 | 0
-Plus Allowances Sold [MTons] NOX | 0 | 0 | 0 | 0 | 0
-Plus Allowances Banked [MTons] | 0 | 0 | 0 | 0 | 0
-Less Allowances Withdrawn (1:1) [MTons] | 0 | 0 | 0 | 0 | 0
-Less Allowances Withdrawn (n:1) [MTons] | 0 | 0 | 0 | 0 | 0
Total [MTons] | 0 | 0 | 0 | 0 | 0
TBtu Consumed | 0 | 0 | 0 | 0 | 0
Rate - [lb/MMBtu] | 0 | 0 | 0 | 0 | 0
TWh Generated | 0 | 0 | 0 | 0 | 0
TWh Generated Qualifying | 0 | 0 | 0 | 0 | 0
Rate - [lb/MWh] | 0 | 0 | 0 | 0 | 0
Constraint Shadow Price [US$/Ton] | 0 | 12280 | 6629 | 4344 | 724.3
Constraint Name: NSR Oak Creek 5-8 - NOX Rate Annual v3.1 (CSJ) Constraint #: 412
Constraint Type: Rate Limit [lb/MMBtu]
Run Year, Seasons Included: 2012
Run Year, Seasons Included: 2015 WINTER SUMMER
Run Year, Seasons Included: 2020 WINTER SUMMER
Run Year, Seasons Included: 2025 WINTER SUMMER
Run Year, Seasons Included: 2032 WINTER SUMMER
Time Base: Seasonal/Annual | 2012-2013 | 2014-2017 | 2018-2022 | 2023-2027 | 2028-2035
Standard - [lb/MMBtu] | 0 | 0.1 | 0.1 | 0.1 | 0.1
-Emissions at Affected Plants [MTons] | 0 | 0 | 0 | 0 | 0
-Less Allowances Purchased [MTons] NOX | 0 | 0 | 0 | 0 | 0
-Plus Allowances Sold [MTons] NOX | 0 | 0 | 0 | 0 | 0
-Plus Allowances Banked [MTons] | 0 | 0 | 0 | 0 | 0
-Less Allowances Withdrawn (1:1) [MTons] | 0 | 0 | 0 | 0 | 0
-Less Allowances Withdrawn (n:1) [MTons] | 0 | 0 | 0 | 0 | 0
Total [MTons] | 0 | 0 | 0 | 0 | 0
TBtu Consumed | 0 | 0 | 0 | 0 | 0
Rate - [lb/MMBtu] | 0 | 0 | 0 | 0 | 0
TWh Generated | 0 | 0 | 0 | 0 | 0
TWh Generated Qualifying | 0 | 0 | 0 | 0 | 0
Rate - [lb/MWh] | 0 | 0 | 0 | 0 | 0
Constraint Shadow Price [US$/Ton] | 0 | 11920 | 7130 | 5391 | 1865
Constraint Name: NSR Oak Creek 5-8 - NOX Rate Annual v3.1 (CSK) Constraint #: 413
Constraint Type: Rate Limit [lb/MMBtu]
Run Year, Seasons Included: 2012
Run Year, Seasons Included: 2015 WINTER SUMMER
Run Year, Seasons Included: 2020 WINTER SUMMER
Run Year, Seasons Included: 2025 WINTER SUMMER
Run Year, Seasons Included: 2032 WINTER SUMMER
Time Base: Seasonal/Annual | 2012-2013 | 2014-2017 | 2018-2022 | 2023-2027 | 2028-2035
Standard - [lb/MMBtu] | 0 | 0.1 | 0.1 | 0.1 | 0.1
-Emissions at Affected Plants [MTons] | 0 | 0 | 0 | 0 | 0
-Less Allowances Purchased [MTons] NOX | 0 | 0 | 0 | 0 | 0
-Plus Allowances Sold [MTons] NOX | 0 | 0 | 0 | 0 | 0
-Plus Allowances Banked [MTons] | 0 | 0 | 0 | 0 | 0
-Less Allowances Withdrawn (1:1) [MTons] | 0 | 0 | 0 | 0 | 0
-Less Allowances Withdrawn (n:1) [MTons] | 0 | 0 | 0 | 0 | 0
Total [MTons] | 0 | 0 | 0 | 0 | 0
TBtu Consumed | 0 | 0 | 0 | 0 | 0
Rate - [lb/MMBtu] | 0 | 0 | 0 | 0 | 0
TWh Generated | 0 | 0 | 0 | 0 | 0
TWh Generated Qualifying | 0 | 0 | 0 | 0 | 0
Rate - [lb/MWh] | 0 | 0 | 0 | 0 | 0
Constraint Shadow Price [US$/Ton] | 0 | 12340 | 14040 | 9717 | 9668
Constraint Name: NSR Oak Creek 5-8 - NOX Rate Annual v3.1 (CSL) Constraint #: 414
Constraint Type: Rate Limit [lb/MMBtu]
Run Year, Seasons Included: 2012
Run Year, Seasons Included: 2015 WINTER SUMMER
Run Year, Seasons Included: 2020 WINTER SUMMER
Run Year, Seasons Included: 2025 WINTER SUMMER
Run Year, Seasons Included: 2032 WINTER SUMMER
Time Base: Seasonal/Annual | 2012-2013 | 2014-2017 | 2018-2022 | 2023-2027 | 2028-2035
Standard - [lb/MMBtu] | 0 | 0.1 | 0.1 | 0.1 | 0.1
-Emissions at Affected Plants [MTons] | 0 | 0.02842 | 0.02984 | 0.02984 | 0.03229
-Less Allowances Purchased [MTons] NOX | 0 | 0 | 0 | 0 | 0
-Plus Allowances Sold [MTons] NOX | 0 | 0 | 0 | 0 | 0
-Plus Allowances Banked [MTons] | 0 | 0 | 0 | 0 | 0
-Less Allowances Withdrawn (1:1) [MTons] | 0 | 0 | 0 | 0 | 0
-Less Allowances Withdrawn (n:1) [MTons] | 0 | 0 | 0 | 0 | 0
Total [MTons] | 0 | 0.02842 | 0.02984 | 0.02984 | 0.03229
TBtu Consumed | 0 | 0.5684 | 0.5968 | 0.5968 | 0.6458
Rate - [lb/MMBtu] | 0 | 0.1 | 0.1 | 0.1 | 0.1
TWh Generated | 0 | 0.0589 | 0.06185 | 0.06185 | 0.06693
TWh Generated Qualifying | 0 | 0.0589 | 0.06185 | 0.06185 | 0.06693
Rate - [lb/MWh] | 0 | 0 | 0 | 0 | 0
Constraint Shadow Price [US$/Ton] | 0 | 8134 | 7437 | 14350 | 21350
Constraint Name: NSR OH Edison - NOX Cap Annual v3.1 Constraint #: 415
Constraint Type: Rate Cap [MTons]
Run Year, Seasons Included: 2012 WINTER SUMMER
Run Year, Seasons Included: 2015 WINTER SUMMER
Run Year, Seasons Included: 2020 WINTER SUMMER
Run Year, Seasons Included: 2025 WINTER SUMMER
Run Year, Seasons Included: 2032 WINTER SUMMER
Time Base: Seasonal/Annual | 2012-2013 | 2014-2017 | 2018-2022 | 2023-2027 | 2028-2035
Standard - [MTon] | 11.86 | 11.86 | 11.86 | 11.86 | 11.86
-Emissions at Affected Plants [MTons] | 7.699 | 7.7 | 7.696 | 8.033 | 8.495
-Less Allowances Purchased [MTons] NOX | 0 | 0 | 0 | 0 | 0
-Plus Allowances Sold [MTons] NOX | 0 | 0 | 0 | 0 | 0
-Plus Allowances Banked [MTons] | 0 | 0 | 0 | 0 | 0
-Less Allowances Withdrawn (1:1) [MTons] | 0 | 0 | 0 | 0 | 0
-Less Allowances Withdrawn (n:1) [MTons] | 0 | 0 | 0 | 0 | 0
Total [MTons] | 7.699 | 7.7 | 7.696 | 8.033 | 8.495
TBtu Consumed | 143.3 | 143.6 | 143.5 | 147.2 | 155
Rate - [lb/MMBtu] | 0.1075 | 0.1073 | 0.1072 | 0.1092 | 0.1096
TWh Generated | 14.83 | 14.84 | 14.84 | 15.19 | 15.98
TWh Generated Qualifying | 14.83 | 14.84 | 14.84 | 15.19 | 15.98
Rate - [lb/MWh] | 0 | 0 | 0 | 0 | 0
Constraint Shadow Price [US$/Ton] | 0 | 0 | 0 | 0 | 0
Constraint Name: NSR OH Edison - SO2 Cap Annual v3.1 Constraint #: 416
Constraint Type: Rate Cap [MTons]
Run Year, Seasons Included: 2012 WINTER SUMMER
Run Year, Seasons Included: 2015 WINTER SUMMER
Run Year, Seasons Included: 2020 WINTER SUMMER
Run Year, Seasons Included: 2025 WINTER SUMMER
Run Year, Seasons Included: 2032 WINTER SUMMER
Time Base: Seasonal/Annual | 2012-2013 | 2014-2017 | 2018-2022 | 2023-2027 | 2028-2035
Standard - [MTon] | 29.9 | 29.9 | 29.9 | 29.9 | 29.9
-Emissions at Affected Plants [MTons] | 27.65 | 27.06 | 27.08 | 14.72 | 23.94
-Less Allowances Purchased [MTons] SO2 | 0 | 0 | 0 | 0 | 0
-Plus Allowances Sold [MTons] SO2 | 0 | 0 | 0 | 0 | 0
-Plus Allowances Banked [MTons] | 0 | 0 | 0 | 0 | 0
-Less Allowances Withdrawn (1:1) [MTons] | 0 | 0 | 0 | 0 | 0
-Less Allowances Withdrawn (n:1) [MTons] | 0 | 0 | 0 | 0 | 0
Total [MTons] | 27.65 | 27.06 | 27.08 | 14.72 | 23.94
TBtu Consumed | 143.3 | 143.6 | 143.5 | 147.2 | 155
Rate - [lb/MMBtu] | 0.386 | 0.377 | 0.3774 | 0.2 | 0.309
TWh Generated | 14.83 | 14.84 | 14.84 | 15.19 | 15.98
TWh Generated Qualifying | 14.83 | 14.84 | 14.84 | 15.19 | 15.98
Rate - [lb/MWh] | 0 | 0 | 0 | 0 | 0
Constraint Shadow Price [US$/Ton] | 0 | 0 | 0 | 0 | 0
Constraint Name: NSR Pleasant Prairie 1,2 - NOX Rate Annual v3.1 (C Constraint #: 417
Constraint Type: Rate Limit [lb/MMBtu]
Run Year, Seasons Included: 2012 WINTER SUMMER
Run Year, Seasons Included: 2015 WINTER SUMMER
Run Year, Seasons Included: 2020 WINTER SUMMER
Run Year, Seasons Included: 2025 WINTER SUMMER
Run Year, Seasons Included: 2032 WINTER SUMMER
Time Base: Seasonal/Annual | 2012-2013 | 2014-2017 | 2018-2022 | 2023-2027 | 2028-2035
Standard - [lb/MMBtu] | 0.1 | 0.1 | 0.1 | 0.1 | 0.1
-Emissions at Affected Plants [MTons] | 1.309 | 1.309 | 1.309 | 1.325 | 1.325
-Less Allowances Purchased [MTons] NOX | 0 | 0 | 0 | 0 | 0
-Plus Allowances Sold [MTons] NOX | 0 | 0 | 0 | 0 | 0
-Plus Allowances Banked [MTons] | 0 | 0 | 0 | 0 | 0
-Less Allowances Withdrawn (1:1) [MTons] | 0 | 0 | 0 | 0 | 0
-Less Allowances Withdrawn (n:1) [MTons] | 0 | 0 | 0 | 0 | 0
Total [MTons] | 1.309 | 1.309 | 1.309 | 1.325 | 1.325
TBtu Consumed | 43.84 | 43.84 | 43.84 | 44.35 | 44.35
Rate - [lb/MMBtu] | 0.05973 | 0.05973 | 0.05973 | 0.05973 | 0.05973
TWh Generated | 4.054 | 4.054 | 4.054 | 4.101 | 4.101
TWh Generated Qualifying | 4.054 | 4.054 | 4.054 | 4.101 | 4.101
Rate - [lb/MWh] | 0 | 0 | 0 | 0 | 0
Constraint Shadow Price [US$/Ton] | 0 | 0 | 0 | 0 | 0
Constraint Name: NSR Pleasant Prairie 1,2 - NOX Rate Annual v3.1 (C Constraint #: 418
Constraint Type: Rate Limit [lb/MMBtu]
Run Year, Seasons Included: 2012 WINTER SUMMER
Run Year, Seasons Included: 2015 WINTER SUMMER
Run Year, Seasons Included: 2020 WINTER SUMMER
Run Year, Seasons Included: 2025 WINTER SUMMER
Run Year, Seasons Included: 2032 WINTER SUMMER
Time Base: Seasonal/Annual | 2012-2013 | 2014-2017 | 2018-2022 | 2023-2027 | 2028-2035
Standard - [lb/MMBtu] | 0.1 | 0.1 | 0.1 | 0.1 | 0.1
-Emissions at Affected Plants [MTons] | 1.323 | 1.322 | 1.329 | 1.337 | 1.373
-Less Allowances Purchased [MTons] NOX | 0 | 0 | 0 | 0 | 0
-Plus Allowances Sold [MTons] NOX | 0 | 0 | 0 | 0 | 0
-Plus Allowances Banked [MTons] | 0 | 0 | 0 | 0 | 0
-Less Allowances Withdrawn (1:1) [MTons] | 0 | 0 | 0 | 0 | 0
-Less Allowances Withdrawn (n:1) [MTons] | 0 | 0 | 0 | 0 | 0
Total [MTons] | 1.323 | 1.322 | 1.329 | 1.337 | 1.373
TBtu Consumed | 44.21 | 44.26 | 44.51 | 44.78 | 45.96
Rate - [lb/MMBtu] | 0.05986 | 0.05973 | 0.05973 | 0.05973 | 0.05973
TWh Generated | 4.054 | 4.054 | 4.077 | 4.101 | 4.208
TWh Generated Qualifying | 4.054 | 4.054 | 4.077 | 4.101 | 4.208
Rate - [lb/MWh] | 0 | 0 | 0 | 0 | 0
Constraint Shadow Price [US$/Ton] | 0 | 0 | 0 | 0 | 0
Constraint Name: NSR PSEG Consent - NOX Cap Annual v3.1 Constraint #: 419
Constraint Type: Rate Cap [MTons]
Run Year, Seasons Included: 2012 WINTER SUMMER
Run Year, Seasons Included: 2015 WINTER SUMMER
Run Year, Seasons Included: 2020 WINTER SUMMER
Run Year, Seasons Included: 2025 WINTER SUMMER
Run Year, Seasons Included: 2032 WINTER SUMMER
Time Base: Seasonal/Annual | 2012-2013 | 2014-2017 | 2018-2022 | 2023-2027 | 2028-2035
Standard - [MTon] | 3.49 | 3.49 | 3.49 | 3.49 | 3.49
-Emissions at Affected Plants [MTons] | 1.356 | 1.253 | 1.356 | 1.356 | 1.373
-Less Allowances Purchased [MTons] NOX | 0 | 0 | 0 | 0 | 0
-Plus Allowances Sold [MTons] NOX | 0 | 0 | 0 | 0 | 0
-Plus Allowances Banked [MTons] | 0 | 0 | 0 | 0 | 0
-Less Allowances Withdrawn (1:1) [MTons] | 0 | 0 | 0 | 0 | 0
-Less Allowances Withdrawn (n:1) [MTons] | 0 | 0 | 0 | 0 | 0
Total [MTons] | 1.356 | 1.253 | 1.356 | 1.356 | 1.373
TBtu Consumed | 45.62 | 42.18 | 45.62 | 45.62 | 46.21
Rate - [lb/MMBtu] | 0.05943 | 0.05943 | 0.05943 | 0.05943 | 0.05943
TWh Generated | 4.031 | 3.727 | 4.031 | 4.031 | 4.083
TWh Generated Qualifying | 4.031 | 3.727 | 4.031 | 4.031 | 4.083
Rate - [lb/MWh] | 0 | 0 | 0 | 0 | 0
Constraint Shadow Price [US$/Ton] | 0 | 0 | 0 | 0 | 0
Constraint Name: NSR PSEG Consent - SO2 Cap Annual v3.1 Constraint #: 420
Constraint Type: Rate Cap [MTons]
Run Year, Seasons Included: 2012 WINTER SUMMER
Run Year, Seasons Included: 2015 WINTER SUMMER
Run Year, Seasons Included: 2020 WINTER SUMMER
Run Year, Seasons Included: 2025 WINTER SUMMER
Run Year, Seasons Included: 2032 WINTER SUMMER
Time Base: Seasonal/Annual | 2012-2013 | 2014-2017 | 2018-2022 | 2023-2027 | 2028-2035
Standard - [MTon] | 5.27 | 5.27 | 5.27 | 5.27 | 5.27
-Emissions at Affected Plants [MTons] | 3.038 | 2.81 | 3.038 | 3.038 | 1.958
-Less Allowances Purchased [MTons] SO2 | 0 | 0 | 0 | 0 | 0
-Plus Allowances Sold [MTons] SO2 | 0 | 0 | 0 | 0 | 0
-Plus Allowances Banked [MTons] | 0 | 0 | 0 | 0 | 0
-Less Allowances Withdrawn (1:1) [MTons] | 0 | 0 | 0 | 0 | 0
-Less Allowances Withdrawn (n:1) [MTons] | 0 | 0 | 0 | 0 | 0
Total [MTons] | 3.038 | 2.81 | 3.038 | 3.038 | 1.958
TBtu Consumed | 45.62 | 42.18 | 45.62 | 45.62 | 46.21
Rate - [lb/MMBtu] | 0.1332 | 0.1332 | 0.1332 | 0.1332 | 0.08476
TWh Generated | 4.031 | 3.727 | 4.031 | 4.031 | 4.083
TWh Generated Qualifying | 4.031 | 3.727 | 4.031 | 4.031 | 4.083
Rate - [lb/MWh] | 0 | 0 | 0 | 0 | 0
Constraint Shadow Price [US$/Ton] | 0 | 0 | 0 | 0 | 0
Constraint Name: NSR Santee Cooper - NOX Cap Annual v3.1 Constraint #: 421
Constraint Type: Rate Cap [MTons]
Run Year, Seasons Included: 2012 WINTER SUMMER
Run Year, Seasons Included: 2015 WINTER SUMMER
Run Year, Seasons Included: 2020 WINTER SUMMER
Run Year, Seasons Included: 2025 WINTER SUMMER
Run Year, Seasons Included: 2032 WINTER SUMMER
Time Base: Seasonal/Annual | 2012-2013 | 2014-2017 | 2018-2022 | 2023-2027 | 2028-2035
Standard - [MTon] | 20 | 20 | 20 | 20 | 20
-Emissions at Affected Plants [MTons] | 14.87 | 14.78 | 15.32 | 15.87 | 15.85
-Less Allowances Purchased [MTons] NOX | 0 | 0 | 0 | 0 | 0
-Plus Allowances Sold [MTons] NOX | 0 | 0 | 0 | 0 | 0
-Plus Allowances Banked [MTons] | 0 | 0 | 0 | 0 | 0
-Less Allowances Withdrawn (1:1) [MTons] | 0 | 0 | 0 | 0 | 0
-Less Allowances Withdrawn (n:1) [MTons] | 0 | 0 | 0 | 0 | 0
Total [MTons] | 14.87 | 14.78 | 15.32 | 15.87 | 15.85
TBtu Consumed | 250.7 | 248.2 | 261.5 | 265.2 | 265.3
Rate - [lb/MMBtu] | 0.1186 | 0.119 | 0.1172 | 0.1197 | 0.1195
TWh Generated | 25.62 | 25.36 | 26.68 | 27.03 | 27.03
TWh Generated Qualifying | 25.62 | 25.36 | 26.68 | 27.03 | 27.03
Rate - [lb/MWh] | 0 | 0 | 0 | 0 | 0
Constraint Shadow Price [US$/Ton] | 0 | 0 | 0 | 0 | 0
Constraint Name: NSR Santee Cooper - NOX Rate Annual v3.1 Constraint #: 422
Constraint Type: Rate Limit [lb/MMBtu]
Run Year, Seasons Included: 2012 WINTER SUMMER
Run Year, Seasons Included: 2015 WINTER SUMMER
Run Year, Seasons Included: 2020 WINTER SUMMER
Run Year, Seasons Included: 2025 WINTER SUMMER
Run Year, Seasons Included: 2032 WINTER SUMMER
Time Base: Seasonal/Annual | 2012-2013 | 2014-2017 | 2018-2022 | 2023-2027 | 2028-2035
Standard - [lb/MMBtu] | 0.15 | 0.15 | 0.15 | 0.15 | 0.15
-Emissions at Affected Plants [MTons] | 14.87 | 14.78 | 15.32 | 15.87 | 15.85
-Less Allowances Purchased [MTons] NOX | 0 | 0 | 0 | 0 | 0
-Plus Allowances Sold [MTons] NOX | 0 | 0 | 0 | 0 | 0
-Plus Allowances Banked [MTons] | 0 | 0 | 0 | 0 | 0
-Less Allowances Withdrawn (1:1) [MTons] | 0 | 0 | 0 | 0 | 0
-Less Allowances Withdrawn (n:1) [MTons] | 0 | 0 | 0 | 0 | 0
Total [MTons] | 14.87 | 14.78 | 15.32 | 15.87 | 15.85
TBtu Consumed | 250.7 | 248.2 | 261.5 | 265.2 | 265.3
Rate - [lb/MMBtu] | 0.1186 | 0.119 | 0.1172 | 0.1197 | 0.1195
TWh Generated | 25.62 | 25.36 | 26.68 | 27.03 | 27.03
TWh Generated Qualifying | 25.62 | 25.36 | 26.68 | 27.03 | 27.03
Rate - [lb/MWh] | 0 | 0 | 0 | 0 | 0
Constraint Shadow Price [US$/Ton] | 0 | 0 | 0 | 0 | 0
Constraint Name: NSR Santee Cooper - SO2 Cap Annual v3.1 Constraint #: 423
Constraint Type: Rate Cap [MTons]
Run Year, Seasons Included: 2012 WINTER SUMMER
Run Year, Seasons Included: 2015 WINTER SUMMER
Run Year, Seasons Included: 2020 WINTER SUMMER
Run Year, Seasons Included: 2025 WINTER SUMMER
Run Year, Seasons Included: 2032 WINTER SUMMER
Time Base: Seasonal/Annual | 2012-2013 | 2014-2017 | 2018-2022 | 2023-2027 | 2028-2035
Standard - [MTon] | 65 | 65 | 65 | 65 | 65
-Emissions at Affected Plants [MTons] | 27.65 | 30.99 | 27.83 | 25.45 | 24.78
-Less Allowances Purchased [MTons] SO2 | 0 | 0 | 0 | 0 | 0
-Plus Allowances Sold [MTons] SO2 | 0 | 0 | 0 | 0 | 0
-Plus Allowances Banked [MTons] | 0 | 0 | 0 | 0 | 0
-Less Allowances Withdrawn (1:1) [MTons] | 0 | 0 | 0 | 0 | 0
-Less Allowances Withdrawn (n:1) [MTons] | 0 | 0 | 0 | 0 | 0
Total [MTons] | 27.65 | 30.99 | 27.83 | 25.45 | 24.78
TBtu Consumed | 250.7 | 248.2 | 261.5 | 265.2 | 265.3
Rate - [lb/MMBtu] | 0.2206 | 0.2496 | 0.2128 | 0.192 | 0.1868
TWh Generated | 25.62 | 25.36 | 26.68 | 27.03 | 27.03
TWh Generated Qualifying | 25.62 | 25.36 | 26.68 | 27.03 | 27.03
Rate - [lb/MWh] | 0 | 0 | 0 | 0 | 0
Constraint Shadow Price [US$/Ton] | 0 | 0 | 0 | 0 | 0
Constraint Name: NSR Santee Cooper - SO2 Rate Annual v3.1 Constraint #: 424
Constraint Type: Rate Limit [lb/MMBtu]
Run Year, Seasons Included: 2012 WINTER SUMMER
Run Year, Seasons Included: 2015 WINTER SUMMER
Run Year, Seasons Included: 2020 WINTER SUMMER
Run Year, Seasons Included: 2025 WINTER SUMMER
Run Year, Seasons Included: 2032 WINTER SUMMER
Time Base: Seasonal/Annual | 2012-2013 | 2014-2017 | 2018-2022 | 2023-2027 | 2028-2035
Standard - [lb/MMBtu] | 0.5 | 0.5 | 0.5 | 0.5 | 0.5
-Emissions at Affected Plants [MTons] | 27.65 | 30.99 | 27.83 | 25.45 | 24.78
-Less Allowances Purchased [MTons] SO2 | 0 | 0 | 0 | 0 | 0
-Plus Allowances Sold [MTons] SO2 | 0 | 0 | 0 | 0 | 0
-Plus Allowances Banked [MTons] | 0 | 0 | 0 | 0 | 0
-Less Allowances Withdrawn (1:1) [MTons] | 0 | 0 | 0 | 0 | 0
-Less Allowances Withdrawn (n:1) [MTons] | 0 | 0 | 0 | 0 | 0
Total [MTons] | 27.65 | 30.99 | 27.83 | 25.45 | 24.78
TBtu Consumed | 250.7 | 248.2 | 261.5 | 265.2 | 265.3
Rate - [lb/MMBtu] | 0.2206 | 0.2496 | 0.2128 | 0.192 | 0.1868
TWh Generated | 25.62 | 25.36 | 26.68 | 27.03 | 27.03
TWh Generated Qualifying | 25.62 | 25.36 | 26.68 | 27.03 | 27.03
Rate - [lb/MWh] | 0 | 0 | 0 | 0 | 0
Constraint Shadow Price [US$/Ton] | 0 | 0 | 0 | 0 | 0
Constraint Name: NSR Vermilion 1,2 - SO2 Rate Annual v3.1 (CIQ) Constraint #: 425
Constraint Type: Rate Limit [lb/MMBtu]
Run Year, Seasons Included: 2012 WINTER SUMMER
Run Year, Seasons Included: 2015 WINTER SUMMER
Run Year, Seasons Included: 2020 WINTER SUMMER
Run Year, Seasons Included: 2025 WINTER SUMMER
Run Year, Seasons Included: 2032 WINTER SUMMER
Time Base: Seasonal/Annual | 2012-2013 | 2014-2017 | 2018-2022 | 2023-2027 | 2028-2035
Standard - [lb/MMBtu] | 1.2 | 1.2 | 1.2 | 1.2 | 1.2
-Emissions at Affected Plants [MTons] | 3.348 | 3.348 | 4.053 | 4.053 | 4.053
-Less Allowances Purchased [MTons] SO2 | 0 | 0 | 0 | 0 | 0
-Plus Allowances Sold [MTons] SO2 | 0 | 0 | 0 | 0 | 0
-Plus Allowances Banked [MTons] | 0 | 0 | 0 | 0 | 0
-Less Allowances Withdrawn (1:1) [MTons] | 0 | 0 | 0 | 0 | 0
-Less Allowances Withdrawn (n:1) [MTons] | 0 | 0 | 0 | 0 | 0
Total [MTons] | 3.348 | 3.348 | 4.053 | 4.053 | 4.053
TBtu Consumed | 12.65 | 12.65 | 15.31 | 15.31 | 15.31
Rate - [lb/MMBtu] | 0.5295 | 0.5295 | 0.5295 | 0.5295 | 0.5295
TWh Generated | 1.154 | 1.154 | 1.397 | 1.397 | 1.397
TWh Generated Qualifying | 1.154 | 1.154 | 1.397 | 1.397 | 1.397
Rate - [lb/MWh] | 0 | 0 | 0 | 0 | 0
Constraint Shadow Price [US$/Ton] | 0 | 0 | 0 | 0 | 0
Constraint Name: NSR Vermilion 1,2 - SO2 Rate Annual v3.1 (DTQ) Constraint #: 426
Constraint Type: Rate Limit [lb/MMBtu]
Run Year, Seasons Included: 2012 WINTER SUMMER
Run Year, Seasons Included: 2015 WINTER SUMMER
Run Year, Seasons Included: 2020 WINTER SUMMER
Run Year, Seasons Included: 2025 WINTER SUMMER
Run Year, Seasons Included: 2032 WINTER SUMMER
Time Base: Seasonal/Annual | 2012-2013 | 2014-2017 | 2018-2022 | 2023-2027 | 2028-2035
Standard - [lb/MMBtu] | 1.2 | 1.2 | 1.2 | 1.2 | 1.2
-Emissions at Affected Plants [MTons] | 1.245 | 1.245 | 1.507 | 1.507 | 1.507
-Less Allowances Purchased [MTons] SO2 | 0 | 0 | 0 | 0 | 0
-Plus Allowances Sold [MTons] SO2 | 0 | 0 | 0 | 0 | 0
-Plus Allowances Banked [MTons] | 0 | 0 | 0 | 0 | 0
-Less Allowances Withdrawn (1:1) [MTons] | 0 | 0 | 0 | 0 | 0
-Less Allowances Withdrawn (n:1) [MTons] | 0 | 0 | 0 | 0 | 0
Total [MTons] | 1.245 | 1.245 | 1.507 | 1.507 | 1.507
TBtu Consumed | 4.704 | 4.704 | 5.693 | 5.693 | 5.693
Rate - [lb/MMBtu] | 0.5295 | 0.5295 | 0.5295 | 0.5295 | 0.5295
TWh Generated | 0.4527 | 0.4527 | 0.548 | 0.548 | 0.548
TWh Generated Qualifying | 0.4527 | 0.4527 | 0.548 | 0.548 | 0.548
Rate - [lb/MWh] | 0 | 0 | 0 | 0 | 0
Constraint Shadow Price [US$/Ton] | 0 | 0 | 0 | 0 | 0
Constraint Name: NSR W H Sammis 1-4 - NOX Rate Annual v3.1 (DSU) Constraint #: 427
Constraint Type: Rate Limit [lb/MMBtu]
Run Year, Seasons Included: 2012 WINTER SUMMER
Run Year, Seasons Included: 2015 WINTER SUMMER
Run Year, Seasons Included: 2020 WINTER SUMMER
Run Year, Seasons Included: 2025 WINTER SUMMER
Run Year, Seasons Included: 2032 WINTER SUMMER
Time Base: Seasonal/Annual | 2012-2013 | 2014-2017 | 2018-2022 | 2023-2027 | 2028-2035
Standard - [lb/MMBtu] | 0.25 | 0.25 | 0.25 | 0.25 | 0.25
-Emissions at Affected Plants [MTons] | 0.8591 | 0.858 | 0.858 | 0.9281 | 1.004
-Less Allowances Purchased [MTons] NOX | 0 | 0 | 0 | 0 | 0
-Plus Allowances Sold [MTons] NOX | 0 | 0 | 0 | 0 | 0
-Plus Allowances Banked [MTons] | 0 | 0 | 0 | 0 | 0
-Less Allowances Withdrawn (1:1) [MTons] | 0 | 0 | 0 | 0 | 0
-Less Allowances Withdrawn (n:1) [MTons] | 0 | 0 | 0 | 0 | 0
Total [MTons] | 0.8591 | 0.858 | 0.858 | 0.9281 | 1.004
TBtu Consumed | 11.01 | 11.03 | 11.03 | 11.93 | 12.91
Rate - [lb/MMBtu] | 0.156 | 0.1556 | 0.1556 | 0.1556 | 0.1556
TWh Generated | 1.086 | 1.086 | 1.086 | 1.174 | 1.271
TWh Generated Qualifying | 1.086 | 1.086 | 1.086 | 1.174 | 1.271
Rate - [lb/MWh] | 0 | 0 | 0 | 0 | 0
Constraint Shadow Price [US$/Ton] | 0 | 0 | 0 | 0 | 0
Constraint Name: NSR W H Sammis 1-4 - NOX Rate Annual v3.1 (DSV) Constraint #: 428
Constraint Type: Rate Limit [lb/MMBtu]
Run Year, Seasons Included: 2012 WINTER SUMMER
Run Year, Seasons Included: 2015 WINTER SUMMER
Run Year, Seasons Included: 2020 WINTER SUMMER
Run Year, Seasons Included: 2025 WINTER SUMMER
Run Year, Seasons Included: 2032 WINTER SUMMER
Time Base: Seasonal/Annual | 2012-2013 | 2014-2017 | 2018-2022 | 2023-2027 | 2028-2035
Standard - [lb/MMBtu] | 0.25 | 0.25 | 0.25 | 0.25 | 0.25
-Emissions at Affected Plants [MTons] | 0.8569 | 0.8559 | 0.8559 | 0.9258 | 1.002
-Less Allowances Purchased [MTons] NOX | 0 | 0 | 0 | 0 | 0
-Plus Allowances Sold [MTons] NOX | 0 | 0 | 0 | 0 | 0
-Plus Allowances Banked [MTons] | 0 | 0 | 0 | 0 | 0
-Less Allowances Withdrawn (1:1) [MTons] | 0 | 0 | 0 | 0 | 0
-Less Allowances Withdrawn (n:1) [MTons] | 0 | 0 | 0 | 0 | 0
Total [MTons] | 0.8569 | 0.8559 | 0.8559 | 0.9258 | 1.002
TBtu Consumed | 11.13 | 11.14 | 11.14 | 12.05 | 13.04
Rate - [lb/MMBtu] | 0.154 | 0.1536 | 0.1536 | 0.1536 | 0.1536
TWh Generated | 1.086 | 1.086 | 1.086 | 1.174 | 1.271
TWh Generated Qualifying | 1.086 | 1.086 | 1.086 | 1.174 | 1.271
Rate - [lb/MWh] | 0 | 0 | 0 | 0 | 0
Constraint Shadow Price [US$/Ton] | 0 | 0 | 0 | 0 | 0
Constraint Name: NSR W H Sammis 1-4 - NOX Rate Annual v3.1 (DSW) Constraint #: 429
Constraint Type: Rate Limit [lb/MMBtu]
Run Year, Seasons Included: 2012 WINTER SUMMER
Run Year, Seasons Included: 2015 WINTER SUMMER
Run Year, Seasons Included: 2020 WINTER SUMMER
Run Year, Seasons Included: 2025 WINTER SUMMER
Run Year, Seasons Included: 2032 WINTER SUMMER
Time Base: Seasonal/Annual | 2012-2013 | 2014-2017 | 2018-2022 | 2023-2027 | 2028-2035
Standard - [lb/MMBtu] | 0.25 | 0.25 | 0.25 | 0.25 | 0.25
-Emissions at Affected Plants [MTons] | 0.7504 | 0.7495 | 0.7495 | 0.8107 | 0.8772
-Less Allowances Purchased [MTons] NOX | 0 | 0 | 0 | 0 | 0
-Plus Allowances Sold [MTons] NOX | 0 | 0 | 0 | 0 | 0
-Plus Allowances Banked [MTons] | 0 | 0 | 0 | 0 | 0
-Less Allowances Withdrawn (1:1) [MTons] | 0 | 0 | 0 | 0 | 0
-Less Allowances Withdrawn (n:1) [MTons] | 0 | 0 | 0 | 0 | 0
Total [MTons] | 0.7504 | 0.7495 | 0.7495 | 0.8107 | 0.8772
TBtu Consumed | 10.88 | 10.89 | 10.89 | 11.78 | 12.74
Rate - [lb/MMBtu] | 0.138 | 0.1377 | 0.1377 | 0.1377 | 0.1377
TWh Generated | 1.086 | 1.086 | 1.086 | 1.174 | 1.271
TWh Generated Qualifying | 1.086 | 1.086 | 1.086 | 1.174 | 1.271
Rate - [lb/MWh] | 0 | 0 | 0 | 0 | 0
Constraint Shadow Price [US$/Ton] | 0 | 0 | 0 | 0 | 0
Constraint Name: NSR W H Sammis 1-4 - NOX Rate Annual v3.1 (DSX) Constraint #: 430
Constraint Type: Rate Limit [lb/MMBtu]
Run Year, Seasons Included: 2012 WINTER SUMMER
Run Year, Seasons Included: 2015 WINTER SUMMER
Run Year, Seasons Included: 2020 WINTER SUMMER
Run Year, Seasons Included: 2025 WINTER SUMMER
Run Year, Seasons Included: 2032 WINTER SUMMER
Time Base: Seasonal/Annual | 2012-2013 | 2014-2017 | 2018-2022 | 2023-2027 | 2028-2035
Standard - [lb/MMBtu] | 0.25 | 0.25 | 0.25 | 0.25 | 0.25
-Emissions at Affected Plants [MTons] | 0.7389 | 0.738 | 0.738 | 0.7983 | 0.8637
-Less Allowances Purchased [MTons] NOX | 0 | 0 | 0 | 0 | 0
-Plus Allowances Sold [MTons] NOX | 0 | 0 | 0 | 0 | 0
-Plus Allowances Banked [MTons] | 0 | 0 | 0 | 0 | 0
-Less Allowances Withdrawn (1:1) [MTons] | 0 | 0 | 0 | 0 | 0
-Less Allowances Withdrawn (n:1) [MTons] | 0 | 0 | 0 | 0 | 0
Total [MTons] | 0.7389 | 0.738 | 0.738 | 0.7983 | 0.8637
TBtu Consumed | 10.79 | 10.8 | 10.8 | 11.68 | 12.64
Rate - [lb/MMBtu] | 0.137 | 0.1367 | 0.1367 | 0.1367 | 0.1367
TWh Generated | 1.086 | 1.086 | 1.086 | 1.174 | 1.271
TWh Generated Qualifying | 1.086 | 1.086 | 1.086 | 1.174 | 1.271
Rate - [lb/MWh] | 0 | 0 | 0 | 0 | 0
Constraint Shadow Price [US$/Ton] | 0 | 0 | 0 | 0 | 0
Constraint Name: NSR W H Sammis 1-5 - SO2 Rate Annual v3.1 (DSU) Constraint #: 431
Constraint Type: Rate Limit [lb/MMBtu]
Run Year, Seasons Included: 2012 WINTER SUMMER
Run Year, Seasons Included: 2015 WINTER SUMMER
Run Year, Seasons Included: 2020 WINTER SUMMER
Run Year, Seasons Included: 2025 WINTER SUMMER
Run Year, Seasons Included: 2032 WINTER SUMMER
Time Base: Seasonal/Annual | 2012-2013 | 2014-2017 | 2018-2022 | 2023-2027 | 2028-2035
Standard - [lb/MMBtu] | 1.1 | 1.1 | 1.1 | 1.1 | 1.1
-Emissions at Affected Plants [MTons] | 3.992 | 3.885 | 3.893 | 1.696 | 3.317
-Less Allowances Purchased [MTons] SO2 | 0 | 0 | 0 | 0 | 0
-Plus Allowances Sold [MTons] SO2 | 0 | 0 | 0 | 0 | 0
-Plus Allowances Banked [MTons] | 0 | 0 | 0 | 0 | 0
-Less Allowances Withdrawn (1:1) [MTons] | 0 | 0 | 0 | 0 | 0
-Less Allowances Withdrawn (n:1) [MTons] | 0 | 0 | 0 | 0 | 0
Total [MTons] | 3.992 | 3.885 | 3.893 | 1.696 | 3.317
TBtu Consumed | 11.01 | 11.03 | 11.03 | 11.93 | 12.91
Rate - [lb/MMBtu] | 0.725 | 0.7046 | 0.706 | 0.2843 | 0.514
TWh Generated | 1.086 | 1.086 | 1.086 | 1.174 | 1.271
TWh Generated Qualifying | 1.086 | 1.086 | 1.086 | 1.174 | 1.271
Rate - [lb/MWh] | 0 | 0 | 0 | 0 | 0
Constraint Shadow Price [US$/Ton] | 0 | 0 | 0 | 0 | 0
Constraint Name: NSR W H Sammis 1-5 - SO2 Rate Annual v3.1 (DSV) Constraint #: 432
Constraint Type: Rate Limit [lb/MMBtu]
Run Year, Seasons Included: 2012 WINTER SUMMER
Run Year, Seasons Included: 2015 WINTER SUMMER
Run Year, Seasons Included: 2020 WINTER SUMMER
Run Year, Seasons Included: 2025 WINTER SUMMER
Run Year, Seasons Included: 2032 WINTER SUMMER
Time Base: Seasonal/Annual | 2012-2013 | 2014-2017 | 2018-2022 | 2023-2027 | 2028-2035
Standard - [lb/MMBtu] | 1.1 | 1.1 | 1.1 | 1.1 | 1.1
-Emissions at Affected Plants [MTons] | 4.034 | 3.926 | 3.929 | 1.713 | 3.352
-Less Allowances Purchased [MTons] SO2 | 0 | 0 | 0 | 0 | 0
-Plus Allowances Sold [MTons] SO2 | 0 | 0 | 0 | 0 | 0
-Plus Allowances Banked [MTons] | 0 | 0 | 0 | 0 | 0
-Less Allowances Withdrawn (1:1) [MTons] | 0 | 0 | 0 | 0 | 0
-Less Allowances Withdrawn (n:1) [MTons] | 0 | 0 | 0 | 0 | 0
Total [MTons] | 4.034 | 3.926 | 3.929 | 1.713 | 3.352
TBtu Consumed | 11.13 | 11.14 | 11.14 | 12.05 | 13.04
Rate - [lb/MMBtu] | 0.725 | 0.7046 | 0.7052 | 0.2843 | 0.514
TWh Generated | 1.086 | 1.086 | 1.086 | 1.174 | 1.271
TWh Generated Qualifying | 1.086 | 1.086 | 1.086 | 1.174 | 1.271
Rate - [lb/MWh] | 0 | 0 | 0 | 0 | 0
Constraint Shadow Price [US$/Ton] | 0 | 0 | 0 | 0 | 0
Constraint Name: NSR W H Sammis 1-5 - SO2 Rate Annual v3.1 (DSW) Constraint #: 433
Constraint Type: Rate Limit [lb/MMBtu]
Run Year, Seasons Included: 2012 WINTER SUMMER
Run Year, Seasons Included: 2015 WINTER SUMMER
Run Year, Seasons Included: 2020 WINTER SUMMER
Run Year, Seasons Included: 2025 WINTER SUMMER
Run Year, Seasons Included: 2032 WINTER SUMMER
Time Base: Seasonal/Annual | 2012-2013 | 2014-2017 | 2018-2022 | 2023-2027 | 2028-2035
Standard - [lb/MMBtu] | 1.1 | 1.1 | 1.1 | 1.1 | 1.1
-Emissions at Affected Plants [MTons] | 3.942 | 3.837 | 3.847 | 1.675 | 3.275
-Less Allowances Purchased [MTons] SO2 | 0 | 0 | 0 | 0 | 0
-Plus Allowances Sold [MTons] SO2 | 0 | 0 | 0 | 0 | 0
-Plus Allowances Banked [MTons] | 0 | 0 | 0 | 0 | 0
-Less Allowances Withdrawn (1:1) [MTons] | 0 | 0 | 0 | 0 | 0
-Less Allowances Withdrawn (n:1) [MTons] | 0 | 0 | 0 | 0 | 0
Total [MTons] | 3.942 | 3.837 | 3.847 | 1.675 | 3.275
TBtu Consumed | 10.88 | 10.89 | 10.89 | 11.78 | 12.74
Rate - [lb/MMBtu] | 0.725 | 0.7046 | 0.7065 | 0.2843 | 0.514
TWh Generated | 1.086 | 1.086 | 1.086 | 1.174 | 1.271
TWh Generated Qualifying | 1.086 | 1.086 | 1.086 | 1.174 | 1.271
Rate - [lb/MWh] | 0 | 0 | 0 | 0 | 0
Constraint Shadow Price [US$/Ton] | 0 | 0 | 0 | 0 | 0
Constraint Name: NSR W H Sammis 1-5 - SO2 Rate Annual v3.1 (DSX) Constraint #: 434
Constraint Type: Rate Limit [lb/MMBtu]
Run Year, Seasons Included: 2012 WINTER SUMMER
Run Year, Seasons Included: 2015 WINTER SUMMER
Run Year, Seasons Included: 2020 WINTER SUMMER
Run Year, Seasons Included: 2025 WINTER SUMMER
Run Year, Seasons Included: 2032 WINTER SUMMER
Time Base: Seasonal/Annual | 2012-2013 | 2014-2017 | 2018-2022 | 2023-2027 | 2028-2035
Standard - [lb/MMBtu] | 1.1 | 1.1 | 1.1 | 1.1 | 1.1
-Emissions at Affected Plants [MTons] | 3.91 | 3.805 | 3.805 | 1.661 | 3.249
-Less Allowances Purchased [MTons] SO2 | 0 | 0 | 0 | 0 | 0
-Plus Allowances Sold [MTons] SO2 | 0 | 0 | 0 | 0 | 0
-Plus Allowances Banked [MTons] | 0 | 0 | 0 | 0 | 0
-Less Allowances Withdrawn (1:1) [MTons] | 0 | 0 | 0 | 0 | 0
-Less Allowances Withdrawn (n:1) [MTons] | 0 | 0 | 0 | 0 | 0
Total [MTons] | 3.91 | 3.805 | 3.805 | 1.661 | 3.249
TBtu Consumed | 10.79 | 10.8 | 10.8 | 11.68 | 12.64
Rate - [lb/MMBtu] | 0.725 | 0.7046 | 0.7046 | 0.2843 | 0.514
TWh Generated | 1.086 | 1.086 | 1.086 | 1.174 | 1.271
TWh Generated Qualifying | 1.086 | 1.086 | 1.086 | 1.174 | 1.271
Rate - [lb/MWh] | 0 | 0 | 0 | 0 | 0
Constraint Shadow Price [US$/Ton] | 0 | 0 | 0 | 0 | 0
Constraint Name: NSR W H Sammis 1-5 - SO2 Rate Annual v3.1 (DSY) Constraint #: 435
Constraint Type: Rate Limit [lb/MMBtu]
Run Year, Seasons Included: 2012 WINTER SUMMER
Run Year, Seasons Included: 2015 WINTER SUMMER
Run Year, Seasons Included: 2020 WINTER SUMMER
Run Year, Seasons Included: 2025 WINTER SUMMER
Run Year, Seasons Included: 2032 WINTER SUMMER
Time Base: Seasonal/Annual | 2012-2013 | 2014-2017 | 2018-2022 | 2023-2027 | 2028-2035
Standard - [lb/MMBtu] | 1.1 | 1.1 | 1.1 | 1.1 | 1.1
-Emissions at Affected Plants [MTons] | 6.461 | 6.288 | 6.291 | 2.745 | 5.369
-Less Allowances Purchased [MTons] SO2 | 0 | 0 | 0 | 0 | 0
-Plus Allowances Sold [MTons] SO2 | 0 | 0 | 0 | 0 | 0
-Plus Allowances Banked [MTons] | 0 | 0 | 0 | 0 | 0
-Less Allowances Withdrawn (1:1) [MTons] | 0 | 0 | 0 | 0 | 0
-Less Allowances Withdrawn (n:1) [MTons] | 0 | 0 | 0 | 0 | 0
Total [MTons] | 6.461 | 6.288 | 6.291 | 2.745 | 5.369
TBtu Consumed | 17.82 | 17.85 | 17.85 | 19.31 | 20.89
Rate - [lb/MMBtu] | 0.725 | 0.7046 | 0.7051 | 0.2843 | 0.514
TWh Generated | 1.799 | 1.799 | 1.799 | 1.946 | 2.105
TWh Generated Qualifying | 1.799 | 1.799 | 1.799 | 1.946 | 2.105
Rate - [lb/MWh] | 0 | 0 | 0 | 0 | 0
Constraint Shadow Price [US$/Ton] | 0 | 0 | 0 | 0 | 0
Constraint Name: NSR W H Sammis 5 - NOX Rate Annual v3.1 Constraint #: 436
Constraint Type: Rate Limit [lb/MMBtu]
Run Year, Seasons Included: 2012 WINTER SUMMER
Run Year, Seasons Included: 2015 WINTER SUMMER
Run Year, Seasons Included: 2020 WINTER SUMMER
Run Year, Seasons Included: 2025 WINTER SUMMER
Run Year, Seasons Included: 2032 WINTER SUMMER
Time Base: Seasonal/Annual | 2012-2013 | 2014-2017 | 2018-2022 | 2023-2027 | 2028-2035
Standard - [lb/MMBtu] | 0.29 | 0.29 | 0.29 | 0.29 | 0.29
-Emissions at Affected Plants [MTons] | 1.203 | 1.202 | 1.202 | 1.3 | 1.406
-Less Allowances Purchased [MTons] NOX | 0 | 0 | 0 | 0 | 0
-Plus Allowances Sold [MTons] NOX | 0 | 0 | 0 | 0 | 0
-Plus Allowances Banked [MTons] | 0 | 0 | 0 | 0 | 0
-Less Allowances Withdrawn (1:1) [MTons] | 0 | 0 | 0 | 0 | 0
-Less Allowances Withdrawn (n:1) [MTons] | 0 | 0 | 0 | 0 | 0
Total [MTons] | 1.203 | 1.202 | 1.202 | 1.3 | 1.406
TBtu Consumed | 17.82 | 17.85 | 17.85 | 19.31 | 20.89
Rate - [lb/MMBtu] | 0.135 | 0.1347 | 0.1347 | 0.1347 | 0.1347
TWh Generated | 1.799 | 1.799 | 1.799 | 1.946 | 2.105
TWh Generated Qualifying | 1.799 | 1.799 | 1.799 | 1.946 | 2.105
Rate - [lb/MWh] | 0 | 0 | 0 | 0 | 0
Constraint Shadow Price [US$/Ton] | 0 | 0 | 0 | 0 | 0
Constraint Name: NSR W H Sammis 6 - SO2 Rate Annual v3.1 Constraint #: 437
Constraint Type: Rate Limit [lb/MMBtu]
Run Year, Seasons Included: 2012 WINTER SUMMER
Run Year, Seasons Included: 2015 WINTER SUMMER
Run Year, Seasons Included: 2020 WINTER SUMMER
Run Year, Seasons Included: 2025 WINTER SUMMER
Run Year, Seasons Included: 2032 WINTER SUMMER
Time Base: Seasonal/Annual | 2012-2013 | 2014-2017 | 2018-2022 | 2023-2027 | 2028-2035
Standard - [lb/MMBtu] | 0.13 | 0.13 | 0.13 | 0.13 | 0.13
-Emissions at Affected Plants [MTons] | 2.582 | 2.593 | 2.593 | 2.652 | 2.652
-Less Allowances Purchased [MTons] SO2 | 0 | 0 | 0 | 0 | 0
-Plus Allowances Sold [MTons] SO2 | 0 | 0 | 0 | 0 | 0
-Plus Allowances Banked [MTons] | 0 | 0 | 0 | 0 | 0
-Less Allowances Withdrawn (1:1) [MTons] | 0 | 0 | 0 | 0 | 0
-Less Allowances Withdrawn (n:1) [MTons] | 0 | 0 | 0 | 0 | 0
Total [MTons] | 2.582 | 2.593 | 2.593 | 2.652 | 2.652
TBtu Consumed | 39.73 | 39.89 | 39.89 | 40.8 | 40.8
Rate - [lb/MMBtu] | 0.13 | 0.13 | 0.13 | 0.13 | 0.13
TWh Generated | 4.25 | 4.262 | 4.262 | 4.359 | 4.359
TWh Generated Qualifying | 4.25 | 4.262 | 4.262 | 4.359 | 4.359
Rate - [lb/MWh] | 0 | 0 | 0 | 0 | 0
Constraint Shadow Price [US$/Ton] | 283.8 | 810.6 | 980.4 | 1402 | 377.2
Constraint Name: NSR W H Sammis 6,7 - NOX Rate Annual v3.1 (CZ7) Constraint #: 438
Constraint Type: Rate Limit [lb/MMBtu]
Run Year, Seasons Included: 2012 WINTER SUMMER
Run Year, Seasons Included: 2015 WINTER SUMMER
Run Year, Seasons Included: 2020 WINTER SUMMER
Run Year, Seasons Included: 2025 WINTER SUMMER
Run Year, Seasons Included: 2032 WINTER SUMMER
Time Base: Seasonal/Annual | 2012-2013 | 2014-2017 | 2018-2022 | 2023-2027 | 2028-2035
Standard - [lb/MMBtu] | 0.1 | 0.1 | 0.1 | 0.1 | 0.1
-Emissions at Affected Plants [MTons] | 1.986 | 1.994 | 1.994 | 2.04 | 2.04
-Less Allowances Purchased [MTons] NOX | 0 | 0 | 0 | 0 | 0
-Plus Allowances Sold [MTons] NOX | 0 | 0 | 0 | 0 | 0
-Plus Allowances Banked [MTons] | 0 | 0 | 0 | 0 | 0
-Less Allowances Withdrawn (1:1) [MTons] | 0 | 0 | 0 | 0 | 0
-Less Allowances Withdrawn (n:1) [MTons] | 0 | 0 | 0 | 0 | 0
Total [MTons] | 1.986 | 1.994 | 1.994 | 2.04 | 2.04
TBtu Consumed | 39.73 | 39.89 | 39.89 | 40.8 | 40.8
Rate - [lb/MMBtu] | 0.1 | 0.1 | 0.1 | 0.1 | 0.1
TWh Generated | 4.25 | 4.262 | 4.262 | 4.359 | 4.359
TWh Generated Qualifying | 4.25 | 4.262 | 4.262 | 4.359 | 4.359
Rate - [lb/MWh] | 0 | 0 | 0 | 0 | 0
Constraint Shadow Price [US$/Ton] | 3959 | 2565 | 1464 | 2650 | 1051
Constraint Name: NSR W H Sammis 6,7 - NOX Rate Annual v3.1 (DB2) Constraint #: 439
Constraint Type: Rate Limit [lb/MMBtu]
Run Year, Seasons Included: 2012 WINTER SUMMER
Run Year, Seasons Included: 2015 WINTER SUMMER
Run Year, Seasons Included: 2020 WINTER SUMMER
Run Year, Seasons Included: 2025 WINTER SUMMER
Run Year, Seasons Included: 2032 WINTER SUMMER
Time Base: Seasonal/Annual | 2012-2013 | 2014-2017 | 2018-2022 | 2023-2027 | 2028-2035
Standard - [lb/MMBtu] | 0.1 | 0.1 | 0.1 | 0.1 | 0.1
-Emissions at Affected Plants [MTons] | 1.304 | 1.302 | 1.299 | 1.23 | 1.302
-Less Allowances Purchased [MTons] NOX | 0 | 0 | 0 | 0 | 0
-Plus Allowances Sold [MTons] NOX | 0 | 0 | 0 | 0 | 0
-Plus Allowances Banked [MTons] | 0 | 0 | 0 | 0 | 0
-Less Allowances Withdrawn (1:1) [MTons] | 0 | 0 | 0 | 0 | 0
-Less Allowances Withdrawn (n:1) [MTons] | 0 | 0 | 0 | 0 | 0
Total [MTons] | 1.304 | 1.302 | 1.299 | 1.23 | 1.302
TBtu Consumed | 41.91 | 41.96 | 41.92 | 39.64 | 41.96
Rate - [lb/MMBtu] | 0.06222 | 0.06207 | 0.06195 | 0.06207 | 0.06207
TWh Generated | 4.438 | 4.438 | 4.434 | 4.192 | 4.438
TWh Generated Qualifying | 4.438 | 4.438 | 4.434 | 4.192 | 4.438
Rate - [lb/MWh] | 0 | 0 | 0 | 0 | 0
Constraint Shadow Price [US$/Ton] | 0 | 0 | 0 | 0 | 0
Constraint Name: NSR W H Sammis 7 - SO2 Rate Annual v3.1 Constraint #: 440
Constraint Type: Rate Limit [lb/MMBtu]
Run Year, Seasons Included: 2012 WINTER SUMMER
Run Year, Seasons Included: 2015 WINTER SUMMER
Run Year, Seasons Included: 2020 WINTER SUMMER
Run Year, Seasons Included: 2025 WINTER SUMMER
Run Year, Seasons Included: 2032 WINTER SUMMER
Time Base: Seasonal/Annual | 2012-2013 | 2014-2017 | 2018-2022 | 2023-2027 | 2028-2035
Standard - [lb/MMBtu] | 0.13 | 0.13 | 0.13 | 0.13 | 0.13
-Emissions at Affected Plants [MTons] | 2.724 | 2.728 | 2.725 | 2.576 | 2.728
-Less Allowances Purchased [MTons] SO2 | 0 | 0 | 0 | 0 | 0
-Plus Allowances Sold [MTons] SO2 | 0 | 0 | 0 | 0 | 0
-Plus Allowances Banked [MTons] | 0 | 0 | 0 | 0 | 0
-Less Allowances Withdrawn (1:1) [MTons] | 0 | 0 | 0 | 0 | 0
-Less Allowances Withdrawn (n:1) [MTons] | 0 | 0 | 0 | 0 | 0
Total [MTons] | 2.724 | 2.728 | 2.725 | 2.576 | 2.728
TBtu Consumed | 41.91 | 41.96 | 41.92 | 39.64 | 41.96
Rate - [lb/MMBtu] | 0.13 | 0.13 | 0.13 | 0.13 | 0.13
TWh Generated | 4.438 | 4.438 | 4.434 | 4.192 | 4.438
TWh Generated Qualifying | 4.438 | 4.438 | 4.434 | 4.192 | 4.438
Rate - [lb/MWh] | 0 | 0 | 0 | 0 | 0
Constraint Shadow Price [US$/Ton] | 283.8 | 810.6 | 980.4 | 1402 | 377.2
Constraint Name: NSR WEPCO Settlement - NOX Cap Annual v3.1 Constraint #: 441
Constraint Type: Rate Cap [MTons]
Run Year, Seasons Included: 2012 WINTER SUMMER
Run Year, Seasons Included: 2015 WINTER SUMMER
Run Year, Seasons Included: 2020 WINTER SUMMER
Run Year, Seasons Included: 2025 WINTER SUMMER
Run Year, Seasons Included: 2032 WINTER SUMMER
Time Base: Seasonal/Annual | 2012-2013 | 2014-2017 | 2018-2022 | 2023-2027 | 2028-2035
Standard - [MTon] | 23.4 | 17.4 | 17.4 | 17.4 | 17.4
-Emissions at Affected Plants [MTons] | 13.62 | 6.76 | 7.272 | 7.069 | 7.106
-Less Allowances Purchased [MTons] NOX | 0 | 0 | 0 | 0 | 0
-Plus Allowances Sold [MTons] NOX | 0 | 0 | 0 | 0 | 0
-Plus Allowances Banked [MTons] | 0 | 0 | 0 | 0 | 0
-Less Allowances Withdrawn (1:1) [MTons] | 0 | 0 | 0 | 0 | 0
-Less Allowances Withdrawn (n:1) [MTons] | 0 | 0 | 0 | 0 | 0
Total [MTons] | 13.62 | 6.76 | 7.272 | 7.069 | 7.106
TBtu Consumed | 200.5 | 118.9 | 123.1 | 122.1 | 123.3
Rate - [lb/MMBtu] | 0.1358 | 0.1137 | 0.1182 | 0.1158 | 0.1152
TWh Generated | 18.54 | 10.72 | 11.06 | 10.99 | 11.1
TWh Generated Qualifying | 18.54 | 10.72 | 11.06 | 10.99 | 11.1
Rate - [lb/MWh] | 0 | 0 | 0 | 0 | 0
Constraint Shadow Price [US$/Ton] | 0 | 0 | 0 | 0 | 0
Constraint Name: NSR WEPCO Settlement - NOX Rate Annual v3.1 Constraint #: 442
Constraint Type: Rate Limit [lb/MMBtu]
Run Year, Seasons Included: 2012 WINTER SUMMER
Run Year, Seasons Included: 2015 WINTER SUMMER
Run Year, Seasons Included: 2020 WINTER SUMMER
Run Year, Seasons Included: 2025 WINTER SUMMER
Run Year, Seasons Included: 2032 WINTER SUMMER
Time Base: Seasonal/Annual | 2012-2013 | 2014-2017 | 2018-2022 | 2023-2027 | 2028-2035
Standard - [lb/MMBtu] | 0.19 | 0.17 | 0.17 | 0.17 | 0.17
-Emissions at Affected Plants [MTons] | 13.62 | 6.76 | 7.272 | 7.069 | 7.106
-Less Allowances Purchased [MTons] NOX | 0 | 0 | 0 | 0 | 0
-Plus Allowances Sold [MTons] NOX | 0 | 0 | 0 | 0 | 0
-Plus Allowances Banked [MTons] | 0 | 0 | 0 | 0 | 0
-Less Allowances Withdrawn (1:1) [MTons] | 0 | 0 | 0 | 0 | 0
-Less Allowances Withdrawn (n:1) [MTons] | 0 | 0 | 0 | 0 | 0
Total [MTons] | 13.62 | 6.76 | 7.272 | 7.069 | 7.106
TBtu Consumed | 200.5 | 118.9 | 123.1 | 122.1 | 123.3
Rate - [lb/MMBtu] | 0.1358 | 0.1137 | 0.1182 | 0.1158 | 0.1152
TWh Generated | 18.54 | 10.72 | 11.06 | 10.99 | 11.1
TWh Generated Qualifying | 18.54 | 10.72 | 11.06 | 10.99 | 11.1
Rate - [lb/MWh] | 0 | 0 | 0 | 0 | 0
Constraint Shadow Price [US$/Ton] | 0 | 0 | 0 | 0 | 0
Constraint Name: NSR WEPCO Settlement - SO2 Cap Annual v3.1 Constraint #: 443
Constraint Type: Rate Cap [MTons]
Run Year, Seasons Included: 2012 WINTER SUMMER
Run Year, Seasons Included: 2015 WINTER SUMMER
Run Year, Seasons Included: 2020 WINTER SUMMER
Run Year, Seasons Included: 2025 WINTER SUMMER
Run Year, Seasons Included: 2032 WINTER SUMMER
Time Base: Seasonal/Annual | 2012-2013 | 2014-2017 | 2018-2022 | 2023-2027 | 2028-2035
Standard - [MTon] | 55.4 | 33.3 | 33.3 | 33.3 | 33.3
-Emissions at Affected Plants [MTons] | 36.52 | 11.76 | 12.87 | 12.4 | 12.44
-Less Allowances Purchased [MTons] SO2 | 0 | 0 | 0 | 0 | 0
-Plus Allowances Sold [MTons] SO2 | 0 | 0 | 0 | 0 | 0
-Plus Allowances Banked [MTons] | 0 | 0 | 0 | 0 | 0
-Less Allowances Withdrawn (1:1) [MTons] | 0 | 0 | 0 | 0 | 0
-Less Allowances Withdrawn (n:1) [MTons] | 0 | 0 | 0 | 0 | 0
Total [MTons] | 36.52 | 11.76 | 12.87 | 12.4 | 12.44
TBtu Consumed | 200.5 | 118.9 | 123.1 | 122.1 | 123.3
Rate - [lb/MMBtu] | 0.3642 | 0.1977 | 0.2091 | 0.2031 | 0.2018
TWh Generated | 18.54 | 10.72 | 11.06 | 10.99 | 11.1
TWh Generated Qualifying | 18.54 | 10.72 | 11.06 | 10.99 | 11.1
Rate - [lb/MWh] | 0 | 0 | 0 | 0 | 0
Constraint Shadow Price [US$/Ton] | 0 | 0 | 0 | 0 | 0
Constraint Name: NSR WEPCO Settlement - SO2 Rate Annual v3.1 Constraint #: 444
Constraint Type: Rate Limit [lb/MMBtu]
Run Year, Seasons Included: 2012 WINTER SUMMER
Run Year, Seasons Included: 2015 WINTER SUMMER
Run Year, Seasons Included: 2020 WINTER SUMMER
Run Year, Seasons Included: 2025 WINTER SUMMER
Run Year, Seasons Included: 2032 WINTER SUMMER
Time Base: Seasonal/Annual | 2012-2013 | 2014-2017 | 2018-2022 | 2023-2027 | 2028-2035
Standard - [lb/MMBtu] | 0.45 | 0.32 | 0.32 | 0.32 | 0.32
-Emissions at Affected Plants [MTons] | 36.52 | 11.76 | 12.87 | 12.4 | 12.44
-Less Allowances Purchased [MTons] SO2 | 0 | 0 | 0 | 0 | 0
-Plus Allowances Sold [MTons] SO2 | 0 | 0 | 0 | 0 | 0
-Plus Allowances Banked [MTons] | 0 | 0 | 0 | 0 | 0
-Less Allowances Withdrawn (1:1) [MTons] | 0 | 0 | 0 | 0 | 0
-Less Allowances Withdrawn (n:1) [MTons] | 0 | 0 | 0 | 0 | 0
Total [MTons] | 36.52 | 11.76 | 12.87 | 12.4 | 12.44
TBtu Consumed | 200.5 | 118.9 | 123.1 | 122.1 | 123.3
Rate - [lb/MMBtu] | 0.3642 | 0.1977 | 0.2091 | 0.2031 | 0.2018
TWh Generated | 18.54 | 10.72 | 11.06 | 10.99 | 11.1
TWh Generated Qualifying | 18.54 | 10.72 | 11.06 | 10.99 | 11.1
Rate - [lb/MWh] | 0 | 0 | 0 | 0 | 0
Constraint Shadow Price [US$/Ton] | 0 | 0 | 0 | 0 | 0
Constraint Name: NSR Winyah 1 - NOX Rate Annual v3.1 Constraint #: 445
Constraint Type: Rate Limit [lb/MMBtu]
Run Year, Seasons Included: 2012 WINTER SUMMER
Run Year, Seasons Included: 2015 WINTER SUMMER
Run Year, Seasons Included: 2020 WINTER SUMMER
Run Year, Seasons Included: 2025 WINTER SUMMER
Run Year, Seasons Included: 2032 WINTER SUMMER
Time Base: Seasonal/Annual | 2012-2013 | 2014-2017 | 2018-2022 | 2023-2027 | 2028-2035
Standard - [lb/MMBtu] | 0.1 | 0.1 | 0.1 | 0.1 | 0.1
-Emissions at Affected Plants [MTons] | 0.8575 | 0.8575 | 0.9074 | 0.9074 | 0.9074
-Less Allowances Purchased [MTons] NOX | 0 | 0 | 0 | 0 | 0
-Plus Allowances Sold [MTons] NOX | 0 | 0 | 0 | 0 | 0
-Plus Allowances Banked [MTons] | 0 | 0 | 0 | 0 | 0
-Less Allowances Withdrawn (1:1) [MTons] | 0 | 0 | 0 | 0 | 0
-Less Allowances Withdrawn (n:1) [MTons] | 0 | 0 | 0 | 0 | 0
Total [MTons] | 0.8575 | 0.8575 | 0.9074 | 0.9074 | 0.9074
TBtu Consumed | 20.91 | 20.91 | 22.13 | 22.13 | 22.13
Rate - [lb/MMBtu] | 0.082 | 0.082 | 0.082 | 0.082 | 0.082
TWh Generated | 2.093 | 2.093 | 2.214 | 2.214 | 2.214
TWh Generated Qualifying | 2.093 | 2.093 | 2.214 | 2.214 | 2.214
Rate - [lb/MWh] | 0 | 0 | 0 | 0 | 0
Constraint Shadow Price [US$/Ton] | 0 | 0 | 0 | 0 | 0
Constraint Name: NSR Winyah 2-4 - NOX Rate Annual v3.1 (EJY) Constraint #: 446
Constraint Type: Rate Limit [lb/MMBtu]
Run Year, Seasons Included: 2012 WINTER SUMMER
Run Year, Seasons Included: 2015 WINTER SUMMER
Run Year, Seasons Included: 2020 WINTER SUMMER
Run Year, Seasons Included: 2025 WINTER SUMMER
Run Year, Seasons Included: 2032 WINTER SUMMER
Time Base: Seasonal/Annual | 2012-2013 | 2014-2017 | 2018-2022 | 2023-2027 | 2028-2035
Standard - [lb/MMBtu] | 0.12 | 0.12 | 0.12 | 0.12 | 0.12
-Emissions at Affected Plants [MTons] | 0 | 0 | 0 | 0 | 0
-Less Allowances Purchased [MTons] NOX | 0 | 0 | 0 | 0 | 0
-Plus Allowances Sold [MTons] NOX | 0 | 0 | 0 | 0 | 0
-Plus Allowances Banked [MTons] | 0 | 0 | 0 | 0 | 0
-Less Allowances Withdrawn (1:1) [MTons] | 0 | 0 | 0 | 0 | 0
-Less Allowances Withdrawn (n:1) [MTons] | 0 | 0 | 0 | 0 | 0
Total [MTons] | 0 | 0 | 0 | 0 | 0
TBtu Consumed | 0 | 0 | 0 | 0 | 0
Rate - [lb/MMBtu] | 0 | 0 | 0 | 0 | 0
TWh Generated | 0 | 0 | 0 | 0 | 0
TWh Generated Qualifying | 0 | 0 | 0 | 0 | 0
Rate - [lb/MWh] | 0 | 0 | 0 | 0 | 0
Constraint Shadow Price [US$/Ton] | 2245000 | 2796000 | 5545000 | 3990000 | 3937000
Constraint Name: NSR Winyah 2-4 - NOX Rate Annual v3.1 (EJZ) Constraint #: 447
Constraint Type: Rate Limit [lb/MMBtu]
Run Year, Seasons Included: 2012 WINTER SUMMER
Run Year, Seasons Included: 2015 WINTER SUMMER
Run Year, Seasons Included: 2020 WINTER SUMMER
Run Year, Seasons Included: 2025 WINTER SUMMER
Run Year, Seasons Included: 2032 WINTER SUMMER
Time Base: Seasonal/Annual | 2012-2013 | 2014-2017 | 2018-2022 | 2023-2027 | 2028-2035
Standard - [lb/MMBtu] | 0.12 | 0.12 | 0.12 | 0.12 | 0.12
-Emissions at Affected Plants [MTons] | 1.01 | 1.01 | 1.099 | 1.156 | 1.156
-Less Allowances Purchased [MTons] NOX | 0 | 0 | 0 | 0 | 0
-Plus Allowances Sold [MTons] NOX | 0 | 0 | 0 | 0 | 0
-Plus Allowances Banked [MTons] | 0 | 0 | 0 | 0 | 0
-Less Allowances Withdrawn (1:1) [MTons] | 0 | 0 | 0 | 0 | 0
-Less Allowances Withdrawn (n:1) [MTons] | 0 | 0 | 0 | 0 | 0
Total [MTons] | 1.01 | 1.01 | 1.099 | 1.156 | 1.156
TBtu Consumed | 18.7 | 18.7 | 20.35 | 21.41 | 21.41
Rate - [lb/MMBtu] | 0.108 | 0.108 | 0.108 | 0.108 | 0.108
TWh Generated | 1.77 | 1.77 | 1.927 | 2.027 | 2.027
TWh Generated Qualifying | 1.77 | 1.77 | 1.927 | 2.027 | 2.027
Rate - [lb/MWh] | 0 | 0 | 0 | 0 | 0
Constraint Shadow Price [US$/Ton] | 0 | 0 | 0 | 0 | 0
Constraint Name: NSR Winyah 2-4 - NOX Rate Annual v3.1 (EKC) Constraint #: 448
Constraint Type: Rate Limit [lb/MMBtu]
Run Year, Seasons Included: 2012 WINTER SUMMER
Run Year, Seasons Included: 2015 WINTER SUMMER
Run Year, Seasons Included: 2020 WINTER SUMMER
Run Year, Seasons Included: 2025 WINTER SUMMER
Run Year, Seasons Included: 2032 WINTER SUMMER
Time Base: Seasonal/Annual | 2012-2013 | 2014-2017 | 2018-2022 | 2023-2027 | 2028-2035
Standard - [lb/MMBtu] | 0.12 | 0.12 | 0.12 | 0.12 | 0.12
-Emissions at Affected Plants [MTons] | 0.9081 | 0.9081 | 1.04 | 1.04 | 1.04
-Less Allowances Purchased [MTons] NOX | 0 | 0 | 0 | 0 | 0
-Plus Allowances Sold [MTons] NOX | 0 | 0 | 0 | 0 | 0
-Plus Allowances Banked [MTons] | 0 | 0 | 0 | 0 | 0
-Less Allowances Withdrawn (1:1) [MTons] | 0 | 0 | 0 | 0 | 0
-Less Allowances Withdrawn (n:1) [MTons] | 0 | 0 | 0 | 0 | 0
Total [MTons] | 0.9081 | 0.9081 | 1.04 | 1.04 | 1.04
TBtu Consumed | 19.74 | 19.74 | 22.6 | 22.6 | 22.6
Rate - [lb/MMBtu] | 0.092 | 0.092 | 0.092 | 0.092 | 0.092
TWh Generated | 1.934 | 1.934 | 2.214 | 2.214 | 2.214
TWh Generated Qualifying | 1.934 | 1.934 | 2.214 | 2.214 | 2.214
Rate - [lb/MWh] | 0 | 0 | 0 | 0 | 0
Constraint Shadow Price [US$/Ton] | 0 | 0 | 0 | 0 | 0
Constraint Name: NSR Wood River 4,5 - SO2 Rate Annual v3.1 (CIR) Constraint #: 449
Constraint Type: Rate Limit [lb/MMBtu]
Run Year, Seasons Included: 2012 WINTER SUMMER
Run Year, Seasons Included: 2015 WINTER SUMMER
Run Year, Seasons Included: 2020 WINTER SUMMER
Run Year, Seasons Included: 2025 WINTER SUMMER
Run Year, Seasons Included: 2032 WINTER SUMMER
Time Base: Seasonal/Annual | 2012-2013 | 2014-2017 | 2018-2022 | 2023-2027 | 2028-2035
Standard - [lb/MMBtu] | 1.2 | 1.2 | 1.2 | 1.2 | 1.2
-Emissions at Affected Plants [MTons] | 1.869 | 2.077 | 2.247 | 2.247 | 2.077
-Less Allowances Purchased [MTons] SO2 | 0 | 0 | 0 | 0 | 0
-Plus Allowances Sold [MTons] SO2 | 0 | 0 | 0 | 0 | 0
-Plus Allowances Banked [MTons] | 0 | 0 | 0 | 0 | 0
-Less Allowances Withdrawn (1:1) [MTons] | 0 | 0 | 0 | 0 | 0
-Less Allowances Withdrawn (n:1) [MTons] | 0 | 0 | 0 | 0 | 0
Total [MTons] | 1.869 | 2.077 | 2.247 | 2.247 | 2.077
TBtu Consumed | 6.443 | 7.844 | 8.487 | 8.487 | 7.844
Rate - [lb/MMBtu] | 0.58 | 0.5295 | 0.5295 | 0.5295 | 0.5295
TWh Generated | 0.5659 | 0.685 | 0.7411 | 0.7411 | 0.685
TWh Generated Qualifying | 0.5659 | 0.685 | 0.7411 | 0.7411 | 0.685
Rate - [lb/MWh] | 0 | 0 | 0 | 0 | 0
Constraint Shadow Price [US$/Ton] | 0 | 0 | 0 | 0 | 0
Constraint Name: NSR Wood River 4,5 - SO2 Rate Annual v3.1 (CIS) Constraint #: 450
Constraint Type: Rate Limit [lb/MMBtu]
Run Year, Seasons Included: 2012 WINTER SUMMER
Run Year, Seasons Included: 2015 WINTER SUMMER
Run Year, Seasons Included: 2020 WINTER SUMMER
Run Year, Seasons Included: 2025 WINTER SUMMER
Run Year, Seasons Included: 2032 WINTER SUMMER
Time Base: Seasonal/Annual | 2012-2013 | 2014-2017 | 2018-2022 | 2023-2027 | 2028-2035
Standard - [lb/MMBtu] | 1.2 | 1.2 | 1.2 | 1.2 | 1.2
-Emissions at Affected Plants [MTons] | 7.26 | 7.211 | 7.632 | 7.632 | 7.211
-Less Allowances Purchased [MTons] SO2 | 0 | 0 | 0 | 0 | 0
-Plus Allowances Sold [MTons] SO2 | 0 | 0 | 0 | 0 | 0
-Plus Allowances Banked [MTons] | 0 | 0 | 0 | 0 | 0
-Less Allowances Withdrawn (1:1) [MTons] | 0 | 0 | 0 | 0 | 0
-Less Allowances Withdrawn (n:1) [MTons] | 0 | 0 | 0 | 0 | 0
Total [MTons] | 7.26 | 7.211 | 7.632 | 7.632 | 7.211
TBtu Consumed | 25.04 | 27.23 | 28.82 | 28.82 | 27.23
Rate - [lb/MMBtu] | 0.58 | 0.5295 | 0.5295 | 0.5295 | 0.5295
TWh Generated | 2.485 | 2.688 | 2.845 | 2.845 | 2.688
TWh Generated Qualifying | 2.485 | 2.688 | 2.845 | 2.845 | 2.688
Rate - [lb/MWh] | 0 | 0 | 0 | 0 | 0
Constraint Shadow Price [US$/Ton] | 0 | 0 | 0 | 0 | 0
Constraint Name: PNW Constraint - CO2 Penalty Annual v3.1 Constraint #: 451
Constraint Type: Rate Cap [MTons]
Run Year, Seasons Included: 2012 WINTER SUMMER
Run Year, Seasons Included: 2015 WINTER SUMMER
Run Year, Seasons Included: 2020 WINTER SUMMER
Run Year, Seasons Included: 2025 WINTER SUMMER
Run Year, Seasons Included: 2032 WINTER SUMMER
Time Base: Seasonal/Annual | 2012-2013 | 2014-2017 | 2018-2022 | 2023-2027 | 2028-2035
Standard - [MTon] | 0 | 0 | 0 | 0 | 0
-Emissions at Affected Plants [MTons] | 0 | 0 | 0 | 0 | 0
-Less Allowances Purchased [MTons] CO2 | 0 | 0 | 0 | 0 | 0
-Plus Allowances Sold [MTons] CO2 | 0 | 0 | 0 | 0 | 0
-Plus Allowances Banked [MTons] | 0 | 0 | 0 | 0 | 0
-Less Allowances Withdrawn (1:1) [MTons] | 0 | 0 | 0 | 0 | 0
-Less Allowances Withdrawn (n:1) [MTons] | 0 | 0 | 0 | 0 | 0
Total [MTons] | 0 | 0 | 0 | 0 | 0
TBtu Consumed | 0 | 0 | 0 | 0 | 0
Rate - [lb/MMBtu] | 0 | 0 | 0 | 0 | 0
TWh Generated | 0 | 0 | 0 | 0 | 0
TWh Generated Qualifying | 0 | 0 | 0 | 0 | 0
Rate - [lb/MWh] | 0 | 0 | 0 | 0 | 0
Constraint Shadow Price [US$/Ton] | 1.88 | 1.88 | 1.88 | 1.881 | 1.88
Constraint Name: RGGI CO2 Annual Constraint v3.1 Constraint #: 452
Constraint Type: Rate Cap [MTons]
Run Year, Seasons Included: 2012 WINTER SUMMER
Run Year, Seasons Included: 2015 WINTER SUMMER
Run Year, Seasons Included: 2020 WINTER SUMMER
Run Year, Seasons Included: 2025 WINTER SUMMER
Run Year, Seasons Included: 2032 WINTER SUMMER
Time Base: Seasonal/Annual | 2012-2013 | 2014-2017 | 2018-2022 | 2023-2027 | 2028-2035
Standard - [MTon] | 188100 | 181000 | 169300 | 169300 | 169300
-Emissions at Affected Plants [MTons] | 144600 | 148600 | 157700 | 159600 | 162500
-Less Allowances Purchased [MTons] CO2 | 0 | 0 | 0 | 0 | 0
-Plus Allowances Sold [MTons] CO2 | 0 | 0 | 0 | 0 | 0
-Plus Allowances Banked [MTons] | 0 | 32440 | 11550 | 9705 | 0
-Less Allowances Withdrawn (1:1) [MTons] | 0 | 0 | 0 | 0 | 0
-Less Allowances Withdrawn (n:1) [MTons] | 0 | 0 | 0 | 0 | 0
Total [MTons] | 144600 | 181000 | 169300 | 169300 | 162500
TBtu Consumed | 1786 | 1848 | 1958 | 2034 | 2047
Rate - [lb/MMBtu] | 161.9 | 160.8 | 161.1 | 156.9 | 158.8
TWh Generated | 203.3 | 208.6 | 218.6 | 233.5 | 236.5
TWh Generated Qualifying | 203.3 | 208.6 | 218.6 | 238.1 | 244.9
Rate - [lb/MWh] | 0 | 0 | 0 | 0 | 0
Constraint Shadow Price [US$/Ton] | 0 | 0 | 0 | 0 | 0
Constraint Name: State Niagara Mohawk Power - NOX Cap Annual v3.1 Constraint #: 453
Constraint Type: Rate Cap [MTons]
Run Year, Seasons Included: 2012 WINTER SUMMER
Run Year, Seasons Included: 2015 WINTER SUMMER
Run Year, Seasons Included: 2020 WINTER SUMMER
Run Year, Seasons Included: 2025 WINTER SUMMER
Run Year, Seasons Included: 2032 WINTER SUMMER
Time Base: Seasonal/Annual | 2012-2013 | 2014-2017 | 2018-2022 | 2023-2027 | 2028-2035
Standard - [MTon] | 3.241 | 3.241 | 3.241 | 3.241 | 3.241
-Emissions at Affected Plants [MTons] | 3.241 | 3.241 | 3.241 | 3.241 | 3.241
-Less Allowances Purchased [MTons] NOX | 0 | 0 | 0 | 0 | 0
-Plus Allowances Sold [MTons] NOX | 0 | 0 | 0 | 0 | 0
-Plus Allowances Banked [MTons] | 0 | 0 | 0 | 0 | 0
-Less Allowances Withdrawn (1:1) [MTons] | 0 | 0 | 0 | 0 | 0
-Less Allowances Withdrawn (n:1) [MTons] | 0 | 0 | 0 | 0 | 0
Total [MTons] | 3.241 | 3.241 | 3.241 | 3.241 | 3.241
TBtu Consumed | 69.59 | 69.98 | 69.88 | 69.88 | 69.88
Rate - [lb/MMBtu] | 0.09315 | 0.09262 | 0.09276 | 0.09276 | 0.09276
TWh Generated | 6.679 | 6.7 | 6.698 | 6.698 | 6.698
TWh Generated Qualifying | 6.679 | 6.7 | 6.698 | 6.698 | 6.698
Rate - [lb/MWh] | 0 | 0 | 0 | 0 | 0
Constraint Shadow Price [US$/Ton] | 9127 | 9053 | 19030 | 486.2 | 2220
Constraint Name: State Niagara Mohawk Power - SO2 Cap Annual v3.1 Constraint #: 454
Constraint Type: Rate Cap [MTons]
Run Year, Seasons Included: 2012 WINTER SUMMER
Run Year, Seasons Included: 2015 WINTER SUMMER
Run Year, Seasons Included: 2020 WINTER SUMMER
Run Year, Seasons Included: 2025 WINTER SUMMER
Run Year, Seasons Included: 2032 WINTER SUMMER
Time Base: Seasonal/Annual | 2012-2013 | 2014-2017 | 2018-2022 | 2023-2027 | 2028-2035
Standard - [MTon] | 16.81 | 14.17 | 14.17 | 14.17 | 14.17
-Emissions at Affected Plants [MTons] | 16.81 | 14.17 | 14.17 | 14.17 | 14.17
-Less Allowances Purchased [MTons] SO2 | 0 | 0 | 0 | 0 | 0
-Plus Allowances Sold [MTons] SO2 | 0 | 0 | 0 | 0 | 0
-Plus Allowances Banked [MTons] | 0 | 0 | 0 | 0 | 0
-Less Allowances Withdrawn (1:1) [MTons] | 0 | 0 | 0 | 0 | 0
-Less Allowances Withdrawn (n:1) [MTons] | 0 | 0 | 0 | 0 | 0
Total [MTons] | 16.81 | 14.17 | 14.17 | 14.17 | 14.17
TBtu Consumed | 69.59 | 69.98 | 69.88 | 69.88 | 69.88
Rate - [lb/MMBtu] | 0.4831 | 0.4049 | 0.4055 | 0.4055 | 0.4055
TWh Generated | 6.679 | 6.7 | 6.698 | 6.698 | 6.698
TWh Generated Qualifying | 6.679 | 6.7 | 6.698 | 6.698 | 6.698
Rate - [lb/MWh] | 0 | 0 | 0 | 0 | 0
Constraint Shadow Price [US$/Ton] | 1219 | 1647 | 1590 | 1683 | 600.5
Constraint Name: Texas BPA Sabine Plant - NOx Rate Annual v3.1 Constraint #: 455
Constraint Type: Rate Limit [lb/MMBtu]
Run Year, Seasons Included: 2012 WINTER SUMMER
Run Year, Seasons Included: 2015 WINTER SUMMER
Run Year, Seasons Included: 2020 WINTER SUMMER
Run Year, Seasons Included: 2025 WINTER SUMMER
Run Year, Seasons Included: 2032 WINTER SUMMER
Time Base: Seasonal/Annual | 2012-2013 | 2014-2017 | 2018-2022 | 2023-2027 | 2028-2035
Standard - [lb/MMBtu] | 0.1 | 0.1 | 0.1 | 0.1 | 0.1
-Emissions at Affected Plants [MTons] | 0 | 0 | 0 | 0 | 0
-Less Allowances Purchased [MTons] NOX | 0 | 0 | 0 | 0 | 0
-Plus Allowances Sold [MTons] NOX | 0 | 0 | 0 | 0 | 0
-Plus Allowances Banked [MTons] | 0 | 0 | 0 | 0 | 0
-Less Allowances Withdrawn (1:1) [MTons] | 0 | 0 | 0 | 0 | 0
-Less Allowances Withdrawn (n:1) [MTons] | 0 | 0 | 0 | 0 | 0
Total [MTons] | 0 | 0 | 0 | 0 | 0
TBtu Consumed | 0 | 0 | 0 | 0 | 0
Rate - [lb/MMBtu] | 0 | 0 | 0 | 0 | 0
TWh Generated | 0 | 0 | 0 | 0 | 0
TWh Generated Qualifying | 0 | 0 | 0 | 0 | 0
Rate - [lb/MWh] | 0 | 0 | 0 | 0 | 0
Constraint Shadow Price [US$/Ton] | 9430 | 11260 | 14700 | 7042 | 0
Constraint Name: Texas DFW CENewman - NOx Rate Annual v3.1 Constraint #: 456
Constraint Type: Rate Limit [lb/MMBtu]
Run Year, Seasons Included: 2012 WINTER SUMMER
Run Year, Seasons Included: 2015 WINTER SUMMER
Run Year, Seasons Included: 2020 WINTER SUMMER
Run Year, Seasons Included: 2025 WINTER SUMMER
Run Year, Seasons Included: 2032 WINTER SUMMER
Time Base: Seasonal/Annual | 2012-2013 | 2014-2017 | 2018-2022 | 2023-2027 | 2028-2035
Standard - [lb/MMBtu] | 0.033 | 0.033 | 0.033 | 0.033 | 0.033
-Emissions at Affected Plants [MTons] | 0 | 0 | 0 | 0 | 0
-Less Allowances Purchased [MTons] NOX | 0 | 0 | 0 | 0 | 0
-Plus Allowances Sold [MTons] NOX | 0 | 0 | 0 | 0 | 0
-Plus Allowances Banked [MTons] | 0 | 0 | 0 | 0 | 0
-Less Allowances Withdrawn (1:1) [MTons] | 0 | 0 | 0 | 0 | 0
-Less Allowances Withdrawn (n:1) [MTons] | 0 | 0 | 0 | 0 | 0
Total [MTons] | 0 | 0 | 0 | 0 | 0
TBtu Consumed | 0 | 0 | 0 | 0 | 0
Rate - [lb/MMBtu] | 0 | 0 | 0 | 0 | 0
TWh Generated | 0 | 0 | 0 | 0 | 0
TWh Generated Qualifying | 0 | 0 | 0 | 0 | 0
Rate - [lb/MWh] | 0 | 0 | 0 | 0 | 0
Constraint Shadow Price [US$/Ton] | 5629 | 6719 | 8774 | 0 | 0
Constraint Name: Texas DFW lakeHubbard - NOx Rate Annual v3.1 Constraint #: 457
Constraint Type: Rate Limit [lb/MMBtu]
Run Year, Seasons Included: 2012 WINTER SUMMER
Run Year, Seasons Included: 2015 WINTER SUMMER
Run Year, Seasons Included: 2020 WINTER SUMMER
Run Year, Seasons Included: 2025 WINTER SUMMER
Run Year, Seasons Included: 2032 WINTER SUMMER
Time Base: Seasonal/Annual | 2012-2013 | 2014-2017 | 2018-2022 | 2023-2027 | 2028-2035
Standard - [lb/MMBtu] | 0.033 | 0.033 | 0.033 | 0.033 | 0.033
-Emissions at Affected Plants [MTons] | 0 | 0 | 0.06725 | 0.06725 | 0.06725
-Less Allowances Purchased [MTons] NOX | 0 | 0 | 0 | 0 | 0
-Plus Allowances Sold [MTons] NOX | 0 | 0 | 0 | 0 | 0
-Plus Allowances Banked [MTons] | 0 | 0 | 0 | 0.02152 | 0
-Less Allowances Withdrawn (1:1) [MTons] | 0 | 0 | 0 | 0 | 0
-Less Allowances Withdrawn (n:1) [MTons] | 0 | 0 | 0 | 0 | 0
Total [MTons] | 0 | 0 | 0.06725 | 0.08877 | 0.06725
TBtu Consumed | 0 | 0 | 5.38 | 5.38 | 5.38
Rate - [lb/MMBtu] | 0 | 0 | 0.025 | 0.025 | 0.025
TWh Generated | 0 | 0 | 0.461 | 0.461 | 0.461
TWh Generated Qualifying | 0 | 0 | 0.461 | 0.461 | 0.461
Rate - [lb/MWh] | 0 | 0 | 0 | 0 | 0
Constraint Shadow Price [US$/Ton] | 7512 | 8967 | 0 | 0 | 0
Constraint Name: Texas DFW MountCreek Plant - NOx Rate Annual v3.1 Constraint #: 458
Constraint Type: Rate Limit [lb/MMBtu]
Run Year, Seasons Included: 2012 WINTER SUMMER
Run Year, Seasons Included: 2015 WINTER SUMMER
Run Year, Seasons Included: 2020 WINTER SUMMER
Run Year, Seasons Included: 2025 WINTER SUMMER
Run Year, Seasons Included: 2032 WINTER SUMMER
Time Base: Seasonal/Annual | 2012-2013 | 2014-2017 | 2018-2022 | 2023-2027 | 2028-2035
Standard - [lb/MMBtu] | 0.033 | 0.033 | 0.033 | 0.033 | 0.033
-Emissions at Affected Plants [MTons] | 0.03363 | 0.03363 | 0.03363 | 0.03363 | 0.03363
-Less Allowances Purchased [MTons] NOX | 0 | 0 | 0 | 0 | 0
-Plus Allowances Sold [MTons] NOX | 0 | 0 | 0 | 0 | 0
-Plus Allowances Banked [MTons] | 0 | 0.02186 | 0.02186 | 0.02186 | 0
-Less Allowances Withdrawn (1:1) [MTons] | 0 | 0 | 0 | 0 | 0
-Less Allowances Withdrawn (n:1) [MTons] | 0 | 0 | 0 | 0 | 0
Total [MTons] | 0.03363 | 0.0555 | 0.0555 | 0.0555 | 0.03363
TBtu Consumed | 3.363 | 3.363 | 3.363 | 3.363 | 3.363
Rate - [lb/MMBtu] | 0.02 | 0.02 | 0.02 | 0.02 | 0.02
TWh Generated | 0.3091 | 0.3091 | 0.3091 | 0.3091 | 0.3091
TWh Generated Qualifying | 0.3091 | 0.3091 | 0.3091 | 0.3091 | 0.3091
Rate - [lb/MWh] | 0 | 0 | 0 | 0 | 0
Constraint Shadow Price [US$/Ton] | 0 | 0 | 0 | 0 | 0
Constraint Name: Texas DFW NorthLake - NOx Rate Annual v3.1 Constraint #: 459
Constraint Type: Rate Limit [lb/MMBtu]
Run Year, Seasons Included: 2012 WINTER SUMMER
Run Year, Seasons Included: 2015 WINTER SUMMER
Run Year, Seasons Included: 2020 WINTER SUMMER
Run Year, Seasons Included: 2025 WINTER SUMMER
Run Year, Seasons Included: 2032 WINTER SUMMER
Time Base: Seasonal/Annual | 2012-2013 | 2014-2017 | 2018-2022 | 2023-2027 | 2028-2035
Standard - [lb/MMBtu] | 0.033 | 0.033 | 0.033 | 0.033 | 0.033
-Emissions at Affected Plants [MTons] | 0.0717 | 0.0717 | 0.1163 | 0.0717 | 0.0717
-Less Allowances Purchased [MTons] NOX | 0 | 0 | 0 | 0 | 0
-Plus Allowances Sold [MTons] NOX | 0 | 0 | 0 | 0 | 0
-Plus Allowances Banked [MTons] | 0 | 0 | 0 | 0 | 0
-Less Allowances Withdrawn (1:1) [MTons] | 0 | 0 | 0 | 0 | 0
-Less Allowances Withdrawn (n:1) [MTons] | 0 | 0 | 0 | 0 | 0
Total [MTons] | 0.0717 | 0.0717 | 0.1163 | 0.0717 | 0.0717
TBtu Consumed | 4.345 | 4.345 | 7.046 | 4.345 | 4.345
Rate - [lb/MMBtu] | 0.033 | 0.033 | 0.033 | 0.033 | 0.033
TWh Generated | 0.4198 | 0.4198 | 0.6807 | 0.4198 | 0.4198
TWh Generated Qualifying | 0.4198 | 0.4198 | 0.6807 | 0.4198 | 0.4198
Rate - [lb/MWh] | 0 | 0 | 0 | 0 | 0
Constraint Shadow Price [US$/Ton] | 96800 | 115500 | 150900 | 144300 | 185200
Constraint Name: Texas DFW RayOlinger - NOx Rate Annual v3.1 Constraint #: 460
Constraint Type: Rate Limit [lb/MMBtu]
Run Year, Seasons Included: 2012 WINTER SUMMER
Run Year, Seasons Included: 2015 WINTER SUMMER
Run Year, Seasons Included: 2020 WINTER SUMMER
Run Year, Seasons Included: 2025 WINTER SUMMER
Run Year, Seasons Included: 2032 WINTER SUMMER
Time Base: Seasonal/Annual | 2012-2013 | 2014-2017 | 2018-2022 | 2023-2027 | 2028-2035
Standard - [lb/MMBtu] | 0.033 | 0.033 | 0.033 | 0.033 | 0.033
-Emissions at Affected Plants [MTons] | 0.02141 | 0.02141 | 0.02141 | 0.02141 | 0.02141
-Less Allowances Purchased [MTons] NOX | 0 | 0 | 0 | 0 | 0
-Plus Allowances Sold [MTons] NOX | 0 | 0 | 0 | 0 | 0
-Plus Allowances Banked [MTons] | 0 | 0.04924 | 0.04924 | 0.04924 | 0
-Less Allowances Withdrawn (1:1) [MTons] | 0 | 0 | 0 | 0 | 0
-Less Allowances Withdrawn (n:1) [MTons] | 0 | 0 | 0 | 0 | 0
Total [MTons] | 0.02141 | 0.07066 | 0.07066 | 0.07066 | 0.02141
TBtu Consumed | 4.282 | 4.282 | 4.282 | 4.282 | 4.282
Rate - [lb/MMBtu] | 0.01 | 0.01 | 0.01 | 0.01 | 0.01
TWh Generated | 0.3874 | 0.3874 | 0.3874 | 0.3874 | 0.3874
TWh Generated Qualifying | 0.3874 | 0.3874 | 0.3874 | 0.3874 | 0.3874
Rate - [lb/MWh] | 0 | 0 | 0 | 0 | 0
Constraint Shadow Price [US$/Ton] | 0 | 0 | 0 | 0 | 0
Constraint Name: Texas DFW Spencer - NOx Rate Annual v3.1 Constraint #: 461
Constraint Type: Rate Limit [lb/MMBtu]
Run Year, Seasons Included: 2012 WINTER SUMMER
Run Year, Seasons Included: 2015 WINTER SUMMER
Run Year, Seasons Included: 2020 WINTER SUMMER
Run Year, Seasons Included: 2025 WINTER SUMMER
Run Year, Seasons Included: 2032 WINTER SUMMER
Time Base: Seasonal/Annual | 2012-2013 | 2014-2017 | 2018-2022 | 2023-2027 | 2028-2035
Standard - [lb/MMBtu] | 0.033 | 0.033 | 0.033 | 0.033 | 0.033
-Emissions at Affected Plants [MTons] | 0 | 0 | 0 | 0 | 0
-Less Allowances Purchased [MTons] NOX | 0 | 0 | 0 | 0 | 0
-Plus Allowances Sold [MTons] NOX | 0 | 0 | 0 | 0 | 0
-Plus Allowances Banked [MTons] | 0 | 0 | 0 | 0 | 0
-Less Allowances Withdrawn (1:1) [MTons] | 0 | 0 | 0 | 0 | 0
-Less Allowances Withdrawn (n:1) [MTons] | 0 | 0 | 0 | 0 | 0
Total [MTons] | 0 | 0 | 0 | 0 | 0
TBtu Consumed | 0 | 0 | 0 | 0 | 0
Rate - [lb/MMBtu] | 0 | 0 | 0 | 0 | 0
TWh Generated | 0 | 0 | 0 | 0 | 0
TWh Generated Qualifying | 0 | 0 | 0 | 0 | 0
Rate - [lb/MWh] | 0 | 0 | 0 | 0 | 0
Constraint Shadow Price [US$/Ton] | 35340 | 35610 | 0 | 0 | 0
Constraint Name: Texas East - NOX Cap Annual v3.1 Constraint #: 462
Constraint Type: Rate Cap [MTons]
Run Year, Seasons Included: 2012 WINTER SUMMER
Run Year, Seasons Included: 2015 WINTER SUMMER
Run Year, Seasons Included: 2020 WINTER SUMMER
Run Year, Seasons Included: 2025 WINTER SUMMER
Run Year, Seasons Included: 2032 WINTER SUMMER
Time Base: Seasonal/Annual | 2012-2013 | 2014-2017 | 2018-2022 | 2023-2027 | 2028-2035
Standard - [MTon] | 84.8 | 84.8 | 84.8 | 84.8 | 84.8
-Emissions at Affected Plants [MTons] | 42.3 | 45.5 | 48.12 | 46.49 | 40.71
-Less Allowances Purchased [MTons] NOX | 0 | 0 | 0 | 0 | 0
-Plus Allowances Sold [MTons] NOX | 0 | 0 | 0 | 0 | 0
-Plus Allowances Banked [MTons] | 0 | 39.3 | 36.68 | 38.31 | 0
-Less Allowances Withdrawn (1:1) [MTons] | 0 | 0 | 0 | 0 | 0
-Less Allowances Withdrawn (n:1) [MTons] | 0 | 0 | 0 | 0 | 0
Total [MTons] | 42.3 | 84.8 | 84.8 | 84.8 | 40.71
TBtu Consumed | 757.9 | 808.8 | 880.8 | 838.2 | 769.5
Rate - [lb/MMBtu] | 0.1116 | 0.1125 | 0.1093 | 0.1109 | 0.1058
TWh Generated | 69.13 | 73.59 | 79.95 | 76.08 | 70.03
TWh Generated Qualifying | 69.13 | 73.59 | 79.95 | 76.08 | 70.03
Rate - [lb/MWh] | 0 | 0 | 0 | 0 | 0
Constraint Shadow Price [US$/Ton] | 0 | 0 | 0 | 0 | 0
Constraint Name: Texas East - SO2 Cap Annual v3.1 Constraint #: 463
Constraint Type: Rate Cap [MTons]
Run Year, Seasons Included: 2012 WINTER SUMMER
Run Year, Seasons Included: 2015 WINTER SUMMER
Run Year, Seasons Included: 2020 WINTER SUMMER
Run Year, Seasons Included: 2025 WINTER SUMMER
Run Year, Seasons Included: 2032 WINTER SUMMER
Time Base: Seasonal/Annual | 2012-2013 | 2014-2017 | 2018-2022 | 2023-2027 | 2028-2035
Standard - [MTon] | 273.9 | 273.9 | 273.9 | 273.9 | 273.9
-Emissions at Affected Plants [MTons] | 77.47 | 110.3 | 110.3 | 110.3 | 71.78
-Less Allowances Purchased [MTons] SO2 | 0 | 0 | 0 | 0 | 0
-Plus Allowances Sold [MTons] SO2 | 0 | 0 | 0 | 0 | 0
-Plus Allowances Banked [MTons] | 0 | 163.7 | 163.7 | 163.7 | 0
-Less Allowances Withdrawn (1:1) [MTons] | 0 | 0 | 0 | 0 | 0
-Less Allowances Withdrawn (n:1) [MTons] | 0 | 0 | 0 | 0 | 0
Total [MTons] | 77.47 | 274 | 274 | 274 | 71.78
TBtu Consumed | 445.3 | 476.4 | 476.4 | 476.4 | 416.3
Rate - [lb/MMBtu] | 0.348 | 0.4629 | 0.4629 | 0.4629 | 0.3449
TWh Generated | 40.12 | 42.85 | 42.85 | 42.85 | 37.51
TWh Generated Qualifying | 40.12 | 42.85 | 42.85 | 42.85 | 37.51
Rate - [lb/MWh] | 0 | 0 | 0 | 0 | 0
Constraint Shadow Price [US$/Ton] | 0 | 0 | 0 | 0 | 0
Constraint Name: Texas ECT Braunig - NOx Rate Annual v3.1 Constraint #: 464
Constraint Type: Rate Limit [lb/MMBtu]
Run Year, Seasons Included: 2012 WINTER SUMMER
Run Year, Seasons Included: 2015 WINTER SUMMER
Run Year, Seasons Included: 2020 WINTER SUMMER
Run Year, Seasons Included: 2025 WINTER SUMMER
Run Year, Seasons Included: 2032 WINTER SUMMER
Time Base: Seasonal/Annual | 2012-2013 | 2014-2017 | 2018-2022 | 2023-2027 | 2028-2035
Standard - [lb/MMBtu] | 0.14 | 0.14 | 0.14 | 0.14 | 0.14
-Emissions at Affected Plants [MTons] | 0 | 0 | 0.4331 | 0.4331 | 0.3434
-Less Allowances Purchased [MTons] NOX | 0 | 0 | 0 | 0 | 0
-Plus Allowances Sold [MTons] NOX | 0 | 0 | 0 | 0 | 0
-Plus Allowances Banked [MTons] | 0 | 0 | 0 | 0 | 0
-Less Allowances Withdrawn (1:1) [MTons] | 0 | 0 | 0 | 0 | 0
-Less Allowances Withdrawn (n:1) [MTons] | 0 | 0 | 0 | 0 | 0
Total [MTons] | 0 | 0 | 0.4331 | 0.4331 | 0.3434
TBtu Consumed | 0 | 0 | 6.187 | 6.187 | 4.906
Rate - [lb/MMBtu] | 0 | 0 | 0.14 | 0.14 | 0.14
TWh Generated | 0 | 0 | 0.5263 | 0.5263 | 0.4174
TWh Generated Qualifying | 0 | 0 | 0.5263 | 0.5263 | 0.4174
Rate - [lb/MWh] | 0 | 0 | 0 | 0 | 0
Constraint Shadow Price [US$/Ton] | 14310 | 16650 | 21750 | 16970 | 11740
Constraint Name: Texas ECT KnoxLee - NOx Rate Annual v3.1 Constraint #: 465
Constraint Type: Rate Limit [lb/MMBtu]
Run Year, Seasons Included: 2012 WINTER SUMMER
Run Year, Seasons Included: 2015 WINTER SUMMER
Run Year, Seasons Included: 2020 WINTER SUMMER
Run Year, Seasons Included: 2025 WINTER SUMMER
Run Year, Seasons Included: 2032 WINTER SUMMER
Time Base: Seasonal/Annual | 2012-2013 | 2014-2017 | 2018-2022 | 2023-2027 | 2028-2035
Standard - [lb/MMBtu] | 0.14 | 0.14 | 0.14 | 0.14 | 0.14
-Emissions at Affected Plants [MTons] | 0 | 0 | 0 | 0 | 0
-Less Allowances Purchased [MTons] NOX | 0 | 0 | 0 | 0 | 0
-Plus Allowances Sold [MTons] NOX | 0 | 0 | 0 | 0 | 0
-Plus Allowances Banked [MTons] | 0 | 0 | 0 | 0 | 0
-Less Allowances Withdrawn (1:1) [MTons] | 0 | 0 | 0 | 0 | 0
-Less Allowances Withdrawn (n:1) [MTons] | 0 | 0 | 0 | 0 | 0
Total [MTons] | 0 | 0 | 0 | 0 | 0
TBtu Consumed | 0 | 0 | 0 | 0 | 0
Rate - [lb/MMBtu] | 0 | 0 | 0 | 0 | 0
TWh Generated | 0 | 0 | 0 | 0 | 0
TWh Generated Qualifying | 0 | 0 | 0 | 0 | 0
Rate - [lb/MWh] | 0 | 0 | 0 | 0 | 0
Constraint Shadow Price [US$/Ton] | 939.2 | 1121 | 1464 | 535.7 | 687.4
Constraint Name: Texas ECT LakeCreek - NOx Rate Annual v3.1 Constraint #: 466
Constraint Type: Rate Limit [lb/MMBtu]
Run Year, Seasons Included: 2012 WINTER SUMMER
Run Year, Seasons Included: 2015 WINTER SUMMER
Run Year, Seasons Included: 2020 WINTER SUMMER
Run Year, Seasons Included: 2025 WINTER SUMMER
Run Year, Seasons Included: 2032 WINTER SUMMER
Time Base: Seasonal/Annual | 2012-2013 | 2014-2017 | 2018-2022 | 2023-2027 | 2028-2035
Standard - [lb/MMBtu] | 0.14 | 0.14 | 0.14 | 0.14 | 0.14
-Emissions at Affected Plants [MTons] | 0 | 0 | 0 | 0 | 0
-Less Allowances Purchased [MTons] NOX | 0 | 0 | 0 | 0 | 0
-Plus Allowances Sold [MTons] NOX | 0 | 0 | 0 | 0 | 0
-Plus Allowances Banked [MTons] | 0 | 0 | 0 | 0 | 0
-Less Allowances Withdrawn (1:1) [MTons] | 0 | 0 | 0 | 0 | 0
-Less Allowances Withdrawn (n:1) [MTons] | 0 | 0 | 0 | 0 | 0
Total [MTons] | 0 | 0 | 0 | 0 | 0
TBtu Consumed | 0 | 0 | 0 | 0 | 0
Rate - [lb/MMBtu] | 0 | 0 | 0 | 0 | 0
TWh Generated | 0 | 0 | 0 | 0 | 0
TWh Generated Qualifying | 0 | 0 | 0 | 0 | 0
Rate - [lb/MWh] | 0 | 0 | 0 | 0 | 0
Constraint Shadow Price [US$/Ton] | 3374 | 4027 | 4429 | 0 | 0
Constraint Name: Texas ECT LeonCreek - NOx Rate Annual v3.1 Constraint #: 467
Constraint Type: Rate Limit [lb/MMBtu]
Run Year, Seasons Included: 2012 WINTER SUMMER
Run Year, Seasons Included: 2015 WINTER SUMMER
Run Year, Seasons Included: 2020 WINTER SUMMER
Run Year, Seasons Included: 2025 WINTER SUMMER
Run Year, Seasons Included: 2032 WINTER SUMMER
Time Base: Seasonal/Annual | 2012-2013 | 2014-2017 | 2018-2022 | 2023-2027 | 2028-2035
Standard - [lb/MMBtu] | 0.14 | 0.14 | 0.14 | 0.14 | 0.14
-Emissions at Affected Plants [MTons] | 0 | 0 | 0 | 0 | 0
-Less Allowances Purchased [MTons] NOX | 0 | 0 | 0 | 0 | 0
-Plus Allowances Sold [MTons] NOX | 0 | 0 | 0 | 0 | 0
-Plus Allowances Banked [MTons] | 0 | 0 | 0 | 0 | 0
-Less Allowances Withdrawn (1:1) [MTons] | 0 | 0 | 0 | 0 | 0
-Less Allowances Withdrawn (n:1) [MTons] | 0 | 0 | 0 | 0 | 0
Total [MTons] | 0 | 0 | 0 | 0 | 0
TBtu Consumed | 0 | 0 | 0 | 0 | 0
Rate - [lb/MMBtu] | 0 | 0 | 0 | 0 | 0
TWh Generated | 0 | 0 | 0 | 0 | 0
TWh Generated Qualifying | 0 | 0 | 0 | 0 | 0
Rate - [lb/MWh] | 0 | 0 | 0 | 0 | 0
Constraint Shadow Price [US$/Ton] | 9669 | 7677 | 3952 | 3915 | 0
Constraint Name: Texas ECT Limestone - NOx Rate Annual v3.1 Constraint #: 468
Constraint Type: Rate Limit [lb/MMBtu]
Run Year, Seasons Included: 2012 WINTER SUMMER
Run Year, Seasons Included: 2015 WINTER SUMMER
Run Year, Seasons Included: 2020 WINTER SUMMER
Run Year, Seasons Included: 2025 WINTER SUMMER
Run Year, Seasons Included: 2032 WINTER SUMMER
Time Base: Seasonal/Annual | 2012-2013 | 2014-2017 | 2018-2022 | 2023-2027 | 2028-2035
Standard - [lb/MMBtu] | 0.165 | 0.165 | 0.165 | 0.165 | 0.165
-Emissions at Affected Plants [MTons] | 10.65 | 10.65 | 10.65 | 10.65 | 10.65
-Less Allowances Purchased [MTons] NOX | 0 | 0 | 0 | 0 | 0
-Plus Allowances Sold [MTons] NOX | 0 | 0 | 0 | 0 | 0
-Plus Allowances Banked [MTons] | 0 | 0 | 0 | 0 | 0
-Less Allowances Withdrawn (1:1) [MTons] | 0 | 0 | 0 | 0 | 0
-Less Allowances Withdrawn (n:1) [MTons] | 0 | 0 | 0 | 0 | 0
Total [MTons] | 10.65 | 10.65 | 10.65 | 10.65 | 10.65
TBtu Consumed | 129.1 | 129.1 | 129.1 | 129.1 | 129.1
Rate - [lb/MMBtu] | 0.165 | 0.165 | 0.165 | 0.165 | 0.165
TWh Generated | 12.76 | 12.76 | 12.76 | 12.76 | 12.76
TWh Generated Qualifying | 12.76 | 12.76 | 12.76 | 12.76 | 12.76
Rate - [lb/MWh] | 0 | 0 | 0 | 0 | 0
Constraint Shadow Price [US$/Ton] | 20220 | 0 | 0 | 0 | 0
Constraint Name: Texas ECT MartinLake - NOx Rate Annual v3.1 Constraint #: 469
Constraint Type: Rate Limit [lb/MMBtu]
Run Year, Seasons Included: 2012 WINTER SUMMER
Run Year, Seasons Included: 2015 WINTER SUMMER
Run Year, Seasons Included: 2020 WINTER SUMMER
Run Year, Seasons Included: 2025 WINTER SUMMER
Run Year, Seasons Included: 2032 WINTER SUMMER
Time Base: Seasonal/Annual | 2012-2013 | 2014-2017 | 2018-2022 | 2023-2027 | 2028-2035
Standard - [lb/MMBtu] | 0.165 | 0.165 | 0.165 | 0.165 | 0.165
-Emissions at Affected Plants [MTons] | 5.127 | 5.127 | 5.127 | 5.127 | 4.772
-Less Allowances Purchased [MTons] NOX | 0 | 0 | 0 | 0 | 0
-Plus Allowances Sold [MTons] NOX | 0 | 0 | 0 | 0 | 0
-Plus Allowances Banked [MTons] | 0 | 0 | 0 | 0 | 0
-Less Allowances Withdrawn (1:1) [MTons] | 0 | 0 | 0 | 0 | 0
-Less Allowances Withdrawn (n:1) [MTons] | 0 | 0 | 0 | 0 | 0
Total [MTons] | 5.127 | 5.127 | 5.127 | 5.127 | 4.772
TBtu Consumed | 62.15 | 62.15 | 62.15 | 62.15 | 57.92
Rate - [lb/MMBtu] | 0.165 | 0.165 | 0.165 | 0.165 | 0.1648
TWh Generated | 5.547 | 5.547 | 5.547 | 5.547 | 5.17
TWh Generated Qualifying | 5.547 | 5.547 | 5.547 | 5.547 | 5.17
Rate - [lb/MWh] | 0 | 0 | 0 | 0 | 0
Constraint Shadow Price [US$/Ton] | 9084 | 10840 | 0 | 0 | 0
Constraint Name: Texas ECT Monticello - NOx Rate Annual v3.1 Constraint #: 470
Constraint Type: Rate Limit [lb/MMBtu]
Run Year, Seasons Included: 2012 WINTER SUMMER
Run Year, Seasons Included: 2015 WINTER SUMMER
Run Year, Seasons Included: 2020 WINTER SUMMER
Run Year, Seasons Included: 2025 WINTER SUMMER
Run Year, Seasons Included: 2032 WINTER SUMMER
Time Base: Seasonal/Annual | 2012-2013 | 2014-2017 | 2018-2022 | 2023-2027 | 2028-2035
Standard - [lb/MMBtu] | 0.165 | 0.165 | 0.165 | 0.165 | 0.165
-Emissions at Affected Plants [MTons] | 5.153 | 5.153 | 5.153 | 5.153 | 5.153
-Less Allowances Purchased [MTons] NOX | 0 | 0 | 0 | 0 | 0
-Plus Allowances Sold [MTons] NOX | 0 | 0 | 0 | 0 | 0
-Plus Allowances Banked [MTons] | 0 | 0 | 0 | 0 | 0
-Less Allowances Withdrawn (1:1) [MTons] | 0 | 0 | 0 | 0 | 0
-Less Allowances Withdrawn (n:1) [MTons] | 0 | 0 | 0 | 0 | 0
Total [MTons] | 5.153 | 5.153 | 5.153 | 5.153 | 5.153
TBtu Consumed | 62.46 | 62.46 | 62.46 | 62.46 | 62.46
Rate - [lb/MMBtu] | 0.165 | 0.165 | 0.165 | 0.165 | 0.165
TWh Generated | 5.547 | 5.547 | 5.547 | 5.547 | 5.547
TWh Generated Qualifying | 5.547 | 5.547 | 5.547 | 5.547 | 5.547
Rate - [lb/MWh] | 0 | 0 | 0 | 0 | 0
Constraint Shadow Price [US$/Ton] | 20340 | 0 | 0 | 0 | 0
Constraint Name: Texas ECT OWSummers - NOx Rate Annual v3.1 Constraint #: 471
Constraint Type: Rate Limit [lb/MMBtu]
Run Year, Seasons Included: 2012 WINTER SUMMER
Run Year, Seasons Included: 2015 WINTER SUMMER
Run Year, Seasons Included: 2020 WINTER SUMMER
Run Year, Seasons Included: 2025 WINTER SUMMER
Run Year, Seasons Included: 2032 WINTER SUMMER
Time Base: Seasonal/Annual | 2012-2013 | 2014-2017 | 2018-2022 | 2023-2027 | 2028-2035
Standard - [lb/MMBtu] | 0.14 | 0.14 | 0.14 | 0.14 | 0.14
-Emissions at Affected Plants [MTons] | 0.396 | 0.396 | 0.396 | 0.396 | 0.396
-Less Allowances Purchased [MTons] NOX | 0 | 0 | 0 | 0 | 0
-Plus Allowances Sold [MTons] NOX | 0 | 0 | 0 | 0 | 0
-Plus Allowances Banked [MTons] | 0 | 0 | 0 | 0 | 0
-Less Allowances Withdrawn (1:1) [MTons] | 0 | 0 | 0 | 0 | 0
-Less Allowances Withdrawn (n:1) [MTons] | 0 | 0 | 0 | 0 | 0
Total [MTons] | 0.396 | 0.396 | 0.396 | 0.396 | 0.396
TBtu Consumed | 5.657 | 5.657 | 5.657 | 5.657 | 5.657
Rate - [lb/MMBtu] | 0.14 | 0.14 | 0.14 | 0.14 | 0.14
TWh Generated | 0.5058 | 0.5058 | 0.5058 | 0.5058 | 0.5058
TWh Generated Qualifying | 0.5058 | 0.5058 | 0.5058 | 0.5058 | 0.5058
Rate - [lb/MWh] | 0 | 0 | 0 | 0 | 0
Constraint Shadow Price [US$/Ton] | 12040 | 10400 | 12210 | 5616 | 0
Constraint Name: Texas ECT Pirkey - NOx Rate Annual v3.1 Constraint #: 472
Constraint Type: Rate Limit [lb/MMBtu]
Run Year, Seasons Included: 2012 WINTER SUMMER
Run Year, Seasons Included: 2015 WINTER SUMMER
Run Year, Seasons Included: 2020 WINTER SUMMER
Run Year, Seasons Included: 2025 WINTER SUMMER
Run Year, Seasons Included: 2032 WINTER SUMMER
Time Base: Seasonal/Annual | 2012-2013 | 2014-2017 | 2018-2022 | 2023-2027 | 2028-2035
Standard - [lb/MMBtu] | 0.165 | 0.165 | 0.165 | 0.165 | 0.165
-Emissions at Affected Plants [MTons] | 4.404 | 4.404 | 4.404 | 4.404 | 4.404
-Less Allowances Purchased [MTons] NOX | 0 | 0 | 0 | 0 | 0
-Plus Allowances Sold [MTons] NOX | 0 | 0 | 0 | 0 | 0
-Plus Allowances Banked [MTons] | 0 | 0 | 0 | 0 | 0
-Less Allowances Withdrawn (1:1) [MTons] | 0 | 0 | 0 | 0 | 0
-Less Allowances Withdrawn (n:1) [MTons] | 0 | 0 | 0 | 0 | 0
Total [MTons] | 4.404 | 4.404 | 4.404 | 4.404 | 4.404
TBtu Consumed | 53.39 | 53.39 | 53.39 | 53.39 | 53.39
Rate - [lb/MMBtu] | 0.165 | 0.165 | 0.165 | 0.165 | 0.165
TWh Generated | 4.992 | 4.992 | 4.992 | 4.992 | 4.992
TWh Generated Qualifying | 4.992 | 4.992 | 4.992 | 4.992 | 4.992
Rate - [lb/MWh] | 0 | 0 | 0 | 0 | 0
Constraint Shadow Price [US$/Ton] | 24830 | 1083 | 1414 | 0 | 0
Constraint Name: Texas ECT PowerLane - NOx Rate Annual v3.1 Constraint #: 473
Constraint Type: Rate Limit [lb/MMBtu]
Run Year, Seasons Included: 2012 WINTER SUMMER
Run Year, Seasons Included: 2015 WINTER SUMMER
Run Year, Seasons Included: 2020 WINTER SUMMER
Run Year, Seasons Included: 2025 WINTER SUMMER
Run Year, Seasons Included: 2032 WINTER SUMMER
Time Base: Seasonal/Annual | 2012-2013 | 2014-2017 | 2018-2022 | 2023-2027 | 2028-2035
Standard - [lb/MMBtu] | 0.14 | 0.14 | 0.14 | 0.14 | 0.14
-Emissions at Affected Plants [MTons] | 0 | 0 | 0.007101 | 0.007101 | 0.007101
-Less Allowances Purchased [MTons] NOX | 0 | 0 | 0 | 0 | 0
-Plus Allowances Sold [MTons] NOX | 0 | 0 | 0 | 0 | 0
-Plus Allowances Banked [MTons] | 0 | 0 | 0 | 0.01715 | 0
-Less Allowances Withdrawn (1:1) [MTons] | 0 | 0 | 0 | 0 | 0
-Less Allowances Withdrawn (n:1) [MTons] | 0 | 0 | 0 | 0 | 0
Total [MTons] | 0 | 0 | 0.007101 | 0.02425 | 0.007101
TBtu Consumed | 0 | 0 | 0.3464 | 0.3464 | 0.3464
Rate - [lb/MMBtu] | 0 | 0 | 0.041 | 0.041 | 0.041
TWh Generated | 0 | 0 | 0.03095 | 0.03095 | 0.03095
TWh Generated Qualifying | 0 | 0 | 0.03095 | 0.03095 | 0.03095
Rate - [lb/MWh] | 0 | 0 | 0 | 0 | 0
Constraint Shadow Price [US$/Ton] | 0 | 0 | 0 | 0 | 0
Constraint Name: Texas ECT Sandow4 - NOx Rate Annual v3.1 Constraint #: 474
Constraint Type: Rate Limit [lb/MMBtu]
Run Year, Seasons Included: 2012 WINTER SUMMER
Run Year, Seasons Included: 2015 WINTER SUMMER
Run Year, Seasons Included: 2020 WINTER SUMMER
Run Year, Seasons Included: 2025 WINTER SUMMER
Run Year, Seasons Included: 2032 WINTER SUMMER
Time Base: Seasonal/Annual | 2012-2013 | 2014-2017 | 2018-2022 | 2023-2027 | 2028-2035
Standard - [lb/MMBtu] | 0.165 | 0.165 | 0.165 | 0.165 | 0.165
-Emissions at Affected Plants [MTons] | 1.193 | 3.758 | 3.758 | 3.758 | 0.3408
-Less Allowances Purchased [MTons] NOX | 0 | 0 | 0 | 0 | 0
-Plus Allowances Sold [MTons] NOX | 0 | 0 | 0 | 0 | 0
-Plus Allowances Banked [MTons] | 0 | 0 | 0 | 0 | 0
-Less Allowances Withdrawn (1:1) [MTons] | 0 | 0 | 0 | 0 | 0
-Less Allowances Withdrawn (n:1) [MTons] | 0 | 0 | 0 | 0 | 0
Total [MTons] | 1.193 | 3.758 | 3.758 | 3.758 | 0.3408
TBtu Consumed | 14.46 | 45.56 | 45.56 | 45.56 | 11.47
Rate - [lb/MMBtu] | 0.165 | 0.165 | 0.165 | 0.165 | 0.05939
TWh Generated | 1.258 | 3.986 | 3.986 | 3.986 | 0.9935
TWh Generated Qualifying | 1.258 | 3.986 | 3.986 | 3.986 | 0.9935
Rate - [lb/MWh] | 0 | 0 | 0 | 0 | 0
Constraint Shadow Price [US$/Ton] | 998.2 | 898.9 | 113.2 | 152.5 | 0
Constraint Name: Texas ECT SanMiguel - NOx Rate Annual v3.1 Constraint #: 475
Constraint Type: Rate Limit [lb/MMBtu]
Run Year, Seasons Included: 2012 WINTER SUMMER
Run Year, Seasons Included: 2015 WINTER SUMMER
Run Year, Seasons Included: 2020 WINTER SUMMER
Run Year, Seasons Included: 2025 WINTER SUMMER
Run Year, Seasons Included: 2032 WINTER SUMMER
Time Base: Seasonal/Annual | 2012-2013 | 2014-2017 | 2018-2022 | 2023-2027 | 2028-2035
Standard - [lb/MMBtu] | 0.165 | 0.165 | 0.165 | 0.165 | 0.165
-Emissions at Affected Plants [MTons] | 0.8448 | 2.788 | 2.788 | 2.788 | 0.8765
-Less Allowances Purchased [MTons] NOX | 0 | 0 | 0 | 0 | 0
-Plus Allowances Sold [MTons] NOX | 0 | 0 | 0 | 0 | 0
-Plus Allowances Banked [MTons] | 0 | 0 | 0 | 0 | 0
-Less Allowances Withdrawn (1:1) [MTons] | 0 | 0 | 0 | 0 | 0
-Less Allowances Withdrawn (n:1) [MTons] | 0 | 0 | 0 | 0 | 0
Total [MTons] | 0.8448 | 2.788 | 2.788 | 2.788 | 0.8765
TBtu Consumed | 10.24 | 33.79 | 33.79 | 33.79 | 10.81
Rate - [lb/MMBtu] | 0.165 | 0.165 | 0.165 | 0.165 | 0.1622
TWh Generated | 0.8752 | 2.904 | 2.904 | 2.904 | 0.9235
TWh Generated Qualifying | 0.8752 | 2.904 | 2.904 | 2.904 | 0.9235
Rate - [lb/MWh] | 0 | 0 | 0 | 0 | 0
Constraint Shadow Price [US$/Ton] | 11270 | 11890 | 0 | 0 | 0
Constraint Name: Texas ECT StrykerCreek - NOx Rate Annual v3.1 Constraint #: 476
Constraint Type: Rate Limit [lb/MMBtu]
Run Year, Seasons Included: 2012 WINTER SUMMER
Run Year, Seasons Included: 2015 WINTER SUMMER
Run Year, Seasons Included: 2020 WINTER SUMMER
Run Year, Seasons Included: 2025 WINTER SUMMER
Run Year, Seasons Included: 2032 WINTER SUMMER
Time Base: Seasonal/Annual | 2012-2013 | 2014-2017 | 2018-2022 | 2023-2027 | 2028-2035
Standard - [lb/MMBtu] | 0.14 | 0.14 | 0.14 | 0.14 | 0.14
-Emissions at Affected Plants [MTons] | 0 | 0 | 0 | 0 | 0
-Less Allowances Purchased [MTons] NOX | 0 | 0 | 0 | 0 | 0
-Plus Allowances Sold [MTons] NOX | 0 | 0 | 0 | 0 | 0
-Plus Allowances Banked [MTons] | 0 | 0 | 0 | 0 | 0
-Less Allowances Withdrawn (1:1) [MTons] | 0 | 0 | 0 | 0 | 0
-Less Allowances Withdrawn (n:1) [MTons] | 0 | 0 | 0 | 0 | 0
Total [MTons] | 0 | 0 | 0 | 0 | 0
TBtu Consumed | 0 | 0 | 0 | 0 | 0
Rate - [lb/MMBtu] | 0 | 0 | 0 | 0 | 0
TWh Generated | 0 | 0 | 0 | 0 | 0
TWh Generated Qualifying | 0 | 0 | 0 | 0 | 0
Rate - [lb/MWh] | 0 | 0 | 0 | 0 | 0
Constraint Shadow Price [US$/Ton] | 14810 | 2551 | 3331 | 0 | 0
Constraint Name: Texas ECT TradingHouse - NOx Rate Annual v3.1 Constraint #: 477
Constraint Type: Rate Limit [lb/MMBtu]
Run Year, Seasons Included: 2012 WINTER SUMMER
Run Year, Seasons Included: 2015 WINTER SUMMER
Run Year, Seasons Included: 2020 WINTER SUMMER
Run Year, Seasons Included: 2025 WINTER SUMMER
Run Year, Seasons Included: 2032 WINTER SUMMER
Time Base: Seasonal/Annual | 2012-2013 | 2014-2017 | 2018-2022 | 2023-2027 | 2028-2035
Standard - [lb/MMBtu] | 0.14 | 0.14 | 0.14 | 0.14 | 0.14
-Emissions at Affected Plants [MTons] | 0 | 0 | 1.355 | 0.3087 | 0.03232
-Less Allowances Purchased [MTons] NOX | 0 | 0 | 0 | 0 | 0
-Plus Allowances Sold [MTons] NOX | 0 | 0 | 0 | 0 | 0
-Plus Allowances Banked [MTons] | 0 | 0 | 0 | 0.1018 | 0
-Less Allowances Withdrawn (1:1) [MTons] | 0 | 0 | 0 | 0 | 0
-Less Allowances Withdrawn (n:1) [MTons] | 0 | 0 | 0 | 0 | 0
Total [MTons] | 0 | 0 | 1.355 | 0.4105 | 0.03232
TBtu Consumed | 0 | 0 | 19.91 | 5.864 | 2.155
Rate - [lb/MMBtu] | 0 | 0 | 0.1361 | 0.1053 | 0.03
TWh Generated | 0 | 0 | 1.648 | 0.4934 | 0.1884
TWh Generated Qualifying | 0 | 0 | 1.648 | 0.4934 | 0.1884
Rate - [lb/MWh] | 0 | 0 | 0 | 0 | 0
Constraint Shadow Price [US$/Ton] | 0 | 0 | 0 | 0 | 0
Constraint Name: Texas ECT Trinidad - NOx Rate Annual v3.1 Constraint #: 478
Constraint Type: Rate Limit [lb/MMBtu]
Run Year, Seasons Included: 2012 WINTER SUMMER
Run Year, Seasons Included: 2015 WINTER SUMMER
Run Year, Seasons Included: 2020 WINTER SUMMER
Run Year, Seasons Included: 2025 WINTER SUMMER
Run Year, Seasons Included: 2032 WINTER SUMMER
Time Base: Seasonal/Annual | 2012-2013 | 2014-2017 | 2018-2022 | 2023-2027 | 2028-2035
Standard - [lb/MMBtu] | 0.14 | 0.14 | 0.14 | 0.14 | 0.14
-Emissions at Affected Plants [MTons] | 0 | 0 | 0 | 0 | 0
-Less Allowances Purchased [MTons] NOX | 0 | 0 | 0 | 0 | 0
-Plus Allowances Sold [MTons] NOX | 0 | 0 | 0 | 0 | 0
-Plus Allowances Banked [MTons] | 0 | 0 | 0 | 0 | 0
-Less Allowances Withdrawn (1:1) [MTons] | 0 | 0 | 0 | 0 | 0
-Less Allowances Withdrawn (n:1) [MTons] | 0 | 0 | 0 | 0 | 0
Total [MTons] | 0 | 0 | 0 | 0 | 0
TBtu Consumed | 0 | 0 | 0 | 0 | 0
Rate - [lb/MMBtu] | 0 | 0 | 0 | 0 | 0
TWh Generated | 0 | 0 | 0 | 0 | 0
TWh Generated Qualifying | 0 | 0 | 0 | 0 | 0
Rate - [lb/MWh] | 0 | 0 | 0 | 0 | 0
Constraint Shadow Price [US$/Ton] | 10420 | 4403 | 0 | 0 | 0
Constraint Name: Texas ECT Valley - NOx Rate Annual v3.1 Constraint #: 479
Constraint Type: Rate Limit [lb/MMBtu]
Run Year, Seasons Included: 2012 WINTER SUMMER
Run Year, Seasons Included: 2015 WINTER SUMMER
Run Year, Seasons Included: 2020 WINTER SUMMER
Run Year, Seasons Included: 2025 WINTER SUMMER
Run Year, Seasons Included: 2032 WINTER SUMMER
Time Base: Seasonal/Annual | 2012-2013 | 2014-2017 | 2018-2022 | 2023-2027 | 2028-2035
Standard - [lb/MMBtu] | 0.14 | 0.14 | 0.14 | 0.14 | 0.14
-Emissions at Affected Plants [MTons] | 0 | 0 | 0 | 0 | 0
-Less Allowances Purchased [MTons] NOX | 0 | 0 | 0 | 0 | 0
-Plus Allowances Sold [MTons] NOX | 0 | 0 | 0 | 0 | 0
-Plus Allowances Banked [MTons] | 0 | 0 | 0 | 0 | 0
-Less Allowances Withdrawn (1:1) [MTons] | 0 | 0 | 0 | 0 | 0
-Less Allowances Withdrawn (n:1) [MTons] | 0 | 0 | 0 | 0 | 0
Total [MTons] | 0 | 0 | 0 | 0 | 0
TBtu Consumed | 0 | 0 | 0 | 0 | 0
Rate - [lb/MMBtu] | 0 | 0 | 0 | 0 | 0
TWh Generated | 0 | 0 | 0 | 0 | 0
TWh Generated Qualifying | 0 | 0 | 0 | 0 | 0
Rate - [lb/MWh] | 0 | 0 | 0 | 0 | 0
Constraint Shadow Price [US$/Ton] | 232600 | 277600 | 362500 | 345900 | 440400
Constraint Name: Texas ECT WB Tuttle - NOx Rate Annual v3.1 Constraint #: 480
Constraint Type: Rate Limit [lb/MMBtu]
Run Year, Seasons Included: 2012 WINTER SUMMER
Run Year, Seasons Included: 2015 WINTER SUMMER
Run Year, Seasons Included: 2020 WINTER SUMMER
Run Year, Seasons Included: 2025 WINTER SUMMER
Run Year, Seasons Included: 2032 WINTER SUMMER
Time Base: Seasonal/Annual | 2012-2013 | 2014-2017 | 2018-2022 | 2023-2027 | 2028-2035
Standard - [lb/MMBtu] | 0.14 | 0.14 | 0.14 | 0.14 | 0.14
-Emissions at Affected Plants [MTons] | 0 | 0 | 0 | 0 | 0
-Less Allowances Purchased [MTons] NOX | 0 | 0 | 0 | 0 | 0
-Plus Allowances Sold [MTons] NOX | 0 | 0 | 0 | 0 | 0
-Plus Allowances Banked [MTons] | 0 | 0 | 0 | 0 | 0
-Less Allowances Withdrawn (1:1) [MTons] | 0 | 0 | 0 | 0 | 0
-Less Allowances Withdrawn (n:1) [MTons] | 0 | 0 | 0 | 0 | 0
Total [MTons] | 0 | 0 | 0 | 0 | 0
TBtu Consumed | 0 | 0 | 0 | 0 | 0
Rate - [lb/MMBtu] | 0 | 0 | 0 | 0 | 0
TWh Generated | 0 | 0 | 0 | 0 | 0
TWh Generated Qualifying | 0 | 0 | 0 | 0 | 0
Rate - [lb/MWh] | 0 | 0 | 0 | 0 | 0
Constraint Shadow Price [US$/Ton] | 319100 | 380800 | 497300 | 474700 | 604900
Constraint Name: Texas ECT Welsh - NOx Rate Annual v3.1 Constraint #: 481
Constraint Type: Rate Limit [lb/MMBtu]
Run Year, Seasons Included: 2012 WINTER SUMMER
Run Year, Seasons Included: 2015 WINTER SUMMER
Run Year, Seasons Included: 2020 WINTER SUMMER
Run Year, Seasons Included: 2025 WINTER SUMMER
Run Year, Seasons Included: 2032 WINTER SUMMER
Time Base: Seasonal/Annual | 2012-2013 | 2014-2017 | 2018-2022 | 2023-2027 | 2028-2035
Standard - [lb/MMBtu] | 0.165 | 0.165 | 0.165 | 0.165 | 0.165
-Emissions at Affected Plants [MTons] | 10.07 | 10.07 | 10.07 | 10.07 | 8.937
-Less Allowances Purchased [MTons] NOX | 0 | 0 | 0 | 0 | 0
-Plus Allowances Sold [MTons] NOX | 0 | 0 | 0 | 0 | 0
-Plus Allowances Banked [MTons] | 0 | 0 | 0 | 0 | 0
-Less Allowances Withdrawn (1:1) [MTons] | 0 | 0 | 0 | 0 | 0
-Less Allowances Withdrawn (n:1) [MTons] | 0 | 0 | 0 | 0 | 0
Total [MTons] | 10.07 | 10.07 | 10.07 | 10.07 | 8.937
TBtu Consumed | 122.1 | 122.1 | 122.1 | 122.1 | 109
Rate - [lb/MMBtu] | 0.165 | 0.165 | 0.165 | 0.165 | 0.1641
TWh Generated | 11.59 | 11.59 | 11.59 | 11.59 | 10.34
TWh Generated Qualifying | 11.59 | 11.59 | 11.59 | 11.59 | 10.34
Rate - [lb/MWh] | 0 | 0 | 0 | 0 | 0
Constraint Shadow Price [US$/Ton] | 25910 | 63.28 | 82.63 | 111.3 | 0
Constraint Name: Texas ECT Wilkes - NOx Rate Annual v3.1 Constraint #: 482
Constraint Type: Rate Limit [lb/MMBtu]
Run Year, Seasons Included: 2012 WINTER SUMMER
Run Year, Seasons Included: 2015 WINTER SUMMER
Run Year, Seasons Included: 2020 WINTER SUMMER
Run Year, Seasons Included: 2025 WINTER SUMMER
Run Year, Seasons Included: 2032 WINTER SUMMER
Time Base: Seasonal/Annual | 2012-2013 | 2014-2017 | 2018-2022 | 2023-2027 | 2028-2035
Standard - [lb/MMBtu] | 0.14 | 0.14 | 0.14 | 0.14 | 0.14
-Emissions at Affected Plants [MTons] | 0 | 0 | 0 | 0 | 0
-Less Allowances Purchased [MTons] NOX | 0 | 0 | 0 | 0 | 0
-Plus Allowances Sold [MTons] NOX | 0 | 0 | 0 | 0 | 0
-Plus Allowances Banked [MTons] | 0 | 0 | 0 | 0 | 0
-Less Allowances Withdrawn (1:1) [MTons] | 0 | 0 | 0 | 0 | 0
-Less Allowances Withdrawn (n:1) [MTons] | 0 | 0 | 0 | 0 | 0
Total [MTons] | 0 | 0 | 0 | 0 | 0
TBtu Consumed | 0 | 0 | 0 | 0 | 0
Rate - [lb/MMBtu] | 0 | 0 | 0 | 0 | 0
TWh Generated | 0 | 0 | 0 | 0 | 0
TWh Generated Qualifying | 0 | 0 | 0 | 0 | 0
Rate - [lb/MWh] | 0 | 0 | 0 | 0 | 0
Constraint Shadow Price [US$/Ton] | 0 | 0 | 0 | 0 | 0
Constraint Name: Texas El Paso - NOX Cap Annual v3.1 Constraint #: 483
Constraint Type: Rate Cap [MTons]
Run Year, Seasons Included: 2012 WINTER SUMMER
Run Year, Seasons Included: 2015 WINTER SUMMER
Run Year, Seasons Included: 2020 WINTER SUMMER
Run Year, Seasons Included: 2025 WINTER SUMMER
Run Year, Seasons Included: 2032 WINTER SUMMER
Time Base: Seasonal/Annual | 2012-2013 | 2014-2017 | 2018-2022 | 2023-2027 | 2028-2035
Standard - [MTon] | 1.06 | 1.06 | 1.06 | 1.06 | 1.06
-Emissions at Affected Plants [MTons] | 0.038 | 0.038 | 0.038 | 0.038 | 0.038
-Less Allowances Purchased [MTons] NOX | 0 | 0 | 0 | 0 | 0
-Plus Allowances Sold [MTons] NOX | 0 | 0 | 0 | 0 | 0
-Plus Allowances Banked [MTons] | 0 | 1.022 | 1.022 | 1.022 | 0
-Less Allowances Withdrawn (1:1) [MTons] | 0 | 0 | 0 | 0 | 0
-Less Allowances Withdrawn (n:1) [MTons] | 0 | 0 | 0 | 0 | 0
Total [MTons] | 0.038 | 1.06 | 1.06 | 1.06 | 0.038
TBtu Consumed | 0.4042 | 0.4042 | 0.4042 | 0.4042 | 0.4042
Rate - [lb/MMBtu] | 0.188 | 0.188 | 0.188 | 0.188 | 0.188
TWh Generated | 0.03736 | 0.03736 | 0.03736 | 0.03736 | 0.03736
TWh Generated Qualifying | 0.03736 | 0.03736 | 0.03736 | 0.03736 | 0.03736
Rate - [lb/MWh] | 0 | 0 | 0 | 0 | 0
Constraint Shadow Price [US$/Ton] | 0 | 0 | 0 | 0 | 0
Constraint Name: Texas Houston - NOX Cap Annual v3.1 Constraint #: 484
Constraint Type: Rate Cap [MTons]
Run Year, Seasons Included: 2012 WINTER SUMMER
Run Year, Seasons Included: 2015 WINTER SUMMER
Run Year, Seasons Included: 2020 WINTER SUMMER
Run Year, Seasons Included: 2025 WINTER SUMMER
Run Year, Seasons Included: 2032 WINTER SUMMER
Time Base: Seasonal/Annual | 2012-2013 | 2014-2017 | 2018-2022 | 2023-2027 | 2028-2035
Standard - [MTon] | 8.46 | 8.46 | 8.46 | 8.46 | 8.46
-Emissions at Affected Plants [MTons] | 8.107 | 8.041 | 8.936 | 8.46 | 8.46
-Less Allowances Purchased [MTons] NOX | 0 | 0 | 0 | 0 | 0
-Plus Allowances Sold [MTons] NOX | 0 | 0 | 0 | 0 | 0
-Plus Allowances Banked [MTons] | 0.3531 | 0.4186 | 0 | 0 | 0
-Less Allowances Withdrawn (1:1) [MTons] | 0 | 0 | -0.4762 | 0 | 0
-Less Allowances Withdrawn (n:1) [MTons] | 0 | 0 | 0 | 0 | 0
Total [MTons] | 8.46 | 8.46 | 8.46 | 8.46 | 8.46
TBtu Consumed | 329.4 | 334 | 370.1 | 348.1 | 344.3
Rate - [lb/MMBtu] | 0.04922 | 0.04816 | 0.04829 | 0.04861 | 0.04915
TWh Generated | 35.13 | 35.43 | 39.04 | 36.44 | 35.99
TWh Generated Qualifying | 35.13 | 35.43 | 39.04 | 36.44 | 35.99
Rate - [lb/MWh] | 0 | 0 | 0 | 0 | 0
Constraint Shadow Price [US$/Ton] | 8123 | 9696 | 12660 | 5646 | 5481
Constraint Name: Texas West - NOX Cap Annual v3.1 Constraint #: 485
Constraint Type: Rate Cap [MTons]
Run Year, Seasons Included: 2012 WINTER SUMMER
Run Year, Seasons Included: 2015 WINTER SUMMER
Run Year, Seasons Included: 2020 WINTER SUMMER
Run Year, Seasons Included: 2025 WINTER SUMMER
Run Year, Seasons Included: 2032 WINTER SUMMER
Time Base: Seasonal/Annual | 2012-2013 | 2014-2017 | 2018-2022 | 2023-2027 | 2028-2035
Standard - [MTon] | 18.1 | 18.1 | 18.1 | 18.1 | 18.1
-Emissions at Affected Plants [MTons] | 2.39 | 2.267 | 2.267 | 2.267 | 2.267
-Less Allowances Purchased [MTons] NOX | 0 | 0 | 0 | 0 | 0
-Plus Allowances Sold [MTons] NOX | 0 | 0 | 0 | 0 | 0
-Plus Allowances Banked [MTons] | 0 | 15.83 | 15.83 | 15.83 | 0
-Less Allowances Withdrawn (1:1) [MTons] | 0 | 0 | 0 | 0 | 0
-Less Allowances Withdrawn (n:1) [MTons] | 0 | 0 | 0 | 0 | 0
Total [MTons] | 2.39 | 18.1 | 18.1 | 18.1 | 2.267
TBtu Consumed | 43.23 | 37.32 | 37.32 | 37.32 | 37.32
Rate - [lb/MMBtu] | 0.1106 | 0.1215 | 0.1215 | 0.1215 | 0.1215
TWh Generated | 3.994 | 3.415 | 3.415 | 3.415 | 3.415
TWh Generated Qualifying | 3.994 | 3.415 | 3.415 | 3.415 | 3.415
Rate - [lb/MWh] | 0 | 0 | 0 | 0 | 0
Constraint Shadow Price [US$/Ton] | 0 | 0 | 0 | 0 | 0
Constraint Name: Unit Comanche 1,2 - NOX Rate Annual v3.1 (DJO) Constraint #: 486
Constraint Type: Rate Limit [lb/MMBtu]
Run Year, Seasons Included: 2012 WINTER SUMMER
Run Year, Seasons Included: 2015 WINTER SUMMER
Run Year, Seasons Included: 2020 WINTER SUMMER
Run Year, Seasons Included: 2025 WINTER SUMMER
Run Year, Seasons Included: 2032 WINTER SUMMER
Time Base: Seasonal/Annual | 2012-2013 | 2014-2017 | 2018-2022 | 2023-2027 | 2028-2035
Standard - [lb/MMBtu] | 0.15 | 0.15 | 0.15 | 0.15 | 0.15
-Emissions at Affected Plants [MTons] | 2.09 | 2.131 | 2.131 | 2.131 | 2.131
-Less Allowances Purchased [MTons] NOX | 0 | 0 | 0 | 0 | 0
-Plus Allowances Sold [MTons] NOX | 0 | 0 | 0 | 0 | 0
-Plus Allowances Banked [MTons] | 0 | 0 | 0 | 0 | 0
-Less Allowances Withdrawn (1:1) [MTons] | 0 | 0 | 0 | 0 | 0
-Less Allowances Withdrawn (n:1) [MTons] | 0 | 0 | 0 | 0 | 0
Total [MTons] | 2.09 | 2.131 | 2.131 | 2.131 | 2.131
TBtu Consumed | 27.87 | 28.42 | 28.42 | 28.42 | 28.42
Rate - [lb/MMBtu] | 0.15 | 0.15 | 0.15 | 0.15 | 0.15
TWh Generated | 2.666 | 2.719 | 2.719 | 2.719 | 2.719
TWh Generated Qualifying | 2.666 | 2.719 | 2.719 | 2.719 | 2.719
Rate - [lb/MWh] | 0 | 0 | 0 | 0 | 0
Constraint Shadow Price [US$/Ton] | 0 | 0 | 0 | 0 | 0
Constraint Name: Unit Comanche 1,2 - NOX Rate Annual v3.1 (DJP) Constraint #: 487
Constraint Type: Rate Limit [lb/MMBtu]
Run Year, Seasons Included: 2012 WINTER SUMMER
Run Year, Seasons Included: 2015 WINTER SUMMER
Run Year, Seasons Included: 2020 WINTER SUMMER
Run Year, Seasons Included: 2025 WINTER SUMMER
Run Year, Seasons Included: 2032 WINTER SUMMER
Time Base: Seasonal/Annual | 2012-2013 | 2014-2017 | 2018-2022 | 2023-2027 | 2028-2035
Standard - [lb/MMBtu] | 0.15 | 0.15 | 0.15 | 0.15 | 0.15
-Emissions at Affected Plants [MTons] | 2.039 | 2.043 | 2.149 | 2.158 | 2.158
-Less Allowances Purchased [MTons] NOX | 0 | 0 | 0 | 0 | 0
-Plus Allowances Sold [MTons] NOX | 0 | 0 | 0 | 0 | 0
-Plus Allowances Banked [MTons] | 0 | 0 | 0 | 0 | 0
-Less Allowances Withdrawn (1:1) [MTons] | 0 | 0 | 0 | 0 | 0
-Less Allowances Withdrawn (n:1) [MTons] | 0 | 0 | 0 | 0 | 0
Total [MTons] | 2.039 | 2.043 | 2.149 | 2.158 | 2.158
TBtu Consumed | 27.19 | 27.24 | 28.65 | 28.77 | 28.77
Rate - [lb/MMBtu] | 0.15 | 0.15 | 0.15 | 0.15 | 0.15
TWh Generated | 2.596 | 2.602 | 2.737 | 2.748 | 2.748
TWh Generated Qualifying | 2.596 | 2.602 | 2.737 | 2.748 | 2.748
Rate - [lb/MWh] | 0 | 0 | 0 | 0 | 0
Constraint Shadow Price [US$/Ton] | 0 | 0 | 0 | 0 | 0
Constraint Name: Unit Comanche 1,2 - SO2 Rate Annual v3.1 (DJO) Constraint #: 488
Constraint Type: Rate Limit [lb/MMBtu]
Run Year, Seasons Included: 2012 WINTER SUMMER
Run Year, Seasons Included: 2015 WINTER SUMMER
Run Year, Seasons Included: 2020 WINTER SUMMER
Run Year, Seasons Included: 2025 WINTER SUMMER
Run Year, Seasons Included: 2032 WINTER SUMMER
Time Base: Seasonal/Annual | 2012-2013 | 2014-2017 | 2018-2022 | 2023-2027 | 2028-2035
Standard - [lb/MMBtu] | 0.1 | 0.1 | 0.1 | 0.1 | 0.1
-Emissions at Affected Plants [MTons] | 1.212 | 1.236 | 1.236 | 1.236 | 1.236
-Less Allowances Purchased [MTons] SO2 | 0 | 0 | 0 | 0 | 0
-Plus Allowances Sold [MTons] SO2 | 0 | 0 | 0 | 0 | 0
-Plus Allowances Banked [MTons] | 0 | 0 | 0 | 0 | 0
-Less Allowances Withdrawn (1:1) [MTons] | 0 | 0 | 0 | 0 | 0
-Less Allowances Withdrawn (n:1) [MTons] | 0 | 0 | 0 | 0 | 0
Total [MTons] | 1.212 | 1.236 | 1.236 | 1.236 | 1.236
TBtu Consumed | 27.87 | 28.42 | 28.42 | 28.42 | 28.42
Rate - [lb/MMBtu] | 0.087 | 0.087 | 0.087 | 0.087 | 0.087
TWh Generated | 2.666 | 2.719 | 2.719 | 2.719 | 2.719
TWh Generated Qualifying | 2.666 | 2.719 | 2.719 | 2.719 | 2.719
Rate - [lb/MWh] | 0 | 0 | 0 | 0 | 0
Constraint Shadow Price [US$/Ton] | 0 | 0 | 0 | 0 | 0
Constraint Name: Unit Comanche 1,2 - SO2 Rate Annual v3.1 (DJP) Constraint #: 489
Constraint Type: Rate Limit [lb/MMBtu]
Run Year, Seasons Included: 2012 WINTER SUMMER
Run Year, Seasons Included: 2015 WINTER SUMMER
Run Year, Seasons Included: 2020 WINTER SUMMER
Run Year, Seasons Included: 2025 WINTER SUMMER
Run Year, Seasons Included: 2032 WINTER SUMMER
Time Base: Seasonal/Annual | 2012-2013 | 2014-2017 | 2018-2022 | 2023-2027 | 2028-2035
Standard - [lb/MMBtu] | 0.1 | 0.1 | 0.1 | 0.1 | 0.1
-Emissions at Affected Plants [MTons] | 1.183 | 1.185 | 1.246 | 1.252 | 1.252
-Less Allowances Purchased [MTons] SO2 | 0 | 0 | 0 | 0 | 0
-Plus Allowances Sold [MTons] SO2 | 0 | 0 | 0 | 0 | 0
-Plus Allowances Banked [MTons] | 0 | 0 | 0 | 0 | 0
-Less Allowances Withdrawn (1:1) [MTons] | 0 | 0 | 0 | 0 | 0
-Less Allowances Withdrawn (n:1) [MTons] | 0 | 0 | 0 | 0 | 0
Total [MTons] | 1.183 | 1.185 | 1.246 | 1.252 | 1.252
TBtu Consumed | 27.19 | 27.24 | 28.65 | 28.77 | 28.77
Rate - [lb/MMBtu] | 0.087 | 0.087 | 0.087 | 0.087 | 0.087
TWh Generated | 2.596 | 2.602 | 2.737 | 2.748 | 2.748
TWh Generated Qualifying | 2.596 | 2.602 | 2.737 | 2.748 | 2.748
Rate - [lb/MWh] | 0 | 0 | 0 | 0 | 0
Constraint Shadow Price [US$/Ton] | 0 | 0 | 0 | 0 | 0
Constraint Name: Unit Comanche 3 - NOX Rate Annual v3.1 Constraint #: 490
Constraint Type: Rate Limit [lb/MMBtu]
Run Year, Seasons Included: 2012 WINTER SUMMER
Run Year, Seasons Included: 2015 WINTER SUMMER
Run Year, Seasons Included: 2020 WINTER SUMMER
Run Year, Seasons Included: 2025 WINTER SUMMER
Run Year, Seasons Included: 2032 WINTER SUMMER
Time Base: Seasonal/Annual | 2012-2013 | 2014-2017 | 2018-2022 | 2023-2027 | 2028-2035
Standard - [lb/MMBtu] | 0.08 | 0.08 | 0.08 | 0.08 | 0.08
-Emissions at Affected Plants [MTons] | 1.458 | 1.458 | 1.458 | 1.458 | 1.458
-Less Allowances Purchased [MTons] NOX | 0 | 0 | 0 | 0 | 0
-Plus Allowances Sold [MTons] NOX | 0 | 0 | 0 | 0 | 0
-Plus Allowances Banked [MTons] | 0 | 0 | 0 | 0 | 0
-Less Allowances Withdrawn (1:1) [MTons] | 0 | 0 | 0 | 0 | 0
-Less Allowances Withdrawn (n:1) [MTons] | 0 | 0 | 0 | 0 | 0
Total [MTons] | 1.458 | 1.458 | 1.458 | 1.458 | 1.458
TBtu Consumed | 48.61 | 48.61 | 48.61 | 48.61 | 48.61
Rate - [lb/MMBtu] | 0.06 | 0.06 | 0.06 | 0.06 | 0.06
TWh Generated | 5.547 | 5.547 | 5.547 | 5.547 | 5.547
TWh Generated Qualifying | 5.547 | 5.547 | 5.547 | 5.547 | 5.547
Rate - [lb/MWh] | 0 | 0 | 0 | 0 | 0
Constraint Shadow Price [US$/Ton] | 0 | 0 | 0 | 0 | 0
Constraint Name: Unit Comanche 3 - SO2 Rate Annual v3.1 Constraint #: 491
Constraint Type: Rate Limit [lb/MMBtu]
Run Year, Seasons Included: 2012 WINTER SUMMER
Run Year, Seasons Included: 2015 WINTER SUMMER
Run Year, Seasons Included: 2020 WINTER SUMMER
Run Year, Seasons Included: 2025 WINTER SUMMER
Run Year, Seasons Included: 2032 WINTER SUMMER
Time Base: Seasonal/Annual | 2012-2013 | 2014-2017 | 2018-2022 | 2023-2027 | 2028-2035
Standard - [lb/MMBtu] | 0.1 | 0.1 | 0.1 | 0.1 | 0.1
-Emissions at Affected Plants [MTons] | 2.43 | 2.43 | 2.43 | 2.43 | 2.43
-Less Allowances Purchased [MTons] SO2 | 0 | 0 | 0 | 0 | 0
-Plus Allowances Sold [MTons] SO2 | 0 | 0 | 0 | 0 | 0
-Plus Allowances Banked [MTons] | 0 | 0 | 0 | 0 | 0
-Less Allowances Withdrawn (1:1) [MTons] | 0 | 0 | 0 | 0 | 0
-Less Allowances Withdrawn (n:1) [MTons] | 0 | 0 | 0 | 0 | 0
Total [MTons] | 2.43 | 2.43 | 2.43 | 2.43 | 2.43
TBtu Consumed | 48.61 | 48.61 | 48.61 | 48.61 | 48.61
Rate - [lb/MMBtu] | 0.1 | 0.1 | 0.1 | 0.1 | 0.1
TWh Generated | 5.547 | 5.547 | 5.547 | 5.547 | 5.547
TWh Generated Qualifying | 5.547 | 5.547 | 5.547 | 5.547 | 5.547
Rate - [lb/MWh] | 0 | 0 | 0 | 0 | 0
Constraint Shadow Price [US$/Ton] | 1603 | 1170 | 1538 | 1663 | 1809
Constraint Name: Unit San Juan 1-4 - NOX Rate Annual v3.1 (DJD) Constraint #: 492
Constraint Type: Rate Limit [lb/MMBtu]
Run Year, Seasons Included: 2012 WINTER SUMMER
Run Year, Seasons Included: 2015 WINTER SUMMER
Run Year, Seasons Included: 2020 WINTER SUMMER
Run Year, Seasons Included: 2025 WINTER SUMMER
Run Year, Seasons Included: 2032 WINTER SUMMER
Time Base: Seasonal/Annual | 2012-2013 | 2014-2017 | 2018-2022 | 2023-2027 | 2028-2035
Standard - [lb/MMBtu] | 0.3 | 0.3 | 0.3 | 0.3 | 0.3
-Emissions at Affected Plants [MTons] | 0.7062 | 0.7062 | 0.7074 | 0.7074 | 0.6559
-Less Allowances Purchased [MTons] NOX | 0 | 0 | 0 | 0 | 0
-Plus Allowances Sold [MTons] NOX | 0 | 0 | 0 | 0 | 0
-Plus Allowances Banked [MTons] | 0 | 0 | 0 | 0 | 0
-Less Allowances Withdrawn (1:1) [MTons] | 0 | 0 | 0 | 0 | 0
-Less Allowances Withdrawn (n:1) [MTons] | 0 | 0 | 0 | 0 | 0
Total [MTons] | 0.7062 | 0.7062 | 0.7074 | 0.7074 | 0.6559
TBtu Consumed | 23.62 | 23.62 | 23.58 | 23.58 | 21.94
Rate - [lb/MMBtu] | 0.0598 | 0.0598 | 0.06 | 0.06 | 0.0598
TWh Generated | 2.39 | 2.39 | 2.39 | 2.39 | 2.219
TWh Generated Qualifying | 2.39 | 2.39 | 2.39 | 2.39 | 2.219
Rate - [lb/MWh] | 0 | 0 | 0 | 0 | 0
Constraint Shadow Price [US$/Ton] | 0 | 0 | 0 | 0 | 0
Constraint Name: Unit San Juan 1-4 - NOX Rate Annual v3.1 (DJE) Constraint #: 493
Constraint Type: Rate Limit [lb/MMBtu]
Run Year, Seasons Included: 2012 WINTER SUMMER
Run Year, Seasons Included: 2015 WINTER SUMMER
Run Year, Seasons Included: 2020 WINTER SUMMER
Run Year, Seasons Included: 2025 WINTER SUMMER
Run Year, Seasons Included: 2032 WINTER SUMMER
Time Base: Seasonal/Annual | 2012-2013 | 2014-2017 | 2018-2022 | 2023-2027 | 2028-2035
Standard - [lb/MMBtu] | 0.3 | 0.3 | 0.3 | 0.3 | 0.3
-Emissions at Affected Plants [MTons] | 1.09 | 1.09 | 1.092 | 1.092 | 1.013
-Less Allowances Purchased [MTons] NOX | 0 | 0 | 0 | 0 | 0
-Plus Allowances Sold [MTons] NOX | 0 | 0 | 0 | 0 | 0
-Plus Allowances Banked [MTons] | 0 | 0 | 0 | 0 | 0
-Less Allowances Withdrawn (1:1) [MTons] | 0 | 0 | 0 | 0 | 0
-Less Allowances Withdrawn (n:1) [MTons] | 0 | 0 | 0 | 0 | 0
Total [MTons] | 1.09 | 1.09 | 1.092 | 1.092 | 1.013
TBtu Consumed | 36.47 | 36.47 | 36.4 | 36.4 | 33.87
Rate - [lb/MMBtu] | 0.0598 | 0.0598 | 0.06 | 0.06 | 0.0598
TWh Generated | 3.623 | 3.623 | 3.623 | 3.623 | 3.365
TWh Generated Qualifying | 3.623 | 3.623 | 3.623 | 3.623 | 3.365
Rate - [lb/MWh] | 0 | 0 | 0 | 0 | 0
Constraint Shadow Price [US$/Ton] | 0 | 0 | 0 | 0 | 0
Constraint Name: Unit San Juan 1-4 - NOX Rate Annual v3.1 (DJF) Constraint #: 494
Constraint Type: Rate Limit [lb/MMBtu]
Run Year, Seasons Included: 2012 WINTER SUMMER
Run Year, Seasons Included: 2015 WINTER SUMMER
Run Year, Seasons Included: 2020 WINTER SUMMER
Run Year, Seasons Included: 2025 WINTER SUMMER
Run Year, Seasons Included: 2032 WINTER SUMMER
Time Base: Seasonal/Annual | 2012-2013 | 2014-2017 | 2018-2022 | 2023-2027 | 2028-2035
Standard - [lb/MMBtu] | 0.3 | 0.3 | 0.3 | 0.3 | 0.3
-Emissions at Affected Plants [MTons] | 1.043 | 1.043 | 1.044 | 1.044 | 1.043
-Less Allowances Purchased [MTons] NOX | 0 | 0 | 0 | 0 | 0
-Plus Allowances Sold [MTons] NOX | 0 | 0 | 0 | 0 | 0
-Plus Allowances Banked [MTons] | 0 | 0 | 0 | 0 | 0
-Less Allowances Withdrawn (1:1) [MTons] | 0 | 0 | 0 | 0 | 0
-Less Allowances Withdrawn (n:1) [MTons] | 0 | 0 | 0 | 0 | 0
Total [MTons] | 1.043 | 1.043 | 1.044 | 1.044 | 1.043
TBtu Consumed | 34.87 | 34.87 | 34.81 | 34.81 | 34.87
Rate - [lb/MMBtu] | 0.0598 | 0.0598 | 0.06 | 0.06 | 0.0598
TWh Generated | 3.702 | 3.702 | 3.702 | 3.702 | 3.702
TWh Generated Qualifying | 3.702 | 3.702 | 3.702 | 3.702 | 3.702
Rate - [lb/MWh] | 0 | 0 | 0 | 0 | 0
Constraint Shadow Price [US$/Ton] | 0 | 0 | 0 | 0 | 0
Constraint Name: Unit San Juan 1-4 - NOX Rate Annual v3.1 (DJG) Constraint #: 495
Constraint Type: Rate Limit [lb/MMBtu]
Run Year, Seasons Included: 2012 WINTER SUMMER
Run Year, Seasons Included: 2015 WINTER SUMMER
Run Year, Seasons Included: 2020 WINTER SUMMER
Run Year, Seasons Included: 2025 WINTER SUMMER
Run Year, Seasons Included: 2032 WINTER SUMMER
Time Base: Seasonal/Annual | 2012-2013 | 2014-2017 | 2018-2022 | 2023-2027 | 2028-2035
Standard - [lb/MMBtu] | 0.3 | 0.3 | 0.3 | 0.3 | 0.3
-Emissions at Affected Plants [MTons] | 0.7131 | 0.7131 | 0.7143 | 0.7143 | 0.6623
-Less Allowances Purchased [MTons] NOX | 0 | 0 | 0 | 0 | 0
-Plus Allowances Sold [MTons] NOX | 0 | 0 | 0 | 0 | 0
-Plus Allowances Banked [MTons] | 0 | 0 | 0 | 0 | 0
-Less Allowances Withdrawn (1:1) [MTons] | 0 | 0 | 0 | 0 | 0
-Less Allowances Withdrawn (n:1) [MTons] | 0 | 0 | 0 | 0 | 0
Total [MTons] | 0.7131 | 0.7131 | 0.7143 | 0.7143 | 0.6623
TBtu Consumed | 23.85 | 23.85 | 23.81 | 23.81 | 22.15
Rate - [lb/MMBtu] | 0.0598 | 0.0598 | 0.06 | 0.06 | 0.0598
TWh Generated | 2.375 | 2.375 | 2.375 | 2.375 | 2.206
TWh Generated Qualifying | 2.375 | 2.375 | 2.375 | 2.375 | 2.206
Rate - [lb/MWh] | 0 | 0 | 0 | 0 | 0
Constraint Shadow Price [US$/Ton] | 0 | 0 | 0 | 0 | 0
Constraint Name: Unit San Juan 1-4 - SO2 Rate Annual v3.1 (DJD) Constraint #: 496
Constraint Type: Rate Limit [lb/MMBtu]
Run Year, Seasons Included: 2012 WINTER SUMMER
Run Year, Seasons Included: 2015 WINTER SUMMER
Run Year, Seasons Included: 2020 WINTER SUMMER
Run Year, Seasons Included: 2025 WINTER SUMMER
Run Year, Seasons Included: 2032 WINTER SUMMER
Time Base: Seasonal/Annual | 2012-2013 | 2014-2017 | 2018-2022 | 2023-2027 | 2028-2035
Standard - [lb/MMBtu] | 0.25 | 0.25 | 0.25 | 0.25 | 0.25
-Emissions at Affected Plants [MTons] | 1.079 | 1.079 | 1.108 | 1.108 | 1.002
-Less Allowances Purchased [MTons] SO2 | 0 | 0 | 0 | 0 | 0
-Plus Allowances Sold [MTons] SO2 | 0 | 0 | 0 | 0 | 0
-Plus Allowances Banked [MTons] | 0 | 0 | 0 | 0 | 0
-Less Allowances Withdrawn (1:1) [MTons] | 0 | 0 | 0 | 0 | 0
-Less Allowances Withdrawn (n:1) [MTons] | 0 | 0 | 0 | 0 | 0
Total [MTons] | 1.079 | 1.079 | 1.108 | 1.108 | 1.002
TBtu Consumed | 23.62 | 23.62 | 23.58 | 23.58 | 21.94
Rate - [lb/MMBtu] | 0.09137 | 0.09137 | 0.094 | 0.094 | 0.09137
TWh Generated | 2.39 | 2.39 | 2.39 | 2.39 | 2.219
TWh Generated Qualifying | 2.39 | 2.39 | 2.39 | 2.39 | 2.219
Rate - [lb/MWh] | 0 | 0 | 0 | 0 | 0
Constraint Shadow Price [US$/Ton] | 0 | 0 | 0 | 0 | 0
Constraint Name: Unit San Juan 1-4 - SO2 Rate Annual v3.1 (DJE) Constraint #: 497
Constraint Type: Rate Limit [lb/MMBtu]
Run Year, Seasons Included: 2012 WINTER SUMMER
Run Year, Seasons Included: 2015 WINTER SUMMER
Run Year, Seasons Included: 2020 WINTER SUMMER
Run Year, Seasons Included: 2025 WINTER SUMMER
Run Year, Seasons Included: 2032 WINTER SUMMER
Time Base: Seasonal/Annual | 2012-2013 | 2014-2017 | 2018-2022 | 2023-2027 | 2028-2035
Standard - [lb/MMBtu] | 0.25 | 0.25 | 0.25 | 0.25 | 0.25
-Emissions at Affected Plants [MTons] | 1.666 | 1.666 | 1.711 | 1.711 | 1.547
-Less Allowances Purchased [MTons] SO2 | 0 | 0 | 0 | 0 | 0
-Plus Allowances Sold [MTons] SO2 | 0 | 0 | 0 | 0 | 0
-Plus Allowances Banked [MTons] | 0 | 0 | 0 | 0 | 0
-Less Allowances Withdrawn (1:1) [MTons] | 0 | 0 | 0 | 0 | 0
-Less Allowances Withdrawn (n:1) [MTons] | 0 | 0 | 0 | 0 | 0
Total [MTons] | 1.666 | 1.666 | 1.711 | 1.711 | 1.547
TBtu Consumed | 36.47 | 36.47 | 36.4 | 36.4 | 33.87
Rate - [lb/MMBtu] | 0.09137 | 0.09137 | 0.094 | 0.094 | 0.09137
TWh Generated | 3.623 | 3.623 | 3.623 | 3.623 | 3.365
TWh Generated Qualifying | 3.623 | 3.623 | 3.623 | 3.623 | 3.365
Rate - [lb/MWh] | 0 | 0 | 0 | 0 | 0
Constraint Shadow Price [US$/Ton] | 0 | 0 | 0 | 0 | 0
Constraint Name: Unit San Juan 1-4 - SO2 Rate Annual v3.1 (DJF) Constraint #: 498
Constraint Type: Rate Limit [lb/MMBtu]
Run Year, Seasons Included: 2012 WINTER SUMMER
Run Year, Seasons Included: 2015 WINTER SUMMER
Run Year, Seasons Included: 2020 WINTER SUMMER
Run Year, Seasons Included: 2025 WINTER SUMMER
Run Year, Seasons Included: 2032 WINTER SUMMER
Time Base: Seasonal/Annual | 2012-2013 | 2014-2017 | 2018-2022 | 2023-2027 | 2028-2035
Standard - [lb/MMBtu] | 0.25 | 0.25 | 0.25 | 0.25 | 0.25
-Emissions at Affected Plants [MTons] | 1.593 | 1.593 | 1.636 | 1.636 | 1.593
-Less Allowances Purchased [MTons] SO2 | 0 | 0 | 0 | 0 | 0
-Plus Allowances Sold [MTons] SO2 | 0 | 0 | 0 | 0 | 0
-Plus Allowances Banked [MTons] | 0 | 0 | 0 | 0 | 0
-Less Allowances Withdrawn (1:1) [MTons] | 0 | 0 | 0 | 0 | 0
-Less Allowances Withdrawn (n:1) [MTons] | 0 | 0 | 0 | 0 | 0
Total [MTons] | 1.593 | 1.593 | 1.636 | 1.636 | 1.593
TBtu Consumed | 34.87 | 34.87 | 34.81 | 34.81 | 34.87
Rate - [lb/MMBtu] | 0.09137 | 0.09137 | 0.094 | 0.094 | 0.09137
TWh Generated | 3.702 | 3.702 | 3.702 | 3.702 | 3.702
TWh Generated Qualifying | 3.702 | 3.702 | 3.702 | 3.702 | 3.702
Rate - [lb/MWh] | 0 | 0 | 0 | 0 | 0
Constraint Shadow Price [US$/Ton] | 0 | 0 | 0 | 0 | 0
Constraint Name: Unit San Juan 1-4 - SO2 Rate Annual v3.1 (DJG) Constraint #: 499
Constraint Type: Rate Limit [lb/MMBtu]
Run Year, Seasons Included: 2012 WINTER SUMMER
Run Year, Seasons Included: 2015 WINTER SUMMER
Run Year, Seasons Included: 2020 WINTER SUMMER
Run Year, Seasons Included: 2025 WINTER SUMMER
Run Year, Seasons Included: 2032 WINTER SUMMER
Time Base: Seasonal/Annual | 2012-2013 | 2014-2017 | 2018-2022 | 2023-2027 | 2028-2035
Standard - [lb/MMBtu] | 0.25 | 0.25 | 0.25 | 0.25 | 0.25
-Emissions at Affected Plants [MTons] | 1.09 | 1.09 | 1.119 | 1.119 | 1.012
-Less Allowances Purchased [MTons] SO2 | 0 | 0 | 0 | 0 | 0
-Plus Allowances Sold [MTons] SO2 | 0 | 0 | 0 | 0 | 0
-Plus Allowances Banked [MTons] | 0 | 0 | 0 | 0 | 0
-Less Allowances Withdrawn (1:1) [MTons] | 0 | 0 | 0 | 0 | 0
-Less Allowances Withdrawn (n:1) [MTons] | 0 | 0 | 0 | 0 | 0
Total [MTons] | 1.09 | 1.09 | 1.119 | 1.119 | 1.012
TBtu Consumed | 23.85 | 23.85 | 23.81 | 23.81 | 22.15
Rate - [lb/MMBtu] | 0.09137 | 0.09137 | 0.094 | 0.094 | 0.09137
TWh Generated | 2.375 | 2.375 | 2.375 | 2.375 | 2.206
TWh Generated Qualifying | 2.375 | 2.375 | 2.375 | 2.375 | 2.206
Rate - [lb/MWh] | 0 | 0 | 0 | 0 | 0
Constraint Shadow Price [US$/Ton] | 0 | 0 | 0 | 0 | 0
Constraint Name: Unit Westover 8 - NOX Rate Annual v3.1 Constraint #: 500
Constraint Type: Rate Limit [lb/MMBtu]
Run Year, Seasons Included: 2012 WINTER SUMMER
Run Year, Seasons Included: 2015 WINTER SUMMER
Run Year, Seasons Included: 2020 WINTER SUMMER
Run Year, Seasons Included: 2025 WINTER SUMMER
Run Year, Seasons Included: 2032 WINTER SUMMER
Time Base: Seasonal/Annual | 2012-2013 | 2014-2017 | 2018-2022 | 2023-2027 | 2028-2035
Standard - [lb/MMBtu] | 0.15 | 0.15 | 0.15 | 0.15 | 0.15
-Emissions at Affected Plants [MTons] | 0.207 | 0.207 | 0.207 | 0.207 | 0.207
-Less Allowances Purchased [MTons] NOX | 0 | 0 | 0 | 0 | 0
-Plus Allowances Sold [MTons] NOX | 0 | 0 | 0 | 0 | 0
-Plus Allowances Banked [MTons] | 0 | 0 | 0 | 0 | 0
-Less Allowances Withdrawn (1:1) [MTons] | 0 | 0 | 0 | 0 | 0
-Less Allowances Withdrawn (n:1) [MTons] | 0 | 0 | 0 | 0 | 0
Total [MTons] | 0.207 | 0.207 | 0.207 | 0.207 | 0.207
TBtu Consumed | 6.901 | 6.901 | 6.901 | 6.901 | 6.901
Rate - [lb/MMBtu] | 0.06 | 0.06 | 0.06 | 0.06 | 0.06
TWh Generated | 0.6274 | 0.6274 | 0.6274 | 0.6274 | 0.6274
TWh Generated Qualifying | 0.6274 | 0.6274 | 0.6274 | 0.6274 | 0.6274
Rate - [lb/MWh] | 0 | 0 | 0 | 0 | 0
Constraint Shadow Price [US$/Ton] | 0 | 0 | 0 | 0 | 0
Constraint Name: Unit Westover 8 - SO2 Rate Annual v3.1 Constraint #: 501
Constraint Type: Rate Limit [lb/MMBtu]
Run Year, Seasons Included: 2012 WINTER SUMMER
Run Year, Seasons Included: 2015 WINTER SUMMER
Run Year, Seasons Included: 2020 WINTER SUMMER
Run Year, Seasons Included: 2025 WINTER SUMMER
Run Year, Seasons Included: 2032 WINTER SUMMER
Time Base: Seasonal/Annual | 2012-2013 | 2014-2017 | 2018-2022 | 2023-2027 | 2028-2035
Standard - [lb/MMBtu] | 0.34 | 0.34 | 0.34 | 0.34 | 0.34
-Emissions at Affected Plants [MTons] | 0.3968 | 0.3968 | 0.3968 | 0.3968 | 0.3968
-Less Allowances Purchased [MTons] SO2 | 0 | 0 | 0 | 0 | 0
-Plus Allowances Sold [MTons] SO2 | 0 | 0 | 0 | 0 | 0
-Plus Allowances Banked [MTons] | 0 | 0 | 0 | 0 | 0
-Less Allowances Withdrawn (1:1) [MTons] | 0 | 0 | 0 | 0 | 0
-Less Allowances Withdrawn (n:1) [MTons] | 0 | 0 | 0 | 0 | 0
Total [MTons] | 0.3968 | 0.3968 | 0.3968 | 0.3968 | 0.3968
TBtu Consumed | 6.901 | 6.901 | 6.901 | 6.901 | 6.901
Rate - [lb/MMBtu] | 0.115 | 0.115 | 0.115 | 0.115 | 0.115
TWh Generated | 0.6274 | 0.6274 | 0.6274 | 0.6274 | 0.6274
TWh Generated Qualifying | 0.6274 | 0.6274 | 0.6274 | 0.6274 | 0.6274
Rate - [lb/MWh] | 0 | 0 | 0 | 0 | 0
Constraint Shadow Price [US$/Ton] | 0 | 0 | 0 | 0 | 0
Constraint Name: WI AlliantEnergy - MER Cap Annual v3.1 Constraint #: 502
Constraint Type: Rate Cap [MTons]
Run Year, Seasons Included: 2012 WINTER SUMMER
Run Year, Seasons Included: 2015 WINTER SUMMER
Run Year, Seasons Included: 2020 WINTER SUMMER
Run Year, Seasons Included: 2025 WINTER SUMMER
Run Year, Seasons Included: 2032 WINTER SUMMER
Time Base: Seasonal/Annual | 2012-2013 | 2014-2017 | 2018-2022 | 2023-2027 | 2028-2035
Standard - [Lb] | 275.2 | 275.2 | 275.2 | 275.2 | 275.2
-Emissions at Affected Plants [Lb] | 275.2 | 275.2 | 275.2 | 275.2 | 275.2
-Less Allowances Purchased [Lb] MER | 0 | 0 | 0 | 0 | 0
-Plus Allowances Sold [Lb] MER | 0 | 0 | 0 | 0 | 0
-Plus Allowances Banked [Lb] | 0 | 0 | 0 | 0 | 0
-Less Allowances Withdrawn (1:1) [Lb] | 0 | 0 | 0 | 0 | 0
-Less Allowances Withdrawn (n:1) [Lb] | 0 | 0 | 0 | 0 | 0
Total [Lb] | 275.2 | 275.2 | 275.2 | 275.2 | 275.2
TBtu Consumed | 52.29 | 87.67 | 131.7 | 128.4 | 143.5
Rate - [lb/MMBtu] | 5.263e-06 | 3.139e-06 | 2.09e-06 | 2.143e-06 | 1.918e-06
TWh Generated | 4.921 | 8.167 | 12.01 | 11.73 | 13.08
TWh Generated Qualifying | 4.921 | 8.167 | 12.01 | 11.73 | 13.08
Rate - [lb/MWh] | 0 | 0 | 0 | 0 | 0
Constraint Shadow Price [US$/Lb] | 20280 | 81370 | 95010 | 58660 | 69360
Constraint Name: WI CC NGas NOx Annual Rate v3.1 Constraint #: 503
Constraint Type: Rate Limit [lb/MMBtu]
Run Year, Seasons Included: 2012 WINTER SUMMER
Run Year, Seasons Included: 2015 WINTER SUMMER
Run Year, Seasons Included: 2020 WINTER SUMMER
Run Year, Seasons Included: 2025 WINTER SUMMER
Run Year, Seasons Included: 2032 WINTER SUMMER
Time Base: Seasonal/Annual | 2012-2013 | 2014-2017 | 2018-2022 | 2023-2027 | 2028-2035
Standard - [lb/MMBtu] | 0.04 | 0.04 | 0.04 | 0.04 | 0.04
-Emissions at Affected Plants [MTons] | 0 | 0.002169 | 0.01145 | 0.02852 | 0.05065
-Less Allowances Purchased [MTons] NOX | 0 | 0 | 0 | 0 | 0
-Plus Allowances Sold [MTons] NOX | 0 | 0 | 0 | 0 | 0
-Plus Allowances Banked [MTons] | 0 | 0 | 0 | 0 | 0
-Less Allowances Withdrawn (1:1) [MTons] | 0 | 0 | 0 | 0 | 0
-Less Allowances Withdrawn (n:1) [MTons] | 0 | 0 | 0 | 0 | 0
Total [MTons] | 0 | 0.002169 | 0.01145 | 0.02852 | 0.05065
TBtu Consumed | 0 | 0.2552 | 1.347 | 3.356 | 5.958
Rate - [lb/MMBtu] | 0 | 0.017 | 0.017 | 0.017 | 0.017
TWh Generated | 0 | 0.03508 | 0.1852 | 0.4613 | 0.8191
TWh Generated Qualifying | 0 | 0.03508 | 0.1852 | 0.4613 | 0.8191
Rate - [lb/MWh] | 0 | 0 | 0 | 0 | 0
Constraint Shadow Price [US$/Ton] | 0 | 0 | 0 | 0 | 0
Constraint Name: WI CoalUnits1 NOx Annual Rate v3.1 Constraint #: 504
Constraint Type: Rate Limit [lb/MMBtu]
Run Year, Seasons Included: 2012 WINTER SUMMER
Run Year, Seasons Included: 2015 WINTER SUMMER
Run Year, Seasons Included: 2020 WINTER SUMMER
Run Year, Seasons Included: 2025 WINTER SUMMER
Run Year, Seasons Included: 2032 WINTER SUMMER
Time Base: Seasonal/Annual | 2012-2013 | 2014-2017 | 2018-2022 | 2023-2027 | 2028-2035
Standard - [lb/MMBtu] | 0.15 | 0.1 | 0.1 | 0.1 | 0.1
-Emissions at Affected Plants [MTons] | 11.07 | 8.183 | 8.762 | 8.827 | 9.458
-Less Allowances Purchased [MTons] NOX | 0 | 0 | 0 | 0 | 0
-Plus Allowances Sold [MTons] NOX | 0 | 0 | 0 | 0 | 0
-Plus Allowances Banked [MTons] | 0 | 0 | 0 | 0 | 0
-Less Allowances Withdrawn (1:1) [MTons] | 0 | 0 | 0 | 0 | 0
-Less Allowances Withdrawn (n:1) [MTons] | 0 | 0 | 0 | 0 | 0
Total [MTons] | 11.07 | 8.183 | 8.762 | 8.827 | 9.458
TBtu Consumed | 235.6 | 193.3 | 203.2 | 204.4 | 219
Rate - [lb/MMBtu] | 0.09395 | 0.08469 | 0.08626 | 0.08639 | 0.08639
TWh Generated | 23.79 | 19.43 | 20.48 | 20.59 | 22.15
TWh Generated Qualifying | 23.79 | 19.43 | 20.48 | 20.59 | 30.89
Rate - [lb/MWh] | 0 | 0 | 0 | 0 | 0
Constraint Shadow Price [US$/Ton] | 0 | 0 | 0 | 0 | 0
Constraint Name: WI CT DFO NOx Annual Rate v3.1 Constraint #: 505
Constraint Type: Rate Limit [lb/MMBtu]
Run Year, Seasons Included: 2012 WINTER SUMMER
Run Year, Seasons Included: 2015 WINTER SUMMER
Run Year, Seasons Included: 2020 WINTER SUMMER
Run Year, Seasons Included: 2025 WINTER SUMMER
Run Year, Seasons Included: 2032 WINTER SUMMER
Time Base: Seasonal/Annual | 2012-2013 | 2014-2017 | 2018-2022 | 2023-2027 | 2028-2035
Standard - [lb/MMBtu] | 0.28 | 0.28 | 0.28 | 0.28 | 0.28
-Emissions at Affected Plants [MTons] | 0 | 0 | 0 | 0.003916 | 0.007529
-Less Allowances Purchased [MTons] NOX | 0 | 0 | 0 | 0 | 0
-Plus Allowances Sold [MTons] NOX | 0 | 0 | 0 | 0 | 0
-Plus Allowances Banked [MTons] | 0 | 0 | 0 | 0 | 0
-Less Allowances Withdrawn (1:1) [MTons] | 0 | 0 | 0 | 0 | 0
-Less Allowances Withdrawn (n:1) [MTons] | 0 | 0 | 0 | 0 | 0
Total [MTons] | 0 | 0 | 0 | 0.003916 | 0.007529
TBtu Consumed | 0 | 0 | 0 | 0.7121 | 1.369
Rate - [lb/MMBtu] | 0 | 0 | 0 | 0.011 | 0.011
TWh Generated | 0 | 0 | 0 | 0.07666 | 0.1474
TWh Generated Qualifying | 0 | 0 | 0 | 1.621 | 3.115
Rate - [lb/MWh] | 0 | 0 | 0 | 0 | 0
Constraint Shadow Price [US$/Ton] | 5201 | 6304 | 0 | 0 | 0
Constraint Name: WI CT NGas NOx Annual Rate v3.1 Constraint #: 506
Constraint Type: Rate Limit [lb/MMBtu]
Run Year, Seasons Included: 2012 WINTER SUMMER
Run Year, Seasons Included: 2015 WINTER SUMMER
Run Year, Seasons Included: 2020 WINTER SUMMER
Run Year, Seasons Included: 2025 WINTER SUMMER
Run Year, Seasons Included: 2032 WINTER SUMMER
Time Base: Seasonal/Annual | 2012-2013 | 2014-2017 | 2018-2022 | 2023-2027 | 2028-2035
Standard - [lb/MMBtu] | 0.11 | 0.11 | 0.11 | 0.11 | 0.11
-Emissions at Affected Plants [MTons] | 0 | 0 | 0 | 0.003916 | 0.02337
-Less Allowances Purchased [MTons] NOX | 0 | 0 | 0 | 0 | 0
-Plus Allowances Sold [MTons] NOX | 0 | 0 | 0 | 0 | 0
-Plus Allowances Banked [MTons] | 0 | 0 | 0 | 0 | 0
-Less Allowances Withdrawn (1:1) [MTons] | 0 | 0 | 0 | 0 | 0
-Less Allowances Withdrawn (n:1) [MTons] | 0 | 0 | 0 | 0 | 0
Total [MTons] | 0 | 0 | 0 | 0.003916 | 0.02337
TBtu Consumed | 0 | 0 | 0 | 0.7121 | 1.906
Rate - [lb/MMBtu] | 0 | 0 | 0 | 0.011 | 0.02452
TWh Generated | 0 | 0 | 0 | 0.07666 | 0.1978
TWh Generated Qualifying | 0 | 0 | 0 | 1.621 | 3.166
Rate - [lb/MWh] | 0 | 0 | 0 | 0 | 0
Constraint Shadow Price [US$/Ton] | 0 | 0 | 0 | 0 | 0
Constraint Name: WI CyclFired Coal Units NOx Annual Rate v3.1 Constraint #: 507
Constraint Type: Rate Limit [lb/MMBtu]
Run Year, Seasons Included: 2012 WINTER SUMMER
Run Year, Seasons Included: 2015 WINTER SUMMER
Run Year, Seasons Included: 2020 WINTER SUMMER
Run Year, Seasons Included: 2025 WINTER SUMMER
Run Year, Seasons Included: 2032 WINTER SUMMER
Time Base: Seasonal/Annual | 2012-2013 | 2014-2017 | 2018-2022 | 2023-2027 | 2028-2035
Standard - [lb/MMBtu] | 0.2 | 0.15 | 0.15 | 0.15 | 0.15
-Emissions at Affected Plants [MTons] | 0 | 0 | 0 | 0 | 0.1198
-Less Allowances Purchased [MTons] NOX | 0 | 0 | 0 | 0 | 0
-Plus Allowances Sold [MTons] NOX | 0 | 0 | 0 | 0 | 0
-Plus Allowances Banked [MTons] | 0 | 0 | 0 | 0 | 0
-Less Allowances Withdrawn (1:1) [MTons] | 0 | 0 | 0 | 0 | 0
-Less Allowances Withdrawn (n:1) [MTons] | 0 | 0 | 0 | 0 | 0
Total [MTons] | 0 | 0 | 0 | 0 | 0.1198
TBtu Consumed | 0 | 0 | 0 | 0 | 3.993
Rate - [lb/MMBtu] | 0 | 0 | 0 | 0 | 0.06
TWh Generated | 0 | 0 | 0 | 0 | 0.4341
TWh Generated Qualifying | 0 | 0 | 0 | 0 | 9.177
Rate - [lb/MWh] | 0 | 0 | 0 | 0 | 0
Constraint Shadow Price [US$/Ton] | 14600 | 24410 | 23370 | 872.5 | 0
Constraint Name: WI DPC - MER Cap Annual v3.1 Constraint #: 508
Constraint Type: Rate Cap [MTons]
Run Year, Seasons Included: 2012 WINTER SUMMER
Run Year, Seasons Included: 2015 WINTER SUMMER
Run Year, Seasons Included: 2020 WINTER SUMMER
Run Year, Seasons Included: 2025 WINTER SUMMER
Run Year, Seasons Included: 2032 WINTER SUMMER
Time Base: Seasonal/Annual | 2012-2013 | 2014-2017 | 2018-2022 | 2023-2027 | 2028-2035
Standard - [Lb] | 67.8 | 67.8 | 67.8 | 67.8 | 67.8
-Emissions at Affected Plants [Lb] | 67.8 | 67.8 | 67.8 | 67.8 | 67.8
-Less Allowances Purchased [Lb] MER | 0 | 0 | 0 | 0 | 0
-Plus Allowances Sold [Lb] MER | 0 | 0 | 0 | 0 | 0
-Plus Allowances Banked [Lb] | 0 | 0 | 0 | 0 | 0
-Less Allowances Withdrawn (1:1) [Lb] | 0 | 0 | 0 | 0 | 0
-Less Allowances Withdrawn (n:1) [Lb] | 0 | 0 | 0 | 0 | 0
Total [Lb] | 67.8 | 67.8 | 67.8 | 67.8 | 67.8
TBtu Consumed | 50.96 | 58.32 | 62.56 | 66.53 | 66.53
Rate - [lb/MMBtu] | 1.33e-06 | 1.163e-06 | 1.084e-06 | 1.019e-06 | 1.019e-06
TWh Generated | 5.009 | 5.678 | 6.061 | 6.421 | 6.421
TWh Generated Qualifying | 5.009 | 5.678 | 6.061 | 6.421 | 6.421
Rate - [lb/MWh] | 0 | 0 | 0 | 0 | 0
Constraint Shadow Price [US$/Lb] | 19690 | 18990 | 18520 | 28110 | 9135
Constraint Name: WI Wallfired Coal Units NOx Annual Rate v3.1 Constraint #: 509
Constraint Type: Rate Limit [lb/MMBtu]
Run Year, Seasons Included: 2012 WINTER SUMMER
Run Year, Seasons Included: 2015 WINTER SUMMER
Run Year, Seasons Included: 2020 WINTER SUMMER
Run Year, Seasons Included: 2025 WINTER SUMMER
Run Year, Seasons Included: 2032 WINTER SUMMER
Time Base: Seasonal/Annual | 2012-2013 | 2014-2017 | 2018-2022 | 2023-2027 | 2028-2035
Standard - [lb/MMBtu] | 0.2 | 0.17 | 0.17 | 0.17 | 0.17
-Emissions at Affected Plants [MTons] | 1.517 | 0 | 0 | 0 | 0.1198
-Less Allowances Purchased [MTons] NOX | 0 | 0 | 0 | 0 | 0
-Plus Allowances Sold [MTons] NOX | 0 | 0 | 0 | 0 | 0
-Plus Allowances Banked [MTons] | 0 | 0 | 0 | 0 | 0
-Less Allowances Withdrawn (1:1) [MTons] | 0 | 0 | 0 | 0 | 0
-Less Allowances Withdrawn (n:1) [MTons] | 0 | 0 | 0 | 0 | 0
Total [MTons] | 1.517 | 0 | 0 | 0 | 0.1198
TBtu Consumed | 15.17 | 0 | 0 | 0 | 3.993
Rate - [lb/MMBtu] | 0.2 | 0 | 0 | 0 | 0.06
TWh Generated | 1.133 | 0 | 0 | 0 | 0.4341
TWh Generated Qualifying | 1.133 | 0 | 0 | 0 | 9.177
Rate - [lb/MWh] | 0 | 0 | 0 | 0 | 0
Constraint Shadow Price [US$/Ton] | 21600 | 0 | 840 | 0 | 0
Constraint Name: WI WE Energies - MER Cap Annual v3.1 Constraint #: 510
Constraint Type: Rate Cap [MTons]
Run Year, Seasons Included: 2012 WINTER SUMMER
Run Year, Seasons Included: 2015 WINTER SUMMER
Run Year, Seasons Included: 2020 WINTER SUMMER
Run Year, Seasons Included: 2025 WINTER SUMMER
Run Year, Seasons Included: 2032 WINTER SUMMER
Time Base: Seasonal/Annual | 2012-2013 | 2014-2017 | 2018-2022 | 2023-2027 | 2028-2035
Standard - [Lb] | 358.6 | 358.6 | 358.6 | 358.6 | 358.6
-Emissions at Affected Plants [Lb] | 358.6 | 358.6 | 358.6 | 358.6 | 358.6
-Less Allowances Purchased [Lb] MER | 0 | 0 | 0 | 0 | 0
-Plus Allowances Sold [Lb] MER | 0 | 0 | 0 | 0 | 0
-Plus Allowances Banked [Lb] | 0 | 0 | 0 | 0 | 0
-Less Allowances Withdrawn (1:1) [Lb] | 0 | 0 | 0 | 0 | 0
-Less Allowances Withdrawn (n:1) [Lb] | 0 | 0 | 0 | 0 | 0
Total [Lb] | 358.6 | 358.6 | 358.6 | 358.6 | 358.6
TBtu Consumed | 162.9 | 88.67 | 88.95 | 89.72 | 90.95
Rate - [lb/MMBtu] | 2.202e-06 | 4.044e-06 | 4.031e-06 | 3.997e-06 | 3.943e-06
TWh Generated | 15.33 | 8.166 | 8.192 | 8.263 | 8.376
TWh Generated Qualifying | 15.33 | 8.166 | 8.192 | 8.263 | 8.376
Rate - [lb/MWh] | 0 | 0 | 0 | 0 | 0
Constraint Shadow Price [US$/Lb] | 85020 | 55190 | 66460 | 66080 | 65720
Constraint Name: WI WPSC - MER Cap Annual v3.1 Constraint #: 511
Constraint Type: Rate Cap [MTons]
Run Year, Seasons Included: 2012 WINTER SUMMER
Run Year, Seasons Included: 2015 WINTER SUMMER
Run Year, Seasons Included: 2020 WINTER SUMMER
Run Year, Seasons Included: 2025 WINTER SUMMER
Run Year, Seasons Included: 2032 WINTER SUMMER
Time Base: Seasonal/Annual | 2012-2013 | 2014-2017 | 2018-2022 | 2023-2027 | 2028-2035
Standard - [Lb] | 146 | 146 | 146 | 146 | 146
-Emissions at Affected Plants [Lb] | 68.02 | 146 | 146 | 146 | 146
-Less Allowances Purchased [Lb] MER | 0 | 0 | 0 | 0 | 0
-Plus Allowances Sold [Lb] MER | 0 | 0 | 0 | 0 | 0
-Plus Allowances Banked [Lb] | 0 | 0 | 0 | 0 | 0
-Less Allowances Withdrawn (1:1) [Lb] | 0 | 0 | 0 | 0 | 0
-Less Allowances Withdrawn (n:1) [Lb] | 0 | 0 | 0 | 0 | 0
Total [Lb] | 68.02 | 146 | 146 | 146 | 146
TBtu Consumed | 25.9 | 52.65 | 57.67 | 54.88 | 58.05
Rate - [lb/MMBtu] | 2.626e-06 | 2.773e-06 | 2.532e-06 | 2.66e-06 | 2.515e-06
TWh Generated | 2.519 | 4.754 | 5.167 | 4.933 | 5.186
TWh Generated Qualifying | 2.519 | 4.754 | 5.167 | 4.933 | 5.186
Rate - [lb/MWh] | 0 | 0 | 0 | 0 | 0
Constraint Shadow Price [US$/Lb] | 0 | 20610 | 24930 | 14790 | 40440
Constraint Name: Wind Generation Cap 20% - AZNMv3.1 Constraint #: 512
Constraint Type: Required Generation [GWh]
Run Year, Seasons Included: 2012 WINTER SUMMER
Run Year, Seasons Included: 2015 WINTER SUMMER
Run Year, Seasons Included: 2020 WINTER SUMMER
Run Year, Seasons Included: 2025 WINTER SUMMER
Run Year, Seasons Included: 2032 WINTER SUMMER
Time Base: Seasonal/Annual | 2012-2013 | 2014-2017 | 2018-2022 | 2023-2027 | 2028-2035
Standard - [GWh] | 24380 | 24800 | 26730 | 28810 | 31400
-Generation at Eligible Plants [GWh] | 10400 | 10400 | 10400 | 10400 | 10400
-Plus Allowances Purchased [GWh] GWh | 0 | 0 | 0 | 0 | 0
-Less Allowances Sold [MTons] GWh | 0 | 0 | 0 | 0 | 0
-Less Allowances Banked [GWh] | 0 | 0 | 0 | 0 | 0
-Plus Allowances Withdrawn (1:1) [GWh] | 0 | 0 | 0 | 0 | 0
-Plus Allowances Withdrawn (n:1) [GWh] | 0 | 0 | 0 | 0 | 0
Total [GWh] | 10400 | 10400 | 10400 | 10400 | 10400
TBtu Consumed | 0 | 0 | 0 | 0 | 0
Heat Rate - [MMBtu/MWh] | 0 | 0 | 0 | 0 | 0
TWh Generated | 10.4 | 10.4 | 10.4 | 10.4 | 10.4
TWh Generated Qualifying | 10.4 | 10.4 | 10.4 | 10.4 | 10.4
Rate - [lb/MWh] | 0 | 0 | 0 | 0 | 0
Constraint Shadow Price [US$/MWh] | 0 | 0 | 0 | 0 | 0
Constraint Name: Wind Generation Cap 20% - CA-Nv3.1 Constraint #: 513
Constraint Type: Required Generation [GWh]
Run Year, Seasons Included: 2012 WINTER SUMMER
Run Year, Seasons Included: 2015 WINTER SUMMER
Run Year, Seasons Included: 2020 WINTER SUMMER
Run Year, Seasons Included: 2025 WINTER SUMMER
Run Year, Seasons Included: 2032 WINTER SUMMER
Time Base: Seasonal/Annual | 2012-2013 | 2014-2017 | 2018-2022 | 2023-2027 | 2028-2035
Standard - [GWh] | 24380 | 24600 | 25550 | 26580 | 27820
-Generation at Eligible Plants [GWh] | 7521 | 7521 | 7521 | 7521 | 7521
-Plus Allowances Purchased [GWh] GWh | 0 | 0 | 0 | 0 | 0
-Less Allowances Sold [MTons] GWh | 0 | 0 | 0 | 0 | 0
-Less Allowances Banked [GWh] | 0 | 0 | 0 | 0 | 0
-Plus Allowances Withdrawn (1:1) [GWh] | 0 | 0 | 0 | 0 | 0
-Plus Allowances Withdrawn (n:1) [GWh] | 0 | 0 | 0 | 0 | 0
Total [GWh] | 7521 | 7521 | 7521 | 7521 | 7521
TBtu Consumed | 0 | 0 | 0 | 0 | 0
Heat Rate - [MMBtu/MWh] | 0 | 0 | 0 | 0 | 0
TWh Generated | 7.521 | 7.521 | 7.521 | 7.521 | 7.521
TWh Generated Qualifying | 7.521 | 7.521 | 7.521 | 7.521 | 7.521
Rate - [lb/MWh] | 0 | 0 | 0 | 0 | 0
Constraint Shadow Price [US$/MWh] | 0 | 0 | 0 | 0 | 0
Constraint Name: Wind Generation Cap 20% - CA-Sv3.1 Constraint #: 514
Constraint Type: Required Generation [GWh]
Run Year, Seasons Included: 2012 WINTER SUMMER
Run Year, Seasons Included: 2015 WINTER SUMMER
Run Year, Seasons Included: 2020 WINTER SUMMER
Run Year, Seasons Included: 2025 WINTER SUMMER
Run Year, Seasons Included: 2032 WINTER SUMMER
Time Base: Seasonal/Annual | 2012-2013 | 2014-2017 | 2018-2022 | 2023-2027 | 2028-2035
Standard - [GWh] | 33820 | 34130 | 35440 | 36880 | 38610
-Generation at Eligible Plants [GWh] | 23560 | 23560 | 23560 | 23560 | 23560
-Plus Allowances Purchased [GWh] GWh | 0 | 0 | 0 | 0 | 0
-Less Allowances Sold [MTons] GWh | 0 | 0 | 0 | 0 | 0
-Less Allowances Banked [GWh] | 0 | 0 | 0 | 0 | 0
-Plus Allowances Withdrawn (1:1) [GWh] | 0 | 0 | 0 | 0 | 0
-Plus Allowances Withdrawn (n:1) [GWh] | 0 | 0 | 0 | 0 | 0
Total [GWh] | 23560 | 23560 | 23560 | 23560 | 23560
TBtu Consumed | 0 | 0 | 0 | 0 | 0
Heat Rate - [MMBtu/MWh] | 0 | 0 | 0 | 0 | 0
TWh Generated | 23.56 | 23.56 | 23.56 | 23.56 | 23.56
TWh Generated Qualifying | 23.56 | 23.56 | 23.56 | 23.56 | 23.56
Rate - [lb/MWh] | 0 | 0 | 0 | 0 | 0
Constraint Shadow Price [US$/MWh] | 0 | 0 | 0 | 0 | 0
Constraint Name: Wind Generation Cap 20% - COMDv3.1 Constraint #: 515
Constraint Type: Required Generation [GWh]
Run Year, Seasons Included: 2012 WINTER SUMMER
Run Year, Seasons Included: 2015 WINTER SUMMER
Run Year, Seasons Included: 2020 WINTER SUMMER
Run Year, Seasons Included: 2025 WINTER SUMMER
Run Year, Seasons Included: 2032 WINTER SUMMER
Time Base: Seasonal/Annual | 2012-2013 | 2014-2017 | 2018-2022 | 2023-2027 | 2028-2035
Standard - [GWh] | 23280 | 23490 | 24450 | 25450 | 26650
-Generation at Eligible Plants [GWh] | 7008 | 7008 | 7008 | 7008 | 7008
-Plus Allowances Purchased [GWh] GWh | 0 | 0 | 0 | 0 | 0
-Less Allowances Sold [MTons] GWh | 0 | 0 | 0 | 0 | 0
-Less Allowances Banked [GWh] | 0 | 0 | 0 | 0 | 0
-Plus Allowances Withdrawn (1:1) [GWh] | 0 | 0 | 0 | 0 | 0
-Plus Allowances Withdrawn (n:1) [GWh] | 0 | 0 | 0 | 0 | 0
Total [GWh] | 7008 | 7008 | 7008 | 7008 | 7008
TBtu Consumed | 0 | 0 | 0 | 0 | 0
Heat Rate - [MMBtu/MWh] | 0 | 0 | 0 | 0 | 0
TWh Generated | 7.008 | 7.008 | 7.008 | 7.008 | 7.008
TWh Generated Qualifying | 7.008 | 7.008 | 7.008 | 7.008 | 7.008
Rate - [lb/MWh] | 0 | 0 | 0 | 0 | 0
Constraint Shadow Price [US$/MWh] | 0 | 0 | 0 | 0 | 0
Constraint Name: Wind Generation Cap 20% - DSNYv3.1 Constraint #: 516
Constraint Type: Required Generation [GWh]
Run Year, Seasons Included: 2012 WINTER SUMMER
Run Year, Seasons Included: 2015 WINTER SUMMER
Run Year, Seasons Included: 2020 WINTER SUMMER
Run Year, Seasons Included: 2025 WINTER SUMMER
Run Year, Seasons Included: 2032 WINTER SUMMER
Time Base: Seasonal/Annual | 2012-2013 | 2014-2017 | 2018-2022 | 2023-2027 | 2028-2035
Standard - [GWh] | 6177 | 6235 | 6464 | 6706 | 6996
-Generation at Eligible Plants [GWh] | 4636 | 4636 | 4636 | 4636 | 4636
-Plus Allowances Purchased [GWh] GWh | 0 | 0 | 0 | 0 | 0
-Less Allowances Sold [MTons] GWh | 0 | 0 | 0 | 0 | 0
-Less Allowances Banked [GWh] | 0 | 0 | 0 | 0 | 0
-Plus Allowances Withdrawn (1:1) [GWh] | 0 | 0 | 0 | 0 | 0
-Plus Allowances Withdrawn (n:1) [GWh] | 0 | 0 | 0 | 0 | 0
Total [GWh] | 4636 | 4636 | 4636 | 4636 | 4636
TBtu Consumed | 0 | 0 | 0 | 0 | 0
Heat Rate - [MMBtu/MWh] | 0 | 0 | 0 | 0 | 0
TWh Generated | 4.636 | 4.636 | 4.636 | 4.636 | 4.636
TWh Generated Qualifying | 4.636 | 4.636 | 4.636 | 4.636 | 4.636
Rate - [lb/MWh] | 0 | 0 | 0 | 0 | 0
Constraint Shadow Price [US$/MWh] | 0 | 0 | 0 | 0 | 0
Constraint Name: Wind Generation Cap 20% - ENTGv3.1 Constraint #: 517
Constraint Type: Required Generation [GWh]
Run Year, Seasons Included: 2012 WINTER SUMMER
Run Year, Seasons Included: 2015 WINTER SUMMER
Run Year, Seasons Included: 2020 WINTER SUMMER
Run Year, Seasons Included: 2025 WINTER SUMMER
Run Year, Seasons Included: 2032 WINTER SUMMER
Time Base: Seasonal/Annual | 2012-2013 | 2014-2017 | 2018-2022 | 2023-2027 | 2028-2035
Standard - [GWh] | 29790 | 30250 | 31530 | 32740 | 34190
-Generation at Eligible Plants [GWh] | 0 | 0 | 0 | 0 | 0
-Plus Allowances Purchased [GWh] GWh | 0 | 0 | 0 | 0 | 0
-Less Allowances Sold [MTons] GWh | 0 | 0 | 0 | 0 | 0
-Less Allowances Banked [GWh] | 0 | 0 | 0 | 0 | 0
-Plus Allowances Withdrawn (1:1) [GWh] | 0 | 0 | 0 | 0 | 0
-Plus Allowances Withdrawn (n:1) [GWh] | 0 | 0 | 0 | 0 | 0
Total [GWh] | 0 | 0 | 0 | 0 | 0
TBtu Consumed | 0 | 0 | 0 | 0 | 0
Heat Rate - [MMBtu/MWh] | 0 | 0 | 0 | 0 | 0
TWh Generated | 0 | 0 | 0 | 0 | 0
TWh Generated Qualifying | 0 | 0 | 0 | 0 | 0
Rate - [lb/MWh] | 0 | 0 | 0 | 0 | 0
Constraint Shadow Price [US$/MWh] | 0 | 0 | 0 | 0 | 0
Constraint Name: Wind Generation Cap 20% - ERCTv3.1 Constraint #: 518
Constraint Type: Required Generation [GWh]
Run Year, Seasons Included: 2012 WINTER SUMMER
Run Year, Seasons Included: 2015 WINTER SUMMER
Run Year, Seasons Included: 2020 WINTER SUMMER
Run Year, Seasons Included: 2025 WINTER SUMMER
Run Year, Seasons Included: 2032 WINTER SUMMER
Time Base: Seasonal/Annual | 2012-2013 | 2014-2017 | 2018-2022 | 2023-2027 | 2028-2035
Standard - [GWh] | 63390 | 64160 | 67770 | 71680 | 76390
-Generation at Eligible Plants [GWh] | 21290 | 21290 | 21290 | 21290 | 21290
-Plus Allowances Purchased [GWh] GWh | 0 | 0 | 0 | 0 | 0
-Less Allowances Sold [MTons] GWh | 0 | 0 | 0 | 0 | 0
-Less Allowances Banked [GWh] | 0 | 0 | 0 | 0 | 0
-Plus Allowances Withdrawn (1:1) [GWh] | 0 | 0 | 0 | 0 | 0
-Plus Allowances Withdrawn (n:1) [GWh] | 0 | 0 | 0 | 0 | 0
Total [GWh] | 21290 | 21290 | 21290 | 21290 | 21290
TBtu Consumed | 0 | 0 | 0 | 0 | 0
Heat Rate - [MMBtu/MWh] | 0 | 0 | 0 | 0 | 0
TWh Generated | 21.29 | 21.29 | 21.29 | 21.29 | 21.29
TWh Generated Qualifying | 21.29 | 21.29 | 21.29 | 21.29 | 21.29
Rate - [lb/MWh] | 0 | 0 | 0 | 0 | 0
Constraint Shadow Price [US$/MWh] | 0 | 0 | 0 | 0 | 0
Constraint Name: Wind Generation Cap 20% - GWAYv3.1 Constraint #: 519
Constraint Type: Required Generation [GWh]
Run Year, Seasons Included: 2012 WINTER SUMMER
Run Year, Seasons Included: 2015 WINTER SUMMER
Run Year, Seasons Included: 2020 WINTER SUMMER
Run Year, Seasons Included: 2025 WINTER SUMMER
Run Year, Seasons Included: 2032 WINTER SUMMER
Time Base: Seasonal/Annual | 2012-2013 | 2014-2017 | 2018-2022 | 2023-2027 | 2028-2035
Standard - [GWh] | 18830 | 18950 | 19580 | 20240 | 21020
-Generation at Eligible Plants [GWh] | 2623 | 2623 | 2623 | 2623 | 2623
-Plus Allowances Purchased [GWh] GWh | 0 | 0 | 0 | 0 | 0
-Less Allowances Sold [MTons] GWh | 0 | 0 | 0 | 0 | 0
-Less Allowances Banked [GWh] | 0 | 0 | 0 | 0 | 0
-Plus Allowances Withdrawn (1:1) [GWh] | 0 | 0 | 0 | 0 | 0
-Plus Allowances Withdrawn (n:1) [GWh] | 0 | 0 | 0 | 0 | 0
Total [GWh] | 2623 | 2623 | 2623 | 2623 | 2623
TBtu Consumed | 0 | 0 | 0 | 0 | 0
Heat Rate - [MMBtu/MWh] | 0 | 0 | 0 | 0 | 0
TWh Generated | 2.623 | 2.623 | 2.623 | 2.623 | 2.623
TWh Generated Qualifying | 2.623 | 2.623 | 2.623 | 2.623 | 2.623
Rate - [lb/MWh] | 0 | 0 | 0 | 0 | 0
Constraint Shadow Price [US$/MWh] | 0 | 0 | 0 | 0 | 0
Constraint Name: Wind Generation Cap 20% - MACEv3.1 Constraint #: 520
Constraint Type: Required Generation [GWh]
Run Year, Seasons Included: 2012 WINTER SUMMER
Run Year, Seasons Included: 2015 WINTER SUMMER
Run Year, Seasons Included: 2020 WINTER SUMMER
Run Year, Seasons Included: 2025 WINTER SUMMER
Run Year, Seasons Included: 2032 WINTER SUMMER
Time Base: Seasonal/Annual | 2012-2013 | 2014-2017 | 2018-2022 | 2023-2027 | 2028-2035
Standard - [GWh] | 30950 | 31240 | 32510 | 33840 | 35440
-Generation at Eligible Plants [GWh] | 4379 | 4379 | 4379 | 4379 | 4379
-Plus Allowances Purchased [GWh] GWh | 0 | 0 | 0 | 0 | 0
-Less Allowances Sold [MTons] GWh | 0 | 0 | 0 | 0 | 0
-Less Allowances Banked [GWh] | 0 | 0 | 0 | 0 | 0
-Plus Allowances Withdrawn (1:1) [GWh] | 0 | 0 | 0 | 0 | 0
-Plus Allowances Withdrawn (n:1) [GWh] | 0 | 0 | 0 | 0 | 0
Total [GWh] | 4379 | 4379 | 4379 | 4379 | 4379
TBtu Consumed | 0 | 0 | 0 | 0 | 0
Heat Rate - [MMBtu/MWh] | 0 | 0 | 0 | 0 | 0
TWh Generated | 4.379 | 4.379 | 4.379 | 4.379 | 4.379
TWh Generated Qualifying | 4.379 | 4.379 | 4.379 | 4.379 | 4.379
Rate - [lb/MWh] | 0 | 0 | 0 | 0 | 0
Constraint Shadow Price [US$/MWh] | 0 | 0 | 0 | 0 | 0
Constraint Name: Wind Generation Cap 20% - MACSv3.1 Constraint #: 521
Constraint Type: Required Generation [GWh]
Run Year, Seasons Included: 2012 WINTER SUMMER
Run Year, Seasons Included: 2015 WINTER SUMMER
Run Year, Seasons Included: 2020 WINTER SUMMER
Run Year, Seasons Included: 2025 WINTER SUMMER
Run Year, Seasons Included: 2032 WINTER SUMMER
Time Base: Seasonal/Annual | 2012-2013 | 2014-2017 | 2018-2022 | 2023-2027 | 2028-2035
Standard - [GWh] | 15630 | 15770 | 16420 | 17090 | 17900
-Generation at Eligible Plants [GWh] | 1655 | 1655 | 1655 | 1655 | 1655
-Plus Allowances Purchased [GWh] GWh | 0 | 0 | 0 | 0 | 0
-Less Allowances Sold [MTons] GWh | 0 | 0 | 0 | 0 | 0
-Less Allowances Banked [GWh] | 0 | 0 | 0 | 0 | 0
-Plus Allowances Withdrawn (1:1) [GWh] | 0 | 0 | 0 | 0 | 0
-Plus Allowances Withdrawn (n:1) [GWh] | 0 | 0 | 0 | 0 | 0
Total [GWh] | 1655 | 1655 | 1655 | 1655 | 1655
TBtu Consumed | 0 | 0 | 0 | 0 | 0
Heat Rate - [MMBtu/MWh] | 0 | 0 | 0 | 0 | 0
TWh Generated | 1.655 | 1.655 | 1.655 | 1.655 | 1.655
TWh Generated Qualifying | 1.655 | 1.655 | 1.655 | 1.655 | 1.655
Rate - [lb/MWh] | 0 | 0 | 0 | 0 | 0
Constraint Shadow Price [US$/MWh] | 0 | 0 | 0 | 0 | 0
Constraint Name: Wind Generation Cap 20% - MACWv3.1 Constraint #: 522
Constraint Type: Required Generation [GWh]
Run Year, Seasons Included: 2012 WINTER SUMMER
Run Year, Seasons Included: 2015 WINTER SUMMER
Run Year, Seasons Included: 2020 WINTER SUMMER
Run Year, Seasons Included: 2025 WINTER SUMMER
Run Year, Seasons Included: 2032 WINTER SUMMER
Time Base: Seasonal/Annual | 2012-2013 | 2014-2017 | 2018-2022 | 2023-2027 | 2028-2035
Standard - [GWh] | 14260 | 14390 | 14980 | 15590 | 16330
-Generation at Eligible Plants [GWh] | 986.1 | 986.1 | 986.1 | 986.1 | 986.1
-Plus Allowances Purchased [GWh] GWh | 0 | 0 | 0 | 0 | 0
-Less Allowances Sold [MTons] GWh | 0 | 0 | 0 | 0 | 0
-Less Allowances Banked [GWh] | 0 | 0 | 0 | 0 | 0
-Plus Allowances Withdrawn (1:1) [GWh] | 0 | 0 | 0 | 0 | 0
-Plus Allowances Withdrawn (n:1) [GWh] | 0 | 0 | 0 | 0 | 0
Total [GWh] | 986.1 | 986.1 | 986.1 | 986.1 | 986.1
TBtu Consumed | 0 | 0 | 0 | 0 | 0
Heat Rate - [MMBtu/MWh] | 0 | 0 | 0 | 0 | 0
TWh Generated | 0.9861 | 0.9861 | 0.9861 | 0.9861 | 0.9861
TWh Generated Qualifying | 0.9861 | 0.9861 | 0.9861 | 0.9861 | 0.9861
Rate - [lb/MWh] | 0 | 0 | 0 | 0 | 0
Constraint Shadow Price [US$/MWh] | 0 | 0 | 0 | 0 | 0
Constraint Name: Wind Generation Cap 20% - MECSv3.1 Constraint #: 523
Constraint Type: Required Generation [GWh]
Run Year, Seasons Included: 2012 WINTER SUMMER
Run Year, Seasons Included: 2015 WINTER SUMMER
Run Year, Seasons Included: 2020 WINTER SUMMER
Run Year, Seasons Included: 2025 WINTER SUMMER
Run Year, Seasons Included: 2032 WINTER SUMMER
Time Base: Seasonal/Annual | 2012-2013 | 2014-2017 | 2018-2022 | 2023-2027 | 2028-2035
Standard - [GWh] | 25610 | 25820 | 26940 | 28140 | 28790
-Generation at Eligible Plants [GWh] | 1968 | 1968 | 1968 | 1968 | 1968
-Plus Allowances Purchased [GWh] GWh | 0 | 0 | 0 | 0 | 0
-Less Allowances Sold [MTons] GWh | 0 | 0 | 0 | 0 | 0
-Less Allowances Banked [GWh] | 0 | 0 | 0 | 0 | 0
-Plus Allowances Withdrawn (1:1) [GWh] | 0 | 0 | 0 | 0 | 0
-Plus Allowances Withdrawn (n:1) [GWh] | 0 | 0 | 0 | 0 | 0
Total [GWh] | 1968 | 1968 | 1968 | 1968 | 1968
TBtu Consumed | 0 | 0 | 0 | 0 | 0
Heat Rate - [MMBtu/MWh] | 0 | 0 | 0 | 0 | 0
TWh Generated | 1.968 | 1.968 | 1.968 | 1.968 | 1.968
TWh Generated Qualifying | 1.968 | 1.968 | 1.968 | 1.968 | 1.968
Rate - [lb/MWh] | 0 | 0 | 0 | 0 | 0
Constraint Shadow Price [US$/MWh] | 0 | 0 | 0 | 0 | 0
Constraint Name: Wind Generation Cap 20% - MROv3.1 Constraint #: 524
Constraint Type: Required Generation [GWh]
Run Year, Seasons Included: 2012 WINTER SUMMER
Run Year, Seasons Included: 2015 WINTER SUMMER
Run Year, Seasons Included: 2020 WINTER SUMMER
Run Year, Seasons Included: 2025 WINTER SUMMER
Run Year, Seasons Included: 2032 WINTER SUMMER
Time Base: Seasonal/Annual | 2012-2013 | 2014-2017 | 2018-2022 | 2023-2027 | 2028-2035
Standard - [GWh] | 36540 | 36960 | 39190 | 41770 | 44950
-Generation at Eligible Plants [GWh] | 11260 | 11260 | 11260 | 11260 | 12840
-Plus Allowances Purchased [GWh] GWh | 0 | 0 | 0 | 0 | 0
-Less Allowances Sold [MTons] GWh | 0 | 0 | 0 | 0 | 0
-Less Allowances Banked [GWh] | 0 | 0 | 0 | 0 | 0
-Plus Allowances Withdrawn (1:1) [GWh] | 0 | 0 | 0 | 0 | 0
-Plus Allowances Withdrawn (n:1) [GWh] | 0 | 0 | 0 | 0 | 0
Total [GWh] | 11260 | 11260 | 11260 | 11260 | 12840
TBtu Consumed | 0 | 0 | 0 | 0 | 0
Heat Rate - [MMBtu/MWh] | 0 | 0 | 0 | 0 | 0
TWh Generated | 11.26 | 11.26 | 11.26 | 11.26 | 12.84
TWh Generated Qualifying | 11.26 | 11.26 | 11.26 | 11.26 | 12.84
Rate - [lb/MWh] | 0 | 0 | 0 | 0 | 0
Constraint Shadow Price [US$/MWh] | 0 | 0 | 0 | 0 | 0
Constraint Name: Wind Generation Cap 20% - NENGv3.1 Constraint #: 525
Constraint Type: Required Generation [GWh]
Run Year, Seasons Included: 2012 WINTER SUMMER
Run Year, Seasons Included: 2015 WINTER SUMMER
Run Year, Seasons Included: 2020 WINTER SUMMER
Run Year, Seasons Included: 2025 WINTER SUMMER
Run Year, Seasons Included: 2032 WINTER SUMMER
Time Base: Seasonal/Annual | 2012-2013 | 2014-2017 | 2018-2022 | 2023-2027 | 2028-2035
Standard - [GWh] | 26370 | 26510 | 27120 | 27800 | 28610
-Generation at Eligible Plants [GWh] | 14010 | 14010 | 14010 | 14010 | 14010
-Plus Allowances Purchased [GWh] GWh | 0 | 0 | 0 | 0 | 0
-Less Allowances Sold [MTons] GWh | 0 | 0 | 0 | 0 | 0
-Less Allowances Banked [GWh] | 0 | 0 | 0 | 0 | 0
-Plus Allowances Withdrawn (1:1) [GWh] | 0 | 0 | 0 | 0 | 0
-Plus Allowances Withdrawn (n:1) [GWh] | 0 | 0 | 0 | 0 | 0
Total [GWh] | 14010 | 14010 | 14010 | 14010 | 14010
TBtu Consumed | 0 | 0 | 0 | 0 | 0
Heat Rate - [MMBtu/MWh] | 0 | 0 | 0 | 0 | 0
TWh Generated | 14.01 | 14.01 | 14.01 | 14.01 | 14.01
TWh Generated Qualifying | 14.01 | 14.01 | 14.01 | 14.01 | 14.01
Rate - [lb/MWh] | 0 | 0 | 0 | 0 | 0
Constraint Shadow Price [US$/MWh] | 0 | 0 | 0 | 0 | 0
Constraint Name: Wind Generation Cap 20% - NWPEv3.1 Constraint #: 526
Constraint Type: Required Generation [GWh]
Run Year, Seasons Included: 2012 WINTER SUMMER
Run Year, Seasons Included: 2015 WINTER SUMMER
Run Year, Seasons Included: 2020 WINTER SUMMER
Run Year, Seasons Included: 2025 WINTER SUMMER
Run Year, Seasons Included: 2032 WINTER SUMMER
Time Base: Seasonal/Annual | 2012-2013 | 2014-2017 | 2018-2022 | 2023-2027 | 2028-2035
Standard - [GWh] | 16830 | 17010 | 17830 | 18750 | 19860
-Generation at Eligible Plants [GWh] | 14560 | 14560 | 14560 | 14560 | 14560
-Plus Allowances Purchased [GWh] GWh | 0 | 0 | 0 | 0 | 0
-Less Allowances Sold [MTons] GWh | 0 | 0 | 0 | 0 | 0
-Less Allowances Banked [GWh] | 0 | 0 | 0 | 0 | 0
-Plus Allowances Withdrawn (1:1) [GWh] | 0 | 0 | 0 | 0 | 0
-Plus Allowances Withdrawn (n:1) [GWh] | 0 | 0 | 0 | 0 | 0
Total [GWh] | 14560 | 14560 | 14560 | 14560 | 14560
TBtu Consumed | 0 | 0 | 0 | 0 | 0
Heat Rate - [MMBtu/MWh] | 0 | 0 | 0 | 0 | 0
TWh Generated | 14.56 | 14.56 | 14.56 | 14.56 | 14.56
TWh Generated Qualifying | 14.56 | 14.56 | 14.56 | 14.56 | 14.56
Rate - [lb/MWh] | 0 | 0 | 0 | 0 | 0
Constraint Shadow Price [US$/MWh] | 0 | 0 | 0 | 0 | 0
Constraint Name: Wind Generation Cap 20% - PNWv3.1 Constraint #: 527
Constraint Type: Required Generation [GWh]
Run Year, Seasons Included: 2012 WINTER SUMMER
Run Year, Seasons Included: 2015 WINTER SUMMER
Run Year, Seasons Included: 2020 WINTER SUMMER
Run Year, Seasons Included: 2025 WINTER SUMMER
Run Year, Seasons Included: 2032 WINTER SUMMER
Time Base: Seasonal/Annual | 2012-2013 | 2014-2017 | 2018-2022 | 2023-2027 | 2028-2035
Standard - [GWh] | 32910 | 33260 | 34850 | 36780 | 39510
-Generation at Eligible Plants [GWh] | 24980 | 24980 | 24980 | 24980 | 24980
-Plus Allowances Purchased [GWh] GWh | 0 | 0 | 0 | 0 | 0
-Less Allowances Sold [MTons] GWh | 0 | 0 | 0 | 0 | 0
-Less Allowances Banked [GWh] | 0 | 0 | 0 | 0 | 0
-Plus Allowances Withdrawn (1:1) [GWh] | 0 | 0 | 0 | 0 | 0
-Plus Allowances Withdrawn (n:1) [GWh] | 0 | 0 | 0 | 0 | 0
Total [GWh] | 24980 | 24980 | 24980 | 24980 | 24980
TBtu Consumed | 0 | 0 | 0 | 0 | 0
Heat Rate - [MMBtu/MWh] | 0 | 0 | 0 | 0 | 0
TWh Generated | 24.98 | 24.98 | 24.98 | 24.98 | 24.98
TWh Generated Qualifying | 24.98 | 24.98 | 24.98 | 24.98 | 24.98
Rate - [lb/MWh] | 0 | 0 | 0 | 0 | 0
Constraint Shadow Price [US$/MWh] | 0 | 0 | 0 | 0 | 0
Constraint Name: Wind Generation Cap 20% - RFCOv3.1 Constraint #: 528
Constraint Type: Required Generation [GWh]
Run Year, Seasons Included: 2012 WINTER SUMMER
Run Year, Seasons Included: 2015 WINTER SUMMER
Run Year, Seasons Included: 2020 WINTER SUMMER
Run Year, Seasons Included: 2025 WINTER SUMMER
Run Year, Seasons Included: 2032 WINTER SUMMER
Time Base: Seasonal/Annual | 2012-2013 | 2014-2017 | 2018-2022 | 2023-2027 | 2028-2035
Standard - [GWh] | 43790 | 44190 | 45990 | 47870 | 50140
-Generation at Eligible Plants [GWh] | 55.68 | 55.68 | 55.68 | 55.68 | 55.68
-Plus Allowances Purchased [GWh] GWh | 0 | 0 | 0 | 0 | 0
-Less Allowances Sold [MTons] GWh | 0 | 0 | 0 | 0 | 0
-Less Allowances Banked [GWh] | 0 | 0 | 0 | 0 | 0
-Plus Allowances Withdrawn (1:1) [GWh] | 0 | 0 | 0 | 0 | 0
-Plus Allowances Withdrawn (n:1) [GWh] | 0 | 0 | 0 | 0 | 0
Total [GWh] | 55.68 | 55.68 | 55.68 | 55.68 | 55.68
TBtu Consumed | 0 | 0 | 0 | 0 | 0
Heat Rate - [MMBtu/MWh] | 0 | 0 | 0 | 0 | 0
TWh Generated | 0.05568 | 0.05568 | 0.05568 | 0.05568 | 0.05568
TWh Generated Qualifying | 0.05568 | 0.05568 | 0.05568 | 0.05568 | 0.05568
Rate - [lb/MWh] | 0 | 0 | 0 | 0 | 0
Constraint Shadow Price [US$/MWh] | 0 | 0 | 0 | 0 | 0
Constraint Name: Wind Generation Cap 20% - RFCPv3.1 Constraint #: 529
Constraint Type: Required Generation [GWh]
Run Year, Seasons Included: 2012 WINTER SUMMER
Run Year, Seasons Included: 2015 WINTER SUMMER
Run Year, Seasons Included: 2020 WINTER SUMMER
Run Year, Seasons Included: 2025 WINTER SUMMER
Run Year, Seasons Included: 2032 WINTER SUMMER
Time Base: Seasonal/Annual | 2012-2013 | 2014-2017 | 2018-2022 | 2023-2027 | 2028-2035
Standard - [GWh] | 39630 | 39990 | 41620 | 43320 | 45370
-Generation at Eligible Plants [GWh] | 153.9 | 153.9 | 153.9 | 153.9 | 153.9
-Plus Allowances Purchased [GWh] GWh | 0 | 0 | 0 | 0 | 0
-Less Allowances Sold [MTons] GWh | 0 | 0 | 0 | 0 | 0
-Less Allowances Banked [GWh] | 0 | 0 | 0 | 0 | 0
-Plus Allowances Withdrawn (1:1) [GWh] | 0 | 0 | 0 | 0 | 0
-Plus Allowances Withdrawn (n:1) [GWh] | 0 | 0 | 0 | 0 | 0
Total [GWh] | 153.9 | 153.9 | 153.9 | 153.9 | 153.9
TBtu Consumed | 0 | 0 | 0 | 0 | 0
Heat Rate - [MMBtu/MWh] | 0 | 0 | 0 | 0 | 0
TWh Generated | 0.1539 | 0.1539 | 0.1539 | 0.1539 | 0.1539
TWh Generated Qualifying | 0.1539 | 0.1539 | 0.1539 | 0.1539 | 0.1539
Rate - [lb/MWh] | 0 | 0 | 0 | 0 | 0
Constraint Shadow Price [US$/MWh] | 0 | 0 | 0 | 0 | 0
Constraint Name: Wind Generation Cap 20% - RMPAv3.1 Constraint #: 530
Constraint Type: Required Generation [GWh]
Run Year, Seasons Included: 2012 WINTER SUMMER
Run Year, Seasons Included: 2015 WINTER SUMMER
Run Year, Seasons Included: 2020 WINTER SUMMER
Run Year, Seasons Included: 2025 WINTER SUMMER
Run Year, Seasons Included: 2032 WINTER SUMMER
Time Base: Seasonal/Annual | 2012-2013 | 2014-2017 | 2018-2022 | 2023-2027 | 2028-2035
Standard - [GWh] | 12960 | 13180 | 14130 | 15120 | 16350
-Generation at Eligible Plants [GWh] | 4670 | 4670 | 4670 | 4670 | 4670
-Plus Allowances Purchased [GWh] GWh | 0 | 0 | 0 | 0 | 0
-Less Allowances Sold [MTons] GWh | 0 | 0 | 0 | 0 | 0
-Less Allowances Banked [GWh] | 0 | 0 | 0 | 0 | 0
-Plus Allowances Withdrawn (1:1) [GWh] | 0 | 0 | 0 | 0 | 0
-Plus Allowances Withdrawn (n:1) [GWh] | 0 | 0 | 0 | 0 | 0
Total [GWh] | 4670 | 4670 | 4670 | 4670 | 4670
TBtu Consumed | 0 | 0 | 0 | 0 | 0
Heat Rate - [MMBtu/MWh] | 0 | 0 | 0 | 0 | 0
TWh Generated | 4.67 | 4.67 | 4.67 | 4.67 | 4.67
TWh Generated Qualifying | 4.67 | 4.67 | 4.67 | 4.67 | 4.67
Rate - [lb/MWh] | 0 | 0 | 0 | 0 | 0
Constraint Shadow Price [US$/MWh] | 0 | 0 | 0 | 0 | 0
Constraint Name: Wind Generation Cap 20% - SNVv3.1 Constraint #: 531
Constraint Type: Required Generation [GWh]
Run Year, Seasons Included: 2012 WINTER SUMMER
Run Year, Seasons Included: 2015 WINTER SUMMER
Run Year, Seasons Included: 2020 WINTER SUMMER
Run Year, Seasons Included: 2025 WINTER SUMMER
Run Year, Seasons Included: 2032 WINTER SUMMER
Time Base: Seasonal/Annual | 2012-2013 | 2014-2017 | 2018-2022 | 2023-2027 | 2028-2035
Standard - [GWh] | 5090 | 5177 | 5582 | 6016 | 6557
-Generation at Eligible Plants [GWh] | 402.1 | 402.1 | 402.1 | 402.1 | 402.1
-Plus Allowances Purchased [GWh] GWh | 0 | 0 | 0 | 0 | 0
-Less Allowances Sold [MTons] GWh | 0 | 0 | 0 | 0 | 0
-Less Allowances Banked [GWh] | 0 | 0 | 0 | 0 | 0
-Plus Allowances Withdrawn (1:1) [GWh] | 0 | 0 | 0 | 0 | 0
-Plus Allowances Withdrawn (n:1) [GWh] | 0 | 0 | 0 | 0 | 0
Total [GWh] | 402.1 | 402.1 | 402.1 | 402.1 | 402.1
TBtu Consumed | 0 | 0 | 0 | 0 | 0
Heat Rate - [MMBtu/MWh] | 0 | 0 | 0 | 0 | 0
TWh Generated | 0.4021 | 0.4021 | 0.4021 | 0.4021 | 0.4021
TWh Generated Qualifying | 0.4021 | 0.4021 | 0.4021 | 0.4021 | 0.4021
Rate - [lb/MWh] | 0 | 0 | 0 | 0 | 0
Constraint Shadow Price [US$/MWh] | 0 | 0 | 0 | 0 | 0
Constraint Name: Wind Generation Cap 20% - SOUv3.1 Constraint #: 532
Constraint Type: Required Generation [GWh]
Run Year, Seasons Included: 2012 WINTER SUMMER
Run Year, Seasons Included: 2015 WINTER SUMMER
Run Year, Seasons Included: 2020 WINTER SUMMER
Run Year, Seasons Included: 2025 WINTER SUMMER
Run Year, Seasons Included: 2032 WINTER SUMMER
Time Base: Seasonal/Annual | 2012-2013 | 2014-2017 | 2018-2022 | 2023-2027 | 2028-2035
Standard - [GWh] | 52880 | 53650 | 57420 | 61580 | 66720
-Generation at Eligible Plants [GWh] | 0 | 0 | 0 | 0 | 0
-Plus Allowances Purchased [GWh] GWh | 0 | 0 | 0 | 0 | 0
-Less Allowances Sold [MTons] GWh | 0 | 0 | 0 | 0 | 0
-Less Allowances Banked [GWh] | 0 | 0 | 0 | 0 | 0
-Plus Allowances Withdrawn (1:1) [GWh] | 0 | 0 | 0 | 0 | 0
-Plus Allowances Withdrawn (n:1) [GWh] | 0 | 0 | 0 | 0 | 0
Total [GWh] | 0 | 0 | 0 | 0 | 0
TBtu Consumed | 0 | 0 | 0 | 0 | 0
Heat Rate - [MMBtu/MWh] | 0 | 0 | 0 | 0 | 0
TWh Generated | 0 | 0 | 0 | 0 | 0
TWh Generated Qualifying | 0 | 0 | 0 | 0 | 0
Rate - [lb/MWh] | 0 | 0 | 0 | 0 | 0
Constraint Shadow Price [US$/MWh] | 0 | 0 | 0 | 0 | 0
Constraint Name: Wind Generation Cap 20% - SPPNv3.1 Constraint #: 533
Constraint Type: Required Generation [GWh]
Run Year, Seasons Included: 2012 WINTER SUMMER
Run Year, Seasons Included: 2015 WINTER SUMMER
Run Year, Seasons Included: 2020 WINTER SUMMER
Run Year, Seasons Included: 2025 WINTER SUMMER
Run Year, Seasons Included: 2032 WINTER SUMMER
Time Base: Seasonal/Annual | 2012-2013 | 2014-2017 | 2018-2022 | 2023-2027 | 2028-2035
Standard - [GWh] | 7650 | 7741 | 8182 | 8662 | 9249
-Generation at Eligible Plants [GWh] | 993.5 | 993.5 | 993.5 | 993.5 | 993.5
-Plus Allowances Purchased [GWh] GWh | 0 | 0 | 0 | 0 | 0
-Less Allowances Sold [MTons] GWh | 0 | 0 | 0 | 0 | 0
-Less Allowances Banked [GWh] | 0 | 0 | 0 | 0 | 0
-Plus Allowances Withdrawn (1:1) [GWh] | 0 | 0 | 0 | 0 | 0
-Plus Allowances Withdrawn (n:1) [GWh] | 0 | 0 | 0 | 0 | 0
Total [GWh] | 993.5 | 993.5 | 993.5 | 993.5 | 993.5
TBtu Consumed | 0 | 0 | 0 | 0 | 0
Heat Rate - [MMBtu/MWh] | 0 | 0 | 0 | 0 | 0
TWh Generated | 0.9935 | 0.9935 | 0.9935 | 0.9935 | 0.9935
TWh Generated Qualifying | 0.9935 | 0.9935 | 0.9935 | 0.9935 | 0.9935
Rate - [lb/MWh] | 0 | 0 | 0 | 0 | 0
Constraint Shadow Price [US$/MWh] | 0 | 0 | 0 | 0 | 0
Constraint Name: Wind Generation Cap 20% - SPPSv3.1 Constraint #: 534
Constraint Type: Required Generation [GWh]
Run Year, Seasons Included: 2012 WINTER SUMMER
Run Year, Seasons Included: 2015 WINTER SUMMER
Run Year, Seasons Included: 2020 WINTER SUMMER
Run Year, Seasons Included: 2025 WINTER SUMMER
Run Year, Seasons Included: 2032 WINTER SUMMER
Time Base: Seasonal/Annual | 2012-2013 | 2014-2017 | 2018-2022 | 2023-2027 | 2028-2035
Standard - [GWh] | 34830 | 35250 | 37260 | 39440 | 42110
-Generation at Eligible Plants [GWh] | 3976 | 3976 | 3976 | 3976 | 3976
-Plus Allowances Purchased [GWh] GWh | 0 | 0 | 0 | 0 | 0
-Less Allowances Sold [MTons] GWh | 0 | 0 | 0 | 0 | 0
-Less Allowances Banked [GWh] | 0 | 0 | 0 | 0 | 0
-Plus Allowances Withdrawn (1:1) [GWh] | 0 | 0 | 0 | 0 | 0
-Plus Allowances Withdrawn (n:1) [GWh] | 0 | 0 | 0 | 0 | 0
Total [GWh] | 3976 | 3976 | 3976 | 3976 | 3976
TBtu Consumed | 0 | 0 | 0 | 0 | 0
Heat Rate - [MMBtu/MWh] | 0 | 0 | 0 | 0 | 0
TWh Generated | 3.976 | 3.976 | 3.976 | 3.976 | 3.976
TWh Generated Qualifying | 3.976 | 3.976 | 3.976 | 3.976 | 3.976
Rate - [lb/MWh] | 0 | 0 | 0 | 0 | 0
Constraint Shadow Price [US$/MWh] | 0 | 0 | 0 | 0 | 0
Constraint Name: Wind Generation Cap 20% - TVAKv3.1 Constraint #: 535
Constraint Type: Required Generation [GWh]
Run Year, Seasons Included: 2012 WINTER SUMMER
Run Year, Seasons Included: 2015 WINTER SUMMER
Run Year, Seasons Included: 2020 WINTER SUMMER
Run Year, Seasons Included: 2025 WINTER SUMMER
Run Year, Seasons Included: 2032 WINTER SUMMER
Time Base: Seasonal/Annual | 2012-2013 | 2014-2017 | 2018-2022 | 2023-2027 | 2028-2035
Standard - [GWh] | 9745 | 9789 | 10160 | 10470 | 10840
-Generation at Eligible Plants [GWh] | 0 | 0 | 0 | 0 | 0
-Plus Allowances Purchased [GWh] GWh | 0 | 0 | 0 | 0 | 0
-Less Allowances Sold [MTons] GWh | 0 | 0 | 0 | 0 | 0
-Less Allowances Banked [GWh] | 0 | 0 | 0 | 0 | 0
-Plus Allowances Withdrawn (1:1) [GWh] | 0 | 0 | 0 | 0 | 0
-Plus Allowances Withdrawn (n:1) [GWh] | 0 | 0 | 0 | 0 | 0
Total [GWh] | 0 | 0 | 0 | 0 | 0
TBtu Consumed | 0 | 0 | 0 | 0 | 0
Heat Rate - [MMBtu/MWh] | 0 | 0 | 0 | 0 | 0
TWh Generated | 0 | 0 | 0 | 0 | 0
TWh Generated Qualifying | 0 | 0 | 0 | 0 | 0
Rate - [lb/MWh] | 0 | 0 | 0 | 0 | 0
Constraint Shadow Price [US$/MWh] | 0 | 0 | 0 | 0 | 0
Constraint Name: Wind Generation Cap 20% - TVAv3.1 Constraint #: 536
Constraint Type: Required Generation [GWh]
Run Year, Seasons Included: 2012 WINTER SUMMER
Run Year, Seasons Included: 2015 WINTER SUMMER
Run Year, Seasons Included: 2020 WINTER SUMMER
Run Year, Seasons Included: 2025 WINTER SUMMER
Run Year, Seasons Included: 2032 WINTER SUMMER
Time Base: Seasonal/Annual | 2012-2013 | 2014-2017 | 2018-2022 | 2023-2027 | 2028-2035
Standard - [GWh] | 38340 | 38510 | 39970 | 41190 | 42640
-Generation at Eligible Plants [GWh] | 298.4 | 298.4 | 298.4 | 298.4 | 298.4
-Plus Allowances Purchased [GWh] GWh | 0 | 0 | 0 | 0 | 0
-Less Allowances Sold [MTons] GWh | 0 | 0 | 0 | 0 | 0
-Less Allowances Banked [GWh] | 0 | 0 | 0 | 0 | 0
-Plus Allowances Withdrawn (1:1) [GWh] | 0 | 0 | 0 | 0 | 0
-Plus Allowances Withdrawn (n:1) [GWh] | 0 | 0 | 0 | 0 | 0
Total [GWh] | 298.4 | 298.4 | 298.4 | 298.4 | 298.4
TBtu Consumed | 0 | 0 | 0 | 0 | 0
Heat Rate - [MMBtu/MWh] | 0 | 0 | 0 | 0 | 0
TWh Generated | 0.2984 | 0.2984 | 0.2984 | 0.2984 | 0.2984
TWh Generated Qualifying | 0.2984 | 0.2984 | 0.2984 | 0.2984 | 0.2984
Rate - [lb/MWh] | 0 | 0 | 0 | 0 | 0
Constraint Shadow Price [US$/MWh] | 0 | 0 | 0 | 0 | 0
Constraint Name: Wind Generation Cap 20% - UPNYv3.1 Constraint #: 537
Constraint Type: Required Generation [GWh]
Run Year, Seasons Included: 2012 WINTER SUMMER
Run Year, Seasons Included: 2015 WINTER SUMMER
Run Year, Seasons Included: 2020 WINTER SUMMER
Run Year, Seasons Included: 2025 WINTER SUMMER
Run Year, Seasons Included: 2032 WINTER SUMMER
Time Base: Seasonal/Annual | 2012-2013 | 2014-2017 | 2018-2022 | 2023-2027 | 2028-2035
Standard - [GWh] | 11390 | 11590 | 12190 | 12900 | 12900
-Generation at Eligible Plants [GWh] | 1515 | 1515 | 1515 | 1515 | 1515
-Plus Allowances Purchased [GWh] GWh | 0 | 0 | 0 | 0 | 0
-Less Allowances Sold [MTons] GWh | 0 | 0 | 0 | 0 | 0
-Less Allowances Banked [GWh] | 0 | 0 | 0 | 0 | 0
-Plus Allowances Withdrawn (1:1) [GWh] | 0 | 0 | 0 | 0 | 0
-Plus Allowances Withdrawn (n:1) [GWh] | 0 | 0 | 0 | 0 | 0
Total [GWh] | 1515 | 1515 | 1515 | 1515 | 1515
TBtu Consumed | 0 | 0 | 0 | 0 | 0
Heat Rate - [MMBtu/MWh] | 0 | 0 | 0 | 0 | 0
TWh Generated | 1.515 | 1.515 | 1.515 | 1.515 | 1.515
TWh Generated Qualifying | 1.515 | 1.515 | 1.515 | 1.515 | 1.515
Rate - [lb/MWh] | 0 | 0 | 0 | 0 | 0
Constraint Shadow Price [US$/MWh] | 0 | 0 | 0 | 0 | 0
Constraint Name: Wind Generation Cap 20% - VACAv3.1 Constraint #: 538
Constraint Type: Required Generation [GWh]
Run Year, Seasons Included: 2012 WINTER SUMMER
Run Year, Seasons Included: 2015 WINTER SUMMER
Run Year, Seasons Included: 2020 WINTER SUMMER
Run Year, Seasons Included: 2025 WINTER SUMMER
Run Year, Seasons Included: 2032 WINTER SUMMER
Time Base: Seasonal/Annual | 2012-2013 | 2014-2017 | 2018-2022 | 2023-2027 | 2028-2035
Standard - [GWh] | 43250 | 43780 | 46080 | 48480 | 51380
-Generation at Eligible Plants [GWh] | 80.93 | 80.93 | 80.93 | 80.93 | 80.93
-Plus Allowances Purchased [GWh] GWh | 0 | 0 | 0 | 0 | 0
-Less Allowances Sold [MTons] GWh | 0 | 0 | 0 | 0 | 0
-Less Allowances Banked [GWh] | 0 | 0 | 0 | 0 | 0
-Plus Allowances Withdrawn (1:1) [GWh] | 0 | 0 | 0 | 0 | 0
-Plus Allowances Withdrawn (n:1) [GWh] | 0 | 0 | 0 | 0 | 0
Total [GWh] | 80.93 | 80.93 | 80.93 | 80.93 | 80.93
TBtu Consumed | 0 | 0 | 0 | 0 | 0
Heat Rate - [MMBtu/MWh] | 0 | 0 | 0 | 0 | 0
TWh Generated | 0.08093 | 0.08093 | 0.08093 | 0.08093 | 0.08093
TWh Generated Qualifying | 0.08093 | 0.08093 | 0.08093 | 0.08093 | 0.08093
Rate - [lb/MWh] | 0 | 0 | 0 | 0 | 0
Constraint Shadow Price [US$/MWh] | 0 | 0 | 0 | 0 | 0
Constraint Name: Wind Generation Cap 20% - VAPWv3.1 Constraint #: 539
Constraint Type: Required Generation [GWh]
Run Year, Seasons Included: 2012 WINTER SUMMER
Run Year, Seasons Included: 2015 WINTER SUMMER
Run Year, Seasons Included: 2020 WINTER SUMMER
Run Year, Seasons Included: 2025 WINTER SUMMER
Run Year, Seasons Included: 2032 WINTER SUMMER
Time Base: Seasonal/Annual | 2012-2013 | 2014-2017 | 2018-2022 | 2023-2027 | 2028-2035
Standard - [GWh] | 20460 | 20710 | 21800 | 22930 | 24310
-Generation at Eligible Plants [GWh] | 2884 | 2884 | 2884 | 2884 | 2884
-Plus Allowances Purchased [GWh] GWh | 0 | 0 | 0 | 0 | 0
-Less Allowances Sold [MTons] GWh | 0 | 0 | 0 | 0 | 0
-Less Allowances Banked [GWh] | 0 | 0 | 0 | 0 | 0
-Plus Allowances Withdrawn (1:1) [GWh] | 0 | 0 | 0 | 0 | 0
-Plus Allowances Withdrawn (n:1) [GWh] | 0 | 0 | 0 | 0 | 0
Total [GWh] | 2884 | 2884 | 2884 | 2884 | 2884
TBtu Consumed | 0 | 0 | 0 | 0 | 0
Heat Rate - [MMBtu/MWh] | 0 | 0 | 0 | 0 | 0
TWh Generated | 2.884 | 2.884 | 2.884 | 2.884 | 2.884
TWh Generated Qualifying | 2.884 | 2.884 | 2.884 | 2.884 | 2.884
Rate - [lb/MWh] | 0 | 0 | 0 | 0 | 0
Constraint Shadow Price [US$/MWh] | 0 | 0 | 0 | 0 | 0
Constraint Name: Wind Generation Cap 20% - WUMSv3.1 Constraint #: 540
Constraint Type: Required Generation [GWh]
Run Year, Seasons Included: 2012 WINTER SUMMER
Run Year, Seasons Included: 2015 WINTER SUMMER
Run Year, Seasons Included: 2020 WINTER SUMMER
Run Year, Seasons Included: 2025 WINTER SUMMER
Run Year, Seasons Included: 2032 WINTER SUMMER
Time Base: Seasonal/Annual | 2012-2013 | 2014-2017 | 2018-2022 | 2023-2027 | 2028-2035
Standard - [GWh] | 10340 | 10460 | 11090 | 11820 | 12720
-Generation at Eligible Plants [GWh] | 937.9 | 937.9 | 937.9 | 937.9 | 937.9
-Plus Allowances Purchased [GWh] GWh | 0 | 0 | 0 | 0 | 0
-Less Allowances Sold [MTons] GWh | 0 | 0 | 0 | 0 | 0
-Less Allowances Banked [GWh] | 0 | 0 | 0 | 0 | 0
-Plus Allowances Withdrawn (1:1) [GWh] | 0 | 0 | 0 | 0 | 0
-Plus Allowances Withdrawn (n:1) [GWh] | 0 | 0 | 0 | 0 | 0
Total [GWh] | 937.9 | 937.9 | 937.9 | 937.9 | 937.9
TBtu Consumed | 0 | 0 | 0 | 0 | 0
Heat Rate - [MMBtu/MWh] | 0 | 0 | 0 | 0 | 0
TWh Generated | 0.9379 | 0.9379 | 0.9379 | 0.9379 | 0.9379
TWh Generated Qualifying | 0.9379 | 0.9379 | 0.9379 | 0.9379 | 0.9379
Rate - [lb/MWh] | 0 | 0 | 0 | 0 | 0
Constraint Shadow Price [US$/MWh] | 0 | 0 | 0 | 0 | 0
Constraint Name: CNV RPS v3.1 Constraint #: 541
Constraint Type: Required Generation [GWh]
Run Year, Seasons Included: 2012 WINTER SUMMER
Run Year, Seasons Included: 2015 WINTER SUMMER
Run Year, Seasons Included: 2020 WINTER SUMMER
Run Year, Seasons Included: 2025 WINTER SUMMER
Run Year, Seasons Included: 2032 WINTER SUMMER
Time Base: Seasonal/Annual | 2012-2013 | 2014-2017 | 2018-2022 | 2023-2027 | 2028-2035
Standard - [GWh] | 53810 | 55150 | 55490 | 55540 | 58200
-Generation at Eligible Plants [GWh] | 59530 | 59530 | 59530 | 59530 | 61810
-Plus Allowances Purchased [GWh] GWh | 0 | 0 | 0 | 0 | 0
-Less Allowances Sold [MTons] GWh | 0 | 0 | 0 | 0 | 0
-Less Allowances Banked [GWh] | 0 | 0 | 0 | 0 | 0
-Plus Allowances Withdrawn (1:1) [GWh] | 0 | 0 | 0 | 0 | 0
-Plus Allowances Withdrawn (n:1) [GWh] | 0 | 0 | 0 | 0 | 0
Total [GWh] | 59530 | 59530 | 59530 | 59530 | 61810
TBtu Consumed | 499 | 499 | 499 | 499 | 534.8
Heat Rate - [MMBtu/MWh] | 8.383 | 8.383 | 8.383 | 8.383 | 8.652
TWh Generated | 59.53 | 59.53 | 59.53 | 59.53 | 61.81
TWh Generated Qualifying | 59.53 | 59.53 | 59.53 | 59.53 | 61.81
Rate - [lb/MWh] | 0 | 0 | 0 | 0 | 0
Constraint Shadow Price [US$/MWh] | 0 | 0 | 0 | 8.074 | 25.32
Constraint Name: ERCOT RPS v3.1 Constraint #: 542
Constraint Type: Required Generation [GWh]
Run Year, Seasons Included: 2012 WINTER SUMMER
Run Year, Seasons Included: 2015 WINTER SUMMER
Run Year, Seasons Included: 2020 WINTER SUMMER
Run Year, Seasons Included: 2025 WINTER SUMMER
Run Year, Seasons Included: 2032 WINTER SUMMER
Time Base: Seasonal/Annual | 2012-2013 | 2014-2017 | 2018-2022 | 2023-2027 | 2028-2035
Standard - [GWh] | 11730 | 15080 | 15950 | 16900 | 18010
-Generation at Eligible Plants [GWh] | 154300 | 159100 | 159100 | 203200 | 239800
-Plus Allowances Purchased [GWh] GWh | 0 | 0 | 0 | 0 | 0
-Less Allowances Sold [MTons] GWh | 0 | 0 | 0 | 0 | 0
-Less Allowances Banked [GWh] | 0 | 0 | 0 | 0 | 0
-Plus Allowances Withdrawn (1:1) [GWh] | 0 | 0 | 0 | 0 | 0
-Plus Allowances Withdrawn (n:1) [GWh] | 0 | 0 | 0 | 0 | 0
Total [GWh] | 154300 | 159100 | 159100 | 203200 | 239800
TBtu Consumed | 11.61 | 7.155 | 6.988 | 9.264 | 11.23
Heat Rate - [MMBtu/MWh] | 0.07525 | 0.04497 | 0.04393 | 0.04559 | 0.04685
TWh Generated | 154.3 | 159.1 | 159.1 | 203.2 | 239.8
TWh Generated Qualifying | 154.3 | 159.1 | 159.1 | 203.2 | 239.8
Rate - [lb/MWh] | 0 | 0 | 0 | 0 | 0
Constraint Shadow Price [US$/MWh] | 0 | 0 | 0 | 0 | 0
Constraint Name: MAAC RPS v3.1 Constraint #: 543
Constraint Type: Required Generation [GWh]
Run Year, Seasons Included: 2012 WINTER SUMMER
Run Year, Seasons Included: 2015 WINTER SUMMER
Run Year, Seasons Included: 2020 WINTER SUMMER
Run Year, Seasons Included: 2025 WINTER SUMMER
Run Year, Seasons Included: 2032 WINTER SUMMER
Time Base: Seasonal/Annual | 2012-2013 | 2014-2017 | 2018-2022 | 2023-2027 | 2028-2035
Standard - [GWh] | 21000 | 29380 | 44700 | 48480 | 50780
-Generation at Eligible Plants [GWh] | 161600 | 164400 | 180900 | 184400 | 189600
-Plus Allowances Purchased [GWh] GWh | 0 | 0 | 0 | 0 | 0
-Less Allowances Sold [MTons] GWh | 0 | 0 | 0 | 0 | 0
-Less Allowances Banked [GWh] | 0 | 0 | 0 | 0 | 0
-Plus Allowances Withdrawn (1:1) [GWh] | 0 | 0 | 0 | 0 | 0
-Plus Allowances Withdrawn (n:1) [GWh] | 0 | 0 | 0 | 0 | 0
Total [GWh] | 161600 | 164400 | 180900 | 184400 | 189600
TBtu Consumed | 157.1 | 242.2 | 391.7 | 427.8 | 447.9
Heat Rate - [MMBtu/MWh] | 0.9722 | 1.473 | 2.165 | 2.32 | 2.363
TWh Generated | 161.6 | 164.4 | 180.9 | 184.4 | 189.6
TWh Generated Qualifying | 161.6 | 164.4 | 180.9 | 184.4 | 189.6
Rate - [lb/MWh] | 0 | 0 | 0 | 0 | 0
Constraint Shadow Price [US$/MWh] | 6.76 | 35.22 | 55.13 | 37.15 | 24.4
Constraint Name: MAIN RPS v3.1 Constraint #: 544
Constraint Type: Required Generation [GWh]
Run Year, Seasons Included: 2012 WINTER SUMMER
Run Year, Seasons Included: 2015 WINTER SUMMER
Run Year, Seasons Included: 2020 WINTER SUMMER
Run Year, Seasons Included: 2025 WINTER SUMMER
Run Year, Seasons Included: 2032 WINTER SUMMER
Time Base: Seasonal/Annual | 2012-2013 | 2014-2017 | 2018-2022 | 2023-2027 | 2028-2035
Standard - [GWh] | 13770 | 22400 | 34610 | 47930 | 50330
-Generation at Eligible Plants [GWh] | 191300 | 194400 | 217800 | 229700 | 237200
-Plus Allowances Purchased [GWh] GWh | 0 | 0 | 0 | 0 | 0
-Less Allowances Sold [MTons] GWh | 0 | 0 | 0 | 0 | 0
-Less Allowances Banked [GWh] | 0 | 0 | 0 | 0 | 0
-Plus Allowances Withdrawn (1:1) [GWh] | 0 | 0 | 0 | 0 | 0
-Plus Allowances Withdrawn (n:1) [GWh] | 0 | 0 | 0 | 0 | 0
Total [GWh] | 191300 | 194400 | 217800 | 229700 | 237200
TBtu Consumed | 42.53 | 140.3 | 266.3 | 404.9 | 428.4
Heat Rate - [MMBtu/MWh] | 0.2223 | 0.7214 | 1.223 | 1.762 | 1.806
TWh Generated | 191.3 | 194.4 | 217.8 | 229.7 | 237.2
TWh Generated Qualifying | 191.3 | 194.4 | 217.8 | 229.7 | 237.2
Rate - [lb/MWh] | 0 | 0 | 0 | 0 | 0
Constraint Shadow Price [US$/MWh] | 0.4862 | 20.08 | 85.95 | 80.16 | 54.25
Constraint Name: MRO RPS v3.1 Constraint #: 545
Constraint Type: Required Generation [GWh]
Run Year, Seasons Included: 2012 WINTER SUMMER
Run Year, Seasons Included: 2015 WINTER SUMMER
Run Year, Seasons Included: 2020 WINTER SUMMER
Run Year, Seasons Included: 2025 WINTER SUMMER
Run Year, Seasons Included: 2032 WINTER SUMMER
Time Base: Seasonal/Annual | 2012-2013 | 2014-2017 | 2018-2022 | 2023-2027 | 2028-2035
Standard - [GWh] | 6282 | 7984 | 11240 | 14110 | 15190
-Generation at Eligible Plants [GWh] | 154500 | 155700 | 158800 | 161800 | 172500
-Plus Allowances Purchased [GWh] GWh | 0 | 0 | 0 | 0 | 0
-Less Allowances Sold [MTons] GWh | 0 | 0 | 0 | 0 | 0
-Less Allowances Banked [GWh] | 0 | 0 | 0 | 0 | 0
-Plus Allowances Withdrawn (1:1) [GWh] | 0 | 0 | 0 | 0 | 0
-Plus Allowances Withdrawn (n:1) [GWh] | 0 | 0 | 0 | 0 | 0
Total [GWh] | 154500 | 155700 | 158800 | 161800 | 172500
TBtu Consumed | 12.34 | 12.6 | 20.2 | 36.31 | 30.65
Heat Rate - [MMBtu/MWh] | 0.07986 | 0.08087 | 0.1272 | 0.2244 | 0.1777
TWh Generated | 154.5 | 155.7 | 158.8 | 161.8 | 172.5
TWh Generated Qualifying | 154.5 | 155.7 | 158.8 | 161.8 | 172.5
Rate - [lb/MWh] | 0 | 0 | 0 | 0 | 0
Constraint Shadow Price [US$/MWh] | 0 | 0 | 0 | 12.75 | 9.122
Constraint Name: New England RPS v3.1 Constraint #: 546
Constraint Type: Required Generation [GWh]
Run Year, Seasons Included: 2012 WINTER SUMMER
Run Year, Seasons Included: 2015 WINTER SUMMER
Run Year, Seasons Included: 2020 WINTER SUMMER
Run Year, Seasons Included: 2025 WINTER SUMMER
Run Year, Seasons Included: 2032 WINTER SUMMER
Time Base: Seasonal/Annual | 2012-2013 | 2014-2017 | 2018-2022 | 2023-2027 | 2028-2035
Standard - [GWh] | 9142 | 11620 | 15480 | 16480 | 16960
-Generation at Eligible Plants [GWh] | 38020 | 38470 | 38750 | 38700 | 38750
-Plus Allowances Purchased [GWh] GWh | 0 | 0 | 0 | 0 | 0
-Less Allowances Sold [MTons] GWh | 0 | 0 | 0 | 0 | 0
-Less Allowances Banked [GWh] | 0 | 0 | 0 | 0 | 0
-Plus Allowances Withdrawn (1:1) [GWh] | 0 | 0 | 0 | 0 | 0
-Plus Allowances Withdrawn (n:1) [GWh] | 0 | 0 | 0 | 0 | 0
Total [GWh] | 38020 | 38470 | 38750 | 38700 | 38750
TBtu Consumed | 73.41 | 76.36 | 77.17 | 80.58 | 76.22
Heat Rate - [MMBtu/MWh] | 1.931 | 1.985 | 1.991 | 2.082 | 1.967
TWh Generated | 38.02 | 38.47 | 38.75 | 38.7 | 38.75
TWh Generated Qualifying | 38.02 | 38.47 | 38.75 | 38.7 | 38.75
Rate - [lb/MWh] | 0 | 0 | 0 | 0 | 0
Constraint Shadow Price [US$/MWh] | 0 | 0 | 0 | 0 | 0
Constraint Name: NWP RPS v3.1 Constraint #: 547
Constraint Type: Required Generation [GWh]
Run Year, Seasons Included: 2012 WINTER SUMMER
Run Year, Seasons Included: 2015 WINTER SUMMER
Run Year, Seasons Included: 2020 WINTER SUMMER
Run Year, Seasons Included: 2025 WINTER SUMMER
Run Year, Seasons Included: 2032 WINTER SUMMER
Time Base: Seasonal/Annual | 2012-2013 | 2014-2017 | 2018-2022 | 2023-2027 | 2028-2035
Standard - [GWh] | 10470 | 17060 | 29780 | 33700 | 36040
-Generation at Eligible Plants [GWh] | 146800 | 147000 | 147000 | 146900 | 156100
-Plus Allowances Purchased [GWh] GWh | 0 | 0 | 0 | 0 | 0
-Less Allowances Sold [MTons] GWh | 0 | 0 | 0 | 0 | 0
-Less Allowances Banked [GWh] | 0 | 0 | 0 | 0 | 0
-Plus Allowances Withdrawn (1:1) [GWh] | 0 | 0 | 0 | 0 | 0
-Plus Allowances Withdrawn (n:1) [GWh] | 0 | 0 | 0 | 0 | 0
Total [GWh] | 146800 | 147000 | 147000 | 146900 | 156100
TBtu Consumed | 95.5 | 96.18 | 96.93 | 96.93 | 96.93
Heat Rate - [MMBtu/MWh] | 0.6506 | 0.6544 | 0.6593 | 0.6597 | 0.6211
TWh Generated | 146.8 | 147 | 147 | 146.9 | 156.1
TWh Generated Qualifying | 146.8 | 147 | 147 | 146.9 | 156.1
Rate - [lb/MWh] | 0 | 0 | 0 | 0 | 0
Constraint Shadow Price [US$/MWh] | 0 | 0 | 0 | 0 | 0
Constraint Name: NY RPS v3.1 Constraint #: 548
Constraint Type: Required Generation [GWh]
Run Year, Seasons Included: 2012 WINTER SUMMER
Run Year, Seasons Included: 2015 WINTER SUMMER
Run Year, Seasons Included: 2020 WINTER SUMMER
Run Year, Seasons Included: 2025 WINTER SUMMER
Run Year, Seasons Included: 2032 WINTER SUMMER
Time Base: Seasonal/Annual | 2012-2013 | 2014-2017 | 2018-2022 | 2023-2027 | 2028-2035
Standard - [GWh] | 8194 | 8191 | 8102 | 8061 | 8588
-Generation at Eligible Plants [GWh] | 30430 | 30360 | 30450 | 30400 | 37820
-Plus Allowances Purchased [GWh] GWh | 0 | 0 | 0 | 0 | 0
-Less Allowances Sold [MTons] GWh | 0 | 0 | 0 | 0 | 0
-Less Allowances Banked [GWh] | 0 | 0 | 0 | 0 | 0
-Plus Allowances Withdrawn (1:1) [GWh] | 0 | 0 | 0 | 0 | 0
-Plus Allowances Withdrawn (n:1) [GWh] | 0 | 0 | 0 | 0 | 0
Total [GWh] | 30430 | 30360 | 30450 | 30400 | 37820
TBtu Consumed | 26.86 | 26.42 | 25.87 | 25.21 | 30.09
Heat Rate - [MMBtu/MWh] | 0.8828 | 0.87 | 0.8496 | 0.8292 | 0.7956
TWh Generated | 30.43 | 30.36 | 30.45 | 30.4 | 37.82
TWh Generated Qualifying | 30.43 | 30.36 | 30.45 | 30.4 | 37.82
Rate - [lb/MWh] | 0 | 0 | 0 | 0 | 0
Constraint Shadow Price [US$/MWh] | 2.821 | 18.17 | 11.98 | 10.67 | 8.365
Constraint Name: RA RPS v3.1 Constraint #: 549
Constraint Type: Required Generation [GWh]
Run Year, Seasons Included: 2012 WINTER SUMMER
Run Year, Seasons Included: 2015 WINTER SUMMER
Run Year, Seasons Included: 2020 WINTER SUMMER
Run Year, Seasons Included: 2025 WINTER SUMMER
Run Year, Seasons Included: 2032 WINTER SUMMER
Time Base: Seasonal/Annual | 2012-2013 | 2014-2017 | 2018-2022 | 2023-2027 | 2028-2035
Standard - [GWh] | 10300 | 12870 | 17480 | 20660 | 22070
-Generation at Eligible Plants [GWh] | 161600 | 161200 | 185800 | 186200 | 243800
-Plus Allowances Purchased [GWh] GWh | 0 | 0 | 0 | 0 | 0
-Less Allowances Sold [MTons] GWh | 0 | 0 | 0 | 0 | 0
-Less Allowances Banked [GWh] | 0 | 0 | 0 | 0 | 0
-Plus Allowances Withdrawn (1:1) [GWh] | 0 | 0 | 0 | 0 | 0
-Plus Allowances Withdrawn (n:1) [GWh] | 0 | 0 | 0 | 0 | 0
Total [GWh] | 161600 | 161200 | 185800 | 186200 | 243800
TBtu Consumed | 132.6 | 115.6 | 113 | 112.6 | 118.3
Heat Rate - [MMBtu/MWh] | 0.8205 | 0.7174 | 0.6084 | 0.6045 | 0.4854
TWh Generated | 161.6 | 161.2 | 185.8 | 186.2 | 243.8
TWh Generated Qualifying | 161.6 | 161.2 | 185.8 | 186.2 | 243.8
Rate - [lb/MWh] | 0 | 0 | 0 | 0 | 0
Constraint Shadow Price [US$/MWh] | 0 | 0 | 0 | 0 | 1.642
Constraint Name: STV RPS v3.1 Constraint #: 550
Constraint Type: Required Generation [GWh]
Run Year, Seasons Included: 2012 WINTER SUMMER
Run Year, Seasons Included: 2015 WINTER SUMMER
Run Year, Seasons Included: 2020 WINTER SUMMER
Run Year, Seasons Included: 2025 WINTER SUMMER
Run Year, Seasons Included: 2032 WINTER SUMMER
Time Base: Seasonal/Annual | 2012-2013 | 2014-2017 | 2018-2022 | 2023-2027 | 2028-2035
Standard - [GWh] | 4056 | 8265 | 15980 | 18360 | 19450
-Generation at Eligible Plants [GWh] | 529700 | 524600 | 537200 | 545300 | 556700
-Plus Allowances Purchased [GWh] GWh | 0 | 0 | 0 | 0 | 0
-Less Allowances Sold [MTons] GWh | 0 | 0 | 0 | 0 | 0
-Less Allowances Banked [GWh] | 0 | 0 | 0 | 0 | 0
-Plus Allowances Withdrawn (1:1) [GWh] | 0 | 0 | 0 | 0 | 0
-Plus Allowances Withdrawn (n:1) [GWh] | 0 | 0 | 0 | 0 | 0
Total [GWh] | 529700 | 524600 | 537200 | 545300 | 556700
TBtu Consumed | 39.41 | 61.16 | 146.5 | 173.5 | 185.7
Heat Rate - [MMBtu/MWh] | 0.0744 | 0.1166 | 0.2726 | 0.3182 | 0.3336
TWh Generated | 529.7 | 524.6 | 537.2 | 545.3 | 556.7
TWh Generated Qualifying | 529.7 | 524.6 | 537.2 | 545.3 | 556.7
Rate - [lb/MWh] | 0 | 0 | 0 | 0 | 0
Constraint Shadow Price [US$/MWh] | 0 | 4.939 | 9.786 | 10.47 | 13.47
Constraint Name: ECAR RPS v3.1 Constraint #: 551
Constraint Type: Required Generation [GWh]
Run Year, Seasons Included: 2012 WINTER SUMMER
Run Year, Seasons Included: 2015 WINTER SUMMER
Run Year, Seasons Included: 2020 WINTER SUMMER
Run Year, Seasons Included: 2025 WINTER SUMMER
Run Year, Seasons Included: 2032 WINTER SUMMER
Time Base: Seasonal/Annual | 2012-2013 | 2014-2017 | 2018-2022 | 2023-2027 | 2028-2035
Standard - [GWh] | 4708 | 17270 | 26670 | 35030 | 36470
-Generation at Eligible Plants [GWh] | 553900 | 554800 | 569600 | 590600 | 611600
-Plus Allowances Purchased [GWh] GWh | 0 | 0 | 0 | 0 | 0
-Less Allowances Sold [MTons] GWh | 0 | 0 | 0 | 0 | 0
-Less Allowances Banked [GWh] | 0 | 0 | 0 | 0 | 0
-Plus Allowances Withdrawn (1:1) [GWh] | 0 | 0 | 0 | 0 | 0
-Plus Allowances Withdrawn (n:1) [GWh] | 0 | 0 | 0 | 0 | 0
Total [GWh] | 553900 | 554800 | 569600 | 590600 | 611600
TBtu Consumed | 37.89 | 163.6 | 269.4 | 358.3 | 382
Heat Rate - [MMBtu/MWh] | 0.06842 | 0.2949 | 0.4729 | 0.6068 | 0.6246
TWh Generated | 553.9 | 554.8 | 569.6 | 590.6 | 611.6
TWh Generated Qualifying | 553.9 | 554.8 | 569.6 | 590.6 | 611.6
Rate - [lb/MWh] | 0 | 0 | 0 | 0 | 0
Constraint Shadow Price [US$/MWh] | 0 | 10.08 | 18.06 | 53.15 | 33.45
Constraint Name: Dummy NOx Constraint for NENG Coal Constraint #: 552
Constraint Type: Rate Cap [MTons]
Run Year, Seasons Included: 2012 WINTER SUMMER
Run Year, Seasons Included: 2015 WINTER SUMMER
Run Year, Seasons Included: 2020 WINTER SUMMER
Run Year, Seasons Included: 2025 WINTER SUMMER
Run Year, Seasons Included: 2032 WINTER SUMMER
Time Base: Seasonal/Annual | 2012-2013 | 2014-2017 | 2018-2022 | 2023-2027 | 2028-2035
Standard - [MTon] | 100000 | 100000 | 100000 | 100000 | 100000
-Emissions at Affected Plants [MTons] | 10.83 | 11.22 | 12.77 | 12.28 | 12.48
-Less Allowances Purchased [MTons] NOX | 0 | 0 | 0 | 0 | 0
-Plus Allowances Sold [MTons] NOX | 0 | 0 | 0 | 0 | 0
-Plus Allowances Banked [MTons] | 0 | 0 | 0 | 0 | 0
-Less Allowances Withdrawn (1:1) [MTons] | 0 | 0 | 0 | 0 | 0
-Less Allowances Withdrawn (n:1) [MTons] | 0 | 0 | 0 | 0 | 0
Total [MTons] | 10.83 | 11.22 | 12.77 | 12.28 | 12.48
TBtu Consumed | 567 | 565.3 | 587.4 | 603.8 | 632.7
Rate - [lb/MMBtu] | 0.0382 | 0.03969 | 0.04347 | 0.04066 | 0.03945
TWh Generated | 71 | 70.5 | 71.94 | 74.75 | 78.61
TWh Generated Qualifying | 71 | 70.5 | 71.94 | 74.75 | 78.61
Rate - [lb/MWh] | 0 | 0 | 0 | 0 | 0
Constraint Shadow Price [US$/Ton] | 0 | 0 | 0 | 0 | 0
Constraint Name: Dummy NOx Constraint to run SCR&SNCR Constraint #: 553
Constraint Type: Rate Cap [MTons]
Run Year, Seasons Included: 2012 WINTER SUMMER
Run Year, Seasons Included: 2015 WINTER SUMMER
Run Year, Seasons Included: 2020 WINTER SUMMER
Run Year, Seasons Included: 2025 WINTER SUMMER
Run Year, Seasons Included: 2032 WINTER SUMMER
Time Base: Seasonal/Annual | 2012-2013 | 2014-2017 | 2018-2022 | 2023-2027 | 2028-2035
Standard - [MTon] | 100000 | 100000 | 100000 | 100000 | 100000
-Emissions at Affected Plants [MTons] | 122.6 | 91.99 | 94.35 | 95.34 | 95.88
-Less Allowances Purchased [MTons] NOX | 0 | 0 | 0 | 0 | 0
-Plus Allowances Sold [MTons] NOX | 0 | 0 | 0 | 0 | 0
-Plus Allowances Banked [MTons] | 0 | 0 | 0 | 0 | 0
-Less Allowances Withdrawn (1:1) [MTons] | 0 | 0 | 0 | 0 | 0
-Less Allowances Withdrawn (n:1) [MTons] | 0 | 0 | 0 | 0 | 0
Total [MTons] | 122.6 | 91.99 | 94.35 | 95.34 | 95.88
TBtu Consumed | 2282 | 2300 | 2348 | 2358 | 2369
Rate - [lb/MMBtu] | 0.1075 | 0.07997 | 0.08036 | 0.08086 | 0.08094
TWh Generated | 238.2 | 239.6 | 244.2 | 245.1 | 246.3
TWh Generated Qualifying | 238.2 | 239.6 | 244.2 | 245.1 | 246.3
Rate - [lb/MWh] | 0 | 0 | 0 | 0 | 0
Constraint Shadow Price [US$/Ton] | 0 | 0 | 0 | 0 | 0

## Fuel report
Fuel Consumption by Fueland FuelType [TBtu]
Fuel | 2012 | 2015 | 2020 | 2025 | 2032
Coal | 21977.7 | 21953.1 | 22590.3 | 23435.7 | 25214.4
Nuclear | 8322.9 | 8472.3 | 8537 | 8757.2 | 9468.7
NaturalGas | 4445.9 | 4532.4 | 5216.1 | 5802.5 | 5730.6
Biomass | 379 | 690 | 1145.3 | 1412.1 | 1452.3
Pet. Coke | 191.1 | 185 | 188.1 | 188.4 | 180.7
Waste Coal | 163.3 | 159 | 158.6 | 159.4 | 171.2
Oil | 42.1 | 127.9 | 215.7 | 102.3 | 61.7
Fuel Costs by Fuel and Fuel Type[MMUS$]
Fuel | 2012 | 2015 | 2020 | 2025 | 2032
Coal | 35291.9 | 33456.6 | 33900.4 | 35303.3 | 39051.4
Nuclear | 5791.9 | 5895.8 | 6334.4 | 6707.2 | 7116.7
NaturalGas | 25405.5 | 27118.7 | 36877.6 | 38464.4 | 39024
Biomass | 734.6 | 1603.3 | 2943.4 | 4322.9 | 4305
Pet. Coke | 255.2 | 247.1 | 251.1 | 251.6 | 241.3
Waste Coal | 212.8 | 203.5 | 205.2 | 207.3 | 231.8
Oil | 216.4 | 673.8 | 1182.9 | 569.6 | 343
Fuel Costs by Fuel and Fuel Type[US$/MMBtu]
Fuel | 2012 | 2015 | 2020 | 2025 | 2032
Coal | 1.61 | 1.52 | 1.5 | 1.51 | 1.55
Nuclear | 0.7 | 0.7 | 0.74 | 0.77 | 0.75
NaturalGas | 5.71 | 5.98 | 7.07 | 6.63 | 6.81
Biomass | 1.94 | 2.32 | 2.57 | 3.06 | 2.96
Pet. Coke | 1.34 | 1.34 | 1.34 | 1.34 | 1.34
Waste Coal | 1.3 | 1.28 | 1.29 | 1.3 | 1.35
Oil | 5.14 | 5.27 | 5.48 | 5.57 | 5.56

## Tables 1-16
IPM 2009 ARRA Reference Case
Regional Summary Report
| 2012 | 2015 | 2020 | 2025 | 2032
-------------------------------------- | -------- | -------- | -------- | -------- | --------
1. Reserve Margin Capacity WINTER [MW] | 999374 | 975228 | 991782 | 1043829 | 1118969
Plus Firm Purchases [MW] | 0 | 0 | 0 | 0 | 0
Plus Transmission In WINTER [MW] | 10239 | 10851 | 16658 | 14576 | 13036
-------------------------------------- | -------- | -------- | -------- | -------- | --------
Total R.M. Capacity WINTER [MW] | 1009613 | 986079 | 1008440 | 1058405 | 1132006
-------------------------------------- | -------- | -------- | -------- | -------- | --------
2. Peak Load WINTER [MW] | 676072 | 694986 | 740880 | 790435 | 848671
Less DSM [MW] | 0 | 0 | 0 | 0 | 0
Plus Firm Sales [MW] | 0 | 0 | 0 | 0 | 0
Plus Transmission Out WINTER [MW] | 10448 | 11073 | 16998 | 14873 | 13303
-------------------------------------- | -------- | -------- | -------- | -------- | --------
Net Demand WINTER [MW] | 686520 | 706059 | 757878 | 805308 | 861973
3. Reserve Margin WINTER [%] | 48 | 40 | 34 | 32 | 32
-------------------------------------- | -------- | -------- | -------- | -------- | --------
1. Reserve Margin Capacity SUMMER [MW] | 999374 | 975228 | 991782 | 1043829 | 1118969
Plus Firm Purchases [MW] | 0 | 0 | 0 | 0 | 0
Plus Transmission In SUMMER [MW] | 22901 | 31512 | 55963 | 65001 | 57535
-------------------------------------- | -------- | -------- | -------- | -------- | --------
Total R.M. Capacity SUMMER [MW] | 1022275 | 1006739 | 1047745 | 1108830 | 1176504
-------------------------------------- | -------- | -------- | -------- | -------- | --------
2. Peak Load SUMMER [MW] | 767247 | 792333 | 847019 | 906070 | 975042
Less DSM [MW] | 0 | 0 | 0 | 0 | 0
Plus Firm Sales [MW] | 0 | 0 | 0 | 0 | 0
Plus Transmission Out SUMMER [MW] | 23368 | 32155 | 57105 | 66328 | 58709
-------------------------------------- | -------- | -------- | -------- | -------- | --------
Net Demand SUMMER [MW] | 790615 | 824488 | 904123 | 972398 | 1033751
3. Reserve Margin SUMMER [%] | 30 | 23 | 17 | 15 | 15
-------------------------------------- | -------- | -------- | -------- | -------- | --------
4. Generation [GWh] | 4135756 | 4183904 | 4395483 | 4622816 | 4893925
Inter-Region Transmission [GWh] | -13257 | -13393 | -14338 | -13735 | -14531
Pumping & Storage Losses [GWh] | 26521 | 28756 | 29164 | 30880 | 32114
Plus Purchases [GWh] | 0 | 0 | 0 | 0 | 0
Less Sales [GWh] | 0 | 0 | 0 | 0 | 0
-------------------------------------- | -------- | -------- | -------- | -------- | --------
5. Total Supply for Demand [GWh] | 4095979 | 4141755 | 4351981 | 4578201 | 4847280
-------------------------------------- | -------- | -------- | -------- | -------- | --------
6. Projected Demand [GWh] | 4095979 | 4141755 | 4351981 | 4578201 | 4847280
Energy Not Served [GWh] | 0 | 0 | 0 | 0 | 0
Less DSM [GWh] | 0 | 0 | 0 | 0 | 0
Energy Demand Response [GWh] | 0 | 0 | 0 | 0 | 0
-------------------------------------- | -------- | -------- | -------- | -------- | --------
Net Demand [GWh] | 4095979 | 4141755 | 4351981 | 4578201 | 4847280
7. Dumped Energy [GWh] | 0 | 0 | 0 | 0 | 0
-------------------------------------- | -------- | -------- | -------- | -------- | --------
8. Total Supply for Demand [GWh] | 4095979 | 4141755 | 4351981 | 4578201 | 4847280
Less T&D Losses [GWh] | 315215 | 318738 | 334916 | 352326 | 373033
-------------------------------------- | -------- | -------- | -------- | -------- | --------
9. Total Sales [GWh] | 3780764 | 3823017 | 4017065 | 4225875 | 4474247
Capacity Avoided Costs [US$/kW] | 2012 | 2015 | 2020 | 2025 | 2032
-------------------------------------- | -------- | -------- | -------- | -------- | --------
WINTER | 0 | 0 | 0 | 0 | 0
SUMMER | 1.19 | 1.69 | 29.94 | 74.46 | 60.74
10. Capacity by Plant Type [MW] | 2012 | 2015 | 2020 | 2025 | 2032
-------------------------------------- | -------- | -------- | -------- | -------- | --------
New SPC-DryFGD_SCR_ACI 01 | 0 | 0 | 1445 | 10797 | 26215
New SPC-WetFGD_SCR 02 | 0 | 0 | 3250 | 3250 | 11733
New Combined Cycle 03 | 0 | 0 | 6064 | 25491 | 44113
New Combustion Turbine 04 | 0 | 0 | 1619 | 19230 | 42018
New Nuclear 05 | 0 | 0 | 0 | 2678 | 11400
New Biomass 06 | 1032 | 1586 | 4885 | 7454 | 8192
New Fuel Cell 07 | 0 | 0 | 0 | 0 | 0
New Geothermal 08 | 676 | 685 | 685 | 685 | 685
New IGCC 09 | 0 | 0 | 0 | 0 | 0
New Coal with CCS 10 | 0 | 2000 | 2000 | 2000 | 2000
New Landfill Gas 11 | 1494 | 1494 | 1675 | 2099 | 2829
New Solar 12 | 16 | 16 | 16 | 16 | 16
New Wind 13 | 32685 | 32685 | 32685 | 32685 | 33095
Exist Coal Steam_WetFGD_SCR_ACI 14 | 6018 | 6018 | 6018 | 6018 | 6018
Exist Coal Steam_WetFGD_SCR 15 | 60305 | 60305 | 60286 | 60274 | 60271
Exist Coal Steam_WetFGD_SNCR 16 | 5841 | 5841 | 5841 | 5742 | 5429
Exist Coal Steam_WetFGD 17 | 38560 | 37450 | 37450 | 37450 | 36518
Exist Coal Steam_DryFGD_SCR_ACI 18 | 4574 | 4574 | 4574 | 4574 | 4574
Exist Coal Steam_DryFGD_SNCR_ACI 19 | 200 | 200 | 200 | 200 | 200
Exist Coal Steam_DryFGD_ACI 20 | 1672 | 1672 | 1672 | 1672 | 1672
Exist Coal Steam_DryFGD_SCR 21 | 4910 | 4910 | 4910 | 4910 | 4910
Exist Coal Steam_DryFGD_SNCR 22 | 587 | 382 | 382 | 382 | 382
Exist Coal Steam_DryFGD 23 | 5430 | 5430 | 5430 | 5430 | 5430
Exist Coal Steam_SCR_ACI 24 | 324 | 324 | 324 | 324 | 324
Exist Coal Steam_SNCR_ACI 25 | 135 | 135 | 135 | 135 | 135
Exist Coal Steam_ACI 26 | 2579 | 822 | 802 | 802 | 802
Exist Coal Steam_SCR 27 | 11182 | 10329 | 9431 | 9431 | 7835
Exist Coal Steam_SNCR 28 | 11113 | 10780 | 9423 | 9130 | 8597
Exist Coal Steam_Uncontrolled 29 | 92174 | 82792 | 76242 | 74989 | 70467
Exist FBC_SNCR 30 | 2725 | 2725 | 2725 | 2725 | 2725
Exist FBC_DryFGD 31 | 98 | 98 | 98 | 98 | 98
Exist FBC_DryFGD_SNCR 32 | 1071 | 1071 | 1071 | 1071 | 1071
Exist FBC_Uncontrolled 33 | 2944 | 2531 | 2526 | 2526 | 2526
Exist Oil/Gas Steam 34 | 89114 | 72670 | 70977 | 70775 | 70047
Exist Oil/Gas Steam_SCR 35 | 20789 | 19787 | 19787 | 19787 | 19787
Exist Oil/Gas Steam_SNCR 36 | 1166 | 600 | 600 | 600 | 600
Exist Nuclear 37 | 101099 | 102944 | 103725 | 103725 | 103725
Exist Hydro 38 | 77475 | 77475 | 77475 | 77475 | 77475
Exist Combined Cycle 39 | 201447 | 196693 | 196693 | 196693 | 196693
Exist IGCC 40 | 1129 | 1129 | 1129 | 1129 | 1129
Exist Combustion Turbine 41 | 137464 | 134017 | 134017 | 134017 | 134017
Exist Biomass 42 | 2396 | 2396 | 2396 | 2396 | 2396
Exist Geothermal 43 | 2526 | 2526 | 2526 | 2526 | 2526
Exist Landfill Gas 44 | 1168 | 1168 | 1168 | 1168 | 1168
Exist Wind 45 | 27034 | 27034 | 27034 | 27034 | 27034
Exist Fuel Cell 46 | 4 | 4 | 4 | 4 | 4
Exist Solar 47 | 712 | 712 | 712 | 712 | 712
Exist Non Fossil_Other 48 | 2921 | 2921 | 2921 | 2921 | 2921
Exist Fossil_Other 49 | 605 | 605 | 605 | 605 | 605
Exist Pump Storage 50 | 20904 | 20904 | 20904 | 20904 | 20904
International Imports 51 | 5650 | 5650 | 5650 | 5650 | 5650
Ret.DryFGD 52 | 818 | 2483 | 4919 | 5009 | 7789
Ret.WetFGD 53 | 0 | 0 | 10 | 10 | 10
Ret.ExistSCR & DryFGD 54 | 1672 | 2519 | 2627 | 2627 | 4212
Ret.ExistSCR & WetFGD 55 | 0 | 0 | 777 | 777 | 777
Ret.ExistSNCR & DryFGD 56 | 960 | 1134 | 1816 | 2108 | 2497
Ret.ExistSNCR & WetFGD 57 | 0 | 0 | 0 | 0 | 0
Ret.ExistACI & DryFGD 58 | 0 | 553 | 553 | 553 | 553
Ret.ExistACI & WetFGD 59 | 452 | 0 | 20 | 20 | 20
Ret.SCR 60 | 2347 | 809 | 960 | 960 | 1769
Ret.ExistDryFGD & SCR 61 | 0 | 0 | 0 | 0 | 0
Ret.ExistWetFGD & SCR 62 | 1953 | 2379 | 2379 | 2478 | 2894
Ret.ExistACI & SCR 63 | 0 | 0 | 0 | 0 | 0
Ret.SNCR 64 | 204 | 176 | 284 | 497 | 629
Ret.ExistDryFGD & SNCR 65 | 0 | 0 | 0 | 0 | 0
Ret.ExistWetFGD & SNCR 66 | 0 | 0 | 0 | 0 | 0
Ret.ExistACI & SNCR 67 | 0 | 0 | 0 | 0 | 0
Ret.FB-SNCR 68 | 0 | 0 | 0 | 0 | 0
Ret.SCR & DryFGD 69 | 60 | 4744 | 5510 | 5745 | 6273
Ret.SCR & WetFGD 70 | 0 | 468 | 3015 | 3015 | 3015
Ret.ExistACI & SCR & DryFGD 71 | 0 | 0 | 0 | 0 | 0
Ret.ExistACI & SCR & WetFGD 72 | 0 | 1633 | 1633 | 1633 | 1633
Ret.ACI 73 | 1256 | 965 | 1937 | 2001 | 2154
Ret.ExistDryFGD & ACI 74 | 0 | 0 | 0 | 0 | 0
Ret.ExistWetFGD & ACI 75 | 0 | 0 | 0 | 0 | 0
Ret.ExistSCR & ACI 76 | 0 | 0 | 0 | 0 | 0
Ret.ExistSNCR & ACI 77 | 0 | 0 | 0 | 0 | 0
Ret.ACI & SCR 78 | 0 | 4 | 4 | 4 | 4
Ret.ExistDryFGD & ACI & SCR 79 | 0 | 0 | 0 | 0 | 0
Ret.ExistWetFGD & ACI & SCR 80 | 0 | 0 | 0 | 0 | 0
Ret.ACI & SNCR 81 | 0 | 0 | 0 | 0 | 0
Ret.ExistDryFGD & ACI & SNCR 82 | 0 | 0 | 0 | 0 | 0
Ret.ExistWetFGD & ACI & SNCR 83 | 0 | 0 | 0 | 0 | 0
Ret.ACI & DryFGD 84 | 0 | 0 | 0 | 0 | 0
Ret.ACI & WetFGD 85 | 0 | 0 | 0 | 0 | 0
Ret.ExistSCR & ACI & DryFGD 86 | 0 | 0 | 0 | 0 | 0
Ret.ExistSCR & ACI & WetFGD 87 | 0 | 0 | 0 | 0 | 0
Ret.ExistSNCR & ACI & DryFGD 88 | 0 | 0 | 0 | 0 | 0
Ret.ExistSNCR & ACI & WetFGD 89 | 0 | 0 | 0 | 0 | 0
Ret.ExistSNCR_DFGD & ACI 90 | 0 | 0 | 0 | 0 | 0
Ret.ExistSNCR_WFGD & ACI 91 | 0 | 0 | 0 | 0 | 309
Ret.ExistSCR_DFGD & ACI 92 | 0 | 0 | 0 | 0 | 0
Ret.ExistSCR_WFGD & ACI 93 | 283 | 283 | 302 | 314 | 317
Ret.SCR & DryFGD & ACI 94 | 0 | 0 | 0 | 0 | 0
Ret.SCR & WetFGD & ACI 95 | 0 | 0 | 0 | 0 | 0
Ret.ExistSCR_ACI & DryFGD 96 | 0 | 0 | 0 | 0 | 0
Ret.ExistSCR_ACI & WetFGD 97 | 0 | 0 | 0 | 0 | 0
Ret.FB-ExistDryFGD & ACI & SNCR 98 | 0 | 0 | 0 | 0 | 0
Ret.ExistDryFGD_ACI & SCR 99 | 0 | 0 | 0 | 0 | 0
Ret.ExistSNCR_ACI & DryFGD 100 | 0 | 0 | 0 | 0 | 0
Ret.ExistSNCR_ACI & WetFGD 101 | 0 | 0 | 0 | 0 | 0
Ret.FB-ExistDryFGD & SNCR 102 | 0 | 0 | 0 | 0 | 0
Ret.FB-ACI & SNCR 103 | 0 | 0 | 0 | 0 | 0
Ret.ExistDryFGD_ACI & CCS 104 | 0 | 0 | 0 | 0 | 0
Ret.ExistDryFGD_ACI & SCR & CCS 105 | 0 | 0 | 0 | 0 | 0
Ret.ExistACI & DryFGD & CCS 106 | 0 | 0 | 0 | 0 | 0
Ret.ExistACI & WetFGD & CCS 107 | 0 | 0 | 0 | 0 | 0
Ret.ExistSCR_ACI & WetFGD & CCS 108 | 0 | 0 | 0 | 0 | 0
Ret.ExistSCR_DFGD_ACI & CCS 109 | 0 | 0 | 0 | 0 | 0
Ret.ExistSCR_WFGD_ACI & CCS 110 | 0 | 0 | 0 | 0 | 0
Ret.ExistACI & SCR & DryFGD & CCS 111 | 0 | 0 | 0 | 0 | 0
Ret.ExistACI & SCR & WetFGD & CCS 112 | 0 | 0 | 0 | 0 | 0
Ret.ExistWetFGD_SCR & CCS 113 | 0 | 0 | 0 | 0 | 0
Ret.ExistWetFGD_SNCR & CCS 114 | 0 | 0 | 0 | 0 | 0
Ret.ExistWetFGD & CCS 115 | 0 | 0 | 0 | 0 | 0
Ret.ExistDryFGD_SCR & CCS 116 | 0 | 0 | 0 | 0 | 0
Ret.ExistDryFGD & CCS 117 | 0 | 0 | 0 | 0 | 0
Ret.ExistDryFGD & SCR & CCS 118 | 0 | 0 | 0 | 0 | 0
Ret.ExistWetFGD & SCR & CCS 119 | 0 | 0 | 0 | 0 | 0
Ret.DryFGD & CCS 120 | 0 | 0 | 0 | 0 | 0
Ret.WetFGD & CCS 121 | 0 | 0 | 0 | 0 | 0
Ret.ExistSCR & DryFGD & CCS 122 | 0 | 0 | 0 | 0 | 0
Ret.ExistSCR & WetFGD & CCS 123 | 0 | 0 | 0 | 0 | 0
Ret.ExistSNCR & DryFGD & CCS 124 | 0 | 0 | 0 | 0 | 0
Ret.ExistSNCR & WetFGD & CCS 125 | 0 | 0 | 0 | 0 | 0
Ret.ExistDryFGD & ACI & CCS 126 | 0 | 0 | 0 | 0 | 0
Ret.ExistWetFGD & ACI & CCS 127 | 0 | 0 | 0 | 0 | 0
Ret.ExistDryFGD_SCR & ACI & CCS 128 | 0 | 0 | 0 | 0 | 0
Ret.ExistWetFGD_SCR & ACI & CCS 129 | 0 | 0 | 0 | 0 | 0
Ret.ExistWetFGD_SNCR & ACI & CCS 130 | 0 | 0 | 0 | 0 | 0
Ret.SCR & DryFGD & CCS 131 | 0 | 0 | 0 | 0 | 0
Ret.SCR & WetFGD & CCS 132 | 0 | 0 | 0 | 0 | 0
Ret.ExistDryFGD & ACI & SCR & CCS 133 | 0 | 0 | 0 | 0 | 0
Ret.ExistWetFGD & ACI & SCR & CCS 134 | 0 | 0 | 0 | 0 | 0
Ret.DryFGD & ACI & CCS 135 | 0 | 0 | 0 | 0 | 0
Ret.WetFGD & ACI & CCS 136 | 0 | 0 | 0 | 0 | 0
Ret.ExistSCR & DryFGD & ACI & CCS 137 | 0 | 0 | 0 | 0 | 0
Ret.ExistSCR & WetFGD & ACI & CCS 138 | 0 | 0 | 0 | 0 | 0
Ret.ExistSNCR & DryFGD & ACI & CCS 139 | 0 | 0 | 0 | 0 | 0
Ret.ExistSNCR & WetFGD & ACI & CCS 140 | 0 | 0 | 0 | 0 | 0
Ret.ACI & SCR & WetFGD & CCS 141 | 0 | 0 | 0 | 0 | 0
Ret.ACI & SCR & DryFGD & CCS 142 | 0 | 0 | 0 | 0 | 0
CT Early Retirement 143 | 0 | 3448 | 3448 | 3448 | 3448
CC Early Retirement 144 | 0 | 4754 | 4754 | 4754 | 4754
O/G Early Retirement 145 | 0 | 15360 | 15360 | 15360 | 15862
Coal Early Retirement 146 | 0 | 4793 | 4793 | 4793 | 4793
Nuke Early Retirement 147 | 0 | 0 | 0 | 0 | 0
Ret.ACI & DDryFGD 148 | 354 | 354 | 354 | 354 | 354
Ret.ACI & DSCR 149 | 0 | 0 | 0 | 0 | 0
Ret.ACI & DWetFGD 150 | 0 | 0 | 0 | 0 | 0
Ret.DACI 151 | 0 | 0 | 0 | 0 | 0
Ret.DACI & DryFGD 152 | 0 | 0 | 0 | 0 | 0
Ret.DACI & SCR 153 | 0 | 0 | 0 | 0 | 0
Ret.DACI & SNCR 154 | 0 | 0 | 0 | 0 | 0
Ret.DACI & WetFGD 155 | 0 | 0 | 0 | 0 | 0
Ret.DDryFGD 156 | 2683 | 2698 | 2866 | 2866 | 3051
Ret.DSCR 157 | 1860 | 2128 | 2128 | 2128 | 2128
Ret.DSCR & DryFGD 158 | 0 | 0 | 0 | 0 | 0
Ret.DSCR & DryFGD & ACI 159 | 0 | 0 | 0 | 0 | 0
Ret.DSCR & DWetFGD 160 | 1882 | 1882 | 2107 | 2107 | 2107
Ret.DSCR & DWetFGD & ACI 161 | 0 | 0 | 0 | 0 | 0
Ret.DSCR & WetFGD 162 | 0 | 0 | 0 | 0 | 0
Ret.DSCR & WetFGD & ACI 163 | 0 | 0 | 0 | 0 | 0
Ret.DWetFGD 164 | 12917 | 12917 | 12693 | 13331 | 13343
Ret.ExistSCR & ACI & DWetFGD 165 | 0 | 0 | 0 | 0 | 0
Ret.ExistSCR & DACI 166 | 0 | 0 | 0 | 0 | 0
Ret.ExistSCR & DDryFGD 167 | 242 | 242 | 242 | 242 | 242
Ret.ExistSCR & DWetFGD 168 | 31965 | 31965 | 31965 | 31965 | 31965
Ret.ExistSCR_ACI & DWetFGD 169 | 632 | 632 | 632 | 632 | 632
Ret.ExistSNCR & ACI & DDryFGD 170 | 0 | 0 | 0 | 0 | 0
Ret.ExistSNCR & ACI & DWetFGD 171 | 0 | 0 | 0 | 0 | 0
Ret.ExistSNCR & DACI 172 | 0 | 0 | 0 | 0 | 0
Ret.ExistSNCR & DACI & DryFGD 173 | 0 | 0 | 0 | 0 | 0
Ret.ExistSNCR & DACI & DWetFGD 174 | 0 | 0 | 0 | 0 | 0
Ret.ExistSNCR & DACI & WetFGD 175 | 0 | 0 | 0 | 0 | 0
Ret.ExistSNCR & DDryFGD 176 | 171 | 171 | 171 | 171 | 171
Ret.ExistSNCR & DWetFGD 177 | 3940 | 3940 | 3940 | 3940 | 3940
Ret.ExistWetFGD & ACI & DSCR 178 | 0 | 0 | 0 | 0 | 0
Ret.ExistWetFGD & DACI 179 | 0 | 0 | 0 | 0 | 0
Ret.ExistWetFGD & DACI & DSCR 180 | 0 | 0 | 0 | 0 | 0
Ret.ExistWetFGD & DACI & SCR 181 | 0 | 0 | 0 | 0 | 0
Ret.ExistWetFGD & DSCR 182 | 1382 | 2017 | 2017 | 2017 | 2537
Ret.SCR & DDryFGD 183 | 2 | 2 | 2 | 2 | 40
Ret.SCR & DDryFGD & ACI 184 | 0 | 0 | 0 | 0 | 0
Ret.SCR & DryFGD & DACI 185 | 0 | 0 | 0 | 0 | 0
Ret.SCR & DWetFGD 186 | 0 | 0 | 0 | 0 | 0
Ret.SCR & DWetFGD & ACI 187 | 0 | 0 | 0 | 0 | 0
Ret.SCR & DWetFGD & DACI 188 | 0 | 0 | 0 | 0 | 0
Ret.SCR & WetFGD & DACI 189 | 0 | 0 | 0 | 0 | 0
Ret.ACI & DSCR & DryFGD & CCS 190 | 0 | 0 | 0 | 0 | 0
Ret.ACI & DSCR & DWetFGD & CCS 191 | 0 | 0 | 0 | 0 | 0
Ret.ACI & DSCR & WetFGD & CCS 192 | 0 | 0 | 0 | 0 | 0
Ret.ACI & SCR & DDryFGD & CCS 193 | 0 | 0 | 0 | 0 | 0
Ret.ACI & SCR & DWetFGD & CCS 194 | 0 | 0 | 0 | 0 | 0
Ret.DACI & SCR & DryFGD & CCS 195 | 0 | 0 | 0 | 0 | 0
Ret.DACI & SCR & WetFGD & CCS 196 | 0 | 0 | 0 | 0 | 0
Ret.DDryFGD & ACI & CCS 197 | 0 | 0 | 0 | 0 | 0
Ret.DDryFGD & CCS 198 | 0 | 0 | 0 | 0 | 0
Ret.DryFGD & DACI & CCS 199 | 0 | 0 | 0 | 0 | 0
Ret.DSCR & DryFGD & CCS 200 | 0 | 0 | 0 | 0 | 0
Ret.DSCR & DWetFGD & CCS 201 | 0 | 0 | 0 | 0 | 0
Ret.DSCR & WetFGD & CCS 202 | 0 | 0 | 0 | 0 | 0
Ret.DWetFGD & ACI & CCS 203 | 0 | 0 | 0 | 0 | 0
Ret.DWetFGD & CCS 204 | 0 | 0 | 0 | 0 | 0
Ret.ExistSCR & DWetFGD & ACI & CCS 205 | 0 | 0 | 0 | 0 | 0
Ret.ExistSCR & DWetFGD & CCS 206 | 0 | 0 | 0 | 0 | 0
Ret.ExistSCR_ACI & DWetFGD & CCS 207 | 0 | 0 | 0 | 0 | 0
Ret.ExistSNCR & DryFGD & DACI & CCS208 | 0 | 0 | 0 | 0 | 0
Ret.ExistSNCR & DWetFGD & ACI & CCS209 | 0 | 0 | 0 | 0 | 0
Ret.ExistSNCR & DWetFGD & CCS 210 | 0 | 0 | 0 | 0 | 0
Ret.ExistWetFGD & ACI & DSCR & CCS 211 | 0 | 0 | 0 | 0 | 0
Ret.ExistWetFGD & DACI & CCS 212 | 0 | 0 | 0 | 0 | 0
Ret.ExistWetFGD & DACI & DSCR & CCS213 | 0 | 0 | 0 | 0 | 0
Ret.ExistWetFGD & DACI & SCR & CCS 214 | 0 | 0 | 0 | 0 | 0
Ret.ExistWetFGD & DSCR & CCS 215 | 0 | 0 | 0 | 0 | 0
Ret.SCR & DDryFGD & CCS 216 | 0 | 0 | 0 | 0 | 0
Ret.WetFGD & DACI & CCS 217 | 0 | 0 | 0 | 0 | 0
Ret.SCR & DWetFGD & CCS 218 | 0 | 0 | 0 | 0 | 0
Ret.Oil/Gas Steam SCR 219 | 2739 | 5391 | 7084 | 7286 | 7511
-------------------------------------- | -------- | -------- | -------- | -------- | --------
Total | 1052726 | 1056935 | 1073489 | 1125536 | 1201407
11. Capacity Additions and Changes
by Plant Type [MW] | 2012 | 2015 | 2020 | 2025 | 2032
-------------------------------------- | -------- | -------- | -------- | -------- | --------
New SPC-DryFGD_SCR_ACI 01 | 0 | 0 | 1445 | 9352 | 15417
New SPC-WetFGD_SCR 02 | 0 | 0 | 3250 | 0 | 8482
New Combined Cycle 03 | 0 | 0 | 6064 | 19427 | 18622
New Combustion Turbine 04 | 0 | 0 | 1619 | 17611 | 22788
New Nuclear 05 | 0 | 0 | 0 | 2678 | 8722
New Biomass 06 | 1032 | 554 | 3299 | 2569 | 738
New Fuel Cell 07 | 0 | 0 | 0 | 0 | 0
New Geothermal 08 | 676 | 9 | 0 | 0 | 0
New IGCC 09 | 0 | 0 | 0 | 0 | 0
New Coal with CCS 10 | 0 | 2000 | 0 | 0 | 0
New Landfill Gas 11 | 1494 | 0 | 181 | 424 | 730
New Solar 12 | 16 | 0 | 0 | 0 | 0
New Wind 13 | 32685 | 0 | 0 | 0 | 411
Exist Coal Steam_WetFGD_SCR_ACI 14 | 0 | 0 | 0 | 0 | 0
Exist Coal Steam_WetFGD_SCR 15 | 0 | 0 | 0 | 0 | 0
Exist Coal Steam_WetFGD_SNCR 16 | 0 | 0 | 0 | 0 | 0
Exist Coal Steam_WetFGD 17 | 0 | 0 | 0 | 0 | 0
Exist Coal Steam_DryFGD_SCR_ACI 18 | 0 | 0 | 0 | 0 | 0
Exist Coal Steam_DryFGD_SNCR_ACI 19 | 0 | 0 | 0 | 0 | 0
Exist Coal Steam_DryFGD_ACI 20 | 0 | 0 | 0 | 0 | 0
Exist Coal Steam_DryFGD_SCR 21 | 0 | 0 | 0 | 0 | 0
Exist Coal Steam_DryFGD_SNCR 22 | 0 | 0 | 0 | 0 | 0
Exist Coal Steam_DryFGD 23 | 0 | 0 | 0 | 0 | 0
Exist Coal Steam_SCR_ACI 24 | 0 | 0 | 0 | 0 | 0
Exist Coal Steam_SNCR_ACI 25 | 0 | 0 | 0 | 0 | 0
Exist Coal Steam_ACI 26 | 0 | 0 | 0 | 0 | 0
Exist Coal Steam_SCR 27 | 0 | 0 | 0 | 0 | 0
Exist Coal Steam_SNCR 28 | 0 | 0 | 0 | 0 | 0
Exist Coal Steam_Uncontrolled 29 | 0 | 0 | 0 | 0 | 0
Exist FBC_SNCR 30 | 0 | 0 | 0 | 0 | 0
Exist FBC_DryFGD 31 | 0 | 0 | 0 | 0 | 0
Exist FBC_DryFGD_SNCR 32 | 0 | 0 | 0 | 0 | 0
Exist FBC_Uncontrolled 33 | 0 | 0 | 0 | 0 | 0
Exist Oil/Gas Steam 34 | 0 | 0 | 0 | 0 | 0
Exist Oil/Gas Steam_SCR 35 | 0 | 0 | 0 | 0 | 0
Exist Oil/Gas Steam_SNCR 36 | 0 | 0 | 0 | 0 | 0
Exist Nuclear 37 | 0 | 0 | 0 | 0 | 0
Exist Hydro 38 | 0 | 0 | 0 | 0 | 0
Exist Combined Cycle 39 | 0 | 0 | 0 | 0 | 0
Exist IGCC 40 | 0 | 0 | 0 | 0 | 0
Exist Combustion Turbine 41 | 0 | 0 | 0 | 0 | 0
Exist Biomass 42 | 0 | 0 | 0 | 0 | 0
Exist Geothermal 43 | 0 | 0 | 0 | 0 | 0
Exist Landfill Gas 44 | 0 | 0 | 0 | 0 | 0
Exist Wind 45 | 0 | 0 | 0 | 0 | 0
Exist Fuel Cell 46 | 0 | 0 | 0 | 0 | 0
Exist Solar 47 | 0 | 0 | 0 | 0 | 0
Exist Non Fossil_Other 48 | 0 | 0 | 0 | 0 | 0
Exist Fossil_Other 49 | 0 | 0 | 0 | 0 | 0
Exist Pump Storage 50 | 0 | 0 | 0 | 0 | 0
International Imports 51 | 0 | 0 | 0 | 0 | 0
Ret.DryFGD 52 | 818 | 1868 | 2438 | 92 | 2780
Ret.WetFGD 53 | 0 | 0 | 2557 | 0 | 0
Ret.ExistSCR & DryFGD 54 | 1672 | 847 | 108 | 0 | 1585
Ret.ExistSCR & WetFGD 55 | 0 | 0 | 777 | 0 | 0
Ret.ExistSNCR & DryFGD 56 | 960 | 175 | 682 | 292 | 389
Ret.ExistSNCR & WetFGD 57 | 0 | 0 | 0 | 0 | 0
Ret.ExistACI & DryFGD 58 | 0 | 553 | 0 | 0 | 0
Ret.ExistACI & WetFGD 59 | 452 | 1181 | 20 | 0 | 0
Ret.SCR 60 | 2347 | 4 | 211 | 0 | 809
Ret.ExistDryFGD & SCR 61 | 0 | 0 | 0 | 0 | 0
Ret.ExistWetFGD & SCR 62 | 1953 | 426 | 0 | 99 | 416
Ret.ExistACI & SCR 63 | 0 | 0 | 0 | 0 | 0
Ret.SNCR 64 | 204 | 0 | 108 | 213 | 132
Ret.ExistDryFGD & SNCR 65 | 0 | 0 | 0 | 0 | 0
Ret.ExistWetFGD & SNCR 66 | 0 | 0 | 0 | 0 | 0
Ret.ExistACI & SNCR 67 | 0 | 0 | 0 | 0 | 0
Ret.FB-SNCR 68 | 0 | 0 | 0 | 0 | 0
Ret.SCR & DryFGD 69 | 60 | 4684 | 766 | 235 | 528
Ret.SCR & WetFGD 70 | 0 | 468 | 2547 | 0 | 0
Ret.ExistACI & SCR & DryFGD 71 | 0 | 0 | 0 | 0 | 0
Ret.ExistACI & SCR & WetFGD 72 | 0 | 1633 | 0 | 0 | 0
Ret.ACI 73 | 1256 | 833 | 973 | 64 | 153
Ret.ExistDryFGD & ACI 74 | 0 | 0 | 0 | 0 | 0
Ret.ExistWetFGD & ACI 75 | 0 | 0 | 0 | 0 | 0
Ret.ExistSCR & ACI 76 | 0 | 0 | 0 | 0 | 0
Ret.ExistSNCR & ACI 77 | 0 | 0 | 0 | 0 | 0
Ret.ACI & SCR 78 | 0 | 4 | 0 | 0 | 0
Ret.ExistDryFGD & ACI & SCR 79 | 0 | 0 | 0 | 0 | 0
Ret.ExistWetFGD & ACI & SCR 80 | 0 | 0 | 0 | 0 | 0
Ret.ACI & SNCR 81 | 0 | 0 | 0 | 0 | 0
Ret.ExistDryFGD & ACI & SNCR 82 | 0 | 0 | 0 | 0 | 0
Ret.ExistWetFGD & ACI & SNCR 83 | 0 | 0 | 0 | 0 | 0
Ret.ACI & DryFGD 84 | 0 | 0 | 0 | 0 | 0
Ret.ACI & WetFGD 85 | 0 | 0 | 0 | 0 | 0
Ret.ExistSCR & ACI & DryFGD 86 | 0 | 0 | 0 | 0 | 0
Ret.ExistSCR & ACI & WetFGD 87 | 0 | 0 | 0 | 0 | 0
Ret.ExistSNCR & ACI & DryFGD 88 | 0 | 0 | 0 | 0 | 0
Ret.ExistSNCR & ACI & WetFGD 89 | 0 | 0 | 0 | 0 | 0
Ret.ExistSNCR_DFGD & ACI 90 | 0 | 0 | 0 | 0 | 0
Ret.ExistSNCR_WFGD & ACI 91 | 0 | 0 | 0 | 0 | 309
Ret.ExistSCR_DFGD & ACI 92 | 0 | 0 | 0 | 0 | 0
Ret.ExistSCR_WFGD & ACI 93 | 283 | 0 | 19 | 12 | 2
Ret.SCR & DryFGD & ACI 94 | 0 | 0 | 0 | 0 | 0
Ret.SCR & WetFGD & ACI 95 | 0 | 0 | 0 | 0 | 0
Ret.ExistSCR_ACI & DryFGD 96 | 0 | 0 | 0 | 0 | 0
Ret.ExistSCR_ACI & WetFGD 97 | 0 | 0 | 0 | 0 | 0
Ret.FB-ExistDryFGD & ACI & SNCR 98 | 0 | 0 | 0 | 0 | 0
Ret.ExistDryFGD_ACI & SCR 99 | 0 | 0 | 0 | 0 | 0
Ret.ExistSNCR_ACI & DryFGD 100 | 0 | 0 | 0 | 0 | 0
Ret.ExistSNCR_ACI & WetFGD 101 | 0 | 0 | 0 | 0 | 0
Ret.FB-ExistDryFGD & SNCR 102 | 0 | 0 | 0 | 0 | 0
Ret.FB-ACI & SNCR 103 | 0 | 0 | 0 | 0 | 0
Ret.ExistDryFGD_ACI & CCS 104 | 0 | 0 | 0 | 0 | 0
Ret.ExistDryFGD_ACI & SCR & CCS 105 | 0 | 0 | 0 | 0 | 0
Ret.ExistACI & DryFGD & CCS 106 | 0 | 0 | 0 | 0 | 0
Ret.ExistACI & WetFGD & CCS 107 | 0 | 0 | 0 | 0 | 0
Ret.ExistSCR_ACI & WetFGD & CCS 108 | 0 | 0 | 0 | 0 | 0
Ret.ExistSCR_DFGD_ACI & CCS 109 | 0 | 0 | 0 | 0 | 0
Ret.ExistSCR_WFGD_ACI & CCS 110 | 0 | 0 | 0 | 0 | 0
Ret.ExistACI & SCR & DryFGD & CCS 111 | 0 | 0 | 0 | 0 | 0
Ret.ExistACI & SCR & WetFGD & CCS 112 | 0 | 0 | 0 | 0 | 0
Ret.ExistWetFGD_SCR & CCS 113 | 0 | 0 | 0 | 0 | 0
Ret.ExistWetFGD_SNCR & CCS 114 | 0 | 0 | 0 | 0 | 0
Ret.ExistWetFGD & CCS 115 | 0 | 0 | 0 | 0 | 0
Ret.ExistDryFGD_SCR & CCS 116 | 0 | 0 | 0 | 0 | 0
Ret.ExistDryFGD & CCS 117 | 0 | 0 | 0 | 0 | 0
Ret.ExistDryFGD & SCR & CCS 118 | 0 | 0 | 0 | 0 | 0
Ret.ExistWetFGD & SCR & CCS 119 | 0 | 0 | 0 | 0 | 0
Ret.DryFGD & CCS 120 | 0 | 0 | 0 | 0 | 0
Ret.WetFGD & CCS 121 | 0 | 0 | 0 | 0 | 0
Ret.ExistSCR & DryFGD & CCS 122 | 0 | 0 | 0 | 0 | 0
Ret.ExistSCR & WetFGD & CCS 123 | 0 | 0 | 0 | 0 | 0
Ret.ExistSNCR & DryFGD & CCS 124 | 0 | 0 | 0 | 0 | 0
Ret.ExistSNCR & WetFGD & CCS 125 | 0 | 0 | 0 | 0 | 0
Ret.ExistDryFGD & ACI & CCS 126 | 0 | 0 | 0 | 0 | 0
Ret.ExistWetFGD & ACI & CCS 127 | 0 | 0 | 0 | 0 | 0
Ret.ExistDryFGD_SCR & ACI & CCS 128 | 0 | 0 | 0 | 0 | 0
Ret.ExistWetFGD_SCR & ACI & CCS 129 | 0 | 0 | 0 | 0 | 0
Ret.ExistWetFGD_SNCR & ACI & CCS 130 | 0 | 0 | 0 | 0 | 0
Ret.SCR & DryFGD & CCS 131 | 0 | 0 | 0 | 0 | 0
Ret.SCR & WetFGD & CCS 132 | 0 | 0 | 0 | 0 | 0
Ret.ExistDryFGD & ACI & SCR & CCS 133 | 0 | 0 | 0 | 0 | 0
Ret.ExistWetFGD & ACI & SCR & CCS 134 | 0 | 0 | 0 | 0 | 0
Ret.DryFGD & ACI & CCS 135 | 0 | 0 | 0 | 0 | 0
Ret.WetFGD & ACI & CCS 136 | 0 | 0 | 0 | 0 | 0
Ret.ExistSCR & DryFGD & ACI & CCS 137 | 0 | 0 | 0 | 0 | 0
Ret.ExistSCR & WetFGD & ACI & CCS 138 | 0 | 0 | 0 | 0 | 0
Ret.ExistSNCR & DryFGD & ACI & CCS 139 | 0 | 0 | 0 | 0 | 0
Ret.ExistSNCR & WetFGD & ACI & CCS 140 | 0 | 0 | 0 | 0 | 0
Ret.ACI & SCR & WetFGD & CCS 141 | 0 | 0 | 0 | 0 | 0
Ret.ACI & SCR & DryFGD & CCS 142 | 0 | 0 | 0 | 0 | 0
CT Early Retirement 143 | 0 | 3448 | 0 | 0 | 0
CC Early Retirement 144 | 0 | 4754 | 0 | 0 | 0
O/G Early Retirement 145 | 0 | 15360 | 0 | 0 | 502
Coal Early Retirement 146 | 0 | 4793 | 0 | 0 | 0
Nuke Early Retirement 147 | 0 | 0 | 0 | 0 | 0
Ret.ACI & DDryFGD 148 | 354 | 0 | 0 | 0 | 0
Ret.ACI & DSCR 149 | 0 | 0 | 0 | 0 | 0
Ret.ACI & DWetFGD 150 | 0 | 0 | 0 | 0 | 0
Ret.DACI 151 | 0 | 0 | 0 | 0 | 0
Ret.DACI & DryFGD 152 | 0 | 0 | 0 | 0 | 0
Ret.DACI & SCR 153 | 0 | 0 | 0 | 0 | 0
Ret.DACI & SNCR 154 | 0 | 0 | 0 | 0 | 0
Ret.DACI & WetFGD 155 | 0 | 0 | 0 | 0 | 0
Ret.DDryFGD 156 | 2683 | 16 | 168 | 0 | 223
Ret.DSCR 157 | 2475 | 268 | 0 | 0 | 0
Ret.DSCR & DryFGD 158 | 0 | 0 | 0 | 0 | 0
Ret.DSCR & DryFGD & ACI 159 | 0 | 0 | 0 | 0 | 0
Ret.DSCR & DWetFGD 160 | 1882 | 0 | 224 | 0 | 0
Ret.DSCR & DWetFGD & ACI 161 | 0 | 0 | 0 | 0 | 0
Ret.DSCR & WetFGD 162 | 0 | 0 | 0 | 0 | 0
Ret.DSCR & WetFGD & ACI 163 | 0 | 0 | 0 | 0 | 0
Ret.DWetFGD 164 | 13570 | 0 | 0 | 638 | 12
Ret.ExistSCR & ACI & DWetFGD 165 | 0 | 0 | 0 | 0 | 0
Ret.ExistSCR & DACI 166 | 0 | 0 | 0 | 0 | 0
Ret.ExistSCR & DDryFGD 167 | 242 | 0 | 0 | 0 | 0
Ret.ExistSCR & DWetFGD 168 | 31965 | 0 | 0 | 0 | 0
Ret.ExistSCR_ACI & DWetFGD 169 | 632 | 0 | 0 | 0 | 0
Ret.ExistSNCR & ACI & DDryFGD 170 | 0 | 0 | 0 | 0 | 0
Ret.ExistSNCR & ACI & DWetFGD 171 | 0 | 0 | 0 | 0 | 0
Ret.ExistSNCR & DACI 172 | 0 | 0 | 0 | 0 | 0
Ret.ExistSNCR & DACI & DryFGD 173 | 0 | 0 | 0 | 0 | 0
Ret.ExistSNCR & DACI & DWetFGD 174 | 0 | 0 | 0 | 0 | 0
Ret.ExistSNCR & DACI & WetFGD 175 | 0 | 0 | 0 | 0 | 0
Ret.ExistSNCR & DDryFGD 176 | 171 | 0 | 0 | 0 | 0
Ret.ExistSNCR & DWetFGD 177 | 3940 | 0 | 0 | 0 | 0
Ret.ExistWetFGD & ACI & DSCR 178 | 0 | 0 | 0 | 0 | 0
Ret.ExistWetFGD & DACI 179 | 0 | 0 | 0 | 0 | 0
Ret.ExistWetFGD & DACI & DSCR 180 | 0 | 0 | 0 | 0 | 0
Ret.ExistWetFGD & DACI & SCR 181 | 0 | 0 | 0 | 0 | 0
Ret.ExistWetFGD & DSCR 182 | 1382 | 634 | 0 | 0 | 520
Ret.SCR & DDryFGD 183 | 2 | 0 | 0 | 0 | 38
Ret.SCR & DDryFGD & ACI 184 | 0 | 0 | 0 | 0 | 0
Ret.SCR & DryFGD & DACI 185 | 0 | 0 | 0 | 0 | 0
Ret.SCR & DWetFGD 186 | 0 | 0 | 0 | 0 | 0
Ret.SCR & DWetFGD & ACI 187 | 0 | 0 | 0 | 0 | 0
Ret.SCR & DWetFGD & DACI 188 | 0 | 0 | 0 | 0 | 0
Ret.SCR & WetFGD & DACI 189 | 0 | 0 | 0 | 0 | 0
Ret.ACI & DSCR & DryFGD & CCS 190 | 0 | 0 | 0 | 0 | 0
Ret.ACI & DSCR & DWetFGD & CCS 191 | 0 | 0 | 0 | 0 | 0
Ret.ACI & DSCR & WetFGD & CCS 192 | 0 | 0 | 0 | 0 | 0
Ret.ACI & SCR & DDryFGD & CCS 193 | 0 | 0 | 0 | 0 | 0
Ret.ACI & SCR & DWetFGD & CCS 194 | 0 | 0 | 0 | 0 | 0
Ret.DACI & SCR & DryFGD & CCS 195 | 0 | 0 | 0 | 0 | 0
Ret.DACI & SCR & WetFGD & CCS 196 | 0 | 0 | 0 | 0 | 0
Ret.DDryFGD & ACI & CCS 197 | 0 | 0 | 0 | 0 | 0
Ret.DDryFGD & CCS 198 | 0 | 0 | 0 | 0 | 0
Ret.DryFGD & DACI & CCS 199 | 0 | 0 | 0 | 0 | 0
Ret.DSCR & DryFGD & CCS 200 | 0 | 0 | 0 | 0 | 0
Ret.DSCR & DWetFGD & CCS 201 | 0 | 0 | 0 | 0 | 0
Ret.DSCR & WetFGD & CCS 202 | 0 | 0 | 0 | 0 | 0
Ret.DWetFGD & ACI & CCS 203 | 0 | 0 | 0 | 0 | 0
Ret.DWetFGD & CCS 204 | 0 | 0 | 0 | 0 | 0
Ret.ExistSCR & DWetFGD & ACI & CCS 205 | 0 | 0 | 0 | 0 | 0
Ret.ExistSCR & DWetFGD & CCS 206 | 0 | 0 | 0 | 0 | 0
Ret.ExistSCR_ACI & DWetFGD & CCS 207 | 0 | 0 | 0 | 0 | 0
Ret.ExistSNCR & DryFGD & DACI & CCS208 | 0 | 0 | 0 | 0 | 0
Ret.ExistSNCR & DWetFGD & ACI & CCS209 | 0 | 0 | 0 | 0 | 0
Ret.ExistSNCR & DWetFGD & CCS 210 | 0 | 0 | 0 | 0 | 0
Ret.ExistWetFGD & ACI & DSCR & CCS 211 | 0 | 0 | 0 | 0 | 0
Ret.ExistWetFGD & DACI & CCS 212 | 0 | 0 | 0 | 0 | 0
Ret.ExistWetFGD & DACI & DSCR & CCS213 | 0 | 0 | 0 | 0 | 0
Ret.ExistWetFGD & DACI & SCR & CCS 214 | 0 | 0 | 0 | 0 | 0
Ret.ExistWetFGD & DSCR & CCS 215 | 0 | 0 | 0 | 0 | 0
Ret.SCR & DDryFGD & CCS 216 | 0 | 0 | 0 | 0 | 0
Ret.WetFGD & DACI & CCS 217 | 0 | 0 | 0 | 0 | 0
Ret.SCR & DWetFGD & CCS 218 | 0 | 0 | 0 | 0 | 0
Ret.Oil/Gas Steam SCR 219 | 2739 | 2652 | 1693 | 202 | 225
-------------------------------------- | -------- | -------- | -------- | -------- | --------
Total | 107947 | 47162 | 29149 | 53907 | 84536
12. Generation by Plant Type [GWh] | 2012 | 2015 | 2020 | 2025 | 2032
-------------------------------------- | -------- | -------- | -------- | -------- | --------
New SPC-DryFGD_SCR_ACI 01 | 0 | 0 | 10758 | 80395 | 195191
New SPC-WetFGD_SCR 02 | 0 | 0 | 24202 | 24202 | 87360
New Combined Cycle 03 | 0 | 0 | 38216 | 154928 | 240105
New Combustion Turbine 04 | 0 | 0 | 990 | 11680 | 23087
New Nuclear 05 | 0 | 0 | 0 | 21112 | 89878
New Biomass 06 | 7199 | 11426 | 36081 | 55501 | 60995
New Fuel Cell 07 | 0 | 0 | 0 | 0 | 0
New Geothermal 08 | 5155 | 5224 | 5224 | 5224 | 5224
New IGCC 09 | 0 | 0 | 0 | 0 | 0
New Coal with CCS 10 | 0 | 14016 | 14016 | 13503 | 12243
New Landfill Gas 11 | 11775 | 11775 | 13204 | 16550 | 22305
New Solar 12 | 37 | 37 | 37 | 37 | 37
New Wind 13 | 107141 | 107141 | 107141 | 107141 | 108715
Exist Coal Steam_WetFGD_SCR_ACI 14 | 44742 | 44479 | 44812 | 44812 | 45076
Exist Coal Steam_WetFGD_SCR 15 | 423251 | 424534 | 430677 | 434978 | 438475
Exist Coal Steam_WetFGD_SNCR 16 | 40088 | 39984 | 41025 | 41906 | 39725
Exist Coal Steam_WetFGD 17 | 270347 | 268938 | 271068 | 273658 | 264554
Exist Coal Steam_DryFGD_SCR_ACI 18 | 32735 | 32735 | 33138 | 33138 | 32540
Exist Coal Steam_DryFGD_SNCR_ACI 19 | 1305 | 1305 | 1305 | 1305 | 1305
Exist Coal Steam_DryFGD_ACI 20 | 11439 | 11497 | 11632 | 12145 | 12145
Exist Coal Steam_DryFGD_SCR 21 | 32892 | 32978 | 34213 | 34865 | 35562
Exist Coal Steam_DryFGD_SNCR 22 | 2684 | 2636 | 2763 | 2827 | 2827
Exist Coal Steam_DryFGD 23 | 38762 | 38745 | 39206 | 39484 | 39826
Exist Coal Steam_SCR_ACI 24 | 2102 | 2102 | 2102 | 2102 | 2102
Exist Coal Steam_SNCR_ACI 25 | 728 | 728 | 814 | 840 | 814
Exist Coal Steam_ACI 26 | 16686 | 4121 | 5307 | 4874 | 5241
Exist Coal Steam_SCR 27 | 68329 | 66616 | 62371 | 63563 | 52548
Exist Coal Steam_SNCR 28 | 69173 | 66737 | 62113 | 62449 | 61093
Exist Coal Steam_Uncontrolled 29 | 592770 | 547163 | 522343 | 523763 | 498261
Exist FBC_SNCR 30 | 18936 | 19158 | 19595 | 19921 | 20113
Exist FBC_DryFGD 31 | 732 | 714 | 714 | 714 | 732
Exist FBC_DryFGD_SNCR 32 | 8039 | 8039 | 8039 | 8039 | 8039
Exist FBC_Uncontrolled 33 | 18475 | 18522 | 18561 | 18598 | 18461
Exist Oil/Gas Steam 34 | 31028 | 31065 | 37135 | 23199 | 16258
Exist Oil/Gas Steam_SCR 35 | 4038 | 6274 | 8066 | 5434 | 5423
Exist Oil/Gas Steam_SNCR 36 | 0 | 0 | 0 | 0 | 0
Exist Nuclear 37 | 794916 | 809477 | 815684 | 815684 | 815105
Exist Hydro 38 | 268024 | 268024 | 268024 | 268024 | 268024
Exist Combined Cycle 39 | 540788 | 541755 | 576875 | 559959 | 469484
Exist IGCC 40 | 8403 | 8403 | 8403 | 8403 | 8403
Exist Combustion Turbine 41 | 10497 | 12968 | 19023 | 15446 | 13919
Exist Biomass 42 | 12582 | 12940 | 14861 | 15108 | 14953
Exist Geothermal 43 | 16726 | 16726 | 16726 | 16726 | 16726
Exist Landfill Gas 44 | 6717 | 6717 | 6717 | 6717 | 6717
Exist Wind 45 | 59671 | 59671 | 59671 | 59671 | 59671
Exist Fuel Cell 46 | 6 | 5 | 4 | 4 | 4
Exist Solar 47 | 1076 | 1076 | 1076 | 1076 | 1076
Exist Non Fossil_Other 48 | 19635 | 19635 | 19635 | 19635 | 19635
Exist Fossil_Other 49 | 1518 | 1518 | 1518 | 1518 | 1518
Exist Pump Storage 50 | 20417 | 22096 | 22464 | 23740 | 24612
International Imports 51 | 19569 | 13864 | 15317 | 17561 | 21623
Ret.DryFGD 52 | 5969 | 18047 | 35956 | 36408 | 56407
Ret.WetFGD 53 | 0 | 0 | 70 | 70 | 70
Ret.ExistSCR & DryFGD 54 | 12389 | 18185 | 19427 | 19283 | 31055
Ret.ExistSCR & WetFGD 55 | 0 | 0 | 5870 | 5870 | 5870
Ret.ExistSNCR & DryFGD 56 | 6967 | 8272 | 12416 | 15092 | 18055
Ret.ExistSNCR & WetFGD 57 | 0 | 0 | 0 | 0 | 0
Ret.ExistACI & DryFGD 58 | 0 | 3821 | 3821 | 3821 | 3821
Ret.ExistACI & WetFGD 59 | 3415 | 0 | 149 | 149 | 149
Ret.SCR 60 | 15657 | 5678 | 6777 | 6667 | 12414
Ret.ExistDryFGD & SCR 61 | 0 | 0 | 0 | 0 | 0
Ret.ExistWetFGD & SCR 62 | 14491 | 17714 | 17714 | 18207 | 21150
Ret.ExistACI & SCR 63 | 0 | 0 | 0 | 0 | 0
Ret.SNCR 64 | 1180 | 1062 | 1714 | 3156 | 4033
Ret.ExistDryFGD & SNCR 65 | 0 | 0 | 0 | 0 | 0
Ret.ExistWetFGD & SNCR 66 | 0 | 0 | 0 | 0 | 0
Ret.ExistACI & SNCR 67 | 0 | 0 | 0 | 0 | 0
Ret.FB-SNCR 68 | 0 | 0 | 0 | 0 | 0
Ret.SCR & DryFGD 69 | 447 | 34220 | 38724 | 40914 | 45835
Ret.SCR & WetFGD 70 | 0 | 3419 | 21544 | 21544 | 21544
Ret.ExistACI & SCR & DryFGD 71 | 0 | 0 | 0 | 0 | 0
Ret.ExistACI & SCR & WetFGD 72 | 0 | 12334 | 12334 | 12334 | 12334
Ret.ACI 73 | 6662 | 5100 | 11872 | 12255 | 13877
Ret.ExistDryFGD & ACI 74 | 0 | 0 | 0 | 0 | 0
Ret.ExistWetFGD & ACI 75 | 0 | 0 | 0 | 0 | 0
Ret.ExistSCR & ACI 76 | 0 | 0 | 0 | 0 | 0
Ret.ExistSNCR & ACI 77 | 0 | 0 | 0 | 0 | 0
Ret.ACI & SCR 78 | 0 | 24 | 25 | 25 | 27
Ret.ExistDryFGD & ACI & SCR 79 | 0 | 0 | 0 | 0 | 0
Ret.ExistWetFGD & ACI & SCR 80 | 0 | 0 | 0 | 0 | 0
Ret.ACI & SNCR 81 | 0 | 0 | 0 | 0 | 0
Ret.ExistDryFGD & ACI & SNCR 82 | 0 | 0 | 0 | 0 | 0
Ret.ExistWetFGD & ACI & SNCR 83 | 0 | 0 | 0 | 0 | 0
Ret.ACI & DryFGD 84 | 0 | 0 | 0 | 0 | 0
Ret.ACI & WetFGD 85 | 0 | 0 | 0 | 0 | 0
Ret.ExistSCR & ACI & DryFGD 86 | 0 | 0 | 0 | 0 | 0
Ret.ExistSCR & ACI & WetFGD 87 | 0 | 0 | 0 | 0 | 0
Ret.ExistSNCR & ACI & DryFGD 88 | 0 | 0 | 0 | 0 | 0
Ret.ExistSNCR & ACI & WetFGD 89 | 0 | 0 | 0 | 0 | 0
Ret.ExistSNCR_DFGD & ACI 90 | 0 | 0 | 0 | 0 | 0
Ret.ExistSNCR_WFGD & ACI 91 | 0 | 0 | 0 | 0 | 2295
Ret.ExistSCR_DFGD & ACI 92 | 0 | 0 | 0 | 0 | 0
Ret.ExistSCR_WFGD & ACI 93 | 1862 | 1862 | 2009 | 2089 | 2212
Ret.SCR & DryFGD & ACI 94 | 0 | 0 | 0 | 0 | 0
Ret.SCR & WetFGD & ACI 95 | 0 | 0 | 0 | 0 | 0
Ret.ExistSCR_ACI & DryFGD 96 | 0 | 0 | 0 | 0 | 0
Ret.ExistSCR_ACI & WetFGD 97 | 0 | 0 | 0 | 0 | 0
Ret.FB-ExistDryFGD & ACI & SNCR 98 | 0 | 0 | 0 | 0 | 0
Ret.ExistDryFGD_ACI & SCR 99 | 0 | 0 | 0 | 0 | 0
Ret.ExistSNCR_ACI & DryFGD 100 | 0 | 0 | 0 | 0 | 0
Ret.ExistSNCR_ACI & WetFGD 101 | 0 | 0 | 0 | 0 | 0
Ret.FB-ExistDryFGD & SNCR 102 | 0 | 0 | 0 | 0 | 0
Ret.FB-ACI & SNCR 103 | 0 | 0 | 0 | 0 | 0
Ret.ExistDryFGD_ACI & CCS 104 | 0 | 0 | 0 | 0 | 0
Ret.ExistDryFGD_ACI & SCR & CCS 105 | 0 | 0 | 0 | 0 | 0
Ret.ExistACI & DryFGD & CCS 106 | 0 | 0 | 0 | 0 | 0
Ret.ExistACI & WetFGD & CCS 107 | 0 | 0 | 0 | 0 | 0
Ret.ExistSCR_ACI & WetFGD & CCS 108 | 0 | 0 | 0 | 0 | 0
Ret.ExistSCR_DFGD_ACI & CCS 109 | 0 | 0 | 0 | 0 | 0
Ret.ExistSCR_WFGD_ACI & CCS 110 | 0 | 0 | 0 | 0 | 0
Ret.ExistACI & SCR & DryFGD & CCS 111 | 0 | 0 | 0 | 0 | 0
Ret.ExistACI & SCR & WetFGD & CCS 112 | 0 | 0 | 0 | 0 | 0
Ret.ExistWetFGD_SCR & CCS 113 | 0 | 0 | 0 | 0 | 0
Ret.ExistWetFGD_SNCR & CCS 114 | 0 | 0 | 0 | 0 | 0
Ret.ExistWetFGD & CCS 115 | 0 | 0 | 0 | 0 | 0
Ret.ExistDryFGD_SCR & CCS 116 | 0 | 0 | 0 | 0 | 0
Ret.ExistDryFGD & CCS 117 | 0 | 0 | 0 | 0 | 0
Ret.ExistDryFGD & SCR & CCS 118 | 0 | 0 | 0 | 0 | 0
Ret.ExistWetFGD & SCR & CCS 119 | 0 | 0 | 0 | 0 | 0
Ret.DryFGD & CCS 120 | 0 | 0 | 0 | 0 | 0
Ret.WetFGD & CCS 121 | 0 | 0 | 0 | 0 | 0
Ret.ExistSCR & DryFGD & CCS 122 | 0 | 0 | 0 | 0 | 0
Ret.ExistSCR & WetFGD & CCS 123 | 0 | 0 | 0 | 0 | 0
Ret.ExistSNCR & DryFGD & CCS 124 | 0 | 0 | 0 | 0 | 0
Ret.ExistSNCR & WetFGD & CCS 125 | 0 | 0 | 0 | 0 | 0
Ret.ExistDryFGD & ACI & CCS 126 | 0 | 0 | 0 | 0 | 0
Ret.ExistWetFGD & ACI & CCS 127 | 0 | 0 | 0 | 0 | 0
Ret.ExistDryFGD_SCR & ACI & CCS 128 | 0 | 0 | 0 | 0 | 0
Ret.ExistWetFGD_SCR & ACI & CCS 129 | 0 | 0 | 0 | 0 | 0
Ret.ExistWetFGD_SNCR & ACI & CCS 130 | 0 | 0 | 0 | 0 | 0
Ret.SCR & DryFGD & CCS 131 | 0 | 0 | 0 | 0 | 0
Ret.SCR & WetFGD & CCS 132 | 0 | 0 | 0 | 0 | 0
Ret.ExistDryFGD & ACI & SCR & CCS 133 | 0 | 0 | 0 | 0 | 0
Ret.ExistWetFGD & ACI & SCR & CCS 134 | 0 | 0 | 0 | 0 | 0
Ret.DryFGD & ACI & CCS 135 | 0 | 0 | 0 | 0 | 0
Ret.WetFGD & ACI & CCS 136 | 0 | 0 | 0 | 0 | 0
Ret.ExistSCR & DryFGD & ACI & CCS 137 | 0 | 0 | 0 | 0 | 0
Ret.ExistSCR & WetFGD & ACI & CCS 138 | 0 | 0 | 0 | 0 | 0
Ret.ExistSNCR & DryFGD & ACI & CCS 139 | 0 | 0 | 0 | 0 | 0
Ret.ExistSNCR & WetFGD & ACI & CCS 140 | 0 | 0 | 0 | 0 | 0
Ret.ACI & SCR & WetFGD & CCS 141 | 0 | 0 | 0 | 0 | 0
Ret.ACI & SCR & DryFGD & CCS 142 | 0 | 0 | 0 | 0 | 0
CT Early Retirement 143 | 0 | 0 | 0 | 0 | 0
CC Early Retirement 144 | 0 | 0 | 0 | 0 | 0
O/G Early Retirement 145 | 0 | 0 | 0 | 0 | 0
Coal Early Retirement 146 | 0 | 0 | 0 | 0 | 0
Nuke Early Retirement 147 | 0 | 0 | 0 | 0 | 0
Ret.ACI & DDryFGD 148 | 2628 | 2628 | 2628 | 2628 | 2628
Ret.ACI & DSCR 149 | 0 | 0 | 0 | 0 | 0
Ret.ACI & DWetFGD 150 | 0 | 0 | 0 | 0 | 0
Ret.DACI 151 | 0 | 0 | 0 | 0 | 0
Ret.DACI & DryFGD 152 | 0 | 0 | 0 | 0 | 0
Ret.DACI & SCR 153 | 0 | 0 | 0 | 0 | 0
Ret.DACI & SNCR 154 | 0 | 0 | 0 | 0 | 0
Ret.DACI & WetFGD 155 | 0 | 0 | 0 | 0 | 0
Ret.DDryFGD 156 | 17893 | 17678 | 19427 | 20100 | 21550
Ret.DSCR 157 | 13710 | 15490 | 15721 | 15721 | 15721
Ret.DSCR & DryFGD 158 | 0 | 0 | 0 | 0 | 0
Ret.DSCR & DryFGD & ACI 159 | 0 | 0 | 0 | 0 | 0
Ret.DSCR & DWetFGD 160 | 13450 | 13450 | 15456 | 15567 | 15447
Ret.DSCR & DWetFGD & ACI 161 | 0 | 0 | 0 | 0 | 0
Ret.DSCR & WetFGD 162 | 0 | 0 | 0 | 0 | 0
Ret.DSCR & WetFGD & ACI 163 | 0 | 0 | 0 | 0 | 0
Ret.DWetFGD 164 | 94598 | 94676 | 93288 | 97950 | 98701
Ret.ExistSCR & ACI & DWetFGD 165 | 0 | 0 | 0 | 0 | 0
Ret.ExistSCR & DACI 166 | 0 | 0 | 0 | 0 | 0
Ret.ExistSCR & DDryFGD 167 | 1815 | 1815 | 1815 | 1815 | 1815
Ret.ExistSCR & DWetFGD 168 | 233509 | 231850 | 232741 | 233271 | 235504
Ret.ExistSCR_ACI & DWetFGD 169 | 4677 | 4677 | 4677 | 4677 | 4677
Ret.ExistSNCR & ACI & DDryFGD 170 | 0 | 0 | 0 | 0 | 0
Ret.ExistSNCR & ACI & DWetFGD 171 | 0 | 0 | 0 | 0 | 0
Ret.ExistSNCR & DACI 172 | 0 | 0 | 0 | 0 | 0
Ret.ExistSNCR & DACI & DryFGD 173 | 0 | 0 | 0 | 0 | 0
Ret.ExistSNCR & DACI & DWetFGD 174 | 0 | 0 | 0 | 0 | 0
Ret.ExistSNCR & DACI & WetFGD 175 | 0 | 0 | 0 | 0 | 0
Ret.ExistSNCR & DDryFGD 176 | 1276 | 1276 | 1276 | 1276 | 1276
Ret.ExistSNCR & DWetFGD 177 | 26044 | 26162 | 27168 | 27942 | 28701
Ret.ExistWetFGD & ACI & DSCR 178 | 0 | 0 | 0 | 0 | 0
Ret.ExistWetFGD & DACI 179 | 0 | 0 | 0 | 0 | 0
Ret.ExistWetFGD & DACI & DSCR 180 | 0 | 0 | 0 | 0 | 0
Ret.ExistWetFGD & DACI & SCR 181 | 0 | 0 | 0 | 0 | 0
Ret.ExistWetFGD & DSCR 182 | 10151 | 14924 | 14924 | 14924 | 15605
Ret.SCR & DDryFGD 183 | 14 | 14 | 14 | 14 | 291
Ret.SCR & DDryFGD & ACI 184 | 0 | 0 | 0 | 0 | 0
Ret.SCR & DryFGD & DACI 185 | 0 | 0 | 0 | 0 | 0
Ret.SCR & DWetFGD 186 | 0 | 0 | 0 | 0 | 0
Ret.SCR & DWetFGD & ACI 187 | 0 | 0 | 0 | 0 | 0
Ret.SCR & DWetFGD & DACI 188 | 0 | 0 | 0 | 0 | 0
Ret.SCR & WetFGD & DACI 189 | 0 | 0 | 0 | 0 | 0
Ret.ACI & DSCR & DryFGD & CCS 190 | 0 | 0 | 0 | 0 | 0
Ret.ACI & DSCR & DWetFGD & CCS 191 | 0 | 0 | 0 | 0 | 0
Ret.ACI & DSCR & WetFGD & CCS 192 | 0 | 0 | 0 | 0 | 0
Ret.ACI & SCR & DDryFGD & CCS 193 | 0 | 0 | 0 | 0 | 0
Ret.ACI & SCR & DWetFGD & CCS 194 | 0 | 0 | 0 | 0 | 0
Ret.DACI & SCR & DryFGD & CCS 195 | 0 | 0 | 0 | 0 | 0
Ret.DACI & SCR & WetFGD & CCS 196 | 0 | 0 | 0 | 0 | 0
Ret.DDryFGD & ACI & CCS 197 | 0 | 0 | 0 | 0 | 0
Ret.DDryFGD & CCS 198 | 0 | 0 | 0 | 0 | 0
Ret.DryFGD & DACI & CCS 199 | 0 | 0 | 0 | 0 | 0
Ret.DSCR & DryFGD & CCS 200 | 0 | 0 | 0 | 0 | 0
Ret.DSCR & DWetFGD & CCS 201 | 0 | 0 | 0 | 0 | 0
Ret.DSCR & WetFGD & CCS 202 | 0 | 0 | 0 | 0 | 0
Ret.DWetFGD & ACI & CCS 203 | 0 | 0 | 0 | 0 | 0
Ret.DWetFGD & CCS 204 | 0 | 0 | 0 | 0 | 0
Ret.ExistSCR & DWetFGD & ACI & CCS 205 | 0 | 0 | 0 | 0 | 0
Ret.ExistSCR & DWetFGD & CCS 206 | 0 | 0 | 0 | 0 | 0
Ret.ExistSCR_ACI & DWetFGD & CCS 207 | 0 | 0 | 0 | 0 | 0
Ret.ExistSNCR & DryFGD & DACI & CCS208 | 0 | 0 | 0 | 0 | 0
Ret.ExistSNCR & DWetFGD & ACI & CCS209 | 0 | 0 | 0 | 0 | 0
Ret.ExistSNCR & DWetFGD & CCS 210 | 0 | 0 | 0 | 0 | 0
Ret.ExistWetFGD & ACI & DSCR & CCS 211 | 0 | 0 | 0 | 0 | 0
Ret.ExistWetFGD & DACI & CCS 212 | 0 | 0 | 0 | 0 | 0
Ret.ExistWetFGD & DACI & DSCR & CCS213 | 0 | 0 | 0 | 0 | 0
Ret.ExistWetFGD & DACI & SCR & CCS 214 | 0 | 0 | 0 | 0 | 0
Ret.ExistWetFGD & DSCR & CCS 215 | 0 | 0 | 0 | 0 | 0
Ret.SCR & DDryFGD & CCS 216 | 0 | 0 | 0 | 0 | 0
Ret.WetFGD & DACI & CCS 217 | 0 | 0 | 0 | 0 | 0
Ret.SCR & DWetFGD & CCS 218 | 0 | 0 | 0 | 0 | 0
Ret.Oil/Gas Steam SCR 219 | 5825 | 15966 | 23063 | 16889 | 13137
-------------------------------------- | -------- | -------- | -------- | -------- | --------
Total | 4135756 | 4183904 | 4395483 | 4622816 | 4893925
12a. Generation by Fuel Type [GWh] | 2012 | 2015 | 2020 | 2025 | 2032
-------------------------------------- | -------- | -------- | -------- | -------- | --------
Coal | 2146643 | 2140148 | 2203010 | 2291754 | 2483450
Nuclear | 794916 | 809477 | 815684 | 836795 | 904983
Hydro | 288441 | 290120 | 290488 | 291764 | 292636
NaturalGas | 588260 | 595798 | 682888 | 777788 | 775711
Non-Fossil | 5646 | 5646 | 5646 | 5646 | 5646
None | 19569 | 13864 | 15317 | 17561 | 21623
Biomass | 30502 | 59723 | 103368 | 129703 | 134404
Fwaste | 1518 | 1518 | 1518 | 1518 | 1518
Geothermal | 21881 | 21949 | 21949 | 21949 | 21949
LF Gas | 18492 | 18492 | 19921 | 23267 | 29021
Pet. Coke | 18625 | 18022 | 18322 | 18364 | 17678
Waste Coal | 15429 | 14998 | 14974 | 15040 | 16113
MSW | 13990 | 13990 | 13990 | 13990 | 13990
Oil | 3922 | 12235 | 20485 | 9752 | 5705
Wind | 166812 | 166812 | 166812 | 166812 | 168386
Solar | 1113 | 1113 | 1113 | 1113 | 1113
Other | 0 | 0 | 0 | 0 | 0
-------------------------------------- | -------- | -------- | -------- | -------- | --------
Total | 4135756 | 4183904 | 4395483 | 4622816 | 4893925
13. Generation by Plant Type [TBtu] | 2012 | 2015 | 2020 | 2025 | 2032
-------------------------------------- | -------- | -------- | -------- | -------- | --------
New SPC-DryFGD_SCR_ACI 01 | 0 | 0 | 37 | 274 | 666
New SPC-WetFGD_SCR 02 | 0 | 0 | 83 | 83 | 298
New Combined Cycle 03 | 0 | 0 | 130 | 529 | 819
New Combustion Turbine 04 | 0 | 0 | 3 | 40 | 79
New Nuclear 05 | 0 | 0 | 0 | 72 | 307
New Biomass 06 | 25 | 39 | 123 | 189 | 208
New Fuel Cell 07 | 0 | 0 | 0 | 0 | 0
New Geothermal 08 | 18 | 18 | 18 | 18 | 18
New IGCC 09 | 0 | 0 | 0 | 0 | 0
New Coal with CCS 10 | 0 | 48 | 48 | 46 | 42
New Landfill Gas 11 | 40 | 40 | 45 | 56 | 76
New Solar 12 | 0 | 0 | 0 | 0 | 0
New Wind 13 | 366 | 366 | 366 | 366 | 371
Exist Coal Steam_WetFGD_SCR_ACI 14 | 153 | 152 | 153 | 153 | 154
Exist Coal Steam_WetFGD_SCR 15 | 1444 | 1449 | 1469 | 1484 | 1496
Exist Coal Steam_WetFGD_SNCR 16 | 137 | 136 | 140 | 143 | 136
Exist Coal Steam_WetFGD 17 | 922 | 918 | 925 | 934 | 903
Exist Coal Steam_DryFGD_SCR_ACI 18 | 112 | 112 | 113 | 113 | 111
Exist Coal Steam_DryFGD_SNCR_ACI 19 | 4 | 4 | 4 | 4 | 4
Exist Coal Steam_DryFGD_ACI 20 | 39 | 39 | 40 | 41 | 41
Exist Coal Steam_DryFGD_SCR 21 | 112 | 113 | 117 | 119 | 121
Exist Coal Steam_DryFGD_SNCR 22 | 9 | 9 | 9 | 10 | 10
Exist Coal Steam_DryFGD 23 | 132 | 132 | 134 | 135 | 136
Exist Coal Steam_SCR_ACI 24 | 7 | 7 | 7 | 7 | 7
Exist Coal Steam_SNCR_ACI 25 | 2 | 2 | 3 | 3 | 3
Exist Coal Steam_ACI 26 | 57 | 14 | 18 | 17 | 18
Exist Coal Steam_SCR 27 | 233 | 227 | 213 | 217 | 179
Exist Coal Steam_SNCR 28 | 236 | 228 | 212 | 213 | 208
Exist Coal Steam_Uncontrolled 29 | 2023 | 1867 | 1782 | 1787 | 1700
Exist FBC_SNCR 30 | 65 | 65 | 67 | 68 | 69
Exist FBC_DryFGD 31 | 2 | 2 | 2 | 2 | 2
Exist FBC_DryFGD_SNCR 32 | 27 | 27 | 27 | 27 | 27
Exist FBC_Uncontrolled 33 | 63 | 63 | 63 | 63 | 63
Exist Oil/Gas Steam 34 | 106 | 106 | 127 | 79 | 55
Exist Oil/Gas Steam_SCR 35 | 14 | 21 | 28 | 19 | 19
Exist Oil/Gas Steam_SNCR 36 | 0 | 0 | 0 | 0 | 0
Exist Nuclear 37 | 2712 | 2762 | 2783 | 2783 | 2781
Exist Hydro 38 | 914 | 914 | 914 | 914 | 914
Exist Combined Cycle 39 | 1845 | 1848 | 1968 | 1911 | 1602
Exist IGCC 40 | 29 | 29 | 29 | 29 | 29
Exist Combustion Turbine 41 | 36 | 44 | 65 | 53 | 47
Exist Biomass 42 | 43 | 44 | 51 | 52 | 51
Exist Geothermal 43 | 57 | 57 | 57 | 57 | 57
Exist Landfill Gas 44 | 23 | 23 | 23 | 23 | 23
Exist Wind 45 | 204 | 204 | 204 | 204 | 204
Exist Fuel Cell 46 | 0 | 0 | 0 | 0 | 0
Exist Solar 47 | 4 | 4 | 4 | 4 | 4
Exist Non Fossil_Other 48 | 67 | 67 | 67 | 67 | 67
Exist Fossil_Other 49 | 5 | 5 | 5 | 5 | 5
Exist Pump Storage 50 | 70 | 75 | 77 | 81 | 84
International Imports 51 | 67 | 47 | 52 | 60 | 74
Ret.DryFGD 52 | 20 | 62 | 123 | 124 | 192
Ret.WetFGD 53 | 0 | 0 | 0 | 0 | 0
Ret.ExistSCR & DryFGD 54 | 42 | 62 | 66 | 66 | 106
Ret.ExistSCR & WetFGD 55 | 0 | 0 | 20 | 20 | 20
Ret.ExistSNCR & DryFGD 56 | 24 | 28 | 42 | 51 | 62
Ret.ExistSNCR & WetFGD 57 | 0 | 0 | 0 | 0 | 0
Ret.ExistACI & DryFGD 58 | 0 | 13 | 13 | 13 | 13
Ret.ExistACI & WetFGD 59 | 12 | 0 | 1 | 1 | 1
Ret.SCR 60 | 53 | 19 | 23 | 23 | 42
Ret.ExistDryFGD & SCR 61 | 0 | 0 | 0 | 0 | 0
Ret.ExistWetFGD & SCR 62 | 49 | 60 | 60 | 62 | 72
Ret.ExistACI & SCR 63 | 0 | 0 | 0 | 0 | 0
Ret.SNCR 64 | 4 | 4 | 6 | 11 | 14
Ret.ExistDryFGD & SNCR 65 | 0 | 0 | 0 | 0 | 0
Ret.ExistWetFGD & SNCR 66 | 0 | 0 | 0 | 0 | 0
Ret.ExistACI & SNCR 67 | 0 | 0 | 0 | 0 | 0
Ret.FB-SNCR 68 | 0 | 0 | 0 | 0 | 0
Ret.SCR & DryFGD 69 | 2 | 117 | 132 | 140 | 156
Ret.SCR & WetFGD 70 | 0 | 12 | 74 | 74 | 74
Ret.ExistACI & SCR & DryFGD 71 | 0 | 0 | 0 | 0 | 0
Ret.ExistACI & SCR & WetFGD 72 | 0 | 42 | 42 | 42 | 42
Ret.ACI 73 | 23 | 17 | 41 | 42 | 47
Ret.ExistDryFGD & ACI 74 | 0 | 0 | 0 | 0 | 0
Ret.ExistWetFGD & ACI 75 | 0 | 0 | 0 | 0 | 0
Ret.ExistSCR & ACI 76 | 0 | 0 | 0 | 0 | 0
Ret.ExistSNCR & ACI 77 | 0 | 0 | 0 | 0 | 0
Ret.ACI & SCR 78 | 0 | 0 | 0 | 0 | 0
Ret.ExistDryFGD & ACI & SCR 79 | 0 | 0 | 0 | 0 | 0
Ret.ExistWetFGD & ACI & SCR 80 | 0 | 0 | 0 | 0 | 0
Ret.ACI & SNCR 81 | 0 | 0 | 0 | 0 | 0
Ret.ExistDryFGD & ACI & SNCR 82 | 0 | 0 | 0 | 0 | 0
Ret.ExistWetFGD & ACI & SNCR 83 | 0 | 0 | 0 | 0 | 0
Ret.ACI & DryFGD 84 | 0 | 0 | 0 | 0 | 0
Ret.ACI & WetFGD 85 | 0 | 0 | 0 | 0 | 0
Ret.ExistSCR & ACI & DryFGD 86 | 0 | 0 | 0 | 0 | 0
Ret.ExistSCR & ACI & WetFGD 87 | 0 | 0 | 0 | 0 | 0
Ret.ExistSNCR & ACI & DryFGD 88 | 0 | 0 | 0 | 0 | 0
Ret.ExistSNCR & ACI & WetFGD 89 | 0 | 0 | 0 | 0 | 0
Ret.ExistSNCR_DFGD & ACI 90 | 0 | 0 | 0 | 0 | 0
Ret.ExistSNCR_WFGD & ACI 91 | 0 | 0 | 0 | 0 | 8
Ret.ExistSCR_DFGD & ACI 92 | 0 | 0 | 0 | 0 | 0
Ret.ExistSCR_WFGD & ACI 93 | 6 | 6 | 7 | 7 | 8
Ret.SCR & DryFGD & ACI 94 | 0 | 0 | 0 | 0 | 0
Ret.SCR & WetFGD & ACI 95 | 0 | 0 | 0 | 0 | 0
Ret.ExistSCR_ACI & DryFGD 96 | 0 | 0 | 0 | 0 | 0
Ret.ExistSCR_ACI & WetFGD 97 | 0 | 0 | 0 | 0 | 0
Ret.FB-ExistDryFGD & ACI & SNCR 98 | 0 | 0 | 0 | 0 | 0
Ret.ExistDryFGD_ACI & SCR 99 | 0 | 0 | 0 | 0 | 0
Ret.ExistSNCR_ACI & DryFGD 100 | 0 | 0 | 0 | 0 | 0
Ret.ExistSNCR_ACI & WetFGD 101 | 0 | 0 | 0 | 0 | 0
Ret.FB-ExistDryFGD & SNCR 102 | 0 | 0 | 0 | 0 | 0
Ret.FB-ACI & SNCR 103 | 0 | 0 | 0 | 0 | 0
Ret.ExistDryFGD_ACI & CCS 104 | 0 | 0 | 0 | 0 | 0
Ret.ExistDryFGD_ACI & SCR & CCS 105 | 0 | 0 | 0 | 0 | 0
Ret.ExistACI & DryFGD & CCS 106 | 0 | 0 | 0 | 0 | 0
Ret.ExistACI & WetFGD & CCS 107 | 0 | 0 | 0 | 0 | 0
Ret.ExistSCR_ACI & WetFGD & CCS 108 | 0 | 0 | 0 | 0 | 0
Ret.ExistSCR_DFGD_ACI & CCS 109 | 0 | 0 | 0 | 0 | 0
Ret.ExistSCR_WFGD_ACI & CCS 110 | 0 | 0 | 0 | 0 | 0
Ret.ExistACI & SCR & DryFGD & CCS 111 | 0 | 0 | 0 | 0 | 0
Ret.ExistACI & SCR & WetFGD & CCS 112 | 0 | 0 | 0 | 0 | 0
Ret.ExistWetFGD_SCR & CCS 113 | 0 | 0 | 0 | 0 | 0
Ret.ExistWetFGD_SNCR & CCS 114 | 0 | 0 | 0 | 0 | 0
Ret.ExistWetFGD & CCS 115 | 0 | 0 | 0 | 0 | 0
Ret.ExistDryFGD_SCR & CCS 116 | 0 | 0 | 0 | 0 | 0
Ret.ExistDryFGD & CCS 117 | 0 | 0 | 0 | 0 | 0
Ret.ExistDryFGD & SCR & CCS 118 | 0 | 0 | 0 | 0 | 0
Ret.ExistWetFGD & SCR & CCS 119 | 0 | 0 | 0 | 0 | 0
Ret.DryFGD & CCS 120 | 0 | 0 | 0 | 0 | 0
Ret.WetFGD & CCS 121 | 0 | 0 | 0 | 0 | 0
Ret.ExistSCR & DryFGD & CCS 122 | 0 | 0 | 0 | 0 | 0
Ret.ExistSCR & WetFGD & CCS 123 | 0 | 0 | 0 | 0 | 0
Ret.ExistSNCR & DryFGD & CCS 124 | 0 | 0 | 0 | 0 | 0
Ret.ExistSNCR & WetFGD & CCS 125 | 0 | 0 | 0 | 0 | 0
Ret.ExistDryFGD & ACI & CCS 126 | 0 | 0 | 0 | 0 | 0
Ret.ExistWetFGD & ACI & CCS 127 | 0 | 0 | 0 | 0 | 0
Ret.ExistDryFGD_SCR & ACI & CCS 128 | 0 | 0 | 0 | 0 | 0
Ret.ExistWetFGD_SCR & ACI & CCS 129 | 0 | 0 | 0 | 0 | 0
Ret.ExistWetFGD_SNCR & ACI & CCS 130 | 0 | 0 | 0 | 0 | 0
Ret.SCR & DryFGD & CCS 131 | 0 | 0 | 0 | 0 | 0
Ret.SCR & WetFGD & CCS 132 | 0 | 0 | 0 | 0 | 0
Ret.ExistDryFGD & ACI & SCR & CCS 133 | 0 | 0 | 0 | 0 | 0
Ret.ExistWetFGD & ACI & SCR & CCS 134 | 0 | 0 | 0 | 0 | 0
Ret.DryFGD & ACI & CCS 135 | 0 | 0 | 0 | 0 | 0
Ret.WetFGD & ACI & CCS 136 | 0 | 0 | 0 | 0 | 0
Ret.ExistSCR & DryFGD & ACI & CCS 137 | 0 | 0 | 0 | 0 | 0
Ret.ExistSCR & WetFGD & ACI & CCS 138 | 0 | 0 | 0 | 0 | 0
Ret.ExistSNCR & DryFGD & ACI & CCS 139 | 0 | 0 | 0 | 0 | 0
Ret.ExistSNCR & WetFGD & ACI & CCS 140 | 0 | 0 | 0 | 0 | 0
Ret.ACI & SCR & WetFGD & CCS 141 | 0 | 0 | 0 | 0 | 0
Ret.ACI & SCR & DryFGD & CCS 142 | 0 | 0 | 0 | 0 | 0
CT Early Retirement 143 | 0 | 0 | 0 | 0 | 0
CC Early Retirement 144 | 0 | 0 | 0 | 0 | 0
O/G Early Retirement 145 | 0 | 0 | 0 | 0 | 0
Coal Early Retirement 146 | 0 | 0 | 0 | 0 | 0
Nuke Early Retirement 147 | 0 | 0 | 0 | 0 | 0
Ret.ACI & DDryFGD 148 | 9 | 9 | 9 | 9 | 9
Ret.ACI & DSCR 149 | 0 | 0 | 0 | 0 | 0
Ret.ACI & DWetFGD 150 | 0 | 0 | 0 | 0 | 0
Ret.DACI 151 | 0 | 0 | 0 | 0 | 0
Ret.DACI & DryFGD 152 | 0 | 0 | 0 | 0 | 0
Ret.DACI & SCR 153 | 0 | 0 | 0 | 0 | 0
Ret.DACI & SNCR 154 | 0 | 0 | 0 | 0 | 0
Ret.DACI & WetFGD 155 | 0 | 0 | 0 | 0 | 0
Ret.DDryFGD 156 | 61 | 60 | 66 | 69 | 74
Ret.DSCR 157 | 47 | 53 | 54 | 54 | 54
Ret.DSCR & DryFGD 158 | 0 | 0 | 0 | 0 | 0
Ret.DSCR & DryFGD & ACI 159 | 0 | 0 | 0 | 0 | 0
Ret.DSCR & DWetFGD 160 | 46 | 46 | 53 | 53 | 53
Ret.DSCR & DWetFGD & ACI 161 | 0 | 0 | 0 | 0 | 0
Ret.DSCR & WetFGD 162 | 0 | 0 | 0 | 0 | 0
Ret.DSCR & WetFGD & ACI 163 | 0 | 0 | 0 | 0 | 0
Ret.DWetFGD 164 | 323 | 323 | 318 | 334 | 337
Ret.ExistSCR & ACI & DWetFGD 165 | 0 | 0 | 0 | 0 | 0
Ret.ExistSCR & DACI 166 | 0 | 0 | 0 | 0 | 0
Ret.ExistSCR & DDryFGD 167 | 6 | 6 | 6 | 6 | 6
Ret.ExistSCR & DWetFGD 168 | 797 | 791 | 794 | 796 | 804
Ret.ExistSCR_ACI & DWetFGD 169 | 16 | 16 | 16 | 16 | 16
Ret.ExistSNCR & ACI & DDryFGD 170 | 0 | 0 | 0 | 0 | 0
Ret.ExistSNCR & ACI & DWetFGD 171 | 0 | 0 | 0 | 0 | 0
Ret.ExistSNCR & DACI 172 | 0 | 0 | 0 | 0 | 0
Ret.ExistSNCR & DACI & DryFGD 173 | 0 | 0 | 0 | 0 | 0
Ret.ExistSNCR & DACI & DWetFGD 174 | 0 | 0 | 0 | 0 | 0
Ret.ExistSNCR & DACI & WetFGD 175 | 0 | 0 | 0 | 0 | 0
Ret.ExistSNCR & DDryFGD 176 | 4 | 4 | 4 | 4 | 4
Ret.ExistSNCR & DWetFGD 177 | 89 | 89 | 93 | 95 | 98
Ret.ExistWetFGD & ACI & DSCR 178 | 0 | 0 | 0 | 0 | 0
Ret.ExistWetFGD & DACI 179 | 0 | 0 | 0 | 0 | 0
Ret.ExistWetFGD & DACI & DSCR 180 | 0 | 0 | 0 | 0 | 0
Ret.ExistWetFGD & DACI & SCR 181 | 0 | 0 | 0 | 0 | 0
Ret.ExistWetFGD & DSCR 182 | 35 | 51 | 51 | 51 | 53
Ret.SCR & DDryFGD 183 | 0 | 0 | 0 | 0 | 1
Ret.SCR & DDryFGD & ACI 184 | 0 | 0 | 0 | 0 | 0
Ret.SCR & DryFGD & DACI 185 | 0 | 0 | 0 | 0 | 0
Ret.SCR & DWetFGD 186 | 0 | 0 | 0 | 0 | 0
Ret.SCR & DWetFGD & ACI 187 | 0 | 0 | 0 | 0 | 0
Ret.SCR & DWetFGD & DACI 188 | 0 | 0 | 0 | 0 | 0
Ret.SCR & WetFGD & DACI 189 | 0 | 0 | 0 | 0 | 0
Ret.ACI & DSCR & DryFGD & CCS 190 | 0 | 0 | 0 | 0 | 0
Ret.ACI & DSCR & DWetFGD & CCS 191 | 0 | 0 | 0 | 0 | 0
Ret.ACI & DSCR & WetFGD & CCS 192 | 0 | 0 | 0 | 0 | 0
Ret.ACI & SCR & DDryFGD & CCS 193 | 0 | 0 | 0 | 0 | 0
Ret.ACI & SCR & DWetFGD & CCS 194 | 0 | 0 | 0 | 0 | 0
Ret.DACI & SCR & DryFGD & CCS 195 | 0 | 0 | 0 | 0 | 0
Ret.DACI & SCR & WetFGD & CCS 196 | 0 | 0 | 0 | 0 | 0
Ret.DDryFGD & ACI & CCS 197 | 0 | 0 | 0 | 0 | 0
Ret.DDryFGD & CCS 198 | 0 | 0 | 0 | 0 | 0
Ret.DryFGD & DACI & CCS 199 | 0 | 0 | 0 | 0 | 0
Ret.DSCR & DryFGD & CCS 200 | 0 | 0 | 0 | 0 | 0
Ret.DSCR & DWetFGD & CCS 201 | 0 | 0 | 0 | 0 | 0
Ret.DSCR & WetFGD & CCS 202 | 0 | 0 | 0 | 0 | 0
Ret.DWetFGD & ACI & CCS 203 | 0 | 0 | 0 | 0 | 0
Ret.DWetFGD & CCS 204 | 0 | 0 | 0 | 0 | 0
Ret.ExistSCR & DWetFGD & ACI & CCS 205 | 0 | 0 | 0 | 0 | 0
Ret.ExistSCR & DWetFGD & CCS 206 | 0 | 0 | 0 | 0 | 0
Ret.ExistSCR_ACI & DWetFGD & CCS 207 | 0 | 0 | 0 | 0 | 0
Ret.ExistSNCR & DryFGD & DACI & CCS208 | 0 | 0 | 0 | 0 | 0
Ret.ExistSNCR & DWetFGD & ACI & CCS209 | 0 | 0 | 0 | 0 | 0
Ret.ExistSNCR & DWetFGD & CCS 210 | 0 | 0 | 0 | 0 | 0
Ret.ExistWetFGD & ACI & DSCR & CCS 211 | 0 | 0 | 0 | 0 | 0
Ret.ExistWetFGD & DACI & CCS 212 | 0 | 0 | 0 | 0 | 0
Ret.ExistWetFGD & DACI & DSCR & CCS213 | 0 | 0 | 0 | 0 | 0
Ret.ExistWetFGD & DACI & SCR & CCS 214 | 0 | 0 | 0 | 0 | 0
Ret.ExistWetFGD & DSCR & CCS 215 | 0 | 0 | 0 | 0 | 0
Ret.SCR & DDryFGD & CCS 216 | 0 | 0 | 0 | 0 | 0
Ret.WetFGD & DACI & CCS 217 | 0 | 0 | 0 | 0 | 0
Ret.SCR & DWetFGD & CCS 218 | 0 | 0 | 0 | 0 | 0
Ret.Oil/Gas Steam SCR 219 | 20 | 54 | 79 | 58 | 45
-------------------------------------- | -------- | -------- | -------- | -------- | --------
Total | 14111 | 14275 | 14997 | 15773 | 16698
14. Capacity Factor by Plant Type [%] | 2012 | 2015 | 2020 | 2025 | 2032
-------------------------------------- | -------- | -------- | -------- | -------- | --------
New SPC-DryFGD_SCR_ACI 01 | N/A | N/A | 85 | 85 | 85
New SPC-WetFGD_SCR 02 | N/A | N/A | 85 | 85 | 85
New Combined Cycle 03 | N/A | N/A | 71.9 | 69.4 | 62.1
New Combustion Turbine 04 | N/A | N/A | 7 | 6.9 | 6.3
New Nuclear 05 | N/A | N/A | N/A | 90 | 90
New Biomass 06 | 79.7 | 82.2 | 84.3 | 85 | 85
New Fuel Cell 07 | N/A | N/A | N/A | N/A | N/A
New Geothermal 08 | 87 | 87 | 87 | 87 | 87
New IGCC 09 | N/A | N/A | N/A | N/A | N/A
New Coal with CCS 10 | N/A | 80 | 80 | 77.1 | 69.9
New Landfill Gas 11 | 90 | 90 | 90 | 90 | 90
New Solar 12 | 25.3 | 25.3 | 25.3 | 25.3 | 25.3
New Wind 13 | 37.4 | 37.4 | 37.4 | 37.4 | 37.5
Exist Coal Steam_WetFGD_SCR_ACI 14 | 84.9 | 84.4 | 85 | 85 | 85.5
Exist Coal Steam_WetFGD_SCR 15 | 80.1 | 80.4 | 81.6 | 82.4 | 83
Exist Coal Steam_WetFGD_SNCR 16 | 78.3 | 78.1 | 80.2 | 83.3 | 83.5
Exist Coal Steam_WetFGD 17 | 80 | 82 | 82.6 | 83.4 | 82.7
Exist Coal Steam_DryFGD_SCR_ACI 18 | 81.7 | 81.7 | 82.7 | 82.7 | 81.2
Exist Coal Steam_DryFGD_SNCR_ACI 19 | 74.5 | 74.5 | 74.5 | 74.5 | 74.5
Exist Coal Steam_DryFGD_ACI 20 | 78.1 | 78.5 | 79.4 | 82.9 | 82.9
Exist Coal Steam_DryFGD_SCR 21 | 76.5 | 76.7 | 79.5 | 81.1 | 82.7
Exist Coal Steam_DryFGD_SNCR 22 | 52.2 | 78.8 | 82.6 | 84.5 | 84.5
Exist Coal Steam_DryFGD 23 | 81.5 | 81.5 | 82.4 | 83 | 83.7
Exist Coal Steam_SCR_ACI 24 | 74.1 | 74.1 | 74.1 | 74.1 | 74.1
Exist Coal Steam_SNCR_ACI 25 | 61.5 | 61.5 | 68.8 | 71.1 | 68.8
Exist Coal Steam_ACI 26 | 73.8 | 57.2 | 75.5 | 69.4 | 74.6
Exist Coal Steam_SCR 27 | 69.8 | 73.6 | 75.5 | 76.9 | 76.6
Exist Coal Steam_SNCR 28 | 71.1 | 70.7 | 75.2 | 78.1 | 81.1
Exist Coal Steam_Uncontrolled 29 | 73.4 | 75.4 | 78.2 | 79.7 | 80.7
Exist FBC_SNCR 30 | 79.3 | 80.2 | 82.1 | 83.4 | 84.2
Exist FBC_DryFGD 31 | 85.3 | 83.2 | 83.2 | 83.2 | 85.3
Exist FBC_DryFGD_SNCR 32 | 85.7 | 85.7 | 85.7 | 85.7 | 85.7
Exist FBC_Uncontrolled 33 | 71.6 | 83.5 | 83.9 | 84.1 | 83.4
Exist Oil/Gas Steam 34 | 4 | 4.9 | 6 | 3.7 | 2.6
Exist Oil/Gas Steam_SCR 35 | 2.2 | 3.6 | 4.7 | 3.1 | 3.1
Exist Oil/Gas Steam_SNCR 36 | 0 | 0 | 0 | 0 | 0
Exist Nuclear 37 | 89.8 | 89.8 | 89.8 | 89.8 | 89.7
Exist Hydro 38 | 39.5 | 39.5 | 39.5 | 39.5 | 39.5
Exist Combined Cycle 39 | 30.6 | 31.4 | 33.5 | 32.5 | 27.2
Exist IGCC 40 | 85 | 85 | 85 | 85 | 85
Exist Combustion Turbine 41 | 0.9 | 1.1 | 1.6 | 1.3 | 1.2
Exist Biomass 42 | 59.9 | 61.7 | 70.8 | 72 | 71.2
Exist Geothermal 43 | 75.6 | 75.6 | 75.6 | 75.6 | 75.6
Exist Landfill Gas 44 | 65.7 | 65.7 | 65.7 | 65.7 | 65.7
Exist Wind 45 | 25.2 | 25.2 | 25.2 | 25.2 | 25.2
Exist Fuel Cell 46 | 17.4 | 16.3 | 12.3 | 13.2 | 13.2
Exist Solar 47 | 17.3 | 17.3 | 17.3 | 17.3 | 17.3
Exist Non Fossil_Other 48 | 76.7 | 76.7 | 76.7 | 76.7 | 76.7
Exist Fossil_Other 49 | 28.6 | 28.6 | 28.6 | 28.6 | 28.6
Exist Pump Storage 50 | 11.1 | 12.1 | 12.3 | 13 | 13.4
International Imports 51 | 39.5 | 28 | 30.9 | 35.5 | 43.7
Ret.DryFGD 52 | 83.3 | 83 | 83.4 | 83 | 82.7
Ret.WetFGD 53 | N/A | N/A | 81.2 | 81.2 | 81.2
Ret.ExistSCR & DryFGD 54 | 84.6 | 82.4 | 84.4 | 83.8 | 84.2
Ret.ExistSCR & WetFGD 55 | N/A | N/A | 86.2 | 86.2 | 86.2
Ret.ExistSNCR & DryFGD 56 | 82.9 | 83.2 | 78 | 81.7 | 82.5
Ret.ExistSNCR & WetFGD 57 | N/A | N/A | N/A | N/A | N/A
Ret.ExistACI & DryFGD 58 | N/A | 78.9 | 78.9 | 78.9 | 78.9
Ret.ExistACI & WetFGD 59 | 86.2 | N/A | 86.2 | 86.2 | 86.2
Ret.SCR 60 | 76.2 | 80.2 | 80.5 | 79.2 | 80.1
Ret.ExistDryFGD & SCR 61 | N/A | N/A | N/A | N/A | N/A
Ret.ExistWetFGD & SCR 62 | 84.7 | 85 | 85 | 83.9 | 83.4
Ret.ExistACI & SCR 63 | N/A | N/A | N/A | N/A | N/A
Ret.SNCR 64 | 65.9 | 68.9 | 68.9 | 72.5 | 73.2
Ret.ExistDryFGD & SNCR 65 | N/A | N/A | N/A | N/A | N/A
Ret.ExistWetFGD & SNCR 66 | N/A | N/A | N/A | N/A | N/A
Ret.ExistACI & SNCR 67 | N/A | N/A | N/A | N/A | N/A
Ret.FB-SNCR 68 | N/A | N/A | N/A | N/A | N/A
Ret.SCR & DryFGD 69 | 85.3 | 82.3 | 80.2 | 81.3 | 83.4
Ret.SCR & WetFGD 70 | N/A | 83.5 | 81.6 | 81.6 | 81.6
Ret.ExistACI & SCR & DryFGD 71 | N/A | N/A | N/A | N/A | N/A
Ret.ExistACI & SCR & WetFGD 72 | N/A | 86.2 | 86.2 | 86.2 | 86.2
Ret.ACI 73 | 60.5 | 60.3 | 70 | 69.9 | 73.5
Ret.ExistDryFGD & ACI 74 | N/A | N/A | N/A | N/A | N/A
Ret.ExistWetFGD & ACI 75 | N/A | N/A | N/A | N/A | N/A
Ret.ExistSCR & ACI 76 | N/A | N/A | N/A | N/A | N/A
Ret.ExistSNCR & ACI 77 | N/A | N/A | N/A | N/A | N/A
Ret.ACI & SCR 78 | N/A | 74.1 | 74.1 | 74.1 | 80.1
Ret.ExistDryFGD & ACI & SCR 79 | N/A | N/A | N/A | N/A | N/A
Ret.ExistWetFGD & ACI & SCR 80 | N/A | N/A | N/A | N/A | N/A
Ret.ACI & SNCR 81 | N/A | N/A | N/A | N/A | N/A
Ret.ExistDryFGD & ACI & SNCR 82 | N/A | N/A | N/A | N/A | N/A
Ret.ExistWetFGD & ACI & SNCR 83 | N/A | N/A | N/A | N/A | N/A
Ret.ACI & DryFGD 84 | N/A | N/A | N/A | N/A | N/A
Ret.ACI & WetFGD 85 | N/A | N/A | N/A | N/A | N/A
Ret.ExistSCR & ACI & DryFGD 86 | N/A | N/A | N/A | N/A | N/A
Ret.ExistSCR & ACI & WetFGD 87 | N/A | N/A | N/A | N/A | N/A
Ret.ExistSNCR & ACI & DryFGD 88 | N/A | N/A | N/A | N/A | N/A
Ret.ExistSNCR & ACI & WetFGD 89 | N/A | N/A | N/A | N/A | N/A
Ret.ExistSNCR_DFGD & ACI 90 | N/A | N/A | N/A | N/A | N/A
Ret.ExistSNCR_WFGD & ACI 91 | N/A | N/A | N/A | N/A | 84.8
Ret.ExistSCR_DFGD & ACI 92 | N/A | N/A | N/A | N/A | N/A
Ret.ExistSCR_WFGD & ACI 93 | 75 | 75 | 75.9 | 75.9 | 79.8
Ret.SCR & DryFGD & ACI 94 | N/A | N/A | N/A | N/A | N/A
Ret.SCR & WetFGD & ACI 95 | N/A | N/A | N/A | N/A | N/A
Ret.ExistSCR_ACI & DryFGD 96 | N/A | N/A | N/A | N/A | N/A
Ret.ExistSCR_ACI & WetFGD 97 | N/A | N/A | N/A | N/A | N/A
Ret.FB-ExistDryFGD & ACI & SNCR 98 | N/A | N/A | N/A | N/A | N/A
Ret.ExistDryFGD_ACI & SCR 99 | N/A | N/A | N/A | N/A | N/A
Ret.ExistSNCR_ACI & DryFGD 100 | N/A | N/A | N/A | N/A | N/A
Ret.ExistSNCR_ACI & WetFGD 101 | N/A | N/A | N/A | N/A | N/A
Ret.FB-ExistDryFGD & SNCR 102 | N/A | N/A | N/A | N/A | N/A
Ret.FB-ACI & SNCR 103 | N/A | N/A | N/A | N/A | N/A
Ret.ExistDryFGD_ACI & CCS 104 | N/A | N/A | N/A | N/A | N/A
Ret.ExistDryFGD_ACI & SCR & CCS 105 | N/A | N/A | N/A | N/A | N/A
Ret.ExistACI & DryFGD & CCS 106 | N/A | N/A | N/A | N/A | N/A
Ret.ExistACI & WetFGD & CCS 107 | N/A | N/A | N/A | N/A | N/A
Ret.ExistSCR_ACI & WetFGD & CCS 108 | N/A | N/A | N/A | N/A | N/A
Ret.ExistSCR_DFGD_ACI & CCS 109 | N/A | N/A | N/A | N/A | N/A
Ret.ExistSCR_WFGD_ACI & CCS 110 | N/A | N/A | N/A | N/A | N/A
Ret.ExistACI & SCR & DryFGD & CCS 111 | N/A | N/A | N/A | N/A | N/A
Ret.ExistACI & SCR & WetFGD & CCS 112 | N/A | N/A | N/A | N/A | N/A
Ret.ExistWetFGD_SCR & CCS 113 | N/A | N/A | N/A | N/A | N/A
Ret.ExistWetFGD_SNCR & CCS 114 | N/A | N/A | N/A | N/A | N/A
Ret.ExistWetFGD & CCS 115 | N/A | N/A | N/A | N/A | N/A
Ret.ExistDryFGD_SCR & CCS 116 | N/A | N/A | N/A | N/A | N/A
Ret.ExistDryFGD & CCS 117 | N/A | N/A | N/A | N/A | N/A
Ret.ExistDryFGD & SCR & CCS 118 | N/A | N/A | N/A | N/A | N/A
Ret.ExistWetFGD & SCR & CCS 119 | N/A | N/A | N/A | N/A | N/A
Ret.DryFGD & CCS 120 | N/A | N/A | N/A | N/A | N/A
Ret.WetFGD & CCS 121 | N/A | N/A | N/A | N/A | N/A
Ret.ExistSCR & DryFGD & CCS 122 | N/A | N/A | N/A | N/A | N/A
Ret.ExistSCR & WetFGD & CCS 123 | N/A | N/A | N/A | N/A | N/A
Ret.ExistSNCR & DryFGD & CCS 124 | N/A | N/A | N/A | N/A | N/A
Ret.ExistSNCR & WetFGD & CCS 125 | N/A | N/A | N/A | N/A | N/A
Ret.ExistDryFGD & ACI & CCS 126 | N/A | N/A | N/A | N/A | N/A
Ret.ExistWetFGD & ACI & CCS 127 | N/A | N/A | N/A | N/A | N/A
Ret.ExistDryFGD_SCR & ACI & CCS 128 | N/A | N/A | N/A | N/A | N/A
Ret.ExistWetFGD_SCR & ACI & CCS 129 | N/A | N/A | N/A | N/A | N/A
Ret.ExistWetFGD_SNCR & ACI & CCS 130 | N/A | N/A | N/A | N/A | N/A
Ret.SCR & DryFGD & CCS 131 | N/A | N/A | N/A | N/A | N/A
Ret.SCR & WetFGD & CCS 132 | N/A | N/A | N/A | N/A | N/A
Ret.ExistDryFGD & ACI & SCR & CCS 133 | N/A | N/A | N/A | N/A | N/A
Ret.ExistWetFGD & ACI & SCR & CCS 134 | N/A | N/A | N/A | N/A | N/A
Ret.DryFGD & ACI & CCS 135 | N/A | N/A | N/A | N/A | N/A
Ret.WetFGD & ACI & CCS 136 | N/A | N/A | N/A | N/A | N/A
Ret.ExistSCR & DryFGD & ACI & CCS 137 | N/A | N/A | N/A | N/A | N/A
Ret.ExistSCR & WetFGD & ACI & CCS 138 | N/A | N/A | N/A | N/A | N/A
Ret.ExistSNCR & DryFGD & ACI & CCS 139 | N/A | N/A | N/A | N/A | N/A
Ret.ExistSNCR & WetFGD & ACI & CCS 140 | N/A | N/A | N/A | N/A | N/A
Ret.ACI & SCR & WetFGD & CCS 141 | N/A | N/A | N/A | N/A | N/A
Ret.ACI & SCR & DryFGD & CCS 142 | N/A | N/A | N/A | N/A | N/A
CT Early Retirement 143 | N/A | 0 | 0 | 0 | 0
CC Early Retirement 144 | N/A | 0 | 0 | 0 | 0
O/G Early Retirement 145 | N/A | 0 | 0 | 0 | 0
Coal Early Retirement 146 | N/A | 0 | 0 | 0 | 0
Nuke Early Retirement 147 | N/A | N/A | N/A | N/A | N/A
Ret.ACI & DDryFGD 148 | 84.8 | 84.8 | 84.8 | 84.8 | 84.8
Ret.ACI & DSCR 149 | N/A | N/A | N/A | N/A | N/A
Ret.ACI & DWetFGD 150 | N/A | N/A | N/A | N/A | N/A
Ret.DACI 151 | N/A | N/A | N/A | N/A | N/A
Ret.DACI & DryFGD 152 | N/A | N/A | N/A | N/A | N/A
Ret.DACI & SCR 153 | N/A | N/A | N/A | N/A | N/A
Ret.DACI & SNCR 154 | N/A | N/A | N/A | N/A | N/A
Ret.DACI & WetFGD 155 | N/A | N/A | N/A | N/A | N/A
Ret.DDryFGD 156 | 76.1 | 74.8 | 77.4 | 80.1 | 80.6
Ret.DSCR 157 | 84.1 | 83.1 | 84.3 | 84.3 | 84.3
Ret.DSCR & DryFGD 158 | N/A | N/A | N/A | N/A | N/A
Ret.DSCR & DryFGD & ACI 159 | N/A | N/A | N/A | N/A | N/A
Ret.DSCR & DWetFGD 160 | 81.6 | 81.6 | 83.8 | 84.4 | 83.7
Ret.DSCR & DWetFGD & ACI 161 | N/A | N/A | N/A | N/A | N/A
Ret.DSCR & WetFGD 162 | N/A | N/A | N/A | N/A | N/A
Ret.DSCR & WetFGD & ACI 163 | N/A | N/A | N/A | N/A | N/A
Ret.DWetFGD 164 | 83.6 | 83.7 | 83.9 | 83.9 | 84.4
Ret.ExistSCR & ACI & DWetFGD 165 | N/A | N/A | N/A | N/A | N/A
Ret.ExistSCR & DACI 166 | N/A | N/A | N/A | N/A | N/A
Ret.ExistSCR & DDryFGD 167 | 85.7 | 85.7 | 85.7 | 85.7 | 85.7
Ret.ExistSCR & DWetFGD 168 | 83.4 | 82.8 | 83.1 | 83.3 | 84.1
Ret.ExistSCR_ACI & DWetFGD 169 | 84.4 | 84.4 | 84.4 | 84.4 | 84.4
Ret.ExistSNCR & ACI & DDryFGD 170 | N/A | N/A | N/A | N/A | N/A
Ret.ExistSNCR & ACI & DWetFGD 171 | N/A | N/A | N/A | N/A | N/A
Ret.ExistSNCR & DACI 172 | N/A | N/A | N/A | N/A | N/A
Ret.ExistSNCR & DACI & DryFGD 173 | N/A | N/A | N/A | N/A | N/A
Ret.ExistSNCR & DACI & DWetFGD 174 | N/A | N/A | N/A | N/A | N/A
Ret.ExistSNCR & DACI & WetFGD 175 | N/A | N/A | N/A | N/A | N/A
Ret.ExistSNCR & DDryFGD 176 | 85.3 | 85.3 | 85.3 | 85.3 | 85.3
Ret.ExistSNCR & DWetFGD 177 | 75.5 | 75.8 | 78.7 | 80.9 | 83.1
Ret.ExistWetFGD & ACI & DSCR 178 | N/A | N/A | N/A | N/A | N/A
Ret.ExistWetFGD & DACI 179 | N/A | N/A | N/A | N/A | N/A
Ret.ExistWetFGD & DACI & DSCR 180 | N/A | N/A | N/A | N/A | N/A
Ret.ExistWetFGD & DACI & SCR 181 | N/A | N/A | N/A | N/A | N/A
Ret.ExistWetFGD & DSCR 182 | 83.8 | 84.5 | 84.5 | 84.5 | 70.2
Ret.SCR & DDryFGD 183 | 80.6 | 80.6 | 80.6 | 80.6 | 82.9
Ret.SCR & DDryFGD & ACI 184 | N/A | N/A | N/A | N/A | N/A
Ret.SCR & DryFGD & DACI 185 | N/A | N/A | N/A | N/A | N/A
Ret.SCR & DWetFGD 186 | N/A | N/A | N/A | N/A | N/A
Ret.SCR & DWetFGD & ACI 187 | N/A | N/A | N/A | N/A | N/A
Ret.SCR & DWetFGD & DACI 188 | N/A | N/A | N/A | N/A | N/A
Ret.SCR & WetFGD & DACI 189 | N/A | N/A | N/A | N/A | N/A
Ret.ACI & DSCR & DryFGD & CCS 190 | N/A | N/A | N/A | N/A | N/A
Ret.ACI & DSCR & DWetFGD & CCS 191 | N/A | N/A | N/A | N/A | N/A
Ret.ACI & DSCR & WetFGD & CCS 192 | N/A | N/A | N/A | N/A | N/A
Ret.ACI & SCR & DDryFGD & CCS 193 | N/A | N/A | N/A | N/A | N/A
Ret.ACI & SCR & DWetFGD & CCS 194 | N/A | N/A | N/A | N/A | N/A
Ret.DACI & SCR & DryFGD & CCS 195 | N/A | N/A | N/A | N/A | N/A
Ret.DACI & SCR & WetFGD & CCS 196 | N/A | N/A | N/A | N/A | N/A
Ret.DDryFGD & ACI & CCS 197 | N/A | N/A | N/A | N/A | N/A
Ret.DDryFGD & CCS 198 | N/A | N/A | N/A | N/A | N/A
Ret.DryFGD & DACI & CCS 199 | N/A | N/A | N/A | N/A | N/A
Ret.DSCR & DryFGD & CCS 200 | N/A | N/A | N/A | N/A | N/A
Ret.DSCR & DWetFGD & CCS 201 | N/A | N/A | N/A | N/A | N/A
Ret.DSCR & WetFGD & CCS 202 | N/A | N/A | N/A | N/A | N/A
Ret.DWetFGD & ACI & CCS 203 | N/A | N/A | N/A | N/A | N/A
Ret.DWetFGD & CCS 204 | N/A | N/A | N/A | N/A | N/A
Ret.ExistSCR & DWetFGD & ACI & CCS 205 | N/A | N/A | N/A | N/A | N/A
Ret.ExistSCR & DWetFGD & CCS 206 | N/A | N/A | N/A | N/A | N/A
Ret.ExistSCR_ACI & DWetFGD & CCS 207 | N/A | N/A | N/A | N/A | N/A
Ret.ExistSNCR & DryFGD & DACI & CCS208 | N/A | N/A | N/A | N/A | N/A
Ret.ExistSNCR & DWetFGD & ACI & CCS209 | N/A | N/A | N/A | N/A | N/A
Ret.ExistSNCR & DWetFGD & CCS 210 | N/A | N/A | N/A | N/A | N/A
Ret.ExistWetFGD & ACI & DSCR & CCS 211 | N/A | N/A | N/A | N/A | N/A
Ret.ExistWetFGD & DACI & CCS 212 | N/A | N/A | N/A | N/A | N/A
Ret.ExistWetFGD & DACI & DSCR & CCS213 | N/A | N/A | N/A | N/A | N/A
Ret.ExistWetFGD & DACI & SCR & CCS 214 | N/A | N/A | N/A | N/A | N/A
Ret.ExistWetFGD & DSCR & CCS 215 | N/A | N/A | N/A | N/A | N/A
Ret.SCR & DDryFGD & CCS 216 | N/A | N/A | N/A | N/A | N/A
Ret.WetFGD & DACI & CCS 217 | N/A | N/A | N/A | N/A | N/A
Ret.SCR & DWetFGD & CCS 218 | N/A | N/A | N/A | N/A | N/A
Ret.Oil/Gas Steam SCR 219 | 24.3 | 33.8 | 37.2 | 26.5 | 20
-------------------------------------- | -------- | -------- | -------- | -------- | --------
Average | 44.8 | 45.2 | 46.7 | 46.9 | 46.5
15. Total Annual Production Cost
[MMUS$](*) | 2012 | 2015 | 2020 | 2025 | 2032
-------------------------------------- | -------- | -------- | -------- | -------- | --------
Variable O&M | 10168.1 | 10750.7 | 11634.2 | 12411.6 | 13246
Fixed O&M | 38499.4 | 42781 | 44405.6 | 45677.8 | 48292
Fuel | 67908.3 | 69198.9 | 81695.2 | 85826.3 | 90313.1
Capital | 7193.6 | 8761.3 | 13117.4 | 21758.2 | 35422.1
-------------------------------------- | -------- | -------- | -------- | -------- | --------
Total | 123769.5 | 131491.9 | 150852.3 | 165673.9 | 187273.2
16. Emissions | 2012 | 2015 | 2020 | 2025 | 2032
-------------------------------------- | ------------ | ------------ | ------------ | ------------ | ------------
CO2 [MMTonnes] | 2362.2564 | 2359.3011 | 2461.8445 | 2565.8814 | 2726.9779
Carbon [MMTonnes] | 644.2517 | 643.4458 | 671.4121 | 699.7858 | 743.7212
MER [Tons] | 33.7807 | 34.1735 | 33.429 | 33.9719 | 33.9337
NOX [MTons] | 2205.4179 | 2166.5491 | 2266.4367 | 2325.6816 | 2356.8908
SO2 [MTons] | 4455.6202 | 4214.7389 | 4061.9462 | 3941.7279 | 3777.894