## Summary
IPM H.R 2454 Core Scenario
EPA IPM Run Results
TOTAL COSTS (billion $2006) | 2012 | 2015 | 2020 | 2025
w/ comb. Controls (BC included below) | 120.7172 | 121.0567 | 126.5002 | 138.1222
Incremental Cost
EMISSIONS AND ALLOWANCE PRICES | 2012 | 2015 | 2020 | 2025
SO2 CAIR
-Emissions at Affected Plants [MTons] | 3818.7396 | 3333.634 | 3050.0266 | 2880.2812
Constraint Marginal Cost Reflecting Retirement Ratios [US$/Ton] | 260.7 | 311.1 | 406.3 | 547.3
SO2 Title IV
-Emissions at Affected Plants [MTons] | 4627.1159 | 4118.9225 | 3818.1273 | 3523.0372
Constraint Marginal Cost [US$/Ton] | 130.35 | 117.3962 | 142.0629 | 191.3636
NOx CAIR Annual Constraint
-Emissions at Affected Plants [MTons] | 1343.6098 | 1218.5689 | 1177.7741 | 1170.9327
Constraint Marginal Cost [US$/Ton] | 0 | 0 | 0 | 0
NOx Ozone Season
-Emissions at Affected Plants [MTons] | 508 | 461.8 | 446 | 440.1
Constraint Marginal Cost [US$/Ton] | 0 | 0 | 0 | 0
NOx Title IV
-Emissions at Affected Plants [MTons] | 2074.4436 | 1920.9173 | 1875.6797 | 1859.0495
MER National Constraint
-Emissions at Affected Plants [Lb] | NA | NA | NA | NA
Emissions at Affected Plants [Tons] | NA | NA | NA | NA
Constraint Marginal Cost [US$/Lb] | NA | NA | NA | NA
Constraint Marginal Cost [US$/oz] | NA | NA | NA | NA
CO2 National Constraint
-Emissions at Affected Plants [MTons] | 2504014.5742 | 2384961.8471 | 2275722.0235 | 2213368.7678
Constraint Marginal Cost [US$/Ton] | 10.29 | 11.92 | 15.38 | 19.59
Emissions at Affected Plants [Million Metric Tons] | 2271.6045 | 2163.6016 | 2064.5009 | 2007.9349
Constraint Marginal Cost [US$/Metric Ton] | 11.3428 | 13.1396 | 16.9535 | 21.5943
NATIONWIDE EMISSIONS (from Table 16) | 2012 | 2015 | 2020 | 2025
SO2 (million tons) | 4.752 | 4.2387 | 3.948 | 3.6582
NOx (million tons) | 2.2094 | 2.0622 | 2.0526 | 2.0701
CO2 (million short tons) | 2521.9603 | 2402.9075 | 2293.6677 | 2231.3144
CO2 (million metric tons) | 2287.8866 | 2179.8836 | 2080.7828 | 2024.2168
Hg (tons) | 33.2675 | 31.6174 | 29.8029 | 29.2548
RETROFITS (Cumulative GWs) | 2012 | 2015 | 2020 | 2025
FGD | 49.652 | 55.856 | 60.818 | 61.219
SCR | 5.753 | 8.843 | 11.393 | 11.393
SNCR | 0.029 | 0 | 0 | 0
ACI | 2.302 | 0.971 | 1.241 | 1.241
TOTAL CONTROLS (Cumulative GWs) - RETROFITS + NEEDS + NEW UNITS | 2012 | 2015 | 2020 | 2025
FGD | 182.536 | 184.946 | 188.741 | 187.144
SCR | 148.711 | 143.35 | 145.307 | 144.687
SNCR | 28.433 | 23.907 | 23.907 | 23.76
ACI | 18.896 | 17.05 | 17.319 | 16.698
GENERATION MIX (thousand GWh) | 2012 | 2015 | 2020 | 2025
Renewables | 272.61 | 289.267 | 330.351 | 353.483
Biomass | 18.896 | 23.719 | 44.169 | 62.161
Other | 42.873 | 42.873 | 44.253 | 44.894
Wind | 166.593 | 166.593 | 166.593 | 166.593
Biomass Co-firing | 44.248 | 56.082 | 75.336 | 79.835
Coal | 2113.686 | 2043.131 | 2011.149 | 2035.541
IGCC | 8.403 | 8.403 | 8.403 | 8.403
New Coal with CCS | 0 | 21.024 | 49.055 | 115.168
Retrofit CCS | 0 | 0 | 21.957 | 69.175
Hydro | 282.784 | 285.06 | 285.121 | 282.46
Nuclear | 794.916 | 809.477 | 815.684 | 820.279
Oil/Natural Gas | 583.093 | 538.771 | 485.503 | 543.963
CC | 536.436 | 496.404 | 447.908 | 506.174
Other | 21.159 | 21.16 | 21.141 | 21.136
Grand Total | 4087.817 | 4000.73 | 3964.266 | 4074.423
COAL PRODUCTION (million tons) - POWER SECTOR | 2012 | 2015 | 2020 | 2025
Appalachia | 289.9221 | 265.8925 | 257.9217 | 232.3378
Interior | 136.676 | 154.2337 | 141.5745 | 140.5713
West | 580.4968 | 555.8646 | 537.9806 | 561.5946
National (Includes Waste Coal and Coal Imports) | 1033.8549 | 1008.9908 | 998.0468 | 1022.7137
COAL USE (TBtu) - POWER SECTOR | 2012 | 2015 | 2020 | 2025
Bituminous | 11814.3 | 11246.4 | 11324.2 | 11663.9
Subbituminous | 8906.3 | 8498.7 | 8207.6 | 8368.6
Lignite | 532.7 | 763.1 | 767.8 | 742.4
Total | 21253.3 | 20508.2 | 20299.6 | 20774.9
MINEMOUTH COAL PRICES (2006 $/MMBtu) | 2012 | 2015 | 2020 | 2025
Appalachia | 1.326 | 1.2767 | 1.2512 | 1.2361
Interior | 1.1454 | 1.1554 | 1.1443 | 1.1377
West | 0.46085 | 0.44915 | 0.43677 | 0.46811
National | 0.87811 | 0.85427 | 0.83419 | 0.82189
Delivered Coal Price | 1.53 | 1.48 | 1.45 | 1.43
NATURAL GAS PRICES (2006 $/MMBtu) | 2012 | 2015 | 2020 | 2025
Henry Hub Natural Gas Prices | 5.49 | 5.49 | 5.9 | 5.4
Delivered Natural Gas Prices | 5.6 | 5.57 | 5.85 | 5.42
CAPACITY (GW) | 2012 | 2015 | 2020 | 2025
Renewables | 69.232 | 69.731 | 72.635 | 75.037
Biomass | 3.252 | 3.751 | 6.48 | 8.8
Other | 6.767 | 6.767 | 6.942 | 7.024
Wind | 59.213 | 59.213 | 59.213 | 59.213
Coal | 321.735 | 297.103 | 299.863 | 306.809
IGCC | 1.129 | 1.129 | 1.129 | 1.129
New Coal with CCS | 0 | 3 | 7 | 16.434
Retrofit CCS | 0 | 0 | 3 | 9.359
Hydro | 98.379 | 98.379 | 98.379 | 98.379
Nuclear | 101.099 | 102.944 | 103.725 | 104.308
Oil/Natural Gas | 452.719 | 379.503 | 378.966 | 384.308
CC | 201.447 | 195.47 | 195.47 | 200.562
Other | 3.53 | 3.53 | 3.53 | 3.53
Grand Total | 1052.344 | 956.84 | 962.748 | 978.021
RETIREMENTS / REPOWERINGS (GW) | 2012 | 2015 | 2020 | 2025
CC Retirements | 0 | 5.977 | 5.977 | 5.977
CT Retirements | 0 | 2.305 | 2.305 | 2.305
Coal Retirements | 0 | 27.432 | 27.432 | 27.432
O/G Retirements | 0 | 64.935 | 65.472 | 65.472
NEW CAPACITY (GW) | 2012 | 2015 | 2020 | 2025
Renewables | 35.396 | 35.895 | 38.799 | 41.201
Biomass | 0.856 | 1.355 | 4.084 | 6.404
Other | 2.361 | 2.361 | 2.536 | 2.618
Wind | 32.179 | 32.179 | 32.179 | 32.179
Coal | 0 | 3 | 7 | 16.434
New Coal with CCS | 0 | 3 | 7 | 16.434
Natural Gas | 0 | 0 | 0 | 5.342
Nuclear | 0 | 0 | 0 | 0.583
Other | 0 | 0 | 0 | 0
Pulverized Coal | 0 | 0 | 0 | 0
Grand Total | 35.396 | 38.895 | 45.799 | 63.56
WHOLESALE ELECTRICITY PRICES (2006 mills/kWh) | 2012 | 2015 | 2020 | 2025
National | 45.9323 | 48.1622 | 50.7844 | 62.4589

## All Constraints
Constraint Name: #0 - National CO2 Cap - Waxman-Markey Constraint #: 1
Constraint Type: Rate Cap [MTons]
Run Year, Seasons Included: 2012 WINTER SUMMER
Run Year, Seasons Included: 2015 WINTER SUMMER
Run Year, Seasons Included: 2020 WINTER SUMMER
Run Year, Seasons Included: 2025 WINTER SUMMER
Run Year, Seasons Included: 2032 WINTER SUMMER
Time Base: Seasonal/Annual | 2012-2013 | 2014-2017 | 2018-2022 | 2023-2027 | 2028-2035
Standard - [MTon] | 0 | 0 | 0 | 0 | 0
-Emissions at Affected Plants [MTons] | 2504000 | 2216000 | 1893000 | 1760000 | 1992000
-Less Allowances Purchased [MTons] CO2 | -2504000 | -2216000 | -1893000 | -1760000 | -1992000
-Plus Allowances Sold [MTons] CO2 | 0 | 0 | 0 | 0 | 0
-Plus Allowances Banked [MTons] | 0 | 0 | 0 | 0 | 0
-Less Allowances Withdrawn (1:1) [MTons] | 0 | 0 | 0 | 0 | 0
-Less Allowances Withdrawn (n:1) [MTons] | 0 | 0 | 0 | 0 | 0
Total [MTons] | 0.0001159 | -0.0003276 | 4.22e-05 | -0.000157 | -0.0003703
TBtu Consumed | 26500 | 9495 | -10900 | -17000 | 14130
Rate - [lb/MMBtu] | 189 | 466.8 | 0 | 0 | 281.9
TWh Generated | 2743 | 1153 | -276.4 | -622.2 | 1702
TWh Generated Qualifying | 2743 | 2640 | 2573 | 2661 | 2561
Rate - [lb/MWh] | 0 | 0 | 0 | 0 | 0
Constraint Shadow Price [US$/Ton] | 10.29 | 11.92 | 15.38 | 19.59 | 27.79
Constraint Name: #0 - National CO2 Bonus Cap - Waxman-Markey Constraint #: 2
Constraint Type: Rate Cap [MTons]
Run Year, Seasons Included: 2012 WINTER SUMMER
Run Year, Seasons Included: 2015 WINTER SUMMER
Run Year, Seasons Included: 2020 WINTER SUMMER
Run Year, Seasons Included: 2025 WINTER SUMMER
Run Year, Seasons Included: 2032 WINTER SUMMER
Time Base: Seasonal/Annual | 2012-2013 | 2014-2017 | 2018-2022 | 2023-2027 | 2028-2035
Standard - [MTon] | 0 | 1501000 | 0 | 0 | 0
-Emissions at Affected Plants [MTons] | 0 | 168800 | 382500 | 453900 | 112900
-Less Allowances Purchased [MTons] CO2 | 0 | 0 | 0 | 0 | 0
-Plus Allowances Sold [MTons] CO2 | 0 | 0 | 0 | 0 | 0
-Plus Allowances Banked [MTons] | 0 | 1271000 | 0 | 0 | 0
-Less Allowances Withdrawn (1:1) [MTons] | 0 | 0 | 0 | 0 | 0
-Less Allowances Withdrawn (n:1) [MTons] | 0 | 0 | -382500 | -453900 | -112900
Total [MTons] | 0 | 1440000 | 6.627e-05 | -5.483e-05 | -1.001e-05
TBtu Consumed | 0 | 16030 | 36010 | 43040 | 10800
Rate - [lb/MMBtu] | 0 | 21.06 | 21.24 | 21.09 | 20.9
TWh Generated | 0 | 1487 | 2850 | 3283 | 859.1
TWh Generated Qualifying | 0 | 21.02 | 71.01 | 163.3 | 113.3
Rate - [lb/MWh] | 0 | 0 | 0 | 0 | 0
Constraint Shadow Price [US$/Ton] | 0 | 0 | 0 | 0 | 0
Constraint Name: SO2 CAIR Constraint
| 2012-2013 | 2014-2017 | 2018-2022 | 2023-2027 | 2028-2035
Total Title IV Emissions | 4627.1159 | 4118.9225 | 3818.1273 | 3523.0372 | 3507.6323
MTons Banked | 998.9 | 0 | 0 | 0 | 0
MTons Withdrawn | 0 | -202.5 | -224.4 | -13.17 | 0
Non CAIR Rate - [lb/MMBtu] | 0.2628 | 0.26249 | 0.26068 | 0.20286 | 0.19395
CAIR Rate - [lb/MMBtu] | 0.37893 | 0.34443 | 0.32045 | 0.2951 | 0.31574
Non CAIR - TBtu Consumed | 6151.9337 | 5983.383 | 5893.014 | 6336.8074 | 6642.2453
CAIR - TBtu Consumed | 20155.3292 | 19357.621 | 19035.6835 | 19520.8603 | 18138.7048
Non-CAIR Shadow Price (US$/Ton) | 130.35 | 117.3962 | 142.0629 | 191.3636 | 110.6643
CAIR Shadow Price (US$/Ton) | 260.7 | 311.1 | 406.3 | 547.3 | 316.5
Constraint Name: #2 - NOx CAIR Annual Constraint Constraint #: 4
Constraint Type: Rate Cap [MTons]
Run Year, Seasons Included: 2012 WINTER SUMMER
Run Year, Seasons Included: 2015 WINTER SUMMER
Run Year, Seasons Included: 2020 WINTER SUMMER
Run Year, Seasons Included: 2025 WINTER SUMMER
Run Year, Seasons Included: 2032 WINTER SUMMER
Time Base: Seasonal/Annual | 2012-2013 | 2014-2017 | 2018-2022 | 2023-2027 | 2028-2035
Standard - [MTon] | 1637 | 1332 | 1268 | 1268 | 1268
-Emissions at Affected Plants [MTons] | 1344 | 1219 | 1178 | 1171 | 1093
-Less Allowances Purchased [MTons] NOX | 0 | 0 | 0 | 0 | 0
-Plus Allowances Sold [MTons] NOX | 0 | 0 | 0 | 0 | 0
-Plus Allowances Banked [MTons] | 0 | 112.9 | 90.32 | 0 | 0
-Less Allowances Withdrawn (1:1) [MTons] | 0 | 0 | 0 | 0 | 0
-Less Allowances Withdrawn (n:1) [MTons] | 0 | 0 | 0 | -180.7 | 0
Total [MTons] | 1344 | 1332 | 1268 | 990.3 | 1093
TBtu Consumed | 20160 | 19360 | 19040 | 19520 | 18140
Rate - [lb/MMBtu] | 0.1333 | 0.1259 | 0.1237 | 0.12 | 0.1205
TWh Generated | 2072 | 1994 | 1950 | 2009 | 1859
TWh Generated Qualifying | 2072 | 2007 | 1968 | 2041 | 1893
Rate - [lb/MWh] | 0 | 0 | 0 | 0 | 0
Constraint Shadow Price [US$/Ton] | 0 | 0 | 0 | 0 | 0
Constraint Name: #3 - NOx CAIR Ozone Constraint Constraint #: 5
Constraint Type: Rate Cap [MTons]
Run Year, Seasons Included: 2012 SUMMER
Run Year, Seasons Included: 2015 SUMMER
Run Year, Seasons Included: 2020 SUMMER
Run Year, Seasons Included: 2025 SUMMER
Run Year, Seasons Included: 2032 SUMMER
Time Base: Seasonal/Annual | 2012-2013 | 2014-2017 | 2018-2022 | 2023-2027 | 2028-2035
Standard - [MTon] | 661.7 | 505.3 | 484.5 | 484.5 | 484.5
-Emissions at Affected Plants [MTons] | 508 | 461.8 | 446 | 440.1 | 412.1
-Less Allowances Purchased [MTons] NOX | 0 | 0 | 0 | 0 | 0
-Plus Allowances Sold [MTons] NOX | 0 | 0 | 0 | 0 | 0
-Plus Allowances Banked [MTons] | 0 | 43.5 | 73.31 | 44.41 | 0
-Less Allowances Withdrawn (1:1) [MTons] | 0 | 0 | -34.8 | 0 | 0
-Less Allowances Withdrawn (n:1) [MTons] | 0 | 0 | 0 | 0 | 0
Total [MTons] | 508 | 505.3 | 484.5 | 484.5 | 412.1
TBtu Consumed | 7539 | 7241 | 7102 | 7274 | 6882
Rate - [lb/MMBtu] | 0.1348 | 0.1275 | 0.1256 | 0.121 | 0.1198
TWh Generated | 778.3 | 752.1 | 734.6 | 760.6 | 718
TWh Generated Qualifying | 778.3 | 759.2 | 744.2 | 778.4 | 737.4
Rate - [lb/MWh] | 0 | 0 | 0 | 0 | 0
Constraint Shadow Price [US$/Ton] | 0 | 0 | 0 | 0 | 0
Constraint Name: #4 - NOx SIPCall Rhode Island Constraint Constraint #: 6
Constraint Type: Rate Cap [MTons]
Run Year, Seasons Included: 2012 SUMMER
Run Year, Seasons Included: 2015 SUMMER
Run Year, Seasons Included: 2020 SUMMER
Run Year, Seasons Included: 2025 SUMMER
Run Year, Seasons Included: 2032 SUMMER
Time Base: Seasonal/Annual | 2012-2013 | 2014-2017 | 2018-2022 | 2023-2027 | 2028-2035
Standard - [MTon] | 0.997 | 0.997 | 0.997 | 0.997 | 0.997
-Emissions at Affected Plants [MTons] | 0.06802 | 0.07568 | 0.06802 | 0.05531 | 0.04561
-Less Allowances Purchased [MTons] NOX | 0 | 0 | 0 | 0 | 0
-Plus Allowances Sold [MTons] NOX | 0 | 0 | 0 | 0 | 0
-Plus Allowances Banked [MTons] | 0 | 0.9213 | 0.929 | 0.9417 | 0
-Less Allowances Withdrawn (1:1) [MTons] | 0 | 0 | 0 | 0 | 0
-Less Allowances Withdrawn (n:1) [MTons] | 0 | 0 | 0 | 0 | 0
Total [MTons] | 0.06802 | 0.997 | 0.997 | 0.997 | 0.04561
TBtu Consumed | 14.75 | 15.56 | 14.75 | 11.12 | 9.353
Rate - [lb/MMBtu] | 0.009223 | 0.00973 | 0.009223 | 0.00995 | 0.009752
TWh Generated | 2.003 | 2.098 | 2.003 | 1.504 | 1.261
TWh Generated Qualifying | 2.003 | 2.098 | 2.003 | 1.504 | 1.261
Rate - [lb/MWh] | 0 | 0 | 0 | 0 | 0
Constraint Shadow Price [US$/Ton] | 0 | 0 | 0 | 0 | 0
Constraint Name: #6 - WRAP SO2 Policy Case Constraint v3.1 Constraint #: 7
Constraint Type: Rate Cap [MTons]
Run Year, Seasons Included: 2012
Run Year, Seasons Included: 2015
Run Year, Seasons Included: 2020 WINTER SUMMER
Run Year, Seasons Included: 2025 WINTER SUMMER
Run Year, Seasons Included: 2032 WINTER SUMMER
Time Base: Seasonal/Annual | 2012-2013 | 2014-2017 | 2018-2022 | 2023-2027 | 2028-2035
Standard - [MTon] | 0 | 0 | 198.9 | 198.9 | 198.9
-Emissions at Affected Plants [MTons] | 0 | 0 | 120.7 | 116 | 108
-Less Allowances Purchased [MTons] SO2 | 0 | 0 | 0 | 0 | 0
-Plus Allowances Sold [MTons] SO2 | 0 | 0 | 0 | 0 | 0
-Plus Allowances Banked [MTons] | 0 | 0 | 0 | 82.94 | 0
-Less Allowances Withdrawn (1:1) [MTons] | 0 | 0 | 0 | 0 | 0
-Less Allowances Withdrawn (n:1) [MTons] | 0 | 0 | 0 | 0 | 0
Total [MTons] | 0 | 0 | 120.7 | 198.9 | 108
TBtu Consumed | 0 | 0 | 1857 | 1785 | 1745
Rate - [lb/MMBtu] | 0 | 0 | 0.13 | 0.1299 | 0.1238
TWh Generated | 0 | 0 | 184.7 | 175.6 | 174.6
TWh Generated Qualifying | 0 | 0 | 212.2 | 230.5 | 232.4
Rate - [lb/MWh] | 0 | 0 | 0 | 0 | 0
Constraint Shadow Price [US$/Ton] | 0 | 0 | 0 | 0 | 0
Constraint Name: #8c - Dummy SCR&SNCR NOx Constraint v3.1 Constraint #: 8
Constraint Type: Rate Cap [MTons]
Run Year, Seasons Included: 2012 WINTER SUMMER
Run Year, Seasons Included: 2015 WINTER SUMMER
Run Year, Seasons Included: 2020 WINTER SUMMER
Run Year, Seasons Included: 2025 WINTER SUMMER
Run Year, Seasons Included: 2032 WINTER SUMMER
Time Base: Seasonal/Annual | 2012-2013 | 2014-2017 | 2018-2022 | 2023-2027 | 2028-2035
Standard - [MTon] | 100000 | 100000 | 100000 | 100000 | 100000
-Emissions at Affected Plants [MTons] | 83.33 | 84.07 | 81.39 | 82.22 | 79.09
-Less Allowances Purchased [MTons] NOX | 0 | 0 | 0 | 0 | 0
-Plus Allowances Sold [MTons] NOX | 0 | 0 | 0 | 0 | 0
-Plus Allowances Banked [MTons] | 0 | 0 | 0 | 0 | 0
-Less Allowances Withdrawn (1:1) [MTons] | 0 | 0 | 0 | 0 | 0
-Less Allowances Withdrawn (n:1) [MTons] | 0 | 0 | 0 | 0 | 0
Total [MTons] | 83.33 | 84.07 | 81.39 | 82.22 | 79.09
TBtu Consumed | 3169 | 3185 | 3021 | 3117 | 2964
Rate - [lb/MMBtu] | 0.05259 | 0.05278 | 0.05389 | 0.05276 | 0.05336
TWh Generated | 341.2 | 342.6 | 321.8 | 332.7 | 317
TWh Generated Qualifying | 341.2 | 342.6 | 321.8 | 332.7 | 317
Rate - [lb/MWh] | 0 | 0 | 0 | 0 | 0
Constraint Shadow Price [US$/Ton] | 0 | 0 | 0 | 0 | 0
Constraint Name: CA NOx Annual v3.1 Constraint #: 9
Constraint Type: Rate Cap [MTons]
Run Year, Seasons Included: 2012 WINTER SUMMER
Run Year, Seasons Included: 2015 WINTER SUMMER
Run Year, Seasons Included: 2020 WINTER SUMMER
Run Year, Seasons Included: 2025 WINTER SUMMER
Run Year, Seasons Included: 2032 WINTER SUMMER
Time Base: Seasonal/Annual | 2012-2013 | 2014-2017 | 2018-2022 | 2023-2027 | 2028-2035
Standard - [MTon] | 0 | 0 | 0 | 0 | 0
-Emissions at Affected Plants [MTons] | 0.1819 | 0.1786 | 0.2003 | 0.2036 | 0.1667
-Less Allowances Purchased [MTons] NOX | -0.1819 | -0.1786 | -0.2003 | -0.2036 | -0.1667
-Plus Allowances Sold [MTons] NOX | 0 | 0 | 0 | 0 | 0
-Plus Allowances Banked [MTons] | 0 | 0 | 0 | 0 | 0
-Less Allowances Withdrawn (1:1) [MTons] | 0 | 0 | 0 | 0 | 0
-Less Allowances Withdrawn (n:1) [MTons] | 0 | 0 | 0 | 0 | 0
Total [MTons] | 1.318e-11 | 1.147e-10 | -5.934e-10 | 2.581e-10 | -1.93e-10
TBtu Consumed | 29.47 | 28.67 | 28.6 | 29.44 | 27.92
Rate - [lb/MMBtu] | 0.01234 | 0.01246 | 0.01401 | 0.01383 | 0.01194
TWh Generated | 4.09 | 3.989 | 3.967 | 4.073 | 3.904
TWh Generated Qualifying | 4.09 | 3.989 | 3.967 | 4.073 | 3.904
Rate - [lb/MWh] | 0 | 0 | 0 | 0 | 0
Constraint Shadow Price [US$/Ton] | 11000 | 11000 | 11000 | 11000 | 11000
Constraint Name: CA SO2 Annual v3.1 Constraint #: 10
Constraint Type: Rate Cap [MTons]
Run Year, Seasons Included: 2012 WINTER SUMMER
Run Year, Seasons Included: 2015 WINTER SUMMER
Run Year, Seasons Included: 2020 WINTER SUMMER
Run Year, Seasons Included: 2025 WINTER SUMMER
Run Year, Seasons Included: 2032 WINTER SUMMER
Time Base: Seasonal/Annual | 2012-2013 | 2014-2017 | 2018-2022 | 2023-2027 | 2028-2035
Standard - [MTon] | 0 | 0 | 0 | 0 | 0
-Emissions at Affected Plants [MTons] | 0 | 0 | 0 | 0 | 0
-Less Allowances Purchased [MTons] SO2 | 0 | 0 | 0 | 0 | 0
-Plus Allowances Sold [MTons] SO2 | 0 | 0 | 0 | 0 | 0
-Plus Allowances Banked [MTons] | 0 | 0 | 0 | 0 | 0
-Less Allowances Withdrawn (1:1) [MTons] | 0 | 0 | 0 | 0 | 0
-Less Allowances Withdrawn (n:1) [MTons] | 0 | 0 | 0 | 0 | 0
Total [MTons] | 0 | 0 | 0 | 0 | 0
TBtu Consumed | 0 | 0 | 0 | 0 | 0
Rate - [lb/MMBtu] | 0 | 0 | 0 | 0 | 0
TWh Generated | 0 | 0 | 0 | 0 | 0
TWh Generated Qualifying | 0 | 0 | 0 | 0 | 0
Rate - [lb/MWh] | 0 | 0 | 0 | 0 | 0
Constraint Shadow Price [US$/Ton] | 0 | 0 | 0 | 0 | 0
Constraint Name: CT Fac. Spec. - NOX Rate Annual v3.1 (BAJ) Constraint #: 11
Constraint Type: Rate Limit [lb/MMBtu]
Run Year, Seasons Included: 2012 WINTER SUMMER
Run Year, Seasons Included: 2015 WINTER SUMMER
Run Year, Seasons Included: 2020 WINTER SUMMER
Run Year, Seasons Included: 2025 WINTER SUMMER
Run Year, Seasons Included: 2032 WINTER SUMMER
Time Base: Seasonal/Annual | 2012-2013 | 2014-2017 | 2018-2022 | 2023-2027 | 2028-2035
Standard - [lb/MMBtu] | 0.15 | 0.15 | 0.15 | 0.15 | 0.15
-Emissions at Affected Plants [MTons] | 0.0006531 | 0.001536 | 0.001536 | 0.0006531 | 0.001536
-Less Allowances Purchased [MTons] NOX | 0 | 0 | 0 | 0 | 0
-Plus Allowances Sold [MTons] NOX | 0 | 0 | 0 | 0 | 0
-Plus Allowances Banked [MTons] | 0 | 0 | 0 | 0 | 0
-Less Allowances Withdrawn (1:1) [MTons] | 0 | 0 | 0 | 0 | 0
-Less Allowances Withdrawn (n:1) [MTons] | 0 | 0 | 0 | 0 | 0
Total [MTons] | 0.0006531 | 0.001536 | 0.001536 | 0.0006531 | 0.001536
TBtu Consumed | 0.07684 | 0.1807 | 0.1807 | 0.07684 | 0.1807
Rate - [lb/MMBtu] | 0.017 | 0.017 | 0.017 | 0.017 | 0.017
TWh Generated | 0.008538 | 0.02008 | 0.02008 | 0.008538 | 0.02008
TWh Generated Qualifying | 0.008538 | 0.02008 | 0.02008 | 0.008538 | 0.02008
Rate - [lb/MWh] | 0 | 0 | 0 | 0 | 0
Constraint Shadow Price [US$/Ton] | 0 | 0 | 0 | 0 | 0
Constraint Name: CT Fac. Spec. - NOX Rate Annual v3.1 (BAK) Constraint #: 12
Constraint Type: Rate Limit [lb/MMBtu]
Run Year, Seasons Included: 2012 WINTER SUMMER
Run Year, Seasons Included: 2015 WINTER SUMMER
Run Year, Seasons Included: 2020 WINTER SUMMER
Run Year, Seasons Included: 2025 WINTER SUMMER
Run Year, Seasons Included: 2032 WINTER SUMMER
Time Base: Seasonal/Annual | 2012-2013 | 2014-2017 | 2018-2022 | 2023-2027 | 2028-2035
Standard - [lb/MMBtu] | 0.15 | 0.15 | 0.15 | 0.15 | 0.15
-Emissions at Affected Plants [MTons] | 0.0006147 | 0.001446 | 0.001446 | 0.0006147 | 0.001446
-Less Allowances Purchased [MTons] NOX | 0 | 0 | 0 | 0 | 0
-Plus Allowances Sold [MTons] NOX | 0 | 0 | 0 | 0 | 0
-Plus Allowances Banked [MTons] | 0 | 0 | 0 | 0 | 0
-Less Allowances Withdrawn (1:1) [MTons] | 0 | 0 | 0 | 0 | 0
-Less Allowances Withdrawn (n:1) [MTons] | 0 | 0 | 0 | 0 | 0
Total [MTons] | 0.0006147 | 0.001446 | 0.001446 | 0.0006147 | 0.001446
TBtu Consumed | 0.07684 | 0.1807 | 0.1807 | 0.07684 | 0.1807
Rate - [lb/MMBtu] | 0.016 | 0.016 | 0.016 | 0.016 | 0.016
TWh Generated | 0.008538 | 0.02008 | 0.02008 | 0.008538 | 0.02008
TWh Generated Qualifying | 0.008538 | 0.02008 | 0.02008 | 0.008538 | 0.02008
Rate - [lb/MWh] | 0 | 0 | 0 | 0 | 0
Constraint Shadow Price [US$/Ton] | 0 | 0 | 0 | 0 | 0
Constraint Name: CT Fac. Spec. - NOX Rate Annual v3.1 (BAL) Constraint #: 13
Constraint Type: Rate Limit [lb/MMBtu]
Run Year, Seasons Included: 2012 WINTER SUMMER
Run Year, Seasons Included: 2015 WINTER SUMMER
Run Year, Seasons Included: 2020 WINTER SUMMER
Run Year, Seasons Included: 2025 WINTER SUMMER
Run Year, Seasons Included: 2032 WINTER SUMMER
Time Base: Seasonal/Annual | 2012-2013 | 2014-2017 | 2018-2022 | 2023-2027 | 2028-2035
Standard - [lb/MMBtu] | 0.15 | 0.15 | 0.15 | 0.15 | 0.15
-Emissions at Affected Plants [MTons] | 0.0007684 | 0.001807 | 0.001807 | 0.0007684 | 0.001807
-Less Allowances Purchased [MTons] NOX | 0 | 0 | 0 | 0 | 0
-Plus Allowances Sold [MTons] NOX | 0 | 0 | 0 | 0 | 0
-Plus Allowances Banked [MTons] | 0 | 0 | 0 | 0 | 0
-Less Allowances Withdrawn (1:1) [MTons] | 0 | 0 | 0 | 0 | 0
-Less Allowances Withdrawn (n:1) [MTons] | 0 | 0 | 0 | 0 | 0
Total [MTons] | 0.0007684 | 0.001807 | 0.001807 | 0.0007684 | 0.001807
TBtu Consumed | 0.07684 | 0.1807 | 0.1807 | 0.07684 | 0.1807
Rate - [lb/MMBtu] | 0.02 | 0.02 | 0.02 | 0.02 | 0.02
TWh Generated | 0.008538 | 0.02008 | 0.02008 | 0.008538 | 0.02008
TWh Generated Qualifying | 0.008538 | 0.02008 | 0.02008 | 0.008538 | 0.02008
Rate - [lb/MWh] | 0 | 0 | 0 | 0 | 0
Constraint Shadow Price [US$/Ton] | 0 | 0 | 0 | 0 | 0
Constraint Name: CT Fac. Spec. - NOX Rate Annual v3.1 (BAM) Constraint #: 14
Constraint Type: Rate Limit [lb/MMBtu]
Run Year, Seasons Included: 2012 WINTER SUMMER
Run Year, Seasons Included: 2015 WINTER SUMMER
Run Year, Seasons Included: 2020 WINTER SUMMER
Run Year, Seasons Included: 2025 WINTER SUMMER
Run Year, Seasons Included: 2032 WINTER SUMMER
Time Base: Seasonal/Annual | 2012-2013 | 2014-2017 | 2018-2022 | 2023-2027 | 2028-2035
Standard - [lb/MMBtu] | 0.15 | 0.15 | 0.15 | 0.15 | 0.15
-Emissions at Affected Plants [MTons] | 0.0004226 | 0.0009939 | 0.0009939 | 0.0004226 | 0.0009939
-Less Allowances Purchased [MTons] NOX | 0 | 0 | 0 | 0 | 0
-Plus Allowances Sold [MTons] NOX | 0 | 0 | 0 | 0 | 0
-Plus Allowances Banked [MTons] | 0 | 0 | 0 | 0 | 0
-Less Allowances Withdrawn (1:1) [MTons] | 0 | 0 | 0 | 0 | 0
-Less Allowances Withdrawn (n:1) [MTons] | 0 | 0 | 0 | 0 | 0
Total [MTons] | 0.0004226 | 0.0009939 | 0.0009939 | 0.0004226 | 0.0009939
TBtu Consumed | 0.07684 | 0.1807 | 0.1807 | 0.07684 | 0.1807
Rate - [lb/MMBtu] | 0.011 | 0.011 | 0.011 | 0.011 | 0.011
TWh Generated | 0.008538 | 0.02008 | 0.02008 | 0.008538 | 0.02008
TWh Generated Qualifying | 0.008538 | 0.02008 | 0.02008 | 0.008538 | 0.02008
Rate - [lb/MWh] | 0 | 0 | 0 | 0 | 0
Constraint Shadow Price [US$/Ton] | 0 | 0 | 0 | 0 | 0
Constraint Name: CT Fac. Spec. - NOX Rate Annual v3.1 (BAN) Constraint #: 15
Constraint Type: Rate Limit [lb/MMBtu]
Run Year, Seasons Included: 2012 WINTER SUMMER
Run Year, Seasons Included: 2015 WINTER SUMMER
Run Year, Seasons Included: 2020 WINTER SUMMER
Run Year, Seasons Included: 2025 WINTER SUMMER
Run Year, Seasons Included: 2032 WINTER SUMMER
Time Base: Seasonal/Annual | 2012-2013 | 2014-2017 | 2018-2022 | 2023-2027 | 2028-2035
Standard - [lb/MMBtu] | 0.15 | 0.15 | 0.15 | 0.15 | 0.15
-Emissions at Affected Plants [MTons] | 0.0001921 | 0.0004518 | 0.0004518 | 0.0001921 | 0.0004518
-Less Allowances Purchased [MTons] NOX | 0 | 0 | 0 | 0 | 0
-Plus Allowances Sold [MTons] NOX | 0 | 0 | 0 | 0 | 0
-Plus Allowances Banked [MTons] | 0 | 0 | 0 | 0 | 0
-Less Allowances Withdrawn (1:1) [MTons] | 0 | 0 | 0 | 0 | 0
-Less Allowances Withdrawn (n:1) [MTons] | 0 | 0 | 0 | 0 | 0
Total [MTons] | 0.0001921 | 0.0004518 | 0.0004518 | 0.0001921 | 0.0004518
TBtu Consumed | 0.07684 | 0.1807 | 0.1807 | 0.07684 | 0.1807
Rate - [lb/MMBtu] | 0.005 | 0.005 | 0.005 | 0.005 | 0.005
TWh Generated | 0.008538 | 0.02008 | 0.02008 | 0.008538 | 0.02008
TWh Generated Qualifying | 0.008538 | 0.02008 | 0.02008 | 0.008538 | 0.02008
Rate - [lb/MWh] | 0 | 0 | 0 | 0 | 0
Constraint Shadow Price [US$/Ton] | 0 | 0 | 0 | 0 | 0
Constraint Name: CT Fac. Spec. - NOX Rate Annual v3.1 (BAO) Constraint #: 16
Constraint Type: Rate Limit [lb/MMBtu]
Run Year, Seasons Included: 2012 WINTER SUMMER
Run Year, Seasons Included: 2015 WINTER SUMMER
Run Year, Seasons Included: 2020 WINTER SUMMER
Run Year, Seasons Included: 2025 WINTER SUMMER
Run Year, Seasons Included: 2032 WINTER SUMMER
Time Base: Seasonal/Annual | 2012-2013 | 2014-2017 | 2018-2022 | 2023-2027 | 2028-2035
Standard - [lb/MMBtu] | 0.15 | 0.15 | 0.15 | 0.15 | 0.15
-Emissions at Affected Plants [MTons] | 0 | 0 | 0 | 0 | 0.000849
-Less Allowances Purchased [MTons] NOX | 0 | 0 | 0 | 0 | 0
-Plus Allowances Sold [MTons] NOX | 0 | 0 | 0 | 0 | 0
-Plus Allowances Banked [MTons] | 0 | 0 | 0 | 0 | 0
-Less Allowances Withdrawn (1:1) [MTons] | 0 | 0 | 0 | 0 | 0
-Less Allowances Withdrawn (n:1) [MTons] | 0 | 0 | 0 | 0 | 0
Total [MTons] | 0 | 0 | 0 | 0 | 0.000849
TBtu Consumed | 0 | 0 | 0 | 0 | 0.03087
Rate - [lb/MMBtu] | 0 | 0 | 0 | 0 | 0.055
TWh Generated | 0 | 0 | 0 | 0 | 0.002895
TWh Generated Qualifying | 0 | 0 | 0 | 0 | 0.002895
Rate - [lb/MWh] | 0 | 0 | 0 | 0 | 0
Constraint Shadow Price [US$/Ton] | 0 | 0 | 0 | 0 | 0
Constraint Name: CT Fac. Spec. - NOX Rate Annual v3.1 (BAY) Constraint #: 17
Constraint Type: Rate Limit [lb/MMBtu]
Run Year, Seasons Included: 2012 WINTER SUMMER
Run Year, Seasons Included: 2015 WINTER SUMMER
Run Year, Seasons Included: 2020 WINTER SUMMER
Run Year, Seasons Included: 2025 WINTER SUMMER
Run Year, Seasons Included: 2032 WINTER SUMMER
Time Base: Seasonal/Annual | 2012-2013 | 2014-2017 | 2018-2022 | 2023-2027 | 2028-2035
Standard - [lb/MMBtu] | 0.15 | 0.15 | 0.15 | 0.15 | 0.15
-Emissions at Affected Plants [MTons] | 0 | 0 | 0 | 0 | 0
-Less Allowances Purchased [MTons] NOX | 0 | 0 | 0 | 0 | 0
-Plus Allowances Sold [MTons] NOX | 0 | 0 | 0 | 0 | 0
-Plus Allowances Banked [MTons] | 0 | 0 | 0 | 0 | 0
-Less Allowances Withdrawn (1:1) [MTons] | 0 | 0 | 0 | 0 | 0
-Less Allowances Withdrawn (n:1) [MTons] | 0 | 0 | 0 | 0 | 0
Total [MTons] | 0 | 0 | 0 | 0 | 0
TBtu Consumed | 0 | 0 | 0 | 0 | 0
Rate - [lb/MMBtu] | 0 | 0 | 0 | 0 | 0
TWh Generated | 0 | 0 | 0 | 0 | 0
TWh Generated Qualifying | 0 | 0 | 0 | 0 | 0
Rate - [lb/MWh] | 0 | 0 | 0 | 0 | 0
Constraint Shadow Price [US$/Ton] | 0 | 0 | 0 | 0 | 0
Constraint Name: CT Fac. Spec. - NOX Rate Annual v3.1 (BAZ) Constraint #: 18
Constraint Type: Rate Limit [lb/MMBtu]
Run Year, Seasons Included: 2012 WINTER SUMMER
Run Year, Seasons Included: 2015 WINTER SUMMER
Run Year, Seasons Included: 2020 WINTER SUMMER
Run Year, Seasons Included: 2025 WINTER SUMMER
Run Year, Seasons Included: 2032 WINTER SUMMER
Time Base: Seasonal/Annual | 2012-2013 | 2014-2017 | 2018-2022 | 2023-2027 | 2028-2035
Standard - [lb/MMBtu] | 0.15 | 0.15 | 0.15 | 0.15 | 0.15
-Emissions at Affected Plants [MTons] | 0 | 0 | 0 | 0 | 0
-Less Allowances Purchased [MTons] NOX | 0 | 0 | 0 | 0 | 0
-Plus Allowances Sold [MTons] NOX | 0 | 0 | 0 | 0 | 0
-Plus Allowances Banked [MTons] | 0 | 0 | 0 | 0 | 0
-Less Allowances Withdrawn (1:1) [MTons] | 0 | 0 | 0 | 0 | 0
-Less Allowances Withdrawn (n:1) [MTons] | 0 | 0 | 0 | 0 | 0
Total [MTons] | 0 | 0 | 0 | 0 | 0
TBtu Consumed | 0 | 0 | 0 | 0 | 0
Rate - [lb/MMBtu] | 0 | 0 | 0 | 0 | 0
TWh Generated | 0 | 0 | 0 | 0 | 0
TWh Generated Qualifying | 0 | 0 | 0 | 0 | 0
Rate - [lb/MWh] | 0 | 0 | 0 | 0 | 0
Constraint Shadow Price [US$/Ton] | 0 | 0 | 0 | 0 | 0
Constraint Name: CT Fac. Spec. - NOX Rate Annual v3.1 (BBA) Constraint #: 19
Constraint Type: Rate Limit [lb/MMBtu]
Run Year, Seasons Included: 2012 WINTER SUMMER
Run Year, Seasons Included: 2015 WINTER SUMMER
Run Year, Seasons Included: 2020 WINTER SUMMER
Run Year, Seasons Included: 2025 WINTER SUMMER
Run Year, Seasons Included: 2032 WINTER SUMMER
Time Base: Seasonal/Annual | 2012-2013 | 2014-2017 | 2018-2022 | 2023-2027 | 2028-2035
Standard - [lb/MMBtu] | 0.15 | 0.15 | 0.15 | 0.15 | 0.15
-Emissions at Affected Plants [MTons] | 0 | 0 | 0 | 0 | 0
-Less Allowances Purchased [MTons] NOX | 0 | 0 | 0 | 0 | 0
-Plus Allowances Sold [MTons] NOX | 0 | 0 | 0 | 0 | 0
-Plus Allowances Banked [MTons] | 0 | 0 | 0 | 0 | 0
-Less Allowances Withdrawn (1:1) [MTons] | 0 | 0 | 0 | 0 | 0
-Less Allowances Withdrawn (n:1) [MTons] | 0 | 0 | 0 | 0 | 0
Total [MTons] | 0 | 0 | 0 | 0 | 0
TBtu Consumed | 0 | 0 | 0 | 0 | 0
Rate - [lb/MMBtu] | 0 | 0 | 0 | 0 | 0
TWh Generated | 0 | 0 | 0 | 0 | 0
TWh Generated Qualifying | 0 | 0 | 0 | 0 | 0
Rate - [lb/MWh] | 0 | 0 | 0 | 0 | 0
Constraint Shadow Price [US$/Ton] | 0 | 0 | 0 | 0 | 0
Constraint Name: CT Fac. Spec. - NOX Rate Annual v3.1 (BBB) Constraint #: 20
Constraint Type: Rate Limit [lb/MMBtu]
Run Year, Seasons Included: 2012 WINTER SUMMER
Run Year, Seasons Included: 2015 WINTER SUMMER
Run Year, Seasons Included: 2020 WINTER SUMMER
Run Year, Seasons Included: 2025 WINTER SUMMER
Run Year, Seasons Included: 2032 WINTER SUMMER
Time Base: Seasonal/Annual | 2012-2013 | 2014-2017 | 2018-2022 | 2023-2027 | 2028-2035
Standard - [lb/MMBtu] | 0.15 | 0.15 | 0.15 | 0.15 | 0.15
-Emissions at Affected Plants [MTons] | 0 | 0 | 0 | 0 | 0
-Less Allowances Purchased [MTons] NOX | 0 | 0 | 0 | 0 | 0
-Plus Allowances Sold [MTons] NOX | 0 | 0 | 0 | 0 | 0
-Plus Allowances Banked [MTons] | 0 | 0 | 0 | 0 | 0
-Less Allowances Withdrawn (1:1) [MTons] | 0 | 0 | 0 | 0 | 0
-Less Allowances Withdrawn (n:1) [MTons] | 0 | 0 | 0 | 0 | 0
Total [MTons] | 0 | 0 | 0 | 0 | 0
TBtu Consumed | 0 | 0 | 0 | 0 | 0
Rate - [lb/MMBtu] | 0 | 0 | 0 | 0 | 0
TWh Generated | 0 | 0 | 0 | 0 | 0
TWh Generated Qualifying | 0 | 0 | 0 | 0 | 0
Rate - [lb/MWh] | 0 | 0 | 0 | 0 | 0
Constraint Shadow Price [US$/Ton] | 0 | 0 | 0 | 0 | 0
Constraint Name: CT Fac. Spec. - NOX Rate Annual v3.1 (BBC) Constraint #: 21
Constraint Type: Rate Limit [lb/MMBtu]
Run Year, Seasons Included: 2012 WINTER SUMMER
Run Year, Seasons Included: 2015 WINTER SUMMER
Run Year, Seasons Included: 2020 WINTER SUMMER
Run Year, Seasons Included: 2025 WINTER SUMMER
Run Year, Seasons Included: 2032 WINTER SUMMER
Time Base: Seasonal/Annual | 2012-2013 | 2014-2017 | 2018-2022 | 2023-2027 | 2028-2035
Standard - [lb/MMBtu] | 0.15 | 0.15 | 0.15 | 0.15 | 0.15
-Emissions at Affected Plants [MTons] | 0 | 0 | 0 | 0 | 0
-Less Allowances Purchased [MTons] NOX | 0 | 0 | 0 | 0 | 0
-Plus Allowances Sold [MTons] NOX | 0 | 0 | 0 | 0 | 0
-Plus Allowances Banked [MTons] | 0 | 0 | 0 | 0 | 0
-Less Allowances Withdrawn (1:1) [MTons] | 0 | 0 | 0 | 0 | 0
-Less Allowances Withdrawn (n:1) [MTons] | 0 | 0 | 0 | 0 | 0
Total [MTons] | 0 | 0 | 0 | 0 | 0
TBtu Consumed | 0 | 0 | 0 | 0 | 0
Rate - [lb/MMBtu] | 0 | 0 | 0 | 0 | 0
TWh Generated | 0 | 0 | 0 | 0 | 0
TWh Generated Qualifying | 0 | 0 | 0 | 0 | 0
Rate - [lb/MWh] | 0 | 0 | 0 | 0 | 0
Constraint Shadow Price [US$/Ton] | 0 | 0 | 0 | 0 | 0
Constraint Name: CT Fac. Spec. - NOX Rate Annual v3.1 (BBD) Constraint #: 22
Constraint Type: Rate Limit [lb/MMBtu]
Run Year, Seasons Included: 2012 WINTER SUMMER
Run Year, Seasons Included: 2015 WINTER SUMMER
Run Year, Seasons Included: 2020 WINTER SUMMER
Run Year, Seasons Included: 2025 WINTER SUMMER
Run Year, Seasons Included: 2032 WINTER SUMMER
Time Base: Seasonal/Annual | 2012-2013 | 2014-2017 | 2018-2022 | 2023-2027 | 2028-2035
Standard - [lb/MMBtu] | 0.15 | 0.15 | 0.15 | 0.15 | 0.15
-Emissions at Affected Plants [MTons] | 0 | 0 | 0 | 0 | 0
-Less Allowances Purchased [MTons] NOX | 0 | 0 | 0 | 0 | 0
-Plus Allowances Sold [MTons] NOX | 0 | 0 | 0 | 0 | 0
-Plus Allowances Banked [MTons] | 0 | 0 | 0 | 0 | 0
-Less Allowances Withdrawn (1:1) [MTons] | 0 | 0 | 0 | 0 | 0
-Less Allowances Withdrawn (n:1) [MTons] | 0 | 0 | 0 | 0 | 0
Total [MTons] | 0 | 0 | 0 | 0 | 0
TBtu Consumed | 0 | 0 | 0 | 0 | 0
Rate - [lb/MMBtu] | 0 | 0 | 0 | 0 | 0
TWh Generated | 0 | 0 | 0 | 0 | 0
TWh Generated Qualifying | 0 | 0 | 0 | 0 | 0
Rate - [lb/MWh] | 0 | 0 | 0 | 0 | 0
Constraint Shadow Price [US$/Ton] | 0 | 0 | 0 | 0 | 0
Constraint Name: CT Fac. Spec. - NOX Rate Annual v3.1 (BBE) Constraint #: 23
Constraint Type: Rate Limit [lb/MMBtu]
Run Year, Seasons Included: 2012 WINTER SUMMER
Run Year, Seasons Included: 2015 WINTER SUMMER
Run Year, Seasons Included: 2020 WINTER SUMMER
Run Year, Seasons Included: 2025 WINTER SUMMER
Run Year, Seasons Included: 2032 WINTER SUMMER
Time Base: Seasonal/Annual | 2012-2013 | 2014-2017 | 2018-2022 | 2023-2027 | 2028-2035
Standard - [lb/MMBtu] | 0.15 | 0.15 | 0.15 | 0.15 | 0.15
-Emissions at Affected Plants [MTons] | 0 | 0 | 0 | 0 | 0
-Less Allowances Purchased [MTons] NOX | 0 | 0 | 0 | 0 | 0
-Plus Allowances Sold [MTons] NOX | 0 | 0 | 0 | 0 | 0
-Plus Allowances Banked [MTons] | 0 | 0 | 0 | 0 | 0
-Less Allowances Withdrawn (1:1) [MTons] | 0 | 0 | 0 | 0 | 0
-Less Allowances Withdrawn (n:1) [MTons] | 0 | 0 | 0 | 0 | 0
Total [MTons] | 0 | 0 | 0 | 0 | 0
TBtu Consumed | 0 | 0 | 0 | 0 | 0
Rate - [lb/MMBtu] | 0 | 0 | 0 | 0 | 0
TWh Generated | 0 | 0 | 0 | 0 | 0
TWh Generated Qualifying | 0 | 0 | 0 | 0 | 0
Rate - [lb/MWh] | 0 | 0 | 0 | 0 | 0
Constraint Shadow Price [US$/Ton] | 0 | 0 | 0 | 0 | 0
Constraint Name: CT Fac. Spec. - NOX Rate Annual v3.1 (BBF) Constraint #: 24
Constraint Type: Rate Limit [lb/MMBtu]
Run Year, Seasons Included: 2012 WINTER SUMMER
Run Year, Seasons Included: 2015 WINTER SUMMER
Run Year, Seasons Included: 2020 WINTER SUMMER
Run Year, Seasons Included: 2025 WINTER SUMMER
Run Year, Seasons Included: 2032 WINTER SUMMER
Time Base: Seasonal/Annual | 2012-2013 | 2014-2017 | 2018-2022 | 2023-2027 | 2028-2035
Standard - [lb/MMBtu] | 0.15 | 0.15 | 0.15 | 0.15 | 0.15
-Emissions at Affected Plants [MTons] | 0 | 0 | 0 | 0 | 0
-Less Allowances Purchased [MTons] NOX | 0 | 0 | 0 | 0 | 0
-Plus Allowances Sold [MTons] NOX | 0 | 0 | 0 | 0 | 0
-Plus Allowances Banked [MTons] | 0 | 0 | 0 | 0 | 0
-Less Allowances Withdrawn (1:1) [MTons] | 0 | 0 | 0 | 0 | 0
-Less Allowances Withdrawn (n:1) [MTons] | 0 | 0 | 0 | 0 | 0
Total [MTons] | 0 | 0 | 0 | 0 | 0
TBtu Consumed | 0 | 0 | 0 | 0 | 0
Rate - [lb/MMBtu] | 0 | 0 | 0 | 0 | 0
TWh Generated | 0 | 0 | 0 | 0 | 0
TWh Generated Qualifying | 0 | 0 | 0 | 0 | 0
Rate - [lb/MWh] | 0 | 0 | 0 | 0 | 0
Constraint Shadow Price [US$/Ton] | 0 | 0 | 0 | 0 | 0
Constraint Name: CT Fac. Spec. - NOX Rate Annual v3.1 (BBG) Constraint #: 25
Constraint Type: Rate Limit [lb/MMBtu]
Run Year, Seasons Included: 2012 WINTER SUMMER
Run Year, Seasons Included: 2015 WINTER SUMMER
Run Year, Seasons Included: 2020 WINTER SUMMER
Run Year, Seasons Included: 2025 WINTER SUMMER
Run Year, Seasons Included: 2032 WINTER SUMMER
Time Base: Seasonal/Annual | 2012-2013 | 2014-2017 | 2018-2022 | 2023-2027 | 2028-2035
Standard - [lb/MMBtu] | 0.15 | 0.15 | 0.15 | 0.15 | 0.15
-Emissions at Affected Plants [MTons] | 0 | 0 | 0 | 0 | 0
-Less Allowances Purchased [MTons] NOX | 0 | 0 | 0 | 0 | 0
-Plus Allowances Sold [MTons] NOX | 0 | 0 | 0 | 0 | 0
-Plus Allowances Banked [MTons] | 0 | 0 | 0 | 0 | 0
-Less Allowances Withdrawn (1:1) [MTons] | 0 | 0 | 0 | 0 | 0
-Less Allowances Withdrawn (n:1) [MTons] | 0 | 0 | 0 | 0 | 0
Total [MTons] | 0 | 0 | 0 | 0 | 0
TBtu Consumed | 0 | 0 | 0 | 0 | 0
Rate - [lb/MMBtu] | 0 | 0 | 0 | 0 | 0
TWh Generated | 0 | 0 | 0 | 0 | 0
TWh Generated Qualifying | 0 | 0 | 0 | 0 | 0
Rate - [lb/MWh] | 0 | 0 | 0 | 0 | 0
Constraint Shadow Price [US$/Ton] | 0 | 0 | 0 | 0 | 0
Constraint Name: CT Fac. Spec. - NOX Rate Annual v3.1 (BBH) Constraint #: 26
Constraint Type: Rate Limit [lb/MMBtu]
Run Year, Seasons Included: 2012 WINTER SUMMER
Run Year, Seasons Included: 2015 WINTER SUMMER
Run Year, Seasons Included: 2020 WINTER SUMMER
Run Year, Seasons Included: 2025 WINTER SUMMER
Run Year, Seasons Included: 2032 WINTER SUMMER
Time Base: Seasonal/Annual | 2012-2013 | 2014-2017 | 2018-2022 | 2023-2027 | 2028-2035
Standard - [lb/MMBtu] | 0.15 | 0.15 | 0.15 | 0.15 | 0.15
-Emissions at Affected Plants [MTons] | 0 | 0 | 0 | 0 | 0
-Less Allowances Purchased [MTons] NOX | 0 | 0 | 0 | 0 | 0
-Plus Allowances Sold [MTons] NOX | 0 | 0 | 0 | 0 | 0
-Plus Allowances Banked [MTons] | 0 | 0 | 0 | 0 | 0
-Less Allowances Withdrawn (1:1) [MTons] | 0 | 0 | 0 | 0 | 0
-Less Allowances Withdrawn (n:1) [MTons] | 0 | 0 | 0 | 0 | 0
Total [MTons] | 0 | 0 | 0 | 0 | 0
TBtu Consumed | 0 | 0 | 0 | 0 | 0
Rate - [lb/MMBtu] | 0 | 0 | 0 | 0 | 0
TWh Generated | 0 | 0 | 0 | 0 | 0
TWh Generated Qualifying | 0 | 0 | 0 | 0 | 0
Rate - [lb/MWh] | 0 | 0 | 0 | 0 | 0
Constraint Shadow Price [US$/Ton] | 0 | 0 | 0 | 0 | 0
Constraint Name: CT Fac. Spec. - NOX Rate Annual v3.1 (BBI) Constraint #: 27
Constraint Type: Rate Limit [lb/MMBtu]
Run Year, Seasons Included: 2012 WINTER SUMMER
Run Year, Seasons Included: 2015 WINTER SUMMER
Run Year, Seasons Included: 2020 WINTER SUMMER
Run Year, Seasons Included: 2025 WINTER SUMMER
Run Year, Seasons Included: 2032 WINTER SUMMER
Time Base: Seasonal/Annual | 2012-2013 | 2014-2017 | 2018-2022 | 2023-2027 | 2028-2035
Standard - [lb/MMBtu] | 0.15 | 0.15 | 0.15 | 0.15 | 0.15
-Emissions at Affected Plants [MTons] | 0 | 0 | 0 | 0 | 0
-Less Allowances Purchased [MTons] NOX | 0 | 0 | 0 | 0 | 0
-Plus Allowances Sold [MTons] NOX | 0 | 0 | 0 | 0 | 0
-Plus Allowances Banked [MTons] | 0 | 0 | 0 | 0 | 0
-Less Allowances Withdrawn (1:1) [MTons] | 0 | 0 | 0 | 0 | 0
-Less Allowances Withdrawn (n:1) [MTons] | 0 | 0 | 0 | 0 | 0
Total [MTons] | 0 | 0 | 0 | 0 | 0
TBtu Consumed | 0 | 0 | 0 | 0 | 0
Rate - [lb/MMBtu] | 0 | 0 | 0 | 0 | 0
TWh Generated | 0 | 0 | 0 | 0 | 0
TWh Generated Qualifying | 0 | 0 | 0 | 0 | 0
Rate - [lb/MWh] | 0 | 0 | 0 | 0 | 0
Constraint Shadow Price [US$/Ton] | 0 | 0 | 0 | 0 | 0
Constraint Name: CT Fac. Spec. - NOX Rate Annual v3.1 (BBJ) Constraint #: 28
Constraint Type: Rate Limit [lb/MMBtu]
Run Year, Seasons Included: 2012 WINTER SUMMER
Run Year, Seasons Included: 2015 WINTER SUMMER
Run Year, Seasons Included: 2020 WINTER SUMMER
Run Year, Seasons Included: 2025 WINTER SUMMER
Run Year, Seasons Included: 2032 WINTER SUMMER
Time Base: Seasonal/Annual | 2012-2013 | 2014-2017 | 2018-2022 | 2023-2027 | 2028-2035
Standard - [lb/MMBtu] | 0.15 | 0.15 | 0.15 | 0.15 | 0.15
-Emissions at Affected Plants [MTons] | 0 | 0 | 0 | 0 | 0
-Less Allowances Purchased [MTons] NOX | 0 | 0 | 0 | 0 | 0
-Plus Allowances Sold [MTons] NOX | 0 | 0 | 0 | 0 | 0
-Plus Allowances Banked [MTons] | 0 | 0 | 0 | 0 | 0
-Less Allowances Withdrawn (1:1) [MTons] | 0 | 0 | 0 | 0 | 0
-Less Allowances Withdrawn (n:1) [MTons] | 0 | 0 | 0 | 0 | 0
Total [MTons] | 0 | 0 | 0 | 0 | 0
TBtu Consumed | 0 | 0 | 0 | 0 | 0
Rate - [lb/MMBtu] | 0 | 0 | 0 | 0 | 0
TWh Generated | 0 | 0 | 0 | 0 | 0
TWh Generated Qualifying | 0 | 0 | 0 | 0 | 0
Rate - [lb/MWh] | 0 | 0 | 0 | 0 | 0
Constraint Shadow Price [US$/Ton] | 0 | 0 | 0 | 0 | 0
Constraint Name: CT Fac. Spec. - NOX Rate Annual v3.1 (BBK) Constraint #: 29
Constraint Type: Rate Limit [lb/MMBtu]
Run Year, Seasons Included: 2012 WINTER SUMMER
Run Year, Seasons Included: 2015 WINTER SUMMER
Run Year, Seasons Included: 2020 WINTER SUMMER
Run Year, Seasons Included: 2025 WINTER SUMMER
Run Year, Seasons Included: 2032 WINTER SUMMER
Time Base: Seasonal/Annual | 2012-2013 | 2014-2017 | 2018-2022 | 2023-2027 | 2028-2035
Standard - [lb/MMBtu] | 0.15 | 0.15 | 0.15 | 0.15 | 0.15
-Emissions at Affected Plants [MTons] | 0 | 0 | 0 | 0 | 0
-Less Allowances Purchased [MTons] NOX | 0 | 0 | 0 | 0 | 0
-Plus Allowances Sold [MTons] NOX | 0 | 0 | 0 | 0 | 0
-Plus Allowances Banked [MTons] | 0 | 0 | 0 | 0 | 0
-Less Allowances Withdrawn (1:1) [MTons] | 0 | 0 | 0 | 0 | 0
-Less Allowances Withdrawn (n:1) [MTons] | 0 | 0 | 0 | 0 | 0
Total [MTons] | 0 | 0 | 0 | 0 | 0
TBtu Consumed | 0 | 0 | 0 | 0 | 0
Rate - [lb/MMBtu] | 0 | 0 | 0 | 0 | 0
TWh Generated | 0 | 0 | 0 | 0 | 0
TWh Generated Qualifying | 0 | 0 | 0 | 0 | 0
Rate - [lb/MWh] | 0 | 0 | 0 | 0 | 0
Constraint Shadow Price [US$/Ton] | 0 | 0 | 0 | 0 | 0
Constraint Name: CT Fac. Spec. - NOX Rate Annual v3.1 (BBN) Constraint #: 30
Constraint Type: Rate Limit [lb/MMBtu]
Run Year, Seasons Included: 2012 WINTER SUMMER
Run Year, Seasons Included: 2015 WINTER SUMMER
Run Year, Seasons Included: 2020 WINTER SUMMER
Run Year, Seasons Included: 2025 WINTER SUMMER
Run Year, Seasons Included: 2032 WINTER SUMMER
Time Base: Seasonal/Annual | 2012-2013 | 2014-2017 | 2018-2022 | 2023-2027 | 2028-2035
Standard - [lb/MMBtu] | 0.15 | 0.15 | 0.15 | 0.15 | 0.15
-Emissions at Affected Plants [MTons] | 0 | 0 | 0 | 0 | 0.003899
-Less Allowances Purchased [MTons] NOX | 0 | 0 | 0 | 0 | 0
-Plus Allowances Sold [MTons] NOX | 0 | 0 | 0 | 0 | 0
-Plus Allowances Banked [MTons] | 0 | 0 | 0 | 0 | 0
-Less Allowances Withdrawn (1:1) [MTons] | 0 | 0 | 0 | 0 | 0
-Less Allowances Withdrawn (n:1) [MTons] | 0 | 0 | 0 | 0 | 0
Total [MTons] | 0 | 0 | 0 | 0 | 0.003899
TBtu Consumed | 0 | 0 | 0 | 0 | 0.05234
Rate - [lb/MMBtu] | 0 | 0 | 0 | 0 | 0.149
TWh Generated | 0 | 0 | 0 | 0 | 0.004985
TWh Generated Qualifying | 0 | 0 | 0 | 0 | 0.004985
Rate - [lb/MWh] | 0 | 0 | 0 | 0 | 0
Constraint Shadow Price [US$/Ton] | 0 | 0 | 0 | 0 | 0
Constraint Name: CT Fac. Spec. - NOX Rate Annual v3.1 (BBO) Constraint #: 31
Constraint Type: Rate Limit [lb/MMBtu]
Run Year, Seasons Included: 2012 WINTER SUMMER
Run Year, Seasons Included: 2015 WINTER SUMMER
Run Year, Seasons Included: 2020 WINTER SUMMER
Run Year, Seasons Included: 2025 WINTER SUMMER
Run Year, Seasons Included: 2032 WINTER SUMMER
Time Base: Seasonal/Annual | 2012-2013 | 2014-2017 | 2018-2022 | 2023-2027 | 2028-2035
Standard - [lb/MMBtu] | 0.15 | 0.15 | 0.15 | 0.15 | 0.15
-Emissions at Affected Plants [MTons] | 0 | 0 | 0 | 0 | 0.002378
-Less Allowances Purchased [MTons] NOX | 0 | 0 | 0 | 0 | 0
-Plus Allowances Sold [MTons] NOX | 0 | 0 | 0 | 0 | 0
-Plus Allowances Banked [MTons] | 0 | 0 | 0 | 0 | 0
-Less Allowances Withdrawn (1:1) [MTons] | 0 | 0 | 0 | 0 | 0
-Less Allowances Withdrawn (n:1) [MTons] | 0 | 0 | 0 | 0 | 0
Total [MTons] | 0 | 0 | 0 | 0 | 0.002378
TBtu Consumed | 0 | 0 | 0 | 0 | 0.0506
Rate - [lb/MMBtu] | 0 | 0 | 0 | 0 | 0.094
TWh Generated | 0 | 0 | 0 | 0 | 0.004819
TWh Generated Qualifying | 0 | 0 | 0 | 0 | 0.004819
Rate - [lb/MWh] | 0 | 0 | 0 | 0 | 0
Constraint Shadow Price [US$/Ton] | 0 | 0 | 0 | 0 | 0
Constraint Name: CT Fac. Spec. - NOX Rate Annual v3.1 (BBP) Constraint #: 32
Constraint Type: Rate Limit [lb/MMBtu]
Run Year, Seasons Included: 2012 WINTER SUMMER
Run Year, Seasons Included: 2015 WINTER SUMMER
Run Year, Seasons Included: 2020 WINTER SUMMER
Run Year, Seasons Included: 2025 WINTER SUMMER
Run Year, Seasons Included: 2032 WINTER SUMMER
Time Base: Seasonal/Annual | 2012-2013 | 2014-2017 | 2018-2022 | 2023-2027 | 2028-2035
Standard - [lb/MMBtu] | 0.15 | 0.15 | 0.15 | 0.15 | 0.15
-Emissions at Affected Plants [MTons] | 0 | 0 | 0 | 0 | 0.003899
-Less Allowances Purchased [MTons] NOX | 0 | 0 | 0 | 0 | 0
-Plus Allowances Sold [MTons] NOX | 0 | 0 | 0 | 0 | 0
-Plus Allowances Banked [MTons] | 0 | 0 | 0 | 0 | 0
-Less Allowances Withdrawn (1:1) [MTons] | 0 | 0 | 0 | 0 | 0
-Less Allowances Withdrawn (n:1) [MTons] | 0 | 0 | 0 | 0 | 0
Total [MTons] | 0 | 0 | 0 | 0 | 0.003899
TBtu Consumed | 0 | 0 | 0 | 0 | 0.05234
Rate - [lb/MMBtu] | 0 | 0 | 0 | 0 | 0.149
TWh Generated | 0 | 0 | 0 | 0 | 0.004985
TWh Generated Qualifying | 0 | 0 | 0 | 0 | 0.004985
Rate - [lb/MWh] | 0 | 0 | 0 | 0 | 0
Constraint Shadow Price [US$/Ton] | 0 | 0 | 0 | 0 | 0
Constraint Name: CT Fac. Spec. - NOX Rate Annual v3.1 (BBQ) Constraint #: 33
Constraint Type: Rate Limit [lb/MMBtu]
Run Year, Seasons Included: 2012 WINTER SUMMER
Run Year, Seasons Included: 2015 WINTER SUMMER
Run Year, Seasons Included: 2020 WINTER SUMMER
Run Year, Seasons Included: 2025 WINTER SUMMER
Run Year, Seasons Included: 2032 WINTER SUMMER
Time Base: Seasonal/Annual | 2012-2013 | 2014-2017 | 2018-2022 | 2023-2027 | 2028-2035
Standard - [lb/MMBtu] | 0.15 | 0.15 | 0.15 | 0.15 | 0.15
-Emissions at Affected Plants [MTons] | 0 | 0 | 0 | 0 | 0.003899
-Less Allowances Purchased [MTons] NOX | 0 | 0 | 0 | 0 | 0
-Plus Allowances Sold [MTons] NOX | 0 | 0 | 0 | 0 | 0
-Plus Allowances Banked [MTons] | 0 | 0 | 0 | 0 | 0
-Less Allowances Withdrawn (1:1) [MTons] | 0 | 0 | 0 | 0 | 0
-Less Allowances Withdrawn (n:1) [MTons] | 0 | 0 | 0 | 0 | 0
Total [MTons] | 0 | 0 | 0 | 0 | 0.003899
TBtu Consumed | 0 | 0 | 0 | 0 | 0.05234
Rate - [lb/MMBtu] | 0 | 0 | 0 | 0 | 0.149
TWh Generated | 0 | 0 | 0 | 0 | 0.004985
TWh Generated Qualifying | 0 | 0 | 0 | 0 | 0.004985
Rate - [lb/MWh] | 0 | 0 | 0 | 0 | 0
Constraint Shadow Price [US$/Ton] | 0 | 0 | 0 | 0 | 0
Constraint Name: CT Fac. Spec. - NOX Rate Annual v3.1 (BBR) Constraint #: 34
Constraint Type: Rate Limit [lb/MMBtu]
Run Year, Seasons Included: 2012 WINTER SUMMER
Run Year, Seasons Included: 2015 WINTER SUMMER
Run Year, Seasons Included: 2020 WINTER SUMMER
Run Year, Seasons Included: 2025 WINTER SUMMER
Run Year, Seasons Included: 2032 WINTER SUMMER
Time Base: Seasonal/Annual | 2012-2013 | 2014-2017 | 2018-2022 | 2023-2027 | 2028-2035
Standard - [lb/MMBtu] | 0.15 | 0.15 | 0.15 | 0.15 | 0.15
-Emissions at Affected Plants [MTons] | 0 | 0 | 0 | 0 | 0
-Less Allowances Purchased [MTons] NOX | 0 | 0 | 0 | 0 | 0
-Plus Allowances Sold [MTons] NOX | 0 | 0 | 0 | 0 | 0
-Plus Allowances Banked [MTons] | 0 | 0 | 0 | 0 | 0
-Less Allowances Withdrawn (1:1) [MTons] | 0 | 0 | 0 | 0 | 0
-Less Allowances Withdrawn (n:1) [MTons] | 0 | 0 | 0 | 0 | 0
Total [MTons] | 0 | 0 | 0 | 0 | 0
TBtu Consumed | 0 | 0 | 0 | 0 | 0
Rate - [lb/MMBtu] | 0 | 0 | 0 | 0 | 0
TWh Generated | 0 | 0 | 0 | 0 | 0
TWh Generated Qualifying | 0 | 0 | 0 | 0 | 0
Rate - [lb/MWh] | 0 | 0 | 0 | 0 | 0
Constraint Shadow Price [US$/Ton] | 0 | 0 | 0 | 0 | 0
Constraint Name: CT Fac. Spec. - NOX Rate Annual v3.1 (BBS) Constraint #: 35
Constraint Type: Rate Limit [lb/MMBtu]
Run Year, Seasons Included: 2012 WINTER SUMMER
Run Year, Seasons Included: 2015 WINTER SUMMER
Run Year, Seasons Included: 2020 WINTER SUMMER
Run Year, Seasons Included: 2025 WINTER SUMMER
Run Year, Seasons Included: 2032 WINTER SUMMER
Time Base: Seasonal/Annual | 2012-2013 | 2014-2017 | 2018-2022 | 2023-2027 | 2028-2035
Standard - [lb/MMBtu] | 0.15 | 0.15 | 0.15 | 0.15 | 0.15
-Emissions at Affected Plants [MTons] | 0 | 0 | 0 | 0 | 0
-Less Allowances Purchased [MTons] NOX | 0 | 0 | 0 | 0 | 0
-Plus Allowances Sold [MTons] NOX | 0 | 0 | 0 | 0 | 0
-Plus Allowances Banked [MTons] | 0 | 0 | 0 | 0 | 0
-Less Allowances Withdrawn (1:1) [MTons] | 0 | 0 | 0 | 0 | 0
-Less Allowances Withdrawn (n:1) [MTons] | 0 | 0 | 0 | 0 | 0
Total [MTons] | 0 | 0 | 0 | 0 | 0
TBtu Consumed | 0 | 0 | 0 | 0 | 0
Rate - [lb/MMBtu] | 0 | 0 | 0 | 0 | 0
TWh Generated | 0 | 0 | 0 | 0 | 0
TWh Generated Qualifying | 0 | 0 | 0 | 0 | 0
Rate - [lb/MWh] | 0 | 0 | 0 | 0 | 0
Constraint Shadow Price [US$/Ton] | 0 | 0 | 0 | 0 | 0
Constraint Name: CT Fac. Spec. - NOX Rate Annual v3.1 (BBT) Constraint #: 36
Constraint Type: Rate Limit [lb/MMBtu]
Run Year, Seasons Included: 2012 WINTER SUMMER
Run Year, Seasons Included: 2015 WINTER SUMMER
Run Year, Seasons Included: 2020 WINTER SUMMER
Run Year, Seasons Included: 2025 WINTER SUMMER
Run Year, Seasons Included: 2032 WINTER SUMMER
Time Base: Seasonal/Annual | 2012-2013 | 2014-2017 | 2018-2022 | 2023-2027 | 2028-2035
Standard - [lb/MMBtu] | 0.15 | 0.15 | 0.15 | 0.15 | 0.15
-Emissions at Affected Plants [MTons] | 0 | 0 | 0 | 0 | 0
-Less Allowances Purchased [MTons] NOX | 0 | 0 | 0 | 0 | 0
-Plus Allowances Sold [MTons] NOX | 0 | 0 | 0 | 0 | 0
-Plus Allowances Banked [MTons] | 0 | 0 | 0 | 0 | 0
-Less Allowances Withdrawn (1:1) [MTons] | 0 | 0 | 0 | 0 | 0
-Less Allowances Withdrawn (n:1) [MTons] | 0 | 0 | 0 | 0 | 0
Total [MTons] | 0 | 0 | 0 | 0 | 0
TBtu Consumed | 0 | 0 | 0 | 0 | 0
Rate - [lb/MMBtu] | 0 | 0 | 0 | 0 | 0
TWh Generated | 0 | 0 | 0 | 0 | 0
TWh Generated Qualifying | 0 | 0 | 0 | 0 | 0
Rate - [lb/MWh] | 0 | 0 | 0 | 0 | 0
Constraint Shadow Price [US$/Ton] | 0 | 0 | 0 | 0 | 0
Constraint Name: CT Fac. Spec. - NOX Rate Annual v3.1 (BBU) Constraint #: 37
Constraint Type: Rate Limit [lb/MMBtu]
Run Year, Seasons Included: 2012 WINTER SUMMER
Run Year, Seasons Included: 2015 WINTER SUMMER
Run Year, Seasons Included: 2020 WINTER SUMMER
Run Year, Seasons Included: 2025 WINTER SUMMER
Run Year, Seasons Included: 2032 WINTER SUMMER
Time Base: Seasonal/Annual | 2012-2013 | 2014-2017 | 2018-2022 | 2023-2027 | 2028-2035
Standard - [lb/MMBtu] | 0.15 | 0.15 | 0.15 | 0.15 | 0.15
-Emissions at Affected Plants [MTons] | 0 | 0 | 0 | 0 | 0
-Less Allowances Purchased [MTons] NOX | 0 | 0 | 0 | 0 | 0
-Plus Allowances Sold [MTons] NOX | 0 | 0 | 0 | 0 | 0
-Plus Allowances Banked [MTons] | 0 | 0 | 0 | 0 | 0
-Less Allowances Withdrawn (1:1) [MTons] | 0 | 0 | 0 | 0 | 0
-Less Allowances Withdrawn (n:1) [MTons] | 0 | 0 | 0 | 0 | 0
Total [MTons] | 0 | 0 | 0 | 0 | 0
TBtu Consumed | 0 | 0 | 0 | 0 | 0
Rate - [lb/MMBtu] | 0 | 0 | 0 | 0 | 0
TWh Generated | 0 | 0 | 0 | 0 | 0
TWh Generated Qualifying | 0 | 0 | 0 | 0 | 0
Rate - [lb/MWh] | 0 | 0 | 0 | 0 | 0
Constraint Shadow Price [US$/Ton] | 0 | 0 | 0 | 0 | 0
Constraint Name: CT Fac. Spec. - NOX Rate Annual v3.1 (BBV) Constraint #: 38
Constraint Type: Rate Limit [lb/MMBtu]
Run Year, Seasons Included: 2012 WINTER SUMMER
Run Year, Seasons Included: 2015 WINTER SUMMER
Run Year, Seasons Included: 2020 WINTER SUMMER
Run Year, Seasons Included: 2025 WINTER SUMMER
Run Year, Seasons Included: 2032 WINTER SUMMER
Time Base: Seasonal/Annual | 2012-2013 | 2014-2017 | 2018-2022 | 2023-2027 | 2028-2035
Standard - [lb/MMBtu] | 0.15 | 0.15 | 0.15 | 0.15 | 0.15
-Emissions at Affected Plants [MTons] | 0 | 0 | 0 | 0 | 0
-Less Allowances Purchased [MTons] NOX | 0 | 0 | 0 | 0 | 0
-Plus Allowances Sold [MTons] NOX | 0 | 0 | 0 | 0 | 0
-Plus Allowances Banked [MTons] | 0 | 0 | 0 | 0 | 0
-Less Allowances Withdrawn (1:1) [MTons] | 0 | 0 | 0 | 0 | 0
-Less Allowances Withdrawn (n:1) [MTons] | 0 | 0 | 0 | 0 | 0
Total [MTons] | 0 | 0 | 0 | 0 | 0
TBtu Consumed | 0 | 0 | 0 | 0 | 0
Rate - [lb/MMBtu] | 0 | 0 | 0 | 0 | 0
TWh Generated | 0 | 0 | 0 | 0 | 0
TWh Generated Qualifying | 0 | 0 | 0 | 0 | 0
Rate - [lb/MWh] | 0 | 0 | 0 | 0 | 0
Constraint Shadow Price [US$/Ton] | 0 | 0 | 0 | 0 | 0
Constraint Name: CT Fac. Spec. - NOX Rate Annual v3.1 (BWF) Constraint #: 39
Constraint Type: Rate Limit [lb/MMBtu]
Run Year, Seasons Included: 2012 WINTER SUMMER
Run Year, Seasons Included: 2015 WINTER SUMMER
Run Year, Seasons Included: 2020 WINTER SUMMER
Run Year, Seasons Included: 2025 WINTER SUMMER
Run Year, Seasons Included: 2032 WINTER SUMMER
Time Base: Seasonal/Annual | 2012-2013 | 2014-2017 | 2018-2022 | 2023-2027 | 2028-2035
Standard - [lb/MMBtu] | 0.15 | 0.15 | 0.15 | 0.15 | 0.15
-Emissions at Affected Plants [MTons] | 0.006881 | 0.006881 | 0.006881 | 0.006881 | 0.006881
-Less Allowances Purchased [MTons] NOX | 0 | 0 | 0 | 0 | 0
-Plus Allowances Sold [MTons] NOX | 0 | 0 | 0 | 0 | 0
-Plus Allowances Banked [MTons] | 0 | 0 | 0 | 0 | 0
-Less Allowances Withdrawn (1:1) [MTons] | 0 | 0 | 0 | 0 | 0
-Less Allowances Withdrawn (n:1) [MTons] | 0 | 0 | 0 | 0 | 0
Total [MTons] | 0.006881 | 0.006881 | 0.006881 | 0.006881 | 0.006881
TBtu Consumed | 1.251 | 1.251 | 1.251 | 1.251 | 1.251
Rate - [lb/MMBtu] | 0.011 | 0.011 | 0.011 | 0.011 | 0.011
TWh Generated | 0.1779 | 0.1779 | 0.1779 | 0.1779 | 0.1779
TWh Generated Qualifying | 0.1779 | 0.1779 | 0.1779 | 0.1779 | 0.1779
Rate - [lb/MWh] | 0 | 0 | 0 | 0 | 0
Constraint Shadow Price [US$/Ton] | 0 | 0 | 0 | 0 | 0
Constraint Name: CT Fac. Spec. - NOX Rate Annual v3.1 (BWG) Constraint #: 40
Constraint Type: Rate Limit [lb/MMBtu]
Run Year, Seasons Included: 2012 WINTER SUMMER
Run Year, Seasons Included: 2015 WINTER SUMMER
Run Year, Seasons Included: 2020 WINTER SUMMER
Run Year, Seasons Included: 2025 WINTER SUMMER
Run Year, Seasons Included: 2032 WINTER SUMMER
Time Base: Seasonal/Annual | 2012-2013 | 2014-2017 | 2018-2022 | 2023-2027 | 2028-2035
Standard - [lb/MMBtu] | 0.15 | 0.15 | 0.15 | 0.15 | 0.15
-Emissions at Affected Plants [MTons] | 0.006857 | 0.0126 | 0.0126 | 0.007856 | 0.01173
-Less Allowances Purchased [MTons] NOX | 0 | 0 | 0 | 0 | 0
-Plus Allowances Sold [MTons] NOX | 0 | 0 | 0 | 0 | 0
-Plus Allowances Banked [MTons] | 0 | 0 | 0 | 0 | 0
-Less Allowances Withdrawn (1:1) [MTons] | 0 | 0 | 0 | 0 | 0
-Less Allowances Withdrawn (n:1) [MTons] | 0 | 0 | 0 | 0 | 0
Total [MTons] | 0.006857 | 0.0126 | 0.0126 | 0.007856 | 0.01173
TBtu Consumed | 0.6857 | 1.26 | 1.26 | 0.7856 | 1.173
Rate - [lb/MMBtu] | 0.02 | 0.02 | 0.02 | 0.02 | 0.02
TWh Generated | 0.08586 | 0.1578 | 0.1578 | 0.09838 | 0.1469
TWh Generated Qualifying | 0.08586 | 0.1578 | 0.1578 | 0.09838 | 0.1469
Rate - [lb/MWh] | 0 | 0 | 0 | 0 | 0
Constraint Shadow Price [US$/Ton] | 0 | 0 | 0 | 0 | 0
Constraint Name: CT Fac. Spec. - NOX Rate Annual v3.1 (BWH) Constraint #: 41
Constraint Type: Rate Limit [lb/MMBtu]
Run Year, Seasons Included: 2012 WINTER SUMMER
Run Year, Seasons Included: 2015 WINTER SUMMER
Run Year, Seasons Included: 2020 WINTER SUMMER
Run Year, Seasons Included: 2025 WINTER SUMMER
Run Year, Seasons Included: 2032 WINTER SUMMER
Time Base: Seasonal/Annual | 2012-2013 | 2014-2017 | 2018-2022 | 2023-2027 | 2028-2035
Standard - [lb/MMBtu] | 0.15 | 0.15 | 0.15 | 0.15 | 0.15
-Emissions at Affected Plants [MTons] | 0.004105 | 0.004105 | 0.004105 | 0.004105 | 0.004105
-Less Allowances Purchased [MTons] NOX | 0 | 0 | 0 | 0 | 0
-Plus Allowances Sold [MTons] NOX | 0 | 0 | 0 | 0 | 0
-Plus Allowances Banked [MTons] | 0 | 0 | 0 | 0 | 0
-Less Allowances Withdrawn (1:1) [MTons] | 0 | 0 | 0 | 0 | 0
-Less Allowances Withdrawn (n:1) [MTons] | 0 | 0 | 0 | 0 | 0
Total [MTons] | 0.004105 | 0.004105 | 0.004105 | 0.004105 | 0.004105
TBtu Consumed | 0.9122 | 0.9122 | 0.9122 | 0.9122 | 0.9122
Rate - [lb/MMBtu] | 0.009 | 0.009 | 0.009 | 0.009 | 0.009
TWh Generated | 0.1297 | 0.1297 | 0.1297 | 0.1297 | 0.1297
TWh Generated Qualifying | 0.1297 | 0.1297 | 0.1297 | 0.1297 | 0.1297
Rate - [lb/MWh] | 0 | 0 | 0 | 0 | 0
Constraint Shadow Price [US$/Ton] | 0 | 0 | 0 | 0 | 0
Constraint Name: CT Fac. Spec. - NOX Rate Annual v3.1 (BWI) Constraint #: 42
Constraint Type: Rate Limit [lb/MMBtu]
Run Year, Seasons Included: 2012 WINTER SUMMER
Run Year, Seasons Included: 2015 WINTER SUMMER
Run Year, Seasons Included: 2020 WINTER SUMMER
Run Year, Seasons Included: 2025 WINTER SUMMER
Run Year, Seasons Included: 2032 WINTER SUMMER
Time Base: Seasonal/Annual | 2012-2013 | 2014-2017 | 2018-2022 | 2023-2027 | 2028-2035
Standard - [lb/MMBtu] | 0.15 | 0.15 | 0.15 | 0.15 | 0.15
-Emissions at Affected Plants [MTons] | 0.00443 | 0.01331 | 0.01305 | 0.008299 | 0.01331
-Less Allowances Purchased [MTons] NOX | 0 | 0 | 0 | 0 | 0
-Plus Allowances Sold [MTons] NOX | 0 | 0 | 0 | 0 | 0
-Plus Allowances Banked [MTons] | 0 | 0 | 0 | 0 | 0
-Less Allowances Withdrawn (1:1) [MTons] | 0 | 0 | 0 | 0 | 0
-Less Allowances Withdrawn (n:1) [MTons] | 0 | 0 | 0 | 0 | 0
Total [MTons] | 0.00443 | 0.01331 | 0.01305 | 0.008299 | 0.01331
TBtu Consumed | 0.443 | 1.331 | 1.305 | 0.8299 | 1.331
Rate - [lb/MMBtu] | 0.02 | 0.02 | 0.02 | 0.02 | 0.02
TWh Generated | 0.05547 | 0.1667 | 0.1634 | 0.1039 | 0.1667
TWh Generated Qualifying | 0.05547 | 0.1667 | 0.1634 | 0.1039 | 0.1667
Rate - [lb/MWh] | 0 | 0 | 0 | 0 | 0
Constraint Shadow Price [US$/Ton] | 0 | 0 | 0 | 0 | 0
Constraint Name: CT Fac. Spec. - NOX Rate Annual v3.1 (BWJ) Constraint #: 43
Constraint Type: Rate Limit [lb/MMBtu]
Run Year, Seasons Included: 2012 WINTER SUMMER
Run Year, Seasons Included: 2015 WINTER SUMMER
Run Year, Seasons Included: 2020 WINTER SUMMER
Run Year, Seasons Included: 2025 WINTER SUMMER
Run Year, Seasons Included: 2032 WINTER SUMMER
Time Base: Seasonal/Annual | 2012-2013 | 2014-2017 | 2018-2022 | 2023-2027 | 2028-2035
Standard - [lb/MMBtu] | 0.15 | 0.15 | 0.15 | 0.15 | 0.15
-Emissions at Affected Plants [MTons] | 0.006444 | 0.01331 | 0.01331 | 0.008299 | 0.01331
-Less Allowances Purchased [MTons] NOX | 0 | 0 | 0 | 0 | 0
-Plus Allowances Sold [MTons] NOX | 0 | 0 | 0 | 0 | 0
-Plus Allowances Banked [MTons] | 0 | 0 | 0 | 0 | 0
-Less Allowances Withdrawn (1:1) [MTons] | 0 | 0 | 0 | 0 | 0
-Less Allowances Withdrawn (n:1) [MTons] | 0 | 0 | 0 | 0 | 0
Total [MTons] | 0.006444 | 0.01331 | 0.01331 | 0.008299 | 0.01331
TBtu Consumed | 0.6444 | 1.331 | 1.331 | 0.8299 | 1.331
Rate - [lb/MMBtu] | 0.02 | 0.02 | 0.02 | 0.02 | 0.02
TWh Generated | 0.08069 | 0.1667 | 0.1667 | 0.1039 | 0.1667
TWh Generated Qualifying | 0.08069 | 0.1667 | 0.1667 | 0.1039 | 0.1667
Rate - [lb/MWh] | 0 | 0 | 0 | 0 | 0
Constraint Shadow Price [US$/Ton] | 0 | 0 | 0 | 0 | 0
Constraint Name: CT Fac. Spec. - NOX Rate Annual v3.1 (BWY) Constraint #: 44
Constraint Type: Rate Limit [lb/MMBtu]
Run Year, Seasons Included: 2012 WINTER SUMMER
Run Year, Seasons Included: 2015 WINTER SUMMER
Run Year, Seasons Included: 2020 WINTER SUMMER
Run Year, Seasons Included: 2025 WINTER SUMMER
Run Year, Seasons Included: 2032 WINTER SUMMER
Time Base: Seasonal/Annual | 2012-2013 | 2014-2017 | 2018-2022 | 2023-2027 | 2028-2035
Standard - [lb/MMBtu] | 0.15 | 0.15 | 0.15 | 0.15 | 0.15
-Emissions at Affected Plants [MTons] | 0.06861 | 0.06861 | 0.06861 | 0.06861 | 0.06861
-Less Allowances Purchased [MTons] NOX | 0 | 0 | 0 | 0 | 0
-Plus Allowances Sold [MTons] NOX | 0 | 0 | 0 | 0 | 0
-Plus Allowances Banked [MTons] | 0 | 0 | 0 | 0 | 0
-Less Allowances Withdrawn (1:1) [MTons] | 0 | 0 | 0 | 0 | 0
-Less Allowances Withdrawn (n:1) [MTons] | 0 | 0 | 0 | 0 | 0
Total [MTons] | 0.06861 | 0.06861 | 0.06861 | 0.06861 | 0.06861
TBtu Consumed | 15.25 | 15.25 | 15.25 | 15.25 | 15.25
Rate - [lb/MMBtu] | 0.009 | 0.009 | 0.009 | 0.009 | 0.009
TWh Generated | 2.169 | 2.169 | 2.169 | 2.169 | 2.169
TWh Generated Qualifying | 2.169 | 2.169 | 2.169 | 2.169 | 2.169
Rate - [lb/MWh] | 0 | 0 | 0 | 0 | 0
Constraint Shadow Price [US$/Ton] | 0 | 0 | 0 | 0 | 0
Constraint Name: CT Fac. Spec. - NOX Rate Annual v3.1 (BWZ) Constraint #: 45
Constraint Type: Rate Limit [lb/MMBtu]
Run Year, Seasons Included: 2012 WINTER SUMMER
Run Year, Seasons Included: 2015 WINTER SUMMER
Run Year, Seasons Included: 2020 WINTER SUMMER
Run Year, Seasons Included: 2025 WINTER SUMMER
Run Year, Seasons Included: 2032 WINTER SUMMER
Time Base: Seasonal/Annual | 2012-2013 | 2014-2017 | 2018-2022 | 2023-2027 | 2028-2035
Standard - [lb/MMBtu] | 0.15 | 0.15 | 0.15 | 0.15 | 0.15
-Emissions at Affected Plants [MTons] | 0.06861 | 0.06861 | 0.06861 | 0.06861 | 0.06861
-Less Allowances Purchased [MTons] NOX | 0 | 0 | 0 | 0 | 0
-Plus Allowances Sold [MTons] NOX | 0 | 0 | 0 | 0 | 0
-Plus Allowances Banked [MTons] | 0 | 0 | 0 | 0 | 0
-Less Allowances Withdrawn (1:1) [MTons] | 0 | 0 | 0 | 0 | 0
-Less Allowances Withdrawn (n:1) [MTons] | 0 | 0 | 0 | 0 | 0
Total [MTons] | 0.06861 | 0.06861 | 0.06861 | 0.06861 | 0.06861
TBtu Consumed | 15.25 | 15.25 | 15.25 | 15.25 | 15.25
Rate - [lb/MMBtu] | 0.009 | 0.009 | 0.009 | 0.009 | 0.009
TWh Generated | 2.169 | 2.169 | 2.169 | 2.169 | 2.169
TWh Generated Qualifying | 2.169 | 2.169 | 2.169 | 2.169 | 2.169
Rate - [lb/MWh] | 0 | 0 | 0 | 0 | 0
Constraint Shadow Price [US$/Ton] | 0 | 0 | 0 | 0 | 0
Constraint Name: CT Fac. Spec. - NOX Rate Annual v3.1 (BXB) Constraint #: 46
Constraint Type: Rate Limit [lb/MMBtu]
Run Year, Seasons Included: 2012 WINTER SUMMER
Run Year, Seasons Included: 2015 WINTER SUMMER
Run Year, Seasons Included: 2020 WINTER SUMMER
Run Year, Seasons Included: 2025 WINTER SUMMER
Run Year, Seasons Included: 2032 WINTER SUMMER
Time Base: Seasonal/Annual | 2012-2013 | 2014-2017 | 2018-2022 | 2023-2027 | 2028-2035
Standard - [lb/MMBtu] | 0.15 | 0.15 | 0.15 | 0.15 | 0.15
-Emissions at Affected Plants [MTons] | 0.00393 | 0.00393 | 0.002219 | 0.001711 | 0.00393
-Less Allowances Purchased [MTons] NOX | 0 | 0 | 0 | 0 | 0
-Plus Allowances Sold [MTons] NOX | 0 | 0 | 0 | 0 | 0
-Plus Allowances Banked [MTons] | 0 | 0 | 0 | 0 | 0
-Less Allowances Withdrawn (1:1) [MTons] | 0 | 0 | 0 | 0 | 0
-Less Allowances Withdrawn (n:1) [MTons] | 0 | 0 | 0 | 0 | 0
Total [MTons] | 0.00393 | 0.00393 | 0.002219 | 0.001711 | 0.00393
TBtu Consumed | 0.07145 | 0.07145 | 0.04034 | 0.03111 | 0.07145
Rate - [lb/MMBtu] | 0.11 | 0.11 | 0.11 | 0.11 | 0.11
TWh Generated | 0.007766 | 0.007766 | 0.004385 | 0.003382 | 0.007766
TWh Generated Qualifying | 0.007766 | 0.007766 | 0.004385 | 0.003382 | 0.007766
Rate - [lb/MWh] | 0 | 0 | 0 | 0 | 0
Constraint Shadow Price [US$/Ton] | 0 | 0 | 0 | 0 | 0
Constraint Name: CT Fac. Spec. - NOX Rate Annual v3.1 (BXC) Constraint #: 47
Constraint Type: Rate Limit [lb/MMBtu]
Run Year, Seasons Included: 2012 WINTER SUMMER
Run Year, Seasons Included: 2015 WINTER SUMMER
Run Year, Seasons Included: 2020 WINTER SUMMER
Run Year, Seasons Included: 2025 WINTER SUMMER
Run Year, Seasons Included: 2032 WINTER SUMMER
Time Base: Seasonal/Annual | 2012-2013 | 2014-2017 | 2018-2022 | 2023-2027 | 2028-2035
Standard - [lb/MMBtu] | 0.15 | 0.15 | 0.15 | 0.15 | 0.15
-Emissions at Affected Plants [MTons] | 0.002795 | 0.006419 | 0.003624 | 0.002795 | 0.006419
-Less Allowances Purchased [MTons] NOX | 0 | 0 | 0 | 0 | 0
-Plus Allowances Sold [MTons] NOX | 0 | 0 | 0 | 0 | 0
-Plus Allowances Banked [MTons] | 0 | 0 | 0 | 0 | 0
-Less Allowances Withdrawn (1:1) [MTons] | 0 | 0 | 0 | 0 | 0
-Less Allowances Withdrawn (n:1) [MTons] | 0 | 0 | 0 | 0 | 0
Total [MTons] | 0.002795 | 0.006419 | 0.003624 | 0.002795 | 0.006419
TBtu Consumed | 0.05082 | 0.1167 | 0.06589 | 0.05082 | 0.1167
Rate - [lb/MMBtu] | 0.11 | 0.11 | 0.11 | 0.11 | 0.11
TWh Generated | 0.005524 | 0.01269 | 0.007161 | 0.005524 | 0.01269
TWh Generated Qualifying | 0.005524 | 0.01269 | 0.007161 | 0.005524 | 0.01269
Rate - [lb/MWh] | 0 | 0 | 0 | 0 | 0
Constraint Shadow Price [US$/Ton] | 0 | 0 | 0 | 0 | 0
Constraint Name: CT Fac. Spec. - NOX Rate Annual v3.1 (BXD) Constraint #: 48
Constraint Type: Rate Limit [lb/MMBtu]
Run Year, Seasons Included: 2012 WINTER SUMMER
Run Year, Seasons Included: 2015 WINTER SUMMER
Run Year, Seasons Included: 2020 WINTER SUMMER
Run Year, Seasons Included: 2025 WINTER SUMMER
Run Year, Seasons Included: 2032 WINTER SUMMER
Time Base: Seasonal/Annual | 2012-2013 | 2014-2017 | 2018-2022 | 2023-2027 | 2028-2035
Standard - [lb/MMBtu] | 0.15 | 0.15 | 0.15 | 0.15 | 0.15
-Emissions at Affected Plants [MTons] | 0.05593 | 0.03645 | 0.02824 | 0.02583 | 0.04772
-Less Allowances Purchased [MTons] NOX | 0 | 0 | 0 | 0 | 0
-Plus Allowances Sold [MTons] NOX | 0 | 0 | 0 | 0 | 0
-Plus Allowances Banked [MTons] | 0 | 0 | 0 | 0 | 0
-Less Allowances Withdrawn (1:1) [MTons] | 0 | 0 | 0 | 0 | 0
-Less Allowances Withdrawn (n:1) [MTons] | 0 | 0 | 0 | 0 | 0
Total [MTons] | 0.05593 | 0.03645 | 0.02824 | 0.02583 | 0.04772
TBtu Consumed | 11.19 | 7.29 | 5.648 | 5.166 | 9.544
Rate - [lb/MMBtu] | 0.01 | 0.01 | 0.01 | 0.01 | 0.01
TWh Generated | 1.538 | 1.002 | 0.7765 | 0.7102 | 1.312
TWh Generated Qualifying | 1.538 | 1.002 | 0.7765 | 0.7102 | 1.312
Rate - [lb/MWh] | 0 | 0 | 0 | 0 | 0
Constraint Shadow Price [US$/Ton] | 0 | 0 | 0 | 0 | 0
Constraint Name: CT Fac. Spec. - NOX Rate Annual v3.1 (BXE) Constraint #: 49
Constraint Type: Rate Limit [lb/MMBtu]
Run Year, Seasons Included: 2012 WINTER SUMMER
Run Year, Seasons Included: 2015 WINTER SUMMER
Run Year, Seasons Included: 2020 WINTER SUMMER
Run Year, Seasons Included: 2025 WINTER SUMMER
Run Year, Seasons Included: 2032 WINTER SUMMER
Time Base: Seasonal/Annual | 2012-2013 | 2014-2017 | 2018-2022 | 2023-2027 | 2028-2035
Standard - [lb/MMBtu] | 0.15 | 0.15 | 0.15 | 0.15 | 0.15
-Emissions at Affected Plants [MTons] | 0.03951 | 0.02003 | 0.01762 | 0.04772 | 0.02583
-Less Allowances Purchased [MTons] NOX | 0 | 0 | 0 | 0 | 0
-Plus Allowances Sold [MTons] NOX | 0 | 0 | 0 | 0 | 0
-Plus Allowances Banked [MTons] | 0 | 0 | 0 | 0 | 0
-Less Allowances Withdrawn (1:1) [MTons] | 0 | 0 | 0 | 0 | 0
-Less Allowances Withdrawn (n:1) [MTons] | 0 | 0 | 0 | 0 | 0
Total [MTons] | 0.03951 | 0.02003 | 0.01762 | 0.04772 | 0.02583
TBtu Consumed | 7.902 | 4.006 | 3.524 | 9.544 | 5.166
Rate - [lb/MMBtu] | 0.01 | 0.01 | 0.01 | 0.01 | 0.01
TWh Generated | 1.086 | 0.5507 | 0.4844 | 1.312 | 0.7102
TWh Generated Qualifying | 1.086 | 0.5507 | 0.4844 | 1.312 | 0.7102
Rate - [lb/MWh] | 0 | 0 | 0 | 0 | 0
Constraint Shadow Price [US$/Ton] | 0 | 0 | 0 | 0 | 0
Constraint Name: CT Fac. Spec. - NOX Rate Annual v3.1 (BXF) Constraint #: 50
Constraint Type: Rate Limit [lb/MMBtu]
Run Year, Seasons Included: 2012 WINTER SUMMER
Run Year, Seasons Included: 2015 WINTER SUMMER
Run Year, Seasons Included: 2020 WINTER SUMMER
Run Year, Seasons Included: 2025 WINTER SUMMER
Run Year, Seasons Included: 2032 WINTER SUMMER
Time Base: Seasonal/Annual | 2012-2013 | 2014-2017 | 2018-2022 | 2023-2027 | 2028-2035
Standard - [lb/MMBtu] | 0.15 | 0.15 | 0.15 | 0.15 | 0.15
-Emissions at Affected Plants [MTons] | 0.06873 | 0.05155 | 0.04326 | 0.05225 | 0.04256
-Less Allowances Purchased [MTons] NOX | 0 | 0 | 0 | 0 | 0
-Plus Allowances Sold [MTons] NOX | 0 | 0 | 0 | 0 | 0
-Plus Allowances Banked [MTons] | 0 | 0 | 0 | 0 | 0
-Less Allowances Withdrawn (1:1) [MTons] | 0 | 0 | 0 | 0 | 0
-Less Allowances Withdrawn (n:1) [MTons] | 0 | 0 | 0 | 0 | 0
Total [MTons] | 0.06873 | 0.05155 | 0.04326 | 0.05225 | 0.04256
TBtu Consumed | 13.75 | 10.31 | 8.652 | 10.45 | 8.511
Rate - [lb/MMBtu] | 0.01 | 0.01 | 0.01 | 0.01 | 0.01
TWh Generated | 1.89 | 1.417 | 1.189 | 1.437 | 1.17
TWh Generated Qualifying | 1.89 | 1.417 | 1.189 | 1.437 | 1.17
Rate - [lb/MWh] | 0 | 0 | 0 | 0 | 0
Constraint Shadow Price [US$/Ton] | 0 | 0 | 0 | 0 | 0
Constraint Name: CT Fac. Spec. - NOX Rate Annual v3.1 (BXG) Constraint #: 51
Constraint Type: Rate Limit [lb/MMBtu]
Run Year, Seasons Included: 2012 WINTER SUMMER
Run Year, Seasons Included: 2015 WINTER SUMMER
Run Year, Seasons Included: 2020 WINTER SUMMER
Run Year, Seasons Included: 2025 WINTER SUMMER
Run Year, Seasons Included: 2032 WINTER SUMMER
Time Base: Seasonal/Annual | 2012-2013 | 2014-2017 | 2018-2022 | 2023-2027 | 2028-2035
Standard - [lb/MMBtu] | 0.15 | 0.15 | 0.15 | 0.15 | 0.15
-Emissions at Affected Plants [MTons] | 0.1309 | 0.1309 | 0.1166 | 0.1166 | 0.1309
-Less Allowances Purchased [MTons] NOX | 0 | 0 | 0 | 0 | 0
-Plus Allowances Sold [MTons] NOX | 0 | 0 | 0 | 0 | 0
-Plus Allowances Banked [MTons] | 0 | 0 | 0 | 0 | 0
-Less Allowances Withdrawn (1:1) [MTons] | 0 | 0 | 0 | 0 | 0
-Less Allowances Withdrawn (n:1) [MTons] | 0 | 0 | 0 | 0 | 0
Total [MTons] | 0.1309 | 0.1309 | 0.1166 | 0.1166 | 0.1309
TBtu Consumed | 13.09 | 13.09 | 11.66 | 11.66 | 13.09
Rate - [lb/MMBtu] | 0.02 | 0.02 | 0.02 | 0.02 | 0.02
TWh Generated | 1.851 | 1.851 | 1.649 | 1.649 | 1.851
TWh Generated Qualifying | 1.851 | 1.851 | 1.649 | 1.649 | 1.851
Rate - [lb/MWh] | 0 | 0 | 0 | 0 | 0
Constraint Shadow Price [US$/Ton] | 0 | 0 | 0 | 0 | 0
Constraint Name: CT Fac. Spec. - NOX Rate Annual v3.1 (BXH) Constraint #: 52
Constraint Type: Rate Limit [lb/MMBtu]
Run Year, Seasons Included: 2012 WINTER SUMMER
Run Year, Seasons Included: 2015 WINTER SUMMER
Run Year, Seasons Included: 2020 WINTER SUMMER
Run Year, Seasons Included: 2025 WINTER SUMMER
Run Year, Seasons Included: 2032 WINTER SUMMER
Time Base: Seasonal/Annual | 2012-2013 | 2014-2017 | 2018-2022 | 2023-2027 | 2028-2035
Standard - [lb/MMBtu] | 0.15 | 0.15 | 0.15 | 0.15 | 0.15
-Emissions at Affected Plants [MTons] | 0.1253 | 0.1253 | 0.1195 | 0.1223 | 0.1253
-Less Allowances Purchased [MTons] NOX | 0 | 0 | 0 | 0 | 0
-Plus Allowances Sold [MTons] NOX | 0 | 0 | 0 | 0 | 0
-Plus Allowances Banked [MTons] | 0 | 0 | 0 | 0 | 0
-Less Allowances Withdrawn (1:1) [MTons] | 0 | 0 | 0 | 0 | 0
-Less Allowances Withdrawn (n:1) [MTons] | 0 | 0 | 0 | 0 | 0
Total [MTons] | 0.1253 | 0.1253 | 0.1195 | 0.1223 | 0.1253
TBtu Consumed | 12.53 | 12.53 | 11.95 | 12.23 | 12.53
Rate - [lb/MMBtu] | 0.02 | 0.02 | 0.02 | 0.02 | 0.02
TWh Generated | 1.772 | 1.772 | 1.689 | 1.729 | 1.772
TWh Generated Qualifying | 1.772 | 1.772 | 1.689 | 1.729 | 1.772
Rate - [lb/MWh] | 0 | 0 | 0 | 0 | 0
Constraint Shadow Price [US$/Ton] | 0 | 0 | 0 | 0 | 0
Constraint Name: CT Fac. Spec. - NOX Rate Annual v3.1 (BXJ) Constraint #: 53
Constraint Type: Rate Limit [lb/MMBtu]
Run Year, Seasons Included: 2012 WINTER SUMMER
Run Year, Seasons Included: 2015 WINTER SUMMER
Run Year, Seasons Included: 2020 WINTER SUMMER
Run Year, Seasons Included: 2025 WINTER SUMMER
Run Year, Seasons Included: 2032 WINTER SUMMER
Time Base: Seasonal/Annual | 2012-2013 | 2014-2017 | 2018-2022 | 2023-2027 | 2028-2035
Standard - [lb/MMBtu] | 0.15 | 0.15 | 0.15 | 0.15 | 0.15
-Emissions at Affected Plants [MTons] | 0 | 0 | 0 | 0 | 0.002943
-Less Allowances Purchased [MTons] NOX | 0 | 0 | 0 | 0 | 0
-Plus Allowances Sold [MTons] NOX | 0 | 0 | 0 | 0 | 0
-Plus Allowances Banked [MTons] | 0 | 0 | 0 | 0 | 0
-Less Allowances Withdrawn (1:1) [MTons] | 0 | 0 | 0 | 0 | 0
-Less Allowances Withdrawn (n:1) [MTons] | 0 | 0 | 0 | 0 | 0
Total [MTons] | 0 | 0 | 0 | 0 | 0.002943
TBtu Consumed | 0 | 0 | 0 | 0 | 0.04265
Rate - [lb/MMBtu] | 0 | 0 | 0 | 0 | 0.138
TWh Generated | 0 | 0 | 0 | 0 | 0.004187
TWh Generated Qualifying | 0 | 0 | 0 | 0 | 0.004187
Rate - [lb/MWh] | 0 | 0 | 0 | 0 | 0
Constraint Shadow Price [US$/Ton] | 0 | 0 | 0 | 0 | 0
Constraint Name: CT Fac. Spec. - NOX Rate Annual v3.1 (CMD) Constraint #: 54
Constraint Type: Rate Limit [lb/MMBtu]
Run Year, Seasons Included: 2012 WINTER SUMMER
Run Year, Seasons Included: 2015 WINTER SUMMER
Run Year, Seasons Included: 2020 WINTER SUMMER
Run Year, Seasons Included: 2025 WINTER SUMMER
Run Year, Seasons Included: 2032 WINTER SUMMER
Time Base: Seasonal/Annual | 2012-2013 | 2014-2017 | 2018-2022 | 2023-2027 | 2028-2035
Standard - [lb/MMBtu] | 0.15 | 0.15 | 0.15 | 0.15 | 0.15
-Emissions at Affected Plants [MTons] | 1.668 | 1.668 | 1.668 | 1.668 | 1.668
-Less Allowances Purchased [MTons] NOX | 0 | 0 | 0 | 0 | 0
-Plus Allowances Sold [MTons] NOX | 0 | 0 | 0 | 0 | 0
-Plus Allowances Banked [MTons] | 0 | 0 | 0 | 0 | 0
-Less Allowances Withdrawn (1:1) [MTons] | 0 | 0 | 0 | 0 | 0
-Less Allowances Withdrawn (n:1) [MTons] | 0 | 0 | 0 | 0 | 0
Total [MTons] | 1.668 | 1.668 | 1.668 | 1.668 | 1.668
TBtu Consumed | 28.11 | 28.11 | 28.11 | 28.11 | 28.11
Rate - [lb/MMBtu] | 0.1187 | 0.1187 | 0.1187 | 0.1187 | 0.1187
TWh Generated | 2.749 | 2.749 | 2.749 | 2.749 | 2.749
TWh Generated Qualifying | 2.749 | 2.749 | 2.749 | 2.749 | 2.749
Rate - [lb/MWh] | 0 | 0 | 0 | 0 | 0
Constraint Shadow Price [US$/Ton] | 0 | 0 | 0 | 0 | 0
Constraint Name: CT Fac. Spec. - NOX Rate Annual v3.1 (CUQ) Constraint #: 55
Constraint Type: Rate Limit [lb/MMBtu]
Run Year, Seasons Included: 2012 WINTER SUMMER
Run Year, Seasons Included: 2015 WINTER SUMMER
Run Year, Seasons Included: 2020 WINTER SUMMER
Run Year, Seasons Included: 2025 WINTER SUMMER
Run Year, Seasons Included: 2032 WINTER SUMMER
Time Base: Seasonal/Annual | 2012-2013 | 2014-2017 | 2018-2022 | 2023-2027 | 2028-2035
Standard - [lb/MMBtu] | 0.15 | 0.15 | 0.15 | 0.15 | 0.15
-Emissions at Affected Plants [MTons] | 0 | 0 | 0 | 0 | 0
-Less Allowances Purchased [MTons] NOX | 0 | 0 | 0 | 0 | 0
-Plus Allowances Sold [MTons] NOX | 0 | 0 | 0 | 0 | 0
-Plus Allowances Banked [MTons] | 0 | 0 | 0 | 0 | 0
-Less Allowances Withdrawn (1:1) [MTons] | 0 | 0 | 0 | 0 | 0
-Less Allowances Withdrawn (n:1) [MTons] | 0 | 0 | 0 | 0 | 0
Total [MTons] | 0 | 0 | 0 | 0 | 0
TBtu Consumed | 0 | 0 | 0 | 0 | 0
Rate - [lb/MMBtu] | 0 | 0 | 0 | 0 | 0
TWh Generated | 0 | 0 | 0 | 0 | 0
TWh Generated Qualifying | 0 | 0 | 0 | 0 | 0
Rate - [lb/MWh] | 0 | 0 | 0 | 0 | 0
Constraint Shadow Price [US$/Ton] | 0 | 0 | 0 | 0 | 0
Constraint Name: CT Fac. Spec. - NOX Rate Annual v3.1 (CUR) Constraint #: 56
Constraint Type: Rate Limit [lb/MMBtu]
Run Year, Seasons Included: 2012 WINTER SUMMER
Run Year, Seasons Included: 2015 WINTER SUMMER
Run Year, Seasons Included: 2020 WINTER SUMMER
Run Year, Seasons Included: 2025 WINTER SUMMER
Run Year, Seasons Included: 2032 WINTER SUMMER
Time Base: Seasonal/Annual | 2012-2013 | 2014-2017 | 2018-2022 | 2023-2027 | 2028-2035
Standard - [lb/MMBtu] | 0.15 | 0.15 | 0.15 | 0.15 | 0.15
-Emissions at Affected Plants [MTons] | 0 | 0 | 0 | 0 | 0
-Less Allowances Purchased [MTons] NOX | 0 | 0 | 0 | 0 | 0
-Plus Allowances Sold [MTons] NOX | 0 | 0 | 0 | 0 | 0
-Plus Allowances Banked [MTons] | 0 | 0 | 0 | 0 | 0
-Less Allowances Withdrawn (1:1) [MTons] | 0 | 0 | 0 | 0 | 0
-Less Allowances Withdrawn (n:1) [MTons] | 0 | 0 | 0 | 0 | 0
Total [MTons] | 0 | 0 | 0 | 0 | 0
TBtu Consumed | 0 | 0 | 0 | 0 | 0
Rate - [lb/MMBtu] | 0 | 0 | 0 | 0 | 0
TWh Generated | 0 | 0 | 0 | 0 | 0
TWh Generated Qualifying | 0 | 0 | 0 | 0 | 0
Rate - [lb/MWh] | 0 | 0 | 0 | 0 | 0
Constraint Shadow Price [US$/Ton] | 0 | 0 | 0 | 0 | 0
Constraint Name: CT Fac. Spec. - NOX Rate Annual v3.1 (CUS) Constraint #: 57
Constraint Type: Rate Limit [lb/MMBtu]
Run Year, Seasons Included: 2012 WINTER SUMMER
Run Year, Seasons Included: 2015 WINTER SUMMER
Run Year, Seasons Included: 2020 WINTER SUMMER
Run Year, Seasons Included: 2025 WINTER SUMMER
Run Year, Seasons Included: 2032 WINTER SUMMER
Time Base: Seasonal/Annual | 2012-2013 | 2014-2017 | 2018-2022 | 2023-2027 | 2028-2035
Standard - [lb/MMBtu] | 0.15 | 0.15 | 0.15 | 0.15 | 0.15
-Emissions at Affected Plants [MTons] | 0 | 0 | 0 | 0 | 0
-Less Allowances Purchased [MTons] NOX | 0 | 0 | 0 | 0 | 0
-Plus Allowances Sold [MTons] NOX | 0 | 0 | 0 | 0 | 0
-Plus Allowances Banked [MTons] | 0 | 0 | 0 | 0 | 0
-Less Allowances Withdrawn (1:1) [MTons] | 0 | 0 | 0 | 0 | 0
-Less Allowances Withdrawn (n:1) [MTons] | 0 | 0 | 0 | 0 | 0
Total [MTons] | 0 | 0 | 0 | 0 | 0
TBtu Consumed | 0 | 0 | 0 | 0 | 0
Rate - [lb/MMBtu] | 0 | 0 | 0 | 0 | 0
TWh Generated | 0 | 0 | 0 | 0 | 0
TWh Generated Qualifying | 0 | 0 | 0 | 0 | 0
Rate - [lb/MWh] | 0 | 0 | 0 | 0 | 0
Constraint Shadow Price [US$/Ton] | 4157 | 547.8 | 2940 | 0 | 18420
Constraint Name: CT Fac. Spec. - NOX Rate Annual v3.1 (CVO) Constraint #: 58
Constraint Type: Rate Limit [lb/MMBtu]
Run Year, Seasons Included: 2012 WINTER SUMMER
Run Year, Seasons Included: 2015 WINTER SUMMER
Run Year, Seasons Included: 2020 WINTER SUMMER
Run Year, Seasons Included: 2025 WINTER SUMMER
Run Year, Seasons Included: 2032 WINTER SUMMER
Time Base: Seasonal/Annual | 2012-2013 | 2014-2017 | 2018-2022 | 2023-2027 | 2028-2035
Standard - [lb/MMBtu] | 0.15 | 0.15 | 0.15 | 0.15 | 0.15
-Emissions at Affected Plants [MTons] | 0.1915 | 0.1915 | 0.1915 | 0.1915 | 0.1915
-Less Allowances Purchased [MTons] NOX | 0 | 0 | 0 | 0 | 0
-Plus Allowances Sold [MTons] NOX | 0 | 0 | 0 | 0 | 0
-Plus Allowances Banked [MTons] | 0 | 0 | 0 | 0 | 0
-Less Allowances Withdrawn (1:1) [MTons] | 0 | 0 | 0 | 0 | 0
-Less Allowances Withdrawn (n:1) [MTons] | 0 | 0 | 0 | 0 | 0
Total [MTons] | 0.1915 | 0.1915 | 0.1915 | 0.1915 | 0.1915
TBtu Consumed | 6.915 | 6.915 | 6.915 | 6.915 | 6.915
Rate - [lb/MMBtu] | 0.05538 | 0.05538 | 0.05538 | 0.05538 | 0.05538
TWh Generated | 0.6759 | 0.6759 | 0.6759 | 0.6759 | 0.6759
TWh Generated Qualifying | 0.6759 | 0.6759 | 0.6759 | 0.6759 | 0.6759
Rate - [lb/MWh] | 0 | 0 | 0 | 0 | 0
Constraint Shadow Price [US$/Ton] | 0 | 0 | 0 | 0 | 0
Constraint Name: CT Fac. Spec. - NOX Rate Annual v3.1 (CVP) Constraint #: 59
Constraint Type: Rate Limit [lb/MMBtu]
Run Year, Seasons Included: 2012 WINTER SUMMER
Run Year, Seasons Included: 2015 WINTER SUMMER
Run Year, Seasons Included: 2020 WINTER SUMMER
Run Year, Seasons Included: 2025 WINTER SUMMER
Run Year, Seasons Included: 2032 WINTER SUMMER
Time Base: Seasonal/Annual | 2012-2013 | 2014-2017 | 2018-2022 | 2023-2027 | 2028-2035
Standard - [lb/MMBtu] | 0.15 | 0.15 | 0.15 | 0.15 | 0.15
-Emissions at Affected Plants [MTons] | 0.191 | 0.191 | 0.191 | 0.191 | 0.191
-Less Allowances Purchased [MTons] NOX | 0 | 0 | 0 | 0 | 0
-Plus Allowances Sold [MTons] NOX | 0 | 0 | 0 | 0 | 0
-Plus Allowances Banked [MTons] | 0 | 0 | 0 | 0 | 0
-Less Allowances Withdrawn (1:1) [MTons] | 0 | 0 | 0 | 0 | 0
-Less Allowances Withdrawn (n:1) [MTons] | 0 | 0 | 0 | 0 | 0
Total [MTons] | 0.191 | 0.191 | 0.191 | 0.191 | 0.191
TBtu Consumed | 7.023 | 7.023 | 7.023 | 7.023 | 7.023
Rate - [lb/MMBtu] | 0.0544 | 0.0544 | 0.0544 | 0.0544 | 0.0544
TWh Generated | 0.6759 | 0.6759 | 0.6759 | 0.6759 | 0.6759
TWh Generated Qualifying | 0.6759 | 0.6759 | 0.6759 | 0.6759 | 0.6759
Rate - [lb/MWh] | 0 | 0 | 0 | 0 | 0
Constraint Shadow Price [US$/Ton] | 0 | 0 | 0 | 0 | 0
Constraint Name: CT Fac. Spec. - NOX Rate Annual v3.1 (DDH) Constraint #: 60
Constraint Type: Rate Limit [lb/MMBtu]
Run Year, Seasons Included: 2012 WINTER SUMMER
Run Year, Seasons Included: 2015 WINTER SUMMER
Run Year, Seasons Included: 2020 WINTER SUMMER
Run Year, Seasons Included: 2025 WINTER SUMMER
Run Year, Seasons Included: 2032 WINTER SUMMER
Time Base: Seasonal/Annual | 2012-2013 | 2014-2017 | 2018-2022 | 2023-2027 | 2028-2035
Standard - [lb/MMBtu] | 0.15 | 0.15 | 0.15 | 0.15 | 0.15
-Emissions at Affected Plants [MTons] | 0 | 0 | 0 | 0 | 0
-Less Allowances Purchased [MTons] NOX | 0 | 0 | 0 | 0 | 0
-Plus Allowances Sold [MTons] NOX | 0 | 0 | 0 | 0 | 0
-Plus Allowances Banked [MTons] | 0 | 0 | 0 | 0 | 0
-Less Allowances Withdrawn (1:1) [MTons] | 0 | 0 | 0 | 0 | 0
-Less Allowances Withdrawn (n:1) [MTons] | 0 | 0 | 0 | 0 | 0
Total [MTons] | 0 | 0 | 0 | 0 | 0
TBtu Consumed | 0 | 0 | 0 | 0 | 0
Rate - [lb/MMBtu] | 0 | 0 | 0 | 0 | 0
TWh Generated | 0 | 0 | 0 | 0 | 0
TWh Generated Qualifying | 0 | 0 | 0 | 0 | 0
Rate - [lb/MWh] | 0 | 0 | 0 | 0 | 0
Constraint Shadow Price [US$/Ton] | 0 | 0 | 0 | 0 | 0
Constraint Name: CT Fac. Spec. - NOX Rate Annual v3.1 (DDI) Constraint #: 61
Constraint Type: Rate Limit [lb/MMBtu]
Run Year, Seasons Included: 2012 WINTER SUMMER
Run Year, Seasons Included: 2015 WINTER SUMMER
Run Year, Seasons Included: 2020 WINTER SUMMER
Run Year, Seasons Included: 2025 WINTER SUMMER
Run Year, Seasons Included: 2032 WINTER SUMMER
Time Base: Seasonal/Annual | 2012-2013 | 2014-2017 | 2018-2022 | 2023-2027 | 2028-2035
Standard - [lb/MMBtu] | 0.15 | 0.15 | 0.15 | 0.15 | 0.15
-Emissions at Affected Plants [MTons] | 0 | 0 | 0 | 0 | 0
-Less Allowances Purchased [MTons] NOX | 0 | 0 | 0 | 0 | 0
-Plus Allowances Sold [MTons] NOX | 0 | 0 | 0 | 0 | 0
-Plus Allowances Banked [MTons] | 0 | 0 | 0 | 0 | 0
-Less Allowances Withdrawn (1:1) [MTons] | 0 | 0 | 0 | 0 | 0
-Less Allowances Withdrawn (n:1) [MTons] | 0 | 0 | 0 | 0 | 0
Total [MTons] | 0 | 0 | 0 | 0 | 0
TBtu Consumed | 0 | 0 | 0 | 0 | 0
Rate - [lb/MMBtu] | 0 | 0 | 0 | 0 | 0
TWh Generated | 0 | 0 | 0 | 0 | 0
TWh Generated Qualifying | 0 | 0 | 0 | 0 | 0
Rate - [lb/MWh] | 0 | 0 | 0 | 0 | 0
Constraint Shadow Price [US$/Ton] | 0 | 0 | 0 | 0 | 0
Constraint Name: CT Fac. Spec. - NOX Rate Annual v3.1 (DDJ) Constraint #: 62
Constraint Type: Rate Limit [lb/MMBtu]
Run Year, Seasons Included: 2012 WINTER SUMMER
Run Year, Seasons Included: 2015 WINTER SUMMER
Run Year, Seasons Included: 2020 WINTER SUMMER
Run Year, Seasons Included: 2025 WINTER SUMMER
Run Year, Seasons Included: 2032 WINTER SUMMER
Time Base: Seasonal/Annual | 2012-2013 | 2014-2017 | 2018-2022 | 2023-2027 | 2028-2035
Standard - [lb/MMBtu] | 0.15 | 0.15 | 0.15 | 0.15 | 0.15
-Emissions at Affected Plants [MTons] | 0 | 0 | 0 | 0 | 0
-Less Allowances Purchased [MTons] NOX | 0 | 0 | 0 | 0 | 0
-Plus Allowances Sold [MTons] NOX | 0 | 0 | 0 | 0 | 0
-Plus Allowances Banked [MTons] | 0 | 0 | 0 | 0 | 0
-Less Allowances Withdrawn (1:1) [MTons] | 0 | 0 | 0 | 0 | 0
-Less Allowances Withdrawn (n:1) [MTons] | 0 | 0 | 0 | 0 | 0
Total [MTons] | 0 | 0 | 0 | 0 | 0
TBtu Consumed | 0 | 0 | 0 | 0 | 0
Rate - [lb/MMBtu] | 0 | 0 | 0 | 0 | 0
TWh Generated | 0 | 0 | 0 | 0 | 0
TWh Generated Qualifying | 0 | 0 | 0 | 0 | 0
Rate - [lb/MWh] | 0 | 0 | 0 | 0 | 0
Constraint Shadow Price [US$/Ton] | 0 | 0 | 0 | 0 | 0
Constraint Name: CT Fac. Spec. - NOX Rate Annual v3.1 (DDK) Constraint #: 63
Constraint Type: Rate Limit [lb/MMBtu]
Run Year, Seasons Included: 2012 WINTER SUMMER
Run Year, Seasons Included: 2015 WINTER SUMMER
Run Year, Seasons Included: 2020 WINTER SUMMER
Run Year, Seasons Included: 2025 WINTER SUMMER
Run Year, Seasons Included: 2032 WINTER SUMMER
Time Base: Seasonal/Annual | 2012-2013 | 2014-2017 | 2018-2022 | 2023-2027 | 2028-2035
Standard - [lb/MMBtu] | 0.15 | 0.15 | 0.15 | 0.15 | 0.15
-Emissions at Affected Plants [MTons] | 0 | 0 | 0 | 0 | 0
-Less Allowances Purchased [MTons] NOX | 0 | 0 | 0 | 0 | 0
-Plus Allowances Sold [MTons] NOX | 0 | 0 | 0 | 0 | 0
-Plus Allowances Banked [MTons] | 0 | 0 | 0 | 0 | 0
-Less Allowances Withdrawn (1:1) [MTons] | 0 | 0 | 0 | 0 | 0
-Less Allowances Withdrawn (n:1) [MTons] | 0 | 0 | 0 | 0 | 0
Total [MTons] | 0 | 0 | 0 | 0 | 0
TBtu Consumed | 0 | 0 | 0 | 0 | 0
Rate - [lb/MMBtu] | 0 | 0 | 0 | 0 | 0
TWh Generated | 0 | 0 | 0 | 0 | 0
TWh Generated Qualifying | 0 | 0 | 0 | 0 | 0
Rate - [lb/MWh] | 0 | 0 | 0 | 0 | 0
Constraint Shadow Price [US$/Ton] | 0 | 0 | 0 | 0 | 0
Constraint Name: CT Fac. Spec. - NOX Rate Annual v3.1 (DDL) Constraint #: 64
Constraint Type: Rate Limit [lb/MMBtu]
Run Year, Seasons Included: 2012 WINTER SUMMER
Run Year, Seasons Included: 2015 WINTER SUMMER
Run Year, Seasons Included: 2020 WINTER SUMMER
Run Year, Seasons Included: 2025 WINTER SUMMER
Run Year, Seasons Included: 2032 WINTER SUMMER
Time Base: Seasonal/Annual | 2012-2013 | 2014-2017 | 2018-2022 | 2023-2027 | 2028-2035
Standard - [lb/MMBtu] | 0.15 | 0.15 | 0.15 | 0.15 | 0.15
-Emissions at Affected Plants [MTons] | 0 | 0 | 0 | 0 | 0
-Less Allowances Purchased [MTons] NOX | 0 | 0 | 0 | 0 | 0
-Plus Allowances Sold [MTons] NOX | 0 | 0 | 0 | 0 | 0
-Plus Allowances Banked [MTons] | 0 | 0 | 0 | 0 | 0
-Less Allowances Withdrawn (1:1) [MTons] | 0 | 0 | 0 | 0 | 0
-Less Allowances Withdrawn (n:1) [MTons] | 0 | 0 | 0 | 0 | 0
Total [MTons] | 0 | 0 | 0 | 0 | 0
TBtu Consumed | 0 | 0 | 0 | 0 | 0
Rate - [lb/MMBtu] | 0 | 0 | 0 | 0 | 0
TWh Generated | 0 | 0 | 0 | 0 | 0
TWh Generated Qualifying | 0 | 0 | 0 | 0 | 0
Rate - [lb/MWh] | 0 | 0 | 0 | 0 | 0
Constraint Shadow Price [US$/Ton] | 0 | 0 | 0 | 0 | 0
Constraint Name: CT Fac. Spec. - NOX Rate Annual v3.1 (DDW) Constraint #: 65
Constraint Type: Rate Limit [lb/MMBtu]
Run Year, Seasons Included: 2012 WINTER SUMMER
Run Year, Seasons Included: 2015 WINTER SUMMER
Run Year, Seasons Included: 2020 WINTER SUMMER
Run Year, Seasons Included: 2025 WINTER SUMMER
Run Year, Seasons Included: 2032 WINTER SUMMER
Time Base: Seasonal/Annual | 2012-2013 | 2014-2017 | 2018-2022 | 2023-2027 | 2028-2035
Standard - [lb/MMBtu] | 0.15 | 0.15 | 0.15 | 0.15 | 0.15
-Emissions at Affected Plants [MTons] | 0 | 0 | 0 | 0 | 0
-Less Allowances Purchased [MTons] NOX | 0 | 0 | 0 | 0 | 0
-Plus Allowances Sold [MTons] NOX | 0 | 0 | 0 | 0 | 0
-Plus Allowances Banked [MTons] | 0 | 0 | 0 | 0 | 0
-Less Allowances Withdrawn (1:1) [MTons] | 0 | 0 | 0 | 0 | 0
-Less Allowances Withdrawn (n:1) [MTons] | 0 | 0 | 0 | 0 | 0
Total [MTons] | 0 | 0 | 0 | 0 | 0
TBtu Consumed | 0 | 0 | 0 | 0 | 0
Rate - [lb/MMBtu] | 0 | 0 | 0 | 0 | 0
TWh Generated | 0 | 0 | 0 | 0 | 0
TWh Generated Qualifying | 0 | 0 | 0 | 0 | 0
Rate - [lb/MWh] | 0 | 0 | 0 | 0 | 0
Constraint Shadow Price [US$/Ton] | 0 | 0 | 0 | 0 | 0
Constraint Name: CT Fac. Spec. - SO2 Rate Annual v3.1 (BAJ) Constraint #: 66
Constraint Type: Rate Limit [lb/MMBtu]
Run Year, Seasons Included: 2012 WINTER SUMMER
Run Year, Seasons Included: 2015 WINTER SUMMER
Run Year, Seasons Included: 2020 WINTER SUMMER
Run Year, Seasons Included: 2025 WINTER SUMMER
Run Year, Seasons Included: 2032 WINTER SUMMER
Time Base: Seasonal/Annual | 2012-2013 | 2014-2017 | 2018-2022 | 2023-2027 | 2028-2035
Standard - [lb/MMBtu] | 0.33 | 0.33 | 0.33 | 0.33 | 0.33
-Emissions at Affected Plants [MTons] | 0 | 0 | 0 | 0 | 0
-Less Allowances Purchased [MTons] SO2 | 0 | 0 | 0 | 0 | 0
-Plus Allowances Sold [MTons] SO2 | 0 | 0 | 0 | 0 | 0
-Plus Allowances Banked [MTons] | 0 | 0 | 0 | 0 | 0
-Less Allowances Withdrawn (1:1) [MTons] | 0 | 0 | 0 | 0 | 0
-Less Allowances Withdrawn (n:1) [MTons] | 0 | 0 | 0 | 0 | 0
Total [MTons] | 0 | 0 | 0 | 0 | 0
TBtu Consumed | 0.07684 | 0.1807 | 0.1807 | 0.07684 | 0.1807
Rate - [lb/MMBtu] | 0 | 0 | 0 | 0 | 0
TWh Generated | 0.008538 | 0.02008 | 0.02008 | 0.008538 | 0.02008
TWh Generated Qualifying | 0.008538 | 0.02008 | 0.02008 | 0.008538 | 0.02008
Rate - [lb/MWh] | 0 | 0 | 0 | 0 | 0
Constraint Shadow Price [US$/Ton] | 0 | 0 | 0 | 0 | 0
Constraint Name: CT Fac. Spec. - SO2 Rate Annual v3.1 (BAK) Constraint #: 67
Constraint Type: Rate Limit [lb/MMBtu]
Run Year, Seasons Included: 2012 WINTER SUMMER
Run Year, Seasons Included: 2015 WINTER SUMMER
Run Year, Seasons Included: 2020 WINTER SUMMER
Run Year, Seasons Included: 2025 WINTER SUMMER
Run Year, Seasons Included: 2032 WINTER SUMMER
Time Base: Seasonal/Annual | 2012-2013 | 2014-2017 | 2018-2022 | 2023-2027 | 2028-2035
Standard - [lb/MMBtu] | 0.33 | 0.33 | 0.33 | 0.33 | 0.33
-Emissions at Affected Plants [MTons] | 0 | 0 | 0 | 0 | 0
-Less Allowances Purchased [MTons] SO2 | 0 | 0 | 0 | 0 | 0
-Plus Allowances Sold [MTons] SO2 | 0 | 0 | 0 | 0 | 0
-Plus Allowances Banked [MTons] | 0 | 0 | 0 | 0 | 0
-Less Allowances Withdrawn (1:1) [MTons] | 0 | 0 | 0 | 0 | 0
-Less Allowances Withdrawn (n:1) [MTons] | 0 | 0 | 0 | 0 | 0
Total [MTons] | 0 | 0 | 0 | 0 | 0
TBtu Consumed | 0.07684 | 0.1807 | 0.1807 | 0.07684 | 0.1807
Rate - [lb/MMBtu] | 0 | 0 | 0 | 0 | 0
TWh Generated | 0.008538 | 0.02008 | 0.02008 | 0.008538 | 0.02008
TWh Generated Qualifying | 0.008538 | 0.02008 | 0.02008 | 0.008538 | 0.02008
Rate - [lb/MWh] | 0 | 0 | 0 | 0 | 0
Constraint Shadow Price [US$/Ton] | 0 | 0 | 0 | 0 | 0
Constraint Name: CT Fac. Spec. - SO2 Rate Annual v3.1 (BAL) Constraint #: 68
Constraint Type: Rate Limit [lb/MMBtu]
Run Year, Seasons Included: 2012 WINTER SUMMER
Run Year, Seasons Included: 2015 WINTER SUMMER
Run Year, Seasons Included: 2020 WINTER SUMMER
Run Year, Seasons Included: 2025 WINTER SUMMER
Run Year, Seasons Included: 2032 WINTER SUMMER
Time Base: Seasonal/Annual | 2012-2013 | 2014-2017 | 2018-2022 | 2023-2027 | 2028-2035
Standard - [lb/MMBtu] | 0.33 | 0.33 | 0.33 | 0.33 | 0.33
-Emissions at Affected Plants [MTons] | 0 | 0 | 0 | 0 | 0
-Less Allowances Purchased [MTons] SO2 | 0 | 0 | 0 | 0 | 0
-Plus Allowances Sold [MTons] SO2 | 0 | 0 | 0 | 0 | 0
-Plus Allowances Banked [MTons] | 0 | 0 | 0 | 0 | 0
-Less Allowances Withdrawn (1:1) [MTons] | 0 | 0 | 0 | 0 | 0
-Less Allowances Withdrawn (n:1) [MTons] | 0 | 0 | 0 | 0 | 0
Total [MTons] | 0 | 0 | 0 | 0 | 0
TBtu Consumed | 0.07684 | 0.1807 | 0.1807 | 0.07684 | 0.1807
Rate - [lb/MMBtu] | 0 | 0 | 0 | 0 | 0
TWh Generated | 0.008538 | 0.02008 | 0.02008 | 0.008538 | 0.02008
TWh Generated Qualifying | 0.008538 | 0.02008 | 0.02008 | 0.008538 | 0.02008
Rate - [lb/MWh] | 0 | 0 | 0 | 0 | 0
Constraint Shadow Price [US$/Ton] | 0 | 0 | 0 | 0 | 0
Constraint Name: CT Fac. Spec. - SO2 Rate Annual v3.1 (BAM) Constraint #: 69
Constraint Type: Rate Limit [lb/MMBtu]
Run Year, Seasons Included: 2012 WINTER SUMMER
Run Year, Seasons Included: 2015 WINTER SUMMER
Run Year, Seasons Included: 2020 WINTER SUMMER
Run Year, Seasons Included: 2025 WINTER SUMMER
Run Year, Seasons Included: 2032 WINTER SUMMER
Time Base: Seasonal/Annual | 2012-2013 | 2014-2017 | 2018-2022 | 2023-2027 | 2028-2035
Standard - [lb/MMBtu] | 0.33 | 0.33 | 0.33 | 0.33 | 0.33
-Emissions at Affected Plants [MTons] | 0 | 0 | 0 | 0 | 0
-Less Allowances Purchased [MTons] SO2 | 0 | 0 | 0 | 0 | 0
-Plus Allowances Sold [MTons] SO2 | 0 | 0 | 0 | 0 | 0
-Plus Allowances Banked [MTons] | 0 | 0 | 0 | 0 | 0
-Less Allowances Withdrawn (1:1) [MTons] | 0 | 0 | 0 | 0 | 0
-Less Allowances Withdrawn (n:1) [MTons] | 0 | 0 | 0 | 0 | 0
Total [MTons] | 0 | 0 | 0 | 0 | 0
TBtu Consumed | 0.07684 | 0.1807 | 0.1807 | 0.07684 | 0.1807
Rate - [lb/MMBtu] | 0 | 0 | 0 | 0 | 0
TWh Generated | 0.008538 | 0.02008 | 0.02008 | 0.008538 | 0.02008
TWh Generated Qualifying | 0.008538 | 0.02008 | 0.02008 | 0.008538 | 0.02008
Rate - [lb/MWh] | 0 | 0 | 0 | 0 | 0
Constraint Shadow Price [US$/Ton] | 0 | 0 | 0 | 0 | 0
Constraint Name: CT Fac. Spec. - SO2 Rate Annual v3.1 (BAN) Constraint #: 70
Constraint Type: Rate Limit [lb/MMBtu]
Run Year, Seasons Included: 2012 WINTER SUMMER
Run Year, Seasons Included: 2015 WINTER SUMMER
Run Year, Seasons Included: 2020 WINTER SUMMER
Run Year, Seasons Included: 2025 WINTER SUMMER
Run Year, Seasons Included: 2032 WINTER SUMMER
Time Base: Seasonal/Annual | 2012-2013 | 2014-2017 | 2018-2022 | 2023-2027 | 2028-2035
Standard - [lb/MMBtu] | 0.33 | 0.33 | 0.33 | 0.33 | 0.33
-Emissions at Affected Plants [MTons] | 0 | 0 | 0 | 0 | 0
-Less Allowances Purchased [MTons] SO2 | 0 | 0 | 0 | 0 | 0
-Plus Allowances Sold [MTons] SO2 | 0 | 0 | 0 | 0 | 0
-Plus Allowances Banked [MTons] | 0 | 0 | 0 | 0 | 0
-Less Allowances Withdrawn (1:1) [MTons] | 0 | 0 | 0 | 0 | 0
-Less Allowances Withdrawn (n:1) [MTons] | 0 | 0 | 0 | 0 | 0
Total [MTons] | 0 | 0 | 0 | 0 | 0
TBtu Consumed | 0.07684 | 0.1807 | 0.1807 | 0.07684 | 0.1807
Rate - [lb/MMBtu] | 0 | 0 | 0 | 0 | 0
TWh Generated | 0.008538 | 0.02008 | 0.02008 | 0.008538 | 0.02008
TWh Generated Qualifying | 0.008538 | 0.02008 | 0.02008 | 0.008538 | 0.02008
Rate - [lb/MWh] | 0 | 0 | 0 | 0 | 0
Constraint Shadow Price [US$/Ton] | 0 | 0 | 0 | 0 | 0
Constraint Name: CT Fac. Spec. - SO2 Rate Annual v3.1 (BAO) Constraint #: 71
Constraint Type: Rate Limit [lb/MMBtu]
Run Year, Seasons Included: 2012 WINTER SUMMER
Run Year, Seasons Included: 2015 WINTER SUMMER
Run Year, Seasons Included: 2020 WINTER SUMMER
Run Year, Seasons Included: 2025 WINTER SUMMER
Run Year, Seasons Included: 2032 WINTER SUMMER
Time Base: Seasonal/Annual | 2012-2013 | 2014-2017 | 2018-2022 | 2023-2027 | 2028-2035
Standard - [lb/MMBtu] | 0.33 | 0.33 | 0.33 | 0.33 | 0.33
-Emissions at Affected Plants [MTons] | 0 | 0 | 0 | 0 | 0
-Less Allowances Purchased [MTons] SO2 | 0 | 0 | 0 | 0 | 0
-Plus Allowances Sold [MTons] SO2 | 0 | 0 | 0 | 0 | 0
-Plus Allowances Banked [MTons] | 0 | 0 | 0 | 0 | 0
-Less Allowances Withdrawn (1:1) [MTons] | 0 | 0 | 0 | 0 | 0
-Less Allowances Withdrawn (n:1) [MTons] | 0 | 0 | 0 | 0 | 0
Total [MTons] | 0 | 0 | 0 | 0 | 0
TBtu Consumed | 0 | 0 | 0 | 0 | 0.03087
Rate - [lb/MMBtu] | 0 | 0 | 0 | 0 | 0
TWh Generated | 0 | 0 | 0 | 0 | 0.002895
TWh Generated Qualifying | 0 | 0 | 0 | 0 | 0.002895
Rate - [lb/MWh] | 0 | 0 | 0 | 0 | 0
Constraint Shadow Price [US$/Ton] | 0 | 0 | 0 | 0 | 0
Constraint Name: CT Fac. Spec. - SO2 Rate Annual v3.1 (BAY) Constraint #: 72
Constraint Type: Rate Limit [lb/MMBtu]
Run Year, Seasons Included: 2012 WINTER SUMMER
Run Year, Seasons Included: 2015 WINTER SUMMER
Run Year, Seasons Included: 2020 WINTER SUMMER
Run Year, Seasons Included: 2025 WINTER SUMMER
Run Year, Seasons Included: 2032 WINTER SUMMER
Time Base: Seasonal/Annual | 2012-2013 | 2014-2017 | 2018-2022 | 2023-2027 | 2028-2035
Standard - [lb/MMBtu] | 0.33 | 0.33 | 0.33 | 0.33 | 0.33
-Emissions at Affected Plants [MTons] | 0 | 0 | 0 | 0 | 0
-Less Allowances Purchased [MTons] SO2 | 0 | 0 | 0 | 0 | 0
-Plus Allowances Sold [MTons] SO2 | 0 | 0 | 0 | 0 | 0
-Plus Allowances Banked [MTons] | 0 | 0 | 0 | 0 | 0
-Less Allowances Withdrawn (1:1) [MTons] | 0 | 0 | 0 | 0 | 0
-Less Allowances Withdrawn (n:1) [MTons] | 0 | 0 | 0 | 0 | 0
Total [MTons] | 0 | 0 | 0 | 0 | 0
TBtu Consumed | 0 | 0 | 0 | 0 | 0
Rate - [lb/MMBtu] | 0 | 0 | 0 | 0 | 0
TWh Generated | 0 | 0 | 0 | 0 | 0
TWh Generated Qualifying | 0 | 0 | 0 | 0 | 0
Rate - [lb/MWh] | 0 | 0 | 0 | 0 | 0
Constraint Shadow Price [US$/Ton] | 0 | 0 | 0 | 0 | 0
Constraint Name: CT Fac. Spec. - SO2 Rate Annual v3.1 (BAZ) Constraint #: 73
Constraint Type: Rate Limit [lb/MMBtu]
Run Year, Seasons Included: 2012 WINTER SUMMER
Run Year, Seasons Included: 2015 WINTER SUMMER
Run Year, Seasons Included: 2020 WINTER SUMMER
Run Year, Seasons Included: 2025 WINTER SUMMER
Run Year, Seasons Included: 2032 WINTER SUMMER
Time Base: Seasonal/Annual | 2012-2013 | 2014-2017 | 2018-2022 | 2023-2027 | 2028-2035
Standard - [lb/MMBtu] | 0.33 | 0.33 | 0.33 | 0.33 | 0.33
-Emissions at Affected Plants [MTons] | 0 | 0 | 0 | 0 | 0
-Less Allowances Purchased [MTons] SO2 | 0 | 0 | 0 | 0 | 0
-Plus Allowances Sold [MTons] SO2 | 0 | 0 | 0 | 0 | 0
-Plus Allowances Banked [MTons] | 0 | 0 | 0 | 0 | 0
-Less Allowances Withdrawn (1:1) [MTons] | 0 | 0 | 0 | 0 | 0
-Less Allowances Withdrawn (n:1) [MTons] | 0 | 0 | 0 | 0 | 0
Total [MTons] | 0 | 0 | 0 | 0 | 0
TBtu Consumed | 0 | 0 | 0 | 0 | 0
Rate - [lb/MMBtu] | 0 | 0 | 0 | 0 | 0
TWh Generated | 0 | 0 | 0 | 0 | 0
TWh Generated Qualifying | 0 | 0 | 0 | 0 | 0
Rate - [lb/MWh] | 0 | 0 | 0 | 0 | 0
Constraint Shadow Price [US$/Ton] | 0 | 0 | 0 | 0 | 0
Constraint Name: CT Fac. Spec. - SO2 Rate Annual v3.1 (BBA) Constraint #: 74
Constraint Type: Rate Limit [lb/MMBtu]
Run Year, Seasons Included: 2012 WINTER SUMMER
Run Year, Seasons Included: 2015 WINTER SUMMER
Run Year, Seasons Included: 2020 WINTER SUMMER
Run Year, Seasons Included: 2025 WINTER SUMMER
Run Year, Seasons Included: 2032 WINTER SUMMER
Time Base: Seasonal/Annual | 2012-2013 | 2014-2017 | 2018-2022 | 2023-2027 | 2028-2035
Standard - [lb/MMBtu] | 0.33 | 0.33 | 0.33 | 0.33 | 0.33
-Emissions at Affected Plants [MTons] | 0 | 0 | 0 | 0 | 0
-Less Allowances Purchased [MTons] SO2 | 0 | 0 | 0 | 0 | 0
-Plus Allowances Sold [MTons] SO2 | 0 | 0 | 0 | 0 | 0
-Plus Allowances Banked [MTons] | 0 | 0 | 0 | 0 | 0
-Less Allowances Withdrawn (1:1) [MTons] | 0 | 0 | 0 | 0 | 0
-Less Allowances Withdrawn (n:1) [MTons] | 0 | 0 | 0 | 0 | 0
Total [MTons] | 0 | 0 | 0 | 0 | 0
TBtu Consumed | 0 | 0 | 0 | 0 | 0
Rate - [lb/MMBtu] | 0 | 0 | 0 | 0 | 0
TWh Generated | 0 | 0 | 0 | 0 | 0
TWh Generated Qualifying | 0 | 0 | 0 | 0 | 0
Rate - [lb/MWh] | 0 | 0 | 0 | 0 | 0
Constraint Shadow Price [US$/Ton] | 0 | 0 | 0 | 0 | 0
Constraint Name: CT Fac. Spec. - SO2 Rate Annual v3.1 (BBB) Constraint #: 75
Constraint Type: Rate Limit [lb/MMBtu]
Run Year, Seasons Included: 2012 WINTER SUMMER
Run Year, Seasons Included: 2015 WINTER SUMMER
Run Year, Seasons Included: 2020 WINTER SUMMER
Run Year, Seasons Included: 2025 WINTER SUMMER
Run Year, Seasons Included: 2032 WINTER SUMMER
Time Base: Seasonal/Annual | 2012-2013 | 2014-2017 | 2018-2022 | 2023-2027 | 2028-2035
Standard - [lb/MMBtu] | 0.33 | 0.33 | 0.33 | 0.33 | 0.33
-Emissions at Affected Plants [MTons] | 0 | 0 | 0 | 0 | 0
-Less Allowances Purchased [MTons] SO2 | 0 | 0 | 0 | 0 | 0
-Plus Allowances Sold [MTons] SO2 | 0 | 0 | 0 | 0 | 0
-Plus Allowances Banked [MTons] | 0 | 0 | 0 | 0 | 0
-Less Allowances Withdrawn (1:1) [MTons] | 0 | 0 | 0 | 0 | 0
-Less Allowances Withdrawn (n:1) [MTons] | 0 | 0 | 0 | 0 | 0
Total [MTons] | 0 | 0 | 0 | 0 | 0
TBtu Consumed | 0 | 0 | 0 | 0 | 0
Rate - [lb/MMBtu] | 0 | 0 | 0 | 0 | 0
TWh Generated | 0 | 0 | 0 | 0 | 0
TWh Generated Qualifying | 0 | 0 | 0 | 0 | 0
Rate - [lb/MWh] | 0 | 0 | 0 | 0 | 0
Constraint Shadow Price [US$/Ton] | 0 | 0 | 0 | 0 | 0
Constraint Name: CT Fac. Spec. - SO2 Rate Annual v3.1 (BBC) Constraint #: 76
Constraint Type: Rate Limit [lb/MMBtu]
Run Year, Seasons Included: 2012 WINTER SUMMER
Run Year, Seasons Included: 2015 WINTER SUMMER
Run Year, Seasons Included: 2020 WINTER SUMMER
Run Year, Seasons Included: 2025 WINTER SUMMER
Run Year, Seasons Included: 2032 WINTER SUMMER
Time Base: Seasonal/Annual | 2012-2013 | 2014-2017 | 2018-2022 | 2023-2027 | 2028-2035
Standard - [lb/MMBtu] | 0.33 | 0.33 | 0.33 | 0.33 | 0.33
-Emissions at Affected Plants [MTons] | 0 | 0 | 0 | 0 | 0
-Less Allowances Purchased [MTons] SO2 | 0 | 0 | 0 | 0 | 0
-Plus Allowances Sold [MTons] SO2 | 0 | 0 | 0 | 0 | 0
-Plus Allowances Banked [MTons] | 0 | 0 | 0 | 0 | 0
-Less Allowances Withdrawn (1:1) [MTons] | 0 | 0 | 0 | 0 | 0
-Less Allowances Withdrawn (n:1) [MTons] | 0 | 0 | 0 | 0 | 0
Total [MTons] | 0 | 0 | 0 | 0 | 0
TBtu Consumed | 0 | 0 | 0 | 0 | 0
Rate - [lb/MMBtu] | 0 | 0 | 0 | 0 | 0
TWh Generated | 0 | 0 | 0 | 0 | 0
TWh Generated Qualifying | 0 | 0 | 0 | 0 | 0
Rate - [lb/MWh] | 0 | 0 | 0 | 0 | 0
Constraint Shadow Price [US$/Ton] | 0 | 0 | 0 | 0 | 0
Constraint Name: CT Fac. Spec. - SO2 Rate Annual v3.1 (BBD) Constraint #: 77
Constraint Type: Rate Limit [lb/MMBtu]
Run Year, Seasons Included: 2012 WINTER SUMMER
Run Year, Seasons Included: 2015 WINTER SUMMER
Run Year, Seasons Included: 2020 WINTER SUMMER
Run Year, Seasons Included: 2025 WINTER SUMMER
Run Year, Seasons Included: 2032 WINTER SUMMER
Time Base: Seasonal/Annual | 2012-2013 | 2014-2017 | 2018-2022 | 2023-2027 | 2028-2035
Standard - [lb/MMBtu] | 0.33 | 0.33 | 0.33 | 0.33 | 0.33
-Emissions at Affected Plants [MTons] | 0 | 0 | 0 | 0 | 0
-Less Allowances Purchased [MTons] SO2 | 0 | 0 | 0 | 0 | 0
-Plus Allowances Sold [MTons] SO2 | 0 | 0 | 0 | 0 | 0
-Plus Allowances Banked [MTons] | 0 | 0 | 0 | 0 | 0
-Less Allowances Withdrawn (1:1) [MTons] | 0 | 0 | 0 | 0 | 0
-Less Allowances Withdrawn (n:1) [MTons] | 0 | 0 | 0 | 0 | 0
Total [MTons] | 0 | 0 | 0 | 0 | 0
TBtu Consumed | 0 | 0 | 0 | 0 | 0
Rate - [lb/MMBtu] | 0 | 0 | 0 | 0 | 0
TWh Generated | 0 | 0 | 0 | 0 | 0
TWh Generated Qualifying | 0 | 0 | 0 | 0 | 0
Rate - [lb/MWh] | 0 | 0 | 0 | 0 | 0
Constraint Shadow Price [US$/Ton] | 0 | 0 | 0 | 0 | 0
Constraint Name: CT Fac. Spec. - SO2 Rate Annual v3.1 (BBE) Constraint #: 78
Constraint Type: Rate Limit [lb/MMBtu]
Run Year, Seasons Included: 2012 WINTER SUMMER
Run Year, Seasons Included: 2015 WINTER SUMMER
Run Year, Seasons Included: 2020 WINTER SUMMER
Run Year, Seasons Included: 2025 WINTER SUMMER
Run Year, Seasons Included: 2032 WINTER SUMMER
Time Base: Seasonal/Annual | 2012-2013 | 2014-2017 | 2018-2022 | 2023-2027 | 2028-2035
Standard - [lb/MMBtu] | 0.33 | 0.33 | 0.33 | 0.33 | 0.33
-Emissions at Affected Plants [MTons] | 0 | 0 | 0 | 0 | 0
-Less Allowances Purchased [MTons] SO2 | 0 | 0 | 0 | 0 | 0
-Plus Allowances Sold [MTons] SO2 | 0 | 0 | 0 | 0 | 0
-Plus Allowances Banked [MTons] | 0 | 0 | 0 | 0 | 0
-Less Allowances Withdrawn (1:1) [MTons] | 0 | 0 | 0 | 0 | 0
-Less Allowances Withdrawn (n:1) [MTons] | 0 | 0 | 0 | 0 | 0
Total [MTons] | 0 | 0 | 0 | 0 | 0
TBtu Consumed | 0 | 0 | 0 | 0 | 0
Rate - [lb/MMBtu] | 0 | 0 | 0 | 0 | 0
TWh Generated | 0 | 0 | 0 | 0 | 0
TWh Generated Qualifying | 0 | 0 | 0 | 0 | 0
Rate - [lb/MWh] | 0 | 0 | 0 | 0 | 0
Constraint Shadow Price [US$/Ton] | 0 | 0 | 0 | 0 | 0
Constraint Name: CT Fac. Spec. - SO2 Rate Annual v3.1 (BBF) Constraint #: 79
Constraint Type: Rate Limit [lb/MMBtu]
Run Year, Seasons Included: 2012 WINTER SUMMER
Run Year, Seasons Included: 2015 WINTER SUMMER
Run Year, Seasons Included: 2020 WINTER SUMMER
Run Year, Seasons Included: 2025 WINTER SUMMER
Run Year, Seasons Included: 2032 WINTER SUMMER
Time Base: Seasonal/Annual | 2012-2013 | 2014-2017 | 2018-2022 | 2023-2027 | 2028-2035
Standard - [lb/MMBtu] | 0.33 | 0.33 | 0.33 | 0.33 | 0.33
-Emissions at Affected Plants [MTons] | 0 | 0 | 0 | 0 | 0
-Less Allowances Purchased [MTons] SO2 | 0 | 0 | 0 | 0 | 0
-Plus Allowances Sold [MTons] SO2 | 0 | 0 | 0 | 0 | 0
-Plus Allowances Banked [MTons] | 0 | 0 | 0 | 0 | 0
-Less Allowances Withdrawn (1:1) [MTons] | 0 | 0 | 0 | 0 | 0
-Less Allowances Withdrawn (n:1) [MTons] | 0 | 0 | 0 | 0 | 0
Total [MTons] | 0 | 0 | 0 | 0 | 0
TBtu Consumed | 0 | 0 | 0 | 0 | 0
Rate - [lb/MMBtu] | 0 | 0 | 0 | 0 | 0
TWh Generated | 0 | 0 | 0 | 0 | 0
TWh Generated Qualifying | 0 | 0 | 0 | 0 | 0
Rate - [lb/MWh] | 0 | 0 | 0 | 0 | 0
Constraint Shadow Price [US$/Ton] | 0 | 0 | 0 | 0 | 0
Constraint Name: CT Fac. Spec. - SO2 Rate Annual v3.1 (BBG) Constraint #: 80
Constraint Type: Rate Limit [lb/MMBtu]
Run Year, Seasons Included: 2012 WINTER SUMMER
Run Year, Seasons Included: 2015 WINTER SUMMER
Run Year, Seasons Included: 2020 WINTER SUMMER
Run Year, Seasons Included: 2025 WINTER SUMMER
Run Year, Seasons Included: 2032 WINTER SUMMER
Time Base: Seasonal/Annual | 2012-2013 | 2014-2017 | 2018-2022 | 2023-2027 | 2028-2035
Standard - [lb/MMBtu] | 0.33 | 0.33 | 0.33 | 0.33 | 0.33
-Emissions at Affected Plants [MTons] | 0 | 0 | 0 | 0 | 0
-Less Allowances Purchased [MTons] SO2 | 0 | 0 | 0 | 0 | 0
-Plus Allowances Sold [MTons] SO2 | 0 | 0 | 0 | 0 | 0
-Plus Allowances Banked [MTons] | 0 | 0 | 0 | 0 | 0
-Less Allowances Withdrawn (1:1) [MTons] | 0 | 0 | 0 | 0 | 0
-Less Allowances Withdrawn (n:1) [MTons] | 0 | 0 | 0 | 0 | 0
Total [MTons] | 0 | 0 | 0 | 0 | 0
TBtu Consumed | 0 | 0 | 0 | 0 | 0
Rate - [lb/MMBtu] | 0 | 0 | 0 | 0 | 0
TWh Generated | 0 | 0 | 0 | 0 | 0
TWh Generated Qualifying | 0 | 0 | 0 | 0 | 0
Rate - [lb/MWh] | 0 | 0 | 0 | 0 | 0
Constraint Shadow Price [US$/Ton] | 0 | 0 | 0 | 0 | 0
Constraint Name: CT Fac. Spec. - SO2 Rate Annual v3.1 (BBH) Constraint #: 81
Constraint Type: Rate Limit [lb/MMBtu]
Run Year, Seasons Included: 2012 WINTER SUMMER
Run Year, Seasons Included: 2015 WINTER SUMMER
Run Year, Seasons Included: 2020 WINTER SUMMER
Run Year, Seasons Included: 2025 WINTER SUMMER
Run Year, Seasons Included: 2032 WINTER SUMMER
Time Base: Seasonal/Annual | 2012-2013 | 2014-2017 | 2018-2022 | 2023-2027 | 2028-2035
Standard - [lb/MMBtu] | 0.33 | 0.33 | 0.33 | 0.33 | 0.33
-Emissions at Affected Plants [MTons] | 0 | 0 | 0 | 0 | 0
-Less Allowances Purchased [MTons] SO2 | 0 | 0 | 0 | 0 | 0
-Plus Allowances Sold [MTons] SO2 | 0 | 0 | 0 | 0 | 0
-Plus Allowances Banked [MTons] | 0 | 0 | 0 | 0 | 0
-Less Allowances Withdrawn (1:1) [MTons] | 0 | 0 | 0 | 0 | 0
-Less Allowances Withdrawn (n:1) [MTons] | 0 | 0 | 0 | 0 | 0
Total [MTons] | 0 | 0 | 0 | 0 | 0
TBtu Consumed | 0 | 0 | 0 | 0 | 0
Rate - [lb/MMBtu] | 0 | 0 | 0 | 0 | 0
TWh Generated | 0 | 0 | 0 | 0 | 0
TWh Generated Qualifying | 0 | 0 | 0 | 0 | 0
Rate - [lb/MWh] | 0 | 0 | 0 | 0 | 0
Constraint Shadow Price [US$/Ton] | 0 | 0 | 0 | 0 | 0
Constraint Name: CT Fac. Spec. - SO2 Rate Annual v3.1 (BBI) Constraint #: 82
Constraint Type: Rate Limit [lb/MMBtu]
Run Year, Seasons Included: 2012 WINTER SUMMER
Run Year, Seasons Included: 2015 WINTER SUMMER
Run Year, Seasons Included: 2020 WINTER SUMMER
Run Year, Seasons Included: 2025 WINTER SUMMER
Run Year, Seasons Included: 2032 WINTER SUMMER
Time Base: Seasonal/Annual | 2012-2013 | 2014-2017 | 2018-2022 | 2023-2027 | 2028-2035
Standard - [lb/MMBtu] | 0.33 | 0.33 | 0.33 | 0.33 | 0.33
-Emissions at Affected Plants [MTons] | 0 | 0 | 0 | 0 | 0
-Less Allowances Purchased [MTons] SO2 | 0 | 0 | 0 | 0 | 0
-Plus Allowances Sold [MTons] SO2 | 0 | 0 | 0 | 0 | 0
-Plus Allowances Banked [MTons] | 0 | 0 | 0 | 0 | 0
-Less Allowances Withdrawn (1:1) [MTons] | 0 | 0 | 0 | 0 | 0
-Less Allowances Withdrawn (n:1) [MTons] | 0 | 0 | 0 | 0 | 0
Total [MTons] | 0 | 0 | 0 | 0 | 0
TBtu Consumed | 0 | 0 | 0 | 0 | 0
Rate - [lb/MMBtu] | 0 | 0 | 0 | 0 | 0
TWh Generated | 0 | 0 | 0 | 0 | 0
TWh Generated Qualifying | 0 | 0 | 0 | 0 | 0
Rate - [lb/MWh] | 0 | 0 | 0 | 0 | 0
Constraint Shadow Price [US$/Ton] | 0 | 0 | 0 | 0 | 0
Constraint Name: CT Fac. Spec. - SO2 Rate Annual v3.1 (BBJ) Constraint #: 83
Constraint Type: Rate Limit [lb/MMBtu]
Run Year, Seasons Included: 2012 WINTER SUMMER
Run Year, Seasons Included: 2015 WINTER SUMMER
Run Year, Seasons Included: 2020 WINTER SUMMER
Run Year, Seasons Included: 2025 WINTER SUMMER
Run Year, Seasons Included: 2032 WINTER SUMMER
Time Base: Seasonal/Annual | 2012-2013 | 2014-2017 | 2018-2022 | 2023-2027 | 2028-2035
Standard - [lb/MMBtu] | 0.33 | 0.33 | 0.33 | 0.33 | 0.33
-Emissions at Affected Plants [MTons] | 0 | 0 | 0 | 0 | 0
-Less Allowances Purchased [MTons] SO2 | 0 | 0 | 0 | 0 | 0
-Plus Allowances Sold [MTons] SO2 | 0 | 0 | 0 | 0 | 0
-Plus Allowances Banked [MTons] | 0 | 0 | 0 | 0 | 0
-Less Allowances Withdrawn (1:1) [MTons] | 0 | 0 | 0 | 0 | 0
-Less Allowances Withdrawn (n:1) [MTons] | 0 | 0 | 0 | 0 | 0
Total [MTons] | 0 | 0 | 0 | 0 | 0
TBtu Consumed | 0 | 0 | 0 | 0 | 0
Rate - [lb/MMBtu] | 0 | 0 | 0 | 0 | 0
TWh Generated | 0 | 0 | 0 | 0 | 0
TWh Generated Qualifying | 0 | 0 | 0 | 0 | 0
Rate - [lb/MWh] | 0 | 0 | 0 | 0 | 0
Constraint Shadow Price [US$/Ton] | 0 | 0 | 0 | 0 | 0
Constraint Name: CT Fac. Spec. - SO2 Rate Annual v3.1 (BBK) Constraint #: 84
Constraint Type: Rate Limit [lb/MMBtu]
Run Year, Seasons Included: 2012 WINTER SUMMER
Run Year, Seasons Included: 2015 WINTER SUMMER
Run Year, Seasons Included: 2020 WINTER SUMMER
Run Year, Seasons Included: 2025 WINTER SUMMER
Run Year, Seasons Included: 2032 WINTER SUMMER
Time Base: Seasonal/Annual | 2012-2013 | 2014-2017 | 2018-2022 | 2023-2027 | 2028-2035
Standard - [lb/MMBtu] | 0.33 | 0.33 | 0.33 | 0.33 | 0.33
-Emissions at Affected Plants [MTons] | 0 | 0 | 0 | 0 | 0
-Less Allowances Purchased [MTons] SO2 | 0 | 0 | 0 | 0 | 0
-Plus Allowances Sold [MTons] SO2 | 0 | 0 | 0 | 0 | 0
-Plus Allowances Banked [MTons] | 0 | 0 | 0 | 0 | 0
-Less Allowances Withdrawn (1:1) [MTons] | 0 | 0 | 0 | 0 | 0
-Less Allowances Withdrawn (n:1) [MTons] | 0 | 0 | 0 | 0 | 0
Total [MTons] | 0 | 0 | 0 | 0 | 0
TBtu Consumed | 0 | 0 | 0 | 0 | 0
Rate - [lb/MMBtu] | 0 | 0 | 0 | 0 | 0
TWh Generated | 0 | 0 | 0 | 0 | 0
TWh Generated Qualifying | 0 | 0 | 0 | 0 | 0
Rate - [lb/MWh] | 0 | 0 | 0 | 0 | 0
Constraint Shadow Price [US$/Ton] | 0 | 0 | 0 | 0 | 0
Constraint Name: CT Fac. Spec. - SO2 Rate Annual v3.1 (BBN) Constraint #: 85
Constraint Type: Rate Limit [lb/MMBtu]
Run Year, Seasons Included: 2012 WINTER SUMMER
Run Year, Seasons Included: 2015 WINTER SUMMER
Run Year, Seasons Included: 2020 WINTER SUMMER
Run Year, Seasons Included: 2025 WINTER SUMMER
Run Year, Seasons Included: 2032 WINTER SUMMER
Time Base: Seasonal/Annual | 2012-2013 | 2014-2017 | 2018-2022 | 2023-2027 | 2028-2035
Standard - [lb/MMBtu] | 0.33 | 0.33 | 0.33 | 0.33 | 0.33
-Emissions at Affected Plants [MTons] | 0 | 0 | 0 | 0 | 0
-Less Allowances Purchased [MTons] SO2 | 0 | 0 | 0 | 0 | 0
-Plus Allowances Sold [MTons] SO2 | 0 | 0 | 0 | 0 | 0
-Plus Allowances Banked [MTons] | 0 | 0 | 0 | 0 | 0
-Less Allowances Withdrawn (1:1) [MTons] | 0 | 0 | 0 | 0 | 0
-Less Allowances Withdrawn (n:1) [MTons] | 0 | 0 | 0 | 0 | 0
Total [MTons] | 0 | 0 | 0 | 0 | 0
TBtu Consumed | 0 | 0 | 0 | 0 | 0.05234
Rate - [lb/MMBtu] | 0 | 0 | 0 | 0 | 0
TWh Generated | 0 | 0 | 0 | 0 | 0.004985
TWh Generated Qualifying | 0 | 0 | 0 | 0 | 0.004985
Rate - [lb/MWh] | 0 | 0 | 0 | 0 | 0
Constraint Shadow Price [US$/Ton] | 0 | 0 | 0 | 0 | 0
Constraint Name: CT Fac. Spec. - SO2 Rate Annual v3.1 (BBO) Constraint #: 86
Constraint Type: Rate Limit [lb/MMBtu]
Run Year, Seasons Included: 2012 WINTER SUMMER
Run Year, Seasons Included: 2015 WINTER SUMMER
Run Year, Seasons Included: 2020 WINTER SUMMER
Run Year, Seasons Included: 2025 WINTER SUMMER
Run Year, Seasons Included: 2032 WINTER SUMMER
Time Base: Seasonal/Annual | 2012-2013 | 2014-2017 | 2018-2022 | 2023-2027 | 2028-2035
Standard - [lb/MMBtu] | 0.33 | 0.33 | 0.33 | 0.33 | 0.33
-Emissions at Affected Plants [MTons] | 0 | 0 | 0 | 0 | 0
-Less Allowances Purchased [MTons] SO2 | 0 | 0 | 0 | 0 | 0
-Plus Allowances Sold [MTons] SO2 | 0 | 0 | 0 | 0 | 0
-Plus Allowances Banked [MTons] | 0 | 0 | 0 | 0 | 0
-Less Allowances Withdrawn (1:1) [MTons] | 0 | 0 | 0 | 0 | 0
-Less Allowances Withdrawn (n:1) [MTons] | 0 | 0 | 0 | 0 | 0
Total [MTons] | 0 | 0 | 0 | 0 | 0
TBtu Consumed | 0 | 0 | 0 | 0 | 0.0506
Rate - [lb/MMBtu] | 0 | 0 | 0 | 0 | 0
TWh Generated | 0 | 0 | 0 | 0 | 0.004819
TWh Generated Qualifying | 0 | 0 | 0 | 0 | 0.004819
Rate - [lb/MWh] | 0 | 0 | 0 | 0 | 0
Constraint Shadow Price [US$/Ton] | 0 | 0 | 0 | 0 | 0
Constraint Name: CT Fac. Spec. - SO2 Rate Annual v3.1 (BBP) Constraint #: 87
Constraint Type: Rate Limit [lb/MMBtu]
Run Year, Seasons Included: 2012 WINTER SUMMER
Run Year, Seasons Included: 2015 WINTER SUMMER
Run Year, Seasons Included: 2020 WINTER SUMMER
Run Year, Seasons Included: 2025 WINTER SUMMER
Run Year, Seasons Included: 2032 WINTER SUMMER
Time Base: Seasonal/Annual | 2012-2013 | 2014-2017 | 2018-2022 | 2023-2027 | 2028-2035
Standard - [lb/MMBtu] | 0.33 | 0.33 | 0.33 | 0.33 | 0.33
-Emissions at Affected Plants [MTons] | 0 | 0 | 0 | 0 | 0
-Less Allowances Purchased [MTons] SO2 | 0 | 0 | 0 | 0 | 0
-Plus Allowances Sold [MTons] SO2 | 0 | 0 | 0 | 0 | 0
-Plus Allowances Banked [MTons] | 0 | 0 | 0 | 0 | 0
-Less Allowances Withdrawn (1:1) [MTons] | 0 | 0 | 0 | 0 | 0
-Less Allowances Withdrawn (n:1) [MTons] | 0 | 0 | 0 | 0 | 0
Total [MTons] | 0 | 0 | 0 | 0 | 0
TBtu Consumed | 0 | 0 | 0 | 0 | 0.05234
Rate - [lb/MMBtu] | 0 | 0 | 0 | 0 | 0
TWh Generated | 0 | 0 | 0 | 0 | 0.004985
TWh Generated Qualifying | 0 | 0 | 0 | 0 | 0.004985
Rate - [lb/MWh] | 0 | 0 | 0 | 0 | 0
Constraint Shadow Price [US$/Ton] | 0 | 0 | 0 | 0 | 0
Constraint Name: CT Fac. Spec. - SO2 Rate Annual v3.1 (BBQ) Constraint #: 88
Constraint Type: Rate Limit [lb/MMBtu]
Run Year, Seasons Included: 2012 WINTER SUMMER
Run Year, Seasons Included: 2015 WINTER SUMMER
Run Year, Seasons Included: 2020 WINTER SUMMER
Run Year, Seasons Included: 2025 WINTER SUMMER
Run Year, Seasons Included: 2032 WINTER SUMMER
Time Base: Seasonal/Annual | 2012-2013 | 2014-2017 | 2018-2022 | 2023-2027 | 2028-2035
Standard - [lb/MMBtu] | 0.33 | 0.33 | 0.33 | 0.33 | 0.33
-Emissions at Affected Plants [MTons] | 0 | 0 | 0 | 0 | 0
-Less Allowances Purchased [MTons] SO2 | 0 | 0 | 0 | 0 | 0
-Plus Allowances Sold [MTons] SO2 | 0 | 0 | 0 | 0 | 0
-Plus Allowances Banked [MTons] | 0 | 0 | 0 | 0 | 0
-Less Allowances Withdrawn (1:1) [MTons] | 0 | 0 | 0 | 0 | 0
-Less Allowances Withdrawn (n:1) [MTons] | 0 | 0 | 0 | 0 | 0
Total [MTons] | 0 | 0 | 0 | 0 | 0
TBtu Consumed | 0 | 0 | 0 | 0 | 0.05234
Rate - [lb/MMBtu] | 0 | 0 | 0 | 0 | 0
TWh Generated | 0 | 0 | 0 | 0 | 0.004985
TWh Generated Qualifying | 0 | 0 | 0 | 0 | 0.004985
Rate - [lb/MWh] | 0 | 0 | 0 | 0 | 0
Constraint Shadow Price [US$/Ton] | 0 | 0 | 0 | 0 | 0
Constraint Name: CT Fac. Spec. - SO2 Rate Annual v3.1 (BBR) Constraint #: 89
Constraint Type: Rate Limit [lb/MMBtu]
Run Year, Seasons Included: 2012 WINTER SUMMER
Run Year, Seasons Included: 2015 WINTER SUMMER
Run Year, Seasons Included: 2020 WINTER SUMMER
Run Year, Seasons Included: 2025 WINTER SUMMER
Run Year, Seasons Included: 2032 WINTER SUMMER
Time Base: Seasonal/Annual | 2012-2013 | 2014-2017 | 2018-2022 | 2023-2027 | 2028-2035
Standard - [lb/MMBtu] | 0.33 | 0.33 | 0.33 | 0.33 | 0.33
-Emissions at Affected Plants [MTons] | 0 | 0 | 0 | 0 | 0
-Less Allowances Purchased [MTons] SO2 | 0 | 0 | 0 | 0 | 0
-Plus Allowances Sold [MTons] SO2 | 0 | 0 | 0 | 0 | 0
-Plus Allowances Banked [MTons] | 0 | 0 | 0 | 0 | 0
-Less Allowances Withdrawn (1:1) [MTons] | 0 | 0 | 0 | 0 | 0
-Less Allowances Withdrawn (n:1) [MTons] | 0 | 0 | 0 | 0 | 0
Total [MTons] | 0 | 0 | 0 | 0 | 0
TBtu Consumed | 0 | 0 | 0 | 0 | 0
Rate - [lb/MMBtu] | 0 | 0 | 0 | 0 | 0
TWh Generated | 0 | 0 | 0 | 0 | 0
TWh Generated Qualifying | 0 | 0 | 0 | 0 | 0
Rate - [lb/MWh] | 0 | 0 | 0 | 0 | 0
Constraint Shadow Price [US$/Ton] | 0 | 0 | 0 | 0 | 0
Constraint Name: CT Fac. Spec. - SO2 Rate Annual v3.1 (BBS) Constraint #: 90
Constraint Type: Rate Limit [lb/MMBtu]
Run Year, Seasons Included: 2012 WINTER SUMMER
Run Year, Seasons Included: 2015 WINTER SUMMER
Run Year, Seasons Included: 2020 WINTER SUMMER
Run Year, Seasons Included: 2025 WINTER SUMMER
Run Year, Seasons Included: 2032 WINTER SUMMER
Time Base: Seasonal/Annual | 2012-2013 | 2014-2017 | 2018-2022 | 2023-2027 | 2028-2035
Standard - [lb/MMBtu] | 0.33 | 0.33 | 0.33 | 0.33 | 0.33
-Emissions at Affected Plants [MTons] | 0 | 0 | 0 | 0 | 0
-Less Allowances Purchased [MTons] SO2 | 0 | 0 | 0 | 0 | 0
-Plus Allowances Sold [MTons] SO2 | 0 | 0 | 0 | 0 | 0
-Plus Allowances Banked [MTons] | 0 | 0 | 0 | 0 | 0
-Less Allowances Withdrawn (1:1) [MTons] | 0 | 0 | 0 | 0 | 0
-Less Allowances Withdrawn (n:1) [MTons] | 0 | 0 | 0 | 0 | 0
Total [MTons] | 0 | 0 | 0 | 0 | 0
TBtu Consumed | 0 | 0 | 0 | 0 | 0
Rate - [lb/MMBtu] | 0 | 0 | 0 | 0 | 0
TWh Generated | 0 | 0 | 0 | 0 | 0
TWh Generated Qualifying | 0 | 0 | 0 | 0 | 0
Rate - [lb/MWh] | 0 | 0 | 0 | 0 | 0
Constraint Shadow Price [US$/Ton] | 0 | 0 | 0 | 0 | 0
Constraint Name: CT Fac. Spec. - SO2 Rate Annual v3.1 (BBT) Constraint #: 91
Constraint Type: Rate Limit [lb/MMBtu]
Run Year, Seasons Included: 2012 WINTER SUMMER
Run Year, Seasons Included: 2015 WINTER SUMMER
Run Year, Seasons Included: 2020 WINTER SUMMER
Run Year, Seasons Included: 2025 WINTER SUMMER
Run Year, Seasons Included: 2032 WINTER SUMMER
Time Base: Seasonal/Annual | 2012-2013 | 2014-2017 | 2018-2022 | 2023-2027 | 2028-2035
Standard - [lb/MMBtu] | 0.33 | 0.33 | 0.33 | 0.33 | 0.33
-Emissions at Affected Plants [MTons] | 0 | 0 | 0 | 0 | 0
-Less Allowances Purchased [MTons] SO2 | 0 | 0 | 0 | 0 | 0
-Plus Allowances Sold [MTons] SO2 | 0 | 0 | 0 | 0 | 0
-Plus Allowances Banked [MTons] | 0 | 0 | 0 | 0 | 0
-Less Allowances Withdrawn (1:1) [MTons] | 0 | 0 | 0 | 0 | 0
-Less Allowances Withdrawn (n:1) [MTons] | 0 | 0 | 0 | 0 | 0
Total [MTons] | 0 | 0 | 0 | 0 | 0
TBtu Consumed | 0 | 0 | 0 | 0 | 0
Rate - [lb/MMBtu] | 0 | 0 | 0 | 0 | 0
TWh Generated | 0 | 0 | 0 | 0 | 0
TWh Generated Qualifying | 0 | 0 | 0 | 0 | 0
Rate - [lb/MWh] | 0 | 0 | 0 | 0 | 0
Constraint Shadow Price [US$/Ton] | 0 | 0 | 0 | 0 | 0
Constraint Name: CT Fac. Spec. - SO2 Rate Annual v3.1 (BBU) Constraint #: 92
Constraint Type: Rate Limit [lb/MMBtu]
Run Year, Seasons Included: 2012 WINTER SUMMER
Run Year, Seasons Included: 2015 WINTER SUMMER
Run Year, Seasons Included: 2020 WINTER SUMMER
Run Year, Seasons Included: 2025 WINTER SUMMER
Run Year, Seasons Included: 2032 WINTER SUMMER
Time Base: Seasonal/Annual | 2012-2013 | 2014-2017 | 2018-2022 | 2023-2027 | 2028-2035
Standard - [lb/MMBtu] | 0.33 | 0.33 | 0.33 | 0.33 | 0.33
-Emissions at Affected Plants [MTons] | 0 | 0 | 0 | 0 | 0
-Less Allowances Purchased [MTons] SO2 | 0 | 0 | 0 | 0 | 0
-Plus Allowances Sold [MTons] SO2 | 0 | 0 | 0 | 0 | 0
-Plus Allowances Banked [MTons] | 0 | 0 | 0 | 0 | 0
-Less Allowances Withdrawn (1:1) [MTons] | 0 | 0 | 0 | 0 | 0
-Less Allowances Withdrawn (n:1) [MTons] | 0 | 0 | 0 | 0 | 0
Total [MTons] | 0 | 0 | 0 | 0 | 0
TBtu Consumed | 0 | 0 | 0 | 0 | 0
Rate - [lb/MMBtu] | 0 | 0 | 0 | 0 | 0
TWh Generated | 0 | 0 | 0 | 0 | 0
TWh Generated Qualifying | 0 | 0 | 0 | 0 | 0
Rate - [lb/MWh] | 0 | 0 | 0 | 0 | 0
Constraint Shadow Price [US$/Ton] | 0 | 0 | 0 | 0 | 0
Constraint Name: CT Fac. Spec. - SO2 Rate Annual v3.1 (BBV) Constraint #: 93
Constraint Type: Rate Limit [lb/MMBtu]
Run Year, Seasons Included: 2012 WINTER SUMMER
Run Year, Seasons Included: 2015 WINTER SUMMER
Run Year, Seasons Included: 2020 WINTER SUMMER
Run Year, Seasons Included: 2025 WINTER SUMMER
Run Year, Seasons Included: 2032 WINTER SUMMER
Time Base: Seasonal/Annual | 2012-2013 | 2014-2017 | 2018-2022 | 2023-2027 | 2028-2035
Standard - [lb/MMBtu] | 0.33 | 0.33 | 0.33 | 0.33 | 0.33
-Emissions at Affected Plants [MTons] | 0 | 0 | 0 | 0 | 0
-Less Allowances Purchased [MTons] SO2 | 0 | 0 | 0 | 0 | 0
-Plus Allowances Sold [MTons] SO2 | 0 | 0 | 0 | 0 | 0
-Plus Allowances Banked [MTons] | 0 | 0 | 0 | 0 | 0
-Less Allowances Withdrawn (1:1) [MTons] | 0 | 0 | 0 | 0 | 0
-Less Allowances Withdrawn (n:1) [MTons] | 0 | 0 | 0 | 0 | 0
Total [MTons] | 0 | 0 | 0 | 0 | 0
TBtu Consumed | 0 | 0 | 0 | 0 | 0
Rate - [lb/MMBtu] | 0 | 0 | 0 | 0 | 0
TWh Generated | 0 | 0 | 0 | 0 | 0
TWh Generated Qualifying | 0 | 0 | 0 | 0 | 0
Rate - [lb/MWh] | 0 | 0 | 0 | 0 | 0
Constraint Shadow Price [US$/Ton] | 0 | 0 | 0 | 0 | 0
Constraint Name: CT Fac. Spec. - SO2 Rate Annual v3.1 (BWF) Constraint #: 94
Constraint Type: Rate Limit [lb/MMBtu]
Run Year, Seasons Included: 2012 WINTER SUMMER
Run Year, Seasons Included: 2015 WINTER SUMMER
Run Year, Seasons Included: 2020 WINTER SUMMER
Run Year, Seasons Included: 2025 WINTER SUMMER
Run Year, Seasons Included: 2032 WINTER SUMMER
Time Base: Seasonal/Annual | 2012-2013 | 2014-2017 | 2018-2022 | 2023-2027 | 2028-2035
Standard - [lb/MMBtu] | 0.33 | 0.33 | 0.33 | 0.33 | 0.33
-Emissions at Affected Plants [MTons] | 0 | 0 | 0 | 0 | 0
-Less Allowances Purchased [MTons] SO2 | 0 | 0 | 0 | 0 | 0
-Plus Allowances Sold [MTons] SO2 | 0 | 0 | 0 | 0 | 0
-Plus Allowances Banked [MTons] | 0 | 0 | 0 | 0 | 0
-Less Allowances Withdrawn (1:1) [MTons] | 0 | 0 | 0 | 0 | 0
-Less Allowances Withdrawn (n:1) [MTons] | 0 | 0 | 0 | 0 | 0
Total [MTons] | 0 | 0 | 0 | 0 | 0
TBtu Consumed | 1.251 | 1.251 | 1.251 | 1.251 | 1.251
Rate - [lb/MMBtu] | 0 | 0 | 0 | 0 | 0
TWh Generated | 0.1779 | 0.1779 | 0.1779 | 0.1779 | 0.1779
TWh Generated Qualifying | 0.1779 | 0.1779 | 0.1779 | 0.1779 | 0.1779
Rate - [lb/MWh] | 0 | 0 | 0 | 0 | 0
Constraint Shadow Price [US$/Ton] | 0 | 0 | 0 | 0 | 0
Constraint Name: CT Fac. Spec. - SO2 Rate Annual v3.1 (BWG) Constraint #: 95
Constraint Type: Rate Limit [lb/MMBtu]
Run Year, Seasons Included: 2012 WINTER SUMMER
Run Year, Seasons Included: 2015 WINTER SUMMER
Run Year, Seasons Included: 2020 WINTER SUMMER
Run Year, Seasons Included: 2025 WINTER SUMMER
Run Year, Seasons Included: 2032 WINTER SUMMER
Time Base: Seasonal/Annual | 2012-2013 | 2014-2017 | 2018-2022 | 2023-2027 | 2028-2035
Standard - [lb/MMBtu] | 0.33 | 0.33 | 0.33 | 0.33 | 0.33
-Emissions at Affected Plants [MTons] | 0 | 0 | 0 | 0 | 0
-Less Allowances Purchased [MTons] SO2 | 0 | 0 | 0 | 0 | 0
-Plus Allowances Sold [MTons] SO2 | 0 | 0 | 0 | 0 | 0
-Plus Allowances Banked [MTons] | 0 | 0 | 0 | 0 | 0
-Less Allowances Withdrawn (1:1) [MTons] | 0 | 0 | 0 | 0 | 0
-Less Allowances Withdrawn (n:1) [MTons] | 0 | 0 | 0 | 0 | 0
Total [MTons] | 0 | 0 | 0 | 0 | 0
TBtu Consumed | 0.6857 | 1.26 | 1.26 | 0.7856 | 1.173
Rate - [lb/MMBtu] | 0 | 0 | 0 | 0 | 0
TWh Generated | 0.08586 | 0.1578 | 0.1578 | 0.09838 | 0.1469
TWh Generated Qualifying | 0.08586 | 0.1578 | 0.1578 | 0.09838 | 0.1469
Rate - [lb/MWh] | 0 | 0 | 0 | 0 | 0
Constraint Shadow Price [US$/Ton] | 0 | 0 | 0 | 0 | 0
Constraint Name: CT Fac. Spec. - SO2 Rate Annual v3.1 (BWH) Constraint #: 96
Constraint Type: Rate Limit [lb/MMBtu]
Run Year, Seasons Included: 2012 WINTER SUMMER
Run Year, Seasons Included: 2015 WINTER SUMMER
Run Year, Seasons Included: 2020 WINTER SUMMER
Run Year, Seasons Included: 2025 WINTER SUMMER
Run Year, Seasons Included: 2032 WINTER SUMMER
Time Base: Seasonal/Annual | 2012-2013 | 2014-2017 | 2018-2022 | 2023-2027 | 2028-2035
Standard - [lb/MMBtu] | 0.33 | 0.33 | 0.33 | 0.33 | 0.33
-Emissions at Affected Plants [MTons] | 0 | 0 | 0 | 0 | 0
-Less Allowances Purchased [MTons] SO2 | 0 | 0 | 0 | 0 | 0
-Plus Allowances Sold [MTons] SO2 | 0 | 0 | 0 | 0 | 0
-Plus Allowances Banked [MTons] | 0 | 0 | 0 | 0 | 0
-Less Allowances Withdrawn (1:1) [MTons] | 0 | 0 | 0 | 0 | 0
-Less Allowances Withdrawn (n:1) [MTons] | 0 | 0 | 0 | 0 | 0
Total [MTons] | 0 | 0 | 0 | 0 | 0
TBtu Consumed | 0.9122 | 0.9122 | 0.9122 | 0.9122 | 0.9122
Rate - [lb/MMBtu] | 0 | 0 | 0 | 0 | 0
TWh Generated | 0.1297 | 0.1297 | 0.1297 | 0.1297 | 0.1297
TWh Generated Qualifying | 0.1297 | 0.1297 | 0.1297 | 0.1297 | 0.1297
Rate - [lb/MWh] | 0 | 0 | 0 | 0 | 0
Constraint Shadow Price [US$/Ton] | 0 | 0 | 0 | 0 | 0
Constraint Name: CT Fac. Spec. - SO2 Rate Annual v3.1 (BWI) Constraint #: 97
Constraint Type: Rate Limit [lb/MMBtu]
Run Year, Seasons Included: 2012 WINTER SUMMER
Run Year, Seasons Included: 2015 WINTER SUMMER
Run Year, Seasons Included: 2020 WINTER SUMMER
Run Year, Seasons Included: 2025 WINTER SUMMER
Run Year, Seasons Included: 2032 WINTER SUMMER
Time Base: Seasonal/Annual | 2012-2013 | 2014-2017 | 2018-2022 | 2023-2027 | 2028-2035
Standard - [lb/MMBtu] | 0.33 | 0.33 | 0.33 | 0.33 | 0.33
-Emissions at Affected Plants [MTons] | 0 | 0 | 0 | 0 | 0
-Less Allowances Purchased [MTons] SO2 | 0 | 0 | 0 | 0 | 0
-Plus Allowances Sold [MTons] SO2 | 0 | 0 | 0 | 0 | 0
-Plus Allowances Banked [MTons] | 0 | 0 | 0 | 0 | 0
-Less Allowances Withdrawn (1:1) [MTons] | 0 | 0 | 0 | 0 | 0
-Less Allowances Withdrawn (n:1) [MTons] | 0 | 0 | 0 | 0 | 0
Total [MTons] | 0 | 0 | 0 | 0 | 0
TBtu Consumed | 0.443 | 1.331 | 1.305 | 0.8299 | 1.331
Rate - [lb/MMBtu] | 0 | 0 | 0 | 0 | 0
TWh Generated | 0.05547 | 0.1667 | 0.1634 | 0.1039 | 0.1667
TWh Generated Qualifying | 0.05547 | 0.1667 | 0.1634 | 0.1039 | 0.1667
Rate - [lb/MWh] | 0 | 0 | 0 | 0 | 0
Constraint Shadow Price [US$/Ton] | 0 | 0 | 0 | 0 | 0
Constraint Name: CT Fac. Spec. - SO2 Rate Annual v3.1 (BWJ) Constraint #: 98
Constraint Type: Rate Limit [lb/MMBtu]
Run Year, Seasons Included: 2012 WINTER SUMMER
Run Year, Seasons Included: 2015 WINTER SUMMER
Run Year, Seasons Included: 2020 WINTER SUMMER
Run Year, Seasons Included: 2025 WINTER SUMMER
Run Year, Seasons Included: 2032 WINTER SUMMER
Time Base: Seasonal/Annual | 2012-2013 | 2014-2017 | 2018-2022 | 2023-2027 | 2028-2035
Standard - [lb/MMBtu] | 0.33 | 0.33 | 0.33 | 0.33 | 0.33
-Emissions at Affected Plants [MTons] | 0 | 0 | 0 | 0 | 0
-Less Allowances Purchased [MTons] SO2 | 0 | 0 | 0 | 0 | 0
-Plus Allowances Sold [MTons] SO2 | 0 | 0 | 0 | 0 | 0
-Plus Allowances Banked [MTons] | 0 | 0 | 0 | 0 | 0
-Less Allowances Withdrawn (1:1) [MTons] | 0 | 0 | 0 | 0 | 0
-Less Allowances Withdrawn (n:1) [MTons] | 0 | 0 | 0 | 0 | 0
Total [MTons] | 0 | 0 | 0 | 0 | 0
TBtu Consumed | 0.6444 | 1.331 | 1.331 | 0.8299 | 1.331
Rate - [lb/MMBtu] | 0 | 0 | 0 | 0 | 0
TWh Generated | 0.08069 | 0.1667 | 0.1667 | 0.1039 | 0.1667
TWh Generated Qualifying | 0.08069 | 0.1667 | 0.1667 | 0.1039 | 0.1667
Rate - [lb/MWh] | 0 | 0 | 0 | 0 | 0
Constraint Shadow Price [US$/Ton] | 0 | 0 | 0 | 0 | 0
Constraint Name: CT Fac. Spec. - SO2 Rate Annual v3.1 (BWY) Constraint #: 99
Constraint Type: Rate Limit [lb/MMBtu]
Run Year, Seasons Included: 2012 WINTER SUMMER
Run Year, Seasons Included: 2015 WINTER SUMMER
Run Year, Seasons Included: 2020 WINTER SUMMER
Run Year, Seasons Included: 2025 WINTER SUMMER
Run Year, Seasons Included: 2032 WINTER SUMMER
Time Base: Seasonal/Annual | 2012-2013 | 2014-2017 | 2018-2022 | 2023-2027 | 2028-2035
Standard - [lb/MMBtu] | 0.33 | 0.33 | 0.33 | 0.33 | 0.33
-Emissions at Affected Plants [MTons] | 0 | 0 | 0 | 0 | 0
-Less Allowances Purchased [MTons] SO2 | 0 | 0 | 0 | 0 | 0
-Plus Allowances Sold [MTons] SO2 | 0 | 0 | 0 | 0 | 0
-Plus Allowances Banked [MTons] | 0 | 0 | 0 | 0 | 0
-Less Allowances Withdrawn (1:1) [MTons] | 0 | 0 | 0 | 0 | 0
-Less Allowances Withdrawn (n:1) [MTons] | 0 | 0 | 0 | 0 | 0
Total [MTons] | 0 | 0 | 0 | 0 | 0
TBtu Consumed | 15.25 | 15.25 | 15.25 | 15.25 | 15.25
Rate - [lb/MMBtu] | 0 | 0 | 0 | 0 | 0
TWh Generated | 2.169 | 2.169 | 2.169 | 2.169 | 2.169
TWh Generated Qualifying | 2.169 | 2.169 | 2.169 | 2.169 | 2.169
Rate - [lb/MWh] | 0 | 0 | 0 | 0 | 0
Constraint Shadow Price [US$/Ton] | 0 | 0 | 0 | 0 | 0
Constraint Name: CT Fac. Spec. - SO2 Rate Annual v3.1 (BWZ) Constraint #: 100
Constraint Type: Rate Limit [lb/MMBtu]
Run Year, Seasons Included: 2012 WINTER SUMMER
Run Year, Seasons Included: 2015 WINTER SUMMER
Run Year, Seasons Included: 2020 WINTER SUMMER
Run Year, Seasons Included: 2025 WINTER SUMMER
Run Year, Seasons Included: 2032 WINTER SUMMER
Time Base: Seasonal/Annual | 2012-2013 | 2014-2017 | 2018-2022 | 2023-2027 | 2028-2035
Standard - [lb/MMBtu] | 0.33 | 0.33 | 0.33 | 0.33 | 0.33
-Emissions at Affected Plants [MTons] | 0 | 0 | 0 | 0 | 0
-Less Allowances Purchased [MTons] SO2 | 0 | 0 | 0 | 0 | 0
-Plus Allowances Sold [MTons] SO2 | 0 | 0 | 0 | 0 | 0
-Plus Allowances Banked [MTons] | 0 | 0 | 0 | 0 | 0
-Less Allowances Withdrawn (1:1) [MTons] | 0 | 0 | 0 | 0 | 0
-Less Allowances Withdrawn (n:1) [MTons] | 0 | 0 | 0 | 0 | 0
Total [MTons] | 0 | 0 | 0 | 0 | 0
TBtu Consumed | 15.25 | 15.25 | 15.25 | 15.25 | 15.25
Rate - [lb/MMBtu] | 0 | 0 | 0 | 0 | 0
TWh Generated | 2.169 | 2.169 | 2.169 | 2.169 | 2.169
TWh Generated Qualifying | 2.169 | 2.169 | 2.169 | 2.169 | 2.169
Rate - [lb/MWh] | 0 | 0 | 0 | 0 | 0
Constraint Shadow Price [US$/Ton] | 0 | 0 | 0 | 0 | 0
Constraint Name: CT Fac. Spec. - SO2 Rate Annual v3.1 (BXB) Constraint #: 101
Constraint Type: Rate Limit [lb/MMBtu]
Run Year, Seasons Included: 2012 WINTER SUMMER
Run Year, Seasons Included: 2015 WINTER SUMMER
Run Year, Seasons Included: 2020 WINTER SUMMER
Run Year, Seasons Included: 2025 WINTER SUMMER
Run Year, Seasons Included: 2032 WINTER SUMMER
Time Base: Seasonal/Annual | 2012-2013 | 2014-2017 | 2018-2022 | 2023-2027 | 2028-2035
Standard - [lb/MMBtu] | 0.33 | 0.33 | 0.33 | 0.33 | 0.33
-Emissions at Affected Plants [MTons] | 0 | 0 | 0 | 0 | 0
-Less Allowances Purchased [MTons] SO2 | 0 | 0 | 0 | 0 | 0
-Plus Allowances Sold [MTons] SO2 | 0 | 0 | 0 | 0 | 0
-Plus Allowances Banked [MTons] | 0 | 0 | 0 | 0 | 0
-Less Allowances Withdrawn (1:1) [MTons] | 0 | 0 | 0 | 0 | 0
-Less Allowances Withdrawn (n:1) [MTons] | 0 | 0 | 0 | 0 | 0
Total [MTons] | 0 | 0 | 0 | 0 | 0
TBtu Consumed | 0.07145 | 0.07145 | 0.04034 | 0.03111 | 0.07145
Rate - [lb/MMBtu] | 0 | 0 | 0 | 0 | 0
TWh Generated | 0.007766 | 0.007766 | 0.004385 | 0.003382 | 0.007766
TWh Generated Qualifying | 0.007766 | 0.007766 | 0.004385 | 0.003382 | 0.007766
Rate - [lb/MWh] | 0 | 0 | 0 | 0 | 0
Constraint Shadow Price [US$/Ton] | 0 | 0 | 0 | 0 | 0
Constraint Name: CT Fac. Spec. - SO2 Rate Annual v3.1 (BXC) Constraint #: 102
Constraint Type: Rate Limit [lb/MMBtu]
Run Year, Seasons Included: 2012 WINTER SUMMER
Run Year, Seasons Included: 2015 WINTER SUMMER
Run Year, Seasons Included: 2020 WINTER SUMMER
Run Year, Seasons Included: 2025 WINTER SUMMER
Run Year, Seasons Included: 2032 WINTER SUMMER
Time Base: Seasonal/Annual | 2012-2013 | 2014-2017 | 2018-2022 | 2023-2027 | 2028-2035
Standard - [lb/MMBtu] | 0.33 | 0.33 | 0.33 | 0.33 | 0.33
-Emissions at Affected Plants [MTons] | 0 | 0 | 0 | 0 | 0
-Less Allowances Purchased [MTons] SO2 | 0 | 0 | 0 | 0 | 0
-Plus Allowances Sold [MTons] SO2 | 0 | 0 | 0 | 0 | 0
-Plus Allowances Banked [MTons] | 0 | 0 | 0 | 0 | 0
-Less Allowances Withdrawn (1:1) [MTons] | 0 | 0 | 0 | 0 | 0
-Less Allowances Withdrawn (n:1) [MTons] | 0 | 0 | 0 | 0 | 0
Total [MTons] | 0 | 0 | 0 | 0 | 0
TBtu Consumed | 0.05082 | 0.1167 | 0.06589 | 0.05082 | 0.1167
Rate - [lb/MMBtu] | 0 | 0 | 0 | 0 | 0
TWh Generated | 0.005524 | 0.01269 | 0.007161 | 0.005524 | 0.01269
TWh Generated Qualifying | 0.005524 | 0.01269 | 0.007161 | 0.005524 | 0.01269
Rate - [lb/MWh] | 0 | 0 | 0 | 0 | 0
Constraint Shadow Price [US$/Ton] | 0 | 0 | 0 | 0 | 0
Constraint Name: CT Fac. Spec. - SO2 Rate Annual v3.1 (BXD) Constraint #: 103
Constraint Type: Rate Limit [lb/MMBtu]
Run Year, Seasons Included: 2012 WINTER SUMMER
Run Year, Seasons Included: 2015 WINTER SUMMER
Run Year, Seasons Included: 2020 WINTER SUMMER
Run Year, Seasons Included: 2025 WINTER SUMMER
Run Year, Seasons Included: 2032 WINTER SUMMER
Time Base: Seasonal/Annual | 2012-2013 | 2014-2017 | 2018-2022 | 2023-2027 | 2028-2035
Standard - [lb/MMBtu] | 0.33 | 0.33 | 0.33 | 0.33 | 0.33
-Emissions at Affected Plants [MTons] | 0 | 0 | 0 | 0 | 0
-Less Allowances Purchased [MTons] SO2 | 0 | 0 | 0 | 0 | 0
-Plus Allowances Sold [MTons] SO2 | 0 | 0 | 0 | 0 | 0
-Plus Allowances Banked [MTons] | 0 | 0 | 0 | 0 | 0
-Less Allowances Withdrawn (1:1) [MTons] | 0 | 0 | 0 | 0 | 0
-Less Allowances Withdrawn (n:1) [MTons] | 0 | 0 | 0 | 0 | 0
Total [MTons] | 0 | 0 | 0 | 0 | 0
TBtu Consumed | 11.19 | 7.29 | 5.648 | 5.166 | 9.544
Rate - [lb/MMBtu] | 0 | 0 | 0 | 0 | 0
TWh Generated | 1.538 | 1.002 | 0.7765 | 0.7102 | 1.312
TWh Generated Qualifying | 1.538 | 1.002 | 0.7765 | 0.7102 | 1.312
Rate - [lb/MWh] | 0 | 0 | 0 | 0 | 0
Constraint Shadow Price [US$/Ton] | 0 | 0 | 0 | 0 | 0
Constraint Name: CT Fac. Spec. - SO2 Rate Annual v3.1 (BXE) Constraint #: 104
Constraint Type: Rate Limit [lb/MMBtu]
Run Year, Seasons Included: 2012 WINTER SUMMER
Run Year, Seasons Included: 2015 WINTER SUMMER
Run Year, Seasons Included: 2020 WINTER SUMMER
Run Year, Seasons Included: 2025 WINTER SUMMER
Run Year, Seasons Included: 2032 WINTER SUMMER
Time Base: Seasonal/Annual | 2012-2013 | 2014-2017 | 2018-2022 | 2023-2027 | 2028-2035
Standard - [lb/MMBtu] | 0.33 | 0.33 | 0.33 | 0.33 | 0.33
-Emissions at Affected Plants [MTons] | 0 | 0 | 0 | 0 | 0
-Less Allowances Purchased [MTons] SO2 | 0 | 0 | 0 | 0 | 0
-Plus Allowances Sold [MTons] SO2 | 0 | 0 | 0 | 0 | 0
-Plus Allowances Banked [MTons] | 0 | 0 | 0 | 0 | 0
-Less Allowances Withdrawn (1:1) [MTons] | 0 | 0 | 0 | 0 | 0
-Less Allowances Withdrawn (n:1) [MTons] | 0 | 0 | 0 | 0 | 0
Total [MTons] | 0 | 0 | 0 | 0 | 0
TBtu Consumed | 7.902 | 4.006 | 3.524 | 9.544 | 5.166
Rate - [lb/MMBtu] | 0 | 0 | 0 | 0 | 0
TWh Generated | 1.086 | 0.5507 | 0.4844 | 1.312 | 0.7102
TWh Generated Qualifying | 1.086 | 0.5507 | 0.4844 | 1.312 | 0.7102
Rate - [lb/MWh] | 0 | 0 | 0 | 0 | 0
Constraint Shadow Price [US$/Ton] | 0 | 0 | 0 | 0 | 0
Constraint Name: CT Fac. Spec. - SO2 Rate Annual v3.1 (BXF) Constraint #: 105
Constraint Type: Rate Limit [lb/MMBtu]
Run Year, Seasons Included: 2012 WINTER SUMMER
Run Year, Seasons Included: 2015 WINTER SUMMER
Run Year, Seasons Included: 2020 WINTER SUMMER
Run Year, Seasons Included: 2025 WINTER SUMMER
Run Year, Seasons Included: 2032 WINTER SUMMER
Time Base: Seasonal/Annual | 2012-2013 | 2014-2017 | 2018-2022 | 2023-2027 | 2028-2035
Standard - [lb/MMBtu] | 0.33 | 0.33 | 0.33 | 0.33 | 0.33
-Emissions at Affected Plants [MTons] | 0 | 0 | 0 | 0 | 0
-Less Allowances Purchased [MTons] SO2 | 0 | 0 | 0 | 0 | 0
-Plus Allowances Sold [MTons] SO2 | 0 | 0 | 0 | 0 | 0
-Plus Allowances Banked [MTons] | 0 | 0 | 0 | 0 | 0
-Less Allowances Withdrawn (1:1) [MTons] | 0 | 0 | 0 | 0 | 0
-Less Allowances Withdrawn (n:1) [MTons] | 0 | 0 | 0 | 0 | 0
Total [MTons] | 0 | 0 | 0 | 0 | 0
TBtu Consumed | 13.75 | 10.31 | 8.652 | 10.45 | 8.511
Rate - [lb/MMBtu] | 0 | 0 | 0 | 0 | 0
TWh Generated | 1.89 | 1.417 | 1.189 | 1.437 | 1.17
TWh Generated Qualifying | 1.89 | 1.417 | 1.189 | 1.437 | 1.17
Rate - [lb/MWh] | 0 | 0 | 0 | 0 | 0
Constraint Shadow Price [US$/Ton] | 0 | 0 | 0 | 0 | 0
Constraint Name: CT Fac. Spec. - SO2 Rate Annual v3.1 (BXG) Constraint #: 106
Constraint Type: Rate Limit [lb/MMBtu]
Run Year, Seasons Included: 2012 WINTER SUMMER
Run Year, Seasons Included: 2015 WINTER SUMMER
Run Year, Seasons Included: 2020 WINTER SUMMER
Run Year, Seasons Included: 2025 WINTER SUMMER
Run Year, Seasons Included: 2032 WINTER SUMMER
Time Base: Seasonal/Annual | 2012-2013 | 2014-2017 | 2018-2022 | 2023-2027 | 2028-2035
Standard - [lb/MMBtu] | 0.33 | 0.33 | 0.33 | 0.33 | 0.33
-Emissions at Affected Plants [MTons] | 0 | 0 | 0 | 0 | 0
-Less Allowances Purchased [MTons] SO2 | 0 | 0 | 0 | 0 | 0
-Plus Allowances Sold [MTons] SO2 | 0 | 0 | 0 | 0 | 0
-Plus Allowances Banked [MTons] | 0 | 0 | 0 | 0 | 0
-Less Allowances Withdrawn (1:1) [MTons] | 0 | 0 | 0 | 0 | 0
-Less Allowances Withdrawn (n:1) [MTons] | 0 | 0 | 0 | 0 | 0
Total [MTons] | 0 | 0 | 0 | 0 | 0
TBtu Consumed | 13.09 | 13.09 | 11.66 | 11.66 | 13.09
Rate - [lb/MMBtu] | 0 | 0 | 0 | 0 | 0
TWh Generated | 1.851 | 1.851 | 1.649 | 1.649 | 1.851
TWh Generated Qualifying | 1.851 | 1.851 | 1.649 | 1.649 | 1.851
Rate - [lb/MWh] | 0 | 0 | 0 | 0 | 0
Constraint Shadow Price [US$/Ton] | 0 | 0 | 0 | 0 | 0
Constraint Name: CT Fac. Spec. - SO2 Rate Annual v3.1 (BXH) Constraint #: 107
Constraint Type: Rate Limit [lb/MMBtu]
Run Year, Seasons Included: 2012 WINTER SUMMER
Run Year, Seasons Included: 2015 WINTER SUMMER
Run Year, Seasons Included: 2020 WINTER SUMMER
Run Year, Seasons Included: 2025 WINTER SUMMER
Run Year, Seasons Included: 2032 WINTER SUMMER
Time Base: Seasonal/Annual | 2012-2013 | 2014-2017 | 2018-2022 | 2023-2027 | 2028-2035
Standard - [lb/MMBtu] | 0.33 | 0.33 | 0.33 | 0.33 | 0.33
-Emissions at Affected Plants [MTons] | 0 | 0 | 0 | 0 | 0
-Less Allowances Purchased [MTons] SO2 | 0 | 0 | 0 | 0 | 0
-Plus Allowances Sold [MTons] SO2 | 0 | 0 | 0 | 0 | 0
-Plus Allowances Banked [MTons] | 0 | 0 | 0 | 0 | 0
-Less Allowances Withdrawn (1:1) [MTons] | 0 | 0 | 0 | 0 | 0
-Less Allowances Withdrawn (n:1) [MTons] | 0 | 0 | 0 | 0 | 0
Total [MTons] | 0 | 0 | 0 | 0 | 0
TBtu Consumed | 12.53 | 12.53 | 11.95 | 12.23 | 12.53
Rate - [lb/MMBtu] | 0 | 0 | 0 | 0 | 0
TWh Generated | 1.772 | 1.772 | 1.689 | 1.729 | 1.772
TWh Generated Qualifying | 1.772 | 1.772 | 1.689 | 1.729 | 1.772
Rate - [lb/MWh] | 0 | 0 | 0 | 0 | 0
Constraint Shadow Price [US$/Ton] | 0 | 0 | 0 | 0 | 0
Constraint Name: CT Fac. Spec. - SO2 Rate Annual v3.1 (BXJ) Constraint #: 108
Constraint Type: Rate Limit [lb/MMBtu]
Run Year, Seasons Included: 2012 WINTER SUMMER
Run Year, Seasons Included: 2015 WINTER SUMMER
Run Year, Seasons Included: 2020 WINTER SUMMER
Run Year, Seasons Included: 2025 WINTER SUMMER
Run Year, Seasons Included: 2032 WINTER SUMMER
Time Base: Seasonal/Annual | 2012-2013 | 2014-2017 | 2018-2022 | 2023-2027 | 2028-2035
Standard - [lb/MMBtu] | 0.33 | 0.33 | 0.33 | 0.33 | 0.33
-Emissions at Affected Plants [MTons] | 0 | 0 | 0 | 0 | 0
-Less Allowances Purchased [MTons] SO2 | 0 | 0 | 0 | 0 | 0
-Plus Allowances Sold [MTons] SO2 | 0 | 0 | 0 | 0 | 0
-Plus Allowances Banked [MTons] | 0 | 0 | 0 | 0 | 0
-Less Allowances Withdrawn (1:1) [MTons] | 0 | 0 | 0 | 0 | 0
-Less Allowances Withdrawn (n:1) [MTons] | 0 | 0 | 0 | 0 | 0
Total [MTons] | 0 | 0 | 0 | 0 | 0
TBtu Consumed | 0 | 0 | 0 | 0 | 0.04265
Rate - [lb/MMBtu] | 0 | 0 | 0 | 0 | 0
TWh Generated | 0 | 0 | 0 | 0 | 0.004187
TWh Generated Qualifying | 0 | 0 | 0 | 0 | 0.004187
Rate - [lb/MWh] | 0 | 0 | 0 | 0 | 0
Constraint Shadow Price [US$/Ton] | 0 | 0 | 0 | 0 | 0
Constraint Name: CT Fac. Spec. - SO2 Rate Annual v3.1 (CMD) Constraint #: 109
Constraint Type: Rate Limit [lb/MMBtu]
Run Year, Seasons Included: 2012 WINTER SUMMER
Run Year, Seasons Included: 2015 WINTER SUMMER
Run Year, Seasons Included: 2020 WINTER SUMMER
Run Year, Seasons Included: 2025 WINTER SUMMER
Run Year, Seasons Included: 2032 WINTER SUMMER
Time Base: Seasonal/Annual | 2012-2013 | 2014-2017 | 2018-2022 | 2023-2027 | 2028-2035
Standard - [lb/MMBtu] | 0.33 | 0.33 | 0.33 | 0.33 | 0.33
-Emissions at Affected Plants [MTons] | 4.639 | 4.639 | 4.639 | 4.639 | 4.639
-Less Allowances Purchased [MTons] SO2 | 0 | 0 | 0 | 0 | 0
-Plus Allowances Sold [MTons] SO2 | 0 | 0 | 0 | 0 | 0
-Plus Allowances Banked [MTons] | 0 | 0 | 0 | 0 | 0
-Less Allowances Withdrawn (1:1) [MTons] | 0 | 0 | 0 | 0 | 0
-Less Allowances Withdrawn (n:1) [MTons] | 0 | 0 | 0 | 0 | 0
Total [MTons] | 4.639 | 4.639 | 4.639 | 4.639 | 4.639
TBtu Consumed | 28.11 | 28.11 | 28.11 | 28.11 | 28.11
Rate - [lb/MMBtu] | 0.33 | 0.33 | 0.33 | 0.33 | 0.33
TWh Generated | 2.749 | 2.749 | 2.749 | 2.749 | 2.749
TWh Generated Qualifying | 2.749 | 2.749 | 2.749 | 2.749 | 2.749
Rate - [lb/MWh] | 0 | 0 | 0 | 0 | 0
Constraint Shadow Price [US$/Ton] | 1718 | 1493 | 2004 | 1240 | 0
Constraint Name: CT Fac. Spec. - SO2 Rate Annual v3.1 (CUQ) Constraint #: 110
Constraint Type: Rate Limit [lb/MMBtu]
Run Year, Seasons Included: 2012 WINTER SUMMER
Run Year, Seasons Included: 2015 WINTER SUMMER
Run Year, Seasons Included: 2020 WINTER SUMMER
Run Year, Seasons Included: 2025 WINTER SUMMER
Run Year, Seasons Included: 2032 WINTER SUMMER
Time Base: Seasonal/Annual | 2012-2013 | 2014-2017 | 2018-2022 | 2023-2027 | 2028-2035
Standard - [lb/MMBtu] | 0.33 | 0.33 | 0.33 | 0.33 | 0.33
-Emissions at Affected Plants [MTons] | 0 | 0 | 0 | 0 | 0
-Less Allowances Purchased [MTons] SO2 | 0 | 0 | 0 | 0 | 0
-Plus Allowances Sold [MTons] SO2 | 0 | 0 | 0 | 0 | 0
-Plus Allowances Banked [MTons] | 0 | 0 | 0 | 0 | 0
-Less Allowances Withdrawn (1:1) [MTons] | 0 | 0 | 0 | 0 | 0
-Less Allowances Withdrawn (n:1) [MTons] | 0 | 0 | 0 | 0 | 0
Total [MTons] | 0 | 0 | 0 | 0 | 0
TBtu Consumed | 0 | 0 | 0 | 0 | 0
Rate - [lb/MMBtu] | 0 | 0 | 0 | 0 | 0
TWh Generated | 0 | 0 | 0 | 0 | 0
TWh Generated Qualifying | 0 | 0 | 0 | 0 | 0
Rate - [lb/MWh] | 0 | 0 | 0 | 0 | 0
Constraint Shadow Price [US$/Ton] | 0 | 0 | 0 | 0 | 0
Constraint Name: CT Fac. Spec. - SO2 Rate Annual v3.1 (CUR) Constraint #: 111
Constraint Type: Rate Limit [lb/MMBtu]
Run Year, Seasons Included: 2012 WINTER SUMMER
Run Year, Seasons Included: 2015 WINTER SUMMER
Run Year, Seasons Included: 2020 WINTER SUMMER
Run Year, Seasons Included: 2025 WINTER SUMMER
Run Year, Seasons Included: 2032 WINTER SUMMER
Time Base: Seasonal/Annual | 2012-2013 | 2014-2017 | 2018-2022 | 2023-2027 | 2028-2035
Standard - [lb/MMBtu] | 0.33 | 0.33 | 0.33 | 0.33 | 0.33
-Emissions at Affected Plants [MTons] | 0 | 0 | 0 | 0 | 0
-Less Allowances Purchased [MTons] SO2 | 0 | 0 | 0 | 0 | 0
-Plus Allowances Sold [MTons] SO2 | 0 | 0 | 0 | 0 | 0
-Plus Allowances Banked [MTons] | 0 | 0 | 0 | 0 | 0
-Less Allowances Withdrawn (1:1) [MTons] | 0 | 0 | 0 | 0 | 0
-Less Allowances Withdrawn (n:1) [MTons] | 0 | 0 | 0 | 0 | 0
Total [MTons] | 0 | 0 | 0 | 0 | 0
TBtu Consumed | 0 | 0 | 0 | 0 | 0
Rate - [lb/MMBtu] | 0 | 0 | 0 | 0 | 0
TWh Generated | 0 | 0 | 0 | 0 | 0
TWh Generated Qualifying | 0 | 0 | 0 | 0 | 0
Rate - [lb/MWh] | 0 | 0 | 0 | 0 | 0
Constraint Shadow Price [US$/Ton] | 0 | 0 | 0 | 0 | 0
Constraint Name: CT Fac. Spec. - SO2 Rate Annual v3.1 (CUS) Constraint #: 112
Constraint Type: Rate Limit [lb/MMBtu]
Run Year, Seasons Included: 2012 WINTER SUMMER
Run Year, Seasons Included: 2015 WINTER SUMMER
Run Year, Seasons Included: 2020 WINTER SUMMER
Run Year, Seasons Included: 2025 WINTER SUMMER
Run Year, Seasons Included: 2032 WINTER SUMMER
Time Base: Seasonal/Annual | 2012-2013 | 2014-2017 | 2018-2022 | 2023-2027 | 2028-2035
Standard - [lb/MMBtu] | 0.33 | 0.33 | 0.33 | 0.33 | 0.33
-Emissions at Affected Plants [MTons] | 0 | 0 | 0 | 0 | 0
-Less Allowances Purchased [MTons] SO2 | 0 | 0 | 0 | 0 | 0
-Plus Allowances Sold [MTons] SO2 | 0 | 0 | 0 | 0 | 0
-Plus Allowances Banked [MTons] | 0 | 0 | 0 | 0 | 0
-Less Allowances Withdrawn (1:1) [MTons] | 0 | 0 | 0 | 0 | 0
-Less Allowances Withdrawn (n:1) [MTons] | 0 | 0 | 0 | 0 | 0
Total [MTons] | 0 | 0 | 0 | 0 | 0
TBtu Consumed | 0 | 0 | 0 | 0 | 0
Rate - [lb/MMBtu] | 0 | 0 | 0 | 0 | 0
TWh Generated | 0 | 0 | 0 | 0 | 0
TWh Generated Qualifying | 0 | 0 | 0 | 0 | 0
Rate - [lb/MWh] | 0 | 0 | 0 | 0 | 0
Constraint Shadow Price [US$/Ton] | 0 | 0 | 0 | 0 | 0
Constraint Name: CT Fac. Spec. - SO2 Rate Annual v3.1 (CVO) Constraint #: 113
Constraint Type: Rate Limit [lb/MMBtu]
Run Year, Seasons Included: 2012 WINTER SUMMER
Run Year, Seasons Included: 2015 WINTER SUMMER
Run Year, Seasons Included: 2020 WINTER SUMMER
Run Year, Seasons Included: 2025 WINTER SUMMER
Run Year, Seasons Included: 2032 WINTER SUMMER
Time Base: Seasonal/Annual | 2012-2013 | 2014-2017 | 2018-2022 | 2023-2027 | 2028-2035
Standard - [lb/MMBtu] | 0.33 | 0.33 | 0.33 | 0.33 | 0.33
-Emissions at Affected Plants [MTons] | 0.4356 | 0.4677 | 0.4333 | 0.4333 | 0.4333
-Less Allowances Purchased [MTons] SO2 | 0 | 0 | 0 | 0 | 0
-Plus Allowances Sold [MTons] SO2 | 0 | 0 | 0 | 0 | 0
-Plus Allowances Banked [MTons] | 0 | 0 | 0 | 0 | 0
-Less Allowances Withdrawn (1:1) [MTons] | 0 | 0 | 0 | 0 | 0
-Less Allowances Withdrawn (n:1) [MTons] | 0 | 0 | 0 | 0 | 0
Total [MTons] | 0.4356 | 0.4677 | 0.4333 | 0.4333 | 0.4333
TBtu Consumed | 6.915 | 6.915 | 6.915 | 6.915 | 6.915
Rate - [lb/MMBtu] | 0.126 | 0.1353 | 0.1253 | 0.1253 | 0.1253
TWh Generated | 0.6759 | 0.6759 | 0.6759 | 0.6759 | 0.6759
TWh Generated Qualifying | 0.6759 | 0.6759 | 0.6759 | 0.6759 | 0.6759
Rate - [lb/MWh] | 0 | 0 | 0 | 0 | 0
Constraint Shadow Price [US$/Ton] | 0 | 0 | 0 | 0 | 0
Constraint Name: CT Fac. Spec. - SO2 Rate Annual v3.1 (CVP) Constraint #: 114
Constraint Type: Rate Limit [lb/MMBtu]
Run Year, Seasons Included: 2012 WINTER SUMMER
Run Year, Seasons Included: 2015 WINTER SUMMER
Run Year, Seasons Included: 2020 WINTER SUMMER
Run Year, Seasons Included: 2025 WINTER SUMMER
Run Year, Seasons Included: 2032 WINTER SUMMER
Time Base: Seasonal/Annual | 2012-2013 | 2014-2017 | 2018-2022 | 2023-2027 | 2028-2035
Standard - [lb/MMBtu] | 0.33 | 0.33 | 0.33 | 0.33 | 0.33
-Emissions at Affected Plants [MTons] | 0.475 | 0.4668 | 0.4401 | 0.4401 | 0.4401
-Less Allowances Purchased [MTons] SO2 | 0 | 0 | 0 | 0 | 0
-Plus Allowances Sold [MTons] SO2 | 0 | 0 | 0 | 0 | 0
-Plus Allowances Banked [MTons] | 0 | 0 | 0 | 0 | 0
-Less Allowances Withdrawn (1:1) [MTons] | 0 | 0 | 0 | 0 | 0
-Less Allowances Withdrawn (n:1) [MTons] | 0 | 0 | 0 | 0 | 0
Total [MTons] | 0.475 | 0.4668 | 0.4401 | 0.4401 | 0.4401
TBtu Consumed | 7.023 | 7.023 | 7.023 | 7.023 | 7.023
Rate - [lb/MMBtu] | 0.1353 | 0.1329 | 0.1253 | 0.1253 | 0.1253
TWh Generated | 0.6759 | 0.6759 | 0.6759 | 0.6759 | 0.6759
TWh Generated Qualifying | 0.6759 | 0.6759 | 0.6759 | 0.6759 | 0.6759
Rate - [lb/MWh] | 0 | 0 | 0 | 0 | 0
Constraint Shadow Price [US$/Ton] | 0 | 0 | 0 | 0 | 0
Constraint Name: CT Fac. Spec. - SO2 Rate Annual v3.1 (DDH) Constraint #: 115
Constraint Type: Rate Limit [lb/MMBtu]
Run Year, Seasons Included: 2012 WINTER SUMMER
Run Year, Seasons Included: 2015 WINTER SUMMER
Run Year, Seasons Included: 2020 WINTER SUMMER
Run Year, Seasons Included: 2025 WINTER SUMMER
Run Year, Seasons Included: 2032 WINTER SUMMER
Time Base: Seasonal/Annual | 2012-2013 | 2014-2017 | 2018-2022 | 2023-2027 | 2028-2035
Standard - [lb/MMBtu] | 0.33 | 0.33 | 0.33 | 0.33 | 0.33
-Emissions at Affected Plants [MTons] | 0 | 0 | 0 | 0 | 0
-Less Allowances Purchased [MTons] SO2 | 0 | 0 | 0 | 0 | 0
-Plus Allowances Sold [MTons] SO2 | 0 | 0 | 0 | 0 | 0
-Plus Allowances Banked [MTons] | 0 | 0 | 0 | 0 | 0
-Less Allowances Withdrawn (1:1) [MTons] | 0 | 0 | 0 | 0 | 0
-Less Allowances Withdrawn (n:1) [MTons] | 0 | 0 | 0 | 0 | 0
Total [MTons] | 0 | 0 | 0 | 0 | 0
TBtu Consumed | 0 | 0 | 0 | 0 | 0
Rate - [lb/MMBtu] | 0 | 0 | 0 | 0 | 0
TWh Generated | 0 | 0 | 0 | 0 | 0
TWh Generated Qualifying | 0 | 0 | 0 | 0 | 0
Rate - [lb/MWh] | 0 | 0 | 0 | 0 | 0
Constraint Shadow Price [US$/Ton] | 173.6 | 783.5 | 419.9 | 0 | 0
Constraint Name: CT Fac. Spec. - SO2 Rate Annual v3.1 (DDI) Constraint #: 116
Constraint Type: Rate Limit [lb/MMBtu]
Run Year, Seasons Included: 2012 WINTER SUMMER
Run Year, Seasons Included: 2015 WINTER SUMMER
Run Year, Seasons Included: 2020 WINTER SUMMER
Run Year, Seasons Included: 2025 WINTER SUMMER
Run Year, Seasons Included: 2032 WINTER SUMMER
Time Base: Seasonal/Annual | 2012-2013 | 2014-2017 | 2018-2022 | 2023-2027 | 2028-2035
Standard - [lb/MMBtu] | 0.33 | 0.33 | 0.33 | 0.33 | 0.33
-Emissions at Affected Plants [MTons] | 0 | 0 | 0 | 0 | 0
-Less Allowances Purchased [MTons] SO2 | 0 | 0 | 0 | 0 | 0
-Plus Allowances Sold [MTons] SO2 | 0 | 0 | 0 | 0 | 0
-Plus Allowances Banked [MTons] | 0 | 0 | 0 | 0 | 0
-Less Allowances Withdrawn (1:1) [MTons] | 0 | 0 | 0 | 0 | 0
-Less Allowances Withdrawn (n:1) [MTons] | 0 | 0 | 0 | 0 | 0
Total [MTons] | 0 | 0 | 0 | 0 | 0
TBtu Consumed | 0 | 0 | 0 | 0 | 0
Rate - [lb/MMBtu] | 0 | 0 | 0 | 0 | 0
TWh Generated | 0 | 0 | 0 | 0 | 0
TWh Generated Qualifying | 0 | 0 | 0 | 0 | 0
Rate - [lb/MWh] | 0 | 0 | 0 | 0 | 0
Constraint Shadow Price [US$/Ton] | 0 | 161.1 | 0 | 0 | 0
Constraint Name: CT Fac. Spec. - SO2 Rate Annual v3.1 (DDJ) Constraint #: 117
Constraint Type: Rate Limit [lb/MMBtu]
Run Year, Seasons Included: 2012 WINTER SUMMER
Run Year, Seasons Included: 2015 WINTER SUMMER
Run Year, Seasons Included: 2020 WINTER SUMMER
Run Year, Seasons Included: 2025 WINTER SUMMER
Run Year, Seasons Included: 2032 WINTER SUMMER
Time Base: Seasonal/Annual | 2012-2013 | 2014-2017 | 2018-2022 | 2023-2027 | 2028-2035
Standard - [lb/MMBtu] | 0.33 | 0.33 | 0.33 | 0.33 | 0.33
-Emissions at Affected Plants [MTons] | 0 | 0 | 0 | 0 | 0
-Less Allowances Purchased [MTons] SO2 | 0 | 0 | 0 | 0 | 0
-Plus Allowances Sold [MTons] SO2 | 0 | 0 | 0 | 0 | 0
-Plus Allowances Banked [MTons] | 0 | 0 | 0 | 0 | 0
-Less Allowances Withdrawn (1:1) [MTons] | 0 | 0 | 0 | 0 | 0
-Less Allowances Withdrawn (n:1) [MTons] | 0 | 0 | 0 | 0 | 0
Total [MTons] | 0 | 0 | 0 | 0 | 0
TBtu Consumed | 0 | 0 | 0 | 0 | 0
Rate - [lb/MMBtu] | 0 | 0 | 0 | 0 | 0
TWh Generated | 0 | 0 | 0 | 0 | 0
TWh Generated Qualifying | 0 | 0 | 0 | 0 | 0
Rate - [lb/MWh] | 0 | 0 | 0 | 0 | 0
Constraint Shadow Price [US$/Ton] | 0 | 0 | 0 | 0 | 0
Constraint Name: CT Fac. Spec. - SO2 Rate Annual v3.1 (DDK) Constraint #: 118
Constraint Type: Rate Limit [lb/MMBtu]
Run Year, Seasons Included: 2012 WINTER SUMMER
Run Year, Seasons Included: 2015 WINTER SUMMER
Run Year, Seasons Included: 2020 WINTER SUMMER
Run Year, Seasons Included: 2025 WINTER SUMMER
Run Year, Seasons Included: 2032 WINTER SUMMER
Time Base: Seasonal/Annual | 2012-2013 | 2014-2017 | 2018-2022 | 2023-2027 | 2028-2035
Standard - [lb/MMBtu] | 0.33 | 0.33 | 0.33 | 0.33 | 0.33
-Emissions at Affected Plants [MTons] | 0 | 0 | 0 | 0 | 0
-Less Allowances Purchased [MTons] SO2 | 0 | 0 | 0 | 0 | 0
-Plus Allowances Sold [MTons] SO2 | 0 | 0 | 0 | 0 | 0
-Plus Allowances Banked [MTons] | 0 | 0 | 0 | 0 | 0
-Less Allowances Withdrawn (1:1) [MTons] | 0 | 0 | 0 | 0 | 0
-Less Allowances Withdrawn (n:1) [MTons] | 0 | 0 | 0 | 0 | 0
Total [MTons] | 0 | 0 | 0 | 0 | 0
TBtu Consumed | 0 | 0 | 0 | 0 | 0
Rate - [lb/MMBtu] | 0 | 0 | 0 | 0 | 0
TWh Generated | 0 | 0 | 0 | 0 | 0
TWh Generated Qualifying | 0 | 0 | 0 | 0 | 0
Rate - [lb/MWh] | 0 | 0 | 0 | 0 | 0
Constraint Shadow Price [US$/Ton] | 0 | 0 | 0 | 0 | 0
Constraint Name: CT Fac. Spec. - SO2 Rate Annual v3.1 (DDL) Constraint #: 119
Constraint Type: Rate Limit [lb/MMBtu]
Run Year, Seasons Included: 2012 WINTER SUMMER
Run Year, Seasons Included: 2015 WINTER SUMMER
Run Year, Seasons Included: 2020 WINTER SUMMER
Run Year, Seasons Included: 2025 WINTER SUMMER
Run Year, Seasons Included: 2032 WINTER SUMMER
Time Base: Seasonal/Annual | 2012-2013 | 2014-2017 | 2018-2022 | 2023-2027 | 2028-2035
Standard - [lb/MMBtu] | 0.33 | 0.33 | 0.33 | 0.33 | 0.33
-Emissions at Affected Plants [MTons] | 0 | 0 | 0 | 0 | 0
-Less Allowances Purchased [MTons] SO2 | 0 | 0 | 0 | 0 | 0
-Plus Allowances Sold [MTons] SO2 | 0 | 0 | 0 | 0 | 0
-Plus Allowances Banked [MTons] | 0 | 0 | 0 | 0 | 0
-Less Allowances Withdrawn (1:1) [MTons] | 0 | 0 | 0 | 0 | 0
-Less Allowances Withdrawn (n:1) [MTons] | 0 | 0 | 0 | 0 | 0
Total [MTons] | 0 | 0 | 0 | 0 | 0
TBtu Consumed | 0 | 0 | 0 | 0 | 0
Rate - [lb/MMBtu] | 0 | 0 | 0 | 0 | 0
TWh Generated | 0 | 0 | 0 | 0 | 0
TWh Generated Qualifying | 0 | 0 | 0 | 0 | 0
Rate - [lb/MWh] | 0 | 0 | 0 | 0 | 0
Constraint Shadow Price [US$/Ton] | 0 | 0 | 0 | 0 | 0
Constraint Name: CT Fac. Spec. - SO2 Rate Annual v3.1 (DDW) Constraint #: 120
Constraint Type: Rate Limit [lb/MMBtu]
Run Year, Seasons Included: 2012 WINTER SUMMER
Run Year, Seasons Included: 2015 WINTER SUMMER
Run Year, Seasons Included: 2020 WINTER SUMMER
Run Year, Seasons Included: 2025 WINTER SUMMER
Run Year, Seasons Included: 2032 WINTER SUMMER
Time Base: Seasonal/Annual | 2012-2013 | 2014-2017 | 2018-2022 | 2023-2027 | 2028-2035
Standard - [lb/MMBtu] | 0.33 | 0.33 | 0.33 | 0.33 | 0.33
-Emissions at Affected Plants [MTons] | 0 | 0 | 0 | 0 | 0
-Less Allowances Purchased [MTons] SO2 | 0 | 0 | 0 | 0 | 0
-Plus Allowances Sold [MTons] SO2 | 0 | 0 | 0 | 0 | 0
-Plus Allowances Banked [MTons] | 0 | 0 | 0 | 0 | 0
-Less Allowances Withdrawn (1:1) [MTons] | 0 | 0 | 0 | 0 | 0
-Less Allowances Withdrawn (n:1) [MTons] | 0 | 0 | 0 | 0 | 0
Total [MTons] | 0 | 0 | 0 | 0 | 0
TBtu Consumed | 0 | 0 | 0 | 0 | 0
Rate - [lb/MMBtu] | 0 | 0 | 0 | 0 | 0
TWh Generated | 0 | 0 | 0 | 0 | 0
TWh Generated Qualifying | 0 | 0 | 0 | 0 | 0
Rate - [lb/MWh] | 0 | 0 | 0 | 0 | 0
Constraint Shadow Price [US$/Ton] | 0 | 159.4 | 0 | 0 | 0
Constraint Name: DE Facility Specific - NOx Annual Rate v3.1 (CUO) Constraint #: 121
Constraint Type: Rate Limit [lb/MMBtu]
Run Year, Seasons Included: 2012 WINTER SUMMER
Run Year, Seasons Included: 2015 WINTER SUMMER
Run Year, Seasons Included: 2020 WINTER SUMMER
Run Year, Seasons Included: 2025 WINTER SUMMER
Run Year, Seasons Included: 2032 WINTER SUMMER
Time Base: Seasonal/Annual | 2012-2013 | 2014-2017 | 2018-2022 | 2023-2027 | 2028-2035
Standard - [lb/MMBtu] | 0.125 | 0.125 | 0.125 | 0.125 | 0.125
-Emissions at Affected Plants [MTons] | 0 | 0 | 0 | 0 | 0
-Less Allowances Purchased [MTons] NOX | 0 | 0 | 0 | 0 | 0
-Plus Allowances Sold [MTons] NOX | 0 | 0 | 0 | 0 | 0
-Plus Allowances Banked [MTons] | 0 | 0 | 0 | 0 | 0
-Less Allowances Withdrawn (1:1) [MTons] | 0 | 0 | 0 | 0 | 0
-Less Allowances Withdrawn (n:1) [MTons] | 0 | 0 | 0 | 0 | 0
Total [MTons] | 0 | 0 | 0 | 0 | 0
TBtu Consumed | 0 | 0 | 0 | 0 | 0
Rate - [lb/MMBtu] | 0 | 0 | 0 | 0 | 0
TWh Generated | 0 | 0 | 0 | 0 | 0
TWh Generated Qualifying | 0 | 0 | 0 | 0 | 0
Rate - [lb/MWh] | 0 | 0 | 0 | 0 | 0
Constraint Shadow Price [US$/Ton] | 0 | 0 | 0 | 0 | 0
Constraint Name: DE Facility Specific - NOx Annual Rate v3.1 (DBF) Constraint #: 122
Constraint Type: Rate Limit [lb/MMBtu]
Run Year, Seasons Included: 2012 WINTER SUMMER
Run Year, Seasons Included: 2015 WINTER SUMMER
Run Year, Seasons Included: 2020 WINTER SUMMER
Run Year, Seasons Included: 2025 WINTER SUMMER
Run Year, Seasons Included: 2032 WINTER SUMMER
Time Base: Seasonal/Annual | 2012-2013 | 2014-2017 | 2018-2022 | 2023-2027 | 2028-2035
Standard - [lb/MMBtu] | 0.125 | 0.125 | 0.125 | 0.125 | 0.125
-Emissions at Affected Plants [MTons] | 0 | 0 | 0 | 0 | 0
-Less Allowances Purchased [MTons] NOX | 0 | 0 | 0 | 0 | 0
-Plus Allowances Sold [MTons] NOX | 0 | 0 | 0 | 0 | 0
-Plus Allowances Banked [MTons] | 0 | 0 | 0 | 0 | 0
-Less Allowances Withdrawn (1:1) [MTons] | 0 | 0 | 0 | 0 | 0
-Less Allowances Withdrawn (n:1) [MTons] | 0 | 0 | 0 | 0 | 0
Total [MTons] | 0 | 0 | 0 | 0 | 0
TBtu Consumed | 0 | 0 | 0 | 0 | 0
Rate - [lb/MMBtu] | 0 | 0 | 0 | 0 | 0
TWh Generated | 0 | 0 | 0 | 0 | 0
TWh Generated Qualifying | 0 | 0 | 0 | 0 | 0
Rate - [lb/MWh] | 0 | 0 | 0 | 0 | 0
Constraint Shadow Price [US$/Ton] | 15010 | 7433 | 0 | 2993 | 0
Constraint Name: DE Facility Specific - NOx Annual Rate v3.1 (DTD) Constraint #: 123
Constraint Type: Rate Limit [lb/MMBtu]
Run Year, Seasons Included: 2012 WINTER SUMMER
Run Year, Seasons Included: 2015 WINTER SUMMER
Run Year, Seasons Included: 2020 WINTER SUMMER
Run Year, Seasons Included: 2025 WINTER SUMMER
Run Year, Seasons Included: 2032 WINTER SUMMER
Time Base: Seasonal/Annual | 2012-2013 | 2014-2017 | 2018-2022 | 2023-2027 | 2028-2035
Standard - [lb/MMBtu] | 0.125 | 0.125 | 0.125 | 0.125 | 0.125
-Emissions at Affected Plants [MTons] | 1.741 | 1.741 | 1.741 | 1.651 | 1.516
-Less Allowances Purchased [MTons] NOX | 0 | 0 | 0 | 0 | 0
-Plus Allowances Sold [MTons] NOX | 0 | 0 | 0 | 0 | 0
-Plus Allowances Banked [MTons] | 0 | 0 | 0 | 0 | 0
-Less Allowances Withdrawn (1:1) [MTons] | 0 | 0 | 0 | 0 | 0
-Less Allowances Withdrawn (n:1) [MTons] | 0 | 0 | 0 | 0 | 0
Total [MTons] | 1.741 | 1.741 | 1.741 | 1.651 | 1.516
TBtu Consumed | 28.13 | 28.13 | 28.13 | 26.68 | 24.49
Rate - [lb/MMBtu] | 0.1238 | 0.1238 | 0.1238 | 0.1238 | 0.1238
TWh Generated | 2.694 | 2.694 | 2.694 | 2.555 | 2.345
TWh Generated Qualifying | 2.694 | 2.694 | 2.694 | 2.555 | 2.345
Rate - [lb/MWh] | 0 | 0 | 0 | 0 | 0
Constraint Shadow Price [US$/Ton] | 0 | 0 | 0 | 0 | 0
Constraint Name: DE Facility Specific - NOx Annual Rate v3.1 (DTE) Constraint #: 124
Constraint Type: Rate Limit [lb/MMBtu]
Run Year, Seasons Included: 2012 WINTER SUMMER
Run Year, Seasons Included: 2015 WINTER SUMMER
Run Year, Seasons Included: 2020 WINTER SUMMER
Run Year, Seasons Included: 2025 WINTER SUMMER
Run Year, Seasons Included: 2032 WINTER SUMMER
Time Base: Seasonal/Annual | 2012-2013 | 2014-2017 | 2018-2022 | 2023-2027 | 2028-2035
Standard - [lb/MMBtu] | 0.125 | 0.125 | 0.125 | 0.125 | 0.125
-Emissions at Affected Plants [MTons] | 0.7597 | 0.7597 | 0.7597 | 0.723 | 0.6752
-Less Allowances Purchased [MTons] NOX | 0 | 0 | 0 | 0 | 0
-Plus Allowances Sold [MTons] NOX | 0 | 0 | 0 | 0 | 0
-Plus Allowances Banked [MTons] | 0 | 0 | 0 | 0 | 0
-Less Allowances Withdrawn (1:1) [MTons] | 0 | 0 | 0 | 0 | 0
-Less Allowances Withdrawn (n:1) [MTons] | 0 | 0 | 0 | 0 | 0
Total [MTons] | 0.7597 | 0.7597 | 0.7597 | 0.723 | 0.6752
TBtu Consumed | 12.29 | 12.29 | 12.29 | 11.7 | 10.92
Rate - [lb/MMBtu] | 0.1236 | 0.1236 | 0.1236 | 0.1236 | 0.1236
TWh Generated | 1.269 | 1.269 | 1.269 | 1.208 | 1.128
TWh Generated Qualifying | 1.269 | 1.269 | 1.269 | 1.208 | 1.128
Rate - [lb/MWh] | 0 | 0 | 0 | 0 | 0
Constraint Shadow Price [US$/Ton] | 0 | 0 | 0 | 0 | 0
Constraint Name: DE Facility Specific - NOx Annual Rate v3.1 (DTF) Constraint #: 125
Constraint Type: Rate Limit [lb/MMBtu]
Run Year, Seasons Included: 2012 WINTER SUMMER
Run Year, Seasons Included: 2015 WINTER SUMMER
Run Year, Seasons Included: 2020 WINTER SUMMER
Run Year, Seasons Included: 2025 WINTER SUMMER
Run Year, Seasons Included: 2032 WINTER SUMMER
Time Base: Seasonal/Annual | 2012-2013 | 2014-2017 | 2018-2022 | 2023-2027 | 2028-2035
Standard - [lb/MMBtu] | 0.125 | 0.125 | 0.125 | 0.125 | 0.125
-Emissions at Affected Plants [MTons] | 0.7243 | 0.6894 | 0.6894 | 0.6372 | 0.5869
-Less Allowances Purchased [MTons] NOX | 0 | 0 | 0 | 0 | 0
-Plus Allowances Sold [MTons] NOX | 0 | 0 | 0 | 0 | 0
-Plus Allowances Banked [MTons] | 0 | 0 | 0 | 0 | 0
-Less Allowances Withdrawn (1:1) [MTons] | 0 | 0 | 0 | 0 | 0
-Less Allowances Withdrawn (n:1) [MTons] | 0 | 0 | 0 | 0 | 0
Total [MTons] | 0.7243 | 0.6894 | 0.6894 | 0.6372 | 0.5869
TBtu Consumed | 11.7 | 11.14 | 11.14 | 10.3 | 9.483
Rate - [lb/MMBtu] | 0.1238 | 0.1238 | 0.1238 | 0.1238 | 0.1238
TWh Generated | 1.117 | 1.063 | 1.063 | 0.9827 | 0.905
TWh Generated Qualifying | 1.117 | 1.063 | 1.063 | 0.9827 | 0.905
Rate - [lb/MWh] | 0 | 0 | 0 | 0 | 0
Constraint Shadow Price [US$/Ton] | 0 | 0 | 0 | 0 | 0
Constraint Name: DE Facility Specific - NOx Annual Rate v3.1 (DTI) Constraint #: 126
Constraint Type: Rate Limit [lb/MMBtu]
Run Year, Seasons Included: 2012 WINTER SUMMER
Run Year, Seasons Included: 2015 WINTER SUMMER
Run Year, Seasons Included: 2020 WINTER SUMMER
Run Year, Seasons Included: 2025 WINTER SUMMER
Run Year, Seasons Included: 2032 WINTER SUMMER
Time Base: Seasonal/Annual | 2012-2013 | 2014-2017 | 2018-2022 | 2023-2027 | 2028-2035
Standard - [lb/MMBtu] | 0.125 | 0.125 | 0.125 | 0.125 | 0.125
-Emissions at Affected Plants [MTons] | 0 | 0 | 0 | 0 | 0
-Less Allowances Purchased [MTons] NOX | 0 | 0 | 0 | 0 | 0
-Plus Allowances Sold [MTons] NOX | 0 | 0 | 0 | 0 | 0
-Plus Allowances Banked [MTons] | 0 | 0 | 0 | 0 | 0
-Less Allowances Withdrawn (1:1) [MTons] | 0 | 0 | 0 | 0 | 0
-Less Allowances Withdrawn (n:1) [MTons] | 0 | 0 | 0 | 0 | 0
Total [MTons] | 0 | 0 | 0 | 0 | 0
TBtu Consumed | 0 | 0 | 0 | 0 | 0
Rate - [lb/MMBtu] | 0 | 0 | 0 | 0 | 0
TWh Generated | 0 | 0 | 0 | 0 | 0
TWh Generated Qualifying | 0 | 0 | 0 | 0 | 0
Rate - [lb/MWh] | 0 | 0 | 0 | 0 | 0
Constraint Shadow Price [US$/Ton] | 0 | 0 | 0 | 0 | 0
Constraint Name: DE Facility Specific - SO2 Annual Rate v3.1 (CUO) Constraint #: 127
Constraint Type: Rate Limit [lb/MMBtu]
Run Year, Seasons Included: 2012 WINTER SUMMER
Run Year, Seasons Included: 2015 WINTER SUMMER
Run Year, Seasons Included: 2020 WINTER SUMMER
Run Year, Seasons Included: 2025 WINTER SUMMER
Run Year, Seasons Included: 2032 WINTER SUMMER
Time Base: Seasonal/Annual | 2012-2013 | 2014-2017 | 2018-2022 | 2023-2027 | 2028-2035
Standard - [lb/MMBtu] | 0.26 | 0.26 | 0.26 | 0.26 | 0.26
-Emissions at Affected Plants [MTons] | 0 | 0 | 0 | 0 | 0
-Less Allowances Purchased [MTons] SO2 | 0 | 0 | 0 | 0 | 0
-Plus Allowances Sold [MTons] SO2 | 0 | 0 | 0 | 0 | 0
-Plus Allowances Banked [MTons] | 0 | 0 | 0 | 0 | 0
-Less Allowances Withdrawn (1:1) [MTons] | 0 | 0 | 0 | 0 | 0
-Less Allowances Withdrawn (n:1) [MTons] | 0 | 0 | 0 | 0 | 0
Total [MTons] | 0 | 0 | 0 | 0 | 0
TBtu Consumed | 0 | 0 | 0 | 0 | 0
Rate - [lb/MMBtu] | 0 | 0 | 0 | 0 | 0
TWh Generated | 0 | 0 | 0 | 0 | 0
TWh Generated Qualifying | 0 | 0 | 0 | 0 | 0
Rate - [lb/MWh] | 0 | 0 | 0 | 0 | 0
Constraint Shadow Price [US$/Ton] | 0 | 0 | 0 | 0 | 0
Constraint Name: DE Facility Specific - SO2 Annual Rate v3.1 (DBF) Constraint #: 128
Constraint Type: Rate Limit [lb/MMBtu]
Run Year, Seasons Included: 2012 WINTER SUMMER
Run Year, Seasons Included: 2015 WINTER SUMMER
Run Year, Seasons Included: 2020 WINTER SUMMER
Run Year, Seasons Included: 2025 WINTER SUMMER
Run Year, Seasons Included: 2032 WINTER SUMMER
Time Base: Seasonal/Annual | 2012-2013 | 2014-2017 | 2018-2022 | 2023-2027 | 2028-2035
Standard - [lb/MMBtu] | 0.26 | 0.26 | 0.26 | 0.26 | 0.26
-Emissions at Affected Plants [MTons] | 0 | 0 | 0 | 0 | 0
-Less Allowances Purchased [MTons] SO2 | 0 | 0 | 0 | 0 | 0
-Plus Allowances Sold [MTons] SO2 | 0 | 0 | 0 | 0 | 0
-Plus Allowances Banked [MTons] | 0 | 0 | 0 | 0 | 0
-Less Allowances Withdrawn (1:1) [MTons] | 0 | 0 | 0 | 0 | 0
-Less Allowances Withdrawn (n:1) [MTons] | 0 | 0 | 0 | 0 | 0
Total [MTons] | 0 | 0 | 0 | 0 | 0
TBtu Consumed | 0 | 0 | 0 | 0 | 0
Rate - [lb/MMBtu] | 0 | 0 | 0 | 0 | 0
TWh Generated | 0 | 0 | 0 | 0 | 0
TWh Generated Qualifying | 0 | 0 | 0 | 0 | 0
Rate - [lb/MWh] | 0 | 0 | 0 | 0 | 0
Constraint Shadow Price [US$/Ton] | 0 | 0 | 0 | 0 | 0
Constraint Name: DE Facility Specific - SO2 Annual Rate v3.1 (DTD) Constraint #: 129
Constraint Type: Rate Limit [lb/MMBtu]
Run Year, Seasons Included: 2012 WINTER SUMMER
Run Year, Seasons Included: 2015 WINTER SUMMER
Run Year, Seasons Included: 2020 WINTER SUMMER
Run Year, Seasons Included: 2025 WINTER SUMMER
Run Year, Seasons Included: 2032 WINTER SUMMER
Time Base: Seasonal/Annual | 2012-2013 | 2014-2017 | 2018-2022 | 2023-2027 | 2028-2035
Standard - [lb/MMBtu] | 0.26 | 0.26 | 0.26 | 0.26 | 0.26
-Emissions at Affected Plants [MTons] | 3.657 | 3.657 | 3.657 | 3.469 | 3.184
-Less Allowances Purchased [MTons] SO2 | 0 | 0 | 0 | 0 | 0
-Plus Allowances Sold [MTons] SO2 | 0 | 0 | 0 | 0 | 0
-Plus Allowances Banked [MTons] | 0 | 0 | 0 | 0 | 0
-Less Allowances Withdrawn (1:1) [MTons] | 0 | 0 | 0 | 0 | 0
-Less Allowances Withdrawn (n:1) [MTons] | 0 | 0 | 0 | 0 | 0
Total [MTons] | 3.657 | 3.657 | 3.657 | 3.469 | 3.184
TBtu Consumed | 28.13 | 28.13 | 28.13 | 26.68 | 24.49
Rate - [lb/MMBtu] | 0.26 | 0.26 | 0.26 | 0.26 | 0.26
TWh Generated | 2.694 | 2.694 | 2.694 | 2.555 | 2.345
TWh Generated Qualifying | 2.694 | 2.694 | 2.694 | 2.555 | 2.345
Rate - [lb/MWh] | 0 | 0 | 0 | 0 | 0
Constraint Shadow Price [US$/Ton] | 160.7 | 741.3 | 623.4 | 1740 | 622.6
Constraint Name: DE Facility Specific - SO2 Annual Rate v3.1 (DTE) Constraint #: 130
Constraint Type: Rate Limit [lb/MMBtu]
Run Year, Seasons Included: 2012 WINTER SUMMER
Run Year, Seasons Included: 2015 WINTER SUMMER
Run Year, Seasons Included: 2020 WINTER SUMMER
Run Year, Seasons Included: 2025 WINTER SUMMER
Run Year, Seasons Included: 2032 WINTER SUMMER
Time Base: Seasonal/Annual | 2012-2013 | 2014-2017 | 2018-2022 | 2023-2027 | 2028-2035
Standard - [lb/MMBtu] | 0.26 | 0.26 | 0.26 | 0.26 | 0.26
-Emissions at Affected Plants [MTons] | 1.598 | 1.598 | 1.598 | 1.521 | 1.42
-Less Allowances Purchased [MTons] SO2 | 0 | 0 | 0 | 0 | 0
-Plus Allowances Sold [MTons] SO2 | 0 | 0 | 0 | 0 | 0
-Plus Allowances Banked [MTons] | 0 | 0 | 0 | 0 | 0
-Less Allowances Withdrawn (1:1) [MTons] | 0 | 0 | 0 | 0 | 0
-Less Allowances Withdrawn (n:1) [MTons] | 0 | 0 | 0 | 0 | 0
Total [MTons] | 1.598 | 1.598 | 1.598 | 1.521 | 1.42
TBtu Consumed | 12.29 | 12.29 | 12.29 | 11.7 | 10.92
Rate - [lb/MMBtu] | 0.26 | 0.26 | 0.26 | 0.26 | 0.26
TWh Generated | 1.269 | 1.269 | 1.269 | 1.208 | 1.128
TWh Generated Qualifying | 1.269 | 1.269 | 1.269 | 1.208 | 1.128
Rate - [lb/MWh] | 0 | 0 | 0 | 0 | 0
Constraint Shadow Price [US$/Ton] | 3897 | 3570 | 1695 | 2503 | 622.6
Constraint Name: DE Facility Specific - SO2 Annual Rate v3.1 (DTF) Constraint #: 131
Constraint Type: Rate Limit [lb/MMBtu]
Run Year, Seasons Included: 2012 WINTER SUMMER
Run Year, Seasons Included: 2015 WINTER SUMMER
Run Year, Seasons Included: 2020 WINTER SUMMER
Run Year, Seasons Included: 2025 WINTER SUMMER
Run Year, Seasons Included: 2032 WINTER SUMMER
Time Base: Seasonal/Annual | 2012-2013 | 2014-2017 | 2018-2022 | 2023-2027 | 2028-2035
Standard - [lb/MMBtu] | 0.26 | 0.26 | 0.26 | 0.26 | 0.26
-Emissions at Affected Plants [MTons] | 1.522 | 1.448 | 1.448 | 1.339 | 1.233
-Less Allowances Purchased [MTons] SO2 | 0 | 0 | 0 | 0 | 0
-Plus Allowances Sold [MTons] SO2 | 0 | 0 | 0 | 0 | 0
-Plus Allowances Banked [MTons] | 0 | 0 | 0 | 0 | 0
-Less Allowances Withdrawn (1:1) [MTons] | 0 | 0 | 0 | 0 | 0
-Less Allowances Withdrawn (n:1) [MTons] | 0 | 0 | 0 | 0 | 0
Total [MTons] | 1.522 | 1.448 | 1.448 | 1.339 | 1.233
TBtu Consumed | 11.7 | 11.14 | 11.14 | 10.3 | 9.483
Rate - [lb/MMBtu] | 0.26 | 0.26 | 0.26 | 0.26 | 0.26
TWh Generated | 1.117 | 1.063 | 1.063 | 0.9827 | 0.905
TWh Generated Qualifying | 1.117 | 1.063 | 1.063 | 0.9827 | 0.905
Rate - [lb/MWh] | 0 | 0 | 0 | 0 | 0
Constraint Shadow Price [US$/Ton] | 2306 | 3625 | 2888 | 2503 | 622.6
Constraint Name: DE Facility Specific - SO2 Annual Rate v3.1 (DTI) Constraint #: 132
Constraint Type: Rate Limit [lb/MMBtu]
Run Year, Seasons Included: 2012 WINTER SUMMER
Run Year, Seasons Included: 2015 WINTER SUMMER
Run Year, Seasons Included: 2020 WINTER SUMMER
Run Year, Seasons Included: 2025 WINTER SUMMER
Run Year, Seasons Included: 2032 WINTER SUMMER
Time Base: Seasonal/Annual | 2012-2013 | 2014-2017 | 2018-2022 | 2023-2027 | 2028-2035
Standard - [lb/MMBtu] | 0.26 | 0.26 | 0.26 | 0.26 | 0.26
-Emissions at Affected Plants [MTons] | 0 | 0 | 0 | 0 | 0
-Less Allowances Purchased [MTons] SO2 | 0 | 0 | 0 | 0 | 0
-Plus Allowances Sold [MTons] SO2 | 0 | 0 | 0 | 0 | 0
-Plus Allowances Banked [MTons] | 0 | 0 | 0 | 0 | 0
-Less Allowances Withdrawn (1:1) [MTons] | 0 | 0 | 0 | 0 | 0
-Less Allowances Withdrawn (n:1) [MTons] | 0 | 0 | 0 | 0 | 0
Total [MTons] | 0 | 0 | 0 | 0 | 0
TBtu Consumed | 0 | 0 | 0 | 0 | 0
Rate - [lb/MMBtu] | 0 | 0 | 0 | 0 | 0
TWh Generated | 0 | 0 | 0 | 0 | 0
TWh Generated Qualifying | 0 | 0 | 0 | 0 | 0
Rate - [lb/MWh] | 0 | 0 | 0 | 0 | 0
Constraint Shadow Price [US$/Ton] | 17740 | 7292 | 2169 | 542 | 588.6
Constraint Name: DE Unit Level EdMoore3 - NOX Cap Annual v3.1 Constraint #: 133
Constraint Type: Rate Cap [MTons]
Run Year, Seasons Included: 2012 WINTER SUMMER
Run Year, Seasons Included: 2015 WINTER SUMMER
Run Year, Seasons Included: 2020 WINTER SUMMER
Run Year, Seasons Included: 2025 WINTER SUMMER
Run Year, Seasons Included: 2032 WINTER SUMMER
Time Base: Seasonal/Annual | 2012-2013 | 2014-2017 | 2018-2022 | 2023-2027 | 2028-2035
Standard - [MTon] | 0.773 | 0.773 | 0.773 | 0.773 | 0.773
-Emissions at Affected Plants [MTons] | 0 | 0 | 0 | 0 | 0
-Less Allowances Purchased [MTons] NOX | 0 | 0 | 0 | 0 | 0
-Plus Allowances Sold [MTons] NOX | 0 | 0 | 0 | 0 | 0
-Plus Allowances Banked [MTons] | 0 | 0 | 0 | 0 | 0
-Less Allowances Withdrawn (1:1) [MTons] | 0 | 0 | 0 | 0 | 0
-Less Allowances Withdrawn (n:1) [MTons] | 0 | 0 | 0 | 0 | 0
Total [MTons] | 0 | 0 | 0 | 0 | 0
TBtu Consumed | 0 | 0 | 0 | 0 | 0
Rate - [lb/MMBtu] | 0 | 0 | 0 | 0 | 0
TWh Generated | 0 | 0 | 0 | 0 | 0
TWh Generated Qualifying | 0 | 0 | 0 | 0 | 0
Rate - [lb/MWh] | 0 | 0 | 0 | 0 | 0
Constraint Shadow Price [US$/Ton] | 0 | 0 | 0 | 0 | 0
Constraint Name: DE Unit Level EdMoore3 - SO2 Cap Annual v3.1 Constraint #: 134
Constraint Type: Rate Cap [MTons]
Run Year, Seasons Included: 2012 WINTER SUMMER
Run Year, Seasons Included: 2015 WINTER SUMMER
Run Year, Seasons Included: 2020 WINTER SUMMER
Run Year, Seasons Included: 2025 WINTER SUMMER
Run Year, Seasons Included: 2032 WINTER SUMMER
Time Base: Seasonal/Annual | 2012-2013 | 2014-2017 | 2018-2022 | 2023-2027 | 2028-2035
Standard - [MTon] | 1.391 | 1.391 | 1.391 | 1.391 | 1.391
-Emissions at Affected Plants [MTons] | 0 | 0 | 0 | 0 | 0
-Less Allowances Purchased [MTons] SO2 | 0 | 0 | 0 | 0 | 0
-Plus Allowances Sold [MTons] SO2 | 0 | 0 | 0 | 0 | 0
-Plus Allowances Banked [MTons] | 0 | 0 | 0 | 0 | 0
-Less Allowances Withdrawn (1:1) [MTons] | 0 | 0 | 0 | 0 | 0
-Less Allowances Withdrawn (n:1) [MTons] | 0 | 0 | 0 | 0 | 0
Total [MTons] | 0 | 0 | 0 | 0 | 0
TBtu Consumed | 0 | 0 | 0 | 0 | 0
Rate - [lb/MMBtu] | 0 | 0 | 0 | 0 | 0
TWh Generated | 0 | 0 | 0 | 0 | 0
TWh Generated Qualifying | 0 | 0 | 0 | 0 | 0
Rate - [lb/MWh] | 0 | 0 | 0 | 0 | 0
Constraint Shadow Price [US$/Ton] | 0 | 0 | 0 | 0 | 0
Constraint Name: DE Unit Level EdMoore4 - NOX Cap Annual v3.1 Constraint #: 135
Constraint Type: Rate Cap [MTons]
Run Year, Seasons Included: 2012 WINTER SUMMER
Run Year, Seasons Included: 2015 WINTER SUMMER
Run Year, Seasons Included: 2020 WINTER SUMMER
Run Year, Seasons Included: 2025 WINTER SUMMER
Run Year, Seasons Included: 2032 WINTER SUMMER
Time Base: Seasonal/Annual | 2012-2013 | 2014-2017 | 2018-2022 | 2023-2027 | 2028-2035
Standard - [MTon] | 1.339 | 1.339 | 1.339 | 1.339 | 1.339
-Emissions at Affected Plants [MTons] | 0.7597 | 0.7597 | 0.7597 | 0.723 | 0.6752
-Less Allowances Purchased [MTons] NOX | 0 | 0 | 0 | 0 | 0
-Plus Allowances Sold [MTons] NOX | 0 | 0 | 0 | 0 | 0
-Plus Allowances Banked [MTons] | 0 | 0 | 0 | 0 | 0
-Less Allowances Withdrawn (1:1) [MTons] | 0 | 0 | 0 | 0 | 0
-Less Allowances Withdrawn (n:1) [MTons] | 0 | 0 | 0 | 0 | 0
Total [MTons] | 0.7597 | 0.7597 | 0.7597 | 0.723 | 0.6752
TBtu Consumed | 12.29 | 12.29 | 12.29 | 11.7 | 10.92
Rate - [lb/MMBtu] | 0.1236 | 0.1236 | 0.1236 | 0.1236 | 0.1236
TWh Generated | 1.269 | 1.269 | 1.269 | 1.208 | 1.128
TWh Generated Qualifying | 1.269 | 1.269 | 1.269 | 1.208 | 1.128
Rate - [lb/MWh] | 0 | 0 | 0 | 0 | 0
Constraint Shadow Price [US$/Ton] | 0 | 0 | 0 | 0 | 0
Constraint Name: DE Unit Level EdMoore4 - SO2 Cap Annual v3.1 Constraint #: 136
Constraint Type: Rate Cap [MTons]
Run Year, Seasons Included: 2012 WINTER SUMMER
Run Year, Seasons Included: 2015 WINTER SUMMER
Run Year, Seasons Included: 2020 WINTER SUMMER
Run Year, Seasons Included: 2025 WINTER SUMMER
Run Year, Seasons Included: 2032 WINTER SUMMER
Time Base: Seasonal/Annual | 2012-2013 | 2014-2017 | 2018-2022 | 2023-2027 | 2028-2035
Standard - [MTon] | 2.41 | 2.41 | 2.41 | 2.41 | 2.41
-Emissions at Affected Plants [MTons] | 1.598 | 1.598 | 1.598 | 1.521 | 1.42
-Less Allowances Purchased [MTons] SO2 | 0 | 0 | 0 | 0 | 0
-Plus Allowances Sold [MTons] SO2 | 0 | 0 | 0 | 0 | 0
-Plus Allowances Banked [MTons] | 0 | 0 | 0 | 0 | 0
-Less Allowances Withdrawn (1:1) [MTons] | 0 | 0 | 0 | 0 | 0
-Less Allowances Withdrawn (n:1) [MTons] | 0 | 0 | 0 | 0 | 0
Total [MTons] | 1.598 | 1.598 | 1.598 | 1.521 | 1.42
TBtu Consumed | 12.29 | 12.29 | 12.29 | 11.7 | 10.92
Rate - [lb/MMBtu] | 0.26 | 0.26 | 0.26 | 0.26 | 0.26
TWh Generated | 1.269 | 1.269 | 1.269 | 1.208 | 1.128
TWh Generated Qualifying | 1.269 | 1.269 | 1.269 | 1.208 | 1.128
Rate - [lb/MWh] | 0 | 0 | 0 | 0 | 0
Constraint Shadow Price [US$/Ton] | 0 | 0 | 0 | 0 | 0
Constraint Name: DE Unit Level EdMoore5 - NOX Cap Annual v3.1 Constraint #: 137
Constraint Type: Rate Cap [MTons]
Run Year, Seasons Included: 2012 WINTER SUMMER
Run Year, Seasons Included: 2015 WINTER SUMMER
Run Year, Seasons Included: 2020 WINTER SUMMER
Run Year, Seasons Included: 2025 WINTER SUMMER
Run Year, Seasons Included: 2032 WINTER SUMMER
Time Base: Seasonal/Annual | 2012-2013 | 2014-2017 | 2018-2022 | 2023-2027 | 2028-2035
Standard - [MTon] | 1.348 | 1.348 | 1.348 | 1.348 | 1.348
-Emissions at Affected Plants [MTons] | 0 | 0 | 0 | 0 | 0
-Less Allowances Purchased [MTons] NOX | 0 | 0 | 0 | 0 | 0
-Plus Allowances Sold [MTons] NOX | 0 | 0 | 0 | 0 | 0
-Plus Allowances Banked [MTons] | 0 | 0 | 0 | 0 | 0
-Less Allowances Withdrawn (1:1) [MTons] | 0 | 0 | 0 | 0 | 0
-Less Allowances Withdrawn (n:1) [MTons] | 0 | 0 | 0 | 0 | 0
Total [MTons] | 0 | 0 | 0 | 0 | 0
TBtu Consumed | 0 | 0 | 0 | 0 | 0
Rate - [lb/MMBtu] | 0 | 0 | 0 | 0 | 0
TWh Generated | 0 | 0 | 0 | 0 | 0
TWh Generated Qualifying | 0 | 0 | 0 | 0 | 0
Rate - [lb/MWh] | 0 | 0 | 0 | 0 | 0
Constraint Shadow Price [US$/Ton] | 0 | 0 | 0 | 0 | 0
Constraint Name: DE Unit Level EdMoore5 - SO2 Cap Annual v3.1 Constraint #: 138
Constraint Type: Rate Cap [MTons]
Run Year, Seasons Included: 2012 WINTER SUMMER
Run Year, Seasons Included: 2015 WINTER SUMMER
Run Year, Seasons Included: 2020 WINTER SUMMER
Run Year, Seasons Included: 2025 WINTER SUMMER
Run Year, Seasons Included: 2032 WINTER SUMMER
Time Base: Seasonal/Annual | 2012-2013 | 2014-2017 | 2018-2022 | 2023-2027 | 2028-2035
Standard - [MTon] | 2.427 | 2.427 | 2.427 | 2.427 | 2.427
-Emissions at Affected Plants [MTons] | 0 | 0 | 0 | 0 | 0
-Less Allowances Purchased [MTons] SO2 | 0 | 0 | 0 | 0 | 0
-Plus Allowances Sold [MTons] SO2 | 0 | 0 | 0 | 0 | 0
-Plus Allowances Banked [MTons] | 0 | 0 | 0 | 0 | 0
-Less Allowances Withdrawn (1:1) [MTons] | 0 | 0 | 0 | 0 | 0
-Less Allowances Withdrawn (n:1) [MTons] | 0 | 0 | 0 | 0 | 0
Total [MTons] | 0 | 0 | 0 | 0 | 0
TBtu Consumed | 0 | 0 | 0 | 0 | 0
Rate - [lb/MMBtu] | 0 | 0 | 0 | 0 | 0
TWh Generated | 0 | 0 | 0 | 0 | 0
TWh Generated Qualifying | 0 | 0 | 0 | 0 | 0
Rate - [lb/MWh] | 0 | 0 | 0 | 0 | 0
Constraint Shadow Price [US$/Ton] | 0 | 0 | 0 | 0 | 0
Constraint Name: DE Unit Level IndRiver3 - NOX Cap Annual v3.1 Constraint #: 139
Constraint Type: Rate Cap [MTons]
Run Year, Seasons Included: 2012 WINTER SUMMER
Run Year, Seasons Included: 2015 WINTER SUMMER
Run Year, Seasons Included: 2020 WINTER SUMMER
Run Year, Seasons Included: 2025 WINTER SUMMER
Run Year, Seasons Included: 2032 WINTER SUMMER
Time Base: Seasonal/Annual | 2012-2013 | 2014-2017 | 2018-2022 | 2023-2027 | 2028-2035
Standard - [MTon] | 0.977 | 0.977 | 0.977 | 0.977 | 0.977
-Emissions at Affected Plants [MTons] | 0.7243 | 0.6894 | 0.6894 | 0.6372 | 0.5869
-Less Allowances Purchased [MTons] NOX | 0 | 0 | 0 | 0 | 0
-Plus Allowances Sold [MTons] NOX | 0 | 0 | 0 | 0 | 0
-Plus Allowances Banked [MTons] | 0 | 0 | 0 | 0 | 0
-Less Allowances Withdrawn (1:1) [MTons] | 0 | 0 | 0 | 0 | 0
-Less Allowances Withdrawn (n:1) [MTons] | 0 | 0 | 0 | 0 | 0
Total [MTons] | 0.7243 | 0.6894 | 0.6894 | 0.6372 | 0.5869
TBtu Consumed | 11.7 | 11.14 | 11.14 | 10.3 | 9.483
Rate - [lb/MMBtu] | 0.1238 | 0.1238 | 0.1238 | 0.1238 | 0.1238
TWh Generated | 1.117 | 1.063 | 1.063 | 0.9827 | 0.905
TWh Generated Qualifying | 1.117 | 1.063 | 1.063 | 0.9827 | 0.905
Rate - [lb/MWh] | 0 | 0 | 0 | 0 | 0
Constraint Shadow Price [US$/Ton] | 0 | 0 | 0 | 0 | 0
Constraint Name: DE Unit Level IndRiver3 - SO2 Cap Annual v3.1 Constraint #: 140
Constraint Type: Rate Cap [MTons]
Run Year, Seasons Included: 2012 WINTER SUMMER
Run Year, Seasons Included: 2015 WINTER SUMMER
Run Year, Seasons Included: 2020 WINTER SUMMER
Run Year, Seasons Included: 2025 WINTER SUMMER
Run Year, Seasons Included: 2032 WINTER SUMMER
Time Base: Seasonal/Annual | 2012-2013 | 2014-2017 | 2018-2022 | 2023-2027 | 2028-2035
Standard - [MTon] | 1.759 | 1.759 | 1.759 | 1.759 | 1.759
-Emissions at Affected Plants [MTons] | 1.522 | 1.448 | 1.448 | 1.339 | 1.233
-Less Allowances Purchased [MTons] SO2 | 0 | 0 | 0 | 0 | 0
-Plus Allowances Sold [MTons] SO2 | 0 | 0 | 0 | 0 | 0
-Plus Allowances Banked [MTons] | 0 | 0 | 0 | 0 | 0
-Less Allowances Withdrawn (1:1) [MTons] | 0 | 0 | 0 | 0 | 0
-Less Allowances Withdrawn (n:1) [MTons] | 0 | 0 | 0 | 0 | 0
Total [MTons] | 1.522 | 1.448 | 1.448 | 1.339 | 1.233
TBtu Consumed | 11.7 | 11.14 | 11.14 | 10.3 | 9.483
Rate - [lb/MMBtu] | 0.26 | 0.26 | 0.26 | 0.26 | 0.26
TWh Generated | 1.117 | 1.063 | 1.063 | 0.9827 | 0.905
TWh Generated Qualifying | 1.117 | 1.063 | 1.063 | 0.9827 | 0.905
Rate - [lb/MWh] | 0 | 0 | 0 | 0 | 0
Constraint Shadow Price [US$/Ton] | 0 | 0 | 0 | 0 | 0
Constraint Name: DE Unit Level IndRiver4 - NOX Cap Annual v3.1 Constraint #: 141
Constraint Type: Rate Cap [MTons]
Run Year, Seasons Included: 2012 WINTER SUMMER
Run Year, Seasons Included: 2015 WINTER SUMMER
Run Year, Seasons Included: 2020 WINTER SUMMER
Run Year, Seasons Included: 2025 WINTER SUMMER
Run Year, Seasons Included: 2032 WINTER SUMMER
Time Base: Seasonal/Annual | 2012-2013 | 2014-2017 | 2018-2022 | 2023-2027 | 2028-2035
Standard - [MTon] | 2.032 | 2.032 | 2.032 | 2.032 | 2.032
-Emissions at Affected Plants [MTons] | 1.741 | 1.741 | 1.741 | 1.651 | 1.516
-Less Allowances Purchased [MTons] NOX | 0 | 0 | 0 | 0 | 0
-Plus Allowances Sold [MTons] NOX | 0 | 0 | 0 | 0 | 0
-Plus Allowances Banked [MTons] | 0 | 0 | 0 | 0 | 0
-Less Allowances Withdrawn (1:1) [MTons] | 0 | 0 | 0 | 0 | 0
-Less Allowances Withdrawn (n:1) [MTons] | 0 | 0 | 0 | 0 | 0
Total [MTons] | 1.741 | 1.741 | 1.741 | 1.651 | 1.516
TBtu Consumed | 28.13 | 28.13 | 28.13 | 26.68 | 24.49
Rate - [lb/MMBtu] | 0.1238 | 0.1238 | 0.1238 | 0.1238 | 0.1238
TWh Generated | 2.694 | 2.694 | 2.694 | 2.555 | 2.345
TWh Generated Qualifying | 2.694 | 2.694 | 2.694 | 2.555 | 2.345
Rate - [lb/MWh] | 0 | 0 | 0 | 0 | 0
Constraint Shadow Price [US$/Ton] | 0 | 0 | 0 | 0 | 0
Constraint Name: DE Unit Level IndRiver4 - SO2 Cap Annual v3.1 Constraint #: 142
Constraint Type: Rate Cap [MTons]
Run Year, Seasons Included: 2012 WINTER SUMMER
Run Year, Seasons Included: 2015 WINTER SUMMER
Run Year, Seasons Included: 2020 WINTER SUMMER
Run Year, Seasons Included: 2025 WINTER SUMMER
Run Year, Seasons Included: 2032 WINTER SUMMER
Time Base: Seasonal/Annual | 2012-2013 | 2014-2017 | 2018-2022 | 2023-2027 | 2028-2035
Standard - [MTon] | 3.657 | 3.657 | 3.657 | 3.657 | 3.657
-Emissions at Affected Plants [MTons] | 3.657 | 3.657 | 3.657 | 3.469 | 3.184
-Less Allowances Purchased [MTons] SO2 | 0 | 0 | 0 | 0 | 0
-Plus Allowances Sold [MTons] SO2 | 0 | 0 | 0 | 0 | 0
-Plus Allowances Banked [MTons] | 0 | 0 | 0 | 0 | 0
-Less Allowances Withdrawn (1:1) [MTons] | 0 | 0 | 0 | 0 | 0
-Less Allowances Withdrawn (n:1) [MTons] | 0 | 0 | 0 | 0 | 0
Total [MTons] | 3.657 | 3.657 | 3.657 | 3.469 | 3.184
TBtu Consumed | 28.13 | 28.13 | 28.13 | 26.68 | 24.49
Rate - [lb/MMBtu] | 0.26 | 0.26 | 0.26 | 0.26 | 0.26
TWh Generated | 2.694 | 2.694 | 2.694 | 2.555 | 2.345
TWh Generated Qualifying | 2.694 | 2.694 | 2.694 | 2.555 | 2.345
Rate - [lb/MWh] | 0 | 0 | 0 | 0 | 0
Constraint Shadow Price [US$/Ton] | 2661 | 531.4 | 464.2 | 0 | 0
Constraint Name: DE Unit Level McKee3 - NOX Cap Annual v3.1 Constraint #: 143
Constraint Type: Rate Cap [MTons]
Run Year, Seasons Included: 2012 WINTER SUMMER
Run Year, Seasons Included: 2015 WINTER SUMMER
Run Year, Seasons Included: 2020 WINTER SUMMER
Run Year, Seasons Included: 2025 WINTER SUMMER
Run Year, Seasons Included: 2032 WINTER SUMMER
Time Base: Seasonal/Annual | 2012-2013 | 2014-2017 | 2018-2022 | 2023-2027 | 2028-2035
Standard - [MTon] | 0.244 | 0.244 | 0.244 | 0.244 | 0.244
-Emissions at Affected Plants [MTons] | 0 | 0 | 0 | 0 | 0
-Less Allowances Purchased [MTons] NOX | 0 | 0 | 0 | 0 | 0
-Plus Allowances Sold [MTons] NOX | 0 | 0 | 0 | 0 | 0
-Plus Allowances Banked [MTons] | 0 | 0 | 0 | 0 | 0
-Less Allowances Withdrawn (1:1) [MTons] | 0 | 0 | 0 | 0 | 0
-Less Allowances Withdrawn (n:1) [MTons] | 0 | 0 | 0 | 0 | 0
Total [MTons] | 0 | 0 | 0 | 0 | 0
TBtu Consumed | 0 | 0 | 0 | 0 | 0
Rate - [lb/MMBtu] | 0 | 0 | 0 | 0 | 0
TWh Generated | 0 | 0 | 0 | 0 | 0
TWh Generated Qualifying | 0 | 0 | 0 | 0 | 0
Rate - [lb/MWh] | 0 | 0 | 0 | 0 | 0
Constraint Shadow Price [US$/Ton] | 0 | 0 | 0 | 0 | 0
Constraint Name: DE Unit Level McKee3 - SO2 Cap Annual v3.1 Constraint #: 144
Constraint Type: Rate Cap [MTons]
Run Year, Seasons Included: 2012 WINTER SUMMER
Run Year, Seasons Included: 2015 WINTER SUMMER
Run Year, Seasons Included: 2020 WINTER SUMMER
Run Year, Seasons Included: 2025 WINTER SUMMER
Run Year, Seasons Included: 2032 WINTER SUMMER
Time Base: Seasonal/Annual | 2012-2013 | 2014-2017 | 2018-2022 | 2023-2027 | 2028-2035
Standard - [MTon] | 0.439 | 0.439 | 0.439 | 0.439 | 0.439
-Emissions at Affected Plants [MTons] | 0 | 0 | 0 | 0 | 0
-Less Allowances Purchased [MTons] SO2 | 0 | 0 | 0 | 0 | 0
-Plus Allowances Sold [MTons] SO2 | 0 | 0 | 0 | 0 | 0
-Plus Allowances Banked [MTons] | 0 | 0 | 0 | 0 | 0
-Less Allowances Withdrawn (1:1) [MTons] | 0 | 0 | 0 | 0 | 0
-Less Allowances Withdrawn (n:1) [MTons] | 0 | 0 | 0 | 0 | 0
Total [MTons] | 0 | 0 | 0 | 0 | 0
TBtu Consumed | 0 | 0 | 0 | 0 | 0
Rate - [lb/MMBtu] | 0 | 0 | 0 | 0 | 0
TWh Generated | 0 | 0 | 0 | 0 | 0
TWh Generated Qualifying | 0 | 0 | 0 | 0 | 0
Rate - [lb/MWh] | 0 | 0 | 0 | 0 | 0
Constraint Shadow Price [US$/Ton] | 0 | 0 | 0 | 0 | 0
Constraint Name: IL Ameren MER Rate Annual v3.1 Constraint #: 145
Constraint Type: Required Removal Level
Run Year, Seasons Included: 2012
Run Year, Seasons Included: 2015 WINTER SUMMER
Run Year, Seasons Included: 2020 WINTER SUMMER
Run Year, Seasons Included: 2025 WINTER SUMMER
Run Year, Seasons Included: 2032 WINTER SUMMER
Time Base: Seasonal/Annual | 2012-2013 | 2014-2017 | 2018-2022 | 2023-2027 | 2028-2035
Emission Floor - [lb/MMBtu] | 0 | 0 | 0 | 0 | 0
-Emissions at Affected Plants [Lb] | 0 | 306.9 | 287.5 | 271.3 | 257.1
-Less Allowances Purchased [Lb] MER | 0 | 0 | 0 | 0 | 0
-Plus Allowances Sold [Lb] MER | 0 | 0 | 0 | 0 | 0
-Plus Allowances Banked [Lb] | 0 | 0 | 0 | 0 | 0
-Less Allowances Withdrawn (1:1) [Lb] | 0 | 0 | 0 | 0 | 0
-Less Allowances Withdrawn (n:1) [Lb] | 0 | 0 | 0 | 0 | 0
Total [Lb] | 0 | 306.9 | 287.5 | 271.3 | 257.1
TBtu Consumed | 0 | 206.8 | 217.4 | 207 | 194.8
Rate - [lb/MMBtu] | 0 | 1.485e-06 | 1.322e-06 | 1.311e-06 | 1.319e-06
TWh Generated | 0 | 19.03 | 19.99 | 19.03 | 17.93
TWh Generated Qualifying | 0 | 19.03 | 19.99 | 19.03 | 17.93
Constraint Shadow Price [US$/Lb] | 0 | 0 | 0 | 0 | 0
Constraint Name: IL Ameren NOX rate Summer v3.1 Constraint #: 146
Constraint Type: Rate Limit [lb/MMBtu]
Run Year, Seasons Included: 2012 SUMMER
Run Year, Seasons Included: 2015 SUMMER
Run Year, Seasons Included: 2020 SUMMER
Run Year, Seasons Included: 2025 SUMMER
Run Year, Seasons Included: 2032 SUMMER
Time Base: Seasonal/Annual | 2012-2013 | 2014-2017 | 2018-2022 | 2023-2027 | 2028-2035
Standard - [lb/MMBtu] | 0.11 | 0.11 | 0.11 | 0.11 | 0.11
-Emissions at Affected Plants [MTons] | 7.146 | 4.598 | 5.012 | 4.509 | 4.423
-Less Allowances Purchased [MTons] NOX | 0 | 0 | 0 | 0 | 0
-Plus Allowances Sold [MTons] NOX | 0 | 0 | 0 | 0 | 0
-Plus Allowances Banked [MTons] | 0 | 0 | 0 | 0 | 0
-Less Allowances Withdrawn (1:1) [MTons] | 0 | 0 | 0 | 0 | 0
-Less Allowances Withdrawn (n:1) [MTons] | 0 | 0 | 0 | 0 | 0
Total [MTons] | 7.146 | 4.598 | 5.012 | 4.509 | 4.423
TBtu Consumed | 130.9 | 88.37 | 94.95 | 87.69 | 84.99
Rate - [lb/MMBtu] | 0.1092 | 0.1041 | 0.1056 | 0.1028 | 0.1041
TWh Generated | 12 | 8.128 | 8.732 | 8.06 | 7.82
TWh Generated Qualifying | 12 | 8.128 | 8.732 | 8.06 | 7.82
Rate - [lb/MWh] | 0 | 0 | 0 | 0 | 0
Constraint Shadow Price [US$/Ton] | 0 | 0 | 0 | 0 | 0
Constraint Name: IL Ameren SO2 Rate Annual v3.1 Constraint #: 147
Constraint Type: Rate Limit [lb/MMBtu]
Run Year, Seasons Included: 2012
Run Year, Seasons Included: 2015 WINTER SUMMER
Run Year, Seasons Included: 2020 WINTER SUMMER
Run Year, Seasons Included: 2025 WINTER SUMMER
Run Year, Seasons Included: 2032 WINTER SUMMER
Time Base: Seasonal/Annual | 2012-2013 | 2014-2017 | 2018-2022 | 2023-2027 | 2028-2035
Standard - [lb/MMBtu] | 0 | 0.25 | 0.25 | 0.25 | 0.25
-Emissions at Affected Plants [MTons] | 0 | 25.85 | 27.18 | 25.87 | 24.36
-Less Allowances Purchased [MTons] SO2 | 0 | 0 | 0 | 0 | 0
-Plus Allowances Sold [MTons] SO2 | 0 | 0 | 0 | 0 | 0
-Plus Allowances Banked [MTons] | 0 | 0 | 0 | 0 | 0
-Less Allowances Withdrawn (1:1) [MTons] | 0 | 0 | 0 | 0 | 0
-Less Allowances Withdrawn (n:1) [MTons] | 0 | 0 | 0 | 0 | 0
Total [MTons] | 0 | 25.85 | 27.18 | 25.87 | 24.36
TBtu Consumed | 0 | 206.8 | 217.4 | 207 | 194.8
Rate - [lb/MMBtu] | 0 | 0.25 | 0.25 | 0.25 | 0.25
TWh Generated | 0 | 19.03 | 19.99 | 19.03 | 17.93
TWh Generated Qualifying | 0 | 19.03 | 19.99 | 19.03 | 17.93
Rate - [lb/MWh] | 0 | 0 | 0 | 0 | 0
Constraint Shadow Price [US$/Ton] | 0 | 1991 | 2132 | 1990 | 2101
Constraint Name: IL Ameren Units NOx rate Annual v3.1 Constraint #: 148
Constraint Type: Rate Limit [lb/MMBtu]
Run Year, Seasons Included: 2012 WINTER SUMMER
Run Year, Seasons Included: 2015 WINTER SUMMER
Run Year, Seasons Included: 2020 WINTER SUMMER
Run Year, Seasons Included: 2025 WINTER SUMMER
Run Year, Seasons Included: 2032 WINTER SUMMER
Time Base: Seasonal/Annual | 2012-2013 | 2014-2017 | 2018-2022 | 2023-2027 | 2028-2035
Standard - [lb/MMBtu] | 0.11 | 0.11 | 0.11 | 0.11 | 0.11
-Emissions at Affected Plants [MTons] | 17.16 | 10.86 | 11.49 | 10.81 | 10.15
-Less Allowances Purchased [MTons] NOX | 0 | 0 | 0 | 0 | 0
-Plus Allowances Sold [MTons] NOX | 0 | 0 | 0 | 0 | 0
-Plus Allowances Banked [MTons] | 0 | 0 | 0 | 0 | 0
-Less Allowances Withdrawn (1:1) [MTons] | 0 | 0 | 0 | 0 | 0
-Less Allowances Withdrawn (n:1) [MTons] | 0 | 0 | 0 | 0 | 0
Total [MTons] | 17.16 | 10.86 | 11.49 | 10.81 | 10.15
TBtu Consumed | 314 | 206.8 | 217.4 | 207 | 194.8
Rate - [lb/MMBtu] | 0.1093 | 0.105 | 0.1056 | 0.1044 | 0.1042
TWh Generated | 28.81 | 19.03 | 19.99 | 19.03 | 17.93
TWh Generated Qualifying | 28.81 | 19.03 | 19.99 | 19.03 | 17.93
Rate - [lb/MWh] | 0 | 0 | 0 | 0 | 0
Constraint Shadow Price [US$/Ton] | 0 | 0 | 0 | 0 | 0
Constraint Name: IL Dynegy MER Rate Annual v3.1 Constraint #: 149
Constraint Type: Required Removal Level
Run Year, Seasons Included: 2012
Run Year, Seasons Included: 2015 WINTER SUMMER
Run Year, Seasons Included: 2020 WINTER SUMMER
Run Year, Seasons Included: 2025 WINTER SUMMER
Run Year, Seasons Included: 2032 WINTER SUMMER
Time Base: Seasonal/Annual | 2012-2013 | 2014-2017 | 2018-2022 | 2023-2027 | 2028-2035
Emission Floor - [lb/MMBtu] | 0 | 0 | 0 | 0 | 0
-Emissions at Affected Plants [Lb] | 0 | 720.3 | 790.6 | 752.3 | 628.8
-Less Allowances Purchased [Lb] MER | 0 | 0 | 0 | 0 | 0
-Plus Allowances Sold [Lb] MER | 0 | 0 | 0 | 0 | 0
-Plus Allowances Banked [Lb] | 0 | 0 | 0 | 0 | 0
-Less Allowances Withdrawn (1:1) [Lb] | 0 | 0 | 0 | 0 | 0
-Less Allowances Withdrawn (n:1) [Lb] | 0 | 0 | 0 | 0 | 0
Total [Lb] | 0 | 720.3 | 790.6 | 752.3 | 628.8
TBtu Consumed | 0 | 236.9 | 254.7 | 241 | 229.9
Rate - [lb/MMBtu] | 0 | 3.04e-06 | 3.104e-06 | 3.122e-06 | 2.735e-06
TWh Generated | 0 | 23.07 | 24.74 | 23.4 | 22.35
TWh Generated Qualifying | 0 | 23.07 | 24.74 | 23.4 | 22.35
Constraint Shadow Price [US$/Lb] | 0 | 0 | 0 | 0 | 0
Constraint Name: IL Dynegy NOX rate Summer v3.1 Constraint #: 150
Constraint Type: Rate Limit [lb/MMBtu]
Run Year, Seasons Included: 2012 SUMMER
Run Year, Seasons Included: 2015 SUMMER
Run Year, Seasons Included: 2020 SUMMER
Run Year, Seasons Included: 2025 SUMMER
Run Year, Seasons Included: 2032 SUMMER
Time Base: Seasonal/Annual | 2012-2013 | 2014-2017 | 2018-2022 | 2023-2027 | 2028-2035
Standard - [lb/MMBtu] | 0.11 | 0.11 | 0.11 | 0.11 | 0.11
-Emissions at Affected Plants [MTons] | 4.157 | 4.183 | 4.468 | 4.276 | 3.938
-Less Allowances Purchased [MTons] NOX | 0 | 0 | 0 | 0 | 0
-Plus Allowances Sold [MTons] NOX | 0 | 0 | 0 | 0 | 0
-Plus Allowances Banked [MTons] | 0 | 0 | 0 | 0 | 0
-Less Allowances Withdrawn (1:1) [MTons] | 0 | 0 | 0 | 0 | 0
-Less Allowances Withdrawn (n:1) [MTons] | 0 | 0 | 0 | 0 | 0
Total [MTons] | 4.157 | 4.183 | 4.468 | 4.276 | 3.938
TBtu Consumed | 102.8 | 103.3 | 109.3 | 104.5 | 97.03
Rate - [lb/MMBtu] | 0.08085 | 0.08098 | 0.08176 | 0.08184 | 0.08117
TWh Generated | 10.04 | 10.06 | 10.62 | 10.15 | 9.445
TWh Generated Qualifying | 10.04 | 10.06 | 10.62 | 10.15 | 9.445
Rate - [lb/MWh] | 0 | 0 | 0 | 0 | 0
Constraint Shadow Price [US$/Ton] | 0 | 0 | 0 | 0 | 0
Constraint Name: IL Dynegy SO2 Rate Annual v3.1 Constraint #: 151
Constraint Type: Rate Limit [lb/MMBtu]
Run Year, Seasons Included: 2012
Run Year, Seasons Included: 2015 WINTER SUMMER
Run Year, Seasons Included: 2020 WINTER SUMMER
Run Year, Seasons Included: 2025 WINTER SUMMER
Run Year, Seasons Included: 2032 WINTER SUMMER
Time Base: Seasonal/Annual | 2012-2013 | 2014-2017 | 2018-2022 | 2023-2027 | 2028-2035
Standard - [lb/MMBtu] | 0 | 0.25 | 0.25 | 0.25 | 0.25
-Emissions at Affected Plants [MTons] | 0 | 25.85 | 28.74 | 27.24 | 26.82
-Less Allowances Purchased [MTons] SO2 | 0 | 0 | 0 | 0 | 0
-Plus Allowances Sold [MTons] SO2 | 0 | 0 | 0 | 0 | 0
-Plus Allowances Banked [MTons] | 0 | 0 | 0 | 0 | 0
-Less Allowances Withdrawn (1:1) [MTons] | 0 | 0 | 0 | 0 | 0
-Less Allowances Withdrawn (n:1) [MTons] | 0 | 0 | 0 | 0 | 0
Total [MTons] | 0 | 25.85 | 28.74 | 27.24 | 26.82
TBtu Consumed | 0 | 236.9 | 254.7 | 241 | 229.9
Rate - [lb/MMBtu] | 0 | 0.2182 | 0.2257 | 0.2261 | 0.2334
TWh Generated | 0 | 23.07 | 24.74 | 23.4 | 22.35
TWh Generated Qualifying | 0 | 23.07 | 24.74 | 23.4 | 22.35
Rate - [lb/MWh] | 0 | 0 | 0 | 0 | 0
Constraint Shadow Price [US$/Ton] | 0 | 0 | 0 | 0 | 0
Constraint Name: IL Dynegy Units NOx rate Annual v3.1 Constraint #: 152
Constraint Type: Rate Limit [lb/MMBtu]
Run Year, Seasons Included: 2012 WINTER SUMMER
Run Year, Seasons Included: 2015 WINTER SUMMER
Run Year, Seasons Included: 2020 WINTER SUMMER
Run Year, Seasons Included: 2025 WINTER SUMMER
Run Year, Seasons Included: 2032 WINTER SUMMER
Time Base: Seasonal/Annual | 2012-2013 | 2014-2017 | 2018-2022 | 2023-2027 | 2028-2035
Standard - [lb/MMBtu] | 0.11 | 0.11 | 0.11 | 0.11 | 0.11
-Emissions at Affected Plants [MTons] | 9.845 | 9.606 | 10.44 | 9.903 | 9.433
-Less Allowances Purchased [MTons] NOX | 0 | 0 | 0 | 0 | 0
-Plus Allowances Sold [MTons] NOX | 0 | 0 | 0 | 0 | 0
-Plus Allowances Banked [MTons] | 0 | 0 | 0 | 0 | 0
-Less Allowances Withdrawn (1:1) [MTons] | 0 | 0 | 0 | 0 | 0
-Less Allowances Withdrawn (n:1) [MTons] | 0 | 0 | 0 | 0 | 0
Total [MTons] | 9.845 | 9.606 | 10.44 | 9.903 | 9.433
TBtu Consumed | 245.4 | 236.9 | 254.7 | 241 | 229.9
Rate - [lb/MMBtu] | 0.08025 | 0.08109 | 0.08199 | 0.08218 | 0.08207
TWh Generated | 23.96 | 23.07 | 24.74 | 23.4 | 22.35
TWh Generated Qualifying | 23.96 | 23.07 | 24.74 | 23.4 | 22.35
Rate - [lb/MWh] | 0 | 0 | 0 | 0 | 0
Constraint Shadow Price [US$/Ton] | 0 | 0 | 0 | 0 | 0
Constraint Name: IL Fac. Spec. - NOX Rate Summer v3.1 (AER) Constraint #: 153
Constraint Type: Rate Limit [lb/MMBtu]
Run Year, Seasons Included: 2012 SUMMER
Run Year, Seasons Included: 2015 SUMMER
Run Year, Seasons Included: 2020 SUMMER
Run Year, Seasons Included: 2025 SUMMER
Run Year, Seasons Included: 2032 SUMMER
Time Base: Seasonal/Annual | 2012-2013 | 2014-2017 | 2018-2022 | 2023-2027 | 2028-2035
Standard - [lb/MMBtu] | 0.25 | 0.25 | 0.25 | 0.25 | 0.25
-Emissions at Affected Plants [MTons] | 0 | 0 | 0 | 0 | 0.002415
-Less Allowances Purchased [MTons] NOX | 0 | 0 | 0 | 0 | 0
-Plus Allowances Sold [MTons] NOX | 0 | 0 | 0 | 0 | 0
-Plus Allowances Banked [MTons] | 0 | 0 | 0 | 0 | 0
-Less Allowances Withdrawn (1:1) [MTons] | 0 | 0 | 0 | 0 | 0
-Less Allowances Withdrawn (n:1) [MTons] | 0 | 0 | 0 | 0 | 0
Total [MTons] | 0 | 0 | 0 | 0 | 0.002415
TBtu Consumed | 0 | 0 | 0 | 0 | 0.07102
Rate - [lb/MMBtu] | 0 | 0 | 0 | 0 | 0.068
TWh Generated | 0 | 0 | 0 | 0 | 0.006364
TWh Generated Qualifying | 0 | 0 | 0 | 0 | 0.006364
Rate - [lb/MWh] | 0 | 0 | 0 | 0 | 0
Constraint Shadow Price [US$/Ton] | 0 | 0 | 0 | 0 | 0
Constraint Name: IL Fac. Spec. - NOX Rate Summer v3.1 (AES) Constraint #: 154
Constraint Type: Rate Limit [lb/MMBtu]
Run Year, Seasons Included: 2012 SUMMER
Run Year, Seasons Included: 2015 SUMMER
Run Year, Seasons Included: 2020 SUMMER
Run Year, Seasons Included: 2025 SUMMER
Run Year, Seasons Included: 2032 SUMMER
Time Base: Seasonal/Annual | 2012-2013 | 2014-2017 | 2018-2022 | 2023-2027 | 2028-2035
Standard - [lb/MMBtu] | 0.25 | 0.25 | 0.25 | 0.25 | 0.25
-Emissions at Affected Plants [MTons] | 0 | 0 | 0 | 0 | 0.002189
-Less Allowances Purchased [MTons] NOX | 0 | 0 | 0 | 0 | 0
-Plus Allowances Sold [MTons] NOX | 0 | 0 | 0 | 0 | 0
-Plus Allowances Banked [MTons] | 0 | 0 | 0 | 0 | 0
-Less Allowances Withdrawn (1:1) [MTons] | 0 | 0 | 0 | 0 | 0
-Less Allowances Withdrawn (n:1) [MTons] | 0 | 0 | 0 | 0 | 0
Total [MTons] | 0 | 0 | 0 | 0 | 0.002189
TBtu Consumed | 0 | 0 | 0 | 0 | 0.07178
Rate - [lb/MMBtu] | 0 | 0 | 0 | 0 | 0.061
TWh Generated | 0 | 0 | 0 | 0 | 0.006364
TWh Generated Qualifying | 0 | 0 | 0 | 0 | 0.006364
Rate - [lb/MWh] | 0 | 0 | 0 | 0 | 0
Constraint Shadow Price [US$/Ton] | 0 | 0 | 0 | 0 | 0
Constraint Name: IL Fac. Spec. - NOX Rate Summer v3.1 (AET) Constraint #: 155
Constraint Type: Rate Limit [lb/MMBtu]
Run Year, Seasons Included: 2012 SUMMER
Run Year, Seasons Included: 2015 SUMMER
Run Year, Seasons Included: 2020 SUMMER
Run Year, Seasons Included: 2025 SUMMER
Run Year, Seasons Included: 2032 SUMMER
Time Base: Seasonal/Annual | 2012-2013 | 2014-2017 | 2018-2022 | 2023-2027 | 2028-2035
Standard - [lb/MMBtu] | 0.25 | 0.25 | 0.25 | 0.25 | 0.25
-Emissions at Affected Plants [MTons] | 0.001554 | 0.001554 | 0.001554 | 0.001554 | 0.001554
-Less Allowances Purchased [MTons] NOX | 0 | 0 | 0 | 0 | 0
-Plus Allowances Sold [MTons] NOX | 0 | 0 | 0 | 0 | 0
-Plus Allowances Banked [MTons] | 0 | 0 | 0 | 0 | 0
-Less Allowances Withdrawn (1:1) [MTons] | 0 | 0 | 0 | 0 | 0
-Less Allowances Withdrawn (n:1) [MTons] | 0 | 0 | 0 | 0 | 0
Total [MTons] | 0.001554 | 0.001554 | 0.001554 | 0.001554 | 0.001554
TBtu Consumed | 0.06905 | 0.06905 | 0.06905 | 0.06905 | 0.06905
Rate - [lb/MMBtu] | 0.045 | 0.045 | 0.045 | 0.045 | 0.045
TWh Generated | 0.006364 | 0.006364 | 0.006364 | 0.006364 | 0.006364
TWh Generated Qualifying | 0.006364 | 0.006364 | 0.006364 | 0.006364 | 0.006364
Rate - [lb/MWh] | 0 | 0 | 0 | 0 | 0
Constraint Shadow Price [US$/Ton] | 0 | 0 | 0 | 0 | 0
Constraint Name: IL Fac. Spec. - NOX Rate Summer v3.1 (AEU) Constraint #: 156
Constraint Type: Rate Limit [lb/MMBtu]
Run Year, Seasons Included: 2012 SUMMER
Run Year, Seasons Included: 2015 SUMMER
Run Year, Seasons Included: 2020 SUMMER
Run Year, Seasons Included: 2025 SUMMER
Run Year, Seasons Included: 2032 SUMMER
Time Base: Seasonal/Annual | 2012-2013 | 2014-2017 | 2018-2022 | 2023-2027 | 2028-2035
Standard - [lb/MMBtu] | 0.25 | 0.25 | 0.25 | 0.25 | 0.25
-Emissions at Affected Plants [MTons] | 0 | 0 | 0 | 0.0005953 | 0.0005953
-Less Allowances Purchased [MTons] NOX | 0 | 0 | 0 | 0 | 0
-Plus Allowances Sold [MTons] NOX | 0 | 0 | 0 | 0 | 0
-Plus Allowances Banked [MTons] | 0 | 0 | 0 | 0 | 0
-Less Allowances Withdrawn (1:1) [MTons] | 0 | 0 | 0 | 0 | 0
-Less Allowances Withdrawn (n:1) [MTons] | 0 | 0 | 0 | 0 | 0
Total [MTons] | 0 | 0 | 0 | 0.0005953 | 0.0005953
TBtu Consumed | 0 | 0 | 0 | 0.07003 | 0.07003
Rate - [lb/MMBtu] | 0 | 0 | 0 | 0.017 | 0.017
TWh Generated | 0 | 0 | 0 | 0.006364 | 0.006364
TWh Generated Qualifying | 0 | 0 | 0 | 0.006364 | 0.006364
Rate - [lb/MWh] | 0 | 0 | 0 | 0 | 0
Constraint Shadow Price [US$/Ton] | 0 | 0 | 0 | 0 | 0
Constraint Name: IL Fac. Spec. - NOX Rate Summer v3.1 (AEV) Constraint #: 157
Constraint Type: Rate Limit [lb/MMBtu]
Run Year, Seasons Included: 2012 SUMMER
Run Year, Seasons Included: 2015 SUMMER
Run Year, Seasons Included: 2020 SUMMER
Run Year, Seasons Included: 2025 SUMMER
Run Year, Seasons Included: 2032 SUMMER
Time Base: Seasonal/Annual | 2012-2013 | 2014-2017 | 2018-2022 | 2023-2027 | 2028-2035
Standard - [lb/MMBtu] | 0.25 | 0.25 | 0.25 | 0.25 | 0.25
-Emissions at Affected Plants [MTons] | 0.0009198 | 0.0009198 | 0.0009198 | 0.0009198 | 0.0009198
-Less Allowances Purchased [MTons] NOX | 0 | 0 | 0 | 0 | 0
-Plus Allowances Sold [MTons] NOX | 0 | 0 | 0 | 0 | 0
-Plus Allowances Banked [MTons] | 0 | 0 | 0 | 0 | 0
-Less Allowances Withdrawn (1:1) [MTons] | 0 | 0 | 0 | 0 | 0
-Less Allowances Withdrawn (n:1) [MTons] | 0 | 0 | 0 | 0 | 0
Total [MTons] | 0.0009198 | 0.0009198 | 0.0009198 | 0.0009198 | 0.0009198
TBtu Consumed | 0.06813 | 0.06813 | 0.06813 | 0.06813 | 0.06813
Rate - [lb/MMBtu] | 0.027 | 0.027 | 0.027 | 0.027 | 0.027
TWh Generated | 0.006364 | 0.006364 | 0.006364 | 0.006364 | 0.006364
TWh Generated Qualifying | 0.006364 | 0.006364 | 0.006364 | 0.006364 | 0.006364
Rate - [lb/MWh] | 0 | 0 | 0 | 0 | 0
Constraint Shadow Price [US$/Ton] | 0 | 0 | 0 | 0 | 0
Constraint Name: IL Fac. Spec. - NOX Rate Summer v3.1 (AEW) Constraint #: 158
Constraint Type: Rate Limit [lb/MMBtu]
Run Year, Seasons Included: 2012 SUMMER
Run Year, Seasons Included: 2015 SUMMER
Run Year, Seasons Included: 2020 SUMMER
Run Year, Seasons Included: 2025 SUMMER
Run Year, Seasons Included: 2032 SUMMER
Time Base: Seasonal/Annual | 2012-2013 | 2014-2017 | 2018-2022 | 2023-2027 | 2028-2035
Standard - [lb/MMBtu] | 0.25 | 0.25 | 0.25 | 0.25 | 0.25
-Emissions at Affected Plants [MTons] | 0.001881 | 0.001881 | 0.001881 | 0.001881 | 0.001881
-Less Allowances Purchased [MTons] NOX | 0 | 0 | 0 | 0 | 0
-Plus Allowances Sold [MTons] NOX | 0 | 0 | 0 | 0 | 0
-Plus Allowances Banked [MTons] | 0 | 0 | 0 | 0 | 0
-Less Allowances Withdrawn (1:1) [MTons] | 0 | 0 | 0 | 0 | 0
-Less Allowances Withdrawn (n:1) [MTons] | 0 | 0 | 0 | 0 | 0
Total [MTons] | 0.001881 | 0.001881 | 0.001881 | 0.001881 | 0.001881
TBtu Consumed | 0.0684 | 0.0684 | 0.0684 | 0.0684 | 0.0684
Rate - [lb/MMBtu] | 0.055 | 0.055 | 0.055 | 0.055 | 0.055
TWh Generated | 0.006364 | 0.006364 | 0.006364 | 0.006364 | 0.006364
TWh Generated Qualifying | 0.006364 | 0.006364 | 0.006364 | 0.006364 | 0.006364
Rate - [lb/MWh] | 0 | 0 | 0 | 0 | 0
Constraint Shadow Price [US$/Ton] | 0 | 0 | 0 | 0 | 0
Constraint Name: IL Fac. Spec. - NOX Rate Summer v3.1 (AEX) Constraint #: 159
Constraint Type: Rate Limit [lb/MMBtu]
Run Year, Seasons Included: 2012 SUMMER
Run Year, Seasons Included: 2015 SUMMER
Run Year, Seasons Included: 2020 SUMMER
Run Year, Seasons Included: 2025 SUMMER
Run Year, Seasons Included: 2032 SUMMER
Time Base: Seasonal/Annual | 2012-2013 | 2014-2017 | 2018-2022 | 2023-2027 | 2028-2035
Standard - [lb/MMBtu] | 0.25 | 0.25 | 0.25 | 0.25 | 0.25
-Emissions at Affected Plants [MTons] | 0.002296 | 0.002296 | 0.002296 | 0.002296 | 0.002296
-Less Allowances Purchased [MTons] NOX | 0 | 0 | 0 | 0 | 0
-Plus Allowances Sold [MTons] NOX | 0 | 0 | 0 | 0 | 0
-Plus Allowances Banked [MTons] | 0 | 0 | 0 | 0 | 0
-Less Allowances Withdrawn (1:1) [MTons] | 0 | 0 | 0 | 0 | 0
-Less Allowances Withdrawn (n:1) [MTons] | 0 | 0 | 0 | 0 | 0
Total [MTons] | 0.002296 | 0.002296 | 0.002296 | 0.002296 | 0.002296
TBtu Consumed | 0.06854 | 0.06854 | 0.06854 | 0.06854 | 0.06854
Rate - [lb/MMBtu] | 0.067 | 0.067 | 0.067 | 0.067 | 0.067
TWh Generated | 0.006364 | 0.006364 | 0.006364 | 0.006364 | 0.006364
TWh Generated Qualifying | 0.006364 | 0.006364 | 0.006364 | 0.006364 | 0.006364
Rate - [lb/MWh] | 0 | 0 | 0 | 0 | 0
Constraint Shadow Price [US$/Ton] | 0 | 0 | 0 | 0 | 0
Constraint Name: IL Fac. Spec. - NOX Rate Summer v3.1 (AEY) Constraint #: 160
Constraint Type: Rate Limit [lb/MMBtu]
Run Year, Seasons Included: 2012 SUMMER
Run Year, Seasons Included: 2015 SUMMER
Run Year, Seasons Included: 2020 SUMMER
Run Year, Seasons Included: 2025 SUMMER
Run Year, Seasons Included: 2032 SUMMER
Time Base: Seasonal/Annual | 2012-2013 | 2014-2017 | 2018-2022 | 2023-2027 | 2028-2035
Standard - [lb/MMBtu] | 0.25 | 0.25 | 0.25 | 0.25 | 0.25
-Emissions at Affected Plants [MTons] | 0.000486 | 0.000486 | 0.000486 | 0.000486 | 0.000486
-Less Allowances Purchased [MTons] NOX | 0 | 0 | 0 | 0 | 0
-Plus Allowances Sold [MTons] NOX | 0 | 0 | 0 | 0 | 0
-Plus Allowances Banked [MTons] | 0 | 0 | 0 | 0 | 0
-Less Allowances Withdrawn (1:1) [MTons] | 0 | 0 | 0 | 0 | 0
-Less Allowances Withdrawn (n:1) [MTons] | 0 | 0 | 0 | 0 | 0
Total [MTons] | 0.000486 | 0.000486 | 0.000486 | 0.000486 | 0.000486
TBtu Consumed | 0.06943 | 0.06943 | 0.06943 | 0.06943 | 0.06943
Rate - [lb/MMBtu] | 0.014 | 0.014 | 0.014 | 0.014 | 0.014
TWh Generated | 0.006364 | 0.006364 | 0.006364 | 0.006364 | 0.006364
TWh Generated Qualifying | 0.006364 | 0.006364 | 0.006364 | 0.006364 | 0.006364
Rate - [lb/MWh] | 0 | 0 | 0 | 0 | 0
Constraint Shadow Price [US$/Ton] | 0 | 0 | 0 | 0 | 0
Constraint Name: IL Fac. Spec. - NOX Rate Summer v3.1 (AEZ) Constraint #: 161
Constraint Type: Rate Limit [lb/MMBtu]
Run Year, Seasons Included: 2012 SUMMER
Run Year, Seasons Included: 2015 SUMMER
Run Year, Seasons Included: 2020 SUMMER
Run Year, Seasons Included: 2025 SUMMER
Run Year, Seasons Included: 2032 SUMMER
Time Base: Seasonal/Annual | 2012-2013 | 2014-2017 | 2018-2022 | 2023-2027 | 2028-2035
Standard - [lb/MMBtu] | 0.25 | 0.25 | 0.25 | 0.25 | 0.25
-Emissions at Affected Plants [MTons] | 0 | 0 | 0 | 0.0004926 | 0.0004926
-Less Allowances Purchased [MTons] NOX | 0 | 0 | 0 | 0 | 0
-Plus Allowances Sold [MTons] NOX | 0 | 0 | 0 | 0 | 0
-Plus Allowances Banked [MTons] | 0 | 0 | 0 | 0 | 0
-Less Allowances Withdrawn (1:1) [MTons] | 0 | 0 | 0 | 0 | 0
-Less Allowances Withdrawn (n:1) [MTons] | 0 | 0 | 0 | 0 | 0
Total [MTons] | 0 | 0 | 0 | 0.0004926 | 0.0004926
TBtu Consumed | 0 | 0 | 0 | 0.07037 | 0.07037
Rate - [lb/MMBtu] | 0 | 0 | 0 | 0.014 | 0.014
TWh Generated | 0 | 0 | 0 | 0.006364 | 0.006364
TWh Generated Qualifying | 0 | 0 | 0 | 0.006364 | 0.006364
Rate - [lb/MWh] | 0 | 0 | 0 | 0 | 0
Constraint Shadow Price [US$/Ton] | 0 | 0 | 0 | 0 | 0
Constraint Name: IL Fac. Spec. - NOX Rate Summer v3.1 (AFA) Constraint #: 162
Constraint Type: Rate Limit [lb/MMBtu]
Run Year, Seasons Included: 2012 SUMMER
Run Year, Seasons Included: 2015 SUMMER
Run Year, Seasons Included: 2020 SUMMER
Run Year, Seasons Included: 2025 SUMMER
Run Year, Seasons Included: 2032 SUMMER
Time Base: Seasonal/Annual | 2012-2013 | 2014-2017 | 2018-2022 | 2023-2027 | 2028-2035
Standard - [lb/MMBtu] | 0.25 | 0.25 | 0.25 | 0.25 | 0.25
-Emissions at Affected Plants [MTons] | 0.0008106 | 0.0008106 | 0.0008106 | 0.0008106 | 0.0008106
-Less Allowances Purchased [MTons] NOX | 0 | 0 | 0 | 0 | 0
-Plus Allowances Sold [MTons] NOX | 0 | 0 | 0 | 0 | 0
-Plus Allowances Banked [MTons] | 0 | 0 | 0 | 0 | 0
-Less Allowances Withdrawn (1:1) [MTons] | 0 | 0 | 0 | 0 | 0
-Less Allowances Withdrawn (n:1) [MTons] | 0 | 0 | 0 | 0 | 0
Total [MTons] | 0.0008106 | 0.0008106 | 0.0008106 | 0.0008106 | 0.0008106
TBtu Consumed | 0.06755 | 0.06755 | 0.06755 | 0.06755 | 0.06755
Rate - [lb/MMBtu] | 0.024 | 0.024 | 0.024 | 0.024 | 0.024
TWh Generated | 0.006364 | 0.006364 | 0.006364 | 0.006364 | 0.006364
TWh Generated Qualifying | 0.006364 | 0.006364 | 0.006364 | 0.006364 | 0.006364
Rate - [lb/MWh] | 0 | 0 | 0 | 0 | 0
Constraint Shadow Price [US$/Ton] | 0 | 0 | 0 | 0 | 0
Constraint Name: IL Fac. Spec. - NOX Rate Summer v3.1 (AFB) Constraint #: 163
Constraint Type: Rate Limit [lb/MMBtu]
Run Year, Seasons Included: 2012 SUMMER
Run Year, Seasons Included: 2015 SUMMER
Run Year, Seasons Included: 2020 SUMMER
Run Year, Seasons Included: 2025 SUMMER
Run Year, Seasons Included: 2032 SUMMER
Time Base: Seasonal/Annual | 2012-2013 | 2014-2017 | 2018-2022 | 2023-2027 | 2028-2035
Standard - [lb/MMBtu] | 0.25 | 0.25 | 0.25 | 0.25 | 0.25
-Emissions at Affected Plants [MTons] | 0.001651 | 0.001651 | 0.001651 | 0.001651 | 0.001651
-Less Allowances Purchased [MTons] NOX | 0 | 0 | 0 | 0 | 0
-Plus Allowances Sold [MTons] NOX | 0 | 0 | 0 | 0 | 0
-Plus Allowances Banked [MTons] | 0 | 0 | 0 | 0 | 0
-Less Allowances Withdrawn (1:1) [MTons] | 0 | 0 | 0 | 0 | 0
-Less Allowances Withdrawn (n:1) [MTons] | 0 | 0 | 0 | 0 | 0
Total [MTons] | 0.001651 | 0.001651 | 0.001651 | 0.001651 | 0.001651
TBtu Consumed | 0.0688 | 0.0688 | 0.0688 | 0.0688 | 0.0688
Rate - [lb/MMBtu] | 0.048 | 0.048 | 0.048 | 0.048 | 0.048
TWh Generated | 0.006364 | 0.006364 | 0.006364 | 0.006364 | 0.006364
TWh Generated Qualifying | 0.006364 | 0.006364 | 0.006364 | 0.006364 | 0.006364
Rate - [lb/MWh] | 0 | 0 | 0 | 0 | 0
Constraint Shadow Price [US$/Ton] | 0 | 0 | 0 | 0 | 0
Constraint Name: IL Fac. Spec. - NOX Rate Summer v3.1 (AFC) Constraint #: 164
Constraint Type: Rate Limit [lb/MMBtu]
Run Year, Seasons Included: 2012 SUMMER
Run Year, Seasons Included: 2015 SUMMER
Run Year, Seasons Included: 2020 SUMMER
Run Year, Seasons Included: 2025 SUMMER
Run Year, Seasons Included: 2032 SUMMER
Time Base: Seasonal/Annual | 2012-2013 | 2014-2017 | 2018-2022 | 2023-2027 | 2028-2035
Standard - [lb/MMBtu] | 0.25 | 0.25 | 0.25 | 0.25 | 0.25
-Emissions at Affected Plants [MTons] | 0.001645 | 0.001645 | 0.001645 | 0.001645 | 0.001645
-Less Allowances Purchased [MTons] NOX | 0 | 0 | 0 | 0 | 0
-Plus Allowances Sold [MTons] NOX | 0 | 0 | 0 | 0 | 0
-Plus Allowances Banked [MTons] | 0 | 0 | 0 | 0 | 0
-Less Allowances Withdrawn (1:1) [MTons] | 0 | 0 | 0 | 0 | 0
-Less Allowances Withdrawn (n:1) [MTons] | 0 | 0 | 0 | 0 | 0
Total [MTons] | 0.001645 | 0.001645 | 0.001645 | 0.001645 | 0.001645
TBtu Consumed | 0.06854 | 0.06854 | 0.06854 | 0.06854 | 0.06854
Rate - [lb/MMBtu] | 0.048 | 0.048 | 0.048 | 0.048 | 0.048
TWh Generated | 0.006364 | 0.006364 | 0.006364 | 0.006364 | 0.006364
TWh Generated Qualifying | 0.006364 | 0.006364 | 0.006364 | 0.006364 | 0.006364
Rate - [lb/MWh] | 0 | 0 | 0 | 0 | 0
Constraint Shadow Price [US$/Ton] | 0 | 0 | 0 | 0 | 0
Constraint Name: IL Fac. Spec. - NOX Rate Summer v3.1 (AFE) Constraint #: 165
Constraint Type: Rate Limit [lb/MMBtu]
Run Year, Seasons Included: 2012 SUMMER
Run Year, Seasons Included: 2015 SUMMER
Run Year, Seasons Included: 2020 SUMMER
Run Year, Seasons Included: 2025 SUMMER
Run Year, Seasons Included: 2032 SUMMER
Time Base: Seasonal/Annual | 2012-2013 | 2014-2017 | 2018-2022 | 2023-2027 | 2028-2035
Standard - [lb/MMBtu] | 0.25 | 0.25 | 0.25 | 0.25 | 0.25
-Emissions at Affected Plants [MTons] | 0.005774 | 0.005774 | 0.005774 | 0.005774 | 0.005774
-Less Allowances Purchased [MTons] NOX | 0 | 0 | 0 | 0 | 0
-Plus Allowances Sold [MTons] NOX | 0 | 0 | 0 | 0 | 0
-Plus Allowances Banked [MTons] | 0 | 0 | 0 | 0 | 0
-Less Allowances Withdrawn (1:1) [MTons] | 0 | 0 | 0 | 0 | 0
-Less Allowances Withdrawn (n:1) [MTons] | 0 | 0 | 0 | 0 | 0
Total [MTons] | 0.005774 | 0.005774 | 0.005774 | 0.005774 | 0.005774
TBtu Consumed | 0.2749 | 0.2749 | 0.2749 | 0.2749 | 0.2749
Rate - [lb/MMBtu] | 0.042 | 0.042 | 0.042 | 0.042 | 0.042
TWh Generated | 0.02531 | 0.02531 | 0.02531 | 0.02531 | 0.02531
TWh Generated Qualifying | 0.02531 | 0.02531 | 0.02531 | 0.02531 | 0.02531
Rate - [lb/MWh] | 0 | 0 | 0 | 0 | 0
Constraint Shadow Price [US$/Ton] | 0 | 0 | 0 | 0 | 0
Constraint Name: IL Fac. Spec. - NOX Rate Summer v3.1 (AFF) Constraint #: 166
Constraint Type: Rate Limit [lb/MMBtu]
Run Year, Seasons Included: 2012 SUMMER
Run Year, Seasons Included: 2015 SUMMER
Run Year, Seasons Included: 2020 SUMMER
Run Year, Seasons Included: 2025 SUMMER
Run Year, Seasons Included: 2032 SUMMER
Time Base: Seasonal/Annual | 2012-2013 | 2014-2017 | 2018-2022 | 2023-2027 | 2028-2035
Standard - [lb/MMBtu] | 0.25 | 0.25 | 0.25 | 0.25 | 0.25
-Emissions at Affected Plants [MTons] | 0.006288 | 0.006288 | 0.006288 | 0.006288 | 0.006288
-Less Allowances Purchased [MTons] NOX | 0 | 0 | 0 | 0 | 0
-Plus Allowances Sold [MTons] NOX | 0 | 0 | 0 | 0 | 0
-Plus Allowances Banked [MTons] | 0 | 0 | 0 | 0 | 0
-Less Allowances Withdrawn (1:1) [MTons] | 0 | 0 | 0 | 0 | 0
-Less Allowances Withdrawn (n:1) [MTons] | 0 | 0 | 0 | 0 | 0
Total [MTons] | 0.006288 | 0.006288 | 0.006288 | 0.006288 | 0.006288
TBtu Consumed | 0.2734 | 0.2734 | 0.2734 | 0.2734 | 0.2734
Rate - [lb/MMBtu] | 0.046 | 0.046 | 0.046 | 0.046 | 0.046
TWh Generated | 0.02531 | 0.02531 | 0.02531 | 0.02531 | 0.02531
TWh Generated Qualifying | 0.02531 | 0.02531 | 0.02531 | 0.02531 | 0.02531
Rate - [lb/MWh] | 0 | 0 | 0 | 0 | 0
Constraint Shadow Price [US$/Ton] | 0 | 0 | 0 | 0 | 0
Constraint Name: IL Fac. Spec. - NOX Rate Summer v3.1 (AFG) Constraint #: 167
Constraint Type: Rate Limit [lb/MMBtu]
Run Year, Seasons Included: 2012 SUMMER
Run Year, Seasons Included: 2015 SUMMER
Run Year, Seasons Included: 2020 SUMMER
Run Year, Seasons Included: 2025 SUMMER
Run Year, Seasons Included: 2032 SUMMER
Time Base: Seasonal/Annual | 2012-2013 | 2014-2017 | 2018-2022 | 2023-2027 | 2028-2035
Standard - [lb/MMBtu] | 0.25 | 0.25 | 0.25 | 0.25 | 0.25
-Emissions at Affected Plants [MTons] | 0.00341 | 0.01025 | 0.00341 | 0.01025 | 0.00341
-Less Allowances Purchased [MTons] NOX | 0 | 0 | 0 | 0 | 0
-Plus Allowances Sold [MTons] NOX | 0 | 0 | 0 | 0 | 0
-Plus Allowances Banked [MTons] | 0 | 0 | 0 | 0 | 0
-Less Allowances Withdrawn (1:1) [MTons] | 0 | 0 | 0 | 0 | 0
-Less Allowances Withdrawn (n:1) [MTons] | 0 | 0 | 0 | 0 | 0
Total [MTons] | 0.00341 | 0.01025 | 0.00341 | 0.01025 | 0.00341
TBtu Consumed | 0.07178 | 0.2157 | 0.07178 | 0.2157 | 0.07178
Rate - [lb/MMBtu] | 0.095 | 0.095 | 0.095 | 0.095 | 0.095
TWh Generated | 0.007477 | 0.02247 | 0.007477 | 0.02247 | 0.007477
TWh Generated Qualifying | 0.007477 | 0.02247 | 0.007477 | 0.02247 | 0.007477
Rate - [lb/MWh] | 0 | 0 | 0 | 0 | 0
Constraint Shadow Price [US$/Ton] | 0 | 0 | 0 | 0 | 0
Constraint Name: IL Fac. Spec. - NOX Rate Summer v3.1 (AFH) Constraint #: 168
Constraint Type: Rate Limit [lb/MMBtu]
Run Year, Seasons Included: 2012 SUMMER
Run Year, Seasons Included: 2015 SUMMER
Run Year, Seasons Included: 2020 SUMMER
Run Year, Seasons Included: 2025 SUMMER
Run Year, Seasons Included: 2032 SUMMER
Time Base: Seasonal/Annual | 2012-2013 | 2014-2017 | 2018-2022 | 2023-2027 | 2028-2035
Standard - [lb/MMBtu] | 0.25 | 0.25 | 0.25 | 0.25 | 0.25
-Emissions at Affected Plants [MTons] | 0.007091 | 0.007091 | 0.007091 | 0.007091 | 0.007091
-Less Allowances Purchased [MTons] NOX | 0 | 0 | 0 | 0 | 0
-Plus Allowances Sold [MTons] NOX | 0 | 0 | 0 | 0 | 0
-Plus Allowances Banked [MTons] | 0 | 0 | 0 | 0 | 0
-Less Allowances Withdrawn (1:1) [MTons] | 0 | 0 | 0 | 0 | 0
-Less Allowances Withdrawn (n:1) [MTons] | 0 | 0 | 0 | 0 | 0
Total [MTons] | 0.007091 | 0.007091 | 0.007091 | 0.007091 | 0.007091
TBtu Consumed | 0.2781 | 0.2781 | 0.2781 | 0.2781 | 0.2781
Rate - [lb/MMBtu] | 0.051 | 0.051 | 0.051 | 0.051 | 0.051
TWh Generated | 0.027 | 0.027 | 0.027 | 0.027 | 0.027
TWh Generated Qualifying | 0.027 | 0.027 | 0.027 | 0.027 | 0.027
Rate - [lb/MWh] | 0 | 0 | 0 | 0 | 0
Constraint Shadow Price [US$/Ton] | 0 | 0 | 0 | 0 | 0
Constraint Name: IL Fac. Spec. - NOX Rate Summer v3.1 (AFI) Constraint #: 169
Constraint Type: Rate Limit [lb/MMBtu]
Run Year, Seasons Included: 2012 SUMMER
Run Year, Seasons Included: 2015 SUMMER
Run Year, Seasons Included: 2020 SUMMER
Run Year, Seasons Included: 2025 SUMMER
Run Year, Seasons Included: 2032 SUMMER
Time Base: Seasonal/Annual | 2012-2013 | 2014-2017 | 2018-2022 | 2023-2027 | 2028-2035
Standard - [lb/MMBtu] | 0.25 | 0.25 | 0.25 | 0.25 | 0.25
-Emissions at Affected Plants [MTons] | 0.005978 | 0.005978 | 0.005978 | 0.005978 | 0.005978
-Less Allowances Purchased [MTons] NOX | 0 | 0 | 0 | 0 | 0
-Plus Allowances Sold [MTons] NOX | 0 | 0 | 0 | 0 | 0
-Plus Allowances Banked [MTons] | 0 | 0 | 0 | 0 | 0
-Less Allowances Withdrawn (1:1) [MTons] | 0 | 0 | 0 | 0 | 0
-Less Allowances Withdrawn (n:1) [MTons] | 0 | 0 | 0 | 0 | 0
Total [MTons] | 0.005978 | 0.005978 | 0.005978 | 0.005978 | 0.005978
TBtu Consumed | 0.2781 | 0.2781 | 0.2781 | 0.2781 | 0.2781
Rate - [lb/MMBtu] | 0.043 | 0.043 | 0.043 | 0.043 | 0.043
TWh Generated | 0.027 | 0.027 | 0.027 | 0.027 | 0.027
TWh Generated Qualifying | 0.027 | 0.027 | 0.027 | 0.027 | 0.027
Rate - [lb/MWh] | 0 | 0 | 0 | 0 | 0
Constraint Shadow Price [US$/Ton] | 0 | 0 | 0 | 0 | 0
Constraint Name: IL Fac. Spec. - NOX Rate Summer v3.1 (AFJ) Constraint #: 170
Constraint Type: Rate Limit [lb/MMBtu]
Run Year, Seasons Included: 2012 SUMMER
Run Year, Seasons Included: 2015 SUMMER
Run Year, Seasons Included: 2020 SUMMER
Run Year, Seasons Included: 2025 SUMMER
Run Year, Seasons Included: 2032 SUMMER
Time Base: Seasonal/Annual | 2012-2013 | 2014-2017 | 2018-2022 | 2023-2027 | 2028-2035
Standard - [lb/MMBtu] | 0.25 | 0.25 | 0.25 | 0.25 | 0.25
-Emissions at Affected Plants [MTons] | 0.00431 | 0.00431 | 0.00431 | 0.00431 | 0.00431
-Less Allowances Purchased [MTons] NOX | 0 | 0 | 0 | 0 | 0
-Plus Allowances Sold [MTons] NOX | 0 | 0 | 0 | 0 | 0
-Plus Allowances Banked [MTons] | 0 | 0 | 0 | 0 | 0
-Less Allowances Withdrawn (1:1) [MTons] | 0 | 0 | 0 | 0 | 0
-Less Allowances Withdrawn (n:1) [MTons] | 0 | 0 | 0 | 0 | 0
Total [MTons] | 0.00431 | 0.00431 | 0.00431 | 0.00431 | 0.00431
TBtu Consumed | 0.2781 | 0.2781 | 0.2781 | 0.2781 | 0.2781
Rate - [lb/MMBtu] | 0.031 | 0.031 | 0.031 | 0.031 | 0.031
TWh Generated | 0.027 | 0.027 | 0.027 | 0.027 | 0.027
TWh Generated Qualifying | 0.027 | 0.027 | 0.027 | 0.027 | 0.027
Rate - [lb/MWh] | 0 | 0 | 0 | 0 | 0
Constraint Shadow Price [US$/Ton] | 0 | 0 | 0 | 0 | 0
Constraint Name: IL Fac. Spec. - NOX Rate Summer v3.1 (AFK) Constraint #: 171
Constraint Type: Rate Limit [lb/MMBtu]
Run Year, Seasons Included: 2012 SUMMER
Run Year, Seasons Included: 2015 SUMMER
Run Year, Seasons Included: 2020 SUMMER
Run Year, Seasons Included: 2025 SUMMER
Run Year, Seasons Included: 2032 SUMMER
Time Base: Seasonal/Annual | 2012-2013 | 2014-2017 | 2018-2022 | 2023-2027 | 2028-2035
Standard - [lb/MMBtu] | 0.25 | 0.25 | 0.25 | 0.25 | 0.25
-Emissions at Affected Plants [MTons] | 0.00323 | 0.009708 | 0.00323 | 0.00743 | 0.00323
-Less Allowances Purchased [MTons] NOX | 0 | 0 | 0 | 0 | 0
-Plus Allowances Sold [MTons] NOX | 0 | 0 | 0 | 0 | 0
-Plus Allowances Banked [MTons] | 0 | 0 | 0 | 0 | 0
-Less Allowances Withdrawn (1:1) [MTons] | 0 | 0 | 0 | 0 | 0
-Less Allowances Withdrawn (n:1) [MTons] | 0 | 0 | 0 | 0 | 0
Total [MTons] | 0.00323 | 0.009708 | 0.00323 | 0.00743 | 0.00323
TBtu Consumed | 0.07178 | 0.2157 | 0.07178 | 0.1651 | 0.07178
Rate - [lb/MMBtu] | 0.09 | 0.09 | 0.09 | 0.09 | 0.09
TWh Generated | 0.007477 | 0.02247 | 0.007477 | 0.0172 | 0.007477
TWh Generated Qualifying | 0.007477 | 0.02247 | 0.007477 | 0.0172 | 0.007477
Rate - [lb/MWh] | 0 | 0 | 0 | 0 | 0
Constraint Shadow Price [US$/Ton] | 0 | 0 | 0 | 0 | 0
Constraint Name: IL Fac. Spec. - NOX Rate Summer v3.1 (AFL) Constraint #: 172
Constraint Type: Rate Limit [lb/MMBtu]
Run Year, Seasons Included: 2012 SUMMER
Run Year, Seasons Included: 2015 SUMMER
Run Year, Seasons Included: 2020 SUMMER
Run Year, Seasons Included: 2025 SUMMER
Run Year, Seasons Included: 2032 SUMMER
Time Base: Seasonal/Annual | 2012-2013 | 2014-2017 | 2018-2022 | 2023-2027 | 2028-2035
Standard - [lb/MMBtu] | 0.25 | 0.25 | 0.25 | 0.25 | 0.25
-Emissions at Affected Plants [MTons] | 0.003194 | 0.0096 | 0.003194 | 0.003194 | 0.003194
-Less Allowances Purchased [MTons] NOX | 0 | 0 | 0 | 0 | 0
-Plus Allowances Sold [MTons] NOX | 0 | 0 | 0 | 0 | 0
-Plus Allowances Banked [MTons] | 0 | 0 | 0 | 0 | 0
-Less Allowances Withdrawn (1:1) [MTons] | 0 | 0 | 0 | 0 | 0
-Less Allowances Withdrawn (n:1) [MTons] | 0 | 0 | 0 | 0 | 0
Total [MTons] | 0.003194 | 0.0096 | 0.003194 | 0.003194 | 0.003194
TBtu Consumed | 0.07178 | 0.2157 | 0.07178 | 0.07178 | 0.07178
Rate - [lb/MMBtu] | 0.089 | 0.089 | 0.089 | 0.089 | 0.089
TWh Generated | 0.007477 | 0.02247 | 0.007477 | 0.007477 | 0.007477
TWh Generated Qualifying | 0.007477 | 0.02247 | 0.007477 | 0.007477 | 0.007477
Rate - [lb/MWh] | 0 | 0 | 0 | 0 | 0
Constraint Shadow Price [US$/Ton] | 0 | 0 | 0 | 0 | 0
Constraint Name: IL Fac. Spec. - NOX Rate Summer v3.1 (AFM) Constraint #: 173
Constraint Type: Rate Limit [lb/MMBtu]
Run Year, Seasons Included: 2012 SUMMER
Run Year, Seasons Included: 2015 SUMMER
Run Year, Seasons Included: 2020 SUMMER
Run Year, Seasons Included: 2025 SUMMER
Run Year, Seasons Included: 2032 SUMMER
Time Base: Seasonal/Annual | 2012-2013 | 2014-2017 | 2018-2022 | 2023-2027 | 2028-2035
Standard - [lb/MMBtu] | 0.25 | 0.25 | 0.25 | 0.25 | 0.25
-Emissions at Affected Plants [MTons] | 0.003123 | 0.009385 | 0.003123 | 0.009385 | 0.003123
-Less Allowances Purchased [MTons] NOX | 0 | 0 | 0 | 0 | 0
-Plus Allowances Sold [MTons] NOX | 0 | 0 | 0 | 0 | 0
-Plus Allowances Banked [MTons] | 0 | 0 | 0 | 0 | 0
-Less Allowances Withdrawn (1:1) [MTons] | 0 | 0 | 0 | 0 | 0
-Less Allowances Withdrawn (n:1) [MTons] | 0 | 0 | 0 | 0 | 0
Total [MTons] | 0.003123 | 0.009385 | 0.003123 | 0.009385 | 0.003123
TBtu Consumed | 0.07178 | 0.2157 | 0.07178 | 0.2157 | 0.07178
Rate - [lb/MMBtu] | 0.087 | 0.087 | 0.087 | 0.087 | 0.087
TWh Generated | 0.007477 | 0.02247 | 0.007477 | 0.02247 | 0.007477
TWh Generated Qualifying | 0.007477 | 0.02247 | 0.007477 | 0.02247 | 0.007477
Rate - [lb/MWh] | 0 | 0 | 0 | 0 | 0
Constraint Shadow Price [US$/Ton] | 0 | 0 | 0 | 0 | 0
Constraint Name: IL Fac. Spec. - NOX Rate Summer v3.1 (AFN) Constraint #: 174
Constraint Type: Rate Limit [lb/MMBtu]
Run Year, Seasons Included: 2012 SUMMER
Run Year, Seasons Included: 2015 SUMMER
Run Year, Seasons Included: 2020 SUMMER
Run Year, Seasons Included: 2025 SUMMER
Run Year, Seasons Included: 2032 SUMMER
Time Base: Seasonal/Annual | 2012-2013 | 2014-2017 | 2018-2022 | 2023-2027 | 2028-2035
Standard - [lb/MMBtu] | 0.25 | 0.25 | 0.25 | 0.25 | 0.25
-Emissions at Affected Plants [MTons] | 0.003123 | 0.009385 | 0.003123 | 0.009385 | 0.003123
-Less Allowances Purchased [MTons] NOX | 0 | 0 | 0 | 0 | 0
-Plus Allowances Sold [MTons] NOX | 0 | 0 | 0 | 0 | 0
-Plus Allowances Banked [MTons] | 0 | 0 | 0 | 0 | 0
-Less Allowances Withdrawn (1:1) [MTons] | 0 | 0 | 0 | 0 | 0
-Less Allowances Withdrawn (n:1) [MTons] | 0 | 0 | 0 | 0 | 0
Total [MTons] | 0.003123 | 0.009385 | 0.003123 | 0.009385 | 0.003123
TBtu Consumed | 0.07178 | 0.2157 | 0.07178 | 0.2157 | 0.07178
Rate - [lb/MMBtu] | 0.087 | 0.087 | 0.087 | 0.087 | 0.087
TWh Generated | 0.007477 | 0.02247 | 0.007477 | 0.02247 | 0.007477
TWh Generated Qualifying | 0.007477 | 0.02247 | 0.007477 | 0.02247 | 0.007477
Rate - [lb/MWh] | 0 | 0 | 0 | 0 | 0
Constraint Shadow Price [US$/Ton] | 0 | 0 | 0 | 0 | 0
Constraint Name: IL Fac. Spec. - NOX Rate Summer v3.1 (AFO) Constraint #: 175
Constraint Type: Rate Limit [lb/MMBtu]
Run Year, Seasons Included: 2012 SUMMER
Run Year, Seasons Included: 2015 SUMMER
Run Year, Seasons Included: 2020 SUMMER
Run Year, Seasons Included: 2025 SUMMER
Run Year, Seasons Included: 2032 SUMMER
Time Base: Seasonal/Annual | 2012-2013 | 2014-2017 | 2018-2022 | 2023-2027 | 2028-2035
Standard - [lb/MMBtu] | 0.25 | 0.25 | 0.25 | 0.25 | 0.25
-Emissions at Affected Plants [MTons] | 0.003374 | 0.01014 | 0.003374 | 0.01014 | 0.003374
-Less Allowances Purchased [MTons] NOX | 0 | 0 | 0 | 0 | 0
-Plus Allowances Sold [MTons] NOX | 0 | 0 | 0 | 0 | 0
-Plus Allowances Banked [MTons] | 0 | 0 | 0 | 0 | 0
-Less Allowances Withdrawn (1:1) [MTons] | 0 | 0 | 0 | 0 | 0
-Less Allowances Withdrawn (n:1) [MTons] | 0 | 0 | 0 | 0 | 0
Total [MTons] | 0.003374 | 0.01014 | 0.003374 | 0.01014 | 0.003374
TBtu Consumed | 0.07178 | 0.2157 | 0.07178 | 0.2157 | 0.07178
Rate - [lb/MMBtu] | 0.094 | 0.094 | 0.094 | 0.094 | 0.094
TWh Generated | 0.007477 | 0.02247 | 0.007477 | 0.02247 | 0.007477
TWh Generated Qualifying | 0.007477 | 0.02247 | 0.007477 | 0.02247 | 0.007477
Rate - [lb/MWh] | 0 | 0 | 0 | 0 | 0
Constraint Shadow Price [US$/Ton] | 0 | 0 | 0 | 0 | 0
Constraint Name: IL Fac. Spec. - NOX Rate Summer v3.1 (AFP) Constraint #: 176
Constraint Type: Rate Limit [lb/MMBtu]
Run Year, Seasons Included: 2012 SUMMER
Run Year, Seasons Included: 2015 SUMMER
Run Year, Seasons Included: 2020 SUMMER
Run Year, Seasons Included: 2025 SUMMER
Run Year, Seasons Included: 2032 SUMMER
Time Base: Seasonal/Annual | 2012-2013 | 2014-2017 | 2018-2022 | 2023-2027 | 2028-2035
Standard - [lb/MMBtu] | 0.25 | 0.25 | 0.25 | 0.25 | 0.25
-Emissions at Affected Plants [MTons] | 0 | 0 | 0 | 0 | 0
-Less Allowances Purchased [MTons] NOX | 0 | 0 | 0 | 0 | 0
-Plus Allowances Sold [MTons] NOX | 0 | 0 | 0 | 0 | 0
-Plus Allowances Banked [MTons] | 0 | 0 | 0 | 0 | 0
-Less Allowances Withdrawn (1:1) [MTons] | 0 | 0 | 0 | 0 | 0
-Less Allowances Withdrawn (n:1) [MTons] | 0 | 0 | 0 | 0 | 0
Total [MTons] | 0 | 0 | 0 | 0 | 0
TBtu Consumed | 0 | 0 | 0 | 0 | 0
Rate - [lb/MMBtu] | 0 | 0 | 0 | 0 | 0
TWh Generated | 0 | 0 | 0 | 0 | 0
TWh Generated Qualifying | 0 | 0 | 0 | 0 | 0
Rate - [lb/MWh] | 0 | 0 | 0 | 0 | 0
Constraint Shadow Price [US$/Ton] | 0 | 0 | 0 | 0 | 0
Constraint Name: IL Fac. Spec. - NOX Rate Summer v3.1 (AFQ) Constraint #: 177
Constraint Type: Rate Limit [lb/MMBtu]
Run Year, Seasons Included: 2012 SUMMER
Run Year, Seasons Included: 2015 SUMMER
Run Year, Seasons Included: 2020 SUMMER
Run Year, Seasons Included: 2025 SUMMER
Run Year, Seasons Included: 2032 SUMMER
Time Base: Seasonal/Annual | 2012-2013 | 2014-2017 | 2018-2022 | 2023-2027 | 2028-2035
Standard - [lb/MMBtu] | 0.25 | 0.25 | 0.25 | 0.25 | 0.25
-Emissions at Affected Plants [MTons] | 0 | 0 | 0 | 0 | 0
-Less Allowances Purchased [MTons] NOX | 0 | 0 | 0 | 0 | 0
-Plus Allowances Sold [MTons] NOX | 0 | 0 | 0 | 0 | 0
-Plus Allowances Banked [MTons] | 0 | 0 | 0 | 0 | 0
-Less Allowances Withdrawn (1:1) [MTons] | 0 | 0 | 0 | 0 | 0
-Less Allowances Withdrawn (n:1) [MTons] | 0 | 0 | 0 | 0 | 0
Total [MTons] | 0 | 0 | 0 | 0 | 0
TBtu Consumed | 0 | 0 | 0 | 0 | 0
Rate - [lb/MMBtu] | 0 | 0 | 0 | 0 | 0
TWh Generated | 0 | 0 | 0 | 0 | 0
TWh Generated Qualifying | 0 | 0 | 0 | 0 | 0
Rate - [lb/MWh] | 0 | 0 | 0 | 0 | 0
Constraint Shadow Price [US$/Ton] | 0 | 0 | 0 | 0 | 0
Constraint Name: IL Fac. Spec. - NOX Rate Summer v3.1 (AFR) Constraint #: 178
Constraint Type: Rate Limit [lb/MMBtu]
Run Year, Seasons Included: 2012 SUMMER
Run Year, Seasons Included: 2015 SUMMER
Run Year, Seasons Included: 2020 SUMMER
Run Year, Seasons Included: 2025 SUMMER
Run Year, Seasons Included: 2032 SUMMER
Time Base: Seasonal/Annual | 2012-2013 | 2014-2017 | 2018-2022 | 2023-2027 | 2028-2035
Standard - [lb/MMBtu] | 0.25 | 0.25 | 0.25 | 0.25 | 0.25
-Emissions at Affected Plants [MTons] | 0 | 0 | 0 | 0 | 0
-Less Allowances Purchased [MTons] NOX | 0 | 0 | 0 | 0 | 0
-Plus Allowances Sold [MTons] NOX | 0 | 0 | 0 | 0 | 0
-Plus Allowances Banked [MTons] | 0 | 0 | 0 | 0 | 0
-Less Allowances Withdrawn (1:1) [MTons] | 0 | 0 | 0 | 0 | 0
-Less Allowances Withdrawn (n:1) [MTons] | 0 | 0 | 0 | 0 | 0
Total [MTons] | 0 | 0 | 0 | 0 | 0
TBtu Consumed | 0 | 0 | 0 | 0 | 0
Rate - [lb/MMBtu] | 0 | 0 | 0 | 0 | 0
TWh Generated | 0 | 0 | 0 | 0 | 0
TWh Generated Qualifying | 0 | 0 | 0 | 0 | 0
Rate - [lb/MWh] | 0 | 0 | 0 | 0 | 0
Constraint Shadow Price [US$/Ton] | 0 | 0 | 0 | 0 | 0
Constraint Name: IL Fac. Spec. - NOX Rate Summer v3.1 (AFS) Constraint #: 179
Constraint Type: Rate Limit [lb/MMBtu]
Run Year, Seasons Included: 2012 SUMMER
Run Year, Seasons Included: 2015 SUMMER
Run Year, Seasons Included: 2020 SUMMER
Run Year, Seasons Included: 2025 SUMMER
Run Year, Seasons Included: 2032 SUMMER
Time Base: Seasonal/Annual | 2012-2013 | 2014-2017 | 2018-2022 | 2023-2027 | 2028-2035
Standard - [lb/MMBtu] | 0.25 | 0.25 | 0.25 | 0.25 | 0.25
-Emissions at Affected Plants [MTons] | 0 | 0 | 0 | 0 | 0
-Less Allowances Purchased [MTons] NOX | 0 | 0 | 0 | 0 | 0
-Plus Allowances Sold [MTons] NOX | 0 | 0 | 0 | 0 | 0
-Plus Allowances Banked [MTons] | 0 | 0 | 0 | 0 | 0
-Less Allowances Withdrawn (1:1) [MTons] | 0 | 0 | 0 | 0 | 0
-Less Allowances Withdrawn (n:1) [MTons] | 0 | 0 | 0 | 0 | 0
Total [MTons] | 0 | 0 | 0 | 0 | 0
TBtu Consumed | 0 | 0 | 0 | 0 | 0
Rate - [lb/MMBtu] | 0 | 0 | 0 | 0 | 0
TWh Generated | 0 | 0 | 0 | 0 | 0
TWh Generated Qualifying | 0 | 0 | 0 | 0 | 0
Rate - [lb/MWh] | 0 | 0 | 0 | 0 | 0
Constraint Shadow Price [US$/Ton] | 0 | 0 | 0 | 0 | 0
Constraint Name: IL Fac. Spec. - NOX Rate Summer v3.1 (AFT) Constraint #: 180
Constraint Type: Rate Limit [lb/MMBtu]
Run Year, Seasons Included: 2012 SUMMER
Run Year, Seasons Included: 2015 SUMMER
Run Year, Seasons Included: 2020 SUMMER
Run Year, Seasons Included: 2025 SUMMER
Run Year, Seasons Included: 2032 SUMMER
Time Base: Seasonal/Annual | 2012-2013 | 2014-2017 | 2018-2022 | 2023-2027 | 2028-2035
Standard - [lb/MMBtu] | 0.25 | 0.25 | 0.25 | 0.25 | 0.25
-Emissions at Affected Plants [MTons] | 0 | 0 | 0 | 0 | 0
-Less Allowances Purchased [MTons] NOX | 0 | 0 | 0 | 0 | 0
-Plus Allowances Sold [MTons] NOX | 0 | 0 | 0 | 0 | 0
-Plus Allowances Banked [MTons] | 0 | 0 | 0 | 0 | 0
-Less Allowances Withdrawn (1:1) [MTons] | 0 | 0 | 0 | 0 | 0
-Less Allowances Withdrawn (n:1) [MTons] | 0 | 0 | 0 | 0 | 0
Total [MTons] | 0 | 0 | 0 | 0 | 0
TBtu Consumed | 0 | 0 | 0 | 0 | 0
Rate - [lb/MMBtu] | 0 | 0 | 0 | 0 | 0
TWh Generated | 0 | 0 | 0 | 0 | 0
TWh Generated Qualifying | 0 | 0 | 0 | 0 | 0
Rate - [lb/MWh] | 0 | 0 | 0 | 0 | 0
Constraint Shadow Price [US$/Ton] | 0 | 0 | 0 | 0 | 0
Constraint Name: IL Fac. Spec. - NOX Rate Summer v3.1 (AFU) Constraint #: 181
Constraint Type: Rate Limit [lb/MMBtu]
Run Year, Seasons Included: 2012 SUMMER
Run Year, Seasons Included: 2015 SUMMER
Run Year, Seasons Included: 2020 SUMMER
Run Year, Seasons Included: 2025 SUMMER
Run Year, Seasons Included: 2032 SUMMER
Time Base: Seasonal/Annual | 2012-2013 | 2014-2017 | 2018-2022 | 2023-2027 | 2028-2035
Standard - [lb/MMBtu] | 0.25 | 0.25 | 0.25 | 0.25 | 0.25
-Emissions at Affected Plants [MTons] | 0.006812 | 0.006812 | 0.006812 | 0.006812 | 0.006812
-Less Allowances Purchased [MTons] NOX | 0 | 0 | 0 | 0 | 0
-Plus Allowances Sold [MTons] NOX | 0 | 0 | 0 | 0 | 0
-Plus Allowances Banked [MTons] | 0 | 0 | 0 | 0 | 0
-Less Allowances Withdrawn (1:1) [MTons] | 0 | 0 | 0 | 0 | 0
-Less Allowances Withdrawn (n:1) [MTons] | 0 | 0 | 0 | 0 | 0
Total [MTons] | 0.006812 | 0.006812 | 0.006812 | 0.006812 | 0.006812
TBtu Consumed | 0.2781 | 0.2781 | 0.2781 | 0.2781 | 0.2781
Rate - [lb/MMBtu] | 0.049 | 0.049 | 0.049 | 0.049 | 0.049
TWh Generated | 0.027 | 0.027 | 0.027 | 0.027 | 0.027
TWh Generated Qualifying | 0.027 | 0.027 | 0.027 | 0.027 | 0.027
Rate - [lb/MWh] | 0 | 0 | 0 | 0 | 0
Constraint Shadow Price [US$/Ton] | 0 | 0 | 0 | 0 | 0
Constraint Name: IL Fac. Spec. - NOX Rate Summer v3.1 (AFW) Constraint #: 182
Constraint Type: Rate Limit [lb/MMBtu]
Run Year, Seasons Included: 2012 SUMMER
Run Year, Seasons Included: 2015 SUMMER
Run Year, Seasons Included: 2020 SUMMER
Run Year, Seasons Included: 2025 SUMMER
Run Year, Seasons Included: 2032 SUMMER
Time Base: Seasonal/Annual | 2012-2013 | 2014-2017 | 2018-2022 | 2023-2027 | 2028-2035
Standard - [lb/MMBtu] | 0.25 | 0.25 | 0.25 | 0.25 | 0.25
-Emissions at Affected Plants [MTons] | 0 | 0 | 0 | 0 | 0
-Less Allowances Purchased [MTons] NOX | 0 | 0 | 0 | 0 | 0
-Plus Allowances Sold [MTons] NOX | 0 | 0 | 0 | 0 | 0
-Plus Allowances Banked [MTons] | 0 | 0 | 0 | 0 | 0
-Less Allowances Withdrawn (1:1) [MTons] | 0 | 0 | 0 | 0 | 0
-Less Allowances Withdrawn (n:1) [MTons] | 0 | 0 | 0 | 0 | 0
Total [MTons] | 0 | 0 | 0 | 0 | 0
TBtu Consumed | 0 | 0 | 0 | 0 | 0
Rate - [lb/MMBtu] | 0 | 0 | 0 | 0 | 0
TWh Generated | 0 | 0 | 0 | 0 | 0
TWh Generated Qualifying | 0 | 0 | 0 | 0 | 0
Rate - [lb/MWh] | 0 | 0 | 0 | 0 | 0
Constraint Shadow Price [US$/Ton] | 0 | 0 | 0 | 0 | 0
Constraint Name: IL Fac. Spec. - NOX Rate Summer v3.1 (AFX) Constraint #: 183
Constraint Type: Rate Limit [lb/MMBtu]
Run Year, Seasons Included: 2012 SUMMER
Run Year, Seasons Included: 2015 SUMMER
Run Year, Seasons Included: 2020 SUMMER
Run Year, Seasons Included: 2025 SUMMER
Run Year, Seasons Included: 2032 SUMMER
Time Base: Seasonal/Annual | 2012-2013 | 2014-2017 | 2018-2022 | 2023-2027 | 2028-2035
Standard - [lb/MMBtu] | 0.25 | 0.25 | 0.25 | 0.25 | 0.25
-Emissions at Affected Plants [MTons] | 0 | 0 | 0 | 0 | 0
-Less Allowances Purchased [MTons] NOX | 0 | 0 | 0 | 0 | 0
-Plus Allowances Sold [MTons] NOX | 0 | 0 | 0 | 0 | 0
-Plus Allowances Banked [MTons] | 0 | 0 | 0 | 0 | 0
-Less Allowances Withdrawn (1:1) [MTons] | 0 | 0 | 0 | 0 | 0
-Less Allowances Withdrawn (n:1) [MTons] | 0 | 0 | 0 | 0 | 0
Total [MTons] | 0 | 0 | 0 | 0 | 0
TBtu Consumed | 0 | 0 | 0 | 0 | 0
Rate - [lb/MMBtu] | 0 | 0 | 0 | 0 | 0
TWh Generated | 0 | 0 | 0 | 0 | 0
TWh Generated Qualifying | 0 | 0 | 0 | 0 | 0
Rate - [lb/MWh] | 0 | 0 | 0 | 0 | 0
Constraint Shadow Price [US$/Ton] | 0 | 0 | 0 | 0 | 0
Constraint Name: IL Fac. Spec. - NOX Rate Summer v3.1 (AFY) Constraint #: 184
Constraint Type: Rate Limit [lb/MMBtu]
Run Year, Seasons Included: 2012 SUMMER
Run Year, Seasons Included: 2015 SUMMER
Run Year, Seasons Included: 2020 SUMMER
Run Year, Seasons Included: 2025 SUMMER
Run Year, Seasons Included: 2032 SUMMER
Time Base: Seasonal/Annual | 2012-2013 | 2014-2017 | 2018-2022 | 2023-2027 | 2028-2035
Standard - [lb/MMBtu] | 0.25 | 0.25 | 0.25 | 0.25 | 0.25
-Emissions at Affected Plants [MTons] | 0 | 0 | 0 | 0 | 0
-Less Allowances Purchased [MTons] NOX | 0 | 0 | 0 | 0 | 0
-Plus Allowances Sold [MTons] NOX | 0 | 0 | 0 | 0 | 0
-Plus Allowances Banked [MTons] | 0 | 0 | 0 | 0 | 0
-Less Allowances Withdrawn (1:1) [MTons] | 0 | 0 | 0 | 0 | 0
-Less Allowances Withdrawn (n:1) [MTons] | 0 | 0 | 0 | 0 | 0
Total [MTons] | 0 | 0 | 0 | 0 | 0
TBtu Consumed | 0 | 0 | 0 | 0 | 0
Rate - [lb/MMBtu] | 0 | 0 | 0 | 0 | 0
TWh Generated | 0 | 0 | 0 | 0 | 0
TWh Generated Qualifying | 0 | 0 | 0 | 0 | 0
Rate - [lb/MWh] | 0 | 0 | 0 | 0 | 0
Constraint Shadow Price [US$/Ton] | 0 | 0 | 0 | 0 | 0
Constraint Name: IL Fac. Spec. - NOX Rate Summer v3.1 (AFZ) Constraint #: 185
Constraint Type: Rate Limit [lb/MMBtu]
Run Year, Seasons Included: 2012 SUMMER
Run Year, Seasons Included: 2015 SUMMER
Run Year, Seasons Included: 2020 SUMMER
Run Year, Seasons Included: 2025 SUMMER
Run Year, Seasons Included: 2032 SUMMER
Time Base: Seasonal/Annual | 2012-2013 | 2014-2017 | 2018-2022 | 2023-2027 | 2028-2035
Standard - [lb/MMBtu] | 0.25 | 0.25 | 0.25 | 0.25 | 0.25
-Emissions at Affected Plants [MTons] | 0 | 0 | 0 | 0 | 0
-Less Allowances Purchased [MTons] NOX | 0 | 0 | 0 | 0 | 0
-Plus Allowances Sold [MTons] NOX | 0 | 0 | 0 | 0 | 0
-Plus Allowances Banked [MTons] | 0 | 0 | 0 | 0 | 0
-Less Allowances Withdrawn (1:1) [MTons] | 0 | 0 | 0 | 0 | 0
-Less Allowances Withdrawn (n:1) [MTons] | 0 | 0 | 0 | 0 | 0
Total [MTons] | 0 | 0 | 0 | 0 | 0
TBtu Consumed | 0 | 0 | 0 | 0 | 0
Rate - [lb/MMBtu] | 0 | 0 | 0 | 0 | 0
TWh Generated | 0 | 0 | 0 | 0 | 0
TWh Generated Qualifying | 0 | 0 | 0 | 0 | 0
Rate - [lb/MWh] | 0 | 0 | 0 | 0 | 0
Constraint Shadow Price [US$/Ton] | 0 | 0 | 0 | 0 | 0
Constraint Name: IL Fac. Spec. - NOX Rate Summer v3.1 (AGA) Constraint #: 186
Constraint Type: Rate Limit [lb/MMBtu]
Run Year, Seasons Included: 2012 SUMMER
Run Year, Seasons Included: 2015 SUMMER
Run Year, Seasons Included: 2020 SUMMER
Run Year, Seasons Included: 2025 SUMMER
Run Year, Seasons Included: 2032 SUMMER
Time Base: Seasonal/Annual | 2012-2013 | 2014-2017 | 2018-2022 | 2023-2027 | 2028-2035
Standard - [lb/MMBtu] | 0.25 | 0.25 | 0.25 | 0.25 | 0.25
-Emissions at Affected Plants [MTons] | 0 | 0 | 0 | 0 | 0
-Less Allowances Purchased [MTons] NOX | 0 | 0 | 0 | 0 | 0
-Plus Allowances Sold [MTons] NOX | 0 | 0 | 0 | 0 | 0
-Plus Allowances Banked [MTons] | 0 | 0 | 0 | 0 | 0
-Less Allowances Withdrawn (1:1) [MTons] | 0 | 0 | 0 | 0 | 0
-Less Allowances Withdrawn (n:1) [MTons] | 0 | 0 | 0 | 0 | 0
Total [MTons] | 0 | 0 | 0 | 0 | 0
TBtu Consumed | 0 | 0 | 0 | 0 | 0
Rate - [lb/MMBtu] | 0 | 0 | 0 | 0 | 0
TWh Generated | 0 | 0 | 0 | 0 | 0
TWh Generated Qualifying | 0 | 0 | 0 | 0 | 0
Rate - [lb/MWh] | 0 | 0 | 0 | 0 | 0
Constraint Shadow Price [US$/Ton] | 0 | 0 | 0 | 0 | 0
Constraint Name: IL Fac. Spec. - NOX Rate Summer v3.1 (AGB) Constraint #: 187
Constraint Type: Rate Limit [lb/MMBtu]
Run Year, Seasons Included: 2012 SUMMER
Run Year, Seasons Included: 2015 SUMMER
Run Year, Seasons Included: 2020 SUMMER
Run Year, Seasons Included: 2025 SUMMER
Run Year, Seasons Included: 2032 SUMMER
Time Base: Seasonal/Annual | 2012-2013 | 2014-2017 | 2018-2022 | 2023-2027 | 2028-2035
Standard - [lb/MMBtu] | 0.25 | 0.25 | 0.25 | 0.25 | 0.25
-Emissions at Affected Plants [MTons] | 0 | 0 | 0 | 0 | 0.00642
-Less Allowances Purchased [MTons] NOX | 0 | 0 | 0 | 0 | 0
-Plus Allowances Sold [MTons] NOX | 0 | 0 | 0 | 0 | 0
-Plus Allowances Banked [MTons] | 0 | 0 | 0 | 0 | 0
-Less Allowances Withdrawn (1:1) [MTons] | 0 | 0 | 0 | 0 | 0
-Less Allowances Withdrawn (n:1) [MTons] | 0 | 0 | 0 | 0 | 0
Total [MTons] | 0 | 0 | 0 | 0 | 0.00642
TBtu Consumed | 0 | 0 | 0 | 0 | 0.2918
Rate - [lb/MMBtu] | 0 | 0 | 0 | 0 | 0.044
TWh Generated | 0 | 0 | 0 | 0 | 0.02531
TWh Generated Qualifying | 0 | 0 | 0 | 0 | 0.02531
Rate - [lb/MWh] | 0 | 0 | 0 | 0 | 0
Constraint Shadow Price [US$/Ton] | 0 | 0 | 0 | 0 | 0
Constraint Name: IL Fac. Spec. - NOX Rate Summer v3.1 (AGC) Constraint #: 188
Constraint Type: Rate Limit [lb/MMBtu]
Run Year, Seasons Included: 2012 SUMMER
Run Year, Seasons Included: 2015 SUMMER
Run Year, Seasons Included: 2020 SUMMER
Run Year, Seasons Included: 2025 SUMMER
Run Year, Seasons Included: 2032 SUMMER
Time Base: Seasonal/Annual | 2012-2013 | 2014-2017 | 2018-2022 | 2023-2027 | 2028-2035
Standard - [lb/MMBtu] | 0.25 | 0.25 | 0.25 | 0.25 | 0.25
-Emissions at Affected Plants [MTons] | 0 | 0 | 0 | 0 | 0
-Less Allowances Purchased [MTons] NOX | 0 | 0 | 0 | 0 | 0
-Plus Allowances Sold [MTons] NOX | 0 | 0 | 0 | 0 | 0
-Plus Allowances Banked [MTons] | 0 | 0 | 0 | 0 | 0
-Less Allowances Withdrawn (1:1) [MTons] | 0 | 0 | 0 | 0 | 0
-Less Allowances Withdrawn (n:1) [MTons] | 0 | 0 | 0 | 0 | 0
Total [MTons] | 0 | 0 | 0 | 0 | 0
TBtu Consumed | 0 | 0 | 0 | 0 | 0
Rate - [lb/MMBtu] | 0 | 0 | 0 | 0 | 0
TWh Generated | 0 | 0 | 0 | 0 | 0
TWh Generated Qualifying | 0 | 0 | 0 | 0 | 0
Rate - [lb/MWh] | 0 | 0 | 0 | 0 | 0
Constraint Shadow Price [US$/Ton] | 0 | 0 | 0 | 0 | 0
Constraint Name: IL Fac. Spec. - NOX Rate Summer v3.1 (AGD) Constraint #: 189
Constraint Type: Rate Limit [lb/MMBtu]
Run Year, Seasons Included: 2012 SUMMER
Run Year, Seasons Included: 2015 SUMMER
Run Year, Seasons Included: 2020 SUMMER
Run Year, Seasons Included: 2025 SUMMER
Run Year, Seasons Included: 2032 SUMMER
Time Base: Seasonal/Annual | 2012-2013 | 2014-2017 | 2018-2022 | 2023-2027 | 2028-2035
Standard - [lb/MMBtu] | 0.25 | 0.25 | 0.25 | 0.25 | 0.25
-Emissions at Affected Plants [MTons] | 0 | 0 | 0 | 0 | 0
-Less Allowances Purchased [MTons] NOX | 0 | 0 | 0 | 0 | 0
-Plus Allowances Sold [MTons] NOX | 0 | 0 | 0 | 0 | 0
-Plus Allowances Banked [MTons] | 0 | 0 | 0 | 0 | 0
-Less Allowances Withdrawn (1:1) [MTons] | 0 | 0 | 0 | 0 | 0
-Less Allowances Withdrawn (n:1) [MTons] | 0 | 0 | 0 | 0 | 0
Total [MTons] | 0 | 0 | 0 | 0 | 0
TBtu Consumed | 0 | 0 | 0 | 0 | 0
Rate - [lb/MMBtu] | 0 | 0 | 0 | 0 | 0
TWh Generated | 0 | 0 | 0 | 0 | 0
TWh Generated Qualifying | 0 | 0 | 0 | 0 | 0
Rate - [lb/MWh] | 0 | 0 | 0 | 0 | 0
Constraint Shadow Price [US$/Ton] | 0 | 0 | 0 | 0 | 0
Constraint Name: IL Fac. Spec. - NOX Rate Summer v3.1 (AGE) Constraint #: 190
Constraint Type: Rate Limit [lb/MMBtu]
Run Year, Seasons Included: 2012 SUMMER
Run Year, Seasons Included: 2015 SUMMER
Run Year, Seasons Included: 2020 SUMMER
Run Year, Seasons Included: 2025 SUMMER
Run Year, Seasons Included: 2032 SUMMER
Time Base: Seasonal/Annual | 2012-2013 | 2014-2017 | 2018-2022 | 2023-2027 | 2028-2035
Standard - [lb/MMBtu] | 0.25 | 0.25 | 0.25 | 0.25 | 0.25
-Emissions at Affected Plants [MTons] | 0 | 0 | 0 | 0 | 0
-Less Allowances Purchased [MTons] NOX | 0 | 0 | 0 | 0 | 0
-Plus Allowances Sold [MTons] NOX | 0 | 0 | 0 | 0 | 0
-Plus Allowances Banked [MTons] | 0 | 0 | 0 | 0 | 0
-Less Allowances Withdrawn (1:1) [MTons] | 0 | 0 | 0 | 0 | 0
-Less Allowances Withdrawn (n:1) [MTons] | 0 | 0 | 0 | 0 | 0
Total [MTons] | 0 | 0 | 0 | 0 | 0
TBtu Consumed | 0 | 0 | 0 | 0 | 0
Rate - [lb/MMBtu] | 0 | 0 | 0 | 0 | 0
TWh Generated | 0 | 0 | 0 | 0 | 0
TWh Generated Qualifying | 0 | 0 | 0 | 0 | 0
Rate - [lb/MWh] | 0 | 0 | 0 | 0 | 0
Constraint Shadow Price [US$/Ton] | 0 | 0 | 0 | 0 | 0
Constraint Name: IL Fac. Spec. - NOX Rate Summer v3.1 (AGF) Constraint #: 191
Constraint Type: Rate Limit [lb/MMBtu]
Run Year, Seasons Included: 2012 SUMMER
Run Year, Seasons Included: 2015 SUMMER
Run Year, Seasons Included: 2020 SUMMER
Run Year, Seasons Included: 2025 SUMMER
Run Year, Seasons Included: 2032 SUMMER
Time Base: Seasonal/Annual | 2012-2013 | 2014-2017 | 2018-2022 | 2023-2027 | 2028-2035
Standard - [lb/MMBtu] | 0.25 | 0.25 | 0.25 | 0.25 | 0.25
-Emissions at Affected Plants [MTons] | 0 | 0 | 0 | 0 | 0
-Less Allowances Purchased [MTons] NOX | 0 | 0 | 0 | 0 | 0
-Plus Allowances Sold [MTons] NOX | 0 | 0 | 0 | 0 | 0
-Plus Allowances Banked [MTons] | 0 | 0 | 0 | 0 | 0
-Less Allowances Withdrawn (1:1) [MTons] | 0 | 0 | 0 | 0 | 0
-Less Allowances Withdrawn (n:1) [MTons] | 0 | 0 | 0 | 0 | 0
Total [MTons] | 0 | 0 | 0 | 0 | 0
TBtu Consumed | 0 | 0 | 0 | 0 | 0
Rate - [lb/MMBtu] | 0 | 0 | 0 | 0 | 0
TWh Generated | 0 | 0 | 0 | 0 | 0
TWh Generated Qualifying | 0 | 0 | 0 | 0 | 0
Rate - [lb/MWh] | 0 | 0 | 0 | 0 | 0
Constraint Shadow Price [US$/Ton] | 0 | 0 | 0 | 0 | 0
Constraint Name: IL Fac. Spec. - NOX Rate Summer v3.1 (AGG) Constraint #: 192
Constraint Type: Rate Limit [lb/MMBtu]
Run Year, Seasons Included: 2012 SUMMER
Run Year, Seasons Included: 2015 SUMMER
Run Year, Seasons Included: 2020 SUMMER
Run Year, Seasons Included: 2025 SUMMER
Run Year, Seasons Included: 2032 SUMMER
Time Base: Seasonal/Annual | 2012-2013 | 2014-2017 | 2018-2022 | 2023-2027 | 2028-2035
Standard - [lb/MMBtu] | 0.25 | 0.25 | 0.25 | 0.25 | 0.25
-Emissions at Affected Plants [MTons] | 0 | 0 | 0 | 0 | 0
-Less Allowances Purchased [MTons] NOX | 0 | 0 | 0 | 0 | 0
-Plus Allowances Sold [MTons] NOX | 0 | 0 | 0 | 0 | 0
-Plus Allowances Banked [MTons] | 0 | 0 | 0 | 0 | 0
-Less Allowances Withdrawn (1:1) [MTons] | 0 | 0 | 0 | 0 | 0
-Less Allowances Withdrawn (n:1) [MTons] | 0 | 0 | 0 | 0 | 0
Total [MTons] | 0 | 0 | 0 | 0 | 0
TBtu Consumed | 0 | 0 | 0 | 0 | 0
Rate - [lb/MMBtu] | 0 | 0 | 0 | 0 | 0
TWh Generated | 0 | 0 | 0 | 0 | 0
TWh Generated Qualifying | 0 | 0 | 0 | 0 | 0
Rate - [lb/MWh] | 0 | 0 | 0 | 0 | 0
Constraint Shadow Price [US$/Ton] | 0 | 0 | 0 | 0 | 0
Constraint Name: IL Fac. Spec. - NOX Rate Summer v3.1 (AGH) Constraint #: 193
Constraint Type: Rate Limit [lb/MMBtu]
Run Year, Seasons Included: 2012 SUMMER
Run Year, Seasons Included: 2015 SUMMER
Run Year, Seasons Included: 2020 SUMMER
Run Year, Seasons Included: 2025 SUMMER
Run Year, Seasons Included: 2032 SUMMER
Time Base: Seasonal/Annual | 2012-2013 | 2014-2017 | 2018-2022 | 2023-2027 | 2028-2035
Standard - [lb/MMBtu] | 0.25 | 0.25 | 0.25 | 0.25 | 0.25
-Emissions at Affected Plants [MTons] | 0 | 0 | 0 | 0 | 0
-Less Allowances Purchased [MTons] NOX | 0 | 0 | 0 | 0 | 0
-Plus Allowances Sold [MTons] NOX | 0 | 0 | 0 | 0 | 0
-Plus Allowances Banked [MTons] | 0 | 0 | 0 | 0 | 0
-Less Allowances Withdrawn (1:1) [MTons] | 0 | 0 | 0 | 0 | 0
-Less Allowances Withdrawn (n:1) [MTons] | 0 | 0 | 0 | 0 | 0
Total [MTons] | 0 | 0 | 0 | 0 | 0
TBtu Consumed | 0 | 0 | 0 | 0 | 0
Rate - [lb/MMBtu] | 0 | 0 | 0 | 0 | 0
TWh Generated | 0 | 0 | 0 | 0 | 0
TWh Generated Qualifying | 0 | 0 | 0 | 0 | 0
Rate - [lb/MWh] | 0 | 0 | 0 | 0 | 0
Constraint Shadow Price [US$/Ton] | 0 | 0 | 0 | 0 | 0
Constraint Name: IL Fac. Spec. - NOX Rate Summer v3.1 (AGI) Constraint #: 194
Constraint Type: Rate Limit [lb/MMBtu]
Run Year, Seasons Included: 2012 SUMMER
Run Year, Seasons Included: 2015 SUMMER
Run Year, Seasons Included: 2020 SUMMER
Run Year, Seasons Included: 2025 SUMMER
Run Year, Seasons Included: 2032 SUMMER
Time Base: Seasonal/Annual | 2012-2013 | 2014-2017 | 2018-2022 | 2023-2027 | 2028-2035
Standard - [lb/MMBtu] | 0.25 | 0.25 | 0.25 | 0.25 | 0.25
-Emissions at Affected Plants [MTons] | 0 | 0 | 0 | 0 | 0
-Less Allowances Purchased [MTons] NOX | 0 | 0 | 0 | 0 | 0
-Plus Allowances Sold [MTons] NOX | 0 | 0 | 0 | 0 | 0
-Plus Allowances Banked [MTons] | 0 | 0 | 0 | 0 | 0
-Less Allowances Withdrawn (1:1) [MTons] | 0 | 0 | 0 | 0 | 0
-Less Allowances Withdrawn (n:1) [MTons] | 0 | 0 | 0 | 0 | 0
Total [MTons] | 0 | 0 | 0 | 0 | 0
TBtu Consumed | 0 | 0 | 0 | 0 | 0
Rate - [lb/MMBtu] | 0 | 0 | 0 | 0 | 0
TWh Generated | 0 | 0 | 0 | 0 | 0
TWh Generated Qualifying | 0 | 0 | 0 | 0 | 0
Rate - [lb/MWh] | 0 | 0 | 0 | 0 | 0
Constraint Shadow Price [US$/Ton] | 0 | 0 | 0 | 0 | 0
Constraint Name: IL Fac. Spec. - NOX Rate Summer v3.1 (AGJ) Constraint #: 195
Constraint Type: Rate Limit [lb/MMBtu]
Run Year, Seasons Included: 2012 SUMMER
Run Year, Seasons Included: 2015 SUMMER
Run Year, Seasons Included: 2020 SUMMER
Run Year, Seasons Included: 2025 SUMMER
Run Year, Seasons Included: 2032 SUMMER
Time Base: Seasonal/Annual | 2012-2013 | 2014-2017 | 2018-2022 | 2023-2027 | 2028-2035
Standard - [lb/MMBtu] | 0.25 | 0.25 | 0.25 | 0.25 | 0.25
-Emissions at Affected Plants [MTons] | 0 | 0 | 0 | 0 | 0
-Less Allowances Purchased [MTons] NOX | 0 | 0 | 0 | 0 | 0
-Plus Allowances Sold [MTons] NOX | 0 | 0 | 0 | 0 | 0
-Plus Allowances Banked [MTons] | 0 | 0 | 0 | 0 | 0
-Less Allowances Withdrawn (1:1) [MTons] | 0 | 0 | 0 | 0 | 0
-Less Allowances Withdrawn (n:1) [MTons] | 0 | 0 | 0 | 0 | 0
Total [MTons] | 0 | 0 | 0 | 0 | 0
TBtu Consumed | 0 | 0 | 0 | 0 | 0
Rate - [lb/MMBtu] | 0 | 0 | 0 | 0 | 0
TWh Generated | 0 | 0 | 0 | 0 | 0
TWh Generated Qualifying | 0 | 0 | 0 | 0 | 0
Rate - [lb/MWh] | 0 | 0 | 0 | 0 | 0
Constraint Shadow Price [US$/Ton] | 0 | 0 | 0 | 0 | 0
Constraint Name: IL Fac. Spec. - NOX Rate Summer v3.1 (AGK) Constraint #: 196
Constraint Type: Rate Limit [lb/MMBtu]
Run Year, Seasons Included: 2012 SUMMER
Run Year, Seasons Included: 2015 SUMMER
Run Year, Seasons Included: 2020 SUMMER
Run Year, Seasons Included: 2025 SUMMER
Run Year, Seasons Included: 2032 SUMMER
Time Base: Seasonal/Annual | 2012-2013 | 2014-2017 | 2018-2022 | 2023-2027 | 2028-2035
Standard - [lb/MMBtu] | 0.25 | 0.25 | 0.25 | 0.25 | 0.25
-Emissions at Affected Plants [MTons] | 0 | 0 | 0 | 0 | 0
-Less Allowances Purchased [MTons] NOX | 0 | 0 | 0 | 0 | 0
-Plus Allowances Sold [MTons] NOX | 0 | 0 | 0 | 0 | 0
-Plus Allowances Banked [MTons] | 0 | 0 | 0 | 0 | 0
-Less Allowances Withdrawn (1:1) [MTons] | 0 | 0 | 0 | 0 | 0
-Less Allowances Withdrawn (n:1) [MTons] | 0 | 0 | 0 | 0 | 0
Total [MTons] | 0 | 0 | 0 | 0 | 0
TBtu Consumed | 0 | 0 | 0 | 0 | 0
Rate - [lb/MMBtu] | 0 | 0 | 0 | 0 | 0
TWh Generated | 0 | 0 | 0 | 0 | 0
TWh Generated Qualifying | 0 | 0 | 0 | 0 | 0
Rate - [lb/MWh] | 0 | 0 | 0 | 0 | 0
Constraint Shadow Price [US$/Ton] | 0 | 0 | 0 | 0 | 0
Constraint Name: IL Fac. Spec. - NOX Rate Summer v3.1 (AGL) Constraint #: 197
Constraint Type: Rate Limit [lb/MMBtu]
Run Year, Seasons Included: 2012 SUMMER
Run Year, Seasons Included: 2015 SUMMER
Run Year, Seasons Included: 2020 SUMMER
Run Year, Seasons Included: 2025 SUMMER
Run Year, Seasons Included: 2032 SUMMER
Time Base: Seasonal/Annual | 2012-2013 | 2014-2017 | 2018-2022 | 2023-2027 | 2028-2035
Standard - [lb/MMBtu] | 0.25 | 0.25 | 0.25 | 0.25 | 0.25
-Emissions at Affected Plants [MTons] | 0 | 0 | 0 | 0 | 0
-Less Allowances Purchased [MTons] NOX | 0 | 0 | 0 | 0 | 0
-Plus Allowances Sold [MTons] NOX | 0 | 0 | 0 | 0 | 0
-Plus Allowances Banked [MTons] | 0 | 0 | 0 | 0 | 0
-Less Allowances Withdrawn (1:1) [MTons] | 0 | 0 | 0 | 0 | 0
-Less Allowances Withdrawn (n:1) [MTons] | 0 | 0 | 0 | 0 | 0
Total [MTons] | 0 | 0 | 0 | 0 | 0
TBtu Consumed | 0 | 0 | 0 | 0 | 0
Rate - [lb/MMBtu] | 0 | 0 | 0 | 0 | 0
TWh Generated | 0 | 0 | 0 | 0 | 0
TWh Generated Qualifying | 0 | 0 | 0 | 0 | 0
Rate - [lb/MWh] | 0 | 0 | 0 | 0 | 0
Constraint Shadow Price [US$/Ton] | 0 | 0 | 0 | 0 | 0
Constraint Name: IL Fac. Spec. - NOX Rate Summer v3.1 (AGM) Constraint #: 198
Constraint Type: Rate Limit [lb/MMBtu]
Run Year, Seasons Included: 2012 SUMMER
Run Year, Seasons Included: 2015 SUMMER
Run Year, Seasons Included: 2020 SUMMER
Run Year, Seasons Included: 2025 SUMMER
Run Year, Seasons Included: 2032 SUMMER
Time Base: Seasonal/Annual | 2012-2013 | 2014-2017 | 2018-2022 | 2023-2027 | 2028-2035
Standard - [lb/MMBtu] | 0.25 | 0.25 | 0.25 | 0.25 | 0.25
-Emissions at Affected Plants [MTons] | 0 | 0.003718 | 0.0005964 | 0.003759 | 0.003759
-Less Allowances Purchased [MTons] NOX | 0 | 0 | 0 | 0 | 0
-Plus Allowances Sold [MTons] NOX | 0 | 0 | 0 | 0 | 0
-Plus Allowances Banked [MTons] | 0 | 0 | 0 | 0 | 0
-Less Allowances Withdrawn (1:1) [MTons] | 0 | 0 | 0 | 0 | 0
-Less Allowances Withdrawn (n:1) [MTons] | 0 | 0 | 0 | 0 | 0
Total [MTons] | 0 | 0.003718 | 0.0005964 | 0.003759 | 0.003759
TBtu Consumed | 0 | 0.2754 | 0.04418 | 0.2784 | 0.2784
Rate - [lb/MMBtu] | 0 | 0.027 | 0.027 | 0.027 | 0.027
TWh Generated | 0 | 0.02503 | 0.004015 | 0.02531 | 0.02531
TWh Generated Qualifying | 0 | 0.02503 | 0.004015 | 0.02531 | 0.02531
Rate - [lb/MWh] | 0 | 0 | 0 | 0 | 0
Constraint Shadow Price [US$/Ton] | 0 | 0 | 0 | 0 | 0
Constraint Name: IL Fac. Spec. - NOX Rate Summer v3.1 (AGN) Constraint #: 199
Constraint Type: Rate Limit [lb/MMBtu]
Run Year, Seasons Included: 2012 SUMMER
Run Year, Seasons Included: 2015 SUMMER
Run Year, Seasons Included: 2020 SUMMER
Run Year, Seasons Included: 2025 SUMMER
Run Year, Seasons Included: 2032 SUMMER
Time Base: Seasonal/Annual | 2012-2013 | 2014-2017 | 2018-2022 | 2023-2027 | 2028-2035
Standard - [lb/MMBtu] | 0.25 | 0.25 | 0.25 | 0.25 | 0.25
-Emissions at Affected Plants [MTons] | 0 | 0 | 0 | 0.003519 | 0.00435
-Less Allowances Purchased [MTons] NOX | 0 | 0 | 0 | 0 | 0
-Plus Allowances Sold [MTons] NOX | 0 | 0 | 0 | 0 | 0
-Plus Allowances Banked [MTons] | 0 | 0 | 0 | 0 | 0
-Less Allowances Withdrawn (1:1) [MTons] | 0 | 0 | 0 | 0 | 0
-Less Allowances Withdrawn (n:1) [MTons] | 0 | 0 | 0 | 0 | 0
Total [MTons] | 0 | 0 | 0 | 0.003519 | 0.00435
TBtu Consumed | 0 | 0 | 0 | 0.227 | 0.2807
Rate - [lb/MMBtu] | 0 | 0 | 0 | 0.031 | 0.031
TWh Generated | 0 | 0 | 0 | 0.02047 | 0.02531
TWh Generated Qualifying | 0 | 0 | 0 | 0.02047 | 0.02531
Rate - [lb/MWh] | 0 | 0 | 0 | 0 | 0
Constraint Shadow Price [US$/Ton] | 0 | 0 | 0 | 0 | 0
Constraint Name: IL Fac. Spec. - NOX Rate Summer v3.1 (AGO) Constraint #: 200
Constraint Type: Rate Limit [lb/MMBtu]
Run Year, Seasons Included: 2012 SUMMER
Run Year, Seasons Included: 2015 SUMMER
Run Year, Seasons Included: 2020 SUMMER
Run Year, Seasons Included: 2025 SUMMER
Run Year, Seasons Included: 2032 SUMMER
Time Base: Seasonal/Annual | 2012-2013 | 2014-2017 | 2018-2022 | 2023-2027 | 2028-2035
Standard - [lb/MMBtu] | 0.25 | 0.25 | 0.25 | 0.25 | 0.25
-Emissions at Affected Plants [MTons] | 0.004143 | 0.004143 | 0.004143 | 0.004143 | 0.004143
-Less Allowances Purchased [MTons] NOX | 0 | 0 | 0 | 0 | 0
-Plus Allowances Sold [MTons] NOX | 0 | 0 | 0 | 0 | 0
-Plus Allowances Banked [MTons] | 0 | 0 | 0 | 0 | 0
-Less Allowances Withdrawn (1:1) [MTons] | 0 | 0 | 0 | 0 | 0
-Less Allowances Withdrawn (n:1) [MTons] | 0 | 0 | 0 | 0 | 0
Total [MTons] | 0.004143 | 0.004143 | 0.004143 | 0.004143 | 0.004143
TBtu Consumed | 0.2762 | 0.2762 | 0.2762 | 0.2762 | 0.2762
Rate - [lb/MMBtu] | 0.03 | 0.03 | 0.03 | 0.03 | 0.03
TWh Generated | 0.02531 | 0.02531 | 0.02531 | 0.02531 | 0.02531
TWh Generated Qualifying | 0.02531 | 0.02531 | 0.02531 | 0.02531 | 0.02531
Rate - [lb/MWh] | 0 | 0 | 0 | 0 | 0
Constraint Shadow Price [US$/Ton] | 0 | 0 | 0 | 0 | 0
Constraint Name: IL Fac. Spec. - NOX Rate Summer v3.1 (AGP) Constraint #: 201
Constraint Type: Rate Limit [lb/MMBtu]
Run Year, Seasons Included: 2012 SUMMER
Run Year, Seasons Included: 2015 SUMMER
Run Year, Seasons Included: 2020 SUMMER
Run Year, Seasons Included: 2025 SUMMER
Run Year, Seasons Included: 2032 SUMMER
Time Base: Seasonal/Annual | 2012-2013 | 2014-2017 | 2018-2022 | 2023-2027 | 2028-2035
Standard - [lb/MMBtu] | 0.25 | 0.25 | 0.25 | 0.25 | 0.25
-Emissions at Affected Plants [MTons] | 0 | 0 | 0 | 0 | 0.004393
-Less Allowances Purchased [MTons] NOX | 0 | 0 | 0 | 0 | 0
-Plus Allowances Sold [MTons] NOX | 0 | 0 | 0 | 0 | 0
-Plus Allowances Banked [MTons] | 0 | 0 | 0 | 0 | 0
-Less Allowances Withdrawn (1:1) [MTons] | 0 | 0 | 0 | 0 | 0
-Less Allowances Withdrawn (n:1) [MTons] | 0 | 0 | 0 | 0 | 0
Total [MTons] | 0 | 0 | 0 | 0 | 0.004393
TBtu Consumed | 0 | 0 | 0 | 0 | 0.2834
Rate - [lb/MMBtu] | 0 | 0 | 0 | 0 | 0.031
TWh Generated | 0 | 0 | 0 | 0 | 0.02531
TWh Generated Qualifying | 0 | 0 | 0 | 0 | 0.02531
Rate - [lb/MWh] | 0 | 0 | 0 | 0 | 0
Constraint Shadow Price [US$/Ton] | 0 | 0 | 0 | 0 | 0
Constraint Name: IL Fac. Spec. - NOX Rate Summer v3.1 (AGQ) Constraint #: 202
Constraint Type: Rate Limit [lb/MMBtu]
Run Year, Seasons Included: 2012 SUMMER
Run Year, Seasons Included: 2015 SUMMER
Run Year, Seasons Included: 2020 SUMMER
Run Year, Seasons Included: 2025 SUMMER
Run Year, Seasons Included: 2032 SUMMER
Time Base: Seasonal/Annual | 2012-2013 | 2014-2017 | 2018-2022 | 2023-2027 | 2028-2035
Standard - [lb/MMBtu] | 0.25 | 0.25 | 0.25 | 0.25 | 0.25
-Emissions at Affected Plants [MTons] | 0.002219 | 0.004016 | 0.004016 | 0.004016 | 0.004016
-Less Allowances Purchased [MTons] NOX | 0 | 0 | 0 | 0 | 0
-Plus Allowances Sold [MTons] NOX | 0 | 0 | 0 | 0 | 0
-Plus Allowances Banked [MTons] | 0 | 0 | 0 | 0 | 0
-Less Allowances Withdrawn (1:1) [MTons] | 0 | 0 | 0 | 0 | 0
-Less Allowances Withdrawn (n:1) [MTons] | 0 | 0 | 0 | 0 | 0
Total [MTons] | 0.002219 | 0.004016 | 0.004016 | 0.004016 | 0.004016
TBtu Consumed | 0.1531 | 0.277 | 0.277 | 0.277 | 0.277
Rate - [lb/MMBtu] | 0.029 | 0.029 | 0.029 | 0.029 | 0.029
TWh Generated | 0.01399 | 0.02531 | 0.02531 | 0.02531 | 0.02531
TWh Generated Qualifying | 0.01399 | 0.02531 | 0.02531 | 0.02531 | 0.02531
Rate - [lb/MWh] | 0 | 0 | 0 | 0 | 0
Constraint Shadow Price [US$/Ton] | 0 | 0 | 0 | 0 | 0
Constraint Name: IL Fac. Spec. - NOX Rate Summer v3.1 (AGR) Constraint #: 203
Constraint Type: Rate Limit [lb/MMBtu]
Run Year, Seasons Included: 2012 SUMMER
Run Year, Seasons Included: 2015 SUMMER
Run Year, Seasons Included: 2020 SUMMER
Run Year, Seasons Included: 2025 SUMMER
Run Year, Seasons Included: 2032 SUMMER
Time Base: Seasonal/Annual | 2012-2013 | 2014-2017 | 2018-2022 | 2023-2027 | 2028-2035
Standard - [lb/MMBtu] | 0.25 | 0.25 | 0.25 | 0.25 | 0.25
-Emissions at Affected Plants [MTons] | 0 | 0 | 0 | 0 | 0
-Less Allowances Purchased [MTons] NOX | 0 | 0 | 0 | 0 | 0
-Plus Allowances Sold [MTons] NOX | 0 | 0 | 0 | 0 | 0
-Plus Allowances Banked [MTons] | 0 | 0 | 0 | 0 | 0
-Less Allowances Withdrawn (1:1) [MTons] | 0 | 0 | 0 | 0 | 0
-Less Allowances Withdrawn (n:1) [MTons] | 0 | 0 | 0 | 0 | 0
Total [MTons] | 0 | 0 | 0 | 0 | 0
TBtu Consumed | 0 | 0 | 0 | 0 | 0
Rate - [lb/MMBtu] | 0 | 0 | 0 | 0 | 0
TWh Generated | 0 | 0 | 0 | 0 | 0
TWh Generated Qualifying | 0 | 0 | 0 | 0 | 0
Rate - [lb/MWh] | 0 | 0 | 0 | 0 | 0
Constraint Shadow Price [US$/Ton] | 0 | 0 | 0 | 0 | 0
Constraint Name: IL Fac. Spec. - NOX Rate Summer v3.1 (AGS) Constraint #: 204
Constraint Type: Rate Limit [lb/MMBtu]
Run Year, Seasons Included: 2012 SUMMER
Run Year, Seasons Included: 2015 SUMMER
Run Year, Seasons Included: 2020 SUMMER
Run Year, Seasons Included: 2025 SUMMER
Run Year, Seasons Included: 2032 SUMMER
Time Base: Seasonal/Annual | 2012-2013 | 2014-2017 | 2018-2022 | 2023-2027 | 2028-2035
Standard - [lb/MMBtu] | 0.25 | 0.25 | 0.25 | 0.25 | 0.25
-Emissions at Affected Plants [MTons] | 0 | 0 | 0 | 0 | 0
-Less Allowances Purchased [MTons] NOX | 0 | 0 | 0 | 0 | 0
-Plus Allowances Sold [MTons] NOX | 0 | 0 | 0 | 0 | 0
-Plus Allowances Banked [MTons] | 0 | 0 | 0 | 0 | 0
-Less Allowances Withdrawn (1:1) [MTons] | 0 | 0 | 0 | 0 | 0
-Less Allowances Withdrawn (n:1) [MTons] | 0 | 0 | 0 | 0 | 0
Total [MTons] | 0 | 0 | 0 | 0 | 0
TBtu Consumed | 0 | 0 | 0 | 0 | 0
Rate - [lb/MMBtu] | 0 | 0 | 0 | 0 | 0
TWh Generated | 0 | 0 | 0 | 0 | 0
TWh Generated Qualifying | 0 | 0 | 0 | 0 | 0
Rate - [lb/MWh] | 0 | 0 | 0 | 0 | 0
Constraint Shadow Price [US$/Ton] | 0 | 0 | 0 | 0 | 0
Constraint Name: IL Fac. Spec. - NOX Rate Summer v3.1 (AGT) Constraint #: 205
Constraint Type: Rate Limit [lb/MMBtu]
Run Year, Seasons Included: 2012 SUMMER
Run Year, Seasons Included: 2015 SUMMER
Run Year, Seasons Included: 2020 SUMMER
Run Year, Seasons Included: 2025 SUMMER
Run Year, Seasons Included: 2032 SUMMER
Time Base: Seasonal/Annual | 2012-2013 | 2014-2017 | 2018-2022 | 2023-2027 | 2028-2035
Standard - [lb/MMBtu] | 0.25 | 0.25 | 0.25 | 0.25 | 0.25
-Emissions at Affected Plants [MTons] | 0 | 0 | 0 | 0 | 0
-Less Allowances Purchased [MTons] NOX | 0 | 0 | 0 | 0 | 0
-Plus Allowances Sold [MTons] NOX | 0 | 0 | 0 | 0 | 0
-Plus Allowances Banked [MTons] | 0 | 0 | 0 | 0 | 0
-Less Allowances Withdrawn (1:1) [MTons] | 0 | 0 | 0 | 0 | 0
-Less Allowances Withdrawn (n:1) [MTons] | 0 | 0 | 0 | 0 | 0
Total [MTons] | 0 | 0 | 0 | 0 | 0
TBtu Consumed | 0 | 0 | 0 | 0 | 0
Rate - [lb/MMBtu] | 0 | 0 | 0 | 0 | 0
TWh Generated | 0 | 0 | 0 | 0 | 0
TWh Generated Qualifying | 0 | 0 | 0 | 0 | 0
Rate - [lb/MWh] | 0 | 0 | 0 | 0 | 0
Constraint Shadow Price [US$/Ton] | 0 | 0 | 0 | 0 | 0
Constraint Name: IL Fac. Spec. - NOX Rate Summer v3.1 (AGU) Constraint #: 206
Constraint Type: Rate Limit [lb/MMBtu]
Run Year, Seasons Included: 2012 SUMMER
Run Year, Seasons Included: 2015 SUMMER
Run Year, Seasons Included: 2020 SUMMER
Run Year, Seasons Included: 2025 SUMMER
Run Year, Seasons Included: 2032 SUMMER
Time Base: Seasonal/Annual | 2012-2013 | 2014-2017 | 2018-2022 | 2023-2027 | 2028-2035
Standard - [lb/MMBtu] | 0.25 | 0.25 | 0.25 | 0.25 | 0.25
-Emissions at Affected Plants [MTons] | 0 | 0 | 0 | 0 | 0
-Less Allowances Purchased [MTons] NOX | 0 | 0 | 0 | 0 | 0
-Plus Allowances Sold [MTons] NOX | 0 | 0 | 0 | 0 | 0
-Plus Allowances Banked [MTons] | 0 | 0 | 0 | 0 | 0
-Less Allowances Withdrawn (1:1) [MTons] | 0 | 0 | 0 | 0 | 0
-Less Allowances Withdrawn (n:1) [MTons] | 0 | 0 | 0 | 0 | 0
Total [MTons] | 0 | 0 | 0 | 0 | 0
TBtu Consumed | 0 | 0 | 0 | 0 | 0
Rate - [lb/MMBtu] | 0 | 0 | 0 | 0 | 0
TWh Generated | 0 | 0 | 0 | 0 | 0
TWh Generated Qualifying | 0 | 0 | 0 | 0 | 0
Rate - [lb/MWh] | 0 | 0 | 0 | 0 | 0
Constraint Shadow Price [US$/Ton] | 0 | 0 | 0 | 0 | 0
Constraint Name: IL Fac. Spec. - NOX Rate Summer v3.1 (AGV) Constraint #: 207
Constraint Type: Rate Limit [lb/MMBtu]
Run Year, Seasons Included: 2012 SUMMER
Run Year, Seasons Included: 2015 SUMMER
Run Year, Seasons Included: 2020 SUMMER
Run Year, Seasons Included: 2025 SUMMER
Run Year, Seasons Included: 2032 SUMMER
Time Base: Seasonal/Annual | 2012-2013 | 2014-2017 | 2018-2022 | 2023-2027 | 2028-2035
Standard - [lb/MMBtu] | 0.25 | 0.25 | 0.25 | 0.25 | 0.25
-Emissions at Affected Plants [MTons] | 0 | 0 | 0 | 0 | 0
-Less Allowances Purchased [MTons] NOX | 0 | 0 | 0 | 0 | 0
-Plus Allowances Sold [MTons] NOX | 0 | 0 | 0 | 0 | 0
-Plus Allowances Banked [MTons] | 0 | 0 | 0 | 0 | 0
-Less Allowances Withdrawn (1:1) [MTons] | 0 | 0 | 0 | 0 | 0
-Less Allowances Withdrawn (n:1) [MTons] | 0 | 0 | 0 | 0 | 0
Total [MTons] | 0 | 0 | 0 | 0 | 0
TBtu Consumed | 0 | 0 | 0 | 0 | 0
Rate - [lb/MMBtu] | 0 | 0 | 0 | 0 | 0
TWh Generated | 0 | 0 | 0 | 0 | 0
TWh Generated Qualifying | 0 | 0 | 0 | 0 | 0
Rate - [lb/MWh] | 0 | 0 | 0 | 0 | 0
Constraint Shadow Price [US$/Ton] | 0 | 0 | 0 | 0 | 0
Constraint Name: IL Fac. Spec. - NOX Rate Summer v3.1 (AGW) Constraint #: 208
Constraint Type: Rate Limit [lb/MMBtu]
Run Year, Seasons Included: 2012 SUMMER
Run Year, Seasons Included: 2015 SUMMER
Run Year, Seasons Included: 2020 SUMMER
Run Year, Seasons Included: 2025 SUMMER
Run Year, Seasons Included: 2032 SUMMER
Time Base: Seasonal/Annual | 2012-2013 | 2014-2017 | 2018-2022 | 2023-2027 | 2028-2035
Standard - [lb/MMBtu] | 0.25 | 0.25 | 0.25 | 0.25 | 0.25
-Emissions at Affected Plants [MTons] | 0 | 0 | 0 | 0 | 0
-Less Allowances Purchased [MTons] NOX | 0 | 0 | 0 | 0 | 0
-Plus Allowances Sold [MTons] NOX | 0 | 0 | 0 | 0 | 0
-Plus Allowances Banked [MTons] | 0 | 0 | 0 | 0 | 0
-Less Allowances Withdrawn (1:1) [MTons] | 0 | 0 | 0 | 0 | 0
-Less Allowances Withdrawn (n:1) [MTons] | 0 | 0 | 0 | 0 | 0
Total [MTons] | 0 | 0 | 0 | 0 | 0
TBtu Consumed | 0 | 0 | 0 | 0 | 0
Rate - [lb/MMBtu] | 0 | 0 | 0 | 0 | 0
TWh Generated | 0 | 0 | 0 | 0 | 0
TWh Generated Qualifying | 0 | 0 | 0 | 0 | 0
Rate - [lb/MWh] | 0 | 0 | 0 | 0 | 0
Constraint Shadow Price [US$/Ton] | 0 | 0 | 0 | 0 | 0
Constraint Name: IL Fac. Spec. - NOX Rate Summer v3.1 (AGX) Constraint #: 209
Constraint Type: Rate Limit [lb/MMBtu]
Run Year, Seasons Included: 2012 SUMMER
Run Year, Seasons Included: 2015 SUMMER
Run Year, Seasons Included: 2020 SUMMER
Run Year, Seasons Included: 2025 SUMMER
Run Year, Seasons Included: 2032 SUMMER
Time Base: Seasonal/Annual | 2012-2013 | 2014-2017 | 2018-2022 | 2023-2027 | 2028-2035
Standard - [lb/MMBtu] | 0.25 | 0.25 | 0.25 | 0.25 | 0.25
-Emissions at Affected Plants [MTons] | 0 | 0 | 0 | 0 | 0
-Less Allowances Purchased [MTons] NOX | 0 | 0 | 0 | 0 | 0
-Plus Allowances Sold [MTons] NOX | 0 | 0 | 0 | 0 | 0
-Plus Allowances Banked [MTons] | 0 | 0 | 0 | 0 | 0
-Less Allowances Withdrawn (1:1) [MTons] | 0 | 0 | 0 | 0 | 0
-Less Allowances Withdrawn (n:1) [MTons] | 0 | 0 | 0 | 0 | 0
Total [MTons] | 0 | 0 | 0 | 0 | 0
TBtu Consumed | 0 | 0 | 0 | 0 | 0
Rate - [lb/MMBtu] | 0 | 0 | 0 | 0 | 0
TWh Generated | 0 | 0 | 0 | 0 | 0
TWh Generated Qualifying | 0 | 0 | 0 | 0 | 0
Rate - [lb/MWh] | 0 | 0 | 0 | 0 | 0
Constraint Shadow Price [US$/Ton] | 0 | 0 | 0 | 0 | 0
Constraint Name: IL Fac. Spec. - NOX Rate Summer v3.1 (AGY) Constraint #: 210
Constraint Type: Rate Limit [lb/MMBtu]
Run Year, Seasons Included: 2012 SUMMER
Run Year, Seasons Included: 2015 SUMMER
Run Year, Seasons Included: 2020 SUMMER
Run Year, Seasons Included: 2025 SUMMER
Run Year, Seasons Included: 2032 SUMMER
Time Base: Seasonal/Annual | 2012-2013 | 2014-2017 | 2018-2022 | 2023-2027 | 2028-2035
Standard - [lb/MMBtu] | 0.25 | 0.25 | 0.25 | 0.25 | 0.25
-Emissions at Affected Plants [MTons] | 0 | 0 | 0 | 0 | 0
-Less Allowances Purchased [MTons] NOX | 0 | 0 | 0 | 0 | 0
-Plus Allowances Sold [MTons] NOX | 0 | 0 | 0 | 0 | 0
-Plus Allowances Banked [MTons] | 0 | 0 | 0 | 0 | 0
-Less Allowances Withdrawn (1:1) [MTons] | 0 | 0 | 0 | 0 | 0
-Less Allowances Withdrawn (n:1) [MTons] | 0 | 0 | 0 | 0 | 0
Total [MTons] | 0 | 0 | 0 | 0 | 0
TBtu Consumed | 0 | 0 | 0 | 0 | 0
Rate - [lb/MMBtu] | 0 | 0 | 0 | 0 | 0
TWh Generated | 0 | 0 | 0 | 0 | 0
TWh Generated Qualifying | 0 | 0 | 0 | 0 | 0
Rate - [lb/MWh] | 0 | 0 | 0 | 0 | 0
Constraint Shadow Price [US$/Ton] | 0 | 0 | 0 | 0 | 0
Constraint Name: IL Fac. Spec. - NOX Rate Summer v3.1 (AGZ) Constraint #: 211
Constraint Type: Rate Limit [lb/MMBtu]
Run Year, Seasons Included: 2012 SUMMER
Run Year, Seasons Included: 2015 SUMMER
Run Year, Seasons Included: 2020 SUMMER
Run Year, Seasons Included: 2025 SUMMER
Run Year, Seasons Included: 2032 SUMMER
Time Base: Seasonal/Annual | 2012-2013 | 2014-2017 | 2018-2022 | 2023-2027 | 2028-2035
Standard - [lb/MMBtu] | 0.25 | 0.25 | 0.25 | 0.25 | 0.25
-Emissions at Affected Plants [MTons] | 0 | 0 | 0 | 0 | 0
-Less Allowances Purchased [MTons] NOX | 0 | 0 | 0 | 0 | 0
-Plus Allowances Sold [MTons] NOX | 0 | 0 | 0 | 0 | 0
-Plus Allowances Banked [MTons] | 0 | 0 | 0 | 0 | 0
-Less Allowances Withdrawn (1:1) [MTons] | 0 | 0 | 0 | 0 | 0
-Less Allowances Withdrawn (n:1) [MTons] | 0 | 0 | 0 | 0 | 0
Total [MTons] | 0 | 0 | 0 | 0 | 0
TBtu Consumed | 0 | 0 | 0 | 0 | 0
Rate - [lb/MMBtu] | 0 | 0 | 0 | 0 | 0
TWh Generated | 0 | 0 | 0 | 0 | 0
TWh Generated Qualifying | 0 | 0 | 0 | 0 | 0
Rate - [lb/MWh] | 0 | 0 | 0 | 0 | 0
Constraint Shadow Price [US$/Ton] | 0 | 0 | 0 | 0 | 0
Constraint Name: IL Fac. Spec. - NOX Rate Summer v3.1 (AHA) Constraint #: 212
Constraint Type: Rate Limit [lb/MMBtu]
Run Year, Seasons Included: 2012 SUMMER
Run Year, Seasons Included: 2015 SUMMER
Run Year, Seasons Included: 2020 SUMMER
Run Year, Seasons Included: 2025 SUMMER
Run Year, Seasons Included: 2032 SUMMER
Time Base: Seasonal/Annual | 2012-2013 | 2014-2017 | 2018-2022 | 2023-2027 | 2028-2035
Standard - [lb/MMBtu] | 0.25 | 0.25 | 0.25 | 0.25 | 0.25
-Emissions at Affected Plants [MTons] | 0 | 0 | 0 | 0 | 0.003743
-Less Allowances Purchased [MTons] NOX | 0 | 0 | 0 | 0 | 0
-Plus Allowances Sold [MTons] NOX | 0 | 0 | 0 | 0 | 0
-Plus Allowances Banked [MTons] | 0 | 0 | 0 | 0 | 0
-Less Allowances Withdrawn (1:1) [MTons] | 0 | 0 | 0 | 0 | 0
-Less Allowances Withdrawn (n:1) [MTons] | 0 | 0 | 0 | 0 | 0
Total [MTons] | 0 | 0 | 0 | 0 | 0.003743
TBtu Consumed | 0 | 0 | 0 | 0 | 0.09722
Rate - [lb/MMBtu] | 0 | 0 | 0 | 0 | 0.077
TWh Generated | 0 | 0 | 0 | 0 | 0.008436
TWh Generated Qualifying | 0 | 0 | 0 | 0 | 0.008436
Rate - [lb/MWh] | 0 | 0 | 0 | 0 | 0
Constraint Shadow Price [US$/Ton] | 0 | 0 | 0 | 0 | 0
Constraint Name: IL Fac. Spec. - NOX Rate Summer v3.1 (AHB) Constraint #: 213
Constraint Type: Rate Limit [lb/MMBtu]
Run Year, Seasons Included: 2012 SUMMER
Run Year, Seasons Included: 2015 SUMMER
Run Year, Seasons Included: 2020 SUMMER
Run Year, Seasons Included: 2025 SUMMER
Run Year, Seasons Included: 2032 SUMMER
Time Base: Seasonal/Annual | 2012-2013 | 2014-2017 | 2018-2022 | 2023-2027 | 2028-2035
Standard - [lb/MMBtu] | 0.25 | 0.25 | 0.25 | 0.25 | 0.25
-Emissions at Affected Plants [MTons] | 0 | 0 | 0 | 0 | 0.003613
-Less Allowances Purchased [MTons] NOX | 0 | 0 | 0 | 0 | 0
-Plus Allowances Sold [MTons] NOX | 0 | 0 | 0 | 0 | 0
-Plus Allowances Banked [MTons] | 0 | 0 | 0 | 0 | 0
-Less Allowances Withdrawn (1:1) [MTons] | 0 | 0 | 0 | 0 | 0
-Less Allowances Withdrawn (n:1) [MTons] | 0 | 0 | 0 | 0 | 0
Total [MTons] | 0 | 0 | 0 | 0 | 0.003613
TBtu Consumed | 0 | 0 | 0 | 0 | 0.09766
Rate - [lb/MMBtu] | 0 | 0 | 0 | 0 | 0.074
TWh Generated | 0 | 0 | 0 | 0 | 0.008436
TWh Generated Qualifying | 0 | 0 | 0 | 0 | 0.008436
Rate - [lb/MWh] | 0 | 0 | 0 | 0 | 0
Constraint Shadow Price [US$/Ton] | 0 | 0 | 0 | 0 | 0
Constraint Name: IL Fac. Spec. - NOX Rate Summer v3.1 (AHC) Constraint #: 214
Constraint Type: Rate Limit [lb/MMBtu]
Run Year, Seasons Included: 2012 SUMMER
Run Year, Seasons Included: 2015 SUMMER
Run Year, Seasons Included: 2020 SUMMER
Run Year, Seasons Included: 2025 SUMMER
Run Year, Seasons Included: 2032 SUMMER
Time Base: Seasonal/Annual | 2012-2013 | 2014-2017 | 2018-2022 | 2023-2027 | 2028-2035
Standard - [lb/MMBtu] | 0.25 | 0.25 | 0.25 | 0.25 | 0.25
-Emissions at Affected Plants [MTons] | 0 | 0 | 0 | 0 | 0.003142
-Less Allowances Purchased [MTons] NOX | 0 | 0 | 0 | 0 | 0
-Plus Allowances Sold [MTons] NOX | 0 | 0 | 0 | 0 | 0
-Plus Allowances Banked [MTons] | 0 | 0 | 0 | 0 | 0
-Less Allowances Withdrawn (1:1) [MTons] | 0 | 0 | 0 | 0 | 0
-Less Allowances Withdrawn (n:1) [MTons] | 0 | 0 | 0 | 0 | 0
Total [MTons] | 0 | 0 | 0 | 0 | 0.003142
TBtu Consumed | 0 | 0 | 0 | 0 | 0.08379
Rate - [lb/MMBtu] | 0 | 0 | 0 | 0 | 0.075
TWh Generated | 0 | 0 | 0 | 0 | 0.007233
TWh Generated Qualifying | 0 | 0 | 0 | 0 | 0.007233
Rate - [lb/MWh] | 0 | 0 | 0 | 0 | 0
Constraint Shadow Price [US$/Ton] | 0 | 0 | 0 | 0 | 0
Constraint Name: IL Fac. Spec. - NOX Rate Summer v3.1 (AHD) Constraint #: 215
Constraint Type: Rate Limit [lb/MMBtu]
Run Year, Seasons Included: 2012 SUMMER
Run Year, Seasons Included: 2015 SUMMER
Run Year, Seasons Included: 2020 SUMMER
Run Year, Seasons Included: 2025 SUMMER
Run Year, Seasons Included: 2032 SUMMER
Time Base: Seasonal/Annual | 2012-2013 | 2014-2017 | 2018-2022 | 2023-2027 | 2028-2035
Standard - [lb/MMBtu] | 0.25 | 0.25 | 0.25 | 0.25 | 0.25
-Emissions at Affected Plants [MTons] | 0 | 0 | 0 | 0 | 0.003499
-Less Allowances Purchased [MTons] NOX | 0 | 0 | 0 | 0 | 0
-Plus Allowances Sold [MTons] NOX | 0 | 0 | 0 | 0 | 0
-Plus Allowances Banked [MTons] | 0 | 0 | 0 | 0 | 0
-Less Allowances Withdrawn (1:1) [MTons] | 0 | 0 | 0 | 0 | 0
-Less Allowances Withdrawn (n:1) [MTons] | 0 | 0 | 0 | 0 | 0
Total [MTons] | 0 | 0 | 0 | 0 | 0.003499
TBtu Consumed | 0 | 0 | 0 | 0 | 0.09719
Rate - [lb/MMBtu] | 0 | 0 | 0 | 0 | 0.072
TWh Generated | 0 | 0 | 0 | 0 | 0.008436
TWh Generated Qualifying | 0 | 0 | 0 | 0 | 0.008436
Rate - [lb/MWh] | 0 | 0 | 0 | 0 | 0
Constraint Shadow Price [US$/Ton] | 0 | 0 | 0 | 0 | 0
Constraint Name: IL Fac. Spec. - NOX Rate Summer v3.1 (AHE) Constraint #: 216
Constraint Type: Rate Limit [lb/MMBtu]
Run Year, Seasons Included: 2012 SUMMER
Run Year, Seasons Included: 2015 SUMMER
Run Year, Seasons Included: 2020 SUMMER
Run Year, Seasons Included: 2025 SUMMER
Run Year, Seasons Included: 2032 SUMMER
Time Base: Seasonal/Annual | 2012-2013 | 2014-2017 | 2018-2022 | 2023-2027 | 2028-2035
Standard - [lb/MMBtu] | 0.25 | 0.25 | 0.25 | 0.25 | 0.25
-Emissions at Affected Plants [MTons] | 0 | 0 | 0 | 0 | 0.003549
-Less Allowances Purchased [MTons] NOX | 0 | 0 | 0 | 0 | 0
-Plus Allowances Sold [MTons] NOX | 0 | 0 | 0 | 0 | 0
-Plus Allowances Banked [MTons] | 0 | 0 | 0 | 0 | 0
-Less Allowances Withdrawn (1:1) [MTons] | 0 | 0 | 0 | 0 | 0
-Less Allowances Withdrawn (n:1) [MTons] | 0 | 0 | 0 | 0 | 0
Total [MTons] | 0 | 0 | 0 | 0 | 0.003549
TBtu Consumed | 0 | 0 | 0 | 0 | 0.09722
Rate - [lb/MMBtu] | 0 | 0 | 0 | 0 | 0.073
TWh Generated | 0 | 0 | 0 | 0 | 0.008436
TWh Generated Qualifying | 0 | 0 | 0 | 0 | 0.008436
Rate - [lb/MWh] | 0 | 0 | 0 | 0 | 0
Constraint Shadow Price [US$/Ton] | 0 | 0 | 0 | 0 | 0
Constraint Name: IL Fac. Spec. - NOX Rate Summer v3.1 (AHF) Constraint #: 217
Constraint Type: Rate Limit [lb/MMBtu]
Run Year, Seasons Included: 2012 SUMMER
Run Year, Seasons Included: 2015 SUMMER
Run Year, Seasons Included: 2020 SUMMER
Run Year, Seasons Included: 2025 SUMMER
Run Year, Seasons Included: 2032 SUMMER
Time Base: Seasonal/Annual | 2012-2013 | 2014-2017 | 2018-2022 | 2023-2027 | 2028-2035
Standard - [lb/MMBtu] | 0.25 | 0.25 | 0.25 | 0.25 | 0.25
-Emissions at Affected Plants [MTons] | 0 | 0 | 0 | 0 | 0
-Less Allowances Purchased [MTons] NOX | 0 | 0 | 0 | 0 | 0
-Plus Allowances Sold [MTons] NOX | 0 | 0 | 0 | 0 | 0
-Plus Allowances Banked [MTons] | 0 | 0 | 0 | 0 | 0
-Less Allowances Withdrawn (1:1) [MTons] | 0 | 0 | 0 | 0 | 0
-Less Allowances Withdrawn (n:1) [MTons] | 0 | 0 | 0 | 0 | 0
Total [MTons] | 0 | 0 | 0 | 0 | 0
TBtu Consumed | 0 | 0 | 0 | 0 | 0
Rate - [lb/MMBtu] | 0 | 0 | 0 | 0 | 0
TWh Generated | 0 | 0 | 0 | 0 | 0
TWh Generated Qualifying | 0 | 0 | 0 | 0 | 0
Rate - [lb/MWh] | 0 | 0 | 0 | 0 | 0
Constraint Shadow Price [US$/Ton] | 0 | 0 | 0 | 0 | 0
Constraint Name: IL Fac. Spec. - NOX Rate Summer v3.1 (AHG) Constraint #: 218
Constraint Type: Rate Limit [lb/MMBtu]
Run Year, Seasons Included: 2012 SUMMER
Run Year, Seasons Included: 2015 SUMMER
Run Year, Seasons Included: 2020 SUMMER
Run Year, Seasons Included: 2025 SUMMER
Run Year, Seasons Included: 2032 SUMMER
Time Base: Seasonal/Annual | 2012-2013 | 2014-2017 | 2018-2022 | 2023-2027 | 2028-2035
Standard - [lb/MMBtu] | 0.25 | 0.25 | 0.25 | 0.25 | 0.25
-Emissions at Affected Plants [MTons] | 0 | 0 | 0 | 0 | 0
-Less Allowances Purchased [MTons] NOX | 0 | 0 | 0 | 0 | 0
-Plus Allowances Sold [MTons] NOX | 0 | 0 | 0 | 0 | 0
-Plus Allowances Banked [MTons] | 0 | 0 | 0 | 0 | 0
-Less Allowances Withdrawn (1:1) [MTons] | 0 | 0 | 0 | 0 | 0
-Less Allowances Withdrawn (n:1) [MTons] | 0 | 0 | 0 | 0 | 0
Total [MTons] | 0 | 0 | 0 | 0 | 0
TBtu Consumed | 0 | 0 | 0 | 0 | 0
Rate - [lb/MMBtu] | 0 | 0 | 0 | 0 | 0
TWh Generated | 0 | 0 | 0 | 0 | 0
TWh Generated Qualifying | 0 | 0 | 0 | 0 | 0
Rate - [lb/MWh] | 0 | 0 | 0 | 0 | 0
Constraint Shadow Price [US$/Ton] | 0 | 0 | 0 | 0 | 0
Constraint Name: IL Fac. Spec. - NOX Rate Summer v3.1 (AHH) Constraint #: 219
Constraint Type: Rate Limit [lb/MMBtu]
Run Year, Seasons Included: 2012 SUMMER
Run Year, Seasons Included: 2015 SUMMER
Run Year, Seasons Included: 2020 SUMMER
Run Year, Seasons Included: 2025 SUMMER
Run Year, Seasons Included: 2032 SUMMER
Time Base: Seasonal/Annual | 2012-2013 | 2014-2017 | 2018-2022 | 2023-2027 | 2028-2035
Standard - [lb/MMBtu] | 0.25 | 0.25 | 0.25 | 0.25 | 0.25
-Emissions at Affected Plants [MTons] | 0 | 0 | 0 | 0 | 0
-Less Allowances Purchased [MTons] NOX | 0 | 0 | 0 | 0 | 0
-Plus Allowances Sold [MTons] NOX | 0 | 0 | 0 | 0 | 0
-Plus Allowances Banked [MTons] | 0 | 0 | 0 | 0 | 0
-Less Allowances Withdrawn (1:1) [MTons] | 0 | 0 | 0 | 0 | 0
-Less Allowances Withdrawn (n:1) [MTons] | 0 | 0 | 0 | 0 | 0
Total [MTons] | 0 | 0 | 0 | 0 | 0
TBtu Consumed | 0 | 0 | 0 | 0 | 0
Rate - [lb/MMBtu] | 0 | 0 | 0 | 0 | 0
TWh Generated | 0 | 0 | 0 | 0 | 0
TWh Generated Qualifying | 0 | 0 | 0 | 0 | 0
Rate - [lb/MWh] | 0 | 0 | 0 | 0 | 0
Constraint Shadow Price [US$/Ton] | 0 | 0 | 0 | 0 | 0
Constraint Name: IL Fac. Spec. - NOX Rate Summer v3.1 (AHI) Constraint #: 220
Constraint Type: Rate Limit [lb/MMBtu]
Run Year, Seasons Included: 2012 SUMMER
Run Year, Seasons Included: 2015 SUMMER
Run Year, Seasons Included: 2020 SUMMER
Run Year, Seasons Included: 2025 SUMMER
Run Year, Seasons Included: 2032 SUMMER
Time Base: Seasonal/Annual | 2012-2013 | 2014-2017 | 2018-2022 | 2023-2027 | 2028-2035
Standard - [lb/MMBtu] | 0.25 | 0.25 | 0.25 | 0.25 | 0.25
-Emissions at Affected Plants [MTons] | 0 | 0 | 0 | 0 | 0
-Less Allowances Purchased [MTons] NOX | 0 | 0 | 0 | 0 | 0
-Plus Allowances Sold [MTons] NOX | 0 | 0 | 0 | 0 | 0
-Plus Allowances Banked [MTons] | 0 | 0 | 0 | 0 | 0
-Less Allowances Withdrawn (1:1) [MTons] | 0 | 0 | 0 | 0 | 0
-Less Allowances Withdrawn (n:1) [MTons] | 0 | 0 | 0 | 0 | 0
Total [MTons] | 0 | 0 | 0 | 0 | 0
TBtu Consumed | 0 | 0 | 0 | 0 | 0
Rate - [lb/MMBtu] | 0 | 0 | 0 | 0 | 0
TWh Generated | 0 | 0 | 0 | 0 | 0
TWh Generated Qualifying | 0 | 0 | 0 | 0 | 0
Rate - [lb/MWh] | 0 | 0 | 0 | 0 | 0
Constraint Shadow Price [US$/Ton] | 0 | 0 | 0 | 0 | 0
Constraint Name: IL Fac. Spec. - NOX Rate Summer v3.1 (AHJ) Constraint #: 221
Constraint Type: Rate Limit [lb/MMBtu]
Run Year, Seasons Included: 2012 SUMMER
Run Year, Seasons Included: 2015 SUMMER
Run Year, Seasons Included: 2020 SUMMER
Run Year, Seasons Included: 2025 SUMMER
Run Year, Seasons Included: 2032 SUMMER
Time Base: Seasonal/Annual | 2012-2013 | 2014-2017 | 2018-2022 | 2023-2027 | 2028-2035
Standard - [lb/MMBtu] | 0.25 | 0.25 | 0.25 | 0.25 | 0.25
-Emissions at Affected Plants [MTons] | 0 | 0 | 0 | 0 | 0
-Less Allowances Purchased [MTons] NOX | 0 | 0 | 0 | 0 | 0
-Plus Allowances Sold [MTons] NOX | 0 | 0 | 0 | 0 | 0
-Plus Allowances Banked [MTons] | 0 | 0 | 0 | 0 | 0
-Less Allowances Withdrawn (1:1) [MTons] | 0 | 0 | 0 | 0 | 0
-Less Allowances Withdrawn (n:1) [MTons] | 0 | 0 | 0 | 0 | 0
Total [MTons] | 0 | 0 | 0 | 0 | 0
TBtu Consumed | 0 | 0 | 0 | 0 | 0
Rate - [lb/MMBtu] | 0 | 0 | 0 | 0 | 0
TWh Generated | 0 | 0 | 0 | 0 | 0
TWh Generated Qualifying | 0 | 0 | 0 | 0 | 0
Rate - [lb/MWh] | 0 | 0 | 0 | 0 | 0
Constraint Shadow Price [US$/Ton] | 0 | 0 | 0 | 0 | 0
Constraint Name: IL Fac. Spec. - NOX Rate Summer v3.1 (AHK) Constraint #: 222
Constraint Type: Rate Limit [lb/MMBtu]
Run Year, Seasons Included: 2012 SUMMER
Run Year, Seasons Included: 2015 SUMMER
Run Year, Seasons Included: 2020 SUMMER
Run Year, Seasons Included: 2025 SUMMER
Run Year, Seasons Included: 2032 SUMMER
Time Base: Seasonal/Annual | 2012-2013 | 2014-2017 | 2018-2022 | 2023-2027 | 2028-2035
Standard - [lb/MMBtu] | 0.25 | 0.25 | 0.25 | 0.25 | 0.25
-Emissions at Affected Plants [MTons] | 0 | 0 | 0 | 0 | 0
-Less Allowances Purchased [MTons] NOX | 0 | 0 | 0 | 0 | 0
-Plus Allowances Sold [MTons] NOX | 0 | 0 | 0 | 0 | 0
-Plus Allowances Banked [MTons] | 0 | 0 | 0 | 0 | 0
-Less Allowances Withdrawn (1:1) [MTons] | 0 | 0 | 0 | 0 | 0
-Less Allowances Withdrawn (n:1) [MTons] | 0 | 0 | 0 | 0 | 0
Total [MTons] | 0 | 0 | 0 | 0 | 0
TBtu Consumed | 0 | 0 | 0 | 0 | 0
Rate - [lb/MMBtu] | 0 | 0 | 0 | 0 | 0
TWh Generated | 0 | 0 | 0 | 0 | 0
TWh Generated Qualifying | 0 | 0 | 0 | 0 | 0
Rate - [lb/MWh] | 0 | 0 | 0 | 0 | 0
Constraint Shadow Price [US$/Ton] | 0 | 0 | 0 | 0 | 0
Constraint Name: IL Fac. Spec. - NOX Rate Summer v3.1 (AHL) Constraint #: 223
Constraint Type: Rate Limit [lb/MMBtu]
Run Year, Seasons Included: 2012 SUMMER
Run Year, Seasons Included: 2015 SUMMER
Run Year, Seasons Included: 2020 SUMMER
Run Year, Seasons Included: 2025 SUMMER
Run Year, Seasons Included: 2032 SUMMER
Time Base: Seasonal/Annual | 2012-2013 | 2014-2017 | 2018-2022 | 2023-2027 | 2028-2035
Standard - [lb/MMBtu] | 0.25 | 0.25 | 0.25 | 0.25 | 0.25
-Emissions at Affected Plants [MTons] | 0 | 0 | 0 | 0 | 0
-Less Allowances Purchased [MTons] NOX | 0 | 0 | 0 | 0 | 0
-Plus Allowances Sold [MTons] NOX | 0 | 0 | 0 | 0 | 0
-Plus Allowances Banked [MTons] | 0 | 0 | 0 | 0 | 0
-Less Allowances Withdrawn (1:1) [MTons] | 0 | 0 | 0 | 0 | 0
-Less Allowances Withdrawn (n:1) [MTons] | 0 | 0 | 0 | 0 | 0
Total [MTons] | 0 | 0 | 0 | 0 | 0
TBtu Consumed | 0 | 0 | 0 | 0 | 0
Rate - [lb/MMBtu] | 0 | 0 | 0 | 0 | 0
TWh Generated | 0 | 0 | 0 | 0 | 0
TWh Generated Qualifying | 0 | 0 | 0 | 0 | 0
Rate - [lb/MWh] | 0 | 0 | 0 | 0 | 0
Constraint Shadow Price [US$/Ton] | 0 | 0 | 0 | 0 | 0
Constraint Name: IL Fac. Spec. - NOX Rate Summer v3.1 (AHM) Constraint #: 224
Constraint Type: Rate Limit [lb/MMBtu]
Run Year, Seasons Included: 2012 SUMMER
Run Year, Seasons Included: 2015 SUMMER
Run Year, Seasons Included: 2020 SUMMER
Run Year, Seasons Included: 2025 SUMMER
Run Year, Seasons Included: 2032 SUMMER
Time Base: Seasonal/Annual | 2012-2013 | 2014-2017 | 2018-2022 | 2023-2027 | 2028-2035
Standard - [lb/MMBtu] | 0.25 | 0.25 | 0.25 | 0.25 | 0.25
-Emissions at Affected Plants [MTons] | 0 | 0 | 0 | 0 | 0
-Less Allowances Purchased [MTons] NOX | 0 | 0 | 0 | 0 | 0
-Plus Allowances Sold [MTons] NOX | 0 | 0 | 0 | 0 | 0
-Plus Allowances Banked [MTons] | 0 | 0 | 0 | 0 | 0
-Less Allowances Withdrawn (1:1) [MTons] | 0 | 0 | 0 | 0 | 0
-Less Allowances Withdrawn (n:1) [MTons] | 0 | 0 | 0 | 0 | 0
Total [MTons] | 0 | 0 | 0 | 0 | 0
TBtu Consumed | 0 | 0 | 0 | 0 | 0
Rate - [lb/MMBtu] | 0 | 0 | 0 | 0 | 0
TWh Generated | 0 | 0 | 0 | 0 | 0
TWh Generated Qualifying | 0 | 0 | 0 | 0 | 0
Rate - [lb/MWh] | 0 | 0 | 0 | 0 | 0
Constraint Shadow Price [US$/Ton] | 0 | 0 | 0 | 0 | 0
Constraint Name: IL Fac. Spec. - NOX Rate Summer v3.1 (AHN) Constraint #: 225
Constraint Type: Rate Limit [lb/MMBtu]
Run Year, Seasons Included: 2012 SUMMER
Run Year, Seasons Included: 2015 SUMMER
Run Year, Seasons Included: 2020 SUMMER
Run Year, Seasons Included: 2025 SUMMER
Run Year, Seasons Included: 2032 SUMMER
Time Base: Seasonal/Annual | 2012-2013 | 2014-2017 | 2018-2022 | 2023-2027 | 2028-2035
Standard - [lb/MMBtu] | 0.25 | 0.25 | 0.25 | 0.25 | 0.25
-Emissions at Affected Plants [MTons] | 0 | 0 | 0 | 0 | 0
-Less Allowances Purchased [MTons] NOX | 0 | 0 | 0 | 0 | 0
-Plus Allowances Sold [MTons] NOX | 0 | 0 | 0 | 0 | 0
-Plus Allowances Banked [MTons] | 0 | 0 | 0 | 0 | 0
-Less Allowances Withdrawn (1:1) [MTons] | 0 | 0 | 0 | 0 | 0
-Less Allowances Withdrawn (n:1) [MTons] | 0 | 0 | 0 | 0 | 0
Total [MTons] | 0 | 0 | 0 | 0 | 0
TBtu Consumed | 0 | 0 | 0 | 0 | 0
Rate - [lb/MMBtu] | 0 | 0 | 0 | 0 | 0
TWh Generated | 0 | 0 | 0 | 0 | 0
TWh Generated Qualifying | 0 | 0 | 0 | 0 | 0
Rate - [lb/MWh] | 0 | 0 | 0 | 0 | 0
Constraint Shadow Price [US$/Ton] | 0 | 0 | 0 | 0 | 0
Constraint Name: IL Fac. Spec. - NOX Rate Summer v3.1 (AHO) Constraint #: 226
Constraint Type: Rate Limit [lb/MMBtu]
Run Year, Seasons Included: 2012 SUMMER
Run Year, Seasons Included: 2015 SUMMER
Run Year, Seasons Included: 2020 SUMMER
Run Year, Seasons Included: 2025 SUMMER
Run Year, Seasons Included: 2032 SUMMER
Time Base: Seasonal/Annual | 2012-2013 | 2014-2017 | 2018-2022 | 2023-2027 | 2028-2035
Standard - [lb/MMBtu] | 0.25 | 0.25 | 0.25 | 0.25 | 0.25
-Emissions at Affected Plants [MTons] | 0 | 0 | 0 | 0 | 0
-Less Allowances Purchased [MTons] NOX | 0 | 0 | 0 | 0 | 0
-Plus Allowances Sold [MTons] NOX | 0 | 0 | 0 | 0 | 0
-Plus Allowances Banked [MTons] | 0 | 0 | 0 | 0 | 0
-Less Allowances Withdrawn (1:1) [MTons] | 0 | 0 | 0 | 0 | 0
-Less Allowances Withdrawn (n:1) [MTons] | 0 | 0 | 0 | 0 | 0
Total [MTons] | 0 | 0 | 0 | 0 | 0
TBtu Consumed | 0 | 0 | 0 | 0 | 0
Rate - [lb/MMBtu] | 0 | 0 | 0 | 0 | 0
TWh Generated | 0 | 0 | 0 | 0 | 0
TWh Generated Qualifying | 0 | 0 | 0 | 0 | 0
Rate - [lb/MWh] | 0 | 0 | 0 | 0 | 0
Constraint Shadow Price [US$/Ton] | 0 | 0 | 0 | 0 | 0
Constraint Name: IL Fac. Spec. - NOX Rate Summer v3.1 (AHP) Constraint #: 227
Constraint Type: Rate Limit [lb/MMBtu]
Run Year, Seasons Included: 2012 SUMMER
Run Year, Seasons Included: 2015 SUMMER
Run Year, Seasons Included: 2020 SUMMER
Run Year, Seasons Included: 2025 SUMMER
Run Year, Seasons Included: 2032 SUMMER
Time Base: Seasonal/Annual | 2012-2013 | 2014-2017 | 2018-2022 | 2023-2027 | 2028-2035
Standard - [lb/MMBtu] | 0.25 | 0.25 | 0.25 | 0.25 | 0.25
-Emissions at Affected Plants [MTons] | 0 | 0 | 0 | 0 | 0
-Less Allowances Purchased [MTons] NOX | 0 | 0 | 0 | 0 | 0
-Plus Allowances Sold [MTons] NOX | 0 | 0 | 0 | 0 | 0
-Plus Allowances Banked [MTons] | 0 | 0 | 0 | 0 | 0
-Less Allowances Withdrawn (1:1) [MTons] | 0 | 0 | 0 | 0 | 0
-Less Allowances Withdrawn (n:1) [MTons] | 0 | 0 | 0 | 0 | 0
Total [MTons] | 0 | 0 | 0 | 0 | 0
TBtu Consumed | 0 | 0 | 0 | 0 | 0
Rate - [lb/MMBtu] | 0 | 0 | 0 | 0 | 0
TWh Generated | 0 | 0 | 0 | 0 | 0
TWh Generated Qualifying | 0 | 0 | 0 | 0 | 0
Rate - [lb/MWh] | 0 | 0 | 0 | 0 | 0
Constraint Shadow Price [US$/Ton] | 0 | 0 | 0 | 0 | 0
Constraint Name: IL Fac. Spec. - NOX Rate Summer v3.1 (AHQ) Constraint #: 228
Constraint Type: Rate Limit [lb/MMBtu]
Run Year, Seasons Included: 2012 SUMMER
Run Year, Seasons Included: 2015 SUMMER
Run Year, Seasons Included: 2020 SUMMER
Run Year, Seasons Included: 2025 SUMMER
Run Year, Seasons Included: 2032 SUMMER
Time Base: Seasonal/Annual | 2012-2013 | 2014-2017 | 2018-2022 | 2023-2027 | 2028-2035
Standard - [lb/MMBtu] | 0.25 | 0.25 | 0.25 | 0.25 | 0.25
-Emissions at Affected Plants [MTons] | 0 | 0 | 0 | 0 | 0
-Less Allowances Purchased [MTons] NOX | 0 | 0 | 0 | 0 | 0
-Plus Allowances Sold [MTons] NOX | 0 | 0 | 0 | 0 | 0
-Plus Allowances Banked [MTons] | 0 | 0 | 0 | 0 | 0
-Less Allowances Withdrawn (1:1) [MTons] | 0 | 0 | 0 | 0 | 0
-Less Allowances Withdrawn (n:1) [MTons] | 0 | 0 | 0 | 0 | 0
Total [MTons] | 0 | 0 | 0 | 0 | 0
TBtu Consumed | 0 | 0 | 0 | 0 | 0
Rate - [lb/MMBtu] | 0 | 0 | 0 | 0 | 0
TWh Generated | 0 | 0 | 0 | 0 | 0
TWh Generated Qualifying | 0 | 0 | 0 | 0 | 0
Rate - [lb/MWh] | 0 | 0 | 0 | 0 | 0
Constraint Shadow Price [US$/Ton] | 0 | 0 | 0 | 0 | 0
Constraint Name: IL Fac. Spec. - NOX Rate Summer v3.1 (AHR) Constraint #: 229
Constraint Type: Rate Limit [lb/MMBtu]
Run Year, Seasons Included: 2012 SUMMER
Run Year, Seasons Included: 2015 SUMMER
Run Year, Seasons Included: 2020 SUMMER
Run Year, Seasons Included: 2025 SUMMER
Run Year, Seasons Included: 2032 SUMMER
Time Base: Seasonal/Annual | 2012-2013 | 2014-2017 | 2018-2022 | 2023-2027 | 2028-2035
Standard - [lb/MMBtu] | 0.25 | 0.25 | 0.25 | 0.25 | 0.25
-Emissions at Affected Plants [MTons] | 0 | 0 | 0 | 0 | 0
-Less Allowances Purchased [MTons] NOX | 0 | 0 | 0 | 0 | 0
-Plus Allowances Sold [MTons] NOX | 0 | 0 | 0 | 0 | 0
-Plus Allowances Banked [MTons] | 0 | 0 | 0 | 0 | 0
-Less Allowances Withdrawn (1:1) [MTons] | 0 | 0 | 0 | 0 | 0
-Less Allowances Withdrawn (n:1) [MTons] | 0 | 0 | 0 | 0 | 0
Total [MTons] | 0 | 0 | 0 | 0 | 0
TBtu Consumed | 0 | 0 | 0 | 0 | 0
Rate - [lb/MMBtu] | 0 | 0 | 0 | 0 | 0
TWh Generated | 0 | 0 | 0 | 0 | 0
TWh Generated Qualifying | 0 | 0 | 0 | 0 | 0
Rate - [lb/MWh] | 0 | 0 | 0 | 0 | 0
Constraint Shadow Price [US$/Ton] | 0 | 0 | 0 | 0 | 0
Constraint Name: IL Fac. Spec. - NOX Rate Summer v3.1 (AHS) Constraint #: 230
Constraint Type: Rate Limit [lb/MMBtu]
Run Year, Seasons Included: 2012 SUMMER
Run Year, Seasons Included: 2015 SUMMER
Run Year, Seasons Included: 2020 SUMMER
Run Year, Seasons Included: 2025 SUMMER
Run Year, Seasons Included: 2032 SUMMER
Time Base: Seasonal/Annual | 2012-2013 | 2014-2017 | 2018-2022 | 2023-2027 | 2028-2035
Standard - [lb/MMBtu] | 0.25 | 0.25 | 0.25 | 0.25 | 0.25
-Emissions at Affected Plants [MTons] | 0 | 0 | 0 | 0 | 0
-Less Allowances Purchased [MTons] NOX | 0 | 0 | 0 | 0 | 0
-Plus Allowances Sold [MTons] NOX | 0 | 0 | 0 | 0 | 0
-Plus Allowances Banked [MTons] | 0 | 0 | 0 | 0 | 0
-Less Allowances Withdrawn (1:1) [MTons] | 0 | 0 | 0 | 0 | 0
-Less Allowances Withdrawn (n:1) [MTons] | 0 | 0 | 0 | 0 | 0
Total [MTons] | 0 | 0 | 0 | 0 | 0
TBtu Consumed | 0 | 0 | 0 | 0 | 0
Rate - [lb/MMBtu] | 0 | 0 | 0 | 0 | 0
TWh Generated | 0 | 0 | 0 | 0 | 0
TWh Generated Qualifying | 0 | 0 | 0 | 0 | 0
Rate - [lb/MWh] | 0 | 0 | 0 | 0 | 0
Constraint Shadow Price [US$/Ton] | 0 | 0 | 0 | 0 | 0
Constraint Name: IL Fac. Spec. - NOX Rate Summer v3.1 (AHU) Constraint #: 231
Constraint Type: Rate Limit [lb/MMBtu]
Run Year, Seasons Included: 2012 SUMMER
Run Year, Seasons Included: 2015 SUMMER
Run Year, Seasons Included: 2020 SUMMER
Run Year, Seasons Included: 2025 SUMMER
Run Year, Seasons Included: 2032 SUMMER
Time Base: Seasonal/Annual | 2012-2013 | 2014-2017 | 2018-2022 | 2023-2027 | 2028-2035
Standard - [lb/MMBtu] | 0.25 | 0.25 | 0.25 | 0.25 | 0.25
-Emissions at Affected Plants [MTons] | 0 | 0 | 0 | 0 | 0
-Less Allowances Purchased [MTons] NOX | 0 | 0 | 0 | 0 | 0
-Plus Allowances Sold [MTons] NOX | 0 | 0 | 0 | 0 | 0
-Plus Allowances Banked [MTons] | 0 | 0 | 0 | 0 | 0
-Less Allowances Withdrawn (1:1) [MTons] | 0 | 0 | 0 | 0 | 0
-Less Allowances Withdrawn (n:1) [MTons] | 0 | 0 | 0 | 0 | 0
Total [MTons] | 0 | 0 | 0 | 0 | 0
TBtu Consumed | 0 | 0 | 0 | 0 | 0
Rate - [lb/MMBtu] | 0 | 0 | 0 | 0 | 0
TWh Generated | 0 | 0 | 0 | 0 | 0
TWh Generated Qualifying | 0 | 0 | 0 | 0 | 0
Rate - [lb/MWh] | 0 | 0 | 0 | 0 | 0
Constraint Shadow Price [US$/Ton] | 0 | 0 | 0 | 0 | 0
Constraint Name: IL Fac. Spec. - NOX Rate Summer v3.1 (AHV) Constraint #: 232
Constraint Type: Rate Limit [lb/MMBtu]
Run Year, Seasons Included: 2012 SUMMER
Run Year, Seasons Included: 2015 SUMMER
Run Year, Seasons Included: 2020 SUMMER
Run Year, Seasons Included: 2025 SUMMER
Run Year, Seasons Included: 2032 SUMMER
Time Base: Seasonal/Annual | 2012-2013 | 2014-2017 | 2018-2022 | 2023-2027 | 2028-2035
Standard - [lb/MMBtu] | 0.25 | 0.25 | 0.25 | 0.25 | 0.25
-Emissions at Affected Plants [MTons] | 0 | 0 | 0 | 0 | 0
-Less Allowances Purchased [MTons] NOX | 0 | 0 | 0 | 0 | 0
-Plus Allowances Sold [MTons] NOX | 0 | 0 | 0 | 0 | 0
-Plus Allowances Banked [MTons] | 0 | 0 | 0 | 0 | 0
-Less Allowances Withdrawn (1:1) [MTons] | 0 | 0 | 0 | 0 | 0
-Less Allowances Withdrawn (n:1) [MTons] | 0 | 0 | 0 | 0 | 0
Total [MTons] | 0 | 0 | 0 | 0 | 0
TBtu Consumed | 0 | 0 | 0 | 0 | 0
Rate - [lb/MMBtu] | 0 | 0 | 0 | 0 | 0
TWh Generated | 0 | 0 | 0 | 0 | 0
TWh Generated Qualifying | 0 | 0 | 0 | 0 | 0
Rate - [lb/MWh] | 0 | 0 | 0 | 0 | 0
Constraint Shadow Price [US$/Ton] | 0 | 0 | 0 | 0 | 0
Constraint Name: IL Fac. Spec. - NOX Rate Summer v3.1 (AHW) Constraint #: 233
Constraint Type: Rate Limit [lb/MMBtu]
Run Year, Seasons Included: 2012 SUMMER
Run Year, Seasons Included: 2015 SUMMER
Run Year, Seasons Included: 2020 SUMMER
Run Year, Seasons Included: 2025 SUMMER
Run Year, Seasons Included: 2032 SUMMER
Time Base: Seasonal/Annual | 2012-2013 | 2014-2017 | 2018-2022 | 2023-2027 | 2028-2035
Standard - [lb/MMBtu] | 0.25 | 0.25 | 0.25 | 0.25 | 0.25
-Emissions at Affected Plants [MTons] | 0 | 0.005351 | 0.005351 | 0.005351 | 0.005351
-Less Allowances Purchased [MTons] NOX | 0 | 0 | 0 | 0 | 0
-Plus Allowances Sold [MTons] NOX | 0 | 0 | 0 | 0 | 0
-Plus Allowances Banked [MTons] | 0 | 0 | 0 | 0 | 0
-Less Allowances Withdrawn (1:1) [MTons] | 0 | 0 | 0 | 0 | 0
-Less Allowances Withdrawn (n:1) [MTons] | 0 | 0 | 0 | 0 | 0
Total [MTons] | 0 | 0.005351 | 0.005351 | 0.005351 | 0.005351
TBtu Consumed | 0 | 0.2816 | 0.2816 | 0.2816 | 0.2816
Rate - [lb/MMBtu] | 0 | 0.038 | 0.038 | 0.038 | 0.038
TWh Generated | 0 | 0.02565 | 0.02565 | 0.02565 | 0.02565
TWh Generated Qualifying | 0 | 0.02565 | 0.02565 | 0.02565 | 0.02565
Rate - [lb/MWh] | 0 | 0 | 0 | 0 | 0
Constraint Shadow Price [US$/Ton] | 0 | 0 | 0 | 0 | 0
Constraint Name: IL Fac. Spec. - NOX Rate Summer v3.1 (AIC) Constraint #: 234
Constraint Type: Rate Limit [lb/MMBtu]
Run Year, Seasons Included: 2012 SUMMER
Run Year, Seasons Included: 2015 SUMMER
Run Year, Seasons Included: 2020 SUMMER
Run Year, Seasons Included: 2025 SUMMER
Run Year, Seasons Included: 2032 SUMMER
Time Base: Seasonal/Annual | 2012-2013 | 2014-2017 | 2018-2022 | 2023-2027 | 2028-2035
Standard - [lb/MMBtu] | 0.25 | 0.25 | 0.25 | 0.25 | 0.25
-Emissions at Affected Plants [MTons] | 0 | 0 | 0 | 0 | 0
-Less Allowances Purchased [MTons] NOX | 0 | 0 | 0 | 0 | 0
-Plus Allowances Sold [MTons] NOX | 0 | 0 | 0 | 0 | 0
-Plus Allowances Banked [MTons] | 0 | 0 | 0 | 0 | 0
-Less Allowances Withdrawn (1:1) [MTons] | 0 | 0 | 0 | 0 | 0
-Less Allowances Withdrawn (n:1) [MTons] | 0 | 0 | 0 | 0 | 0
Total [MTons] | 0 | 0 | 0 | 0 | 0
TBtu Consumed | 0 | 0 | 0 | 0 | 0
Rate - [lb/MMBtu] | 0 | 0 | 0 | 0 | 0
TWh Generated | 0 | 0 | 0 | 0 | 0
TWh Generated Qualifying | 0 | 0 | 0 | 0 | 0
Rate - [lb/MWh] | 0 | 0 | 0 | 0 | 0
Constraint Shadow Price [US$/Ton] | 0 | 0 | 0 | 0 | 0
Constraint Name: IL Fac. Spec. - NOX Rate Summer v3.1 (AID) Constraint #: 235
Constraint Type: Rate Limit [lb/MMBtu]
Run Year, Seasons Included: 2012 SUMMER
Run Year, Seasons Included: 2015 SUMMER
Run Year, Seasons Included: 2020 SUMMER
Run Year, Seasons Included: 2025 SUMMER
Run Year, Seasons Included: 2032 SUMMER
Time Base: Seasonal/Annual | 2012-2013 | 2014-2017 | 2018-2022 | 2023-2027 | 2028-2035
Standard - [lb/MMBtu] | 0.25 | 0.25 | 0.25 | 0.25 | 0.25
-Emissions at Affected Plants [MTons] | 0 | 0 | 0 | 0 | 0
-Less Allowances Purchased [MTons] NOX | 0 | 0 | 0 | 0 | 0
-Plus Allowances Sold [MTons] NOX | 0 | 0 | 0 | 0 | 0
-Plus Allowances Banked [MTons] | 0 | 0 | 0 | 0 | 0
-Less Allowances Withdrawn (1:1) [MTons] | 0 | 0 | 0 | 0 | 0
-Less Allowances Withdrawn (n:1) [MTons] | 0 | 0 | 0 | 0 | 0
Total [MTons] | 0 | 0 | 0 | 0 | 0
TBtu Consumed | 0 | 0 | 0 | 0 | 0
Rate - [lb/MMBtu] | 0 | 0 | 0 | 0 | 0
TWh Generated | 0 | 0 | 0 | 0 | 0
TWh Generated Qualifying | 0 | 0 | 0 | 0 | 0
Rate - [lb/MWh] | 0 | 0 | 0 | 0 | 0
Constraint Shadow Price [US$/Ton] | 0 | 0 | 0 | 0 | 0
Constraint Name: IL Fac. Spec. - NOX Rate Summer v3.1 (AIE) Constraint #: 236
Constraint Type: Rate Limit [lb/MMBtu]
Run Year, Seasons Included: 2012 SUMMER
Run Year, Seasons Included: 2015 SUMMER
Run Year, Seasons Included: 2020 SUMMER
Run Year, Seasons Included: 2025 SUMMER
Run Year, Seasons Included: 2032 SUMMER
Time Base: Seasonal/Annual | 2012-2013 | 2014-2017 | 2018-2022 | 2023-2027 | 2028-2035
Standard - [lb/MMBtu] | 0.25 | 0.25 | 0.25 | 0.25 | 0.25
-Emissions at Affected Plants [MTons] | 0 | 0 | 0 | 0 | 0
-Less Allowances Purchased [MTons] NOX | 0 | 0 | 0 | 0 | 0
-Plus Allowances Sold [MTons] NOX | 0 | 0 | 0 | 0 | 0
-Plus Allowances Banked [MTons] | 0 | 0 | 0 | 0 | 0
-Less Allowances Withdrawn (1:1) [MTons] | 0 | 0 | 0 | 0 | 0
-Less Allowances Withdrawn (n:1) [MTons] | 0 | 0 | 0 | 0 | 0
Total [MTons] | 0 | 0 | 0 | 0 | 0
TBtu Consumed | 0 | 0 | 0 | 0 | 0
Rate - [lb/MMBtu] | 0 | 0 | 0 | 0 | 0
TWh Generated | 0 | 0 | 0 | 0 | 0
TWh Generated Qualifying | 0 | 0 | 0 | 0 | 0
Rate - [lb/MWh] | 0 | 0 | 0 | 0 | 0
Constraint Shadow Price [US$/Ton] | 0 | 0 | 0 | 0 | 0
Constraint Name: IL Fac. Spec. - NOX Rate Summer v3.1 (ASR) Constraint #: 237
Constraint Type: Rate Limit [lb/MMBtu]
Run Year, Seasons Included: 2012 SUMMER
Run Year, Seasons Included: 2015 SUMMER
Run Year, Seasons Included: 2020 SUMMER
Run Year, Seasons Included: 2025 SUMMER
Run Year, Seasons Included: 2032 SUMMER
Time Base: Seasonal/Annual | 2012-2013 | 2014-2017 | 2018-2022 | 2023-2027 | 2028-2035
Standard - [lb/MMBtu] | 0.25 | 0.25 | 0.25 | 0.25 | 0.25
-Emissions at Affected Plants [MTons] | 0 | 0.003065 | 0.003065 | 0.003065 | 0.003065
-Less Allowances Purchased [MTons] NOX | 0 | 0 | 0 | 0 | 0
-Plus Allowances Sold [MTons] NOX | 0 | 0 | 0 | 0 | 0
-Plus Allowances Banked [MTons] | 0 | 0 | 0 | 0 | 0
-Less Allowances Withdrawn (1:1) [MTons] | 0 | 0 | 0 | 0 | 0
-Less Allowances Withdrawn (n:1) [MTons] | 0 | 0 | 0 | 0 | 0
Total [MTons] | 0 | 0.003065 | 0.003065 | 0.003065 | 0.003065
TBtu Consumed | 0 | 0.07567 | 0.07567 | 0.07567 | 0.07567
Rate - [lb/MMBtu] | 0 | 0.081 | 0.081 | 0.081 | 0.081
TWh Generated | 0 | 0.007644 | 0.007644 | 0.007644 | 0.007644
TWh Generated Qualifying | 0 | 0.007644 | 0.007644 | 0.007644 | 0.007644
Rate - [lb/MWh] | 0 | 0 | 0 | 0 | 0
Constraint Shadow Price [US$/Ton] | 0 | 0 | 0 | 0 | 0
Constraint Name: IL Fac. Spec. - NOX Rate Summer v3.1 (ASS) Constraint #: 238
Constraint Type: Rate Limit [lb/MMBtu]
Run Year, Seasons Included: 2012 SUMMER
Run Year, Seasons Included: 2015 SUMMER
Run Year, Seasons Included: 2020 SUMMER
Run Year, Seasons Included: 2025 SUMMER
Run Year, Seasons Included: 2032 SUMMER
Time Base: Seasonal/Annual | 2012-2013 | 2014-2017 | 2018-2022 | 2023-2027 | 2028-2035
Standard - [lb/MMBtu] | 0.25 | 0.25 | 0.25 | 0.25 | 0.25
-Emissions at Affected Plants [MTons] | 0 | 0.003367 | 0.003367 | 0.003367 | 0.003367
-Less Allowances Purchased [MTons] NOX | 0 | 0 | 0 | 0 | 0
-Plus Allowances Sold [MTons] NOX | 0 | 0 | 0 | 0 | 0
-Plus Allowances Banked [MTons] | 0 | 0 | 0 | 0 | 0
-Less Allowances Withdrawn (1:1) [MTons] | 0 | 0 | 0 | 0 | 0
-Less Allowances Withdrawn (n:1) [MTons] | 0 | 0 | 0 | 0 | 0
Total [MTons] | 0 | 0.003367 | 0.003367 | 0.003367 | 0.003367
TBtu Consumed | 0 | 0.07567 | 0.07567 | 0.07567 | 0.07567
Rate - [lb/MMBtu] | 0 | 0.089 | 0.089 | 0.089 | 0.089
TWh Generated | 0 | 0.007644 | 0.007644 | 0.007644 | 0.007644
TWh Generated Qualifying | 0 | 0.007644 | 0.007644 | 0.007644 | 0.007644
Rate - [lb/MWh] | 0 | 0 | 0 | 0 | 0
Constraint Shadow Price [US$/Ton] | 0 | 0 | 0 | 0 | 0
Constraint Name: IL Fac. Spec. - NOX Rate Summer v3.1 (AST) Constraint #: 239
Constraint Type: Rate Limit [lb/MMBtu]
Run Year, Seasons Included: 2012 SUMMER
Run Year, Seasons Included: 2015 SUMMER
Run Year, Seasons Included: 2020 SUMMER
Run Year, Seasons Included: 2025 SUMMER
Run Year, Seasons Included: 2032 SUMMER
Time Base: Seasonal/Annual | 2012-2013 | 2014-2017 | 2018-2022 | 2023-2027 | 2028-2035
Standard - [lb/MMBtu] | 0.25 | 0.25 | 0.25 | 0.25 | 0.25
-Emissions at Affected Plants [MTons] | 0 | 0.00409 | 0.00409 | 0.00409 | 0.00409
-Less Allowances Purchased [MTons] NOX | 0 | 0 | 0 | 0 | 0
-Plus Allowances Sold [MTons] NOX | 0 | 0 | 0 | 0 | 0
-Plus Allowances Banked [MTons] | 0 | 0 | 0 | 0 | 0
-Less Allowances Withdrawn (1:1) [MTons] | 0 | 0 | 0 | 0 | 0
-Less Allowances Withdrawn (n:1) [MTons] | 0 | 0 | 0 | 0 | 0
Total [MTons] | 0 | 0.00409 | 0.00409 | 0.00409 | 0.00409
TBtu Consumed | 0 | 0.07238 | 0.07238 | 0.07238 | 0.07238
Rate - [lb/MMBtu] | 0 | 0.113 | 0.113 | 0.113 | 0.113
TWh Generated | 0 | 0.007311 | 0.007311 | 0.007311 | 0.007311
TWh Generated Qualifying | 0 | 0.007311 | 0.007311 | 0.007311 | 0.007311
Rate - [lb/MWh] | 0 | 0 | 0 | 0 | 0
Constraint Shadow Price [US$/Ton] | 0 | 0 | 0 | 0 | 0
Constraint Name: IL Fac. Spec. - NOX Rate Summer v3.1 (ASU) Constraint #: 240
Constraint Type: Rate Limit [lb/MMBtu]
Run Year, Seasons Included: 2012 SUMMER
Run Year, Seasons Included: 2015 SUMMER
Run Year, Seasons Included: 2020 SUMMER
Run Year, Seasons Included: 2025 SUMMER
Run Year, Seasons Included: 2032 SUMMER
Time Base: Seasonal/Annual | 2012-2013 | 2014-2017 | 2018-2022 | 2023-2027 | 2028-2035
Standard - [lb/MMBtu] | 0.25 | 0.25 | 0.25 | 0.25 | 0.25
-Emissions at Affected Plants [MTons] | 0 | 0.003655 | 0.003655 | 0.003655 | 0.003655
-Less Allowances Purchased [MTons] NOX | 0 | 0 | 0 | 0 | 0
-Plus Allowances Sold [MTons] NOX | 0 | 0 | 0 | 0 | 0
-Plus Allowances Banked [MTons] | 0 | 0 | 0 | 0 | 0
-Less Allowances Withdrawn (1:1) [MTons] | 0 | 0 | 0 | 0 | 0
-Less Allowances Withdrawn (n:1) [MTons] | 0 | 0 | 0 | 0 | 0
Total [MTons] | 0 | 0.003655 | 0.003655 | 0.003655 | 0.003655
TBtu Consumed | 0 | 0.07238 | 0.07238 | 0.07238 | 0.07238
Rate - [lb/MMBtu] | 0 | 0.101 | 0.101 | 0.101 | 0.101
TWh Generated | 0 | 0.007311 | 0.007311 | 0.007311 | 0.007311
TWh Generated Qualifying | 0 | 0.007311 | 0.007311 | 0.007311 | 0.007311
Rate - [lb/MWh] | 0 | 0 | 0 | 0 | 0
Constraint Shadow Price [US$/Ton] | 0 | 0 | 0 | 0 | 0
Constraint Name: IL Fac. Spec. - NOX Rate Summer v3.1 (ASV) Constraint #: 241
Constraint Type: Rate Limit [lb/MMBtu]
Run Year, Seasons Included: 2012 SUMMER
Run Year, Seasons Included: 2015 SUMMER
Run Year, Seasons Included: 2020 SUMMER
Run Year, Seasons Included: 2025 SUMMER
Run Year, Seasons Included: 2032 SUMMER
Time Base: Seasonal/Annual | 2012-2013 | 2014-2017 | 2018-2022 | 2023-2027 | 2028-2035
Standard - [lb/MMBtu] | 0.25 | 0.25 | 0.25 | 0.25 | 0.25
-Emissions at Affected Plants [MTons] | 0 | 0.003909 | 0.003909 | 0.003909 | 0.003909
-Less Allowances Purchased [MTons] NOX | 0 | 0 | 0 | 0 | 0
-Plus Allowances Sold [MTons] NOX | 0 | 0 | 0 | 0 | 0
-Plus Allowances Banked [MTons] | 0 | 0 | 0 | 0 | 0
-Less Allowances Withdrawn (1:1) [MTons] | 0 | 0 | 0 | 0 | 0
-Less Allowances Withdrawn (n:1) [MTons] | 0 | 0 | 0 | 0 | 0
Total [MTons] | 0 | 0.003909 | 0.003909 | 0.003909 | 0.003909
TBtu Consumed | 0 | 0.07238 | 0.07238 | 0.07238 | 0.07238
Rate - [lb/MMBtu] | 0 | 0.108 | 0.108 | 0.108 | 0.108
TWh Generated | 0 | 0.007311 | 0.007311 | 0.007311 | 0.007311
TWh Generated Qualifying | 0 | 0.007311 | 0.007311 | 0.007311 | 0.007311
Rate - [lb/MWh] | 0 | 0 | 0 | 0 | 0
Constraint Shadow Price [US$/Ton] | 0 | 0 | 0 | 0 | 0
Constraint Name: IL Fac. Spec. - NOX Rate Summer v3.1 (ASW) Constraint #: 242
Constraint Type: Rate Limit [lb/MMBtu]
Run Year, Seasons Included: 2012 SUMMER
Run Year, Seasons Included: 2015 SUMMER
Run Year, Seasons Included: 2020 SUMMER
Run Year, Seasons Included: 2025 SUMMER
Run Year, Seasons Included: 2032 SUMMER
Time Base: Seasonal/Annual | 2012-2013 | 2014-2017 | 2018-2022 | 2023-2027 | 2028-2035
Standard - [lb/MMBtu] | 0.25 | 0.25 | 0.25 | 0.25 | 0.25
-Emissions at Affected Plants [MTons] | 0 | 0.004126 | 0.004126 | 0.004126 | 0.004126
-Less Allowances Purchased [MTons] NOX | 0 | 0 | 0 | 0 | 0
-Plus Allowances Sold [MTons] NOX | 0 | 0 | 0 | 0 | 0
-Plus Allowances Banked [MTons] | 0 | 0 | 0 | 0 | 0
-Less Allowances Withdrawn (1:1) [MTons] | 0 | 0 | 0 | 0 | 0
-Less Allowances Withdrawn (n:1) [MTons] | 0 | 0 | 0 | 0 | 0
Total [MTons] | 0 | 0.004126 | 0.004126 | 0.004126 | 0.004126
TBtu Consumed | 0 | 0.07238 | 0.07238 | 0.07238 | 0.07238
Rate - [lb/MMBtu] | 0 | 0.114 | 0.114 | 0.114 | 0.114
TWh Generated | 0 | 0.007311 | 0.007311 | 0.007311 | 0.007311
TWh Generated Qualifying | 0 | 0.007311 | 0.007311 | 0.007311 | 0.007311
Rate - [lb/MWh] | 0 | 0 | 0 | 0 | 0
Constraint Shadow Price [US$/Ton] | 0 | 0 | 0 | 0 | 0
Constraint Name: IL Fac. Spec. - NOX Rate Summer v3.1 (ASX) Constraint #: 243
Constraint Type: Rate Limit [lb/MMBtu]
Run Year, Seasons Included: 2012 SUMMER
Run Year, Seasons Included: 2015 SUMMER
Run Year, Seasons Included: 2020 SUMMER
Run Year, Seasons Included: 2025 SUMMER
Run Year, Seasons Included: 2032 SUMMER
Time Base: Seasonal/Annual | 2012-2013 | 2014-2017 | 2018-2022 | 2023-2027 | 2028-2035
Standard - [lb/MMBtu] | 0.25 | 0.25 | 0.25 | 0.25 | 0.25
-Emissions at Affected Plants [MTons] | 0 | 0 | 0 | 0 | 0.003407
-Less Allowances Purchased [MTons] NOX | 0 | 0 | 0 | 0 | 0
-Plus Allowances Sold [MTons] NOX | 0 | 0 | 0 | 0 | 0
-Plus Allowances Banked [MTons] | 0 | 0 | 0 | 0 | 0
-Less Allowances Withdrawn (1:1) [MTons] | 0 | 0 | 0 | 0 | 0
-Less Allowances Withdrawn (n:1) [MTons] | 0 | 0 | 0 | 0 | 0
Total [MTons] | 0 | 0 | 0 | 0 | 0.003407
TBtu Consumed | 0 | 0 | 0 | 0 | 0.07922
Rate - [lb/MMBtu] | 0 | 0 | 0 | 0 | 0.086
TWh Generated | 0 | 0 | 0 | 0 | 0.007311
TWh Generated Qualifying | 0 | 0 | 0 | 0 | 0.007311
Rate - [lb/MWh] | 0 | 0 | 0 | 0 | 0
Constraint Shadow Price [US$/Ton] | 0 | 0 | 0 | 0 | 0
Constraint Name: IL Fac. Spec. - NOX Rate Summer v3.1 (ASY) Constraint #: 244
Constraint Type: Rate Limit [lb/MMBtu]
Run Year, Seasons Included: 2012 SUMMER
Run Year, Seasons Included: 2015 SUMMER
Run Year, Seasons Included: 2020 SUMMER
Run Year, Seasons Included: 2025 SUMMER
Run Year, Seasons Included: 2032 SUMMER
Time Base: Seasonal/Annual | 2012-2013 | 2014-2017 | 2018-2022 | 2023-2027 | 2028-2035
Standard - [lb/MMBtu] | 0.25 | 0.25 | 0.25 | 0.25 | 0.25
-Emissions at Affected Plants [MTons] | 0 | 0 | 0 | 0 | 0
-Less Allowances Purchased [MTons] NOX | 0 | 0 | 0 | 0 | 0
-Plus Allowances Sold [MTons] NOX | 0 | 0 | 0 | 0 | 0
-Plus Allowances Banked [MTons] | 0 | 0 | 0 | 0 | 0
-Less Allowances Withdrawn (1:1) [MTons] | 0 | 0 | 0 | 0 | 0
-Less Allowances Withdrawn (n:1) [MTons] | 0 | 0 | 0 | 0 | 0
Total [MTons] | 0 | 0 | 0 | 0 | 0
TBtu Consumed | 0 | 0 | 0 | 0 | 0
Rate - [lb/MMBtu] | 0 | 0 | 0 | 0 | 0
TWh Generated | 0 | 0 | 0 | 0 | 0
TWh Generated Qualifying | 0 | 0 | 0 | 0 | 0
Rate - [lb/MWh] | 0 | 0 | 0 | 0 | 0
Constraint Shadow Price [US$/Ton] | 0 | 0 | 0 | 0 | 0
Constraint Name: IL Fac. Spec. - NOX Rate Summer v3.1 (ASZ) Constraint #: 245
Constraint Type: Rate Limit [lb/MMBtu]
Run Year, Seasons Included: 2012 SUMMER
Run Year, Seasons Included: 2015 SUMMER
Run Year, Seasons Included: 2020 SUMMER
Run Year, Seasons Included: 2025 SUMMER
Run Year, Seasons Included: 2032 SUMMER
Time Base: Seasonal/Annual | 2012-2013 | 2014-2017 | 2018-2022 | 2023-2027 | 2028-2035
Standard - [lb/MMBtu] | 0.25 | 0.25 | 0.25 | 0.25 | 0.25
-Emissions at Affected Plants [MTons] | 0 | 0 | 0 | 0 | 0.003361
-Less Allowances Purchased [MTons] NOX | 0 | 0 | 0 | 0 | 0
-Plus Allowances Sold [MTons] NOX | 0 | 0 | 0 | 0 | 0
-Plus Allowances Banked [MTons] | 0 | 0 | 0 | 0 | 0
-Less Allowances Withdrawn (1:1) [MTons] | 0 | 0 | 0 | 0 | 0
-Less Allowances Withdrawn (n:1) [MTons] | 0 | 0 | 0 | 0 | 0
Total [MTons] | 0 | 0 | 0 | 0 | 0.003361
TBtu Consumed | 0 | 0 | 0 | 0 | 0.07909
Rate - [lb/MMBtu] | 0 | 0 | 0 | 0 | 0.085
TWh Generated | 0 | 0 | 0 | 0 | 0.007311
TWh Generated Qualifying | 0 | 0 | 0 | 0 | 0.007311
Rate - [lb/MWh] | 0 | 0 | 0 | 0 | 0
Constraint Shadow Price [US$/Ton] | 0 | 0 | 0 | 0 | 0
Constraint Name: IL Fac. Spec. - NOX Rate Summer v3.1 (ATA) Constraint #: 246
Constraint Type: Rate Limit [lb/MMBtu]
Run Year, Seasons Included: 2012 SUMMER
Run Year, Seasons Included: 2015 SUMMER
Run Year, Seasons Included: 2020 SUMMER
Run Year, Seasons Included: 2025 SUMMER
Run Year, Seasons Included: 2032 SUMMER
Time Base: Seasonal/Annual | 2012-2013 | 2014-2017 | 2018-2022 | 2023-2027 | 2028-2035
Standard - [lb/MMBtu] | 0.25 | 0.25 | 0.25 | 0.25 | 0.25
-Emissions at Affected Plants [MTons] | 0 | 0 | 0 | 0 | 0.003416
-Less Allowances Purchased [MTons] NOX | 0 | 0 | 0 | 0 | 0
-Plus Allowances Sold [MTons] NOX | 0 | 0 | 0 | 0 | 0
-Plus Allowances Banked [MTons] | 0 | 0 | 0 | 0 | 0
-Less Allowances Withdrawn (1:1) [MTons] | 0 | 0 | 0 | 0 | 0
-Less Allowances Withdrawn (n:1) [MTons] | 0 | 0 | 0 | 0 | 0
Total [MTons] | 0 | 0 | 0 | 0 | 0.003416
TBtu Consumed | 0 | 0 | 0 | 0 | 0.07945
Rate - [lb/MMBtu] | 0 | 0 | 0 | 0 | 0.086
TWh Generated | 0 | 0 | 0 | 0 | 0.007311
TWh Generated Qualifying | 0 | 0 | 0 | 0 | 0.007311
Rate - [lb/MWh] | 0 | 0 | 0 | 0 | 0
Constraint Shadow Price [US$/Ton] | 0 | 0 | 0 | 0 | 0
Constraint Name: IL Fac. Spec. - NOX Rate Summer v3.1 (ATB) Constraint #: 247
Constraint Type: Rate Limit [lb/MMBtu]
Run Year, Seasons Included: 2012 SUMMER
Run Year, Seasons Included: 2015 SUMMER
Run Year, Seasons Included: 2020 SUMMER
Run Year, Seasons Included: 2025 SUMMER
Run Year, Seasons Included: 2032 SUMMER
Time Base: Seasonal/Annual | 2012-2013 | 2014-2017 | 2018-2022 | 2023-2027 | 2028-2035
Standard - [lb/MMBtu] | 0.25 | 0.25 | 0.25 | 0.25 | 0.25
-Emissions at Affected Plants [MTons] | 0 | 0 | 0 | 0 | 0
-Less Allowances Purchased [MTons] NOX | 0 | 0 | 0 | 0 | 0
-Plus Allowances Sold [MTons] NOX | 0 | 0 | 0 | 0 | 0
-Plus Allowances Banked [MTons] | 0 | 0 | 0 | 0 | 0
-Less Allowances Withdrawn (1:1) [MTons] | 0 | 0 | 0 | 0 | 0
-Less Allowances Withdrawn (n:1) [MTons] | 0 | 0 | 0 | 0 | 0
Total [MTons] | 0 | 0 | 0 | 0 | 0
TBtu Consumed | 0 | 0 | 0 | 0 | 0
Rate - [lb/MMBtu] | 0 | 0 | 0 | 0 | 0
TWh Generated | 0 | 0 | 0 | 0 | 0
TWh Generated Qualifying | 0 | 0 | 0 | 0 | 0
Rate - [lb/MWh] | 0 | 0 | 0 | 0 | 0
Constraint Shadow Price [US$/Ton] | 0 | 0 | 0 | 0 | 0
Constraint Name: IL Fac. Spec. - NOX Rate Summer v3.1 (ATC) Constraint #: 248
Constraint Type: Rate Limit [lb/MMBtu]
Run Year, Seasons Included: 2012 SUMMER
Run Year, Seasons Included: 2015 SUMMER
Run Year, Seasons Included: 2020 SUMMER
Run Year, Seasons Included: 2025 SUMMER
Run Year, Seasons Included: 2032 SUMMER
Time Base: Seasonal/Annual | 2012-2013 | 2014-2017 | 2018-2022 | 2023-2027 | 2028-2035
Standard - [lb/MMBtu] | 0.25 | 0.25 | 0.25 | 0.25 | 0.25
-Emissions at Affected Plants [MTons] | 0 | 0 | 0 | 0 | 0
-Less Allowances Purchased [MTons] NOX | 0 | 0 | 0 | 0 | 0
-Plus Allowances Sold [MTons] NOX | 0 | 0 | 0 | 0 | 0
-Plus Allowances Banked [MTons] | 0 | 0 | 0 | 0 | 0
-Less Allowances Withdrawn (1:1) [MTons] | 0 | 0 | 0 | 0 | 0
-Less Allowances Withdrawn (n:1) [MTons] | 0 | 0 | 0 | 0 | 0
Total [MTons] | 0 | 0 | 0 | 0 | 0
TBtu Consumed | 0 | 0 | 0 | 0 | 0
Rate - [lb/MMBtu] | 0 | 0 | 0 | 0 | 0
TWh Generated | 0 | 0 | 0 | 0 | 0
TWh Generated Qualifying | 0 | 0 | 0 | 0 | 0
Rate - [lb/MWh] | 0 | 0 | 0 | 0 | 0
Constraint Shadow Price [US$/Ton] | 0 | 0 | 0 | 0 | 0
Constraint Name: IL Fac. Spec. - NOX Rate Summer v3.1 (ATD) Constraint #: 249
Constraint Type: Rate Limit [lb/MMBtu]
Run Year, Seasons Included: 2012 SUMMER
Run Year, Seasons Included: 2015 SUMMER
Run Year, Seasons Included: 2020 SUMMER
Run Year, Seasons Included: 2025 SUMMER
Run Year, Seasons Included: 2032 SUMMER
Time Base: Seasonal/Annual | 2012-2013 | 2014-2017 | 2018-2022 | 2023-2027 | 2028-2035
Standard - [lb/MMBtu] | 0.25 | 0.25 | 0.25 | 0.25 | 0.25
-Emissions at Affected Plants [MTons] | 0 | 0 | 0 | 0 | 0
-Less Allowances Purchased [MTons] NOX | 0 | 0 | 0 | 0 | 0
-Plus Allowances Sold [MTons] NOX | 0 | 0 | 0 | 0 | 0
-Plus Allowances Banked [MTons] | 0 | 0 | 0 | 0 | 0
-Less Allowances Withdrawn (1:1) [MTons] | 0 | 0 | 0 | 0 | 0
-Less Allowances Withdrawn (n:1) [MTons] | 0 | 0 | 0 | 0 | 0
Total [MTons] | 0 | 0 | 0 | 0 | 0
TBtu Consumed | 0 | 0 | 0 | 0 | 0
Rate - [lb/MMBtu] | 0 | 0 | 0 | 0 | 0
TWh Generated | 0 | 0 | 0 | 0 | 0
TWh Generated Qualifying | 0 | 0 | 0 | 0 | 0
Rate - [lb/MWh] | 0 | 0 | 0 | 0 | 0
Constraint Shadow Price [US$/Ton] | 0 | 0 | 0 | 0 | 0
Constraint Name: IL Fac. Spec. - NOX Rate Summer v3.1 (ATE) Constraint #: 250
Constraint Type: Rate Limit [lb/MMBtu]
Run Year, Seasons Included: 2012 SUMMER
Run Year, Seasons Included: 2015 SUMMER
Run Year, Seasons Included: 2020 SUMMER
Run Year, Seasons Included: 2025 SUMMER
Run Year, Seasons Included: 2032 SUMMER
Time Base: Seasonal/Annual | 2012-2013 | 2014-2017 | 2018-2022 | 2023-2027 | 2028-2035
Standard - [lb/MMBtu] | 0.25 | 0.25 | 0.25 | 0.25 | 0.25
-Emissions at Affected Plants [MTons] | 0 | 0 | 0 | 0 | 0
-Less Allowances Purchased [MTons] NOX | 0 | 0 | 0 | 0 | 0
-Plus Allowances Sold [MTons] NOX | 0 | 0 | 0 | 0 | 0
-Plus Allowances Banked [MTons] | 0 | 0 | 0 | 0 | 0
-Less Allowances Withdrawn (1:1) [MTons] | 0 | 0 | 0 | 0 | 0
-Less Allowances Withdrawn (n:1) [MTons] | 0 | 0 | 0 | 0 | 0
Total [MTons] | 0 | 0 | 0 | 0 | 0
TBtu Consumed | 0 | 0 | 0 | 0 | 0
Rate - [lb/MMBtu] | 0 | 0 | 0 | 0 | 0
TWh Generated | 0 | 0 | 0 | 0 | 0
TWh Generated Qualifying | 0 | 0 | 0 | 0 | 0
Rate - [lb/MWh] | 0 | 0 | 0 | 0 | 0
Constraint Shadow Price [US$/Ton] | 0 | 0 | 0 | 0 | 0
Constraint Name: IL Fac. Spec. - NOX Rate Summer v3.1 (ATF) Constraint #: 251
Constraint Type: Rate Limit [lb/MMBtu]
Run Year, Seasons Included: 2012 SUMMER
Run Year, Seasons Included: 2015 SUMMER
Run Year, Seasons Included: 2020 SUMMER
Run Year, Seasons Included: 2025 SUMMER
Run Year, Seasons Included: 2032 SUMMER
Time Base: Seasonal/Annual | 2012-2013 | 2014-2017 | 2018-2022 | 2023-2027 | 2028-2035
Standard - [lb/MMBtu] | 0.25 | 0.25 | 0.25 | 0.25 | 0.25
-Emissions at Affected Plants [MTons] | 0 | 0.003655 | 0.003655 | 0.003655 | 0.003655
-Less Allowances Purchased [MTons] NOX | 0 | 0 | 0 | 0 | 0
-Plus Allowances Sold [MTons] NOX | 0 | 0 | 0 | 0 | 0
-Plus Allowances Banked [MTons] | 0 | 0 | 0 | 0 | 0
-Less Allowances Withdrawn (1:1) [MTons] | 0 | 0 | 0 | 0 | 0
-Less Allowances Withdrawn (n:1) [MTons] | 0 | 0 | 0 | 0 | 0
Total [MTons] | 0 | 0.003655 | 0.003655 | 0.003655 | 0.003655
TBtu Consumed | 0 | 0.07238 | 0.07238 | 0.07238 | 0.07238
Rate - [lb/MMBtu] | 0 | 0.101 | 0.101 | 0.101 | 0.101
TWh Generated | 0 | 0.007311 | 0.007311 | 0.007311 | 0.007311
TWh Generated Qualifying | 0 | 0.007311 | 0.007311 | 0.007311 | 0.007311
Rate - [lb/MWh] | 0 | 0 | 0 | 0 | 0
Constraint Shadow Price [US$/Ton] | 0 | 0 | 0 | 0 | 0
Constraint Name: IL Fac. Spec. - NOX Rate Summer v3.1 (ATG) Constraint #: 252
Constraint Type: Rate Limit [lb/MMBtu]
Run Year, Seasons Included: 2012 SUMMER
Run Year, Seasons Included: 2015 SUMMER
Run Year, Seasons Included: 2020 SUMMER
Run Year, Seasons Included: 2025 SUMMER
Run Year, Seasons Included: 2032 SUMMER
Time Base: Seasonal/Annual | 2012-2013 | 2014-2017 | 2018-2022 | 2023-2027 | 2028-2035
Standard - [lb/MMBtu] | 0.25 | 0.25 | 0.25 | 0.25 | 0.25
-Emissions at Affected Plants [MTons] | 0 | 0.003293 | 0.003293 | 0.003293 | 0.003293
-Less Allowances Purchased [MTons] NOX | 0 | 0 | 0 | 0 | 0
-Plus Allowances Sold [MTons] NOX | 0 | 0 | 0 | 0 | 0
-Plus Allowances Banked [MTons] | 0 | 0 | 0 | 0 | 0
-Less Allowances Withdrawn (1:1) [MTons] | 0 | 0 | 0 | 0 | 0
-Less Allowances Withdrawn (n:1) [MTons] | 0 | 0 | 0 | 0 | 0
Total [MTons] | 0 | 0.003293 | 0.003293 | 0.003293 | 0.003293
TBtu Consumed | 0 | 0.07238 | 0.07238 | 0.07238 | 0.07238
Rate - [lb/MMBtu] | 0 | 0.091 | 0.091 | 0.091 | 0.091
TWh Generated | 0 | 0.007311 | 0.007311 | 0.007311 | 0.007311
TWh Generated Qualifying | 0 | 0.007311 | 0.007311 | 0.007311 | 0.007311
Rate - [lb/MWh] | 0 | 0 | 0 | 0 | 0
Constraint Shadow Price [US$/Ton] | 0 | 0 | 0 | 0 | 0
Constraint Name: IL Fac. Spec. - NOX Rate Summer v3.1 (ATH) Constraint #: 253
Constraint Type: Rate Limit [lb/MMBtu]
Run Year, Seasons Included: 2012 SUMMER
Run Year, Seasons Included: 2015 SUMMER
Run Year, Seasons Included: 2020 SUMMER
Run Year, Seasons Included: 2025 SUMMER
Run Year, Seasons Included: 2032 SUMMER
Time Base: Seasonal/Annual | 2012-2013 | 2014-2017 | 2018-2022 | 2023-2027 | 2028-2035
Standard - [lb/MMBtu] | 0.25 | 0.25 | 0.25 | 0.25 | 0.25
-Emissions at Affected Plants [MTons] | 0 | 0 | 0 | 0 | 0
-Less Allowances Purchased [MTons] NOX | 0 | 0 | 0 | 0 | 0
-Plus Allowances Sold [MTons] NOX | 0 | 0 | 0 | 0 | 0
-Plus Allowances Banked [MTons] | 0 | 0 | 0 | 0 | 0
-Less Allowances Withdrawn (1:1) [MTons] | 0 | 0 | 0 | 0 | 0
-Less Allowances Withdrawn (n:1) [MTons] | 0 | 0 | 0 | 0 | 0
Total [MTons] | 0 | 0 | 0 | 0 | 0
TBtu Consumed | 0 | 0 | 0 | 0 | 0
Rate - [lb/MMBtu] | 0 | 0 | 0 | 0 | 0
TWh Generated | 0 | 0 | 0 | 0 | 0
TWh Generated Qualifying | 0 | 0 | 0 | 0 | 0
Rate - [lb/MWh] | 0 | 0 | 0 | 0 | 0
Constraint Shadow Price [US$/Ton] | 0 | 0 | 0 | 0 | 0
Constraint Name: IL Fac. Spec. - NOX Rate Summer v3.1 (ATI) Constraint #: 254
Constraint Type: Rate Limit [lb/MMBtu]
Run Year, Seasons Included: 2012 SUMMER
Run Year, Seasons Included: 2015 SUMMER
Run Year, Seasons Included: 2020 SUMMER
Run Year, Seasons Included: 2025 SUMMER
Run Year, Seasons Included: 2032 SUMMER
Time Base: Seasonal/Annual | 2012-2013 | 2014-2017 | 2018-2022 | 2023-2027 | 2028-2035
Standard - [lb/MMBtu] | 0.25 | 0.25 | 0.25 | 0.25 | 0.25
-Emissions at Affected Plants [MTons] | 0 | 0 | 0 | 0 | 0
-Less Allowances Purchased [MTons] NOX | 0 | 0 | 0 | 0 | 0
-Plus Allowances Sold [MTons] NOX | 0 | 0 | 0 | 0 | 0
-Plus Allowances Banked [MTons] | 0 | 0 | 0 | 0 | 0
-Less Allowances Withdrawn (1:1) [MTons] | 0 | 0 | 0 | 0 | 0
-Less Allowances Withdrawn (n:1) [MTons] | 0 | 0 | 0 | 0 | 0
Total [MTons] | 0 | 0 | 0 | 0 | 0
TBtu Consumed | 0 | 0 | 0 | 0 | 0
Rate - [lb/MMBtu] | 0 | 0 | 0 | 0 | 0
TWh Generated | 0 | 0 | 0 | 0 | 0
TWh Generated Qualifying | 0 | 0 | 0 | 0 | 0
Rate - [lb/MWh] | 0 | 0 | 0 | 0 | 0
Constraint Shadow Price [US$/Ton] | 0 | 0 | 0 | 0 | 0
Constraint Name: IL Fac. Spec. - NOX Rate Summer v3.1 (ATJ) Constraint #: 255
Constraint Type: Rate Limit [lb/MMBtu]
Run Year, Seasons Included: 2012 SUMMER
Run Year, Seasons Included: 2015 SUMMER
Run Year, Seasons Included: 2020 SUMMER
Run Year, Seasons Included: 2025 SUMMER
Run Year, Seasons Included: 2032 SUMMER
Time Base: Seasonal/Annual | 2012-2013 | 2014-2017 | 2018-2022 | 2023-2027 | 2028-2035
Standard - [lb/MMBtu] | 0.25 | 0.25 | 0.25 | 0.25 | 0.25
-Emissions at Affected Plants [MTons] | 0 | 0 | 0 | 0 | 0
-Less Allowances Purchased [MTons] NOX | 0 | 0 | 0 | 0 | 0
-Plus Allowances Sold [MTons] NOX | 0 | 0 | 0 | 0 | 0
-Plus Allowances Banked [MTons] | 0 | 0 | 0 | 0 | 0
-Less Allowances Withdrawn (1:1) [MTons] | 0 | 0 | 0 | 0 | 0
-Less Allowances Withdrawn (n:1) [MTons] | 0 | 0 | 0 | 0 | 0
Total [MTons] | 0 | 0 | 0 | 0 | 0
TBtu Consumed | 0 | 0 | 0 | 0 | 0
Rate - [lb/MMBtu] | 0 | 0 | 0 | 0 | 0
TWh Generated | 0 | 0 | 0 | 0 | 0
TWh Generated Qualifying | 0 | 0 | 0 | 0 | 0
Rate - [lb/MWh] | 0 | 0 | 0 | 0 | 0
Constraint Shadow Price [US$/Ton] | 0 | 0 | 0 | 0 | 0
Constraint Name: IL Fac. Spec. - NOX Rate Summer v3.1 (ATK) Constraint #: 256
Constraint Type: Rate Limit [lb/MMBtu]
Run Year, Seasons Included: 2012 SUMMER
Run Year, Seasons Included: 2015 SUMMER
Run Year, Seasons Included: 2020 SUMMER
Run Year, Seasons Included: 2025 SUMMER
Run Year, Seasons Included: 2032 SUMMER
Time Base: Seasonal/Annual | 2012-2013 | 2014-2017 | 2018-2022 | 2023-2027 | 2028-2035
Standard - [lb/MMBtu] | 0.25 | 0.25 | 0.25 | 0.25 | 0.25
-Emissions at Affected Plants [MTons] | 0 | 0 | 0 | 0 | 0
-Less Allowances Purchased [MTons] NOX | 0 | 0 | 0 | 0 | 0
-Plus Allowances Sold [MTons] NOX | 0 | 0 | 0 | 0 | 0
-Plus Allowances Banked [MTons] | 0 | 0 | 0 | 0 | 0
-Less Allowances Withdrawn (1:1) [MTons] | 0 | 0 | 0 | 0 | 0
-Less Allowances Withdrawn (n:1) [MTons] | 0 | 0 | 0 | 0 | 0
Total [MTons] | 0 | 0 | 0 | 0 | 0
TBtu Consumed | 0 | 0 | 0 | 0 | 0
Rate - [lb/MMBtu] | 0 | 0 | 0 | 0 | 0
TWh Generated | 0 | 0 | 0 | 0 | 0
TWh Generated Qualifying | 0 | 0 | 0 | 0 | 0
Rate - [lb/MWh] | 0 | 0 | 0 | 0 | 0
Constraint Shadow Price [US$/Ton] | 0 | 0 | 0 | 0 | 0
Constraint Name: IL Fac. Spec. - NOX Rate Summer v3.1 (ATL) Constraint #: 257
Constraint Type: Rate Limit [lb/MMBtu]
Run Year, Seasons Included: 2012 SUMMER
Run Year, Seasons Included: 2015 SUMMER
Run Year, Seasons Included: 2020 SUMMER
Run Year, Seasons Included: 2025 SUMMER
Run Year, Seasons Included: 2032 SUMMER
Time Base: Seasonal/Annual | 2012-2013 | 2014-2017 | 2018-2022 | 2023-2027 | 2028-2035
Standard - [lb/MMBtu] | 0.25 | 0.25 | 0.25 | 0.25 | 0.25
-Emissions at Affected Plants [MTons] | 0 | 0 | 0 | 0 | 0
-Less Allowances Purchased [MTons] NOX | 0 | 0 | 0 | 0 | 0
-Plus Allowances Sold [MTons] NOX | 0 | 0 | 0 | 0 | 0
-Plus Allowances Banked [MTons] | 0 | 0 | 0 | 0 | 0
-Less Allowances Withdrawn (1:1) [MTons] | 0 | 0 | 0 | 0 | 0
-Less Allowances Withdrawn (n:1) [MTons] | 0 | 0 | 0 | 0 | 0
Total [MTons] | 0 | 0 | 0 | 0 | 0
TBtu Consumed | 0 | 0 | 0 | 0 | 0
Rate - [lb/MMBtu] | 0 | 0 | 0 | 0 | 0
TWh Generated | 0 | 0 | 0 | 0 | 0
TWh Generated Qualifying | 0 | 0 | 0 | 0 | 0
Rate - [lb/MWh] | 0 | 0 | 0 | 0 | 0
Constraint Shadow Price [US$/Ton] | 0 | 0 | 0 | 0 | 0
Constraint Name: IL Fac. Spec. - NOX Rate Summer v3.1 (ATM) Constraint #: 258
Constraint Type: Rate Limit [lb/MMBtu]
Run Year, Seasons Included: 2012 SUMMER
Run Year, Seasons Included: 2015 SUMMER
Run Year, Seasons Included: 2020 SUMMER
Run Year, Seasons Included: 2025 SUMMER
Run Year, Seasons Included: 2032 SUMMER
Time Base: Seasonal/Annual | 2012-2013 | 2014-2017 | 2018-2022 | 2023-2027 | 2028-2035
Standard - [lb/MMBtu] | 0.25 | 0.25 | 0.25 | 0.25 | 0.25
-Emissions at Affected Plants [MTons] | 0 | 0 | 0 | 0 | 0
-Less Allowances Purchased [MTons] NOX | 0 | 0 | 0 | 0 | 0
-Plus Allowances Sold [MTons] NOX | 0 | 0 | 0 | 0 | 0
-Plus Allowances Banked [MTons] | 0 | 0 | 0 | 0 | 0
-Less Allowances Withdrawn (1:1) [MTons] | 0 | 0 | 0 | 0 | 0
-Less Allowances Withdrawn (n:1) [MTons] | 0 | 0 | 0 | 0 | 0
Total [MTons] | 0 | 0 | 0 | 0 | 0
TBtu Consumed | 0 | 0 | 0 | 0 | 0
Rate - [lb/MMBtu] | 0 | 0 | 0 | 0 | 0
TWh Generated | 0 | 0 | 0 | 0 | 0
TWh Generated Qualifying | 0 | 0 | 0 | 0 | 0
Rate - [lb/MWh] | 0 | 0 | 0 | 0 | 0
Constraint Shadow Price [US$/Ton] | 0 | 0 | 0 | 0 | 0
Constraint Name: IL Fac. Spec. - NOX Rate Summer v3.1 (ATN) Constraint #: 259
Constraint Type: Rate Limit [lb/MMBtu]
Run Year, Seasons Included: 2012 SUMMER
Run Year, Seasons Included: 2015 SUMMER
Run Year, Seasons Included: 2020 SUMMER
Run Year, Seasons Included: 2025 SUMMER
Run Year, Seasons Included: 2032 SUMMER
Time Base: Seasonal/Annual | 2012-2013 | 2014-2017 | 2018-2022 | 2023-2027 | 2028-2035
Standard - [lb/MMBtu] | 0.25 | 0.25 | 0.25 | 0.25 | 0.25
-Emissions at Affected Plants [MTons] | 0 | 0 | 0 | 0 | 0
-Less Allowances Purchased [MTons] NOX | 0 | 0 | 0 | 0 | 0
-Plus Allowances Sold [MTons] NOX | 0 | 0 | 0 | 0 | 0
-Plus Allowances Banked [MTons] | 0 | 0 | 0 | 0 | 0
-Less Allowances Withdrawn (1:1) [MTons] | 0 | 0 | 0 | 0 | 0
-Less Allowances Withdrawn (n:1) [MTons] | 0 | 0 | 0 | 0 | 0
Total [MTons] | 0 | 0 | 0 | 0 | 0
TBtu Consumed | 0 | 0 | 0 | 0 | 0
Rate - [lb/MMBtu] | 0 | 0 | 0 | 0 | 0
TWh Generated | 0 | 0 | 0 | 0 | 0
TWh Generated Qualifying | 0 | 0 | 0 | 0 | 0
Rate - [lb/MWh] | 0 | 0 | 0 | 0 | 0
Constraint Shadow Price [US$/Ton] | 0 | 0 | 0 | 0 | 0
Constraint Name: IL Fac. Spec. - NOX Rate Summer v3.1 (ATO) Constraint #: 260
Constraint Type: Rate Limit [lb/MMBtu]
Run Year, Seasons Included: 2012 SUMMER
Run Year, Seasons Included: 2015 SUMMER
Run Year, Seasons Included: 2020 SUMMER
Run Year, Seasons Included: 2025 SUMMER
Run Year, Seasons Included: 2032 SUMMER
Time Base: Seasonal/Annual | 2012-2013 | 2014-2017 | 2018-2022 | 2023-2027 | 2028-2035
Standard - [lb/MMBtu] | 0.25 | 0.25 | 0.25 | 0.25 | 0.25
-Emissions at Affected Plants [MTons] | 0 | 0 | 0 | 0 | 0
-Less Allowances Purchased [MTons] NOX | 0 | 0 | 0 | 0 | 0
-Plus Allowances Sold [MTons] NOX | 0 | 0 | 0 | 0 | 0
-Plus Allowances Banked [MTons] | 0 | 0 | 0 | 0 | 0
-Less Allowances Withdrawn (1:1) [MTons] | 0 | 0 | 0 | 0 | 0
-Less Allowances Withdrawn (n:1) [MTons] | 0 | 0 | 0 | 0 | 0
Total [MTons] | 0 | 0 | 0 | 0 | 0
TBtu Consumed | 0 | 0 | 0 | 0 | 0
Rate - [lb/MMBtu] | 0 | 0 | 0 | 0 | 0
TWh Generated | 0 | 0 | 0 | 0 | 0
TWh Generated Qualifying | 0 | 0 | 0 | 0 | 0
Rate - [lb/MWh] | 0 | 0 | 0 | 0 | 0
Constraint Shadow Price [US$/Ton] | 0 | 0 | 0 | 0 | 0
Constraint Name: IL Fac. Spec. - NOX Rate Summer v3.1 (ATP) Constraint #: 261
Constraint Type: Rate Limit [lb/MMBtu]
Run Year, Seasons Included: 2012 SUMMER
Run Year, Seasons Included: 2015 SUMMER
Run Year, Seasons Included: 2020 SUMMER
Run Year, Seasons Included: 2025 SUMMER
Run Year, Seasons Included: 2032 SUMMER
Time Base: Seasonal/Annual | 2012-2013 | 2014-2017 | 2018-2022 | 2023-2027 | 2028-2035
Standard - [lb/MMBtu] | 0.25 | 0.25 | 0.25 | 0.25 | 0.25
-Emissions at Affected Plants [MTons] | 0 | 0 | 0 | 0 | 0
-Less Allowances Purchased [MTons] NOX | 0 | 0 | 0 | 0 | 0
-Plus Allowances Sold [MTons] NOX | 0 | 0 | 0 | 0 | 0
-Plus Allowances Banked [MTons] | 0 | 0 | 0 | 0 | 0
-Less Allowances Withdrawn (1:1) [MTons] | 0 | 0 | 0 | 0 | 0
-Less Allowances Withdrawn (n:1) [MTons] | 0 | 0 | 0 | 0 | 0
Total [MTons] | 0 | 0 | 0 | 0 | 0
TBtu Consumed | 0 | 0 | 0 | 0 | 0
Rate - [lb/MMBtu] | 0 | 0 | 0 | 0 | 0
TWh Generated | 0 | 0 | 0 | 0 | 0
TWh Generated Qualifying | 0 | 0 | 0 | 0 | 0
Rate - [lb/MWh] | 0 | 0 | 0 | 0 | 0
Constraint Shadow Price [US$/Ton] | 0 | 0 | 0 | 0 | 0
Constraint Name: IL Fac. Spec. - NOX Rate Summer v3.1 (ATQ) Constraint #: 262
Constraint Type: Rate Limit [lb/MMBtu]
Run Year, Seasons Included: 2012 SUMMER
Run Year, Seasons Included: 2015 SUMMER
Run Year, Seasons Included: 2020 SUMMER
Run Year, Seasons Included: 2025 SUMMER
Run Year, Seasons Included: 2032 SUMMER
Time Base: Seasonal/Annual | 2012-2013 | 2014-2017 | 2018-2022 | 2023-2027 | 2028-2035
Standard - [lb/MMBtu] | 0.25 | 0.25 | 0.25 | 0.25 | 0.25
-Emissions at Affected Plants [MTons] | 0 | 0 | 0 | 0 | 0
-Less Allowances Purchased [MTons] NOX | 0 | 0 | 0 | 0 | 0
-Plus Allowances Sold [MTons] NOX | 0 | 0 | 0 | 0 | 0
-Plus Allowances Banked [MTons] | 0 | 0 | 0 | 0 | 0
-Less Allowances Withdrawn (1:1) [MTons] | 0 | 0 | 0 | 0 | 0
-Less Allowances Withdrawn (n:1) [MTons] | 0 | 0 | 0 | 0 | 0
Total [MTons] | 0 | 0 | 0 | 0 | 0
TBtu Consumed | 0 | 0 | 0 | 0 | 0
Rate - [lb/MMBtu] | 0 | 0 | 0 | 0 | 0
TWh Generated | 0 | 0 | 0 | 0 | 0
TWh Generated Qualifying | 0 | 0 | 0 | 0 | 0
Rate - [lb/MWh] | 0 | 0 | 0 | 0 | 0
Constraint Shadow Price [US$/Ton] | 0 | 0 | 0 | 0 | 0
Constraint Name: IL Fac. Spec. - NOX Rate Summer v3.1 (ATS) Constraint #: 263
Constraint Type: Rate Limit [lb/MMBtu]
Run Year, Seasons Included: 2012 SUMMER
Run Year, Seasons Included: 2015 SUMMER
Run Year, Seasons Included: 2020 SUMMER
Run Year, Seasons Included: 2025 SUMMER
Run Year, Seasons Included: 2032 SUMMER
Time Base: Seasonal/Annual | 2012-2013 | 2014-2017 | 2018-2022 | 2023-2027 | 2028-2035
Standard - [lb/MMBtu] | 0.25 | 0.25 | 0.25 | 0.25 | 0.25
-Emissions at Affected Plants [MTons] | 0 | 0 | 0 | 0 | 0
-Less Allowances Purchased [MTons] NOX | 0 | 0 | 0 | 0 | 0
-Plus Allowances Sold [MTons] NOX | 0 | 0 | 0 | 0 | 0
-Plus Allowances Banked [MTons] | 0 | 0 | 0 | 0 | 0
-Less Allowances Withdrawn (1:1) [MTons] | 0 | 0 | 0 | 0 | 0
-Less Allowances Withdrawn (n:1) [MTons] | 0 | 0 | 0 | 0 | 0
Total [MTons] | 0 | 0 | 0 | 0 | 0
TBtu Consumed | 0 | 0 | 0 | 0 | 0
Rate - [lb/MMBtu] | 0 | 0 | 0 | 0 | 0
TWh Generated | 0 | 0 | 0 | 0 | 0
TWh Generated Qualifying | 0 | 0 | 0 | 0 | 0
Rate - [lb/MWh] | 0 | 0 | 0 | 0 | 0
Constraint Shadow Price [US$/Ton] | 0 | 0 | 0 | 0 | 0
Constraint Name: IL Fac. Spec. - NOX Rate Summer v3.1 (ATT) Constraint #: 264
Constraint Type: Rate Limit [lb/MMBtu]
Run Year, Seasons Included: 2012 SUMMER
Run Year, Seasons Included: 2015 SUMMER
Run Year, Seasons Included: 2020 SUMMER
Run Year, Seasons Included: 2025 SUMMER
Run Year, Seasons Included: 2032 SUMMER
Time Base: Seasonal/Annual | 2012-2013 | 2014-2017 | 2018-2022 | 2023-2027 | 2028-2035
Standard - [lb/MMBtu] | 0.25 | 0.25 | 0.25 | 0.25 | 0.25
-Emissions at Affected Plants [MTons] | 0 | 0 | 0 | 0 | 0
-Less Allowances Purchased [MTons] NOX | 0 | 0 | 0 | 0 | 0
-Plus Allowances Sold [MTons] NOX | 0 | 0 | 0 | 0 | 0
-Plus Allowances Banked [MTons] | 0 | 0 | 0 | 0 | 0
-Less Allowances Withdrawn (1:1) [MTons] | 0 | 0 | 0 | 0 | 0
-Less Allowances Withdrawn (n:1) [MTons] | 0 | 0 | 0 | 0 | 0
Total [MTons] | 0 | 0 | 0 | 0 | 0
TBtu Consumed | 0 | 0 | 0 | 0 | 0
Rate - [lb/MMBtu] | 0 | 0 | 0 | 0 | 0
TWh Generated | 0 | 0 | 0 | 0 | 0
TWh Generated Qualifying | 0 | 0 | 0 | 0 | 0
Rate - [lb/MWh] | 0 | 0 | 0 | 0 | 0
Constraint Shadow Price [US$/Ton] | 0 | 0 | 0 | 0 | 0
Constraint Name: IL Fac. Spec. - NOX Rate Summer v3.1 (ATU) Constraint #: 265
Constraint Type: Rate Limit [lb/MMBtu]
Run Year, Seasons Included: 2012 SUMMER
Run Year, Seasons Included: 2015 SUMMER
Run Year, Seasons Included: 2020 SUMMER
Run Year, Seasons Included: 2025 SUMMER
Run Year, Seasons Included: 2032 SUMMER
Time Base: Seasonal/Annual | 2012-2013 | 2014-2017 | 2018-2022 | 2023-2027 | 2028-2035
Standard - [lb/MMBtu] | 0.25 | 0.25 | 0.25 | 0.25 | 0.25
-Emissions at Affected Plants [MTons] | 0 | 0 | 0 | 0 | 0
-Less Allowances Purchased [MTons] NOX | 0 | 0 | 0 | 0 | 0
-Plus Allowances Sold [MTons] NOX | 0 | 0 | 0 | 0 | 0
-Plus Allowances Banked [MTons] | 0 | 0 | 0 | 0 | 0
-Less Allowances Withdrawn (1:1) [MTons] | 0 | 0 | 0 | 0 | 0
-Less Allowances Withdrawn (n:1) [MTons] | 0 | 0 | 0 | 0 | 0
Total [MTons] | 0 | 0 | 0 | 0 | 0
TBtu Consumed | 0 | 0 | 0 | 0 | 0
Rate - [lb/MMBtu] | 0 | 0 | 0 | 0 | 0
TWh Generated | 0 | 0 | 0 | 0 | 0
TWh Generated Qualifying | 0 | 0 | 0 | 0 | 0
Rate - [lb/MWh] | 0 | 0 | 0 | 0 | 0
Constraint Shadow Price [US$/Ton] | 0 | 0 | 0 | 0 | 0
Constraint Name: IL Fac. Spec. - NOX Rate Summer v3.1 (ATV) Constraint #: 266
Constraint Type: Rate Limit [lb/MMBtu]
Run Year, Seasons Included: 2012 SUMMER
Run Year, Seasons Included: 2015 SUMMER
Run Year, Seasons Included: 2020 SUMMER
Run Year, Seasons Included: 2025 SUMMER
Run Year, Seasons Included: 2032 SUMMER
Time Base: Seasonal/Annual | 2012-2013 | 2014-2017 | 2018-2022 | 2023-2027 | 2028-2035
Standard - [lb/MMBtu] | 0.25 | 0.25 | 0.25 | 0.25 | 0.25
-Emissions at Affected Plants [MTons] | 0 | 0 | 0 | 0 | 0
-Less Allowances Purchased [MTons] NOX | 0 | 0 | 0 | 0 | 0
-Plus Allowances Sold [MTons] NOX | 0 | 0 | 0 | 0 | 0
-Plus Allowances Banked [MTons] | 0 | 0 | 0 | 0 | 0
-Less Allowances Withdrawn (1:1) [MTons] | 0 | 0 | 0 | 0 | 0
-Less Allowances Withdrawn (n:1) [MTons] | 0 | 0 | 0 | 0 | 0
Total [MTons] | 0 | 0 | 0 | 0 | 0
TBtu Consumed | 0 | 0 | 0 | 0 | 0
Rate - [lb/MMBtu] | 0 | 0 | 0 | 0 | 0
TWh Generated | 0 | 0 | 0 | 0 | 0
TWh Generated Qualifying | 0 | 0 | 0 | 0 | 0
Rate - [lb/MWh] | 0 | 0 | 0 | 0 | 0
Constraint Shadow Price [US$/Ton] | 0 | 0 | 0 | 0 | 0
Constraint Name: IL Fac. Spec. - NOX Rate Summer v3.1 (ATW) Constraint #: 267
Constraint Type: Rate Limit [lb/MMBtu]
Run Year, Seasons Included: 2012 SUMMER
Run Year, Seasons Included: 2015 SUMMER
Run Year, Seasons Included: 2020 SUMMER
Run Year, Seasons Included: 2025 SUMMER
Run Year, Seasons Included: 2032 SUMMER
Time Base: Seasonal/Annual | 2012-2013 | 2014-2017 | 2018-2022 | 2023-2027 | 2028-2035
Standard - [lb/MMBtu] | 0.25 | 0.25 | 0.25 | 0.25 | 0.25
-Emissions at Affected Plants [MTons] | 0 | 0 | 0 | 0 | 0
-Less Allowances Purchased [MTons] NOX | 0 | 0 | 0 | 0 | 0
-Plus Allowances Sold [MTons] NOX | 0 | 0 | 0 | 0 | 0
-Plus Allowances Banked [MTons] | 0 | 0 | 0 | 0 | 0
-Less Allowances Withdrawn (1:1) [MTons] | 0 | 0 | 0 | 0 | 0
-Less Allowances Withdrawn (n:1) [MTons] | 0 | 0 | 0 | 0 | 0
Total [MTons] | 0 | 0 | 0 | 0 | 0
TBtu Consumed | 0 | 0 | 0 | 0 | 0
Rate - [lb/MMBtu] | 0 | 0 | 0 | 0 | 0
TWh Generated | 0 | 0 | 0 | 0 | 0
TWh Generated Qualifying | 0 | 0 | 0 | 0 | 0
Rate - [lb/MWh] | 0 | 0 | 0 | 0 | 0
Constraint Shadow Price [US$/Ton] | 0 | 0 | 0 | 0 | 0
Constraint Name: IL Fac. Spec. - NOX Rate Summer v3.1 (ATX) Constraint #: 268
Constraint Type: Rate Limit [lb/MMBtu]
Run Year, Seasons Included: 2012 SUMMER
Run Year, Seasons Included: 2015 SUMMER
Run Year, Seasons Included: 2020 SUMMER
Run Year, Seasons Included: 2025 SUMMER
Run Year, Seasons Included: 2032 SUMMER
Time Base: Seasonal/Annual | 2012-2013 | 2014-2017 | 2018-2022 | 2023-2027 | 2028-2035
Standard - [lb/MMBtu] | 0.25 | 0.25 | 0.25 | 0.25 | 0.25
-Emissions at Affected Plants [MTons] | 0 | 0 | 0 | 0 | 0
-Less Allowances Purchased [MTons] NOX | 0 | 0 | 0 | 0 | 0
-Plus Allowances Sold [MTons] NOX | 0 | 0 | 0 | 0 | 0
-Plus Allowances Banked [MTons] | 0 | 0 | 0 | 0 | 0
-Less Allowances Withdrawn (1:1) [MTons] | 0 | 0 | 0 | 0 | 0
-Less Allowances Withdrawn (n:1) [MTons] | 0 | 0 | 0 | 0 | 0
Total [MTons] | 0 | 0 | 0 | 0 | 0
TBtu Consumed | 0 | 0 | 0 | 0 | 0
Rate - [lb/MMBtu] | 0 | 0 | 0 | 0 | 0
TWh Generated | 0 | 0 | 0 | 0 | 0
TWh Generated Qualifying | 0 | 0 | 0 | 0 | 0
Rate - [lb/MWh] | 0 | 0 | 0 | 0 | 0
Constraint Shadow Price [US$/Ton] | 0 | 0 | 0 | 0 | 0
Constraint Name: IL Fac. Spec. - NOX Rate Summer v3.1 (ATY) Constraint #: 269
Constraint Type: Rate Limit [lb/MMBtu]
Run Year, Seasons Included: 2012 SUMMER
Run Year, Seasons Included: 2015 SUMMER
Run Year, Seasons Included: 2020 SUMMER
Run Year, Seasons Included: 2025 SUMMER
Run Year, Seasons Included: 2032 SUMMER
Time Base: Seasonal/Annual | 2012-2013 | 2014-2017 | 2018-2022 | 2023-2027 | 2028-2035
Standard - [lb/MMBtu] | 0.25 | 0.25 | 0.25 | 0.25 | 0.25
-Emissions at Affected Plants [MTons] | 0 | 0 | 0 | 0 | 0
-Less Allowances Purchased [MTons] NOX | 0 | 0 | 0 | 0 | 0
-Plus Allowances Sold [MTons] NOX | 0 | 0 | 0 | 0 | 0
-Plus Allowances Banked [MTons] | 0 | 0 | 0 | 0 | 0
-Less Allowances Withdrawn (1:1) [MTons] | 0 | 0 | 0 | 0 | 0
-Less Allowances Withdrawn (n:1) [MTons] | 0 | 0 | 0 | 0 | 0
Total [MTons] | 0 | 0 | 0 | 0 | 0
TBtu Consumed | 0 | 0 | 0 | 0 | 0
Rate - [lb/MMBtu] | 0 | 0 | 0 | 0 | 0
TWh Generated | 0 | 0 | 0 | 0 | 0
TWh Generated Qualifying | 0 | 0 | 0 | 0 | 0
Rate - [lb/MWh] | 0 | 0 | 0 | 0 | 0
Constraint Shadow Price [US$/Ton] | 0 | 0 | 0 | 0 | 0
Constraint Name: IL Fac. Spec. - NOX Rate Summer v3.1 (ATZ) Constraint #: 270
Constraint Type: Rate Limit [lb/MMBtu]
Run Year, Seasons Included: 2012 SUMMER
Run Year, Seasons Included: 2015 SUMMER
Run Year, Seasons Included: 2020 SUMMER
Run Year, Seasons Included: 2025 SUMMER
Run Year, Seasons Included: 2032 SUMMER
Time Base: Seasonal/Annual | 2012-2013 | 2014-2017 | 2018-2022 | 2023-2027 | 2028-2035
Standard - [lb/MMBtu] | 0.25 | 0.25 | 0.25 | 0.25 | 0.25
-Emissions at Affected Plants [MTons] | 0 | 0 | 0 | 0 | 0
-Less Allowances Purchased [MTons] NOX | 0 | 0 | 0 | 0 | 0
-Plus Allowances Sold [MTons] NOX | 0 | 0 | 0 | 0 | 0
-Plus Allowances Banked [MTons] | 0 | 0 | 0 | 0 | 0
-Less Allowances Withdrawn (1:1) [MTons] | 0 | 0 | 0 | 0 | 0
-Less Allowances Withdrawn (n:1) [MTons] | 0 | 0 | 0 | 0 | 0
Total [MTons] | 0 | 0 | 0 | 0 | 0
TBtu Consumed | 0 | 0 | 0 | 0 | 0
Rate - [lb/MMBtu] | 0 | 0 | 0 | 0 | 0
TWh Generated | 0 | 0 | 0 | 0 | 0
TWh Generated Qualifying | 0 | 0 | 0 | 0 | 0
Rate - [lb/MWh] | 0 | 0 | 0 | 0 | 0
Constraint Shadow Price [US$/Ton] | 0 | 0 | 0 | 0 | 0
Constraint Name: IL Fac. Spec. - NOX Rate Summer v3.1 (AUA) Constraint #: 271
Constraint Type: Rate Limit [lb/MMBtu]
Run Year, Seasons Included: 2012 SUMMER
Run Year, Seasons Included: 2015 SUMMER
Run Year, Seasons Included: 2020 SUMMER
Run Year, Seasons Included: 2025 SUMMER
Run Year, Seasons Included: 2032 SUMMER
Time Base: Seasonal/Annual | 2012-2013 | 2014-2017 | 2018-2022 | 2023-2027 | 2028-2035
Standard - [lb/MMBtu] | 0.25 | 0.25 | 0.25 | 0.25 | 0.25
-Emissions at Affected Plants [MTons] | 0 | 0 | 0 | 0 | 0
-Less Allowances Purchased [MTons] NOX | 0 | 0 | 0 | 0 | 0
-Plus Allowances Sold [MTons] NOX | 0 | 0 | 0 | 0 | 0
-Plus Allowances Banked [MTons] | 0 | 0 | 0 | 0 | 0
-Less Allowances Withdrawn (1:1) [MTons] | 0 | 0 | 0 | 0 | 0
-Less Allowances Withdrawn (n:1) [MTons] | 0 | 0 | 0 | 0 | 0
Total [MTons] | 0 | 0 | 0 | 0 | 0
TBtu Consumed | 0 | 0 | 0 | 0 | 0
Rate - [lb/MMBtu] | 0 | 0 | 0 | 0 | 0
TWh Generated | 0 | 0 | 0 | 0 | 0
TWh Generated Qualifying | 0 | 0 | 0 | 0 | 0
Rate - [lb/MWh] | 0 | 0 | 0 | 0 | 0
Constraint Shadow Price [US$/Ton] | 0 | 0 | 0 | 0 | 0
Constraint Name: IL Fac. Spec. - NOX Rate Summer v3.1 (AUB) Constraint #: 272
Constraint Type: Rate Limit [lb/MMBtu]
Run Year, Seasons Included: 2012 SUMMER
Run Year, Seasons Included: 2015 SUMMER
Run Year, Seasons Included: 2020 SUMMER
Run Year, Seasons Included: 2025 SUMMER
Run Year, Seasons Included: 2032 SUMMER
Time Base: Seasonal/Annual | 2012-2013 | 2014-2017 | 2018-2022 | 2023-2027 | 2028-2035
Standard - [lb/MMBtu] | 0.25 | 0.25 | 0.25 | 0.25 | 0.25
-Emissions at Affected Plants [MTons] | 0 | 0 | 0 | 0 | 0
-Less Allowances Purchased [MTons] NOX | 0 | 0 | 0 | 0 | 0
-Plus Allowances Sold [MTons] NOX | 0 | 0 | 0 | 0 | 0
-Plus Allowances Banked [MTons] | 0 | 0 | 0 | 0 | 0
-Less Allowances Withdrawn (1:1) [MTons] | 0 | 0 | 0 | 0 | 0
-Less Allowances Withdrawn (n:1) [MTons] | 0 | 0 | 0 | 0 | 0
Total [MTons] | 0 | 0 | 0 | 0 | 0
TBtu Consumed | 0 | 0 | 0 | 0 | 0
Rate - [lb/MMBtu] | 0 | 0 | 0 | 0 | 0
TWh Generated | 0 | 0 | 0 | 0 | 0
TWh Generated Qualifying | 0 | 0 | 0 | 0 | 0
Rate - [lb/MWh] | 0 | 0 | 0 | 0 | 0
Constraint Shadow Price [US$/Ton] | 0 | 0 | 0 | 0 | 0
Constraint Name: IL Fac. Spec. - NOX Rate Summer v3.1 (AUP) Constraint #: 273
Constraint Type: Rate Limit [lb/MMBtu]
Run Year, Seasons Included: 2012 SUMMER
Run Year, Seasons Included: 2015 SUMMER
Run Year, Seasons Included: 2020 SUMMER
Run Year, Seasons Included: 2025 SUMMER
Run Year, Seasons Included: 2032 SUMMER
Time Base: Seasonal/Annual | 2012-2013 | 2014-2017 | 2018-2022 | 2023-2027 | 2028-2035
Standard - [lb/MMBtu] | 0.25 | 0.25 | 0.25 | 0.25 | 0.25
-Emissions at Affected Plants [MTons] | 0 | 0 | 0 | 0 | 0
-Less Allowances Purchased [MTons] NOX | 0 | 0 | 0 | 0 | 0
-Plus Allowances Sold [MTons] NOX | 0 | 0 | 0 | 0 | 0
-Plus Allowances Banked [MTons] | 0 | 0 | 0 | 0 | 0
-Less Allowances Withdrawn (1:1) [MTons] | 0 | 0 | 0 | 0 | 0
-Less Allowances Withdrawn (n:1) [MTons] | 0 | 0 | 0 | 0 | 0
Total [MTons] | 0 | 0 | 0 | 0 | 0
TBtu Consumed | 0 | 0 | 0 | 0 | 0
Rate - [lb/MMBtu] | 0 | 0 | 0 | 0 | 0
TWh Generated | 0 | 0 | 0 | 0 | 0
TWh Generated Qualifying | 0 | 0 | 0 | 0 | 0
Rate - [lb/MWh] | 0 | 0 | 0 | 0 | 0
Constraint Shadow Price [US$/Ton] | 0 | 0 | 0 | 0 | 0
Constraint Name: IL Fac. Spec. - NOX Rate Summer v3.1 (AUT) Constraint #: 274
Constraint Type: Rate Limit [lb/MMBtu]
Run Year, Seasons Included: 2012 SUMMER
Run Year, Seasons Included: 2015 SUMMER
Run Year, Seasons Included: 2020 SUMMER
Run Year, Seasons Included: 2025 SUMMER
Run Year, Seasons Included: 2032 SUMMER
Time Base: Seasonal/Annual | 2012-2013 | 2014-2017 | 2018-2022 | 2023-2027 | 2028-2035
Standard - [lb/MMBtu] | 0.25 | 0.25 | 0.25 | 0.25 | 0.25
-Emissions at Affected Plants [MTons] | 0 | 0 | 0 | 0.004713 | 0.005809
-Less Allowances Purchased [MTons] NOX | 0 | 0 | 0 | 0 | 0
-Plus Allowances Sold [MTons] NOX | 0 | 0 | 0 | 0 | 0
-Plus Allowances Banked [MTons] | 0 | 0 | 0 | 0 | 0
-Less Allowances Withdrawn (1:1) [MTons] | 0 | 0 | 0 | 0 | 0
-Less Allowances Withdrawn (n:1) [MTons] | 0 | 0 | 0 | 0 | 0
Total [MTons] | 0 | 0 | 0 | 0.004713 | 0.005809
TBtu Consumed | 0 | 0 | 0 | 0.1683 | 0.2075
Rate - [lb/MMBtu] | 0 | 0 | 0 | 0.056 | 0.056
TWh Generated | 0 | 0 | 0 | 0.01588 | 0.01957
TWh Generated Qualifying | 0 | 0 | 0 | 0.01588 | 0.01957
Rate - [lb/MWh] | 0 | 0 | 0 | 0 | 0
Constraint Shadow Price [US$/Ton] | 0 | 0 | 0 | 0 | 0
Constraint Name: IL Fac. Spec. - NOX Rate Summer v3.1 (AUU) Constraint #: 275
Constraint Type: Rate Limit [lb/MMBtu]
Run Year, Seasons Included: 2012 SUMMER
Run Year, Seasons Included: 2015 SUMMER
Run Year, Seasons Included: 2020 SUMMER
Run Year, Seasons Included: 2025 SUMMER
Run Year, Seasons Included: 2032 SUMMER
Time Base: Seasonal/Annual | 2012-2013 | 2014-2017 | 2018-2022 | 2023-2027 | 2028-2035
Standard - [lb/MMBtu] | 0.25 | 0.25 | 0.25 | 0.25 | 0.25
-Emissions at Affected Plants [MTons] | 0 | 0 | 0 | 0 | 0
-Less Allowances Purchased [MTons] NOX | 0 | 0 | 0 | 0 | 0
-Plus Allowances Sold [MTons] NOX | 0 | 0 | 0 | 0 | 0
-Plus Allowances Banked [MTons] | 0 | 0 | 0 | 0 | 0
-Less Allowances Withdrawn (1:1) [MTons] | 0 | 0 | 0 | 0 | 0
-Less Allowances Withdrawn (n:1) [MTons] | 0 | 0 | 0 | 0 | 0
Total [MTons] | 0 | 0 | 0 | 0 | 0
TBtu Consumed | 0 | 0 | 0 | 0 | 0
Rate - [lb/MMBtu] | 0 | 0 | 0 | 0 | 0
TWh Generated | 0 | 0 | 0 | 0 | 0
TWh Generated Qualifying | 0 | 0 | 0 | 0 | 0
Rate - [lb/MWh] | 0 | 0 | 0 | 0 | 0
Constraint Shadow Price [US$/Ton] | 0 | 0 | 0 | 0 | 0
Constraint Name: IL Fac. Spec. - NOX Rate Summer v3.1 (AUV) Constraint #: 276
Constraint Type: Rate Limit [lb/MMBtu]
Run Year, Seasons Included: 2012 SUMMER
Run Year, Seasons Included: 2015 SUMMER
Run Year, Seasons Included: 2020 SUMMER
Run Year, Seasons Included: 2025 SUMMER
Run Year, Seasons Included: 2032 SUMMER
Time Base: Seasonal/Annual | 2012-2013 | 2014-2017 | 2018-2022 | 2023-2027 | 2028-2035
Standard - [lb/MMBtu] | 0.25 | 0.25 | 0.25 | 0.25 | 0.25
-Emissions at Affected Plants [MTons] | 0 | 0 | 0 | 0 | 0
-Less Allowances Purchased [MTons] NOX | 0 | 0 | 0 | 0 | 0
-Plus Allowances Sold [MTons] NOX | 0 | 0 | 0 | 0 | 0
-Plus Allowances Banked [MTons] | 0 | 0 | 0 | 0 | 0
-Less Allowances Withdrawn (1:1) [MTons] | 0 | 0 | 0 | 0 | 0
-Less Allowances Withdrawn (n:1) [MTons] | 0 | 0 | 0 | 0 | 0
Total [MTons] | 0 | 0 | 0 | 0 | 0
TBtu Consumed | 0 | 0 | 0 | 0 | 0
Rate - [lb/MMBtu] | 0 | 0 | 0 | 0 | 0
TWh Generated | 0 | 0 | 0 | 0 | 0
TWh Generated Qualifying | 0 | 0 | 0 | 0 | 0
Rate - [lb/MWh] | 0 | 0 | 0 | 0 | 0
Constraint Shadow Price [US$/Ton] | 0 | 0 | 0 | 0 | 0
Constraint Name: IL Fac. Spec. - NOX Rate Summer v3.1 (AUW) Constraint #: 277
Constraint Type: Rate Limit [lb/MMBtu]
Run Year, Seasons Included: 2012 SUMMER
Run Year, Seasons Included: 2015 SUMMER
Run Year, Seasons Included: 2020 SUMMER
Run Year, Seasons Included: 2025 SUMMER
Run Year, Seasons Included: 2032 SUMMER
Time Base: Seasonal/Annual | 2012-2013 | 2014-2017 | 2018-2022 | 2023-2027 | 2028-2035
Standard - [lb/MMBtu] | 0.25 | 0.25 | 0.25 | 0.25 | 0.25
-Emissions at Affected Plants [MTons] | 0 | 0 | 0 | 0 | 0
-Less Allowances Purchased [MTons] NOX | 0 | 0 | 0 | 0 | 0
-Plus Allowances Sold [MTons] NOX | 0 | 0 | 0 | 0 | 0
-Plus Allowances Banked [MTons] | 0 | 0 | 0 | 0 | 0
-Less Allowances Withdrawn (1:1) [MTons] | 0 | 0 | 0 | 0 | 0
-Less Allowances Withdrawn (n:1) [MTons] | 0 | 0 | 0 | 0 | 0
Total [MTons] | 0 | 0 | 0 | 0 | 0
TBtu Consumed | 0 | 0 | 0 | 0 | 0
Rate - [lb/MMBtu] | 0 | 0 | 0 | 0 | 0
TWh Generated | 0 | 0 | 0 | 0 | 0
TWh Generated Qualifying | 0 | 0 | 0 | 0 | 0
Rate - [lb/MWh] | 0 | 0 | 0 | 0 | 0
Constraint Shadow Price [US$/Ton] | 0 | 0 | 0 | 0 | 0
Constraint Name: IL Fac. Spec. - NOX Rate Summer v3.1 (AVQ) Constraint #: 278
Constraint Type: Rate Limit [lb/MMBtu]
Run Year, Seasons Included: 2012 SUMMER
Run Year, Seasons Included: 2015 SUMMER
Run Year, Seasons Included: 2020 SUMMER
Run Year, Seasons Included: 2025 SUMMER
Run Year, Seasons Included: 2032 SUMMER
Time Base: Seasonal/Annual | 2012-2013 | 2014-2017 | 2018-2022 | 2023-2027 | 2028-2035
Standard - [lb/MMBtu] | 0.25 | 0.25 | 0.25 | 0.25 | 0.25
-Emissions at Affected Plants [MTons] | 0 | 0 | 0 | 0 | 0
-Less Allowances Purchased [MTons] NOX | 0 | 0 | 0 | 0 | 0
-Plus Allowances Sold [MTons] NOX | 0 | 0 | 0 | 0 | 0
-Plus Allowances Banked [MTons] | 0 | 0 | 0 | 0 | 0
-Less Allowances Withdrawn (1:1) [MTons] | 0 | 0 | 0 | 0 | 0
-Less Allowances Withdrawn (n:1) [MTons] | 0 | 0 | 0 | 0 | 0
Total [MTons] | 0 | 0 | 0 | 0 | 0
TBtu Consumed | 0 | 0 | 0 | 0 | 0
Rate - [lb/MMBtu] | 0 | 0 | 0 | 0 | 0
TWh Generated | 0 | 0 | 0 | 0 | 0
TWh Generated Qualifying | 0 | 0 | 0 | 0 | 0
Rate - [lb/MWh] | 0 | 0 | 0 | 0 | 0
Constraint Shadow Price [US$/Ton] | 0 | 0 | 0 | 0 | 0
Constraint Name: IL Fac. Spec. - NOX Rate Summer v3.1 (AVR) Constraint #: 279
Constraint Type: Rate Limit [lb/MMBtu]
Run Year, Seasons Included: 2012 SUMMER
Run Year, Seasons Included: 2015 SUMMER
Run Year, Seasons Included: 2020 SUMMER
Run Year, Seasons Included: 2025 SUMMER
Run Year, Seasons Included: 2032 SUMMER
Time Base: Seasonal/Annual | 2012-2013 | 2014-2017 | 2018-2022 | 2023-2027 | 2028-2035
Standard - [lb/MMBtu] | 0.25 | 0.25 | 0.25 | 0.25 | 0.25
-Emissions at Affected Plants [MTons] | 0 | 0 | 0 | 0 | 0
-Less Allowances Purchased [MTons] NOX | 0 | 0 | 0 | 0 | 0
-Plus Allowances Sold [MTons] NOX | 0 | 0 | 0 | 0 | 0
-Plus Allowances Banked [MTons] | 0 | 0 | 0 | 0 | 0
-Less Allowances Withdrawn (1:1) [MTons] | 0 | 0 | 0 | 0 | 0
-Less Allowances Withdrawn (n:1) [MTons] | 0 | 0 | 0 | 0 | 0
Total [MTons] | 0 | 0 | 0 | 0 | 0
TBtu Consumed | 0 | 0 | 0 | 0 | 0
Rate - [lb/MMBtu] | 0 | 0 | 0 | 0 | 0
TWh Generated | 0 | 0 | 0 | 0 | 0
TWh Generated Qualifying | 0 | 0 | 0 | 0 | 0
Rate - [lb/MWh] | 0 | 0 | 0 | 0 | 0
Constraint Shadow Price [US$/Ton] | 0 | 0 | 0 | 0 | 0
Constraint Name: IL Fac. Spec. - NOX Rate Summer v3.1 (BPU) Constraint #: 280
Constraint Type: Rate Limit [lb/MMBtu]
Run Year, Seasons Included: 2012 SUMMER
Run Year, Seasons Included: 2015 SUMMER
Run Year, Seasons Included: 2020 SUMMER
Run Year, Seasons Included: 2025 SUMMER
Run Year, Seasons Included: 2032 SUMMER
Time Base: Seasonal/Annual | 2012-2013 | 2014-2017 | 2018-2022 | 2023-2027 | 2028-2035
Standard - [lb/MMBtu] | 0.25 | 0.25 | 0.25 | 0.25 | 0.25
-Emissions at Affected Plants [MTons] | 0.006196 | 0.006196 | 0.006196 | 0.006196 | 0.006196
-Less Allowances Purchased [MTons] NOX | 0 | 0 | 0 | 0 | 0
-Plus Allowances Sold [MTons] NOX | 0 | 0 | 0 | 0 | 0
-Plus Allowances Banked [MTons] | 0 | 0 | 0 | 0 | 0
-Less Allowances Withdrawn (1:1) [MTons] | 0 | 0 | 0 | 0 | 0
-Less Allowances Withdrawn (n:1) [MTons] | 0 | 0 | 0 | 0 | 0
Total [MTons] | 0.006196 | 0.006196 | 0.006196 | 0.006196 | 0.006196
TBtu Consumed | 0.5633 | 0.5633 | 0.5633 | 0.5633 | 0.5633
Rate - [lb/MMBtu] | 0.022 | 0.022 | 0.022 | 0.022 | 0.022
TWh Generated | 0.07744 | 0.07744 | 0.07744 | 0.07744 | 0.07744
TWh Generated Qualifying | 0.07744 | 0.07744 | 0.07744 | 0.07744 | 0.07744
Rate - [lb/MWh] | 0 | 0 | 0 | 0 | 0
Constraint Shadow Price [US$/Ton] | 0 | 0 | 0 | 0 | 0
Constraint Name: IL Fac. Spec. - NOX Rate Summer v3.1 (BPV) Constraint #: 281
Constraint Type: Rate Limit [lb/MMBtu]
Run Year, Seasons Included: 2012 SUMMER
Run Year, Seasons Included: 2015 SUMMER
Run Year, Seasons Included: 2020 SUMMER
Run Year, Seasons Included: 2025 SUMMER
Run Year, Seasons Included: 2032 SUMMER
Time Base: Seasonal/Annual | 2012-2013 | 2014-2017 | 2018-2022 | 2023-2027 | 2028-2035
Standard - [lb/MMBtu] | 0.25 | 0.25 | 0.25 | 0.25 | 0.25
-Emissions at Affected Plants [MTons] | 0.006196 | 0.006196 | 0.006196 | 0.006196 | 0.006196
-Less Allowances Purchased [MTons] NOX | 0 | 0 | 0 | 0 | 0
-Plus Allowances Sold [MTons] NOX | 0 | 0 | 0 | 0 | 0
-Plus Allowances Banked [MTons] | 0 | 0 | 0 | 0 | 0
-Less Allowances Withdrawn (1:1) [MTons] | 0 | 0 | 0 | 0 | 0
-Less Allowances Withdrawn (n:1) [MTons] | 0 | 0 | 0 | 0 | 0
Total [MTons] | 0.006196 | 0.006196 | 0.006196 | 0.006196 | 0.006196
TBtu Consumed | 0.5633 | 0.5633 | 0.5633 | 0.5633 | 0.5633
Rate - [lb/MMBtu] | 0.022 | 0.022 | 0.022 | 0.022 | 0.022
TWh Generated | 0.07744 | 0.07744 | 0.07744 | 0.07744 | 0.07744
TWh Generated Qualifying | 0.07744 | 0.07744 | 0.07744 | 0.07744 | 0.07744
Rate - [lb/MWh] | 0 | 0 | 0 | 0 | 0
Constraint Shadow Price [US$/Ton] | 0 | 0 | 0 | 0 | 0
Constraint Name: IL Fac. Spec. - NOX Rate Summer v3.1 (BPW) Constraint #: 282
Constraint Type: Rate Limit [lb/MMBtu]
Run Year, Seasons Included: 2012 SUMMER
Run Year, Seasons Included: 2015 SUMMER
Run Year, Seasons Included: 2020 SUMMER
Run Year, Seasons Included: 2025 SUMMER
Run Year, Seasons Included: 2032 SUMMER
Time Base: Seasonal/Annual | 2012-2013 | 2014-2017 | 2018-2022 | 2023-2027 | 2028-2035
Standard - [lb/MMBtu] | 0.25 | 0.25 | 0.25 | 0.25 | 0.25
-Emissions at Affected Plants [MTons] | 0.006196 | 0.006196 | 0.006196 | 0.006196 | 0.006196
-Less Allowances Purchased [MTons] NOX | 0 | 0 | 0 | 0 | 0
-Plus Allowances Sold [MTons] NOX | 0 | 0 | 0 | 0 | 0
-Plus Allowances Banked [MTons] | 0 | 0 | 0 | 0 | 0
-Less Allowances Withdrawn (1:1) [MTons] | 0 | 0 | 0 | 0 | 0
-Less Allowances Withdrawn (n:1) [MTons] | 0 | 0 | 0 | 0 | 0
Total [MTons] | 0.006196 | 0.006196 | 0.006196 | 0.006196 | 0.006196
TBtu Consumed | 0.5633 | 0.5633 | 0.5633 | 0.5633 | 0.5633
Rate - [lb/MMBtu] | 0.022 | 0.022 | 0.022 | 0.022 | 0.022
TWh Generated | 0.07744 | 0.07744 | 0.07744 | 0.07744 | 0.07744
TWh Generated Qualifying | 0.07744 | 0.07744 | 0.07744 | 0.07744 | 0.07744
Rate - [lb/MWh] | 0 | 0 | 0 | 0 | 0
Constraint Shadow Price [US$/Ton] | 0 | 0 | 0 | 0 | 0
Constraint Name: IL Fac. Spec. - NOX Rate Summer v3.1 (BPX) Constraint #: 283
Constraint Type: Rate Limit [lb/MMBtu]
Run Year, Seasons Included: 2012 SUMMER
Run Year, Seasons Included: 2015 SUMMER
Run Year, Seasons Included: 2020 SUMMER
Run Year, Seasons Included: 2025 SUMMER
Run Year, Seasons Included: 2032 SUMMER
Time Base: Seasonal/Annual | 2012-2013 | 2014-2017 | 2018-2022 | 2023-2027 | 2028-2035
Standard - [lb/MMBtu] | 0.25 | 0.25 | 0.25 | 0.25 | 0.25
-Emissions at Affected Plants [MTons] | 0.002923 | 0.006196 | 0.006196 | 0.006196 | 0.006196
-Less Allowances Purchased [MTons] NOX | 0 | 0 | 0 | 0 | 0
-Plus Allowances Sold [MTons] NOX | 0 | 0 | 0 | 0 | 0
-Plus Allowances Banked [MTons] | 0 | 0 | 0 | 0 | 0
-Less Allowances Withdrawn (1:1) [MTons] | 0 | 0 | 0 | 0 | 0
-Less Allowances Withdrawn (n:1) [MTons] | 0 | 0 | 0 | 0 | 0
Total [MTons] | 0.002923 | 0.006196 | 0.006196 | 0.006196 | 0.006196
TBtu Consumed | 0.2657 | 0.5633 | 0.5633 | 0.5633 | 0.5633
Rate - [lb/MMBtu] | 0.022 | 0.022 | 0.022 | 0.022 | 0.022
TWh Generated | 0.03653 | 0.07744 | 0.07744 | 0.07744 | 0.07744
TWh Generated Qualifying | 0.03653 | 0.07744 | 0.07744 | 0.07744 | 0.07744
Rate - [lb/MWh] | 0 | 0 | 0 | 0 | 0
Constraint Shadow Price [US$/Ton] | 0 | 0 | 0 | 0 | 0
Constraint Name: IL Fac. Spec. - NOX Rate Summer v3.1 (BPY) Constraint #: 284
Constraint Type: Rate Limit [lb/MMBtu]
Run Year, Seasons Included: 2012 SUMMER
Run Year, Seasons Included: 2015 SUMMER
Run Year, Seasons Included: 2020 SUMMER
Run Year, Seasons Included: 2025 SUMMER
Run Year, Seasons Included: 2032 SUMMER
Time Base: Seasonal/Annual | 2012-2013 | 2014-2017 | 2018-2022 | 2023-2027 | 2028-2035
Standard - [lb/MMBtu] | 0.25 | 0.25 | 0.25 | 0.25 | 0.25
-Emissions at Affected Plants [MTons] | 0.001611 | 0.004841 | 0.004841 | 0.004841 | 0.004841
-Less Allowances Purchased [MTons] NOX | 0 | 0 | 0 | 0 | 0
-Plus Allowances Sold [MTons] NOX | 0 | 0 | 0 | 0 | 0
-Plus Allowances Banked [MTons] | 0 | 0 | 0 | 0 | 0
-Less Allowances Withdrawn (1:1) [MTons] | 0 | 0 | 0 | 0 | 0
-Less Allowances Withdrawn (n:1) [MTons] | 0 | 0 | 0 | 0 | 0
Total [MTons] | 0.001611 | 0.004841 | 0.004841 | 0.004841 | 0.004841
TBtu Consumed | 0.1464 | 0.4401 | 0.4401 | 0.4401 | 0.4401
Rate - [lb/MMBtu] | 0.022 | 0.022 | 0.022 | 0.022 | 0.022
TWh Generated | 0.02013 | 0.0605 | 0.0605 | 0.0605 | 0.0605
TWh Generated Qualifying | 0.02013 | 0.0605 | 0.0605 | 0.0605 | 0.0605
Rate - [lb/MWh] | 0 | 0 | 0 | 0 | 0
Constraint Shadow Price [US$/Ton] | 0 | 0 | 0 | 0 | 0
Constraint Name: IL Fac. Spec. - NOX Rate Summer v3.1 (BPZ) Constraint #: 285
Constraint Type: Rate Limit [lb/MMBtu]
Run Year, Seasons Included: 2012 SUMMER
Run Year, Seasons Included: 2015 SUMMER
Run Year, Seasons Included: 2020 SUMMER
Run Year, Seasons Included: 2025 SUMMER
Run Year, Seasons Included: 2032 SUMMER
Time Base: Seasonal/Annual | 2012-2013 | 2014-2017 | 2018-2022 | 2023-2027 | 2028-2035
Standard - [lb/MMBtu] | 0.25 | 0.25 | 0.25 | 0.25 | 0.25
-Emissions at Affected Plants [MTons] | 0.004841 | 0.004841 | 0.004841 | 0.004841 | 0.004841
-Less Allowances Purchased [MTons] NOX | 0 | 0 | 0 | 0 | 0
-Plus Allowances Sold [MTons] NOX | 0 | 0 | 0 | 0 | 0
-Plus Allowances Banked [MTons] | 0 | 0 | 0 | 0 | 0
-Less Allowances Withdrawn (1:1) [MTons] | 0 | 0 | 0 | 0 | 0
-Less Allowances Withdrawn (n:1) [MTons] | 0 | 0 | 0 | 0 | 0
Total [MTons] | 0.004841 | 0.004841 | 0.004841 | 0.004841 | 0.004841
TBtu Consumed | 0.4401 | 0.4401 | 0.4401 | 0.4401 | 0.4401
Rate - [lb/MMBtu] | 0.022 | 0.022 | 0.022 | 0.022 | 0.022
TWh Generated | 0.0605 | 0.0605 | 0.0605 | 0.0605 | 0.0605
TWh Generated Qualifying | 0.0605 | 0.0605 | 0.0605 | 0.0605 | 0.0605
Rate - [lb/MWh] | 0 | 0 | 0 | 0 | 0
Constraint Shadow Price [US$/Ton] | 0 | 0 | 0 | 0 | 0
Constraint Name: IL Fac. Spec. - NOX Rate Summer v3.1 (BQA) Constraint #: 286
Constraint Type: Rate Limit [lb/MMBtu]
Run Year, Seasons Included: 2012 SUMMER
Run Year, Seasons Included: 2015 SUMMER
Run Year, Seasons Included: 2020 SUMMER
Run Year, Seasons Included: 2025 SUMMER
Run Year, Seasons Included: 2032 SUMMER
Time Base: Seasonal/Annual | 2012-2013 | 2014-2017 | 2018-2022 | 2023-2027 | 2028-2035
Standard - [lb/MMBtu] | 0.25 | 0.25 | 0.25 | 0.25 | 0.25
-Emissions at Affected Plants [MTons] | 0.004841 | 0.004841 | 0.004841 | 0.004841 | 0.004841
-Less Allowances Purchased [MTons] NOX | 0 | 0 | 0 | 0 | 0
-Plus Allowances Sold [MTons] NOX | 0 | 0 | 0 | 0 | 0
-Plus Allowances Banked [MTons] | 0 | 0 | 0 | 0 | 0
-Less Allowances Withdrawn (1:1) [MTons] | 0 | 0 | 0 | 0 | 0
-Less Allowances Withdrawn (n:1) [MTons] | 0 | 0 | 0 | 0 | 0
Total [MTons] | 0.004841 | 0.004841 | 0.004841 | 0.004841 | 0.004841
TBtu Consumed | 0.4401 | 0.4401 | 0.4401 | 0.4401 | 0.4401
Rate - [lb/MMBtu] | 0.022 | 0.022 | 0.022 | 0.022 | 0.022
TWh Generated | 0.0605 | 0.0605 | 0.0605 | 0.0605 | 0.0605
TWh Generated Qualifying | 0.0605 | 0.0605 | 0.0605 | 0.0605 | 0.0605
Rate - [lb/MWh] | 0 | 0 | 0 | 0 | 0
Constraint Shadow Price [US$/Ton] | 0 | 0 | 0 | 0 | 0
Constraint Name: IL Fac. Spec. - NOX Rate Summer v3.1 (BQB) Constraint #: 287
Constraint Type: Rate Limit [lb/MMBtu]
Run Year, Seasons Included: 2012 SUMMER
Run Year, Seasons Included: 2015 SUMMER
Run Year, Seasons Included: 2020 SUMMER
Run Year, Seasons Included: 2025 SUMMER
Run Year, Seasons Included: 2032 SUMMER
Time Base: Seasonal/Annual | 2012-2013 | 2014-2017 | 2018-2022 | 2023-2027 | 2028-2035
Standard - [lb/MMBtu] | 0.25 | 0.25 | 0.25 | 0.25 | 0.25
-Emissions at Affected Plants [MTons] | 0.001611 | 0.004841 | 0.004841 | 0.004841 | 0.004841
-Less Allowances Purchased [MTons] NOX | 0 | 0 | 0 | 0 | 0
-Plus Allowances Sold [MTons] NOX | 0 | 0 | 0 | 0 | 0
-Plus Allowances Banked [MTons] | 0 | 0 | 0 | 0 | 0
-Less Allowances Withdrawn (1:1) [MTons] | 0 | 0 | 0 | 0 | 0
-Less Allowances Withdrawn (n:1) [MTons] | 0 | 0 | 0 | 0 | 0
Total [MTons] | 0.001611 | 0.004841 | 0.004841 | 0.004841 | 0.004841
TBtu Consumed | 0.1464 | 0.4401 | 0.4401 | 0.4401 | 0.4401
Rate - [lb/MMBtu] | 0.022 | 0.022 | 0.022 | 0.022 | 0.022
TWh Generated | 0.02013 | 0.0605 | 0.0605 | 0.0605 | 0.0605
TWh Generated Qualifying | 0.02013 | 0.0605 | 0.0605 | 0.0605 | 0.0605
Rate - [lb/MWh] | 0 | 0 | 0 | 0 | 0
Constraint Shadow Price [US$/Ton] | 0 | 0 | 0 | 0 | 0
Constraint Name: IL Fac. Spec. - NOX Rate Summer v3.1 (BQC) Constraint #: 288
Constraint Type: Rate Limit [lb/MMBtu]
Run Year, Seasons Included: 2012 SUMMER
Run Year, Seasons Included: 2015 SUMMER
Run Year, Seasons Included: 2020 SUMMER
Run Year, Seasons Included: 2025 SUMMER
Run Year, Seasons Included: 2032 SUMMER
Time Base: Seasonal/Annual | 2012-2013 | 2014-2017 | 2018-2022 | 2023-2027 | 2028-2035
Standard - [lb/MMBtu] | 0.25 | 0.25 | 0.25 | 0.25 | 0.25
-Emissions at Affected Plants [MTons] | 0.0007523 | 0.002261 | 0.0007523 | 0.0007523 | 0.0007523
-Less Allowances Purchased [MTons] NOX | 0 | 0 | 0 | 0 | 0
-Plus Allowances Sold [MTons] NOX | 0 | 0 | 0 | 0 | 0
-Plus Allowances Banked [MTons] | 0 | 0 | 0 | 0 | 0
-Less Allowances Withdrawn (1:1) [MTons] | 0 | 0 | 0 | 0 | 0
-Less Allowances Withdrawn (n:1) [MTons] | 0 | 0 | 0 | 0 | 0
Total [MTons] | 0.0007523 | 0.002261 | 0.0007523 | 0.0007523 | 0.0007523
TBtu Consumed | 0.06269 | 0.1884 | 0.06269 | 0.06269 | 0.06269
Rate - [lb/MMBtu] | 0.024 | 0.024 | 0.024 | 0.024 | 0.024
TWh Generated | 0.00612 | 0.01839 | 0.00612 | 0.00612 | 0.00612
TWh Generated Qualifying | 0.00612 | 0.01839 | 0.00612 | 0.00612 | 0.00612
Rate - [lb/MWh] | 0 | 0 | 0 | 0 | 0
Constraint Shadow Price [US$/Ton] | 0 | 0 | 0 | 0 | 0
Constraint Name: IL Fac. Spec. - NOX Rate Summer v3.1 (BQD) Constraint #: 289
Constraint Type: Rate Limit [lb/MMBtu]
Run Year, Seasons Included: 2012 SUMMER
Run Year, Seasons Included: 2015 SUMMER
Run Year, Seasons Included: 2020 SUMMER
Run Year, Seasons Included: 2025 SUMMER
Run Year, Seasons Included: 2032 SUMMER
Time Base: Seasonal/Annual | 2012-2013 | 2014-2017 | 2018-2022 | 2023-2027 | 2028-2035
Standard - [lb/MMBtu] | 0.25 | 0.25 | 0.25 | 0.25 | 0.25
-Emissions at Affected Plants [MTons] | 0.0007523 | 0.002261 | 0.0007523 | 0.0007523 | 0.0007523
-Less Allowances Purchased [MTons] NOX | 0 | 0 | 0 | 0 | 0
-Plus Allowances Sold [MTons] NOX | 0 | 0 | 0 | 0 | 0
-Plus Allowances Banked [MTons] | 0 | 0 | 0 | 0 | 0
-Less Allowances Withdrawn (1:1) [MTons] | 0 | 0 | 0 | 0 | 0
-Less Allowances Withdrawn (n:1) [MTons] | 0 | 0 | 0 | 0 | 0
Total [MTons] | 0.0007523 | 0.002261 | 0.0007523 | 0.0007523 | 0.0007523
TBtu Consumed | 0.06269 | 0.1884 | 0.06269 | 0.06269 | 0.06269
Rate - [lb/MMBtu] | 0.024 | 0.024 | 0.024 | 0.024 | 0.024
TWh Generated | 0.00612 | 0.01839 | 0.00612 | 0.00612 | 0.00612
TWh Generated Qualifying | 0.00612 | 0.01839 | 0.00612 | 0.00612 | 0.00612
Rate - [lb/MWh] | 0 | 0 | 0 | 0 | 0
Constraint Shadow Price [US$/Ton] | 0 | 0 | 0 | 0 | 0
Constraint Name: IL Fac. Spec. - NOX Rate Summer v3.1 (BQE) Constraint #: 290
Constraint Type: Rate Limit [lb/MMBtu]
Run Year, Seasons Included: 2012 SUMMER
Run Year, Seasons Included: 2015 SUMMER
Run Year, Seasons Included: 2020 SUMMER
Run Year, Seasons Included: 2025 SUMMER
Run Year, Seasons Included: 2032 SUMMER
Time Base: Seasonal/Annual | 2012-2013 | 2014-2017 | 2018-2022 | 2023-2027 | 2028-2035
Standard - [lb/MMBtu] | 0.25 | 0.25 | 0.25 | 0.25 | 0.25
-Emissions at Affected Plants [MTons] | 0.0007523 | 0.002261 | 0.0007523 | 0.0007523 | 0.0007523
-Less Allowances Purchased [MTons] NOX | 0 | 0 | 0 | 0 | 0
-Plus Allowances Sold [MTons] NOX | 0 | 0 | 0 | 0 | 0
-Plus Allowances Banked [MTons] | 0 | 0 | 0 | 0 | 0
-Less Allowances Withdrawn (1:1) [MTons] | 0 | 0 | 0 | 0 | 0
-Less Allowances Withdrawn (n:1) [MTons] | 0 | 0 | 0 | 0 | 0
Total [MTons] | 0.0007523 | 0.002261 | 0.0007523 | 0.0007523 | 0.0007523
TBtu Consumed | 0.06269 | 0.1884 | 0.06269 | 0.06269 | 0.06269
Rate - [lb/MMBtu] | 0.024 | 0.024 | 0.024 | 0.024 | 0.024
TWh Generated | 0.00612 | 0.01839 | 0.00612 | 0.00612 | 0.00612
TWh Generated Qualifying | 0.00612 | 0.01839 | 0.00612 | 0.00612 | 0.00612
Rate - [lb/MWh] | 0 | 0 | 0 | 0 | 0
Constraint Shadow Price [US$/Ton] | 0 | 0 | 0 | 0 | 0
Constraint Name: IL Fac. Spec. - NOX Rate Summer v3.1 (BQF) Constraint #: 291
Constraint Type: Rate Limit [lb/MMBtu]
Run Year, Seasons Included: 2012 SUMMER
Run Year, Seasons Included: 2015 SUMMER
Run Year, Seasons Included: 2020 SUMMER
Run Year, Seasons Included: 2025 SUMMER
Run Year, Seasons Included: 2032 SUMMER
Time Base: Seasonal/Annual | 2012-2013 | 2014-2017 | 2018-2022 | 2023-2027 | 2028-2035
Standard - [lb/MMBtu] | 0.25 | 0.25 | 0.25 | 0.25 | 0.25
-Emissions at Affected Plants [MTons] | 0.001227 | 0.003689 | 0.001227 | 0.001227 | 0.001227
-Less Allowances Purchased [MTons] NOX | 0 | 0 | 0 | 0 | 0
-Plus Allowances Sold [MTons] NOX | 0 | 0 | 0 | 0 | 0
-Plus Allowances Banked [MTons] | 0 | 0 | 0 | 0 | 0
-Less Allowances Withdrawn (1:1) [MTons] | 0 | 0 | 0 | 0 | 0
-Less Allowances Withdrawn (n:1) [MTons] | 0 | 0 | 0 | 0 | 0
Total [MTons] | 0.001227 | 0.003689 | 0.001227 | 0.001227 | 0.001227
TBtu Consumed | 0.1023 | 0.3074 | 0.1023 | 0.1023 | 0.1023
Rate - [lb/MMBtu] | 0.024 | 0.024 | 0.024 | 0.024 | 0.024
TWh Generated | 0.009984 | 0.03001 | 0.009984 | 0.009984 | 0.009984
TWh Generated Qualifying | 0.009984 | 0.03001 | 0.009984 | 0.009984 | 0.009984
Rate - [lb/MWh] | 0 | 0 | 0 | 0 | 0
Constraint Shadow Price [US$/Ton] | 0 | 0 | 0 | 0 | 0
Constraint Name: IL Fac. Spec. - NOX Rate Summer v3.1 (BUY) Constraint #: 292
Constraint Type: Rate Limit [lb/MMBtu]
Run Year, Seasons Included: 2012 SUMMER
Run Year, Seasons Included: 2015 SUMMER
Run Year, Seasons Included: 2020 SUMMER
Run Year, Seasons Included: 2025 SUMMER
Run Year, Seasons Included: 2032 SUMMER
Time Base: Seasonal/Annual | 2012-2013 | 2014-2017 | 2018-2022 | 2023-2027 | 2028-2035
Standard - [lb/MMBtu] | 0.25 | 0.25 | 0.25 | 0.25 | 0.25
-Emissions at Affected Plants [MTons] | 0.001977 | 0.005941 | 0.005941 | 0.005941 | 0.005941
-Less Allowances Purchased [MTons] NOX | 0 | 0 | 0 | 0 | 0
-Plus Allowances Sold [MTons] NOX | 0 | 0 | 0 | 0 | 0
-Plus Allowances Banked [MTons] | 0 | 0 | 0 | 0 | 0
-Less Allowances Withdrawn (1:1) [MTons] | 0 | 0 | 0 | 0 | 0
-Less Allowances Withdrawn (n:1) [MTons] | 0 | 0 | 0 | 0 | 0
Total [MTons] | 0.001977 | 0.005941 | 0.005941 | 0.005941 | 0.005941
TBtu Consumed | 0.2636 | 0.7921 | 0.7921 | 0.7921 | 0.7921
Rate - [lb/MMBtu] | 0.015 | 0.015 | 0.015 | 0.015 | 0.015
TWh Generated | 0.03623 | 0.1089 | 0.1089 | 0.1089 | 0.1089
TWh Generated Qualifying | 0.03623 | 0.1089 | 0.1089 | 0.1089 | 0.1089
Rate - [lb/MWh] | 0 | 0 | 0 | 0 | 0
Constraint Shadow Price [US$/Ton] | 0 | 0 | 0 | 0 | 0
Constraint Name: IL Fac. Spec. - NOX Rate Summer v3.1 (BUZ) Constraint #: 293
Constraint Type: Rate Limit [lb/MMBtu]
Run Year, Seasons Included: 2012 SUMMER
Run Year, Seasons Included: 2015 SUMMER
Run Year, Seasons Included: 2020 SUMMER
Run Year, Seasons Included: 2025 SUMMER
Run Year, Seasons Included: 2032 SUMMER
Time Base: Seasonal/Annual | 2012-2013 | 2014-2017 | 2018-2022 | 2023-2027 | 2028-2035
Standard - [lb/MMBtu] | 0.25 | 0.25 | 0.25 | 0.25 | 0.25
-Emissions at Affected Plants [MTons] | 0.002021 | 0.006073 | 0.006073 | 0.006073 | 0.006073
-Less Allowances Purchased [MTons] NOX | 0 | 0 | 0 | 0 | 0
-Plus Allowances Sold [MTons] NOX | 0 | 0 | 0 | 0 | 0
-Plus Allowances Banked [MTons] | 0 | 0 | 0 | 0 | 0
-Less Allowances Withdrawn (1:1) [MTons] | 0 | 0 | 0 | 0 | 0
-Less Allowances Withdrawn (n:1) [MTons] | 0 | 0 | 0 | 0 | 0
Total [MTons] | 0.002021 | 0.006073 | 0.006073 | 0.006073 | 0.006073
TBtu Consumed | 0.2694 | 0.8097 | 0.8097 | 0.8097 | 0.8097
Rate - [lb/MMBtu] | 0.015 | 0.015 | 0.015 | 0.015 | 0.015
TWh Generated | 0.03704 | 0.1113 | 0.1113 | 0.1113 | 0.1113
TWh Generated Qualifying | 0.03704 | 0.1113 | 0.1113 | 0.1113 | 0.1113
Rate - [lb/MWh] | 0 | 0 | 0 | 0 | 0
Constraint Shadow Price [US$/Ton] | 0 | 0 | 0 | 0 | 0
Constraint Name: IL Fac. Spec. - NOX Rate Summer v3.1 (BVA) Constraint #: 294
Constraint Type: Rate Limit [lb/MMBtu]
Run Year, Seasons Included: 2012 SUMMER
Run Year, Seasons Included: 2015 SUMMER
Run Year, Seasons Included: 2020 SUMMER
Run Year, Seasons Included: 2025 SUMMER
Run Year, Seasons Included: 2032 SUMMER
Time Base: Seasonal/Annual | 2012-2013 | 2014-2017 | 2018-2022 | 2023-2027 | 2028-2035
Standard - [lb/MMBtu] | 0.25 | 0.25 | 0.25 | 0.25 | 0.25
-Emissions at Affected Plants [MTons] | 0.001977 | 0.005941 | 0.005941 | 0.005941 | 0.005941
-Less Allowances Purchased [MTons] NOX | 0 | 0 | 0 | 0 | 0
-Plus Allowances Sold [MTons] NOX | 0 | 0 | 0 | 0 | 0
-Plus Allowances Banked [MTons] | 0 | 0 | 0 | 0 | 0
-Less Allowances Withdrawn (1:1) [MTons] | 0 | 0 | 0 | 0 | 0
-Less Allowances Withdrawn (n:1) [MTons] | 0 | 0 | 0 | 0 | 0
Total [MTons] | 0.001977 | 0.005941 | 0.005941 | 0.005941 | 0.005941
TBtu Consumed | 0.2636 | 0.7921 | 0.7921 | 0.7921 | 0.7921
Rate - [lb/MMBtu] | 0.015 | 0.015 | 0.015 | 0.015 | 0.015
TWh Generated | 0.03623 | 0.1089 | 0.1089 | 0.1089 | 0.1089
TWh Generated Qualifying | 0.03623 | 0.1089 | 0.1089 | 0.1089 | 0.1089
Rate - [lb/MWh] | 0 | 0 | 0 | 0 | 0
Constraint Shadow Price [US$/Ton] | 0 | 0 | 0 | 0 | 0
Constraint Name: IL Fac. Spec. - NOX Rate Summer v3.1 (BVB) Constraint #: 295
Constraint Type: Rate Limit [lb/MMBtu]
Run Year, Seasons Included: 2012 SUMMER
Run Year, Seasons Included: 2015 SUMMER
Run Year, Seasons Included: 2020 SUMMER
Run Year, Seasons Included: 2025 SUMMER
Run Year, Seasons Included: 2032 SUMMER
Time Base: Seasonal/Annual | 2012-2013 | 2014-2017 | 2018-2022 | 2023-2027 | 2028-2035
Standard - [lb/MMBtu] | 0.25 | 0.25 | 0.25 | 0.25 | 0.25
-Emissions at Affected Plants [MTons] | 0.001636 | 0.004917 | 0.004917 | 0.004917 | 0.004917
-Less Allowances Purchased [MTons] NOX | 0 | 0 | 0 | 0 | 0
-Plus Allowances Sold [MTons] NOX | 0 | 0 | 0 | 0 | 0
-Plus Allowances Banked [MTons] | 0 | 0 | 0 | 0 | 0
-Less Allowances Withdrawn (1:1) [MTons] | 0 | 0 | 0 | 0 | 0
-Less Allowances Withdrawn (n:1) [MTons] | 0 | 0 | 0 | 0 | 0
Total [MTons] | 0.001636 | 0.004917 | 0.004917 | 0.004917 | 0.004917
TBtu Consumed | 0.1722 | 0.5175 | 0.5175 | 0.5175 | 0.5175
Rate - [lb/MMBtu] | 0.019 | 0.019 | 0.019 | 0.019 | 0.019
TWh Generated | 0.02367 | 0.07115 | 0.07115 | 0.07115 | 0.07115
TWh Generated Qualifying | 0.02367 | 0.07115 | 0.07115 | 0.07115 | 0.07115
Rate - [lb/MWh] | 0 | 0 | 0 | 0 | 0
Constraint Shadow Price [US$/Ton] | 0 | 0 | 0 | 0 | 0
Constraint Name: IL Fac. Spec. - NOX Rate Summer v3.1 (BVC) Constraint #: 296
Constraint Type: Rate Limit [lb/MMBtu]
Run Year, Seasons Included: 2012 SUMMER
Run Year, Seasons Included: 2015 SUMMER
Run Year, Seasons Included: 2020 SUMMER
Run Year, Seasons Included: 2025 SUMMER
Run Year, Seasons Included: 2032 SUMMER
Time Base: Seasonal/Annual | 2012-2013 | 2014-2017 | 2018-2022 | 2023-2027 | 2028-2035
Standard - [lb/MMBtu] | 0.25 | 0.25 | 0.25 | 0.25 | 0.25
-Emissions at Affected Plants [MTons] | 0.001636 | 0.004917 | 0.004917 | 0.004917 | 0.004917
-Less Allowances Purchased [MTons] NOX | 0 | 0 | 0 | 0 | 0
-Plus Allowances Sold [MTons] NOX | 0 | 0 | 0 | 0 | 0
-Plus Allowances Banked [MTons] | 0 | 0 | 0 | 0 | 0
-Less Allowances Withdrawn (1:1) [MTons] | 0 | 0 | 0 | 0 | 0
-Less Allowances Withdrawn (n:1) [MTons] | 0 | 0 | 0 | 0 | 0
Total [MTons] | 0.001636 | 0.004917 | 0.004917 | 0.004917 | 0.004917
TBtu Consumed | 0.1722 | 0.5175 | 0.5175 | 0.5175 | 0.5175
Rate - [lb/MMBtu] | 0.019 | 0.019 | 0.019 | 0.019 | 0.019
TWh Generated | 0.02367 | 0.07115 | 0.07115 | 0.07115 | 0.07115
TWh Generated Qualifying | 0.02367 | 0.07115 | 0.07115 | 0.07115 | 0.07115
Rate - [lb/MWh] | 0 | 0 | 0 | 0 | 0
Constraint Shadow Price [US$/Ton] | 0 | 0 | 0 | 0 | 0
Constraint Name: IL Fac. Spec. - NOX Rate Summer v3.1 (BVD) Constraint #: 297
Constraint Type: Rate Limit [lb/MMBtu]
Run Year, Seasons Included: 2012 SUMMER
Run Year, Seasons Included: 2015 SUMMER
Run Year, Seasons Included: 2020 SUMMER
Run Year, Seasons Included: 2025 SUMMER
Run Year, Seasons Included: 2032 SUMMER
Time Base: Seasonal/Annual | 2012-2013 | 2014-2017 | 2018-2022 | 2023-2027 | 2028-2035
Standard - [lb/MMBtu] | 0.25 | 0.25 | 0.25 | 0.25 | 0.25
-Emissions at Affected Plants [MTons] | 0.001725 | 0.005184 | 0.005184 | 0.005184 | 0.005184
-Less Allowances Purchased [MTons] NOX | 0 | 0 | 0 | 0 | 0
-Plus Allowances Sold [MTons] NOX | 0 | 0 | 0 | 0 | 0
-Plus Allowances Banked [MTons] | 0 | 0 | 0 | 0 | 0
-Less Allowances Withdrawn (1:1) [MTons] | 0 | 0 | 0 | 0 | 0
-Less Allowances Withdrawn (n:1) [MTons] | 0 | 0 | 0 | 0 | 0
Total [MTons] | 0.001725 | 0.005184 | 0.005184 | 0.005184 | 0.005184
TBtu Consumed | 0.1816 | 0.5457 | 0.5457 | 0.5457 | 0.5457
Rate - [lb/MMBtu] | 0.019 | 0.019 | 0.019 | 0.019 | 0.019
TWh Generated | 0.02496 | 0.07502 | 0.07502 | 0.07502 | 0.07502
TWh Generated Qualifying | 0.02496 | 0.07502 | 0.07502 | 0.07502 | 0.07502
Rate - [lb/MWh] | 0 | 0 | 0 | 0 | 0
Constraint Shadow Price [US$/Ton] | 0 | 0 | 0 | 0 | 0
Constraint Name: IL Fac. Spec. - NOX Rate Summer v3.1 (BVF) Constraint #: 298
Constraint Type: Rate Limit [lb/MMBtu]
Run Year, Seasons Included: 2012 SUMMER
Run Year, Seasons Included: 2015 SUMMER
Run Year, Seasons Included: 2020 SUMMER
Run Year, Seasons Included: 2025 SUMMER
Run Year, Seasons Included: 2032 SUMMER
Time Base: Seasonal/Annual | 2012-2013 | 2014-2017 | 2018-2022 | 2023-2027 | 2028-2035
Standard - [lb/MMBtu] | 0.25 | 0.25 | 0.25 | 0.25 | 0.25
-Emissions at Affected Plants [MTons] | 0 | 0.01013 | 0.01013 | 0.01013 | 0.01013
-Less Allowances Purchased [MTons] NOX | 0 | 0 | 0 | 0 | 0
-Plus Allowances Sold [MTons] NOX | 0 | 0 | 0 | 0 | 0
-Plus Allowances Banked [MTons] | 0 | 0 | 0 | 0 | 0
-Less Allowances Withdrawn (1:1) [MTons] | 0 | 0 | 0 | 0 | 0
-Less Allowances Withdrawn (n:1) [MTons] | 0 | 0 | 0 | 0 | 0
Total [MTons] | 0 | 0.01013 | 0.01013 | 0.01013 | 0.01013
TBtu Consumed | 0 | 0.2411 | 0.2411 | 0.2411 | 0.2411
Rate - [lb/MMBtu] | 0 | 0.084 | 0.084 | 0.084 | 0.084
TWh Generated | 0 | 0.02593 | 0.02593 | 0.02593 | 0.02593
TWh Generated Qualifying | 0 | 0.02593 | 0.02593 | 0.02593 | 0.02593
Rate - [lb/MWh] | 0 | 0 | 0 | 0 | 0
Constraint Shadow Price [US$/Ton] | 0 | 0 | 0 | 0 | 0
Constraint Name: IL Fac. Spec. - NOX Rate Summer v3.1 (BVG) Constraint #: 299
Constraint Type: Rate Limit [lb/MMBtu]
Run Year, Seasons Included: 2012 SUMMER
Run Year, Seasons Included: 2015 SUMMER
Run Year, Seasons Included: 2020 SUMMER
Run Year, Seasons Included: 2025 SUMMER
Run Year, Seasons Included: 2032 SUMMER
Time Base: Seasonal/Annual | 2012-2013 | 2014-2017 | 2018-2022 | 2023-2027 | 2028-2035
Standard - [lb/MMBtu] | 0.25 | 0.25 | 0.25 | 0.25 | 0.25
-Emissions at Affected Plants [MTons] | 0 | 0.01032 | 0.01032 | 0.01032 | 0.01032
-Less Allowances Purchased [MTons] NOX | 0 | 0 | 0 | 0 | 0
-Plus Allowances Sold [MTons] NOX | 0 | 0 | 0 | 0 | 0
-Plus Allowances Banked [MTons] | 0 | 0 | 0 | 0 | 0
-Less Allowances Withdrawn (1:1) [MTons] | 0 | 0 | 0 | 0 | 0
-Less Allowances Withdrawn (n:1) [MTons] | 0 | 0 | 0 | 0 | 0
Total [MTons] | 0 | 0.01032 | 0.01032 | 0.01032 | 0.01032
TBtu Consumed | 0 | 0.2456 | 0.2456 | 0.2456 | 0.2456
Rate - [lb/MMBtu] | 0 | 0.084 | 0.084 | 0.084 | 0.084
TWh Generated | 0 | 0.02641 | 0.02641 | 0.02641 | 0.02641
TWh Generated Qualifying | 0 | 0.02641 | 0.02641 | 0.02641 | 0.02641
Rate - [lb/MWh] | 0 | 0 | 0 | 0 | 0
Constraint Shadow Price [US$/Ton] | 0 | 0 | 0 | 0 | 0
Constraint Name: IL Fac. Spec. - NOX Rate Summer v3.1 (DIX) Constraint #: 300
Constraint Type: Rate Limit [lb/MMBtu]
Run Year, Seasons Included: 2012 SUMMER
Run Year, Seasons Included: 2015 SUMMER
Run Year, Seasons Included: 2020 SUMMER
Run Year, Seasons Included: 2025 SUMMER
Run Year, Seasons Included: 2032 SUMMER
Time Base: Seasonal/Annual | 2012-2013 | 2014-2017 | 2018-2022 | 2023-2027 | 2028-2035
Standard - [lb/MMBtu] | 0.25 | 0.25 | 0.25 | 0.25 | 0.25
-Emissions at Affected Plants [MTons] | 0.1492 | 0.1708 | 0.1708 | 0.1708 | 0.1708
-Less Allowances Purchased [MTons] NOX | 0 | 0 | 0 | 0 | 0
-Plus Allowances Sold [MTons] NOX | 0 | 0 | 0 | 0 | 0
-Plus Allowances Banked [MTons] | 0 | 0 | 0 | 0 | 0
-Less Allowances Withdrawn (1:1) [MTons] | 0 | 0 | 0 | 0 | 0
-Less Allowances Withdrawn (n:1) [MTons] | 0 | 0 | 0 | 0 | 0
Total [MTons] | 0.1492 | 0.1708 | 0.1708 | 0.1708 | 0.1708
TBtu Consumed | 5.021 | 5.748 | 5.748 | 5.748 | 5.748
Rate - [lb/MMBtu] | 0.05942 | 0.05942 | 0.05942 | 0.05942 | 0.05942
TWh Generated | 0.5701 | 0.6527 | 0.6527 | 0.6527 | 0.6527
TWh Generated Qualifying | 0.5701 | 0.6527 | 0.6527 | 0.6527 | 0.6527
Rate - [lb/MWh] | 0 | 0 | 0 | 0 | 0
Constraint Shadow Price [US$/Ton] | 0 | 0 | 0 | 0 | 0
Constraint Name: IL Facility Average - NOX Rate Summer v3.1 Constraint #: 301
Constraint Type: Rate Limit [lb/MMBtu]
Run Year, Seasons Included: 2012 SUMMER
Run Year, Seasons Included: 2015 SUMMER
Run Year, Seasons Included: 2020 SUMMER
Run Year, Seasons Included: 2025 SUMMER
Run Year, Seasons Included: 2032 SUMMER
Time Base: Seasonal/Annual | 2012-2013 | 2014-2017 | 2018-2022 | 2023-2027 | 2028-2035
Standard - [lb/MMBtu] | 0.25 | 0.25 | 0.25 | 0.25 | 0.25
-Emissions at Affected Plants [MTons] | 18.27 | 14.5 | 15.17 | 13.93 | 13.1
-Less Allowances Purchased [MTons] NOX | 0 | 0 | 0 | 0 | 0
-Plus Allowances Sold [MTons] NOX | 0 | 0 | 0 | 0 | 0
-Plus Allowances Banked [MTons] | 0 | 0 | 0 | 0 | 0
-Less Allowances Withdrawn (1:1) [MTons] | 0 | 0 | 0 | 0 | 0
-Less Allowances Withdrawn (n:1) [MTons] | 0 | 0 | 0 | 0 | 0
Total [MTons] | 18.27 | 14.5 | 15.17 | 13.93 | 13.1
TBtu Consumed | 375.3 | 312.1 | 323.5 | 299.2 | 281.3
Rate - [lb/MMBtu] | 0.09737 | 0.09295 | 0.09376 | 0.09312 | 0.09312
TWh Generated | 35.22 | 29.38 | 30.42 | 28.15 | 26.48
TWh Generated Qualifying | 35.22 | 29.38 | 30.42 | 28.15 | 26.48
Rate - [lb/MWh] | 0 | 0 | 0 | 0 | 0
Constraint Shadow Price [US$/Ton] | 0 | 0 | 0 | 0 | 0
Constraint Name: IL Midwest Gen MER Rate Annual v3.1 Constraint #: 302
Constraint Type: Required Removal Level
Run Year, Seasons Included: 2012
Run Year, Seasons Included: 2015 WINTER SUMMER
Run Year, Seasons Included: 2020 WINTER SUMMER
Run Year, Seasons Included: 2025 WINTER SUMMER
Run Year, Seasons Included: 2032 WINTER SUMMER
Time Base: Seasonal/Annual | 2012-2013 | 2014-2017 | 2018-2022 | 2023-2027 | 2028-2035
Emission Floor - [lb/MMBtu] | 0 | 0 | 0 | 0 | 0
-Emissions at Affected Plants [Lb] | 0 | 830 | 680.6 | 646.7 | 603.9
-Less Allowances Purchased [Lb] MER | 0 | 0 | 0 | 0 | 0
-Plus Allowances Sold [Lb] MER | 0 | 0 | 0 | 0 | 0
-Plus Allowances Banked [Lb] | 0 | 0 | 0 | 0 | 0
-Less Allowances Withdrawn (1:1) [Lb] | 0 | 0 | 0 | 0 | 0
-Less Allowances Withdrawn (n:1) [Lb] | 0 | 0 | 0 | 0 | 0
Total [Lb] | 0 | 830 | 680.6 | 646.7 | 603.9
TBtu Consumed | 0 | 193.2 | 194 | 183.2 | 171.5
Rate - [lb/MMBtu] | 0 | 4.296e-06 | 3.508e-06 | 3.53e-06 | 3.522e-06
TWh Generated | 0 | 18.14 | 18.18 | 17.16 | 16.08
TWh Generated Qualifying | 0 | 18.14 | 18.18 | 17.16 | 16.08
Constraint Shadow Price [US$/Lb] | 0 | 0 | 0 | 0 | 0
Constraint Name: IL Midwest Gen NOX rate Summer v3.1 Constraint #: 303
Constraint Type: Rate Limit [lb/MMBtu]
Run Year, Seasons Included: 2012 SUMMER
Run Year, Seasons Included: 2015 SUMMER
Run Year, Seasons Included: 2020 SUMMER
Run Year, Seasons Included: 2025 SUMMER
Run Year, Seasons Included: 2032 SUMMER
Time Base: Seasonal/Annual | 2012-2013 | 2014-2017 | 2018-2022 | 2023-2027 | 2028-2035
Standard - [lb/MMBtu] | 0.11 | 0.11 | 0.11 | 0.11 | 0.11
-Emissions at Affected Plants [MTons] | 5.921 | 4.6 | 4.565 | 4.212 | 3.803
-Less Allowances Purchased [MTons] NOX | 0 | 0 | 0 | 0 | 0
-Plus Allowances Sold [MTons] NOX | 0 | 0 | 0 | 0 | 0
-Plus Allowances Banked [MTons] | 0 | 0 | 0 | 0 | 0
-Less Allowances Withdrawn (1:1) [MTons] | 0 | 0 | 0 | 0 | 0
-Less Allowances Withdrawn (n:1) [MTons] | 0 | 0 | 0 | 0 | 0
Total [MTons] | 5.921 | 4.6 | 4.565 | 4.212 | 3.803
TBtu Consumed | 107.7 | 84.1 | 83 | 76.88 | 69.15
Rate - [lb/MMBtu] | 0.11 | 0.1094 | 0.11 | 0.1096 | 0.11
TWh Generated | 10.11 | 7.897 | 7.773 | 7.204 | 6.482
TWh Generated Qualifying | 10.11 | 7.897 | 7.773 | 7.204 | 6.482
Rate - [lb/MWh] | 0 | 0 | 0 | 0 | 0
Constraint Shadow Price [US$/Ton] | 6236 | 0 | 1296 | 0 | 4926
Constraint Name: IL Midwest Gen SO2 Rate Annual v3.1 Constraint #: 304
Constraint Type: Rate Limit [lb/MMBtu]
Run Year, Seasons Included: 2012
Run Year, Seasons Included: 2015 WINTER SUMMER
Run Year, Seasons Included: 2020 WINTER SUMMER
Run Year, Seasons Included: 2025 WINTER SUMMER
Run Year, Seasons Included: 2032 WINTER SUMMER
Time Base: Seasonal/Annual | 2012-2013 | 2014-2017 | 2018-2022 | 2023-2027 | 2028-2035
Standard - [lb/MMBtu] | 0 | 0.28 | 0.11 | 0.11 | 0.11
-Emissions at Affected Plants [MTons] | 0 | 27.05 | 10.67 | 10.08 | 9.431
-Less Allowances Purchased [MTons] SO2 | 0 | 0 | 0 | 0 | 0
-Plus Allowances Sold [MTons] SO2 | 0 | 0 | 0 | 0 | 0
-Plus Allowances Banked [MTons] | 0 | 0 | 0 | 0 | 0
-Less Allowances Withdrawn (1:1) [MTons] | 0 | 0 | 0 | 0 | 0
-Less Allowances Withdrawn (n:1) [MTons] | 0 | 0 | 0 | 0 | 0
Total [MTons] | 0 | 27.05 | 10.67 | 10.08 | 9.431
TBtu Consumed | 0 | 193.2 | 194 | 183.2 | 171.5
Rate - [lb/MMBtu] | 0 | 0.28 | 0.11 | 0.11 | 0.11
TWh Generated | 0 | 18.14 | 18.18 | 17.16 | 16.08
TWh Generated Qualifying | 0 | 18.14 | 18.18 | 17.16 | 16.08
Rate - [lb/MWh] | 0 | 0 | 0 | 0 | 0
Constraint Shadow Price [US$/Ton] | 0 | 2226 | 2499 | 2623 | 2978
Constraint Name: IL Midwest Gen Units NOx rate Annual v3.1 Constraint #: 305
Constraint Type: Rate Limit [lb/MMBtu]
Run Year, Seasons Included: 2012 WINTER SUMMER
Run Year, Seasons Included: 2015 WINTER SUMMER
Run Year, Seasons Included: 2020 WINTER SUMMER
Run Year, Seasons Included: 2025 WINTER SUMMER
Run Year, Seasons Included: 2032 WINTER SUMMER
Time Base: Seasonal/Annual | 2012-2013 | 2014-2017 | 2018-2022 | 2023-2027 | 2028-2035
Standard - [lb/MMBtu] | 0.11 | 0.11 | 0.11 | 0.11 | 0.11
-Emissions at Affected Plants [MTons] | 13.87 | 10.57 | 10.67 | 10.06 | 9.408
-Less Allowances Purchased [MTons] NOX | 0 | 0 | 0 | 0 | 0
-Plus Allowances Sold [MTons] NOX | 0 | 0 | 0 | 0 | 0
-Plus Allowances Banked [MTons] | 0 | 0 | 0 | 0 | 0
-Less Allowances Withdrawn (1:1) [MTons] | 0 | 0 | 0 | 0 | 0
-Less Allowances Withdrawn (n:1) [MTons] | 0 | 0 | 0 | 0 | 0
Total [MTons] | 13.87 | 10.57 | 10.67 | 10.06 | 9.408
TBtu Consumed | 252.2 | 193.2 | 194 | 183.2 | 171.5
Rate - [lb/MMBtu] | 0.11 | 0.1094 | 0.11 | 0.1098 | 0.1097
TWh Generated | 23.68 | 18.14 | 18.18 | 17.16 | 16.08
TWh Generated Qualifying | 23.68 | 18.14 | 18.18 | 17.16 | 16.08
Rate - [lb/MWh] | 0 | 0 | 0 | 0 | 0
Constraint Shadow Price [US$/Ton] | 42460 | 0 | 2952 | 0 | 0
Constraint Name: IL Will County 3 MER Rate Annual v3.1 Constraint #: 306
Constraint Type: Required Removal Level
Run Year, Seasons Included: 2012
Run Year, Seasons Included: 2015
Run Year, Seasons Included: 2020 WINTER SUMMER
Run Year, Seasons Included: 2025 WINTER SUMMER
Run Year, Seasons Included: 2032 WINTER SUMMER
Time Base: Seasonal/Annual | 2012-2013 | 2014-2017 | 2018-2022 | 2023-2027 | 2028-2035
Emission Floor - [lb/MMBtu] | 0 | 0 | 0 | 0 | 0
-Emissions at Affected Plants [Lb] | 0 | 0 | 0 | 0 | 0
-Less Allowances Purchased [Lb] MER | 0 | 0 | 0 | 0 | 0
-Plus Allowances Sold [Lb] MER | 0 | 0 | 0 | 0 | 0
-Plus Allowances Banked [Lb] | 0 | 0 | 0 | 0 | 0
-Less Allowances Withdrawn (1:1) [Lb] | 0 | 0 | 0 | 0 | 0
-Less Allowances Withdrawn (n:1) [Lb] | 0 | 0 | 0 | 0 | 0
Total [Lb] | 0 | 0 | 0 | 0 | 0
TBtu Consumed | 0 | 0 | 0 | 0 | 0
Rate - [lb/MMBtu] | 0 | 0 | 0 | 0 | 0
TWh Generated | 0 | 0 | 0 | 0 | 0
TWh Generated Qualifying | 0 | 0 | 0 | 0 | 0
Constraint Shadow Price [US$/Lb] | 0 | 0 | 0 | 0 | 0
Constraint Name: MA Fac. Spec. - Brayton Point NOx v3.1 Constraint #: 307
Constraint Type: Rate Limit [lb/MWh]
Run Year, Seasons Included: 2012 WINTER SUMMER
Run Year, Seasons Included: 2015 WINTER SUMMER
Run Year, Seasons Included: 2020 WINTER SUMMER
Run Year, Seasons Included: 2025 WINTER SUMMER
Run Year, Seasons Included: 2032 WINTER SUMMER
Time Base: Seasonal/Annual | 2012-2013 | 2014-2017 | 2018-2022 | 2023-2027 | 2028-2035
Standard - [lb/MWh] | 1.5 | 1.5 | 1.5 | 1.5 | 1.5
-Emissions at Affected Plants [MTons] | 3.63 | 3.63 | 3.63 | 3.63 | 3.63
-Less Allowances Purchased [MTons] NOX | 0 | 0 | 0 | 0 | 0
-Plus Allowances Sold [MTons] NOX | 0 | 0 | 0 | 0 | 0
-Plus Allowances Banked [MTons] | 0 | 0 | 0 | 0 | 0
-Less Allowances Withdrawn (1:1) [MTons] | 0 | 0 | 0 | 0 | 0
-Less Allowances Withdrawn (n:1) [MTons] | 0 | 0 | 0 | 0 | 0
Total [MTons] | 3.63 | 3.63 | 3.63 | 3.63 | 3.63
TBtu Consumed | 74.76 | 74.76 | 74.76 | 74.76 | 74.76
Rate - [lb/MMBtu] | 0.0971 | 0.0971 | 0.0971 | 0.0971 | 0.0971
TWh Generated | 8.1 | 8.1 | 8.1 | 8.1 | 8.1
TWh Generated Qualifying | 8.1 | 8.1 | 8.1 | 8.1 | 8.1
Constraint Shadow Price [US$/Ton] | 0 | 0 | 0 | 0 | 0
Constraint Name: MA Fac. Spec. - Brayton Point SO2 Annual v3.1 Constraint #: 308
Constraint Type: Rate Limit [lb/MWh]
Run Year, Seasons Included: 2012 WINTER SUMMER
Run Year, Seasons Included: 2015 WINTER SUMMER
Run Year, Seasons Included: 2020 WINTER SUMMER
Run Year, Seasons Included: 2025 WINTER SUMMER
Run Year, Seasons Included: 2032 WINTER SUMMER
Time Base: Seasonal/Annual | 2012-2013 | 2014-2017 | 2018-2022 | 2023-2027 | 2028-2035
Standard - [lb/MWh] | 3 | 3 | 3 | 3 | 3
-Emissions at Affected Plants [MTons] | 12.15 | 12.15 | 12.15 | 10.95 | 10.95
-Less Allowances Purchased [MTons] SO2 | 0 | 0 | 0 | 0 | 0
-Plus Allowances Sold [MTons] SO2 | 0 | 0 | 0 | 0 | 0
-Plus Allowances Banked [MTons] | 0 | 0 | 0 | 0 | 0
-Less Allowances Withdrawn (1:1) [MTons] | 0 | 0 | 0 | 0 | 0
-Less Allowances Withdrawn (n:1) [MTons] | 0 | 0 | 0 | 0 | 0
Total [MTons] | 12.15 | 12.15 | 12.15 | 10.95 | 10.95
TBtu Consumed | 74.76 | 74.76 | 74.76 | 74.76 | 74.76
Rate - [lb/MMBtu] | 0.325 | 0.325 | 0.325 | 0.2929 | 0.2929
TWh Generated | 8.1 | 8.1 | 8.1 | 8.1 | 8.1
TWh Generated Qualifying | 8.1 | 8.1 | 8.1 | 8.1 | 8.1
Constraint Shadow Price [US$/Ton] | 286.6 | 417.6 | 255.2 | 0 | 0
Constraint Name: MA Fac. Spec. - Canal NOx v3.1 Constraint #: 309
Constraint Type: Rate Limit [lb/MWh]
Run Year, Seasons Included: 2012 WINTER SUMMER
Run Year, Seasons Included: 2015 WINTER SUMMER
Run Year, Seasons Included: 2020 WINTER SUMMER
Run Year, Seasons Included: 2025 WINTER SUMMER
Run Year, Seasons Included: 2032 WINTER SUMMER
Time Base: Seasonal/Annual | 2012-2013 | 2014-2017 | 2018-2022 | 2023-2027 | 2028-2035
Standard - [lb/MWh] | 1.5 | 1.5 | 1.5 | 1.5 | 1.5
-Emissions at Affected Plants [MTons] | 0 | 0 | 0 | 0 | 0
-Less Allowances Purchased [MTons] NOX | 0 | 0 | 0 | 0 | 0
-Plus Allowances Sold [MTons] NOX | 0 | 0 | 0 | 0 | 0
-Plus Allowances Banked [MTons] | 0 | 0 | 0 | 0 | 0
-Less Allowances Withdrawn (1:1) [MTons] | 0 | 0 | 0 | 0 | 0
-Less Allowances Withdrawn (n:1) [MTons] | 0 | 0 | 0 | 0 | 0
Total [MTons] | 0 | 0 | 0 | 0 | 0
TBtu Consumed | 0 | 0 | 0 | 0 | 0
Rate - [lb/MMBtu] | 0 | 0 | 0 | 0 | 0
TWh Generated | 0 | 0 | 0 | 0 | 0
TWh Generated Qualifying | 0 | 0 | 0 | 0 | 0
Constraint Shadow Price [US$/Ton] | 1661 | 0 | 0 | 0 | 0
Constraint Name: MA Fac. Spec. - Canal SO2 Annual v3.1 Constraint #: 310
Constraint Type: Rate Limit [lb/MWh]
Run Year, Seasons Included: 2012 WINTER SUMMER
Run Year, Seasons Included: 2015 WINTER SUMMER
Run Year, Seasons Included: 2020 WINTER SUMMER
Run Year, Seasons Included: 2025 WINTER SUMMER
Run Year, Seasons Included: 2032 WINTER SUMMER
Time Base: Seasonal/Annual | 2012-2013 | 2014-2017 | 2018-2022 | 2023-2027 | 2028-2035
Standard - [lb/MWh] | 3 | 3 | 3 | 3 | 3
-Emissions at Affected Plants [MTons] | 0 | 0 | 0 | 0 | 0
-Less Allowances Purchased [MTons] SO2 | 0 | 0 | 0 | 0 | 0
-Plus Allowances Sold [MTons] SO2 | 0 | 0 | 0 | 0 | 0
-Plus Allowances Banked [MTons] | 0 | 0 | 0 | 0 | 0
-Less Allowances Withdrawn (1:1) [MTons] | 0 | 0 | 0 | 0 | 0
-Less Allowances Withdrawn (n:1) [MTons] | 0 | 0 | 0 | 0 | 0
Total [MTons] | 0 | 0 | 0 | 0 | 0
TBtu Consumed | 0 | 0 | 0 | 0 | 0
Rate - [lb/MMBtu] | 0 | 0 | 0 | 0 | 0
TWh Generated | 0 | 0 | 0 | 0 | 0
TWh Generated Qualifying | 0 | 0 | 0 | 0 | 0
Constraint Shadow Price [US$/Ton] | 4796 | 220.3 | 0 | 0 | 3954
Constraint Name: MA Fac. Spec. - Mt. Tom NOx v3.1 Constraint #: 311
Constraint Type: Rate Limit [lb/MWh]
Run Year, Seasons Included: 2012 WINTER SUMMER
Run Year, Seasons Included: 2015 WINTER SUMMER
Run Year, Seasons Included: 2020 WINTER SUMMER
Run Year, Seasons Included: 2025 WINTER SUMMER
Run Year, Seasons Included: 2032 WINTER SUMMER
Time Base: Seasonal/Annual | 2012-2013 | 2014-2017 | 2018-2022 | 2023-2027 | 2028-2035
Standard - [lb/MWh] | 1.5 | 1.5 | 1.5 | 1.5 | 1.5
-Emissions at Affected Plants [MTons] | 0 | 0 | 0 | 0 | 0
-Less Allowances Purchased [MTons] NOX | 0 | 0 | 0 | 0 | 0
-Plus Allowances Sold [MTons] NOX | 0 | 0 | 0 | 0 | 0
-Plus Allowances Banked [MTons] | 0 | 0 | 0 | 0 | 0
-Less Allowances Withdrawn (1:1) [MTons] | 0 | 0 | 0 | 0 | 0
-Less Allowances Withdrawn (n:1) [MTons] | 0 | 0 | 0 | 0 | 0
Total [MTons] | 0 | 0 | 0 | 0 | 0
TBtu Consumed | 0 | 0 | 0 | 0 | 0
Rate - [lb/MMBtu] | 0 | 0 | 0 | 0 | 0
TWh Generated | 0 | 0 | 0 | 0 | 0
TWh Generated Qualifying | 0 | 0 | 0 | 0 | 0
Constraint Shadow Price [US$/Ton] | 0 | 0 | 0 | 0 | 0
Constraint Name: MA Fac. Spec. - Mt. Tom SO2 Annual v3.1 Constraint #: 312
Constraint Type: Rate Limit [lb/MWh]
Run Year, Seasons Included: 2012 WINTER SUMMER
Run Year, Seasons Included: 2015 WINTER SUMMER
Run Year, Seasons Included: 2020 WINTER SUMMER
Run Year, Seasons Included: 2025 WINTER SUMMER
Run Year, Seasons Included: 2032 WINTER SUMMER
Time Base: Seasonal/Annual | 2012-2013 | 2014-2017 | 2018-2022 | 2023-2027 | 2028-2035
Standard - [lb/MWh] | 3 | 3 | 3 | 3 | 3
-Emissions at Affected Plants [MTons] | 0 | 0 | 0 | 0 | 0
-Less Allowances Purchased [MTons] SO2 | 0 | 0 | 0 | 0 | 0
-Plus Allowances Sold [MTons] SO2 | 0 | 0 | 0 | 0 | 0
-Plus Allowances Banked [MTons] | 0 | 0 | 0 | 0 | 0
-Less Allowances Withdrawn (1:1) [MTons] | 0 | 0 | 0 | 0 | 0
-Less Allowances Withdrawn (n:1) [MTons] | 0 | 0 | 0 | 0 | 0
Total [MTons] | 0 | 0 | 0 | 0 | 0
TBtu Consumed | 0 | 0 | 0 | 0 | 0
Rate - [lb/MMBtu] | 0 | 0 | 0 | 0 | 0
TWh Generated | 0 | 0 | 0 | 0 | 0
TWh Generated Qualifying | 0 | 0 | 0 | 0 | 0
Constraint Shadow Price [US$/Ton] | 5629 | 2157 | 2355 | 1552 | 1207
Constraint Name: MA Fac. Spec. - Mystic Gen NOx v3.1 Constraint #: 313
Constraint Type: Rate Limit [lb/MWh]
Run Year, Seasons Included: 2012 WINTER SUMMER
Run Year, Seasons Included: 2015 WINTER SUMMER
Run Year, Seasons Included: 2020 WINTER SUMMER
Run Year, Seasons Included: 2025 WINTER SUMMER
Run Year, Seasons Included: 2032 WINTER SUMMER
Time Base: Seasonal/Annual | 2012-2013 | 2014-2017 | 2018-2022 | 2023-2027 | 2028-2035
Standard - [lb/MWh] | 1.5 | 1.5 | 1.5 | 1.5 | 1.5
-Emissions at Affected Plants [MTons] | 0.165 | 0.196 | 0.1285 | 0.1458 | 0.165
-Less Allowances Purchased [MTons] NOX | 0 | 0 | 0 | 0 | 0
-Plus Allowances Sold [MTons] NOX | 0 | 0 | 0 | 0 | 0
-Plus Allowances Banked [MTons] | 0 | 0 | 0 | 0 | 0
-Less Allowances Withdrawn (1:1) [MTons] | 0 | 0 | 0 | 0 | 0
-Less Allowances Withdrawn (n:1) [MTons] | 0 | 0 | 0 | 0 | 0
Total [MTons] | 0.165 | 0.196 | 0.1285 | 0.1458 | 0.165
TBtu Consumed | 55.01 | 65.35 | 42.84 | 48.59 | 55.01
Rate - [lb/MMBtu] | 0.006 | 0.006 | 0.006 | 0.006 | 0.006
TWh Generated | 7.562 | 8.984 | 5.889 | 6.68 | 7.562
TWh Generated Qualifying | 7.562 | 8.984 | 5.889 | 6.68 | 7.562
Constraint Shadow Price [US$/Ton] | 0 | 0 | 0 | 0 | 0
Constraint Name: MA Fac. Spec. - Mystic Gen SO2 Annual v3.1 Constraint #: 314
Constraint Type: Rate Limit [lb/MWh]
Run Year, Seasons Included: 2012 WINTER SUMMER
Run Year, Seasons Included: 2015 WINTER SUMMER
Run Year, Seasons Included: 2020 WINTER SUMMER
Run Year, Seasons Included: 2025 WINTER SUMMER
Run Year, Seasons Included: 2032 WINTER SUMMER
Time Base: Seasonal/Annual | 2012-2013 | 2014-2017 | 2018-2022 | 2023-2027 | 2028-2035
Standard - [lb/MWh] | 3 | 3 | 3 | 3 | 3
-Emissions at Affected Plants [MTons] | 0 | 0 | 0 | 0 | 0
-Less Allowances Purchased [MTons] SO2 | 0 | 0 | 0 | 0 | 0
-Plus Allowances Sold [MTons] SO2 | 0 | 0 | 0 | 0 | 0
-Plus Allowances Banked [MTons] | 0 | 0 | 0 | 0 | 0
-Less Allowances Withdrawn (1:1) [MTons] | 0 | 0 | 0 | 0 | 0
-Less Allowances Withdrawn (n:1) [MTons] | 0 | 0 | 0 | 0 | 0
Total [MTons] | 0 | 0 | 0 | 0 | 0
TBtu Consumed | 55.01 | 65.35 | 42.84 | 48.59 | 55.01
Rate - [lb/MMBtu] | 0 | 0 | 0 | 0 | 0
TWh Generated | 7.562 | 8.984 | 5.889 | 6.68 | 7.562
TWh Generated Qualifying | 7.562 | 8.984 | 5.889 | 6.68 | 7.562
Constraint Shadow Price [US$/Ton] | 0 | 0 | 0 | 0 | 0
Constraint Name: MA Fac. Spec. - Salem Harbor NOx v3.1 Constraint #: 315
Constraint Type: Rate Limit [lb/MWh]
Run Year, Seasons Included: 2012 WINTER SUMMER
Run Year, Seasons Included: 2015 WINTER SUMMER
Run Year, Seasons Included: 2020 WINTER SUMMER
Run Year, Seasons Included: 2025 WINTER SUMMER
Run Year, Seasons Included: 2032 WINTER SUMMER
Time Base: Seasonal/Annual | 2012-2013 | 2014-2017 | 2018-2022 | 2023-2027 | 2028-2035
Standard - [lb/MWh] | 1.5 | 1.5 | 1.5 | 1.5 | 1.5
-Emissions at Affected Plants [MTons] | 1.188 | 1.111 | 1.111 | 1.061 | 0.9851
-Less Allowances Purchased [MTons] NOX | 0 | 0 | 0 | 0 | 0
-Plus Allowances Sold [MTons] NOX | 0 | 0 | 0 | 0 | 0
-Plus Allowances Banked [MTons] | 0 | 0 | 0 | 0 | 0
-Less Allowances Withdrawn (1:1) [MTons] | 0 | 0 | 0 | 0 | 0
-Less Allowances Withdrawn (n:1) [MTons] | 0 | 0 | 0 | 0 | 0
Total [MTons] | 1.188 | 1.111 | 1.111 | 1.061 | 0.9851
TBtu Consumed | 18.07 | 16.86 | 16.86 | 16.08 | 14.93
Rate - [lb/MMBtu] | 0.1315 | 0.1317 | 0.1317 | 0.1319 | 0.1319
TWh Generated | 1.7 | 1.586 | 1.586 | 1.512 | 1.404
TWh Generated Qualifying | 1.7 | 1.586 | 1.586 | 1.512 | 1.404
Constraint Shadow Price [US$/Ton] | 0 | 0 | 0 | 0 | 0
Constraint Name: MA Fac. Spec. - Salem Harbor SO2 Annual v3.1 Constraint #: 316
Constraint Type: Rate Limit [lb/MWh]
Run Year, Seasons Included: 2012 WINTER SUMMER
Run Year, Seasons Included: 2015 WINTER SUMMER
Run Year, Seasons Included: 2020 WINTER SUMMER
Run Year, Seasons Included: 2025 WINTER SUMMER
Run Year, Seasons Included: 2032 WINTER SUMMER
Time Base: Seasonal/Annual | 2012-2013 | 2014-2017 | 2018-2022 | 2023-2027 | 2028-2035
Standard - [lb/MWh] | 3 | 3 | 3 | 3 | 3
-Emissions at Affected Plants [MTons] | 2.55 | 2.379 | 2.379 | 2.269 | 2.106
-Less Allowances Purchased [MTons] SO2 | 0 | 0 | 0 | 0 | 0
-Plus Allowances Sold [MTons] SO2 | 0 | 0 | 0 | 0 | 0
-Plus Allowances Banked [MTons] | 0 | 0 | 0 | 0 | 0
-Less Allowances Withdrawn (1:1) [MTons] | 0 | 0 | 0 | 0 | 0
-Less Allowances Withdrawn (n:1) [MTons] | 0 | 0 | 0 | 0 | 0
Total [MTons] | 2.55 | 2.379 | 2.379 | 2.269 | 2.106
TBtu Consumed | 18.07 | 16.86 | 16.86 | 16.08 | 14.93
Rate - [lb/MMBtu] | 0.2823 | 0.2822 | 0.2822 | 0.2821 | 0.2821
TWh Generated | 1.7 | 1.586 | 1.586 | 1.512 | 1.404
TWh Generated Qualifying | 1.7 | 1.586 | 1.586 | 1.512 | 1.404
Constraint Shadow Price [US$/Ton] | 4530 | 2221 | 2132 | 1751 | 1584
Constraint Name: MD Healthy Air Act - MER Removal Annual v3.1 Constraint #: 317
Constraint Type: Required Removal Level
Run Year, Seasons Included: 2012 WINTER SUMMER
Run Year, Seasons Included: 2015 WINTER SUMMER
Run Year, Seasons Included: 2020 WINTER SUMMER
Run Year, Seasons Included: 2025 WINTER SUMMER
Run Year, Seasons Included: 2032 WINTER SUMMER
Time Base: Seasonal/Annual | 2012-2013 | 2014-2017 | 2018-2022 | 2023-2027 | 2028-2035
Emission Floor - [lb/MMBtu] | 0 | 0 | 0 | 0 | 0
-Emissions at Affected Plants [Lb] | 328.6 | 306.6 | 286.3 | 278.6 | 266.1
-Less Allowances Purchased [Lb] MER | 0 | 0 | 0 | 0 | 0
-Plus Allowances Sold [Lb] MER | 0 | 0 | 0 | 0 | 0
-Plus Allowances Banked [Lb] | 0 | 0 | 0 | 0 | 0
-Less Allowances Withdrawn (1:1) [Lb] | 0 | 0 | 0 | 0 | 0
-Less Allowances Withdrawn (n:1) [Lb] | 0 | 0 | 0 | 0 | 0
Total [Lb] | 328.6 | 306.6 | 286.3 | 278.6 | 266.1
TBtu Consumed | 317.8 | 316.9 | 316.2 | 303.2 | 290.8
Rate - [lb/MMBtu] | 1.034e-06 | 9.674e-07 | 9.056e-07 | 9.189e-07 | 9.148e-07
TWh Generated | 32.27 | 32.07 | 32.01 | 30.82 | 29.67
TWh Generated Qualifying | 32.27 | 32.07 | 32.01 | 30.82 | 29.67
Constraint Shadow Price [US$/Lb] | 0 | 0 | 0 | 0 | 0
Constraint Name: MD Healthy Air Act - NOX Cap Annual v3.1 Constraint #: 318
Constraint Type: Rate Cap [MTons]
Run Year, Seasons Included: 2012 WINTER SUMMER
Run Year, Seasons Included: 2015 WINTER SUMMER
Run Year, Seasons Included: 2020 WINTER SUMMER
Run Year, Seasons Included: 2025 WINTER SUMMER
Run Year, Seasons Included: 2032 WINTER SUMMER
Time Base: Seasonal/Annual | 2012-2013 | 2014-2017 | 2018-2022 | 2023-2027 | 2028-2035
Standard - [MTon] | 16.7 | 16.7 | 16.7 | 16.7 | 16.7
-Emissions at Affected Plants [MTons] | 16.7 | 16.7 | 16.7 | 15.62 | 14.46
-Less Allowances Purchased [MTons] NOX | 0 | 0 | 0 | 0 | 0
-Plus Allowances Sold [MTons] NOX | 0 | 0 | 0 | 0 | 0
-Plus Allowances Banked [MTons] | 0 | 0 | 0 | 0 | 0
-Less Allowances Withdrawn (1:1) [MTons] | 0 | 0 | 0 | 0 | 0
-Less Allowances Withdrawn (n:1) [MTons] | 0 | 0 | 0 | 0 | 0
Total [MTons] | 16.7 | 16.7 | 16.7 | 15.62 | 14.46
TBtu Consumed | 317.8 | 316.9 | 316.2 | 303.2 | 290.8
Rate - [lb/MMBtu] | 0.1051 | 0.1054 | 0.1056 | 0.103 | 0.09942
TWh Generated | 32.27 | 32.07 | 32.01 | 30.82 | 29.67
TWh Generated Qualifying | 32.27 | 32.07 | 32.01 | 30.82 | 29.67
Rate - [lb/MWh] | 0 | 0 | 0 | 0 | 0
Constraint Shadow Price [US$/Ton] | 2530 | 816.2 | 411.1 | 0 | 0
Constraint Name: MD Healthy Air Act - NOX Cap Summer v3.1 Constraint #: 319
Constraint Type: Rate Cap [MTons]
Run Year, Seasons Included: 2012 SUMMER
Run Year, Seasons Included: 2015 SUMMER
Run Year, Seasons Included: 2020 SUMMER
Run Year, Seasons Included: 2025 SUMMER
Run Year, Seasons Included: 2032 SUMMER
Time Base: Seasonal/Annual | 2012-2013 | 2014-2017 | 2018-2022 | 2023-2027 | 2028-2035
Standard - [MTon] | 7.3 | 7.3 | 7.3 | 7.3 | 7.3
-Emissions at Affected Plants [MTons] | 7.16 | 7.047 | 6.991 | 6.373 | 5.996
-Less Allowances Purchased [MTons] NOX | 0 | 0 | 0 | 0 | 0
-Plus Allowances Sold [MTons] NOX | 0 | 0 | 0 | 0 | 0
-Plus Allowances Banked [MTons] | 0 | 0 | 0 | 0 | 0
-Less Allowances Withdrawn (1:1) [MTons] | 0 | 0 | 0 | 0 | 0
-Less Allowances Withdrawn (n:1) [MTons] | 0 | 0 | 0 | 0 | 0
Total [MTons] | 7.16 | 7.047 | 6.991 | 6.373 | 5.996
TBtu Consumed | 136.6 | 134.4 | 132.8 | 126.8 | 121.1
Rate - [lb/MMBtu] | 0.1048 | 0.1049 | 0.1053 | 0.1005 | 0.09904
TWh Generated | 13.88 | 13.61 | 13.45 | 12.93 | 12.34
TWh Generated Qualifying | 13.88 | 13.61 | 13.45 | 12.93 | 12.34
Rate - [lb/MWh] | 0 | 0 | 0 | 0 | 0
Constraint Shadow Price [US$/Ton] | 0 | 0 | 0 | 0 | 0
Constraint Name: MD Healthy Air Act - SO2 Cap Annual v3.1 Constraint #: 320
Constraint Type: Rate Cap [MTons]
Run Year, Seasons Included: 2012 WINTER SUMMER
Run Year, Seasons Included: 2015 WINTER SUMMER
Run Year, Seasons Included: 2020 WINTER SUMMER
Run Year, Seasons Included: 2025 WINTER SUMMER
Run Year, Seasons Included: 2032 WINTER SUMMER
Time Base: Seasonal/Annual | 2012-2013 | 2014-2017 | 2018-2022 | 2023-2027 | 2028-2035
Standard - [MTon] | 48.6 | 37.2 | 37.2 | 37.2 | 37.2
-Emissions at Affected Plants [MTons] | 48.6 | 37.2 | 37.2 | 37.2 | 30.28
-Less Allowances Purchased [MTons] SO2 | 0 | 0 | 0 | 0 | 0
-Plus Allowances Sold [MTons] SO2 | 0 | 0 | 0 | 0 | 0
-Plus Allowances Banked [MTons] | 0 | 0 | 0 | 0 | 0
-Less Allowances Withdrawn (1:1) [MTons] | 0 | 0 | 0 | 0 | 0
-Less Allowances Withdrawn (n:1) [MTons] | 0 | 0 | 0 | 0 | 0
Total [MTons] | 48.6 | 37.2 | 37.2 | 37.2 | 30.28
TBtu Consumed | 317.8 | 316.9 | 316.2 | 303.2 | 290.8
Rate - [lb/MMBtu] | 0.3058 | 0.2348 | 0.2353 | 0.2454 | 0.2082
TWh Generated | 32.27 | 32.07 | 32.01 | 30.82 | 29.67
TWh Generated Qualifying | 32.27 | 32.07 | 32.01 | 30.82 | 29.67
Rate - [lb/MWh] | 0 | 0 | 0 | 0 | 0
Constraint Shadow Price [US$/Ton] | 8.147 | 601.2 | 652 | 463.2 | 0
Constraint Name: ME Fac. Spec. - NOX 0.15 Rate Annual v3.1 (DDR) Constraint #: 321
Constraint Type: Rate Limit [lb/MMBtu]
Run Year, Seasons Included: 2012 WINTER SUMMER
Run Year, Seasons Included: 2015 WINTER SUMMER
Run Year, Seasons Included: 2020 WINTER SUMMER
Run Year, Seasons Included: 2025 WINTER SUMMER
Run Year, Seasons Included: 2032 WINTER SUMMER
Time Base: Seasonal/Annual | 2012-2013 | 2014-2017 | 2018-2022 | 2023-2027 | 2028-2035
Standard - [lb/MMBtu] | 0.15 | 0.15 | 0.15 | 0.15 | 0.15
-Emissions at Affected Plants [MTons] | 0 | 0 | 0 | 0 | 0
-Less Allowances Purchased [MTons] NOX | 0 | 0 | 0 | 0 | 0
-Plus Allowances Sold [MTons] NOX | 0 | 0 | 0 | 0 | 0
-Plus Allowances Banked [MTons] | 0 | 0 | 0 | 0 | 0
-Less Allowances Withdrawn (1:1) [MTons] | 0 | 0 | 0 | 0 | 0
-Less Allowances Withdrawn (n:1) [MTons] | 0 | 0 | 0 | 0 | 0
Total [MTons] | 0 | 0 | 0 | 0 | 0
TBtu Consumed | 0 | 0 | 0 | 0 | 0
Rate - [lb/MMBtu] | 0 | 0 | 0 | 0 | 0
TWh Generated | 0 | 0 | 0 | 0 | 0
TWh Generated Qualifying | 0 | 0 | 0 | 0 | 0
Rate - [lb/MWh] | 0 | 0 | 0 | 0 | 0
Constraint Shadow Price [US$/Ton] | 0 | 0 | 0 | 0 | 0
Constraint Name: ME Fac. Spec. - NOX 0.15 Rate Annual v3.1 (DDU) Constraint #: 322
Constraint Type: Rate Limit [lb/MMBtu]
Run Year, Seasons Included: 2012 WINTER SUMMER
Run Year, Seasons Included: 2015 WINTER SUMMER
Run Year, Seasons Included: 2020 WINTER SUMMER
Run Year, Seasons Included: 2025 WINTER SUMMER
Run Year, Seasons Included: 2032 WINTER SUMMER
Time Base: Seasonal/Annual | 2012-2013 | 2014-2017 | 2018-2022 | 2023-2027 | 2028-2035
Standard - [lb/MMBtu] | 0.15 | 0.15 | 0.15 | 0.15 | 0.15
-Emissions at Affected Plants [MTons] | 0 | 0 | 0 | 0 | 0
-Less Allowances Purchased [MTons] NOX | 0 | 0 | 0 | 0 | 0
-Plus Allowances Sold [MTons] NOX | 0 | 0 | 0 | 0 | 0
-Plus Allowances Banked [MTons] | 0 | 0 | 0 | 0 | 0
-Less Allowances Withdrawn (1:1) [MTons] | 0 | 0 | 0 | 0 | 0
-Less Allowances Withdrawn (n:1) [MTons] | 0 | 0 | 0 | 0 | 0
Total [MTons] | 0 | 0 | 0 | 0 | 0
TBtu Consumed | 0 | 0 | 0 | 0 | 0
Rate - [lb/MMBtu] | 0 | 0 | 0 | 0 | 0
TWh Generated | 0 | 0 | 0 | 0 | 0
TWh Generated Qualifying | 0 | 0 | 0 | 0 | 0
Rate - [lb/MWh] | 0 | 0 | 0 | 0 | 0
Constraint Shadow Price [US$/Ton] | 0 | 0 | 0 | 0 | 0
Constraint Name: ME Fac. Spec. - NOx 0.20 Rate Annual v3.1 (BAU) Constraint #: 323
Constraint Type: Rate Limit [lb/MMBtu]
Run Year, Seasons Included: 2012 WINTER SUMMER
Run Year, Seasons Included: 2015 WINTER SUMMER
Run Year, Seasons Included: 2020 WINTER SUMMER
Run Year, Seasons Included: 2025 WINTER SUMMER
Run Year, Seasons Included: 2032 WINTER SUMMER
Time Base: Seasonal/Annual | 2012-2013 | 2014-2017 | 2018-2022 | 2023-2027 | 2028-2035
Standard - [lb/MMBtu] | 0.2 | 0.2 | 0.2 | 0.2 | 0.2
-Emissions at Affected Plants [MTons] | 0 | 0 | 0 | 0 | 0
-Less Allowances Purchased [MTons] NOX | 0 | 0 | 0 | 0 | 0
-Plus Allowances Sold [MTons] NOX | 0 | 0 | 0 | 0 | 0
-Plus Allowances Banked [MTons] | 0 | 0 | 0 | 0 | 0
-Less Allowances Withdrawn (1:1) [MTons] | 0 | 0 | 0 | 0 | 0
-Less Allowances Withdrawn (n:1) [MTons] | 0 | 0 | 0 | 0 | 0
Total [MTons] | 0 | 0 | 0 | 0 | 0
TBtu Consumed | 0 | 0 | 0 | 0 | 0
Rate - [lb/MMBtu] | 0 | 0 | 0 | 0 | 0
TWh Generated | 0 | 0 | 0 | 0 | 0
TWh Generated Qualifying | 0 | 0 | 0 | 0 | 0
Rate - [lb/MWh] | 0 | 0 | 0 | 0 | 0
Constraint Shadow Price [US$/Ton] | 0 | 0 | 0 | 0 | 0
Constraint Name: ME Fac. Spec. - NOx 0.20 Rate Annual v3.1 (BWP) Constraint #: 324
Constraint Type: Rate Limit [lb/MMBtu]
Run Year, Seasons Included: 2012 WINTER SUMMER
Run Year, Seasons Included: 2015 WINTER SUMMER
Run Year, Seasons Included: 2020 WINTER SUMMER
Run Year, Seasons Included: 2025 WINTER SUMMER
Run Year, Seasons Included: 2032 WINTER SUMMER
Time Base: Seasonal/Annual | 2012-2013 | 2014-2017 | 2018-2022 | 2023-2027 | 2028-2035
Standard - [lb/MMBtu] | 0.2 | 0.2 | 0.2 | 0.2 | 0.2
-Emissions at Affected Plants [MTons] | 0.009669 | 0.009669 | 0.009669 | 0.009669 | 0.009669
-Less Allowances Purchased [MTons] NOX | 0 | 0 | 0 | 0 | 0
-Plus Allowances Sold [MTons] NOX | 0 | 0 | 0 | 0 | 0
-Plus Allowances Banked [MTons] | 0 | 0 | 0 | 0 | 0
-Less Allowances Withdrawn (1:1) [MTons] | 0 | 0 | 0 | 0 | 0
-Less Allowances Withdrawn (n:1) [MTons] | 0 | 0 | 0 | 0 | 0
Total [MTons] | 0.009669 | 0.009669 | 0.009669 | 0.009669 | 0.009669
TBtu Consumed | 1.488 | 1.488 | 1.488 | 1.488 | 1.488
Rate - [lb/MMBtu] | 0.013 | 0.013 | 0.013 | 0.013 | 0.013
TWh Generated | 0.1945 | 0.1945 | 0.1945 | 0.1945 | 0.1945
TWh Generated Qualifying | 0.1945 | 0.1945 | 0.1945 | 0.1945 | 0.1945
Rate - [lb/MWh] | 0 | 0 | 0 | 0 | 0
Constraint Shadow Price [US$/Ton] | 0 | 0 | 0 | 0 | 0
Constraint Name: ME Fac. Spec. - NOx 0.20 Rate Annual v3.1 (BWQ) Constraint #: 325
Constraint Type: Rate Limit [lb/MMBtu]
Run Year, Seasons Included: 2012 WINTER SUMMER
Run Year, Seasons Included: 2015 WINTER SUMMER
Run Year, Seasons Included: 2020 WINTER SUMMER
Run Year, Seasons Included: 2025 WINTER SUMMER
Run Year, Seasons Included: 2032 WINTER SUMMER
Time Base: Seasonal/Annual | 2012-2013 | 2014-2017 | 2018-2022 | 2023-2027 | 2028-2035
Standard - [lb/MMBtu] | 0.2 | 0.2 | 0.2 | 0.2 | 0.2
-Emissions at Affected Plants [MTons] | 0.009669 | 0.009669 | 0.009669 | 0.009669 | 0.009669
-Less Allowances Purchased [MTons] NOX | 0 | 0 | 0 | 0 | 0
-Plus Allowances Sold [MTons] NOX | 0 | 0 | 0 | 0 | 0
-Plus Allowances Banked [MTons] | 0 | 0 | 0 | 0 | 0
-Less Allowances Withdrawn (1:1) [MTons] | 0 | 0 | 0 | 0 | 0
-Less Allowances Withdrawn (n:1) [MTons] | 0 | 0 | 0 | 0 | 0
Total [MTons] | 0.009669 | 0.009669 | 0.009669 | 0.009669 | 0.009669
TBtu Consumed | 1.488 | 1.488 | 1.488 | 1.488 | 1.488
Rate - [lb/MMBtu] | 0.013 | 0.013 | 0.013 | 0.013 | 0.013
TWh Generated | 0.1945 | 0.1945 | 0.1945 | 0.1945 | 0.1945
TWh Generated Qualifying | 0.1945 | 0.1945 | 0.1945 | 0.1945 | 0.1945
Rate - [lb/MWh] | 0 | 0 | 0 | 0 | 0
Constraint Shadow Price [US$/Ton] | 0 | 0 | 0 | 0 | 0
Constraint Name: ME Fac. Spec. - NOx 0.20 Rate Annual v3.1 (BWR) Constraint #: 326
Constraint Type: Rate Limit [lb/MMBtu]
Run Year, Seasons Included: 2012 WINTER SUMMER
Run Year, Seasons Included: 2015 WINTER SUMMER
Run Year, Seasons Included: 2020 WINTER SUMMER
Run Year, Seasons Included: 2025 WINTER SUMMER
Run Year, Seasons Included: 2032 WINTER SUMMER
Time Base: Seasonal/Annual | 2012-2013 | 2014-2017 | 2018-2022 | 2023-2027 | 2028-2035
Standard - [lb/MMBtu] | 0.2 | 0.2 | 0.2 | 0.2 | 0.2
-Emissions at Affected Plants [MTons] | 0.01547 | 0.01547 | 0.01547 | 0.01547 | 0.01547
-Less Allowances Purchased [MTons] NOX | 0 | 0 | 0 | 0 | 0
-Plus Allowances Sold [MTons] NOX | 0 | 0 | 0 | 0 | 0
-Plus Allowances Banked [MTons] | 0 | 0 | 0 | 0 | 0
-Less Allowances Withdrawn (1:1) [MTons] | 0 | 0 | 0 | 0 | 0
-Less Allowances Withdrawn (n:1) [MTons] | 0 | 0 | 0 | 0 | 0
Total [MTons] | 0.01547 | 0.01547 | 0.01547 | 0.01547 | 0.01547
TBtu Consumed | 2.38 | 2.38 | 2.38 | 2.38 | 2.38
Rate - [lb/MMBtu] | 0.013 | 0.013 | 0.013 | 0.013 | 0.013
TWh Generated | 0.3111 | 0.3111 | 0.3111 | 0.3111 | 0.3111
TWh Generated Qualifying | 0.3111 | 0.3111 | 0.3111 | 0.3111 | 0.3111
Rate - [lb/MWh] | 0 | 0 | 0 | 0 | 0
Constraint Shadow Price [US$/Ton] | 0 | 0 | 0 | 0 | 0
Constraint Name: ME Fac. Spec. - NOx 0.20 Rate Annual v3.1 (BWS) Constraint #: 327
Constraint Type: Rate Limit [lb/MMBtu]
Run Year, Seasons Included: 2012 WINTER SUMMER
Run Year, Seasons Included: 2015 WINTER SUMMER
Run Year, Seasons Included: 2020 WINTER SUMMER
Run Year, Seasons Included: 2025 WINTER SUMMER
Run Year, Seasons Included: 2032 WINTER SUMMER
Time Base: Seasonal/Annual | 2012-2013 | 2014-2017 | 2018-2022 | 2023-2027 | 2028-2035
Standard - [lb/MMBtu] | 0.2 | 0.2 | 0.2 | 0.2 | 0.2
-Emissions at Affected Plants [MTons] | 0.07092 | 0.03887 | 0.01193 | 0.02234 | 0.02234
-Less Allowances Purchased [MTons] NOX | 0 | 0 | 0 | 0 | 0
-Plus Allowances Sold [MTons] NOX | 0 | 0 | 0 | 0 | 0
-Plus Allowances Banked [MTons] | 0 | 0 | 0 | 0 | 0
-Less Allowances Withdrawn (1:1) [MTons] | 0 | 0 | 0 | 0 | 0
-Less Allowances Withdrawn (n:1) [MTons] | 0 | 0 | 0 | 0 | 0
Total [MTons] | 0.07092 | 0.03887 | 0.01193 | 0.02234 | 0.02234
TBtu Consumed | 7.88 | 4.319 | 1.326 | 2.482 | 2.482
Rate - [lb/MMBtu] | 0.018 | 0.018 | 0.018 | 0.018 | 0.018
TWh Generated | 1.083 | 0.5938 | 0.1822 | 0.3413 | 0.3413
TWh Generated Qualifying | 1.083 | 0.5938 | 0.1822 | 0.3413 | 0.3413
Rate - [lb/MWh] | 0 | 0 | 0 | 0 | 0
Constraint Shadow Price [US$/Ton] | 0 | 0 | 0 | 0 | 0
Constraint Name: ME Fac. Spec. - NOx 0.20 Rate Annual v3.1 (BWT) Constraint #: 328
Constraint Type: Rate Limit [lb/MMBtu]
Run Year, Seasons Included: 2012 WINTER SUMMER
Run Year, Seasons Included: 2015 WINTER SUMMER
Run Year, Seasons Included: 2020 WINTER SUMMER
Run Year, Seasons Included: 2025 WINTER SUMMER
Run Year, Seasons Included: 2032 WINTER SUMMER
Time Base: Seasonal/Annual | 2012-2013 | 2014-2017 | 2018-2022 | 2023-2027 | 2028-2035
Standard - [lb/MMBtu] | 0.2 | 0.2 | 0.2 | 0.2 | 0.2
-Emissions at Affected Plants [MTons] | 0.0347 | 0.01902 | 0.01093 | 0.01093 | 0.01093
-Less Allowances Purchased [MTons] NOX | 0 | 0 | 0 | 0 | 0
-Plus Allowances Sold [MTons] NOX | 0 | 0 | 0 | 0 | 0
-Plus Allowances Banked [MTons] | 0 | 0 | 0 | 0 | 0
-Less Allowances Withdrawn (1:1) [MTons] | 0 | 0 | 0 | 0 | 0
-Less Allowances Withdrawn (n:1) [MTons] | 0 | 0 | 0 | 0 | 0
Total [MTons] | 0.0347 | 0.01902 | 0.01093 | 0.01093 | 0.01093
TBtu Consumed | 7.712 | 4.227 | 2.429 | 2.429 | 2.429
Rate - [lb/MMBtu] | 0.009 | 0.009 | 0.009 | 0.009 | 0.009
TWh Generated | 1.06 | 0.5811 | 0.334 | 0.334 | 0.334
TWh Generated Qualifying | 1.06 | 0.5811 | 0.334 | 0.334 | 0.334
Rate - [lb/MWh] | 0 | 0 | 0 | 0 | 0
Constraint Shadow Price [US$/Ton] | 0 | 0 | 0 | 0 | 0
Constraint Name: ME Fac. Spec. - NOx 0.20 Rate Annual v3.1 (BWU) Constraint #: 329
Constraint Type: Rate Limit [lb/MMBtu]
Run Year, Seasons Included: 2012 WINTER SUMMER
Run Year, Seasons Included: 2015 WINTER SUMMER
Run Year, Seasons Included: 2020 WINTER SUMMER
Run Year, Seasons Included: 2025 WINTER SUMMER
Run Year, Seasons Included: 2032 WINTER SUMMER
Time Base: Seasonal/Annual | 2012-2013 | 2014-2017 | 2018-2022 | 2023-2027 | 2028-2035
Standard - [lb/MMBtu] | 0.2 | 0.2 | 0.2 | 0.2 | 0.2
-Emissions at Affected Plants [MTons] | 0.0347 | 0.02523 | 0.01093 | 0.02412 | 0.01093
-Less Allowances Purchased [MTons] NOX | 0 | 0 | 0 | 0 | 0
-Plus Allowances Sold [MTons] NOX | 0 | 0 | 0 | 0 | 0
-Plus Allowances Banked [MTons] | 0 | 0 | 0 | 0 | 0
-Less Allowances Withdrawn (1:1) [MTons] | 0 | 0 | 0 | 0 | 0
-Less Allowances Withdrawn (n:1) [MTons] | 0 | 0 | 0 | 0 | 0
Total [MTons] | 0.0347 | 0.02523 | 0.01093 | 0.02412 | 0.01093
TBtu Consumed | 7.712 | 5.607 | 2.429 | 5.359 | 2.429
Rate - [lb/MMBtu] | 0.009 | 0.009 | 0.009 | 0.009 | 0.009
TWh Generated | 1.06 | 0.7709 | 0.334 | 0.7368 | 0.334
TWh Generated Qualifying | 1.06 | 0.7709 | 0.334 | 0.7368 | 0.334
Rate - [lb/MWh] | 0 | 0 | 0 | 0 | 0
Constraint Shadow Price [US$/Ton] | 0 | 0 | 0 | 0 | 0
Constraint Name: ME Fac. Spec. - NOx 0.20 Rate Annual v3.1 (BWV) Constraint #: 330
Constraint Type: Rate Limit [lb/MMBtu]
Run Year, Seasons Included: 2012 WINTER SUMMER
Run Year, Seasons Included: 2015 WINTER SUMMER
Run Year, Seasons Included: 2020 WINTER SUMMER
Run Year, Seasons Included: 2025 WINTER SUMMER
Run Year, Seasons Included: 2032 WINTER SUMMER
Time Base: Seasonal/Annual | 2012-2013 | 2014-2017 | 2018-2022 | 2023-2027 | 2028-2035
Standard - [lb/MMBtu] | 0.2 | 0.2 | 0.2 | 0.2 | 0.2
-Emissions at Affected Plants [MTons] | 0.04 | 0.02607 | 0.02826 | 0.0278 | 0.0126
-Less Allowances Purchased [MTons] NOX | 0 | 0 | 0 | 0 | 0
-Plus Allowances Sold [MTons] NOX | 0 | 0 | 0 | 0 | 0
-Plus Allowances Banked [MTons] | 0 | 0 | 0 | 0 | 0
-Less Allowances Withdrawn (1:1) [MTons] | 0 | 0 | 0 | 0 | 0
-Less Allowances Withdrawn (n:1) [MTons] | 0 | 0 | 0 | 0 | 0
Total [MTons] | 0.04 | 0.02607 | 0.02826 | 0.0278 | 0.0126
TBtu Consumed | 8.889 | 5.793 | 6.279 | 6.177 | 2.8
Rate - [lb/MMBtu] | 0.009 | 0.009 | 0.009 | 0.009 | 0.009
TWh Generated | 1.222 | 0.7964 | 0.8633 | 0.8492 | 0.385
TWh Generated Qualifying | 1.222 | 0.7964 | 0.8633 | 0.8492 | 0.385
Rate - [lb/MWh] | 0 | 0 | 0 | 0 | 0
Constraint Shadow Price [US$/Ton] | 0 | 0 | 0 | 0 | 0
Constraint Name: ME Fac. Spec. - NOX 0.22 Rate Annual v3.1 (DDS) Constraint #: 331
Constraint Type: Rate Limit [lb/MMBtu]
Run Year, Seasons Included: 2012 WINTER SUMMER
Run Year, Seasons Included: 2015 WINTER SUMMER
Run Year, Seasons Included: 2020 WINTER SUMMER
Run Year, Seasons Included: 2025 WINTER SUMMER
Run Year, Seasons Included: 2032 WINTER SUMMER
Time Base: Seasonal/Annual | 2012-2013 | 2014-2017 | 2018-2022 | 2023-2027 | 2028-2035
Standard - [lb/MMBtu] | 0.22 | 0.22 | 0.22 | 0.22 | 0.22
-Emissions at Affected Plants [MTons] | 0 | 0 | 0 | 0 | 0
-Less Allowances Purchased [MTons] NOX | 0 | 0 | 0 | 0 | 0
-Plus Allowances Sold [MTons] NOX | 0 | 0 | 0 | 0 | 0
-Plus Allowances Banked [MTons] | 0 | 0 | 0 | 0 | 0
-Less Allowances Withdrawn (1:1) [MTons] | 0 | 0 | 0 | 0 | 0
-Less Allowances Withdrawn (n:1) [MTons] | 0 | 0 | 0 | 0 | 0
Total [MTons] | 0 | 0 | 0 | 0 | 0
TBtu Consumed | 0 | 0 | 0 | 0 | 0
Rate - [lb/MMBtu] | 0 | 0 | 0 | 0 | 0
TWh Generated | 0 | 0 | 0 | 0 | 0
TWh Generated Qualifying | 0 | 0 | 0 | 0 | 0
Rate - [lb/MWh] | 0 | 0 | 0 | 0 | 0
Constraint Shadow Price [US$/Ton] | 0 | 0 | 0 | 0 | 0
Constraint Name: ME Fac. Spec. - NOX 0.22 Rate Annual v3.1 (DDT) Constraint #: 332
Constraint Type: Rate Limit [lb/MMBtu]
Run Year, Seasons Included: 2012 WINTER SUMMER
Run Year, Seasons Included: 2015 WINTER SUMMER
Run Year, Seasons Included: 2020 WINTER SUMMER
Run Year, Seasons Included: 2025 WINTER SUMMER
Run Year, Seasons Included: 2032 WINTER SUMMER
Time Base: Seasonal/Annual | 2012-2013 | 2014-2017 | 2018-2022 | 2023-2027 | 2028-2035
Standard - [lb/MMBtu] | 0.22 | 0.22 | 0.22 | 0.22 | 0.22
-Emissions at Affected Plants [MTons] | 0 | 0 | 0 | 0 | 0
-Less Allowances Purchased [MTons] NOX | 0 | 0 | 0 | 0 | 0
-Plus Allowances Sold [MTons] NOX | 0 | 0 | 0 | 0 | 0
-Plus Allowances Banked [MTons] | 0 | 0 | 0 | 0 | 0
-Less Allowances Withdrawn (1:1) [MTons] | 0 | 0 | 0 | 0 | 0
-Less Allowances Withdrawn (n:1) [MTons] | 0 | 0 | 0 | 0 | 0
Total [MTons] | 0 | 0 | 0 | 0 | 0
TBtu Consumed | 0 | 0 | 0 | 0 | 0
Rate - [lb/MMBtu] | 0 | 0 | 0 | 0 | 0
TWh Generated | 0 | 0 | 0 | 0 | 0
TWh Generated Qualifying | 0 | 0 | 0 | 0 | 0
Rate - [lb/MWh] | 0 | 0 | 0 | 0 | 0
Constraint Shadow Price [US$/Ton] | 0 | 0 | 0 | 0 | 0
Constraint Name: ME Mercury Cap Annual v3.1 Constraint #: 333
Constraint Type: Rate Cap [MTons]
Run Year, Seasons Included: 2012 WINTER SUMMER
Run Year, Seasons Included: 2015 WINTER SUMMER
Run Year, Seasons Included: 2020 WINTER SUMMER
Run Year, Seasons Included: 2025 WINTER SUMMER
Run Year, Seasons Included: 2032 WINTER SUMMER
Time Base: Seasonal/Annual | 2012-2013 | 2014-2017 | 2018-2022 | 2023-2027 | 2028-2035
Standard - [Lb] | 26 | 26 | 26 | 26 | 26
-Emissions at Affected Plants [Lb] | 26 | 26 | 26 | 26 | 26
-Less Allowances Purchased [Lb] MER | 0 | 0 | 0 | 0 | 0
-Plus Allowances Sold [Lb] MER | 0 | 0 | 0 | 0 | 0
-Plus Allowances Banked [Lb] | 0 | 0 | 0 | 0 | 0
-Less Allowances Withdrawn (1:1) [Lb] | 0 | 0 | 0 | 0 | 0
-Less Allowances Withdrawn (n:1) [Lb] | 0 | 0 | 0 | 0 | 0
Total [Lb] | 26 | 26 | 26 | 26 | 26
TBtu Consumed | 6.828 | 6.575 | 6.828 | 6.169 | 5.588
Rate - [lb/MMBtu] | 3.808e-06 | 3.954e-06 | 3.808e-06 | 4.215e-06 | 4.653e-06
TWh Generated | 0.6348 | 0.6121 | 0.6348 | 0.5756 | 0.5219
TWh Generated Qualifying | 0.6348 | 0.6121 | 0.6348 | 0.5756 | 0.5219
Rate - [lb/MWh] | 0 | 0 | 0 | 0 | 0
Constraint Shadow Price [US$/Lb] | 45940 | 50180 | 62610 | 15640 | 6897
Constraint Name: Missouri - NOX .18 Rate Annual v3.1 Constraint #: 334
Constraint Type: Rate Limit [lb/MMBtu]
Run Year, Seasons Included: 2012 WINTER SUMMER
Run Year, Seasons Included: 2015 WINTER SUMMER
Run Year, Seasons Included: 2020 WINTER SUMMER
Run Year, Seasons Included: 2025 WINTER SUMMER
Run Year, Seasons Included: 2032 WINTER SUMMER
Time Base: Seasonal/Annual | 2012-2013 | 2014-2017 | 2018-2022 | 2023-2027 | 2028-2035
Standard - [lb/MMBtu] | 0.18 | 0.18 | 0.18 | 0.18 | 0.18
-Emissions at Affected Plants [MTons] | 17.47 | 17.85 | 17.85 | 17.47 | 16.98
-Less Allowances Purchased [MTons] NOX | 0 | 0 | 0 | 0 | 0
-Plus Allowances Sold [MTons] NOX | 0 | 0 | 0 | 0 | 0
-Plus Allowances Banked [MTons] | 0 | 10.36 | 10.36 | 10.32 | 0
-Less Allowances Withdrawn (1:1) [MTons] | 0 | 0 | 0 | 0 | 0
-Less Allowances Withdrawn (n:1) [MTons] | 0 | 0 | 0 | 0 | 0
Total [MTons] | 17.47 | 28.2 | 28.2 | 27.78 | 16.98
TBtu Consumed | 308.7 | 313.4 | 313.4 | 308.7 | 302.7
Rate - [lb/MMBtu] | 0.1132 | 0.1139 | 0.1139 | 0.1132 | 0.1122
TWh Generated | 31.71 | 32.12 | 32.12 | 31.71 | 31.18
TWh Generated Qualifying | 31.71 | 32.12 | 32.12 | 31.71 | 31.18
Rate - [lb/MWh] | 0 | 0 | 0 | 0 | 0
Constraint Shadow Price [US$/Ton] | 0 | 0 | 0 | 0 | 0
Constraint Name: Missouri - NOX .25 Rate Annual v3.1 Constraint #: 335
Constraint Type: Rate Limit [lb/MMBtu]
Run Year, Seasons Included: 2012 WINTER SUMMER
Run Year, Seasons Included: 2015 WINTER SUMMER
Run Year, Seasons Included: 2020 WINTER SUMMER
Run Year, Seasons Included: 2025 WINTER SUMMER
Run Year, Seasons Included: 2032 WINTER SUMMER
Time Base: Seasonal/Annual | 2012-2013 | 2014-2017 | 2018-2022 | 2023-2027 | 2028-2035
Standard - [lb/MMBtu] | 0.25 | 0.25 | 0.25 | 0.25 | 0.25
-Emissions at Affected Plants [MTons] | 8.23 | 5.739 | 5.714 | 5.744 | 5.512
-Less Allowances Purchased [MTons] NOX | 0 | 0 | 0 | 0 | 0
-Plus Allowances Sold [MTons] NOX | 0 | 0 | 0 | 0 | 0
-Plus Allowances Banked [MTons] | 0 | 3.882 | 3.562 | 3.949 | 0
-Less Allowances Withdrawn (1:1) [MTons] | 0 | 0 | 0 | 0 | 0
-Less Allowances Withdrawn (n:1) [MTons] | 0 | 0 | 0 | 0 | 0
Total [MTons] | 8.23 | 9.621 | 9.276 | 9.693 | 5.512
TBtu Consumed | 108.9 | 76.97 | 74.21 | 77.55 | 74.59
Rate - [lb/MMBtu] | 0.1512 | 0.1491 | 0.154 | 0.1482 | 0.1478
TWh Generated | 10.76 | 7.758 | 7.379 | 7.838 | 7.546
TWh Generated Qualifying | 10.76 | 7.758 | 7.379 | 7.838 | 7.546
Rate - [lb/MWh] | 0 | 0 | 0 | 0 | 0
Constraint Shadow Price [US$/Ton] | 0 | 0 | 0 | 0 | 0
Constraint Name: Missouri - NOX .35 Rate Annual v3.1 Constraint #: 336
Constraint Type: Rate Limit [lb/MMBtu]
Run Year, Seasons Included: 2012 WINTER SUMMER
Run Year, Seasons Included: 2015 WINTER SUMMER
Run Year, Seasons Included: 2020 WINTER SUMMER
Run Year, Seasons Included: 2025 WINTER SUMMER
Run Year, Seasons Included: 2032 WINTER SUMMER
Time Base: Seasonal/Annual | 2012-2013 | 2014-2017 | 2018-2022 | 2023-2027 | 2028-2035
Standard - [lb/MMBtu] | 0.35 | 0.35 | 0.35 | 0.35 | 0.35
-Emissions at Affected Plants [MTons] | 41.98 | 34.62 | 33.53 | 32.61 | 32.09
-Less Allowances Purchased [MTons] NOX | 0 | 0 | 0 | 0 | 0
-Plus Allowances Sold [MTons] NOX | 0 | 0 | 0 | 0 | 0
-Plus Allowances Banked [MTons] | 0 | 7.614 | 7.596 | 8.092 | 0
-Less Allowances Withdrawn (1:1) [MTons] | 0 | 0 | 0 | 0 | 0
-Less Allowances Withdrawn (n:1) [MTons] | 0 | 0 | 0 | 0 | 0
Total [MTons] | 41.98 | 42.23 | 41.13 | 40.7 | 32.09
TBtu Consumed | 269.1 | 241.3 | 235 | 232.6 | 229.8
Rate - [lb/MMBtu] | 0.312 | 0.2869 | 0.2854 | 0.2804 | 0.2793
TWh Generated | 24.61 | 22.55 | 21.2 | 20.54 | 20.7
TWh Generated Qualifying | 24.61 | 22.55 | 21.2 | 20.54 | 20.7
Rate - [lb/MWh] | 0 | 0 | 0 | 0 | 0
Constraint Shadow Price [US$/Ton] | 0 | 0 | 0 | 0 | 0
Constraint Name: MN Hg Emis Red Act - MER Removal Annual v3.1 Constraint #: 337
Constraint Type: Required Removal Level
Run Year, Seasons Included: 2012 WINTER SUMMER
Run Year, Seasons Included: 2015 WINTER SUMMER
Run Year, Seasons Included: 2020 WINTER SUMMER
Run Year, Seasons Included: 2025 WINTER SUMMER
Run Year, Seasons Included: 2032 WINTER SUMMER
Time Base: Seasonal/Annual | 2012-2013 | 2014-2017 | 2018-2022 | 2023-2027 | 2028-2035
Emission Floor - [lb/MMBtu] | 0 | 0 | 0 | 0 | 0
-Emissions at Affected Plants [Lb] | 576.6 | 628.2 | 599.4 | 582.4 | 568.1
-Less Allowances Purchased [Lb] MER | 0 | 0 | 0 | 0 | 0
-Plus Allowances Sold [Lb] MER | 0 | 0 | 0 | 0 | 0
-Plus Allowances Banked [Lb] | 0 | 0 | 0 | 0 | 0
-Less Allowances Withdrawn (1:1) [Lb] | 0 | 0 | 0 | 0 | 0
-Less Allowances Withdrawn (n:1) [Lb] | 0 | 0 | 0 | 0 | 0
Total [Lb] | 576.6 | 628.2 | 599.4 | 582.4 | 568.1
TBtu Consumed | 284.8 | 284.9 | 288.1 | 295.1 | 292.2
Rate - [lb/MMBtu] | 2.025e-06 | 2.205e-06 | 2.081e-06 | 1.974e-06 | 1.944e-06
TWh Generated | 27.38 | 27.39 | 27.7 | 25.3 | 25
TWh Generated Qualifying | 27.38 | 27.39 | 27.7 | 25.3 | 25
Constraint Shadow Price [US$/Lb] | 0 | 0 | 0 | 0 | 0
Constraint Name: MN Reg Silver Lake 4 - NOX Rate Annual v3.1 Constraint #: 338
Constraint Type: Rate Limit [lb/MMBtu]
Run Year, Seasons Included: 2012 WINTER SUMMER
Run Year, Seasons Included: 2015 WINTER SUMMER
Run Year, Seasons Included: 2020 WINTER SUMMER
Run Year, Seasons Included: 2025 WINTER SUMMER
Run Year, Seasons Included: 2032 WINTER SUMMER
Time Base: Seasonal/Annual | 2012-2013 | 2014-2017 | 2018-2022 | 2023-2027 | 2028-2035
Standard - [lb/MMBtu] | 0.15 | 0.15 | 0.15 | 0.15 | 0.15
-Emissions at Affected Plants [MTons] | 0 | 0 | 0 | 0 | 0
-Less Allowances Purchased [MTons] NOX | 0 | 0 | 0 | 0 | 0
-Plus Allowances Sold [MTons] NOX | 0 | 0 | 0 | 0 | 0
-Plus Allowances Banked [MTons] | 0 | 0 | 0 | 0 | 0
-Less Allowances Withdrawn (1:1) [MTons] | 0 | 0 | 0 | 0 | 0
-Less Allowances Withdrawn (n:1) [MTons] | 0 | 0 | 0 | 0 | 0
Total [MTons] | 0 | 0 | 0 | 0 | 0
TBtu Consumed | 0 | 0 | 0 | 0 | 0
Rate - [lb/MMBtu] | 0 | 0 | 0 | 0 | 0
TWh Generated | 0 | 0 | 0 | 0 | 0
TWh Generated Qualifying | 0 | 0 | 0 | 0 | 0
Rate - [lb/MWh] | 0 | 0 | 0 | 0 | 0
Constraint Shadow Price [US$/Ton] | 203400 | 235700 | 234500 | 256300 | 294100
Constraint Name: NC Reg Cape Fear 5 - SO2 Rate Annual v3.1 Constraint #: 339
Constraint Type: Rate Limit [lb/MMBtu]
Run Year, Seasons Included: 2012 WINTER SUMMER
Run Year, Seasons Included: 2015 WINTER SUMMER
Run Year, Seasons Included: 2020 WINTER SUMMER
Run Year, Seasons Included: 2025 WINTER SUMMER
Run Year, Seasons Included: 2032 WINTER SUMMER
Time Base: Seasonal/Annual | 2012-2013 | 2014-2017 | 2018-2022 | 2023-2027 | 2028-2035
Standard - [lb/MMBtu] | 0.1 | 0.1 | 0.1 | 0.1 | 0.1
-Emissions at Affected Plants [MTons] | 0 | 0 | 0 | 0 | 0
-Less Allowances Purchased [MTons] SO2 | 0 | 0 | 0 | 0 | 0
-Plus Allowances Sold [MTons] SO2 | 0 | 0 | 0 | 0 | 0
-Plus Allowances Banked [MTons] | 0 | 0 | 0 | 0 | 0
-Less Allowances Withdrawn (1:1) [MTons] | 0 | 0 | 0 | 0 | 0
-Less Allowances Withdrawn (n:1) [MTons] | 0 | 0 | 0 | 0 | 0
Total [MTons] | 0 | 0 | 0 | 0 | 0
TBtu Consumed | 0 | 0 | 0 | 0 | 0
Rate - [lb/MMBtu] | 0 | 0 | 0 | 0 | 0
TWh Generated | 0 | 0 | 0 | 0 | 0
TWh Generated Qualifying | 0 | 0 | 0 | 0 | 0
Rate - [lb/MWh] | 0 | 0 | 0 | 0 | 0
Constraint Shadow Price [US$/Ton] | 50550 | 16640 | 9779 | 13720 | 1365
Constraint Name: NC State Reg Sutton 3 - SO2 Rate Annual v3.1 Constraint #: 340
Constraint Type: Rate Limit [lb/MMBtu]
Run Year, Seasons Included: 2012 WINTER SUMMER
Run Year, Seasons Included: 2015 WINTER SUMMER
Run Year, Seasons Included: 2020 WINTER SUMMER
Run Year, Seasons Included: 2025 WINTER SUMMER
Run Year, Seasons Included: 2032 WINTER SUMMER
Time Base: Seasonal/Annual | 2012-2013 | 2014-2017 | 2018-2022 | 2023-2027 | 2028-2035
Standard - [lb/MMBtu] | 0.1 | 0.1 | 0.1 | 0.1 | 0.1
-Emissions at Affected Plants [MTons] | 1.335 | 1.334 | 1.341 | 0.8877 | 0.6633
-Less Allowances Purchased [MTons] SO2 | 0 | 0 | 0 | 0 | 0
-Plus Allowances Sold [MTons] SO2 | 0 | 0 | 0 | 0 | 0
-Plus Allowances Banked [MTons] | 0 | 0 | 0 | 0 | 0
-Less Allowances Withdrawn (1:1) [MTons] | 0 | 0 | 0 | 0 | 0
-Less Allowances Withdrawn (n:1) [MTons] | 0 | 0 | 0 | 0 | 0
Total [MTons] | 1.335 | 1.334 | 1.341 | 0.8877 | 0.6633
TBtu Consumed | 26.69 | 26.69 | 26.82 | 24.66 | 22.15
Rate - [lb/MMBtu] | 0.1 | 0.1 | 0.1 | 0.072 | 0.05988
TWh Generated | 2.557 | 2.557 | 2.557 | 2.362 | 2.112
TWh Generated Qualifying | 2.557 | 2.557 | 2.557 | 2.362 | 2.112
Rate - [lb/MWh] | 0 | 0 | 0 | 0 | 0
Constraint Shadow Price [US$/Ton] | 29.85 | 187.5 | 241.9 | 0 | 0
Constraint Name: New Hampshire MER Removal Annual v3.1 Constraint #: 341
Constraint Type: Required Removal Level
Run Year, Seasons Included: 2012 WINTER SUMMER
Run Year, Seasons Included: 2015 WINTER SUMMER
Run Year, Seasons Included: 2020 WINTER SUMMER
Run Year, Seasons Included: 2025 WINTER SUMMER
Run Year, Seasons Included: 2032 WINTER SUMMER
Time Base: Seasonal/Annual | 2012-2013 | 2014-2017 | 2018-2022 | 2023-2027 | 2028-2035
Emission Floor - [lb/MMBtu] | 0 | 0 | 0 | 0 | 0
-Emissions at Affected Plants [Lb] | 91.27 | 91.2 | 91.2 | 91.2 | 72.3
-Less Allowances Purchased [Lb] MER | 0 | 0 | 0 | 0 | 0
-Plus Allowances Sold [Lb] MER | 0 | 0 | 0 | 0 | 0
-Plus Allowances Banked [Lb] | 0 | 0 | 0 | 0 | 0
-Less Allowances Withdrawn (1:1) [Lb] | 0 | 0 | 0 | 0 | 0
-Less Allowances Withdrawn (n:1) [Lb] | 0 | 0 | 0 | 0 | 0
Total [Lb] | 91.27 | 91.2 | 91.2 | 91.2 | 72.3
TBtu Consumed | 31.32 | 20.14 | 20.14 | 20.14 | 15.97
Rate - [lb/MMBtu] | 2.914e-06 | 4.527e-06 | 4.527e-06 | 4.527e-06 | 4.527e-06
TWh Generated | 2.908 | 1.914 | 1.914 | 1.914 | 1.518
TWh Generated Qualifying | 2.908 | 1.914 | 1.914 | 1.914 | 1.518
Constraint Shadow Price [US$/Lb] | 0 | 0 | 0 | 0 | 0
Constraint Name: New Hampshire 6 Unit - NOX Cap Annual v3.1 Constraint #: 342
Constraint Type: Rate Cap [MTons]
Run Year, Seasons Included: 2012 WINTER SUMMER
Run Year, Seasons Included: 2015 WINTER SUMMER
Run Year, Seasons Included: 2020 WINTER SUMMER
Run Year, Seasons Included: 2025 WINTER SUMMER
Run Year, Seasons Included: 2032 WINTER SUMMER
Time Base: Seasonal/Annual | 2012-2013 | 2014-2017 | 2018-2022 | 2023-2027 | 2028-2035
Standard - [MTon] | 3.64 | 3.64 | 3.64 | 3.64 | 3.64
-Emissions at Affected Plants [MTons] | 0.9293 | 0.5977 | 0.5977 | 0.5977 | 0.4738
-Less Allowances Purchased [MTons] NOX | 0 | 0 | 0 | 0 | 0
-Plus Allowances Sold [MTons] NOX | 0 | 0 | 0 | 0 | 0
-Plus Allowances Banked [MTons] | 0 | 3.042 | 3.042 | 3.042 | 0
-Less Allowances Withdrawn (1:1) [MTons] | 0 | 0 | 0 | 0 | 0
-Less Allowances Withdrawn (n:1) [MTons] | 0 | 0 | 0 | 0 | 0
Total [MTons] | 0.9293 | 3.64 | 3.64 | 3.64 | 0.4738
TBtu Consumed | 31.32 | 20.14 | 20.14 | 20.14 | 15.97
Rate - [lb/MMBtu] | 0.05934 | 0.05934 | 0.05934 | 0.05934 | 0.05934
TWh Generated | 2.908 | 1.914 | 1.914 | 1.914 | 1.518
TWh Generated Qualifying | 2.908 | 1.914 | 1.914 | 1.914 | 1.518
Rate - [lb/MWh] | 0 | 0 | 0 | 0 | 0
Constraint Shadow Price [US$/Ton] | 0 | 0 | 0 | 0 | 0
Constraint Name: New Hampshire 6 Unit - SO2 Cap Annual v3.1 Constraint #: 343
Constraint Type: Rate Cap [MTons]
Run Year, Seasons Included: 2012 WINTER SUMMER
Run Year, Seasons Included: 2015 WINTER SUMMER
Run Year, Seasons Included: 2020 WINTER SUMMER
Run Year, Seasons Included: 2025 WINTER SUMMER
Run Year, Seasons Included: 2032 WINTER SUMMER
Time Base: Seasonal/Annual | 2012-2013 | 2014-2017 | 2018-2022 | 2023-2027 | 2028-2035
Standard - [MTon] | 7.29 | 7.29 | 7.29 | 7.29 | 7.29
-Emissions at Affected Plants [MTons] | 7.29 | 7.29 | 7.29 | 7.29 | 6.486
-Less Allowances Purchased [MTons] SO2 | 0 | 0 | 0 | 0 | 0
-Plus Allowances Sold [MTons] SO2 | 0 | 0 | 0 | 0 | 0
-Plus Allowances Banked [MTons] | 0 | 0 | 0 | 0 | 0
-Less Allowances Withdrawn (1:1) [MTons] | 0 | 0 | 0 | 0 | 0
-Less Allowances Withdrawn (n:1) [MTons] | 0 | 0 | 0 | 0 | 0
Total [MTons] | 7.29 | 7.29 | 7.29 | 7.29 | 6.486
TBtu Consumed | 31.32 | 20.14 | 20.14 | 20.14 | 15.97
Rate - [lb/MMBtu] | 0.4655 | 0.7238 | 0.7238 | 0.7238 | 0.8123
TWh Generated | 2.908 | 1.914 | 1.914 | 1.914 | 1.518
TWh Generated Qualifying | 2.908 | 1.914 | 1.914 | 1.914 | 1.518
Rate - [lb/MWh] | 0 | 0 | 0 | 0 | 0
Constraint Shadow Price [US$/Ton] | 1048 | 131.2 | 141.6 | 56.82 | 0
Constraint Name: New Hampshire State - NOX Cap Summer v3.1 Constraint #: 344
Constraint Type: Rate Cap [MTons]
Run Year, Seasons Included: 2012 SUMMER
Run Year, Seasons Included: 2015 SUMMER
Run Year, Seasons Included: 2020 SUMMER
Run Year, Seasons Included: 2025 SUMMER
Run Year, Seasons Included: 2032 SUMMER
Time Base: Seasonal/Annual | 2012-2013 | 2014-2017 | 2018-2022 | 2023-2027 | 2028-2035
Standard - [MTon] | 2.9 | 2.9 | 2.9 | 2.9 | 2.9
-Emissions at Affected Plants [MTons] | 0.4879 | 0.3457 | 0.3541 | 0.3541 | 0.2728
-Less Allowances Purchased [MTons] NOX | 0 | 0 | 0 | 0 | 0
-Plus Allowances Sold [MTons] NOX | 0 | 0 | 0 | 0 | 0
-Plus Allowances Banked [MTons] | 0 | 2.554 | 2.546 | 2.546 | 0
-Less Allowances Withdrawn (1:1) [MTons] | 0 | 0 | 0 | 0 | 0
-Less Allowances Withdrawn (n:1) [MTons] | 0 | 0 | 0 | 0 | 0
Total [MTons] | 0.4879 | 2.9 | 2.9 | 2.9 | 0.2728
TBtu Consumed | 36.61 | 30 | 32.1 | 32.1 | 29.36
Rate - [lb/MMBtu] | 0.02666 | 0.02305 | 0.02206 | 0.02206 | 0.01859
TWh Generated | 4.446 | 3.751 | 4.039 | 4.039 | 3.78
TWh Generated Qualifying | 4.446 | 3.751 | 4.039 | 4.039 | 3.78
Rate - [lb/MWh] | 0 | 0 | 0 | 0 | 0
Constraint Shadow Price [US$/Ton] | 0 | 0 | 0 | 0 | 0
Constraint Name: New York - NOX Cap Winter v3.1 Constraint #: 345
Constraint Type: Rate Cap [MTons]
Run Year, Seasons Included: 2012 WINTER
Run Year, Seasons Included: 2015 WINTER
Run Year, Seasons Included: 2020 WINTER
Run Year, Seasons Included: 2025 WINTER
Run Year, Seasons Included: 2032 WINTER
Time Base: Seasonal/Annual | 2012-2013 | 2014-2017 | 2018-2022 | 2023-2027 | 2028-2035
Standard - [MTon] | 39.91 | 39.91 | 39.91 | 39.91 | 39.91
-Emissions at Affected Plants [MTons] | 9.864 | 9.509 | 8.62 | 9.134 | 7.514
-Less Allowances Purchased [MTons] NOX | 0 | 0 | 0 | 0 | 0
-Plus Allowances Sold [MTons] NOX | 0 | 0 | 0 | 0 | 0
-Plus Allowances Banked [MTons] | 0 | 30.4 | 31.29 | 30.78 | 0
-Less Allowances Withdrawn (1:1) [MTons] | 0 | 0 | 0 | 0 | 0
-Less Allowances Withdrawn (n:1) [MTons] | 0 | 0 | 0 | 0 | 0
Total [MTons] | 9.864 | 39.91 | 39.91 | 39.91 | 7.514
TBtu Consumed | 268.8 | 261.8 | 243.5 | 260.8 | 172.6
Rate - [lb/MMBtu] | 0.07339 | 0.07266 | 0.07081 | 0.07004 | 0.08706
TWh Generated | 30.52 | 29.8 | 27.77 | 29.8 | 18.89
TWh Generated Qualifying | 30.52 | 29.8 | 27.77 | 29.8 | 18.89
Rate - [lb/MWh] | 0 | 0 | 0 | 0 | 0
Constraint Shadow Price [US$/Ton] | 0 | 0 | 0 | 0 | 0
Constraint Name: New York - SO2 Cap Annual v3.1 Constraint #: 346
Constraint Type: Rate Cap [MTons]
Run Year, Seasons Included: 2012 WINTER SUMMER
Run Year, Seasons Included: 2015 WINTER SUMMER
Run Year, Seasons Included: 2020 WINTER SUMMER
Run Year, Seasons Included: 2025 WINTER SUMMER
Run Year, Seasons Included: 2032 WINTER SUMMER
Time Base: Seasonal/Annual | 2012-2013 | 2014-2017 | 2018-2022 | 2023-2027 | 2028-2035
Standard - [MTon] | 131.4 | 131.4 | 131.4 | 131.4 | 131.4
-Emissions at Affected Plants [MTons] | 71.75 | 64.3 | 62.96 | 54.18 | 47.3
-Less Allowances Purchased [MTons] SO2 | 0 | 0 | 0 | 0 | 0
-Plus Allowances Sold [MTons] SO2 | 0 | 0 | 0 | 0 | 0
-Plus Allowances Banked [MTons] | 0 | 0 | 68.4 | 77.18 | 0
-Less Allowances Withdrawn (1:1) [MTons] | 0 | 0 | 0 | 0 | 0
-Less Allowances Withdrawn (n:1) [MTons] | 0 | 0 | 0 | 0 | 0
Total [MTons] | 71.75 | 64.3 | 131.4 | 131.4 | 47.3
TBtu Consumed | 517 | 508.6 | 474 | 503.8 | 341.4
Rate - [lb/MMBtu] | 0.2776 | 0.2529 | 0.2657 | 0.2151 | 0.2771
TWh Generated | 58.57 | 57.74 | 53.95 | 57.42 | 36.94
TWh Generated Qualifying | 58.57 | 57.74 | 53.95 | 57.42 | 36.94
Rate - [lb/MWh] | 0 | 0 | 0 | 0 | 0
Constraint Shadow Price [US$/Ton] | 0 | 0 | 0 | 0 | 0
Constraint Name: North Carolina Duke - NOX Cap Annual v3.1 Constraint #: 347
Constraint Type: Rate Cap [MTons]
Run Year, Seasons Included: 2012 WINTER SUMMER
Run Year, Seasons Included: 2015 WINTER SUMMER
Run Year, Seasons Included: 2020 WINTER SUMMER
Run Year, Seasons Included: 2025 WINTER SUMMER
Run Year, Seasons Included: 2032 WINTER SUMMER
Time Base: Seasonal/Annual | 2012-2013 | 2014-2017 | 2018-2022 | 2023-2027 | 2028-2035
Standard - [MTon] | 31 | 31 | 31 | 31 | 31
-Emissions at Affected Plants [MTons] | 29.91 | 25.98 | 25.23 | 25.14 | 24.08
-Less Allowances Purchased [MTons] NOX | 0 | 0 | 0 | 0 | 0
-Plus Allowances Sold [MTons] NOX | 0 | 0 | 0 | 0 | 0
-Plus Allowances Banked [MTons] | 0 | 0 | 0 | 0 | 0
-Less Allowances Withdrawn (1:1) [MTons] | 0 | 0 | 0 | 0 | 0
-Less Allowances Withdrawn (n:1) [MTons] | 0 | 0 | 0 | 0 | 0
Total [MTons] | 29.91 | 25.98 | 25.23 | 25.14 | 24.08
TBtu Consumed | 503.8 | 463.8 | 447.7 | 443.7 | 430
Rate - [lb/MMBtu] | 0.1188 | 0.112 | 0.1127 | 0.1133 | 0.112
TWh Generated | 52.39 | 48.69 | 46.97 | 46.56 | 45.16
TWh Generated Qualifying | 52.39 | 48.69 | 46.97 | 46.56 | 45.16
Rate - [lb/MWh] | 0 | 0 | 0 | 0 | 0
Constraint Shadow Price [US$/Ton] | 0 | 0 | 0 | 0 | 0
Constraint Name: North Carolina Duke - SO2 Cap Annual v3.1 Constraint #: 348
Constraint Type: Rate Cap [MTons]
Run Year, Seasons Included: 2012 WINTER SUMMER
Run Year, Seasons Included: 2015 WINTER SUMMER
Run Year, Seasons Included: 2020 WINTER SUMMER
Run Year, Seasons Included: 2025 WINTER SUMMER
Run Year, Seasons Included: 2032 WINTER SUMMER
Time Base: Seasonal/Annual | 2012-2013 | 2014-2017 | 2018-2022 | 2023-2027 | 2028-2035
Standard - [MTon] | 150 | 80 | 80 | 80 | 80
-Emissions at Affected Plants [MTons] | 45.92 | 56.29 | 41.11 | 30.68 | 27.98
-Less Allowances Purchased [MTons] SO2 | 0 | 0 | 0 | 0 | 0
-Plus Allowances Sold [MTons] SO2 | 0 | 0 | 0 | 0 | 0
-Plus Allowances Banked [MTons] | 0 | 0 | 0 | 0 | 0
-Less Allowances Withdrawn (1:1) [MTons] | 0 | 0 | 0 | 0 | 0
-Less Allowances Withdrawn (n:1) [MTons] | 0 | 0 | 0 | 0 | 0
Total [MTons] | 45.92 | 56.29 | 41.11 | 30.68 | 27.98
TBtu Consumed | 503.8 | 463.8 | 447.7 | 443.7 | 430
Rate - [lb/MMBtu] | 0.1823 | 0.2427 | 0.1837 | 0.1383 | 0.1302
TWh Generated | 52.39 | 48.69 | 46.97 | 46.56 | 45.16
TWh Generated Qualifying | 52.39 | 48.69 | 46.97 | 46.56 | 45.16
Rate - [lb/MWh] | 0 | 0 | 0 | 0 | 0
Constraint Shadow Price [US$/Ton] | 0 | 0 | 0 | 0 | 0
Constraint Name: North Carolina Progress - NOX Cap Annual v3.1 Constraint #: 349
Constraint Type: Rate Cap [MTons]
Run Year, Seasons Included: 2012 WINTER SUMMER
Run Year, Seasons Included: 2015 WINTER SUMMER
Run Year, Seasons Included: 2020 WINTER SUMMER
Run Year, Seasons Included: 2025 WINTER SUMMER
Run Year, Seasons Included: 2032 WINTER SUMMER
Time Base: Seasonal/Annual | 2012-2013 | 2014-2017 | 2018-2022 | 2023-2027 | 2028-2035
Standard - [MTon] | 25 | 25 | 25 | 25 | 25
-Emissions at Affected Plants [MTons] | 22.87 | 18.41 | 17.81 | 17.05 | 15.05
-Less Allowances Purchased [MTons] NOX | 0 | 0 | 0 | 0 | 0
-Plus Allowances Sold [MTons] NOX | 0 | 0 | 0 | 0 | 0
-Plus Allowances Banked [MTons] | 0 | 0 | 0 | 0 | 0
-Less Allowances Withdrawn (1:1) [MTons] | 0 | 0 | 0 | 0 | 0
-Less Allowances Withdrawn (n:1) [MTons] | 0 | 0 | 0 | 0 | 0
Total [MTons] | 22.87 | 18.41 | 17.81 | 17.05 | 15.05
TBtu Consumed | 322 | 300.2 | 285.7 | 275.6 | 238
Rate - [lb/MMBtu] | 0.142 | 0.1227 | 0.1247 | 0.1237 | 0.1264
TWh Generated | 31.24 | 29.35 | 28 | 26.97 | 23.42
TWh Generated Qualifying | 31.24 | 29.35 | 28 | 26.97 | 23.42
Rate - [lb/MWh] | 0 | 0 | 0 | 0 | 0
Constraint Shadow Price [US$/Ton] | 0 | 0 | 0 | 0 | 0
Constraint Name: North Carolina Progress - SO2 Cap Annual v3.1 Constraint #: 350
Constraint Type: Rate Cap [MTons]
Run Year, Seasons Included: 2012 WINTER SUMMER
Run Year, Seasons Included: 2015 WINTER SUMMER
Run Year, Seasons Included: 2020 WINTER SUMMER
Run Year, Seasons Included: 2025 WINTER SUMMER
Run Year, Seasons Included: 2032 WINTER SUMMER
Time Base: Seasonal/Annual | 2012-2013 | 2014-2017 | 2018-2022 | 2023-2027 | 2028-2035
Standard - [MTon] | 100 | 50 | 50 | 50 | 50
-Emissions at Affected Plants [MTons] | 42.34 | 35.91 | 33.19 | 27.61 | 24.59
-Less Allowances Purchased [MTons] SO2 | 0 | 0 | 0 | 0 | 0
-Plus Allowances Sold [MTons] SO2 | 0 | 0 | 0 | 0 | 0
-Plus Allowances Banked [MTons] | 0 | 0 | 0 | 0 | 0
-Less Allowances Withdrawn (1:1) [MTons] | 0 | 0 | 0 | 0 | 0
-Less Allowances Withdrawn (n:1) [MTons] | 0 | 0 | 0 | 0 | 0
Total [MTons] | 42.34 | 35.91 | 33.19 | 27.61 | 24.59
TBtu Consumed | 322 | 300.2 | 285.7 | 275.6 | 238
Rate - [lb/MMBtu] | 0.263 | 0.2393 | 0.2323 | 0.2003 | 0.2066
TWh Generated | 31.24 | 29.35 | 28 | 26.97 | 23.42
TWh Generated Qualifying | 31.24 | 29.35 | 28 | 26.97 | 23.42
Rate - [lb/MWh] | 0 | 0 | 0 | 0 | 0
Constraint Shadow Price [US$/Ton] | 0 | 0 | 0 | 0 | 0
Constraint Name: NSR AEP Consent - NOX Cap Annual v3.1 Constraint #: 351
Constraint Type: Rate Cap [MTons]
Run Year, Seasons Included: 2012 WINTER SUMMER
Run Year, Seasons Included: 2015 WINTER SUMMER
Run Year, Seasons Included: 2020 WINTER SUMMER
Run Year, Seasons Included: 2025 WINTER SUMMER
Run Year, Seasons Included: 2032 WINTER SUMMER
Time Base: Seasonal/Annual | 2012-2013 | 2014-2017 | 2018-2022 | 2023-2027 | 2028-2035
Standard - [MTon] | 85 | 75 | 72 | 72 | 72
-Emissions at Affected Plants [MTons] | 85 | 75 | 58.55 | 61.48 | 59.66
-Less Allowances Purchased [MTons] NOX | 0 | 0 | 0 | 0 | 0
-Plus Allowances Sold [MTons] NOX | 0 | 0 | 0 | 0 | 0
-Plus Allowances Banked [MTons] | 0 | 0 | 0 | 0 | 0
-Less Allowances Withdrawn (1:1) [MTons] | 0 | 0 | 0 | 0 | 0
-Less Allowances Withdrawn (n:1) [MTons] | 0 | 0 | 0 | 0 | 0
Total [MTons] | 85 | 75 | 58.55 | 61.48 | 59.66
TBtu Consumed | 1229 | 1221 | 1187 | 1221 | 1195
Rate - [lb/MMBtu] | 0.1383 | 0.1229 | 0.09863 | 0.1007 | 0.09983
TWh Generated | 125.6 | 125.1 | 121.1 | 124.5 | 121.9
TWh Generated Qualifying | 125.6 | 125.1 | 121.1 | 124.5 | 121.9
Rate - [lb/MWh] | 0 | 0 | 0 | 0 | 0
Constraint Shadow Price [US$/Ton] | 1745 | 1271 | 0 | 0 | 0
Constraint Name: NSR AEP Consent - SO2 Cap Annual v3.1 Constraint #: 352
Constraint Type: Rate Cap [MTons]
Run Year, Seasons Included: 2012 WINTER SUMMER
Run Year, Seasons Included: 2015 WINTER SUMMER
Run Year, Seasons Included: 2020 WINTER SUMMER
Run Year, Seasons Included: 2025 WINTER SUMMER
Run Year, Seasons Included: 2032 WINTER SUMMER
Time Base: Seasonal/Annual | 2012-2013 | 2014-2017 | 2018-2022 | 2023-2027 | 2028-2035
Standard - [MTon] | 420 | 275 | 174 | 174 | 174
-Emissions at Affected Plants [MTons] | 260.1 | 272 | 174 | 174 | 174
-Less Allowances Purchased [MTons] SO2 | 0 | 0 | 0 | 0 | 0
-Plus Allowances Sold [MTons] SO2 | 0 | 0 | 0 | 0 | 0
-Plus Allowances Banked [MTons] | 0 | 0 | 0 | 0 | 0
-Less Allowances Withdrawn (1:1) [MTons] | 0 | 0 | 0 | 0 | 0
-Less Allowances Withdrawn (n:1) [MTons] | 0 | 0 | 0 | 0 | 0
Total [MTons] | 260.1 | 272 | 174 | 174 | 174
TBtu Consumed | 1229 | 1221 | 1187 | 1221 | 1195
Rate - [lb/MMBtu] | 0.4231 | 0.4456 | 0.2931 | 0.2851 | 0.2912
TWh Generated | 125.6 | 125.1 | 121.1 | 124.5 | 121.9
TWh Generated Qualifying | 125.6 | 125.1 | 121.1 | 124.5 | 121.9
Rate - [lb/MWh] | 0 | 0 | 0 | 0 | 0
Constraint Shadow Price [US$/Ton] | 0 | 0 | 19.26 | 22.52 | 356
Constraint Name: NSR Baldwin 1,2 - NOX Rate Annual v3.1 (CS2) Constraint #: 353
Constraint Type: Rate Limit [lb/MMBtu]
Run Year, Seasons Included: 2012 WINTER SUMMER
Run Year, Seasons Included: 2015 WINTER SUMMER
Run Year, Seasons Included: 2020 WINTER SUMMER
Run Year, Seasons Included: 2025 WINTER SUMMER
Run Year, Seasons Included: 2032 WINTER SUMMER
Time Base: Seasonal/Annual | 2012-2013 | 2014-2017 | 2018-2022 | 2023-2027 | 2028-2035
Standard - [lb/MMBtu] | 0.1 | 0.1 | 0.1 | 0.1 | 0.1
-Emissions at Affected Plants [MTons] | 1.171 | 1.169 | 1.169 | 1.021 | 1.021
-Less Allowances Purchased [MTons] NOX | 0 | 0 | 0 | 0 | 0
-Plus Allowances Sold [MTons] NOX | 0 | 0 | 0 | 0 | 0
-Plus Allowances Banked [MTons] | 0 | 0 | 0 | 0 | 0
-Less Allowances Withdrawn (1:1) [MTons] | 0 | 0 | 0 | 0 | 0
-Less Allowances Withdrawn (n:1) [MTons] | 0 | 0 | 0 | 0 | 0
Total [MTons] | 1.171 | 1.169 | 1.169 | 1.021 | 1.021
TBtu Consumed | 45.03 | 45.1 | 45.1 | 39.39 | 39.39
Rate - [lb/MMBtu] | 0.052 | 0.05185 | 0.05185 | 0.05185 | 0.05185
TWh Generated | 4.615 | 4.615 | 4.615 | 4.031 | 4.031
TWh Generated Qualifying | 4.615 | 4.615 | 4.615 | 4.031 | 4.031
Rate - [lb/MWh] | 0 | 0 | 0 | 0 | 0
Constraint Shadow Price [US$/Ton] | 0 | 0 | 0 | 0 | 0
Constraint Name: NSR Baldwin 1,2 - NOX Rate Annual v3.1 (CS6) Constraint #: 354
Constraint Type: Rate Limit [lb/MMBtu]
Run Year, Seasons Included: 2012 WINTER SUMMER
Run Year, Seasons Included: 2015 WINTER SUMMER
Run Year, Seasons Included: 2020 WINTER SUMMER
Run Year, Seasons Included: 2025 WINTER SUMMER
Run Year, Seasons Included: 2032 WINTER SUMMER
Time Base: Seasonal/Annual | 2012-2013 | 2014-2017 | 2018-2022 | 2023-2027 | 2028-2035
Standard - [lb/MMBtu] | 0.1 | 0.1 | 0.1 | 0.1 | 0.1
-Emissions at Affected Plants [MTons] | 1.14 | 1.053 | 1.139 | 1.053 | 1.053
-Less Allowances Purchased [MTons] NOX | 0 | 0 | 0 | 0 | 0
-Plus Allowances Sold [MTons] NOX | 0 | 0 | 0 | 0 | 0
-Plus Allowances Banked [MTons] | 0 | 0 | 0 | 0 | 0
-Less Allowances Withdrawn (1:1) [MTons] | 0 | 0 | 0 | 0 | 0
-Less Allowances Withdrawn (n:1) [MTons] | 0 | 0 | 0 | 0 | 0
Total [MTons] | 1.14 | 1.053 | 1.139 | 1.053 | 1.053
TBtu Consumed | 43.85 | 40.61 | 43.92 | 40.61 | 40.61
Rate - [lb/MMBtu] | 0.052 | 0.05185 | 0.05185 | 0.05185 | 0.05185
TWh Generated | 4.394 | 4.064 | 4.394 | 4.064 | 4.064
TWh Generated Qualifying | 4.394 | 4.064 | 4.394 | 4.064 | 4.064
Rate - [lb/MWh] | 0 | 0 | 0 | 0 | 0
Constraint Shadow Price [US$/Ton] | 0 | 0 | 0 | 0 | 0
Constraint Name: NSR Baldwin 1-3 - SO2 Rate Annual v3.1 (BF5) Constraint #: 355
Constraint Type: Rate Limit [lb/MMBtu]
Run Year, Seasons Included: 2012 WINTER SUMMER
Run Year, Seasons Included: 2015 WINTER SUMMER
Run Year, Seasons Included: 2020 WINTER SUMMER
Run Year, Seasons Included: 2025 WINTER SUMMER
Run Year, Seasons Included: 2032 WINTER SUMMER
Time Base: Seasonal/Annual | 2012-2013 | 2014-2017 | 2018-2022 | 2023-2027 | 2028-2035
Standard - [lb/MMBtu] | 0.1 | 0.1 | 0.1 | 0.1 | 0.1
-Emissions at Affected Plants [MTons] | 1.358 | 1.227 | 1.227 | 1.227 | 1.279
-Less Allowances Purchased [MTons] SO2 | 0 | 0 | 0 | 0 | 0
-Plus Allowances Sold [MTons] SO2 | 0 | 0 | 0 | 0 | 0
-Plus Allowances Banked [MTons] | 0 | 0 | 0 | 0 | 0
-Less Allowances Withdrawn (1:1) [MTons] | 0 | 0 | 0 | 0 | 0
-Less Allowances Withdrawn (n:1) [MTons] | 0 | 0 | 0 | 0 | 0
Total [MTons] | 1.358 | 1.227 | 1.227 | 1.227 | 1.279
TBtu Consumed | 45.28 | 41.93 | 41.93 | 41.93 | 38.74
Rate - [lb/MMBtu] | 0.06 | 0.0585 | 0.0585 | 0.0585 | 0.06602
TWh Generated | 4.394 | 4.064 | 4.064 | 4.064 | 3.754
TWh Generated Qualifying | 4.394 | 4.064 | 4.064 | 4.064 | 3.754
Rate - [lb/MWh] | 0 | 0 | 0 | 0 | 0
Constraint Shadow Price [US$/Ton] | 0 | 0 | 0 | 0 | 0
Constraint Name: NSR Baldwin 1-3 - SO2 Rate Annual v3.1 (CS2) Constraint #: 356
Constraint Type: Rate Limit [lb/MMBtu]
Run Year, Seasons Included: 2012 WINTER SUMMER
Run Year, Seasons Included: 2015 WINTER SUMMER
Run Year, Seasons Included: 2020 WINTER SUMMER
Run Year, Seasons Included: 2025 WINTER SUMMER
Run Year, Seasons Included: 2032 WINTER SUMMER
Time Base: Seasonal/Annual | 2012-2013 | 2014-2017 | 2018-2022 | 2023-2027 | 2028-2035
Standard - [lb/MMBtu] | 0.1 | 0.1 | 0.1 | 0.1 | 0.1
-Emissions at Affected Plants [MTons] | 1.351 | 1.319 | 1.319 | 1.152 | 1.354
-Less Allowances Purchased [MTons] SO2 | 0 | 0 | 0 | 0 | 0
-Plus Allowances Sold [MTons] SO2 | 0 | 0 | 0 | 0 | 0
-Plus Allowances Banked [MTons] | 0 | 0 | 0 | 0 | 0
-Less Allowances Withdrawn (1:1) [MTons] | 0 | 0 | 0 | 0 | 0
-Less Allowances Withdrawn (n:1) [MTons] | 0 | 0 | 0 | 0 | 0
Total [MTons] | 1.351 | 1.319 | 1.319 | 1.152 | 1.354
TBtu Consumed | 45.03 | 45.1 | 45.1 | 39.39 | 39.39
Rate - [lb/MMBtu] | 0.06 | 0.0585 | 0.0585 | 0.0585 | 0.06873
TWh Generated | 4.615 | 4.615 | 4.615 | 4.031 | 4.031
TWh Generated Qualifying | 4.615 | 4.615 | 4.615 | 4.031 | 4.031
Rate - [lb/MWh] | 0 | 0 | 0 | 0 | 0
Constraint Shadow Price [US$/Ton] | 0 | 0 | 0 | 0 | 0
Constraint Name: NSR Baldwin 1-3 - SO2 Rate Annual v3.1 (CS6) Constraint #: 357
Constraint Type: Rate Limit [lb/MMBtu]
Run Year, Seasons Included: 2012 WINTER SUMMER
Run Year, Seasons Included: 2015 WINTER SUMMER
Run Year, Seasons Included: 2020 WINTER SUMMER
Run Year, Seasons Included: 2025 WINTER SUMMER
Run Year, Seasons Included: 2032 WINTER SUMMER
Time Base: Seasonal/Annual | 2012-2013 | 2014-2017 | 2018-2022 | 2023-2027 | 2028-2035
Standard - [lb/MMBtu] | 0.1 | 0.1 | 0.1 | 0.1 | 0.1
-Emissions at Affected Plants [MTons] | 1.316 | 1.188 | 1.285 | 1.188 | 1.369
-Less Allowances Purchased [MTons] SO2 | 0 | 0 | 0 | 0 | 0
-Plus Allowances Sold [MTons] SO2 | 0 | 0 | 0 | 0 | 0
-Plus Allowances Banked [MTons] | 0 | 0 | 0 | 0 | 0
-Less Allowances Withdrawn (1:1) [MTons] | 0 | 0 | 0 | 0 | 0
-Less Allowances Withdrawn (n:1) [MTons] | 0 | 0 | 0 | 0 | 0
Total [MTons] | 1.316 | 1.188 | 1.285 | 1.188 | 1.369
TBtu Consumed | 43.85 | 40.61 | 43.92 | 40.61 | 40.61
Rate - [lb/MMBtu] | 0.06 | 0.0585 | 0.0585 | 0.0585 | 0.06743
TWh Generated | 4.394 | 4.064 | 4.394 | 4.064 | 4.064
TWh Generated Qualifying | 4.394 | 4.064 | 4.394 | 4.064 | 4.064
Rate - [lb/MWh] | 0 | 0 | 0 | 0 | 0
Constraint Shadow Price [US$/Ton] | 0 | 0 | 0 | 0 | 0
Constraint Name: NSR Big Bend 1-4 - NOX Rate Annual v3.1 (CQ7) Constraint #: 358
Constraint Type: Rate Limit [lb/MMBtu]
Run Year, Seasons Included: 2012 WINTER SUMMER
Run Year, Seasons Included: 2015 WINTER SUMMER
Run Year, Seasons Included: 2020 WINTER SUMMER
Run Year, Seasons Included: 2025 WINTER SUMMER
Run Year, Seasons Included: 2032 WINTER SUMMER
Time Base: Seasonal/Annual | 2012-2013 | 2014-2017 | 2018-2022 | 2023-2027 | 2028-2035
Standard - [lb/MMBtu] | 0.1 | 0.1 | 0.1 | 0.1 | 0.1
-Emissions at Affected Plants [MTons] | 1.229 | 1.161 | 1.111 | 1.097 | 0.9915
-Less Allowances Purchased [MTons] NOX | 0 | 0 | 0 | 0 | 0
-Plus Allowances Sold [MTons] NOX | 0 | 0 | 0 | 0 | 0
-Plus Allowances Banked [MTons] | 0 | 0 | 0 | 0 | 0
-Less Allowances Withdrawn (1:1) [MTons] | 0 | 0 | 0 | 0 | 0
-Less Allowances Withdrawn (n:1) [MTons] | 0 | 0 | 0 | 0 | 0
Total [MTons] | 1.229 | 1.161 | 1.111 | 1.097 | 0.9915
TBtu Consumed | 34.24 | 32.34 | 30.97 | 30.58 | 27.63
Rate - [lb/MMBtu] | 0.07176 | 0.07176 | 0.07176 | 0.07176 | 0.07176
TWh Generated | 3.006 | 2.84 | 2.719 | 2.685 | 2.426
TWh Generated Qualifying | 3.006 | 2.84 | 2.719 | 2.685 | 2.426
Rate - [lb/MWh] | 0 | 0 | 0 | 0 | 0
Constraint Shadow Price [US$/Ton] | 0 | 0 | 0 | 0 | 0
Constraint Name: NSR Big Bend 1-4 - NOX Rate Annual v3.1 (CR2) Constraint #: 359
Constraint Type: Rate Limit [lb/MMBtu]
Run Year, Seasons Included: 2012 WINTER SUMMER
Run Year, Seasons Included: 2015 WINTER SUMMER
Run Year, Seasons Included: 2020 WINTER SUMMER
Run Year, Seasons Included: 2025 WINTER SUMMER
Run Year, Seasons Included: 2032 WINTER SUMMER
Time Base: Seasonal/Annual | 2012-2013 | 2014-2017 | 2018-2022 | 2023-2027 | 2028-2035
Standard - [lb/MMBtu] | 0.1 | 0.1 | 0.1 | 0.1 | 0.1
-Emissions at Affected Plants [MTons] | 1.185 | 1.12 | 1.12 | 1.12 | 0.9568
-Less Allowances Purchased [MTons] NOX | 0 | 0 | 0 | 0 | 0
-Plus Allowances Sold [MTons] NOX | 0 | 0 | 0 | 0 | 0
-Plus Allowances Banked [MTons] | 0 | 0 | 0 | 0 | 0
-Less Allowances Withdrawn (1:1) [MTons] | 0 | 0 | 0 | 0 | 0
-Less Allowances Withdrawn (n:1) [MTons] | 0 | 0 | 0 | 0 | 0
Total [MTons] | 1.185 | 1.12 | 1.12 | 1.12 | 0.9568
TBtu Consumed | 33.04 | 31.21 | 31.21 | 31.21 | 26.67
Rate - [lb/MMBtu] | 0.07176 | 0.07176 | 0.07176 | 0.07176 | 0.07176
TWh Generated | 2.904 | 2.744 | 2.744 | 2.744 | 2.344
TWh Generated Qualifying | 2.904 | 2.744 | 2.744 | 2.744 | 2.344
Rate - [lb/MWh] | 0 | 0 | 0 | 0 | 0
Constraint Shadow Price [US$/Ton] | 0 | 0 | 0 | 0 | 0
Constraint Name: NSR Big Bend 1-4 - NOX Rate Annual v3.1 (CR3) Constraint #: 360
Constraint Type: Rate Limit [lb/MMBtu]
Run Year, Seasons Included: 2012 WINTER SUMMER
Run Year, Seasons Included: 2015 WINTER SUMMER
Run Year, Seasons Included: 2020 WINTER SUMMER
Run Year, Seasons Included: 2025 WINTER SUMMER
Run Year, Seasons Included: 2032 WINTER SUMMER
Time Base: Seasonal/Annual | 2012-2013 | 2014-2017 | 2018-2022 | 2023-2027 | 2028-2035
Standard - [lb/MMBtu] | 0.1 | 0.1 | 0.1 | 0.1 | 0.1
-Emissions at Affected Plants [MTons] | 0.9628 | 0.9628 | 0.9628 | 0.9095 | 0.841
-Less Allowances Purchased [MTons] NOX | 0 | 0 | 0 | 0 | 0
-Plus Allowances Sold [MTons] NOX | 0 | 0 | 0 | 0 | 0
-Plus Allowances Banked [MTons] | 0 | 0 | 0 | 0 | 0
-Less Allowances Withdrawn (1:1) [MTons] | 0 | 0 | 0 | 0 | 0
-Less Allowances Withdrawn (n:1) [MTons] | 0 | 0 | 0 | 0 | 0
Total [MTons] | 0.9628 | 0.9628 | 0.9628 | 0.9095 | 0.841
TBtu Consumed | 32.2 | 32.2 | 32.2 | 30.42 | 28.13
Rate - [lb/MMBtu] | 0.0598 | 0.0598 | 0.0598 | 0.0598 | 0.0598
TWh Generated | 3.028 | 3.028 | 3.028 | 2.86 | 2.645
TWh Generated Qualifying | 3.028 | 3.028 | 3.028 | 2.86 | 2.645
Rate - [lb/MWh] | 0 | 0 | 0 | 0 | 0
Constraint Shadow Price [US$/Ton] | 0 | 0 | 0 | 0 | 0
Constraint Name: NSR Big Bend 1-4 - NOX Rate Annual v3.1 (CR7) Constraint #: 361
Constraint Type: Rate Limit [lb/MMBtu]
Run Year, Seasons Included: 2012 WINTER SUMMER
Run Year, Seasons Included: 2015 WINTER SUMMER
Run Year, Seasons Included: 2020 WINTER SUMMER
Run Year, Seasons Included: 2025 WINTER SUMMER
Run Year, Seasons Included: 2032 WINTER SUMMER
Time Base: Seasonal/Annual | 2012-2013 | 2014-2017 | 2018-2022 | 2023-2027 | 2028-2035
Standard - [lb/MMBtu] | 0.1 | 0.1 | 0.1 | 0.1 | 0.1
-Emissions at Affected Plants [MTons] | 1.142 | 1.078 | 0.9972 | 0.9972 | 0.9213
-Less Allowances Purchased [MTons] NOX | 0 | 0 | 0 | 0 | 0
-Plus Allowances Sold [MTons] NOX | 0 | 0 | 0 | 0 | 0
-Plus Allowances Banked [MTons] | 0 | 0 | 0 | 0 | 0
-Less Allowances Withdrawn (1:1) [MTons] | 0 | 0 | 0 | 0 | 0
-Less Allowances Withdrawn (n:1) [MTons] | 0 | 0 | 0 | 0 | 0
Total [MTons] | 1.142 | 1.078 | 0.9972 | 0.9972 | 0.9213
TBtu Consumed | 38.18 | 36.07 | 33.35 | 33.35 | 30.81
Rate - [lb/MMBtu] | 0.0598 | 0.0598 | 0.0598 | 0.0598 | 0.0598
TWh Generated | 3.342 | 3.157 | 2.92 | 2.92 | 2.697
TWh Generated Qualifying | 3.342 | 3.157 | 2.92 | 2.92 | 2.697
Rate - [lb/MWh] | 0 | 0 | 0 | 0 | 0
Constraint Shadow Price [US$/Ton] | 0 | 0 | 0 | 0 | 0
Constraint Name: NSR Chesapeake 3,4 - NOX Rate Annual v3.1 (DML) Constraint #: 362
Constraint Type: Rate Limit [lb/MMBtu]
Run Year, Seasons Included: 2012
Run Year, Seasons Included: 2015 WINTER SUMMER
Run Year, Seasons Included: 2020 WINTER SUMMER
Run Year, Seasons Included: 2025 WINTER SUMMER
Run Year, Seasons Included: 2032 WINTER SUMMER
Time Base: Seasonal/Annual | 2012-2013 | 2014-2017 | 2018-2022 | 2023-2027 | 2028-2035
Standard - [lb/MMBtu] | 0 | 0.1 | 0.1 | 0.1 | 0.1
-Emissions at Affected Plants [MTons] | 0 | 0.182 | 0.1712 | 0.1463 | 0.1463
-Less Allowances Purchased [MTons] NOX | 0 | 0 | 0 | 0 | 0
-Plus Allowances Sold [MTons] NOX | 0 | 0 | 0 | 0 | 0
-Plus Allowances Banked [MTons] | 0 | 0 | 0 | 0 | 0
-Less Allowances Withdrawn (1:1) [MTons] | 0 | 0 | 0 | 0 | 0
-Less Allowances Withdrawn (n:1) [MTons] | 0 | 0 | 0 | 0 | 0
Total [MTons] | 0 | 0.182 | 0.1712 | 0.1463 | 0.1463
TBtu Consumed | 0 | 11.74 | 11.15 | 9.527 | 9.527
Rate - [lb/MMBtu] | 0 | 0.031 | 0.03071 | 0.03071 | 0.03071
TWh Generated | 0 | 1.165 | 1.101 | 0.9409 | 0.9409
TWh Generated Qualifying | 0 | 1.165 | 1.101 | 0.9409 | 0.9409
Rate - [lb/MWh] | 0 | 0 | 0 | 0 | 0
Constraint Shadow Price [US$/Ton] | 0 | 0 | 0 | 0 | 0
Constraint Name: NSR Chesapeake 3,4 - NOX Rate Annual v3.1 (DMM) Constraint #: 363
Constraint Type: Rate Limit [lb/MMBtu]
Run Year, Seasons Included: 2012
Run Year, Seasons Included: 2015 WINTER SUMMER
Run Year, Seasons Included: 2020 WINTER SUMMER
Run Year, Seasons Included: 2025 WINTER SUMMER
Run Year, Seasons Included: 2032 WINTER SUMMER
Time Base: Seasonal/Annual | 2012-2013 | 2014-2017 | 2018-2022 | 2023-2027 | 2028-2035
Standard - [lb/MMBtu] | 0 | 0.1 | 0.1 | 0.1 | 0.1
-Emissions at Affected Plants [MTons] | 0 | 0.2656 | 0.2344 | 0.2344 | 0.2095
-Less Allowances Purchased [MTons] NOX | 0 | 0 | 0 | 0 | 0
-Plus Allowances Sold [MTons] NOX | 0 | 0 | 0 | 0 | 0
-Plus Allowances Banked [MTons] | 0 | 0 | 0 | 0 | 0
-Less Allowances Withdrawn (1:1) [MTons] | 0 | 0 | 0 | 0 | 0
-Less Allowances Withdrawn (n:1) [MTons] | 0 | 0 | 0 | 0 | 0
Total [MTons] | 0 | 0.2656 | 0.2344 | 0.2344 | 0.2095
TBtu Consumed | 0 | 15.62 | 13.92 | 13.92 | 12.44
Rate - [lb/MMBtu] | 0 | 0.034 | 0.03369 | 0.03369 | 0.03369
TWh Generated | 0 | 1.483 | 1.315 | 1.315 | 1.175
TWh Generated Qualifying | 0 | 1.483 | 1.315 | 1.315 | 1.175
Rate - [lb/MWh] | 0 | 0 | 0 | 0 | 0
Constraint Shadow Price [US$/Ton] | 0 | 0 | 0 | 0 | 0
Constraint Name: NSR Chesterfield 4 - NOX Rate Annual v3.1 Constraint #: 364
Constraint Type: Rate Limit [lb/MMBtu]
Run Year, Seasons Included: 2012
Run Year, Seasons Included: 2015 WINTER SUMMER
Run Year, Seasons Included: 2020 WINTER SUMMER
Run Year, Seasons Included: 2025 WINTER SUMMER
Run Year, Seasons Included: 2032 WINTER SUMMER
Time Base: Seasonal/Annual | 2012-2013 | 2014-2017 | 2018-2022 | 2023-2027 | 2028-2035
Standard - [lb/MMBtu] | 0 | 0.1 | 0.1 | 0.1 | 0.1
-Emissions at Affected Plants [MTons] | 0 | 0.2908 | 0.2748 | 0.2748 | 0.2343
-Less Allowances Purchased [MTons] NOX | 0 | 0 | 0 | 0 | 0
-Plus Allowances Sold [MTons] NOX | 0 | 0 | 0 | 0 | 0
-Plus Allowances Banked [MTons] | 0 | 0 | 0 | 0 | 0
-Less Allowances Withdrawn (1:1) [MTons] | 0 | 0 | 0 | 0 | 0
-Less Allowances Withdrawn (n:1) [MTons] | 0 | 0 | 0 | 0 | 0
Total [MTons] | 0 | 0.2908 | 0.2748 | 0.2748 | 0.2343
TBtu Consumed | 0 | 12.64 | 11.95 | 11.95 | 10.23
Rate - [lb/MMBtu] | 0 | 0.046 | 0.046 | 0.046 | 0.0458
TWh Generated | 0 | 1.24 | 1.172 | 1.172 | 1.001
TWh Generated Qualifying | 0 | 1.24 | 1.172 | 1.172 | 1.001
Rate - [lb/MWh] | 0 | 0 | 0 | 0 | 0
Constraint Shadow Price [US$/Ton] | 0 | 0 | 0 | 0 | 0
Constraint Name: NSR Chesterfield 5,6 - NOX Rate Annual v3.1 (EKI) Constraint #: 365
Constraint Type: Rate Limit [lb/MMBtu]
Run Year, Seasons Included: 2012 WINTER SUMMER
Run Year, Seasons Included: 2015 WINTER SUMMER
Run Year, Seasons Included: 2020 WINTER SUMMER
Run Year, Seasons Included: 2025 WINTER SUMMER
Run Year, Seasons Included: 2032 WINTER SUMMER
Time Base: Seasonal/Annual | 2012-2013 | 2014-2017 | 2018-2022 | 2023-2027 | 2028-2035
Standard - [lb/MMBtu] | 0.1 | 0.1 | 0.1 | 0.1 | 0.1
-Emissions at Affected Plants [MTons] | 0.4658 | 0.44 | 0.44 | 0.4068 | 0.3395
-Less Allowances Purchased [MTons] NOX | 0 | 0 | 0 | 0 | 0
-Plus Allowances Sold [MTons] NOX | 0 | 0 | 0 | 0 | 0
-Plus Allowances Banked [MTons] | 0 | 0 | 0 | 0 | 0
-Less Allowances Withdrawn (1:1) [MTons] | 0 | 0 | 0 | 0 | 0
-Less Allowances Withdrawn (n:1) [MTons] | 0 | 0 | 0 | 0 | 0
Total [MTons] | 0.4658 | 0.44 | 0.44 | 0.4068 | 0.3395
TBtu Consumed | 23.88 | 22.57 | 22.57 | 20.86 | 17.49
Rate - [lb/MMBtu] | 0.039 | 0.039 | 0.039 | 0.039 | 0.03883
TWh Generated | 2.303 | 2.175 | 2.175 | 2.011 | 1.682
TWh Generated Qualifying | 2.303 | 2.175 | 2.175 | 2.011 | 1.682
Rate - [lb/MWh] | 0 | 0 | 0 | 0 | 0
Constraint Shadow Price [US$/Ton] | 0 | 0 | 0 | 0 | 0
Constraint Name: NSR Chesterfield 5,6 - NOX Rate Annual v3.1 (EKJ) Constraint #: 366
Constraint Type: Rate Limit [lb/MMBtu]
Run Year, Seasons Included: 2012 WINTER SUMMER
Run Year, Seasons Included: 2015 WINTER SUMMER
Run Year, Seasons Included: 2020 WINTER SUMMER
Run Year, Seasons Included: 2025 WINTER SUMMER
Run Year, Seasons Included: 2032 WINTER SUMMER
Time Base: Seasonal/Annual | 2012-2013 | 2014-2017 | 2018-2022 | 2023-2027 | 2028-2035
Standard - [lb/MMBtu] | 0.1 | 0.1 | 0.1 | 0.1 | 0.1
-Emissions at Affected Plants [MTons] | 0.7237 | 0.7237 | 0.6835 | 0.6835 | 0.5977
-Less Allowances Purchased [MTons] NOX | 0 | 0 | 0 | 0 | 0
-Plus Allowances Sold [MTons] NOX | 0 | 0 | 0 | 0 | 0
-Plus Allowances Banked [MTons] | 0 | 0 | 0 | 0 | 0
-Less Allowances Withdrawn (1:1) [MTons] | 0 | 0 | 0 | 0 | 0
-Less Allowances Withdrawn (n:1) [MTons] | 0 | 0 | 0 | 0 | 0
Total [MTons] | 0.7237 | 0.7237 | 0.6835 | 0.6835 | 0.5977
TBtu Consumed | 48.24 | 48.24 | 45.57 | 45.57 | 40.02
Rate - [lb/MMBtu] | 0.03 | 0.03 | 0.03 | 0.03 | 0.02987
TWh Generated | 4.867 | 4.867 | 4.597 | 4.597 | 4.028
TWh Generated Qualifying | 4.867 | 4.867 | 4.597 | 4.597 | 4.028
Rate - [lb/MWh] | 0 | 0 | 0 | 0 | 0
Constraint Shadow Price [US$/Ton] | 0 | 0 | 0 | 0 | 0
Constraint Name: NSR ClinchRiver 1-3 - SO2 Cap Annual v3.1 Constraint #: 367
Constraint Type: Rate Cap [MTons]
Run Year, Seasons Included: 2012 WINTER SUMMER
Run Year, Seasons Included: 2015 WINTER SUMMER
Run Year, Seasons Included: 2020 WINTER SUMMER
Run Year, Seasons Included: 2025 WINTER SUMMER
Run Year, Seasons Included: 2032 WINTER SUMMER
Time Base: Seasonal/Annual | 2012-2013 | 2014-2017 | 2018-2022 | 2023-2027 | 2028-2035
Standard - [MTon] | 21.7 | 16.3 | 16.3 | 16.3 | 16.3
-Emissions at Affected Plants [MTons] | 21.7 | 16.3 | 16.3 | 16.3 | 16.3
-Less Allowances Purchased [MTons] SO2 | 0 | 0 | 0 | 0 | 0
-Plus Allowances Sold [MTons] SO2 | 0 | 0 | 0 | 0 | 0
-Plus Allowances Banked [MTons] | 0 | 0 | 0 | 0 | 0
-Less Allowances Withdrawn (1:1) [MTons] | 0 | 0 | 0 | 0 | 0
-Less Allowances Withdrawn (n:1) [MTons] | 0 | 0 | 0 | 0 | 0
Total [MTons] | 21.7 | 16.3 | 16.3 | 16.3 | 16.3
TBtu Consumed | 41.33 | 31.05 | 33.23 | 33.23 | 33.23
Rate - [lb/MMBtu] | 1.05 | 1.05 | 0.9809 | 0.9809 | 0.9809
TWh Generated | 4.272 | 3.209 | 3.421 | 3.421 | 3.421
TWh Generated Qualifying | 4.272 | 3.209 | 3.421 | 3.421 | 3.421
Rate - [lb/MWh] | 0 | 0 | 0 | 0 | 0
Constraint Shadow Price [US$/Ton] | 265.9 | 632 | 398.2 | 796.6 | 732.4
Constraint Name: NSR Cooper 2 - NOX Rate Annual v3.1 Constraint #: 368
Constraint Type: Rate Limit [lb/MMBtu]
Run Year, Seasons Included: 2012
Run Year, Seasons Included: 2015 WINTER SUMMER
Run Year, Seasons Included: 2020 WINTER SUMMER
Run Year, Seasons Included: 2025 WINTER SUMMER
Run Year, Seasons Included: 2032 WINTER SUMMER
Time Base: Seasonal/Annual | 2012-2013 | 2014-2017 | 2018-2022 | 2023-2027 | 2028-2035
Standard - [lb/MMBtu] | 0 | 0.08 | 0.08 | 0.08 | 0.08
-Emissions at Affected Plants [MTons] | 0 | 0 | 0 | 0 | 0
-Less Allowances Purchased [MTons] NOX | 0 | 0 | 0 | 0 | 0
-Plus Allowances Sold [MTons] NOX | 0 | 0 | 0 | 0 | 0
-Plus Allowances Banked [MTons] | 0 | 0 | 0 | 0 | 0
-Less Allowances Withdrawn (1:1) [MTons] | 0 | 0 | 0 | 0 | 0
-Less Allowances Withdrawn (n:1) [MTons] | 0 | 0 | 0 | 0 | 0
Total [MTons] | 0 | 0 | 0 | 0 | 0
TBtu Consumed | 0 | 0 | 0 | 0 | 0
Rate - [lb/MMBtu] | 0 | 0 | 0 | 0 | 0
TWh Generated | 0 | 0 | 0 | 0 | 0
TWh Generated Qualifying | 0 | 0 | 0 | 0 | 0
Rate - [lb/MWh] | 0 | 0 | 0 | 0 | 0
Constraint Shadow Price [US$/Ton] | 0 | 12320 | 12200 | 15030 | 13350
Constraint Name: NSR Cooper 2 - SO2 Rate Annual v3.1 Constraint #: 369
Constraint Type: Rate Limit [lb/MMBtu]
Run Year, Seasons Included: 2012 WINTER SUMMER
Run Year, Seasons Included: 2015 WINTER SUMMER
Run Year, Seasons Included: 2020 WINTER SUMMER
Run Year, Seasons Included: 2025 WINTER SUMMER
Run Year, Seasons Included: 2032 WINTER SUMMER
Time Base: Seasonal/Annual | 2012-2013 | 2014-2017 | 2018-2022 | 2023-2027 | 2028-2035
Standard - [lb/MMBtu] | 0.1 | 0.1 | 0.1 | 0.1 | 0.1
-Emissions at Affected Plants [MTons] | 0 | 0 | 0 | 0 | 0
-Less Allowances Purchased [MTons] SO2 | 0 | 0 | 0 | 0 | 0
-Plus Allowances Sold [MTons] SO2 | 0 | 0 | 0 | 0 | 0
-Plus Allowances Banked [MTons] | 0 | 0 | 0 | 0 | 0
-Less Allowances Withdrawn (1:1) [MTons] | 0 | 0 | 0 | 0 | 0
-Less Allowances Withdrawn (n:1) [MTons] | 0 | 0 | 0 | 0 | 0
Total [MTons] | 0 | 0 | 0 | 0 | 0
TBtu Consumed | 0 | 0 | 0 | 0 | 0
Rate - [lb/MMBtu] | 0 | 0 | 0 | 0 | 0
TWh Generated | 0 | 0 | 0 | 0 | 0
TWh Generated Qualifying | 0 | 0 | 0 | 0 | 0
Rate - [lb/MWh] | 0 | 0 | 0 | 0 | 0
Constraint Shadow Price [US$/Ton] | 13720 | 5122 | 7121 | 15100 | 9671
Constraint Name: NSR Cross 1,2 - NOX Rate Annual v3.1 (EKA) Constraint #: 370
Constraint Type: Rate Limit [lb/MMBtu]
Run Year, Seasons Included: 2012 WINTER SUMMER
Run Year, Seasons Included: 2015 WINTER SUMMER
Run Year, Seasons Included: 2020 WINTER SUMMER
Run Year, Seasons Included: 2025 WINTER SUMMER
Run Year, Seasons Included: 2032 WINTER SUMMER
Time Base: Seasonal/Annual | 2012-2013 | 2014-2017 | 2018-2022 | 2023-2027 | 2028-2035
Standard - [lb/MMBtu] | 0.1 | 0.1 | 0.1 | 0.1 | 0.1
-Emissions at Affected Plants [MTons] | 1.513 | 1.513 | 1.512 | 1.512 | 1.512
-Less Allowances Purchased [MTons] NOX | 0 | 0 | 0 | 0 | 0
-Plus Allowances Sold [MTons] NOX | 0 | 0 | 0 | 0 | 0
-Plus Allowances Banked [MTons] | 0 | 0 | 0 | 0 | 0
-Less Allowances Withdrawn (1:1) [MTons] | 0 | 0 | 0 | 0 | 0
-Less Allowances Withdrawn (n:1) [MTons] | 0 | 0 | 0 | 0 | 0
Total [MTons] | 1.513 | 1.513 | 1.512 | 1.512 | 1.512
TBtu Consumed | 39.31 | 39.31 | 39.35 | 39.35 | 39.35
Rate - [lb/MMBtu] | 0.077 | 0.077 | 0.07682 | 0.07682 | 0.07682
TWh Generated | 4.005 | 4.005 | 4.005 | 4.005 | 4.005
TWh Generated Qualifying | 4.005 | 4.005 | 4.005 | 4.005 | 4.005
Rate - [lb/MWh] | 0 | 0 | 0 | 0 | 0
Constraint Shadow Price [US$/Ton] | 0 | 0 | 0 | 0 | 0
Constraint Name: NSR Cross 1,2 - NOX Rate Annual v3.1 (EKB) Constraint #: 371
Constraint Type: Rate Limit [lb/MMBtu]
Run Year, Seasons Included: 2012 WINTER SUMMER
Run Year, Seasons Included: 2015 WINTER SUMMER
Run Year, Seasons Included: 2020 WINTER SUMMER
Run Year, Seasons Included: 2025 WINTER SUMMER
Run Year, Seasons Included: 2032 WINTER SUMMER
Time Base: Seasonal/Annual | 2012-2013 | 2014-2017 | 2018-2022 | 2023-2027 | 2028-2035
Standard - [lb/MMBtu] | 0.1 | 0.1 | 0.1 | 0.1 | 0.1
-Emissions at Affected Plants [MTons] | 1.326 | 1.326 | 1.325 | 1.224 | 1.094
-Less Allowances Purchased [MTons] NOX | 0 | 0 | 0 | 0 | 0
-Plus Allowances Sold [MTons] NOX | 0 | 0 | 0 | 0 | 0
-Plus Allowances Banked [MTons] | 0 | 0 | 0 | 0 | 0
-Less Allowances Withdrawn (1:1) [MTons] | 0 | 0 | 0 | 0 | 0
-Less Allowances Withdrawn (n:1) [MTons] | 0 | 0 | 0 | 0 | 0
Total [MTons] | 1.326 | 1.326 | 1.325 | 1.224 | 1.094
TBtu Consumed | 34.45 | 34.45 | 34.49 | 31.86 | 28.49
Rate - [lb/MMBtu] | 0.077 | 0.077 | 0.07682 | 0.07682 | 0.07682
TWh Generated | 3.45 | 3.45 | 3.45 | 3.187 | 2.85
TWh Generated Qualifying | 3.45 | 3.45 | 3.45 | 3.187 | 2.85
Rate - [lb/MWh] | 0 | 0 | 0 | 0 | 0
Constraint Shadow Price [US$/Ton] | 0 | 0 | 0 | 0 | 0
Constraint Name: NSR Dominion Consent - NOX Cap Annual v3.1 Constraint #: 372
Constraint Type: Rate Cap [MTons]
Run Year, Seasons Included: 2012 WINTER SUMMER
Run Year, Seasons Included: 2015 WINTER SUMMER
Run Year, Seasons Included: 2020 WINTER SUMMER
Run Year, Seasons Included: 2025 WINTER SUMMER
Run Year, Seasons Included: 2032 WINTER SUMMER
Time Base: Seasonal/Annual | 2012-2013 | 2014-2017 | 2018-2022 | 2023-2027 | 2028-2035
Standard - [MTon] | 50 | 30.25 | 30.25 | 30.25 | 30.25
-Emissions at Affected Plants [MTons] | 19.14 | 16.29 | 15.46 | 14.98 | 13.24
-Less Allowances Purchased [MTons] NOX | 0 | 0 | 0 | 0 | 0
-Plus Allowances Sold [MTons] NOX | 0 | 0 | 0 | 0 | 0
-Plus Allowances Banked [MTons] | 0 | 0 | 0 | 0 | 0
-Less Allowances Withdrawn (1:1) [MTons] | 0 | 0 | 0 | 0 | 0
-Less Allowances Withdrawn (n:1) [MTons] | 0 | 0 | 0 | 0 | 0
Total [MTons] | 19.14 | 16.29 | 15.46 | 14.98 | 13.24
TBtu Consumed | 374.4 | 350.5 | 334.2 | 328.6 | 288.4
Rate - [lb/MMBtu] | 0.1023 | 0.09294 | 0.0925 | 0.09116 | 0.09179
TWh Generated | 36.19 | 34.14 | 32.54 | 32.05 | 28.15
TWh Generated Qualifying | 36.19 | 34.14 | 32.54 | 32.05 | 28.15
Rate - [lb/MWh] | 0 | 0 | 0 | 0 | 0
Constraint Shadow Price [US$/Ton] | 0 | 0 | 0 | 0 | 0
Constraint Name: NSR Dominion Consent - NOX Rate Annual v3.1 Constraint #: 373
Constraint Type: Rate Limit [lb/MMBtu]
Run Year, Seasons Included: 2012
Run Year, Seasons Included: 2015 WINTER SUMMER
Run Year, Seasons Included: 2020 WINTER SUMMER
Run Year, Seasons Included: 2025 WINTER SUMMER
Run Year, Seasons Included: 2032 WINTER SUMMER
Time Base: Seasonal/Annual | 2012-2013 | 2014-2017 | 2018-2022 | 2023-2027 | 2028-2035
Standard - [lb/MMBtu] | 0 | 0.15 | 0.15 | 0.15 | 0.15
-Emissions at Affected Plants [MTons] | 0 | 16.29 | 15.46 | 14.98 | 13.24
-Less Allowances Purchased [MTons] NOX | 0 | 0 | 0 | 0 | 0
-Plus Allowances Sold [MTons] NOX | 0 | 0 | 0 | 0 | 0
-Plus Allowances Banked [MTons] | 0 | 0 | 0 | 0 | 0
-Less Allowances Withdrawn (1:1) [MTons] | 0 | 0 | 0 | 0 | 0
-Less Allowances Withdrawn (n:1) [MTons] | 0 | 0 | 0 | 0 | 0
Total [MTons] | 0 | 16.29 | 15.46 | 14.98 | 13.24
TBtu Consumed | 0 | 350.5 | 334.2 | 328.6 | 288.4
Rate - [lb/MMBtu] | 0 | 0.09294 | 0.0925 | 0.09116 | 0.09179
TWh Generated | 0 | 34.14 | 32.54 | 32.05 | 28.15
TWh Generated Qualifying | 0 | 34.14 | 32.54 | 32.05 | 28.15
Rate - [lb/MWh] | 0 | 0 | 0 | 0 | 0
Constraint Shadow Price [US$/Ton] | 0 | 0 | 0 | 0 | 0
Constraint Name: NSR EKPC Consent - NOX Cap Annual v3.1 Constraint #: 374
Constraint Type: Rate Cap [MTons]
Run Year, Seasons Included: 2012 WINTER SUMMER
Run Year, Seasons Included: 2015 WINTER SUMMER
Run Year, Seasons Included: 2020 WINTER SUMMER
Run Year, Seasons Included: 2025 WINTER SUMMER
Run Year, Seasons Included: 2032 WINTER SUMMER
Time Base: Seasonal/Annual | 2012-2013 | 2014-2017 | 2018-2022 | 2023-2027 | 2028-2035
Standard - [MTon] | 11.5 | 8 | 8 | 8 | 8
-Emissions at Affected Plants [MTons] | 5.2 | 5.199 | 5.046 | 5.372 | 5.372
-Less Allowances Purchased [MTons] NOX | 0 | 0 | 0 | 0 | 0
-Plus Allowances Sold [MTons] NOX | 0 | 0 | 0 | 0 | 0
-Plus Allowances Banked [MTons] | 0 | 0 | 0 | 0 | 0
-Less Allowances Withdrawn (1:1) [MTons] | 0 | 0 | 0 | 0 | 0
-Less Allowances Withdrawn (n:1) [MTons] | 0 | 0 | 0 | 0 | 0
Total [MTons] | 5.2 | 5.199 | 5.046 | 5.372 | 5.372
TBtu Consumed | 104.6 | 104.6 | 103.7 | 105.8 | 105.8
Rate - [lb/MMBtu] | 0.09947 | 0.09937 | 0.0973 | 0.1016 | 0.1016
TWh Generated | 10.72 | 10.72 | 10.64 | 10.82 | 10.82
TWh Generated Qualifying | 10.72 | 10.72 | 10.64 | 10.82 | 10.82
Rate - [lb/MWh] | 0 | 0 | 0 | 0 | 0
Constraint Shadow Price [US$/Ton] | 0 | 0 | 0 | 0 | 0
Constraint Name: NSR EKPC Consent - SO2 Cap Annual v3.1 Constraint #: 375
Constraint Type: Rate Cap [MTons]
Run Year, Seasons Included: 2012 WINTER SUMMER
Run Year, Seasons Included: 2015 WINTER SUMMER
Run Year, Seasons Included: 2020 WINTER SUMMER
Run Year, Seasons Included: 2025 WINTER SUMMER
Run Year, Seasons Included: 2032 WINTER SUMMER
Time Base: Seasonal/Annual | 2012-2013 | 2014-2017 | 2018-2022 | 2023-2027 | 2028-2035
Standard - [MTon] | 40 | 28 | 28 | 28 | 28
-Emissions at Affected Plants [MTons] | 13.7 | 12.19 | 11.71 | 11.42 | 16.07
-Less Allowances Purchased [MTons] SO2 | 0 | 0 | 0 | 0 | 0
-Plus Allowances Sold [MTons] SO2 | 0 | 0 | 0 | 0 | 0
-Plus Allowances Banked [MTons] | 0 | 0 | 0 | 0 | 0
-Less Allowances Withdrawn (1:1) [MTons] | 0 | 0 | 0 | 0 | 0
-Less Allowances Withdrawn (n:1) [MTons] | 0 | 0 | 0 | 0 | 0
Total [MTons] | 13.7 | 12.19 | 11.71 | 11.42 | 16.07
TBtu Consumed | 104.6 | 104.6 | 103.7 | 105.8 | 105.8
Rate - [lb/MMBtu] | 0.262 | 0.233 | 0.2257 | 0.216 | 0.3038
TWh Generated | 10.72 | 10.72 | 10.64 | 10.82 | 10.82
TWh Generated Qualifying | 10.72 | 10.72 | 10.64 | 10.82 | 10.82
Rate - [lb/MWh] | 0 | 0 | 0 | 0 | 0
Constraint Shadow Price [US$/Ton] | 0 | 0 | 0 | 0 | 0
Constraint Name: NSR FB Culley 3 - NOX Rate Annual v3.1 Constraint #: 376
Constraint Type: Rate Limit [lb/MMBtu]
Run Year, Seasons Included: 2012 WINTER SUMMER
Run Year, Seasons Included: 2015 WINTER SUMMER
Run Year, Seasons Included: 2020 WINTER SUMMER
Run Year, Seasons Included: 2025 WINTER SUMMER
Run Year, Seasons Included: 2032 WINTER SUMMER
Time Base: Seasonal/Annual | 2012-2013 | 2014-2017 | 2018-2022 | 2023-2027 | 2028-2035
Standard - [lb/MMBtu] | 0.1 | 0.1 | 0.1 | 0.1 | 0.1
-Emissions at Affected Plants [MTons] | 0.6232 | 0.5889 | 0.5858 | 0.6199 | 0.6199
-Less Allowances Purchased [MTons] NOX | 0 | 0 | 0 | 0 | 0
-Plus Allowances Sold [MTons] NOX | 0 | 0 | 0 | 0 | 0
-Plus Allowances Banked [MTons] | 0 | 0 | 0 | 0 | 0
-Less Allowances Withdrawn (1:1) [MTons] | 0 | 0 | 0 | 0 | 0
-Less Allowances Withdrawn (n:1) [MTons] | 0 | 0 | 0 | 0 | 0
Total [MTons] | 0.6232 | 0.5889 | 0.5858 | 0.6199 | 0.6199
TBtu Consumed | 20.77 | 19.63 | 19.74 | 20.89 | 20.89
Rate - [lb/MMBtu] | 0.06 | 0.06 | 0.05934 | 0.05934 | 0.05934
TWh Generated | 2.027 | 1.915 | 1.915 | 2.027 | 2.027
TWh Generated Qualifying | 2.027 | 1.915 | 1.915 | 2.027 | 2.027
Rate - [lb/MWh] | 0 | 0 | 0 | 0 | 0
Constraint Shadow Price [US$/Ton] | 0 | 0 | 0 | 0 | 0
Constraint Name: NSR Hennepin 1,2 - SO2 Rate Annual v3.1 (CIM) Constraint #: 377
Constraint Type: Rate Limit [lb/MMBtu]
Run Year, Seasons Included: 2012 WINTER SUMMER
Run Year, Seasons Included: 2015 WINTER SUMMER
Run Year, Seasons Included: 2020 WINTER SUMMER
Run Year, Seasons Included: 2025 WINTER SUMMER
Run Year, Seasons Included: 2032 WINTER SUMMER
Time Base: Seasonal/Annual | 2012-2013 | 2014-2017 | 2018-2022 | 2023-2027 | 2028-2035
Standard - [lb/MMBtu] | 1.2 | 1.2 | 1.2 | 1.2 | 1.2
-Emissions at Affected Plants [MTons] | 1.672 | 1.535 | 1.757 | 1.661 | 1.639
-Less Allowances Purchased [MTons] SO2 | 0 | 0 | 0 | 0 | 0
-Plus Allowances Sold [MTons] SO2 | 0 | 0 | 0 | 0 | 0
-Plus Allowances Banked [MTons] | 0 | 0 | 0 | 0 | 0
-Less Allowances Withdrawn (1:1) [MTons] | 0 | 0 | 0 | 0 | 0
-Less Allowances Withdrawn (n:1) [MTons] | 0 | 0 | 0 | 0 | 0
Total [MTons] | 1.672 | 1.535 | 1.757 | 1.661 | 1.639
TBtu Consumed | 5.764 | 5.797 | 6.636 | 6.272 | 5.797
Rate - [lb/MMBtu] | 0.58 | 0.5295 | 0.5295 | 0.5295 | 0.5655
TWh Generated | 0.5284 | 0.5284 | 0.605 | 0.5718 | 0.5284
TWh Generated Qualifying | 0.5284 | 0.5284 | 0.605 | 0.5718 | 0.5284
Rate - [lb/MWh] | 0 | 0 | 0 | 0 | 0
Constraint Shadow Price [US$/Ton] | 0 | 0 | 0 | 0 | 0
Constraint Name: NSR Hennepin 1,2 - SO2 Rate Annual v3.1 (CIN) Constraint #: 378
Constraint Type: Rate Limit [lb/MMBtu]
Run Year, Seasons Included: 2012 WINTER SUMMER
Run Year, Seasons Included: 2015 WINTER SUMMER
Run Year, Seasons Included: 2020 WINTER SUMMER
Run Year, Seasons Included: 2025 WINTER SUMMER
Run Year, Seasons Included: 2032 WINTER SUMMER
Time Base: Seasonal/Annual | 2012-2013 | 2014-2017 | 2018-2022 | 2023-2027 | 2028-2035
Standard - [lb/MMBtu] | 1.2 | 1.2 | 1.2 | 1.2 | 1.2
-Emissions at Affected Plants [MTons] | 4.95 | 4.545 | 5.203 | 4.917 | 4.854
-Less Allowances Purchased [MTons] SO2 | 0 | 0 | 0 | 0 | 0
-Plus Allowances Sold [MTons] SO2 | 0 | 0 | 0 | 0 | 0
-Plus Allowances Banked [MTons] | 0 | 0 | 0 | 0 | 0
-Less Allowances Withdrawn (1:1) [MTons] | 0 | 0 | 0 | 0 | 0
-Less Allowances Withdrawn (n:1) [MTons] | 0 | 0 | 0 | 0 | 0
Total [MTons] | 4.95 | 4.545 | 5.203 | 4.917 | 4.854
TBtu Consumed | 17.07 | 17.17 | 19.65 | 18.57 | 17.17
Rate - [lb/MMBtu] | 0.58 | 0.5295 | 0.5295 | 0.5295 | 0.5655
TWh Generated | 1.574 | 1.574 | 1.801 | 1.702 | 1.574
TWh Generated Qualifying | 1.574 | 1.574 | 1.801 | 1.702 | 1.574
Rate - [lb/MWh] | 0 | 0 | 0 | 0 | 0
Constraint Shadow Price [US$/Ton] | 0 | 0 | 0 | 0 | 0
Constraint Name: NSR HL Spurlock 1 - NOX Rate Annual v3.1 Constraint #: 379
Constraint Type: Rate Limit [lb/MMBtu]
Run Year, Seasons Included: 2012 WINTER SUMMER
Run Year, Seasons Included: 2015 WINTER SUMMER
Run Year, Seasons Included: 2020 WINTER SUMMER
Run Year, Seasons Included: 2025 WINTER SUMMER
Run Year, Seasons Included: 2032 WINTER SUMMER
Time Base: Seasonal/Annual | 2012-2013 | 2014-2017 | 2018-2022 | 2023-2027 | 2028-2035
Standard - [lb/MMBtu] | 0.12 | 0.1 | 0.1 | 0.1 | 0.1
-Emissions at Affected Plants [MTons] | 0.6673 | 0.6673 | 0.666 | 0.666 | 0.666
-Less Allowances Purchased [MTons] NOX | 0 | 0 | 0 | 0 | 0
-Plus Allowances Sold [MTons] NOX | 0 | 0 | 0 | 0 | 0
-Plus Allowances Banked [MTons] | 0 | 0 | 0 | 0 | 0
-Less Allowances Withdrawn (1:1) [MTons] | 0 | 0 | 0 | 0 | 0
-Less Allowances Withdrawn (n:1) [MTons] | 0 | 0 | 0 | 0 | 0
Total [MTons] | 0.6673 | 0.6673 | 0.666 | 0.666 | 0.666
TBtu Consumed | 22.24 | 22.24 | 22.29 | 22.29 | 22.29
Rate - [lb/MMBtu] | 0.06 | 0.06 | 0.05976 | 0.05976 | 0.05976
TWh Generated | 2.34 | 2.34 | 2.34 | 2.34 | 2.34
TWh Generated Qualifying | 2.34 | 2.34 | 2.34 | 2.34 | 2.34
Rate - [lb/MWh] | 0 | 0 | 0 | 0 | 0
Constraint Shadow Price [US$/Ton] | 0 | 0 | 0 | 0 | 0
Constraint Name: NSR HL Spurlock 2 - NOX Rate Annual v3.1 Constraint #: 380
Constraint Type: Rate Limit [lb/MMBtu]
Run Year, Seasons Included: 2012 WINTER SUMMER
Run Year, Seasons Included: 2015 WINTER SUMMER
Run Year, Seasons Included: 2020 WINTER SUMMER
Run Year, Seasons Included: 2025 WINTER SUMMER
Run Year, Seasons Included: 2032 WINTER SUMMER
Time Base: Seasonal/Annual | 2012-2013 | 2014-2017 | 2018-2022 | 2023-2027 | 2028-2035
Standard - [lb/MMBtu] | 0.1 | 0.1 | 0.1 | 0.1 | 0.1
-Emissions at Affected Plants [MTons] | 0.835 | 0.835 | 0.835 | 0.835 | 0.835
-Less Allowances Purchased [MTons] NOX | 0 | 0 | 0 | 0 | 0
-Plus Allowances Sold [MTons] NOX | 0 | 0 | 0 | 0 | 0
-Plus Allowances Banked [MTons] | 0 | 0 | 0 | 0 | 0
-Less Allowances Withdrawn (1:1) [MTons] | 0 | 0 | 0 | 0 | 0
-Less Allowances Withdrawn (n:1) [MTons] | 0 | 0 | 0 | 0 | 0
Total [MTons] | 0.835 | 0.835 | 0.835 | 0.835 | 0.835
TBtu Consumed | 27.95 | 27.95 | 27.95 | 27.95 | 27.95
Rate - [lb/MMBtu] | 0.05976 | 0.05976 | 0.05976 | 0.05976 | 0.05976
TWh Generated | 2.686 | 2.686 | 2.686 | 2.686 | 2.686
TWh Generated Qualifying | 2.686 | 2.686 | 2.686 | 2.686 | 2.686
Rate - [lb/MWh] | 0 | 0 | 0 | 0 | 0
Constraint Shadow Price [US$/Ton] | 0 | 0 | 0 | 0 | 0
Constraint Name: NSR HL Spurlock 2 - SO2 Rate Annual v3.1 Constraint #: 381
Constraint Type: Rate Limit [lb/MMBtu]
Run Year, Seasons Included: 2012 WINTER SUMMER
Run Year, Seasons Included: 2015 WINTER SUMMER
Run Year, Seasons Included: 2020 WINTER SUMMER
Run Year, Seasons Included: 2025 WINTER SUMMER
Run Year, Seasons Included: 2032 WINTER SUMMER
Time Base: Seasonal/Annual | 2012-2013 | 2014-2017 | 2018-2022 | 2023-2027 | 2028-2035
Standard - [lb/MMBtu] | 0.1 | 0.1 | 0.1 | 0.1 | 0.1
-Emissions at Affected Plants [MTons] | 1.397 | 1.397 | 1.397 | 1.397 | 1.397
-Less Allowances Purchased [MTons] SO2 | 0 | 0 | 0 | 0 | 0
-Plus Allowances Sold [MTons] SO2 | 0 | 0 | 0 | 0 | 0
-Plus Allowances Banked [MTons] | 0 | 0 | 0 | 0 | 0
-Less Allowances Withdrawn (1:1) [MTons] | 0 | 0 | 0 | 0 | 0
-Less Allowances Withdrawn (n:1) [MTons] | 0 | 0 | 0 | 0 | 0
Total [MTons] | 1.397 | 1.397 | 1.397 | 1.397 | 1.397
TBtu Consumed | 27.95 | 27.95 | 27.95 | 27.95 | 27.95
Rate - [lb/MMBtu] | 0.1 | 0.1 | 0.1 | 0.1 | 0.1
TWh Generated | 2.686 | 2.686 | 2.686 | 2.686 | 2.686
TWh Generated Qualifying | 2.686 | 2.686 | 2.686 | 2.686 | 2.686
Rate - [lb/MWh] | 0 | 0 | 0 | 0 | 0
Constraint Shadow Price [US$/Ton] | 5368 | 3392 | 3278 | 3866 | 4933
Constraint Name: NSR IL Power - NOX Cap Annual v3.1 Constraint #: 382
Constraint Type: Rate Cap [MTons]
Run Year, Seasons Included: 2012 WINTER SUMMER
Run Year, Seasons Included: 2015 WINTER SUMMER
Run Year, Seasons Included: 2020 WINTER SUMMER
Run Year, Seasons Included: 2025 WINTER SUMMER
Run Year, Seasons Included: 2032 WINTER SUMMER
Time Base: Seasonal/Annual | 2012-2013 | 2014-2017 | 2018-2022 | 2023-2027 | 2028-2035
Standard - [MTon] | 13.8 | 13.8 | 13.8 | 13.8 | 13.8
-Emissions at Affected Plants [MTons] | 9.845 | 9.606 | 10.44 | 9.903 | 9.433
-Less Allowances Purchased [MTons] NOX | 0 | 0 | 0 | 0 | 0
-Plus Allowances Sold [MTons] NOX | 0 | 0 | 0 | 0 | 0
-Plus Allowances Banked [MTons] | 0 | 0 | 0 | 0 | 0
-Less Allowances Withdrawn (1:1) [MTons] | 0 | 0 | 0 | 0 | 0
-Less Allowances Withdrawn (n:1) [MTons] | 0 | 0 | 0 | 0 | 0
Total [MTons] | 9.845 | 9.606 | 10.44 | 9.903 | 9.433
TBtu Consumed | 245.4 | 236.9 | 254.7 | 241 | 229.9
Rate - [lb/MMBtu] | 0.08025 | 0.08109 | 0.08199 | 0.08218 | 0.08207
TWh Generated | 23.96 | 23.07 | 24.74 | 23.4 | 22.35
TWh Generated Qualifying | 23.96 | 23.07 | 24.74 | 23.4 | 22.35
Rate - [lb/MWh] | 0 | 0 | 0 | 0 | 0
Constraint Shadow Price [US$/Ton] | 0 | 0 | 0 | 0 | 0
Constraint Name: NSR IL Power - SO2 Cap Annual v3.1 Constraint #: 383
Constraint Type: Rate Cap [MTons]
Run Year, Seasons Included: 2012 WINTER SUMMER
Run Year, Seasons Included: 2015 WINTER SUMMER
Run Year, Seasons Included: 2020 WINTER SUMMER
Run Year, Seasons Included: 2025 WINTER SUMMER
Run Year, Seasons Included: 2032 WINTER SUMMER
Time Base: Seasonal/Annual | 2012-2013 | 2014-2017 | 2018-2022 | 2023-2027 | 2028-2035
Standard - [MTon] | 49.5 | 29 | 29 | 29 | 29
-Emissions at Affected Plants [MTons] | 34.05 | 25.85 | 28.74 | 27.24 | 26.82
-Less Allowances Purchased [MTons] SO2 | 0 | 0 | 0 | 0 | 0
-Plus Allowances Sold [MTons] SO2 | 0 | 0 | 0 | 0 | 0
-Plus Allowances Banked [MTons] | 0 | 0 | 0 | 0 | 0
-Less Allowances Withdrawn (1:1) [MTons] | 0 | 0 | 0 | 0 | 0
-Less Allowances Withdrawn (n:1) [MTons] | 0 | 0 | 0 | 0 | 0
Total [MTons] | 34.05 | 25.85 | 28.74 | 27.24 | 26.82
TBtu Consumed | 245.4 | 236.9 | 254.7 | 241 | 229.9
Rate - [lb/MMBtu] | 0.2775 | 0.2182 | 0.2257 | 0.2261 | 0.2334
TWh Generated | 23.96 | 23.07 | 24.74 | 23.4 | 22.35
TWh Generated Qualifying | 23.96 | 23.07 | 24.74 | 23.4 | 22.35
Rate - [lb/MWh] | 0 | 0 | 0 | 0 | 0
Constraint Shadow Price [US$/Ton] | 0 | 0 | 0 | 0 | 0
Constraint Name: NSR James Miller 3,4 - NOX Rate Annual v3.1 (CT8) Constraint #: 384
Constraint Type: Rate Limit [lb/MMBtu]
Run Year, Seasons Included: 2012 WINTER SUMMER
Run Year, Seasons Included: 2015 WINTER SUMMER
Run Year, Seasons Included: 2020 WINTER SUMMER
Run Year, Seasons Included: 2025 WINTER SUMMER
Run Year, Seasons Included: 2032 WINTER SUMMER
Time Base: Seasonal/Annual | 2012-2013 | 2014-2017 | 2018-2022 | 2023-2027 | 2028-2035
Standard - [lb/MMBtu] | 0.1 | 0.1 | 0.1 | 0.1 | 0.1
-Emissions at Affected Plants [MTons] | 1.425 | 1.425 | 1.631 | 1.631 | 1.425
-Less Allowances Purchased [MTons] NOX | 0 | 0 | 0 | 0 | 0
-Plus Allowances Sold [MTons] NOX | 0 | 0 | 0 | 0 | 0
-Plus Allowances Banked [MTons] | 0 | 0 | 0 | 0 | 0
-Less Allowances Withdrawn (1:1) [MTons] | 0 | 0 | 0 | 0 | 0
-Less Allowances Withdrawn (n:1) [MTons] | 0 | 0 | 0 | 0 | 0
Total [MTons] | 1.425 | 1.425 | 1.631 | 1.631 | 1.425
TBtu Consumed | 45.32 | 45.32 | 51.89 | 51.89 | 45.32
Rate - [lb/MMBtu] | 0.06287 | 0.06287 | 0.06287 | 0.06287 | 0.06287
TWh Generated | 4.438 | 4.438 | 5.081 | 5.081 | 4.438
TWh Generated Qualifying | 4.438 | 4.438 | 5.081 | 5.081 | 4.438
Rate - [lb/MWh] | 0 | 0 | 0 | 0 | 0
Constraint Shadow Price [US$/Ton] | 0 | 0 | 0 | 0 | 0
Constraint Name: NSR James Miller 3,4 - NOX Rate Annual v3.1 (CU3) Constraint #: 385
Constraint Type: Rate Limit [lb/MMBtu]
Run Year, Seasons Included: 2012 WINTER SUMMER
Run Year, Seasons Included: 2015 WINTER SUMMER
Run Year, Seasons Included: 2020 WINTER SUMMER
Run Year, Seasons Included: 2025 WINTER SUMMER
Run Year, Seasons Included: 2032 WINTER SUMMER
Time Base: Seasonal/Annual | 2012-2013 | 2014-2017 | 2018-2022 | 2023-2027 | 2028-2035
Standard - [lb/MMBtu] | 0.1 | 0.1 | 0.1 | 0.1 | 0.1
-Emissions at Affected Plants [MTons] | 1.58 | 1.486 | 1.701 | 1.701 | 1.58
-Less Allowances Purchased [MTons] NOX | 0 | 0 | 0 | 0 | 0
-Plus Allowances Sold [MTons] NOX | 0 | 0 | 0 | 0 | 0
-Plus Allowances Banked [MTons] | 0 | 0 | 0 | 0 | 0
-Less Allowances Withdrawn (1:1) [MTons] | 0 | 0 | 0 | 0 | 0
-Less Allowances Withdrawn (n:1) [MTons] | 0 | 0 | 0 | 0 | 0
Total [MTons] | 1.58 | 1.486 | 1.701 | 1.701 | 1.58
TBtu Consumed | 47.98 | 45.12 | 51.65 | 51.65 | 47.98
Rate - [lb/MMBtu] | 0.06587 | 0.06587 | 0.06587 | 0.06587 | 0.06587
TWh Generated | 4.727 | 4.445 | 5.089 | 5.089 | 4.727
TWh Generated Qualifying | 4.727 | 4.445 | 5.089 | 5.089 | 4.727
Rate - [lb/MWh] | 0 | 0 | 0 | 0 | 0
Constraint Shadow Price [US$/Ton] | 0 | 0 | 0 | 0 | 0
Constraint Name: NSR Kammer 1-3 - SO2 Cap Annual v3.1 Constraint #: 386
Constraint Type: Rate Cap [MTons]
Run Year, Seasons Included: 2012 WINTER SUMMER
Run Year, Seasons Included: 2015 WINTER SUMMER
Run Year, Seasons Included: 2020 WINTER SUMMER
Run Year, Seasons Included: 2025 WINTER SUMMER
Run Year, Seasons Included: 2032 WINTER SUMMER
Time Base: Seasonal/Annual | 2012-2013 | 2014-2017 | 2018-2022 | 2023-2027 | 2028-2035
Standard - [MTon] | 35 | 35 | 35 | 35 | 35
-Emissions at Affected Plants [MTons] | 11.16 | 0 | 0 | 0 | 0
-Less Allowances Purchased [MTons] SO2 | 0 | 0 | 0 | 0 | 0
-Plus Allowances Sold [MTons] SO2 | 0 | 0 | 0 | 0 | 0
-Plus Allowances Banked [MTons] | 0 | 0 | 0 | 0 | 0
-Less Allowances Withdrawn (1:1) [MTons] | 0 | 0 | 0 | 0 | 0
-Less Allowances Withdrawn (n:1) [MTons] | 0 | 0 | 0 | 0 | 0
Total [MTons] | 11.16 | 0 | 0 | 0 | 0
TBtu Consumed | 15.39 | 0 | 0 | 0 | 0
Rate - [lb/MMBtu] | 1.45 | 0 | 0 | 0 | 0
TWh Generated | 1.484 | 0 | 0 | 0 | 0
TWh Generated Qualifying | 1.484 | 0 | 0 | 0 | 0
Rate - [lb/MWh] | 0 | 0 | 0 | 0 | 0
Constraint Shadow Price [US$/Ton] | 0 | 0 | 0 | 0 | 0
Constraint Name: NSR KU Brown Unit 3- NOX Cap Annual v3.02EISA Constraint #: 387
Constraint Type: Rate Cap [MTons]
Run Year, Seasons Included: 2012 WINTER SUMMER
Run Year, Seasons Included: 2015
Run Year, Seasons Included: 2020
Run Year, Seasons Included: 2025
Run Year, Seasons Included: 2032
Time Base: Seasonal/Annual | 2012-2013 | 2014-2017 | 2018-2022 | 2023-2027 | 2028-2035
Standard - [MTon] | 4.07 | 0 | 0 | 0 | 0
-Emissions at Affected Plants [MTons] | 0.9434 | 0 | 0 | 0 | 0
-Less Allowances Purchased [MTons] NOX | 0 | 0 | 0 | 0 | 0
-Plus Allowances Sold [MTons] NOX | 0 | 0 | 0 | 0 | 0
-Plus Allowances Banked [MTons] | 0 | 0 | 0 | 0 | 0
-Less Allowances Withdrawn (1:1) [MTons] | 0 | 0 | 0 | 0 | 0
-Less Allowances Withdrawn (n:1) [MTons] | 0 | 0 | 0 | 0 | 0
Total [MTons] | 0.9434 | 0 | 0 | 0 | 0
TBtu Consumed | 31.45 | 0 | 0 | 0 | 0
Rate - [lb/MMBtu] | 0.06 | 0 | 0 | 0 | 0
TWh Generated | 3.086 | 0 | 0 | 0 | 0
TWh Generated Qualifying | 3.086 | 0 | 0 | 0 | 0
Rate - [lb/MWh] | 0 | 0 | 0 | 0 | 0
Constraint Shadow Price [US$/Ton] | 0 | 0 | 0 | 0 | 0
Constraint Name: NSR KU Brown Unit 3- NOX Rate Annual v3.02EISA Constraint #: 388
Constraint Type: Rate Limit [lb/MMBtu]
Run Year, Seasons Included: 2012
Run Year, Seasons Included: 2015 WINTER SUMMER
Run Year, Seasons Included: 2020 WINTER SUMMER
Run Year, Seasons Included: 2025 WINTER SUMMER
Run Year, Seasons Included: 2032 WINTER SUMMER
Time Base: Seasonal/Annual | 2012-2013 | 2014-2017 | 2018-2022 | 2023-2027 | 2028-2035
Standard - [lb/MMBtu] | 0 | 0.07 | 0.07 | 0.07 | 0.07
-Emissions at Affected Plants [MTons] | 0 | 0.9434 | 0.9396 | 0.9396 | 0.9396
-Less Allowances Purchased [MTons] NOX | 0 | 0 | 0 | 0 | 0
-Plus Allowances Sold [MTons] NOX | 0 | 0 | 0 | 0 | 0
-Plus Allowances Banked [MTons] | 0 | 0 | 0 | 0 | 0
-Less Allowances Withdrawn (1:1) [MTons] | 0 | 0 | 0 | 0 | 0
-Less Allowances Withdrawn (n:1) [MTons] | 0 | 0 | 0 | 0 | 0
Total [MTons] | 0 | 0.9434 | 0.9396 | 0.9396 | 0.9396
TBtu Consumed | 0 | 31.45 | 31.58 | 31.58 | 31.58
Rate - [lb/MMBtu] | 0 | 0.06 | 0.05951 | 0.05951 | 0.05951
TWh Generated | 0 | 3.086 | 3.086 | 3.086 | 3.086
TWh Generated Qualifying | 0 | 3.086 | 3.086 | 3.086 | 3.086
Rate - [lb/MWh] | 0 | 0 | 0 | 0 | 0
Constraint Shadow Price [US$/Ton] | 0 | 0 | 0 | 0 | 0
Constraint Name: NSR KU Brown Unit 3- SO2 Cap Annual v3.02EISA Constraint #: 389
Constraint Type: Rate Cap [MTons]
Run Year, Seasons Included: 2012 WINTER SUMMER
Run Year, Seasons Included: 2015 WINTER SUMMER
Run Year, Seasons Included: 2020 WINTER SUMMER
Run Year, Seasons Included: 2025 WINTER SUMMER
Run Year, Seasons Included: 2032 WINTER SUMMER
Time Base: Seasonal/Annual | 2012-2013 | 2014-2017 | 2018-2022 | 2023-2027 | 2028-2035
Standard - [MTon] | 2.3 | 2.3 | 2.3 | 2.3 | 2.3
-Emissions at Affected Plants [MTons] | 1.572 | 1.572 | 1.579 | 1.579 | 1.579
-Less Allowances Purchased [MTons] SO2 | 0 | 0 | 0 | 0 | 0
-Plus Allowances Sold [MTons] SO2 | 0 | 0 | 0 | 0 | 0
-Plus Allowances Banked [MTons] | 0 | 0 | 0 | 0 | 0
-Less Allowances Withdrawn (1:1) [MTons] | 0 | 0 | 0 | 0 | 0
-Less Allowances Withdrawn (n:1) [MTons] | 0 | 0 | 0 | 0 | 0
Total [MTons] | 1.572 | 1.572 | 1.579 | 1.579 | 1.579
TBtu Consumed | 31.45 | 31.45 | 31.58 | 31.58 | 31.58
Rate - [lb/MMBtu] | 0.1 | 0.1 | 0.1 | 0.1 | 0.1
TWh Generated | 3.086 | 3.086 | 3.086 | 3.086 | 3.086
TWh Generated Qualifying | 3.086 | 3.086 | 3.086 | 3.086 | 3.086
Rate - [lb/MWh] | 0 | 0 | 0 | 0 | 0
Constraint Shadow Price [US$/Ton] | 0 | 0 | 0 | 0 | 0
Constraint Name: NSR KU Brown Unit 3- SO2 Rate Annual v3.02EISA Constraint #: 390
Constraint Type: Rate Limit [lb/MMBtu]
Run Year, Seasons Included: 2012 WINTER SUMMER
Run Year, Seasons Included: 2015 WINTER SUMMER
Run Year, Seasons Included: 2020 WINTER SUMMER
Run Year, Seasons Included: 2025 WINTER SUMMER
Run Year, Seasons Included: 2032 WINTER SUMMER
Time Base: Seasonal/Annual | 2012-2013 | 2014-2017 | 2018-2022 | 2023-2027 | 2028-2035
Standard - [lb/MMBtu] | 0.1 | 0.1 | 0.1 | 0.1 | 0.1
-Emissions at Affected Plants [MTons] | 1.572 | 1.572 | 1.579 | 1.579 | 1.579
-Less Allowances Purchased [MTons] SO2 | 0 | 0 | 0 | 0 | 0
-Plus Allowances Sold [MTons] SO2 | 0 | 0 | 0 | 0 | 0
-Plus Allowances Banked [MTons] | 0 | 0 | 0 | 0 | 0
-Less Allowances Withdrawn (1:1) [MTons] | 0 | 0 | 0 | 0 | 0
-Less Allowances Withdrawn (n:1) [MTons] | 0 | 0 | 0 | 0 | 0
Total [MTons] | 1.572 | 1.572 | 1.579 | 1.579 | 1.579
TBtu Consumed | 31.45 | 31.45 | 31.58 | 31.58 | 31.58
Rate - [lb/MMBtu] | 0.1 | 0.1 | 0.1 | 0.1 | 0.1
TWh Generated | 3.086 | 3.086 | 3.086 | 3.086 | 3.086
TWh Generated Qualifying | 3.086 | 3.086 | 3.086 | 3.086 | 3.086
Rate - [lb/MWh] | 0 | 0 | 0 | 0 | 0
Constraint Shadow Price [US$/Ton] | 105.3 | 407.2 | 100.6 | 144 | 44.08
Constraint Name: NSR Level Baldwin 3 - NOX Rate Annual v3.1 Constraint #: 391
Constraint Type: Rate Limit [lb/MMBtu]
Run Year, Seasons Included: 2012 WINTER SUMMER
Run Year, Seasons Included: 2015 WINTER SUMMER
Run Year, Seasons Included: 2020 WINTER SUMMER
Run Year, Seasons Included: 2025 WINTER SUMMER
Run Year, Seasons Included: 2032 WINTER SUMMER
Time Base: Seasonal/Annual | 2012-2013 | 2014-2017 | 2018-2022 | 2023-2027 | 2028-2035
Standard - [lb/MMBtu] | 0.12 | 0.1 | 0.1 | 0.1 | 0.1
-Emissions at Affected Plants [MTons] | 2.06 | 1.902 | 1.902 | 1.902 | 1.757
-Less Allowances Purchased [MTons] NOX | 0 | 0 | 0 | 0 | 0
-Plus Allowances Sold [MTons] NOX | 0 | 0 | 0 | 0 | 0
-Plus Allowances Banked [MTons] | 0 | 0 | 0 | 0 | 0
-Less Allowances Withdrawn (1:1) [MTons] | 0 | 0 | 0 | 0 | 0
-Less Allowances Withdrawn (n:1) [MTons] | 0 | 0 | 0 | 0 | 0
Total [MTons] | 2.06 | 1.902 | 1.902 | 1.902 | 1.757
TBtu Consumed | 45.28 | 41.93 | 41.93 | 41.93 | 38.74
Rate - [lb/MMBtu] | 0.091 | 0.09073 | 0.09073 | 0.09073 | 0.09073
TWh Generated | 4.394 | 4.064 | 4.064 | 4.064 | 3.754
TWh Generated Qualifying | 4.394 | 4.064 | 4.064 | 4.064 | 3.754
Rate - [lb/MWh] | 0 | 0 | 0 | 0 | 0
Constraint Shadow Price [US$/Ton] | 0 | 0 | 0 | 0 | 0
Constraint Name: NSR Level Havana 9 - SO2 Rate Annual v3.1 Constraint #: 392
Constraint Type: Rate Limit [lb/MMBtu]
Run Year, Seasons Included: 2012 WINTER SUMMER
Run Year, Seasons Included: 2015 WINTER SUMMER
Run Year, Seasons Included: 2020 WINTER SUMMER
Run Year, Seasons Included: 2025 WINTER SUMMER
Run Year, Seasons Included: 2032 WINTER SUMMER
Time Base: Seasonal/Annual | 2012-2013 | 2014-2017 | 2018-2022 | 2023-2027 | 2028-2035
Standard - [lb/MMBtu] | 1.2 | 0.1 | 0.1 | 0.1 | 0.1
-Emissions at Affected Plants [MTons] | 9.256 | 1.587 | 1.827 | 1.827 | 1.634
-Less Allowances Purchased [MTons] SO2 | 0 | 0 | 0 | 0 | 0
-Plus Allowances Sold [MTons] SO2 | 0 | 0 | 0 | 0 | 0
-Plus Allowances Banked [MTons] | 0 | 0 | 0 | 0 | 0
-Less Allowances Withdrawn (1:1) [MTons] | 0 | 0 | 0 | 0 | 0
-Less Allowances Withdrawn (n:1) [MTons] | 0 | 0 | 0 | 0 | 0
Total [MTons] | 9.256 | 1.587 | 1.827 | 1.827 | 1.634
TBtu Consumed | 34.96 | 31.75 | 36.55 | 36.55 | 32.69
Rate - [lb/MMBtu] | 0.5295 | 0.1 | 0.1 | 0.1 | 0.1
TWh Generated | 3.365 | 3.036 | 3.495 | 3.495 | 3.126
TWh Generated Qualifying | 3.365 | 3.036 | 3.495 | 3.495 | 3.126
Rate - [lb/MWh] | 0 | 0 | 0 | 0 | 0
Constraint Shadow Price [US$/Ton] | 0 | 2375 | 2415 | 1427 | 2364
Constraint Name: NSR Level Hudson 2 - NOX Rate Annual v3.1 Constraint #: 393
Constraint Type: Rate Limit [lb/MMBtu]
Run Year, Seasons Included: 2012 WINTER SUMMER
Run Year, Seasons Included: 2015 WINTER SUMMER
Run Year, Seasons Included: 2020 WINTER SUMMER
Run Year, Seasons Included: 2025 WINTER SUMMER
Run Year, Seasons Included: 2032 WINTER SUMMER
Time Base: Seasonal/Annual | 2012-2013 | 2014-2017 | 2018-2022 | 2023-2027 | 2028-2035
Standard - [lb/MMBtu] | 0.1 | 0.1 | 0.1 | 0.1 | 0.1
-Emissions at Affected Plants [MTons] | 1.253 | 1.253 | 1.253 | 1.253 | 1.036
-Less Allowances Purchased [MTons] NOX | 0 | 0 | 0 | 0 | 0
-Plus Allowances Sold [MTons] NOX | 0 | 0 | 0 | 0 | 0
-Plus Allowances Banked [MTons] | 0 | 0 | 0 | 0 | 0
-Less Allowances Withdrawn (1:1) [MTons] | 0 | 0 | 0 | 0 | 0
-Less Allowances Withdrawn (n:1) [MTons] | 0 | 0 | 0 | 0 | 0
Total [MTons] | 1.253 | 1.253 | 1.253 | 1.253 | 1.036
TBtu Consumed | 42.18 | 42.18 | 42.18 | 42.18 | 34.85
Rate - [lb/MMBtu] | 0.05943 | 0.05943 | 0.05943 | 0.05943 | 0.05943
TWh Generated | 3.727 | 3.727 | 3.727 | 3.727 | 3.079
TWh Generated Qualifying | 3.727 | 3.727 | 3.727 | 3.727 | 3.079
Rate - [lb/MWh] | 0 | 0 | 0 | 0 | 0
Constraint Shadow Price [US$/Ton] | 0 | 0 | 0 | 0 | 0
Constraint Name: NSR Level Hudson 2 - SO2 Rate Annual v3.1 Constraint #: 394
Constraint Type: Rate Limit [lb/MMBtu]
Run Year, Seasons Included: 2012 WINTER SUMMER
Run Year, Seasons Included: 2015 WINTER SUMMER
Run Year, Seasons Included: 2020 WINTER SUMMER
Run Year, Seasons Included: 2025 WINTER SUMMER
Run Year, Seasons Included: 2032 WINTER SUMMER
Time Base: Seasonal/Annual | 2012-2013 | 2014-2017 | 2018-2022 | 2023-2027 | 2028-2035
Standard - [lb/MMBtu] | 0.15 | 0.15 | 0.15 | 0.15 | 0.15
-Emissions at Affected Plants [MTons] | 2.81 | 2.81 | 2.81 | 2.81 | 1.592
-Less Allowances Purchased [MTons] SO2 | 0 | 0 | 0 | 0 | 0
-Plus Allowances Sold [MTons] SO2 | 0 | 0 | 0 | 0 | 0
-Plus Allowances Banked [MTons] | 0 | 0 | 0 | 0 | 0
-Less Allowances Withdrawn (1:1) [MTons] | 0 | 0 | 0 | 0 | 0
-Less Allowances Withdrawn (n:1) [MTons] | 0 | 0 | 0 | 0 | 0
Total [MTons] | 2.81 | 2.81 | 2.81 | 2.81 | 1.592
TBtu Consumed | 42.18 | 42.18 | 42.18 | 42.18 | 34.85
Rate - [lb/MMBtu] | 0.1332 | 0.1332 | 0.1332 | 0.1332 | 0.09136
TWh Generated | 3.727 | 3.727 | 3.727 | 3.727 | 3.079
TWh Generated Qualifying | 3.727 | 3.727 | 3.727 | 3.727 | 3.079
Rate - [lb/MWh] | 0 | 0 | 0 | 0 | 0
Constraint Shadow Price [US$/Ton] | 0 | 0 | 0 | 0 | 0
Constraint Name: NSR Level Mercer 1 - SO2 Rate Annual v3.1 Constraint #: 395
Constraint Type: Rate Limit [lb/MMBtu]
Run Year, Seasons Included: 2012 WINTER SUMMER
Run Year, Seasons Included: 2015 WINTER SUMMER
Run Year, Seasons Included: 2020 WINTER SUMMER
Run Year, Seasons Included: 2025 WINTER SUMMER
Run Year, Seasons Included: 2032 WINTER SUMMER
Time Base: Seasonal/Annual | 2012-2013 | 2014-2017 | 2018-2022 | 2023-2027 | 2028-2035
Standard - [lb/MMBtu] | 0.15 | 0.15 | 0.15 | 0.15 | 0.15
-Emissions at Affected Plants [MTons] | 1.481 | 1.37 | 1.37 | 1.37 | 1.004
-Less Allowances Purchased [MTons] SO2 | 0 | 0 | 0 | 0 | 0
-Plus Allowances Sold [MTons] SO2 | 0 | 0 | 0 | 0 | 0
-Plus Allowances Banked [MTons] | 0 | 0 | 0 | 0 | 0
-Less Allowances Withdrawn (1:1) [MTons] | 0 | 0 | 0 | 0 | 0
-Less Allowances Withdrawn (n:1) [MTons] | 0 | 0 | 0 | 0 | 0
Total [MTons] | 1.481 | 1.37 | 1.37 | 1.37 | 1.004
TBtu Consumed | 22.11 | 20.44 | 20.44 | 20.44 | 20.44
Rate - [lb/MMBtu] | 0.134 | 0.134 | 0.134 | 0.134 | 0.09827
TWh Generated | 2.213 | 2.046 | 2.046 | 2.046 | 2.046
TWh Generated Qualifying | 2.213 | 2.046 | 2.046 | 2.046 | 2.046
Rate - [lb/MWh] | 0 | 0 | 0 | 0 | 0
Constraint Shadow Price [US$/Ton] | 0 | 0 | 0 | 0 | 0
Constraint Name: NSR Level Mercer 1,2 - NOX Rate Annual v3.1 (CSU) Constraint #: 396
Constraint Type: Rate Limit [lb/MMBtu]
Run Year, Seasons Included: 2012 WINTER SUMMER
Run Year, Seasons Included: 2015 WINTER SUMMER
Run Year, Seasons Included: 2020 WINTER SUMMER
Run Year, Seasons Included: 2025 WINTER SUMMER
Run Year, Seasons Included: 2032 WINTER SUMMER
Time Base: Seasonal/Annual | 2012-2013 | 2014-2017 | 2018-2022 | 2023-2027 | 2028-2035
Standard - [lb/MMBtu] | 0.1 | 0.1 | 0.1 | 0.1 | 0.1
-Emissions at Affected Plants [MTons] | 0.6574 | 0.6078 | 0.6078 | 0.6078 | 0.6078
-Less Allowances Purchased [MTons] NOX | 0 | 0 | 0 | 0 | 0
-Plus Allowances Sold [MTons] NOX | 0 | 0 | 0 | 0 | 0
-Plus Allowances Banked [MTons] | 0 | 0 | 0 | 0 | 0
-Less Allowances Withdrawn (1:1) [MTons] | 0 | 0 | 0 | 0 | 0
-Less Allowances Withdrawn (n:1) [MTons] | 0 | 0 | 0 | 0 | 0
Total [MTons] | 0.6574 | 0.6078 | 0.6078 | 0.6078 | 0.6078
TBtu Consumed | 22.11 | 20.44 | 20.44 | 20.44 | 20.44
Rate - [lb/MMBtu] | 0.05947 | 0.05947 | 0.05947 | 0.05947 | 0.05947
TWh Generated | 2.213 | 2.046 | 2.046 | 2.046 | 2.046
TWh Generated Qualifying | 2.213 | 2.046 | 2.046 | 2.046 | 2.046
Rate - [lb/MWh] | 0 | 0 | 0 | 0 | 0
Constraint Shadow Price [US$/Ton] | 0 | 0 | 0 | 0 | 0
Constraint Name: NSR Level Mercer 1,2 - NOX Rate Annual v3.1 (CSV) Constraint #: 397
Constraint Type: Rate Limit [lb/MMBtu]
Run Year, Seasons Included: 2012 WINTER SUMMER
Run Year, Seasons Included: 2015 WINTER SUMMER
Run Year, Seasons Included: 2020 WINTER SUMMER
Run Year, Seasons Included: 2025 WINTER SUMMER
Run Year, Seasons Included: 2032 WINTER SUMMER
Time Base: Seasonal/Annual | 2012-2013 | 2014-2017 | 2018-2022 | 2023-2027 | 2028-2035
Standard - [lb/MMBtu] | 0.1 | 0.1 | 0.1 | 0.1 | 0.1
-Emissions at Affected Plants [MTons] | 0.6558 | 0.6195 | 0.6195 | 0.5728 | 0.5728
-Less Allowances Purchased [MTons] NOX | 0 | 0 | 0 | 0 | 0
-Plus Allowances Sold [MTons] NOX | 0 | 0 | 0 | 0 | 0
-Plus Allowances Banked [MTons] | 0 | 0 | 0 | 0 | 0
-Less Allowances Withdrawn (1:1) [MTons] | 0 | 0 | 0 | 0 | 0
-Less Allowances Withdrawn (n:1) [MTons] | 0 | 0 | 0 | 0 | 0
Total [MTons] | 0.6558 | 0.6195 | 0.6195 | 0.5728 | 0.5728
TBtu Consumed | 22.05 | 20.83 | 20.83 | 19.26 | 19.26
Rate - [lb/MMBtu] | 0.05947 | 0.05947 | 0.05947 | 0.05947 | 0.05947
TWh Generated | 2.302 | 2.175 | 2.175 | 2.011 | 2.011
TWh Generated Qualifying | 2.302 | 2.175 | 2.175 | 2.011 | 2.011
Rate - [lb/MWh] | 0 | 0 | 0 | 0 | 0
Constraint Shadow Price [US$/Ton] | 0 | 0 | 0 | 0 | 0
Constraint Name: NSR Level Mercer 2 - SO2 Rate Annual v3.1 Constraint #: 398
Constraint Type: Rate Limit [lb/MMBtu]
Run Year, Seasons Included: 2012
Run Year, Seasons Included: 2015 WINTER SUMMER
Run Year, Seasons Included: 2020 WINTER SUMMER
Run Year, Seasons Included: 2025 WINTER SUMMER
Run Year, Seasons Included: 2032 WINTER SUMMER
Time Base: Seasonal/Annual | 2012-2013 | 2014-2017 | 2018-2022 | 2023-2027 | 2028-2035
Standard - [lb/MMBtu] | 0 | 0.15 | 0.15 | 0.15 | 0.15
-Emissions at Affected Plants [MTons] | 0 | 1.396 | 1.396 | 1.291 | 0.9237
-Less Allowances Purchased [MTons] SO2 | 0 | 0 | 0 | 0 | 0
-Plus Allowances Sold [MTons] SO2 | 0 | 0 | 0 | 0 | 0
-Plus Allowances Banked [MTons] | 0 | 0 | 0 | 0 | 0
-Less Allowances Withdrawn (1:1) [MTons] | 0 | 0 | 0 | 0 | 0
-Less Allowances Withdrawn (n:1) [MTons] | 0 | 0 | 0 | 0 | 0
Total [MTons] | 0 | 1.396 | 1.396 | 1.291 | 0.9237
TBtu Consumed | 0 | 20.83 | 20.83 | 19.26 | 19.26
Rate - [lb/MMBtu] | 0 | 0.134 | 0.134 | 0.134 | 0.09591
TWh Generated | 0 | 2.175 | 2.175 | 2.011 | 2.011
TWh Generated Qualifying | 0 | 2.175 | 2.175 | 2.011 | 2.011
Rate - [lb/MWh] | 0 | 0 | 0 | 0 | 0
Constraint Shadow Price [US$/Ton] | 0 | 0 | 0 | 0 | 0
Constraint Name: NSR Milton Young 1,2 - NOX Rate Annual v3.1 (BI5) Constraint #: 399
Constraint Type: Rate Limit [lb/MMBtu]
Run Year, Seasons Included: 2012 WINTER SUMMER
Run Year, Seasons Included: 2015 WINTER SUMMER
Run Year, Seasons Included: 2020 WINTER SUMMER
Run Year, Seasons Included: 2025 WINTER SUMMER
Run Year, Seasons Included: 2032 WINTER SUMMER
Time Base: Seasonal/Annual | 2012-2013 | 2014-2017 | 2018-2022 | 2023-2027 | 2028-2035
Standard - [lb/MMBtu] | 0.36 | 0.36 | 0.36 | 0.36 | 0.36
-Emissions at Affected Plants [MTons] | 6.033 | 6.033 | 6.023 | 6.01 | 6.01
-Less Allowances Purchased [MTons] NOX | 0 | 0 | 0 | 0 | 0
-Plus Allowances Sold [MTons] NOX | 0 | 0 | 0 | 0 | 0
-Plus Allowances Banked [MTons] | 0 | 0 | 0 | 0 | 0
-Less Allowances Withdrawn (1:1) [MTons] | 0 | 0 | 0 | 0 | 0
-Less Allowances Withdrawn (n:1) [MTons] | 0 | 0 | 0 | 0 | 0
Total [MTons] | 6.033 | 6.033 | 6.023 | 6.01 | 6.01
TBtu Consumed | 33.51 | 33.51 | 33.57 | 33.65 | 33.65
Rate - [lb/MMBtu] | 0.36 | 0.36 | 0.3589 | 0.3572 | 0.3572
TWh Generated | 3.144 | 3.144 | 3.144 | 3.144 | 3.144
TWh Generated Qualifying | 3.144 | 3.144 | 3.144 | 3.144 | 3.144
Rate - [lb/MWh] | 0 | 0 | 0 | 0 | 0
Constraint Shadow Price [US$/Ton] | 0 | 0 | 0 | 0 | 0
Constraint Name: NSR Milton Young 1,2 - NOX Rate Annual v3.1 (BK4) Constraint #: 400
Constraint Type: Rate Limit [lb/MMBtu]
Run Year, Seasons Included: 2012 WINTER SUMMER
Run Year, Seasons Included: 2015 WINTER SUMMER
Run Year, Seasons Included: 2020 WINTER SUMMER
Run Year, Seasons Included: 2025 WINTER SUMMER
Run Year, Seasons Included: 2032 WINTER SUMMER
Time Base: Seasonal/Annual | 2012-2013 | 2014-2017 | 2018-2022 | 2023-2027 | 2028-2035
Standard - [lb/MMBtu] | 0.36 | 0.36 | 0.36 | 0.36 | 0.36
-Emissions at Affected Plants [MTons] | 0.6836 | 0.6422 | 0.6422 | 0.6397 | 0.6397
-Less Allowances Purchased [MTons] NOX | 0 | 0 | 0 | 0 | 0
-Plus Allowances Sold [MTons] NOX | 0 | 0 | 0 | 0 | 0
-Plus Allowances Banked [MTons] | 0 | 0 | 0 | 0 | 0
-Less Allowances Withdrawn (1:1) [MTons] | 0 | 0 | 0 | 0 | 0
-Less Allowances Withdrawn (n:1) [MTons] | 0 | 0 | 0 | 0 | 0
Total [MTons] | 0.6836 | 0.6422 | 0.6422 | 0.6397 | 0.6397
TBtu Consumed | 19.01 | 17.62 | 17.62 | 17.7 | 17.7
Rate - [lb/MMBtu] | 0.07194 | 0.07287 | 0.07287 | 0.0723 | 0.0723
TWh Generated | 1.773 | 1.644 | 1.644 | 1.644 | 1.644
TWh Generated Qualifying | 1.773 | 1.644 | 1.644 | 1.644 | 1.644
Rate - [lb/MWh] | 0 | 0 | 0 | 0 | 0
Constraint Shadow Price [US$/Ton] | 0 | 0 | 0 | 0 | 0
Constraint Name: NSR Minnkota Power - SO2 Cap Annual v3.1 Constraint #: 401
Constraint Type: Rate Cap [MTons]
Run Year, Seasons Included: 2012 WINTER SUMMER
Run Year, Seasons Included: 2015 WINTER SUMMER
Run Year, Seasons Included: 2020 WINTER SUMMER
Run Year, Seasons Included: 2025 WINTER SUMMER
Run Year, Seasons Included: 2032 WINTER SUMMER
Time Base: Seasonal/Annual | 2012-2013 | 2014-2017 | 2018-2022 | 2023-2027 | 2028-2035
Standard - [MTon] | 11.5 | 8.5 | 8.5 | 8.5 | 8.5
-Emissions at Affected Plants [MTons] | 1.676 | 1.635 | 1.608 | 1.536 | 1.536
-Less Allowances Purchased [MTons] SO2 | 0 | 0 | 0 | 0 | 0
-Plus Allowances Sold [MTons] SO2 | 0 | 0 | 0 | 0 | 0
-Plus Allowances Banked [MTons] | 0 | 0 | 0 | 0 | 0
-Less Allowances Withdrawn (1:1) [MTons] | 0 | 0 | 0 | 0 | 0
-Less Allowances Withdrawn (n:1) [MTons] | 0 | 0 | 0 | 0 | 0
Total [MTons] | 1.676 | 1.635 | 1.608 | 1.536 | 1.536
TBtu Consumed | 52.52 | 51.14 | 51.19 | 51.35 | 51.35
Rate - [lb/MMBtu] | 0.06383 | 0.06393 | 0.06282 | 0.05984 | 0.05984
TWh Generated | 4.917 | 4.788 | 4.788 | 4.788 | 4.788
TWh Generated Qualifying | 4.917 | 4.788 | 4.788 | 4.788 | 4.788
Rate - [lb/MWh] | 0 | 0 | 0 | 0 | 0
Constraint Shadow Price [US$/Ton] | 0 | 0 | 0 | 0 | 0
Constraint Name: NSR Mirant - Potomac NOX Cap Annual v3.1 Constraint #: 402
Constraint Type: Rate Cap [MTons]
Run Year, Seasons Included: 2012 WINTER SUMMER
Run Year, Seasons Included: 2015 WINTER SUMMER
Run Year, Seasons Included: 2020 WINTER SUMMER
Run Year, Seasons Included: 2025 WINTER SUMMER
Run Year, Seasons Included: 2032 WINTER SUMMER
Time Base: Seasonal/Annual | 2012-2013 | 2014-2017 | 2018-2022 | 2023-2027 | 2028-2035
Standard - [MTon] | 3.7 | 3.7 | 3.7 | 3.7 | 3.7
-Emissions at Affected Plants [MTons] | 3.7 | 3.7 | 3.7 | 3.558 | 2.485
-Less Allowances Purchased [MTons] NOX | 0 | 0 | 0 | 0 | 0
-Plus Allowances Sold [MTons] NOX | 0 | 0 | 0 | 0 | 0
-Plus Allowances Banked [MTons] | 0 | 0 | 0 | 0 | 0
-Less Allowances Withdrawn (1:1) [MTons] | 0 | 0 | 0 | 0 | 0
-Less Allowances Withdrawn (n:1) [MTons] | 0 | 0 | 0 | 0 | 0
Total [MTons] | 3.7 | 3.7 | 3.7 | 3.558 | 2.485
TBtu Consumed | 30.67 | 30.67 | 30.67 | 29.47 | 20.43
Rate - [lb/MMBtu] | 0.2413 | 0.2413 | 0.2413 | 0.2415 | 0.2433
TWh Generated | 2.787 | 2.787 | 2.787 | 2.693 | 1.983
TWh Generated Qualifying | 2.787 | 2.787 | 2.787 | 2.693 | 1.983
Rate - [lb/MWh] | 0 | 0 | 0 | 0 | 0
Constraint Shadow Price [US$/Ton] | 2637 | 3139 | 2190 | 0 | 0
Constraint Name: NSR Mirant - Potomac NOX Cap Summer v3.1 Constraint #: 403
Constraint Type: Rate Cap [MTons]
Run Year, Seasons Included: 2012 SUMMER
Run Year, Seasons Included: 2015 SUMMER
Run Year, Seasons Included: 2020 SUMMER
Run Year, Seasons Included: 2025 SUMMER
Run Year, Seasons Included: 2032 SUMMER
Time Base: Seasonal/Annual | 2012-2013 | 2014-2017 | 2018-2022 | 2023-2027 | 2028-2035
Standard - [MTon] | 1.48 | 1.48 | 1.48 | 1.48 | 1.48
-Emissions at Affected Plants [MTons] | 1.48 | 1.48 | 1.48 | 1.48 | 1.079
-Less Allowances Purchased [MTons] NOX | 0 | 0 | 0 | 0 | 0
-Plus Allowances Sold [MTons] NOX | 0 | 0 | 0 | 0 | 0
-Plus Allowances Banked [MTons] | 0 | 0 | 0 | 0 | 0
-Less Allowances Withdrawn (1:1) [MTons] | 0 | 0 | 0 | 0 | 0
-Less Allowances Withdrawn (n:1) [MTons] | 0 | 0 | 0 | 0 | 0
Total [MTons] | 1.48 | 1.48 | 1.48 | 1.48 | 1.079
TBtu Consumed | 12.25 | 12.25 | 12.25 | 12.25 | 8.871
Rate - [lb/MMBtu] | 0.2417 | 0.2417 | 0.2417 | 0.2417 | 0.2433
TWh Generated | 1.126 | 1.126 | 1.126 | 1.126 | 0.861
TWh Generated Qualifying | 1.126 | 1.126 | 1.126 | 1.126 | 0.861
Rate - [lb/MWh] | 0 | 0 | 0 | 0 | 0
Constraint Shadow Price [US$/Ton] | 2269 | 2580 | 1772 | 85.37 | 0
Constraint Name: NSR Mirant Settlement - NOX Cap Annual v3.1 Constraint #: 404
Constraint Type: Rate Cap [MTons]
Run Year, Seasons Included: 2012 WINTER SUMMER
Run Year, Seasons Included: 2015 WINTER SUMMER
Run Year, Seasons Included: 2020 WINTER SUMMER
Run Year, Seasons Included: 2025 WINTER SUMMER
Run Year, Seasons Included: 2032 WINTER SUMMER
Time Base: Seasonal/Annual | 2012-2013 | 2014-2017 | 2018-2022 | 2023-2027 | 2028-2035
Standard - [MTon] | 16 | 16 | 16 | 16 | 16
-Emissions at Affected Plants [MTons] | 11.4 | 11.46 | 11.6 | 10.99 | 9.847
-Less Allowances Purchased [MTons] NOX | 0 | 0 | 0 | 0 | 0
-Plus Allowances Sold [MTons] NOX | 0 | 0 | 0 | 0 | 0
-Plus Allowances Banked [MTons] | 0 | 0 | 0 | 0 | 0
-Less Allowances Withdrawn (1:1) [MTons] | 0 | 0 | 0 | 0 | 0
-Less Allowances Withdrawn (n:1) [MTons] | 0 | 0 | 0 | 0 | 0
Total [MTons] | 11.4 | 11.46 | 11.6 | 10.99 | 9.847
TBtu Consumed | 203.4 | 204.5 | 206 | 195.7 | 184.3
Rate - [lb/MMBtu] | 0.1121 | 0.1121 | 0.1127 | 0.1123 | 0.1069
TWh Generated | 20.21 | 20.27 | 20.41 | 19.43 | 18.46
TWh Generated Qualifying | 20.21 | 20.27 | 20.41 | 19.43 | 18.46
Rate - [lb/MWh] | 0 | 0 | 0 | 0 | 0
Constraint Shadow Price [US$/Ton] | 0 | 0 | 0 | 0 | 0
Constraint Name: NSR Mirant Settlement - NOX Cap Summer v3.1 Constraint #: 405
Constraint Type: Rate Cap [MTons]
Run Year, Seasons Included: 2012 SUMMER
Run Year, Seasons Included: 2015 SUMMER
Run Year, Seasons Included: 2020 SUMMER
Run Year, Seasons Included: 2025 SUMMER
Run Year, Seasons Included: 2032 SUMMER
Time Base: Seasonal/Annual | 2012-2013 | 2014-2017 | 2018-2022 | 2023-2027 | 2028-2035
Standard - [MTon] | 5.2 | 5.2 | 5.2 | 5.2 | 5.2
-Emissions at Affected Plants [MTons] | 4.756 | 4.752 | 4.752 | 4.679 | 4.208
-Less Allowances Purchased [MTons] NOX | 0 | 0 | 0 | 0 | 0
-Plus Allowances Sold [MTons] NOX | 0 | 0 | 0 | 0 | 0
-Plus Allowances Banked [MTons] | 0 | 0 | 0 | 0 | 0
-Less Allowances Withdrawn (1:1) [MTons] | 0 | 0 | 0 | 0 | 0
-Less Allowances Withdrawn (n:1) [MTons] | 0 | 0 | 0 | 0 | 0
Total [MTons] | 4.756 | 4.752 | 4.752 | 4.679 | 4.208
TBtu Consumed | 85.75 | 85.91 | 85.91 | 83.48 | 77.74
Rate - [lb/MMBtu] | 0.1109 | 0.1106 | 0.1106 | 0.1121 | 0.1083
TWh Generated | 8.552 | 8.546 | 8.546 | 8.294 | 7.779
TWh Generated Qualifying | 8.552 | 8.546 | 8.546 | 8.294 | 7.779
Rate - [lb/MWh] | 0 | 0 | 0 | 0 | 0
Constraint Shadow Price [US$/Ton] | 0 | 0 | 0 | 0 | 0
Constraint Name: NSR Mirant Settlement - NOX Rate Summer v3.1 Constraint #: 406
Constraint Type: Rate Limit [lb/MMBtu]
Run Year, Seasons Included: 2012 SUMMER
Run Year, Seasons Included: 2015 SUMMER
Run Year, Seasons Included: 2020 SUMMER
Run Year, Seasons Included: 2025 SUMMER
Run Year, Seasons Included: 2032 SUMMER
Time Base: Seasonal/Annual | 2012-2013 | 2014-2017 | 2018-2022 | 2023-2027 | 2028-2035
Standard - [lb/MMBtu] | 0.15 | 0.15 | 0.15 | 0.15 | 0.15
-Emissions at Affected Plants [MTons] | 4.756 | 4.752 | 4.752 | 4.679 | 4.208
-Less Allowances Purchased [MTons] NOX | 0 | 0 | 0 | 0 | 0
-Plus Allowances Sold [MTons] NOX | 0 | 0 | 0 | 0 | 0
-Plus Allowances Banked [MTons] | 0 | 0 | 0 | 0 | 0
-Less Allowances Withdrawn (1:1) [MTons] | 0 | 0 | 0 | 0 | 0
-Less Allowances Withdrawn (n:1) [MTons] | 0 | 0 | 0 | 0 | 0
Total [MTons] | 4.756 | 4.752 | 4.752 | 4.679 | 4.208
TBtu Consumed | 85.75 | 85.91 | 85.91 | 83.48 | 77.74
Rate - [lb/MMBtu] | 0.1109 | 0.1106 | 0.1106 | 0.1121 | 0.1083
TWh Generated | 8.552 | 8.546 | 8.546 | 8.294 | 7.779
TWh Generated Qualifying | 8.552 | 8.546 | 8.546 | 8.294 | 7.779
Rate - [lb/MWh] | 0 | 0 | 0 | 0 | 0
Constraint Shadow Price [US$/Ton] | 0 | 0 | 0 | 0 | 0
Constraint Name: NSR Morgantown G P 1,2 - NOX Rate Annual v3.1 (DKZ Constraint #: 407
Constraint Type: Rate Limit [lb/MMBtu]
Run Year, Seasons Included: 2012 WINTER SUMMER
Run Year, Seasons Included: 2015 WINTER SUMMER
Run Year, Seasons Included: 2020 WINTER SUMMER
Run Year, Seasons Included: 2025 WINTER SUMMER
Run Year, Seasons Included: 2032 WINTER SUMMER
Time Base: Seasonal/Annual | 2012-2013 | 2014-2017 | 2018-2022 | 2023-2027 | 2028-2035
Standard - [lb/MMBtu] | 0.1 | 0.1 | 0.1 | 0.1 | 0.1
-Emissions at Affected Plants [MTons] | 1.311 | 1.309 | 1.309 | 1.236 | 1.236
-Less Allowances Purchased [MTons] NOX | 0 | 0 | 0 | 0 | 0
-Plus Allowances Sold [MTons] NOX | 0 | 0 | 0 | 0 | 0
-Plus Allowances Banked [MTons] | 0 | 0 | 0 | 0 | 0
-Less Allowances Withdrawn (1:1) [MTons] | 0 | 0 | 0 | 0 | 0
-Less Allowances Withdrawn (n:1) [MTons] | 0 | 0 | 0 | 0 | 0
Total [MTons] | 1.311 | 1.309 | 1.309 | 1.236 | 1.236
TBtu Consumed | 43.73 | 43.81 | 43.81 | 41.38 | 41.38
Rate - [lb/MMBtu] | 0.05995 | 0.05973 | 0.05973 | 0.05973 | 0.05973
TWh Generated | 4.553 | 4.539 | 4.539 | 4.288 | 4.288
TWh Generated Qualifying | 4.553 | 4.539 | 4.539 | 4.288 | 4.288
Rate - [lb/MWh] | 0 | 0 | 0 | 0 | 0
Constraint Shadow Price [US$/Ton] | 0 | 0 | 0 | 0 | 0
Constraint Name: NSR Morgantown G P 1,2 - NOX Rate Annual v3.1 (DLA Constraint #: 408
Constraint Type: Rate Limit [lb/MMBtu]
Run Year, Seasons Included: 2012 WINTER SUMMER
Run Year, Seasons Included: 2015 WINTER SUMMER
Run Year, Seasons Included: 2020 WINTER SUMMER
Run Year, Seasons Included: 2025 WINTER SUMMER
Run Year, Seasons Included: 2032 WINTER SUMMER
Time Base: Seasonal/Annual | 2012-2013 | 2014-2017 | 2018-2022 | 2023-2027 | 2028-2035
Standard - [lb/MMBtu] | 0.1 | 0.1 | 0.1 | 0.1 | 0.1
-Emissions at Affected Plants [MTons] | 1.279 | 1.276 | 1.276 | 1.276 | 1.205
-Less Allowances Purchased [MTons] NOX | 0 | 0 | 0 | 0 | 0
-Plus Allowances Sold [MTons] NOX | 0 | 0 | 0 | 0 | 0
-Plus Allowances Banked [MTons] | 0 | 0 | 0 | 0 | 0
-Less Allowances Withdrawn (1:1) [MTons] | 0 | 0 | 0 | 0 | 0
-Less Allowances Withdrawn (n:1) [MTons] | 0 | 0 | 0 | 0 | 0
Total [MTons] | 1.279 | 1.276 | 1.276 | 1.276 | 1.205
TBtu Consumed | 42.62 | 42.72 | 42.72 | 42.72 | 40.35
Rate - [lb/MMBtu] | 0.06 | 0.05973 | 0.05973 | 0.05973 | 0.05973
TWh Generated | 4.51 | 4.51 | 4.51 | 4.51 | 4.26
TWh Generated Qualifying | 4.51 | 4.51 | 4.51 | 4.51 | 4.26
Rate - [lb/MWh] | 0 | 0 | 0 | 0 | 0
Constraint Shadow Price [US$/Ton] | 0 | 0 | 0 | 0 | 0
Constraint Name: NSR Mt Storm 1-3 - NOX Rate Annual v3.1 (EKE) Constraint #: 409
Constraint Type: Rate Limit [lb/MMBtu]
Run Year, Seasons Included: 2012 WINTER SUMMER
Run Year, Seasons Included: 2015 WINTER SUMMER
Run Year, Seasons Included: 2020 WINTER SUMMER
Run Year, Seasons Included: 2025 WINTER SUMMER
Run Year, Seasons Included: 2032 WINTER SUMMER
Time Base: Seasonal/Annual | 2012-2013 | 2014-2017 | 2018-2022 | 2023-2027 | 2028-2035
Standard - [lb/MMBtu] | 0.11 | 0.11 | 0.11 | 0.11 | 0.11
-Emissions at Affected Plants [MTons] | 0.9279 | 0.9279 | 0.8766 | 0.8766 | 0.7476
-Less Allowances Purchased [MTons] NOX | 0 | 0 | 0 | 0 | 0
-Plus Allowances Sold [MTons] NOX | 0 | 0 | 0 | 0 | 0
-Plus Allowances Banked [MTons] | 0 | 0 | 0 | 0 | 0
-Less Allowances Withdrawn (1:1) [MTons] | 0 | 0 | 0 | 0 | 0
-Less Allowances Withdrawn (n:1) [MTons] | 0 | 0 | 0 | 0 | 0
Total [MTons] | 0.9279 | 0.9279 | 0.8766 | 0.8766 | 0.7476
TBtu Consumed | 41.24 | 41.24 | 38.96 | 38.96 | 33.34
Rate - [lb/MMBtu] | 0.045 | 0.045 | 0.045 | 0.045 | 0.04484
TWh Generated | 3.833 | 3.833 | 3.62 | 3.62 | 3.093
TWh Generated Qualifying | 3.833 | 3.833 | 3.62 | 3.62 | 3.093
Rate - [lb/MWh] | 0 | 0 | 0 | 0 | 0
Constraint Shadow Price [US$/Ton] | 0 | 0 | 0 | 0 | 0
Constraint Name: NSR Mt Storm 1-3 - NOX Rate Annual v3.1 (EKF) Constraint #: 410
Constraint Type: Rate Limit [lb/MMBtu]
Run Year, Seasons Included: 2012 WINTER SUMMER
Run Year, Seasons Included: 2015 WINTER SUMMER
Run Year, Seasons Included: 2020 WINTER SUMMER
Run Year, Seasons Included: 2025 WINTER SUMMER
Run Year, Seasons Included: 2032 WINTER SUMMER
Time Base: Seasonal/Annual | 2012-2013 | 2014-2017 | 2018-2022 | 2023-2027 | 2028-2035
Standard - [lb/MMBtu] | 0.11 | 0.11 | 0.11 | 0.11 | 0.11
-Emissions at Affected Plants [MTons] | 0.9295 | 0.9295 | 0.878 | 0.878 | 0.7489
-Less Allowances Purchased [MTons] NOX | 0 | 0 | 0 | 0 | 0
-Plus Allowances Sold [MTons] NOX | 0 | 0 | 0 | 0 | 0
-Plus Allowances Banked [MTons] | 0 | 0 | 0 | 0 | 0
-Less Allowances Withdrawn (1:1) [MTons] | 0 | 0 | 0 | 0 | 0
-Less Allowances Withdrawn (n:1) [MTons] | 0 | 0 | 0 | 0 | 0
Total [MTons] | 0.9295 | 0.9295 | 0.878 | 0.878 | 0.7489
TBtu Consumed | 41.31 | 41.31 | 39.02 | 39.02 | 33.4
Rate - [lb/MMBtu] | 0.045 | 0.045 | 0.045 | 0.045 | 0.04484
TWh Generated | 3.833 | 3.833 | 3.62 | 3.62 | 3.093
TWh Generated Qualifying | 3.833 | 3.833 | 3.62 | 3.62 | 3.093
Rate - [lb/MWh] | 0 | 0 | 0 | 0 | 0
Constraint Shadow Price [US$/Ton] | 0 | 0 | 0 | 0 | 0
Constraint Name: NSR Mt Storm 1-3 - NOX Rate Annual v3.1 (EKG) Constraint #: 411
Constraint Type: Rate Limit [lb/MMBtu]
Run Year, Seasons Included: 2012 WINTER SUMMER
Run Year, Seasons Included: 2015 WINTER SUMMER
Run Year, Seasons Included: 2020 WINTER SUMMER
Run Year, Seasons Included: 2025 WINTER SUMMER
Run Year, Seasons Included: 2032 WINTER SUMMER
Time Base: Seasonal/Annual | 2012-2013 | 2014-2017 | 2018-2022 | 2023-2027 | 2028-2035
Standard - [lb/MMBtu] | 0.11 | 0.11 | 0.11 | 0.11 | 0.11
-Emissions at Affected Plants [MTons] | 1.484 | 1.484 | 1.484 | 1.484 | 1.294
-Less Allowances Purchased [MTons] NOX | 0 | 0 | 0 | 0 | 0
-Plus Allowances Sold [MTons] NOX | 0 | 0 | 0 | 0 | 0
-Plus Allowances Banked [MTons] | 0 | 0 | 0 | 0 | 0
-Less Allowances Withdrawn (1:1) [MTons] | 0 | 0 | 0 | 0 | 0
-Less Allowances Withdrawn (n:1) [MTons] | 0 | 0 | 0 | 0 | 0
Total [MTons] | 1.484 | 1.484 | 1.484 | 1.484 | 1.294
TBtu Consumed | 39.58 | 39.58 | 39.58 | 39.58 | 34.63
Rate - [lb/MMBtu] | 0.075 | 0.075 | 0.075 | 0.075 | 0.07474
TWh Generated | 3.811 | 3.811 | 3.811 | 3.811 | 3.328
TWh Generated Qualifying | 3.811 | 3.811 | 3.811 | 3.811 | 3.328
Rate - [lb/MWh] | 0 | 0 | 0 | 0 | 0
Constraint Shadow Price [US$/Ton] | 0 | 0 | 0 | 0 | 0
Constraint Name: NSR NV Power Consent - NOX Cap Annual v3.1 Constraint #: 412
Constraint Type: Rate Cap [MTons]
Run Year, Seasons Included: 2012 WINTER SUMMER
Run Year, Seasons Included: 2015 WINTER SUMMER
Run Year, Seasons Included: 2020 WINTER SUMMER
Run Year, Seasons Included: 2025 WINTER SUMMER
Run Year, Seasons Included: 2032 WINTER SUMMER
Time Base: Seasonal/Annual | 2012-2013 | 2014-2017 | 2018-2022 | 2023-2027 | 2028-2035
Standard - [MTon] | 0.36 | 0.36 | 0.36 | 0.36 | 0.36
-Emissions at Affected Plants [MTons] | 0.006169 | 0.006169 | 0.01854 | 0.01854 | 0.006169
-Less Allowances Purchased [MTons] NOX | 0 | 0 | 0 | 0 | 0
-Plus Allowances Sold [MTons] NOX | 0 | 0 | 0 | 0 | 0
-Plus Allowances Banked [MTons] | 0 | 0 | 0 | 0 | 0
-Less Allowances Withdrawn (1:1) [MTons] | 0 | 0 | 0 | 0 | 0
-Less Allowances Withdrawn (n:1) [MTons] | 0 | 0 | 0 | 0 | 0
Total [MTons] | 0.006169 | 0.006169 | 0.01854 | 0.01854 | 0.006169
TBtu Consumed | 0.4254 | 0.4254 | 1.279 | 1.279 | 0.4254
Rate - [lb/MMBtu] | 0.029 | 0.029 | 0.029 | 0.029 | 0.029
TWh Generated | 0.04735 | 0.04735 | 0.1423 | 0.1423 | 0.04735
TWh Generated Qualifying | 0.04735 | 0.04735 | 0.1423 | 0.1423 | 0.04735
Rate - [lb/MWh] | 0 | 0 | 0 | 0 | 0
Constraint Shadow Price [US$/Ton] | 0 | 0 | 0 | 0 | 0
Constraint Name: NSR Oak Creek 5-8 - NOX Rate Annual v3.1 (CSI) Constraint #: 413
Constraint Type: Rate Limit [lb/MMBtu]
Run Year, Seasons Included: 2012
Run Year, Seasons Included: 2015 WINTER SUMMER
Run Year, Seasons Included: 2020 WINTER SUMMER
Run Year, Seasons Included: 2025 WINTER SUMMER
Run Year, Seasons Included: 2032 WINTER SUMMER
Time Base: Seasonal/Annual | 2012-2013 | 2014-2017 | 2018-2022 | 2023-2027 | 2028-2035
Standard - [lb/MMBtu] | 0 | 0.1 | 0.1 | 0.1 | 0.1
-Emissions at Affected Plants [MTons] | 0 | 0 | 0 | 0 | 0
-Less Allowances Purchased [MTons] NOX | 0 | 0 | 0 | 0 | 0
-Plus Allowances Sold [MTons] NOX | 0 | 0 | 0 | 0 | 0
-Plus Allowances Banked [MTons] | 0 | 0 | 0 | 0 | 0
-Less Allowances Withdrawn (1:1) [MTons] | 0 | 0 | 0 | 0 | 0
-Less Allowances Withdrawn (n:1) [MTons] | 0 | 0 | 0 | 0 | 0
Total [MTons] | 0 | 0 | 0 | 0 | 0
TBtu Consumed | 0 | 0 | 0 | 0 | 0
Rate - [lb/MMBtu] | 0 | 0 | 0 | 0 | 0
TWh Generated | 0 | 0 | 0 | 0 | 0
TWh Generated Qualifying | 0 | 0 | 0 | 0 | 0
Rate - [lb/MWh] | 0 | 0 | 0 | 0 | 0
Constraint Shadow Price [US$/Ton] | 0 | 13190 | 8909 | 6003 | 1988
Constraint Name: NSR Oak Creek 5-8 - NOX Rate Annual v3.1 (CSJ) Constraint #: 414
Constraint Type: Rate Limit [lb/MMBtu]
Run Year, Seasons Included: 2012
Run Year, Seasons Included: 2015 WINTER SUMMER
Run Year, Seasons Included: 2020 WINTER SUMMER
Run Year, Seasons Included: 2025 WINTER SUMMER
Run Year, Seasons Included: 2032 WINTER SUMMER
Time Base: Seasonal/Annual | 2012-2013 | 2014-2017 | 2018-2022 | 2023-2027 | 2028-2035
Standard - [lb/MMBtu] | 0 | 0.1 | 0.1 | 0.1 | 0.1
-Emissions at Affected Plants [MTons] | 0 | 0 | 0 | 0 | 0
-Less Allowances Purchased [MTons] NOX | 0 | 0 | 0 | 0 | 0
-Plus Allowances Sold [MTons] NOX | 0 | 0 | 0 | 0 | 0
-Plus Allowances Banked [MTons] | 0 | 0 | 0 | 0 | 0
-Less Allowances Withdrawn (1:1) [MTons] | 0 | 0 | 0 | 0 | 0
-Less Allowances Withdrawn (n:1) [MTons] | 0 | 0 | 0 | 0 | 0
Total [MTons] | 0 | 0 | 0 | 0 | 0
TBtu Consumed | 0 | 0 | 0 | 0 | 0
Rate - [lb/MMBtu] | 0 | 0 | 0 | 0 | 0
TWh Generated | 0 | 0 | 0 | 0 | 0
TWh Generated Qualifying | 0 | 0 | 0 | 0 | 0
Rate - [lb/MWh] | 0 | 0 | 0 | 0 | 0
Constraint Shadow Price [US$/Ton] | 0 | 12860 | 9445 | 6768 | 2775
Constraint Name: NSR Oak Creek 5-8 - NOX Rate Annual v3.1 (CSK) Constraint #: 415
Constraint Type: Rate Limit [lb/MMBtu]
Run Year, Seasons Included: 2012
Run Year, Seasons Included: 2015 WINTER SUMMER
Run Year, Seasons Included: 2020 WINTER SUMMER
Run Year, Seasons Included: 2025 WINTER SUMMER
Run Year, Seasons Included: 2032 WINTER SUMMER
Time Base: Seasonal/Annual | 2012-2013 | 2014-2017 | 2018-2022 | 2023-2027 | 2028-2035
Standard - [lb/MMBtu] | 0 | 0.1 | 0.1 | 0.1 | 0.1
-Emissions at Affected Plants [MTons] | 0 | 0 | 0 | 0 | 0
-Less Allowances Purchased [MTons] NOX | 0 | 0 | 0 | 0 | 0
-Plus Allowances Sold [MTons] NOX | 0 | 0 | 0 | 0 | 0
-Plus Allowances Banked [MTons] | 0 | 0 | 0 | 0 | 0
-Less Allowances Withdrawn (1:1) [MTons] | 0 | 0 | 0 | 0 | 0
-Less Allowances Withdrawn (n:1) [MTons] | 0 | 0 | 0 | 0 | 0
Total [MTons] | 0 | 0 | 0 | 0 | 0
TBtu Consumed | 0 | 0 | 0 | 0 | 0
Rate - [lb/MMBtu] | 0 | 0 | 0 | 0 | 0
TWh Generated | 0 | 0 | 0 | 0 | 0
TWh Generated Qualifying | 0 | 0 | 0 | 0 | 0
Rate - [lb/MWh] | 0 | 0 | 0 | 0 | 0
Constraint Shadow Price [US$/Ton] | 0 | 15560 | 7051 | 10730 | 18190
Constraint Name: NSR Oak Creek 5-8 - NOX Rate Annual v3.1 (CSL) Constraint #: 416
Constraint Type: Rate Limit [lb/MMBtu]
Run Year, Seasons Included: 2012
Run Year, Seasons Included: 2015 WINTER SUMMER
Run Year, Seasons Included: 2020 WINTER SUMMER
Run Year, Seasons Included: 2025 WINTER SUMMER
Run Year, Seasons Included: 2032 WINTER SUMMER
Time Base: Seasonal/Annual | 2012-2013 | 2014-2017 | 2018-2022 | 2023-2027 | 2028-2035
Standard - [lb/MMBtu] | 0 | 0.1 | 0.1 | 0.1 | 0.1
-Emissions at Affected Plants [MTons] | 0 | 0.03094 | 0.02923 | 0.02923 | 0.02923
-Less Allowances Purchased [MTons] NOX | 0 | 0 | 0 | 0 | 0
-Plus Allowances Sold [MTons] NOX | 0 | 0 | 0 | 0 | 0
-Plus Allowances Banked [MTons] | 0 | 0 | 0 | 0 | 0
-Less Allowances Withdrawn (1:1) [MTons] | 0 | 0 | 0 | 0 | 0
-Less Allowances Withdrawn (n:1) [MTons] | 0 | 0 | 0 | 0 | 0
Total [MTons] | 0 | 0.03094 | 0.02923 | 0.02923 | 0.02923
TBtu Consumed | 0 | 0.6187 | 0.5845 | 0.5845 | 0.5845
Rate - [lb/MMBtu] | 0 | 0.1 | 0.1 | 0.1 | 0.1
TWh Generated | 0 | 0.06412 | 0.06058 | 0.06058 | 0.06058
TWh Generated Qualifying | 0 | 0.06412 | 0.06058 | 0.06058 | 0.06058
Rate - [lb/MWh] | 0 | 0 | 0 | 0 | 0
Constraint Shadow Price [US$/Ton] | 0 | 12870 | 13220 | 13500 | 17430
Constraint Name: NSR OH Edison - NOX Cap Annual v3.1 Constraint #: 417
Constraint Type: Rate Cap [MTons]
Run Year, Seasons Included: 2012 WINTER SUMMER
Run Year, Seasons Included: 2015 WINTER SUMMER
Run Year, Seasons Included: 2020 WINTER SUMMER
Run Year, Seasons Included: 2025 WINTER SUMMER
Run Year, Seasons Included: 2032 WINTER SUMMER
Time Base: Seasonal/Annual | 2012-2013 | 2014-2017 | 2018-2022 | 2023-2027 | 2028-2035
Standard - [MTon] | 11.86 | 11.86 | 11.86 | 11.86 | 11.86
-Emissions at Affected Plants [MTons] | 7.695 | 7.694 | 7.222 | 7.694 | 7.912
-Less Allowances Purchased [MTons] NOX | 0 | 0 | 0 | 0 | 0
-Plus Allowances Sold [MTons] NOX | 0 | 0 | 0 | 0 | 0
-Plus Allowances Banked [MTons] | 0 | 0 | 0 | 0 | 0
-Less Allowances Withdrawn (1:1) [MTons] | 0 | 0 | 0 | 0 | 0
-Less Allowances Withdrawn (n:1) [MTons] | 0 | 0 | 0 | 0 | 0
Total [MTons] | 7.695 | 7.694 | 7.222 | 7.694 | 7.912
TBtu Consumed | 143.4 | 143.4 | 136.8 | 143.4 | 145.2
Rate - [lb/MMBtu] | 0.1073 | 0.1073 | 0.1056 | 0.1073 | 0.1089
TWh Generated | 14.83 | 14.83 | 14.17 | 14.83 | 15
TWh Generated Qualifying | 14.83 | 14.83 | 14.17 | 14.83 | 15
Rate - [lb/MWh] | 0 | 0 | 0 | 0 | 0
Constraint Shadow Price [US$/Ton] | 0 | 0 | 0 | 0 | 0
Constraint Name: NSR OH Edison - SO2 Cap Annual v3.1 Constraint #: 418
Constraint Type: Rate Cap [MTons]
Run Year, Seasons Included: 2012 WINTER SUMMER
Run Year, Seasons Included: 2015 WINTER SUMMER
Run Year, Seasons Included: 2020 WINTER SUMMER
Run Year, Seasons Included: 2025 WINTER SUMMER
Run Year, Seasons Included: 2032 WINTER SUMMER
Time Base: Seasonal/Annual | 2012-2013 | 2014-2017 | 2018-2022 | 2023-2027 | 2028-2035
Standard - [MTon] | 29.9 | 29.9 | 29.9 | 29.9 | 29.9
-Emissions at Affected Plants [MTons] | 29.9 | 29.9 | 29.9 | 29.9 | 28.52
-Less Allowances Purchased [MTons] SO2 | 0 | 0 | 0 | 0 | 0
-Plus Allowances Sold [MTons] SO2 | 0 | 0 | 0 | 0 | 0
-Plus Allowances Banked [MTons] | 0 | 0 | 0 | 0 | 0
-Less Allowances Withdrawn (1:1) [MTons] | 0 | 0 | 0 | 0 | 0
-Less Allowances Withdrawn (n:1) [MTons] | 0 | 0 | 0 | 0 | 0
Total [MTons] | 29.9 | 29.9 | 29.9 | 29.9 | 28.52
TBtu Consumed | 143.4 | 143.4 | 136.8 | 143.4 | 145.2
Rate - [lb/MMBtu] | 0.4171 | 0.4169 | 0.437 | 0.4169 | 0.3927
TWh Generated | 14.83 | 14.83 | 14.17 | 14.83 | 15
TWh Generated Qualifying | 14.83 | 14.83 | 14.17 | 14.83 | 15
Rate - [lb/MWh] | 0 | 0 | 0 | 0 | 0
Constraint Shadow Price [US$/Ton] | 221.9 | 311.1 | 230.6 | 5.738 | 0
Constraint Name: NSR Pleasant Prairie 1,2 - NOX Rate Annual v3.1 (C Constraint #: 419
Constraint Type: Rate Limit [lb/MMBtu]
Run Year, Seasons Included: 2012 WINTER SUMMER
Run Year, Seasons Included: 2015 WINTER SUMMER
Run Year, Seasons Included: 2020 WINTER SUMMER
Run Year, Seasons Included: 2025 WINTER SUMMER
Run Year, Seasons Included: 2032 WINTER SUMMER
Time Base: Seasonal/Annual | 2012-2013 | 2014-2017 | 2018-2022 | 2023-2027 | 2028-2035
Standard - [lb/MMBtu] | 0.1 | 0.1 | 0.1 | 0.1 | 0.1
-Emissions at Affected Plants [MTons] | 1.309 | 1.309 | 1.309 | 1.309 | 1.309
-Less Allowances Purchased [MTons] NOX | 0 | 0 | 0 | 0 | 0
-Plus Allowances Sold [MTons] NOX | 0 | 0 | 0 | 0 | 0
-Plus Allowances Banked [MTons] | 0 | 0 | 0 | 0 | 0
-Less Allowances Withdrawn (1:1) [MTons] | 0 | 0 | 0 | 0 | 0
-Less Allowances Withdrawn (n:1) [MTons] | 0 | 0 | 0 | 0 | 0
Total [MTons] | 1.309 | 1.309 | 1.309 | 1.309 | 1.309
TBtu Consumed | 43.84 | 43.84 | 43.84 | 43.84 | 43.84
Rate - [lb/MMBtu] | 0.05973 | 0.05973 | 0.05973 | 0.05973 | 0.05973
TWh Generated | 4.054 | 4.054 | 4.054 | 4.054 | 4.054
TWh Generated Qualifying | 4.054 | 4.054 | 4.054 | 4.054 | 4.054
Rate - [lb/MWh] | 0 | 0 | 0 | 0 | 0
Constraint Shadow Price [US$/Ton] | 0 | 0 | 0 | 0 | 0
Constraint Name: NSR Pleasant Prairie 1,2 - NOX Rate Annual v3.1 (C Constraint #: 420
Constraint Type: Rate Limit [lb/MMBtu]
Run Year, Seasons Included: 2012 WINTER SUMMER
Run Year, Seasons Included: 2015 WINTER SUMMER
Run Year, Seasons Included: 2020 WINTER SUMMER
Run Year, Seasons Included: 2025 WINTER SUMMER
Run Year, Seasons Included: 2032 WINTER SUMMER
Time Base: Seasonal/Annual | 2012-2013 | 2014-2017 | 2018-2022 | 2023-2027 | 2028-2035
Standard - [lb/MMBtu] | 0.1 | 0.1 | 0.1 | 0.1 | 0.1
-Emissions at Affected Plants [MTons] | 1.322 | 0.7315 | 0.7315 | 0.7315 | 0.7315
-Less Allowances Purchased [MTons] NOX | 0 | 0 | 0 | 0 | 0
-Plus Allowances Sold [MTons] NOX | 0 | 0 | 0 | 0 | 0
-Plus Allowances Banked [MTons] | 0 | 0 | 0 | 0 | 0
-Less Allowances Withdrawn (1:1) [MTons] | 0 | 0 | 0 | 0 | 0
-Less Allowances Withdrawn (n:1) [MTons] | 0 | 0 | 0 | 0 | 0
Total [MTons] | 1.322 | 0.7315 | 0.7315 | 0.7315 | 0.7315
TBtu Consumed | 44.25 | 24.49 | 24.49 | 24.49 | 24.49
Rate - [lb/MMBtu] | 0.05973 | 0.05973 | 0.05973 | 0.05973 | 0.05973
TWh Generated | 4.054 | 2.248 | 2.248 | 2.248 | 2.248
TWh Generated Qualifying | 4.054 | 2.248 | 2.248 | 2.248 | 2.248
Rate - [lb/MWh] | 0 | 0 | 0 | 0 | 0
Constraint Shadow Price [US$/Ton] | 0 | 0 | 0 | 0 | 0
Constraint Name: NSR PSEG Consent - NOX Cap Annual v3.1 Constraint #: 421
Constraint Type: Rate Cap [MTons]
Run Year, Seasons Included: 2012 WINTER SUMMER
Run Year, Seasons Included: 2015 WINTER SUMMER
Run Year, Seasons Included: 2020 WINTER SUMMER
Run Year, Seasons Included: 2025 WINTER SUMMER
Run Year, Seasons Included: 2032 WINTER SUMMER
Time Base: Seasonal/Annual | 2012-2013 | 2014-2017 | 2018-2022 | 2023-2027 | 2028-2035
Standard - [MTon] | 3.49 | 3.49 | 3.49 | 3.49 | 3.49
-Emissions at Affected Plants [MTons] | 1.253 | 1.253 | 1.253 | 1.253 | 1.036
-Less Allowances Purchased [MTons] NOX | 0 | 0 | 0 | 0 | 0
-Plus Allowances Sold [MTons] NOX | 0 | 0 | 0 | 0 | 0
-Plus Allowances Banked [MTons] | 0 | 0 | 0 | 0 | 0
-Less Allowances Withdrawn (1:1) [MTons] | 0 | 0 | 0 | 0 | 0
-Less Allowances Withdrawn (n:1) [MTons] | 0 | 0 | 0 | 0 | 0
Total [MTons] | 1.253 | 1.253 | 1.253 | 1.253 | 1.036
TBtu Consumed | 42.18 | 42.18 | 42.18 | 42.18 | 34.85
Rate - [lb/MMBtu] | 0.05943 | 0.05943 | 0.05943 | 0.05943 | 0.05943
TWh Generated | 3.727 | 3.727 | 3.727 | 3.727 | 3.079
TWh Generated Qualifying | 3.727 | 3.727 | 3.727 | 3.727 | 3.079
Rate - [lb/MWh] | 0 | 0 | 0 | 0 | 0
Constraint Shadow Price [US$/Ton] | 0 | 0 | 0 | 0 | 0
Constraint Name: NSR PSEG Consent - SO2 Cap Annual v3.1 Constraint #: 422
Constraint Type: Rate Cap [MTons]
Run Year, Seasons Included: 2012 WINTER SUMMER
Run Year, Seasons Included: 2015 WINTER SUMMER
Run Year, Seasons Included: 2020 WINTER SUMMER
Run Year, Seasons Included: 2025 WINTER SUMMER
Run Year, Seasons Included: 2032 WINTER SUMMER
Time Base: Seasonal/Annual | 2012-2013 | 2014-2017 | 2018-2022 | 2023-2027 | 2028-2035
Standard - [MTon] | 5.27 | 5.27 | 5.27 | 5.27 | 5.27
-Emissions at Affected Plants [MTons] | 2.81 | 2.81 | 2.81 | 2.81 | 1.592
-Less Allowances Purchased [MTons] SO2 | 0 | 0 | 0 | 0 | 0
-Plus Allowances Sold [MTons] SO2 | 0 | 0 | 0 | 0 | 0
-Plus Allowances Banked [MTons] | 0 | 0 | 0 | 0 | 0
-Less Allowances Withdrawn (1:1) [MTons] | 0 | 0 | 0 | 0 | 0
-Less Allowances Withdrawn (n:1) [MTons] | 0 | 0 | 0 | 0 | 0
Total [MTons] | 2.81 | 2.81 | 2.81 | 2.81 | 1.592
TBtu Consumed | 42.18 | 42.18 | 42.18 | 42.18 | 34.85
Rate - [lb/MMBtu] | 0.1332 | 0.1332 | 0.1332 | 0.1332 | 0.09136
TWh Generated | 3.727 | 3.727 | 3.727 | 3.727 | 3.079
TWh Generated Qualifying | 3.727 | 3.727 | 3.727 | 3.727 | 3.079
Rate - [lb/MWh] | 0 | 0 | 0 | 0 | 0
Constraint Shadow Price [US$/Ton] | 0 | 0 | 0 | 0 | 0
Constraint Name: NSR Santee Cooper - NOX Cap Annual v3.1 Constraint #: 423
Constraint Type: Rate Cap [MTons]
Run Year, Seasons Included: 2012 WINTER SUMMER
Run Year, Seasons Included: 2015 WINTER SUMMER
Run Year, Seasons Included: 2020 WINTER SUMMER
Run Year, Seasons Included: 2025 WINTER SUMMER
Run Year, Seasons Included: 2032 WINTER SUMMER
Time Base: Seasonal/Annual | 2012-2013 | 2014-2017 | 2018-2022 | 2023-2027 | 2028-2035
Standard - [MTon] | 20 | 20 | 20 | 20 | 20
-Emissions at Affected Plants [MTons] | 14.56 | 14.49 | 13.44 | 13.35 | 12.43
-Less Allowances Purchased [MTons] NOX | 0 | 0 | 0 | 0 | 0
-Plus Allowances Sold [MTons] NOX | 0 | 0 | 0 | 0 | 0
-Plus Allowances Banked [MTons] | 0 | 0 | 0 | 0 | 0
-Less Allowances Withdrawn (1:1) [MTons] | 0 | 0 | 0 | 0 | 0
-Less Allowances Withdrawn (n:1) [MTons] | 0 | 0 | 0 | 0 | 0
Total [MTons] | 14.56 | 14.49 | 13.44 | 13.35 | 12.43
TBtu Consumed | 243.7 | 241.9 | 229.6 | 227.6 | 212.2
Rate - [lb/MMBtu] | 0.1195 | 0.1198 | 0.1171 | 0.1173 | 0.1172
TWh Generated | 24.88 | 24.69 | 23.41 | 23.25 | 21.66
TWh Generated Qualifying | 24.88 | 24.69 | 23.41 | 23.25 | 21.66
Rate - [lb/MWh] | 0 | 0 | 0 | 0 | 0
Constraint Shadow Price [US$/Ton] | 0 | 0 | 0 | 0 | 0
Constraint Name: NSR Santee Cooper - NOX Rate Annual v3.1 Constraint #: 424
Constraint Type: Rate Limit [lb/MMBtu]
Run Year, Seasons Included: 2012 WINTER SUMMER
Run Year, Seasons Included: 2015 WINTER SUMMER
Run Year, Seasons Included: 2020 WINTER SUMMER
Run Year, Seasons Included: 2025 WINTER SUMMER
Run Year, Seasons Included: 2032 WINTER SUMMER
Time Base: Seasonal/Annual | 2012-2013 | 2014-2017 | 2018-2022 | 2023-2027 | 2028-2035
Standard - [lb/MMBtu] | 0.15 | 0.15 | 0.15 | 0.15 | 0.15
-Emissions at Affected Plants [MTons] | 14.56 | 14.49 | 13.44 | 13.35 | 12.43
-Less Allowances Purchased [MTons] NOX | 0 | 0 | 0 | 0 | 0
-Plus Allowances Sold [MTons] NOX | 0 | 0 | 0 | 0 | 0
-Plus Allowances Banked [MTons] | 0 | 0 | 0 | 0 | 0
-Less Allowances Withdrawn (1:1) [MTons] | 0 | 0 | 0 | 0 | 0
-Less Allowances Withdrawn (n:1) [MTons] | 0 | 0 | 0 | 0 | 0
Total [MTons] | 14.56 | 14.49 | 13.44 | 13.35 | 12.43
TBtu Consumed | 243.7 | 241.9 | 229.6 | 227.6 | 212.2
Rate - [lb/MMBtu] | 0.1195 | 0.1198 | 0.1171 | 0.1173 | 0.1172
TWh Generated | 24.88 | 24.69 | 23.41 | 23.25 | 21.66
TWh Generated Qualifying | 24.88 | 24.69 | 23.41 | 23.25 | 21.66
Rate - [lb/MWh] | 0 | 0 | 0 | 0 | 0
Constraint Shadow Price [US$/Ton] | 0 | 0 | 0 | 0 | 0
Constraint Name: NSR Santee Cooper - SO2 Cap Annual v3.1 Constraint #: 425
Constraint Type: Rate Cap [MTons]
Run Year, Seasons Included: 2012 WINTER SUMMER
Run Year, Seasons Included: 2015 WINTER SUMMER
Run Year, Seasons Included: 2020 WINTER SUMMER
Run Year, Seasons Included: 2025 WINTER SUMMER
Run Year, Seasons Included: 2032 WINTER SUMMER
Time Base: Seasonal/Annual | 2012-2013 | 2014-2017 | 2018-2022 | 2023-2027 | 2028-2035
Standard - [MTon] | 65 | 65 | 65 | 65 | 65
-Emissions at Affected Plants [MTons] | 25.89 | 28.65 | 23.31 | 19.58 | 17.82
-Less Allowances Purchased [MTons] SO2 | 0 | 0 | 0 | 0 | 0
-Plus Allowances Sold [MTons] SO2 | 0 | 0 | 0 | 0 | 0
-Plus Allowances Banked [MTons] | 0 | 0 | 0 | 0 | 0
-Less Allowances Withdrawn (1:1) [MTons] | 0 | 0 | 0 | 0 | 0
-Less Allowances Withdrawn (n:1) [MTons] | 0 | 0 | 0 | 0 | 0
Total [MTons] | 25.89 | 28.65 | 23.31 | 19.58 | 17.82
TBtu Consumed | 243.7 | 241.9 | 229.6 | 227.6 | 212.2
Rate - [lb/MMBtu] | 0.2125 | 0.2369 | 0.203 | 0.1721 | 0.168
TWh Generated | 24.88 | 24.69 | 23.41 | 23.25 | 21.66
TWh Generated Qualifying | 24.88 | 24.69 | 23.41 | 23.25 | 21.66
Rate - [lb/MWh] | 0 | 0 | 0 | 0 | 0
Constraint Shadow Price [US$/Ton] | 0 | 0 | 0 | 0 | 0
Constraint Name: NSR Santee Cooper - SO2 Rate Annual v3.1 Constraint #: 426
Constraint Type: Rate Limit [lb/MMBtu]
Run Year, Seasons Included: 2012 WINTER SUMMER
Run Year, Seasons Included: 2015 WINTER SUMMER
Run Year, Seasons Included: 2020 WINTER SUMMER
Run Year, Seasons Included: 2025 WINTER SUMMER
Run Year, Seasons Included: 2032 WINTER SUMMER
Time Base: Seasonal/Annual | 2012-2013 | 2014-2017 | 2018-2022 | 2023-2027 | 2028-2035
Standard - [lb/MMBtu] | 0.5 | 0.5 | 0.5 | 0.5 | 0.5
-Emissions at Affected Plants [MTons] | 25.89 | 28.65 | 23.31 | 19.58 | 17.82
-Less Allowances Purchased [MTons] SO2 | 0 | 0 | 0 | 0 | 0
-Plus Allowances Sold [MTons] SO2 | 0 | 0 | 0 | 0 | 0
-Plus Allowances Banked [MTons] | 0 | 0 | 0 | 0 | 0
-Less Allowances Withdrawn (1:1) [MTons] | 0 | 0 | 0 | 0 | 0
-Less Allowances Withdrawn (n:1) [MTons] | 0 | 0 | 0 | 0 | 0
Total [MTons] | 25.89 | 28.65 | 23.31 | 19.58 | 17.82
TBtu Consumed | 243.7 | 241.9 | 229.6 | 227.6 | 212.2
Rate - [lb/MMBtu] | 0.2125 | 0.2369 | 0.203 | 0.1721 | 0.168
TWh Generated | 24.88 | 24.69 | 23.41 | 23.25 | 21.66
TWh Generated Qualifying | 24.88 | 24.69 | 23.41 | 23.25 | 21.66
Rate - [lb/MWh] | 0 | 0 | 0 | 0 | 0
Constraint Shadow Price [US$/Ton] | 0 | 0 | 0 | 0 | 0
Constraint Name: NSR Vermilion 1,2 - SO2 Rate Annual v3.1 (CIQ) Constraint #: 427
Constraint Type: Rate Limit [lb/MMBtu]
Run Year, Seasons Included: 2012 WINTER SUMMER
Run Year, Seasons Included: 2015 WINTER SUMMER
Run Year, Seasons Included: 2020 WINTER SUMMER
Run Year, Seasons Included: 2025 WINTER SUMMER
Run Year, Seasons Included: 2032 WINTER SUMMER
Time Base: Seasonal/Annual | 2012-2013 | 2014-2017 | 2018-2022 | 2023-2027 | 2028-2035
Standard - [lb/MMBtu] | 1.2 | 1.2 | 1.2 | 1.2 | 1.2
-Emissions at Affected Plants [MTons] | 3.348 | 3.348 | 4.385 | 4.053 | 3.747
-Less Allowances Purchased [MTons] SO2 | 0 | 0 | 0 | 0 | 0
-Plus Allowances Sold [MTons] SO2 | 0 | 0 | 0 | 0 | 0
-Plus Allowances Banked [MTons] | 0 | 0 | 0 | 0 | 0
-Less Allowances Withdrawn (1:1) [MTons] | 0 | 0 | 0 | 0 | 0
-Less Allowances Withdrawn (n:1) [MTons] | 0 | 0 | 0 | 0 | 0
Total [MTons] | 3.348 | 3.348 | 4.385 | 4.053 | 3.747
TBtu Consumed | 12.65 | 12.65 | 16.56 | 15.31 | 14.15
Rate - [lb/MMBtu] | 0.5295 | 0.5295 | 0.5295 | 0.5295 | 0.5295
TWh Generated | 1.154 | 1.154 | 1.511 | 1.397 | 1.291
TWh Generated Qualifying | 1.154 | 1.154 | 1.511 | 1.397 | 1.291
Rate - [lb/MWh] | 0 | 0 | 0 | 0 | 0
Constraint Shadow Price [US$/Ton] | 0 | 0 | 0 | 0 | 0
Constraint Name: NSR Vermilion 1,2 - SO2 Rate Annual v3.1 (DTQ) Constraint #: 428
Constraint Type: Rate Limit [lb/MMBtu]
Run Year, Seasons Included: 2012 WINTER SUMMER
Run Year, Seasons Included: 2015 WINTER SUMMER
Run Year, Seasons Included: 2020 WINTER SUMMER
Run Year, Seasons Included: 2025 WINTER SUMMER
Run Year, Seasons Included: 2032 WINTER SUMMER
Time Base: Seasonal/Annual | 2012-2013 | 2014-2017 | 2018-2022 | 2023-2027 | 2028-2035
Standard - [lb/MMBtu] | 1.2 | 1.2 | 1.2 | 1.2 | 1.2
-Emissions at Affected Plants [MTons] | 1.245 | 1.394 | 1.726 | 1.507 | 1.394
-Less Allowances Purchased [MTons] SO2 | 0 | 0 | 0 | 0 | 0
-Plus Allowances Sold [MTons] SO2 | 0 | 0 | 0 | 0 | 0
-Plus Allowances Banked [MTons] | 0 | 0 | 0 | 0 | 0
-Less Allowances Withdrawn (1:1) [MTons] | 0 | 0 | 0 | 0 | 0
-Less Allowances Withdrawn (n:1) [MTons] | 0 | 0 | 0 | 0 | 0
Total [MTons] | 1.245 | 1.394 | 1.726 | 1.507 | 1.394
TBtu Consumed | 4.704 | 5.264 | 6.518 | 5.693 | 5.264
Rate - [lb/MMBtu] | 0.5295 | 0.5295 | 0.5295 | 0.5295 | 0.5295
TWh Generated | 0.4527 | 0.5067 | 0.6274 | 0.548 | 0.5067
TWh Generated Qualifying | 0.4527 | 0.5067 | 0.6274 | 0.548 | 0.5067
Rate - [lb/MWh] | 0 | 0 | 0 | 0 | 0
Constraint Shadow Price [US$/Ton] | 0 | 0 | 0 | 0 | 0
Constraint Name: NSR W H Sammis 1-4 - NOX Rate Annual v3.1 (DSU) Constraint #: 429
Constraint Type: Rate Limit [lb/MMBtu]
Run Year, Seasons Included: 2012 WINTER SUMMER
Run Year, Seasons Included: 2015 WINTER SUMMER
Run Year, Seasons Included: 2020 WINTER SUMMER
Run Year, Seasons Included: 2025 WINTER SUMMER
Run Year, Seasons Included: 2032 WINTER SUMMER
Time Base: Seasonal/Annual | 2012-2013 | 2014-2017 | 2018-2022 | 2023-2027 | 2028-2035
Standard - [lb/MMBtu] | 0.25 | 0.25 | 0.25 | 0.25 | 0.25
-Emissions at Affected Plants [MTons] | 0.858 | 0.858 | 0.7667 | 0.858 | 0.9281
-Less Allowances Purchased [MTons] NOX | 0 | 0 | 0 | 0 | 0
-Plus Allowances Sold [MTons] NOX | 0 | 0 | 0 | 0 | 0
-Plus Allowances Banked [MTons] | 0 | 0 | 0 | 0 | 0
-Less Allowances Withdrawn (1:1) [MTons] | 0 | 0 | 0 | 0 | 0
-Less Allowances Withdrawn (n:1) [MTons] | 0 | 0 | 0 | 0 | 0
Total [MTons] | 0.858 | 0.858 | 0.7667 | 0.858 | 0.9281
TBtu Consumed | 11.03 | 11.03 | 9.854 | 11.03 | 11.93
Rate - [lb/MMBtu] | 0.1556 | 0.1556 | 0.1556 | 0.1556 | 0.1556
TWh Generated | 1.086 | 1.086 | 0.9701 | 1.086 | 1.174
TWh Generated Qualifying | 1.086 | 1.086 | 0.9701 | 1.086 | 1.174
Rate - [lb/MWh] | 0 | 0 | 0 | 0 | 0
Constraint Shadow Price [US$/Ton] | 0 | 0 | 0 | 0 | 0
Constraint Name: NSR W H Sammis 1-4 - NOX Rate Annual v3.1 (DSV) Constraint #: 430
Constraint Type: Rate Limit [lb/MMBtu]
Run Year, Seasons Included: 2012 WINTER SUMMER
Run Year, Seasons Included: 2015 WINTER SUMMER
Run Year, Seasons Included: 2020 WINTER SUMMER
Run Year, Seasons Included: 2025 WINTER SUMMER
Run Year, Seasons Included: 2032 WINTER SUMMER
Time Base: Seasonal/Annual | 2012-2013 | 2014-2017 | 2018-2022 | 2023-2027 | 2028-2035
Standard - [lb/MMBtu] | 0.25 | 0.25 | 0.25 | 0.25 | 0.25
-Emissions at Affected Plants [MTons] | 0.8559 | 0.8559 | 0.7648 | 0.8559 | 0.8559
-Less Allowances Purchased [MTons] NOX | 0 | 0 | 0 | 0 | 0
-Plus Allowances Sold [MTons] NOX | 0 | 0 | 0 | 0 | 0
-Plus Allowances Banked [MTons] | 0 | 0 | 0 | 0 | 0
-Less Allowances Withdrawn (1:1) [MTons] | 0 | 0 | 0 | 0 | 0
-Less Allowances Withdrawn (n:1) [MTons] | 0 | 0 | 0 | 0 | 0
Total [MTons] | 0.8559 | 0.8559 | 0.7648 | 0.8559 | 0.8559
TBtu Consumed | 11.14 | 11.14 | 9.957 | 11.14 | 11.14
Rate - [lb/MMBtu] | 0.1536 | 0.1536 | 0.1536 | 0.1536 | 0.1536
TWh Generated | 1.086 | 1.086 | 0.9701 | 1.086 | 1.086
TWh Generated Qualifying | 1.086 | 1.086 | 0.9701 | 1.086 | 1.086
Rate - [lb/MWh] | 0 | 0 | 0 | 0 | 0
Constraint Shadow Price [US$/Ton] | 0 | 0 | 0 | 0 | 0
Constraint Name: NSR W H Sammis 1-4 - NOX Rate Annual v3.1 (DSW) Constraint #: 431
Constraint Type: Rate Limit [lb/MMBtu]
Run Year, Seasons Included: 2012 WINTER SUMMER
Run Year, Seasons Included: 2015 WINTER SUMMER
Run Year, Seasons Included: 2020 WINTER SUMMER
Run Year, Seasons Included: 2025 WINTER SUMMER
Run Year, Seasons Included: 2032 WINTER SUMMER
Time Base: Seasonal/Annual | 2012-2013 | 2014-2017 | 2018-2022 | 2023-2027 | 2028-2035
Standard - [lb/MMBtu] | 0.25 | 0.25 | 0.25 | 0.25 | 0.25
-Emissions at Affected Plants [MTons] | 0.7495 | 0.7495 | 0.6698 | 0.7495 | 0.8107
-Less Allowances Purchased [MTons] NOX | 0 | 0 | 0 | 0 | 0
-Plus Allowances Sold [MTons] NOX | 0 | 0 | 0 | 0 | 0
-Plus Allowances Banked [MTons] | 0 | 0 | 0 | 0 | 0
-Less Allowances Withdrawn (1:1) [MTons] | 0 | 0 | 0 | 0 | 0
-Less Allowances Withdrawn (n:1) [MTons] | 0 | 0 | 0 | 0 | 0
Total [MTons] | 0.7495 | 0.7495 | 0.6698 | 0.7495 | 0.8107
TBtu Consumed | 10.89 | 10.89 | 9.731 | 10.89 | 11.78
Rate - [lb/MMBtu] | 0.1377 | 0.1377 | 0.1377 | 0.1377 | 0.1377
TWh Generated | 1.086 | 1.086 | 0.9701 | 1.086 | 1.174
TWh Generated Qualifying | 1.086 | 1.086 | 0.9701 | 1.086 | 1.174
Rate - [lb/MWh] | 0 | 0 | 0 | 0 | 0
Constraint Shadow Price [US$/Ton] | 0 | 0 | 0 | 0 | 0
Constraint Name: NSR W H Sammis 1-4 - NOX Rate Annual v3.1 (DSX) Constraint #: 432
Constraint Type: Rate Limit [lb/MMBtu]
Run Year, Seasons Included: 2012 WINTER SUMMER
Run Year, Seasons Included: 2015 WINTER SUMMER
Run Year, Seasons Included: 2020 WINTER SUMMER
Run Year, Seasons Included: 2025 WINTER SUMMER
Run Year, Seasons Included: 2032 WINTER SUMMER
Time Base: Seasonal/Annual | 2012-2013 | 2014-2017 | 2018-2022 | 2023-2027 | 2028-2035
Standard - [lb/MMBtu] | 0.25 | 0.25 | 0.25 | 0.25 | 0.25
-Emissions at Affected Plants [MTons] | 0.738 | 0.738 | 0.6595 | 0.738 | 0.7983
-Less Allowances Purchased [MTons] NOX | 0 | 0 | 0 | 0 | 0
-Plus Allowances Sold [MTons] NOX | 0 | 0 | 0 | 0 | 0
-Plus Allowances Banked [MTons] | 0 | 0 | 0 | 0 | 0
-Less Allowances Withdrawn (1:1) [MTons] | 0 | 0 | 0 | 0 | 0
-Less Allowances Withdrawn (n:1) [MTons] | 0 | 0 | 0 | 0 | 0
Total [MTons] | 0.738 | 0.738 | 0.6595 | 0.738 | 0.7983
TBtu Consumed | 10.8 | 10.8 | 9.651 | 10.8 | 11.68
Rate - [lb/MMBtu] | 0.1367 | 0.1367 | 0.1367 | 0.1367 | 0.1367
TWh Generated | 1.086 | 1.086 | 0.9701 | 1.086 | 1.174
TWh Generated Qualifying | 1.086 | 1.086 | 0.9701 | 1.086 | 1.174
Rate - [lb/MWh] | 0 | 0 | 0 | 0 | 0
Constraint Shadow Price [US$/Ton] | 0 | 0 | 0 | 0 | 0
Constraint Name: NSR W H Sammis 1-5 - SO2 Rate Annual v3.1 (DSU) Constraint #: 433
Constraint Type: Rate Limit [lb/MMBtu]
Run Year, Seasons Included: 2012 WINTER SUMMER
Run Year, Seasons Included: 2015 WINTER SUMMER
Run Year, Seasons Included: 2020 WINTER SUMMER
Run Year, Seasons Included: 2025 WINTER SUMMER
Run Year, Seasons Included: 2032 WINTER SUMMER
Time Base: Seasonal/Annual | 2012-2013 | 2014-2017 | 2018-2022 | 2023-2027 | 2028-2035
Standard - [lb/MMBtu] | 1.1 | 1.1 | 1.1 | 1.1 | 1.1
-Emissions at Affected Plants [MTons] | 4.199 | 3.902 | 3.828 | 5.106 | 4.232
-Less Allowances Purchased [MTons] SO2 | 0 | 0 | 0 | 0 | 0
-Plus Allowances Sold [MTons] SO2 | 0 | 0 | 0 | 0 | 0
-Plus Allowances Banked [MTons] | 0 | 0 | 0 | 0 | 0
-Less Allowances Withdrawn (1:1) [MTons] | 0 | 0 | 0 | 0 | 0
-Less Allowances Withdrawn (n:1) [MTons] | 0 | 0 | 0 | 0 | 0
Total [MTons] | 4.199 | 3.902 | 3.828 | 5.106 | 4.232
TBtu Consumed | 11.03 | 11.03 | 9.854 | 11.03 | 11.93
Rate - [lb/MMBtu] | 0.7615 | 0.7076 | 0.7768 | 0.9261 | 0.7095
TWh Generated | 1.086 | 1.086 | 0.9701 | 1.086 | 1.174
TWh Generated Qualifying | 1.086 | 1.086 | 0.9701 | 1.086 | 1.174
Rate - [lb/MWh] | 0 | 0 | 0 | 0 | 0
Constraint Shadow Price [US$/Ton] | 0 | 0 | 0 | 0 | 0
Constraint Name: NSR W H Sammis 1-5 - SO2 Rate Annual v3.1 (DSV) Constraint #: 434
Constraint Type: Rate Limit [lb/MMBtu]
Run Year, Seasons Included: 2012 WINTER SUMMER
Run Year, Seasons Included: 2015 WINTER SUMMER
Run Year, Seasons Included: 2020 WINTER SUMMER
Run Year, Seasons Included: 2025 WINTER SUMMER
Run Year, Seasons Included: 2032 WINTER SUMMER
Time Base: Seasonal/Annual | 2012-2013 | 2014-2017 | 2018-2022 | 2023-2027 | 2028-2035
Standard - [lb/MMBtu] | 1.1 | 1.1 | 1.1 | 1.1 | 1.1
-Emissions at Affected Plants [MTons] | 4.872 | 4.219 | 4.979 | 3.953 | 3.953
-Less Allowances Purchased [MTons] SO2 | 0 | 0 | 0 | 0 | 0
-Plus Allowances Sold [MTons] SO2 | 0 | 0 | 0 | 0 | 0
-Plus Allowances Banked [MTons] | 0 | 0 | 0 | 0 | 0
-Less Allowances Withdrawn (1:1) [MTons] | 0 | 0 | 0 | 0 | 0
-Less Allowances Withdrawn (n:1) [MTons] | 0 | 0 | 0 | 0 | 0
Total [MTons] | 4.872 | 4.219 | 4.979 | 3.953 | 3.953
TBtu Consumed | 11.14 | 11.14 | 9.957 | 11.14 | 11.14
Rate - [lb/MMBtu] | 0.8744 | 0.7572 | 1 | 0.7095 | 0.7095
TWh Generated | 1.086 | 1.086 | 0.9701 | 1.086 | 1.086
TWh Generated Qualifying | 1.086 | 1.086 | 0.9701 | 1.086 | 1.086
Rate - [lb/MWh] | 0 | 0 | 0 | 0 | 0
Constraint Shadow Price [US$/Ton] | 0 | 0 | 0 | 0 | 0
Constraint Name: NSR W H Sammis 1-5 - SO2 Rate Annual v3.1 (DSW) Constraint #: 435
Constraint Type: Rate Limit [lb/MMBtu]
Run Year, Seasons Included: 2012 WINTER SUMMER
Run Year, Seasons Included: 2015 WINTER SUMMER
Run Year, Seasons Included: 2020 WINTER SUMMER
Run Year, Seasons Included: 2025 WINTER SUMMER
Run Year, Seasons Included: 2032 WINTER SUMMER
Time Base: Seasonal/Annual | 2012-2013 | 2014-2017 | 2018-2022 | 2023-2027 | 2028-2035
Standard - [lb/MMBtu] | 1.1 | 1.1 | 1.1 | 1.1 | 1.1
-Emissions at Affected Plants [MTons] | 4.146 | 4.458 | 3.436 | 3.863 | 4.179
-Less Allowances Purchased [MTons] SO2 | 0 | 0 | 0 | 0 | 0
-Plus Allowances Sold [MTons] SO2 | 0 | 0 | 0 | 0 | 0
-Plus Allowances Banked [MTons] | 0 | 0 | 0 | 0 | 0
-Less Allowances Withdrawn (1:1) [MTons] | 0 | 0 | 0 | 0 | 0
-Less Allowances Withdrawn (n:1) [MTons] | 0 | 0 | 0 | 0 | 0
Total [MTons] | 4.146 | 4.458 | 3.436 | 3.863 | 4.179
TBtu Consumed | 10.89 | 10.89 | 9.731 | 10.89 | 11.78
Rate - [lb/MMBtu] | 0.7615 | 0.8189 | 0.7061 | 0.7095 | 0.7095
TWh Generated | 1.086 | 1.086 | 0.9701 | 1.086 | 1.174
TWh Generated Qualifying | 1.086 | 1.086 | 0.9701 | 1.086 | 1.174
Rate - [lb/MWh] | 0 | 0 | 0 | 0 | 0
Constraint Shadow Price [US$/Ton] | 0 | 0 | 0 | 0 | 0
Constraint Name: NSR W H Sammis 1-5 - SO2 Rate Annual v3.1 (DSX) Constraint #: 436
Constraint Type: Rate Limit [lb/MMBtu]
Run Year, Seasons Included: 2012 WINTER SUMMER
Run Year, Seasons Included: 2015 WINTER SUMMER
Run Year, Seasons Included: 2020 WINTER SUMMER
Run Year, Seasons Included: 2025 WINTER SUMMER
Run Year, Seasons Included: 2032 WINTER SUMMER
Time Base: Seasonal/Annual | 2012-2013 | 2014-2017 | 2018-2022 | 2023-2027 | 2028-2035
Standard - [lb/MMBtu] | 1.1 | 1.1 | 1.1 | 1.1 | 1.1
-Emissions at Affected Plants [MTons] | 4.722 | 4.095 | 4.626 | 4.899 | 4.145
-Less Allowances Purchased [MTons] SO2 | 0 | 0 | 0 | 0 | 0
-Plus Allowances Sold [MTons] SO2 | 0 | 0 | 0 | 0 | 0
-Plus Allowances Banked [MTons] | 0 | 0 | 0 | 0 | 0
-Less Allowances Withdrawn (1:1) [MTons] | 0 | 0 | 0 | 0 | 0
-Less Allowances Withdrawn (n:1) [MTons] | 0 | 0 | 0 | 0 | 0
Total [MTons] | 4.722 | 4.095 | 4.626 | 4.899 | 4.145
TBtu Consumed | 10.8 | 10.8 | 9.651 | 10.8 | 11.68
Rate - [lb/MMBtu] | 0.8744 | 0.7583 | 0.9587 | 0.9071 | 0.7095
TWh Generated | 1.086 | 1.086 | 0.9701 | 1.086 | 1.174
TWh Generated Qualifying | 1.086 | 1.086 | 0.9701 | 1.086 | 1.174
Rate - [lb/MWh] | 0 | 0 | 0 | 0 | 0
Constraint Shadow Price [US$/Ton] | 0 | 0 | 0 | 0 | 0
Constraint Name: NSR W H Sammis 1-5 - SO2 Rate Annual v3.1 (DSY) Constraint #: 437
Constraint Type: Rate Limit [lb/MMBtu]
Run Year, Seasons Included: 2012 WINTER SUMMER
Run Year, Seasons Included: 2015 WINTER SUMMER
Run Year, Seasons Included: 2020 WINTER SUMMER
Run Year, Seasons Included: 2025 WINTER SUMMER
Run Year, Seasons Included: 2032 WINTER SUMMER
Time Base: Seasonal/Annual | 2012-2013 | 2014-2017 | 2018-2022 | 2023-2027 | 2028-2035
Standard - [lb/MMBtu] | 1.1 | 1.1 | 1.1 | 1.1 | 1.1
-Emissions at Affected Plants [MTons] | 6.967 | 7.914 | 7.722 | 6.766 | 6.851
-Less Allowances Purchased [MTons] SO2 | 0 | 0 | 0 | 0 | 0
-Plus Allowances Sold [MTons] SO2 | 0 | 0 | 0 | 0 | 0
-Plus Allowances Banked [MTons] | 0 | 0 | 0 | 0 | 0
-Less Allowances Withdrawn (1:1) [MTons] | 0 | 0 | 0 | 0 | 0
-Less Allowances Withdrawn (n:1) [MTons] | 0 | 0 | 0 | 0 | 0
Total [MTons] | 6.967 | 7.914 | 7.722 | 6.766 | 6.851
TBtu Consumed | 17.85 | 17.85 | 15.95 | 17.85 | 19.31
Rate - [lb/MMBtu] | 0.7808 | 0.8869 | 0.968 | 0.7583 | 0.7095
TWh Generated | 1.799 | 1.799 | 1.608 | 1.799 | 1.946
TWh Generated Qualifying | 1.799 | 1.799 | 1.608 | 1.799 | 1.946
Rate - [lb/MWh] | 0 | 0 | 0 | 0 | 0
Constraint Shadow Price [US$/Ton] | 0 | 0 | 0 | 0 | 0
Constraint Name: NSR W H Sammis 5 - NOX Rate Annual v3.1 Constraint #: 438
Constraint Type: Rate Limit [lb/MMBtu]
Run Year, Seasons Included: 2012 WINTER SUMMER
Run Year, Seasons Included: 2015 WINTER SUMMER
Run Year, Seasons Included: 2020 WINTER SUMMER
Run Year, Seasons Included: 2025 WINTER SUMMER
Run Year, Seasons Included: 2032 WINTER SUMMER
Time Base: Seasonal/Annual | 2012-2013 | 2014-2017 | 2018-2022 | 2023-2027 | 2028-2035
Standard - [lb/MMBtu] | 0.29 | 0.29 | 0.29 | 0.29 | 0.29
-Emissions at Affected Plants [MTons] | 1.202 | 1.202 | 1.074 | 1.202 | 1.3
-Less Allowances Purchased [MTons] NOX | 0 | 0 | 0 | 0 | 0
-Plus Allowances Sold [MTons] NOX | 0 | 0 | 0 | 0 | 0
-Plus Allowances Banked [MTons] | 0 | 0 | 0 | 0 | 0
-Less Allowances Withdrawn (1:1) [MTons] | 0 | 0 | 0 | 0 | 0
-Less Allowances Withdrawn (n:1) [MTons] | 0 | 0 | 0 | 0 | 0
Total [MTons] | 1.202 | 1.202 | 1.074 | 1.202 | 1.3
TBtu Consumed | 17.85 | 17.85 | 15.95 | 17.85 | 19.31
Rate - [lb/MMBtu] | 0.1347 | 0.1347 | 0.1347 | 0.1347 | 0.1347
TWh Generated | 1.799 | 1.799 | 1.608 | 1.799 | 1.946
TWh Generated Qualifying | 1.799 | 1.799 | 1.608 | 1.799 | 1.946
Rate - [lb/MWh] | 0 | 0 | 0 | 0 | 0
Constraint Shadow Price [US$/Ton] | 0 | 0 | 0 | 0 | 0
Constraint Name: NSR W H Sammis 6 - SO2 Rate Annual v3.1 Constraint #: 439
Constraint Type: Rate Limit [lb/MMBtu]
Run Year, Seasons Included: 2012 WINTER SUMMER
Run Year, Seasons Included: 2015 WINTER SUMMER
Run Year, Seasons Included: 2020 WINTER SUMMER
Run Year, Seasons Included: 2025 WINTER SUMMER
Run Year, Seasons Included: 2032 WINTER SUMMER
Time Base: Seasonal/Annual | 2012-2013 | 2014-2017 | 2018-2022 | 2023-2027 | 2028-2035
Standard - [lb/MMBtu] | 0.13 | 0.13 | 0.13 | 0.13 | 0.13
-Emissions at Affected Plants [MTons] | 2.585 | 2.585 | 2.585 | 2.585 | 2.585
-Less Allowances Purchased [MTons] SO2 | 0 | 0 | 0 | 0 | 0
-Plus Allowances Sold [MTons] SO2 | 0 | 0 | 0 | 0 | 0
-Plus Allowances Banked [MTons] | 0 | 0 | 0 | 0 | 0
-Less Allowances Withdrawn (1:1) [MTons] | 0 | 0 | 0 | 0 | 0
-Less Allowances Withdrawn (n:1) [MTons] | 0 | 0 | 0 | 0 | 0
Total [MTons] | 2.585 | 2.585 | 2.585 | 2.585 | 2.585
TBtu Consumed | 39.77 | 39.77 | 39.77 | 39.77 | 39.77
Rate - [lb/MMBtu] | 0.13 | 0.13 | 0.13 | 0.13 | 0.13
TWh Generated | 4.249 | 4.249 | 4.249 | 4.249 | 4.249
TWh Generated Qualifying | 4.249 | 4.249 | 4.249 | 4.249 | 4.249
Rate - [lb/MWh] | 0 | 0 | 0 | 0 | 0
Constraint Shadow Price [US$/Ton] | 62.21 | 645.7 | 616 | 857.6 | 735.9
Constraint Name: NSR W H Sammis 6,7 - NOX Rate Annual v3.1 (CZ7) Constraint #: 440
Constraint Type: Rate Limit [lb/MMBtu]
Run Year, Seasons Included: 2012 WINTER SUMMER
Run Year, Seasons Included: 2015 WINTER SUMMER
Run Year, Seasons Included: 2020 WINTER SUMMER
Run Year, Seasons Included: 2025 WINTER SUMMER
Run Year, Seasons Included: 2032 WINTER SUMMER
Time Base: Seasonal/Annual | 2012-2013 | 2014-2017 | 2018-2022 | 2023-2027 | 2028-2035
Standard - [lb/MMBtu] | 0.1 | 0.1 | 0.1 | 0.1 | 0.1
-Emissions at Affected Plants [MTons] | 1.988 | 1.988 | 1.988 | 1.988 | 1.988
-Less Allowances Purchased [MTons] NOX | 0 | 0 | 0 | 0 | 0
-Plus Allowances Sold [MTons] NOX | 0 | 0 | 0 | 0 | 0
-Plus Allowances Banked [MTons] | 0 | 0 | 0 | 0 | 0
-Less Allowances Withdrawn (1:1) [MTons] | 0 | 0 | 0 | 0 | 0
-Less Allowances Withdrawn (n:1) [MTons] | 0 | 0 | 0 | 0 | 0
Total [MTons] | 1.988 | 1.988 | 1.988 | 1.988 | 1.988
TBtu Consumed | 39.77 | 39.77 | 39.77 | 39.77 | 39.77
Rate - [lb/MMBtu] | 0.1 | 0.1 | 0.1 | 0.1 | 0.1
TWh Generated | 4.249 | 4.249 | 4.249 | 4.249 | 4.249
TWh Generated Qualifying | 4.249 | 4.249 | 4.249 | 4.249 | 4.249
Rate - [lb/MWh] | 0 | 0 | 0 | 0 | 0
Constraint Shadow Price [US$/Ton] | 4130 | 3664 | 2191 | 2906 | 2767
Constraint Name: NSR W H Sammis 6,7 - NOX Rate Annual v3.1 (DB2) Constraint #: 441
Constraint Type: Rate Limit [lb/MMBtu]
Run Year, Seasons Included: 2012 WINTER SUMMER
Run Year, Seasons Included: 2015 WINTER SUMMER
Run Year, Seasons Included: 2020 WINTER SUMMER
Run Year, Seasons Included: 2025 WINTER SUMMER
Run Year, Seasons Included: 2032 WINTER SUMMER
Time Base: Seasonal/Annual | 2012-2013 | 2014-2017 | 2018-2022 | 2023-2027 | 2028-2035
Standard - [lb/MMBtu] | 0.1 | 0.1 | 0.1 | 0.1 | 0.1
-Emissions at Affected Plants [MTons] | 1.304 | 1.302 | 1.299 | 1.302 | 1.23
-Less Allowances Purchased [MTons] NOX | 0 | 0 | 0 | 0 | 0
-Plus Allowances Sold [MTons] NOX | 0 | 0 | 0 | 0 | 0
-Plus Allowances Banked [MTons] | 0 | 0 | 0 | 0 | 0
-Less Allowances Withdrawn (1:1) [MTons] | 0 | 0 | 0 | 0 | 0
-Less Allowances Withdrawn (n:1) [MTons] | 0 | 0 | 0 | 0 | 0
Total [MTons] | 1.304 | 1.302 | 1.299 | 1.302 | 1.23
TBtu Consumed | 41.91 | 41.96 | 41.92 | 41.96 | 39.64
Rate - [lb/MMBtu] | 0.06222 | 0.06207 | 0.06195 | 0.06207 | 0.06207
TWh Generated | 4.438 | 4.438 | 4.434 | 4.438 | 4.192
TWh Generated Qualifying | 4.438 | 4.438 | 4.434 | 4.438 | 4.192
Rate - [lb/MWh] | 0 | 0 | 0 | 0 | 0
Constraint Shadow Price [US$/Ton] | 0 | 0 | 0 | 0 | 0
Constraint Name: NSR W H Sammis 7 - SO2 Rate Annual v3.1 Constraint #: 442
Constraint Type: Rate Limit [lb/MMBtu]
Run Year, Seasons Included: 2012 WINTER SUMMER
Run Year, Seasons Included: 2015 WINTER SUMMER
Run Year, Seasons Included: 2020 WINTER SUMMER
Run Year, Seasons Included: 2025 WINTER SUMMER
Run Year, Seasons Included: 2032 WINTER SUMMER
Time Base: Seasonal/Annual | 2012-2013 | 2014-2017 | 2018-2022 | 2023-2027 | 2028-2035
Standard - [lb/MMBtu] | 0.13 | 0.13 | 0.13 | 0.13 | 0.13
-Emissions at Affected Plants [MTons] | 2.41 | 2.728 | 2.725 | 2.728 | 2.576
-Less Allowances Purchased [MTons] SO2 | 0 | 0 | 0 | 0 | 0
-Plus Allowances Sold [MTons] SO2 | 0 | 0 | 0 | 0 | 0
-Plus Allowances Banked [MTons] | 0 | 0 | 0 | 0 | 0
-Less Allowances Withdrawn (1:1) [MTons] | 0 | 0 | 0 | 0 | 0
-Less Allowances Withdrawn (n:1) [MTons] | 0 | 0 | 0 | 0 | 0
Total [MTons] | 2.41 | 2.728 | 2.725 | 2.728 | 2.576
TBtu Consumed | 41.91 | 41.96 | 41.92 | 41.96 | 39.64
Rate - [lb/MMBtu] | 0.115 | 0.13 | 0.13 | 0.13 | 0.13
TWh Generated | 4.438 | 4.438 | 4.434 | 4.438 | 4.192
TWh Generated Qualifying | 4.438 | 4.438 | 4.434 | 4.438 | 4.192
Rate - [lb/MWh] | 0 | 0 | 0 | 0 | 0
Constraint Shadow Price [US$/Ton] | 0 | 645.7 | 529.8 | 505.2 | 377
Constraint Name: NSR WEPCO Settlement - NOX Cap Annual v3.1 Constraint #: 443
Constraint Type: Rate Cap [MTons]
Run Year, Seasons Included: 2012 WINTER SUMMER
Run Year, Seasons Included: 2015 WINTER SUMMER
Run Year, Seasons Included: 2020 WINTER SUMMER
Run Year, Seasons Included: 2025 WINTER SUMMER
Run Year, Seasons Included: 2032 WINTER SUMMER
Time Base: Seasonal/Annual | 2012-2013 | 2014-2017 | 2018-2022 | 2023-2027 | 2028-2035
Standard - [MTon] | 23.4 | 17.4 | 17.4 | 17.4 | 17.4
-Emissions at Affected Plants [MTons] | 13.52 | 4.551 | 4.826 | 4.55 | 4.55
-Less Allowances Purchased [MTons] NOX | 0 | 0 | 0 | 0 | 0
-Plus Allowances Sold [MTons] NOX | 0 | 0 | 0 | 0 | 0
-Plus Allowances Banked [MTons] | 0 | 0 | 0 | 0 | 0
-Less Allowances Withdrawn (1:1) [MTons] | 0 | 0 | 0 | 0 | 0
-Less Allowances Withdrawn (n:1) [MTons] | 0 | 0 | 0 | 0 | 0
Total [MTons] | 13.52 | 4.551 | 4.826 | 4.55 | 4.55
TBtu Consumed | 199.7 | 87.85 | 89.93 | 87.82 | 87.82
Rate - [lb/MMBtu] | 0.1354 | 0.1036 | 0.1073 | 0.1036 | 0.1036
TWh Generated | 18.44 | 7.915 | 8.084 | 7.912 | 7.912
TWh Generated Qualifying | 18.44 | 7.915 | 8.084 | 7.912 | 7.912
Rate - [lb/MWh] | 0 | 0 | 0 | 0 | 0
Constraint Shadow Price [US$/Ton] | 0 | 0 | 0 | 0 | 0
Constraint Name: NSR WEPCO Settlement - NOX Rate Annual v3.1 Constraint #: 444
Constraint Type: Rate Limit [lb/MMBtu]
Run Year, Seasons Included: 2012 WINTER SUMMER
Run Year, Seasons Included: 2015 WINTER SUMMER
Run Year, Seasons Included: 2020 WINTER SUMMER
Run Year, Seasons Included: 2025 WINTER SUMMER
Run Year, Seasons Included: 2032 WINTER SUMMER
Time Base: Seasonal/Annual | 2012-2013 | 2014-2017 | 2018-2022 | 2023-2027 | 2028-2035
Standard - [lb/MMBtu] | 0.19 | 0.17 | 0.17 | 0.17 | 0.17
-Emissions at Affected Plants [MTons] | 13.52 | 4.551 | 4.826 | 4.55 | 4.55
-Less Allowances Purchased [MTons] NOX | 0 | 0 | 0 | 0 | 0
-Plus Allowances Sold [MTons] NOX | 0 | 0 | 0 | 0 | 0
-Plus Allowances Banked [MTons] | 0 | 0 | 0 | 0 | 0
-Less Allowances Withdrawn (1:1) [MTons] | 0 | 0 | 0 | 0 | 0
-Less Allowances Withdrawn (n:1) [MTons] | 0 | 0 | 0 | 0 | 0
Total [MTons] | 13.52 | 4.551 | 4.826 | 4.55 | 4.55
TBtu Consumed | 199.7 | 87.85 | 89.93 | 87.82 | 87.82
Rate - [lb/MMBtu] | 0.1354 | 0.1036 | 0.1073 | 0.1036 | 0.1036
TWh Generated | 18.44 | 7.915 | 8.084 | 7.912 | 7.912
TWh Generated Qualifying | 18.44 | 7.915 | 8.084 | 7.912 | 7.912
Rate - [lb/MWh] | 0 | 0 | 0 | 0 | 0
Constraint Shadow Price [US$/Ton] | 0 | 0 | 0 | 0 | 0
Constraint Name: NSR WEPCO Settlement - SO2 Cap Annual v3.1 Constraint #: 445
Constraint Type: Rate Cap [MTons]
Run Year, Seasons Included: 2012 WINTER SUMMER
Run Year, Seasons Included: 2015 WINTER SUMMER
Run Year, Seasons Included: 2020 WINTER SUMMER
Run Year, Seasons Included: 2025 WINTER SUMMER
Run Year, Seasons Included: 2032 WINTER SUMMER
Time Base: Seasonal/Annual | 2012-2013 | 2014-2017 | 2018-2022 | 2023-2027 | 2028-2035
Standard - [MTon] | 55.4 | 33.3 | 33.3 | 33.3 | 33.3
-Emissions at Affected Plants [MTons] | 35.67 | 7.541 | 8.133 | 7.531 | 7.531
-Less Allowances Purchased [MTons] SO2 | 0 | 0 | 0 | 0 | 0
-Plus Allowances Sold [MTons] SO2 | 0 | 0 | 0 | 0 | 0
-Plus Allowances Banked [MTons] | 0 | 0 | 0 | 0 | 0
-Less Allowances Withdrawn (1:1) [MTons] | 0 | 0 | 0 | 0 | 0
-Less Allowances Withdrawn (n:1) [MTons] | 0 | 0 | 0 | 0 | 0
Total [MTons] | 35.67 | 7.541 | 8.133 | 7.531 | 7.531
TBtu Consumed | 199.7 | 87.85 | 89.93 | 87.82 | 87.82
Rate - [lb/MMBtu] | 0.3572 | 0.1717 | 0.1809 | 0.1715 | 0.1715
TWh Generated | 18.44 | 7.915 | 8.084 | 7.912 | 7.912
TWh Generated Qualifying | 18.44 | 7.915 | 8.084 | 7.912 | 7.912
Rate - [lb/MWh] | 0 | 0 | 0 | 0 | 0
Constraint Shadow Price [US$/Ton] | 0 | 0 | 0 | 0 | 0
Constraint Name: NSR WEPCO Settlement - SO2 Rate Annual v3.1 Constraint #: 446
Constraint Type: Rate Limit [lb/MMBtu]
Run Year, Seasons Included: 2012 WINTER SUMMER
Run Year, Seasons Included: 2015 WINTER SUMMER
Run Year, Seasons Included: 2020 WINTER SUMMER
Run Year, Seasons Included: 2025 WINTER SUMMER
Run Year, Seasons Included: 2032 WINTER SUMMER
Time Base: Seasonal/Annual | 2012-2013 | 2014-2017 | 2018-2022 | 2023-2027 | 2028-2035
Standard - [lb/MMBtu] | 0.45 | 0.32 | 0.32 | 0.32 | 0.32
-Emissions at Affected Plants [MTons] | 35.67 | 7.541 | 8.133 | 7.531 | 7.531
-Less Allowances Purchased [MTons] SO2 | 0 | 0 | 0 | 0 | 0
-Plus Allowances Sold [MTons] SO2 | 0 | 0 | 0 | 0 | 0
-Plus Allowances Banked [MTons] | 0 | 0 | 0 | 0 | 0
-Less Allowances Withdrawn (1:1) [MTons] | 0 | 0 | 0 | 0 | 0
-Less Allowances Withdrawn (n:1) [MTons] | 0 | 0 | 0 | 0 | 0
Total [MTons] | 35.67 | 7.541 | 8.133 | 7.531 | 7.531
TBtu Consumed | 199.7 | 87.85 | 89.93 | 87.82 | 87.82
Rate - [lb/MMBtu] | 0.3572 | 0.1717 | 0.1809 | 0.1715 | 0.1715
TWh Generated | 18.44 | 7.915 | 8.084 | 7.912 | 7.912
TWh Generated Qualifying | 18.44 | 7.915 | 8.084 | 7.912 | 7.912
Rate - [lb/MWh] | 0 | 0 | 0 | 0 | 0
Constraint Shadow Price [US$/Ton] | 0 | 0 | 0 | 0 | 0
Constraint Name: NSR Winyah 1 - NOX Rate Annual v3.1 Constraint #: 447
Constraint Type: Rate Limit [lb/MMBtu]
Run Year, Seasons Included: 2012 WINTER SUMMER
Run Year, Seasons Included: 2015 WINTER SUMMER
Run Year, Seasons Included: 2020 WINTER SUMMER
Run Year, Seasons Included: 2025 WINTER SUMMER
Run Year, Seasons Included: 2032 WINTER SUMMER
Time Base: Seasonal/Annual | 2012-2013 | 2014-2017 | 2018-2022 | 2023-2027 | 2028-2035
Standard - [lb/MMBtu] | 0.1 | 0.1 | 0.1 | 0.1 | 0.1
-Emissions at Affected Plants [MTons] | 0.7926 | 0.7926 | 0.7908 | 0.731 | 0.6533
-Less Allowances Purchased [MTons] NOX | 0 | 0 | 0 | 0 | 0
-Plus Allowances Sold [MTons] NOX | 0 | 0 | 0 | 0 | 0
-Plus Allowances Banked [MTons] | 0 | 0 | 0 | 0 | 0
-Less Allowances Withdrawn (1:1) [MTons] | 0 | 0 | 0 | 0 | 0
-Less Allowances Withdrawn (n:1) [MTons] | 0 | 0 | 0 | 0 | 0
Total [MTons] | 0.7926 | 0.7926 | 0.7908 | 0.731 | 0.6533
TBtu Consumed | 19.33 | 19.33 | 19.38 | 17.91 | 16.01
Rate - [lb/MMBtu] | 0.082 | 0.082 | 0.08161 | 0.08161 | 0.08161
TWh Generated | 1.934 | 1.934 | 1.934 | 1.788 | 1.598
TWh Generated Qualifying | 1.934 | 1.934 | 1.934 | 1.788 | 1.598
Rate - [lb/MWh] | 0 | 0 | 0 | 0 | 0
Constraint Shadow Price [US$/Ton] | 0 | 0 | 0 | 0 | 0
Constraint Name: NSR Winyah 2-4 - NOX Rate Annual v3.1 (EJY) Constraint #: 448
Constraint Type: Rate Limit [lb/MMBtu]
Run Year, Seasons Included: 2012 WINTER SUMMER
Run Year, Seasons Included: 2015 WINTER SUMMER
Run Year, Seasons Included: 2020 WINTER SUMMER
Run Year, Seasons Included: 2025 WINTER SUMMER
Run Year, Seasons Included: 2032 WINTER SUMMER
Time Base: Seasonal/Annual | 2012-2013 | 2014-2017 | 2018-2022 | 2023-2027 | 2028-2035
Standard - [lb/MMBtu] | 0.12 | 0.12 | 0.12 | 0.12 | 0.12
-Emissions at Affected Plants [MTons] | 0 | 0 | 0 | 0 | 0
-Less Allowances Purchased [MTons] NOX | 0 | 0 | 0 | 0 | 0
-Plus Allowances Sold [MTons] NOX | 0 | 0 | 0 | 0 | 0
-Plus Allowances Banked [MTons] | 0 | 0 | 0 | 0 | 0
-Less Allowances Withdrawn (1:1) [MTons] | 0 | 0 | 0 | 0 | 0
-Less Allowances Withdrawn (n:1) [MTons] | 0 | 0 | 0 | 0 | 0
Total [MTons] | 0 | 0 | 0 | 0 | 0
TBtu Consumed | 0 | 0 | 0 | 0 | 0
Rate - [lb/MMBtu] | 0 | 0 | 0 | 0 | 0
TWh Generated | 0 | 0 | 0 | 0 | 0
TWh Generated Qualifying | 0 | 0 | 0 | 0 | 0
Rate - [lb/MWh] | 0 | 0 | 0 | 0 | 0
Constraint Shadow Price [US$/Ton] | 1751000 | 992400 | 795400 | 274000 | 0
Constraint Name: NSR Winyah 2-4 - NOX Rate Annual v3.1 (EJZ) Constraint #: 449
Constraint Type: Rate Limit [lb/MMBtu]
Run Year, Seasons Included: 2012 WINTER SUMMER
Run Year, Seasons Included: 2015 WINTER SUMMER
Run Year, Seasons Included: 2020 WINTER SUMMER
Run Year, Seasons Included: 2025 WINTER SUMMER
Run Year, Seasons Included: 2032 WINTER SUMMER
Time Base: Seasonal/Annual | 2012-2013 | 2014-2017 | 2018-2022 | 2023-2027 | 2028-2035
Standard - [lb/MMBtu] | 0.12 | 0.12 | 0.12 | 0.12 | 0.12
-Emissions at Affected Plants [MTons] | 1.01 | 1.01 | 0.8323 | 0.8323 | 0.8323
-Less Allowances Purchased [MTons] NOX | 0 | 0 | 0 | 0 | 0
-Plus Allowances Sold [MTons] NOX | 0 | 0 | 0 | 0 | 0
-Plus Allowances Banked [MTons] | 0 | 0 | 0 | 0 | 0
-Less Allowances Withdrawn (1:1) [MTons] | 0 | 0 | 0 | 0 | 0
-Less Allowances Withdrawn (n:1) [MTons] | 0 | 0 | 0 | 0 | 0
Total [MTons] | 1.01 | 1.01 | 0.8323 | 0.8323 | 0.8323
TBtu Consumed | 18.7 | 18.7 | 15.49 | 15.49 | 15.49
Rate - [lb/MMBtu] | 0.108 | 0.108 | 0.1075 | 0.1075 | 0.1075
TWh Generated | 1.77 | 1.77 | 1.462 | 1.462 | 1.462
TWh Generated Qualifying | 1.77 | 1.77 | 1.462 | 1.462 | 1.462
Rate - [lb/MWh] | 0 | 0 | 0 | 0 | 0
Constraint Shadow Price [US$/Ton] | 0 | 0 | 0 | 0 | 0
Constraint Name: NSR Winyah 2-4 - NOX Rate Annual v3.1 (EKC) Constraint #: 450
Constraint Type: Rate Limit [lb/MMBtu]
Run Year, Seasons Included: 2012 WINTER SUMMER
Run Year, Seasons Included: 2015 WINTER SUMMER
Run Year, Seasons Included: 2020 WINTER SUMMER
Run Year, Seasons Included: 2025 WINTER SUMMER
Run Year, Seasons Included: 2032 WINTER SUMMER
Time Base: Seasonal/Annual | 2012-2013 | 2014-2017 | 2018-2022 | 2023-2027 | 2028-2035
Standard - [lb/MMBtu] | 0.12 | 0.12 | 0.12 | 0.12 | 0.12
-Emissions at Affected Plants [MTons] | 0.9081 | 0.9081 | 0.906 | 0.8375 | 0.7485
-Less Allowances Purchased [MTons] NOX | 0 | 0 | 0 | 0 | 0
-Plus Allowances Sold [MTons] NOX | 0 | 0 | 0 | 0 | 0
-Plus Allowances Banked [MTons] | 0 | 0 | 0 | 0 | 0
-Less Allowances Withdrawn (1:1) [MTons] | 0 | 0 | 0 | 0 | 0
-Less Allowances Withdrawn (n:1) [MTons] | 0 | 0 | 0 | 0 | 0
Total [MTons] | 0.9081 | 0.9081 | 0.906 | 0.8375 | 0.7485
TBtu Consumed | 19.74 | 19.74 | 19.79 | 18.29 | 16.35
Rate - [lb/MMBtu] | 0.092 | 0.092 | 0.09156 | 0.09156 | 0.09156
TWh Generated | 1.934 | 1.934 | 1.934 | 1.788 | 1.598
TWh Generated Qualifying | 1.934 | 1.934 | 1.934 | 1.788 | 1.598
Rate - [lb/MWh] | 0 | 0 | 0 | 0 | 0
Constraint Shadow Price [US$/Ton] | 0 | 0 | 0 | 0 | 0
Constraint Name: NSR Wood River 4,5 - SO2 Rate Annual v3.1 (CIR) Constraint #: 451
Constraint Type: Rate Limit [lb/MMBtu]
Run Year, Seasons Included: 2012 WINTER SUMMER
Run Year, Seasons Included: 2015 WINTER SUMMER
Run Year, Seasons Included: 2020 WINTER SUMMER
Run Year, Seasons Included: 2025 WINTER SUMMER
Run Year, Seasons Included: 2032 WINTER SUMMER
Time Base: Seasonal/Annual | 2012-2013 | 2014-2017 | 2018-2022 | 2023-2027 | 2028-2035
Standard - [lb/MMBtu] | 1.2 | 1.2 | 1.2 | 1.2 | 1.2
-Emissions at Affected Plants [MTons] | 1.92 | 2.077 | 2.378 | 2.077 | 1.92
-Less Allowances Purchased [MTons] SO2 | 0 | 0 | 0 | 0 | 0
-Plus Allowances Sold [MTons] SO2 | 0 | 0 | 0 | 0 | 0
-Plus Allowances Banked [MTons] | 0 | 0 | 0 | 0 | 0
-Less Allowances Withdrawn (1:1) [MTons] | 0 | 0 | 0 | 0 | 0
-Less Allowances Withdrawn (n:1) [MTons] | 0 | 0 | 0 | 0 | 0
Total [MTons] | 1.92 | 2.077 | 2.378 | 2.077 | 1.92
TBtu Consumed | 7.252 | 7.844 | 8.98 | 7.844 | 7.252
Rate - [lb/MMBtu] | 0.5295 | 0.5295 | 0.5295 | 0.5295 | 0.5295
TWh Generated | 0.6333 | 0.685 | 0.7842 | 0.685 | 0.6333
TWh Generated Qualifying | 0.6333 | 0.685 | 0.7842 | 0.685 | 0.6333
Rate - [lb/MWh] | 0 | 0 | 0 | 0 | 0
Constraint Shadow Price [US$/Ton] | 0 | 0 | 0 | 0 | 0
Constraint Name: NSR Wood River 4,5 - SO2 Rate Annual v3.1 (CIS) Constraint #: 452
Constraint Type: Rate Limit [lb/MMBtu]
Run Year, Seasons Included: 2012 WINTER SUMMER
Run Year, Seasons Included: 2015 WINTER SUMMER
Run Year, Seasons Included: 2020 WINTER SUMMER
Run Year, Seasons Included: 2025 WINTER SUMMER
Run Year, Seasons Included: 2032 WINTER SUMMER
Time Base: Seasonal/Annual | 2012-2013 | 2014-2017 | 2018-2022 | 2023-2027 | 2028-2035
Standard - [lb/MMBtu] | 1.2 | 1.2 | 1.2 | 1.2 | 1.2
-Emissions at Affected Plants [MTons] | 7.632 | 7.632 | 7.632 | 7.632 | 7.632
-Less Allowances Purchased [MTons] SO2 | 0 | 0 | 0 | 0 | 0
-Plus Allowances Sold [MTons] SO2 | 0 | 0 | 0 | 0 | 0
-Plus Allowances Banked [MTons] | 0 | 0 | 0 | 0 | 0
-Less Allowances Withdrawn (1:1) [MTons] | 0 | 0 | 0 | 0 | 0
-Less Allowances Withdrawn (n:1) [MTons] | 0 | 0 | 0 | 0 | 0
Total [MTons] | 7.632 | 7.632 | 7.632 | 7.632 | 7.632
TBtu Consumed | 28.82 | 28.82 | 28.82 | 28.82 | 28.82
Rate - [lb/MMBtu] | 0.5295 | 0.5295 | 0.5295 | 0.5295 | 0.5295
TWh Generated | 2.845 | 2.845 | 2.845 | 2.845 | 2.845
TWh Generated Qualifying | 2.845 | 2.845 | 2.845 | 2.845 | 2.845
Rate - [lb/MWh] | 0 | 0 | 0 | 0 | 0
Constraint Shadow Price [US$/Ton] | 0 | 0 | 0 | 0 | 0
Constraint Name: PNW Constraint - CO2 Penalty Annual v3.1 Constraint #: 453
Constraint Type: Rate Cap [MTons]
Run Year, Seasons Included: 2012 WINTER SUMMER
Run Year, Seasons Included: 2015 WINTER SUMMER
Run Year, Seasons Included: 2020 WINTER SUMMER
Run Year, Seasons Included: 2025 WINTER SUMMER
Run Year, Seasons Included: 2032 WINTER SUMMER
Time Base: Seasonal/Annual | 2012-2013 | 2014-2017 | 2018-2022 | 2023-2027 | 2028-2035
Standard - [MTon] | 0 | 0 | 0 | 0 | 0
-Emissions at Affected Plants [MTons] | 0 | 0 | 0 | 0 | 0
-Less Allowances Purchased [MTons] CO2 | 0 | 0 | 0 | 0 | 0
-Plus Allowances Sold [MTons] CO2 | 0 | 0 | 0 | 0 | 0
-Plus Allowances Banked [MTons] | 0 | 0 | 0 | 0 | 0
-Less Allowances Withdrawn (1:1) [MTons] | 0 | 0 | 0 | 0 | 0
-Less Allowances Withdrawn (n:1) [MTons] | 0 | 0 | 0 | 0 | 0
Total [MTons] | 0 | 0 | 0 | 0 | 0
TBtu Consumed | 0 | 0 | 0 | 0 | 0
Rate - [lb/MMBtu] | 0 | 0 | 0 | 0 | 0
TWh Generated | 0 | 0 | 0 | 0 | 0
TWh Generated Qualifying | 0 | 0 | 0 | 0 | 0
Rate - [lb/MWh] | 0 | 0 | 0 | 0 | 0
Constraint Shadow Price [US$/Ton] | 1.88 | 1.88 | 1.88 | 1.881 | 1.88
Constraint Name: RGGI CO2 Annual Constraint v3.1 Constraint #: 454
Constraint Type: Rate Cap [MTons]
Run Year, Seasons Included: 2012 WINTER SUMMER
Run Year, Seasons Included: 2015 WINTER SUMMER
Run Year, Seasons Included: 2020 WINTER SUMMER
Run Year, Seasons Included: 2025 WINTER SUMMER
Run Year, Seasons Included: 2032 WINTER SUMMER
Time Base: Seasonal/Annual | 2012-2013 | 2014-2017 | 2018-2022 | 2023-2027 | 2028-2035
Standard - [MTon] | 188100 | 181000 | 169300 | 169300 | 169300
-Emissions at Affected Plants [MTons] | 137000 | 130700 | 122600 | 122900 | 109300
-Less Allowances Purchased [MTons] CO2 | 0 | 0 | 0 | 0 | 0
-Plus Allowances Sold [MTons] CO2 | 0 | 0 | 0 | 0 | 0
-Plus Allowances Banked [MTons] | 0 | 50360 | 46640 | 46350 | 0
-Less Allowances Withdrawn (1:1) [MTons] | 0 | 0 | 0 | 0 | 0
-Less Allowances Withdrawn (n:1) [MTons] | 0 | 0 | 0 | 0 | 0
Total [MTons] | 137000 | 181000 | 169300 | 169300 | 109300
TBtu Consumed | 1740 | 1666 | 1535 | 1559 | 1361
Rate - [lb/MMBtu] | 157.5 | 156.9 | 159.8 | 157.7 | 160.6
TWh Generated | 199.5 | 190.3 | 174 | 177.2 | 153.3
TWh Generated Qualifying | 199.5 | 190.3 | 174 | 177.2 | 153.4
Rate - [lb/MWh] | 0 | 0 | 0 | 0 | 0
Constraint Shadow Price [US$/Ton] | 0 | 0 | 0 | 0 | 0
Constraint Name: State Niagara Mohawk Power - NOX Cap Annual v3.1 Constraint #: 455
Constraint Type: Rate Cap [MTons]
Run Year, Seasons Included: 2012 WINTER SUMMER
Run Year, Seasons Included: 2015 WINTER SUMMER
Run Year, Seasons Included: 2020 WINTER SUMMER
Run Year, Seasons Included: 2025 WINTER SUMMER
Run Year, Seasons Included: 2032 WINTER SUMMER
Time Base: Seasonal/Annual | 2012-2013 | 2014-2017 | 2018-2022 | 2023-2027 | 2028-2035
Standard - [MTon] | 3.241 | 3.241 | 3.241 | 3.241 | 3.241
-Emissions at Affected Plants [MTons] | 3.241 | 3.241 | 3.241 | 3.241 | 2.832
-Less Allowances Purchased [MTons] NOX | 0 | 0 | 0 | 0 | 0
-Plus Allowances Sold [MTons] NOX | 0 | 0 | 0 | 0 | 0
-Plus Allowances Banked [MTons] | 0 | 0 | 0 | 0 | 0
-Less Allowances Withdrawn (1:1) [MTons] | 0 | 0 | 0 | 0 | 0
-Less Allowances Withdrawn (n:1) [MTons] | 0 | 0 | 0 | 0 | 0
Total [MTons] | 3.241 | 3.241 | 3.241 | 3.241 | 2.832
TBtu Consumed | 59.72 | 59.76 | 59.76 | 59.76 | 52.78
Rate - [lb/MMBtu] | 0.1085 | 0.1085 | 0.1085 | 0.1085 | 0.1073
TWh Generated | 5.767 | 5.764 | 5.764 | 5.764 | 5.102
TWh Generated Qualifying | 5.767 | 5.764 | 5.764 | 5.764 | 5.102
Rate - [lb/MWh] | 0 | 0 | 0 | 0 | 0
Constraint Shadow Price [US$/Ton] | 21130 | 1288 | 5446 | 0 | 0
Constraint Name: State Niagara Mohawk Power - SO2 Cap Annual v3.1 Constraint #: 456
Constraint Type: Rate Cap [MTons]
Run Year, Seasons Included: 2012 WINTER SUMMER
Run Year, Seasons Included: 2015 WINTER SUMMER
Run Year, Seasons Included: 2020 WINTER SUMMER
Run Year, Seasons Included: 2025 WINTER SUMMER
Run Year, Seasons Included: 2032 WINTER SUMMER
Time Base: Seasonal/Annual | 2012-2013 | 2014-2017 | 2018-2022 | 2023-2027 | 2028-2035
Standard - [MTon] | 16.81 | 14.17 | 14.17 | 14.17 | 14.17
-Emissions at Affected Plants [MTons] | 16.81 | 14.17 | 14.17 | 14.17 | 14.17
-Less Allowances Purchased [MTons] SO2 | 0 | 0 | 0 | 0 | 0
-Plus Allowances Sold [MTons] SO2 | 0 | 0 | 0 | 0 | 0
-Plus Allowances Banked [MTons] | 0 | 0 | 0 | 0 | 0
-Less Allowances Withdrawn (1:1) [MTons] | 0 | 0 | 0 | 0 | 0
-Less Allowances Withdrawn (n:1) [MTons] | 0 | 0 | 0 | 0 | 0
Total [MTons] | 16.81 | 14.17 | 14.17 | 14.17 | 14.17
TBtu Consumed | 59.72 | 59.76 | 59.76 | 59.76 | 52.78
Rate - [lb/MMBtu] | 0.5629 | 0.4742 | 0.4742 | 0.4742 | 0.537
TWh Generated | 5.767 | 5.764 | 5.764 | 5.764 | 5.102
TWh Generated Qualifying | 5.767 | 5.764 | 5.764 | 5.764 | 5.102
Rate - [lb/MWh] | 0 | 0 | 0 | 0 | 0
Constraint Shadow Price [US$/Ton] | 121.1 | 3917 | 2957 | 2217 | 98.17
Constraint Name: Texas BPA Sabine Plant - NOx Rate Annual v3.1 Constraint #: 457
Constraint Type: Rate Limit [lb/MMBtu]
Run Year, Seasons Included: 2012 WINTER SUMMER
Run Year, Seasons Included: 2015 WINTER SUMMER
Run Year, Seasons Included: 2020 WINTER SUMMER
Run Year, Seasons Included: 2025 WINTER SUMMER
Run Year, Seasons Included: 2032 WINTER SUMMER
Time Base: Seasonal/Annual | 2012-2013 | 2014-2017 | 2018-2022 | 2023-2027 | 2028-2035
Standard - [lb/MMBtu] | 0.1 | 0.1 | 0.1 | 0.1 | 0.1
-Emissions at Affected Plants [MTons] | 0 | 0 | 0 | 0 | 0
-Less Allowances Purchased [MTons] NOX | 0 | 0 | 0 | 0 | 0
-Plus Allowances Sold [MTons] NOX | 0 | 0 | 0 | 0 | 0
-Plus Allowances Banked [MTons] | 0 | 0 | 0 | 0 | 0
-Less Allowances Withdrawn (1:1) [MTons] | 0 | 0 | 0 | 0 | 0
-Less Allowances Withdrawn (n:1) [MTons] | 0 | 0 | 0 | 0 | 0
Total [MTons] | 0 | 0 | 0 | 0 | 0
TBtu Consumed | 0 | 0 | 0 | 0 | 0
Rate - [lb/MMBtu] | 0 | 0 | 0 | 0 | 0
TWh Generated | 0 | 0 | 0 | 0 | 0
TWh Generated Qualifying | 0 | 0 | 0 | 0 | 0
Rate - [lb/MWh] | 0 | 0 | 0 | 0 | 0
Constraint Shadow Price [US$/Ton] | 2654 | 3168 | 4137 | 5573 | 0
Constraint Name: Texas DFW CENewman - NOx Rate Annual v3.1 Constraint #: 458
Constraint Type: Rate Limit [lb/MMBtu]
Run Year, Seasons Included: 2012 WINTER SUMMER
Run Year, Seasons Included: 2015 WINTER SUMMER
Run Year, Seasons Included: 2020 WINTER SUMMER
Run Year, Seasons Included: 2025 WINTER SUMMER
Run Year, Seasons Included: 2032 WINTER SUMMER
Time Base: Seasonal/Annual | 2012-2013 | 2014-2017 | 2018-2022 | 2023-2027 | 2028-2035
Standard - [lb/MMBtu] | 0.033 | 0.033 | 0.033 | 0.033 | 0.033
-Emissions at Affected Plants [MTons] | 0 | 0 | 0 | 0 | 0
-Less Allowances Purchased [MTons] NOX | 0 | 0 | 0 | 0 | 0
-Plus Allowances Sold [MTons] NOX | 0 | 0 | 0 | 0 | 0
-Plus Allowances Banked [MTons] | 0 | 0 | 0 | 0 | 0
-Less Allowances Withdrawn (1:1) [MTons] | 0 | 0 | 0 | 0 | 0
-Less Allowances Withdrawn (n:1) [MTons] | 0 | 0 | 0 | 0 | 0
Total [MTons] | 0 | 0 | 0 | 0 | 0
TBtu Consumed | 0 | 0 | 0 | 0 | 0
Rate - [lb/MMBtu] | 0 | 0 | 0 | 0 | 0
TWh Generated | 0 | 0 | 0 | 0 | 0
TWh Generated Qualifying | 0 | 0 | 0 | 0 | 0
Rate - [lb/MWh] | 0 | 0 | 0 | 0 | 0
Constraint Shadow Price [US$/Ton] | 9623 | 11490 | 15000 | 10560 | 0
Constraint Name: Texas DFW lakeHubbard - NOx Rate Annual v3.1 Constraint #: 459
Constraint Type: Rate Limit [lb/MMBtu]
Run Year, Seasons Included: 2012 WINTER SUMMER
Run Year, Seasons Included: 2015 WINTER SUMMER
Run Year, Seasons Included: 2020 WINTER SUMMER
Run Year, Seasons Included: 2025 WINTER SUMMER
Run Year, Seasons Included: 2032 WINTER SUMMER
Time Base: Seasonal/Annual | 2012-2013 | 2014-2017 | 2018-2022 | 2023-2027 | 2028-2035
Standard - [lb/MMBtu] | 0.033 | 0.033 | 0.033 | 0.033 | 0.033
-Emissions at Affected Plants [MTons] | 0 | 0 | 0 | 0 | 0
-Less Allowances Purchased [MTons] NOX | 0 | 0 | 0 | 0 | 0
-Plus Allowances Sold [MTons] NOX | 0 | 0 | 0 | 0 | 0
-Plus Allowances Banked [MTons] | 0 | 0 | 0 | 0 | 0
-Less Allowances Withdrawn (1:1) [MTons] | 0 | 0 | 0 | 0 | 0
-Less Allowances Withdrawn (n:1) [MTons] | 0 | 0 | 0 | 0 | 0
Total [MTons] | 0 | 0 | 0 | 0 | 0
TBtu Consumed | 0 | 0 | 0 | 0 | 0
Rate - [lb/MMBtu] | 0 | 0 | 0 | 0 | 0
TWh Generated | 0 | 0 | 0 | 0 | 0
TWh Generated Qualifying | 0 | 0 | 0 | 0 | 0
Rate - [lb/MWh] | 0 | 0 | 0 | 0 | 0
Constraint Shadow Price [US$/Ton] | 68800 | 82120 | 33650 | 45330 | 0
Constraint Name: Texas DFW MountCreek Plant - NOx Rate Annual v3.1 Constraint #: 460
Constraint Type: Rate Limit [lb/MMBtu]
Run Year, Seasons Included: 2012 WINTER SUMMER
Run Year, Seasons Included: 2015 WINTER SUMMER
Run Year, Seasons Included: 2020 WINTER SUMMER
Run Year, Seasons Included: 2025 WINTER SUMMER
Run Year, Seasons Included: 2032 WINTER SUMMER
Time Base: Seasonal/Annual | 2012-2013 | 2014-2017 | 2018-2022 | 2023-2027 | 2028-2035
Standard - [lb/MMBtu] | 0.033 | 0.033 | 0.033 | 0.033 | 0.033
-Emissions at Affected Plants [MTons] | 0 | 0 | 0 | 0 | 0
-Less Allowances Purchased [MTons] NOX | 0 | 0 | 0 | 0 | 0
-Plus Allowances Sold [MTons] NOX | 0 | 0 | 0 | 0 | 0
-Plus Allowances Banked [MTons] | 0 | 0 | 0 | 0 | 0
-Less Allowances Withdrawn (1:1) [MTons] | 0 | 0 | 0 | 0 | 0
-Less Allowances Withdrawn (n:1) [MTons] | 0 | 0 | 0 | 0 | 0
Total [MTons] | 0 | 0 | 0 | 0 | 0
TBtu Consumed | 0 | 0 | 0 | 0 | 0
Rate - [lb/MMBtu] | 0 | 0 | 0 | 0 | 0
TWh Generated | 0 | 0 | 0 | 0 | 0
TWh Generated Qualifying | 0 | 0 | 0 | 0 | 0
Rate - [lb/MWh] | 0 | 0 | 0 | 0 | 0
Constraint Shadow Price [US$/Ton] | 55860 | 66670 | 119.8 | 161.4 | 236.4
Constraint Name: Texas DFW NorthLake - NOx Rate Annual v3.1 Constraint #: 461
Constraint Type: Rate Limit [lb/MMBtu]
Run Year, Seasons Included: 2012 WINTER SUMMER
Run Year, Seasons Included: 2015 WINTER SUMMER
Run Year, Seasons Included: 2020 WINTER SUMMER
Run Year, Seasons Included: 2025 WINTER SUMMER
Run Year, Seasons Included: 2032 WINTER SUMMER
Time Base: Seasonal/Annual | 2012-2013 | 2014-2017 | 2018-2022 | 2023-2027 | 2028-2035
Standard - [lb/MMBtu] | 0.033 | 0.033 | 0.033 | 0.033 | 0.033
-Emissions at Affected Plants [MTons] | 0.0717 | 0.0717 | 0.0717 | 0.0717 | 0.0717
-Less Allowances Purchased [MTons] NOX | 0 | 0 | 0 | 0 | 0
-Plus Allowances Sold [MTons] NOX | 0 | 0 | 0 | 0 | 0
-Plus Allowances Banked [MTons] | 0 | 0 | 0 | 0 | 0
-Less Allowances Withdrawn (1:1) [MTons] | 0 | 0 | 0 | 0 | 0
-Less Allowances Withdrawn (n:1) [MTons] | 0 | 0 | 0 | 0 | 0
Total [MTons] | 0.0717 | 0.0717 | 0.0717 | 0.0717 | 0.0717
TBtu Consumed | 4.345 | 4.345 | 4.345 | 4.345 | 4.345
Rate - [lb/MMBtu] | 0.033 | 0.033 | 0.033 | 0.033 | 0.033
TWh Generated | 0.4198 | 0.4198 | 0.4198 | 0.4198 | 0.4198
TWh Generated Qualifying | 0.4198 | 0.4198 | 0.4198 | 0.4198 | 0.4198
Rate - [lb/MWh] | 0 | 0 | 0 | 0 | 0
Constraint Shadow Price [US$/Ton] | 96860 | 115600 | 143300 | 138000 | 133900
Constraint Name: Texas DFW RayOlinger - NOx Rate Annual v3.1 Constraint #: 462
Constraint Type: Rate Limit [lb/MMBtu]
Run Year, Seasons Included: 2012 WINTER SUMMER
Run Year, Seasons Included: 2015 WINTER SUMMER
Run Year, Seasons Included: 2020 WINTER SUMMER
Run Year, Seasons Included: 2025 WINTER SUMMER
Run Year, Seasons Included: 2032 WINTER SUMMER
Time Base: Seasonal/Annual | 2012-2013 | 2014-2017 | 2018-2022 | 2023-2027 | 2028-2035
Standard - [lb/MMBtu] | 0.033 | 0.033 | 0.033 | 0.033 | 0.033
-Emissions at Affected Plants [MTons] | 0 | 0 | 0 | 0 | 0
-Less Allowances Purchased [MTons] NOX | 0 | 0 | 0 | 0 | 0
-Plus Allowances Sold [MTons] NOX | 0 | 0 | 0 | 0 | 0
-Plus Allowances Banked [MTons] | 0 | 0 | 0 | 0 | 0
-Less Allowances Withdrawn (1:1) [MTons] | 0 | 0 | 0 | 0 | 0
-Less Allowances Withdrawn (n:1) [MTons] | 0 | 0 | 0 | 0 | 0
Total [MTons] | 0 | 0 | 0 | 0 | 0
TBtu Consumed | 0 | 0 | 0 | 0 | 0
Rate - [lb/MMBtu] | 0 | 0 | 0 | 0 | 0
TWh Generated | 0 | 0 | 0 | 0 | 0
TWh Generated Qualifying | 0 | 0 | 0 | 0 | 0
Rate - [lb/MWh] | 0 | 0 | 0 | 0 | 0
Constraint Shadow Price [US$/Ton] | 0 | 0 | 0 | 0 | 0
Constraint Name: Texas DFW Spencer - NOx Rate Annual v3.1 Constraint #: 463
Constraint Type: Rate Limit [lb/MMBtu]
Run Year, Seasons Included: 2012 WINTER SUMMER
Run Year, Seasons Included: 2015 WINTER SUMMER
Run Year, Seasons Included: 2020 WINTER SUMMER
Run Year, Seasons Included: 2025 WINTER SUMMER
Run Year, Seasons Included: 2032 WINTER SUMMER
Time Base: Seasonal/Annual | 2012-2013 | 2014-2017 | 2018-2022 | 2023-2027 | 2028-2035
Standard - [lb/MMBtu] | 0.033 | 0.033 | 0.033 | 0.033 | 0.033
-Emissions at Affected Plants [MTons] | 0 | 0 | 0 | 0 | 0
-Less Allowances Purchased [MTons] NOX | 0 | 0 | 0 | 0 | 0
-Plus Allowances Sold [MTons] NOX | 0 | 0 | 0 | 0 | 0
-Plus Allowances Banked [MTons] | 0 | 0 | 0 | 0 | 0
-Less Allowances Withdrawn (1:1) [MTons] | 0 | 0 | 0 | 0 | 0
-Less Allowances Withdrawn (n:1) [MTons] | 0 | 0 | 0 | 0 | 0
Total [MTons] | 0 | 0 | 0 | 0 | 0
TBtu Consumed | 0 | 0 | 0 | 0 | 0
Rate - [lb/MMBtu] | 0 | 0 | 0 | 0 | 0
TWh Generated | 0 | 0 | 0 | 0 | 0
TWh Generated Qualifying | 0 | 0 | 0 | 0 | 0
Rate - [lb/MWh] | 0 | 0 | 0 | 0 | 0
Constraint Shadow Price [US$/Ton] | 49620 | 0 | 0 | 0 | 0
Constraint Name: Texas East - NOX Cap Annual v3.1 Constraint #: 464
Constraint Type: Rate Cap [MTons]
Run Year, Seasons Included: 2012 WINTER SUMMER
Run Year, Seasons Included: 2015 WINTER SUMMER
Run Year, Seasons Included: 2020 WINTER SUMMER
Run Year, Seasons Included: 2025 WINTER SUMMER
Run Year, Seasons Included: 2032 WINTER SUMMER
Time Base: Seasonal/Annual | 2012-2013 | 2014-2017 | 2018-2022 | 2023-2027 | 2028-2035
Standard - [MTon] | 84.8 | 84.8 | 84.8 | 84.8 | 84.8
-Emissions at Affected Plants [MTons] | 42 | 43.8 | 43.01 | 41.3 | 31.92
-Less Allowances Purchased [MTons] NOX | 0 | 0 | 0 | 0 | 0
-Plus Allowances Sold [MTons] NOX | 0 | 0 | 0 | 0 | 0
-Plus Allowances Banked [MTons] | 0 | 0 | 41.79 | 43.5 | 0
-Less Allowances Withdrawn (1:1) [MTons] | 0 | 0 | 0 | 0 | 0
-Less Allowances Withdrawn (n:1) [MTons] | 0 | 0 | 0 | 0 | 0
Total [MTons] | 42 | 43.8 | 84.8 | 84.8 | 31.92
TBtu Consumed | 746 | 763.6 | 739.2 | 729.8 | 575.9
Rate - [lb/MMBtu] | 0.1126 | 0.1147 | 0.1164 | 0.1132 | 0.1108
TWh Generated | 68.03 | 69.58 | 66.29 | 65.57 | 52.73
TWh Generated Qualifying | 68.03 | 69.58 | 66.29 | 65.57 | 52.73
Rate - [lb/MWh] | 0 | 0 | 0 | 0 | 0
Constraint Shadow Price [US$/Ton] | 0 | 0 | 0 | 0 | 0
Constraint Name: Texas East - SO2 Cap Annual v3.1 Constraint #: 465
Constraint Type: Rate Cap [MTons]
Run Year, Seasons Included: 2012 WINTER SUMMER
Run Year, Seasons Included: 2015 WINTER SUMMER
Run Year, Seasons Included: 2020 WINTER SUMMER
Run Year, Seasons Included: 2025 WINTER SUMMER
Run Year, Seasons Included: 2032 WINTER SUMMER
Time Base: Seasonal/Annual | 2012-2013 | 2014-2017 | 2018-2022 | 2023-2027 | 2028-2035
Standard - [MTon] | 273.9 | 273.9 | 273.9 | 273.9 | 273.9
-Emissions at Affected Plants [MTons] | 77.19 | 108.2 | 107.9 | 102.8 | 59.98
-Less Allowances Purchased [MTons] SO2 | 0 | 0 | 0 | 0 | 0
-Plus Allowances Sold [MTons] SO2 | 0 | 0 | 0 | 0 | 0
-Plus Allowances Banked [MTons] | 0 | 165.7 | 166.1 | 171.2 | 0
-Less Allowances Withdrawn (1:1) [MTons] | 0 | 0 | 0 | 0 | 0
-Less Allowances Withdrawn (n:1) [MTons] | 0 | 0 | 0 | 0 | 0
Total [MTons] | 77.19 | 274 | 274 | 273.9 | 59.98
TBtu Consumed | 445.5 | 476.8 | 477 | 453.1 | 341.8
Rate - [lb/MMBtu] | 0.3465 | 0.454 | 0.4523 | 0.4535 | 0.351
TWh Generated | 40.12 | 42.85 | 41.73 | 39.58 | 30.49
TWh Generated Qualifying | 40.12 | 42.85 | 41.73 | 39.58 | 30.49
Rate - [lb/MWh] | 0 | 0 | 0 | 0 | 0
Constraint Shadow Price [US$/Ton] | 0 | 0 | 0 | 0 | 0
Constraint Name: Texas ECT Braunig - NOx Rate Annual v3.1 Constraint #: 466
Constraint Type: Rate Limit [lb/MMBtu]
Run Year, Seasons Included: 2012 WINTER SUMMER
Run Year, Seasons Included: 2015 WINTER SUMMER
Run Year, Seasons Included: 2020 WINTER SUMMER
Run Year, Seasons Included: 2025 WINTER SUMMER
Run Year, Seasons Included: 2032 WINTER SUMMER
Time Base: Seasonal/Annual | 2012-2013 | 2014-2017 | 2018-2022 | 2023-2027 | 2028-2035
Standard - [lb/MMBtu] | 0.14 | 0.14 | 0.14 | 0.14 | 0.14
-Emissions at Affected Plants [MTons] | 0 | 0 | 0 | 0 | 0
-Less Allowances Purchased [MTons] NOX | 0 | 0 | 0 | 0 | 0
-Plus Allowances Sold [MTons] NOX | 0 | 0 | 0 | 0 | 0
-Plus Allowances Banked [MTons] | 0 | 0 | 0 | 0 | 0
-Less Allowances Withdrawn (1:1) [MTons] | 0 | 0 | 0 | 0 | 0
-Less Allowances Withdrawn (n:1) [MTons] | 0 | 0 | 0 | 0 | 0
Total [MTons] | 0 | 0 | 0 | 0 | 0
TBtu Consumed | 0 | 0 | 0 | 0 | 0
Rate - [lb/MMBtu] | 0 | 0 | 0 | 0 | 0
TWh Generated | 0 | 0 | 0 | 0 | 0
TWh Generated Qualifying | 0 | 0 | 0 | 0 | 0
Rate - [lb/MWh] | 0 | 0 | 0 | 0 | 0
Constraint Shadow Price [US$/Ton] | 12860 | 10940 | 5793 | 7804 | 0
Constraint Name: Texas ECT KnoxLee - NOx Rate Annual v3.1 Constraint #: 467
Constraint Type: Rate Limit [lb/MMBtu]
Run Year, Seasons Included: 2012 WINTER SUMMER
Run Year, Seasons Included: 2015 WINTER SUMMER
Run Year, Seasons Included: 2020 WINTER SUMMER
Run Year, Seasons Included: 2025 WINTER SUMMER
Run Year, Seasons Included: 2032 WINTER SUMMER
Time Base: Seasonal/Annual | 2012-2013 | 2014-2017 | 2018-2022 | 2023-2027 | 2028-2035
Standard - [lb/MMBtu] | 0.14 | 0.14 | 0.14 | 0.14 | 0.14
-Emissions at Affected Plants [MTons] | 0 | 0 | 0 | 0 | 0
-Less Allowances Purchased [MTons] NOX | 0 | 0 | 0 | 0 | 0
-Plus Allowances Sold [MTons] NOX | 0 | 0 | 0 | 0 | 0
-Plus Allowances Banked [MTons] | 0 | 0 | 0 | 0 | 0
-Less Allowances Withdrawn (1:1) [MTons] | 0 | 0 | 0 | 0 | 0
-Less Allowances Withdrawn (n:1) [MTons] | 0 | 0 | 0 | 0 | 0
Total [MTons] | 0 | 0 | 0 | 0 | 0
TBtu Consumed | 0 | 0 | 0 | 0 | 0
Rate - [lb/MMBtu] | 0 | 0 | 0 | 0 | 0
TWh Generated | 0 | 0 | 0 | 0 | 0
TWh Generated Qualifying | 0 | 0 | 0 | 0 | 0
Rate - [lb/MWh] | 0 | 0 | 0 | 0 | 0
Constraint Shadow Price [US$/Ton] | 6728 | 5402 | 7055 | 9503 | 0
Constraint Name: Texas ECT LakeCreek - NOx Rate Annual v3.1 Constraint #: 468
Constraint Type: Rate Limit [lb/MMBtu]
Run Year, Seasons Included: 2012 WINTER SUMMER
Run Year, Seasons Included: 2015 WINTER SUMMER
Run Year, Seasons Included: 2020 WINTER SUMMER
Run Year, Seasons Included: 2025 WINTER SUMMER
Run Year, Seasons Included: 2032 WINTER SUMMER
Time Base: Seasonal/Annual | 2012-2013 | 2014-2017 | 2018-2022 | 2023-2027 | 2028-2035
Standard - [lb/MMBtu] | 0.14 | 0.14 | 0.14 | 0.14 | 0.14
-Emissions at Affected Plants [MTons] | 0 | 0 | 0 | 0 | 0
-Less Allowances Purchased [MTons] NOX | 0 | 0 | 0 | 0 | 0
-Plus Allowances Sold [MTons] NOX | 0 | 0 | 0 | 0 | 0
-Plus Allowances Banked [MTons] | 0 | 0 | 0 | 0 | 0
-Less Allowances Withdrawn (1:1) [MTons] | 0 | 0 | 0 | 0 | 0
-Less Allowances Withdrawn (n:1) [MTons] | 0 | 0 | 0 | 0 | 0
Total [MTons] | 0 | 0 | 0 | 0 | 0
TBtu Consumed | 0 | 0 | 0 | 0 | 0
Rate - [lb/MMBtu] | 0 | 0 | 0 | 0 | 0
TWh Generated | 0 | 0 | 0 | 0 | 0
TWh Generated Qualifying | 0 | 0 | 0 | 0 | 0
Rate - [lb/MWh] | 0 | 0 | 0 | 0 | 0
Constraint Shadow Price [US$/Ton] | 13340 | 8016 | 3671 | 4551 | 0
Constraint Name: Texas ECT LeonCreek - NOx Rate Annual v3.1 Constraint #: 469
Constraint Type: Rate Limit [lb/MMBtu]
Run Year, Seasons Included: 2012 WINTER SUMMER
Run Year, Seasons Included: 2015 WINTER SUMMER
Run Year, Seasons Included: 2020 WINTER SUMMER
Run Year, Seasons Included: 2025 WINTER SUMMER
Run Year, Seasons Included: 2032 WINTER SUMMER
Time Base: Seasonal/Annual | 2012-2013 | 2014-2017 | 2018-2022 | 2023-2027 | 2028-2035
Standard - [lb/MMBtu] | 0.14 | 0.14 | 0.14 | 0.14 | 0.14
-Emissions at Affected Plants [MTons] | 0 | 0 | 0 | 0 | 0
-Less Allowances Purchased [MTons] NOX | 0 | 0 | 0 | 0 | 0
-Plus Allowances Sold [MTons] NOX | 0 | 0 | 0 | 0 | 0
-Plus Allowances Banked [MTons] | 0 | 0 | 0 | 0 | 0
-Less Allowances Withdrawn (1:1) [MTons] | 0 | 0 | 0 | 0 | 0
-Less Allowances Withdrawn (n:1) [MTons] | 0 | 0 | 0 | 0 | 0
Total [MTons] | 0 | 0 | 0 | 0 | 0
TBtu Consumed | 0 | 0 | 0 | 0 | 0
Rate - [lb/MMBtu] | 0 | 0 | 0 | 0 | 0
TWh Generated | 0 | 0 | 0 | 0 | 0
TWh Generated Qualifying | 0 | 0 | 0 | 0 | 0
Rate - [lb/MWh] | 0 | 0 | 0 | 0 | 0
Constraint Shadow Price [US$/Ton] | 8229 | 9473 | 0 | 0 | 0
Constraint Name: Texas ECT Limestone - NOx Rate Annual v3.1 Constraint #: 470
Constraint Type: Rate Limit [lb/MMBtu]
Run Year, Seasons Included: 2012 WINTER SUMMER
Run Year, Seasons Included: 2015 WINTER SUMMER
Run Year, Seasons Included: 2020 WINTER SUMMER
Run Year, Seasons Included: 2025 WINTER SUMMER
Run Year, Seasons Included: 2032 WINTER SUMMER
Time Base: Seasonal/Annual | 2012-2013 | 2014-2017 | 2018-2022 | 2023-2027 | 2028-2035
Standard - [lb/MMBtu] | 0.165 | 0.165 | 0.165 | 0.165 | 0.165
-Emissions at Affected Plants [MTons] | 10.67 | 10.67 | 10.66 | 10.66 | 9.313
-Less Allowances Purchased [MTons] NOX | 0 | 0 | 0 | 0 | 0
-Plus Allowances Sold [MTons] NOX | 0 | 0 | 0 | 0 | 0
-Plus Allowances Banked [MTons] | 0 | 0 | 0 | 0.0102 | 0
-Less Allowances Withdrawn (1:1) [MTons] | 0 | 0 | 0 | 0 | 0
-Less Allowances Withdrawn (n:1) [MTons] | 0 | 0 | 0 | 0 | 0
Total [MTons] | 10.67 | 10.67 | 10.66 | 10.67 | 9.313
TBtu Consumed | 129.3 | 129.3 | 129.4 | 129.4 | 113
Rate - [lb/MMBtu] | 0.165 | 0.165 | 0.1648 | 0.1648 | 0.1648
TWh Generated | 12.76 | 12.76 | 12.76 | 12.76 | 11.15
TWh Generated Qualifying | 12.76 | 12.76 | 12.76 | 12.76 | 11.15
Rate - [lb/MWh] | 0 | 0 | 0 | 0 | 0
Constraint Shadow Price [US$/Ton] | 12330 | 8741 | 0 | 0 | 0
Constraint Name: Texas ECT MartinLake - NOx Rate Annual v3.1 Constraint #: 471
Constraint Type: Rate Limit [lb/MMBtu]
Run Year, Seasons Included: 2012 WINTER SUMMER
Run Year, Seasons Included: 2015 WINTER SUMMER
Run Year, Seasons Included: 2020 WINTER SUMMER
Run Year, Seasons Included: 2025 WINTER SUMMER
Run Year, Seasons Included: 2032 WINTER SUMMER
Time Base: Seasonal/Annual | 2012-2013 | 2014-2017 | 2018-2022 | 2023-2027 | 2028-2035
Standard - [lb/MMBtu] | 0.165 | 0.165 | 0.165 | 0.165 | 0.165
-Emissions at Affected Plants [MTons] | 5.134 | 5.134 | 5.134 | 4.849 | 3.363
-Less Allowances Purchased [MTons] NOX | 0 | 0 | 0 | 0 | 0
-Plus Allowances Sold [MTons] NOX | 0 | 0 | 0 | 0 | 0
-Plus Allowances Banked [MTons] | 0 | 0 | 0 | 0 | 0
-Less Allowances Withdrawn (1:1) [MTons] | 0 | 0 | 0 | 0 | 0
-Less Allowances Withdrawn (n:1) [MTons] | 0 | 0 | 0 | 0 | 0
Total [MTons] | 5.134 | 5.134 | 5.134 | 4.849 | 3.363
TBtu Consumed | 62.23 | 62.23 | 62.23 | 58.78 | 40.76
Rate - [lb/MMBtu] | 0.165 | 0.165 | 0.165 | 0.165 | 0.165
TWh Generated | 5.547 | 5.547 | 5.547 | 5.24 | 3.634
TWh Generated Qualifying | 5.547 | 5.547 | 5.547 | 5.24 | 3.634
Rate - [lb/MWh] | 0 | 0 | 0 | 0 | 0
Constraint Shadow Price [US$/Ton] | 12630 | 4886 | 6380 | 1155 | 1691
Constraint Name: Texas ECT Monticello - NOx Rate Annual v3.1 Constraint #: 472
Constraint Type: Rate Limit [lb/MMBtu]
Run Year, Seasons Included: 2012 WINTER SUMMER
Run Year, Seasons Included: 2015 WINTER SUMMER
Run Year, Seasons Included: 2020 WINTER SUMMER
Run Year, Seasons Included: 2025 WINTER SUMMER
Run Year, Seasons Included: 2032 WINTER SUMMER
Time Base: Seasonal/Annual | 2012-2013 | 2014-2017 | 2018-2022 | 2023-2027 | 2028-2035
Standard - [lb/MMBtu] | 0.165 | 0.165 | 0.165 | 0.165 | 0.165
-Emissions at Affected Plants [MTons] | 5.153 | 5.153 | 5.146 | 4.861 | 4.152
-Less Allowances Purchased [MTons] NOX | 0 | 0 | 0 | 0 | 0
-Plus Allowances Sold [MTons] NOX | 0 | 0 | 0 | 0 | 0
-Plus Allowances Banked [MTons] | 0 | 0 | 0 | 0.01426 | 0
-Less Allowances Withdrawn (1:1) [MTons] | 0 | 0 | 0 | 0 | 0
-Less Allowances Withdrawn (n:1) [MTons] | 0 | 0 | 0 | 0 | 0
Total [MTons] | 5.153 | 5.153 | 5.146 | 4.875 | 4.152
TBtu Consumed | 62.46 | 62.46 | 62.56 | 59.09 | 50.48
Rate - [lb/MMBtu] | 0.165 | 0.165 | 0.1645 | 0.1645 | 0.1645
TWh Generated | 5.547 | 5.547 | 5.547 | 5.24 | 4.476
TWh Generated Qualifying | 5.547 | 5.547 | 5.547 | 5.24 | 4.476
Rate - [lb/MWh] | 0 | 0 | 0 | 0 | 0
Constraint Shadow Price [US$/Ton] | 12680 | 8542 | 0 | 0 | 0
Constraint Name: Texas ECT OWSummers - NOx Rate Annual v3.1 Constraint #: 473
Constraint Type: Rate Limit [lb/MMBtu]
Run Year, Seasons Included: 2012 WINTER SUMMER
Run Year, Seasons Included: 2015 WINTER SUMMER
Run Year, Seasons Included: 2020 WINTER SUMMER
Run Year, Seasons Included: 2025 WINTER SUMMER
Run Year, Seasons Included: 2032 WINTER SUMMER
Time Base: Seasonal/Annual | 2012-2013 | 2014-2017 | 2018-2022 | 2023-2027 | 2028-2035
Standard - [lb/MMBtu] | 0.14 | 0.14 | 0.14 | 0.14 | 0.14
-Emissions at Affected Plants [MTons] | 0.396 | 0.396 | 0.396 | 0.396 | 0.1415
-Less Allowances Purchased [MTons] NOX | 0 | 0 | 0 | 0 | 0
-Plus Allowances Sold [MTons] NOX | 0 | 0 | 0 | 0 | 0
-Plus Allowances Banked [MTons] | 0 | 0 | 0 | 0 | 0
-Less Allowances Withdrawn (1:1) [MTons] | 0 | 0 | 0 | 0 | 0
-Less Allowances Withdrawn (n:1) [MTons] | 0 | 0 | 0 | 0 | 0
Total [MTons] | 0.396 | 0.396 | 0.396 | 0.396 | 0.1415
TBtu Consumed | 5.657 | 5.657 | 5.657 | 5.657 | 2.021
Rate - [lb/MMBtu] | 0.14 | 0.14 | 0.14 | 0.14 | 0.14
TWh Generated | 0.5058 | 0.5058 | 0.5058 | 0.5058 | 0.1807
TWh Generated Qualifying | 0.5058 | 0.5058 | 0.5058 | 0.5058 | 0.1807
Rate - [lb/MWh] | 0 | 0 | 0 | 0 | 0
Constraint Shadow Price [US$/Ton] | 13440 | 10430 | 13620 | 3113 | 4560
Constraint Name: Texas ECT Pirkey - NOx Rate Annual v3.1 Constraint #: 474
Constraint Type: Rate Limit [lb/MMBtu]
Run Year, Seasons Included: 2012 WINTER SUMMER
Run Year, Seasons Included: 2015 WINTER SUMMER
Run Year, Seasons Included: 2020 WINTER SUMMER
Run Year, Seasons Included: 2025 WINTER SUMMER
Run Year, Seasons Included: 2032 WINTER SUMMER
Time Base: Seasonal/Annual | 2012-2013 | 2014-2017 | 2018-2022 | 2023-2027 | 2028-2035
Standard - [lb/MMBtu] | 0.165 | 0.165 | 0.165 | 0.165 | 0.165
-Emissions at Affected Plants [MTons] | 4.404 | 4.404 | 4.404 | 4.091 | 3.832
-Less Allowances Purchased [MTons] NOX | 0 | 0 | 0 | 0 | 0
-Plus Allowances Sold [MTons] NOX | 0 | 0 | 0 | 0 | 0
-Plus Allowances Banked [MTons] | 0 | 0 | 0 | 0 | 0
-Less Allowances Withdrawn (1:1) [MTons] | 0 | 0 | 0 | 0 | 0
-Less Allowances Withdrawn (n:1) [MTons] | 0 | 0 | 0 | 0 | 0
Total [MTons] | 4.404 | 4.404 | 4.404 | 4.091 | 3.832
TBtu Consumed | 53.39 | 53.39 | 53.39 | 49.59 | 46.83
Rate - [lb/MMBtu] | 0.165 | 0.165 | 0.165 | 0.165 | 0.1637
TWh Generated | 4.992 | 4.992 | 4.992 | 4.637 | 4.361
TWh Generated Qualifying | 4.992 | 4.992 | 4.992 | 4.637 | 4.361
Rate - [lb/MWh] | 0 | 0 | 0 | 0 | 0
Constraint Shadow Price [US$/Ton] | 30850 | 1189 | 1553 | 517.4 | 0
Constraint Name: Texas ECT PowerLane - NOx Rate Annual v3.1 Constraint #: 475
Constraint Type: Rate Limit [lb/MMBtu]
Run Year, Seasons Included: 2012 WINTER SUMMER
Run Year, Seasons Included: 2015 WINTER SUMMER
Run Year, Seasons Included: 2020 WINTER SUMMER
Run Year, Seasons Included: 2025 WINTER SUMMER
Run Year, Seasons Included: 2032 WINTER SUMMER
Time Base: Seasonal/Annual | 2012-2013 | 2014-2017 | 2018-2022 | 2023-2027 | 2028-2035
Standard - [lb/MMBtu] | 0.14 | 0.14 | 0.14 | 0.14 | 0.14
-Emissions at Affected Plants [MTons] | 0 | 0 | 0 | 0 | 0
-Less Allowances Purchased [MTons] NOX | 0 | 0 | 0 | 0 | 0
-Plus Allowances Sold [MTons] NOX | 0 | 0 | 0 | 0 | 0
-Plus Allowances Banked [MTons] | 0 | 0 | 0 | 0 | 0
-Less Allowances Withdrawn (1:1) [MTons] | 0 | 0 | 0 | 0 | 0
-Less Allowances Withdrawn (n:1) [MTons] | 0 | 0 | 0 | 0 | 0
Total [MTons] | 0 | 0 | 0 | 0 | 0
TBtu Consumed | 0 | 0 | 0 | 0 | 0
Rate - [lb/MMBtu] | 0 | 0 | 0 | 0 | 0
TWh Generated | 0 | 0 | 0 | 0 | 0
TWh Generated Qualifying | 0 | 0 | 0 | 0 | 0
Rate - [lb/MWh] | 0 | 0 | 0 | 0 | 0
Constraint Shadow Price [US$/Ton] | 33.38 | 39.84 | 52.03 | 70.08 | 102.6
Constraint Name: Texas ECT Sandow4 - NOx Rate Annual v3.1 Constraint #: 476
Constraint Type: Rate Limit [lb/MMBtu]
Run Year, Seasons Included: 2012 WINTER SUMMER
Run Year, Seasons Included: 2015 WINTER SUMMER
Run Year, Seasons Included: 2020 WINTER SUMMER
Run Year, Seasons Included: 2025 WINTER SUMMER
Run Year, Seasons Included: 2032 WINTER SUMMER
Time Base: Seasonal/Annual | 2012-2013 | 2014-2017 | 2018-2022 | 2023-2027 | 2028-2035
Standard - [lb/MMBtu] | 0.165 | 0.165 | 0.165 | 0.165 | 0.165
-Emissions at Affected Plants [MTons] | 1.193 | 3.778 | 3.758 | 3.758 | 0.9367
-Less Allowances Purchased [MTons] NOX | 0 | 0 | 0 | 0 | 0
-Plus Allowances Sold [MTons] NOX | 0 | 0 | 0 | 0 | 0
-Plus Allowances Banked [MTons] | 0 | 0 | 0 | 0 | 0
-Less Allowances Withdrawn (1:1) [MTons] | 0 | 0 | 0 | 0 | 0
-Less Allowances Withdrawn (n:1) [MTons] | 0 | 0 | 0 | 0 | 0
Total [MTons] | 1.193 | 3.778 | 3.758 | 3.758 | 0.9367
TBtu Consumed | 14.46 | 45.79 | 45.55 | 45.55 | 11.35
Rate - [lb/MMBtu] | 0.165 | 0.165 | 0.165 | 0.165 | 0.165
TWh Generated | 1.258 | 3.986 | 2.87 | 2.87 | 0.7152
TWh Generated Qualifying | 1.258 | 3.986 | 2.87 | 2.87 | 0.7152
Rate - [lb/MWh] | 0 | 0 | 0 | 0 | 0
Constraint Shadow Price [US$/Ton] | 1534 | 1333 | 1532 | 2064 | 0
Constraint Name: Texas ECT SanMiguel - NOx Rate Annual v3.1 Constraint #: 477
Constraint Type: Rate Limit [lb/MMBtu]
Run Year, Seasons Included: 2012 WINTER SUMMER
Run Year, Seasons Included: 2015 WINTER SUMMER
Run Year, Seasons Included: 2020 WINTER SUMMER
Run Year, Seasons Included: 2025 WINTER SUMMER
Run Year, Seasons Included: 2032 WINTER SUMMER
Time Base: Seasonal/Annual | 2012-2013 | 2014-2017 | 2018-2022 | 2023-2027 | 2028-2035
Standard - [lb/MMBtu] | 0.165 | 0.165 | 0.165 | 0.165 | 0.165
-Emissions at Affected Plants [MTons] | 0.8448 | 2.803 | 2.803 | 2.649 | 0.8062
-Less Allowances Purchased [MTons] NOX | 0 | 0 | 0 | 0 | 0
-Plus Allowances Sold [MTons] NOX | 0 | 0 | 0 | 0 | 0
-Plus Allowances Banked [MTons] | 0 | 0 | 0 | 0 | 0
-Less Allowances Withdrawn (1:1) [MTons] | 0 | 0 | 0 | 0 | 0
-Less Allowances Withdrawn (n:1) [MTons] | 0 | 0 | 0 | 0 | 0
Total [MTons] | 0.8448 | 2.803 | 2.803 | 2.649 | 0.8062
TBtu Consumed | 10.24 | 33.98 | 33.98 | 32.1 | 9.772
Rate - [lb/MMBtu] | 0.165 | 0.165 | 0.165 | 0.165 | 0.165
TWh Generated | 0.8752 | 2.904 | 2.904 | 2.744 | 0.8352
TWh Generated Qualifying | 0.8752 | 2.904 | 2.904 | 2.744 | 0.8352
Rate - [lb/MWh] | 0 | 0 | 0 | 0 | 0
Constraint Shadow Price [US$/Ton] | 11820 | 13240 | 664.4 | 895 | 1311
Constraint Name: Texas ECT StrykerCreek - NOx Rate Annual v3.1 Constraint #: 478
Constraint Type: Rate Limit [lb/MMBtu]
Run Year, Seasons Included: 2012 WINTER SUMMER
Run Year, Seasons Included: 2015 WINTER SUMMER
Run Year, Seasons Included: 2020 WINTER SUMMER
Run Year, Seasons Included: 2025 WINTER SUMMER
Run Year, Seasons Included: 2032 WINTER SUMMER
Time Base: Seasonal/Annual | 2012-2013 | 2014-2017 | 2018-2022 | 2023-2027 | 2028-2035
Standard - [lb/MMBtu] | 0.14 | 0.14 | 0.14 | 0.14 | 0.14
-Emissions at Affected Plants [MTons] | 0 | 0 | 0 | 0 | 0
-Less Allowances Purchased [MTons] NOX | 0 | 0 | 0 | 0 | 0
-Plus Allowances Sold [MTons] NOX | 0 | 0 | 0 | 0 | 0
-Plus Allowances Banked [MTons] | 0 | 0 | 0 | 0 | 0
-Less Allowances Withdrawn (1:1) [MTons] | 0 | 0 | 0 | 0 | 0
-Less Allowances Withdrawn (n:1) [MTons] | 0 | 0 | 0 | 0 | 0
Total [MTons] | 0 | 0 | 0 | 0 | 0
TBtu Consumed | 0 | 0 | 0 | 0 | 0
Rate - [lb/MMBtu] | 0 | 0 | 0 | 0 | 0
TWh Generated | 0 | 0 | 0 | 0 | 0
TWh Generated Qualifying | 0 | 0 | 0 | 0 | 0
Rate - [lb/MWh] | 0 | 0 | 0 | 0 | 0
Constraint Shadow Price [US$/Ton] | 9335 | 11140 | 0 | 0 | 0
Constraint Name: Texas ECT TradingHouse - NOx Rate Annual v3.1 Constraint #: 479
Constraint Type: Rate Limit [lb/MMBtu]
Run Year, Seasons Included: 2012 WINTER SUMMER
Run Year, Seasons Included: 2015 WINTER SUMMER
Run Year, Seasons Included: 2020 WINTER SUMMER
Run Year, Seasons Included: 2025 WINTER SUMMER
Run Year, Seasons Included: 2032 WINTER SUMMER
Time Base: Seasonal/Annual | 2012-2013 | 2014-2017 | 2018-2022 | 2023-2027 | 2028-2035
Standard - [lb/MMBtu] | 0.14 | 0.14 | 0.14 | 0.14 | 0.14
-Emissions at Affected Plants [MTons] | 0 | 0 | 0 | 0 | 0
-Less Allowances Purchased [MTons] NOX | 0 | 0 | 0 | 0 | 0
-Plus Allowances Sold [MTons] NOX | 0 | 0 | 0 | 0 | 0
-Plus Allowances Banked [MTons] | 0 | 0 | 0 | 0 | 0
-Less Allowances Withdrawn (1:1) [MTons] | 0 | 0 | 0 | 0 | 0
-Less Allowances Withdrawn (n:1) [MTons] | 0 | 0 | 0 | 0 | 0
Total [MTons] | 0 | 0 | 0 | 0 | 0
TBtu Consumed | 0 | 0 | 0 | 0 | 0
Rate - [lb/MMBtu] | 0 | 0 | 0 | 0 | 0
TWh Generated | 0 | 0 | 0 | 0 | 0
TWh Generated Qualifying | 0 | 0 | 0 | 0 | 0
Rate - [lb/MWh] | 0 | 0 | 0 | 0 | 0
Constraint Shadow Price [US$/Ton] | 0 | 0 | 0 | 0 | 0
Constraint Name: Texas ECT Trinidad - NOx Rate Annual v3.1 Constraint #: 480
Constraint Type: Rate Limit [lb/MMBtu]
Run Year, Seasons Included: 2012 WINTER SUMMER
Run Year, Seasons Included: 2015 WINTER SUMMER
Run Year, Seasons Included: 2020 WINTER SUMMER
Run Year, Seasons Included: 2025 WINTER SUMMER
Run Year, Seasons Included: 2032 WINTER SUMMER
Time Base: Seasonal/Annual | 2012-2013 | 2014-2017 | 2018-2022 | 2023-2027 | 2028-2035
Standard - [lb/MMBtu] | 0.14 | 0.14 | 0.14 | 0.14 | 0.14
-Emissions at Affected Plants [MTons] | 0 | 0 | 0 | 0 | 0
-Less Allowances Purchased [MTons] NOX | 0 | 0 | 0 | 0 | 0
-Plus Allowances Sold [MTons] NOX | 0 | 0 | 0 | 0 | 0
-Plus Allowances Banked [MTons] | 0 | 0 | 0 | 0 | 0
-Less Allowances Withdrawn (1:1) [MTons] | 0 | 0 | 0 | 0 | 0
-Less Allowances Withdrawn (n:1) [MTons] | 0 | 0 | 0 | 0 | 0
Total [MTons] | 0 | 0 | 0 | 0 | 0
TBtu Consumed | 0 | 0 | 0 | 0 | 0
Rate - [lb/MMBtu] | 0 | 0 | 0 | 0 | 0
TWh Generated | 0 | 0 | 0 | 0 | 0
TWh Generated Qualifying | 0 | 0 | 0 | 0 | 0
Rate - [lb/MWh] | 0 | 0 | 0 | 0 | 0
Constraint Shadow Price [US$/Ton] | 11730 | 9783 | 0 | 0 | 0
Constraint Name: Texas ECT Valley - NOx Rate Annual v3.1 Constraint #: 481
Constraint Type: Rate Limit [lb/MMBtu]
Run Year, Seasons Included: 2012 WINTER SUMMER
Run Year, Seasons Included: 2015 WINTER SUMMER
Run Year, Seasons Included: 2020 WINTER SUMMER
Run Year, Seasons Included: 2025 WINTER SUMMER
Run Year, Seasons Included: 2032 WINTER SUMMER
Time Base: Seasonal/Annual | 2012-2013 | 2014-2017 | 2018-2022 | 2023-2027 | 2028-2035
Standard - [lb/MMBtu] | 0.14 | 0.14 | 0.14 | 0.14 | 0.14
-Emissions at Affected Plants [MTons] | 0 | 0 | 0 | 0 | 0
-Less Allowances Purchased [MTons] NOX | 0 | 0 | 0 | 0 | 0
-Plus Allowances Sold [MTons] NOX | 0 | 0 | 0 | 0 | 0
-Plus Allowances Banked [MTons] | 0 | 0 | 0 | 0 | 0
-Less Allowances Withdrawn (1:1) [MTons] | 0 | 0 | 0 | 0 | 0
-Less Allowances Withdrawn (n:1) [MTons] | 0 | 0 | 0 | 0 | 0
Total [MTons] | 0 | 0 | 0 | 0 | 0
TBtu Consumed | 0 | 0 | 0 | 0 | 0
Rate - [lb/MMBtu] | 0 | 0 | 0 | 0 | 0
TWh Generated | 0 | 0 | 0 | 0 | 0
TWh Generated Qualifying | 0 | 0 | 0 | 0 | 0
Rate - [lb/MWh] | 0 | 0 | 0 | 0 | 0
Constraint Shadow Price [US$/Ton] | 234300 | 279700 | 344900 | 331700 | 324100
Constraint Name: Texas ECT WB Tuttle - NOx Rate Annual v3.1 Constraint #: 482
Constraint Type: Rate Limit [lb/MMBtu]
Run Year, Seasons Included: 2012 WINTER SUMMER
Run Year, Seasons Included: 2015 WINTER SUMMER
Run Year, Seasons Included: 2020 WINTER SUMMER
Run Year, Seasons Included: 2025 WINTER SUMMER
Run Year, Seasons Included: 2032 WINTER SUMMER
Time Base: Seasonal/Annual | 2012-2013 | 2014-2017 | 2018-2022 | 2023-2027 | 2028-2035
Standard - [lb/MMBtu] | 0.14 | 0.14 | 0.14 | 0.14 | 0.14
-Emissions at Affected Plants [MTons] | 0 | 0 | 0 | 0 | 0
-Less Allowances Purchased [MTons] NOX | 0 | 0 | 0 | 0 | 0
-Plus Allowances Sold [MTons] NOX | 0 | 0 | 0 | 0 | 0
-Plus Allowances Banked [MTons] | 0 | 0 | 0 | 0 | 0
-Less Allowances Withdrawn (1:1) [MTons] | 0 | 0 | 0 | 0 | 0
-Less Allowances Withdrawn (n:1) [MTons] | 0 | 0 | 0 | 0 | 0
Total [MTons] | 0 | 0 | 0 | 0 | 0
TBtu Consumed | 0 | 0 | 0 | 0 | 0
Rate - [lb/MMBtu] | 0 | 0 | 0 | 0 | 0
TWh Generated | 0 | 0 | 0 | 0 | 0
TWh Generated Qualifying | 0 | 0 | 0 | 0 | 0
Rate - [lb/MWh] | 0 | 0 | 0 | 0 | 0
Constraint Shadow Price [US$/Ton] | 321000 | 383200 | 472800 | 454800 | 248500
Constraint Name: Texas ECT Welsh - NOx Rate Annual v3.1 Constraint #: 483
Constraint Type: Rate Limit [lb/MMBtu]
Run Year, Seasons Included: 2012 WINTER SUMMER
Run Year, Seasons Included: 2015 WINTER SUMMER
Run Year, Seasons Included: 2020 WINTER SUMMER
Run Year, Seasons Included: 2025 WINTER SUMMER
Run Year, Seasons Included: 2032 WINTER SUMMER
Time Base: Seasonal/Annual | 2012-2013 | 2014-2017 | 2018-2022 | 2023-2027 | 2028-2035
Standard - [lb/MMBtu] | 0.165 | 0.165 | 0.165 | 0.165 | 0.165
-Emissions at Affected Plants [MTons] | 10.07 | 10.07 | 10.05 | 8.782 | 8.782
-Less Allowances Purchased [MTons] NOX | 0 | 0 | 0 | 0 | 0
-Plus Allowances Sold [MTons] NOX | 0 | 0 | 0 | 0 | 0
-Plus Allowances Banked [MTons] | 0 | 0 | 0 | 0.03063 | 0
-Less Allowances Withdrawn (1:1) [MTons] | 0 | 0 | 0 | 0 | 0
-Less Allowances Withdrawn (n:1) [MTons] | 0 | 0 | 0 | 0 | 0
Total [MTons] | 10.07 | 10.07 | 10.05 | 8.812 | 8.782
TBtu Consumed | 122.1 | 122.1 | 122.3 | 106.8 | 106.8
Rate - [lb/MMBtu] | 0.165 | 0.165 | 0.1644 | 0.1644 | 0.1644
TWh Generated | 11.59 | 11.59 | 11.59 | 10.12 | 10.12
TWh Generated Qualifying | 11.59 | 11.59 | 11.59 | 10.12 | 10.12
Rate - [lb/MWh] | 0 | 0 | 0 | 0 | 0
Constraint Shadow Price [US$/Ton] | 15850 | 10150 | 0 | 0 | 0
Constraint Name: Texas ECT Wilkes - NOx Rate Annual v3.1 Constraint #: 484
Constraint Type: Rate Limit [lb/MMBtu]
Run Year, Seasons Included: 2012 WINTER SUMMER
Run Year, Seasons Included: 2015 WINTER SUMMER
Run Year, Seasons Included: 2020 WINTER SUMMER
Run Year, Seasons Included: 2025 WINTER SUMMER
Run Year, Seasons Included: 2032 WINTER SUMMER
Time Base: Seasonal/Annual | 2012-2013 | 2014-2017 | 2018-2022 | 2023-2027 | 2028-2035
Standard - [lb/MMBtu] | 0.14 | 0.14 | 0.14 | 0.14 | 0.14
-Emissions at Affected Plants [MTons] | 0 | 0 | 0 | 0 | 0
-Less Allowances Purchased [MTons] NOX | 0 | 0 | 0 | 0 | 0
-Plus Allowances Sold [MTons] NOX | 0 | 0 | 0 | 0 | 0
-Plus Allowances Banked [MTons] | 0 | 0 | 0 | 0 | 0
-Less Allowances Withdrawn (1:1) [MTons] | 0 | 0 | 0 | 0 | 0
-Less Allowances Withdrawn (n:1) [MTons] | 0 | 0 | 0 | 0 | 0
Total [MTons] | 0 | 0 | 0 | 0 | 0
TBtu Consumed | 0 | 0 | 0 | 0 | 0
Rate - [lb/MMBtu] | 0 | 0 | 0 | 0 | 0
TWh Generated | 0 | 0 | 0 | 0 | 0
TWh Generated Qualifying | 0 | 0 | 0 | 0 | 0
Rate - [lb/MWh] | 0 | 0 | 0 | 0 | 0
Constraint Shadow Price [US$/Ton] | 0 | 0 | 0 | 0 | 0
Constraint Name: Texas El Paso - NOX Cap Annual v3.1 Constraint #: 485
Constraint Type: Rate Cap [MTons]
Run Year, Seasons Included: 2012 WINTER SUMMER
Run Year, Seasons Included: 2015 WINTER SUMMER
Run Year, Seasons Included: 2020 WINTER SUMMER
Run Year, Seasons Included: 2025 WINTER SUMMER
Run Year, Seasons Included: 2032 WINTER SUMMER
Time Base: Seasonal/Annual | 2012-2013 | 2014-2017 | 2018-2022 | 2023-2027 | 2028-2035
Standard - [MTon] | 1.06 | 1.06 | 1.06 | 1.06 | 1.06
-Emissions at Affected Plants [MTons] | 0.038 | 0.038 | 0.038 | 0.038 | 0.038
-Less Allowances Purchased [MTons] NOX | 0 | 0 | 0 | 0 | 0
-Plus Allowances Sold [MTons] NOX | 0 | 0 | 0 | 0 | 0
-Plus Allowances Banked [MTons] | 0 | 1.022 | 1.022 | 1.022 | 0
-Less Allowances Withdrawn (1:1) [MTons] | 0 | 0 | 0 | 0 | 0
-Less Allowances Withdrawn (n:1) [MTons] | 0 | 0 | 0 | 0 | 0
Total [MTons] | 0.038 | 1.06 | 1.06 | 1.06 | 0.038
TBtu Consumed | 0.4042 | 0.4042 | 0.4042 | 0.4042 | 0.4042
Rate - [lb/MMBtu] | 0.188 | 0.188 | 0.188 | 0.188 | 0.188
TWh Generated | 0.03736 | 0.03736 | 0.03736 | 0.03736 | 0.03736
TWh Generated Qualifying | 0.03736 | 0.03736 | 0.03736 | 0.03736 | 0.03736
Rate - [lb/MWh] | 0 | 0 | 0 | 0 | 0
Constraint Shadow Price [US$/Ton] | 0 | 0 | 0 | 0 | 0
Constraint Name: Texas Houston - NOX Cap Annual v3.1 Constraint #: 486
Constraint Type: Rate Cap [MTons]
Run Year, Seasons Included: 2012 WINTER SUMMER
Run Year, Seasons Included: 2015 WINTER SUMMER
Run Year, Seasons Included: 2020 WINTER SUMMER
Run Year, Seasons Included: 2025 WINTER SUMMER
Run Year, Seasons Included: 2032 WINTER SUMMER
Time Base: Seasonal/Annual | 2012-2013 | 2014-2017 | 2018-2022 | 2023-2027 | 2028-2035
Standard - [MTon] | 8.46 | 8.46 | 8.46 | 8.46 | 8.46
-Emissions at Affected Plants [MTons] | 8.46 | 8.46 | 8.46 | 8.46 | 8.017
-Less Allowances Purchased [MTons] NOX | 0 | 0 | 0 | 0 | 0
-Plus Allowances Sold [MTons] NOX | 0 | 0 | 0 | 0 | 0
-Plus Allowances Banked [MTons] | 0 | 0 | 0 | 0 | 0
-Less Allowances Withdrawn (1:1) [MTons] | 0 | 0 | 0 | 0 | 0
-Less Allowances Withdrawn (n:1) [MTons] | 0 | 0 | 0 | 0 | 0
Total [MTons] | 8.46 | 8.46 | 8.46 | 8.46 | 8.017
TBtu Consumed | 336 | 343 | 337.4 | 364 | 347.6
Rate - [lb/MMBtu] | 0.05035 | 0.04933 | 0.05015 | 0.04648 | 0.04613
TWh Generated | 35.71 | 36.58 | 36.21 | 39.76 | 39.29
TWh Generated Qualifying | 35.71 | 36.58 | 36.21 | 39.76 | 39.29
Rate - [lb/MWh] | 0 | 0 | 0 | 0 | 0
Constraint Shadow Price [US$/Ton] | 6371 | 4899 | 3923 | 3515 | 0
Constraint Name: Texas West - NOX Cap Annual v3.1 Constraint #: 487
Constraint Type: Rate Cap [MTons]
Run Year, Seasons Included: 2012 WINTER SUMMER
Run Year, Seasons Included: 2015 WINTER SUMMER
Run Year, Seasons Included: 2020 WINTER SUMMER
Run Year, Seasons Included: 2025 WINTER SUMMER
Run Year, Seasons Included: 2032 WINTER SUMMER
Time Base: Seasonal/Annual | 2012-2013 | 2014-2017 | 2018-2022 | 2023-2027 | 2028-2035
Standard - [MTon] | 18.1 | 18.1 | 18.1 | 18.1 | 18.1
-Emissions at Affected Plants [MTons] | 2.292 | 2.12 | 1.928 | 2.12 | 0.6999
-Less Allowances Purchased [MTons] NOX | 0 | 0 | 0 | 0 | 0
-Plus Allowances Sold [MTons] NOX | 0 | 0 | 0 | 0 | 0
-Plus Allowances Banked [MTons] | 0 | 15.98 | 16.17 | 15.98 | 0
-Less Allowances Withdrawn (1:1) [MTons] | 0 | 0 | 0 | 0 | 0
-Less Allowances Withdrawn (n:1) [MTons] | 0 | 0 | 0 | 0 | 0
Total [MTons] | 2.292 | 18.1 | 18.1 | 18.1 | 0.6999
TBtu Consumed | 29.36 | 25.62 | 23.54 | 25.62 | 10.26
Rate - [lb/MMBtu] | 0.1561 | 0.1655 | 0.1638 | 0.1655 | 0.1364
TWh Generated | 2.633 | 2.272 | 2.09 | 2.272 | 0.9298
TWh Generated Qualifying | 2.633 | 2.272 | 2.09 | 2.272 | 0.9298
Rate - [lb/MWh] | 0 | 0 | 0 | 0 | 0
Constraint Shadow Price [US$/Ton] | 0 | 0 | 0 | 0 | 0
Constraint Name: Unit Comanche 1,2 - NOX Rate Annual v3.1 (DJO) Constraint #: 488
Constraint Type: Rate Limit [lb/MMBtu]
Run Year, Seasons Included: 2012 WINTER SUMMER
Run Year, Seasons Included: 2015 WINTER SUMMER
Run Year, Seasons Included: 2020 WINTER SUMMER
Run Year, Seasons Included: 2025 WINTER SUMMER
Run Year, Seasons Included: 2032 WINTER SUMMER
Time Base: Seasonal/Annual | 2012-2013 | 2014-2017 | 2018-2022 | 2023-2027 | 2028-2035
Standard - [lb/MMBtu] | 0.15 | 0.15 | 0.15 | 0.15 | 0.15
-Emissions at Affected Plants [MTons] | 2.131 | 2.131 | 1.992 | 1.858 | 1.858
-Less Allowances Purchased [MTons] NOX | 0 | 0 | 0 | 0 | 0
-Plus Allowances Sold [MTons] NOX | 0 | 0 | 0 | 0 | 0
-Plus Allowances Banked [MTons] | 0 | 0 | 0 | 0 | 0
-Less Allowances Withdrawn (1:1) [MTons] | 0 | 0 | 0 | 0 | 0
-Less Allowances Withdrawn (n:1) [MTons] | 0 | 0 | 0 | 0 | 0
Total [MTons] | 2.131 | 2.131 | 1.992 | 1.858 | 1.858
TBtu Consumed | 28.42 | 28.42 | 26.65 | 24.87 | 24.87
Rate - [lb/MMBtu] | 0.15 | 0.15 | 0.1494 | 0.1494 | 0.1494
TWh Generated | 2.719 | 2.719 | 2.545 | 2.375 | 2.375
TWh Generated Qualifying | 2.719 | 2.719 | 2.545 | 2.375 | 2.375
Rate - [lb/MWh] | 0 | 0 | 0 | 0 | 0
Constraint Shadow Price [US$/Ton] | 0 | 0 | 0 | 0 | 0
Constraint Name: Unit Comanche 1,2 - NOX Rate Annual v3.1 (DJP) Constraint #: 489
Constraint Type: Rate Limit [lb/MMBtu]
Run Year, Seasons Included: 2012 WINTER SUMMER
Run Year, Seasons Included: 2015 WINTER SUMMER
Run Year, Seasons Included: 2020 WINTER SUMMER
Run Year, Seasons Included: 2025 WINTER SUMMER
Run Year, Seasons Included: 2032 WINTER SUMMER
Time Base: Seasonal/Annual | 2012-2013 | 2014-2017 | 2018-2022 | 2023-2027 | 2028-2035
Standard - [lb/MMBtu] | 0.15 | 0.15 | 0.15 | 0.15 | 0.15
-Emissions at Affected Plants [MTons] | 2.077 | 2.081 | 1.882 | 1.882 | 1.882
-Less Allowances Purchased [MTons] NOX | 0 | 0 | 0 | 0 | 0
-Plus Allowances Sold [MTons] NOX | 0 | 0 | 0 | 0 | 0
-Plus Allowances Banked [MTons] | 0 | 0 | 0 | 0 | 0
-Less Allowances Withdrawn (1:1) [MTons] | 0 | 0 | 0 | 0 | 0
-Less Allowances Withdrawn (n:1) [MTons] | 0 | 0 | 0 | 0 | 0
Total [MTons] | 2.077 | 2.081 | 1.882 | 1.882 | 1.882
TBtu Consumed | 27.69 | 27.75 | 25.18 | 25.18 | 25.18
Rate - [lb/MMBtu] | 0.15 | 0.15 | 0.1494 | 0.1494 | 0.1494
TWh Generated | 2.645 | 2.651 | 2.401 | 2.401 | 2.401
TWh Generated Qualifying | 2.645 | 2.651 | 2.401 | 2.401 | 2.401
Rate - [lb/MWh] | 0 | 0 | 0 | 0 | 0
Constraint Shadow Price [US$/Ton] | 0 | 0 | 0 | 0 | 0
Constraint Name: Unit Comanche 1,2 - SO2 Rate Annual v3.1 (DJO) Constraint #: 490
Constraint Type: Rate Limit [lb/MMBtu]
Run Year, Seasons Included: 2012 WINTER SUMMER
Run Year, Seasons Included: 2015 WINTER SUMMER
Run Year, Seasons Included: 2020 WINTER SUMMER
Run Year, Seasons Included: 2025 WINTER SUMMER
Run Year, Seasons Included: 2032 WINTER SUMMER
Time Base: Seasonal/Annual | 2012-2013 | 2014-2017 | 2018-2022 | 2023-2027 | 2028-2035
Standard - [lb/MMBtu] | 0.1 | 0.1 | 0.1 | 0.1 | 0.1
-Emissions at Affected Plants [MTons] | 1.236 | 1.236 | 1.126 | 1.05 | 1.05
-Less Allowances Purchased [MTons] SO2 | 0 | 0 | 0 | 0 | 0
-Plus Allowances Sold [MTons] SO2 | 0 | 0 | 0 | 0 | 0
-Plus Allowances Banked [MTons] | 0 | 0 | 0 | 0 | 0
-Less Allowances Withdrawn (1:1) [MTons] | 0 | 0 | 0 | 0 | 0
-Less Allowances Withdrawn (n:1) [MTons] | 0 | 0 | 0 | 0 | 0
Total [MTons] | 1.236 | 1.236 | 1.126 | 1.05 | 1.05
TBtu Consumed | 28.42 | 28.42 | 26.65 | 24.87 | 24.87
Rate - [lb/MMBtu] | 0.087 | 0.087 | 0.08446 | 0.08446 | 0.08446
TWh Generated | 2.719 | 2.719 | 2.545 | 2.375 | 2.375
TWh Generated Qualifying | 2.719 | 2.719 | 2.545 | 2.375 | 2.375
Rate - [lb/MWh] | 0 | 0 | 0 | 0 | 0
Constraint Shadow Price [US$/Ton] | 0 | 0 | 0 | 0 | 0
Constraint Name: Unit Comanche 1,2 - SO2 Rate Annual v3.1 (DJP) Constraint #: 491
Constraint Type: Rate Limit [lb/MMBtu]
Run Year, Seasons Included: 2012 WINTER SUMMER
Run Year, Seasons Included: 2015 WINTER SUMMER
Run Year, Seasons Included: 2020 WINTER SUMMER
Run Year, Seasons Included: 2025 WINTER SUMMER
Run Year, Seasons Included: 2032 WINTER SUMMER
Time Base: Seasonal/Annual | 2012-2013 | 2014-2017 | 2018-2022 | 2023-2027 | 2028-2035
Standard - [lb/MMBtu] | 0.1 | 0.1 | 0.1 | 0.1 | 0.1
-Emissions at Affected Plants [MTons] | 1.205 | 1.207 | 1.063 | 1.063 | 1.063
-Less Allowances Purchased [MTons] SO2 | 0 | 0 | 0 | 0 | 0
-Plus Allowances Sold [MTons] SO2 | 0 | 0 | 0 | 0 | 0
-Plus Allowances Banked [MTons] | 0 | 0 | 0 | 0 | 0
-Less Allowances Withdrawn (1:1) [MTons] | 0 | 0 | 0 | 0 | 0
-Less Allowances Withdrawn (n:1) [MTons] | 0 | 0 | 0 | 0 | 0
Total [MTons] | 1.205 | 1.207 | 1.063 | 1.063 | 1.063
TBtu Consumed | 27.69 | 27.75 | 25.18 | 25.18 | 25.18
Rate - [lb/MMBtu] | 0.087 | 0.087 | 0.08446 | 0.08446 | 0.08446
TWh Generated | 2.645 | 2.651 | 2.401 | 2.401 | 2.401
TWh Generated Qualifying | 2.645 | 2.651 | 2.401 | 2.401 | 2.401
Rate - [lb/MWh] | 0 | 0 | 0 | 0 | 0
Constraint Shadow Price [US$/Ton] | 0 | 0 | 0 | 0 | 0
Constraint Name: Unit Comanche 3 - NOX Rate Annual v3.1 Constraint #: 492
Constraint Type: Rate Limit [lb/MMBtu]
Run Year, Seasons Included: 2012 WINTER SUMMER
Run Year, Seasons Included: 2015 WINTER SUMMER
Run Year, Seasons Included: 2020 WINTER SUMMER
Run Year, Seasons Included: 2025 WINTER SUMMER
Run Year, Seasons Included: 2032 WINTER SUMMER
Time Base: Seasonal/Annual | 2012-2013 | 2014-2017 | 2018-2022 | 2023-2027 | 2028-2035
Standard - [lb/MMBtu] | 0.08 | 0.08 | 0.08 | 0.08 | 0.08
-Emissions at Affected Plants [MTons] | 1.456 | 1.458 | 1.456 | 1.456 | 1.456
-Less Allowances Purchased [MTons] NOX | 0 | 0 | 0 | 0 | 0
-Plus Allowances Sold [MTons] NOX | 0 | 0 | 0 | 0 | 0
-Plus Allowances Banked [MTons] | 0 | 0 | 0 | 0 | 0
-Less Allowances Withdrawn (1:1) [MTons] | 0 | 0 | 0 | 0 | 0
-Less Allowances Withdrawn (n:1) [MTons] | 0 | 0 | 0 | 0 | 0
Total [MTons] | 1.456 | 1.458 | 1.456 | 1.456 | 1.456
TBtu Consumed | 48.7 | 48.61 | 48.7 | 48.7 | 48.7
Rate - [lb/MMBtu] | 0.05978 | 0.06 | 0.05978 | 0.05978 | 0.05978
TWh Generated | 5.547 | 5.547 | 5.547 | 5.547 | 5.547
TWh Generated Qualifying | 5.547 | 5.547 | 5.547 | 5.547 | 5.547
Rate - [lb/MWh] | 0 | 0 | 0 | 0 | 0
Constraint Shadow Price [US$/Ton] | 0 | 0 | 0 | 0 | 0
Constraint Name: Unit Comanche 3 - SO2 Rate Annual v3.1 Constraint #: 493
Constraint Type: Rate Limit [lb/MMBtu]
Run Year, Seasons Included: 2012 WINTER SUMMER
Run Year, Seasons Included: 2015 WINTER SUMMER
Run Year, Seasons Included: 2020 WINTER SUMMER
Run Year, Seasons Included: 2025 WINTER SUMMER
Run Year, Seasons Included: 2032 WINTER SUMMER
Time Base: Seasonal/Annual | 2012-2013 | 2014-2017 | 2018-2022 | 2023-2027 | 2028-2035
Standard - [lb/MMBtu] | 0.1 | 0.1 | 0.1 | 0.1 | 0.1
-Emissions at Affected Plants [MTons] | 2.435 | 2.43 | 2.435 | 2.435 | 2.435
-Less Allowances Purchased [MTons] SO2 | 0 | 0 | 0 | 0 | 0
-Plus Allowances Sold [MTons] SO2 | 0 | 0 | 0 | 0 | 0
-Plus Allowances Banked [MTons] | 0 | 0 | 0 | 0 | 0
-Less Allowances Withdrawn (1:1) [MTons] | 0 | 0 | 0 | 0 | 0
-Less Allowances Withdrawn (n:1) [MTons] | 0 | 0 | 0 | 0 | 0
Total [MTons] | 2.435 | 2.43 | 2.435 | 2.435 | 2.435
TBtu Consumed | 48.7 | 48.61 | 48.7 | 48.7 | 48.7
Rate - [lb/MMBtu] | 0.1 | 0.1 | 0.1 | 0.1 | 0.1
TWh Generated | 5.547 | 5.547 | 5.547 | 5.547 | 5.547
TWh Generated Qualifying | 5.547 | 5.547 | 5.547 | 5.547 | 5.547
Rate - [lb/MWh] | 0 | 0 | 0 | 0 | 0
Constraint Shadow Price [US$/Ton] | 1215 | 665.4 | 805.1 | 952.2 | 538.2
Constraint Name: Unit San Juan 1-4 - NOX Rate Annual v3.1 (DJD) Constraint #: 494
Constraint Type: Rate Limit [lb/MMBtu]
Run Year, Seasons Included: 2012 WINTER SUMMER
Run Year, Seasons Included: 2015 WINTER SUMMER
Run Year, Seasons Included: 2020 WINTER SUMMER
Run Year, Seasons Included: 2025 WINTER SUMMER
Run Year, Seasons Included: 2032 WINTER SUMMER
Time Base: Seasonal/Annual | 2012-2013 | 2014-2017 | 2018-2022 | 2023-2027 | 2028-2035
Standard - [lb/MMBtu] | 0.3 | 0.3 | 0.3 | 0.3 | 0.3
-Emissions at Affected Plants [MTons] | 0.7062 | 0.7062 | 0.7062 | 0.5701 | 0.2225
-Less Allowances Purchased [MTons] NOX | 0 | 0 | 0 | 0 | 0
-Plus Allowances Sold [MTons] NOX | 0 | 0 | 0 | 0 | 0
-Plus Allowances Banked [MTons] | 0 | 0 | 0 | 0 | 0
-Less Allowances Withdrawn (1:1) [MTons] | 0 | 0 | 0 | 0 | 0
-Less Allowances Withdrawn (n:1) [MTons] | 0 | 0 | 0 | 0 | 0
Total [MTons] | 0.7062 | 0.7062 | 0.7062 | 0.5701 | 0.2225
TBtu Consumed | 23.62 | 23.62 | 23.62 | 19.07 | 7.44
Rate - [lb/MMBtu] | 0.0598 | 0.0598 | 0.0598 | 0.0598 | 0.0598
TWh Generated | 2.39 | 2.39 | 2.39 | 1.929 | 0.7527
TWh Generated Qualifying | 2.39 | 2.39 | 2.39 | 1.929 | 0.7527
Rate - [lb/MWh] | 0 | 0 | 0 | 0 | 0
Constraint Shadow Price [US$/Ton] | 0 | 0 | 0 | 0 | 0
Constraint Name: Unit San Juan 1-4 - NOX Rate Annual v3.1 (DJE) Constraint #: 495
Constraint Type: Rate Limit [lb/MMBtu]
Run Year, Seasons Included: 2012 WINTER SUMMER
Run Year, Seasons Included: 2015 WINTER SUMMER
Run Year, Seasons Included: 2020 WINTER SUMMER
Run Year, Seasons Included: 2025 WINTER SUMMER
Run Year, Seasons Included: 2032 WINTER SUMMER
Time Base: Seasonal/Annual | 2012-2013 | 2014-2017 | 2018-2022 | 2023-2027 | 2028-2035
Standard - [lb/MMBtu] | 0.3 | 0.3 | 0.3 | 0.3 | 0.3
-Emissions at Affected Plants [MTons] | 1.09 | 1.09 | 1.09 | 0.7868 | 0.2718
-Less Allowances Purchased [MTons] NOX | 0 | 0 | 0 | 0 | 0
-Plus Allowances Sold [MTons] NOX | 0 | 0 | 0 | 0 | 0
-Plus Allowances Banked [MTons] | 0 | 0 | 0 | 0 | 0
-Less Allowances Withdrawn (1:1) [MTons] | 0 | 0 | 0 | 0 | 0
-Less Allowances Withdrawn (n:1) [MTons] | 0 | 0 | 0 | 0 | 0
Total [MTons] | 1.09 | 1.09 | 1.09 | 0.7868 | 0.2718
TBtu Consumed | 36.47 | 36.47 | 36.47 | 26.31 | 9.089
Rate - [lb/MMBtu] | 0.0598 | 0.0598 | 0.0598 | 0.0598 | 0.0598
TWh Generated | 3.623 | 3.623 | 3.623 | 2.615 | 0.9031
TWh Generated Qualifying | 3.623 | 3.623 | 3.623 | 2.615 | 0.9031
Rate - [lb/MWh] | 0 | 0 | 0 | 0 | 0
Constraint Shadow Price [US$/Ton] | 0 | 0 | 0 | 0 | 0
Constraint Name: Unit San Juan 1-4 - NOX Rate Annual v3.1 (DJF) Constraint #: 496
Constraint Type: Rate Limit [lb/MMBtu]
Run Year, Seasons Included: 2012 WINTER SUMMER
Run Year, Seasons Included: 2015 WINTER SUMMER
Run Year, Seasons Included: 2020 WINTER SUMMER
Run Year, Seasons Included: 2025 WINTER SUMMER
Run Year, Seasons Included: 2032 WINTER SUMMER
Time Base: Seasonal/Annual | 2012-2013 | 2014-2017 | 2018-2022 | 2023-2027 | 2028-2035
Standard - [lb/MMBtu] | 0.3 | 0.3 | 0.3 | 0.3 | 0.3
-Emissions at Affected Plants [MTons] | 1.043 | 1.043 | 1.043 | 0.9108 | 0.7524
-Less Allowances Purchased [MTons] NOX | 0 | 0 | 0 | 0 | 0
-Plus Allowances Sold [MTons] NOX | 0 | 0 | 0 | 0 | 0
-Plus Allowances Banked [MTons] | 0 | 0 | 0 | 0 | 0
-Less Allowances Withdrawn (1:1) [MTons] | 0 | 0 | 0 | 0 | 0
-Less Allowances Withdrawn (n:1) [MTons] | 0 | 0 | 0 | 0 | 0
Total [MTons] | 1.043 | 1.043 | 1.043 | 0.9108 | 0.7524
TBtu Consumed | 34.87 | 34.87 | 34.87 | 30.46 | 25.16
Rate - [lb/MMBtu] | 0.0598 | 0.0598 | 0.0598 | 0.0598 | 0.0598
TWh Generated | 3.702 | 3.702 | 3.702 | 3.233 | 2.671
TWh Generated Qualifying | 3.702 | 3.702 | 3.702 | 3.233 | 2.671
Rate - [lb/MWh] | 0 | 0 | 0 | 0 | 0
Constraint Shadow Price [US$/Ton] | 0 | 0 | 0 | 0 | 0
Constraint Name: Unit San Juan 1-4 - NOX Rate Annual v3.1 (DJG) Constraint #: 497
Constraint Type: Rate Limit [lb/MMBtu]
Run Year, Seasons Included: 2012 WINTER SUMMER
Run Year, Seasons Included: 2015 WINTER SUMMER
Run Year, Seasons Included: 2020 WINTER SUMMER
Run Year, Seasons Included: 2025 WINTER SUMMER
Run Year, Seasons Included: 2032 WINTER SUMMER
Time Base: Seasonal/Annual | 2012-2013 | 2014-2017 | 2018-2022 | 2023-2027 | 2028-2035
Standard - [lb/MMBtu] | 0.3 | 0.3 | 0.3 | 0.3 | 0.3
-Emissions at Affected Plants [MTons] | 0.7131 | 0.7131 | 0.7131 | 0.5146 | 0.1773
-Less Allowances Purchased [MTons] NOX | 0 | 0 | 0 | 0 | 0
-Plus Allowances Sold [MTons] NOX | 0 | 0 | 0 | 0 | 0
-Plus Allowances Banked [MTons] | 0 | 0 | 0 | 0 | 0
-Less Allowances Withdrawn (1:1) [MTons] | 0 | 0 | 0 | 0 | 0
-Less Allowances Withdrawn (n:1) [MTons] | 0 | 0 | 0 | 0 | 0
Total [MTons] | 0.7131 | 0.7131 | 0.7131 | 0.5146 | 0.1773
TBtu Consumed | 23.85 | 23.85 | 23.85 | 17.21 | 5.931
Rate - [lb/MMBtu] | 0.0598 | 0.0598 | 0.0598 | 0.0598 | 0.0598
TWh Generated | 2.375 | 2.375 | 2.375 | 1.714 | 0.5908
TWh Generated Qualifying | 2.375 | 2.375 | 2.375 | 1.714 | 0.5908
Rate - [lb/MWh] | 0 | 0 | 0 | 0 | 0
Constraint Shadow Price [US$/Ton] | 0 | 0 | 0 | 0 | 0
Constraint Name: Unit San Juan 1-4 - SO2 Rate Annual v3.1 (DJD) Constraint #: 498
Constraint Type: Rate Limit [lb/MMBtu]
Run Year, Seasons Included: 2012 WINTER SUMMER
Run Year, Seasons Included: 2015 WINTER SUMMER
Run Year, Seasons Included: 2020 WINTER SUMMER
Run Year, Seasons Included: 2025 WINTER SUMMER
Run Year, Seasons Included: 2032 WINTER SUMMER
Time Base: Seasonal/Annual | 2012-2013 | 2014-2017 | 2018-2022 | 2023-2027 | 2028-2035
Standard - [lb/MMBtu] | 0.25 | 0.25 | 0.25 | 0.25 | 0.25
-Emissions at Affected Plants [MTons] | 1.079 | 1.079 | 1.079 | 0.871 | 0.3399
-Less Allowances Purchased [MTons] SO2 | 0 | 0 | 0 | 0 | 0
-Plus Allowances Sold [MTons] SO2 | 0 | 0 | 0 | 0 | 0
-Plus Allowances Banked [MTons] | 0 | 0 | 0 | 0 | 0
-Less Allowances Withdrawn (1:1) [MTons] | 0 | 0 | 0 | 0 | 0
-Less Allowances Withdrawn (n:1) [MTons] | 0 | 0 | 0 | 0 | 0
Total [MTons] | 1.079 | 1.079 | 1.079 | 0.871 | 0.3399
TBtu Consumed | 23.62 | 23.62 | 23.62 | 19.07 | 7.44
Rate - [lb/MMBtu] | 0.09137 | 0.09137 | 0.09137 | 0.09137 | 0.09137
TWh Generated | 2.39 | 2.39 | 2.39 | 1.929 | 0.7527
TWh Generated Qualifying | 2.39 | 2.39 | 2.39 | 1.929 | 0.7527
Rate - [lb/MWh] | 0 | 0 | 0 | 0 | 0
Constraint Shadow Price [US$/Ton] | 0 | 0 | 0 | 0 | 0
Constraint Name: Unit San Juan 1-4 - SO2 Rate Annual v3.1 (DJE) Constraint #: 499
Constraint Type: Rate Limit [lb/MMBtu]
Run Year, Seasons Included: 2012 WINTER SUMMER
Run Year, Seasons Included: 2015 WINTER SUMMER
Run Year, Seasons Included: 2020 WINTER SUMMER
Run Year, Seasons Included: 2025 WINTER SUMMER
Run Year, Seasons Included: 2032 WINTER SUMMER
Time Base: Seasonal/Annual | 2012-2013 | 2014-2017 | 2018-2022 | 2023-2027 | 2028-2035
Standard - [lb/MMBtu] | 0.25 | 0.25 | 0.25 | 0.25 | 0.25
-Emissions at Affected Plants [MTons] | 1.666 | 1.666 | 1.666 | 1.202 | 0.4153
-Less Allowances Purchased [MTons] SO2 | 0 | 0 | 0 | 0 | 0
-Plus Allowances Sold [MTons] SO2 | 0 | 0 | 0 | 0 | 0
-Plus Allowances Banked [MTons] | 0 | 0 | 0 | 0 | 0
-Less Allowances Withdrawn (1:1) [MTons] | 0 | 0 | 0 | 0 | 0
-Less Allowances Withdrawn (n:1) [MTons] | 0 | 0 | 0 | 0 | 0
Total [MTons] | 1.666 | 1.666 | 1.666 | 1.202 | 0.4153
TBtu Consumed | 36.47 | 36.47 | 36.47 | 26.31 | 9.089
Rate - [lb/MMBtu] | 0.09137 | 0.09137 | 0.09137 | 0.09137 | 0.09137
TWh Generated | 3.623 | 3.623 | 3.623 | 2.615 | 0.9031
TWh Generated Qualifying | 3.623 | 3.623 | 3.623 | 2.615 | 0.9031
Rate - [lb/MWh] | 0 | 0 | 0 | 0 | 0
Constraint Shadow Price [US$/Ton] | 0 | 0 | 0 | 0 | 0
Constraint Name: Unit San Juan 1-4 - SO2 Rate Annual v3.1 (DJF) Constraint #: 500
Constraint Type: Rate Limit [lb/MMBtu]
Run Year, Seasons Included: 2012 WINTER SUMMER
Run Year, Seasons Included: 2015 WINTER SUMMER
Run Year, Seasons Included: 2020 WINTER SUMMER
Run Year, Seasons Included: 2025 WINTER SUMMER
Run Year, Seasons Included: 2032 WINTER SUMMER
Time Base: Seasonal/Annual | 2012-2013 | 2014-2017 | 2018-2022 | 2023-2027 | 2028-2035
Standard - [lb/MMBtu] | 0.25 | 0.25 | 0.25 | 0.25 | 0.25
-Emissions at Affected Plants [MTons] | 1.593 | 1.593 | 1.593 | 1.392 | 1.15
-Less Allowances Purchased [MTons] SO2 | 0 | 0 | 0 | 0 | 0
-Plus Allowances Sold [MTons] SO2 | 0 | 0 | 0 | 0 | 0
-Plus Allowances Banked [MTons] | 0 | 0 | 0 | 0 | 0
-Less Allowances Withdrawn (1:1) [MTons] | 0 | 0 | 0 | 0 | 0
-Less Allowances Withdrawn (n:1) [MTons] | 0 | 0 | 0 | 0 | 0
Total [MTons] | 1.593 | 1.593 | 1.593 | 1.392 | 1.15
TBtu Consumed | 34.87 | 34.87 | 34.87 | 30.46 | 25.16
Rate - [lb/MMBtu] | 0.09137 | 0.09137 | 0.09137 | 0.09137 | 0.09137
TWh Generated | 3.702 | 3.702 | 3.702 | 3.233 | 2.671
TWh Generated Qualifying | 3.702 | 3.702 | 3.702 | 3.233 | 2.671
Rate - [lb/MWh] | 0 | 0 | 0 | 0 | 0
Constraint Shadow Price [US$/Ton] | 0 | 0 | 0 | 0 | 0
Constraint Name: Unit San Juan 1-4 - SO2 Rate Annual v3.1 (DJG) Constraint #: 501
Constraint Type: Rate Limit [lb/MMBtu]
Run Year, Seasons Included: 2012 WINTER SUMMER
Run Year, Seasons Included: 2015 WINTER SUMMER
Run Year, Seasons Included: 2020 WINTER SUMMER
Run Year, Seasons Included: 2025 WINTER SUMMER
Run Year, Seasons Included: 2032 WINTER SUMMER
Time Base: Seasonal/Annual | 2012-2013 | 2014-2017 | 2018-2022 | 2023-2027 | 2028-2035
Standard - [lb/MMBtu] | 0.25 | 0.25 | 0.25 | 0.25 | 0.25
-Emissions at Affected Plants [MTons] | 1.09 | 1.09 | 1.09 | 0.7863 | 0.271
-Less Allowances Purchased [MTons] SO2 | 0 | 0 | 0 | 0 | 0
-Plus Allowances Sold [MTons] SO2 | 0 | 0 | 0 | 0 | 0
-Plus Allowances Banked [MTons] | 0 | 0 | 0 | 0 | 0
-Less Allowances Withdrawn (1:1) [MTons] | 0 | 0 | 0 | 0 | 0
-Less Allowances Withdrawn (n:1) [MTons] | 0 | 0 | 0 | 0 | 0
Total [MTons] | 1.09 | 1.09 | 1.09 | 0.7863 | 0.271
TBtu Consumed | 23.85 | 23.85 | 23.85 | 17.21 | 5.931
Rate - [lb/MMBtu] | 0.09137 | 0.09137 | 0.09137 | 0.09137 | 0.09137
TWh Generated | 2.375 | 2.375 | 2.375 | 1.714 | 0.5908
TWh Generated Qualifying | 2.375 | 2.375 | 2.375 | 1.714 | 0.5908
Rate - [lb/MWh] | 0 | 0 | 0 | 0 | 0
Constraint Shadow Price [US$/Ton] | 0 | 0 | 0 | 0 | 0
Constraint Name: Unit Westover 8 - NOX Rate Annual v3.1 Constraint #: 502
Constraint Type: Rate Limit [lb/MMBtu]
Run Year, Seasons Included: 2012 WINTER SUMMER
Run Year, Seasons Included: 2015 WINTER SUMMER
Run Year, Seasons Included: 2020 WINTER SUMMER
Run Year, Seasons Included: 2025 WINTER SUMMER
Run Year, Seasons Included: 2032 WINTER SUMMER
Time Base: Seasonal/Annual | 2012-2013 | 2014-2017 | 2018-2022 | 2023-2027 | 2028-2035
Standard - [lb/MMBtu] | 0.15 | 0.15 | 0.15 | 0.15 | 0.15
-Emissions at Affected Plants [MTons] | 0.207 | 0.207 | 0.207 | 0.207 | 0.1663
-Less Allowances Purchased [MTons] NOX | 0 | 0 | 0 | 0 | 0
-Plus Allowances Sold [MTons] NOX | 0 | 0 | 0 | 0 | 0
-Plus Allowances Banked [MTons] | 0 | 0 | 0 | 0 | 0
-Less Allowances Withdrawn (1:1) [MTons] | 0 | 0 | 0 | 0 | 0
-Less Allowances Withdrawn (n:1) [MTons] | 0 | 0 | 0 | 0 | 0
Total [MTons] | 0.207 | 0.207 | 0.207 | 0.207 | 0.1663
TBtu Consumed | 6.901 | 6.901 | 6.901 | 6.901 | 5.605
Rate - [lb/MMBtu] | 0.06 | 0.06 | 0.06 | 0.06 | 0.05934
TWh Generated | 0.6274 | 0.6274 | 0.6274 | 0.6274 | 0.5067
TWh Generated Qualifying | 0.6274 | 0.6274 | 0.6274 | 0.6274 | 0.5067
Rate - [lb/MWh] | 0 | 0 | 0 | 0 | 0
Constraint Shadow Price [US$/Ton] | 0 | 0 | 0 | 0 | 0
Constraint Name: Unit Westover 8 - SO2 Rate Annual v3.1 Constraint #: 503
Constraint Type: Rate Limit [lb/MMBtu]
Run Year, Seasons Included: 2012 WINTER SUMMER
Run Year, Seasons Included: 2015 WINTER SUMMER
Run Year, Seasons Included: 2020 WINTER SUMMER
Run Year, Seasons Included: 2025 WINTER SUMMER
Run Year, Seasons Included: 2032 WINTER SUMMER
Time Base: Seasonal/Annual | 2012-2013 | 2014-2017 | 2018-2022 | 2023-2027 | 2028-2035
Standard - [lb/MMBtu] | 0.34 | 0.34 | 0.34 | 0.34 | 0.34
-Emissions at Affected Plants [MTons] | 0.3968 | 0.3968 | 0.3968 | 0.3968 | 0.2911
-Less Allowances Purchased [MTons] SO2 | 0 | 0 | 0 | 0 | 0
-Plus Allowances Sold [MTons] SO2 | 0 | 0 | 0 | 0 | 0
-Plus Allowances Banked [MTons] | 0 | 0 | 0 | 0 | 0
-Less Allowances Withdrawn (1:1) [MTons] | 0 | 0 | 0 | 0 | 0
-Less Allowances Withdrawn (n:1) [MTons] | 0 | 0 | 0 | 0 | 0
Total [MTons] | 0.3968 | 0.3968 | 0.3968 | 0.3968 | 0.2911
TBtu Consumed | 6.901 | 6.901 | 6.901 | 6.901 | 5.605
Rate - [lb/MMBtu] | 0.115 | 0.115 | 0.115 | 0.115 | 0.1039
TWh Generated | 0.6274 | 0.6274 | 0.6274 | 0.6274 | 0.5067
TWh Generated Qualifying | 0.6274 | 0.6274 | 0.6274 | 0.6274 | 0.5067
Rate - [lb/MWh] | 0 | 0 | 0 | 0 | 0
Constraint Shadow Price [US$/Ton] | 0 | 0 | 0 | 0 | 0
Constraint Name: WI AlliantEnergy - MER Cap Annual v3.1 Constraint #: 504
Constraint Type: Rate Cap [MTons]
Run Year, Seasons Included: 2012 WINTER SUMMER
Run Year, Seasons Included: 2015 WINTER SUMMER
Run Year, Seasons Included: 2020 WINTER SUMMER
Run Year, Seasons Included: 2025 WINTER SUMMER
Run Year, Seasons Included: 2032 WINTER SUMMER
Time Base: Seasonal/Annual | 2012-2013 | 2014-2017 | 2018-2022 | 2023-2027 | 2028-2035
Standard - [Lb] | 275.2 | 275.2 | 275.2 | 275.2 | 275.2
-Emissions at Affected Plants [Lb] | 275.2 | 275.2 | 275.2 | 275.2 | 275.2
-Less Allowances Purchased [Lb] MER | 0 | 0 | 0 | 0 | 0
-Plus Allowances Sold [Lb] MER | 0 | 0 | 0 | 0 | 0
-Plus Allowances Banked [Lb] | 0 | 0 | 0 | 0 | 0
-Less Allowances Withdrawn (1:1) [Lb] | 0 | 0 | 0 | 0 | 0
-Less Allowances Withdrawn (n:1) [Lb] | 0 | 0 | 0 | 0 | 0
Total [Lb] | 275.2 | 275.2 | 275.2 | 275.2 | 275.2
TBtu Consumed | 59.91 | 66.59 | 68.61 | 64.36 | 67.29
Rate - [lb/MMBtu] | 4.594e-06 | 4.133e-06 | 4.011e-06 | 4.276e-06 | 4.09e-06
TWh Generated | 5.76 | 6.442 | 6.63 | 6.213 | 6.511
TWh Generated Qualifying | 5.76 | 6.442 | 6.63 | 6.213 | 6.511
Rate - [lb/MWh] | 0 | 0 | 0 | 0 | 0
Constraint Shadow Price [US$/Lb] | 22030 | 21740 | 42060 | 7891 | 8137
Constraint Name: WI CC NGas NOx Annual Rate v3.1 Constraint #: 505
Constraint Type: Rate Limit [lb/MMBtu]
Run Year, Seasons Included: 2012 WINTER SUMMER
Run Year, Seasons Included: 2015 WINTER SUMMER
Run Year, Seasons Included: 2020 WINTER SUMMER
Run Year, Seasons Included: 2025 WINTER SUMMER
Run Year, Seasons Included: 2032 WINTER SUMMER
Time Base: Seasonal/Annual | 2012-2013 | 2014-2017 | 2018-2022 | 2023-2027 | 2028-2035
Standard - [lb/MMBtu] | 0.04 | 0.04 | 0.04 | 0.04 | 0.04
-Emissions at Affected Plants [MTons] | 0 | 0.03149 | 0.0357 | 0.04833 | 0.07701
-Less Allowances Purchased [MTons] NOX | 0 | 0 | 0 | 0 | 0
-Plus Allowances Sold [MTons] NOX | 0 | 0 | 0 | 0 | 0
-Plus Allowances Banked [MTons] | 0 | 0 | 0 | 0 | 0
-Less Allowances Withdrawn (1:1) [MTons] | 0 | 0 | 0 | 0 | 0
-Less Allowances Withdrawn (n:1) [MTons] | 0 | 0 | 0 | 0 | 0
Total [MTons] | 0 | 0.03149 | 0.0357 | 0.04833 | 0.07701
TBtu Consumed | 0 | 3.704 | 4.201 | 5.686 | 9.06
Rate - [lb/MMBtu] | 0 | 0.017 | 0.017 | 0.017 | 0.017
TWh Generated | 0 | 0.5092 | 0.5775 | 0.7817 | 1.246
TWh Generated Qualifying | 0 | 0.5092 | 0.5775 | 0.7817 | 1.246
Rate - [lb/MWh] | 0 | 0 | 0 | 0 | 0
Constraint Shadow Price [US$/Ton] | 0 | 0 | 0 | 0 | 0
Constraint Name: WI CoalUnits1 NOx Annual Rate v3.1 Constraint #: 506
Constraint Type: Rate Limit [lb/MMBtu]
Run Year, Seasons Included: 2012 WINTER SUMMER
Run Year, Seasons Included: 2015 WINTER SUMMER
Run Year, Seasons Included: 2020 WINTER SUMMER
Run Year, Seasons Included: 2025 WINTER SUMMER
Run Year, Seasons Included: 2032 WINTER SUMMER
Time Base: Seasonal/Annual | 2012-2013 | 2014-2017 | 2018-2022 | 2023-2027 | 2028-2035
Standard - [lb/MMBtu] | 0.15 | 0.1 | 0.1 | 0.1 | 0.1
-Emissions at Affected Plants [MTons] | 12.18 | 8.255 | 8.39 | 8.009 | 8.46
-Less Allowances Purchased [MTons] NOX | 0 | 0 | 0 | 0 | 0
-Plus Allowances Sold [MTons] NOX | 0 | 0 | 0 | 0 | 0
-Plus Allowances Banked [MTons] | 0 | 0 | 0 | 0 | 0
-Less Allowances Withdrawn (1:1) [MTons] | 0 | 0 | 0 | 0 | 0
-Less Allowances Withdrawn (n:1) [MTons] | 0 | 0 | 0 | 0 | 0
Total [MTons] | 12.18 | 8.255 | 8.39 | 8.009 | 8.46
TBtu Consumed | 245.8 | 184.6 | 189.1 | 183.8 | 190.2
Rate - [lb/MMBtu] | 0.09911 | 0.08944 | 0.08872 | 0.08717 | 0.08898
TWh Generated | 24.73 | 18.8 | 19.31 | 18.75 | 19.42
TWh Generated Qualifying | 24.73 | 18.8 | 19.31 | 18.75 | 19.42
Rate - [lb/MWh] | 0 | 0 | 0 | 0 | 0
Constraint Shadow Price [US$/Ton] | 0 | 0 | 0 | 0 | 0
Constraint Name: WI CT DFO NOx Annual Rate v3.1 Constraint #: 507
Constraint Type: Rate Limit [lb/MMBtu]
Run Year, Seasons Included: 2012 WINTER SUMMER
Run Year, Seasons Included: 2015 WINTER SUMMER
Run Year, Seasons Included: 2020 WINTER SUMMER
Run Year, Seasons Included: 2025 WINTER SUMMER
Run Year, Seasons Included: 2032 WINTER SUMMER
Time Base: Seasonal/Annual | 2012-2013 | 2014-2017 | 2018-2022 | 2023-2027 | 2028-2035
Standard - [lb/MMBtu] | 0.28 | 0.28 | 0.28 | 0.28 | 0.28
-Emissions at Affected Plants [MTons] | 0 | 0 | 0 | 0 | 0.00477
-Less Allowances Purchased [MTons] NOX | 0 | 0 | 0 | 0 | 0
-Plus Allowances Sold [MTons] NOX | 0 | 0 | 0 | 0 | 0
-Plus Allowances Banked [MTons] | 0 | 0 | 0 | 0 | 0
-Less Allowances Withdrawn (1:1) [MTons] | 0 | 0 | 0 | 0 | 0
-Less Allowances Withdrawn (n:1) [MTons] | 0 | 0 | 0 | 0 | 0
Total [MTons] | 0 | 0 | 0 | 0 | 0.00477
TBtu Consumed | 0 | 0 | 0 | 0 | 0.8673
Rate - [lb/MMBtu] | 0 | 0 | 0 | 0 | 0.011
TWh Generated | 0 | 0 | 0 | 0 | 0.09337
TWh Generated Qualifying | 0 | 0 | 0 | 0 | 1.974
Rate - [lb/MWh] | 0 | 0 | 0 | 0 | 0
Constraint Shadow Price [US$/Ton] | 7028 | 0 | 0 | 0 | 0
Constraint Name: WI CT NGas NOx Annual Rate v3.1 Constraint #: 508
Constraint Type: Rate Limit [lb/MMBtu]
Run Year, Seasons Included: 2012 WINTER SUMMER
Run Year, Seasons Included: 2015 WINTER SUMMER
Run Year, Seasons Included: 2020 WINTER SUMMER
Run Year, Seasons Included: 2025 WINTER SUMMER
Run Year, Seasons Included: 2032 WINTER SUMMER
Time Base: Seasonal/Annual | 2012-2013 | 2014-2017 | 2018-2022 | 2023-2027 | 2028-2035
Standard - [lb/MMBtu] | 0.11 | 0.11 | 0.11 | 0.11 | 0.11
-Emissions at Affected Plants [MTons] | 0 | 0 | 0 | 0.01311 | 0.02061
-Less Allowances Purchased [MTons] NOX | 0 | 0 | 0 | 0 | 0
-Plus Allowances Sold [MTons] NOX | 0 | 0 | 0 | 0 | 0
-Plus Allowances Banked [MTons] | 0 | 0 | 0 | 0 | 0
-Less Allowances Withdrawn (1:1) [MTons] | 0 | 0 | 0 | 0 | 0
-Less Allowances Withdrawn (n:1) [MTons] | 0 | 0 | 0 | 0 | 0
Total [MTons] | 0 | 0 | 0 | 0.01311 | 0.02061
TBtu Consumed | 0 | 0 | 0 | 0.4443 | 1.404
Rate - [lb/MMBtu] | 0 | 0 | 0 | 0.059 | 0.02935
TWh Generated | 0 | 0 | 0 | 0.04172 | 0.1438
TWh Generated Qualifying | 0 | 0 | 0 | 0.04172 | 2.024
Rate - [lb/MWh] | 0 | 0 | 0 | 0 | 0
Constraint Shadow Price [US$/Ton] | 0 | 0 | 0 | 0 | 0
Constraint Name: WI CyclFired Coal Units NOx Annual Rate v3.1 Constraint #: 509
Constraint Type: Rate Limit [lb/MMBtu]
Run Year, Seasons Included: 2012 WINTER SUMMER
Run Year, Seasons Included: 2015 WINTER SUMMER
Run Year, Seasons Included: 2020 WINTER SUMMER
Run Year, Seasons Included: 2025 WINTER SUMMER
Run Year, Seasons Included: 2032 WINTER SUMMER
Time Base: Seasonal/Annual | 2012-2013 | 2014-2017 | 2018-2022 | 2023-2027 | 2028-2035
Standard - [lb/MMBtu] | 0.2 | 0.15 | 0.15 | 0.15 | 0.15
-Emissions at Affected Plants [MTons] | 0 | 0 | 0 | 0 | 0
-Less Allowances Purchased [MTons] NOX | 0 | 0 | 0 | 0 | 0
-Plus Allowances Sold [MTons] NOX | 0 | 0 | 0 | 0 | 0
-Plus Allowances Banked [MTons] | 0 | 0 | 0 | 0 | 0
-Less Allowances Withdrawn (1:1) [MTons] | 0 | 0 | 0 | 0 | 0
-Less Allowances Withdrawn (n:1) [MTons] | 0 | 0 | 0 | 0 | 0
Total [MTons] | 0 | 0 | 0 | 0 | 0
TBtu Consumed | 0 | 0 | 0 | 0 | 0
Rate - [lb/MMBtu] | 0 | 0 | 0 | 0 | 0
TWh Generated | 0 | 0 | 0 | 0 | 0
TWh Generated Qualifying | 0 | 0 | 0 | 0 | 0
Rate - [lb/MWh] | 0 | 0 | 0 | 0 | 0
Constraint Shadow Price [US$/Ton] | 10460 | 24350 | 7819 | 4690 | 0
Constraint Name: WI DPC - MER Cap Annual v3.1 Constraint #: 510
Constraint Type: Rate Cap [MTons]
Run Year, Seasons Included: 2012 WINTER SUMMER
Run Year, Seasons Included: 2015 WINTER SUMMER
Run Year, Seasons Included: 2020 WINTER SUMMER
Run Year, Seasons Included: 2025 WINTER SUMMER
Run Year, Seasons Included: 2032 WINTER SUMMER
Time Base: Seasonal/Annual | 2012-2013 | 2014-2017 | 2018-2022 | 2023-2027 | 2028-2035
Standard - [Lb] | 67.8 | 67.8 | 67.8 | 67.8 | 67.8
-Emissions at Affected Plants [Lb] | 67.8 | 67.8 | 67.8 | 67.8 | 67.8
-Less Allowances Purchased [Lb] MER | 0 | 0 | 0 | 0 | 0
-Plus Allowances Sold [Lb] MER | 0 | 0 | 0 | 0 | 0
-Plus Allowances Banked [Lb] | 0 | 0 | 0 | 0 | 0
-Less Allowances Withdrawn (1:1) [Lb] | 0 | 0 | 0 | 0 | 0
-Less Allowances Withdrawn (n:1) [Lb] | 0 | 0 | 0 | 0 | 0
Total [Lb] | 67.8 | 67.8 | 67.8 | 67.8 | 67.8
TBtu Consumed | 36.58 | 48.14 | 48.13 | 48.13 | 48.13
Rate - [lb/MMBtu] | 1.853e-06 | 1.408e-06 | 1.409e-06 | 1.409e-06 | 1.409e-06
TWh Generated | 3.718 | 4.771 | 4.771 | 4.771 | 4.771
TWh Generated Qualifying | 3.718 | 4.771 | 4.771 | 4.771 | 4.771
Rate - [lb/MWh] | 0 | 0 | 0 | 0 | 0
Constraint Shadow Price [US$/Lb] | 73640 | 26350 | 39550 | 36860 | 3154
Constraint Name: WI Wallfired Coal Units NOx Annual Rate v3.1 Constraint #: 511
Constraint Type: Rate Limit [lb/MMBtu]
Run Year, Seasons Included: 2012 WINTER SUMMER
Run Year, Seasons Included: 2015 WINTER SUMMER
Run Year, Seasons Included: 2020 WINTER SUMMER
Run Year, Seasons Included: 2025 WINTER SUMMER
Run Year, Seasons Included: 2032 WINTER SUMMER
Time Base: Seasonal/Annual | 2012-2013 | 2014-2017 | 2018-2022 | 2023-2027 | 2028-2035
Standard - [lb/MMBtu] | 0.2 | 0.17 | 0.17 | 0.17 | 0.17
-Emissions at Affected Plants [MTons] | 1.512 | 0 | 0 | 0 | 0
-Less Allowances Purchased [MTons] NOX | 0 | 0 | 0 | 0 | 0
-Plus Allowances Sold [MTons] NOX | 0 | 0 | 0 | 0 | 0
-Plus Allowances Banked [MTons] | 0 | 0 | 0 | 0 | 0
-Less Allowances Withdrawn (1:1) [MTons] | 0 | 0 | 0 | 0 | 0
-Less Allowances Withdrawn (n:1) [MTons] | 0 | 0 | 0 | 0 | 0
Total [MTons] | 1.512 | 0 | 0 | 0 | 0
TBtu Consumed | 15.12 | 0 | 0 | 0 | 0
Rate - [lb/MMBtu] | 0.2 | 0 | 0 | 0 | 0
TWh Generated | 1.128 | 0 | 0 | 0 | 0
TWh Generated Qualifying | 1.128 | 0 | 0 | 0 | 0
Rate - [lb/MWh] | 0 | 0 | 0 | 0 | 0
Constraint Shadow Price [US$/Ton] | 22300 | 0 | 0 | 0 | 0
Constraint Name: WI WE Energies - MER Cap Annual v3.1 Constraint #: 512
Constraint Type: Rate Cap [MTons]
Run Year, Seasons Included: 2012 WINTER SUMMER
Run Year, Seasons Included: 2015 WINTER SUMMER
Run Year, Seasons Included: 2020 WINTER SUMMER
Run Year, Seasons Included: 2025 WINTER SUMMER
Run Year, Seasons Included: 2032 WINTER SUMMER
Time Base: Seasonal/Annual | 2012-2013 | 2014-2017 | 2018-2022 | 2023-2027 | 2028-2035
Standard - [Lb] | 358.6 | 358.6 | 358.6 | 358.6 | 358.6
-Emissions at Affected Plants [Lb] | 358.6 | 355.2 | 355.2 | 355.2 | 355.2
-Less Allowances Purchased [Lb] MER | 0 | 0 | 0 | 0 | 0
-Plus Allowances Sold [Lb] MER | 0 | 0 | 0 | 0 | 0
-Plus Allowances Banked [Lb] | 0 | 0 | 0 | 0 | 0
-Less Allowances Withdrawn (1:1) [Lb] | 0 | 0 | 0 | 0 | 0
-Less Allowances Withdrawn (n:1) [Lb] | 0 | 0 | 0 | 0 | 0
Total [Lb] | 358.6 | 355.2 | 355.2 | 355.2 | 355.2
TBtu Consumed | 162 | 68.96 | 68.92 | 68.92 | 68.92
Rate - [lb/MMBtu] | 2.213e-06 | 5.151e-06 | 5.153e-06 | 5.153e-06 | 5.153e-06
TWh Generated | 15.23 | 6.366 | 6.362 | 6.362 | 6.362
TWh Generated Qualifying | 15.23 | 6.366 | 6.362 | 6.362 | 6.362
Rate - [lb/MWh] | 0 | 0 | 0 | 0 | 0
Constraint Shadow Price [US$/Lb] | 403200 | 0 | 0 | 0 | 0
Constraint Name: WI WPSC - MER Cap Annual v3.1 Constraint #: 513
Constraint Type: Rate Cap [MTons]
Run Year, Seasons Included: 2012 WINTER SUMMER
Run Year, Seasons Included: 2015 WINTER SUMMER
Run Year, Seasons Included: 2020 WINTER SUMMER
Run Year, Seasons Included: 2025 WINTER SUMMER
Run Year, Seasons Included: 2032 WINTER SUMMER
Time Base: Seasonal/Annual | 2012-2013 | 2014-2017 | 2018-2022 | 2023-2027 | 2028-2035
Standard - [Lb] | 146 | 146 | 146 | 146 | 146
-Emissions at Affected Plants [Lb] | 70.73 | 76.52 | 85.55 | 77.63 | 63.75
-Less Allowances Purchased [Lb] MER | 0 | 0 | 0 | 0 | 0
-Plus Allowances Sold [Lb] MER | 0 | 0 | 0 | 0 | 0
-Plus Allowances Banked [Lb] | 0 | 0 | 0 | 0 | 0
-Less Allowances Withdrawn (1:1) [Lb] | 0 | 0 | 0 | 0 | 0
-Less Allowances Withdrawn (n:1) [Lb] | 0 | 0 | 0 | 0 | 0
Total [Lb] | 70.73 | 76.52 | 85.55 | 77.63 | 63.75
TBtu Consumed | 29.09 | 31.47 | 34.6 | 30.47 | 31.04
Rate - [lb/MMBtu] | 2.432e-06 | 2.431e-06 | 2.472e-06 | 2.548e-06 | 2.054e-06
TWh Generated | 2.818 | 3.049 | 3.352 | 2.95 | 3.007
TWh Generated Qualifying | 2.818 | 3.049 | 3.352 | 2.95 | 3.007
Rate - [lb/MWh] | 0 | 0 | 0 | 0 | 0
Constraint Shadow Price [US$/Lb] | 0 | 0 | 0 | 0 | 0
Constraint Name: Wind Generation Cap 20% - AZNMv3.1 Constraint #: 514
Constraint Type: Required Generation [GWh]
Run Year, Seasons Included: 2012 WINTER SUMMER
Run Year, Seasons Included: 2015 WINTER SUMMER
Run Year, Seasons Included: 2020 WINTER SUMMER
Run Year, Seasons Included: 2025 WINTER SUMMER
Run Year, Seasons Included: 2032 WINTER SUMMER
Time Base: Seasonal/Annual | 2012-2013 | 2014-2017 | 2018-2022 | 2023-2027 | 2028-2035
Standard - [GWh] | 24140 | 23740 | 24140 | 25450 | 27750
-Generation at Eligible Plants [GWh] | 5844 | 5844 | 5844 | 5844 | 5844
-Plus Allowances Purchased [GWh] GWh | 0 | 0 | 0 | 0 | 0
-Less Allowances Sold [MTons] GWh | 0 | 0 | 0 | 0 | 0
-Less Allowances Banked [GWh] | 0 | 0 | 0 | 0 | 0
-Plus Allowances Withdrawn (1:1) [GWh] | 0 | 0 | 0 | 0 | 0
-Plus Allowances Withdrawn (n:1) [GWh] | 0 | 0 | 0 | 0 | 0
Total [GWh] | 5844 | 5844 | 5844 | 5844 | 5844
TBtu Consumed | 0 | 0 | 0 | 0 | 0
Heat Rate - [MMBtu/MWh] | 0 | 0 | 0 | 0 | 0
TWh Generated | 5.844 | 5.844 | 5.844 | 5.844 | 5.844
TWh Generated Qualifying | 5.844 | 5.844 | 5.844 | 5.844 | 5.844
Rate - [lb/MWh] | 0 | 0 | 0 | 0 | 0
Constraint Shadow Price [US$/MWh] | 0 | 0 | 0 | 0 | 0
Constraint Name: Wind Generation Cap 20% - CA-Nv3.1 Constraint #: 515
Constraint Type: Required Generation [GWh]
Run Year, Seasons Included: 2012 WINTER SUMMER
Run Year, Seasons Included: 2015 WINTER SUMMER
Run Year, Seasons Included: 2020 WINTER SUMMER
Run Year, Seasons Included: 2025 WINTER SUMMER
Run Year, Seasons Included: 2032 WINTER SUMMER
Time Base: Seasonal/Annual | 2012-2013 | 2014-2017 | 2018-2022 | 2023-2027 | 2028-2035
Standard - [GWh] | 24140 | 23550 | 23070 | 23480 | 24580
-Generation at Eligible Plants [GWh] | 7521 | 7521 | 7521 | 7521 | 7521
-Plus Allowances Purchased [GWh] GWh | 0 | 0 | 0 | 0 | 0
-Less Allowances Sold [MTons] GWh | 0 | 0 | 0 | 0 | 0
-Less Allowances Banked [GWh] | 0 | 0 | 0 | 0 | 0
-Plus Allowances Withdrawn (1:1) [GWh] | 0 | 0 | 0 | 0 | 0
-Plus Allowances Withdrawn (n:1) [GWh] | 0 | 0 | 0 | 0 | 0
Total [GWh] | 7521 | 7521 | 7521 | 7521 | 7521
TBtu Consumed | 0 | 0 | 0 | 0 | 0
Heat Rate - [MMBtu/MWh] | 0 | 0 | 0 | 0 | 0
TWh Generated | 7.521 | 7.521 | 7.521 | 7.521 | 7.521
TWh Generated Qualifying | 7.521 | 7.521 | 7.521 | 7.521 | 7.521
Rate - [lb/MWh] | 0 | 0 | 0 | 0 | 0
Constraint Shadow Price [US$/MWh] | 0 | 0 | 0 | 0 | 0
Constraint Name: Wind Generation Cap 20% - CA-Sv3.1 Constraint #: 516
Constraint Type: Required Generation [GWh]
Run Year, Seasons Included: 2012 WINTER SUMMER
Run Year, Seasons Included: 2015 WINTER SUMMER
Run Year, Seasons Included: 2020 WINTER SUMMER
Run Year, Seasons Included: 2025 WINTER SUMMER
Run Year, Seasons Included: 2032 WINTER SUMMER
Time Base: Seasonal/Annual | 2012-2013 | 2014-2017 | 2018-2022 | 2023-2027 | 2028-2035
Standard - [GWh] | 33490 | 32680 | 32010 | 32580 | 34110
-Generation at Eligible Plants [GWh] | 24310 | 24310 | 24310 | 24310 | 24310
-Plus Allowances Purchased [GWh] GWh | 0 | 0 | 0 | 0 | 0
-Less Allowances Sold [MTons] GWh | 0 | 0 | 0 | 0 | 0
-Less Allowances Banked [GWh] | 0 | 0 | 0 | 0 | 0
-Plus Allowances Withdrawn (1:1) [GWh] | 0 | 0 | 0 | 0 | 0
-Plus Allowances Withdrawn (n:1) [GWh] | 0 | 0 | 0 | 0 | 0
Total [GWh] | 24310 | 24310 | 24310 | 24310 | 24310
TBtu Consumed | 0 | 0 | 0 | 0 | 0
Heat Rate - [MMBtu/MWh] | 0 | 0 | 0 | 0 | 0
TWh Generated | 24.31 | 24.31 | 24.31 | 24.31 | 24.31
TWh Generated Qualifying | 24.31 | 24.31 | 24.31 | 24.31 | 24.31
Rate - [lb/MWh] | 0 | 0 | 0 | 0 | 0
Constraint Shadow Price [US$/MWh] | 0 | 0 | 0 | 0 | 0
Constraint Name: Wind Generation Cap 20% - COMDv3.1 Constraint #: 517
Constraint Type: Required Generation [GWh]
Run Year, Seasons Included: 2012 WINTER SUMMER
Run Year, Seasons Included: 2015 WINTER SUMMER
Run Year, Seasons Included: 2020 WINTER SUMMER
Run Year, Seasons Included: 2025 WINTER SUMMER
Run Year, Seasons Included: 2032 WINTER SUMMER
Time Base: Seasonal/Annual | 2012-2013 | 2014-2017 | 2018-2022 | 2023-2027 | 2028-2035
Standard - [GWh] | 23050 | 22500 | 22080 | 22480 | 23550
-Generation at Eligible Plants [GWh] | 5586 | 5586 | 5586 | 5586 | 5586
-Plus Allowances Purchased [GWh] GWh | 0 | 0 | 0 | 0 | 0
-Less Allowances Sold [MTons] GWh | 0 | 0 | 0 | 0 | 0
-Less Allowances Banked [GWh] | 0 | 0 | 0 | 0 | 0
-Plus Allowances Withdrawn (1:1) [GWh] | 0 | 0 | 0 | 0 | 0
-Plus Allowances Withdrawn (n:1) [GWh] | 0 | 0 | 0 | 0 | 0
Total [GWh] | 5586 | 5586 | 5586 | 5586 | 5586
TBtu Consumed | 0 | 0 | 0 | 0 | 0
Heat Rate - [MMBtu/MWh] | 0 | 0 | 0 | 0 | 0
TWh Generated | 5.586 | 5.586 | 5.586 | 5.586 | 5.586
TWh Generated Qualifying | 5.586 | 5.586 | 5.586 | 5.586 | 5.586
Rate - [lb/MWh] | 0 | 0 | 0 | 0 | 0
Constraint Shadow Price [US$/MWh] | 0 | 0 | 0 | 0 | 0
Constraint Name: Wind Generation Cap 20% - DSNYv3.1 Constraint #: 518
Constraint Type: Required Generation [GWh]
Run Year, Seasons Included: 2012 WINTER SUMMER
Run Year, Seasons Included: 2015 WINTER SUMMER
Run Year, Seasons Included: 2020 WINTER SUMMER
Run Year, Seasons Included: 2025 WINTER SUMMER
Run Year, Seasons Included: 2032 WINTER SUMMER
Time Base: Seasonal/Annual | 2012-2013 | 2014-2017 | 2018-2022 | 2023-2027 | 2028-2035
Standard - [GWh] | 6117 | 5971 | 5838 | 5924 | 6181
-Generation at Eligible Plants [GWh] | 3295 | 3295 | 3295 | 3295 | 3295
-Plus Allowances Purchased [GWh] GWh | 0 | 0 | 0 | 0 | 0
-Less Allowances Sold [MTons] GWh | 0 | 0 | 0 | 0 | 0
-Less Allowances Banked [GWh] | 0 | 0 | 0 | 0 | 0
-Plus Allowances Withdrawn (1:1) [GWh] | 0 | 0 | 0 | 0 | 0
-Plus Allowances Withdrawn (n:1) [GWh] | 0 | 0 | 0 | 0 | 0
Total [GWh] | 3295 | 3295 | 3295 | 3295 | 3295
TBtu Consumed | 0 | 0 | 0 | 0 | 0
Heat Rate - [MMBtu/MWh] | 0 | 0 | 0 | 0 | 0
TWh Generated | 3.295 | 3.295 | 3.295 | 3.295 | 3.295
TWh Generated Qualifying | 3.295 | 3.295 | 3.295 | 3.295 | 3.295
Rate - [lb/MWh] | 0 | 0 | 0 | 0 | 0
Constraint Shadow Price [US$/MWh] | 0 | 0 | 0 | 0 | 0
Constraint Name: Wind Generation Cap 20% - ENTGv3.1 Constraint #: 519
Constraint Type: Required Generation [GWh]
Run Year, Seasons Included: 2012 WINTER SUMMER
Run Year, Seasons Included: 2015 WINTER SUMMER
Run Year, Seasons Included: 2020 WINTER SUMMER
Run Year, Seasons Included: 2025 WINTER SUMMER
Run Year, Seasons Included: 2032 WINTER SUMMER
Time Base: Seasonal/Annual | 2012-2013 | 2014-2017 | 2018-2022 | 2023-2027 | 2028-2035
Standard - [GWh] | 29500 | 28960 | 28470 | 28920 | 30210
-Generation at Eligible Plants [GWh] | 0 | 0 | 0 | 0 | 0
-Plus Allowances Purchased [GWh] GWh | 0 | 0 | 0 | 0 | 0
-Less Allowances Sold [MTons] GWh | 0 | 0 | 0 | 0 | 0
-Less Allowances Banked [GWh] | 0 | 0 | 0 | 0 | 0
-Plus Allowances Withdrawn (1:1) [GWh] | 0 | 0 | 0 | 0 | 0
-Plus Allowances Withdrawn (n:1) [GWh] | 0 | 0 | 0 | 0 | 0
Total [GWh] | 0 | 0 | 0 | 0 | 0
TBtu Consumed | 0 | 0 | 0 | 0 | 0
Heat Rate - [MMBtu/MWh] | 0 | 0 | 0 | 0 | 0
TWh Generated | 0 | 0 | 0 | 0 | 0
TWh Generated Qualifying | 0 | 0 | 0 | 0 | 0
Rate - [lb/MWh] | 0 | 0 | 0 | 0 | 0
Constraint Shadow Price [US$/MWh] | 0 | 0 | 0 | 0 | 0
Constraint Name: Wind Generation Cap 20% - ERCTv3.1 Constraint #: 520
Constraint Type: Required Generation [GWh]
Run Year, Seasons Included: 2012 WINTER SUMMER
Run Year, Seasons Included: 2015 WINTER SUMMER
Run Year, Seasons Included: 2020 WINTER SUMMER
Run Year, Seasons Included: 2025 WINTER SUMMER
Run Year, Seasons Included: 2032 WINTER SUMMER
Time Base: Seasonal/Annual | 2012-2013 | 2014-2017 | 2018-2022 | 2023-2027 | 2028-2035
Standard - [GWh] | 62770 | 61430 | 61200 | 63320 | 67500
-Generation at Eligible Plants [GWh] | 20580 | 20580 | 20580 | 20580 | 20580
-Plus Allowances Purchased [GWh] GWh | 0 | 0 | 0 | 0 | 0
-Less Allowances Sold [MTons] GWh | 0 | 0 | 0 | 0 | 0
-Less Allowances Banked [GWh] | 0 | 0 | 0 | 0 | 0
-Plus Allowances Withdrawn (1:1) [GWh] | 0 | 0 | 0 | 0 | 0
-Plus Allowances Withdrawn (n:1) [GWh] | 0 | 0 | 0 | 0 | 0
Total [GWh] | 20580 | 20580 | 20580 | 20580 | 20580
TBtu Consumed | 0 | 0 | 0 | 0 | 0
Heat Rate - [MMBtu/MWh] | 0 | 0 | 0 | 0 | 0
TWh Generated | 20.58 | 20.58 | 20.58 | 20.58 | 20.58
TWh Generated Qualifying | 20.58 | 20.58 | 20.58 | 20.58 | 20.58
Rate - [lb/MWh] | 0 | 0 | 0 | 0 | 0
Constraint Shadow Price [US$/MWh] | 0 | 0 | 0 | 0 | 0
Constraint Name: Wind Generation Cap 20% - GWAYv3.1 Constraint #: 521
Constraint Type: Required Generation [GWh]
Run Year, Seasons Included: 2012 WINTER SUMMER
Run Year, Seasons Included: 2015 WINTER SUMMER
Run Year, Seasons Included: 2020 WINTER SUMMER
Run Year, Seasons Included: 2025 WINTER SUMMER
Run Year, Seasons Included: 2032 WINTER SUMMER
Time Base: Seasonal/Annual | 2012-2013 | 2014-2017 | 2018-2022 | 2023-2027 | 2028-2035
Standard - [GWh] | 18650 | 18150 | 17680 | 17880 | 18580
-Generation at Eligible Plants [GWh] | 2623 | 2623 | 2623 | 2623 | 2623
-Plus Allowances Purchased [GWh] GWh | 0 | 0 | 0 | 0 | 0
-Less Allowances Sold [MTons] GWh | 0 | 0 | 0 | 0 | 0
-Less Allowances Banked [GWh] | 0 | 0 | 0 | 0 | 0
-Plus Allowances Withdrawn (1:1) [GWh] | 0 | 0 | 0 | 0 | 0
-Plus Allowances Withdrawn (n:1) [GWh] | 0 | 0 | 0 | 0 | 0
Total [GWh] | 2623 | 2623 | 2623 | 2623 | 2623
TBtu Consumed | 0 | 0 | 0 | 0 | 0
Heat Rate - [MMBtu/MWh] | 0 | 0 | 0 | 0 | 0
TWh Generated | 2.623 | 2.623 | 2.623 | 2.623 | 2.623
TWh Generated Qualifying | 2.623 | 2.623 | 2.623 | 2.623 | 2.623
Rate - [lb/MWh] | 0 | 0 | 0 | 0 | 0
Constraint Shadow Price [US$/MWh] | 0 | 0 | 0 | 0 | 0
Constraint Name: Wind Generation Cap 20% - MACEv3.1 Constraint #: 522
Constraint Type: Required Generation [GWh]
Run Year, Seasons Included: 2012 WINTER SUMMER
Run Year, Seasons Included: 2015 WINTER SUMMER
Run Year, Seasons Included: 2020 WINTER SUMMER
Run Year, Seasons Included: 2025 WINTER SUMMER
Run Year, Seasons Included: 2032 WINTER SUMMER
Time Base: Seasonal/Annual | 2012-2013 | 2014-2017 | 2018-2022 | 2023-2027 | 2028-2035
Standard - [GWh] | 30650 | 29910 | 29350 | 29890 | 31310
-Generation at Eligible Plants [GWh] | 4656 | 4656 | 4656 | 4656 | 4656
-Plus Allowances Purchased [GWh] GWh | 0 | 0 | 0 | 0 | 0
-Less Allowances Sold [MTons] GWh | 0 | 0 | 0 | 0 | 0
-Less Allowances Banked [GWh] | 0 | 0 | 0 | 0 | 0
-Plus Allowances Withdrawn (1:1) [GWh] | 0 | 0 | 0 | 0 | 0
-Plus Allowances Withdrawn (n:1) [GWh] | 0 | 0 | 0 | 0 | 0
Total [GWh] | 4656 | 4656 | 4656 | 4656 | 4656
TBtu Consumed | 0 | 0 | 0 | 0 | 0
Heat Rate - [MMBtu/MWh] | 0 | 0 | 0 | 0 | 0
TWh Generated | 4.656 | 4.656 | 4.656 | 4.656 | 4.656
TWh Generated Qualifying | 4.656 | 4.656 | 4.656 | 4.656 | 4.656
Rate - [lb/MWh] | 0 | 0 | 0 | 0 | 0
Constraint Shadow Price [US$/MWh] | 0 | 0 | 0 | 0 | 0
Constraint Name: Wind Generation Cap 20% - MACSv3.1 Constraint #: 523
Constraint Type: Required Generation [GWh]
Run Year, Seasons Included: 2012 WINTER SUMMER
Run Year, Seasons Included: 2015 WINTER SUMMER
Run Year, Seasons Included: 2020 WINTER SUMMER
Run Year, Seasons Included: 2025 WINTER SUMMER
Run Year, Seasons Included: 2032 WINTER SUMMER
Time Base: Seasonal/Annual | 2012-2013 | 2014-2017 | 2018-2022 | 2023-2027 | 2028-2035
Standard - [GWh] | 15480 | 15100 | 14820 | 15100 | 15810
-Generation at Eligible Plants [GWh] | 1716 | 1716 | 1716 | 1716 | 1716
-Plus Allowances Purchased [GWh] GWh | 0 | 0 | 0 | 0 | 0
-Less Allowances Sold [MTons] GWh | 0 | 0 | 0 | 0 | 0
-Less Allowances Banked [GWh] | 0 | 0 | 0 | 0 | 0
-Plus Allowances Withdrawn (1:1) [GWh] | 0 | 0 | 0 | 0 | 0
-Plus Allowances Withdrawn (n:1) [GWh] | 0 | 0 | 0 | 0 | 0
Total [GWh] | 1716 | 1716 | 1716 | 1716 | 1716
TBtu Consumed | 0 | 0 | 0 | 0 | 0
Heat Rate - [MMBtu/MWh] | 0 | 0 | 0 | 0 | 0
TWh Generated | 1.716 | 1.716 | 1.716 | 1.716 | 1.716
TWh Generated Qualifying | 1.716 | 1.716 | 1.716 | 1.716 | 1.716
Rate - [lb/MWh] | 0 | 0 | 0 | 0 | 0
Constraint Shadow Price [US$/MWh] | 0 | 0 | 0 | 0 | 0
Constraint Name: Wind Generation Cap 20% - MACWv3.1 Constraint #: 524
Constraint Type: Required Generation [GWh]
Run Year, Seasons Included: 2012 WINTER SUMMER
Run Year, Seasons Included: 2015 WINTER SUMMER
Run Year, Seasons Included: 2020 WINTER SUMMER
Run Year, Seasons Included: 2025 WINTER SUMMER
Run Year, Seasons Included: 2032 WINTER SUMMER
Time Base: Seasonal/Annual | 2012-2013 | 2014-2017 | 2018-2022 | 2023-2027 | 2028-2035
Standard - [GWh] | 14120 | 13780 | 13520 | 13770 | 14430
-Generation at Eligible Plants [GWh] | 986.1 | 986.1 | 986.1 | 986.1 | 986.1
-Plus Allowances Purchased [GWh] GWh | 0 | 0 | 0 | 0 | 0
-Less Allowances Sold [MTons] GWh | 0 | 0 | 0 | 0 | 0
-Less Allowances Banked [GWh] | 0 | 0 | 0 | 0 | 0
-Plus Allowances Withdrawn (1:1) [GWh] | 0 | 0 | 0 | 0 | 0
-Plus Allowances Withdrawn (n:1) [GWh] | 0 | 0 | 0 | 0 | 0
Total [GWh] | 986.1 | 986.1 | 986.1 | 986.1 | 986.1
TBtu Consumed | 0 | 0 | 0 | 0 | 0
Heat Rate - [MMBtu/MWh] | 0 | 0 | 0 | 0 | 0
TWh Generated | 0.9861 | 0.9861 | 0.9861 | 0.9861 | 0.9861
TWh Generated Qualifying | 0.9861 | 0.9861 | 0.9861 | 0.9861 | 0.9861
Rate - [lb/MWh] | 0 | 0 | 0 | 0 | 0
Constraint Shadow Price [US$/MWh] | 0 | 0 | 0 | 0 | 0
Constraint Name: Wind Generation Cap 20% - MECSv3.1 Constraint #: 525
Constraint Type: Required Generation [GWh]
Run Year, Seasons Included: 2012 WINTER SUMMER
Run Year, Seasons Included: 2015 WINTER SUMMER
Run Year, Seasons Included: 2020 WINTER SUMMER
Run Year, Seasons Included: 2025 WINTER SUMMER
Run Year, Seasons Included: 2032 WINTER SUMMER
Time Base: Seasonal/Annual | 2012-2013 | 2014-2017 | 2018-2022 | 2023-2027 | 2028-2035
Standard - [GWh] | 25370 | 24720 | 24330 | 24850 | 25440
-Generation at Eligible Plants [GWh] | 1968 | 1968 | 1968 | 1968 | 1968
-Plus Allowances Purchased [GWh] GWh | 0 | 0 | 0 | 0 | 0
-Less Allowances Sold [MTons] GWh | 0 | 0 | 0 | 0 | 0
-Less Allowances Banked [GWh] | 0 | 0 | 0 | 0 | 0
-Plus Allowances Withdrawn (1:1) [GWh] | 0 | 0 | 0 | 0 | 0
-Plus Allowances Withdrawn (n:1) [GWh] | 0 | 0 | 0 | 0 | 0
Total [GWh] | 1968 | 1968 | 1968 | 1968 | 1968
TBtu Consumed | 0 | 0 | 0 | 0 | 0
Heat Rate - [MMBtu/MWh] | 0 | 0 | 0 | 0 | 0
TWh Generated | 1.968 | 1.968 | 1.968 | 1.968 | 1.968
TWh Generated Qualifying | 1.968 | 1.968 | 1.968 | 1.968 | 1.968
Rate - [lb/MWh] | 0 | 0 | 0 | 0 | 0
Constraint Shadow Price [US$/MWh] | 0 | 0 | 0 | 0 | 0
Constraint Name: Wind Generation Cap 20% - MROv3.1 Constraint #: 526
Constraint Type: Required Generation [GWh]
Run Year, Seasons Included: 2012 WINTER SUMMER
Run Year, Seasons Included: 2015 WINTER SUMMER
Run Year, Seasons Included: 2020 WINTER SUMMER
Run Year, Seasons Included: 2025 WINTER SUMMER
Run Year, Seasons Included: 2032 WINTER SUMMER
Time Base: Seasonal/Annual | 2012-2013 | 2014-2017 | 2018-2022 | 2023-2027 | 2028-2035
Standard - [GWh] | 36190 | 35400 | 35390 | 36900 | 39720
-Generation at Eligible Plants [GWh] | 14750 | 14750 | 14750 | 14750 | 14750
-Plus Allowances Purchased [GWh] GWh | 0 | 0 | 0 | 0 | 0
-Less Allowances Sold [MTons] GWh | 0 | 0 | 0 | 0 | 0
-Less Allowances Banked [GWh] | 0 | 0 | 0 | 0 | 0
-Plus Allowances Withdrawn (1:1) [GWh] | 0 | 0 | 0 | 0 | 0
-Plus Allowances Withdrawn (n:1) [GWh] | 0 | 0 | 0 | 0 | 0
Total [GWh] | 14750 | 14750 | 14750 | 14750 | 14750
TBtu Consumed | 0 | 0 | 0 | 0 | 0
Heat Rate - [MMBtu/MWh] | 0 | 0 | 0 | 0 | 0
TWh Generated | 14.75 | 14.75 | 14.75 | 14.75 | 14.75
TWh Generated Qualifying | 14.75 | 14.75 | 14.75 | 14.75 | 14.75
Rate - [lb/MWh] | 0 | 0 | 0 | 0 | 0
Constraint Shadow Price [US$/MWh] | 0 | 0 | 0 | 0 | 0
Constraint Name: Wind Generation Cap 20% - NENGv3.1 Constraint #: 527
Constraint Type: Required Generation [GWh]
Run Year, Seasons Included: 2012 WINTER SUMMER
Run Year, Seasons Included: 2015 WINTER SUMMER
Run Year, Seasons Included: 2020 WINTER SUMMER
Run Year, Seasons Included: 2025 WINTER SUMMER
Run Year, Seasons Included: 2032 WINTER SUMMER
Time Base: Seasonal/Annual | 2012-2013 | 2014-2017 | 2018-2022 | 2023-2027 | 2028-2035
Standard - [GWh] | 26110 | 25380 | 24490 | 24560 | 25280
-Generation at Eligible Plants [GWh] | 14010 | 14010 | 14010 | 14010 | 14010
-Plus Allowances Purchased [GWh] GWh | 0 | 0 | 0 | 0 | 0
-Less Allowances Sold [MTons] GWh | 0 | 0 | 0 | 0 | 0
-Less Allowances Banked [GWh] | 0 | 0 | 0 | 0 | 0
-Plus Allowances Withdrawn (1:1) [GWh] | 0 | 0 | 0 | 0 | 0
-Plus Allowances Withdrawn (n:1) [GWh] | 0 | 0 | 0 | 0 | 0
Total [GWh] | 14010 | 14010 | 14010 | 14010 | 14010
TBtu Consumed | 0 | 0 | 0 | 0 | 0
Heat Rate - [MMBtu/MWh] | 0 | 0 | 0 | 0 | 0
TWh Generated | 14.01 | 14.01 | 14.01 | 14.01 | 14.01
TWh Generated Qualifying | 14.01 | 14.01 | 14.01 | 14.01 | 14.01
Rate - [lb/MWh] | 0 | 0 | 0 | 0 | 0
Constraint Shadow Price [US$/MWh] | 0 | 0 | 0 | 0 | 0
Constraint Name: Wind Generation Cap 20% - NWPEv3.1 Constraint #: 528
Constraint Type: Required Generation [GWh]
Run Year, Seasons Included: 2012 WINTER SUMMER
Run Year, Seasons Included: 2015 WINTER SUMMER
Run Year, Seasons Included: 2020 WINTER SUMMER
Run Year, Seasons Included: 2025 WINTER SUMMER
Run Year, Seasons Included: 2032 WINTER SUMMER
Time Base: Seasonal/Annual | 2012-2013 | 2014-2017 | 2018-2022 | 2023-2027 | 2028-2035
Standard - [GWh] | 16670 | 16290 | 16100 | 16560 | 17550
-Generation at Eligible Plants [GWh] | 11810 | 11810 | 11810 | 11810 | 11810
-Plus Allowances Purchased [GWh] GWh | 0 | 0 | 0 | 0 | 0
-Less Allowances Sold [MTons] GWh | 0 | 0 | 0 | 0 | 0
-Less Allowances Banked [GWh] | 0 | 0 | 0 | 0 | 0
-Plus Allowances Withdrawn (1:1) [GWh] | 0 | 0 | 0 | 0 | 0
-Plus Allowances Withdrawn (n:1) [GWh] | 0 | 0 | 0 | 0 | 0
Total [GWh] | 11810 | 11810 | 11810 | 11810 | 11810
TBtu Consumed | 0 | 0 | 0 | 0 | 0
Heat Rate - [MMBtu/MWh] | 0 | 0 | 0 | 0 | 0
TWh Generated | 11.81 | 11.81 | 11.81 | 11.81 | 11.81
TWh Generated Qualifying | 11.81 | 11.81 | 11.81 | 11.81 | 11.81
Rate - [lb/MWh] | 0 | 0 | 0 | 0 | 0
Constraint Shadow Price [US$/MWh] | 0 | 0 | 0 | 0 | 0
Constraint Name: Wind Generation Cap 20% - PNWv3.1 Constraint #: 529
Constraint Type: Required Generation [GWh]
Run Year, Seasons Included: 2012 WINTER SUMMER
Run Year, Seasons Included: 2015 WINTER SUMMER
Run Year, Seasons Included: 2020 WINTER SUMMER
Run Year, Seasons Included: 2025 WINTER SUMMER
Run Year, Seasons Included: 2032 WINTER SUMMER
Time Base: Seasonal/Annual | 2012-2013 | 2014-2017 | 2018-2022 | 2023-2027 | 2028-2035
Standard - [GWh] | 32590 | 31850 | 31470 | 32490 | 34910
-Generation at Eligible Plants [GWh] | 27730 | 27730 | 27730 | 27730 | 27730
-Plus Allowances Purchased [GWh] GWh | 0 | 0 | 0 | 0 | 0
-Less Allowances Sold [MTons] GWh | 0 | 0 | 0 | 0 | 0
-Less Allowances Banked [GWh] | 0 | 0 | 0 | 0 | 0
-Plus Allowances Withdrawn (1:1) [GWh] | 0 | 0 | 0 | 0 | 0
-Plus Allowances Withdrawn (n:1) [GWh] | 0 | 0 | 0 | 0 | 0
Total [GWh] | 27730 | 27730 | 27730 | 27730 | 27730
TBtu Consumed | 0 | 0 | 0 | 0 | 0
Heat Rate - [MMBtu/MWh] | 0 | 0 | 0 | 0 | 0
TWh Generated | 27.73 | 27.73 | 27.73 | 27.73 | 27.73
TWh Generated Qualifying | 27.73 | 27.73 | 27.73 | 27.73 | 27.73
Rate - [lb/MWh] | 0 | 0 | 0 | 0 | 0
Constraint Shadow Price [US$/MWh] | 0 | 0 | 0 | 0 | 0
Constraint Name: Wind Generation Cap 20% - RFCOv3.1 Constraint #: 530
Constraint Type: Required Generation [GWh]
Run Year, Seasons Included: 2012 WINTER SUMMER
Run Year, Seasons Included: 2015 WINTER SUMMER
Run Year, Seasons Included: 2020 WINTER SUMMER
Run Year, Seasons Included: 2025 WINTER SUMMER
Run Year, Seasons Included: 2032 WINTER SUMMER
Time Base: Seasonal/Annual | 2012-2013 | 2014-2017 | 2018-2022 | 2023-2027 | 2028-2035
Standard - [GWh] | 43370 | 42320 | 41530 | 42290 | 44300
-Generation at Eligible Plants [GWh] | 55.68 | 55.68 | 55.68 | 55.68 | 55.68
-Plus Allowances Purchased [GWh] GWh | 0 | 0 | 0 | 0 | 0
-Less Allowances Sold [MTons] GWh | 0 | 0 | 0 | 0 | 0
-Less Allowances Banked [GWh] | 0 | 0 | 0 | 0 | 0
-Plus Allowances Withdrawn (1:1) [GWh] | 0 | 0 | 0 | 0 | 0
-Plus Allowances Withdrawn (n:1) [GWh] | 0 | 0 | 0 | 0 | 0
Total [GWh] | 55.68 | 55.68 | 55.68 | 55.68 | 55.68
TBtu Consumed | 0 | 0 | 0 | 0 | 0
Heat Rate - [MMBtu/MWh] | 0 | 0 | 0 | 0 | 0
TWh Generated | 0.05568 | 0.05568 | 0.05568 | 0.05568 | 0.05568
TWh Generated Qualifying | 0.05568 | 0.05568 | 0.05568 | 0.05568 | 0.05568
Rate - [lb/MWh] | 0 | 0 | 0 | 0 | 0
Constraint Shadow Price [US$/MWh] | 0 | 0 | 0 | 0 | 0
Constraint Name: Wind Generation Cap 20% - RFCPv3.1 Constraint #: 531
Constraint Type: Required Generation [GWh]
Run Year, Seasons Included: 2012 WINTER SUMMER
Run Year, Seasons Included: 2015 WINTER SUMMER
Run Year, Seasons Included: 2020 WINTER SUMMER
Run Year, Seasons Included: 2025 WINTER SUMMER
Run Year, Seasons Included: 2032 WINTER SUMMER
Time Base: Seasonal/Annual | 2012-2013 | 2014-2017 | 2018-2022 | 2023-2027 | 2028-2035
Standard - [GWh] | 39240 | 38290 | 37580 | 38270 | 40090
-Generation at Eligible Plants [GWh] | 153.9 | 153.9 | 153.9 | 153.9 | 153.9
-Plus Allowances Purchased [GWh] GWh | 0 | 0 | 0 | 0 | 0
-Less Allowances Sold [MTons] GWh | 0 | 0 | 0 | 0 | 0
-Less Allowances Banked [GWh] | 0 | 0 | 0 | 0 | 0
-Plus Allowances Withdrawn (1:1) [GWh] | 0 | 0 | 0 | 0 | 0
-Plus Allowances Withdrawn (n:1) [GWh] | 0 | 0 | 0 | 0 | 0
Total [GWh] | 153.9 | 153.9 | 153.9 | 153.9 | 153.9
TBtu Consumed | 0 | 0 | 0 | 0 | 0
Heat Rate - [MMBtu/MWh] | 0 | 0 | 0 | 0 | 0
TWh Generated | 0.1539 | 0.1539 | 0.1539 | 0.1539 | 0.1539
TWh Generated Qualifying | 0.1539 | 0.1539 | 0.1539 | 0.1539 | 0.1539
Rate - [lb/MWh] | 0 | 0 | 0 | 0 | 0
Constraint Shadow Price [US$/MWh] | 0 | 0 | 0 | 0 | 0
Constraint Name: Wind Generation Cap 20% - RMPAv3.1 Constraint #: 532
Constraint Type: Required Generation [GWh]
Run Year, Seasons Included: 2012 WINTER SUMMER
Run Year, Seasons Included: 2015 WINTER SUMMER
Run Year, Seasons Included: 2020 WINTER SUMMER
Run Year, Seasons Included: 2025 WINTER SUMMER
Run Year, Seasons Included: 2032 WINTER SUMMER
Time Base: Seasonal/Annual | 2012-2013 | 2014-2017 | 2018-2022 | 2023-2027 | 2028-2035
Standard - [GWh] | 12840 | 12620 | 12760 | 13360 | 14450
-Generation at Eligible Plants [GWh] | 4670 | 4670 | 4670 | 4670 | 4670
-Plus Allowances Purchased [GWh] GWh | 0 | 0 | 0 | 0 | 0
-Less Allowances Sold [MTons] GWh | 0 | 0 | 0 | 0 | 0
-Less Allowances Banked [GWh] | 0 | 0 | 0 | 0 | 0
-Plus Allowances Withdrawn (1:1) [GWh] | 0 | 0 | 0 | 0 | 0
-Plus Allowances Withdrawn (n:1) [GWh] | 0 | 0 | 0 | 0 | 0
Total [GWh] | 4670 | 4670 | 4670 | 4670 | 4670
TBtu Consumed | 0 | 0 | 0 | 0 | 0
Heat Rate - [MMBtu/MWh] | 0 | 0 | 0 | 0 | 0
TWh Generated | 4.67 | 4.67 | 4.67 | 4.67 | 4.67
TWh Generated Qualifying | 4.67 | 4.67 | 4.67 | 4.67 | 4.67
Rate - [lb/MWh] | 0 | 0 | 0 | 0 | 0
Constraint Shadow Price [US$/MWh] | 0 | 0 | 0 | 0 | 0
Constraint Name: Wind Generation Cap 20% - SNVv3.1 Constraint #: 533
Constraint Type: Required Generation [GWh]
Run Year, Seasons Included: 2012 WINTER SUMMER
Run Year, Seasons Included: 2015 WINTER SUMMER
Run Year, Seasons Included: 2020 WINTER SUMMER
Run Year, Seasons Included: 2025 WINTER SUMMER
Run Year, Seasons Included: 2032 WINTER SUMMER
Time Base: Seasonal/Annual | 2012-2013 | 2014-2017 | 2018-2022 | 2023-2027 | 2028-2035
Standard - [GWh] | 5041 | 4958 | 5040 | 5314 | 5793
-Generation at Eligible Plants [GWh] | 4958 | 4958 | 4958 | 4958 | 4958
-Plus Allowances Purchased [GWh] GWh | 0 | 0 | 0 | 0 | 0
-Less Allowances Sold [MTons] GWh | 0 | 0 | 0 | 0 | 0
-Less Allowances Banked [GWh] | 0 | 0 | 0 | 0 | 0
-Plus Allowances Withdrawn (1:1) [GWh] | 0 | 0 | 0 | 0 | 0
-Plus Allowances Withdrawn (n:1) [GWh] | 0 | 0 | 0 | 0 | 0
Total [GWh] | 4958 | 4958 | 4958 | 4958 | 4958
TBtu Consumed | 0 | 0 | 0 | 0 | 0
Heat Rate - [MMBtu/MWh] | 0 | 0 | 0 | 0 | 0
TWh Generated | 4.958 | 4.958 | 4.958 | 4.958 | 4.958
TWh Generated Qualifying | 4.958 | 4.958 | 4.958 | 4.958 | 4.958
Rate - [lb/MWh] | 0 | 0 | 0 | 0 | 0
Constraint Shadow Price [US$/MWh] | 0 | 0.5537 | 0 | 0 | 0
Constraint Name: Wind Generation Cap 20% - SOUv3.1 Constraint #: 534
Constraint Type: Required Generation [GWh]
Run Year, Seasons Included: 2012 WINTER SUMMER
Run Year, Seasons Included: 2015 WINTER SUMMER
Run Year, Seasons Included: 2020 WINTER SUMMER
Run Year, Seasons Included: 2025 WINTER SUMMER
Run Year, Seasons Included: 2032 WINTER SUMMER
Time Base: Seasonal/Annual | 2012-2013 | 2014-2017 | 2018-2022 | 2023-2027 | 2028-2035
Standard - [GWh] | 52370 | 51370 | 51850 | 54390 | 58950
-Generation at Eligible Plants [GWh] | 0 | 0 | 0 | 0 | 0
-Plus Allowances Purchased [GWh] GWh | 0 | 0 | 0 | 0 | 0
-Less Allowances Sold [MTons] GWh | 0 | 0 | 0 | 0 | 0
-Less Allowances Banked [GWh] | 0 | 0 | 0 | 0 | 0
-Plus Allowances Withdrawn (1:1) [GWh] | 0 | 0 | 0 | 0 | 0
-Plus Allowances Withdrawn (n:1) [GWh] | 0 | 0 | 0 | 0 | 0
Total [GWh] | 0 | 0 | 0 | 0 | 0
TBtu Consumed | 0 | 0 | 0 | 0 | 0
Heat Rate - [MMBtu/MWh] | 0 | 0 | 0 | 0 | 0
TWh Generated | 0 | 0 | 0 | 0 | 0
TWh Generated Qualifying | 0 | 0 | 0 | 0 | 0
Rate - [lb/MWh] | 0 | 0 | 0 | 0 | 0
Constraint Shadow Price [US$/MWh] | 0 | 0 | 0 | 0 | 0
Constraint Name: Wind Generation Cap 20% - SPPNv3.1 Constraint #: 535
Constraint Type: Required Generation [GWh]
Run Year, Seasons Included: 2012 WINTER SUMMER
Run Year, Seasons Included: 2015 WINTER SUMMER
Run Year, Seasons Included: 2020 WINTER SUMMER
Run Year, Seasons Included: 2025 WINTER SUMMER
Run Year, Seasons Included: 2032 WINTER SUMMER
Time Base: Seasonal/Annual | 2012-2013 | 2014-2017 | 2018-2022 | 2023-2027 | 2028-2035
Standard - [GWh] | 7575 | 7413 | 7389 | 7652 | 8172
-Generation at Eligible Plants [GWh] | 993.5 | 993.5 | 993.5 | 993.5 | 993.5
-Plus Allowances Purchased [GWh] GWh | 0 | 0 | 0 | 0 | 0
-Less Allowances Sold [MTons] GWh | 0 | 0 | 0 | 0 | 0
-Less Allowances Banked [GWh] | 0 | 0 | 0 | 0 | 0
-Plus Allowances Withdrawn (1:1) [GWh] | 0 | 0 | 0 | 0 | 0
-Plus Allowances Withdrawn (n:1) [GWh] | 0 | 0 | 0 | 0 | 0
Total [GWh] | 993.5 | 993.5 | 993.5 | 993.5 | 993.5
TBtu Consumed | 0 | 0 | 0 | 0 | 0
Heat Rate - [MMBtu/MWh] | 0 | 0 | 0 | 0 | 0
TWh Generated | 0.9935 | 0.9935 | 0.9935 | 0.9935 | 0.9935
TWh Generated Qualifying | 0.9935 | 0.9935 | 0.9935 | 0.9935 | 0.9935
Rate - [lb/MWh] | 0 | 0 | 0 | 0 | 0
Constraint Shadow Price [US$/MWh] | 0 | 0 | 0 | 0 | 0
Constraint Name: Wind Generation Cap 20% - SPPSv3.1 Constraint #: 536
Constraint Type: Required Generation [GWh]
Run Year, Seasons Included: 2012 WINTER SUMMER
Run Year, Seasons Included: 2015 WINTER SUMMER
Run Year, Seasons Included: 2020 WINTER SUMMER
Run Year, Seasons Included: 2025 WINTER SUMMER
Run Year, Seasons Included: 2032 WINTER SUMMER
Time Base: Seasonal/Annual | 2012-2013 | 2014-2017 | 2018-2022 | 2023-2027 | 2028-2035
Standard - [GWh] | 34490 | 33750 | 33640 | 34840 | 37210
-Generation at Eligible Plants [GWh] | 3976 | 3976 | 3976 | 3976 | 3976
-Plus Allowances Purchased [GWh] GWh | 0 | 0 | 0 | 0 | 0
-Less Allowances Sold [MTons] GWh | 0 | 0 | 0 | 0 | 0
-Less Allowances Banked [GWh] | 0 | 0 | 0 | 0 | 0
-Plus Allowances Withdrawn (1:1) [GWh] | 0 | 0 | 0 | 0 | 0
-Plus Allowances Withdrawn (n:1) [GWh] | 0 | 0 | 0 | 0 | 0
Total [GWh] | 3976 | 3976 | 3976 | 3976 | 3976
TBtu Consumed | 0 | 0 | 0 | 0 | 0
Heat Rate - [MMBtu/MWh] | 0 | 0 | 0 | 0 | 0
TWh Generated | 3.976 | 3.976 | 3.976 | 3.976 | 3.976
TWh Generated Qualifying | 3.976 | 3.976 | 3.976 | 3.976 | 3.976
Rate - [lb/MWh] | 0 | 0 | 0 | 0 | 0
Constraint Shadow Price [US$/MWh] | 0 | 0 | 0 | 0 | 0
Constraint Name: Wind Generation Cap 20% - TVAKv3.1 Constraint #: 537
Constraint Type: Required Generation [GWh]
Run Year, Seasons Included: 2012 WINTER SUMMER
Run Year, Seasons Included: 2015 WINTER SUMMER
Run Year, Seasons Included: 2020 WINTER SUMMER
Run Year, Seasons Included: 2025 WINTER SUMMER
Run Year, Seasons Included: 2032 WINTER SUMMER
Time Base: Seasonal/Annual | 2012-2013 | 2014-2017 | 2018-2022 | 2023-2027 | 2028-2035
Standard - [GWh] | 9650 | 9373 | 9173 | 9248 | 9576
-Generation at Eligible Plants [GWh] | 0 | 0 | 0 | 0 | 0
-Plus Allowances Purchased [GWh] GWh | 0 | 0 | 0 | 0 | 0
-Less Allowances Sold [MTons] GWh | 0 | 0 | 0 | 0 | 0
-Less Allowances Banked [GWh] | 0 | 0 | 0 | 0 | 0
-Plus Allowances Withdrawn (1:1) [GWh] | 0 | 0 | 0 | 0 | 0
-Plus Allowances Withdrawn (n:1) [GWh] | 0 | 0 | 0 | 0 | 0
Total [GWh] | 0 | 0 | 0 | 0 | 0
TBtu Consumed | 0 | 0 | 0 | 0 | 0
Heat Rate - [MMBtu/MWh] | 0 | 0 | 0 | 0 | 0
TWh Generated | 0 | 0 | 0 | 0 | 0
TWh Generated Qualifying | 0 | 0 | 0 | 0 | 0
Rate - [lb/MWh] | 0 | 0 | 0 | 0 | 0
Constraint Shadow Price [US$/MWh] | 0 | 0 | 0 | 0 | 0
Constraint Name: Wind Generation Cap 20% - TVAv3.1 Constraint #: 538
Constraint Type: Required Generation [GWh]
Run Year, Seasons Included: 2012 WINTER SUMMER
Run Year, Seasons Included: 2015 WINTER SUMMER
Run Year, Seasons Included: 2020 WINTER SUMMER
Run Year, Seasons Included: 2025 WINTER SUMMER
Run Year, Seasons Included: 2032 WINTER SUMMER
Time Base: Seasonal/Annual | 2012-2013 | 2014-2017 | 2018-2022 | 2023-2027 | 2028-2035
Standard - [GWh] | 37970 | 36880 | 36090 | 36390 | 37680
-Generation at Eligible Plants [GWh] | 298.4 | 298.4 | 298.4 | 298.4 | 298.4
-Plus Allowances Purchased [GWh] GWh | 0 | 0 | 0 | 0 | 0
-Less Allowances Sold [MTons] GWh | 0 | 0 | 0 | 0 | 0
-Less Allowances Banked [GWh] | 0 | 0 | 0 | 0 | 0
-Plus Allowances Withdrawn (1:1) [GWh] | 0 | 0 | 0 | 0 | 0
-Plus Allowances Withdrawn (n:1) [GWh] | 0 | 0 | 0 | 0 | 0
Total [GWh] | 298.4 | 298.4 | 298.4 | 298.4 | 298.4
TBtu Consumed | 0 | 0 | 0 | 0 | 0
Heat Rate - [MMBtu/MWh] | 0 | 0 | 0 | 0 | 0
TWh Generated | 0.2984 | 0.2984 | 0.2984 | 0.2984 | 0.2984
TWh Generated Qualifying | 0.2984 | 0.2984 | 0.2984 | 0.2984 | 0.2984
Rate - [lb/MWh] | 0 | 0 | 0 | 0 | 0
Constraint Shadow Price [US$/MWh] | 0 | 0 | 0 | 0 | 0
Constraint Name: Wind Generation Cap 20% - UPNYv3.1 Constraint #: 539
Constraint Type: Required Generation [GWh]
Run Year, Seasons Included: 2012 WINTER SUMMER
Run Year, Seasons Included: 2015 WINTER SUMMER
Run Year, Seasons Included: 2020 WINTER SUMMER
Run Year, Seasons Included: 2025 WINTER SUMMER
Run Year, Seasons Included: 2032 WINTER SUMMER
Time Base: Seasonal/Annual | 2012-2013 | 2014-2017 | 2018-2022 | 2023-2027 | 2028-2035
Standard - [GWh] | 11280 | 11100 | 11010 | 11400 | 11400
-Generation at Eligible Plants [GWh] | 1515 | 1515 | 1515 | 1515 | 1515
-Plus Allowances Purchased [GWh] GWh | 0 | 0 | 0 | 0 | 0
-Less Allowances Sold [MTons] GWh | 0 | 0 | 0 | 0 | 0
-Less Allowances Banked [GWh] | 0 | 0 | 0 | 0 | 0
-Plus Allowances Withdrawn (1:1) [GWh] | 0 | 0 | 0 | 0 | 0
-Plus Allowances Withdrawn (n:1) [GWh] | 0 | 0 | 0 | 0 | 0
Total [GWh] | 1515 | 1515 | 1515 | 1515 | 1515
TBtu Consumed | 0 | 0 | 0 | 0 | 0
Heat Rate - [MMBtu/MWh] | 0 | 0 | 0 | 0 | 0
TWh Generated | 1.515 | 1.515 | 1.515 | 1.515 | 1.515
TWh Generated Qualifying | 1.515 | 1.515 | 1.515 | 1.515 | 1.515
Rate - [lb/MWh] | 0 | 0 | 0 | 0 | 0
Constraint Shadow Price [US$/MWh] | 0 | 0 | 0 | 0 | 0
Constraint Name: Wind Generation Cap 20% - VACAv3.1 Constraint #: 540
Constraint Type: Required Generation [GWh]
Run Year, Seasons Included: 2012 WINTER SUMMER
Run Year, Seasons Included: 2015 WINTER SUMMER
Run Year, Seasons Included: 2020 WINTER SUMMER
Run Year, Seasons Included: 2025 WINTER SUMMER
Run Year, Seasons Included: 2032 WINTER SUMMER
Time Base: Seasonal/Annual | 2012-2013 | 2014-2017 | 2018-2022 | 2023-2027 | 2028-2035
Standard - [GWh] | 42830 | 41920 | 41610 | 42820 | 45400
-Generation at Eligible Plants [GWh] | 80.93 | 80.93 | 80.93 | 80.93 | 80.93
-Plus Allowances Purchased [GWh] GWh | 0 | 0 | 0 | 0 | 0
-Less Allowances Sold [MTons] GWh | 0 | 0 | 0 | 0 | 0
-Less Allowances Banked [GWh] | 0 | 0 | 0 | 0 | 0
-Plus Allowances Withdrawn (1:1) [GWh] | 0 | 0 | 0 | 0 | 0
-Plus Allowances Withdrawn (n:1) [GWh] | 0 | 0 | 0 | 0 | 0
Total [GWh] | 80.93 | 80.93 | 80.93 | 80.93 | 80.93
TBtu Consumed | 0 | 0 | 0 | 0 | 0
Heat Rate - [MMBtu/MWh] | 0 | 0 | 0 | 0 | 0
TWh Generated | 0.08093 | 0.08093 | 0.08093 | 0.08093 | 0.08093
TWh Generated Qualifying | 0.08093 | 0.08093 | 0.08093 | 0.08093 | 0.08093
Rate - [lb/MWh] | 0 | 0 | 0 | 0 | 0
Constraint Shadow Price [US$/MWh] | 0 | 0 | 0 | 0 | 0
Constraint Name: Wind Generation Cap 20% - VAPWv3.1 Constraint #: 541
Constraint Type: Required Generation [GWh]
Run Year, Seasons Included: 2012 WINTER SUMMER
Run Year, Seasons Included: 2015 WINTER SUMMER
Run Year, Seasons Included: 2020 WINTER SUMMER
Run Year, Seasons Included: 2025 WINTER SUMMER
Run Year, Seasons Included: 2032 WINTER SUMMER
Time Base: Seasonal/Annual | 2012-2013 | 2014-2017 | 2018-2022 | 2023-2027 | 2028-2035
Standard - [GWh] | 20270 | 19830 | 19690 | 20260 | 21480
-Generation at Eligible Plants [GWh] | 1566 | 1566 | 1566 | 1566 | 1566
-Plus Allowances Purchased [GWh] GWh | 0 | 0 | 0 | 0 | 0
-Less Allowances Sold [MTons] GWh | 0 | 0 | 0 | 0 | 0
-Less Allowances Banked [GWh] | 0 | 0 | 0 | 0 | 0
-Plus Allowances Withdrawn (1:1) [GWh] | 0 | 0 | 0 | 0 | 0
-Plus Allowances Withdrawn (n:1) [GWh] | 0 | 0 | 0 | 0 | 0
Total [GWh] | 1566 | 1566 | 1566 | 1566 | 1566
TBtu Consumed | 0 | 0 | 0 | 0 | 0
Heat Rate - [MMBtu/MWh] | 0 | 0 | 0 | 0 | 0
TWh Generated | 1.566 | 1.566 | 1.566 | 1.566 | 1.566
TWh Generated Qualifying | 1.566 | 1.566 | 1.566 | 1.566 | 1.566
Rate - [lb/MWh] | 0 | 0 | 0 | 0 | 0
Constraint Shadow Price [US$/MWh] | 0 | 0 | 0 | 0 | 0
Constraint Name: Wind Generation Cap 20% - WUMSv3.1 Constraint #: 542
Constraint Type: Required Generation [GWh]
Run Year, Seasons Included: 2012 WINTER SUMMER
Run Year, Seasons Included: 2015 WINTER SUMMER
Run Year, Seasons Included: 2020 WINTER SUMMER
Run Year, Seasons Included: 2025 WINTER SUMMER
Run Year, Seasons Included: 2032 WINTER SUMMER
Time Base: Seasonal/Annual | 2012-2013 | 2014-2017 | 2018-2022 | 2023-2027 | 2028-2035
Standard - [GWh] | 10240 | 10020 | 10010 | 10440 | 11240
-Generation at Eligible Plants [GWh] | 937.9 | 937.9 | 937.9 | 937.9 | 937.9
-Plus Allowances Purchased [GWh] GWh | 0 | 0 | 0 | 0 | 0
-Less Allowances Sold [MTons] GWh | 0 | 0 | 0 | 0 | 0
-Less Allowances Banked [GWh] | 0 | 0 | 0 | 0 | 0
-Plus Allowances Withdrawn (1:1) [GWh] | 0 | 0 | 0 | 0 | 0
-Plus Allowances Withdrawn (n:1) [GWh] | 0 | 0 | 0 | 0 | 0
Total [GWh] | 937.9 | 937.9 | 937.9 | 937.9 | 937.9
TBtu Consumed | 0 | 0 | 0 | 0 | 0
Heat Rate - [MMBtu/MWh] | 0 | 0 | 0 | 0 | 0
TWh Generated | 0.9379 | 0.9379 | 0.9379 | 0.9379 | 0.9379
TWh Generated Qualifying | 0.9379 | 0.9379 | 0.9379 | 0.9379 | 0.9379
Rate - [lb/MWh] | 0 | 0 | 0 | 0 | 0
Constraint Shadow Price [US$/MWh] | 0 | 0 | 0 | 0 | 0
Constraint Name: CNV RPS v3.1 Constraint #: 543
Constraint Type: Required Generation [GWh]
Run Year, Seasons Included: 2012 WINTER SUMMER
Run Year, Seasons Included: 2015 WINTER SUMMER
Run Year, Seasons Included: 2020 WINTER SUMMER
Run Year, Seasons Included: 2025 WINTER SUMMER
Run Year, Seasons Included: 2032 WINTER SUMMER
Time Base: Seasonal/Annual | 2012-2013 | 2014-2017 | 2018-2022 | 2023-2027 | 2028-2035
Standard - [GWh] | 53810 | 55150 | 55490 | 55540 | 58200
-Generation at Eligible Plants [GWh] | 59100 | 59100 | 59100 | 59120 | 61490
-Plus Allowances Purchased [GWh] GWh | 0 | 0 | 0 | 0 | 0
-Less Allowances Sold [MTons] GWh | 0 | 0 | 0 | 0 | 0
-Less Allowances Banked [GWh] | 0 | 0 | 0 | 0 | 0
-Plus Allowances Withdrawn (1:1) [GWh] | 0 | 0 | 0 | 0 | 0
-Plus Allowances Withdrawn (n:1) [GWh] | 0 | 0 | 0 | 0 | 0
Total [GWh] | 59100 | 59100 | 59100 | 59120 | 61490
TBtu Consumed | 483 | 483.4 | 487.6 | 488.2 | 524.5
Heat Rate - [MMBtu/MWh] | 8.172 | 8.179 | 8.25 | 8.257 | 8.531
TWh Generated | 59.1 | 59.1 | 59.1 | 59.12 | 61.49
TWh Generated Qualifying | 59.1 | 59.1 | 59.1 | 59.12 | 61.49
Rate - [lb/MWh] | 0 | 0 | 0 | 0 | 0
Constraint Shadow Price [US$/MWh] | 0 | 0.1353 | 13.92 | 12.13 | 22.79
Constraint Name: ERCOT RPS v3.1 Constraint #: 544
Constraint Type: Required Generation [GWh]
Run Year, Seasons Included: 2012 WINTER SUMMER
Run Year, Seasons Included: 2015 WINTER SUMMER
Run Year, Seasons Included: 2020 WINTER SUMMER
Run Year, Seasons Included: 2025 WINTER SUMMER
Run Year, Seasons Included: 2032 WINTER SUMMER
Time Base: Seasonal/Annual | 2012-2013 | 2014-2017 | 2018-2022 | 2023-2027 | 2028-2035
Standard - [GWh] | 11620 | 14440 | 14400 | 14930 | 15910
-Generation at Eligible Plants [GWh] | 153700 | 158400 | 157200 | 153300 | 135700
-Plus Allowances Purchased [GWh] GWh | 0 | 0 | 0 | 0 | 0
-Less Allowances Sold [MTons] GWh | 0 | 0 | 0 | 0 | 0
-Less Allowances Banked [GWh] | 0 | 0 | 0 | 0 | 0
-Plus Allowances Withdrawn (1:1) [GWh] | 0 | 0 | 0 | 0 | 0
-Plus Allowances Withdrawn (n:1) [GWh] | 0 | 0 | 0 | 0 | 0
Total [GWh] | 153700 | 158400 | 157200 | 153300 | 135700
TBtu Consumed | 21.61 | 28.2 | 49.85 | 53.79 | 53.35
Heat Rate - [MMBtu/MWh] | 0.1406 | 0.178 | 0.3171 | 0.3508 | 0.3931
TWh Generated | 153.7 | 158.4 | 157.2 | 153.3 | 135.7
TWh Generated Qualifying | 153.7 | 158.4 | 157.2 | 153.3 | 135.7
Rate - [lb/MWh] | 0 | 0 | 0 | 0 | 0
Constraint Shadow Price [US$/MWh] | 0 | 0 | 0 | 0 | 0
Constraint Name: MAAC RPS v3.1 Constraint #: 545
Constraint Type: Required Generation [GWh]
Run Year, Seasons Included: 2012 WINTER SUMMER
Run Year, Seasons Included: 2015 WINTER SUMMER
Run Year, Seasons Included: 2020 WINTER SUMMER
Run Year, Seasons Included: 2025 WINTER SUMMER
Run Year, Seasons Included: 2032 WINTER SUMMER
Time Base: Seasonal/Annual | 2012-2013 | 2014-2017 | 2018-2022 | 2023-2027 | 2028-2035
Standard - [GWh] | 20790 | 28130 | 40370 | 42830 | 44860
-Generation at Eligible Plants [GWh] | 159000 | 158800 | 169400 | 168100 | 163100
-Plus Allowances Purchased [GWh] GWh | 0 | 0 | 0 | 0 | 0
-Less Allowances Sold [MTons] GWh | 0 | 0 | 0 | 0 | 0
-Less Allowances Banked [GWh] | 0 | 0 | 0 | 0 | 0
-Plus Allowances Withdrawn (1:1) [GWh] | 0 | 0 | 0 | 0 | 0
-Plus Allowances Withdrawn (n:1) [GWh] | 0 | 0 | 0 | 0 | 0
Total [GWh] | 159000 | 158800 | 169400 | 168100 | 163100
TBtu Consumed | 152 | 227.7 | 345.6 | 368.9 | 387.4
Heat Rate - [MMBtu/MWh] | 0.9563 | 1.434 | 2.04 | 2.194 | 2.376
TWh Generated | 159 | 158.8 | 169.4 | 168.1 | 163.1
TWh Generated Qualifying | 159 | 158.8 | 169.4 | 168.1 | 163.1
Rate - [lb/MWh] | 0 | 0 | 0 | 0 | 0
Constraint Shadow Price [US$/MWh] | 3.2 | 37.8 | 63.38 | 38.51 | 20.38
Constraint Name: MAIN RPS v3.1 Constraint #: 546
Constraint Type: Required Generation [GWh]
Run Year, Seasons Included: 2012 WINTER SUMMER
Run Year, Seasons Included: 2015 WINTER SUMMER
Run Year, Seasons Included: 2020 WINTER SUMMER
Run Year, Seasons Included: 2025 WINTER SUMMER
Run Year, Seasons Included: 2032 WINTER SUMMER
Time Base: Seasonal/Annual | 2012-2013 | 2014-2017 | 2018-2022 | 2023-2027 | 2028-2035
Standard - [GWh] | 13630 | 21450 | 31260 | 42340 | 44470
-Generation at Eligible Plants [GWh] | 183400 | 160100 | 174100 | 178900 | 177300
-Plus Allowances Purchased [GWh] GWh | 0 | 0 | 0 | 0 | 0
-Less Allowances Sold [MTons] GWh | 0 | 0 | 0 | 0 | 0
-Less Allowances Banked [GWh] | 0 | 0 | 0 | 0 | 0
-Plus Allowances Withdrawn (1:1) [GWh] | 0 | 0 | 0 | 0 | 0
-Plus Allowances Withdrawn (n:1) [GWh] | 0 | 0 | 0 | 0 | 0
Total [GWh] | 183400 | 160100 | 174100 | 178900 | 177300
TBtu Consumed | 136.4 | 149.7 | 251 | 357.3 | 377.3
Heat Rate - [MMBtu/MWh] | 0.7436 | 0.935 | 1.442 | 1.998 | 2.129
TWh Generated | 183.4 | 160.1 | 174.1 | 178.9 | 177.3
TWh Generated Qualifying | 183.4 | 160.1 | 174.1 | 178.9 | 177.3
Rate - [lb/MWh] | 0 | 0 | 0 | 0 | 0
Constraint Shadow Price [US$/MWh] | 0 | 7.932 | 75.65 | 59.64 | 35.68
Constraint Name: MRO RPS v3.1 Constraint #: 547
Constraint Type: Required Generation [GWh]
Run Year, Seasons Included: 2012 WINTER SUMMER
Run Year, Seasons Included: 2015 WINTER SUMMER
Run Year, Seasons Included: 2020 WINTER SUMMER
Run Year, Seasons Included: 2025 WINTER SUMMER
Run Year, Seasons Included: 2032 WINTER SUMMER
Time Base: Seasonal/Annual | 2012-2013 | 2014-2017 | 2018-2022 | 2023-2027 | 2028-2035
Standard - [GWh] | 6221 | 7645 | 10150 | 12470 | 13420
-Generation at Eligible Plants [GWh] | 154500 | 154300 | 147500 | 144500 | 144300
-Plus Allowances Purchased [GWh] GWh | 0 | 0 | 0 | 0 | 0
-Less Allowances Sold [MTons] GWh | 0 | 0 | 0 | 0 | 0
-Less Allowances Banked [GWh] | 0 | 0 | 0 | 0 | 0
-Plus Allowances Withdrawn (1:1) [GWh] | 0 | 0 | 0 | 0 | 0
-Plus Allowances Withdrawn (n:1) [GWh] | 0 | 0 | 0 | 0 | 0
Total [GWh] | 154500 | 154300 | 147500 | 144500 | 144300
TBtu Consumed | 29.6 | 41.13 | 52.07 | 70.72 | 103.4
Heat Rate - [MMBtu/MWh] | 0.1916 | 0.2665 | 0.3529 | 0.4896 | 0.7168
TWh Generated | 154.5 | 154.3 | 147.5 | 144.5 | 144.3
TWh Generated Qualifying | 154.5 | 154.3 | 147.5 | 144.5 | 144.3
Rate - [lb/MWh] | 0 | 0 | 0 | 0 | 0
Constraint Shadow Price [US$/MWh] | 0 | 0 | 0 | 0 | 0
Constraint Name: New England RPS v3.1 Constraint #: 548
Constraint Type: Required Generation [GWh]
Run Year, Seasons Included: 2012 WINTER SUMMER
Run Year, Seasons Included: 2015 WINTER SUMMER
Run Year, Seasons Included: 2020 WINTER SUMMER
Run Year, Seasons Included: 2025 WINTER SUMMER
Run Year, Seasons Included: 2032 WINTER SUMMER
Time Base: Seasonal/Annual | 2012-2013 | 2014-2017 | 2018-2022 | 2023-2027 | 2028-2035
Standard - [GWh] | 9053 | 11130 | 13980 | 14560 | 14980
-Generation at Eligible Plants [GWh] | 36590 | 35540 | 35560 | 35430 | 34890
-Plus Allowances Purchased [GWh] GWh | 0 | 0 | 0 | 0 | 0
-Less Allowances Sold [MTons] GWh | 0 | 0 | 0 | 0 | 0
-Less Allowances Banked [GWh] | 0 | 0 | 0 | 0 | 0
-Plus Allowances Withdrawn (1:1) [GWh] | 0 | 0 | 0 | 0 | 0
-Plus Allowances Withdrawn (n:1) [GWh] | 0 | 0 | 0 | 0 | 0
Total [GWh] | 36590 | 35540 | 35560 | 35430 | 34890
TBtu Consumed | 85.6 | 85.59 | 85.61 | 85.47 | 85.19
Heat Rate - [MMBtu/MWh] | 2.339 | 2.408 | 2.408 | 2.412 | 2.442
TWh Generated | 36.59 | 35.54 | 35.56 | 35.43 | 34.89
TWh Generated Qualifying | 36.59 | 35.54 | 35.56 | 35.43 | 34.89
Rate - [lb/MWh] | 0 | 0 | 0 | 0 | 0
Constraint Shadow Price [US$/MWh] | 0 | 0 | 0 | 0 | 0
Constraint Name: NWP RPS v3.1 Constraint #: 549
Constraint Type: Required Generation [GWh]
Run Year, Seasons Included: 2012 WINTER SUMMER
Run Year, Seasons Included: 2015 WINTER SUMMER
Run Year, Seasons Included: 2020 WINTER SUMMER
Run Year, Seasons Included: 2025 WINTER SUMMER
Run Year, Seasons Included: 2032 WINTER SUMMER
Time Base: Seasonal/Annual | 2012-2013 | 2014-2017 | 2018-2022 | 2023-2027 | 2028-2035
Standard - [GWh] | 10370 | 16330 | 26890 | 29770 | 31840
-Generation at Eligible Plants [GWh] | 146900 | 146700 | 145900 | 140000 | 138500
-Plus Allowances Purchased [GWh] GWh | 0 | 0 | 0 | 0 | 0
-Less Allowances Sold [MTons] GWh | 0 | 0 | 0 | 0 | 0
-Less Allowances Banked [GWh] | 0 | 0 | 0 | 0 | 0
-Plus Allowances Withdrawn (1:1) [GWh] | 0 | 0 | 0 | 0 | 0
-Plus Allowances Withdrawn (n:1) [GWh] | 0 | 0 | 0 | 0 | 0
Total [GWh] | 146900 | 146700 | 145900 | 140000 | 138500
TBtu Consumed | 117.2 | 120 | 143.4 | 139.7 | 141.8
Heat Rate - [MMBtu/MWh] | 0.7976 | 0.8179 | 0.9831 | 0.9976 | 1.023
TWh Generated | 146.9 | 146.7 | 145.9 | 140 | 138.5
TWh Generated Qualifying | 146.9 | 146.7 | 145.9 | 140 | 138.5
Rate - [lb/MWh] | 0 | 0 | 0 | 0 | 0
Constraint Shadow Price [US$/MWh] | 0 | 0 | 0 | 0 | 0
Constraint Name: NY RPS v3.1 Constraint #: 550
Constraint Type: Required Generation [GWh]
Run Year, Seasons Included: 2012 WINTER SUMMER
Run Year, Seasons Included: 2015 WINTER SUMMER
Run Year, Seasons Included: 2020 WINTER SUMMER
Run Year, Seasons Included: 2025 WINTER SUMMER
Run Year, Seasons Included: 2032 WINTER SUMMER
Time Base: Seasonal/Annual | 2012-2013 | 2014-2017 | 2018-2022 | 2023-2027 | 2028-2035
Standard - [GWh] | 8194 | 8191 | 8102 | 8061 | 8588
-Generation at Eligible Plants [GWh] | 28180 | 28110 | 28130 | 27950 | 26270
-Plus Allowances Purchased [GWh] GWh | 0 | 0 | 0 | 0 | 0
-Less Allowances Sold [MTons] GWh | 0 | 0 | 0 | 0 | 0
-Less Allowances Banked [GWh] | 0 | 0 | 0 | 0 | 0
-Plus Allowances Withdrawn (1:1) [GWh] | 0 | 0 | 0 | 0 | 0
-Plus Allowances Withdrawn (n:1) [GWh] | 0 | 0 | 0 | 0 | 0
Total [GWh] | 28180 | 28110 | 28130 | 27950 | 26270
TBtu Consumed | 41.15 | 40.82 | 39.97 | 39.1 | 44.91
Heat Rate - [MMBtu/MWh] | 1.46 | 1.452 | 1.421 | 1.399 | 1.71
TWh Generated | 28.18 | 28.11 | 28.13 | 27.95 | 26.27
TWh Generated Qualifying | 28.18 | 28.11 | 28.13 | 27.95 | 26.27
Rate - [lb/MWh] | 0 | 0 | 0 | 0 | 0
Constraint Shadow Price [US$/MWh] | 8.222 | 15.86 | 10.54 | 6.052 | 13.29
Constraint Name: RA RPS v3.1 Constraint #: 551
Constraint Type: Required Generation [GWh]
Run Year, Seasons Included: 2012 WINTER SUMMER
Run Year, Seasons Included: 2015 WINTER SUMMER
Run Year, Seasons Included: 2020 WINTER SUMMER
Run Year, Seasons Included: 2025 WINTER SUMMER
Run Year, Seasons Included: 2032 WINTER SUMMER
Time Base: Seasonal/Annual | 2012-2013 | 2014-2017 | 2018-2022 | 2023-2027 | 2028-2035
Standard - [GWh] | 10200 | 12320 | 15790 | 18250 | 19500
-Generation at Eligible Plants [GWh] | 160900 | 158800 | 157400 | 150600 | 140400
-Plus Allowances Purchased [GWh] GWh | 0 | 0 | 0 | 0 | 0
-Less Allowances Sold [MTons] GWh | 0 | 0 | 0 | 0 | 0
-Less Allowances Banked [GWh] | 0 | 0 | 0 | 0 | 0
-Plus Allowances Withdrawn (1:1) [GWh] | 0 | 0 | 0 | 0 | 0
-Plus Allowances Withdrawn (n:1) [GWh] | 0 | 0 | 0 | 0 | 0
Total [GWh] | 160900 | 158800 | 157400 | 150600 | 140400
TBtu Consumed | 147.5 | 142.4 | 175.9 | 173.3 | 170.3
Heat Rate - [MMBtu/MWh] | 0.9163 | 0.897 | 1.118 | 1.15 | 1.212
TWh Generated | 160.9 | 158.8 | 157.4 | 150.6 | 140.4
TWh Generated Qualifying | 160.9 | 158.8 | 157.4 | 150.6 | 140.4
Rate - [lb/MWh] | 0 | 0 | 0 | 0 | 0
Constraint Shadow Price [US$/MWh] | 0 | 0 | 0 | 0 | 0
Constraint Name: STV RPS v3.1 Constraint #: 552
Constraint Type: Required Generation [GWh]
Run Year, Seasons Included: 2012 WINTER SUMMER
Run Year, Seasons Included: 2015 WINTER SUMMER
Run Year, Seasons Included: 2020 WINTER SUMMER
Run Year, Seasons Included: 2025 WINTER SUMMER
Run Year, Seasons Included: 2032 WINTER SUMMER
Time Base: Seasonal/Annual | 2012-2013 | 2014-2017 | 2018-2022 | 2023-2027 | 2028-2035
Standard - [GWh] | 4016 | 7915 | 14430 | 16220 | 17190
-Generation at Eligible Plants [GWh] | 517800 | 487300 | 476600 | 466000 | 436200
-Plus Allowances Purchased [GWh] GWh | 0 | 0 | 0 | 0 | 0
-Less Allowances Sold [MTons] GWh | 0 | 0 | 0 | 0 | 0
-Less Allowances Banked [GWh] | 0 | 0 | 0 | 0 | 0
-Plus Allowances Withdrawn (1:1) [GWh] | 0 | 0 | 0 | 0 | 0
-Plus Allowances Withdrawn (n:1) [GWh] | 0 | 0 | 0 | 0 | 0
Total [GWh] | 517800 | 487300 | 476600 | 466000 | 436200
TBtu Consumed | 134.5 | 146.4 | 183.8 | 182.2 | 211.7
Heat Rate - [MMBtu/MWh] | 0.2597 | 0.3005 | 0.3856 | 0.3909 | 0.4854
TWh Generated | 517.8 | 487.3 | 476.6 | 466 | 436.2
TWh Generated Qualifying | 517.8 | 487.3 | 476.6 | 466 | 436.2
Rate - [lb/MWh] | 0 | 0 | 0 | 0 | 0
Constraint Shadow Price [US$/MWh] | 0 | 0 | 0 | 0 | 0
Constraint Name: ECAR RPS v3.1 Constraint #: 553
Constraint Type: Required Generation [GWh]
Run Year, Seasons Included: 2012 WINTER SUMMER
Run Year, Seasons Included: 2015 WINTER SUMMER
Run Year, Seasons Included: 2020 WINTER SUMMER
Run Year, Seasons Included: 2025 WINTER SUMMER
Run Year, Seasons Included: 2032 WINTER SUMMER
Time Base: Seasonal/Annual | 2012-2013 | 2014-2017 | 2018-2022 | 2023-2027 | 2028-2035
Standard - [GWh] | 4662 | 16540 | 24080 | 30950 | 32220
-Generation at Eligible Plants [GWh] | 549300 | 535300 | 515100 | 532700 | 529000
-Plus Allowances Purchased [GWh] GWh | 0 | 0 | 0 | 0 | 0
-Less Allowances Sold [MTons] GWh | 0 | 0 | 0 | 0 | 0
-Less Allowances Banked [GWh] | 0 | 0 | 0 | 0 | 0
-Plus Allowances Withdrawn (1:1) [GWh] | 0 | 0 | 0 | 0 | 0
-Plus Allowances Withdrawn (n:1) [GWh] | 0 | 0 | 0 | 0 | 0
Total [GWh] | 549300 | 535300 | 515100 | 532700 | 529000
TBtu Consumed | 119.1 | 176.9 | 236.7 | 314.2 | 332.3
Heat Rate - [MMBtu/MWh] | 0.2168 | 0.3304 | 0.4595 | 0.5898 | 0.6282
TWh Generated | 549.3 | 535.3 | 515.1 | 532.7 | 529
TWh Generated Qualifying | 549.3 | 535.3 | 515.1 | 532.7 | 529
Rate - [lb/MWh] | 0 | 0 | 0 | 0 | 0
Constraint Shadow Price [US$/MWh] | 0 | 0 | 3.252 | 51.62 | 22.2
Constraint Name: Dummy NOx Constraint for NENG Coal Constraint #: 554
Constraint Type: Rate Cap [MTons]
Run Year, Seasons Included: 2012 WINTER SUMMER
Run Year, Seasons Included: 2015 WINTER SUMMER
Run Year, Seasons Included: 2020 WINTER SUMMER
Run Year, Seasons Included: 2025 WINTER SUMMER
Run Year, Seasons Included: 2032 WINTER SUMMER
Time Base: Seasonal/Annual | 2012-2013 | 2014-2017 | 2018-2022 | 2023-2027 | 2028-2035
Standard - [MTon] | 100000 | 100000 | 100000 | 100000 | 100000
-Emissions at Affected Plants [MTons] | 9.695 | 9.295 | 9.01 | 8.938 | 8.845
-Less Allowances Purchased [MTons] NOX | 0 | 0 | 0 | 0 | 0
-Plus Allowances Sold [MTons] NOX | 0 | 0 | 0 | 0 | 0
-Plus Allowances Banked [MTons] | 0 | 0 | 0 | 0 | 0
-Less Allowances Withdrawn (1:1) [MTons] | 0 | 0 | 0 | 0 | 0
-Less Allowances Withdrawn (n:1) [MTons] | 0 | 0 | 0 | 0 | 0
Total [MTons] | 9.695 | 9.295 | 9.01 | 8.938 | 8.845
TBtu Consumed | 549.5 | 519.5 | 471 | 470.9 | 474.7
Rate - [lb/MMBtu] | 0.03529 | 0.03579 | 0.03826 | 0.03796 | 0.03726
TWh Generated | 69.52 | 65.86 | 59.28 | 59.34 | 60.02
TWh Generated Qualifying | 69.52 | 65.86 | 59.28 | 59.34 | 60.02
Rate - [lb/MWh] | 0 | 0 | 0 | 0 | 0
Constraint Shadow Price [US$/Ton] | 0 | 0 | 0 | 0 | 0
Constraint Name: Dummy NOx Constraint to run SCR&SNCR Constraint #: 555
Constraint Type: Rate Cap [MTons]
Run Year, Seasons Included: 2012 WINTER SUMMER
Run Year, Seasons Included: 2015 WINTER SUMMER
Run Year, Seasons Included: 2020 WINTER SUMMER
Run Year, Seasons Included: 2025 WINTER SUMMER
Run Year, Seasons Included: 2032 WINTER SUMMER
Time Base: Seasonal/Annual | 2012-2013 | 2014-2017 | 2018-2022 | 2023-2027 | 2028-2035
Standard - [MTon] | 100000 | 100000 | 100000 | 100000 | 100000
-Emissions at Affected Plants [MTons] | 120.5 | 86.68 | 84.85 | 85.11 | 80.32
-Less Allowances Purchased [MTons] NOX | 0 | 0 | 0 | 0 | 0
-Plus Allowances Sold [MTons] NOX | 0 | 0 | 0 | 0 | 0
-Plus Allowances Banked [MTons] | 0 | 0 | 0 | 0 | 0
-Less Allowances Withdrawn (1:1) [MTons] | 0 | 0 | 0 | 0 | 0
-Less Allowances Withdrawn (n:1) [MTons] | 0 | 0 | 0 | 0 | 0
Total [MTons] | 120.5 | 86.68 | 84.85 | 85.11 | 80.32
TBtu Consumed | 2248 | 2184 | 2150 | 2166 | 2074
Rate - [lb/MMBtu] | 0.1072 | 0.07937 | 0.07892 | 0.07859 | 0.07744
TWh Generated | 234.9 | 227.9 | 224.6 | 223.4 | 214.3
TWh Generated Qualifying | 234.9 | 227.9 | 224.6 | 223.4 | 214.3
Rate - [lb/MWh] | 0 | 0 | 0 | 0 | 0
Constraint Shadow Price [US$/Ton] | 0 | 0 | 0 | 0 | 0

## Fuel report
Fuel Consumption by Fueland FuelType [TBtu]
Fuel | 2012 | 2015 | 2020 | 2025 | 2032
Coal | 21253.5 | 20508.4 | 20299.5 | 20774.8 | 19773.9
Nuclear | 8322.9 | 8472.3 | 8537 | 8584.9 | 11926.9
NaturalGas | 4378.5 | 4051.5 | 3651.1 | 4079.4 | 3945.5
Biomass | 736.1 | 914.2 | 1321.2 | 1549.1 | 1659.5
Pet. Coke | 181.8 | 172.5 | 163.2 | 158.6 | 145.8
Waste Coal | 161.9 | 149.8 | 145.8 | 143.4 | 135.9
Oil | 27.9 | 18.8 | 16.2 | 0.2 | 0.2
Fuel Costs by Fuel and Fuel Type[MMUS$]
Fuel | 2012 | 2015 | 2020 | 2025 | 2032
Coal | 32527 | 30310.4 | 29440.4 | 29786.3 | 28616.5
Nuclear | 5791.9 | 5895.8 | 6334.4 | 6575.2 | 8964.3
NaturalGas | 24538.2 | 22584.5 | 21344 | 22130 | 21657.7
Biomass | 1755.5 | 2253.9 | 3332.9 | 4265.2 | 4831.9
Pet. Coke | 242.8 | 230.4 | 218 | 211.8 | 194.7
Waste Coal | 210.9 | 189.7 | 182.2 | 171.9 | 167.9
Oil | 143.4 | 96.1 | 87.2 | 1.6 | 2.1
Fuel Costs by Fuel and Fuel Type[US$/MMBtu]
Fuel | 2012 | 2015 | 2020 | 2025 | 2032
Coal | 1.53 | 1.48 | 1.45 | 1.43 | 1.45
Nuclear | 0.7 | 0.7 | 0.74 | 0.77 | 0.75
NaturalGas | 5.6 | 5.57 | 5.85 | 5.42 | 5.49
Biomass | 2.38 | 2.47 | 2.52 | 2.75 | 2.91
Pet. Coke | 1.34 | 1.34 | 1.34 | 1.34 | 1.34
Waste Coal | 1.3 | 1.27 | 1.25 | 1.2 | 1.24
Oil | 5.14 | 5.12 | 5.39 | 10.43 | 10.41

## Tables 1-16
IPM H.R 2454 Core Scenario
Regional Summary Report
| 2012 | 2015 | 2020 | 2025 | 2032
-------------------------------------- | -------- | -------- | -------- | -------- | --------
1. Reserve Margin Capacity WINTER [MW] | 999481 | 903976 | 909885 | 925157 | 990921
Plus Firm Purchases [MW] | 0 | 0 | 0 | 0 | 0
Plus Transmission In WINTER [MW] | 9571 | 10998 | 10914 | 12688 | 8422
-------------------------------------- | -------- | -------- | -------- | -------- | --------
Total R.M. Capacity WINTER [MW] | 1009052 | 914974 | 920799 | 937845 | 999343
-------------------------------------- | -------- | -------- | -------- | -------- | --------
2. Peak Load WINTER [MW] | 669510 | 665497 | 669036 | 698253 | 749856
Less DSM [MW] | 0 | 0 | 0 | 0 | 0
Plus Firm Sales [MW] | 0 | 0 | 0 | 0 | 0
Plus Transmission Out WINTER [MW] | 9766 | 11222 | 11136 | 12947 | 8594
-------------------------------------- | -------- | -------- | -------- | -------- | --------
Net Demand WINTER [MW] | 679277 | 676720 | 680172 | 711200 | 758449
3. Reserve Margin WINTER [%] | 49 | 36 | 36 | 32 | 32
-------------------------------------- | -------- | -------- | -------- | -------- | --------
1. Reserve Margin Capacity SUMMER [MW] | 999481 | 903976 | 909885 | 925157 | 990921
Plus Firm Purchases [MW] | 0 | 0 | 0 | 0 | 0
Plus Transmission In SUMMER [MW] | 21193 | 43195 | 41515 | 63141 | 59360
-------------------------------------- | -------- | -------- | -------- | -------- | --------
Total R.M. Capacity SUMMER [MW] | 1020674 | 947171 | 951401 | 988298 | 1050281
-------------------------------------- | -------- | -------- | -------- | -------- | --------
2. Peak Load SUMMER [MW] | 759801 | 758714 | 764882 | 800403 | 861513
Less DSM [MW] | 0 | 0 | 0 | 0 | 0
Plus Firm Sales [MW] | 0 | 0 | 0 | 0 | 0
Plus Transmission Out SUMMER [MW] | 21626 | 44077 | 42363 | 64430 | 60571
-------------------------------------- | -------- | -------- | -------- | -------- | --------
Net Demand SUMMER [MW] | 781426 | 802791 | 807244 | 864833 | 922085
3. Reserve Margin SUMMER [%] | 31 | 19 | 19 | 15 | 15
-------------------------------------- | -------- | -------- | -------- | -------- | --------
4. Generation [GWh] | 4087818 | 4000730 | 3964267 | 4074423 | 4307322
Inter-Region Transmission [GWh] | -12370 | -12453 | -12066 | -11374 | -8933
Pumping & Storage Losses [GWh] | 19223 | 22257 | 22239 | 18765 | 15501
Plus Purchases [GWh] | 0 | 0 | 0 | 0 | 0
Less Sales [GWh] | 0 | 0 | 0 | 0 | 0
-------------------------------------- | -------- | -------- | -------- | -------- | --------
5. Total Supply for Demand [GWh] | 4056225 | 3966020 | 3929962 | 4044284 | 4282888
-------------------------------------- | -------- | -------- | -------- | -------- | --------
6. Projected Demand [GWh] | 4056225 | 3966020 | 3929962 | 4044284 | 4282888
Energy Not Served [GWh] | 0 | 0 | 0 | 0 | 0
Less DSM [GWh] | 0 | 0 | 0 | 0 | 0
Energy Demand Response [GWh] | 0 | 0 | 0 | 0 | 0
-------------------------------------- | -------- | -------- | -------- | -------- | --------
Net Demand [GWh] | 4056225 | 3966020 | 3929962 | 4044284 | 4282888
7. Dumped Energy [GWh] | 0 | 0 | 0 | 0 | 0
-------------------------------------- | -------- | -------- | -------- | -------- | --------
8. Total Supply for Demand [GWh] | 4056225 | 3966020 | 3929962 | 4044284 | 4282888
Less T&D Losses [GWh] | 312156 | 305214 | 302439 | 311237 | 329599
-------------------------------------- | -------- | -------- | -------- | -------- | --------
9. Total Sales [GWh] | 3744069 | 3660806 | 3627523 | 3733047 | 3953289
Capacity Avoided Costs [US$/kW] | 2012 | 2015 | 2020 | 2025 | 2032
-------------------------------------- | -------- | -------- | -------- | -------- | --------
WINTER | 0 | 0 | 0 | 0 | 0
SUMMER | 1.34 | 3.88 | 1.51 | 48.07 | 61.35
10. Capacity by Plant Type [MW] | 2012 | 2015 | 2020 | 2025 | 2032
-------------------------------------- | -------- | -------- | -------- | -------- | --------
New SPC-DryFGD_SCR_ACI 01 | 0 | 0 | 0 | 0 | 0
New SPC-WetFGD_SCR 02 | 0 | 0 | 0 | 0 | 0
New Combined Cycle 03 | 0 | 0 | 0 | 5092 | 12035
New Combustion Turbine 04 | 0 | 0 | 0 | 250 | 17137
New Nuclear 05 | 0 | 0 | 0 | 583 | 41283
New Biomass 06 | 856 | 1355 | 4084 | 6404 | 7121
New Fuel Cell 07 | 0 | 0 | 0 | 0 | 0
New Geothermal 08 | 676 | 676 | 676 | 676 | 685
New IGCC 09 | 0 | 0 | 0 | 0 | 0
New Coal with CCS 10 | 0 | 3000 | 7000 | 16434 | 16434
New Landfill Gas 11 | 1669 | 1669 | 1844 | 1926 | 2574
New Solar 12 | 16 | 16 | 16 | 16 | 16
New Wind 13 | 32179 | 32179 | 32179 | 32179 | 32179
Exist Coal Steam_WetFGD_SCR_ACI 14 | 6018 | 6018 | 6018 | 5536 | 5536
Exist Coal Steam_WetFGD_SCR 15 | 60313 | 59649 | 59649 | 58925 | 58925
Exist Coal Steam_WetFGD_SNCR 16 | 5563 | 4803 | 4803 | 4278 | 4278
Exist Coal Steam_WetFGD 17 | 39156 | 37506 | 35038 | 31580 | 31580
Exist Coal Steam_DryFGD_SCR_ACI 18 | 4574 | 4574 | 4574 | 3774 | 3774
Exist Coal Steam_DryFGD_SNCR_ACI 19 | 200 | 0 | 0 | 0 | 0
Exist Coal Steam_DryFGD_ACI 20 | 1672 | 1672 | 1672 | 736 | 736
Exist Coal Steam_DryFGD_SCR 21 | 4910 | 4910 | 4554 | 4347 | 4347
Exist Coal Steam_DryFGD_SNCR 22 | 587 | 319 | 319 | 319 | 319
Exist Coal Steam_DryFGD 23 | 5430 | 5070 | 3743 | 3743 | 3743
Exist Coal Steam_SCR_ACI 24 | 324 | 324 | 324 | 324 | 324
Exist Coal Steam_SNCR_ACI 25 | 135 | 0 | 0 | 0 | 0
Exist Coal Steam_ACI 26 | 3039 | 1226 | 1190 | 1190 | 1190
Exist Coal Steam_SCR 27 | 15801 | 12520 | 11044 | 11044 | 11044
Exist Coal Steam_SNCR 28 | 11954 | 10231 | 10231 | 10231 | 10231
Exist Coal Steam_Uncontrolled 29 | 96858 | 76012 | 72480 | 71589 | 71589
Exist FBC_SNCR 30 | 2725 | 2605 | 2605 | 2605 | 2605
Exist FBC_DryFGD 31 | 98 | 98 | 98 | 98 | 98
Exist FBC_DryFGD_SNCR 32 | 1071 | 1071 | 1071 | 1071 | 1071
Exist FBC_Uncontrolled 33 | 2944 | 2453 | 2453 | 2453 | 2453
Exist Oil/Gas Steam 34 | 91467 | 33178 | 33110 | 33110 | 33110
Exist Oil/Gas Steam_SCR 35 | 20789 | 15309 | 14840 | 14840 | 14840
Exist Oil/Gas Steam_SNCR 36 | 1166 | 0 | 0 | 0 | 0
Exist Nuclear 37 | 101099 | 102944 | 103725 | 103725 | 103725
Exist Hydro 38 | 77475 | 77475 | 77475 | 77475 | 77475
Exist Combined Cycle 39 | 201447 | 195470 | 195470 | 195470 | 195470
Exist IGCC 40 | 1129 | 1129 | 1129 | 1129 | 1129
Exist Combustion Turbine 41 | 137464 | 135160 | 135160 | 135160 | 135160
Exist Biomass 42 | 2396 | 2396 | 2396 | 2396 | 2396
Exist Geothermal 43 | 2526 | 2526 | 2526 | 2526 | 2526
Exist Landfill Gas 44 | 1168 | 1168 | 1168 | 1168 | 1168
Exist Wind 45 | 27034 | 27034 | 27034 | 27034 | 27034
Exist Fuel Cell 46 | 4 | 4 | 4 | 4 | 4
Exist Solar 47 | 712 | 712 | 712 | 712 | 712
Exist Non Fossil_Other 48 | 2921 | 2921 | 2921 | 2921 | 2921
Exist Fossil_Other 49 | 605 | 605 | 605 | 605 | 605
Exist Pump Storage 50 | 20904 | 20904 | 20904 | 20904 | 20904
International Imports 51 | 5650 | 5650 | 5650 | 5650 | 5650
Ret.DryFGD 52 | 584 | 2161 | 3083 | 2801 | 2801
Ret.WetFGD 53 | 0 | 0 | 0 | 0 | 0
Ret.ExistSCR & DryFGD 54 | 160 | 620 | 622 | 622 | 622
Ret.ExistSCR & WetFGD 55 | 0 | 0 | 777 | 777 | 777
Ret.ExistSNCR & DryFGD 56 | 784 | 919 | 919 | 919 | 919
Ret.ExistSNCR & WetFGD 57 | 0 | 0 | 0 | 0 | 0
Ret.ExistACI & DryFGD 58 | 0 | 0 | 35 | 35 | 35
Ret.ExistACI & WetFGD 59 | 0 | 0 | 0 | 0 | 0
Ret.SCR 60 | 766 | 218 | 218 | 218 | 218
Ret.ExistDryFGD & SCR 61 | 0 | 0 | 0 | 0 | 0
Ret.ExistWetFGD & SCR 62 | 1982 | 2365 | 2365 | 2365 | 2365
Ret.ExistACI & SCR 63 | 0 | 0 | 0 | 0 | 0
Ret.SNCR 64 | 29 | 0 | 0 | 0 | 0
Ret.ExistDryFGD & SNCR 65 | 0 | 0 | 0 | 0 | 0
Ret.ExistWetFGD & SNCR 66 | 0 | 0 | 0 | 0 | 0
Ret.ExistACI & SNCR 67 | 0 | 0 | 0 | 0 | 0
Ret.FB-SNCR 68 | 0 | 0 | 0 | 0 | 0
Ret.SCR & DryFGD 69 | 0 | 632 | 632 | 632 | 632
Ret.SCR & WetFGD 70 | 0 | 990 | 3538 | 3538 | 3538
Ret.ExistACI & SCR & DryFGD 71 | 0 | 0 | 0 | 0 | 0
Ret.ExistACI & SCR & WetFGD 72 | 0 | 1633 | 1633 | 1633 | 1633
Ret.ACI 73 | 1632 | 576 | 585 | 585 | 585
Ret.ExistDryFGD & ACI 74 | 0 | 0 | 0 | 0 | 0
Ret.ExistWetFGD & ACI 75 | 0 | 0 | 0 | 0 | 0
Ret.ExistSCR & ACI 76 | 0 | 0 | 0 | 0 | 0
Ret.ExistSNCR & ACI 77 | 0 | 0 | 0 | 0 | 0
Ret.ACI & SCR 78 | 3 | 3 | 3 | 3 | 3
Ret.ExistDryFGD & ACI & SCR 79 | 0 | 0 | 0 | 0 | 0
Ret.ExistWetFGD & ACI & SCR 80 | 0 | 0 | 0 | 0 | 0
Ret.ACI & SNCR 81 | 0 | 0 | 0 | 0 | 0
Ret.ExistDryFGD & ACI & SNCR 82 | 0 | 0 | 0 | 0 | 0
Ret.ExistWetFGD & ACI & SNCR 83 | 0 | 0 | 0 | 0 | 0
Ret.ACI & DryFGD 84 | 0 | 0 | 0 | 0 | 0
Ret.ACI & WetFGD 85 | 0 | 0 | 0 | 0 | 0
Ret.ExistSCR & ACI & DryFGD 86 | 0 | 0 | 0 | 0 | 0
Ret.ExistSCR & ACI & WetFGD 87 | 0 | 0 | 0 | 0 | 0
Ret.ExistSNCR & ACI & DryFGD 88 | 0 | 0 | 0 | 0 | 0
Ret.ExistSNCR & ACI & WetFGD 89 | 0 | 0 | 0 | 0 | 0
Ret.ExistSNCR_DFGD & ACI 90 | 0 | 0 | 0 | 0 | 0
Ret.ExistSNCR_WFGD & ACI 91 | 279 | 279 | 279 | 279 | 279
Ret.ExistSCR_DFGD & ACI 92 | 0 | 0 | 0 | 0 | 0
Ret.ExistSCR_WFGD & ACI 93 | 275 | 0 | 0 | 0 | 0
Ret.SCR & DryFGD & ACI 94 | 0 | 0 | 0 | 0 | 0
Ret.SCR & WetFGD & ACI 95 | 0 | 0 | 0 | 0 | 0
Ret.ExistSCR_ACI & DryFGD 96 | 0 | 0 | 0 | 0 | 0
Ret.ExistSCR_ACI & WetFGD 97 | 0 | 0 | 0 | 0 | 0
Ret.FB-ExistDryFGD & ACI & SNCR 98 | 0 | 0 | 0 | 0 | 0
Ret.ExistDryFGD_ACI & SCR 99 | 0 | 0 | 0 | 0 | 0
Ret.ExistSNCR_ACI & DryFGD 100 | 0 | 0 | 0 | 0 | 0
Ret.ExistSNCR_ACI & WetFGD 101 | 0 | 0 | 0 | 0 | 0
Ret.FB-ExistDryFGD & SNCR 102 | 0 | 0 | 0 | 0 | 0
Ret.FB-ACI & SNCR 103 | 0 | 0 | 0 | 0 | 0
Ret.ExistDryFGD_ACI & CCS 104 | 0 | 0 | 0 | 674 | 674
Ret.ExistDryFGD_ACI & SCR & CCS 105 | 0 | 0 | 0 | 0 | 0
Ret.ExistACI & DryFGD & CCS 106 | 0 | 0 | 0 | 0 | 0
Ret.ExistACI & WetFGD & CCS 107 | 0 | 0 | 0 | 0 | 0
Ret.ExistSCR_ACI & WetFGD & CCS 108 | 0 | 0 | 0 | 0 | 0
Ret.ExistSCR_DFGD_ACI & CCS 109 | 0 | 0 | 0 | 576 | 576
Ret.ExistSCR_WFGD_ACI & CCS 110 | 0 | 0 | 0 | 347 | 347
Ret.ExistACI & SCR & DryFGD & CCS 111 | 0 | 0 | 0 | 0 | 0
Ret.ExistACI & SCR & WetFGD & CCS 112 | 0 | 0 | 0 | 0 | 0
Ret.ExistWetFGD_SCR & CCS 113 | 0 | 0 | 0 | 521 | 521
Ret.ExistWetFGD_SNCR & CCS 114 | 0 | 0 | 0 | 378 | 378
Ret.ExistWetFGD & CCS 115 | 0 | 0 | 1771 | 4260 | 4260
Ret.ExistDryFGD_SCR & CCS 116 | 0 | 0 | 0 | 149 | 149
Ret.ExistDryFGD & CCS 117 | 0 | 0 | 955 | 955 | 955
Ret.ExistDryFGD & SCR & CCS 118 | 0 | 0 | 0 | 0 | 0
Ret.ExistWetFGD & SCR & CCS 119 | 0 | 0 | 0 | 0 | 0
Ret.DryFGD & CCS 120 | 0 | 0 | 0 | 230 | 230
Ret.WetFGD & CCS 121 | 0 | 0 | 0 | 0 | 0
Ret.ExistSCR & DryFGD & CCS 122 | 0 | 0 | 0 | 0 | 0
Ret.ExistSCR & WetFGD & CCS 123 | 0 | 0 | 0 | 0 | 0
Ret.ExistSNCR & DryFGD & CCS 124 | 0 | 0 | 0 | 0 | 0
Ret.ExistSNCR & WetFGD & CCS 125 | 0 | 0 | 0 | 0 | 0
Ret.ExistDryFGD & ACI & CCS 126 | 0 | 0 | 0 | 0 | 0
Ret.ExistWetFGD & ACI & CCS 127 | 0 | 0 | 0 | 0 | 0
Ret.ExistDryFGD_SCR & ACI & CCS 128 | 0 | 0 | 256 | 256 | 256
Ret.ExistWetFGD_SCR & ACI & CCS 129 | 0 | 0 | 0 | 0 | 0
Ret.ExistWetFGD_SNCR & ACI & CCS 130 | 0 | 0 | 0 | 0 | 0
Ret.SCR & DryFGD & CCS 131 | 0 | 0 | 0 | 0 | 0
Ret.SCR & WetFGD & CCS 132 | 0 | 0 | 0 | 0 | 0
Ret.ExistDryFGD & ACI & SCR & CCS 133 | 0 | 0 | 0 | 0 | 0
Ret.ExistWetFGD & ACI & SCR & CCS 134 | 0 | 0 | 0 | 0 | 0
Ret.DryFGD & ACI & CCS 135 | 0 | 0 | 0 | 0 | 0
Ret.WetFGD & ACI & CCS 136 | 0 | 0 | 0 | 0 | 0
Ret.ExistSCR & DryFGD & ACI & CCS 137 | 0 | 0 | 0 | 0 | 0
Ret.ExistSCR & WetFGD & ACI & CCS 138 | 0 | 0 | 0 | 0 | 0
Ret.ExistSNCR & DryFGD & ACI & CCS 139 | 0 | 0 | 0 | 0 | 0
Ret.ExistSNCR & WetFGD & ACI & CCS 140 | 0 | 0 | 0 | 0 | 0
Ret.ACI & SCR & WetFGD & CCS 141 | 0 | 0 | 0 | 0 | 0
Ret.ACI & SCR & DryFGD & CCS 142 | 0 | 0 | 0 | 0 | 0
CT Early Retirement 143 | 0 | 2305 | 2305 | 2305 | 2305
CC Early Retirement 144 | 0 | 5977 | 5977 | 5977 | 5977
O/G Early Retirement 145 | 0 | 64935 | 65472 | 65472 | 65472
Coal Early Retirement 146 | 0 | 27432 | 27432 | 27432 | 27572
Nuke Early Retirement 147 | 0 | 0 | 0 | 0 | 0
Ret.ACI & DDryFGD 148 | 113 | 113 | 118 | 118 | 118
Ret.ACI & DSCR 149 | 0 | 0 | 0 | 0 | 0
Ret.ACI & DWetFGD 150 | 0 | 0 | 0 | 0 | 0
Ret.DACI 151 | 0 | 0 | 0 | 0 | 0
Ret.DACI & DryFGD 152 | 0 | 0 | 0 | 0 | 0
Ret.DACI & SCR 153 | 0 | 0 | 0 | 0 | 0
Ret.DACI & SNCR 154 | 0 | 0 | 0 | 0 | 0
Ret.DACI & WetFGD 155 | 0 | 0 | 0 | 0 | 0
Ret.DDryFGD 156 | 2603 | 2615 | 2615 | 2615 | 2615
Ret.DSCR 157 | 1860 | 1860 | 1860 | 1860 | 1860
Ret.DSCR & DryFGD 158 | 0 | 0 | 0 | 0 | 0
Ret.DSCR & DryFGD & ACI 159 | 0 | 0 | 0 | 0 | 0
Ret.DSCR & DWetFGD 160 | 0 | 0 | 0 | 0 | 0
Ret.DSCR & DWetFGD & ACI 161 | 0 | 0 | 0 | 0 | 0
Ret.DSCR & WetFGD 162 | 0 | 0 | 0 | 0 | 0
Ret.DSCR & WetFGD & ACI 163 | 0 | 0 | 0 | 0 | 0
Ret.DWetFGD 164 | 11674 | 11910 | 11910 | 11368 | 11368
Ret.ExistSCR & ACI & DWetFGD 165 | 0 | 0 | 0 | 0 | 0
Ret.ExistSCR & DACI 166 | 0 | 0 | 0 | 0 | 0
Ret.ExistSCR & DDryFGD 167 | 203 | 203 | 203 | 203 | 203
Ret.ExistSCR & DWetFGD 168 | 28959 | 29748 | 30421 | 30421 | 30421
Ret.ExistSCR_ACI & DWetFGD 169 | 632 | 632 | 632 | 632 | 632
Ret.ExistSNCR & ACI & DDryFGD 170 | 0 | 0 | 0 | 0 | 0
Ret.ExistSNCR & ACI & DWetFGD 171 | 0 | 0 | 0 | 0 | 0
Ret.ExistSNCR & DACI 172 | 0 | 0 | 0 | 0 | 0
Ret.ExistSNCR & DACI & DryFGD 173 | 0 | 0 | 0 | 0 | 0
Ret.ExistSNCR & DACI & DWetFGD 174 | 0 | 0 | 0 | 0 | 0
Ret.ExistSNCR & DACI & WetFGD 175 | 0 | 0 | 0 | 0 | 0
Ret.ExistSNCR & DDryFGD 176 | 0 | 0 | 0 | 0 | 0
Ret.ExistSNCR & DWetFGD 177 | 3940 | 3680 | 3680 | 3680 | 3680
Ret.ExistWetFGD & ACI & DSCR 178 | 0 | 0 | 0 | 0 | 0
Ret.ExistWetFGD & DACI 179 | 0 | 0 | 0 | 0 | 0
Ret.ExistWetFGD & DACI & DSCR 180 | 0 | 0 | 0 | 0 | 0
Ret.ExistWetFGD & DACI & SCR 181 | 0 | 0 | 0 | 0 | 0
Ret.ExistWetFGD & DSCR 182 | 756 | 756 | 740 | 740 | 600
Ret.SCR & DDryFGD 183 | 0 | 0 | 0 | 0 | 0
Ret.SCR & DDryFGD & ACI 184 | 0 | 0 | 0 | 0 | 0
Ret.SCR & DryFGD & DACI 185 | 0 | 0 | 0 | 0 | 0
Ret.SCR & DWetFGD 186 | 0 | 0 | 0 | 0 | 0
Ret.SCR & DWetFGD & ACI 187 | 0 | 0 | 0 | 0 | 0
Ret.SCR & DWetFGD & DACI 188 | 0 | 0 | 0 | 0 | 0
Ret.SCR & WetFGD & DACI 189 | 0 | 0 | 0 | 0 | 0
Ret.ACI & DSCR & DryFGD & CCS 190 | 0 | 0 | 0 | 0 | 0
Ret.ACI & DSCR & DWetFGD & CCS 191 | 0 | 0 | 0 | 0 | 0
Ret.ACI & DSCR & WetFGD & CCS 192 | 0 | 0 | 0 | 0 | 0
Ret.ACI & SCR & DDryFGD & CCS 193 | 0 | 0 | 0 | 0 | 0
Ret.ACI & SCR & DWetFGD & CCS 194 | 0 | 0 | 0 | 0 | 0
Ret.DACI & SCR & DryFGD & CCS 195 | 0 | 0 | 0 | 0 | 0
Ret.DACI & SCR & WetFGD & CCS 196 | 0 | 0 | 0 | 0 | 0
Ret.DDryFGD & ACI & CCS 197 | 0 | 0 | 0 | 0 | 0
Ret.DDryFGD & CCS 198 | 0 | 0 | 0 | 0 | 0
Ret.DryFGD & DACI & CCS 199 | 0 | 0 | 0 | 0 | 0
Ret.DSCR & DryFGD & CCS 200 | 0 | 0 | 0 | 0 | 0
Ret.DSCR & DWetFGD & CCS 201 | 0 | 0 | 0 | 0 | 0
Ret.DSCR & WetFGD & CCS 202 | 0 | 0 | 0 | 0 | 0
Ret.DWetFGD & ACI & CCS 203 | 0 | 0 | 0 | 0 | 0
Ret.DWetFGD & CCS 204 | 0 | 0 | 0 | 995 | 995
Ret.ExistSCR & DWetFGD & ACI & CCS 205 | 0 | 0 | 0 | 0 | 0
Ret.ExistSCR & DWetFGD & CCS 206 | 0 | 0 | 0 | 0 | 0
Ret.ExistSCR_ACI & DWetFGD & CCS 207 | 0 | 0 | 0 | 0 | 0
Ret.ExistSNCR & DryFGD & DACI & CCS208 | 0 | 0 | 0 | 0 | 0
Ret.ExistSNCR & DWetFGD & ACI & CCS209 | 0 | 0 | 0 | 0 | 0
Ret.ExistSNCR & DWetFGD & CCS 210 | 0 | 0 | 0 | 0 | 0
Ret.ExistWetFGD & ACI & DSCR & CCS 211 | 0 | 0 | 0 | 0 | 0
Ret.ExistWetFGD & DACI & CCS 212 | 0 | 0 | 0 | 0 | 0
Ret.ExistWetFGD & DACI & DSCR & CCS213 | 0 | 0 | 0 | 0 | 0
Ret.ExistWetFGD & DACI & SCR & CCS 214 | 0 | 0 | 0 | 0 | 0
Ret.ExistWetFGD & DSCR & CCS 215 | 0 | 0 | 18 | 18 | 18
Ret.SCR & DDryFGD & CCS 216 | 0 | 0 | 0 | 0 | 0
Ret.WetFGD & DACI & CCS 217 | 0 | 0 | 0 | 0 | 0
Ret.SCR & DWetFGD & CCS 218 | 0 | 0 | 0 | 0 | 0
Ret.Oil/Gas Steam SCR 219 | 386 | 386 | 386 | 386 | 386
-------------------------------------- | -------- | -------- | -------- | -------- | --------
Total | 1052350 | 1057494 | 1063939 | 1079211 | 1145115
11. Capacity Additions and Changes
by Plant Type [MW] | 2012 | 2015 | 2020 | 2025 | 2032
-------------------------------------- | -------- | -------- | -------- | -------- | --------
New SPC-DryFGD_SCR_ACI 01 | 0 | 0 | 0 | 0 | 0
New SPC-WetFGD_SCR 02 | 0 | 0 | 0 | 0 | 0
New Combined Cycle 03 | 0 | 0 | 0 | 5092 | 6943
New Combustion Turbine 04 | 0 | 0 | 0 | 250 | 16888
New Nuclear 05 | 0 | 0 | 0 | 583 | 40700
New Biomass 06 | 856 | 499 | 2730 | 2320 | 717
New Fuel Cell 07 | 0 | 0 | 0 | 0 | 0
New Geothermal 08 | 676 | 0 | 0 | 0 | 9
New IGCC 09 | 0 | 0 | 0 | 0 | 0
New Coal with CCS 10 | 0 | 3000 | 4000 | 9434 | 0
New Landfill Gas 11 | 1669 | 0 | 175 | 81 | 648
New Solar 12 | 16 | 0 | 0 | 0 | 0
New Wind 13 | 32179 | 0 | 0 | 0 | 0
Exist Coal Steam_WetFGD_SCR_ACI 14 | 0 | 0 | 0 | 0 | 0
Exist Coal Steam_WetFGD_SCR 15 | 0 | 0 | 0 | 0 | 0
Exist Coal Steam_WetFGD_SNCR 16 | 0 | 0 | 0 | 0 | 0
Exist Coal Steam_WetFGD 17 | 0 | 0 | 0 | 0 | 0
Exist Coal Steam_DryFGD_SCR_ACI 18 | 0 | 0 | 0 | 0 | 0
Exist Coal Steam_DryFGD_SNCR_ACI 19 | 0 | 0 | 0 | 0 | 0
Exist Coal Steam_DryFGD_ACI 20 | 0 | 0 | 0 | 0 | 0
Exist Coal Steam_DryFGD_SCR 21 | 0 | 0 | 0 | 0 | 0
Exist Coal Steam_DryFGD_SNCR 22 | 0 | 0 | 0 | 0 | 0
Exist Coal Steam_DryFGD 23 | 0 | 0 | 0 | 0 | 0
Exist Coal Steam_SCR_ACI 24 | 0 | 0 | 0 | 0 | 0
Exist Coal Steam_SNCR_ACI 25 | 0 | 0 | 0 | 0 | 0
Exist Coal Steam_ACI 26 | 0 | 0 | 0 | 0 | 0
Exist Coal Steam_SCR 27 | 0 | 0 | 0 | 0 | 0
Exist Coal Steam_SNCR 28 | 0 | 0 | 0 | 0 | 0
Exist Coal Steam_Uncontrolled 29 | 0 | 0 | 0 | 0 | 0
Exist FBC_SNCR 30 | 0 | 0 | 0 | 0 | 0
Exist FBC_DryFGD 31 | 0 | 0 | 0 | 0 | 0
Exist FBC_DryFGD_SNCR 32 | 0 | 0 | 0 | 0 | 0
Exist FBC_Uncontrolled 33 | 0 | 0 | 0 | 0 | 0
Exist Oil/Gas Steam 34 | 0 | 0 | 0 | 0 | 0
Exist Oil/Gas Steam_SCR 35 | 0 | 0 | 0 | 0 | 0
Exist Oil/Gas Steam_SNCR 36 | 0 | 0 | 0 | 0 | 0
Exist Nuclear 37 | 0 | 0 | 0 | 0 | 0
Exist Hydro 38 | 0 | 0 | 0 | 0 | 0
Exist Combined Cycle 39 | 0 | 0 | 0 | 0 | 0
Exist IGCC 40 | 0 | 0 | 0 | 0 | 0
Exist Combustion Turbine 41 | 0 | 0 | 0 | 0 | 0
Exist Biomass 42 | 0 | 0 | 0 | 0 | 0
Exist Geothermal 43 | 0 | 0 | 0 | 0 | 0
Exist Landfill Gas 44 | 0 | 0 | 0 | 0 | 0
Exist Wind 45 | 0 | 0 | 0 | 0 | 0
Exist Fuel Cell 46 | 0 | 0 | 0 | 0 | 0
Exist Solar 47 | 0 | 0 | 0 | 0 | 0
Exist Non Fossil_Other 48 | 0 | 0 | 0 | 0 | 0
Exist Fossil_Other 49 | 0 | 0 | 0 | 0 | 0
Exist Pump Storage 50 | 0 | 0 | 0 | 0 | 0
International Imports 51 | 0 | 0 | 0 | 0 | 0
Ret.DryFGD 52 | 584 | 1577 | 922 | 37 | 0
Ret.WetFGD 53 | 0 | 0 | 0 | 0 | 0
Ret.ExistSCR & DryFGD 54 | 160 | 460 | 2 | 0 | 0
Ret.ExistSCR & WetFGD 55 | 0 | 0 | 777 | 0 | 0
Ret.ExistSNCR & DryFGD 56 | 784 | 136 | 0 | 0 | 0
Ret.ExistSNCR & WetFGD 57 | 0 | 0 | 0 | 0 | 0
Ret.ExistACI & DryFGD 58 | 0 | 0 | 35 | 0 | 0
Ret.ExistACI & WetFGD 59 | 0 | 1633 | 0 | 0 | 0
Ret.SCR 60 | 766 | 0 | 2590 | 0 | 0
Ret.ExistDryFGD & SCR 61 | 0 | 0 | 0 | 0 | 0
Ret.ExistWetFGD & SCR 62 | 1982 | 383 | 0 | 0 | 0
Ret.ExistACI & SCR 63 | 0 | 0 | 0 | 0 | 0
Ret.SNCR 64 | 29 | 0 | 0 | 0 | 0
Ret.ExistDryFGD & SNCR 65 | 0 | 0 | 0 | 0 | 0
Ret.ExistWetFGD & SNCR 66 | 0 | 0 | 0 | 0 | 0
Ret.ExistACI & SNCR 67 | 0 | 0 | 0 | 0 | 0
Ret.FB-SNCR 68 | 0 | 0 | 0 | 0 | 0
Ret.SCR & DryFGD 69 | 0 | 632 | 0 | 0 | 0
Ret.SCR & WetFGD 70 | 0 | 990 | 2547 | 0 | 0
Ret.ExistACI & SCR & DryFGD 71 | 0 | 0 | 0 | 0 | 0
Ret.ExistACI & SCR & WetFGD 72 | 0 | 1633 | 0 | 0 | 0
Ret.ACI 73 | 1632 | 69 | 8 | 0 | 0
Ret.ExistDryFGD & ACI 74 | 0 | 0 | 0 | 0 | 0
Ret.ExistWetFGD & ACI 75 | 0 | 0 | 0 | 0 | 0
Ret.ExistSCR & ACI 76 | 0 | 0 | 0 | 0 | 0
Ret.ExistSNCR & ACI 77 | 0 | 0 | 0 | 0 | 0
Ret.ACI & SCR 78 | 3 | 0 | 0 | 0 | 0
Ret.ExistDryFGD & ACI & SCR 79 | 0 | 0 | 0 | 0 | 0
Ret.ExistWetFGD & ACI & SCR 80 | 0 | 0 | 0 | 0 | 0
Ret.ACI & SNCR 81 | 0 | 0 | 0 | 0 | 0
Ret.ExistDryFGD & ACI & SNCR 82 | 0 | 0 | 0 | 0 | 0
Ret.ExistWetFGD & ACI & SNCR 83 | 0 | 0 | 0 | 0 | 0
Ret.ACI & DryFGD 84 | 0 | 0 | 0 | 0 | 0
Ret.ACI & WetFGD 85 | 0 | 0 | 0 | 0 | 0
Ret.ExistSCR & ACI & DryFGD 86 | 0 | 61 | 0 | 0 | 0
Ret.ExistSCR & ACI & WetFGD 87 | 0 | 0 | 0 | 0 | 0
Ret.ExistSNCR & ACI & DryFGD 88 | 0 | 0 | 0 | 0 | 0
Ret.ExistSNCR & ACI & WetFGD 89 | 0 | 0 | 0 | 0 | 0
Ret.ExistSNCR_DFGD & ACI 90 | 0 | 0 | 0 | 0 | 0
Ret.ExistSNCR_WFGD & ACI 91 | 279 | 0 | 0 | 0 | 0
Ret.ExistSCR_DFGD & ACI 92 | 0 | 0 | 356 | 0 | 0
Ret.ExistSCR_WFGD & ACI 93 | 275 | 0 | 0 | 0 | 0
Ret.SCR & DryFGD & ACI 94 | 0 | 0 | 0 | 0 | 0
Ret.SCR & WetFGD & ACI 95 | 0 | 0 | 0 | 0 | 0
Ret.ExistSCR_ACI & DryFGD 96 | 0 | 0 | 0 | 0 | 0
Ret.ExistSCR_ACI & WetFGD 97 | 0 | 0 | 0 | 0 | 0
Ret.FB-ExistDryFGD & ACI & SNCR 98 | 0 | 0 | 0 | 0 | 0
Ret.ExistDryFGD_ACI & SCR 99 | 0 | 0 | 0 | 0 | 0
Ret.ExistSNCR_ACI & DryFGD 100 | 0 | 0 | 0 | 0 | 0
Ret.ExistSNCR_ACI & WetFGD 101 | 0 | 0 | 0 | 0 | 0
Ret.FB-ExistDryFGD & SNCR 102 | 0 | 0 | 0 | 0 | 0
Ret.FB-ACI & SNCR 103 | 0 | 0 | 0 | 0 | 0
Ret.ExistDryFGD_ACI & CCS 104 | 0 | 0 | 0 | 674 | 0
Ret.ExistDryFGD_ACI & SCR & CCS 105 | 0 | 0 | 0 | 0 | 0
Ret.ExistACI & DryFGD & CCS 106 | 0 | 0 | 0 | 0 | 0
Ret.ExistACI & WetFGD & CCS 107 | 0 | 0 | 0 | 0 | 0
Ret.ExistSCR_ACI & WetFGD & CCS 108 | 0 | 0 | 0 | 0 | 0
Ret.ExistSCR_DFGD_ACI & CCS 109 | 0 | 0 | 0 | 576 | 0
Ret.ExistSCR_WFGD_ACI & CCS 110 | 0 | 0 | 0 | 347 | 0
Ret.ExistACI & SCR & DryFGD & CCS 111 | 0 | 0 | 0 | 0 | 0
Ret.ExistACI & SCR & WetFGD & CCS 112 | 0 | 0 | 0 | 0 | 0
Ret.ExistWetFGD_SCR & CCS 113 | 0 | 0 | 0 | 521 | 0
Ret.ExistWetFGD_SNCR & CCS 114 | 0 | 0 | 0 | 378 | 0
Ret.ExistWetFGD & CCS 115 | 0 | 0 | 1771 | 2489 | 0
Ret.ExistDryFGD_SCR & CCS 116 | 0 | 0 | 0 | 149 | 0
Ret.ExistDryFGD & CCS 117 | 0 | 0 | 955 | 0 | 0
Ret.ExistDryFGD & SCR & CCS 118 | 0 | 0 | 0 | 0 | 0
Ret.ExistWetFGD & SCR & CCS 119 | 0 | 0 | 0 | 0 | 0
Ret.DryFGD & CCS 120 | 0 | 0 | 0 | 230 | 0
Ret.WetFGD & CCS 121 | 0 | 0 | 0 | 0 | 0
Ret.ExistSCR & DryFGD & CCS 122 | 0 | 0 | 0 | 0 | 0
Ret.ExistSCR & WetFGD & CCS 123 | 0 | 0 | 0 | 0 | 0
Ret.ExistSNCR & DryFGD & CCS 124 | 0 | 0 | 0 | 0 | 0
Ret.ExistSNCR & WetFGD & CCS 125 | 0 | 0 | 0 | 0 | 0
Ret.ExistDryFGD & ACI & CCS 126 | 0 | 0 | 0 | 0 | 0
Ret.ExistWetFGD & ACI & CCS 127 | 0 | 0 | 0 | 0 | 0
Ret.ExistDryFGD_SCR & ACI & CCS 128 | 0 | 0 | 256 | 0 | 0
Ret.ExistWetFGD_SCR & ACI & CCS 129 | 0 | 0 | 0 | 0 | 0
Ret.ExistWetFGD_SNCR & ACI & CCS 130 | 0 | 0 | 0 | 0 | 0
Ret.SCR & DryFGD & CCS 131 | 0 | 0 | 0 | 0 | 0
Ret.SCR & WetFGD & CCS 132 | 0 | 0 | 0 | 0 | 0
Ret.ExistDryFGD & ACI & SCR & CCS 133 | 0 | 0 | 0 | 0 | 0
Ret.ExistWetFGD & ACI & SCR & CCS 134 | 0 | 0 | 0 | 0 | 0
Ret.DryFGD & ACI & CCS 135 | 0 | 0 | 0 | 0 | 0
Ret.WetFGD & ACI & CCS 136 | 0 | 0 | 0 | 0 | 0
Ret.ExistSCR & DryFGD & ACI & CCS 137 | 0 | 0 | 0 | 0 | 0
Ret.ExistSCR & WetFGD & ACI & CCS 138 | 0 | 0 | 0 | 0 | 0
Ret.ExistSNCR & DryFGD & ACI & CCS 139 | 0 | 0 | 0 | 0 | 0
Ret.ExistSNCR & WetFGD & ACI & CCS 140 | 0 | 0 | 0 | 0 | 0
Ret.ACI & SCR & WetFGD & CCS 141 | 0 | 0 | 0 | 0 | 0
Ret.ACI & SCR & DryFGD & CCS 142 | 0 | 0 | 0 | 0 | 0
CT Early Retirement 143 | 0 | 2305 | 0 | 0 | 0
CC Early Retirement 144 | 0 | 5977 | 0 | 0 | 0
O/G Early Retirement 145 | 0 | 64935 | 537 | 0 | 0
Coal Early Retirement 146 | 0 | 27432 | 0 | 0 | 140
Nuke Early Retirement 147 | 0 | 0 | 0 | 0 | 0
Ret.ACI & DDryFGD 148 | 113 | 0 | 5 | 0 | 0
Ret.ACI & DSCR 149 | 0 | 0 | 0 | 0 | 0
Ret.ACI & DWetFGD 150 | 0 | 0 | 0 | 0 | 0
Ret.DACI 151 | 0 | 0 | 0 | 0 | 0
Ret.DACI & DryFGD 152 | 0 | 0 | 0 | 0 | 0
Ret.DACI & SCR 153 | 0 | 0 | 0 | 0 | 0
Ret.DACI & SNCR 154 | 0 | 0 | 0 | 0 | 0
Ret.DACI & WetFGD 155 | 0 | 0 | 0 | 0 | 0
Ret.DDryFGD 156 | 2603 | 12 | 0 | 0 | 0
Ret.DSCR 157 | 1860 | 0 | 0 | 0 | 0
Ret.DSCR & DryFGD 158 | 0 | 0 | 0 | 0 | 0
Ret.DSCR & DryFGD & ACI 159 | 0 | 0 | 0 | 0 | 0
Ret.DSCR & DWetFGD 160 | 0 | 0 | 0 | 0 | 0
Ret.DSCR & DWetFGD & ACI 161 | 0 | 0 | 0 | 0 | 0
Ret.DSCR & WetFGD 162 | 0 | 0 | 0 | 0 | 0
Ret.DSCR & WetFGD & ACI 163 | 0 | 0 | 0 | 0 | 0
Ret.DWetFGD 164 | 11674 | 334 | 0 | 840 | 0
Ret.ExistSCR & ACI & DWetFGD 165 | 0 | 0 | 0 | 0 | 0
Ret.ExistSCR & DACI 166 | 0 | 0 | 0 | 0 | 0
Ret.ExistSCR & DDryFGD 167 | 203 | 0 | 0 | 0 | 0
Ret.ExistSCR & DWetFGD 168 | 28959 | 790 | 673 | 0 | 0
Ret.ExistSCR_ACI & DWetFGD 169 | 632 | 0 | 0 | 0 | 0
Ret.ExistSNCR & ACI & DDryFGD 170 | 0 | 0 | 0 | 0 | 0
Ret.ExistSNCR & ACI & DWetFGD 171 | 0 | 0 | 0 | 0 | 0
Ret.ExistSNCR & DACI 172 | 0 | 0 | 0 | 0 | 0
Ret.ExistSNCR & DACI & DryFGD 173 | 0 | 0 | 0 | 0 | 0
Ret.ExistSNCR & DACI & DWetFGD 174 | 0 | 0 | 0 | 0 | 0
Ret.ExistSNCR & DACI & WetFGD 175 | 0 | 0 | 0 | 0 | 0
Ret.ExistSNCR & DDryFGD 176 | 0 | 0 | 0 | 0 | 0
Ret.ExistSNCR & DWetFGD 177 | 3940 | 0 | 0 | 0 | 0
Ret.ExistWetFGD & ACI & DSCR 178 | 0 | 0 | 0 | 0 | 0
Ret.ExistWetFGD & DACI 179 | 0 | 0 | 0 | 0 | 0
Ret.ExistWetFGD & DACI & DSCR 180 | 0 | 0 | 0 | 0 | 0
Ret.ExistWetFGD & DACI & SCR 181 | 0 | 0 | 0 | 0 | 0
Ret.ExistWetFGD & DSCR 182 | 756 | 0 | 8 | 0 | 0
Ret.SCR & DDryFGD 183 | 0 | 0 | 0 | 0 | 0
Ret.SCR & DDryFGD & ACI 184 | 0 | 0 | 0 | 0 | 0
Ret.SCR & DryFGD & DACI 185 | 0 | 0 | 0 | 0 | 0
Ret.SCR & DWetFGD 186 | 0 | 0 | 0 | 0 | 0
Ret.SCR & DWetFGD & ACI 187 | 0 | 0 | 0 | 0 | 0
Ret.SCR & DWetFGD & DACI 188 | 0 | 0 | 0 | 0 | 0
Ret.SCR & WetFGD & DACI 189 | 0 | 0 | 0 | 0 | 0
Ret.ACI & DSCR & DryFGD & CCS 190 | 0 | 0 | 0 | 0 | 0
Ret.ACI & DSCR & DWetFGD & CCS 191 | 0 | 0 | 0 | 0 | 0
Ret.ACI & DSCR & WetFGD & CCS 192 | 0 | 0 | 0 | 0 | 0
Ret.ACI & SCR & DDryFGD & CCS 193 | 0 | 0 | 0 | 0 | 0
Ret.ACI & SCR & DWetFGD & CCS 194 | 0 | 0 | 0 | 0 | 0
Ret.DACI & SCR & DryFGD & CCS 195 | 0 | 0 | 0 | 0 | 0
Ret.DACI & SCR & WetFGD & CCS 196 | 0 | 0 | 0 | 0 | 0
Ret.DDryFGD & ACI & CCS 197 | 0 | 0 | 0 | 0 | 0
Ret.DDryFGD & CCS 198 | 0 | 0 | 0 | 0 | 0
Ret.DryFGD & DACI & CCS 199 | 0 | 0 | 0 | 0 | 0
Ret.DSCR & DryFGD & CCS 200 | 0 | 0 | 0 | 0 | 0
Ret.DSCR & DWetFGD & CCS 201 | 0 | 0 | 0 | 0 | 0
Ret.DSCR & WetFGD & CCS 202 | 0 | 0 | 0 | 0 | 0
Ret.DWetFGD & ACI & CCS 203 | 0 | 0 | 0 | 0 | 0
Ret.DWetFGD & CCS 204 | 0 | 0 | 0 | 995 | 0
Ret.ExistSCR & DWetFGD & ACI & CCS 205 | 0 | 0 | 0 | 0 | 0
Ret.ExistSCR & DWetFGD & CCS 206 | 0 | 0 | 0 | 0 | 0
Ret.ExistSCR_ACI & DWetFGD & CCS 207 | 0 | 0 | 0 | 0 | 0
Ret.ExistSNCR & DryFGD & DACI & CCS208 | 0 | 0 | 0 | 0 | 0
Ret.ExistSNCR & DWetFGD & ACI & CCS209 | 0 | 0 | 0 | 0 | 0
Ret.ExistSNCR & DWetFGD & CCS 210 | 0 | 0 | 0 | 0 | 0
Ret.ExistWetFGD & ACI & DSCR & CCS 211 | 0 | 0 | 0 | 0 | 0
Ret.ExistWetFGD & DACI & CCS 212 | 0 | 0 | 0 | 0 | 0
Ret.ExistWetFGD & DACI & DSCR & CCS213 | 0 | 0 | 0 | 0 | 0
Ret.ExistWetFGD & DACI & SCR & CCS 214 | 0 | 0 | 0 | 0 | 0
Ret.ExistWetFGD & DSCR & CCS 215 | 0 | 0 | 18 | 0 | 0
Ret.SCR & DDryFGD & CCS 216 | 0 | 0 | 0 | 0 | 0
Ret.WetFGD & DACI & CCS 217 | 0 | 0 | 0 | 0 | 0
Ret.SCR & DWetFGD & CCS 218 | 0 | 0 | 0 | 0 | 0
Ret.Oil/Gas Steam SCR 219 | 386 | 0 | 0 | 0 | 0
-------------------------------------- | -------- | -------- | -------- | -------- | --------
Total | 93019 | 112856 | 18366 | 24995 | 66045
12. Generation by Plant Type [GWh] | 2012 | 2015 | 2020 | 2025 | 2032
-------------------------------------- | -------- | -------- | -------- | -------- | --------
New SPC-DryFGD_SCR_ACI 01 | 0 | 0 | 0 | 0 | 0
New SPC-WetFGD_SCR 02 | 0 | 0 | 0 | 0 | 0
New Combined Cycle 03 | 0 | 0 | 0 | 29107 | 73718
New Combustion Turbine 04 | 0 | 0 | 0 | 101 | 9102
New Nuclear 05 | 0 | 0 | 0 | 4595 | 325477
New Biomass 06 | 6172 | 9955 | 30412 | 47685 | 53021
New Fuel Cell 07 | 0 | 0 | 0 | 0 | 0
New Geothermal 08 | 5155 | 5155 | 5155 | 5155 | 5224
New IGCC 09 | 0 | 0 | 0 | 0 | 0
New Coal with CCS 10 | 0 | 21024 | 49055 | 115168 | 114427
New Landfill Gas 11 | 13162 | 13162 | 14542 | 15183 | 20295
New Solar 12 | 37 | 37 | 37 | 37 | 37
New Wind 13 | 106922 | 106922 | 106922 | 106922 | 106922
Exist Coal Steam_WetFGD_SCR_ACI 14 | 44850 | 44483 | 43832 | 39740 | 39646
Exist Coal Steam_WetFGD_SCR 15 | 410262 | 414220 | 404273 | 397985 | 381303
Exist Coal Steam_WetFGD_SNCR 16 | 36833 | 32989 | 32544 | 29385 | 27549
Exist Coal Steam_WetFGD 17 | 272648 | 270511 | 250761 | 221432 | 201897
Exist Coal Steam_DryFGD_SCR_ACI 18 | 31929 | 33138 | 32220 | 25260 | 20586
Exist Coal Steam_DryFGD_SNCR_ACI 19 | 1272 | 0 | 0 | 0 | 0
Exist Coal Steam_DryFGD_ACI 20 | 11540 | 11546 | 11122 | 4775 | 4775
Exist Coal Steam_DryFGD_SCR 21 | 31912 | 32722 | 30093 | 28255 | 26082
Exist Coal Steam_DryFGD_SNCR 22 | 2446 | 2081 | 1810 | 1935 | 980
Exist Coal Steam_DryFGD 23 | 37483 | 36308 | 26630 | 26254 | 25610
Exist Coal Steam_SCR_ACI 24 | 2102 | 2102 | 1943 | 1943 | 1737
Exist Coal Steam_SNCR_ACI 25 | 46 | 0 | 0 | 0 | 0
Exist Coal Steam_ACI 26 | 19993 | 6970 | 7127 | 6670 | 6511
Exist Coal Steam_SCR 27 | 103269 | 88787 | 76421 | 71938 | 72342
Exist Coal Steam_SNCR 28 | 75177 | 67034 | 63629 | 64600 | 62730
Exist Coal Steam_Uncontrolled 29 | 618998 | 536771 | 506652 | 492814 | 477324
Exist FBC_SNCR 30 | 18879 | 18874 | 18282 | 18680 | 18107
Exist FBC_DryFGD 31 | 714 | 691 | 691 | 691 | 554
Exist FBC_DryFGD_SNCR 32 | 8039 | 8039 | 8039 | 8039 | 7529
Exist FBC_Uncontrolled 33 | 18258 | 17988 | 17658 | 17193 | 16093
Exist Oil/Gas Steam 34 | 32195 | 25620 | 21015 | 19012 | 10948
Exist Oil/Gas Steam_SCR 35 | 4266 | 4696 | 3401 | 5423 | 3132
Exist Oil/Gas Steam_SNCR 36 | 0 | 0 | 0 | 0 | 0
Exist Nuclear 37 | 794916 | 809477 | 815684 | 815684 | 815105
Exist Hydro 38 | 268024 | 268024 | 268024 | 268024 | 268024
Exist Combined Cycle 39 | 536436 | 496404 | 447908 | 477067 | 425031
Exist IGCC 40 | 8403 | 8403 | 8403 | 8403 | 8268
Exist Combustion Turbine 41 | 9751 | 11606 | 12734 | 12808 | 11287
Exist Biomass 42 | 12724 | 13764 | 13757 | 14476 | 14748
Exist Geothermal 43 | 16726 | 16726 | 16726 | 16726 | 16726
Exist Landfill Gas 44 | 6717 | 6717 | 6717 | 6717 | 6717
Exist Wind 45 | 59671 | 59671 | 59671 | 59671 | 59671
Exist Fuel Cell 46 | 6 | 7 | 8 | 10 | 21
Exist Solar 47 | 1076 | 1076 | 1076 | 1076 | 1076
Exist Non Fossil_Other 48 | 19635 | 19635 | 19635 | 19635 | 19635
Exist Fossil_Other 49 | 1518 | 1518 | 1498 | 1491 | 1355
Exist Pump Storage 50 | 14760 | 17036 | 17097 | 14436 | 12032
International Imports 51 | 19569 | 13864 | 15317 | 17561 | 21623
Ret.DryFGD 52 | 4304 | 15894 | 22595 | 19315 | 18089
Ret.WetFGD 53 | 0 | 0 | 0 | 0 | 0
Ret.ExistSCR & DryFGD 54 | 1189 | 4154 | 4574 | 4574 | 3878
Ret.ExistSCR & WetFGD 55 | 0 | 0 | 5544 | 5870 | 5870
Ret.ExistSNCR & DryFGD 56 | 5595 | 6553 | 6553 | 6298 | 5775
Ret.ExistSNCR & WetFGD 57 | 0 | 0 | 0 | 0 | 0
Ret.ExistACI & DryFGD 58 | 0 | 0 | 258 | 225 | 208
Ret.ExistACI & WetFGD 59 | 0 | 0 | 0 | 0 | 0
Ret.SCR 60 | 5662 | 1597 | 1597 | 1395 | 1395
Ret.ExistDryFGD & SCR 61 | 0 | 0 | 0 | 0 | 0
Ret.ExistWetFGD & SCR 62 | 14330 | 17383 | 17383 | 17274 | 16009
Ret.ExistACI & SCR 63 | 0 | 0 | 0 | 0 | 0
Ret.SNCR 64 | 118 | 0 | 0 | 0 | 0
Ret.ExistDryFGD & SNCR 65 | 0 | 0 | 0 | 0 | 0
Ret.ExistWetFGD & SNCR 66 | 0 | 0 | 0 | 0 | 0
Ret.ExistACI & SNCR 67 | 0 | 0 | 0 | 0 | 0
Ret.FB-SNCR 68 | 0 | 0 | 0 | 0 | 0
Ret.SCR & DryFGD 69 | 0 | 4693 | 4469 | 4381 | 4059
Ret.SCR & WetFGD 70 | 0 | 7244 | 25369 | 25369 | 25369
Ret.ExistACI & SCR & DryFGD 71 | 0 | 0 | 0 | 0 | 0
Ret.ExistACI & SCR & WetFGD 72 | 0 | 12334 | 12334 | 12273 | 10773
Ret.ACI 73 | 7257 | 3163 | 3322 | 3121 | 3234
Ret.ExistDryFGD & ACI 74 | 0 | 0 | 0 | 0 | 0
Ret.ExistWetFGD & ACI 75 | 0 | 0 | 0 | 0 | 0
Ret.ExistSCR & ACI 76 | 0 | 0 | 0 | 0 | 0
Ret.ExistSNCR & ACI 77 | 0 | 0 | 0 | 0 | 0
Ret.ACI & SCR 78 | 19 | 26 | 24 | 24 | 24
Ret.ExistDryFGD & ACI & SCR 79 | 0 | 0 | 0 | 0 | 0
Ret.ExistWetFGD & ACI & SCR 80 | 0 | 0 | 0 | 0 | 0
Ret.ACI & SNCR 81 | 0 | 0 | 0 | 0 | 0
Ret.ExistDryFGD & ACI & SNCR 82 | 0 | 0 | 0 | 0 | 0
Ret.ExistWetFGD & ACI & SNCR 83 | 0 | 0 | 0 | 0 | 0
Ret.ACI & DryFGD 84 | 0 | 0 | 0 | 0 | 0
Ret.ACI & WetFGD 85 | 0 | 0 | 0 | 0 | 0
Ret.ExistSCR & ACI & DryFGD 86 | 0 | 0 | 0 | 0 | 0
Ret.ExistSCR & ACI & WetFGD 87 | 0 | 0 | 0 | 0 | 0
Ret.ExistSNCR & ACI & DryFGD 88 | 0 | 0 | 0 | 0 | 0
Ret.ExistSNCR & ACI & WetFGD 89 | 0 | 0 | 0 | 0 | 0
Ret.ExistSNCR_DFGD & ACI 90 | 0 | 0 | 0 | 0 | 0
Ret.ExistSNCR_WFGD & ACI 91 | 1979 | 1829 | 1829 | 1829 | 1691
Ret.ExistSCR_DFGD & ACI 92 | 0 | 0 | 0 | 0 | 0
Ret.ExistSCR_WFGD & ACI 93 | 1806 | 0 | 0 | 0 | 0
Ret.SCR & DryFGD & ACI 94 | 0 | 0 | 0 | 0 | 0
Ret.SCR & WetFGD & ACI 95 | 0 | 0 | 0 | 0 | 0
Ret.ExistSCR_ACI & DryFGD 96 | 0 | 0 | 0 | 0 | 0
Ret.ExistSCR_ACI & WetFGD 97 | 0 | 0 | 0 | 0 | 0
Ret.FB-ExistDryFGD & ACI & SNCR 98 | 0 | 0 | 0 | 0 | 0
Ret.ExistDryFGD_ACI & SCR 99 | 0 | 0 | 0 | 0 | 0
Ret.ExistSNCR_ACI & DryFGD 100 | 0 | 0 | 0 | 0 | 0
Ret.ExistSNCR_ACI & WetFGD 101 | 0 | 0 | 0 | 0 | 0
Ret.FB-ExistDryFGD & SNCR 102 | 0 | 0 | 0 | 0 | 0
Ret.FB-ACI & SNCR 103 | 0 | 0 | 0 | 0 | 0
Ret.ExistDryFGD_ACI & CCS 104 | 0 | 0 | 0 | 5090 | 5090
Ret.ExistDryFGD_ACI & SCR & CCS 105 | 0 | 0 | 0 | 0 | 0
Ret.ExistACI & DryFGD & CCS 106 | 0 | 0 | 0 | 0 | 0
Ret.ExistACI & WetFGD & CCS 107 | 0 | 0 | 0 | 0 | 0
Ret.ExistSCR_ACI & WetFGD & CCS 108 | 0 | 0 | 0 | 0 | 0
Ret.ExistSCR_DFGD_ACI & CCS 109 | 0 | 0 | 0 | 4351 | 4351
Ret.ExistSCR_WFGD_ACI & CCS 110 | 0 | 0 | 0 | 2618 | 2618
Ret.ExistACI & SCR & DryFGD & CCS 111 | 0 | 0 | 0 | 0 | 0
Ret.ExistACI & SCR & WetFGD & CCS 112 | 0 | 0 | 0 | 0 | 0
Ret.ExistWetFGD_SCR & CCS 113 | 0 | 0 | 0 | 3855 | 3855
Ret.ExistWetFGD_SNCR & CCS 114 | 0 | 0 | 0 | 2764 | 2764
Ret.ExistWetFGD & CCS 115 | 0 | 0 | 12967 | 31378 | 28250
Ret.ExistDryFGD_SCR & CCS 116 | 0 | 0 | 0 | 1091 | 1091
Ret.ExistDryFGD & CCS 117 | 0 | 0 | 6987 | 6987 | 6703
Ret.ExistDryFGD & SCR & CCS 118 | 0 | 0 | 0 | 0 | 0
Ret.ExistWetFGD & SCR & CCS 119 | 0 | 0 | 0 | 0 | 0
Ret.DryFGD & CCS 120 | 0 | 0 | 0 | 1681 | 1681
Ret.WetFGD & CCS 121 | 0 | 0 | 0 | 0 | 0
Ret.ExistSCR & DryFGD & CCS 122 | 0 | 0 | 0 | 0 | 0
Ret.ExistSCR & WetFGD & CCS 123 | 0 | 0 | 0 | 0 | 0
Ret.ExistSNCR & DryFGD & CCS 124 | 0 | 0 | 0 | 0 | 0
Ret.ExistSNCR & WetFGD & CCS 125 | 0 | 0 | 0 | 0 | 0
Ret.ExistDryFGD & ACI & CCS 126 | 0 | 0 | 0 | 0 | 0
Ret.ExistWetFGD & ACI & CCS 127 | 0 | 0 | 0 | 0 | 0
Ret.ExistDryFGD_SCR & ACI & CCS 128 | 0 | 0 | 1873 | 1873 | 1351
Ret.ExistWetFGD_SCR & ACI & CCS 129 | 0 | 0 | 0 | 0 | 0
Ret.ExistWetFGD_SNCR & ACI & CCS 130 | 0 | 0 | 0 | 0 | 0
Ret.SCR & DryFGD & CCS 131 | 0 | 0 | 0 | 0 | 0
Ret.SCR & WetFGD & CCS 132 | 0 | 0 | 0 | 0 | 0
Ret.ExistDryFGD & ACI & SCR & CCS 133 | 0 | 0 | 0 | 0 | 0
Ret.ExistWetFGD & ACI & SCR & CCS 134 | 0 | 0 | 0 | 0 | 0
Ret.DryFGD & ACI & CCS 135 | 0 | 0 | 0 | 0 | 0
Ret.WetFGD & ACI & CCS 136 | 0 | 0 | 0 | 0 | 0
Ret.ExistSCR & DryFGD & ACI & CCS 137 | 0 | 0 | 0 | 0 | 0
Ret.ExistSCR & WetFGD & ACI & CCS 138 | 0 | 0 | 0 | 0 | 0
Ret.ExistSNCR & DryFGD & ACI & CCS 139 | 0 | 0 | 0 | 0 | 0
Ret.ExistSNCR & WetFGD & ACI & CCS 140 | 0 | 0 | 0 | 0 | 0
Ret.ACI & SCR & WetFGD & CCS 141 | 0 | 0 | 0 | 0 | 0
Ret.ACI & SCR & DryFGD & CCS 142 | 0 | 0 | 0 | 0 | 0
CT Early Retirement 143 | 0 | 0 | 0 | 0 | 0
CC Early Retirement 144 | 0 | 0 | 0 | 0 | 0
O/G Early Retirement 145 | 0 | 0 | 0 | 0 | 0
Coal Early Retirement 146 | 0 | 0 | 0 | 0 | 0
Nuke Early Retirement 147 | 0 | 0 | 0 | 0 | 0
Ret.ACI & DDryFGD 148 | 840 | 840 | 876 | 876 | 876
Ret.ACI & DSCR 149 | 0 | 0 | 0 | 0 | 0
Ret.ACI & DWetFGD 150 | 0 | 0 | 0 | 0 | 0
Ret.DACI 151 | 0 | 0 | 0 | 0 | 0
Ret.DACI & DryFGD 152 | 0 | 0 | 0 | 0 | 0
Ret.DACI & SCR 153 | 0 | 0 | 0 | 0 | 0
Ret.DACI & SNCR 154 | 0 | 0 | 0 | 0 | 0
Ret.DACI & WetFGD 155 | 0 | 0 | 0 | 0 | 0
Ret.DDryFGD 156 | 16605 | 16912 | 16575 | 16439 | 15663
Ret.DSCR 157 | 13710 | 13710 | 13710 | 13710 | 12951
Ret.DSCR & DryFGD 158 | 0 | 0 | 0 | 0 | 0
Ret.DSCR & DryFGD & ACI 159 | 0 | 0 | 0 | 0 | 0
Ret.DSCR & DWetFGD 160 | 0 | 0 | 0 | 0 | 0
Ret.DSCR & DWetFGD & ACI 161 | 0 | 0 | 0 | 0 | 0
Ret.DSCR & WetFGD 162 | 0 | 0 | 0 | 0 | 0
Ret.DSCR & WetFGD & ACI 163 | 0 | 0 | 0 | 0 | 0
Ret.DWetFGD 164 | 84948 | 86966 | 86098 | 82198 | 78497
Ret.ExistSCR & ACI & DWetFGD 165 | 0 | 0 | 0 | 0 | 0
Ret.ExistSCR & DACI 166 | 0 | 0 | 0 | 0 | 0
Ret.ExistSCR & DDryFGD 167 | 1527 | 1527 | 1527 | 1527 | 1527
Ret.ExistSCR & DWetFGD 168 | 207703 | 214298 | 214694 | 214003 | 208664
Ret.ExistSCR_ACI & DWetFGD 169 | 4677 | 4677 | 4677 | 4677 | 4535
Ret.ExistSNCR & ACI & DDryFGD 170 | 0 | 0 | 0 | 0 | 0
Ret.ExistSNCR & ACI & DWetFGD 171 | 0 | 0 | 0 | 0 | 0
Ret.ExistSNCR & DACI 172 | 0 | 0 | 0 | 0 | 0
Ret.ExistSNCR & DACI & DryFGD 173 | 0 | 0 | 0 | 0 | 0
Ret.ExistSNCR & DACI & DWetFGD 174 | 0 | 0 | 0 | 0 | 0
Ret.ExistSNCR & DACI & WetFGD 175 | 0 | 0 | 0 | 0 | 0
Ret.ExistSNCR & DDryFGD 176 | 0 | 0 | 0 | 0 | 0
Ret.ExistSNCR & DWetFGD 177 | 25148 | 25261 | 24053 | 24967 | 23689
Ret.ExistWetFGD & ACI & DSCR 178 | 0 | 0 | 0 | 0 | 0
Ret.ExistWetFGD & DACI 179 | 0 | 0 | 0 | 0 | 0
Ret.ExistWetFGD & DACI & DSCR 180 | 0 | 0 | 0 | 0 | 0
Ret.ExistWetFGD & DACI & SCR 181 | 0 | 0 | 0 | 0 | 0
Ret.ExistWetFGD & DSCR 182 | 5464 | 5471 | 5282 | 4696 | 3999
Ret.SCR & DDryFGD 183 | 0 | 0 | 0 | 0 | 0
Ret.SCR & DDryFGD & ACI 184 | 0 | 0 | 0 | 0 | 0
Ret.SCR & DryFGD & DACI 185 | 0 | 0 | 0 | 0 | 0
Ret.SCR & DWetFGD 186 | 0 | 0 | 0 | 0 | 0
Ret.SCR & DWetFGD & ACI 187 | 0 | 0 | 0 | 0 | 0
Ret.SCR & DWetFGD & DACI 188 | 0 | 0 | 0 | 0 | 0
Ret.SCR & WetFGD & DACI 189 | 0 | 0 | 0 | 0 | 0
Ret.ACI & DSCR & DryFGD & CCS 190 | 0 | 0 | 0 | 0 | 0
Ret.ACI & DSCR & DWetFGD & CCS 191 | 0 | 0 | 0 | 0 | 0
Ret.ACI & DSCR & WetFGD & CCS 192 | 0 | 0 | 0 | 0 | 0
Ret.ACI & SCR & DDryFGD & CCS 193 | 0 | 0 | 0 | 0 | 0
Ret.ACI & SCR & DWetFGD & CCS 194 | 0 | 0 | 0 | 0 | 0
Ret.DACI & SCR & DryFGD & CCS 195 | 0 | 0 | 0 | 0 | 0
Ret.DACI & SCR & WetFGD & CCS 196 | 0 | 0 | 0 | 0 | 0
Ret.DDryFGD & ACI & CCS 197 | 0 | 0 | 0 | 0 | 0
Ret.DDryFGD & CCS 198 | 0 | 0 | 0 | 0 | 0
Ret.DryFGD & DACI & CCS 199 | 0 | 0 | 0 | 0 | 0
Ret.DSCR & DryFGD & CCS 200 | 0 | 0 | 0 | 0 | 0
Ret.DSCR & DWetFGD & CCS 201 | 0 | 0 | 0 | 0 | 0
Ret.DSCR & WetFGD & CCS 202 | 0 | 0 | 0 | 0 | 0
Ret.DWetFGD & ACI & CCS 203 | 0 | 0 | 0 | 0 | 0
Ret.DWetFGD & CCS 204 | 0 | 0 | 0 | 7357 | 7357
Ret.ExistSCR & DWetFGD & ACI & CCS 205 | 0 | 0 | 0 | 0 | 0
Ret.ExistSCR & DWetFGD & CCS 206 | 0 | 0 | 0 | 0 | 0
Ret.ExistSCR_ACI & DWetFGD & CCS 207 | 0 | 0 | 0 | 0 | 0
Ret.ExistSNCR & DryFGD & DACI & CCS208 | 0 | 0 | 0 | 0 | 0
Ret.ExistSNCR & DWetFGD & ACI & CCS209 | 0 | 0 | 0 | 0 | 0
Ret.ExistSNCR & DWetFGD & CCS 210 | 0 | 0 | 0 | 0 | 0
Ret.ExistWetFGD & ACI & DSCR & CCS 211 | 0 | 0 | 0 | 0 | 0
Ret.ExistWetFGD & DACI & CCS 212 | 0 | 0 | 0 | 0 | 0
Ret.ExistWetFGD & DACI & DSCR & CCS213 | 0 | 0 | 0 | 0 | 0
Ret.ExistWetFGD & DACI & SCR & CCS 214 | 0 | 0 | 0 | 0 | 0
Ret.ExistWetFGD & DSCR & CCS 215 | 0 | 0 | 130 | 130 | 32
Ret.SCR & DDryFGD & CCS 216 | 0 | 0 | 0 | 0 | 0
Ret.WetFGD & DACI & CCS 217 | 0 | 0 | 0 | 0 | 0
Ret.SCR & DWetFGD & CCS 218 | 0 | 0 | 0 | 0 | 0
Ret.Oil/Gas Steam SCR 219 | 445 | 445 | 445 | 445 | 429
-------------------------------------- | -------- | -------- | -------- | -------- | --------
Total | 4087818 | 4000730 | 3964267 | 4074423 | 4307322
12a. Generation by Fuel Type [GWh] | 2012 | 2015 | 2020 | 2025 | 2032
-------------------------------------- | -------- | -------- | -------- | -------- | --------
Coal | 2080618 | 2011956 | 1981228 | 2006044 | 1913085
Nuclear | 794916 | 809477 | 815684 | 820279 | 1140582
Hydro | 282784 | 285060 | 285121 | 282460 | 280056
NaturalGas | 580483 | 537010 | 483987 | 543957 | 533649
Non-Fossil | 5646 | 5646 | 5646 | 5646 | 5646
None | 19569 | 13864 | 15317 | 17561 | 21623
Biomass | 63169 | 79832 | 119509 | 141997 | 152904
Fwaste | 1518 | 1518 | 1498 | 1491 | 1355
Geothermal | 21881 | 21881 | 21881 | 21881 | 21949
LF Gas | 19879 | 19879 | 21258 | 21900 | 27012
Pet. Coke | 17731 | 16937 | 16107 | 15886 | 14822
Waste Coal | 15314 | 14208 | 13810 | 13612 | 12926
MSW | 13990 | 13990 | 13990 | 13990 | 13990
Oil | 2617 | 1767 | 1525 | 14 | 18
Wind | 166593 | 166593 | 166593 | 166593 | 166593
Solar | 1113 | 1113 | 1113 | 1113 | 1113
Other | 0 | 0 | 0 | 0 | 0
-------------------------------------- | -------- | -------- | -------- | -------- | --------
Total | 4087818 | 4000730 | 3964267 | 4074423 | 4307322
13. Generation by Plant Type [TBtu] | 2012 | 2015 | 2020 | 2025 | 2032
-------------------------------------- | -------- | -------- | -------- | -------- | --------
New SPC-DryFGD_SCR_ACI 01 | 0 | 0 | 0 | 0 | 0
New SPC-WetFGD_SCR 02 | 0 | 0 | 0 | 0 | 0
New Combined Cycle 03 | 0 | 0 | 0 | 99 | 252
New Combustion Turbine 04 | 0 | 0 | 0 | 0 | 31
New Nuclear 05 | 0 | 0 | 0 | 16 | 1111
New Biomass 06 | 21 | 34 | 104 | 163 | 181
New Fuel Cell 07 | 0 | 0 | 0 | 0 | 0
New Geothermal 08 | 18 | 18 | 18 | 18 | 18
New IGCC 09 | 0 | 0 | 0 | 0 | 0
New Coal with CCS 10 | 0 | 72 | 167 | 393 | 390
New Landfill Gas 11 | 45 | 45 | 50 | 52 | 69
New Solar 12 | 0 | 0 | 0 | 0 | 0
New Wind 13 | 365 | 365 | 365 | 365 | 365
Exist Coal Steam_WetFGD_SCR_ACI 14 | 153 | 152 | 150 | 136 | 135
Exist Coal Steam_WetFGD_SCR 15 | 1400 | 1413 | 1379 | 1358 | 1301
Exist Coal Steam_WetFGD_SNCR 16 | 126 | 113 | 111 | 100 | 94
Exist Coal Steam_WetFGD 17 | 930 | 923 | 856 | 756 | 689
Exist Coal Steam_DryFGD_SCR_ACI 18 | 109 | 113 | 110 | 86 | 70
Exist Coal Steam_DryFGD_SNCR_ACI 19 | 4 | 0 | 0 | 0 | 0
Exist Coal Steam_DryFGD_ACI 20 | 39 | 39 | 38 | 16 | 16
Exist Coal Steam_DryFGD_SCR 21 | 109 | 112 | 103 | 96 | 89
Exist Coal Steam_DryFGD_SNCR 22 | 8 | 7 | 6 | 7 | 3
Exist Coal Steam_DryFGD 23 | 128 | 124 | 91 | 90 | 87
Exist Coal Steam_SCR_ACI 24 | 7 | 7 | 7 | 7 | 6
Exist Coal Steam_SNCR_ACI 25 | 0 | 0 | 0 | 0 | 0
Exist Coal Steam_ACI 26 | 68 | 24 | 24 | 23 | 22
Exist Coal Steam_SCR 27 | 352 | 303 | 261 | 245 | 247
Exist Coal Steam_SNCR 28 | 257 | 229 | 217 | 220 | 214
Exist Coal Steam_Uncontrolled 29 | 2112 | 1831 | 1729 | 1681 | 1629
Exist FBC_SNCR 30 | 64 | 64 | 62 | 64 | 62
Exist FBC_DryFGD 31 | 2 | 2 | 2 | 2 | 2
Exist FBC_DryFGD_SNCR 32 | 27 | 27 | 27 | 27 | 26
Exist FBC_Uncontrolled 33 | 62 | 61 | 60 | 59 | 55
Exist Oil/Gas Steam 34 | 110 | 87 | 72 | 65 | 37
Exist Oil/Gas Steam_SCR 35 | 15 | 16 | 12 | 19 | 11
Exist Oil/Gas Steam_SNCR 36 | 0 | 0 | 0 | 0 | 0
Exist Nuclear 37 | 2712 | 2762 | 2783 | 2783 | 2781
Exist Hydro 38 | 914 | 914 | 914 | 914 | 914
Exist Combined Cycle 39 | 1830 | 1694 | 1528 | 1628 | 1450
Exist IGCC 40 | 29 | 29 | 29 | 29 | 28
Exist Combustion Turbine 41 | 33 | 40 | 43 | 44 | 39
Exist Biomass 42 | 43 | 47 | 47 | 49 | 50
Exist Geothermal 43 | 57 | 57 | 57 | 57 | 57
Exist Landfill Gas 44 | 23 | 23 | 23 | 23 | 23
Exist Wind 45 | 204 | 204 | 204 | 204 | 204
Exist Fuel Cell 46 | 0 | 0 | 0 | 0 | 0
Exist Solar 47 | 4 | 4 | 4 | 4 | 4
Exist Non Fossil_Other 48 | 67 | 67 | 67 | 67 | 67
Exist Fossil_Other 49 | 5 | 5 | 5 | 5 | 5
Exist Pump Storage 50 | 50 | 58 | 58 | 49 | 41
International Imports 51 | 67 | 47 | 52 | 60 | 74
Ret.DryFGD 52 | 15 | 54 | 77 | 66 | 62
Ret.WetFGD 53 | 0 | 0 | 0 | 0 | 0
Ret.ExistSCR & DryFGD 54 | 4 | 14 | 16 | 16 | 13
Ret.ExistSCR & WetFGD 55 | 0 | 0 | 19 | 20 | 20
Ret.ExistSNCR & DryFGD 56 | 19 | 22 | 22 | 21 | 20
Ret.ExistSNCR & WetFGD 57 | 0 | 0 | 0 | 0 | 0
Ret.ExistACI & DryFGD 58 | 0 | 0 | 1 | 1 | 1
Ret.ExistACI & WetFGD 59 | 0 | 0 | 0 | 0 | 0
Ret.SCR 60 | 19 | 5 | 5 | 5 | 5
Ret.ExistDryFGD & SCR 61 | 0 | 0 | 0 | 0 | 0
Ret.ExistWetFGD & SCR 62 | 49 | 59 | 59 | 59 | 55
Ret.ExistACI & SCR 63 | 0 | 0 | 0 | 0 | 0
Ret.SNCR 64 | 0 | 0 | 0 | 0 | 0
Ret.ExistDryFGD & SNCR 65 | 0 | 0 | 0 | 0 | 0
Ret.ExistWetFGD & SNCR 66 | 0 | 0 | 0 | 0 | 0
Ret.ExistACI & SNCR 67 | 0 | 0 | 0 | 0 | 0
Ret.FB-SNCR 68 | 0 | 0 | 0 | 0 | 0
Ret.SCR & DryFGD 69 | 0 | 16 | 15 | 15 | 14
Ret.SCR & WetFGD 70 | 0 | 25 | 87 | 87 | 87
Ret.ExistACI & SCR & DryFGD 71 | 0 | 0 | 0 | 0 | 0
Ret.ExistACI & SCR & WetFGD 72 | 0 | 42 | 42 | 42 | 37
Ret.ACI 73 | 25 | 11 | 11 | 11 | 11
Ret.ExistDryFGD & ACI 74 | 0 | 0 | 0 | 0 | 0
Ret.ExistWetFGD & ACI 75 | 0 | 0 | 0 | 0 | 0
Ret.ExistSCR & ACI 76 | 0 | 0 | 0 | 0 | 0
Ret.ExistSNCR & ACI 77 | 0 | 0 | 0 | 0 | 0
Ret.ACI & SCR 78 | 0 | 0 | 0 | 0 | 0
Ret.ExistDryFGD & ACI & SCR 79 | 0 | 0 | 0 | 0 | 0
Ret.ExistWetFGD & ACI & SCR 80 | 0 | 0 | 0 | 0 | 0
Ret.ACI & SNCR 81 | 0 | 0 | 0 | 0 | 0
Ret.ExistDryFGD & ACI & SNCR 82 | 0 | 0 | 0 | 0 | 0
Ret.ExistWetFGD & ACI & SNCR 83 | 0 | 0 | 0 | 0 | 0
Ret.ACI & DryFGD 84 | 0 | 0 | 0 | 0 | 0
Ret.ACI & WetFGD 85 | 0 | 0 | 0 | 0 | 0
Ret.ExistSCR & ACI & DryFGD 86 | 0 | 0 | 0 | 0 | 0
Ret.ExistSCR & ACI & WetFGD 87 | 0 | 0 | 0 | 0 | 0
Ret.ExistSNCR & ACI & DryFGD 88 | 0 | 0 | 0 | 0 | 0
Ret.ExistSNCR & ACI & WetFGD 89 | 0 | 0 | 0 | 0 | 0
Ret.ExistSNCR_DFGD & ACI 90 | 0 | 0 | 0 | 0 | 0
Ret.ExistSNCR_WFGD & ACI 91 | 7 | 6 | 6 | 6 | 6
Ret.ExistSCR_DFGD & ACI 92 | 0 | 0 | 0 | 0 | 0
Ret.ExistSCR_WFGD & ACI 93 | 6 | 0 | 0 | 0 | 0
Ret.SCR & DryFGD & ACI 94 | 0 | 0 | 0 | 0 | 0
Ret.SCR & WetFGD & ACI 95 | 0 | 0 | 0 | 0 | 0
Ret.ExistSCR_ACI & DryFGD 96 | 0 | 0 | 0 | 0 | 0
Ret.ExistSCR_ACI & WetFGD 97 | 0 | 0 | 0 | 0 | 0
Ret.FB-ExistDryFGD & ACI & SNCR 98 | 0 | 0 | 0 | 0 | 0
Ret.ExistDryFGD_ACI & SCR 99 | 0 | 0 | 0 | 0 | 0
Ret.ExistSNCR_ACI & DryFGD 100 | 0 | 0 | 0 | 0 | 0
Ret.ExistSNCR_ACI & WetFGD 101 | 0 | 0 | 0 | 0 | 0
Ret.FB-ExistDryFGD & SNCR 102 | 0 | 0 | 0 | 0 | 0
Ret.FB-ACI & SNCR 103 | 0 | 0 | 0 | 0 | 0
Ret.ExistDryFGD_ACI & CCS 104 | 0 | 0 | 0 | 17 | 17
Ret.ExistDryFGD_ACI & SCR & CCS 105 | 0 | 0 | 0 | 0 | 0
Ret.ExistACI & DryFGD & CCS 106 | 0 | 0 | 0 | 0 | 0
Ret.ExistACI & WetFGD & CCS 107 | 0 | 0 | 0 | 0 | 0
Ret.ExistSCR_ACI & WetFGD & CCS 108 | 0 | 0 | 0 | 0 | 0
Ret.ExistSCR_DFGD_ACI & CCS 109 | 0 | 0 | 0 | 15 | 15
Ret.ExistSCR_WFGD_ACI & CCS 110 | 0 | 0 | 0 | 9 | 9
Ret.ExistACI & SCR & DryFGD & CCS 111 | 0 | 0 | 0 | 0 | 0
Ret.ExistACI & SCR & WetFGD & CCS 112 | 0 | 0 | 0 | 0 | 0
Ret.ExistWetFGD_SCR & CCS 113 | 0 | 0 | 0 | 13 | 13
Ret.ExistWetFGD_SNCR & CCS 114 | 0 | 0 | 0 | 9 | 9
Ret.ExistWetFGD & CCS 115 | 0 | 0 | 44 | 107 | 96
Ret.ExistDryFGD_SCR & CCS 116 | 0 | 0 | 0 | 4 | 4
Ret.ExistDryFGD & CCS 117 | 0 | 0 | 24 | 24 | 23
Ret.ExistDryFGD & SCR & CCS 118 | 0 | 0 | 0 | 0 | 0
Ret.ExistWetFGD & SCR & CCS 119 | 0 | 0 | 0 | 0 | 0
Ret.DryFGD & CCS 120 | 0 | 0 | 0 | 6 | 6
Ret.WetFGD & CCS 121 | 0 | 0 | 0 | 0 | 0
Ret.ExistSCR & DryFGD & CCS 122 | 0 | 0 | 0 | 0 | 0
Ret.ExistSCR & WetFGD & CCS 123 | 0 | 0 | 0 | 0 | 0
Ret.ExistSNCR & DryFGD & CCS 124 | 0 | 0 | 0 | 0 | 0
Ret.ExistSNCR & WetFGD & CCS 125 | 0 | 0 | 0 | 0 | 0
Ret.ExistDryFGD & ACI & CCS 126 | 0 | 0 | 0 | 0 | 0
Ret.ExistWetFGD & ACI & CCS 127 | 0 | 0 | 0 | 0 | 0
Ret.ExistDryFGD_SCR & ACI & CCS 128 | 0 | 0 | 6 | 6 | 5
Ret.ExistWetFGD_SCR & ACI & CCS 129 | 0 | 0 | 0 | 0 | 0
Ret.ExistWetFGD_SNCR & ACI & CCS 130 | 0 | 0 | 0 | 0 | 0
Ret.SCR & DryFGD & CCS 131 | 0 | 0 | 0 | 0 | 0
Ret.SCR & WetFGD & CCS 132 | 0 | 0 | 0 | 0 | 0
Ret.ExistDryFGD & ACI & SCR & CCS 133 | 0 | 0 | 0 | 0 | 0
Ret.ExistWetFGD & ACI & SCR & CCS 134 | 0 | 0 | 0 | 0 | 0
Ret.DryFGD & ACI & CCS 135 | 0 | 0 | 0 | 0 | 0
Ret.WetFGD & ACI & CCS 136 | 0 | 0 | 0 | 0 | 0
Ret.ExistSCR & DryFGD & ACI & CCS 137 | 0 | 0 | 0 | 0 | 0
Ret.ExistSCR & WetFGD & ACI & CCS 138 | 0 | 0 | 0 | 0 | 0
Ret.ExistSNCR & DryFGD & ACI & CCS 139 | 0 | 0 | 0 | 0 | 0
Ret.ExistSNCR & WetFGD & ACI & CCS 140 | 0 | 0 | 0 | 0 | 0
Ret.ACI & SCR & WetFGD & CCS 141 | 0 | 0 | 0 | 0 | 0
Ret.ACI & SCR & DryFGD & CCS 142 | 0 | 0 | 0 | 0 | 0
CT Early Retirement 143 | 0 | 0 | 0 | 0 | 0
CC Early Retirement 144 | 0 | 0 | 0 | 0 | 0
O/G Early Retirement 145 | 0 | 0 | 0 | 0 | 0
Coal Early Retirement 146 | 0 | 0 | 0 | 0 | 0
Nuke Early Retirement 147 | 0 | 0 | 0 | 0 | 0
Ret.ACI & DDryFGD 148 | 3 | 3 | 3 | 3 | 3
Ret.ACI & DSCR 149 | 0 | 0 | 0 | 0 | 0
Ret.ACI & DWetFGD 150 | 0 | 0 | 0 | 0 | 0
Ret.DACI 151 | 0 | 0 | 0 | 0 | 0
Ret.DACI & DryFGD 152 | 0 | 0 | 0 | 0 | 0
Ret.DACI & SCR 153 | 0 | 0 | 0 | 0 | 0
Ret.DACI & SNCR 154 | 0 | 0 | 0 | 0 | 0
Ret.DACI & WetFGD 155 | 0 | 0 | 0 | 0 | 0
Ret.DDryFGD 156 | 57 | 58 | 57 | 56 | 53
Ret.DSCR 157 | 47 | 47 | 47 | 47 | 44
Ret.DSCR & DryFGD 158 | 0 | 0 | 0 | 0 | 0
Ret.DSCR & DryFGD & ACI 159 | 0 | 0 | 0 | 0 | 0
Ret.DSCR & DWetFGD 160 | 0 | 0 | 0 | 0 | 0
Ret.DSCR & DWetFGD & ACI 161 | 0 | 0 | 0 | 0 | 0
Ret.DSCR & WetFGD 162 | 0 | 0 | 0 | 0 | 0
Ret.DSCR & WetFGD & ACI 163 | 0 | 0 | 0 | 0 | 0
Ret.DWetFGD 164 | 290 | 297 | 294 | 280 | 268
Ret.ExistSCR & ACI & DWetFGD 165 | 0 | 0 | 0 | 0 | 0
Ret.ExistSCR & DACI 166 | 0 | 0 | 0 | 0 | 0
Ret.ExistSCR & DDryFGD 167 | 5 | 5 | 5 | 5 | 5
Ret.ExistSCR & DWetFGD 168 | 709 | 731 | 733 | 730 | 712
Ret.ExistSCR_ACI & DWetFGD 169 | 16 | 16 | 16 | 16 | 15
Ret.ExistSNCR & ACI & DDryFGD 170 | 0 | 0 | 0 | 0 | 0
Ret.ExistSNCR & ACI & DWetFGD 171 | 0 | 0 | 0 | 0 | 0
Ret.ExistSNCR & DACI 172 | 0 | 0 | 0 | 0 | 0
Ret.ExistSNCR & DACI & DryFGD 173 | 0 | 0 | 0 | 0 | 0
Ret.ExistSNCR & DACI & DWetFGD 174 | 0 | 0 | 0 | 0 | 0
Ret.ExistSNCR & DACI & WetFGD 175 | 0 | 0 | 0 | 0 | 0
Ret.ExistSNCR & DDryFGD 176 | 0 | 0 | 0 | 0 | 0
Ret.ExistSNCR & DWetFGD 177 | 86 | 86 | 82 | 85 | 81
Ret.ExistWetFGD & ACI & DSCR 178 | 0 | 0 | 0 | 0 | 0
Ret.ExistWetFGD & DACI 179 | 0 | 0 | 0 | 0 | 0
Ret.ExistWetFGD & DACI & DSCR 180 | 0 | 0 | 0 | 0 | 0
Ret.ExistWetFGD & DACI & SCR 181 | 0 | 0 | 0 | 0 | 0
Ret.ExistWetFGD & DSCR 182 | 19 | 19 | 18 | 16 | 14
Ret.SCR & DDryFGD 183 | 0 | 0 | 0 | 0 | 0
Ret.SCR & DDryFGD & ACI 184 | 0 | 0 | 0 | 0 | 0
Ret.SCR & DryFGD & DACI 185 | 0 | 0 | 0 | 0 | 0
Ret.SCR & DWetFGD 186 | 0 | 0 | 0 | 0 | 0
Ret.SCR & DWetFGD & ACI 187 | 0 | 0 | 0 | 0 | 0
Ret.SCR & DWetFGD & DACI 188 | 0 | 0 | 0 | 0 | 0
Ret.SCR & WetFGD & DACI 189 | 0 | 0 | 0 | 0 | 0
Ret.ACI & DSCR & DryFGD & CCS 190 | 0 | 0 | 0 | 0 | 0
Ret.ACI & DSCR & DWetFGD & CCS 191 | 0 | 0 | 0 | 0 | 0
Ret.ACI & DSCR & WetFGD & CCS 192 | 0 | 0 | 0 | 0 | 0
Ret.ACI & SCR & DDryFGD & CCS 193 | 0 | 0 | 0 | 0 | 0
Ret.ACI & SCR & DWetFGD & CCS 194 | 0 | 0 | 0 | 0 | 0
Ret.DACI & SCR & DryFGD & CCS 195 | 0 | 0 | 0 | 0 | 0
Ret.DACI & SCR & WetFGD & CCS 196 | 0 | 0 | 0 | 0 | 0
Ret.DDryFGD & ACI & CCS 197 | 0 | 0 | 0 | 0 | 0
Ret.DDryFGD & CCS 198 | 0 | 0 | 0 | 0 | 0
Ret.DryFGD & DACI & CCS 199 | 0 | 0 | 0 | 0 | 0
Ret.DSCR & DryFGD & CCS 200 | 0 | 0 | 0 | 0 | 0
Ret.DSCR & DWetFGD & CCS 201 | 0 | 0 | 0 | 0 | 0
Ret.DSCR & WetFGD & CCS 202 | 0 | 0 | 0 | 0 | 0
Ret.DWetFGD & ACI & CCS 203 | 0 | 0 | 0 | 0 | 0
Ret.DWetFGD & CCS 204 | 0 | 0 | 0 | 25 | 25
Ret.ExistSCR & DWetFGD & ACI & CCS 205 | 0 | 0 | 0 | 0 | 0
Ret.ExistSCR & DWetFGD & CCS 206 | 0 | 0 | 0 | 0 | 0
Ret.ExistSCR_ACI & DWetFGD & CCS 207 | 0 | 0 | 0 | 0 | 0
Ret.ExistSNCR & DryFGD & DACI & CCS208 | 0 | 0 | 0 | 0 | 0
Ret.ExistSNCR & DWetFGD & ACI & CCS209 | 0 | 0 | 0 | 0 | 0
Ret.ExistSNCR & DWetFGD & CCS 210 | 0 | 0 | 0 | 0 | 0
Ret.ExistWetFGD & ACI & DSCR & CCS 211 | 0 | 0 | 0 | 0 | 0
Ret.ExistWetFGD & DACI & CCS 212 | 0 | 0 | 0 | 0 | 0
Ret.ExistWetFGD & DACI & DSCR & CCS213 | 0 | 0 | 0 | 0 | 0
Ret.ExistWetFGD & DACI & SCR & CCS 214 | 0 | 0 | 0 | 0 | 0
Ret.ExistWetFGD & DSCR & CCS 215 | 0 | 0 | 0 | 0 | 0
Ret.SCR & DDryFGD & CCS 216 | 0 | 0 | 0 | 0 | 0
Ret.WetFGD & DACI & CCS 217 | 0 | 0 | 0 | 0 | 0
Ret.SCR & DWetFGD & CCS 218 | 0 | 0 | 0 | 0 | 0
Ret.Oil/Gas Steam SCR 219 | 2 | 2 | 2 | 2 | 1
-------------------------------------- | -------- | -------- | -------- | -------- | --------
Total | 13948 | 13650 | 13526 | 13902 | 14697
14. Capacity Factor by Plant Type [%] | 2012 | 2015 | 2020 | 2025 | 2032
-------------------------------------- | -------- | -------- | -------- | -------- | --------
New SPC-DryFGD_SCR_ACI 01 | N/A | N/A | N/A | N/A | N/A
New SPC-WetFGD_SCR 02 | N/A | N/A | N/A | N/A | N/A
New Combined Cycle 03 | N/A | N/A | N/A | 65.2 | 69.9
New Combustion Turbine 04 | N/A | N/A | N/A | 4.6 | 6.1
New Nuclear 05 | N/A | N/A | N/A | 90 | 90
New Biomass 06 | 82.3 | 83.9 | 85 | 85 | 85
New Fuel Cell 07 | N/A | N/A | N/A | N/A | N/A
New Geothermal 08 | 87 | 87 | 87 | 87 | 87
New IGCC 09 | N/A | N/A | N/A | N/A | N/A
New Coal with CCS 10 | N/A | 80 | 80 | 80 | 79.5
New Landfill Gas 11 | 90 | 90 | 90 | 90 | 90
New Solar 12 | 25.3 | 25.3 | 25.3 | 25.3 | 25.3
New Wind 13 | 37.9 | 37.9 | 37.9 | 37.9 | 37.9
Exist Coal Steam_WetFGD_SCR_ACI 14 | 85.1 | 84.4 | 83.1 | 81.9 | 81.7
Exist Coal Steam_WetFGD_SCR 15 | 77.7 | 79.3 | 77.4 | 77.1 | 73.9
Exist Coal Steam_WetFGD_SNCR 16 | 75.6 | 78.4 | 77.4 | 78.4 | 73.5
Exist Coal Steam_WetFGD 17 | 79.5 | 82.3 | 81.7 | 80 | 73
Exist Coal Steam_DryFGD_SCR_ACI 18 | 79.7 | 82.7 | 80.4 | 76.4 | 62.3
Exist Coal Steam_DryFGD_SNCR_ACI 19 | 72.6 | N/A | N/A | N/A | N/A
Exist Coal Steam_DryFGD_ACI 20 | 78.8 | 78.8 | 75.9 | 74.1 | 74.1
Exist Coal Steam_DryFGD_SCR 21 | 74.2 | 76.1 | 75.4 | 74.2 | 68.5
Exist Coal Steam_DryFGD_SNCR 22 | 47.6 | 74.5 | 64.8 | 69.2 | 35.1
Exist Coal Steam_DryFGD 23 | 78.8 | 81.8 | 81.2 | 80.1 | 78.1
Exist Coal Steam_SCR_ACI 24 | 74.1 | 74.1 | 68.4 | 68.4 | 61.2
Exist Coal Steam_SNCR_ACI 25 | 3.9 | N/A | N/A | N/A | N/A
Exist Coal Steam_ACI 26 | 75.1 | 64.9 | 68.3 | 64 | 62.4
Exist Coal Steam_SCR 27 | 74.6 | 81 | 79 | 74.4 | 74.8
Exist Coal Steam_SNCR 28 | 71.8 | 74.8 | 71 | 72.1 | 70
Exist Coal Steam_Uncontrolled 29 | 73 | 80.6 | 79.8 | 78.6 | 76.1
Exist FBC_SNCR 30 | 79.1 | 82.7 | 80.1 | 81.8 | 79.3
Exist FBC_DryFGD 31 | 83.2 | 80.5 | 80.5 | 80.5 | 64.5
Exist FBC_DryFGD_SNCR 32 | 85.7 | 85.7 | 85.7 | 85.7 | 80.2
Exist FBC_Uncontrolled 33 | 70.8 | 83.7 | 82.2 | 80 | 74.9
Exist Oil/Gas Steam 34 | 4 | 8.8 | 7.2 | 6.6 | 3.8
Exist Oil/Gas Steam_SCR 35 | 2.3 | 3.5 | 2.6 | 4.2 | 2.4
Exist Oil/Gas Steam_SNCR 36 | 0 | N/A | N/A | N/A | N/A
Exist Nuclear 37 | 89.8 | 89.8 | 89.8 | 89.8 | 89.7
Exist Hydro 38 | 39.5 | 39.5 | 39.5 | 39.5 | 39.5
Exist Combined Cycle 39 | 30.4 | 29 | 26.2 | 27.9 | 24.8
Exist IGCC 40 | 85 | 85 | 85 | 85 | 83.6
Exist Combustion Turbine 41 | 0.8 | 1 | 1.1 | 1.1 | 1
Exist Biomass 42 | 60.6 | 65.6 | 65.5 | 69 | 70.3
Exist Geothermal 43 | 75.6 | 75.6 | 75.6 | 75.6 | 75.6
Exist Landfill Gas 44 | 65.7 | 65.7 | 65.7 | 65.7 | 65.7
Exist Wind 45 | 25.2 | 25.2 | 25.2 | 25.2 | 25.2
Exist Fuel Cell 46 | 19.2 | 20.7 | 23.7 | 30.9 | 62.1
Exist Solar 47 | 17.3 | 17.3 | 17.3 | 17.3 | 17.3
Exist Non Fossil_Other 48 | 76.7 | 76.7 | 76.7 | 76.7 | 76.7
Exist Fossil_Other 49 | 28.6 | 28.6 | 28.3 | 28.1 | 25.5
Exist Pump Storage 50 | 8.1 | 9.3 | 9.3 | 7.9 | 6.6
International Imports 51 | 39.5 | 28 | 30.9 | 35.5 | 43.7
Ret.DryFGD 52 | 84.1 | 84 | 83.7 | 78.7 | 73.7
Ret.WetFGD 53 | N/A | N/A | N/A | N/A | N/A
Ret.ExistSCR & DryFGD 54 | 84.8 | 76.5 | 83.9 | 83.9 | 71.1
Ret.ExistSCR & WetFGD 55 | N/A | N/A | 81.4 | 86.2 | 86.2
Ret.ExistSNCR & DryFGD 56 | 81.5 | 81.4 | 81.4 | 78.2 | 71.7
Ret.ExistSNCR & WetFGD 57 | N/A | N/A | N/A | N/A | N/A
Ret.ExistACI & DryFGD 58 | N/A | N/A | 83.5 | 72.9 | 67.4
Ret.ExistACI & WetFGD 59 | N/A | N/A | N/A | N/A | N/A
Ret.SCR 60 | 84.4 | 83.5 | 83.5 | 72.9 | 72.9
Ret.ExistDryFGD & SCR 61 | N/A | N/A | N/A | N/A | N/A
Ret.ExistWetFGD & SCR 62 | 82.5 | 83.9 | 83.9 | 83.4 | 77.3
Ret.ExistACI & SCR 63 | N/A | N/A | N/A | N/A | N/A
Ret.SNCR 64 | 46 | N/A | N/A | N/A | N/A
Ret.ExistDryFGD & SNCR 65 | N/A | N/A | N/A | N/A | N/A
Ret.ExistWetFGD & SNCR 66 | N/A | N/A | N/A | N/A | N/A
Ret.ExistACI & SNCR 67 | N/A | N/A | N/A | N/A | N/A
Ret.FB-SNCR 68 | N/A | N/A | N/A | N/A | N/A
Ret.SCR & DryFGD 69 | N/A | 84.8 | 80.8 | 79.2 | 73.4
Ret.SCR & WetFGD 70 | N/A | 83.5 | 81.9 | 81.9 | 81.9
Ret.ExistACI & SCR & DryFGD 71 | N/A | N/A | N/A | N/A | N/A
Ret.ExistACI & SCR & WetFGD 72 | N/A | 86.2 | 86.2 | 85.8 | 75.3
Ret.ACI 73 | 50.7 | 62.6 | 64.8 | 60.9 | 63.1
Ret.ExistDryFGD & ACI 74 | N/A | N/A | N/A | N/A | N/A
Ret.ExistWetFGD & ACI 75 | N/A | N/A | N/A | N/A | N/A
Ret.ExistSCR & ACI 76 | N/A | N/A | N/A | N/A | N/A
Ret.ExistSNCR & ACI 77 | N/A | N/A | N/A | N/A | N/A
Ret.ACI & SCR 78 | 63 | 84.8 | 80.1 | 80.1 | 80.1
Ret.ExistDryFGD & ACI & SCR 79 | N/A | N/A | N/A | N/A | N/A
Ret.ExistWetFGD & ACI & SCR 80 | N/A | N/A | N/A | N/A | N/A
Ret.ACI & SNCR 81 | N/A | N/A | N/A | N/A | N/A
Ret.ExistDryFGD & ACI & SNCR 82 | N/A | N/A | N/A | N/A | N/A
Ret.ExistWetFGD & ACI & SNCR 83 | N/A | N/A | N/A | N/A | N/A
Ret.ACI & DryFGD 84 | N/A | N/A | N/A | N/A | N/A
Ret.ACI & WetFGD 85 | N/A | N/A | N/A | N/A | N/A
Ret.ExistSCR & ACI & DryFGD 86 | N/A | N/A | N/A | N/A | N/A
Ret.ExistSCR & ACI & WetFGD 87 | N/A | N/A | N/A | N/A | N/A
Ret.ExistSNCR & ACI & DryFGD 88 | N/A | N/A | N/A | N/A | N/A
Ret.ExistSNCR & ACI & WetFGD 89 | N/A | N/A | N/A | N/A | N/A
Ret.ExistSNCR_DFGD & ACI 90 | N/A | N/A | N/A | N/A | N/A
Ret.ExistSNCR_WFGD & ACI 91 | 81 | 74.8 | 74.8 | 74.8 | 69.2
Ret.ExistSCR_DFGD & ACI 92 | N/A | N/A | N/A | N/A | N/A
Ret.ExistSCR_WFGD & ACI 93 | 75 | N/A | N/A | N/A | N/A
Ret.SCR & DryFGD & ACI 94 | N/A | N/A | N/A | N/A | N/A
Ret.SCR & WetFGD & ACI 95 | N/A | N/A | N/A | N/A | N/A
Ret.ExistSCR_ACI & DryFGD 96 | N/A | N/A | N/A | N/A | N/A
Ret.ExistSCR_ACI & WetFGD 97 | N/A | N/A | N/A | N/A | N/A
Ret.FB-ExistDryFGD & ACI & SNCR 98 | N/A | N/A | N/A | N/A | N/A
Ret.ExistDryFGD_ACI & SCR 99 | N/A | N/A | N/A | N/A | N/A
Ret.ExistSNCR_ACI & DryFGD 100 | N/A | N/A | N/A | N/A | N/A
Ret.ExistSNCR_ACI & WetFGD 101 | N/A | N/A | N/A | N/A | N/A
Ret.FB-ExistDryFGD & SNCR 102 | N/A | N/A | N/A | N/A | N/A
Ret.FB-ACI & SNCR 103 | N/A | N/A | N/A | N/A | N/A
Ret.ExistDryFGD_ACI & CCS 104 | N/A | N/A | N/A | 86.2 | 86.2
Ret.ExistDryFGD_ACI & SCR & CCS 105 | N/A | N/A | N/A | N/A | N/A
Ret.ExistACI & DryFGD & CCS 106 | N/A | N/A | N/A | N/A | N/A
Ret.ExistACI & WetFGD & CCS 107 | N/A | N/A | N/A | N/A | N/A
Ret.ExistSCR_ACI & WetFGD & CCS 108 | N/A | N/A | N/A | N/A | N/A
Ret.ExistSCR_DFGD_ACI & CCS 109 | N/A | N/A | N/A | 86.2 | 86.2
Ret.ExistSCR_WFGD_ACI & CCS 110 | N/A | N/A | N/A | 86.2 | 86.2
Ret.ExistACI & SCR & DryFGD & CCS 111 | N/A | N/A | N/A | N/A | N/A
Ret.ExistACI & SCR & WetFGD & CCS 112 | N/A | N/A | N/A | N/A | N/A
Ret.ExistWetFGD_SCR & CCS 113 | N/A | N/A | N/A | 84.4 | 84.4
Ret.ExistWetFGD_SNCR & CCS 114 | N/A | N/A | N/A | 83.5 | 83.5
Ret.ExistWetFGD & CCS 115 | N/A | N/A | 83.6 | 84.1 | 75.7
Ret.ExistDryFGD_SCR & CCS 116 | N/A | N/A | N/A | 83.5 | 83.5
Ret.ExistDryFGD & CCS 117 | N/A | N/A | 83.5 | 83.5 | 80.1
Ret.ExistDryFGD & SCR & CCS 118 | N/A | N/A | N/A | N/A | N/A
Ret.ExistWetFGD & SCR & CCS 119 | N/A | N/A | N/A | N/A | N/A
Ret.DryFGD & CCS 120 | N/A | N/A | N/A | 83.5 | 83.5
Ret.WetFGD & CCS 121 | N/A | N/A | N/A | N/A | N/A
Ret.ExistSCR & DryFGD & CCS 122 | N/A | N/A | N/A | N/A | N/A
Ret.ExistSCR & WetFGD & CCS 123 | N/A | N/A | N/A | N/A | N/A
Ret.ExistSNCR & DryFGD & CCS 124 | N/A | N/A | N/A | N/A | N/A
Ret.ExistSNCR & WetFGD & CCS 125 | N/A | N/A | N/A | N/A | N/A
Ret.ExistDryFGD & ACI & CCS 126 | N/A | N/A | N/A | N/A | N/A
Ret.ExistWetFGD & ACI & CCS 127 | N/A | N/A | N/A | N/A | N/A
Ret.ExistDryFGD_SCR & ACI & CCS 128 | N/A | N/A | 83.5 | 83.5 | 60.2
Ret.ExistWetFGD_SCR & ACI & CCS 129 | N/A | N/A | N/A | N/A | N/A
Ret.ExistWetFGD_SNCR & ACI & CCS 130 | N/A | N/A | N/A | N/A | N/A
Ret.SCR & DryFGD & CCS 131 | N/A | N/A | N/A | N/A | N/A
Ret.SCR & WetFGD & CCS 132 | N/A | N/A | N/A | N/A | N/A
Ret.ExistDryFGD & ACI & SCR & CCS 133 | N/A | N/A | N/A | N/A | N/A
Ret.ExistWetFGD & ACI & SCR & CCS 134 | N/A | N/A | N/A | N/A | N/A
Ret.DryFGD & ACI & CCS 135 | N/A | N/A | N/A | N/A | N/A
Ret.WetFGD & ACI & CCS 136 | N/A | N/A | N/A | N/A | N/A
Ret.ExistSCR & DryFGD & ACI & CCS 137 | N/A | N/A | N/A | N/A | N/A
Ret.ExistSCR & WetFGD & ACI & CCS 138 | N/A | N/A | N/A | N/A | N/A
Ret.ExistSNCR & DryFGD & ACI & CCS 139 | N/A | N/A | N/A | N/A | N/A
Ret.ExistSNCR & WetFGD & ACI & CCS 140 | N/A | N/A | N/A | N/A | N/A
Ret.ACI & SCR & WetFGD & CCS 141 | N/A | N/A | N/A | N/A | N/A
Ret.ACI & SCR & DryFGD & CCS 142 | N/A | N/A | N/A | N/A | N/A
CT Early Retirement 143 | N/A | 0 | 0 | 0 | 0
CC Early Retirement 144 | N/A | 0 | 0 | 0 | 0
O/G Early Retirement 145 | N/A | 0 | 0 | 0 | 0
Coal Early Retirement 146 | N/A | 0 | 0 | 0 | 0
Nuke Early Retirement 147 | N/A | N/A | N/A | N/A | N/A
Ret.ACI & DDryFGD 148 | 84.8 | 84.8 | 84.8 | 84.8 | 84.8
Ret.ACI & DSCR 149 | N/A | N/A | N/A | N/A | N/A
Ret.ACI & DWetFGD 150 | N/A | N/A | N/A | N/A | N/A
Ret.DACI 151 | N/A | N/A | N/A | N/A | N/A
Ret.DACI & DryFGD 152 | N/A | N/A | N/A | N/A | N/A
Ret.DACI & SCR 153 | N/A | N/A | N/A | N/A | N/A
Ret.DACI & SNCR 154 | N/A | N/A | N/A | N/A | N/A
Ret.DACI & WetFGD 155 | N/A | N/A | N/A | N/A | N/A
Ret.DDryFGD 156 | 72.8 | 73.8 | 72.4 | 71.8 | 68.4
Ret.DSCR 157 | 84.1 | 84.1 | 84.1 | 84.1 | 79.5
Ret.DSCR & DryFGD 158 | N/A | N/A | N/A | N/A | N/A
Ret.DSCR & DryFGD & ACI 159 | N/A | N/A | N/A | N/A | N/A
Ret.DSCR & DWetFGD 160 | N/A | N/A | N/A | N/A | N/A
Ret.DSCR & DWetFGD & ACI 161 | N/A | N/A | N/A | N/A | N/A
Ret.DSCR & WetFGD 162 | N/A | N/A | N/A | N/A | N/A
Ret.DSCR & WetFGD & ACI 163 | N/A | N/A | N/A | N/A | N/A
Ret.DWetFGD 164 | 83.1 | 83.4 | 82.5 | 82.5 | 78.8
Ret.ExistSCR & ACI & DWetFGD 165 | N/A | N/A | N/A | N/A | N/A
Ret.ExistSCR & DACI 166 | N/A | N/A | N/A | N/A | N/A
Ret.ExistSCR & DDryFGD 167 | 85.7 | 85.7 | 85.7 | 85.7 | 85.7
Ret.ExistSCR & DWetFGD 168 | 81.9 | 82.2 | 80.6 | 80.3 | 78.3
Ret.ExistSCR_ACI & DWetFGD 169 | 84.4 | 84.4 | 84.4 | 84.4 | 81.9
Ret.ExistSNCR & ACI & DDryFGD 170 | N/A | N/A | N/A | N/A | N/A
Ret.ExistSNCR & ACI & DWetFGD 171 | N/A | N/A | N/A | N/A | N/A
Ret.ExistSNCR & DACI 172 | N/A | N/A | N/A | N/A | N/A
Ret.ExistSNCR & DACI & DryFGD 173 | N/A | N/A | N/A | N/A | N/A
Ret.ExistSNCR & DACI & DWetFGD 174 | N/A | N/A | N/A | N/A | N/A
Ret.ExistSNCR & DACI & WetFGD 175 | N/A | N/A | N/A | N/A | N/A
Ret.ExistSNCR & DDryFGD 176 | N/A | N/A | N/A | N/A | N/A
Ret.ExistSNCR & DWetFGD 177 | 72.9 | 78.4 | 74.6 | 77.4 | 73.5
Ret.ExistWetFGD & ACI & DSCR 178 | N/A | N/A | N/A | N/A | N/A
Ret.ExistWetFGD & DACI 179 | N/A | N/A | N/A | N/A | N/A
Ret.ExistWetFGD & DACI & DSCR 180 | N/A | N/A | N/A | N/A | N/A
Ret.ExistWetFGD & DACI & SCR 181 | N/A | N/A | N/A | N/A | N/A
Ret.ExistWetFGD & DSCR 182 | 82.5 | 82.6 | 81.5 | 72.4 | 76.1
Ret.SCR & DDryFGD 183 | N/A | N/A | N/A | N/A | N/A
Ret.SCR & DDryFGD & ACI 184 | N/A | N/A | N/A | N/A | N/A
Ret.SCR & DryFGD & DACI 185 | N/A | N/A | N/A | N/A | N/A
Ret.SCR & DWetFGD 186 | N/A | N/A | N/A | N/A | N/A
Ret.SCR & DWetFGD & ACI 187 | N/A | N/A | N/A | N/A | N/A
Ret.SCR & DWetFGD & DACI 188 | N/A | N/A | N/A | N/A | N/A
Ret.SCR & WetFGD & DACI 189 | N/A | N/A | N/A | N/A | N/A
Ret.ACI & DSCR & DryFGD & CCS 190 | N/A | N/A | N/A | N/A | N/A
Ret.ACI & DSCR & DWetFGD & CCS 191 | N/A | N/A | N/A | N/A | N/A
Ret.ACI & DSCR & WetFGD & CCS 192 | N/A | N/A | N/A | N/A | N/A
Ret.ACI & SCR & DDryFGD & CCS 193 | N/A | N/A | N/A | N/A | N/A
Ret.ACI & SCR & DWetFGD & CCS 194 | N/A | N/A | N/A | N/A | N/A
Ret.DACI & SCR & DryFGD & CCS 195 | N/A | N/A | N/A | N/A | N/A
Ret.DACI & SCR & WetFGD & CCS 196 | N/A | N/A | N/A | N/A | N/A
Ret.DDryFGD & ACI & CCS 197 | N/A | N/A | N/A | N/A | N/A
Ret.DDryFGD & CCS 198 | N/A | N/A | N/A | N/A | N/A
Ret.DryFGD & DACI & CCS 199 | N/A | N/A | N/A | N/A | N/A
Ret.DSCR & DryFGD & CCS 200 | N/A | N/A | N/A | N/A | N/A
Ret.DSCR & DWetFGD & CCS 201 | N/A | N/A | N/A | N/A | N/A
Ret.DSCR & WetFGD & CCS 202 | N/A | N/A | N/A | N/A | N/A
Ret.DWetFGD & ACI & CCS 203 | N/A | N/A | N/A | N/A | N/A
Ret.DWetFGD & CCS 204 | N/A | N/A | N/A | 84.4 | 84.4
Ret.ExistSCR & DWetFGD & ACI & CCS 205 | N/A | N/A | N/A | N/A | N/A
Ret.ExistSCR & DWetFGD & CCS 206 | N/A | N/A | N/A | N/A | N/A
Ret.ExistSCR_ACI & DWetFGD & CCS 207 | N/A | N/A | N/A | N/A | N/A
Ret.ExistSNCR & DryFGD & DACI & CCS208 | N/A | N/A | N/A | N/A | N/A
Ret.ExistSNCR & DWetFGD & ACI & CCS209 | N/A | N/A | N/A | N/A | N/A
Ret.ExistSNCR & DWetFGD & CCS 210 | N/A | N/A | N/A | N/A | N/A
Ret.ExistWetFGD & ACI & DSCR & CCS 211 | N/A | N/A | N/A | N/A | N/A
Ret.ExistWetFGD & DACI & CCS 212 | N/A | N/A | N/A | N/A | N/A
Ret.ExistWetFGD & DACI & DSCR & CCS213 | N/A | N/A | N/A | N/A | N/A
Ret.ExistWetFGD & DACI & SCR & CCS 214 | N/A | N/A | N/A | N/A | N/A
Ret.ExistWetFGD & DSCR & CCS 215 | N/A | N/A | 83.5 | 83.5 | 20.8
Ret.SCR & DDryFGD & CCS 216 | N/A | N/A | N/A | N/A | N/A
Ret.WetFGD & DACI & CCS 217 | N/A | N/A | N/A | N/A | N/A
Ret.SCR & DWetFGD & CCS 218 | N/A | N/A | N/A | N/A | N/A
Ret.Oil/Gas Steam SCR 219 | 13.1 | 13.1 | 13.1 | 13.1 | 12.7
-------------------------------------- | -------- | -------- | -------- | -------- | --------
Average | 44.3 | 43.2 | 42.5 | 43.1 | 42.9
15. Total Annual Production Cost
[MMUS$](*) | 2012 | 2015 | 2020 | 2025 | 2032
-------------------------------------- | -------- | -------- | -------- | -------- | --------
Variable O&M | 9958.1 | 10388.4 | 11435.4 | 13977 | 13744.4
Fixed O&M | 38473.1 | 40190.6 | 41712.9 | 42590.9 | 47119.4
Fuel | 65209.7 | 61560.9 | 60939.1 | 63142 | 64435
Capital | 7034.8 | 8875.1 | 12371.2 | 18370.8 | 33916.6
-------------------------------------- | -------- | -------- | -------- | -------- | --------
Total | 120675.6 | 121015.1 | 126458.6 | 138080.6 | 159215.3
16. Emissions | 2012 | 2015 | 2020 | 2025 | 2032
-------------------------------------- | ------------ | ------------ | ------------ | ------------ | ------------
CO2 [MMTonnes] | 2287.8866 | 2179.8836 | 2080.7828 | 2024.2168 | 1926.1338
Carbon [MMTonnes] | 623.9691 | 594.5137 | 567.4862 | 552.0591 | 525.3092
MER [Tons] | 33.2675 | 31.6174 | 29.8029 | 29.2548 | 27.5472
NOX [MTons] | 2209.3924 | 2062.1845 | 2052.6211 | 2070.0794 | 1986.5862
SO2 [MTons] | 4752.0465 | 4238.653 | 3948.0347 | 3658.2363 | 3629.8802