## US
| 2028 | 2030 | 2035 | 2040 | 2045 | 2050 | 2055
1. Reserve Margin Capacity Winter [MW] | 1008759.835 | 1071671.6084 | 1229702.5305 | 1331091.7384 | 1401735.5989 | 1472548.3916 | 1573584.43
Plus Firm Contract Purchases Winter [MW] | 0 | 0 | 0 | 0 | 0 | 0 | 0
Plus Transmission In Winter [MW] | 43411.5957 | 55034.5992 | 60983.2596 | 61782.4712 | 82028.7122 | 98843.0009 | 104979.377
Less Firm Contract Sales Winter [MW] | 0 | 0 | 0 | 0 | 0 | 0 | 0
Less Transmission Out Winter [MW] | 46257.6322 | 60374.6254 | 67306.2299 | 67502.5024 | 91858.7826 | 111408.051 | 119096.8062
Total Reserve Margin Capacity Winter [MW] | 1005913.7985 | 1066331.5821 | 1223379.5602 | 1325371.7072 | 1391905.5285 | 1459983.3416 | 1559467.0008
2. Peak Load Winter [MW] | 789263.4038 | 843140.3395 | 970375.2342 | 1053130.5376 | 1105628.3074 | 1160001.0587 | 1236984.3469
Less DSM [MW] | 0 | 0 | 0 | 0 | 0 | 0 | 0
Net Demand Winter [MW] | 789263.4038 | 843140.3395 | 970375.2342 | 1053130.5376 | 1105628.3074 | 1160001.0587 | 1236984.3469
3. Reserve Margin Winter [%] | 27.4497 | 26.4714 | 26.0728 | 25.8507 | 25.8927 | 25.8605 | 26.0701
1. Reserve Margin Capacity Spring [MW] | 1008759.835 | 1071671.6084 | 1229702.5305 | 1331091.7384 | 1401735.5989 | 1472548.3916 | 1573584.43
Plus Firm Contract Purchases Spring [MW] | 0 | 0 | 0 | 0 | 0 | 0 | 0
Plus Transmission In Spring [MW] | 6692.3555 | 12103.0982 | 28875.6979 | 29974.8291 | 39883.6078 | 55604.9714 | 58709.4481
Less Firm Contract Sales Spring [MW] | 0 | 0 | 0 | 0 | 0 | 0 | 0
Less Transmission Out Spring [MW] | 6886.8416 | 12402.8451 | 29604.5336 | 30734.396 | 40882.8086 | 58294.9884 | 60172.512
Total Reserve Margin Capacity Spring [MW] | 1008565.3488 | 1071371.8615 | 1228973.6948 | 1330332.1715 | 1400736.3982 | 1469858.3746 | 1572121.366
2. Peak Load Spring [MW] | 671517.226 | 725319.0172 | 848463.0225 | 923967.1151 | 971753.8021 | 1020548.6455 | 1089112.5479
Less DSM [MW] | 0 | 0 | 0 | 0 | 0 | 0 | 0
Net Demand Spring [MW] | 671517.226 | 725319.0172 | 848463.0225 | 923967.1151 | 971753.8021 | 1020548.6455 | 1089112.5479
3. Reserve Margin Spring [%] | 50.192 | 47.7104 | 44.8471 | 43.9805 | 44.1452 | 44.0263 | 44.3488
1. Reserve Margin Capacity Summer [MW] | 1008759.835 | 1071671.6084 | 1229702.5305 | 1331091.7384 | 1401735.5989 | 1472548.3916 | 1573584.43
Plus Firm Contract Purchases Summer [MW] | 0 | 0 | 0 | 0 | 0 | 0 | 0
Plus Transmission In Summer [MW] | 106736.7572 | 96420.8547 | 112227.2198 | 122539.5602 | 142664.1451 | 141771.0404 | 150001.7496
Less Firm Contract Sales Summer [MW] | 0 | 0 | 0 | 0 | 0 | 0 | 0
Less Transmission Out Summer [MW] | 95896.278 | 85640.0495 | 104919.5979 | 113632.4806 | 136908.0266 | 136859.4151 | 145937.4255
Total Reserve Margin Capacity Summer [MW] | 1019600.3142 | 1082452.4136 | 1237010.1524 | 1339998.818 | 1407491.7174 | 1477460.0169 | 1577648.7541
2. Peak Load Summer [MW] | 885246.119 | 942176.8154 | 1074901.1588 | 1164447.0533 | 1223069.9903 | 1283845.1424 | 1370978.0001
Less DSM [MW] | 0 | 0 | 0 | 0 | 0 | 0 | 0
Net Demand Summer [MW] | 885246.119 | 942176.8154 | 1074901.1588 | 1164447.0533 | 1223069.9903 | 1283845.1424 | 1370978.0001
3. Reserve Margin Summer [%] | 15.177 | 14.8885 | 15.0813 | 15.076 | 15.0786 | 15.0809 | 15.0747
1. Reserve Margin Capacity Fall [MW] | 1008759.835 | 1071671.6084 | 1229702.5305 | 1331091.7384 | 1401735.5989 | 1472548.3916 | 1573584.43
Plus Firm Contract Purchases Fall [MW] | 0 | 0 | 0 | 0 | 0 | 0 | 0
Plus Transmission In Fall [MW] | 10970.3487 | 18325.9961 | 35114.113 | 37562.8212 | 46410.607 | 62584.0318 | 66292.1518
Less Firm Contract Sales Fall [MW] | 0 | 0 | 0 | 0 | 0 | 0 | 0
Less Transmission Out Fall [MW] | 11243.6594 | 18794.497 | 36011.0359 | 38526.6122 | 47585.8779 | 64732.0276 | 68574.0718
Total Reserve Margin Capacity Fall [MW] | 1008486.5243 | 1071203.1075 | 1228805.6075 | 1330127.9473 | 1400560.328 | 1470400.3958 | 1571302.51
2. Peak Load Fall [MW] | 726551.2742 | 782052.2132 | 908309.8154 | 987778.9065 | 1038025.6027 | 1089452.5088 | 1161103.1446
Less DSM [MW] | 0 | 0 | 0 | 0 | 0 | 0 | 0
Net Demand Fall [MW] | 726551.2742 | 782052.2132 | 908309.8154 | 987778.9065 | 1038025.6027 | 1089452.5088 | 1161103.1446
3. Reserve Margin Fall [%] | 38.8046 | 36.9733 | 35.2849 | 34.6585 | 34.9254 | 34.9669 | 35.3284
1. Reserve Margin Capacity Annual [MW] | 1008759.835 | 1071671.6084 | 1229702.5305 | 1331091.7384 | 1401735.5989 | 1472548.3916 | 1573584.43
Plus Firm Contract Purchases Annual [MW] | 0 | 0 | 0 | 0 | 0 | 0 | 0
Plus Transmission In Annual [MW] | 103670.4689 | 95821.2208 | 110902.1367 | 119904.9682 | 139170.3644 | 142904.9328 | 153323.6734
Less Firm Contract Sales Annual [MW] | 0 | 0 | 0 | 0 | 0 | 0 | 0
Less Transmission Out Annual [MW] | 69234.8858 | 65807.0002 | 81773.0241 | 87176.7921 | 110723.1834 | 114433.0342 | 124651.3434
Total Reserve Margin Capacity Annual [MW] | 1043195.418 | 1101685.8289 | 1258831.643 | 1363819.9144 | 1430182.7799 | 1501020.2902 | 1602256.7599
(for seasonal/annual regions combined)
2. Peak Load Annual [MW] | 897991.3361 | 953514.5951 | 1084733.0883 | 1174081.2471 | 1233091.6241 | 1294320.8665 | 1382121.6639
Less DSM [MW] | 0 | 0 | 0 | 0 | 0 | 0 | 0
Net Demand Annual [MW] | 897991.3361 | 953514.5951 | 1084733.0883 | 1174081.2471 | 1233091.6241 | 1294320.8665 | 1382121.6639
(for seasonal/annual regions combined)
3. Reserve Margin Annual [%] | 16.1699 | 15.5395 | 16.0499 | 16.1606 | 15.9835 | 15.9697 | 15.9273
(for seasonal/annual regions combined)
3a.Local Reserves Annual [%] | 112.3351 | 112.3917 | 113.3645 | 113.3731 | 113.6765 | 113.77 | 113.8528
(for seasonal/annual regions combined)
4. Total Generation [GWh] | 4948775.6448 | 5410624.0572 | 6444972.9615 | 7015525.9468 | 7371230.4862 | 7763456.6049 | 8251542.6916
Inter-Region Transmission [GWh] | 36685.7221 | 31108.3644 | 16893.6602 | -4763.5266 | -15405.044 | -9770.4234 | -6516.8792
Pumping & Storage Losses [GWh] | 139414.8993 | 175561.4639 | 280893.129 | 292111.5839 | 308063.7398 | 354233.5479 | 371162.7219
Produced Fuel Losses [GWh] | 0 | 0 | 0 | 0 | 0 | 0 | 0
Plus Purchases [GWh] | 0 | 0 | 0 | 0 | 0 | 0 | 0
Less Sales [GWh] | 0 | 0 | 0 | 0 | 0 | 0 | 0
5. Total Supply for Demand [GWh] | 4846046.4676 | 5266170.9577 | 6180973.4927 | 6718650.8364 | 7047761.7024 | 7399452.6336 | 7873863.0906
6. Projected Demand [GWh] | 4845421.7666 | 5266115.9289 | 6180973.4927 | 6714415.5521 | 7031405.7514 | 7353603.8489 | 7814920.5226
Energy Not Served [GWh] | 0 | 0 | 0 | 0 | 0 | 0 | 0
Less DSM [GWh] | 0 | 0 | 0 | 0 | 0 | 0 | 0
Energy Demand Response [GWh] | 0 | 0 | 0 | 0 | 0 | 0 | 0
Net Demand [GWh] | 4845421.7666 | 5266115.9289 | 6180973.4927 | 6714415.5521 | 7031405.7514 | 7353603.8489 | 7814920.5226
7. Dumped Energy [GWh] | 624.7009 | 55.0288 | -3.5176e-06 | 4235.2843 | 16355.951 | 45848.7847 | 58942.568
8. Total Generation [GWh] | 4948775.6448 | 5410624.0572 | 6444972.9615 | 7015525.9468 | 7371230.4862 | 7763456.6049 | 8251542.6916
Less T&D Losses [GWh] | 332488.2824 | 364253.8644 | 436756.401 | 477160.3417 | 501619.9961 | 528631.9274 | 562510.9791
9. Total Sales [GWh] | 4616287.3624 | 5046370.1928 | 6008216.5604 | 6538365.6051 | 6869610.4901 | 7234824.6775 | 7689031.7125
Capacity Avoided Costs [US$/kW]
ANNUAL | 122.1917 | 145.4797 | 49.2825 | 63.5909 | 69.8244 | 65.5029 | 69.5003
WINTER | 11.6034 | 5.0191 | 7.9088 | 9.2643 | 7.4058 | 9.1022 | 8.5973
SPRING | 0.00080011 | 0.0014401 | 0.0014637 | 0.0018319 | 0.0016767 | 0.0016628 | 0.0013824
SUMMER | 112.1993 | 141.3298 | 42.3269 | 55.324 | 63.1403 | 57.1747 | 61.6926
FALL | 0.0014484 | 0.0016922 | 0.0019529 | 0.0025265 | 0.0027693 | 0.0024629 | 0.0015474
10. Capacity by Capacity Reporting Type [MW]
00 New Combined Cycle | 3858.4 | 46030.2888 | 150725.6253 | 213335.5365 | 257715.6082 | 280500.518 | 309877.6337
00 New Combined Cycle with CCS Retrofit | 0 | 0 | 3643.1675 | 3643.1675 | 3643.1675 | 3643.1675 | 3643.1675
00 New Combined Cycle with CF Limit | 0 | 0 | 0 | 0 | 0 | 0 | 0
00 New Combined Cycle with HRI Retrofit | 0 | 0 | 0 | 0 | 0 | 0 | 0
00 New Combined Cycle with Hydrogen Retrofit | 0 | 2081.0312 | 3788.2937 | 3788.2937 | 3980.6966 | 3980.6966 | 4701.4216
00 New Combined Cycle with Hydrogen Retrofit Undone | 0 | 0 | 0 | 0 | 0 | 0 | 0
00 New Combined Cycle with CCS | 0 | 0 | 0 | 0 | 0 | 0 | 0
00 New Combustion Turbine | 36512.3868 | 36512.3868 | 36512.3868 | 41737.346 | 71394.1311 | 124680.6608 | 188544.1562
00 New Combustion Turbine with HRI Retrofit | 0 | 0 | 0 | 0 | 0 | 0 | 0
00 New Combustion Turbine with Hydrogen Retrofit | 5140.5682 | 5140.5682 | 5140.5682 | 5140.5682 | 5952.9472 | 7544.7182 | 7544.7182
00 New Combustion Turbine with Hydrogen Retrofit Undone | 0 | 0 | 0 | 0 | 0 | 0 | 0
00 New Hydro | 14.2 | 1830.9519 | 5645.9519 | 9266.733 | 9329.259 | 9329.259 | 9571.3238
00 New Nuclear | 0 | 0 | 0 | 0 | 0 | 0 | 0
00 New Nuclear - SMR | 0 | 0 | 0 | 0 | 0 | 0 | 0
00 New Biomass | 6 | 6 | 6 | 6 | 6 | 6 | 6
00 New Geothermal | 130.9 | 426.3718 | 1031.8468 | 1031.8468 | 1031.8468 | 1031.8468 | 1031.8468
00 New Landfill Gas | 12 | 317.5143 | 810.7893 | 3411.7045 | 4432.9199 | 4614.7688 | 4633.0901
00 New Battery Storage | 67454.5094 | 88920.1101 | 144374.7166 | 144374.7166 | 148403.1307 | 159954.9368 | 165977.2367
00 New Offshore Wind | 1736 | 5581.3973 | 18923 | 21733.8379 | 37003.4886 | 59145.0282 | 65889.0894
00 New Onshore Wind | 14361.3 | 46836.9118 | 118016.4524 | 290410.0765 | 504556.2533 | 640685.8241 | 727521.5646
00 New Solar PV | 89585.0132 | 97765.7997 | 200589.4775 | 256752.8335 | 328800.6841 | 411591.7338 | 449071.2481
00 New Solar Thermal | 0 | 0 | 0 | 0 | 132.94 | 2632.213 | 6827.5117
00 New Fuel Cell | 0 | 0 | 0 | 0 | 0 | 0 | 0
00 New Ultrasupercritical Coal without CCS | 0 | 0 | 0 | 0 | 0 | 0 | 0
00 New Ultrasupercritical Coal with 30% CCS | 0 | 0 | 0 | 0 | 0 | 0 | 0
00 New Ultrasupercritical Coal with 90% CCS | 0 | 0 | 0 | 0 | 0 | 0 | 0
00 Exist & New Distributed Solar PV | 105413.4469 | 122709.0859 | 169873.3931 | 205698.297 | 248690.3501 | 294942.2075 | 355108.6724
00 Exist Combined Cycle | 285996.8262 | 285065.3 | 282085.3039 | 281841.501 | 276382.801 | 268676.59 | 268319.3547
00 Exist Combustion Turbine | 146822.4296 | 146227.2 | 145951.6 | 142057.5 | 133342.2 | 128898.1 | 128898.1
00 Exist FBC_Uncontrolled | 2.3 | 2.3 | 2.3 | 2.3 | 2.3 | 0 | 0
00 Exist FBC_ACI_DSI | 478 | 478 | 334.3983 | 296.3983 | 296.3983 | 296.3983 | 296.3983
00 Exist FBC_DryFGD_ACI | 139 | 139 | 139 | 139 | 139 | 139 | 139
00 Exist FBC_DryFGD_DSI | 43 | 43 | 0 | 0 | 0 | 0 | 0
00 Exist FBC_DryFGD_SNCR | 1674 | 1674 | 1174.0593 | 1174.0593 | 1174.0593 | 908.6114 | 640.6114
00 Exist FBC_DryFGD_SNCR_ACI | 376 | 376 | 376 | 376 | 376 | 71 | 71
00 Exist FBC_DryFGD_SNCR_ACI_DSI | 624 | 1.8786e-07 | 1.8786e-07 | 1.8786e-07 | 1.8786e-07 | 1.8786e-07 | 1.8786e-07
00 Exist FBC_DryFGD_SNCR_DSI | 84 | 84 | 0 | 0 | 0 | 0 | 0
00 Exist FBC_DSI | 808 | 808 | 778 | 778 | 778 | 778 | 778
00 Exist FBC_SNCR | 0 | 0 | 0 | 0 | 0 | 0 | 0
00 Exist FBC_SNCR_ACI_DSI | 305 | 305 | 305 | 305 | 305 | 305 | 305
00 Exist FBC_SNCR_DSI | 880 | 760 | 760 | 760 | 760 | 760 | 760
00 Exist FBC_WetFGD_SNCR | 54 | 54 | 54 | 54 | 54 | 0 | 0
00 Exist FBC_WetFGD_DSI | 51 | 51 | 51 | 51 | 51 | 51 | 51
00 Exist_Non-FBC_Uncontrolled | 378.2 | 378.2 | 294.8 | 294.8 | 294.8 | 294.8 | 294.8
00 Exist_Non-FBC_ACI | 9676.1 | 6978.1 | 6978.1 | 6978.1 | 6978.1 | 6978.1 | 6978.1
00 Exist_Non-FBC_ACI_DSI | 1556.2 | 1556.2 | 1433 | 1433 | 1217.2478 | 1217.2478 | 1217.2478
00 Exist_Non-FBC_DryFGD | 0 | 0 | 0 | 0 | 0 | 0 | 0
00 Exist_Non-FBC_DryFGD_ACI | 7318 | 6830 | 5190.7391 | 5190.7391 | 5190.7391 | 5190.7391 | 5190.7391
00 Exist_Non-FBC_DryFGD_SCR | 179 | 0 | 0 | 0 | 0 | 0 | 0
00 Exist_Non-FBC_DryFGD_SCR_ACI | 9425.1 | 9035.1 | 6665.9524 | 6648.8092 | 6390.9524 | 6390.9524 | 6390.9524
00 Exist_Non-FBC_DryFGD_SCR_DSI | 268 | 268 | 268 | 268 | 268 | 268 | 268
00 Exist_Non-FBC_DryFGD_SCR_ACI_DSI | 934 | 934 | 934 | 934 | 934 | 934 | 934
00 Exist_Non-FBC_DryFGD_SNCR_ACI | 2163 | 1715 | 1715 | 1715 | 1715 | 1715 | 1715
00 Exist_Non-FBC_DryFGD_SNCR_ACI_DSI | 585 | 585 | 585 | 585 | 585 | 585 | 585
00 Exist_Non-FBC_DSI | 938 | 938 | 938 | 938 | 938 | 938 | 938
00 Exist_Non-FBC_SCR_ACI | 4369 | 4369 | 4369 | 4369 | 4369 | 4369 | 4369
00 Exist_Non-FBC_SCR_ACI_DSI | 2990 | 390 | 390 | 390 | 390 | 390 | 390
00 Exist_Non-FBC_SNCR_ACI | 557 | 557 | 557 | 557 | 557 | 557 | 557
00 Exist_Non-FBC_SNCR_ACI_DSI | 1632 | 96 | 0 | 0 | 0 | 0 | 0
00 Exist_Non-FBC_WetFGD | 2926 | 2926 | 2730 | 2730 | 2730 | 2730 | 2730
00 Exist_Non-FBC_WetFGD_ACI | 7453 | 6893 | 5454.6981 | 5454.6981 | 5454.6981 | 5454.6981 | 5454.6981
00 Exist_Non-FBC_WetFGD_ACI_DSI | 495 | 495 | 0 | 0 | 0 | 0 | 0
00 Exist_Non-FBC_WetFGD_SCR | 40992 | 38005.4346 | 17956.4155 | 17956.4155 | 17956.4155 | 13834.5425 | 13534.5425
00 Exist_Non-FBC_WetFGD_SCR_DSI | 1239 | 0 | 0 | 0 | 0 | 0 | 0
00 Exist_Non-FBC_WetFGD_SCR_ACI | 19590.6962 | 19590.6962 | 16081.8785 | 16081.8785 | 15780.8785 | 13057.1286 | 13057.1286
00 Exist_Non-FBC_WetFGD_SCR_ACI_DSI | 8898 | 8898 | 2171.7384 | 2171.7384 | 1233.2536 | 394.0703 | 394.0703
00 Exist_Non-FBC_WetFGD_SNCR | 1202 | 1202 | 327.5686 | 327.5686 | 3 | 3 | 3
00 Exist_Non-FBC_WetFGD_SNCR_ACI | 7898.113 | 6753.4303 | 4998.9267 | 4998.9267 | 4998.9267 | 4823.9267 | 4823.9267
00 Exist IGCC | 595 | 595 | 0 | 0 | 0 | 0 | 0
00 Exist Fossil_Other | 888.6 | 876.5 | 824.4 | 824.4 | 824.4 | 824.4 | 824.4
00 Exist Fuel Cell | 347.8 | 346.4 | 346.4 | 346.4 | 346.4 | 346.4 | 346.4
00 Exist Hydro | 79301.7 | 79301.1 | 79301.1 | 79301.1 | 79301.1 | 79301.1 | 79301.1
00 Exist Non Fossil_Other | 3744.3 | 3705.3 | 3673.9 | 3673.9 | 3673.9 | 3673.9 | 3673.9
00 Exist Nuclear | 96578.1 | 92770.5 | 84467 | 79834.4 | 65616.5 | 46136.9 | 28541.6
00 Exist Oil/Gas Steam | 47976.2183 | 46903.4183 | 24712.3096 | 24712.3096 | 24684.3096 | 24660.5096 | 24660.5096
00 Exist Oil/Gas Steam_SCR | 7144.8 | 7134.2 | 5373.2 | 5373.2 | 5373.2 | 5373.2 | 5373.2
00 Exist Oil/Gas Steam_SNCR | 4935.4 | 4464.8 | 2505.8 | 2505.8 | 2505.8 | 2451 | 2451
00 Exist Biomass | 990.7913 | 730.5293 | 297.6 | 291.8 | 279.8 | 150.0985 | 144.4
00 Exist Landfill Gas | 1492.8 | 1463.2 | 1426.7 | 1426.7 | 1426.7 | 1316.2 | 1316.2
00 Exist Geothermal | 2480 | 2480 | 2480 | 2480 | 2480 | 2480 | 2480
00 Exist Pump Storage | 22865.1 | 22865.1 | 22865.1 | 22865.1 | 22865.1 | 22865.1 | 22865.1
00 Exist Energy Storage | 20905.7 | 20905.7 | 20905.7 | 20905.7 | 20905.7 | 20905.7 | 20905.7
00 Exist Solar PV | 114447.7 | 114447.7 | 114446.7 | 114446.7 | 114446.7 | 114446.7 | 114446.7
00 Exist Solar Thermal | 1392.1 | 1392.1 | 1392.1 | 1392.1 | 1392.1 | 1392.1 | 1392.1
00 Exist Offshore Wind | 2951.3 | 2951.3 | 2951.3 | 2951.3 | 2951.3 | 2951.3 | 2951.3
00 Exist Onshore Wind | 153574.9 | 153574.9 | 153574.9 | 153574.9 | 153574.9 | 153574.9 | 153574.9
00 International Imports | 1000 | 1000 | 1000 | 1000 | 1000 | 1000 | 1000
00 Ret.Exist Combined Cycle & CF Limit | 0 | 0 | 0 | 0 | 0 | 0 | 0
00 Ret.Exist Combined Cycle & CCS | 0 | 0 | 2327.5344 | 2327.5344 | 185.3204 | 114.9029 | 114.9029
00 Ret.Exist Combined Cycle & Hydrogen | 1662.0738 | 2512.6 | 2512.6 | 2650.403 | 2650.403 | 2854.0139 | 3211.2492
00 Ret.Exist Combined Cycle & Hydrogen Retrofit Undone | 0 | 0 | 0 | 0 | 0 | 0 | 0
00 Ret.Exist Combined Cycle & HRI | 0 | 0 | 0 | 0 | 0 | 0 | 0
00 Ret.Exist Combustion Turbine & HRI | 0 | 0 | 0 | 0 | 0 | 0 | 0
00 Ret.Exist_FBC_NoCtrl & CCS | 0 | 0 | 0 | 0 | 0 | 0 | 0
00 Ret.Exist_FBC_NoCtrl & DRET | 0 | 0 | 0 | 0 | 0 | 0 | 0
00 Ret.Exist_FBC_NoCtrl & GPM | 0 | 0 | 0 | 0 | 0 | 0 | 0
00 Ret.Exist_FBC_NoCtrl & GPM & CCS | 0 | 0 | 0 | 0 | 0 | 0 | 0
00 Ret.Exist_FBC_NoCtrl & GPM & DRET | 0 | 0 | 0 | 0 | 0 | 0 | 0
00 Ret.Exist_FBC_NoCtrl & GPM & NGC | 0 | 0 | 0 | 0 | 0 | 0 | 0
00 Ret.Exist_FBC_NoCtrl & GPM & SNCR | 0 | 0 | 0 | 0 | 0 | 0 | 0
00 Ret.Exist_FBC_NoCtrl & GPM & SNCR & CCS | 0 | 0 | 0 | 0 | 0 | 0 | 0
00 Ret.Exist_FBC_NoCtrl & GPM & SNCR & DRET | 0 | 0 | 0 | 0 | 0 | 0 | 0
00 Ret.Exist_FBC_NoCtrl & GPM & SNCR & NGC | 0 | 0 | 0 | 0 | 0 | 0 | 0
00 Ret.Exist_FBC_NoCtrl & NGC | 0 | 0 | 0 | 0 | 0 | 0 | 0
00 Ret.Exist_FBC_NoCtrl & SNCR | 0 | 0 | 0 | 0 | 0 | 0 | 0
00 Ret.Exist_FBC_NoCtrl & SNCR & CCS | 0 | 0 | 0 | 0 | 0 | 0 | 0
00 Ret.Exist_FBC_NoCtrl & SNCR & DRET | 0 | 0 | 0 | 0 | 0 | 0 | 0
00 Ret.Exist_FBC_NoCtrl & SNCR & NGC | 0 | 0 | 0 | 0 | 0 | 0 | 0
00 Ret.Exist_FBC_ACI_DSI & CCS | 0 | 0 | 92.5705 | 92.5705 | 0 | 0 | 0
00 Ret.Exist_FBC_ACI_DSI & DCCS | 0 | 0 | 0 | 0 | 0 | 0 | 0
00 Ret.Exist_FBC_ACI_DSI & DCCS & CCS | 0 | 0 | 0 | 0 | 0 | 0 | 0
00 Ret.Exist_FBC_ACI_DSI & DCCS & SNCR & CCS | 0 | 0 | 0 | 0 | 0 | 0 | 0
00 Ret.Exist_FBC_ACI_DSI & DRET | 0 | 0 | 0 | 0 | 0 | 0 | 0
00 Ret.Exist_FBC_ACI_DSI & GPM | 0 | 0 | 0 | 0 | 0 | 0 | 0
00 Ret.Exist_FBC_ACI_DSI & GPM & CCS | 0 | 0 | 0 | 0 | 0 | 0 | 0
00 Ret.Exist_FBC_ACI_DSI & GPM & DRET | 0 | 0 | 0 | 0 | 0 | 0 | 0
00 Ret.Exist_FBC_ACI_DSI & GPM & NGC | 0 | 0 | 0 | 0 | 0 | 0 | 0
00 Ret.Exist_FBC_ACI_DSI & GPM & SNCR | 0 | 0 | 0 | 0 | 0 | 0 | 0
00 Ret.Exist_FBC_ACI_DSI & GPM & SNCR & CCS | 0 | 0 | 0 | 0 | 0 | 0 | 0
00 Ret.Exist_FBC_ACI_DSI & GPM & SNCR & DRET | 0 | 0 | 0 | 0 | 0 | 0 | 0
00 Ret.Exist_FBC_ACI_DSI & GPM & SNCR & NGC | 0 | 0 | 0 | 0 | 0 | 0 | 0
00 Ret.Exist_FBC_ACI_DSI & NGC | 0 | 0 | 0 | 0 | 0 | 0 | 0
00 Ret.Exist_FBC_ACI_DSI & SNCR | 0 | 0 | 0 | 0 | 0 | 0 | 0
00 Ret.Exist_FBC_ACI_DSI & SNCR & CCS | 0 | 0 | 0 | 0 | 0 | 0 | 0
00 Ret.Exist_FBC_ACI_DSI & SNCR & DRET | 0 | 0 | 0 | 0 | 0 | 0 | 0
00 Ret.Exist_FBC_ACI_DSI & SNCR & NGC | 0 | 0 | 0 | 0 | 0 | 0 | 0
00 Ret.Exist_FBC_DryFGD_ACI & CCS | 0 | 0 | 0 | 0 | 0 | 0 | 0
00 Ret.Exist_FBC_DryFGD_ACI & DCCS | 0 | 0 | 0 | 0 | 0 | 0 | 0
00 Ret.Exist_FBC_DryFGD_ACI & DCCS & CCS | 0 | 0 | 0 | 0 | 0 | 0 | 0
00 Ret.Exist_FBC_DryFGD_ACI & DCCS & SNCR & CCS | 0 | 0 | 0 | 0 | 0 | 0 | 0
00 Ret.Exist_FBC_DryFGD_ACI & DRET | 0 | 0 | 0 | 0 | 0 | 0 | 0
00 Ret.Exist_FBC_DryFGD_ACI & GPM | 0 | 0 | 0 | 0 | 0 | 0 | 0
00 Ret.Exist_FBC_DryFGD_ACI & GPM & CCS | 0 | 0 | 0 | 0 | 0 | 0 | 0
00 Ret.Exist_FBC_DryFGD_ACI & GPM & DRET | 0 | 0 | 0 | 0 | 0 | 0 | 0
00 Ret.Exist_FBC_DryFGD_ACI & GPM & NGC | 0 | 0 | 0 | 0 | 0 | 0 | 0
00 Ret.Exist_FBC_DryFGD_ACI & GPM & SNCR | 0 | 0 | 0 | 0 | 0 | 0 | 0
00 Ret.Exist_FBC_DryFGD_ACI & GPM & SNCR & CCS | 0 | 0 | 0 | 0 | 0 | 0 | 0
00 Ret.Exist_FBC_DryFGD_ACI & GPM & SNCR & DRET | 0 | 0 | 0 | 0 | 0 | 0 | 0
00 Ret.Exist_FBC_DryFGD_ACI & GPM & SNCR & NGC | 0 | 0 | 0 | 0 | 0 | 0 | 0
00 Ret.Exist_FBC_DryFGD_ACI & NGC | 0 | 0 | 0 | 0 | 0 | 0 | 0
00 Ret.Exist_FBC_DryFGD_ACI & SNCR | 0 | 0 | 0 | 0 | 0 | 0 | 0
00 Ret.Exist_FBC_DryFGD_ACI & SNCR & CCS | 0 | 0 | 0 | 0 | 0 | 0 | 0
00 Ret.Exist_FBC_DryFGD_ACI & SNCR & DRET | 0 | 0 | 0 | 0 | 0 | 0 | 0
00 Ret.Exist_FBC_DryFGD_ACI & SNCR & NGC | 0 | 0 | 0 | 0 | 0 | 0 | 0
00 Ret.Exist_FBC_DryFGD_DSI & ACI | 0 | 0 | 0 | 0 | 0 | 0 | 0
00 Ret.Exist_FBC_DryFGD_DSI & ACI & DRET | 0 | 0 | 0 | 0 | 0 | 0 | 0
00 Ret.Exist_FBC_DryFGD_DSI & ACI & GPM | 0 | 0 | 0 | 0 | 0 | 0 | 0
00 Ret.Exist_FBC_DryFGD_DSI & ACI & GPM & DRET | 0 | 0 | 0 | 0 | 0 | 0 | 0
00 Ret.Exist_FBC_DryFGD_DSI & ACI & GPM & NGC | 0 | 0 | 0 | 0 | 0 | 0 | 0
00 Ret.Exist_FBC_DryFGD_DSI & ACI & GPM & SNCR | 0 | 0 | 0 | 0 | 0 | 0 | 0
00 Ret.Exist_FBC_DryFGD_DSI & ACI & GPM & SNCR & DRET | 0 | 0 | 0 | 0 | 0 | 0 | 0
00 Ret.Exist_FBC_DryFGD_DSI & ACI & GPM & SNCR & NGC | 0 | 0 | 0 | 0 | 0 | 0 | 0
00 Ret.Exist_FBC_DryFGD_DSI & ACI & NGC | 0 | 0 | 0 | 0 | 0 | 0 | 0
00 Ret.Exist_FBC_DryFGD_DSI & ACI & SNCR | 0 | 0 | 0 | 0 | 0 | 0 | 0
00 Ret.Exist_FBC_DryFGD_DSI & ACI & SNCR & DRET | 0 | 0 | 0 | 0 | 0 | 0 | 0
00 Ret.Exist_FBC_DryFGD_DSI & ACI & SNCR & NGC | 0 | 0 | 0 | 0 | 0 | 0 | 0
00 Ret.Exist_FBC_DryFGD_DSI & DRET | 0 | 0 | 0 | 0 | 0 | 0 | 0
00 Ret.Exist_FBC_DryFGD_DSI & GPM | 0 | 0 | 0 | 0 | 0 | 0 | 0
00 Ret.Exist_FBC_DryFGD_DSI & GPM & DRET | 0 | 0 | 0 | 0 | 0 | 0 | 0
00 Ret.Exist_FBC_DryFGD_DSI & GPM & NGC | 0 | 0 | 0 | 0 | 0 | 0 | 0
00 Ret.Exist_FBC_DryFGD_DSI & GPM & SNCR | 0 | 0 | 0 | 0 | 0 | 0 | 0
00 Ret.Exist_FBC_DryFGD_DSI & GPM & SNCR & DRET | 0 | 0 | 0 | 0 | 0 | 0 | 0
00 Ret.Exist_FBC_DryFGD_DSI & GPM & SNCR & NGC | 0 | 0 | 0 | 0 | 0 | 0 | 0
00 Ret.Exist_FBC_DryFGD_DSI & NGC | 0 | 0 | 0 | 0 | 0 | 0 | 0
00 Ret.Exist_FBC_DryFGD_DSI & SNCR | 0 | 0 | 0 | 0 | 0 | 0 | 0
00 Ret.Exist_FBC_DryFGD_DSI & SNCR & DRET | 0 | 0 | 0 | 0 | 0 | 0 | 0
00 Ret.Exist_FBC_DryFGD_DSI & SNCR & NGC | 0 | 0 | 0 | 0 | 0 | 0 | 0
00 Ret.Exist_FBC_DryFGD_SNCR & ACI | 0 | 0 | 0 | 0 | 0 | 0 | 0
00 Ret.Exist_FBC_DryFGD_SNCR & ACI & CCS | 0 | 0 | 0 | 0 | 0 | 0 | 0
00 Ret.Exist_FBC_DryFGD_SNCR & ACI & DRET | 0 | 0 | 0 | 0 | 0 | 0 | 0
00 Ret.Exist_FBC_DryFGD_SNCR & ACI & GPM | 0 | 0 | 0 | 0 | 0 | 0 | 0
00 Ret.Exist_FBC_DryFGD_SNCR & ACI & GPM & CCS | 0 | 0 | 0 | 0 | 0 | 0 | 0
00 Ret.Exist_FBC_DryFGD_SNCR & ACI & GPM & DRET | 0 | 0 | 0 | 0 | 0 | 0 | 0
00 Ret.Exist_FBC_DryFGD_SNCR & ACI & GPM & NGC | 0 | 0 | 0 | 0 | 0 | 0 | 0
00 Ret.Exist_FBC_DryFGD_SNCR & ACI & NGC | 0 | 0 | 0 | 0 | 0 | 0 | 0
00 Ret.Exist_FBC_DryFGD_SNCR & CCS | 0 | 0 | 230.7417 | 230.7417 | 0 | 0 | 0
00 Ret.Exist_FBC_DryFGD_SNCR & DCCS | 0 | 0 | 0 | 0 | 0 | 0 | 0
00 Ret.Exist_FBC_DryFGD_SNCR & DCCS & CCS | 0 | 0 | 0 | 0 | 0 | 0 | 0
00 Ret.Exist_FBC_DryFGD_SNCR & DRET | 0 | 0 | 0 | 0 | 0 | 0 | 0
00 Ret.Exist_FBC_DryFGD_SNCR & GPM | 0 | 0 | 0 | 0 | 0 | 0 | 0
00 Ret.Exist_FBC_DryFGD_SNCR & GPM & CCS | 0 | 0 | 0 | 0 | 0 | 0 | 0
00 Ret.Exist_FBC_DryFGD_SNCR & GPM & DRET | 0 | 0 | 0 | 0 | 0 | 0 | 0
00 Ret.Exist_FBC_DryFGD_SNCR & GPM & NGC | 0 | 0 | 0 | 0 | 0 | 0 | 0
00 Ret.Exist_FBC_DryFGD_SNCR & NGC | 0 | 0 | 0 | 0 | 0 | 0 | 0
00 Ret.Exist_FBC_DryFGD_SNCR_ACI & CCS | 0 | 0 | 0 | 0 | 0 | 0 | 0
00 Ret.Exist_FBC_DryFGD_SNCR_ACI & DCCS | 0 | 0 | 0 | 0 | 0 | 0 | 0
00 Ret.Exist_FBC_DryFGD_SNCR_ACI & DCCS & CCS | 0 | 0 | 0 | 0 | 0 | 0 | 0
00 Ret.Exist_FBC_DryFGD_SNCR_ACI & DRET | 0 | 0 | 0 | 0 | 0 | 0 | 0
00 Ret.Exist_FBC_DryFGD_SNCR_ACI & GPM | 0 | 0 | 0 | 0 | 0 | 0 | 0
00 Ret.Exist_FBC_DryFGD_SNCR_ACI & GPM & CCS | 0 | 0 | 0 | 0 | 0 | 0 | 0
00 Ret.Exist_FBC_DryFGD_SNCR_ACI & GPM & DRET | 0 | 0 | 0 | 0 | 0 | 0 | 0
00 Ret.Exist_FBC_DryFGD_SNCR_ACI & GPM & NGC | 0 | 0 | 0 | 0 | 0 | 0 | 0
00 Ret.Exist_FBC_DryFGD_SNCR_ACI & NGC | 0 | 0 | 0 | 0 | 0 | 0 | 0
00 Ret.Exist_FBC_DryFGD_SNCR_ACI_DSI & CCS | 0 | 429.1488 | 429.1488 | 429.1488 | 420.0528 | 93.69 | 93.69
00 Ret.Exist_FBC_DryFGD_SNCR_ACI_DSI & DCCS | 0 | 0 | 0 | 0 | 0 | 0 | 0
00 Ret.Exist_FBC_DryFGD_SNCR_ACI_DSI & DCCS & CCS | 0 | 0 | 0 | 0 | 0 | 0 | 0
00 Ret.Exist_FBC_DryFGD_SNCR_ACI_DSI & DRET | 0 | 0 | 0 | 0 | 0 | 0 | 0
00 Ret.Exist_FBC_DryFGD_SNCR_ACI_DSI & GPM | 0 | 0 | 0 | 0 | 0 | 0 | 0
00 Ret.Exist_FBC_DryFGD_SNCR_ACI_DSI & GPM & CCS | 0 | 0 | 0 | 0 | 0 | 0 | 0
00 Ret.Exist_FBC_DryFGD_SNCR_ACI_DSI & GPM & DRET | 0 | 0 | 0 | 0 | 0 | 0 | 0
00 Ret.Exist_FBC_DryFGD_SNCR_ACI_DSI & GPM & NGC | 0 | 0 | 0 | 0 | 0 | 0 | 0
00 Ret.Exist_FBC_DryFGD_SNCR_ACI_DSI & NGC | 0 | 0 | 0 | 0 | 0 | 0 | 0
00 Ret.Exist_FBC_DryFGD_SNCR_DSI & ACI | 0 | 0 | 0 | 0 | 0 | 0 | 0
00 Ret.Exist_FBC_DryFGD_SNCR_DSI & ACI & DRET | 0 | 0 | 0 | 0 | 0 | 0 | 0
00 Ret.Exist_FBC_DryFGD_SNCR_DSI & ACI & GPM | 0 | 0 | 0 | 0 | 0 | 0 | 0
00 Ret.Exist_FBC_DryFGD_SNCR_DSI & ACI & GPM & DRET | 0 | 0 | 0 | 0 | 0 | 0 | 0
00 Ret.Exist_FBC_DryFGD_SNCR_DSI & ACI & GPM & NGC | 0 | 0 | 0 | 0 | 0 | 0 | 0
00 Ret.Exist_FBC_DryFGD_SNCR_DSI & ACI & NGC | 0 | 0 | 0 | 0 | 0 | 0 | 0
00 Ret.Exist_FBC_DryFGD_SNCR_DSI & DRET | 0 | 0 | 0 | 0 | 0 | 0 | 0
00 Ret.Exist_FBC_DryFGD_SNCR_DSI & GPM | 0 | 0 | 0 | 0 | 0 | 0 | 0
00 Ret.Exist_FBC_DryFGD_SNCR_DSI & GPM & DRET | 0 | 0 | 0 | 0 | 0 | 0 | 0
00 Ret.Exist_FBC_DryFGD_SNCR_DSI & GPM & NGC | 0 | 0 | 0 | 0 | 0 | 0 | 0
00 Ret.Exist_FBC_DryFGD_SNCR_DSI & NGC | 0 | 0 | 0 | 0 | 0 | 0 | 0
00 Ret.Exist_FBC_DSI & ACI | 0 | 0 | 0 | 0 | 0 | 0 | 0
00 Ret.Exist_FBC_DSI & ACI & DRET | 0 | 0 | 0 | 0 | 0 | 0 | 0
00 Ret.Exist_FBC_DSI & ACI & GPM | 0 | 0 | 0 | 0 | 0 | 0 | 0
00 Ret.Exist_FBC_DSI & ACI & GPM & DRET | 0 | 0 | 0 | 0 | 0 | 0 | 0
00 Ret.Exist_FBC_DSI & ACI & GPM & NGC | 0 | 0 | 0 | 0 | 0 | 0 | 0
00 Ret.Exist_FBC_DSI & ACI & GPM & SNCR | 0 | 0 | 0 | 0 | 0 | 0 | 0
00 Ret.Exist_FBC_DSI & ACI & GPM & SNCR & DRET | 0 | 0 | 0 | 0 | 0 | 0 | 0
00 Ret.Exist_FBC_DSI & ACI & GPM & SNCR & NGC | 0 | 0 | 0 | 0 | 0 | 0 | 0
00 Ret.Exist_FBC_DSI & ACI & NGC | 0 | 0 | 0 | 0 | 0 | 0 | 0
00 Ret.Exist_FBC_DSI & ACI & SNCR | 0 | 0 | 0 | 0 | 0 | 0 | 0
00 Ret.Exist_FBC_DSI & ACI & SNCR & DRET | 0 | 0 | 0 | 0 | 0 | 0 | 0
00 Ret.Exist_FBC_DSI & ACI & SNCR & NGC | 0 | 0 | 0 | 0 | 0 | 0 | 0
00 Ret.Exist_FBC_DSI & DRET | 0 | 0 | 0 | 0 | 0 | 0 | 0
00 Ret.Exist_FBC_DSI & GPM | 0 | 0 | 0 | 0 | 0 | 0 | 0
00 Ret.Exist_FBC_DSI & GPM & DRET | 0 | 0 | 0 | 0 | 0 | 0 | 0
00 Ret.Exist_FBC_DSI & GPM & NGC | 0 | 0 | 0 | 0 | 0 | 0 | 0
00 Ret.Exist_FBC_DSI & GPM & SNCR | 0 | 0 | 0 | 0 | 0 | 0 | 0
00 Ret.Exist_FBC_DSI & GPM & SNCR & DRET | 0 | 0 | 0 | 0 | 0 | 0 | 0
00 Ret.Exist_FBC_DSI & GPM & SNCR & NGC | 0 | 0 | 0 | 0 | 0 | 0 | 0
00 Ret.Exist_FBC_DSI & NGC | 0 | 0 | 0 | 0 | 0 | 0 | 0
00 Ret.Exist_FBC_DSI & SNCR | 0 | 0 | 0 | 0 | 0 | 0 | 0
00 Ret.Exist_FBC_DSI & SNCR & DRET | 0 | 0 | 0 | 0 | 0 | 0 | 0
00 Ret.Exist_FBC_DSI & SNCR & NGC | 0 | 0 | 0 | 0 | 0 | 0 | 0
00 Ret.Exist_FBC_SNCR & ACI | 0 | 0 | 0 | 0 | 0 | 0 | 0
00 Ret.Exist_FBC_SNCR & ACI & DRET | 0 | 0 | 0 | 0 | 0 | 0 | 0
00 Ret.Exist_FBC_SNCR & ACI & NGC | 0 | 0 | 0 | 0 | 0 | 0 | 0
00 Ret.Exist_FBC_SNCR & DRET | 0 | 0 | 0 | 0 | 0 | 0 | 0
00 Ret.Exist_FBC_SNCR & GPM | 0 | 0 | 0 | 0 | 0 | 0 | 0
00 Ret.Exist_FBC_SNCR & GPM & DRET | 0 | 0 | 0 | 0 | 0 | 0 | 0
00 Ret.Exist_FBC_SNCR & GPM & NGC | 0 | 0 | 0 | 0 | 0 | 0 | 0
00 Ret.Exist_FBC_SNCR & NGC | 53 | 53 | 53 | 53 | 53 | 53 | 53
00 Ret.Exist_FBC_SNCR_ACI_DSI & CCS | 0 | 0 | 0 | 0 | 0 | 0 | 0
00 Ret.Exist_FBC_SNCR_ACI_DSI & DCCS | 0 | 0 | 0 | 0 | 0 | 0 | 0
00 Ret.Exist_FBC_SNCR_ACI_DSI & DCCS & CCS | 0 | 0 | 0 | 0 | 0 | 0 | 0
00 Ret.Exist_FBC_SNCR_ACI_DSI & DRET | 0 | 0 | 0 | 0 | 0 | 0 | 0
00 Ret.Exist_FBC_SNCR_ACI_DSI & GPM | 0 | 0 | 0 | 0 | 0 | 0 | 0
00 Ret.Exist_FBC_SNCR_ACI_DSI & GPM & CCS | 0 | 0 | 0 | 0 | 0 | 0 | 0
00 Ret.Exist_FBC_SNCR_ACI_DSI & GPM & DRET | 0 | 0 | 0 | 0 | 0 | 0 | 0
00 Ret.Exist_FBC_SNCR_ACI_DSI & GPM & NGC | 0 | 0 | 0 | 0 | 0 | 0 | 0
00 Ret.Exist_FBC_SNCR_ACI_DSI & NGC | 0 | 0 | 0 | 0 | 0 | 0 | 0
00 Ret.Exist_FBC_SNCR_DSI & ACI | 0 | 0 | 0 | 0 | 0 | 0 | 0
00 Ret.Exist_FBC_SNCR_DSI & ACI & CCS | 0 | 0 | 0 | 0 | 0 | 0 | 0
00 Ret.Exist_FBC_SNCR_DSI & ACI & DRET | 0 | 0 | 0 | 0 | 0 | 0 | 0
00 Ret.Exist_FBC_SNCR_DSI & ACI & GPM | 0 | 0 | 0 | 0 | 0 | 0 | 0
00 Ret.Exist_FBC_SNCR_DSI & ACI & GPM & CCS | 0 | 0 | 0 | 0 | 0 | 0 | 0
00 Ret.Exist_FBC_SNCR_DSI & ACI & GPM & DRET | 0 | 0 | 0 | 0 | 0 | 0 | 0
00 Ret.Exist_FBC_SNCR_DSI & ACI & GPM & NGC | 0 | 0 | 0 | 0 | 0 | 0 | 0
00 Ret.Exist_FBC_SNCR_DSI & ACI & NGC | 0 | 0 | 0 | 0 | 0 | 0 | 0
00 Ret.Exist_FBC_SNCR_DSI & CCS | 0 | 0 | 0 | 0 | 0 | 0 | 0
00 Ret.Exist_FBC_SNCR_DSI & DCCS | 0 | 0 | 0 | 0 | 0 | 0 | 0
00 Ret.Exist_FBC_SNCR_DSI & DCCS & CCS | 0 | 0 | 0 | 0 | 0 | 0 | 0
00 Ret.Exist_FBC_SNCR_DSI & DRET | 0 | 0 | 0 | 0 | 0 | 0 | 0
00 Ret.Exist_FBC_SNCR_DSI & GPM | 0 | 0 | 0 | 0 | 0 | 0 | 0
00 Ret.Exist_FBC_SNCR_DSI & GPM & CCS | 0 | 0 | 0 | 0 | 0 | 0 | 0
00 Ret.Exist_FBC_SNCR_DSI & GPM & DRET | 0 | 0 | 0 | 0 | 0 | 0 | 0
00 Ret.Exist_FBC_SNCR_DSI & GPM & NGC | 0 | 0 | 0 | 0 | 0 | 0 | 0
00 Ret.Exist_FBC_SNCR_DSI & NGC | 0 | 0 | 0 | 0 | 0 | 0 | 0
00 Ret.Exist_FBC_WetFGD_DSI & ACI | 0 | 0 | 0 | 0 | 0 | 0 | 0
00 Ret.Exist_FBC_WetFGD_DSI & ACI & DRET | 0 | 0 | 0 | 0 | 0 | 0 | 0
00 Ret.Exist_FBC_WetFGD_DSI & ACI & GPM | 0 | 0 | 0 | 0 | 0 | 0 | 0
00 Ret.Exist_FBC_WetFGD_DSI & ACI & GPM & DRET | 0 | 0 | 0 | 0 | 0 | 0 | 0
00 Ret.Exist_FBC_WetFGD_DSI & ACI & GPM & NGC | 0 | 0 | 0 | 0 | 0 | 0 | 0
00 Ret.Exist_FBC_WetFGD_DSI & ACI & GPM & SNCR | 0 | 0 | 0 | 0 | 0 | 0 | 0
00 Ret.Exist_FBC_WetFGD_DSI & ACI & GPM & SNCR & DRET | 0 | 0 | 0 | 0 | 0 | 0 | 0
00 Ret.Exist_FBC_WetFGD_DSI & ACI & GPM & SNCR & NGC | 0 | 0 | 0 | 0 | 0 | 0 | 0
00 Ret.Exist_FBC_WetFGD_DSI & ACI & NGC | 0 | 0 | 0 | 0 | 0 | 0 | 0
00 Ret.Exist_FBC_WetFGD_DSI & ACI & SNCR | 0 | 0 | 0 | 0 | 0 | 0 | 0
00 Ret.Exist_FBC_WetFGD_DSI & ACI & SNCR & DRET | 0 | 0 | 0 | 0 | 0 | 0 | 0
00 Ret.Exist_FBC_WetFGD_DSI & ACI & SNCR & NGC | 0 | 0 | 0 | 0 | 0 | 0 | 0
00 Ret.Exist_FBC_WetFGD_DSI & DRET | 0 | 0 | 0 | 0 | 0 | 0 | 0
00 Ret.Exist_FBC_WetFGD_DSI & GPM | 0 | 0 | 0 | 0 | 0 | 0 | 0
00 Ret.Exist_FBC_WetFGD_DSI & GPM & DRET | 0 | 0 | 0 | 0 | 0 | 0 | 0
00 Ret.Exist_FBC_WetFGD_DSI & GPM & NGC | 0 | 0 | 0 | 0 | 0 | 0 | 0
00 Ret.Exist_FBC_WetFGD_DSI & GPM & SNCR | 0 | 0 | 0 | 0 | 0 | 0 | 0
00 Ret.Exist_FBC_WetFGD_DSI & GPM & SNCR & DRET | 0 | 0 | 0 | 0 | 0 | 0 | 0
00 Ret.Exist_FBC_WetFGD_DSI & GPM & SNCR & NGC | 0 | 0 | 0 | 0 | 0 | 0 | 0
00 Ret.Exist_FBC_WetFGD_DSI & NGC | 0 | 0 | 0 | 0 | 0 | 0 | 0
00 Ret.Exist_FBC_WetFGD_DSI & SNCR | 0 | 0 | 0 | 0 | 0 | 0 | 0
00 Ret.Exist_FBC_WetFGD_DSI & SNCR & DRET | 0 | 0 | 0 | 0 | 0 | 0 | 0
00 Ret.Exist_FBC_WetFGD_DSI & SNCR & NGC | 0 | 0 | 0 | 0 | 0 | 0 | 0
00 Ret.Exist_FBC_WetFGD_SNCR & ACI | 0 | 0 | 0 | 0 | 0 | 0 | 0
00 Ret.Exist_FBC_WetFGD_SNCR & ACI & DRET | 0 | 0 | 0 | 0 | 0 | 0 | 0
00 Ret.Exist_FBC_WetFGD_SNCR & ACI & NGC | 0 | 0 | 0 | 0 | 0 | 0 | 0
00 Ret.Exist_FBC_WetFGD_SNCR & DRET | 0 | 0 | 0 | 0 | 0 | 0 | 0
00 Ret.Exist_FBC_WetFGD_SNCR & GPM | 0 | 0 | 0 | 0 | 0 | 0 | 0
00 Ret.Exist_FBC_WetFGD_SNCR & GPM & DRET | 0 | 0 | 0 | 0 | 0 | 0 | 0
00 Ret.Exist_FBC_WetFGD_SNCR & GPM & NGC | 0 | 0 | 0 | 0 | 0 | 0 | 0
00 Ret.Exist_FBC_WetFGD_SNCR & NGC | 0 | 0 | 0 | 0 | 0 | 0 | 0
00 Ret.Exist_Non-FBC_ACI & C2G | 1044.3 | 1044.3 | 26.3 | 26.3 | 26.3 | 26.3 | 26.3
00 Ret.Exist_Non-FBC_ACI & C2G & SCR | 0 | 0 | 0 | 0 | 0 | 0 | 0
00 Ret.Exist_Non-FBC_ACI & DCCS | 0 | 0 | 0 | 0 | 0 | 0 | 0
00 Ret.Exist_Non-FBC_ACI & DCCS & WetFGD & SCR & CCS | 0 | 0 | 0 | 0 | 0 | 0 | 0
00 Ret.Exist_Non-FBC_ACI & DRET | 0 | 0 | 0 | 0 | 0 | 0 | 0
00 Ret.Exist_Non-FBC_ACI & DSI | 0 | 0 | 0 | 0 | 0 | 0 | 0
00 Ret.Exist_Non-FBC_ACI & DSI & C2G | 0 | 0 | 0 | 0 | 0 | 0 | 0
00 Ret.Exist_Non-FBC_ACI & DSI & C2G & SCR | 0 | 0 | 0 | 0 | 0 | 0 | 0
00 Ret.Exist_Non-FBC_ACI & DSI & DRET | 0 | 0 | 0 | 0 | 0 | 0 | 0
00 Ret.Exist_Non-FBC_ACI & DSI & GPM | 0 | 0 | 0 | 0 | 0 | 0 | 0
00 Ret.Exist_Non-FBC_ACI & DSI & GPM & C2G | 0 | 0 | 0 | 0 | 0 | 0 | 0
00 Ret.Exist_Non-FBC_ACI & DSI & GPM & C2G & SCR | 0 | 0 | 0 | 0 | 0 | 0 | 0
00 Ret.Exist_Non-FBC_ACI & DSI & GPM & DRET | 0 | 0 | 0 | 0 | 0 | 0 | 0
00 Ret.Exist_Non-FBC_ACI & DSI & GPM & NGC | 0 | 0 | 0 | 0 | 0 | 0 | 0
00 Ret.Exist_Non-FBC_ACI & DSI & GPM & SCR | 0 | 0 | 0 | 0 | 0 | 0 | 0
00 Ret.Exist_Non-FBC_ACI & DSI & GPM & SCR & DRET | 0 | 0 | 0 | 0 | 0 | 0 | 0
00 Ret.Exist_Non-FBC_ACI & DSI & GPM & SCR & NGC | 0 | 0 | 0 | 0 | 0 | 0 | 0
00 Ret.Exist_Non-FBC_ACI & DSI & GPM & SNCR | 0 | 0 | 0 | 0 | 0 | 0 | 0
00 Ret.Exist_Non-FBC_ACI & DSI & GPM & SNCR & DRET | 0 | 0 | 0 | 0 | 0 | 0 | 0
00 Ret.Exist_Non-FBC_ACI & DSI & GPM & SNCR & NGC | 0 | 0 | 0 | 0 | 0 | 0 | 0
00 Ret.Exist_Non-FBC_ACI & DSI & GPM & WetFGD & SCR & CCS | 0 | 0 | 0 | 0 | 0 | 0 | 0
00 Ret.Exist_Non-FBC_ACI & DSI & NGC | 0 | 0 | 0 | 0 | 0 | 0 | 0
00 Ret.Exist_Non-FBC_ACI & DSI & SCR | 0 | 0 | 0 | 0 | 0 | 0 | 0
00 Ret.Exist_Non-FBC_ACI & DSI & SCR & DRET | 0 | 0 | 0 | 0 | 0 | 0 | 0
00 Ret.Exist_Non-FBC_ACI & DSI & SCR & NGC | 0 | 0 | 0 | 0 | 0 | 0 | 0
00 Ret.Exist_Non-FBC_ACI & DSI & SNCR | 0 | 0 | 0 | 0 | 0 | 0 | 0
00 Ret.Exist_Non-FBC_ACI & DSI & SNCR & DRET | 0 | 0 | 0 | 0 | 0 | 0 | 0
00 Ret.Exist_Non-FBC_ACI & DSI & SNCR & NGC | 0 | 0 | 0 | 0 | 0 | 0 | 0
00 Ret.Exist_Non-FBC_ACI & DSI & WetFGD & SCR & CCS | 0 | 0 | 0 | 0 | 0 | 0 | 0
00 Ret.Exist_Non-FBC_ACI & GPM | 0 | 0 | 0 | 0 | 0 | 0 | 0
00 Ret.Exist_Non-FBC_ACI & GPM & C2G | 0 | 0 | 0 | 0 | 0 | 0 | 0
00 Ret.Exist_Non-FBC_ACI & GPM & C2G & SCR | 0 | 0 | 0 | 0 | 0 | 0 | 0
00 Ret.Exist_Non-FBC_ACI & GPM & DRET | 0 | 0 | 0 | 0 | 0 | 0 | 0
00 Ret.Exist_Non-FBC_ACI & GPM & NGC | 0 | 0 | 0 | 0 | 0 | 0 | 0
00 Ret.Exist_Non-FBC_ACI & GPM & SCR | 0 | 0 | 0 | 0 | 0 | 0 | 0
00 Ret.Exist_Non-FBC_ACI & GPM & SCR & DRET | 0 | 0 | 0 | 0 | 0 | 0 | 0
00 Ret.Exist_Non-FBC_ACI & GPM & SCR & NGC | 0 | 0 | 0 | 0 | 0 | 0 | 0
00 Ret.Exist_Non-FBC_ACI & GPM & SNCR | 0 | 0 | 0 | 0 | 0 | 0 | 0
00 Ret.Exist_Non-FBC_ACI & GPM & SNCR & DRET | 0 | 0 | 0 | 0 | 0 | 0 | 0
00 Ret.Exist_Non-FBC_ACI & GPM & SNCR & NGC | 0 | 0 | 0 | 0 | 0 | 0 | 0
00 Ret.Exist_Non-FBC_ACI & GPM & WetFGD & SCR & CCS | 0 | 0 | 0 | 0 | 0 | 0 | 0
00 Ret.Exist_Non-FBC_ACI & NGC | 0 | 0 | 0 | 0 | 0 | 0 | 0
00 Ret.Exist_Non-FBC_ACI & SCR | 0 | 0 | 0 | 0 | 0 | 0 | 0
00 Ret.Exist_Non-FBC_ACI & SCR & C2G | 0 | 0 | 0 | 0 | 0 | 0 | 0
00 Ret.Exist_Non-FBC_ACI & SCR & DRET | 0 | 0 | 0 | 0 | 0 | 0 | 0
00 Ret.Exist_Non-FBC_ACI & SCR & NGC | 0 | 0 | 0 | 0 | 0 | 0 | 0
00 Ret.Exist_Non-FBC_ACI & SCR & WetFGD & CCS | 0 | 0 | 0 | 0 | 0 | 0 | 0
00 Ret.Exist_Non-FBC_ACI & SNCR | 0 | 0 | 0 | 0 | 0 | 0 | 0
00 Ret.Exist_Non-FBC_ACI & SNCR & C2G | 0 | 0 | 0 | 0 | 0 | 0 | 0
00 Ret.Exist_Non-FBC_ACI & SNCR & DRET | 0 | 0 | 0 | 0 | 0 | 0 | 0
00 Ret.Exist_Non-FBC_ACI & SNCR & NGC | 0 | 0 | 0 | 0 | 0 | 0 | 0
00 Ret.Exist_Non-FBC_ACI_DSI & C2G | 1270 | 0 | 0 | 0 | 0 | 0 | 0
00 Ret.Exist_Non-FBC_ACI_DSI & C2G & SCR | 0 | 0 | 0 | 0 | 0 | 0 | 0
00 Ret.Exist_Non-FBC_ACI_DSI & DCCS | 0 | 0 | 0 | 0 | 0 | 0 | 0
00 Ret.Exist_Non-FBC_ACI_DSI & DCCS & WetFGD & SCR & CCS | 0 | 0 | 0 | 0 | 0 | 0 | 0
00 Ret.Exist_Non-FBC_ACI_DSI & DRET | 0 | 0 | 0 | 0 | 0 | 0 | 0
00 Ret.Exist_Non-FBC_ACI_DSI & GPM | 0 | 0 | 0 | 0 | 0 | 0 | 0
00 Ret.Exist_Non-FBC_ACI_DSI & GPM & C2G | 0 | 0 | 0 | 0 | 0 | 0 | 0
00 Ret.Exist_Non-FBC_ACI_DSI & GPM & C2G & SCR | 0 | 0 | 0 | 0 | 0 | 0 | 0
00 Ret.Exist_Non-FBC_ACI_DSI & GPM & DRET | 0 | 0 | 0 | 0 | 0 | 0 | 0
00 Ret.Exist_Non-FBC_ACI_DSI & GPM & NGC | 0 | 0 | 0 | 0 | 0 | 0 | 0
00 Ret.Exist_Non-FBC_ACI_DSI & GPM & SCR | 0 | 0 | 0 | 0 | 0 | 0 | 0
00 Ret.Exist_Non-FBC_ACI_DSI & GPM & SCR & DRET | 0 | 0 | 0 | 0 | 0 | 0 | 0
00 Ret.Exist_Non-FBC_ACI_DSI & GPM & SCR & NGC | 0 | 0 | 0 | 0 | 0 | 0 | 0
00 Ret.Exist_Non-FBC_ACI_DSI & GPM & SNCR | 0 | 0 | 0 | 0 | 0 | 0 | 0
00 Ret.Exist_Non-FBC_ACI_DSI & GPM & SNCR & DRET | 0 | 0 | 0 | 0 | 0 | 0 | 0
00 Ret.Exist_Non-FBC_ACI_DSI & GPM & SNCR & NGC | 0 | 0 | 0 | 0 | 0 | 0 | 0
00 Ret.Exist_Non-FBC_ACI_DSI & GPM & WetFGD & SCR & CCS | 0 | 0 | 0 | 0 | 0 | 0 | 0
00 Ret.Exist_Non-FBC_ACI_DSI & NGC | 0 | 0 | 0 | 0 | 0 | 0 | 0
00 Ret.Exist_Non-FBC_ACI_DSI & SCR | 0 | 0 | 0 | 0 | 0 | 0 | 0
00 Ret.Exist_Non-FBC_ACI_DSI & SCR & C2G | 0 | 0 | 0 | 0 | 0 | 0 | 0
00 Ret.Exist_Non-FBC_ACI_DSI & SCR & DRET | 0 | 0 | 0 | 0 | 0 | 0 | 0
00 Ret.Exist_Non-FBC_ACI_DSI & SCR & NGC | 0 | 0 | 0 | 0 | 0 | 0 | 0
00 Ret.Exist_Non-FBC_ACI_DSI & SCR & WetFGD & CCS | 0 | 0 | 0 | 0 | 0 | 0 | 0
00 Ret.Exist_Non-FBC_ACI_DSI & SNCR | 0 | 0 | 0 | 0 | 0 | 0 | 0
00 Ret.Exist_Non-FBC_ACI_DSI & SNCR & C2G | 0 | 0 | 0 | 0 | 0 | 0 | 0
00 Ret.Exist_Non-FBC_ACI_DSI & SNCR & DRET | 0 | 0 | 0 | 0 | 0 | 0 | 0
00 Ret.Exist_Non-FBC_ACI_DSI & SNCR & NGC | 0 | 0 | 0 | 0 | 0 | 0 | 0
00 Ret.Exist_Non-FBC_DryFGD & C2G | 0 | 0 | 0 | 0 | 0 | 0 | 0
00 Ret.Exist_Non-FBC_DryFGD & C2G & SCR | 0 | 0 | 0 | 0 | 0 | 0 | 0
00 Ret.Exist_Non-FBC_DryFGD & DRET | 0 | 0 | 0 | 0 | 0 | 0 | 0
00 Ret.Exist_Non-FBC_DryFGD & GPM | 0 | 0 | 0 | 0 | 0 | 0 | 0
00 Ret.Exist_Non-FBC_DryFGD & GPM & C2G | 0 | 0 | 0 | 0 | 0 | 0 | 0
00 Ret.Exist_Non-FBC_DryFGD & GPM & C2G & SCR | 0 | 0 | 0 | 0 | 0 | 0 | 0
00 Ret.Exist_Non-FBC_DryFGD & GPM & DRET | 0 | 0 | 0 | 0 | 0 | 0 | 0
00 Ret.Exist_Non-FBC_DryFGD & GPM & NGC | 0 | 0 | 0 | 0 | 0 | 0 | 0
00 Ret.Exist_Non-FBC_DryFGD & GPM & SCR | 0 | 0 | 0 | 0 | 0 | 0 | 0
00 Ret.Exist_Non-FBC_DryFGD & GPM & SCR & CCS | 0 | 0 | 0 | 0 | 0 | 0 | 0
00 Ret.Exist_Non-FBC_DryFGD & GPM & SCR & DRET | 0 | 0 | 0 | 0 | 0 | 0 | 0
00 Ret.Exist_Non-FBC_DryFGD & GPM & SCR & NGC | 0 | 0 | 0 | 0 | 0 | 0 | 0
00 Ret.Exist_Non-FBC_DryFGD & GPM & SNCR | 0 | 0 | 0 | 0 | 0 | 0 | 0
00 Ret.Exist_Non-FBC_DryFGD & GPM & SNCR & DRET | 0 | 0 | 0 | 0 | 0 | 0 | 0
00 Ret.Exist_Non-FBC_DryFGD & GPM & SNCR & NGC | 0 | 0 | 0 | 0 | 0 | 0 | 0
00 Ret.Exist_Non-FBC_DryFGD & NGC | 0 | 0 | 0 | 0 | 0 | 0 | 0
00 Ret.Exist_Non-FBC_DryFGD & SCR | 0 | 0 | 0 | 0 | 0 | 0 | 0
00 Ret.Exist_Non-FBC_DryFGD & SCR & C2G | 0 | 0 | 0 | 0 | 0 | 0 | 0
00 Ret.Exist_Non-FBC_DryFGD & SCR & CCS | 0 | 0 | 0 | 0 | 0 | 0 | 0
00 Ret.Exist_Non-FBC_DryFGD & SCR & DRET | 0 | 0 | 0 | 0 | 0 | 0 | 0
00 Ret.Exist_Non-FBC_DryFGD & SCR & NGC | 0 | 0 | 0 | 0 | 0 | 0 | 0
00 Ret.Exist_Non-FBC_DryFGD & SNCR | 0 | 0 | 0 | 0 | 0 | 0 | 0
00 Ret.Exist_Non-FBC_DryFGD & SNCR & C2G | 0 | 0 | 0 | 0 | 0 | 0 | 0
00 Ret.Exist_Non-FBC_DryFGD & SNCR & DRET | 0 | 0 | 0 | 0 | 0 | 0 | 0
00 Ret.Exist_Non-FBC_DryFGD & SNCR & NGC | 0 | 0 | 0 | 0 | 0 | 0 | 0
00 Ret.Exist_Non-FBC_DryFGD_ACI & C2G | 0 | 0 | 0 | 0 | 0 | 0 | 0
00 Ret.Exist_Non-FBC_DryFGD_ACI & C2G & SCR | 0 | 0 | 0 | 0 | 0 | 0 | 0
00 Ret.Exist_Non-FBC_DryFGD_ACI & DCCS | 0 | 0 | 0 | 0 | 0 | 0 | 0
00 Ret.Exist_Non-FBC_DryFGD_ACI & DCCS & SCR & CCS | 0 | 0 | 0 | 0 | 0 | 0 | 0
00 Ret.Exist_Non-FBC_DryFGD_ACI & DRET | 0 | 0 | 0 | 0 | 0 | 0 | 0
00 Ret.Exist_Non-FBC_DryFGD_ACI & GPM | 0 | 0 | 0 | 0 | 0 | 0 | 0
00 Ret.Exist_Non-FBC_DryFGD_ACI & GPM & C2G | 0 | 0 | 0 | 0 | 0 | 0 | 0
00 Ret.Exist_Non-FBC_DryFGD_ACI & GPM & C2G & SCR | 0 | 0 | 0 | 0 | 0 | 0 | 0
00 Ret.Exist_Non-FBC_DryFGD_ACI & GPM & DRET | 0 | 0 | 0 | 0 | 0 | 0 | 0
00 Ret.Exist_Non-FBC_DryFGD_ACI & GPM & NGC | 0 | 0 | 0 | 0 | 0 | 0 | 0
00 Ret.Exist_Non-FBC_DryFGD_ACI & GPM & SCR | 0 | 0 | 0 | 0 | 0 | 0 | 0
00 Ret.Exist_Non-FBC_DryFGD_ACI & GPM & SCR & CCS | 0 | 0 | 0 | 0 | 0 | 0 | 0
00 Ret.Exist_Non-FBC_DryFGD_ACI & GPM & SCR & DRET | 0 | 0 | 0 | 0 | 0 | 0 | 0
00 Ret.Exist_Non-FBC_DryFGD_ACI & GPM & SCR & NGC | 0 | 0 | 0 | 0 | 0 | 0 | 0
00 Ret.Exist_Non-FBC_DryFGD_ACI & GPM & SNCR | 0 | 0 | 0 | 0 | 0 | 0 | 0
00 Ret.Exist_Non-FBC_DryFGD_ACI & GPM & SNCR & DRET | 0 | 0 | 0 | 0 | 0 | 0 | 0
00 Ret.Exist_Non-FBC_DryFGD_ACI & GPM & SNCR & NGC | 0 | 0 | 0 | 0 | 0 | 0 | 0
00 Ret.Exist_Non-FBC_DryFGD_ACI & NGC | 0 | 0 | 0 | 0 | 0 | 0 | 0
00 Ret.Exist_Non-FBC_DryFGD_ACI & SCR | 0 | 0 | 1.6616e-06 | 1.6616e-06 | 1.6616e-06 | 1.6616e-06 | 1.6616e-06
00 Ret.Exist_Non-FBC_DryFGD_ACI & SCR & C2G | 0 | 0 | 0 | 0 | 0 | 0 | 0
00 Ret.Exist_Non-FBC_DryFGD_ACI & SCR & CCS | 0 | 0 | 996.7335 | 996.7335 | 316.8007 | 316.8007 | 316.8007
00 Ret.Exist_Non-FBC_DryFGD_ACI & SCR & DRET | 0 | 0 | 0 | 0 | 0 | 0 | 0
00 Ret.Exist_Non-FBC_DryFGD_ACI & SCR & NGC | 0 | 0 | 0 | 0 | 0 | 0 | 0
00 Ret.Exist_Non-FBC_DryFGD_ACI & SNCR | 0 | 0 | 0 | 0 | 0 | 0 | 0
00 Ret.Exist_Non-FBC_DryFGD_ACI & SNCR & C2G | 0 | 0 | 0 | 0 | 0 | 0 | 0
00 Ret.Exist_Non-FBC_DryFGD_ACI & SNCR & DRET | 0 | 0 | 0 | 0 | 0 | 0 | 0
00 Ret.Exist_Non-FBC_DryFGD_ACI & SNCR & NGC | 0 | 0 | 0 | 0 | 0 | 0 | 0
00 Ret.Exist_Non-FBC_DryFGD_SCR & ACI | 0 | 0 | 0 | 0 | 0 | 0 | 0
00 Ret.Exist_Non-FBC_DryFGD_SCR & ACI & C2G | 0 | 0 | 0 | 0 | 0 | 0 | 0
00 Ret.Exist_Non-FBC_DryFGD_SCR & ACI & CCS | 0 | 0 | 0 | 0 | 0 | 0 | 0
00 Ret.Exist_Non-FBC_DryFGD_SCR & ACI & DRET | 0 | 0 | 0 | 0 | 0 | 0 | 0
00 Ret.Exist_Non-FBC_DryFGD_SCR & ACI & GPM | 0 | 0 | 0 | 0 | 0 | 0 | 0
00 Ret.Exist_Non-FBC_DryFGD_SCR & ACI & GPM & C2G | 0 | 0 | 0 | 0 | 0 | 0 | 0
00 Ret.Exist_Non-FBC_DryFGD_SCR & ACI & GPM & CCS | 0 | 0 | 0 | 0 | 0 | 0 | 0
00 Ret.Exist_Non-FBC_DryFGD_SCR & ACI & GPM & DRET | 0 | 0 | 0 | 0 | 0 | 0 | 0
00 Ret.Exist_Non-FBC_DryFGD_SCR & ACI & GPM & NGC | 0 | 0 | 0 | 0 | 0 | 0 | 0
00 Ret.Exist_Non-FBC_DryFGD_SCR & ACI & NGC | 0 | 0 | 0 | 0 | 0 | 0 | 0
00 Ret.Exist_Non-FBC_DryFGD_SCR & C2G | 0 | 0 | 0 | 0 | 0 | 0 | 0
00 Ret.Exist_Non-FBC_DryFGD_SCR & CCS | 0 | 0 | 0 | 0 | 0 | 0 | 0
00 Ret.Exist_Non-FBC_DryFGD_SCR & DRET | 0 | 0 | 0 | 0 | 0 | 0 | 0
00 Ret.Exist_Non-FBC_DryFGD_SCR & GPM | 0 | 0 | 0 | 0 | 0 | 0 | 0
00 Ret.Exist_Non-FBC_DryFGD_SCR & GPM & C2G | 0 | 0 | 0 | 0 | 0 | 0 | 0
00 Ret.Exist_Non-FBC_DryFGD_SCR & GPM & CCS | 0 | 0 | 0 | 0 | 0 | 0 | 0
00 Ret.Exist_Non-FBC_DryFGD_SCR & GPM & DRET | 0 | 0 | 0 | 0 | 0 | 0 | 0
00 Ret.Exist_Non-FBC_DryFGD_SCR & GPM & NGC | 0 | 0 | 0 | 0 | 0 | 0 | 0
00 Ret.Exist_Non-FBC_DryFGD_SCR & NGC | 0 | 0 | 0 | 0 | 0 | 0 | 0
00 Ret.Exist_Non-FBC_DryFGD_SCR_ACI & C2G | 499.9 | 499.9 | 499.9 | 499.9 | 499.9 | 499.9 | 499.9
00 Ret.Exist_Non-FBC_DryFGD_SCR_ACI & CCS | 0 | 259.4793 | 1048.1164 | 1048.1164 | 378.1381 | 359.573 | 359.573
00 Ret.Exist_Non-FBC_DryFGD_SCR_ACI & DCCS | 0 | 0 | 0 | 0 | 0 | 0 | 0
00 Ret.Exist_Non-FBC_DryFGD_SCR_ACI & DCCS & CCS | 0 | 0 | 0 | 0 | 0 | 0 | 0
00 Ret.Exist_Non-FBC_DryFGD_SCR_ACI & DRET | 0 | 0 | 0 | 0 | 0 | 0 | 0
00 Ret.Exist_Non-FBC_DryFGD_SCR_ACI & GPM | 0 | 0 | 0 | 0 | 0 | 0 | 0
00 Ret.Exist_Non-FBC_DryFGD_SCR_ACI & GPM & C2G | 0 | 0 | 0 | 0 | 0 | 0 | 0
00 Ret.Exist_Non-FBC_DryFGD_SCR_ACI & GPM & CCS | 0 | 0 | 0 | 0 | 0 | 0 | 0
00 Ret.Exist_Non-FBC_DryFGD_SCR_ACI & GPM & DRET | 0 | 0 | 0 | 0 | 0 | 0 | 0
00 Ret.Exist_Non-FBC_DryFGD_SCR_ACI & GPM & NGC | 0 | 0 | 0 | 0 | 0 | 0 | 0
00 Ret.Exist_Non-FBC_DryFGD_SCR_ACI & NGC | 0 | 0 | 0 | 0 | 0 | 0 | 0
00 Ret.Exist_Non-FBC_DryFGD_SCR_ACI_DSI & C2G | 0 | 0 | 0 | 0 | 0 | 0 | 0
00 Ret.Exist_Non-FBC_DryFGD_SCR_ACI_DSI & CCS | 0 | 0 | 0 | 0 | 0 | 0 | 0
00 Ret.Exist_Non-FBC_DryFGD_SCR_ACI_DSI & DCCS | 0 | 0 | 0 | 0 | 0 | 0 | 0
00 Ret.Exist_Non-FBC_DryFGD_SCR_ACI_DSI & DCCS & CCS | 0 | 0 | 0 | 0 | 0 | 0 | 0
00 Ret.Exist_Non-FBC_DryFGD_SCR_ACI_DSI & DRET | 0 | 0 | 0 | 0 | 0 | 0 | 0
00 Ret.Exist_Non-FBC_DryFGD_SCR_ACI_DSI & GPM | 0 | 0 | 0 | 0 | 0 | 0 | 0
00 Ret.Exist_Non-FBC_DryFGD_SCR_ACI_DSI & GPM & C2G | 0 | 0 | 0 | 0 | 0 | 0 | 0
00 Ret.Exist_Non-FBC_DryFGD_SCR_ACI_DSI & GPM & CCS | 0 | 0 | 0 | 0 | 0 | 0 | 0
00 Ret.Exist_Non-FBC_DryFGD_SCR_ACI_DSI & GPM & DRET | 0 | 0 | 0 | 0 | 0 | 0 | 0
00 Ret.Exist_Non-FBC_DryFGD_SCR_ACI_DSI & GPM & NGC | 0 | 0 | 0 | 0 | 0 | 0 | 0
00 Ret.Exist_Non-FBC_DryFGD_SCR_ACI_DSI & NGC | 0 | 0 | 0 | 0 | 0 | 0 | 0
00 Ret.Exist_Non-FBC_DryFGD_SCR_DSI & ACI | 0 | 0 | 0 | 0 | 0 | 0 | 0
00 Ret.Exist_Non-FBC_DryFGD_SCR_DSI & ACI & C2G | 0 | 0 | 0 | 0 | 0 | 0 | 0
00 Ret.Exist_Non-FBC_DryFGD_SCR_DSI & ACI & CCS | 0 | 0 | 0 | 0 | 0 | 0 | 0
00 Ret.Exist_Non-FBC_DryFGD_SCR_DSI & ACI & DRET | 0 | 0 | 0 | 0 | 0 | 0 | 0
00 Ret.Exist_Non-FBC_DryFGD_SCR_DSI & ACI & GPM | 0 | 0 | 0 | 0 | 0 | 0 | 0
00 Ret.Exist_Non-FBC_DryFGD_SCR_DSI & ACI & GPM & C2G | 0 | 0 | 0 | 0 | 0 | 0 | 0
00 Ret.Exist_Non-FBC_DryFGD_SCR_DSI & ACI & GPM & CCS | 0 | 0 | 0 | 0 | 0 | 0 | 0
00 Ret.Exist_Non-FBC_DryFGD_SCR_DSI & ACI & GPM & DRET | 0 | 0 | 0 | 0 | 0 | 0 | 0
00 Ret.Exist_Non-FBC_DryFGD_SCR_DSI & ACI & GPM & NGC | 0 | 0 | 0 | 0 | 0 | 0 | 0
00 Ret.Exist_Non-FBC_DryFGD_SCR_DSI & ACI & NGC | 0 | 0 | 0 | 0 | 0 | 0 | 0
00 Ret.Exist_Non-FBC_DryFGD_SCR_DSI & C2G | 0 | 0 | 0 | 0 | 0 | 0 | 0
00 Ret.Exist_Non-FBC_DryFGD_SCR_DSI & CCS | 0 | 0 | 0 | 0 | 0 | 0 | 0
00 Ret.Exist_Non-FBC_DryFGD_SCR_DSI & DRET | 0 | 0 | 0 | 0 | 0 | 0 | 0
00 Ret.Exist_Non-FBC_DryFGD_SCR_DSI & GPM | 0 | 0 | 0 | 0 | 0 | 0 | 0
00 Ret.Exist_Non-FBC_DryFGD_SCR_DSI & GPM & C2G | 0 | 0 | 0 | 0 | 0 | 0 | 0
00 Ret.Exist_Non-FBC_DryFGD_SCR_DSI & GPM & CCS | 0 | 0 | 0 | 0 | 0 | 0 | 0
00 Ret.Exist_Non-FBC_DryFGD_SCR_DSI & GPM & DRET | 0 | 0 | 0 | 0 | 0 | 0 | 0
00 Ret.Exist_Non-FBC_DryFGD_SCR_DSI & GPM & NGC | 0 | 0 | 0 | 0 | 0 | 0 | 0
00 Ret.Exist_Non-FBC_DryFGD_SCR_DSI & NGC | 0 | 0 | 0 | 0 | 0 | 0 | 0
00 Ret.Exist_Non-FBC_DryFGD_SNCR_ACI & C2G | 0 | 0 | 0 | 0 | 0 | 0 | 0
00 Ret.Exist_Non-FBC_DryFGD_SNCR_ACI & C2G & SCR | 0 | 0 | 0 | 0 | 0 | 0 | 0
00 Ret.Exist_Non-FBC_DryFGD_SNCR_ACI & DCCS | 0 | 0 | 0 | 0 | 0 | 0 | 0
00 Ret.Exist_Non-FBC_DryFGD_SNCR_ACI & DCCS & SCR & CCS | 0 | 0 | 0 | 0 | 0 | 0 | 0
00 Ret.Exist_Non-FBC_DryFGD_SNCR_ACI & DRET | 0 | 0 | 0 | 0 | 0 | 0 | 0
00 Ret.Exist_Non-FBC_DryFGD_SNCR_ACI & GPM | 0 | 0 | 0 | 0 | 0 | 0 | 0
00 Ret.Exist_Non-FBC_DryFGD_SNCR_ACI & GPM & C2G | 0 | 0 | 0 | 0 | 0 | 0 | 0
00 Ret.Exist_Non-FBC_DryFGD_SNCR_ACI & GPM & C2G & SCR | 0 | 0 | 0 | 0 | 0 | 0 | 0
00 Ret.Exist_Non-FBC_DryFGD_SNCR_ACI & GPM & DRET | 0 | 0 | 0 | 0 | 0 | 0 | 0
00 Ret.Exist_Non-FBC_DryFGD_SNCR_ACI & GPM & NGC | 0 | 0 | 0 | 0 | 0 | 0 | 0
00 Ret.Exist_Non-FBC_DryFGD_SNCR_ACI & GPM & SCR | 0 | 0 | 0 | 0 | 0 | 0 | 0
00 Ret.Exist_Non-FBC_DryFGD_SNCR_ACI & GPM & SCR & CCS | 0 | 0 | 0 | 0 | 0 | 0 | 0
00 Ret.Exist_Non-FBC_DryFGD_SNCR_ACI & GPM & SCR & DRET | 0 | 0 | 0 | 0 | 0 | 0 | 0
00 Ret.Exist_Non-FBC_DryFGD_SNCR_ACI & GPM & SCR & NGC | 0 | 0 | 0 | 0 | 0 | 0 | 0
00 Ret.Exist_Non-FBC_DryFGD_SNCR_ACI & NGC | 0 | 0 | 0 | 0 | 0 | 0 | 0
00 Ret.Exist_Non-FBC_DryFGD_SNCR_ACI & SCR | 0 | 0 | 0 | 0 | 0 | 0 | 0
00 Ret.Exist_Non-FBC_DryFGD_SNCR_ACI & SCR & C2G | 0 | 0 | 0 | 0 | 0 | 0 | 0
00 Ret.Exist_Non-FBC_DryFGD_SNCR_ACI & SCR & CCS | 0 | 0 | 0 | 0 | 0 | 0 | 0
00 Ret.Exist_Non-FBC_DryFGD_SNCR_ACI & SCR & DRET | 0 | 0 | 0 | 0 | 0 | 0 | 0
00 Ret.Exist_Non-FBC_DryFGD_SNCR_ACI & SCR & NGC | 0 | 0 | 0 | 0 | 0 | 0 | 0
00 Ret.Exist_Non-FBC_DryFGD_SNCR_ACI_DSI & C2G | 0 | 0 | 0 | 0 | 0 | 0 | 0
00 Ret.Exist_Non-FBC_DryFGD_SNCR_ACI_DSI & C2G & SCR | 0 | 0 | 0 | 0 | 0 | 0 | 0
00 Ret.Exist_Non-FBC_DryFGD_SNCR_ACI_DSI & DRET | 0 | 0 | 0 | 0 | 0 | 0 | 0
00 Ret.Exist_Non-FBC_DryFGD_SNCR_ACI_DSI & GPM | 0 | 0 | 0 | 0 | 0 | 0 | 0
00 Ret.Exist_Non-FBC_DryFGD_SNCR_ACI_DSI & GPM & C2G | 0 | 0 | 0 | 0 | 0 | 0 | 0
00 Ret.Exist_Non-FBC_DryFGD_SNCR_ACI_DSI & GPM & C2G & SCR | 0 | 0 | 0 | 0 | 0 | 0 | 0
00 Ret.Exist_Non-FBC_DryFGD_SNCR_ACI_DSI & GPM & DRET | 0 | 0 | 0 | 0 | 0 | 0 | 0
00 Ret.Exist_Non-FBC_DryFGD_SNCR_ACI_DSI & GPM & NGC | 0 | 0 | 0 | 0 | 0 | 0 | 0
00 Ret.Exist_Non-FBC_DryFGD_SNCR_ACI_DSI & GPM & SCR | 0 | 0 | 0 | 0 | 0 | 0 | 0
00 Ret.Exist_Non-FBC_DryFGD_SNCR_ACI_DSI & GPM & SCR & CCS | 0 | 0 | 0 | 0 | 0 | 0 | 0
00 Ret.Exist_Non-FBC_DryFGD_SNCR_ACI_DSI & GPM & SCR & DRET | 0 | 0 | 0 | 0 | 0 | 0 | 0
00 Ret.Exist_Non-FBC_DryFGD_SNCR_ACI_DSI & GPM & SCR & NGC | 0 | 0 | 0 | 0 | 0 | 0 | 0
00 Ret.Exist_Non-FBC_DryFGD_SNCR_ACI_DSI & NGC | 0 | 0 | 0 | 0 | 0 | 0 | 0
00 Ret.Exist_Non-FBC_DryFGD_SNCR_ACI_DSI & SCR | 0 | 0 | 0 | 0 | 0 | 0 | 0
00 Ret.Exist_Non-FBC_DryFGD_SNCR_ACI_DSI & SCR & C2G | 0 | 0 | 0 | 0 | 0 | 0 | 0
00 Ret.Exist_Non-FBC_DryFGD_SNCR_ACI_DSI & SCR & CCS | 0 | 0 | 0 | 0 | 0 | 0 | 0
00 Ret.Exist_Non-FBC_DryFGD_SNCR_ACI_DSI & SCR & DRET | 0 | 0 | 0 | 0 | 0 | 0 | 0
00 Ret.Exist_Non-FBC_DryFGD_SNCR_ACI_DSI & SCR & NGC | 0 | 0 | 0 | 0 | 0 | 0 | 0
00 Ret.Exist_Non-FBC_DSI & ACI | 0 | 0 | 0 | 0 | 0 | 0 | 0
00 Ret.Exist_Non-FBC_DSI & ACI & C2G | 0 | 0 | 0 | 0 | 0 | 0 | 0
00 Ret.Exist_Non-FBC_DSI & ACI & C2G & SCR | 0 | 0 | 0 | 0 | 0 | 0 | 0
00 Ret.Exist_Non-FBC_DSI & ACI & DRET | 0 | 0 | 0 | 0 | 0 | 0 | 0
00 Ret.Exist_Non-FBC_DSI & ACI & GPM | 0 | 0 | 0 | 0 | 0 | 0 | 0
00 Ret.Exist_Non-FBC_DSI & ACI & GPM & C2G | 0 | 0 | 0 | 0 | 0 | 0 | 0
00 Ret.Exist_Non-FBC_DSI & ACI & GPM & C2G & SCR | 0 | 0 | 0 | 0 | 0 | 0 | 0
00 Ret.Exist_Non-FBC_DSI & ACI & GPM & DRET | 0 | 0 | 0 | 0 | 0 | 0 | 0
00 Ret.Exist_Non-FBC_DSI & ACI & GPM & NGC | 0 | 0 | 0 | 0 | 0 | 0 | 0
00 Ret.Exist_Non-FBC_DSI & ACI & GPM & SCR | 0 | 0 | 0 | 0 | 0 | 0 | 0
00 Ret.Exist_Non-FBC_DSI & ACI & GPM & SCR & DRET | 0 | 0 | 0 | 0 | 0 | 0 | 0
00 Ret.Exist_Non-FBC_DSI & ACI & GPM & SCR & NGC | 0 | 0 | 0 | 0 | 0 | 0 | 0
00 Ret.Exist_Non-FBC_DSI & ACI & GPM & SNCR | 0 | 0 | 0 | 0 | 0 | 0 | 0
00 Ret.Exist_Non-FBC_DSI & ACI & GPM & SNCR & DRET | 0 | 0 | 0 | 0 | 0 | 0 | 0
00 Ret.Exist_Non-FBC_DSI & ACI & GPM & SNCR & NGC | 0 | 0 | 0 | 0 | 0 | 0 | 0
00 Ret.Exist_Non-FBC_DSI & ACI & GPM & WetFGD & SCR & CCS | 0 | 0 | 0 | 0 | 0 | 0 | 0
00 Ret.Exist_Non-FBC_DSI & ACI & NGC | 0 | 0 | 0 | 0 | 0 | 0 | 0
00 Ret.Exist_Non-FBC_DSI & ACI & SCR | 0 | 0 | 0 | 0 | 0 | 0 | 0
00 Ret.Exist_Non-FBC_DSI & ACI & SCR & DRET | 0 | 0 | 0 | 0 | 0 | 0 | 0
00 Ret.Exist_Non-FBC_DSI & ACI & SCR & NGC | 0 | 0 | 0 | 0 | 0 | 0 | 0
00 Ret.Exist_Non-FBC_DSI & ACI & SNCR | 0 | 0 | 0 | 0 | 0 | 0 | 0
00 Ret.Exist_Non-FBC_DSI & ACI & SNCR & DRET | 0 | 0 | 0 | 0 | 0 | 0 | 0
00 Ret.Exist_Non-FBC_DSI & ACI & SNCR & NGC | 0 | 0 | 0 | 0 | 0 | 0 | 0
00 Ret.Exist_Non-FBC_DSI & ACI & WetFGD & SCR & CCS | 0 | 0 | 0 | 0 | 0 | 0 | 0
00 Ret.Exist_Non-FBC_DSI & C2G | 0 | 0 | 0 | 0 | 0 | 0 | 0
00 Ret.Exist_Non-FBC_DSI & C2G & SCR | 0 | 0 | 0 | 0 | 0 | 0 | 0
00 Ret.Exist_Non-FBC_DSI & DRET | 0 | 0 | 0 | 0 | 0 | 0 | 0
00 Ret.Exist_Non-FBC_DSI & GPM | 0 | 0 | 0 | 0 | 0 | 0 | 0
00 Ret.Exist_Non-FBC_DSI & GPM & C2G | 0 | 0 | 0 | 0 | 0 | 0 | 0
00 Ret.Exist_Non-FBC_DSI & GPM & C2G & SCR | 0 | 0 | 0 | 0 | 0 | 0 | 0
00 Ret.Exist_Non-FBC_DSI & GPM & DRET | 0 | 0 | 0 | 0 | 0 | 0 | 0
00 Ret.Exist_Non-FBC_DSI & GPM & NGC | 0 | 0 | 0 | 0 | 0 | 0 | 0
00 Ret.Exist_Non-FBC_DSI & GPM & SCR | 0 | 0 | 0 | 0 | 0 | 0 | 0
00 Ret.Exist_Non-FBC_DSI & GPM & SCR & DRET | 0 | 0 | 0 | 0 | 0 | 0 | 0
00 Ret.Exist_Non-FBC_DSI & GPM & SCR & NGC | 0 | 0 | 0 | 0 | 0 | 0 | 0
00 Ret.Exist_Non-FBC_DSI & GPM & SNCR | 0 | 0 | 0 | 0 | 0 | 0 | 0
00 Ret.Exist_Non-FBC_DSI & GPM & SNCR & DRET | 0 | 0 | 0 | 0 | 0 | 0 | 0
00 Ret.Exist_Non-FBC_DSI & GPM & SNCR & NGC | 0 | 0 | 0 | 0 | 0 | 0 | 0
00 Ret.Exist_Non-FBC_DSI & GPM & WetFGD & SCR & CCS | 0 | 0 | 0 | 0 | 0 | 0 | 0
00 Ret.Exist_Non-FBC_DSI & NGC | 0 | 0 | 0 | 0 | 0 | 0 | 0
00 Ret.Exist_Non-FBC_DSI & SCR | 0 | 0 | 0 | 0 | 0 | 0 | 0
00 Ret.Exist_Non-FBC_DSI & SCR & C2G | 0 | 0 | 0 | 0 | 0 | 0 | 0
00 Ret.Exist_Non-FBC_DSI & SCR & DRET | 0 | 0 | 0 | 0 | 0 | 0 | 0
00 Ret.Exist_Non-FBC_DSI & SCR & NGC | 0 | 0 | 0 | 0 | 0 | 0 | 0
00 Ret.Exist_Non-FBC_DSI & SCR & WetFGD & CCS | 0 | 0 | 0 | 0 | 0 | 0 | 0
00 Ret.Exist_Non-FBC_DSI & SNCR | 0 | 0 | 0 | 0 | 0 | 0 | 0
00 Ret.Exist_Non-FBC_DSI & SNCR & C2G | 0 | 0 | 0 | 0 | 0 | 0 | 0
00 Ret.Exist_Non-FBC_DSI & SNCR & DRET | 0 | 0 | 0 | 0 | 0 | 0 | 0
00 Ret.Exist_Non-FBC_DSI & SNCR & NGC | 0 | 0 | 0 | 0 | 0 | 0 | 0
00 Ret.Exist_Non-FBC_NoCtrl & ACI | 0 | 0 | 0 | 0 | 0 | 0 | 0
00 Ret.Exist_Non-FBC_NoCtrl & ACI & C2G | 0 | 0 | 0 | 0 | 0 | 0 | 0
00 Ret.Exist_Non-FBC_NoCtrl & ACI & C2G & SCR | 0 | 0 | 0 | 0 | 0 | 0 | 0
00 Ret.Exist_Non-FBC_NoCtrl & ACI & DRET | 0 | 0 | 0 | 0 | 0 | 0 | 0
00 Ret.Exist_Non-FBC_NoCtrl & ACI & DSI | 0 | 0 | 0 | 0 | 0 | 0 | 0
00 Ret.Exist_Non-FBC_NoCtrl & ACI & DSI & C2G | 0 | 0 | 0 | 0 | 0 | 0 | 0
00 Ret.Exist_Non-FBC_NoCtrl & ACI & DSI & C2G & SCR | 0 | 0 | 0 | 0 | 0 | 0 | 0
00 Ret.Exist_Non-FBC_NoCtrl & ACI & DSI & DRET | 0 | 0 | 0 | 0 | 0 | 0 | 0
00 Ret.Exist_Non-FBC_NoCtrl & ACI & DSI & GPM | 0 | 0 | 0 | 0 | 0 | 0 | 0
00 Ret.Exist_Non-FBC_NoCtrl & ACI & DSI & GPM & C2G | 0 | 0 | 0 | 0 | 0 | 0 | 0
00 Ret.Exist_Non-FBC_NoCtrl & ACI & DSI & GPM & C2G & SCR | 0 | 0 | 0 | 0 | 0 | 0 | 0
00 Ret.Exist_Non-FBC_NoCtrl & ACI & DSI & GPM & DRET | 0 | 0 | 0 | 0 | 0 | 0 | 0
00 Ret.Exist_Non-FBC_NoCtrl & ACI & DSI & GPM & NGC | 0 | 0 | 0 | 0 | 0 | 0 | 0
00 Ret.Exist_Non-FBC_NoCtrl & ACI & DSI & GPM & SCR | 0 | 0 | 0 | 0 | 0 | 0 | 0
00 Ret.Exist_Non-FBC_NoCtrl & ACI & DSI & GPM & SCR & DRET | 0 | 0 | 0 | 0 | 0 | 0 | 0
00 Ret.Exist_Non-FBC_NoCtrl & ACI & DSI & GPM & SCR & NGC | 0 | 0 | 0 | 0 | 0 | 0 | 0
00 Ret.Exist_Non-FBC_NoCtrl & ACI & DSI & GPM & SNCR | 0 | 0 | 0 | 0 | 0 | 0 | 0
00 Ret.Exist_Non-FBC_NoCtrl & ACI & DSI & GPM & SNCR & DRET | 0 | 0 | 0 | 0 | 0 | 0 | 0
00 Ret.Exist_Non-FBC_NoCtrl & ACI & DSI & GPM & SNCR & NGC | 0 | 0 | 0 | 0 | 0 | 0 | 0
00 Ret.Exist_Non-FBC_NoCtrl & ACI & DSI & GPM & WetFGD & SCR & CCS | 0 | 0 | 0 | 0 | 0 | 0 | 0
00 Ret.Exist_Non-FBC_NoCtrl & ACI & DSI & NGC | 0 | 0 | 0 | 0 | 0 | 0 | 0
00 Ret.Exist_Non-FBC_NoCtrl & ACI & DSI & SCR | 0 | 0 | 0 | 0 | 0 | 0 | 0
00 Ret.Exist_Non-FBC_NoCtrl & ACI & DSI & SCR & DRET | 0 | 0 | 0 | 0 | 0 | 0 | 0
00 Ret.Exist_Non-FBC_NoCtrl & ACI & DSI & SCR & NGC | 0 | 0 | 0 | 0 | 0 | 0 | 0
00 Ret.Exist_Non-FBC_NoCtrl & ACI & DSI & SNCR | 0 | 0 | 0 | 0 | 0 | 0 | 0
00 Ret.Exist_Non-FBC_NoCtrl & ACI & DSI & SNCR & DRET | 0 | 0 | 0 | 0 | 0 | 0 | 0
00 Ret.Exist_Non-FBC_NoCtrl & ACI & DSI & SNCR & NGC | 0 | 0 | 0 | 0 | 0 | 0 | 0
00 Ret.Exist_Non-FBC_NoCtrl & ACI & DSI & WetFGD & SCR & CCS | 0 | 0 | 0 | 0 | 0 | 0 | 0
00 Ret.Exist_Non-FBC_NoCtrl & ACI & GPM | 0 | 0 | 0 | 0 | 0 | 0 | 0
00 Ret.Exist_Non-FBC_NoCtrl & ACI & GPM & C2G | 0 | 0 | 0 | 0 | 0 | 0 | 0
00 Ret.Exist_Non-FBC_NoCtrl & ACI & GPM & C2G & SCR | 0 | 0 | 0 | 0 | 0 | 0 | 0
00 Ret.Exist_Non-FBC_NoCtrl & ACI & GPM & DRET | 0 | 0 | 0 | 0 | 0 | 0 | 0
00 Ret.Exist_Non-FBC_NoCtrl & ACI & GPM & NGC | 0 | 0 | 0 | 0 | 0 | 0 | 0
00 Ret.Exist_Non-FBC_NoCtrl & ACI & GPM & SCR | 0 | 0 | 0 | 0 | 0 | 0 | 0
00 Ret.Exist_Non-FBC_NoCtrl & ACI & GPM & SCR & DRET | 0 | 0 | 0 | 0 | 0 | 0 | 0
00 Ret.Exist_Non-FBC_NoCtrl & ACI & GPM & SCR & NGC | 0 | 0 | 0 | 0 | 0 | 0 | 0
00 Ret.Exist_Non-FBC_NoCtrl & ACI & GPM & SNCR | 0 | 0 | 0 | 0 | 0 | 0 | 0
00 Ret.Exist_Non-FBC_NoCtrl & ACI & GPM & SNCR & DRET | 0 | 0 | 0 | 0 | 0 | 0 | 0
00 Ret.Exist_Non-FBC_NoCtrl & ACI & GPM & SNCR & NGC | 0 | 0 | 0 | 0 | 0 | 0 | 0
00 Ret.Exist_Non-FBC_NoCtrl & ACI & GPM & WetFGD & SCR & CCS | 0 | 0 | 0 | 0 | 0 | 0 | 0
00 Ret.Exist_Non-FBC_NoCtrl & ACI & NGC | 0 | 0 | 0 | 0 | 0 | 0 | 0
00 Ret.Exist_Non-FBC_NoCtrl & ACI & SCR | 0 | 0 | 0 | 0 | 0 | 0 | 0
00 Ret.Exist_Non-FBC_NoCtrl & ACI & SCR & DRET | 0 | 0 | 0 | 0 | 0 | 0 | 0
00 Ret.Exist_Non-FBC_NoCtrl & ACI & SCR & NGC | 0 | 0 | 0 | 0 | 0 | 0 | 0
00 Ret.Exist_Non-FBC_NoCtrl & ACI & SNCR | 0 | 0 | 0 | 0 | 0 | 0 | 0
00 Ret.Exist_Non-FBC_NoCtrl & ACI & SNCR & DRET | 0 | 0 | 0 | 0 | 0 | 0 | 0
00 Ret.Exist_Non-FBC_NoCtrl & ACI & SNCR & NGC | 0 | 0 | 0 | 0 | 0 | 0 | 0
00 Ret.Exist_Non-FBC_NoCtrl & ACI & WetFGD & SCR & CCS | 0 | 0 | 0 | 0 | 0 | 0 | 0
00 Ret.Exist_Non-FBC_NoCtrl & C2G | 0 | 0 | 0 | 0 | 0 | 0 | 0
00 Ret.Exist_Non-FBC_NoCtrl & C2G & SCR | 0 | 0 | 0 | 0 | 0 | 0 | 0
00 Ret.Exist_Non-FBC_NoCtrl & DCCS | 0 | 0 | 0 | 0 | 0 | 0 | 0
00 Ret.Exist_Non-FBC_NoCtrl & DCCS & WetFGD & SCR & CCS | 0 | 0 | 0 | 0 | 0 | 0 | 0
00 Ret.Exist_Non-FBC_NoCtrl & DRET | 0 | 0 | 0 | 0 | 0 | 0 | 0
00 Ret.Exist_Non-FBC_NoCtrl & DSI | 0 | 0 | 0 | 0 | 0 | 0 | 0
00 Ret.Exist_Non-FBC_NoCtrl & DSI & C2G | 0 | 0 | 0 | 0 | 0 | 0 | 0
00 Ret.Exist_Non-FBC_NoCtrl & DSI & C2G & SCR | 0 | 0 | 0 | 0 | 0 | 0 | 0
00 Ret.Exist_Non-FBC_NoCtrl & DSI & DRET | 0 | 0 | 0 | 0 | 0 | 0 | 0
00 Ret.Exist_Non-FBC_NoCtrl & DSI & GPM | 0 | 0 | 0 | 0 | 0 | 0 | 0
00 Ret.Exist_Non-FBC_NoCtrl & DSI & GPM & C2G | 0 | 0 | 0 | 0 | 0 | 0 | 0
00 Ret.Exist_Non-FBC_NoCtrl & DSI & GPM & C2G & SCR | 0 | 0 | 0 | 0 | 0 | 0 | 0
00 Ret.Exist_Non-FBC_NoCtrl & DSI & GPM & DRET | 0 | 0 | 0 | 0 | 0 | 0 | 0
00 Ret.Exist_Non-FBC_NoCtrl & DSI & GPM & NGC | 0 | 0 | 0 | 0 | 0 | 0 | 0
00 Ret.Exist_Non-FBC_NoCtrl & DSI & GPM & SCR | 0 | 0 | 0 | 0 | 0 | 0 | 0
00 Ret.Exist_Non-FBC_NoCtrl & DSI & GPM & SCR & DRET | 0 | 0 | 0 | 0 | 0 | 0 | 0
00 Ret.Exist_Non-FBC_NoCtrl & DSI & GPM & SCR & NGC | 0 | 0 | 0 | 0 | 0 | 0 | 0
00 Ret.Exist_Non-FBC_NoCtrl & DSI & GPM & SNCR | 0 | 0 | 0 | 0 | 0 | 0 | 0
00 Ret.Exist_Non-FBC_NoCtrl & DSI & GPM & SNCR & DRET | 0 | 0 | 0 | 0 | 0 | 0 | 0
00 Ret.Exist_Non-FBC_NoCtrl & DSI & GPM & SNCR & NGC | 0 | 0 | 0 | 0 | 0 | 0 | 0
00 Ret.Exist_Non-FBC_NoCtrl & DSI & GPM & WetFGD & SCR & CCS | 0 | 0 | 0 | 0 | 0 | 0 | 0
00 Ret.Exist_Non-FBC_NoCtrl & DSI & NGC | 0 | 0 | 0 | 0 | 0 | 0 | 0
00 Ret.Exist_Non-FBC_NoCtrl & DSI & SCR | 0 | 0 | 0 | 0 | 0 | 0 | 0
00 Ret.Exist_Non-FBC_NoCtrl & DSI & SCR & DRET | 0 | 0 | 0 | 0 | 0 | 0 | 0
00 Ret.Exist_Non-FBC_NoCtrl & DSI & SCR & NGC | 0 | 0 | 0 | 0 | 0 | 0 | 0
00 Ret.Exist_Non-FBC_NoCtrl & DSI & SNCR | 0 | 0 | 0 | 0 | 0 | 0 | 0
00 Ret.Exist_Non-FBC_NoCtrl & DSI & SNCR & DRET | 0 | 0 | 0 | 0 | 0 | 0 | 0
00 Ret.Exist_Non-FBC_NoCtrl & DSI & SNCR & NGC | 0 | 0 | 0 | 0 | 0 | 0 | 0
00 Ret.Exist_Non-FBC_NoCtrl & DSI & WetFGD & SCR & CCS | 0 | 0 | 0 | 0 | 0 | 0 | 0
00 Ret.Exist_Non-FBC_NoCtrl & GPM | 0 | 0 | 0 | 0 | 0 | 0 | 0
00 Ret.Exist_Non-FBC_NoCtrl & GPM & C2G | 0 | 0 | 0 | 0 | 0 | 0 | 0
00 Ret.Exist_Non-FBC_NoCtrl & GPM & C2G & SCR | 0 | 0 | 0 | 0 | 0 | 0 | 0
00 Ret.Exist_Non-FBC_NoCtrl & GPM & DRET | 0 | 0 | 0 | 0 | 0 | 0 | 0
00 Ret.Exist_Non-FBC_NoCtrl & GPM & NGC | 0 | 0 | 0 | 0 | 0 | 0 | 0
00 Ret.Exist_Non-FBC_NoCtrl & GPM & SCR | 0 | 0 | 0 | 0 | 0 | 0 | 0
00 Ret.Exist_Non-FBC_NoCtrl & GPM & SCR & DRET | 0 | 0 | 0 | 0 | 0 | 0 | 0
00 Ret.Exist_Non-FBC_NoCtrl & GPM & SCR & NGC | 0 | 0 | 0 | 0 | 0 | 0 | 0
00 Ret.Exist_Non-FBC_NoCtrl & GPM & SNCR | 0 | 0 | 0 | 0 | 0 | 0 | 0
00 Ret.Exist_Non-FBC_NoCtrl & GPM & SNCR & DRET | 0 | 0 | 0 | 0 | 0 | 0 | 0
00 Ret.Exist_Non-FBC_NoCtrl & GPM & SNCR & NGC | 0 | 0 | 0 | 0 | 0 | 0 | 0
00 Ret.Exist_Non-FBC_NoCtrl & GPM & WetFGD & SCR & CCS | 0 | 0 | 0 | 0 | 0 | 0 | 0
00 Ret.Exist_Non-FBC_NoCtrl & NGC | 0 | 0 | 0 | 0 | 0 | 0 | 0
00 Ret.Exist_Non-FBC_NoCtrl & SCR | 0 | 0 | 0 | 0 | 0 | 0 | 0
00 Ret.Exist_Non-FBC_NoCtrl & SCR & C2G | 0 | 0 | 0 | 0 | 0 | 0 | 0
00 Ret.Exist_Non-FBC_NoCtrl & SCR & DRET | 0 | 0 | 0 | 0 | 0 | 0 | 0
00 Ret.Exist_Non-FBC_NoCtrl & SCR & NGC | 0 | 0 | 0 | 0 | 0 | 0 | 0
00 Ret.Exist_Non-FBC_NoCtrl & SCR & WetFGD & CCS | 0 | 0 | 0 | 0 | 0 | 0 | 0
00 Ret.Exist_Non-FBC_NoCtrl & SNCR | 0 | 0 | 0 | 0 | 0 | 0 | 0
00 Ret.Exist_Non-FBC_NoCtrl & SNCR & C2G | 0 | 0 | 0 | 0 | 0 | 0 | 0
00 Ret.Exist_Non-FBC_NoCtrl & SNCR & DRET | 0 | 0 | 0 | 0 | 0 | 0 | 0
00 Ret.Exist_Non-FBC_NoCtrl & SNCR & NGC | 0 | 0 | 0 | 0 | 0 | 0 | 0
00 Ret.Exist_Non-FBC_SCR_ACI & C2G | 0 | 0 | 0 | 0 | 0 | 0 | 0
00 Ret.Exist_Non-FBC_SCR_ACI & DCCS | 0 | 0 | 0 | 0 | 0 | 0 | 0
00 Ret.Exist_Non-FBC_SCR_ACI & DCCS & WetFGD & CCS | 0 | 0 | 0 | 0 | 0 | 0 | 0
00 Ret.Exist_Non-FBC_SCR_ACI & DRET | 0 | 0 | 0 | 0 | 0 | 0 | 0
00 Ret.Exist_Non-FBC_SCR_ACI & DSI | 0 | 0 | 0 | 0 | 0 | 0 | 0
00 Ret.Exist_Non-FBC_SCR_ACI & DSI & C2G | 0 | 0 | 0 | 0 | 0 | 0 | 0
00 Ret.Exist_Non-FBC_SCR_ACI & DSI & DRET | 0 | 0 | 0 | 0 | 0 | 0 | 0
00 Ret.Exist_Non-FBC_SCR_ACI & DSI & GPM | 0 | 0 | 0 | 0 | 0 | 0 | 0
00 Ret.Exist_Non-FBC_SCR_ACI & DSI & GPM & C2G | 0 | 0 | 0 | 0 | 0 | 0 | 0
00 Ret.Exist_Non-FBC_SCR_ACI & DSI & GPM & DRET | 0 | 0 | 0 | 0 | 0 | 0 | 0
00 Ret.Exist_Non-FBC_SCR_ACI & DSI & GPM & NGC | 0 | 0 | 0 | 0 | 0 | 0 | 0
00 Ret.Exist_Non-FBC_SCR_ACI & DSI & GPM & WetFGD & CCS | 0 | 0 | 0 | 0 | 0 | 0 | 0
00 Ret.Exist_Non-FBC_SCR_ACI & DSI & NGC | 0 | 0 | 0 | 0 | 0 | 0 | 0
00 Ret.Exist_Non-FBC_SCR_ACI & DSI & WetFGD & CCS | 0 | 0 | 0 | 0 | 0 | 0 | 0
00 Ret.Exist_Non-FBC_SCR_ACI & GPM | 0 | 0 | 0 | 0 | 0 | 0 | 0
00 Ret.Exist_Non-FBC_SCR_ACI & GPM & C2G | 0 | 0 | 0 | 0 | 0 | 0 | 0
00 Ret.Exist_Non-FBC_SCR_ACI & GPM & DRET | 0 | 0 | 0 | 0 | 0 | 0 | 0
00 Ret.Exist_Non-FBC_SCR_ACI & GPM & NGC | 0 | 0 | 0 | 0 | 0 | 0 | 0
00 Ret.Exist_Non-FBC_SCR_ACI & GPM & WetFGD & CCS | 0 | 0 | 0 | 0 | 0 | 0 | 0
00 Ret.Exist_Non-FBC_SCR_ACI & NGC | 0 | 0 | 0 | 0 | 0 | 0 | 0
00 Ret.Exist_Non-FBC_SCR_ACI & WetFGD & CCS | 0 | 0 | 0 | 0 | 0 | 0 | 0
00 Ret.Exist_Non-FBC_SCR_ACI_DSI & C2G | 0 | 0 | 0 | 0 | 0 | 0 | 0
00 Ret.Exist_Non-FBC_SCR_ACI_DSI & DCCS | 0 | 0 | 0 | 0 | 0 | 0 | 0
00 Ret.Exist_Non-FBC_SCR_ACI_DSI & DCCS & WetFGD & CCS | 0 | 0 | 0 | 0 | 0 | 0 | 0
00 Ret.Exist_Non-FBC_SCR_ACI_DSI & DRET | 0 | 0 | 0 | 0 | 0 | 0 | 0
00 Ret.Exist_Non-FBC_SCR_ACI_DSI & GPM | 0 | 0 | 0 | 0 | 0 | 0 | 0
00 Ret.Exist_Non-FBC_SCR_ACI_DSI & GPM & C2G | 0 | 0 | 0 | 0 | 0 | 0 | 0
00 Ret.Exist_Non-FBC_SCR_ACI_DSI & GPM & DRET | 0 | 0 | 0 | 0 | 0 | 0 | 0
00 Ret.Exist_Non-FBC_SCR_ACI_DSI & GPM & NGC | 0 | 0 | 0 | 0 | 0 | 0 | 0
00 Ret.Exist_Non-FBC_SCR_ACI_DSI & GPM & WetFGD & CCS | 0 | 0 | 0 | 0 | 0 | 0 | 0
00 Ret.Exist_Non-FBC_SCR_ACI_DSI & NGC | 0 | 0 | 0 | 0 | 0 | 0 | 0
00 Ret.Exist_Non-FBC_SCR_ACI_DSI & WetFGD & CCS | 0 | 0 | 0 | 0 | 0 | 0 | 0
00 Ret.Exist_Non-FBC_SNCR_ACI & C2G | 0 | 0 | 0 | 0 | 0 | 0 | 0
00 Ret.Exist_Non-FBC_SNCR_ACI & C2G & SCR | 0 | 0 | 0 | 0 | 0 | 0 | 0
00 Ret.Exist_Non-FBC_SNCR_ACI & DRET | 0 | 0 | 0 | 0 | 0 | 0 | 0
00 Ret.Exist_Non-FBC_SNCR_ACI & DSI | 0 | 0 | 0 | 0 | 0 | 0 | 0
00 Ret.Exist_Non-FBC_SNCR_ACI & DSI & C2G | 0 | 0 | 0 | 0 | 0 | 0 | 0
00 Ret.Exist_Non-FBC_SNCR_ACI & DSI & C2G & SCR | 0 | 0 | 0 | 0 | 0 | 0 | 0
00 Ret.Exist_Non-FBC_SNCR_ACI & DSI & DRET | 0 | 0 | 0 | 0 | 0 | 0 | 0
00 Ret.Exist_Non-FBC_SNCR_ACI & DSI & NGC | 0 | 0 | 0 | 0 | 0 | 0 | 0
00 Ret.Exist_Non-FBC_SNCR_ACI & DSI & SCR | 0 | 0 | 0 | 0 | 0 | 0 | 0
00 Ret.Exist_Non-FBC_SNCR_ACI & DSI & SCR & DRET | 0 | 0 | 0 | 0 | 0 | 0 | 0
00 Ret.Exist_Non-FBC_SNCR_ACI & DSI & SCR & NGC | 0 | 0 | 0 | 0 | 0 | 0 | 0
00 Ret.Exist_Non-FBC_SNCR_ACI & DSI & WetFGD & SCR & CCS | 0 | 0 | 0 | 0 | 0 | 0 | 0
00 Ret.Exist_Non-FBC_SNCR_ACI & GPM | 0 | 0 | 0 | 0 | 0 | 0 | 0
00 Ret.Exist_Non-FBC_SNCR_ACI & GPM & C2G | 0 | 0 | 0 | 0 | 0 | 0 | 0
00 Ret.Exist_Non-FBC_SNCR_ACI & GPM & C2G & SCR | 0 | 0 | 0 | 0 | 0 | 0 | 0
00 Ret.Exist_Non-FBC_SNCR_ACI & GPM & DRET | 0 | 0 | 0 | 0 | 0 | 0 | 0
00 Ret.Exist_Non-FBC_SNCR_ACI & GPM & NGC | 0 | 0 | 0 | 0 | 0 | 0 | 0
00 Ret.Exist_Non-FBC_SNCR_ACI & GPM & SCR | 0 | 0 | 0 | 0 | 0 | 0 | 0
00 Ret.Exist_Non-FBC_SNCR_ACI & GPM & SCR & DRET | 0 | 0 | 0 | 0 | 0 | 0 | 0
00 Ret.Exist_Non-FBC_SNCR_ACI & GPM & SCR & NGC | 0 | 0 | 0 | 0 | 0 | 0 | 0
00 Ret.Exist_Non-FBC_SNCR_ACI & GPM & WetFGD & SCR & CCS | 0 | 0 | 0 | 0 | 0 | 0 | 0
00 Ret.Exist_Non-FBC_SNCR_ACI & NGC | 0 | 0 | 0 | 0 | 0 | 0 | 0
00 Ret.Exist_Non-FBC_SNCR_ACI & SCR | 0 | 0 | 0 | 0 | 0 | 0 | 0
00 Ret.Exist_Non-FBC_SNCR_ACI & SCR & C2G | 0 | 0 | 0 | 0 | 0 | 0 | 0
00 Ret.Exist_Non-FBC_SNCR_ACI & SCR & DRET | 0 | 0 | 0 | 0 | 0 | 0 | 0
00 Ret.Exist_Non-FBC_SNCR_ACI & SCR & NGC | 0 | 0 | 0 | 0 | 0 | 0 | 0
00 Ret.Exist_Non-FBC_SNCR_ACI & SCR & WetFGD & CCS | 0 | 0 | 0 | 0 | 0 | 0 | 0
00 Ret.Exist_Non-FBC_SNCR_ACI_DSI & C2G | 1033 | 1033 | 1033 | 1033 | 1033 | 1033 | 1033
00 Ret.Exist_Non-FBC_SNCR_ACI_DSI & C2G & SCR | 0 | 0 | 0 | 0 | 0 | 0 | 0
00 Ret.Exist_Non-FBC_SNCR_ACI_DSI & DCCS | 0 | 0 | 0 | 0 | 0 | 0 | 0
00 Ret.Exist_Non-FBC_SNCR_ACI_DSI & DCCS & WetFGD & SCR & CCS | 0 | 0 | 0 | 0 | 0 | 0 | 0
00 Ret.Exist_Non-FBC_SNCR_ACI_DSI & DRET | 0 | 0 | 0 | 0 | 0 | 0 | 0
00 Ret.Exist_Non-FBC_SNCR_ACI_DSI & GPM | 0 | 0 | 0 | 0 | 0 | 0 | 0
00 Ret.Exist_Non-FBC_SNCR_ACI_DSI & GPM & C2G | 0 | 0 | 0 | 0 | 0 | 0 | 0
00 Ret.Exist_Non-FBC_SNCR_ACI_DSI & GPM & C2G & SCR | 0 | 0 | 0 | 0 | 0 | 0 | 0
00 Ret.Exist_Non-FBC_SNCR_ACI_DSI & GPM & DRET | 0 | 0 | 0 | 0 | 0 | 0 | 0
00 Ret.Exist_Non-FBC_SNCR_ACI_DSI & GPM & NGC | 0 | 0 | 0 | 0 | 0 | 0 | 0
00 Ret.Exist_Non-FBC_SNCR_ACI_DSI & GPM & SCR | 0 | 0 | 0 | 0 | 0 | 0 | 0
00 Ret.Exist_Non-FBC_SNCR_ACI_DSI & GPM & SCR & DRET | 0 | 0 | 0 | 0 | 0 | 0 | 0
00 Ret.Exist_Non-FBC_SNCR_ACI_DSI & GPM & SCR & NGC | 0 | 0 | 0 | 0 | 0 | 0 | 0
00 Ret.Exist_Non-FBC_SNCR_ACI_DSI & GPM & WetFGD & SCR & CCS | 0 | 0 | 0 | 0 | 0 | 0 | 0
00 Ret.Exist_Non-FBC_SNCR_ACI_DSI & NGC | 0 | 0 | 0 | 0 | 0 | 0 | 0
00 Ret.Exist_Non-FBC_SNCR_ACI_DSI & SCR | 0 | 0 | 0 | 0 | 0 | 0 | 0
00 Ret.Exist_Non-FBC_SNCR_ACI_DSI & SCR & C2G | 0 | 0 | 0 | 0 | 0 | 0 | 0
00 Ret.Exist_Non-FBC_SNCR_ACI_DSI & SCR & DRET | 0 | 0 | 0 | 0 | 0 | 0 | 0
00 Ret.Exist_Non-FBC_SNCR_ACI_DSI & SCR & NGC | 0 | 0 | 0 | 0 | 0 | 0 | 0
00 Ret.Exist_Non-FBC_SNCR_ACI_DSI & SCR & WetFGD & CCS | 0 | 0 | 0 | 0 | 0 | 0 | 0
00 Ret.Exist_Non-FBC_WetFGD & ACI | 0 | 0 | 0 | 0 | 0 | 0 | 0
00 Ret.Exist_Non-FBC_WetFGD & ACI & C2G | 0 | 0 | 0 | 0 | 0 | 0 | 0
00 Ret.Exist_Non-FBC_WetFGD & ACI & C2G & SCR | 0 | 0 | 0 | 0 | 0 | 0 | 0
00 Ret.Exist_Non-FBC_WetFGD & ACI & DRET | 0 | 0 | 0 | 0 | 0 | 0 | 0
00 Ret.Exist_Non-FBC_WetFGD & ACI & GPM | 0 | 0 | 0 | 0 | 0 | 0 | 0
00 Ret.Exist_Non-FBC_WetFGD & ACI & GPM & C2G | 0 | 0 | 0 | 0 | 0 | 0 | 0
00 Ret.Exist_Non-FBC_WetFGD & ACI & GPM & C2G & SCR | 0 | 0 | 0 | 0 | 0 | 0 | 0
00 Ret.Exist_Non-FBC_WetFGD & ACI & GPM & DRET | 0 | 0 | 0 | 0 | 0 | 0 | 0
00 Ret.Exist_Non-FBC_WetFGD & ACI & GPM & NGC | 0 | 0 | 0 | 0 | 0 | 0 | 0
00 Ret.Exist_Non-FBC_WetFGD & ACI & GPM & SCR | 0 | 0 | 0 | 0 | 0 | 0 | 0
00 Ret.Exist_Non-FBC_WetFGD & ACI & GPM & SCR & CCS | 0 | 0 | 0 | 0 | 0 | 0 | 0
00 Ret.Exist_Non-FBC_WetFGD & ACI & GPM & SCR & DRET | 0 | 0 | 0 | 0 | 0 | 0 | 0
00 Ret.Exist_Non-FBC_WetFGD & ACI & GPM & SCR & NGC | 0 | 0 | 0 | 0 | 0 | 0 | 0
00 Ret.Exist_Non-FBC_WetFGD & ACI & GPM & SNCR | 0 | 0 | 0 | 0 | 0 | 0 | 0
00 Ret.Exist_Non-FBC_WetFGD & ACI & GPM & SNCR & DRET | 0 | 0 | 0 | 0 | 0 | 0 | 0
00 Ret.Exist_Non-FBC_WetFGD & ACI & GPM & SNCR & NGC | 0 | 0 | 0 | 0 | 0 | 0 | 0
00 Ret.Exist_Non-FBC_WetFGD & ACI & NGC | 0 | 0 | 0 | 0 | 0 | 0 | 0
00 Ret.Exist_Non-FBC_WetFGD & ACI & SCR | 0 | 0 | 0 | 0 | 0 | 0 | 0
00 Ret.Exist_Non-FBC_WetFGD & ACI & SCR & CCS | 0 | 0 | 0 | 0 | 0 | 0 | 0
00 Ret.Exist_Non-FBC_WetFGD & ACI & SCR & DRET | 0 | 0 | 0 | 0 | 0 | 0 | 0
00 Ret.Exist_Non-FBC_WetFGD & ACI & SCR & NGC | 0 | 0 | 0 | 0 | 0 | 0 | 0
00 Ret.Exist_Non-FBC_WetFGD & ACI & SNCR | 0 | 0 | 0 | 0 | 0 | 0 | 0
00 Ret.Exist_Non-FBC_WetFGD & ACI & SNCR & DRET | 0 | 0 | 0 | 0 | 0 | 0 | 0
00 Ret.Exist_Non-FBC_WetFGD & ACI & SNCR & NGC | 0 | 0 | 0 | 0 | 0 | 0 | 0
00 Ret.Exist_Non-FBC_WetFGD & C2G | 0 | 0 | 0 | 0 | 0 | 0 | 0
00 Ret.Exist_Non-FBC_WetFGD & C2G & SCR | 0 | 0 | 0 | 0 | 0 | 0 | 0
00 Ret.Exist_Non-FBC_WetFGD & DRET | 0 | 0 | 0 | 0 | 0 | 0 | 0
00 Ret.Exist_Non-FBC_WetFGD & DCCS | 0 | 0 | 0 | 0 | 0 | 0 | 0
00 Ret.Exist_Non-FBC_WetFGD & DCCS & SCR & CCS | 0 | 0 | 0 | 0 | 0 | 0 | 0
00 Ret.Exist_Non-FBC_WetFGD & GPM | 0 | 0 | 0 | 0 | 0 | 0 | 0
00 Ret.Exist_Non-FBC_WetFGD & GPM & C2G | 0 | 0 | 0 | 0 | 0 | 0 | 0
00 Ret.Exist_Non-FBC_WetFGD & GPM & C2G & SCR | 0 | 0 | 0 | 0 | 0 | 0 | 0
00 Ret.Exist_Non-FBC_WetFGD & GPM & DRET | 0 | 0 | 0 | 0 | 0 | 0 | 0
00 Ret.Exist_Non-FBC_WetFGD & GPM & NGC | 0 | 0 | 0 | 0 | 0 | 0 | 0
00 Ret.Exist_Non-FBC_WetFGD & GPM & SCR | 0 | 0 | 0 | 0 | 0 | 0 | 0
00 Ret.Exist_Non-FBC_WetFGD & GPM & SCR & CCS | 0 | 0 | 0 | 0 | 0 | 0 | 0
00 Ret.Exist_Non-FBC_WetFGD & GPM & SCR & DRET | 0 | 0 | 0 | 0 | 0 | 0 | 0
00 Ret.Exist_Non-FBC_WetFGD & GPM & SCR & NGC | 0 | 0 | 0 | 0 | 0 | 0 | 0
00 Ret.Exist_Non-FBC_WetFGD & GPM & SNCR | 0 | 0 | 0 | 0 | 0 | 0 | 0
00 Ret.Exist_Non-FBC_WetFGD & GPM & SNCR & DRET | 0 | 0 | 0 | 0 | 0 | 0 | 0
00 Ret.Exist_Non-FBC_WetFGD & GPM & SNCR & NGC | 0 | 0 | 0 | 0 | 0 | 0 | 0
00 Ret.Exist_Non-FBC_WetFGD & NGC | 0 | 0 | 0 | 0 | 0 | 0 | 0
00 Ret.Exist_Non-FBC_WetFGD & SCR | 0 | 0 | 0 | 0 | 0 | 0 | 0
00 Ret.Exist_Non-FBC_WetFGD & SCR & C2G | 0 | 0 | 0 | 0 | 0 | 0 | 0
00 Ret.Exist_Non-FBC_WetFGD & SCR & CCS | 0 | 0 | 0 | 0 | 0 | 0 | 0
00 Ret.Exist_Non-FBC_WetFGD & SCR & DRET | 0 | 0 | 0 | 0 | 0 | 0 | 0
00 Ret.Exist_Non-FBC_WetFGD & SCR & NGC | 0 | 0 | 0 | 0 | 0 | 0 | 0
00 Ret.Exist_Non-FBC_WetFGD & SNCR | 0 | 0 | 0 | 0 | 0 | 0 | 0
00 Ret.Exist_Non-FBC_WetFGD & SNCR & C2G | 0 | 0 | 0 | 0 | 0 | 0 | 0
00 Ret.Exist_Non-FBC_WetFGD & SNCR & DRET | 0 | 0 | 0 | 0 | 0 | 0 | 0
00 Ret.Exist_Non-FBC_WetFGD & SNCR & NGC | 0 | 0 | 0 | 0 | 0 | 0 | 0
00 Ret.Exist_Non-FBC_WetFGD_ACI & C2G | 1070 | 1070 | 1070 | 1070 | 1070 | 1070 | 1070
00 Ret.Exist_Non-FBC_WetFGD_ACI & C2G & SCR | 0 | 0 | 0 | 0 | 0 | 0 | 0
00 Ret.Exist_Non-FBC_WetFGD_ACI & DCCS | 0 | 0 | 0 | 0 | 0 | 0 | 0
00 Ret.Exist_Non-FBC_WetFGD_ACI & DCCS & SCR & CCS | 0 | 0 | 0 | 0 | 0 | 0 | 0
00 Ret.Exist_Non-FBC_WetFGD_ACI & DRET | 0 | 0 | 0 | 0 | 0 | 0 | 0
00 Ret.Exist_Non-FBC_WetFGD_ACI & GPM | 0 | 0 | 0 | 0 | 0 | 0 | 0
00 Ret.Exist_Non-FBC_WetFGD_ACI & GPM & C2G | 0 | 0 | 0 | 0 | 0 | 0 | 0
00 Ret.Exist_Non-FBC_WetFGD_ACI & GPM & C2G & SCR | 0 | 0 | 0 | 0 | 0 | 0 | 0
00 Ret.Exist_Non-FBC_WetFGD_ACI & GPM & DRET | 0 | 0 | 0 | 0 | 0 | 0 | 0
00 Ret.Exist_Non-FBC_WetFGD_ACI & GPM & NGC | 0 | 0 | 0 | 0 | 0 | 0 | 0
00 Ret.Exist_Non-FBC_WetFGD_ACI & GPM & SCR | 0 | 0 | 0 | 0 | 0 | 0 | 0
00 Ret.Exist_Non-FBC_WetFGD_ACI & GPM & SCR & CCS | 0 | 0 | 0 | 0 | 0 | 0 | 0
00 Ret.Exist_Non-FBC_WetFGD_ACI & GPM & SCR & DRET | 0 | 0 | 0 | 0 | 0 | 0 | 0
00 Ret.Exist_Non-FBC_WetFGD_ACI & GPM & SCR & NGC | 0 | 0 | 0 | 0 | 0 | 0 | 0
00 Ret.Exist_Non-FBC_WetFGD_ACI & GPM & SNCR | 0 | 0 | 0 | 0 | 0 | 0 | 0
00 Ret.Exist_Non-FBC_WetFGD_ACI & GPM & SNCR & DRET | 0 | 0 | 0 | 0 | 0 | 0 | 0
00 Ret.Exist_Non-FBC_WetFGD_ACI & GPM & SNCR & NGC | 0 | 0 | 0 | 0 | 0 | 0 | 0
00 Ret.Exist_Non-FBC_WetFGD_ACI & NGC | 0 | 0 | 0 | 0 | 0 | 0 | 0
00 Ret.Exist_Non-FBC_WetFGD_ACI & SCR | 374.7878 | 374.7878 | 374.7878 | 374.7878 | 374.7878 | 374.7878 | 374.7878
00 Ret.Exist_Non-FBC_WetFGD_ACI & SCR & C2G | 0 | 0 | 0 | 0 | 0 | 0 | 0
00 Ret.Exist_Non-FBC_WetFGD_ACI & SCR & CCS | 0 | 0 | 892.3395 | 892.3395 | 757.9332 | 0 | 0
00 Ret.Exist_Non-FBC_WetFGD_ACI & SCR & DRET | 0 | 0 | 0 | 0 | 0 | 0 | 0
00 Ret.Exist_Non-FBC_WetFGD_ACI & SCR & NGC | 0 | 0 | 0 | 0 | 0 | 0 | 0
00 Ret.Exist_Non-FBC_WetFGD_ACI & SNCR | 0 | 0 | 0 | 0 | 0 | 0 | 0
00 Ret.Exist_Non-FBC_WetFGD_ACI & SNCR & C2G | 0 | 0 | 0 | 0 | 0 | 0 | 0
00 Ret.Exist_Non-FBC_WetFGD_ACI & SNCR & DRET | 0 | 0 | 0 | 0 | 0 | 0 | 0
00 Ret.Exist_Non-FBC_WetFGD_ACI & SNCR & NGC | 0 | 0 | 0 | 0 | 0 | 0 | 0
00 Ret.Exist_Non-FBC_WetFGD_ACI_DSI & C2G | 530 | 530 | 0 | 0 | 0 | 0 | 0
00 Ret.Exist_Non-FBC_WetFGD_ACI_DSI & C2G & SCR | 0 | 0 | 0 | 0 | 0 | 0 | 0
00 Ret.Exist_Non-FBC_WetFGD_ACI_DSI & DCCS | 0 | 0 | 0 | 0 | 0 | 0 | 0
00 Ret.Exist_Non-FBC_WetFGD_ACI_DSI & DCCS & SCR & CCS | 0 | 0 | 0 | 0 | 0 | 0 | 0
00 Ret.Exist_Non-FBC_WetFGD_ACI_DSI & DRET | 0 | 0 | 0 | 0 | 0 | 0 | 0
00 Ret.Exist_Non-FBC_WetFGD_ACI_DSI & GPM | 0 | 0 | 0 | 0 | 0 | 0 | 0
00 Ret.Exist_Non-FBC_WetFGD_ACI_DSI & GPM & C2G | 0 | 0 | 0 | 0 | 0 | 0 | 0
00 Ret.Exist_Non-FBC_WetFGD_ACI_DSI & GPM & C2G & SCR | 0 | 0 | 0 | 0 | 0 | 0 | 0
00 Ret.Exist_Non-FBC_WetFGD_ACI_DSI & GPM & DRET | 0 | 0 | 0 | 0 | 0 | 0 | 0
00 Ret.Exist_Non-FBC_WetFGD_ACI_DSI & GPM & NGC | 0 | 0 | 0 | 0 | 0 | 0 | 0
00 Ret.Exist_Non-FBC_WetFGD_ACI_DSI & GPM & SCR | 0 | 0 | 0 | 0 | 0 | 0 | 0
00 Ret.Exist_Non-FBC_WetFGD_ACI_DSI & GPM & SCR & CCS | 0 | 0 | 0 | 0 | 0 | 0 | 0
00 Ret.Exist_Non-FBC_WetFGD_ACI_DSI & GPM & SCR & DRET | 0 | 0 | 0 | 0 | 0 | 0 | 0
00 Ret.Exist_Non-FBC_WetFGD_ACI_DSI & GPM & SCR & NGC | 0 | 0 | 0 | 0 | 0 | 0 | 0
00 Ret.Exist_Non-FBC_WetFGD_ACI_DSI & GPM & SNCR | 0 | 0 | 0 | 0 | 0 | 0 | 0
00 Ret.Exist_Non-FBC_WetFGD_ACI_DSI & GPM & SNCR & DRET | 0 | 0 | 0 | 0 | 0 | 0 | 0
00 Ret.Exist_Non-FBC_WetFGD_ACI_DSI & GPM & SNCR & NGC | 0 | 0 | 0 | 0 | 0 | 0 | 0
00 Ret.Exist_Non-FBC_WetFGD_ACI_DSI & NGC | 0 | 0 | 0 | 0 | 0 | 0 | 0
00 Ret.Exist_Non-FBC_WetFGD_ACI_DSI & SCR | 0 | 0 | 0 | 0 | 0 | 0 | 0
00 Ret.Exist_Non-FBC_WetFGD_ACI_DSI & SCR & C2G | 0 | 0 | 0 | 0 | 0 | 0 | 0
00 Ret.Exist_Non-FBC_WetFGD_ACI_DSI & SCR & CCS | 0 | 0 | 0 | 0 | 0 | 0 | 0
00 Ret.Exist_Non-FBC_WetFGD_ACI_DSI & SCR & DRET | 0 | 0 | 0 | 0 | 0 | 0 | 0
00 Ret.Exist_Non-FBC_WetFGD_ACI_DSI & SCR & NGC | 0 | 0 | 0 | 0 | 0 | 0 | 0
00 Ret.Exist_Non-FBC_WetFGD_ACI_DSI & SNCR | 0 | 0 | 0 | 0 | 0 | 0 | 0
00 Ret.Exist_Non-FBC_WetFGD_ACI_DSI & SNCR & C2G | 0 | 0 | 0 | 0 | 0 | 0 | 0
00 Ret.Exist_Non-FBC_WetFGD_ACI_DSI & SNCR & DRET | 0 | 0 | 0 | 0 | 0 | 0 | 0
00 Ret.Exist_Non-FBC_WetFGD_ACI_DSI & SNCR & NGC | 0 | 0 | 0 | 0 | 0 | 0 | 0
00 Ret.Exist_Non-FBC_WetFGD_SCR & ACI | 0 | 0 | 0 | 0 | 0 | 0 | 0
00 Ret.Exist_Non-FBC_WetFGD_SCR & ACI & C2G | 0 | 0 | 0 | 0 | 0 | 0 | 0
00 Ret.Exist_Non-FBC_WetFGD_SCR & ACI & CCS | 0 | 0 | 0 | 0 | 0 | 0 | 0
00 Ret.Exist_Non-FBC_WetFGD_SCR & DCCS | 0 | 0 | 0 | 0 | 0 | 0 | 0
00 Ret.Exist_Non-FBC_WetFGD_SCR & DCCS & CCS | 0 | 0 | 0 | 0 | 0 | 0 | 0
00 Ret.Exist_Non-FBC_WetFGD_SCR & ACI & DRET | 0 | 0 | 0 | 0 | 0 | 0 | 0
00 Ret.Exist_Non-FBC_WetFGD_SCR & ACI & GPM | 0 | 0 | 0 | 0 | 0 | 0 | 0
00 Ret.Exist_Non-FBC_WetFGD_SCR & ACI & GPM & C2G | 0 | 0 | 0 | 0 | 0 | 0 | 0
00 Ret.Exist_Non-FBC_WetFGD_SCR & ACI & GPM & CCS | 0 | 0 | 0 | 0 | 0 | 0 | 0
00 Ret.Exist_Non-FBC_WetFGD_SCR & ACI & GPM & DRET | 0 | 0 | 0 | 0 | 0 | 0 | 0
00 Ret.Exist_Non-FBC_WetFGD_SCR & ACI & GPM & NGC | 0 | 0 | 0 | 0 | 0 | 0 | 0
00 Ret.Exist_Non-FBC_WetFGD_SCR & ACI & NGC | 0 | 0 | 0 | 0 | 0 | 0 | 0
00 Ret.Exist_Non-FBC_WetFGD_SCR & C2G | 0 | 0 | 1259 | 1259 | 1259 | 1259 | 1259
00 Ret.Exist_Non-FBC_WetFGD_SCR & CCS | 0 | 295.0919 | 4626.9284 | 4626.9284 | 78.0449 | 76.1923 | 76.1923
00 Ret.Exist_Non-FBC_WetFGD_SCR & DRET | 0 | 0 | 0 | 0 | 0 | 0 | 0
00 Ret.Exist_Non-FBC_WetFGD_SCR & GPM | 0 | 0 | 0 | 0 | 0 | 0 | 0
00 Ret.Exist_Non-FBC_WetFGD_SCR & GPM & C2G | 0 | 0 | 0 | 0 | 0 | 0 | 0
00 Ret.Exist_Non-FBC_WetFGD_SCR & GPM & CCS | 0 | 0 | 0 | 0 | 0 | 0 | 0
00 Ret.Exist_Non-FBC_WetFGD_SCR & GPM & DRET | 0 | 0 | 0 | 0 | 0 | 0 | 0
00 Ret.Exist_Non-FBC_WetFGD_SCR & GPM & NGC | 0 | 0 | 0 | 0 | 0 | 0 | 0
00 Ret.Exist_Non-FBC_WetFGD_SCR & NGC | 0 | 0 | 0 | 0 | 0 | 0 | 0
00 Ret.Exist_Non-FBC_WetFGD_SCR_ACI & C2G | 785 | 785 | 785 | 785 | 785 | 785 | 785
00 Ret.Exist_Non-FBC_WetFGD_SCR_ACI & CCS | 0 | 0 | 2350.3752 | 2350.3752 | 223.2967 | 223.2967 | 223.2967
00 Ret.Exist_Non-FBC_WetFGD_SCR_ACI & DCCS | 0 | 0 | 0 | 0 | 0 | 0 | 0
00 Ret.Exist_Non-FBC_WetFGD_SCR_ACI & DCCS & CCS | 0 | 0 | 0 | 0 | 0 | 0 | 0
00 Ret.Exist_Non-FBC_WetFGD_SCR_ACI & DRET | 0 | 0 | 0 | 0 | 0 | 0 | 0
00 Ret.Exist_Non-FBC_WetFGD_SCR_ACI & GPM | 0 | 0 | 0 | 0 | 0 | 0 | 0
00 Ret.Exist_Non-FBC_WetFGD_SCR_ACI & GPM & C2G | 0 | 0 | 0 | 0 | 0 | 0 | 0
00 Ret.Exist_Non-FBC_WetFGD_SCR_ACI & GPM & CCS | 0 | 0 | 0 | 0 | 0 | 0 | 0
00 Ret.Exist_Non-FBC_WetFGD_SCR_ACI & GPM & DRET | 0 | 0 | 0 | 0 | 0 | 0 | 0
00 Ret.Exist_Non-FBC_WetFGD_SCR_ACI & GPM & NGC | 0 | 0 | 0 | 0 | 0 | 0 | 0
00 Ret.Exist_Non-FBC_WetFGD_SCR_ACI & NGC | 0 | 0 | 0 | 0 | 0 | 0 | 0
00 Ret.Exist_Non-FBC_WetFGD_SCR_ACI_DSI & C2G | 798 | 798 | 0 | 0 | 0 | 0 | 0
00 Ret.Exist_Non-FBC_WetFGD_SCR_ACI_DSI & CCS | 0 | 0 | 3571.4422 | 3571.4422 | 0 | 0 | 0
00 Ret.Exist_Non-FBC_WetFGD_SCR_ACI_DSI & DCCS | 0 | 0 | 0 | 0 | 0 | 0 | 0
00 Ret.Exist_Non-FBC_WetFGD_SCR_ACI_DSI & DCCS & CCS | 0 | 0 | 0 | 0 | 0 | 0 | 0
00 Ret.Exist_Non-FBC_WetFGD_SCR_ACI_DSI & DRET | 0 | 0 | 0 | 0 | 0 | 0 | 0
00 Ret.Exist_Non-FBC_WetFGD_SCR_ACI_DSI & GPM | 0 | 0 | 0 | 0 | 0 | 0 | 0
00 Ret.Exist_Non-FBC_WetFGD_SCR_ACI_DSI & GPM & C2G | 0 | 0 | 0 | 0 | 0 | 0 | 0
00 Ret.Exist_Non-FBC_WetFGD_SCR_ACI_DSI & GPM & CCS | 0 | 0 | 0 | 0 | 0 | 0 | 0
00 Ret.Exist_Non-FBC_WetFGD_SCR_ACI_DSI & GPM & DRET | 0 | 0 | 0 | 0 | 0 | 0 | 0
00 Ret.Exist_Non-FBC_WetFGD_SCR_ACI_DSI & GPM & NGC | 0 | 0 | 0 | 0 | 0 | 0 | 0
00 Ret.Exist_Non-FBC_WetFGD_SCR_ACI_DSI & NGC | 0 | 0 | 0 | 0 | 0 | 0 | 0
00 Ret.Exist_Non-FBC_WetFGD_SCR_DSI & ACI | 0 | 0 | 0 | 0 | 0 | 0 | 0
00 Ret.Exist_Non-FBC_WetFGD_SCR_DSI & ACI & C2G | 0 | 0 | 0 | 0 | 0 | 0 | 0
00 Ret.Exist_Non-FBC_WetFGD_SCR_DSI & ACI & CCS | 0 | 0 | 0 | 0 | 0 | 0 | 0
00 Ret.Exist_Non-FBC_WetFGD_SCR_DSI & ACI & DRET | 0 | 0 | 0 | 0 | 0 | 0 | 0
00 Ret.Exist_Non-FBC_WetFGD_SCR_DSI & ACI & GPM | 0 | 0 | 0 | 0 | 0 | 0 | 0
00 Ret.Exist_Non-FBC_WetFGD_SCR_DSI & ACI & GPM & C2G | 0 | 0 | 0 | 0 | 0 | 0 | 0
00 Ret.Exist_Non-FBC_WetFGD_SCR_DSI & ACI & GPM & CCS | 0 | 0 | 0 | 0 | 0 | 0 | 0
00 Ret.Exist_Non-FBC_WetFGD_SCR_DSI & ACI & GPM & DRET | 0 | 0 | 0 | 0 | 0 | 0 | 0
00 Ret.Exist_Non-FBC_WetFGD_SCR_DSI & ACI & GPM & NGC | 0 | 0 | 0 | 0 | 0 | 0 | 0
00 Ret.Exist_Non-FBC_WetFGD_SCR_DSI & ACI & NGC | 0 | 0 | 0 | 0 | 0 | 0 | 0
00 Ret.Exist_Non-FBC_WetFGD_SCR_DSI & C2G | 1971 | 1971 | 467 | 0 | 0 | 0 | 0
00 Ret.Exist_Non-FBC_WetFGD_SCR_DSI & CCS | 0 | 0 | 0 | 0 | 0 | 0 | 0
00 Ret.Exist_Non-FBC_WetFGD_SCR_DSI & DCCS | 0 | 0 | 0 | 0 | 0 | 0 | 0
00 Ret.Exist_Non-FBC_WetFGD_SCR_DSI & DCCS & CCS | 0 | 0 | 0 | 0 | 0 | 0 | 0
00 Ret.Exist_Non-FBC_WetFGD_SCR_DSI & DRET | 0 | 0 | 0 | 0 | 0 | 0 | 0
00 Ret.Exist_Non-FBC_WetFGD_SCR_DSI & GPM | 0 | 0 | 0 | 0 | 0 | 0 | 0
00 Ret.Exist_Non-FBC_WetFGD_SCR_DSI & GPM & C2G | 0 | 0 | 0 | 0 | 0 | 0 | 0
00 Ret.Exist_Non-FBC_WetFGD_SCR_DSI & GPM & CCS | 0 | 0 | 0 | 0 | 0 | 0 | 0
00 Ret.Exist_Non-FBC_WetFGD_SCR_DSI & GPM & DRET | 0 | 0 | 0 | 0 | 0 | 0 | 0
00 Ret.Exist_Non-FBC_WetFGD_SCR_DSI & GPM & NGC | 0 | 0 | 0 | 0 | 0 | 0 | 0
00 Ret.Exist_Non-FBC_WetFGD_SCR_DSI & NGC | 0 | 0 | 0 | 0 | 0 | 0 | 0
00 Ret.Exist_Non-FBC_WetFGD_SNCR & ACI | 0 | 0 | 0 | 0 | 0 | 0 | 0
00 Ret.Exist_Non-FBC_WetFGD_SNCR & ACI & C2G | 0 | 0 | 0 | 0 | 0 | 0 | 0
00 Ret.Exist_Non-FBC_WetFGD_SNCR & ACI & C2G & SCR | 0 | 0 | 0 | 0 | 0 | 0 | 0
00 Ret.Exist_Non-FBC_WetFGD_SNCR & ACI & DRET | 0 | 0 | 0 | 0 | 0 | 0 | 0
00 Ret.Exist_Non-FBC_WetFGD_SNCR & ACI & GPM | 0 | 0 | 0 | 0 | 0 | 0 | 0
00 Ret.Exist_Non-FBC_WetFGD_SNCR & ACI & GPM & C2G | 0 | 0 | 0 | 0 | 0 | 0 | 0
00 Ret.Exist_Non-FBC_WetFGD_SNCR & ACI & GPM & C2G & SCR | 0 | 0 | 0 | 0 | 0 | 0 | 0
00 Ret.Exist_Non-FBC_WetFGD_SNCR & ACI & GPM & DRET | 0 | 0 | 0 | 0 | 0 | 0 | 0
00 Ret.Exist_Non-FBC_WetFGD_SNCR & ACI & GPM & NGC | 0 | 0 | 0 | 0 | 0 | 0 | 0
00 Ret.Exist_Non-FBC_WetFGD_SNCR & ACI & GPM & SCR | 0 | 0 | 0 | 0 | 0 | 0 | 0
00 Ret.Exist_Non-FBC_WetFGD_SNCR & ACI & GPM & SCR & CCS | 0 | 0 | 0 | 0 | 0 | 0 | 0
00 Ret.Exist_Non-FBC_WetFGD_SNCR & ACI & GPM & SCR & DRET | 0 | 0 | 0 | 0 | 0 | 0 | 0
00 Ret.Exist_Non-FBC_WetFGD_SNCR & ACI & GPM & SCR & NGC | 0 | 0 | 0 | 0 | 0 | 0 | 0
00 Ret.Exist_Non-FBC_WetFGD_SNCR & ACI & NGC | 0 | 0 | 0 | 0 | 0 | 0 | 0
00 Ret.Exist_Non-FBC_WetFGD_SNCR & ACI & SCR | 0 | 0 | 0 | 0 | 0 | 0 | 0
00 Ret.Exist_Non-FBC_WetFGD_SNCR & ACI & SCR & CCS | 0 | 0 | 0 | 0 | 0 | 0 | 0
00 Ret.Exist_Non-FBC_WetFGD_SNCR & ACI & SCR & DRET | 0 | 0 | 0 | 0 | 0 | 0 | 0
00 Ret.Exist_Non-FBC_WetFGD_SNCR & ACI & SCR & NGC | 0 | 0 | 0 | 0 | 0 | 0 | 0
00 Ret.Exist_Non-FBC_WetFGD_SNCR & C2G | 0 | 0 | 0 | 0 | 0 | 0 | 0
00 Ret.Exist_Non-FBC_WetFGD_SNCR & C2G & SCR | 0 | 0 | 0 | 0 | 0 | 0 | 0
00 Ret.Exist_Non-FBC_WetFGD_SNCR & DCCS | 0 | 0 | 0 | 0 | 0 | 0 | 0
00 Ret.Exist_Non-FBC_WetFGD_SNCR & DCCS & SCR & CCS | 0 | 0 | 0 | 0 | 0 | 0 | 0
00 Ret.Exist_Non-FBC_WetFGD_SNCR & DRET | 0 | 0 | 0 | 0 | 0 | 0 | 0
00 Ret.Exist_Non-FBC_WetFGD_SNCR & GPM | 0 | 0 | 0 | 0 | 0 | 0 | 0
00 Ret.Exist_Non-FBC_WetFGD_SNCR & GPM & C2G | 0 | 0 | 0 | 0 | 0 | 0 | 0
00 Ret.Exist_Non-FBC_WetFGD_SNCR & GPM & C2G & SCR | 0 | 0 | 0 | 0 | 0 | 0 | 0
00 Ret.Exist_Non-FBC_WetFGD_SNCR & GPM & DRET | 0 | 0 | 0 | 0 | 0 | 0 | 0
00 Ret.Exist_Non-FBC_WetFGD_SNCR & GPM & NGC | 0 | 0 | 0 | 0 | 0 | 0 | 0
00 Ret.Exist_Non-FBC_WetFGD_SNCR & GPM & SCR | 0 | 0 | 0 | 0 | 0 | 0 | 0
00 Ret.Exist_Non-FBC_WetFGD_SNCR & GPM & SCR & CCS | 0 | 0 | 0 | 0 | 0 | 0 | 0
00 Ret.Exist_Non-FBC_WetFGD_SNCR & GPM & SCR & DRET | 0 | 0 | 0 | 0 | 0 | 0 | 0
00 Ret.Exist_Non-FBC_WetFGD_SNCR & GPM & SCR & NGC | 0 | 0 | 0 | 0 | 0 | 0 | 0
00 Ret.Exist_Non-FBC_WetFGD_SNCR & NGC | 0 | 0 | 0 | 0 | 0 | 0 | 0
00 Ret.Exist_Non-FBC_WetFGD_SNCR & SCR | 0 | 0 | 0 | 0 | 0 | 0 | 0
00 Ret.Exist_Non-FBC_WetFGD_SNCR & SCR & C2G | 0 | 0 | 0 | 0 | 0 | 0 | 0
00 Ret.Exist_Non-FBC_WetFGD_SNCR & SCR & CCS | 0 | 0 | 0 | 0 | 0 | 0 | 0
00 Ret.Exist_Non-FBC_WetFGD_SNCR & SCR & DRET | 0 | 0 | 0 | 0 | 0 | 0 | 0
00 Ret.Exist_Non-FBC_WetFGD_SNCR & SCR & NGC | 0 | 0 | 0 | 0 | 0 | 0 | 0
00 Ret.Exist_Non-FBC_WetFGD_SNCR_ACI & C2G | 0 | 0 | 0 | 0 | 0 | 0 | 0
00 Ret.Exist_Non-FBC_WetFGD_SNCR_ACI & C2G & SCR | 0 | 0 | 0 | 0 | 0 | 0 | 0
00 Ret.Exist_Non-FBC_WetFGD_SNCR_ACI & DCCS | 0 | 0 | 0 | 0 | 0 | 0 | 0
00 Ret.Exist_Non-FBC_WetFGD_SNCR_ACI & DCCS & SCR & CCS | 0 | 0 | 0 | 0 | 0 | 0 | 0
00 Ret.Exist_Non-FBC_WetFGD_SNCR_ACI & DRET | 0 | 0 | 0 | 0 | 0 | 0 | 0
00 Ret.Exist_Non-FBC_WetFGD_SNCR_ACI & GPM | 0 | 0 | 0 | 0 | 0 | 0 | 0
00 Ret.Exist_Non-FBC_WetFGD_SNCR_ACI & GPM & C2G | 0 | 0 | 0 | 0 | 0 | 0 | 0
00 Ret.Exist_Non-FBC_WetFGD_SNCR_ACI & GPM & C2G & SCR | 0 | 0 | 0 | 0 | 0 | 0 | 0
00 Ret.Exist_Non-FBC_WetFGD_SNCR_ACI & GPM & DRET | 0 | 0 | 0 | 0 | 0 | 0 | 0
00 Ret.Exist_Non-FBC_WetFGD_SNCR_ACI & GPM & NGC | 0 | 0 | 0 | 0 | 0 | 0 | 0
00 Ret.Exist_Non-FBC_WetFGD_SNCR_ACI & GPM & SCR | 0 | 0 | 0 | 0 | 0 | 0 | 0
00 Ret.Exist_Non-FBC_WetFGD_SNCR_ACI & GPM & SCR & CCS | 0 | 0 | 0 | 0 | 0 | 0 | 0
00 Ret.Exist_Non-FBC_WetFGD_SNCR_ACI & GPM & SCR & DRET | 0 | 0 | 0 | 0 | 0 | 0 | 0
00 Ret.Exist_Non-FBC_WetFGD_SNCR_ACI & GPM & SCR & NGC | 0 | 0 | 0 | 0 | 0 | 0 | 0
00 Ret.Exist_Non-FBC_WetFGD_SNCR_ACI & NGC | 0 | 0 | 0 | 0 | 0 | 0 | 0
00 Ret.Exist_Non-FBC_WetFGD_SNCR_ACI & SCR | 347.7896 | 405.8765 | 376.6198 | 376.6198 | 376.6198 | 376.6198 | 376.6198
00 Ret.Exist_Non-FBC_WetFGD_SNCR_ACI & SCR & C2G | 0 | 0 | 0 | 0 | 0 | 0 | 0
00 Ret.Exist_Non-FBC_WetFGD_SNCR_ACI & SCR & CCS | 0 | 70.1594 | 760.7056 | 760.7056 | 0 | 0 | 0
00 Ret.Exist_Non-FBC_WetFGD_SNCR_ACI & SCR & DRET | 0 | 0 | 0 | 0 | 0 | 0 | 0
00 Ret.Exist_Non-FBC_WetFGD_SNCR_ACI & SCR & NGC | 0 | 0 | 0 | 0 | 0 | 0 | 0
00 Existing Combined Cycle Retirement | 12.5 | 93.5 | 305.2782 | 411.2782 | 8012.1921 | 15585.2097 | 15585.2097
00 New Combined Cycle Retirement | 0 | 0 | 0 | 0 | 0 | 0 | 0
00 Existing Combustion Turbine Retirement | 632.7704 | 1228 | 1503.6 | 5397.7 | 14113 | 18557.1 | 18557.1
00 New Combustion Turbine Retirement | 0 | 0 | 0 | 0 | 0 | 0 | 0
00 Oil/Gas Steam Retirement | 1883.6617 | 4707.6617 | 34468.7704 | 34935.7704 | 34963.7704 | 35042.3704 | 35042.3704
00 Coal Steam Retirement | 4210.0038 | 17611.0038 | 35856.8871 | 35912.0302 | 50774.5279 | 60365.7957 | 60933.7957
00 IGCC Retirement | 220 | 220 | 815 | 815 | 815 | 815 | 815
00 Nuclear Retirement | 0 | 3807.6 | 12111.1 | 16743.7 | 30961.6 | 50441.2 | 68036.5
00 Biomass Retirement | 1963.9087 | 2224.1707 | 2657.1 | 2662.9 | 2674.9 | 2804.6015 | 2810.3
00 Fossil_Other Retirement | 29.2 | 41.3 | 93.4 | 93.4 | 93.4 | 93.4 | 93.4
00 Fuel Cell Retirement | 17.6 | 17.6 | 17.6 | 17.6 | 17.6 | 17.6 | 17.6
00 Geothermal Retirement | 129.4 | 129.4 | 129.4 | 129.4 | 129.4 | 129.4 | 129.4
00 Hydro Retirement | 218.6 | 218.6 | 218.6 | 218.6 | 218.6 | 218.6 | 218.6
00 Landfill Gas Retirement | 168.8 | 198.4 | 234.9 | 234.9 | 234.9 | 345.4 | 345.4
00 Non Fossil_Other Retirement | 135.7 | 174.7 | 206.1 | 206.1 | 206.1 | 206.1 | 206.1
00 Solar Thermal Retirement | 0 | 0 | 0 | 0 | 0 | 0 | 0
00 Exist Dummy | 22654488.6451 | 22610235.7251 | 22499603.4251 | 22431768.5547 | 22356726.916 | 22279063.7054 | 22185102.3692
Total | 24135386.6399 | 24220565.1315 | 24507681.3617 | 24781095.7798 | 25130796.6067 | 25432343.5521 | 25634047.3177
11. Capacity Additions and Changes by Capacity Reporting Type [MW]
00 New Combined Cycle | 3858.4 | 44252.92 | 110632.3 | 62609.9112 | 44572.4746 | 22784.9099 | 30097.8408
00 New Combined Cycle with CCS Retrofit | 0 | 0 | 3643.1675 | 0 | 0 | 0 | 0
00 New Combined Cycle with CF Limit | 0 | 0 | 0 | 0 | 0 | 0 | 0
00 New Combined Cycle with HRI Retrofit | 0 | 0 | 0 | 0 | 0 | 0 | 0
00 New Combined Cycle with Hydrogen Retrofit | 0 | 2081.0312 | 1707.2625 | 0 | 192.4029 | 0 | 720.7251
00 New Combined Cycle with Hydrogen Retrofit Undone | 0 | 0 | 0 | 0 | 0 | 0 | 0
00 New Combined Cycle with CCS | 0 | 0 | 0 | 0 | 0 | 0 | 0
00 New Combustion Turbine | 41652.9549 | 0 | 0 | 5224.9592 | 30469.1641 | 54878.3007 | 63863.4954
00 New Combustion Turbine with HRI Retrofit | 0 | 0 | 0 | 0 | 0 | 0 | 0
00 New Combustion Turbine with Hydrogen Retrofit | 5140.5682 | 0 | 0 | 0 | 812.379 | 1591.7711 | 0
00 New Combustion Turbine with Hydrogen Retrofit Undone | 0 | 0 | 0 | 0 | 0 | 0 | 0
00 New Hydro | 14.2 | 1816.7519 | 3815 | 3620.7811 | 62.526 | 0 | 242.0647
00 New Nuclear | 0 | 0 | 0 | 0 | 0 | 0 | 0
00 New Nuclear - SMR | 0 | 0 | 0 | 0 | 0 | 0 | 0
00 New Biomass | 6 | 0 | 0 | 0 | 0 | 0 | 0
00 New Geothermal | 130.9 | 295.4718 | 605.475 | 0 | 0 | 0 | 0
00 New Landfill Gas | 12 | 305.5143 | 493.275 | 2600.9152 | 1021.2155 | 181.8489 | 18.3213
00 New Battery Storage | 67454.5094 | 21465.6007 | 55454.6066 | 0 | 4028.414 | 11551.8061 | 6022.2999
00 New Offshore Wind | 1736 | 3845.3973 | 13341.6027 | 2810.8379 | 15269.6507 | 22141.5396 | 6744.0613
00 New Onshore Wind | 14361.3 | 32475.6118 | 71179.5406 | 172393.6241 | 214146.1769 | 136129.5708 | 86835.7405
00 New Solar PV | 89585.0132 | 8180.7865 | 102823.6778 | 56163.3559 | 72047.8506 | 82791.0497 | 37479.5143
00 New Solar Thermal | 0 | 0 | 0 | 0 | 132.94 | 2499.2729 | 4195.2988
00 New Fuel Cell | 0 | 0 | 0 | 0 | 0 | 0 | 0
00 New Ultrasupercritical Coal without CCS | 0 | 0 | 0 | 0 | 0 | 0 | 0
00 New Ultrasupercritical Coal with 30% CCS | 0 | 0 | 0 | 0 | 0 | 0 | 0
00 New Ultrasupercritical Coal with 90% CCS | 0 | 0 | 0 | 0 | 0 | 0 | 0
00 Exist & New Distributed Solar PV | 0 | 0 | 0 | 0 | 0 | 0 | 0
00 Exist Combined Cycle | 0 | 0 | 0 | 0 | 0 | 0 | 0
00 Exist Combustion Turbine | 0 | 0 | 0 | 0 | 0 | 0 | 0
00 Exist FBC_Uncontrolled | 0 | 0 | 0 | 0 | 0 | 0 | 0
00 Exist FBC_ACI_DSI | 0 | 0 | 0 | 0 | 0 | 0 | 0
00 Exist FBC_DryFGD_ACI | 0 | 0 | 0 | 0 | 0 | 0 | 0
00 Exist FBC_DryFGD_DSI | 0 | 0 | 0 | 0 | 0 | 0 | 0
00 Exist FBC_DryFGD_SNCR | 0 | 0 | 0 | 0 | 0 | 0 | 0
00 Exist FBC_DryFGD_SNCR_ACI | 0 | 0 | 0 | 0 | 0 | 0 | 0
00 Exist FBC_DryFGD_SNCR_ACI_DSI | 0 | 0 | 0 | 0 | 0 | 0 | 0
00 Exist FBC_DryFGD_SNCR_DSI | 0 | 0 | 0 | 0 | 0 | 0 | 0
00 Exist FBC_DSI | 0 | 0 | 0 | 0 | 0 | 0 | 0
00 Exist FBC_SNCR | 0 | 0 | 0 | 0 | 0 | 0 | 0
00 Exist FBC_SNCR_ACI_DSI | 0 | 0 | 0 | 0 | 0 | 0 | 0
00 Exist FBC_SNCR_DSI | 0 | 0 | 0 | 0 | 0 | 0 | 0
00 Exist FBC_WetFGD_SNCR | 0 | 0 | 0 | 0 | 0 | 0 | 0
00 Exist FBC_WetFGD_DSI | 0 | 0 | 0 | 0 | 0 | 0 | 0
00 Exist_Non-FBC_Uncontrolled | 0 | 0 | 0 | 0 | 0 | 0 | 0
00 Exist_Non-FBC_ACI | 0 | 0 | 0 | 0 | 0 | 0 | 0
00 Exist_Non-FBC_ACI_DSI | 0 | 0 | 0 | 0 | 0 | 0 | 0
00 Exist_Non-FBC_DryFGD | 0 | 0 | 0 | 0 | 0 | 0 | 0
00 Exist_Non-FBC_DryFGD_ACI | 0 | 0 | 0 | 0 | 0 | 0 | 0
00 Exist_Non-FBC_DryFGD_SCR | 0 | 0 | 0 | 0 | 0 | 0 | 0
00 Exist_Non-FBC_DryFGD_SCR_ACI | 0 | 0 | 0 | 0 | 0 | 0 | 0
00 Exist_Non-FBC_DryFGD_SCR_DSI | 0 | 0 | 0 | 0 | 0 | 0 | 0
00 Exist_Non-FBC_DryFGD_SCR_ACI_DSI | 0 | 0 | 0 | 0 | 0 | 0 | 0
00 Exist_Non-FBC_DryFGD_SNCR_ACI | 0 | 0 | 0 | 0 | 0 | 0 | 0
00 Exist_Non-FBC_DryFGD_SNCR_ACI_DSI | 0 | 0 | 0 | 0 | 0 | 0 | 0
00 Exist_Non-FBC_DSI | 0 | 0 | 0 | 0 | 0 | 0 | 0
00 Exist_Non-FBC_SCR_ACI | 0 | 0 | 0 | 0 | 0 | 0 | 0
00 Exist_Non-FBC_SCR_ACI_DSI | 0 | 0 | 0 | 0 | 0 | 0 | 0
00 Exist_Non-FBC_SNCR_ACI | 0 | 0 | 0 | 0 | 0 | 0 | 0
00 Exist_Non-FBC_SNCR_ACI_DSI | 0 | 0 | 0 | 0 | 0 | 0 | 0
00 Exist_Non-FBC_WetFGD | 0 | 0 | 0 | 0 | 0 | 0 | 0
00 Exist_Non-FBC_WetFGD_ACI | 0 | 0 | 0 | 0 | 0 | 0 | 0
00 Exist_Non-FBC_WetFGD_ACI_DSI | 0 | 0 | 0 | 0 | 0 | 0 | 0
00 Exist_Non-FBC_WetFGD_SCR | 0 | 0 | 0 | 0 | 0 | 0 | 0
00 Exist_Non-FBC_WetFGD_SCR_DSI | 0 | 0 | 0 | 0 | 0 | 0 | 0
00 Exist_Non-FBC_WetFGD_SCR_ACI | 0 | 0 | 0 | 0 | 0 | 0 | 0
00 Exist_Non-FBC_WetFGD_SCR_ACI_DSI | 0 | 0 | 0 | 0 | 0 | 0 | 0
00 Exist_Non-FBC_WetFGD_SNCR | 0 | 0 | 0 | 0 | 0 | 0 | 0
00 Exist_Non-FBC_WetFGD_SNCR_ACI | 0 | 0 | 0 | 0 | 0 | 0 | 0
00 Exist IGCC | 0 | 0 | 0 | 0 | 0 | 0 | 0
00 Exist Fossil_Other | 0 | 0 | 0 | 0 | 0 | 0 | 0
00 Exist Fuel Cell | 0 | 0 | 0 | 0 | 0 | 0 | 0
00 Exist Hydro | 0 | 0 | 0 | 0 | 0 | 0 | 0
00 Exist Non Fossil_Other | 0 | 0 | 0 | 0 | 0 | 0 | 0
00 Exist Nuclear | 0 | 0 | 0 | 0 | 0 | 0 | 0
00 Exist Oil/Gas Steam | 0 | 0 | 0 | 0 | 0 | 0 | 0
00 Exist Oil/Gas Steam_SCR | 0 | 0 | 0 | 0 | 0 | 0 | 0
00 Exist Oil/Gas Steam_SNCR | 0 | 0 | 0 | 0 | 0 | 0 | 0
00 Exist Biomass | 0 | 0 | 0 | 0 | 0 | 0 | 0
00 Exist Landfill Gas | 0 | 0 | 0 | 0 | 0 | 0 | 0
00 Exist Geothermal | 0 | 0 | 0 | 0 | 0 | 0 | 0
00 Exist Pump Storage | 0 | 0 | 0 | 0 | 0 | 0 | 0
00 Exist Energy Storage | 0 | 0 | 0 | 0 | 0 | 0 | 0
00 Exist Solar PV | 0 | 0 | 0 | 0 | 0 | 0 | 0
00 Exist Solar Thermal | 0 | 0 | 0 | 0 | 0 | 0 | 0
00 Exist Offshore Wind | 0 | 0 | 0 | 0 | 0 | 0 | 0
00 Exist Onshore Wind | 0 | 0 | 0 | 0 | 0 | 0 | 0
00 International Imports | 0 | 0 | 0 | 0 | 0 | 0 | 0
00 Ret.Exist Combined Cycle & CF Limit | 0 | 0 | 0 | 0 | 0 | 0 | 0
00 Ret.Exist Combined Cycle & CCS | 0 | 0 | 2327.5344 | 0 | 0 | 0 | 0
00 Ret.Exist Combined Cycle & Hydrogen | 1662.0738 | 850.5262 | 0 | 137.803 | 0 | 203.611 | 357.2353
00 Ret.Exist Combined Cycle & Hydrogen Retrofit Undone | 0 | 0 | 0 | 0 | 0 | 0 | 0
00 Ret.Exist Combined Cycle & HRI | 0 | 0 | 0 | 0 | 0 | 0 | 0
00 Ret.Exist Combustion Turbine & HRI | 0 | 0 | 0 | 0 | 0 | 0 | 0
00 Ret.Exist_FBC_NoCtrl & CCS | 0 | 0 | 0 | 0 | 0 | 0 | 0
00 Ret.Exist_FBC_NoCtrl & DRET | 0 | 0 | 0 | 0 | 0 | 0 | 0
00 Ret.Exist_FBC_NoCtrl & GPM | 0 | 0 | 0 | 0 | 0 | 0 | 0
00 Ret.Exist_FBC_NoCtrl & GPM & CCS | 0 | 0 | 0 | 0 | 0 | 0 | 0
00 Ret.Exist_FBC_NoCtrl & GPM & DRET | 0 | 0 | 0 | 0 | 0 | 0 | 0
00 Ret.Exist_FBC_NoCtrl & GPM & NGC | 0 | 0 | 0 | 0 | 0 | 0 | 0
00 Ret.Exist_FBC_NoCtrl & GPM & SNCR | 0 | 0 | 0 | 0 | 0 | 0 | 0
00 Ret.Exist_FBC_NoCtrl & GPM & SNCR & CCS | 0 | 0 | 0 | 0 | 0 | 0 | 0
00 Ret.Exist_FBC_NoCtrl & GPM & SNCR & DRET | 0 | 0 | 0 | 0 | 0 | 0 | 0
00 Ret.Exist_FBC_NoCtrl & GPM & SNCR & NGC | 0 | 0 | 0 | 0 | 0 | 0 | 0
00 Ret.Exist_FBC_NoCtrl & NGC | 0 | 0 | 0 | 0 | 0 | 0 | 0
00 Ret.Exist_FBC_NoCtrl & SNCR | 0 | 0 | 0 | 0 | 0 | 0 | 0
00 Ret.Exist_FBC_NoCtrl & SNCR & CCS | 0 | 0 | 0 | 0 | 0 | 0 | 0
00 Ret.Exist_FBC_NoCtrl & SNCR & DRET | 0 | 0 | 0 | 0 | 0 | 0 | 0
00 Ret.Exist_FBC_NoCtrl & SNCR & NGC | 0 | 0 | 0 | 0 | 0 | 0 | 0
00 Ret.Exist_FBC_ACI_DSI & CCS | 0 | 0 | 92.5705 | 0 | 0 | 0 | 0
00 Ret.Exist_FBC_ACI_DSI & DCCS | 0 | 0 | 0 | 0 | 0 | 0 | 0
00 Ret.Exist_FBC_ACI_DSI & DCCS & CCS | 0 | 0 | 0 | 0 | 0 | 0 | 0
00 Ret.Exist_FBC_ACI_DSI & DCCS & SNCR & CCS | 0 | 0 | 0 | 0 | 0 | 0 | 0
00 Ret.Exist_FBC_ACI_DSI & DRET | 0 | 0 | 0 | 0 | 0 | 0 | 0
00 Ret.Exist_FBC_ACI_DSI & GPM | 0 | 0 | 0 | 0 | 0 | 0 | 0
00 Ret.Exist_FBC_ACI_DSI & GPM & CCS | 0 | 0 | 0 | 0 | 0 | 0 | 0
00 Ret.Exist_FBC_ACI_DSI & GPM & DRET | 0 | 0 | 0 | 0 | 0 | 0 | 0
00 Ret.Exist_FBC_ACI_DSI & GPM & NGC | 0 | 0 | 0 | 0 | 0 | 0 | 0
00 Ret.Exist_FBC_ACI_DSI & GPM & SNCR | 0 | 0 | 0 | 0 | 0 | 0 | 0
00 Ret.Exist_FBC_ACI_DSI & GPM & SNCR & CCS | 0 | 0 | 0 | 0 | 0 | 0 | 0
00 Ret.Exist_FBC_ACI_DSI & GPM & SNCR & DRET | 0 | 0 | 0 | 0 | 0 | 0 | 0
00 Ret.Exist_FBC_ACI_DSI & GPM & SNCR & NGC | 0 | 0 | 0 | 0 | 0 | 0 | 0
00 Ret.Exist_FBC_ACI_DSI & NGC | 0 | 0 | 0 | 0 | 0 | 0 | 0
00 Ret.Exist_FBC_ACI_DSI & SNCR | 0 | 0 | 0 | 0 | 0 | 0 | 0
00 Ret.Exist_FBC_ACI_DSI & SNCR & CCS | 0 | 0 | 0 | 0 | 0 | 0 | 0
00 Ret.Exist_FBC_ACI_DSI & SNCR & DRET | 0 | 0 | 0 | 0 | 0 | 0 | 0
00 Ret.Exist_FBC_ACI_DSI & SNCR & NGC | 0 | 0 | 0 | 0 | 0 | 0 | 0
00 Ret.Exist_FBC_DryFGD_ACI & CCS | 0 | 0 | 0 | 0 | 0 | 0 | 0
00 Ret.Exist_FBC_DryFGD_ACI & DCCS | 0 | 0 | 0 | 0 | 0 | 0 | 0
00 Ret.Exist_FBC_DryFGD_ACI & DCCS & CCS | 0 | 0 | 0 | 0 | 0 | 0 | 0
00 Ret.Exist_FBC_DryFGD_ACI & DCCS & SNCR & CCS | 0 | 0 | 0 | 0 | 0 | 0 | 0
00 Ret.Exist_FBC_DryFGD_ACI & DRET | 0 | 0 | 0 | 0 | 0 | 0 | 0
00 Ret.Exist_FBC_DryFGD_ACI & GPM | 0 | 0 | 0 | 0 | 0 | 0 | 0
00 Ret.Exist_FBC_DryFGD_ACI & GPM & CCS | 0 | 0 | 0 | 0 | 0 | 0 | 0
00 Ret.Exist_FBC_DryFGD_ACI & GPM & DRET | 0 | 0 | 0 | 0 | 0 | 0 | 0
00 Ret.Exist_FBC_DryFGD_ACI & GPM & NGC | 0 | 0 | 0 | 0 | 0 | 0 | 0
00 Ret.Exist_FBC_DryFGD_ACI & GPM & SNCR | 0 | 0 | 0 | 0 | 0 | 0 | 0
00 Ret.Exist_FBC_DryFGD_ACI & GPM & SNCR & CCS | 0 | 0 | 0 | 0 | 0 | 0 | 0
00 Ret.Exist_FBC_DryFGD_ACI & GPM & SNCR & DRET | 0 | 0 | 0 | 0 | 0 | 0 | 0
00 Ret.Exist_FBC_DryFGD_ACI & GPM & SNCR & NGC | 0 | 0 | 0 | 0 | 0 | 0 | 0
00 Ret.Exist_FBC_DryFGD_ACI & NGC | 0 | 0 | 0 | 0 | 0 | 0 | 0
00 Ret.Exist_FBC_DryFGD_ACI & SNCR | 0 | 0 | 0 | 0 | 0 | 0 | 0
00 Ret.Exist_FBC_DryFGD_ACI & SNCR & CCS | 0 | 0 | 0 | 0 | 0 | 0 | 0
00 Ret.Exist_FBC_DryFGD_ACI & SNCR & DRET | 0 | 0 | 0 | 0 | 0 | 0 | 0
00 Ret.Exist_FBC_DryFGD_ACI & SNCR & NGC | 0 | 0 | 0 | 0 | 0 | 0 | 0
00 Ret.Exist_FBC_DryFGD_DSI & ACI | 0 | 0 | 0 | 0 | 0 | 0 | 0
00 Ret.Exist_FBC_DryFGD_DSI & ACI & DRET | 0 | 0 | 0 | 0 | 0 | 0 | 0
00 Ret.Exist_FBC_DryFGD_DSI & ACI & GPM | 0 | 0 | 0 | 0 | 0 | 0 | 0
00 Ret.Exist_FBC_DryFGD_DSI & ACI & GPM & DRET | 0 | 0 | 0 | 0 | 0 | 0 | 0
00 Ret.Exist_FBC_DryFGD_DSI & ACI & GPM & NGC | 0 | 0 | 0 | 0 | 0 | 0 | 0
00 Ret.Exist_FBC_DryFGD_DSI & ACI & GPM & SNCR | 0 | 0 | 0 | 0 | 0 | 0 | 0
00 Ret.Exist_FBC_DryFGD_DSI & ACI & GPM & SNCR & DRET | 0 | 0 | 0 | 0 | 0 | 0 | 0
00 Ret.Exist_FBC_DryFGD_DSI & ACI & GPM & SNCR & NGC | 0 | 0 | 0 | 0 | 0 | 0 | 0
00 Ret.Exist_FBC_DryFGD_DSI & ACI & NGC | 0 | 0 | 0 | 0 | 0 | 0 | 0
00 Ret.Exist_FBC_DryFGD_DSI & ACI & SNCR | 0 | 0 | 0 | 0 | 0 | 0 | 0
00 Ret.Exist_FBC_DryFGD_DSI & ACI & SNCR & DRET | 0 | 0 | 0 | 0 | 0 | 0 | 0
00 Ret.Exist_FBC_DryFGD_DSI & ACI & SNCR & NGC | 0 | 0 | 0 | 0 | 0 | 0 | 0
00 Ret.Exist_FBC_DryFGD_DSI & DRET | 0 | 0 | 0 | 0 | 0 | 0 | 0
00 Ret.Exist_FBC_DryFGD_DSI & GPM | 0 | 0 | 0 | 0 | 0 | 0 | 0
00 Ret.Exist_FBC_DryFGD_DSI & GPM & DRET | 0 | 0 | 0 | 0 | 0 | 0 | 0
00 Ret.Exist_FBC_DryFGD_DSI & GPM & NGC | 0 | 0 | 0 | 0 | 0 | 0 | 0
00 Ret.Exist_FBC_DryFGD_DSI & GPM & SNCR | 0 | 0 | 0 | 0 | 0 | 0 | 0
00 Ret.Exist_FBC_DryFGD_DSI & GPM & SNCR & DRET | 0 | 0 | 0 | 0 | 0 | 0 | 0
00 Ret.Exist_FBC_DryFGD_DSI & GPM & SNCR & NGC | 0 | 0 | 0 | 0 | 0 | 0 | 0
00 Ret.Exist_FBC_DryFGD_DSI & NGC | 0 | 0 | 0 | 0 | 0 | 0 | 0
00 Ret.Exist_FBC_DryFGD_DSI & SNCR | 0 | 0 | 0 | 0 | 0 | 0 | 0
00 Ret.Exist_FBC_DryFGD_DSI & SNCR & DRET | 0 | 0 | 0 | 0 | 0 | 0 | 0
00 Ret.Exist_FBC_DryFGD_DSI & SNCR & NGC | 0 | 0 | 0 | 0 | 0 | 0 | 0
00 Ret.Exist_FBC_DryFGD_SNCR & ACI | 0 | 0 | 0 | 0 | 0 | 0 | 0
00 Ret.Exist_FBC_DryFGD_SNCR & ACI & CCS | 0 | 0 | 0 | 0 | 0 | 0 | 0
00 Ret.Exist_FBC_DryFGD_SNCR & ACI & DRET | 0 | 0 | 0 | 0 | 0 | 0 | 0
00 Ret.Exist_FBC_DryFGD_SNCR & ACI & GPM | 0 | 0 | 0 | 0 | 0 | 0 | 0
00 Ret.Exist_FBC_DryFGD_SNCR & ACI & GPM & CCS | 0 | 0 | 0 | 0 | 0 | 0 | 0
00 Ret.Exist_FBC_DryFGD_SNCR & ACI & GPM & DRET | 0 | 0 | 0 | 0 | 0 | 0 | 0
00 Ret.Exist_FBC_DryFGD_SNCR & ACI & GPM & NGC | 0 | 0 | 0 | 0 | 0 | 0 | 0
00 Ret.Exist_FBC_DryFGD_SNCR & ACI & NGC | 0 | 0 | 0 | 0 | 0 | 0 | 0
00 Ret.Exist_FBC_DryFGD_SNCR & CCS | 0 | 0 | 230.7417 | 0 | 0 | 0 | 0
00 Ret.Exist_FBC_DryFGD_SNCR & DCCS | 0 | 0 | 0 | 0 | 0 | 0 | 0
00 Ret.Exist_FBC_DryFGD_SNCR & DCCS & CCS | 0 | 0 | 0 | 0 | 0 | 0 | 0
00 Ret.Exist_FBC_DryFGD_SNCR & DRET | 0 | 0 | 0 | 0 | 0 | 0 | 0
00 Ret.Exist_FBC_DryFGD_SNCR & GPM | 0 | 0 | 0 | 0 | 0 | 0 | 0
00 Ret.Exist_FBC_DryFGD_SNCR & GPM & CCS | 0 | 0 | 0 | 0 | 0 | 0 | 0
00 Ret.Exist_FBC_DryFGD_SNCR & GPM & DRET | 0 | 0 | 0 | 0 | 0 | 0 | 0
00 Ret.Exist_FBC_DryFGD_SNCR & GPM & NGC | 0 | 0 | 0 | 0 | 0 | 0 | 0
00 Ret.Exist_FBC_DryFGD_SNCR & NGC | 0 | 0 | 0 | 0 | 0 | 0 | 0
00 Ret.Exist_FBC_DryFGD_SNCR_ACI & CCS | 0 | 0 | 0 | 0 | 0 | 0 | 0
00 Ret.Exist_FBC_DryFGD_SNCR_ACI & DCCS | 0 | 0 | 0 | 0 | 0 | 0 | 0
00 Ret.Exist_FBC_DryFGD_SNCR_ACI & DCCS & CCS | 0 | 0 | 0 | 0 | 0 | 0 | 0
00 Ret.Exist_FBC_DryFGD_SNCR_ACI & DRET | 0 | 0 | 0 | 0 | 0 | 0 | 0
00 Ret.Exist_FBC_DryFGD_SNCR_ACI & GPM | 0 | 0 | 0 | 0 | 0 | 0 | 0
00 Ret.Exist_FBC_DryFGD_SNCR_ACI & GPM & CCS | 0 | 0 | 0 | 0 | 0 | 0 | 0
00 Ret.Exist_FBC_DryFGD_SNCR_ACI & GPM & DRET | 0 | 0 | 0 | 0 | 0 | 0 | 0
00 Ret.Exist_FBC_DryFGD_SNCR_ACI & GPM & NGC | 0 | 0 | 0 | 0 | 0 | 0 | 0
00 Ret.Exist_FBC_DryFGD_SNCR_ACI & NGC | 0 | 0 | 0 | 0 | 0 | 0 | 0
00 Ret.Exist_FBC_DryFGD_SNCR_ACI_DSI & CCS | 0 | 429.1488 | 0 | 0 | 0 | 0 | 0
00 Ret.Exist_FBC_DryFGD_SNCR_ACI_DSI & DCCS | 0 | 0 | 0 | 0 | 0 | 0 | 0
00 Ret.Exist_FBC_DryFGD_SNCR_ACI_DSI & DCCS & CCS | 0 | 0 | 0 | 0 | 0 | 0 | 0
00 Ret.Exist_FBC_DryFGD_SNCR_ACI_DSI & DRET | 0 | 0 | 0 | 0 | 0 | 0 | 0
00 Ret.Exist_FBC_DryFGD_SNCR_ACI_DSI & GPM | 0 | 0 | 0 | 0 | 0 | 0 | 0
00 Ret.Exist_FBC_DryFGD_SNCR_ACI_DSI & GPM & CCS | 0 | 0 | 0 | 0 | 0 | 0 | 0
00 Ret.Exist_FBC_DryFGD_SNCR_ACI_DSI & GPM & DRET | 0 | 0 | 0 | 0 | 0 | 0 | 0
00 Ret.Exist_FBC_DryFGD_SNCR_ACI_DSI & GPM & NGC | 0 | 0 | 0 | 0 | 0 | 0 | 0
00 Ret.Exist_FBC_DryFGD_SNCR_ACI_DSI & NGC | 0 | 0 | 0 | 0 | 0 | 0 | 0
00 Ret.Exist_FBC_DryFGD_SNCR_DSI & ACI | 0 | 0 | 0 | 0 | 0 | 0 | 0
00 Ret.Exist_FBC_DryFGD_SNCR_DSI & ACI & DRET | 0 | 0 | 0 | 0 | 0 | 0 | 0
00 Ret.Exist_FBC_DryFGD_SNCR_DSI & ACI & GPM | 0 | 0 | 0 | 0 | 0 | 0 | 0
00 Ret.Exist_FBC_DryFGD_SNCR_DSI & ACI & GPM & DRET | 0 | 0 | 0 | 0 | 0 | 0 | 0
00 Ret.Exist_FBC_DryFGD_SNCR_DSI & ACI & GPM & NGC | 0 | 0 | 0 | 0 | 0 | 0 | 0
00 Ret.Exist_FBC_DryFGD_SNCR_DSI & ACI & NGC | 0 | 0 | 0 | 0 | 0 | 0 | 0
00 Ret.Exist_FBC_DryFGD_SNCR_DSI & DRET | 0 | 0 | 0 | 0 | 0 | 0 | 0
00 Ret.Exist_FBC_DryFGD_SNCR_DSI & GPM | 0 | 0 | 0 | 0 | 0 | 0 | 0
00 Ret.Exist_FBC_DryFGD_SNCR_DSI & GPM & DRET | 0 | 0 | 0 | 0 | 0 | 0 | 0
00 Ret.Exist_FBC_DryFGD_SNCR_DSI & GPM & NGC | 0 | 0 | 0 | 0 | 0 | 0 | 0
00 Ret.Exist_FBC_DryFGD_SNCR_DSI & NGC | 0 | 0 | 0 | 0 | 0 | 0 | 0
00 Ret.Exist_FBC_DSI & ACI | 0 | 0 | 0 | 0 | 0 | 0 | 0
00 Ret.Exist_FBC_DSI & ACI & DRET | 0 | 0 | 0 | 0 | 0 | 0 | 0
00 Ret.Exist_FBC_DSI & ACI & GPM | 0 | 0 | 0 | 0 | 0 | 0 | 0
00 Ret.Exist_FBC_DSI & ACI & GPM & DRET | 0 | 0 | 0 | 0 | 0 | 0 | 0
00 Ret.Exist_FBC_DSI & ACI & GPM & NGC | 0 | 0 | 0 | 0 | 0 | 0 | 0
00 Ret.Exist_FBC_DSI & ACI & GPM & SNCR | 0 | 0 | 0 | 0 | 0 | 0 | 0
00 Ret.Exist_FBC_DSI & ACI & GPM & SNCR & DRET | 0 | 0 | 0 | 0 | 0 | 0 | 0
00 Ret.Exist_FBC_DSI & ACI & GPM & SNCR & NGC | 0 | 0 | 0 | 0 | 0 | 0 | 0
00 Ret.Exist_FBC_DSI & ACI & NGC | 0 | 0 | 0 | 0 | 0 | 0 | 0
00 Ret.Exist_FBC_DSI & ACI & SNCR | 0 | 0 | 0 | 0 | 0 | 0 | 0
00 Ret.Exist_FBC_DSI & ACI & SNCR & DRET | 0 | 0 | 0 | 0 | 0 | 0 | 0
00 Ret.Exist_FBC_DSI & ACI & SNCR & NGC | 0 | 0 | 0 | 0 | 0 | 0 | 0
00 Ret.Exist_FBC_DSI & DRET | 0 | 0 | 0 | 0 | 0 | 0 | 0
00 Ret.Exist_FBC_DSI & GPM | 0 | 0 | 0 | 0 | 0 | 0 | 0
00 Ret.Exist_FBC_DSI & GPM & DRET | 0 | 0 | 0 | 0 | 0 | 0 | 0
00 Ret.Exist_FBC_DSI & GPM & NGC | 0 | 0 | 0 | 0 | 0 | 0 | 0
00 Ret.Exist_FBC_DSI & GPM & SNCR | 0 | 0 | 0 | 0 | 0 | 0 | 0
00 Ret.Exist_FBC_DSI & GPM & SNCR & DRET | 0 | 0 | 0 | 0 | 0 | 0 | 0
00 Ret.Exist_FBC_DSI & GPM & SNCR & NGC | 0 | 0 | 0 | 0 | 0 | 0 | 0
00 Ret.Exist_FBC_DSI & NGC | 0 | 0 | 0 | 0 | 0 | 0 | 0
00 Ret.Exist_FBC_DSI & SNCR | 0 | 0 | 0 | 0 | 0 | 0 | 0
00 Ret.Exist_FBC_DSI & SNCR & DRET | 0 | 0 | 0 | 0 | 0 | 0 | 0
00 Ret.Exist_FBC_DSI & SNCR & NGC | 0 | 0 | 0 | 0 | 0 | 0 | 0
00 Ret.Exist_FBC_SNCR & ACI | 0 | 0 | 0 | 0 | 0 | 0 | 0
00 Ret.Exist_FBC_SNCR & ACI & DRET | 0 | 0 | 0 | 0 | 0 | 0 | 0
00 Ret.Exist_FBC_SNCR & ACI & NGC | 0 | 0 | 0 | 0 | 0 | 0 | 0
00 Ret.Exist_FBC_SNCR & DRET | 0 | 0 | 0 | 0 | 0 | 0 | 0
00 Ret.Exist_FBC_SNCR & GPM | 0 | 0 | 0 | 0 | 0 | 0 | 0
00 Ret.Exist_FBC_SNCR & GPM & DRET | 0 | 0 | 0 | 0 | 0 | 0 | 0
00 Ret.Exist_FBC_SNCR & GPM & NGC | 0 | 0 | 0 | 0 | 0 | 0 | 0
00 Ret.Exist_FBC_SNCR & NGC | 53 | 0 | 0 | 0 | 0 | 0 | 0
00 Ret.Exist_FBC_SNCR_ACI_DSI & CCS | 0 | 0 | 0 | 0 | 0 | 0 | 0
00 Ret.Exist_FBC_SNCR_ACI_DSI & DCCS | 0 | 0 | 0 | 0 | 0 | 0 | 0
00 Ret.Exist_FBC_SNCR_ACI_DSI & DCCS & CCS | 0 | 0 | 0 | 0 | 0 | 0 | 0
00 Ret.Exist_FBC_SNCR_ACI_DSI & DRET | 0 | 0 | 0 | 0 | 0 | 0 | 0
00 Ret.Exist_FBC_SNCR_ACI_DSI & GPM | 0 | 0 | 0 | 0 | 0 | 0 | 0
00 Ret.Exist_FBC_SNCR_ACI_DSI & GPM & CCS | 0 | 0 | 0 | 0 | 0 | 0 | 0
00 Ret.Exist_FBC_SNCR_ACI_DSI & GPM & DRET | 0 | 0 | 0 | 0 | 0 | 0 | 0
00 Ret.Exist_FBC_SNCR_ACI_DSI & GPM & NGC | 0 | 0 | 0 | 0 | 0 | 0 | 0
00 Ret.Exist_FBC_SNCR_ACI_DSI & NGC | 0 | 0 | 0 | 0 | 0 | 0 | 0
00 Ret.Exist_FBC_SNCR_DSI & ACI | 0 | 0 | 0 | 0 | 0 | 0 | 0
00 Ret.Exist_FBC_SNCR_DSI & ACI & CCS | 0 | 0 | 0 | 0 | 0 | 0 | 0
00 Ret.Exist_FBC_SNCR_DSI & ACI & DRET | 0 | 0 | 0 | 0 | 0 | 0 | 0
00 Ret.Exist_FBC_SNCR_DSI & ACI & GPM | 0 | 0 | 0 | 0 | 0 | 0 | 0
00 Ret.Exist_FBC_SNCR_DSI & ACI & GPM & CCS | 0 | 0 | 0 | 0 | 0 | 0 | 0
00 Ret.Exist_FBC_SNCR_DSI & ACI & GPM & DRET | 0 | 0 | 0 | 0 | 0 | 0 | 0
00 Ret.Exist_FBC_SNCR_DSI & ACI & GPM & NGC | 0 | 0 | 0 | 0 | 0 | 0 | 0
00 Ret.Exist_FBC_SNCR_DSI & ACI & NGC | 0 | 0 | 0 | 0 | 0 | 0 | 0
00 Ret.Exist_FBC_SNCR_DSI & CCS | 0 | 0 | 0 | 0 | 0 | 0 | 0
00 Ret.Exist_FBC_SNCR_DSI & DCCS | 0 | 0 | 0 | 0 | 0 | 0 | 0
00 Ret.Exist_FBC_SNCR_DSI & DCCS & CCS | 0 | 0 | 0 | 0 | 0 | 0 | 0
00 Ret.Exist_FBC_SNCR_DSI & DRET | 0 | 0 | 0 | 0 | 0 | 0 | 0
00 Ret.Exist_FBC_SNCR_DSI & GPM | 0 | 0 | 0 | 0 | 0 | 0 | 0
00 Ret.Exist_FBC_SNCR_DSI & GPM & CCS | 0 | 0 | 0 | 0 | 0 | 0 | 0
00 Ret.Exist_FBC_SNCR_DSI & GPM & DRET | 0 | 0 | 0 | 0 | 0 | 0 | 0
00 Ret.Exist_FBC_SNCR_DSI & GPM & NGC | 0 | 0 | 0 | 0 | 0 | 0 | 0
00 Ret.Exist_FBC_SNCR_DSI & NGC | 0 | 0 | 0 | 0 | 0 | 0 | 0
00 Ret.Exist_FBC_WetFGD_DSI & ACI | 0 | 0 | 0 | 0 | 0 | 0 | 0
00 Ret.Exist_FBC_WetFGD_DSI & ACI & DRET | 0 | 0 | 0 | 0 | 0 | 0 | 0
00 Ret.Exist_FBC_WetFGD_DSI & ACI & GPM | 0 | 0 | 0 | 0 | 0 | 0 | 0
00 Ret.Exist_FBC_WetFGD_DSI & ACI & GPM & DRET | 0 | 0 | 0 | 0 | 0 | 0 | 0
00 Ret.Exist_FBC_WetFGD_DSI & ACI & GPM & NGC | 0 | 0 | 0 | 0 | 0 | 0 | 0
00 Ret.Exist_FBC_WetFGD_DSI & ACI & GPM & SNCR | 0 | 0 | 0 | 0 | 0 | 0 | 0
00 Ret.Exist_FBC_WetFGD_DSI & ACI & GPM & SNCR & DRET | 0 | 0 | 0 | 0 | 0 | 0 | 0
00 Ret.Exist_FBC_WetFGD_DSI & ACI & GPM & SNCR & NGC | 0 | 0 | 0 | 0 | 0 | 0 | 0
00 Ret.Exist_FBC_WetFGD_DSI & ACI & NGC | 0 | 0 | 0 | 0 | 0 | 0 | 0
00 Ret.Exist_FBC_WetFGD_DSI & ACI & SNCR | 0 | 0 | 0 | 0 | 0 | 0 | 0
00 Ret.Exist_FBC_WetFGD_DSI & ACI & SNCR & DRET | 0 | 0 | 0 | 0 | 0 | 0 | 0
00 Ret.Exist_FBC_WetFGD_DSI & ACI & SNCR & NGC | 0 | 0 | 0 | 0 | 0 | 0 | 0
00 Ret.Exist_FBC_WetFGD_DSI & DRET | 0 | 0 | 0 | 0 | 0 | 0 | 0
00 Ret.Exist_FBC_WetFGD_DSI & GPM | 0 | 0 | 0 | 0 | 0 | 0 | 0
00 Ret.Exist_FBC_WetFGD_DSI & GPM & DRET | 0 | 0 | 0 | 0 | 0 | 0 | 0
00 Ret.Exist_FBC_WetFGD_DSI & GPM & NGC | 0 | 0 | 0 | 0 | 0 | 0 | 0
00 Ret.Exist_FBC_WetFGD_DSI & GPM & SNCR | 0 | 0 | 0 | 0 | 0 | 0 | 0
00 Ret.Exist_FBC_WetFGD_DSI & GPM & SNCR & DRET | 0 | 0 | 0 | 0 | 0 | 0 | 0
00 Ret.Exist_FBC_WetFGD_DSI & GPM & SNCR & NGC | 0 | 0 | 0 | 0 | 0 | 0 | 0
00 Ret.Exist_FBC_WetFGD_DSI & NGC | 0 | 0 | 0 | 0 | 0 | 0 | 0
00 Ret.Exist_FBC_WetFGD_DSI & SNCR | 0 | 0 | 0 | 0 | 0 | 0 | 0
00 Ret.Exist_FBC_WetFGD_DSI & SNCR & DRET | 0 | 0 | 0 | 0 | 0 | 0 | 0
00 Ret.Exist_FBC_WetFGD_DSI & SNCR & NGC | 0 | 0 | 0 | 0 | 0 | 0 | 0
00 Ret.Exist_FBC_WetFGD_SNCR & ACI | 0 | 0 | 0 | 0 | 0 | 0 | 0
00 Ret.Exist_FBC_WetFGD_SNCR & ACI & DRET | 0 | 0 | 0 | 0 | 0 | 0 | 0
00 Ret.Exist_FBC_WetFGD_SNCR & ACI & NGC | 0 | 0 | 0 | 0 | 0 | 0 | 0
00 Ret.Exist_FBC_WetFGD_SNCR & DRET | 0 | 0 | 0 | 0 | 0 | 0 | 0
00 Ret.Exist_FBC_WetFGD_SNCR & GPM | 0 | 0 | 0 | 0 | 0 | 0 | 0
00 Ret.Exist_FBC_WetFGD_SNCR & GPM & DRET | 0 | 0 | 0 | 0 | 0 | 0 | 0
00 Ret.Exist_FBC_WetFGD_SNCR & GPM & NGC | 0 | 0 | 0 | 0 | 0 | 0 | 0
00 Ret.Exist_FBC_WetFGD_SNCR & NGC | 0 | 0 | 0 | 0 | 0 | 0 | 0
00 Ret.Exist_Non-FBC_ACI & C2G | 1044.3 | 0 | 0 | 0 | 0 | 0 | 0
00 Ret.Exist_Non-FBC_ACI & C2G & SCR | 0 | 0 | 0 | 0 | 0 | 0 | 0
00 Ret.Exist_Non-FBC_ACI & DCCS | 0 | 0 | 0 | 0 | 0 | 0 | 0
00 Ret.Exist_Non-FBC_ACI & DCCS & WetFGD & SCR & CCS | 0 | 0 | 0 | 0 | 0 | 0 | 0
00 Ret.Exist_Non-FBC_ACI & DRET | 0 | 0 | 0 | 0 | 0 | 0 | 0
00 Ret.Exist_Non-FBC_ACI & DSI | 0 | 0 | 0 | 0 | 0 | 0 | 0
00 Ret.Exist_Non-FBC_ACI & DSI & C2G | 0 | 0 | 0 | 0 | 0 | 0 | 0
00 Ret.Exist_Non-FBC_ACI & DSI & C2G & SCR | 0 | 0 | 0 | 0 | 0 | 0 | 0
00 Ret.Exist_Non-FBC_ACI & DSI & DRET | 0 | 0 | 0 | 0 | 0 | 0 | 0
00 Ret.Exist_Non-FBC_ACI & DSI & GPM | 0 | 0 | 0 | 0 | 0 | 0 | 0
00 Ret.Exist_Non-FBC_ACI & DSI & GPM & C2G | 0 | 0 | 0 | 0 | 0 | 0 | 0
00 Ret.Exist_Non-FBC_ACI & DSI & GPM & C2G & SCR | 0 | 0 | 0 | 0 | 0 | 0 | 0
00 Ret.Exist_Non-FBC_ACI & DSI & GPM & DRET | 0 | 0 | 0 | 0 | 0 | 0 | 0
00 Ret.Exist_Non-FBC_ACI & DSI & GPM & NGC | 0 | 0 | 0 | 0 | 0 | 0 | 0
00 Ret.Exist_Non-FBC_ACI & DSI & GPM & SCR | 0 | 0 | 0 | 0 | 0 | 0 | 0
00 Ret.Exist_Non-FBC_ACI & DSI & GPM & SCR & DRET | 0 | 0 | 0 | 0 | 0 | 0 | 0
00 Ret.Exist_Non-FBC_ACI & DSI & GPM & SCR & NGC | 0 | 0 | 0 | 0 | 0 | 0 | 0
00 Ret.Exist_Non-FBC_ACI & DSI & GPM & SNCR | 0 | 0 | 0 | 0 | 0 | 0 | 0
00 Ret.Exist_Non-FBC_ACI & DSI & GPM & SNCR & DRET | 0 | 0 | 0 | 0 | 0 | 0 | 0
00 Ret.Exist_Non-FBC_ACI & DSI & GPM & SNCR & NGC | 0 | 0 | 0 | 0 | 0 | 0 | 0
00 Ret.Exist_Non-FBC_ACI & DSI & GPM & WetFGD & SCR & CCS | 0 | 0 | 0 | 0 | 0 | 0 | 0
00 Ret.Exist_Non-FBC_ACI & DSI & NGC | 0 | 0 | 0 | 0 | 0 | 0 | 0
00 Ret.Exist_Non-FBC_ACI & DSI & SCR | 0 | 0 | 0 | 0 | 0 | 0 | 0
00 Ret.Exist_Non-FBC_ACI & DSI & SCR & DRET | 0 | 0 | 0 | 0 | 0 | 0 | 0
00 Ret.Exist_Non-FBC_ACI & DSI & SCR & NGC | 0 | 0 | 0 | 0 | 0 | 0 | 0
00 Ret.Exist_Non-FBC_ACI & DSI & SNCR | 0 | 0 | 0 | 0 | 0 | 0 | 0
00 Ret.Exist_Non-FBC_ACI & DSI & SNCR & DRET | 0 | 0 | 0 | 0 | 0 | 0 | 0
00 Ret.Exist_Non-FBC_ACI & DSI & SNCR & NGC | 0 | 0 | 0 | 0 | 0 | 0 | 0
00 Ret.Exist_Non-FBC_ACI & DSI & WetFGD & SCR & CCS | 0 | 0 | 0 | 0 | 0 | 0 | 0
00 Ret.Exist_Non-FBC_ACI & GPM | 0 | 0 | 0 | 0 | 0 | 0 | 0
00 Ret.Exist_Non-FBC_ACI & GPM & C2G | 0 | 0 | 0 | 0 | 0 | 0 | 0
00 Ret.Exist_Non-FBC_ACI & GPM & C2G & SCR | 0 | 0 | 0 | 0 | 0 | 0 | 0
00 Ret.Exist_Non-FBC_ACI & GPM & DRET | 0 | 0 | 0 | 0 | 0 | 0 | 0
00 Ret.Exist_Non-FBC_ACI & GPM & NGC | 0 | 0 | 0 | 0 | 0 | 0 | 0
00 Ret.Exist_Non-FBC_ACI & GPM & SCR | 0 | 0 | 0 | 0 | 0 | 0 | 0
00 Ret.Exist_Non-FBC_ACI & GPM & SCR & DRET | 0 | 0 | 0 | 0 | 0 | 0 | 0
00 Ret.Exist_Non-FBC_ACI & GPM & SCR & NGC | 0 | 0 | 0 | 0 | 0 | 0 | 0
00 Ret.Exist_Non-FBC_ACI & GPM & SNCR | 0 | 0 | 0 | 0 | 0 | 0 | 0
00 Ret.Exist_Non-FBC_ACI & GPM & SNCR & DRET | 0 | 0 | 0 | 0 | 0 | 0 | 0
00 Ret.Exist_Non-FBC_ACI & GPM & SNCR & NGC | 0 | 0 | 0 | 0 | 0 | 0 | 0
00 Ret.Exist_Non-FBC_ACI & GPM & WetFGD & SCR & CCS | 0 | 0 | 0 | 0 | 0 | 0 | 0
00 Ret.Exist_Non-FBC_ACI & NGC | 0 | 0 | 0 | 0 | 0 | 0 | 0
00 Ret.Exist_Non-FBC_ACI & SCR | 0 | 0 | 0 | 0 | 0 | 0 | 0
00 Ret.Exist_Non-FBC_ACI & SCR & C2G | 0 | 0 | 0 | 0 | 0 | 0 | 0
00 Ret.Exist_Non-FBC_ACI & SCR & DRET | 0 | 0 | 0 | 0 | 0 | 0 | 0
00 Ret.Exist_Non-FBC_ACI & SCR & NGC | 0 | 0 | 0 | 0 | 0 | 0 | 0
00 Ret.Exist_Non-FBC_ACI & SCR & WetFGD & CCS | 0 | 0 | 0 | 0 | 0 | 0 | 0
00 Ret.Exist_Non-FBC_ACI & SNCR | 0 | 0 | 0 | 0 | 0 | 0 | 0
00 Ret.Exist_Non-FBC_ACI & SNCR & C2G | 0 | 0 | 0 | 0 | 0 | 0 | 0
00 Ret.Exist_Non-FBC_ACI & SNCR & DRET | 0 | 0 | 0 | 0 | 0 | 0 | 0
00 Ret.Exist_Non-FBC_ACI & SNCR & NGC | 0 | 0 | 0 | 0 | 0 | 0 | 0
00 Ret.Exist_Non-FBC_ACI_DSI & C2G | 1270 | 0 | 0 | 0 | 0 | 0 | 0
00 Ret.Exist_Non-FBC_ACI_DSI & C2G & SCR | 0 | 0 | 0 | 0 | 0 | 0 | 0
00 Ret.Exist_Non-FBC_ACI_DSI & DCCS | 0 | 0 | 0 | 0 | 0 | 0 | 0
00 Ret.Exist_Non-FBC_ACI_DSI & DCCS & WetFGD & SCR & CCS | 0 | 0 | 0 | 0 | 0 | 0 | 0
00 Ret.Exist_Non-FBC_ACI_DSI & DRET | 0 | 0 | 0 | 0 | 0 | 0 | 0
00 Ret.Exist_Non-FBC_ACI_DSI & GPM | 0 | 0 | 0 | 0 | 0 | 0 | 0
00 Ret.Exist_Non-FBC_ACI_DSI & GPM & C2G | 0 | 0 | 0 | 0 | 0 | 0 | 0
00 Ret.Exist_Non-FBC_ACI_DSI & GPM & C2G & SCR | 0 | 0 | 0 | 0 | 0 | 0 | 0
00 Ret.Exist_Non-FBC_ACI_DSI & GPM & DRET | 0 | 0 | 0 | 0 | 0 | 0 | 0
00 Ret.Exist_Non-FBC_ACI_DSI & GPM & NGC | 0 | 0 | 0 | 0 | 0 | 0 | 0
00 Ret.Exist_Non-FBC_ACI_DSI & GPM & SCR | 0 | 0 | 0 | 0 | 0 | 0 | 0
00 Ret.Exist_Non-FBC_ACI_DSI & GPM & SCR & DRET | 0 | 0 | 0 | 0 | 0 | 0 | 0
00 Ret.Exist_Non-FBC_ACI_DSI & GPM & SCR & NGC | 0 | 0 | 0 | 0 | 0 | 0 | 0
00 Ret.Exist_Non-FBC_ACI_DSI & GPM & SNCR | 0 | 0 | 0 | 0 | 0 | 0 | 0
00 Ret.Exist_Non-FBC_ACI_DSI & GPM & SNCR & DRET | 0 | 0 | 0 | 0 | 0 | 0 | 0
00 Ret.Exist_Non-FBC_ACI_DSI & GPM & SNCR & NGC | 0 | 0 | 0 | 0 | 0 | 0 | 0
00 Ret.Exist_Non-FBC_ACI_DSI & GPM & WetFGD & SCR & CCS | 0 | 0 | 0 | 0 | 0 | 0 | 0
00 Ret.Exist_Non-FBC_ACI_DSI & NGC | 0 | 0 | 0 | 0 | 0 | 0 | 0
00 Ret.Exist_Non-FBC_ACI_DSI & SCR | 0 | 0 | 0 | 0 | 0 | 0 | 0
00 Ret.Exist_Non-FBC_ACI_DSI & SCR & C2G | 0 | 0 | 0 | 0 | 0 | 0 | 0
00 Ret.Exist_Non-FBC_ACI_DSI & SCR & DRET | 0 | 0 | 0 | 0 | 0 | 0 | 0
00 Ret.Exist_Non-FBC_ACI_DSI & SCR & NGC | 0 | 0 | 0 | 0 | 0 | 0 | 0
00 Ret.Exist_Non-FBC_ACI_DSI & SCR & WetFGD & CCS | 0 | 0 | 0 | 0 | 0 | 0 | 0
00 Ret.Exist_Non-FBC_ACI_DSI & SNCR | 0 | 0 | 0 | 0 | 0 | 0 | 0
00 Ret.Exist_Non-FBC_ACI_DSI & SNCR & C2G | 0 | 0 | 0 | 0 | 0 | 0 | 0
00 Ret.Exist_Non-FBC_ACI_DSI & SNCR & DRET | 0 | 0 | 0 | 0 | 0 | 0 | 0
00 Ret.Exist_Non-FBC_ACI_DSI & SNCR & NGC | 0 | 0 | 0 | 0 | 0 | 0 | 0
00 Ret.Exist_Non-FBC_DryFGD & C2G | 0 | 0 | 0 | 0 | 0 | 0 | 0
00 Ret.Exist_Non-FBC_DryFGD & C2G & SCR | 0 | 0 | 0 | 0 | 0 | 0 | 0
00 Ret.Exist_Non-FBC_DryFGD & DRET | 0 | 0 | 0 | 0 | 0 | 0 | 0
00 Ret.Exist_Non-FBC_DryFGD & GPM | 0 | 0 | 0 | 0 | 0 | 0 | 0
00 Ret.Exist_Non-FBC_DryFGD & GPM & C2G | 0 | 0 | 0 | 0 | 0 | 0 | 0
00 Ret.Exist_Non-FBC_DryFGD & GPM & C2G & SCR | 0 | 0 | 0 | 0 | 0 | 0 | 0
00 Ret.Exist_Non-FBC_DryFGD & GPM & DRET | 0 | 0 | 0 | 0 | 0 | 0 | 0
00 Ret.Exist_Non-FBC_DryFGD & GPM & NGC | 0 | 0 | 0 | 0 | 0 | 0 | 0
00 Ret.Exist_Non-FBC_DryFGD & GPM & SCR | 0 | 0 | 0 | 0 | 0 | 0 | 0
00 Ret.Exist_Non-FBC_DryFGD & GPM & SCR & CCS | 0 | 0 | 0 | 0 | 0 | 0 | 0
00 Ret.Exist_Non-FBC_DryFGD & GPM & SCR & DRET | 0 | 0 | 0 | 0 | 0 | 0 | 0
00 Ret.Exist_Non-FBC_DryFGD & GPM & SCR & NGC | 0 | 0 | 0 | 0 | 0 | 0 | 0
00 Ret.Exist_Non-FBC_DryFGD & GPM & SNCR | 0 | 0 | 0 | 0 | 0 | 0 | 0
00 Ret.Exist_Non-FBC_DryFGD & GPM & SNCR & DRET | 0 | 0 | 0 | 0 | 0 | 0 | 0
00 Ret.Exist_Non-FBC_DryFGD & GPM & SNCR & NGC | 0 | 0 | 0 | 0 | 0 | 0 | 0
00 Ret.Exist_Non-FBC_DryFGD & NGC | 0 | 0 | 0 | 0 | 0 | 0 | 0
00 Ret.Exist_Non-FBC_DryFGD & SCR | 0 | 0 | 0 | 0 | 0 | 0 | 0
00 Ret.Exist_Non-FBC_DryFGD & SCR & C2G | 0 | 0 | 0 | 0 | 0 | 0 | 0
00 Ret.Exist_Non-FBC_DryFGD & SCR & CCS | 0 | 0 | 0 | 0 | 0 | 0 | 0
00 Ret.Exist_Non-FBC_DryFGD & SCR & DRET | 0 | 0 | 0 | 0 | 0 | 0 | 0
00 Ret.Exist_Non-FBC_DryFGD & SCR & NGC | 0 | 0 | 0 | 0 | 0 | 0 | 0
00 Ret.Exist_Non-FBC_DryFGD & SNCR | 0 | 0 | 0 | 0 | 0 | 0 | 0
00 Ret.Exist_Non-FBC_DryFGD & SNCR & C2G | 0 | 0 | 0 | 0 | 0 | 0 | 0
00 Ret.Exist_Non-FBC_DryFGD & SNCR & DRET | 0 | 0 | 0 | 0 | 0 | 0 | 0
00 Ret.Exist_Non-FBC_DryFGD & SNCR & NGC | 0 | 0 | 0 | 0 | 0 | 0 | 0
00 Ret.Exist_Non-FBC_DryFGD_ACI & C2G | 0 | 0 | 0 | 0 | 0 | 0 | 0
00 Ret.Exist_Non-FBC_DryFGD_ACI & C2G & SCR | 0 | 0 | 0 | 0 | 0 | 0 | 0
00 Ret.Exist_Non-FBC_DryFGD_ACI & DCCS | 0 | 0 | 0 | 0 | 0 | 0 | 0
00 Ret.Exist_Non-FBC_DryFGD_ACI & DCCS & SCR & CCS | 0 | 0 | 0 | 0 | 0 | 0 | 0
00 Ret.Exist_Non-FBC_DryFGD_ACI & DRET | 0 | 0 | 0 | 0 | 0 | 0 | 0
00 Ret.Exist_Non-FBC_DryFGD_ACI & GPM | 0 | 0 | 0 | 0 | 0 | 0 | 0
00 Ret.Exist_Non-FBC_DryFGD_ACI & GPM & C2G | 0 | 0 | 0 | 0 | 0 | 0 | 0
00 Ret.Exist_Non-FBC_DryFGD_ACI & GPM & C2G & SCR | 0 | 0 | 0 | 0 | 0 | 0 | 0
00 Ret.Exist_Non-FBC_DryFGD_ACI & GPM & DRET | 0 | 0 | 0 | 0 | 0 | 0 | 0
00 Ret.Exist_Non-FBC_DryFGD_ACI & GPM & NGC | 0 | 0 | 0 | 0 | 0 | 0 | 0
00 Ret.Exist_Non-FBC_DryFGD_ACI & GPM & SCR | 0 | 0 | 0 | 0 | 0 | 0 | 0
00 Ret.Exist_Non-FBC_DryFGD_ACI & GPM & SCR & CCS | 0 | 0 | 0 | 0 | 0 | 0 | 0
00 Ret.Exist_Non-FBC_DryFGD_ACI & GPM & SCR & DRET | 0 | 0 | 0 | 0 | 0 | 0 | 0
00 Ret.Exist_Non-FBC_DryFGD_ACI & GPM & SCR & NGC | 0 | 0 | 0 | 0 | 0 | 0 | 0
00 Ret.Exist_Non-FBC_DryFGD_ACI & GPM & SNCR | 0 | 0 | 0 | 0 | 0 | 0 | 0
00 Ret.Exist_Non-FBC_DryFGD_ACI & GPM & SNCR & DRET | 0 | 0 | 0 | 0 | 0 | 0 | 0
00 Ret.Exist_Non-FBC_DryFGD_ACI & GPM & SNCR & NGC | 0 | 0 | 0 | 0 | 0 | 0 | 0
00 Ret.Exist_Non-FBC_DryFGD_ACI & NGC | 0 | 0 | 0 | 0 | 0 | 0 | 0
00 Ret.Exist_Non-FBC_DryFGD_ACI & SCR | 0 | 0 | 1514.2839 | 0 | 0 | 0 | 0
00 Ret.Exist_Non-FBC_DryFGD_ACI & SCR & C2G | 0 | 0 | 0 | 0 | 0 | 0 | 0
00 Ret.Exist_Non-FBC_DryFGD_ACI & SCR & CCS | 0 | 0 | 996.7335 | 0 | 0 | 0 | 0
00 Ret.Exist_Non-FBC_DryFGD_ACI & SCR & DRET | 0 | 0 | 0 | 0 | 0 | 0 | 0
00 Ret.Exist_Non-FBC_DryFGD_ACI & SCR & NGC | 0 | 0 | 0 | 0 | 0 | 0 | 0
00 Ret.Exist_Non-FBC_DryFGD_ACI & SNCR | 0 | 0 | 0 | 0 | 0 | 0 | 0
00 Ret.Exist_Non-FBC_DryFGD_ACI & SNCR & C2G | 0 | 0 | 0 | 0 | 0 | 0 | 0
00 Ret.Exist_Non-FBC_DryFGD_ACI & SNCR & DRET | 0 | 0 | 0 | 0 | 0 | 0 | 0
00 Ret.Exist_Non-FBC_DryFGD_ACI & SNCR & NGC | 0 | 0 | 0 | 0 | 0 | 0 | 0
00 Ret.Exist_Non-FBC_DryFGD_SCR & ACI | 0 | 0 | 0 | 0 | 0 | 0 | 0
00 Ret.Exist_Non-FBC_DryFGD_SCR & ACI & C2G | 0 | 0 | 0 | 0 | 0 | 0 | 0
00 Ret.Exist_Non-FBC_DryFGD_SCR & ACI & CCS | 0 | 0 | 0 | 0 | 0 | 0 | 0
00 Ret.Exist_Non-FBC_DryFGD_SCR & ACI & DRET | 0 | 0 | 0 | 0 | 0 | 0 | 0
00 Ret.Exist_Non-FBC_DryFGD_SCR & ACI & GPM | 0 | 0 | 0 | 0 | 0 | 0 | 0
00 Ret.Exist_Non-FBC_DryFGD_SCR & ACI & GPM & C2G | 0 | 0 | 0 | 0 | 0 | 0 | 0
00 Ret.Exist_Non-FBC_DryFGD_SCR & ACI & GPM & CCS | 0 | 0 | 0 | 0 | 0 | 0 | 0
00 Ret.Exist_Non-FBC_DryFGD_SCR & ACI & GPM & DRET | 0 | 0 | 0 | 0 | 0 | 0 | 0
00 Ret.Exist_Non-FBC_DryFGD_SCR & ACI & GPM & NGC | 0 | 0 | 0 | 0 | 0 | 0 | 0
00 Ret.Exist_Non-FBC_DryFGD_SCR & ACI & NGC | 0 | 0 | 0 | 0 | 0 | 0 | 0
00 Ret.Exist_Non-FBC_DryFGD_SCR & C2G | 0 | 0 | 0 | 0 | 0 | 0 | 0
00 Ret.Exist_Non-FBC_DryFGD_SCR & CCS | 0 | 0 | 0 | 0 | 0 | 0 | 0
00 Ret.Exist_Non-FBC_DryFGD_SCR & DRET | 0 | 0 | 0 | 0 | 0 | 0 | 0
00 Ret.Exist_Non-FBC_DryFGD_SCR & GPM | 0 | 0 | 0 | 0 | 0 | 0 | 0
00 Ret.Exist_Non-FBC_DryFGD_SCR & GPM & C2G | 0 | 0 | 0 | 0 | 0 | 0 | 0
00 Ret.Exist_Non-FBC_DryFGD_SCR & GPM & CCS | 0 | 0 | 0 | 0 | 0 | 0 | 0
00 Ret.Exist_Non-FBC_DryFGD_SCR & GPM & DRET | 0 | 0 | 0 | 0 | 0 | 0 | 0
00 Ret.Exist_Non-FBC_DryFGD_SCR & GPM & NGC | 0 | 0 | 0 | 0 | 0 | 0 | 0
00 Ret.Exist_Non-FBC_DryFGD_SCR & NGC | 0 | 0 | 0 | 0 | 0 | 0 | 0
00 Ret.Exist_Non-FBC_DryFGD_SCR_ACI & C2G | 499.9 | 0 | 0 | 0 | 0 | 0 | 0
00 Ret.Exist_Non-FBC_DryFGD_SCR_ACI & CCS | 0 | 259.4793 | 788.6371 | 0 | 0 | 0 | 0
00 Ret.Exist_Non-FBC_DryFGD_SCR_ACI & DCCS | 0 | 0 | 0 | 0 | 0 | 0 | 0
00 Ret.Exist_Non-FBC_DryFGD_SCR_ACI & DCCS & CCS | 0 | 0 | 0 | 0 | 0 | 0 | 0
00 Ret.Exist_Non-FBC_DryFGD_SCR_ACI & DRET | 0 | 0 | 0 | 0 | 0 | 0 | 0
00 Ret.Exist_Non-FBC_DryFGD_SCR_ACI & GPM | 0 | 0 | 0 | 0 | 0 | 0 | 0
00 Ret.Exist_Non-FBC_DryFGD_SCR_ACI & GPM & C2G | 0 | 0 | 0 | 0 | 0 | 0 | 0
00 Ret.Exist_Non-FBC_DryFGD_SCR_ACI & GPM & CCS | 0 | 0 | 0 | 0 | 0 | 0 | 0
00 Ret.Exist_Non-FBC_DryFGD_SCR_ACI & GPM & DRET | 0 | 0 | 0 | 0 | 0 | 0 | 0
00 Ret.Exist_Non-FBC_DryFGD_SCR_ACI & GPM & NGC | 0 | 0 | 0 | 0 | 0 | 0 | 0
00 Ret.Exist_Non-FBC_DryFGD_SCR_ACI & NGC | 0 | 0 | 0 | 0 | 0 | 0 | 0
00 Ret.Exist_Non-FBC_DryFGD_SCR_ACI_DSI & C2G | 0 | 0 | 0 | 0 | 0 | 0 | 0
00 Ret.Exist_Non-FBC_DryFGD_SCR_ACI_DSI & CCS | 0 | 0 | 0 | 0 | 0 | 0 | 0
00 Ret.Exist_Non-FBC_DryFGD_SCR_ACI_DSI & DCCS | 0 | 0 | 0 | 0 | 0 | 0 | 0
00 Ret.Exist_Non-FBC_DryFGD_SCR_ACI_DSI & DCCS & CCS | 0 | 0 | 0 | 0 | 0 | 0 | 0
00 Ret.Exist_Non-FBC_DryFGD_SCR_ACI_DSI & DRET | 0 | 0 | 0 | 0 | 0 | 0 | 0
00 Ret.Exist_Non-FBC_DryFGD_SCR_ACI_DSI & GPM | 0 | 0 | 0 | 0 | 0 | 0 | 0
00 Ret.Exist_Non-FBC_DryFGD_SCR_ACI_DSI & GPM & C2G | 0 | 0 | 0 | 0 | 0 | 0 | 0
00 Ret.Exist_Non-FBC_DryFGD_SCR_ACI_DSI & GPM & CCS | 0 | 0 | 0 | 0 | 0 | 0 | 0
00 Ret.Exist_Non-FBC_DryFGD_SCR_ACI_DSI & GPM & DRET | 0 | 0 | 0 | 0 | 0 | 0 | 0
00 Ret.Exist_Non-FBC_DryFGD_SCR_ACI_DSI & GPM & NGC | 0 | 0 | 0 | 0 | 0 | 0 | 0
00 Ret.Exist_Non-FBC_DryFGD_SCR_ACI_DSI & NGC | 0 | 0 | 0 | 0 | 0 | 0 | 0
00 Ret.Exist_Non-FBC_DryFGD_SCR_DSI & ACI | 0 | 0 | 0 | 0 | 0 | 0 | 0
00 Ret.Exist_Non-FBC_DryFGD_SCR_DSI & ACI & C2G | 0 | 0 | 0 | 0 | 0 | 0 | 0
00 Ret.Exist_Non-FBC_DryFGD_SCR_DSI & ACI & CCS | 0 | 0 | 0 | 0 | 0 | 0 | 0
00 Ret.Exist_Non-FBC_DryFGD_SCR_DSI & ACI & DRET | 0 | 0 | 0 | 0 | 0 | 0 | 0
00 Ret.Exist_Non-FBC_DryFGD_SCR_DSI & ACI & GPM | 0 | 0 | 0 | 0 | 0 | 0 | 0
00 Ret.Exist_Non-FBC_DryFGD_SCR_DSI & ACI & GPM & C2G | 0 | 0 | 0 | 0 | 0 | 0 | 0
00 Ret.Exist_Non-FBC_DryFGD_SCR_DSI & ACI & GPM & CCS | 0 | 0 | 0 | 0 | 0 | 0 | 0
00 Ret.Exist_Non-FBC_DryFGD_SCR_DSI & ACI & GPM & DRET | 0 | 0 | 0 | 0 | 0 | 0 | 0
00 Ret.Exist_Non-FBC_DryFGD_SCR_DSI & ACI & GPM & NGC | 0 | 0 | 0 | 0 | 0 | 0 | 0
00 Ret.Exist_Non-FBC_DryFGD_SCR_DSI & ACI & NGC | 0 | 0 | 0 | 0 | 0 | 0 | 0
00 Ret.Exist_Non-FBC_DryFGD_SCR_DSI & C2G | 0 | 0 | 0 | 0 | 0 | 0 | 0
00 Ret.Exist_Non-FBC_DryFGD_SCR_DSI & CCS | 0 | 0 | 0 | 0 | 0 | 0 | 0
00 Ret.Exist_Non-FBC_DryFGD_SCR_DSI & DRET | 0 | 0 | 0 | 0 | 0 | 0 | 0
00 Ret.Exist_Non-FBC_DryFGD_SCR_DSI & GPM | 0 | 0 | 0 | 0 | 0 | 0 | 0
00 Ret.Exist_Non-FBC_DryFGD_SCR_DSI & GPM & C2G | 0 | 0 | 0 | 0 | 0 | 0 | 0
00 Ret.Exist_Non-FBC_DryFGD_SCR_DSI & GPM & CCS | 0 | 0 | 0 | 0 | 0 | 0 | 0
00 Ret.Exist_Non-FBC_DryFGD_SCR_DSI & GPM & DRET | 0 | 0 | 0 | 0 | 0 | 0 | 0
00 Ret.Exist_Non-FBC_DryFGD_SCR_DSI & GPM & NGC | 0 | 0 | 0 | 0 | 0 | 0 | 0
00 Ret.Exist_Non-FBC_DryFGD_SCR_DSI & NGC | 0 | 0 | 0 | 0 | 0 | 0 | 0
00 Ret.Exist_Non-FBC_DryFGD_SNCR_ACI & C2G | 0 | 0 | 0 | 0 | 0 | 0 | 0
00 Ret.Exist_Non-FBC_DryFGD_SNCR_ACI & C2G & SCR | 0 | 0 | 0 | 0 | 0 | 0 | 0
00 Ret.Exist_Non-FBC_DryFGD_SNCR_ACI & DCCS | 0 | 0 | 0 | 0 | 0 | 0 | 0
00 Ret.Exist_Non-FBC_DryFGD_SNCR_ACI & DCCS & SCR & CCS | 0 | 0 | 0 | 0 | 0 | 0 | 0
00 Ret.Exist_Non-FBC_DryFGD_SNCR_ACI & DRET | 0 | 0 | 0 | 0 | 0 | 0 | 0
00 Ret.Exist_Non-FBC_DryFGD_SNCR_ACI & GPM | 0 | 0 | 0 | 0 | 0 | 0 | 0
00 Ret.Exist_Non-FBC_DryFGD_SNCR_ACI & GPM & C2G | 0 | 0 | 0 | 0 | 0 | 0 | 0
00 Ret.Exist_Non-FBC_DryFGD_SNCR_ACI & GPM & C2G & SCR | 0 | 0 | 0 | 0 | 0 | 0 | 0
00 Ret.Exist_Non-FBC_DryFGD_SNCR_ACI & GPM & DRET | 0 | 0 | 0 | 0 | 0 | 0 | 0
00 Ret.Exist_Non-FBC_DryFGD_SNCR_ACI & GPM & NGC | 0 | 0 | 0 | 0 | 0 | 0 | 0
00 Ret.Exist_Non-FBC_DryFGD_SNCR_ACI & GPM & SCR | 0 | 0 | 0 | 0 | 0 | 0 | 0
00 Ret.Exist_Non-FBC_DryFGD_SNCR_ACI & GPM & SCR & CCS | 0 | 0 | 0 | 0 | 0 | 0 | 0
00 Ret.Exist_Non-FBC_DryFGD_SNCR_ACI & GPM & SCR & DRET | 0 | 0 | 0 | 0 | 0 | 0 | 0
00 Ret.Exist_Non-FBC_DryFGD_SNCR_ACI & GPM & SCR & NGC | 0 | 0 | 0 | 0 | 0 | 0 | 0
00 Ret.Exist_Non-FBC_DryFGD_SNCR_ACI & NGC | 0 | 0 | 0 | 0 | 0 | 0 | 0
00 Ret.Exist_Non-FBC_DryFGD_SNCR_ACI & SCR | 0 | 0 | 0 | 0 | 0 | 0 | 0
00 Ret.Exist_Non-FBC_DryFGD_SNCR_ACI & SCR & C2G | 0 | 0 | 0 | 0 | 0 | 0 | 0
00 Ret.Exist_Non-FBC_DryFGD_SNCR_ACI & SCR & CCS | 0 | 0 | 0 | 0 | 0 | 0 | 0
00 Ret.Exist_Non-FBC_DryFGD_SNCR_ACI & SCR & DRET | 0 | 0 | 0 | 0 | 0 | 0 | 0
00 Ret.Exist_Non-FBC_DryFGD_SNCR_ACI & SCR & NGC | 0 | 0 | 0 | 0 | 0 | 0 | 0
00 Ret.Exist_Non-FBC_DryFGD_SNCR_ACI_DSI & C2G | 0 | 0 | 0 | 0 | 0 | 0 | 0
00 Ret.Exist_Non-FBC_DryFGD_SNCR_ACI_DSI & C2G & SCR | 0 | 0 | 0 | 0 | 0 | 0 | 0
00 Ret.Exist_Non-FBC_DryFGD_SNCR_ACI_DSI & DRET | 0 | 0 | 0 | 0 | 0 | 0 | 0
00 Ret.Exist_Non-FBC_DryFGD_SNCR_ACI_DSI & GPM | 0 | 0 | 0 | 0 | 0 | 0 | 0
00 Ret.Exist_Non-FBC_DryFGD_SNCR_ACI_DSI & GPM & C2G | 0 | 0 | 0 | 0 | 0 | 0 | 0
00 Ret.Exist_Non-FBC_DryFGD_SNCR_ACI_DSI & GPM & C2G & SCR | 0 | 0 | 0 | 0 | 0 | 0 | 0
00 Ret.Exist_Non-FBC_DryFGD_SNCR_ACI_DSI & GPM & DRET | 0 | 0 | 0 | 0 | 0 | 0 | 0
00 Ret.Exist_Non-FBC_DryFGD_SNCR_ACI_DSI & GPM & NGC | 0 | 0 | 0 | 0 | 0 | 0 | 0
00 Ret.Exist_Non-FBC_DryFGD_SNCR_ACI_DSI & GPM & SCR | 0 | 0 | 0 | 0 | 0 | 0 | 0
00 Ret.Exist_Non-FBC_DryFGD_SNCR_ACI_DSI & GPM & SCR & CCS | 0 | 0 | 0 | 0 | 0 | 0 | 0
00 Ret.Exist_Non-FBC_DryFGD_SNCR_ACI_DSI & GPM & SCR & DRET | 0 | 0 | 0 | 0 | 0 | 0 | 0
00 Ret.Exist_Non-FBC_DryFGD_SNCR_ACI_DSI & GPM & SCR & NGC | 0 | 0 | 0 | 0 | 0 | 0 | 0
00 Ret.Exist_Non-FBC_DryFGD_SNCR_ACI_DSI & NGC | 0 | 0 | 0 | 0 | 0 | 0 | 0
00 Ret.Exist_Non-FBC_DryFGD_SNCR_ACI_DSI & SCR | 0 | 0 | 0 | 0 | 0 | 0 | 0
00 Ret.Exist_Non-FBC_DryFGD_SNCR_ACI_DSI & SCR & C2G | 0 | 0 | 0 | 0 | 0 | 0 | 0
00 Ret.Exist_Non-FBC_DryFGD_SNCR_ACI_DSI & SCR & CCS | 0 | 0 | 0 | 0 | 0 | 0 | 0
00 Ret.Exist_Non-FBC_DryFGD_SNCR_ACI_DSI & SCR & DRET | 0 | 0 | 0 | 0 | 0 | 0 | 0
00 Ret.Exist_Non-FBC_DryFGD_SNCR_ACI_DSI & SCR & NGC | 0 | 0 | 0 | 0 | 0 | 0 | 0
00 Ret.Exist_Non-FBC_DSI & ACI | 0 | 0 | 0 | 0 | 0 | 0 | 0
00 Ret.Exist_Non-FBC_DSI & ACI & C2G | 0 | 0 | 0 | 0 | 0 | 0 | 0
00 Ret.Exist_Non-FBC_DSI & ACI & C2G & SCR | 0 | 0 | 0 | 0 | 0 | 0 | 0
00 Ret.Exist_Non-FBC_DSI & ACI & DRET | 0 | 0 | 0 | 0 | 0 | 0 | 0
00 Ret.Exist_Non-FBC_DSI & ACI & GPM | 0 | 0 | 0 | 0 | 0 | 0 | 0
00 Ret.Exist_Non-FBC_DSI & ACI & GPM & C2G | 0 | 0 | 0 | 0 | 0 | 0 | 0
00 Ret.Exist_Non-FBC_DSI & ACI & GPM & C2G & SCR | 0 | 0 | 0 | 0 | 0 | 0 | 0
00 Ret.Exist_Non-FBC_DSI & ACI & GPM & DRET | 0 | 0 | 0 | 0 | 0 | 0 | 0
00 Ret.Exist_Non-FBC_DSI & ACI & GPM & NGC | 0 | 0 | 0 | 0 | 0 | 0 | 0
00 Ret.Exist_Non-FBC_DSI & ACI & GPM & SCR | 0 | 0 | 0 | 0 | 0 | 0 | 0
00 Ret.Exist_Non-FBC_DSI & ACI & GPM & SCR & DRET | 0 | 0 | 0 | 0 | 0 | 0 | 0
00 Ret.Exist_Non-FBC_DSI & ACI & GPM & SCR & NGC | 0 | 0 | 0 | 0 | 0 | 0 | 0
00 Ret.Exist_Non-FBC_DSI & ACI & GPM & SNCR | 0 | 0 | 0 | 0 | 0 | 0 | 0
00 Ret.Exist_Non-FBC_DSI & ACI & GPM & SNCR & DRET | 0 | 0 | 0 | 0 | 0 | 0 | 0
00 Ret.Exist_Non-FBC_DSI & ACI & GPM & SNCR & NGC | 0 | 0 | 0 | 0 | 0 | 0 | 0
00 Ret.Exist_Non-FBC_DSI & ACI & GPM & WetFGD & SCR & CCS | 0 | 0 | 0 | 0 | 0 | 0 | 0
00 Ret.Exist_Non-FBC_DSI & ACI & NGC | 0 | 0 | 0 | 0 | 0 | 0 | 0
00 Ret.Exist_Non-FBC_DSI & ACI & SCR | 0 | 0 | 0 | 0 | 0 | 0 | 0
00 Ret.Exist_Non-FBC_DSI & ACI & SCR & DRET | 0 | 0 | 0 | 0 | 0 | 0 | 0
00 Ret.Exist_Non-FBC_DSI & ACI & SCR & NGC | 0 | 0 | 0 | 0 | 0 | 0 | 0
00 Ret.Exist_Non-FBC_DSI & ACI & SNCR | 0 | 0 | 0 | 0 | 0 | 0 | 0
00 Ret.Exist_Non-FBC_DSI & ACI & SNCR & DRET | 0 | 0 | 0 | 0 | 0 | 0 | 0
00 Ret.Exist_Non-FBC_DSI & ACI & SNCR & NGC | 0 | 0 | 0 | 0 | 0 | 0 | 0
00 Ret.Exist_Non-FBC_DSI & ACI & WetFGD & SCR & CCS | 0 | 0 | 0 | 0 | 0 | 0 | 0
00 Ret.Exist_Non-FBC_DSI & C2G | 0 | 0 | 0 | 0 | 0 | 0 | 0
00 Ret.Exist_Non-FBC_DSI & C2G & SCR | 0 | 0 | 0 | 0 | 0 | 0 | 0
00 Ret.Exist_Non-FBC_DSI & DRET | 0 | 0 | 0 | 0 | 0 | 0 | 0
00 Ret.Exist_Non-FBC_DSI & GPM | 0 | 0 | 0 | 0 | 0 | 0 | 0
00 Ret.Exist_Non-FBC_DSI & GPM & C2G | 0 | 0 | 0 | 0 | 0 | 0 | 0
00 Ret.Exist_Non-FBC_DSI & GPM & C2G & SCR | 0 | 0 | 0 | 0 | 0 | 0 | 0
00 Ret.Exist_Non-FBC_DSI & GPM & DRET | 0 | 0 | 0 | 0 | 0 | 0 | 0
00 Ret.Exist_Non-FBC_DSI & GPM & NGC | 0 | 0 | 0 | 0 | 0 | 0 | 0
00 Ret.Exist_Non-FBC_DSI & GPM & SCR | 0 | 0 | 0 | 0 | 0 | 0 | 0
00 Ret.Exist_Non-FBC_DSI & GPM & SCR & DRET | 0 | 0 | 0 | 0 | 0 | 0 | 0
00 Ret.Exist_Non-FBC_DSI & GPM & SCR & NGC | 0 | 0 | 0 | 0 | 0 | 0 | 0
00 Ret.Exist_Non-FBC_DSI & GPM & SNCR | 0 | 0 | 0 | 0 | 0 | 0 | 0
00 Ret.Exist_Non-FBC_DSI & GPM & SNCR & DRET | 0 | 0 | 0 | 0 | 0 | 0 | 0
00 Ret.Exist_Non-FBC_DSI & GPM & SNCR & NGC | 0 | 0 | 0 | 0 | 0 | 0 | 0
00 Ret.Exist_Non-FBC_DSI & GPM & WetFGD & SCR & CCS | 0 | 0 | 0 | 0 | 0 | 0 | 0
00 Ret.Exist_Non-FBC_DSI & NGC | 0 | 0 | 0 | 0 | 0 | 0 | 0
00 Ret.Exist_Non-FBC_DSI & SCR | 0 | 0 | 0 | 0 | 0 | 0 | 0
00 Ret.Exist_Non-FBC_DSI & SCR & C2G | 0 | 0 | 0 | 0 | 0 | 0 | 0
00 Ret.Exist_Non-FBC_DSI & SCR & DRET | 0 | 0 | 0 | 0 | 0 | 0 | 0
00 Ret.Exist_Non-FBC_DSI & SCR & NGC | 0 | 0 | 0 | 0 | 0 | 0 | 0
00 Ret.Exist_Non-FBC_DSI & SCR & WetFGD & CCS | 0 | 0 | 0 | 0 | 0 | 0 | 0
00 Ret.Exist_Non-FBC_DSI & SNCR | 0 | 0 | 0 | 0 | 0 | 0 | 0
00 Ret.Exist_Non-FBC_DSI & SNCR & C2G | 0 | 0 | 0 | 0 | 0 | 0 | 0
00 Ret.Exist_Non-FBC_DSI & SNCR & DRET | 0 | 0 | 0 | 0 | 0 | 0 | 0
00 Ret.Exist_Non-FBC_DSI & SNCR & NGC | 0 | 0 | 0 | 0 | 0 | 0 | 0
00 Ret.Exist_Non-FBC_NoCtrl & ACI | 0 | 0 | 0 | 0 | 0 | 0 | 0
00 Ret.Exist_Non-FBC_NoCtrl & ACI & C2G | 0 | 0 | 0 | 0 | 0 | 0 | 0
00 Ret.Exist_Non-FBC_NoCtrl & ACI & C2G & SCR | 0 | 0 | 0 | 0 | 0 | 0 | 0
00 Ret.Exist_Non-FBC_NoCtrl & ACI & DRET | 0 | 0 | 0 | 0 | 0 | 0 | 0
00 Ret.Exist_Non-FBC_NoCtrl & ACI & DSI | 0 | 0 | 0 | 0 | 0 | 0 | 0
00 Ret.Exist_Non-FBC_NoCtrl & ACI & DSI & C2G | 0 | 0 | 0 | 0 | 0 | 0 | 0
00 Ret.Exist_Non-FBC_NoCtrl & ACI & DSI & C2G & SCR | 0 | 0 | 0 | 0 | 0 | 0 | 0
00 Ret.Exist_Non-FBC_NoCtrl & ACI & DSI & DRET | 0 | 0 | 0 | 0 | 0 | 0 | 0
00 Ret.Exist_Non-FBC_NoCtrl & ACI & DSI & GPM | 0 | 0 | 0 | 0 | 0 | 0 | 0
00 Ret.Exist_Non-FBC_NoCtrl & ACI & DSI & GPM & C2G | 0 | 0 | 0 | 0 | 0 | 0 | 0
00 Ret.Exist_Non-FBC_NoCtrl & ACI & DSI & GPM & C2G & SCR | 0 | 0 | 0 | 0 | 0 | 0 | 0
00 Ret.Exist_Non-FBC_NoCtrl & ACI & DSI & GPM & DRET | 0 | 0 | 0 | 0 | 0 | 0 | 0
00 Ret.Exist_Non-FBC_NoCtrl & ACI & DSI & GPM & NGC | 0 | 0 | 0 | 0 | 0 | 0 | 0
00 Ret.Exist_Non-FBC_NoCtrl & ACI & DSI & GPM & SCR | 0 | 0 | 0 | 0 | 0 | 0 | 0
00 Ret.Exist_Non-FBC_NoCtrl & ACI & DSI & GPM & SCR & DRET | 0 | 0 | 0 | 0 | 0 | 0 | 0
00 Ret.Exist_Non-FBC_NoCtrl & ACI & DSI & GPM & SCR & NGC | 0 | 0 | 0 | 0 | 0 | 0 | 0
00 Ret.Exist_Non-FBC_NoCtrl & ACI & DSI & GPM & SNCR | 0 | 0 | 0 | 0 | 0 | 0 | 0
00 Ret.Exist_Non-FBC_NoCtrl & ACI & DSI & GPM & SNCR & DRET | 0 | 0 | 0 | 0 | 0 | 0 | 0
00 Ret.Exist_Non-FBC_NoCtrl & ACI & DSI & GPM & SNCR & NGC | 0 | 0 | 0 | 0 | 0 | 0 | 0
00 Ret.Exist_Non-FBC_NoCtrl & ACI & DSI & GPM & WetFGD & SCR & CCS | 0 | 0 | 0 | 0 | 0 | 0 | 0
00 Ret.Exist_Non-FBC_NoCtrl & ACI & DSI & NGC | 0 | 0 | 0 | 0 | 0 | 0 | 0
00 Ret.Exist_Non-FBC_NoCtrl & ACI & DSI & SCR | 0 | 0 | 0 | 0 | 0 | 0 | 0
00 Ret.Exist_Non-FBC_NoCtrl & ACI & DSI & SCR & DRET | 0 | 0 | 0 | 0 | 0 | 0 | 0
00 Ret.Exist_Non-FBC_NoCtrl & ACI & DSI & SCR & NGC | 0 | 0 | 0 | 0 | 0 | 0 | 0
00 Ret.Exist_Non-FBC_NoCtrl & ACI & DSI & SNCR | 0 | 0 | 0 | 0 | 0 | 0 | 0
00 Ret.Exist_Non-FBC_NoCtrl & ACI & DSI & SNCR & DRET | 0 | 0 | 0 | 0 | 0 | 0 | 0
00 Ret.Exist_Non-FBC_NoCtrl & ACI & DSI & SNCR & NGC | 0 | 0 | 0 | 0 | 0 | 0 | 0
00 Ret.Exist_Non-FBC_NoCtrl & ACI & DSI & WetFGD & SCR & CCS | 0 | 0 | 0 | 0 | 0 | 0 | 0
00 Ret.Exist_Non-FBC_NoCtrl & ACI & GPM | 0 | 0 | 0 | 0 | 0 | 0 | 0
00 Ret.Exist_Non-FBC_NoCtrl & ACI & GPM & C2G | 0 | 0 | 0 | 0 | 0 | 0 | 0
00 Ret.Exist_Non-FBC_NoCtrl & ACI & GPM & C2G & SCR | 0 | 0 | 0 | 0 | 0 | 0 | 0
00 Ret.Exist_Non-FBC_NoCtrl & ACI & GPM & DRET | 0 | 0 | 0 | 0 | 0 | 0 | 0
00 Ret.Exist_Non-FBC_NoCtrl & ACI & GPM & NGC | 0 | 0 | 0 | 0 | 0 | 0 | 0
00 Ret.Exist_Non-FBC_NoCtrl & ACI & GPM & SCR | 0 | 0 | 0 | 0 | 0 | 0 | 0
00 Ret.Exist_Non-FBC_NoCtrl & ACI & GPM & SCR & DRET | 0 | 0 | 0 | 0 | 0 | 0 | 0
00 Ret.Exist_Non-FBC_NoCtrl & ACI & GPM & SCR & NGC | 0 | 0 | 0 | 0 | 0 | 0 | 0
00 Ret.Exist_Non-FBC_NoCtrl & ACI & GPM & SNCR | 0 | 0 | 0 | 0 | 0 | 0 | 0
00 Ret.Exist_Non-FBC_NoCtrl & ACI & GPM & SNCR & DRET | 0 | 0 | 0 | 0 | 0 | 0 | 0
00 Ret.Exist_Non-FBC_NoCtrl & ACI & GPM & SNCR & NGC | 0 | 0 | 0 | 0 | 0 | 0 | 0
00 Ret.Exist_Non-FBC_NoCtrl & ACI & GPM & WetFGD & SCR & CCS | 0 | 0 | 0 | 0 | 0 | 0 | 0
00 Ret.Exist_Non-FBC_NoCtrl & ACI & NGC | 0 | 0 | 0 | 0 | 0 | 0 | 0
00 Ret.Exist_Non-FBC_NoCtrl & ACI & SCR | 0 | 0 | 0 | 0 | 0 | 0 | 0
00 Ret.Exist_Non-FBC_NoCtrl & ACI & SCR & DRET | 0 | 0 | 0 | 0 | 0 | 0 | 0
00 Ret.Exist_Non-FBC_NoCtrl & ACI & SCR & NGC | 0 | 0 | 0 | 0 | 0 | 0 | 0
00 Ret.Exist_Non-FBC_NoCtrl & ACI & SNCR | 0 | 0 | 0 | 0 | 0 | 0 | 0
00 Ret.Exist_Non-FBC_NoCtrl & ACI & SNCR & DRET | 0 | 0 | 0 | 0 | 0 | 0 | 0
00 Ret.Exist_Non-FBC_NoCtrl & ACI & SNCR & NGC | 0 | 0 | 0 | 0 | 0 | 0 | 0
00 Ret.Exist_Non-FBC_NoCtrl & ACI & WetFGD & SCR & CCS | 0 | 0 | 0 | 0 | 0 | 0 | 0
00 Ret.Exist_Non-FBC_NoCtrl & C2G | 0 | 0 | 0 | 0 | 0 | 0 | 0
00 Ret.Exist_Non-FBC_NoCtrl & C2G & SCR | 0 | 0 | 0 | 0 | 0 | 0 | 0
00 Ret.Exist_Non-FBC_NoCtrl & DCCS | 0 | 0 | 0 | 0 | 0 | 0 | 0
00 Ret.Exist_Non-FBC_NoCtrl & DCCS & WetFGD & SCR & CCS | 0 | 0 | 0 | 0 | 0 | 0 | 0
00 Ret.Exist_Non-FBC_NoCtrl & DRET | 0 | 0 | 0 | 0 | 0 | 0 | 0
00 Ret.Exist_Non-FBC_NoCtrl & DSI | 0 | 0 | 0 | 0 | 0 | 0 | 0
00 Ret.Exist_Non-FBC_NoCtrl & DSI & C2G | 0 | 0 | 0 | 0 | 0 | 0 | 0
00 Ret.Exist_Non-FBC_NoCtrl & DSI & C2G & SCR | 0 | 0 | 0 | 0 | 0 | 0 | 0
00 Ret.Exist_Non-FBC_NoCtrl & DSI & DRET | 0 | 0 | 0 | 0 | 0 | 0 | 0
00 Ret.Exist_Non-FBC_NoCtrl & DSI & GPM | 0 | 0 | 0 | 0 | 0 | 0 | 0
00 Ret.Exist_Non-FBC_NoCtrl & DSI & GPM & C2G | 0 | 0 | 0 | 0 | 0 | 0 | 0
00 Ret.Exist_Non-FBC_NoCtrl & DSI & GPM & C2G & SCR | 0 | 0 | 0 | 0 | 0 | 0 | 0
00 Ret.Exist_Non-FBC_NoCtrl & DSI & GPM & DRET | 0 | 0 | 0 | 0 | 0 | 0 | 0
00 Ret.Exist_Non-FBC_NoCtrl & DSI & GPM & NGC | 0 | 0 | 0 | 0 | 0 | 0 | 0
00 Ret.Exist_Non-FBC_NoCtrl & DSI & GPM & SCR | 0 | 0 | 0 | 0 | 0 | 0 | 0
00 Ret.Exist_Non-FBC_NoCtrl & DSI & GPM & SCR & DRET | 0 | 0 | 0 | 0 | 0 | 0 | 0
00 Ret.Exist_Non-FBC_NoCtrl & DSI & GPM & SCR & NGC | 0 | 0 | 0 | 0 | 0 | 0 | 0
00 Ret.Exist_Non-FBC_NoCtrl & DSI & GPM & SNCR | 0 | 0 | 0 | 0 | 0 | 0 | 0
00 Ret.Exist_Non-FBC_NoCtrl & DSI & GPM & SNCR & DRET | 0 | 0 | 0 | 0 | 0 | 0 | 0
00 Ret.Exist_Non-FBC_NoCtrl & DSI & GPM & SNCR & NGC | 0 | 0 | 0 | 0 | 0 | 0 | 0
00 Ret.Exist_Non-FBC_NoCtrl & DSI & GPM & WetFGD & SCR & CCS | 0 | 0 | 0 | 0 | 0 | 0 | 0
00 Ret.Exist_Non-FBC_NoCtrl & DSI & NGC | 0 | 0 | 0 | 0 | 0 | 0 | 0
00 Ret.Exist_Non-FBC_NoCtrl & DSI & SCR | 0 | 0 | 0 | 0 | 0 | 0 | 0
00 Ret.Exist_Non-FBC_NoCtrl & DSI & SCR & DRET | 0 | 0 | 0 | 0 | 0 | 0 | 0
00 Ret.Exist_Non-FBC_NoCtrl & DSI & SCR & NGC | 0 | 0 | 0 | 0 | 0 | 0 | 0
00 Ret.Exist_Non-FBC_NoCtrl & DSI & SNCR | 0 | 0 | 0 | 0 | 0 | 0 | 0
00 Ret.Exist_Non-FBC_NoCtrl & DSI & SNCR & DRET | 0 | 0 | 0 | 0 | 0 | 0 | 0
00 Ret.Exist_Non-FBC_NoCtrl & DSI & SNCR & NGC | 0 | 0 | 0 | 0 | 0 | 0 | 0
00 Ret.Exist_Non-FBC_NoCtrl & DSI & WetFGD & SCR & CCS | 0 | 0 | 0 | 0 | 0 | 0 | 0
00 Ret.Exist_Non-FBC_NoCtrl & GPM | 0 | 0 | 0 | 0 | 0 | 0 | 0
00 Ret.Exist_Non-FBC_NoCtrl & GPM & C2G | 0 | 0 | 0 | 0 | 0 | 0 | 0
00 Ret.Exist_Non-FBC_NoCtrl & GPM & C2G & SCR | 0 | 0 | 0 | 0 | 0 | 0 | 0
00 Ret.Exist_Non-FBC_NoCtrl & GPM & DRET | 0 | 0 | 0 | 0 | 0 | 0 | 0
00 Ret.Exist_Non-FBC_NoCtrl & GPM & NGC | 0 | 0 | 0 | 0 | 0 | 0 | 0
00 Ret.Exist_Non-FBC_NoCtrl & GPM & SCR | 0 | 0 | 0 | 0 | 0 | 0 | 0
00 Ret.Exist_Non-FBC_NoCtrl & GPM & SCR & DRET | 0 | 0 | 0 | 0 | 0 | 0 | 0
00 Ret.Exist_Non-FBC_NoCtrl & GPM & SCR & NGC | 0 | 0 | 0 | 0 | 0 | 0 | 0
00 Ret.Exist_Non-FBC_NoCtrl & GPM & SNCR | 0 | 0 | 0 | 0 | 0 | 0 | 0
00 Ret.Exist_Non-FBC_NoCtrl & GPM & SNCR & DRET | 0 | 0 | 0 | 0 | 0 | 0 | 0
00 Ret.Exist_Non-FBC_NoCtrl & GPM & SNCR & NGC | 0 | 0 | 0 | 0 | 0 | 0 | 0
00 Ret.Exist_Non-FBC_NoCtrl & GPM & WetFGD & SCR & CCS | 0 | 0 | 0 | 0 | 0 | 0 | 0
00 Ret.Exist_Non-FBC_NoCtrl & NGC | 0 | 0 | 0 | 0 | 0 | 0 | 0
00 Ret.Exist_Non-FBC_NoCtrl & SCR | 0 | 0 | 0 | 0 | 0 | 0 | 0
00 Ret.Exist_Non-FBC_NoCtrl & SCR & C2G | 0 | 0 | 0 | 0 | 0 | 0 | 0
00 Ret.Exist_Non-FBC_NoCtrl & SCR & DRET | 0 | 0 | 0 | 0 | 0 | 0 | 0
00 Ret.Exist_Non-FBC_NoCtrl & SCR & NGC | 0 | 0 | 0 | 0 | 0 | 0 | 0
00 Ret.Exist_Non-FBC_NoCtrl & SCR & WetFGD & CCS | 0 | 0 | 0 | 0 | 0 | 0 | 0
00 Ret.Exist_Non-FBC_NoCtrl & SNCR | 0 | 0 | 0 | 0 | 0 | 0 | 0
00 Ret.Exist_Non-FBC_NoCtrl & SNCR & C2G | 0 | 0 | 0 | 0 | 0 | 0 | 0
00 Ret.Exist_Non-FBC_NoCtrl & SNCR & DRET | 0 | 0 | 0 | 0 | 0 | 0 | 0
00 Ret.Exist_Non-FBC_NoCtrl & SNCR & NGC | 0 | 0 | 0 | 0 | 0 | 0 | 0
00 Ret.Exist_Non-FBC_SCR_ACI & C2G | 0 | 0 | 0 | 0 | 0 | 0 | 0
00 Ret.Exist_Non-FBC_SCR_ACI & DCCS | 0 | 0 | 0 | 0 | 0 | 0 | 0
00 Ret.Exist_Non-FBC_SCR_ACI & DCCS & WetFGD & CCS | 0 | 0 | 0 | 0 | 0 | 0 | 0
00 Ret.Exist_Non-FBC_SCR_ACI & DRET | 0 | 0 | 0 | 0 | 0 | 0 | 0
00 Ret.Exist_Non-FBC_SCR_ACI & DSI | 0 | 0 | 0 | 0 | 0 | 0 | 0
00 Ret.Exist_Non-FBC_SCR_ACI & DSI & C2G | 0 | 0 | 0 | 0 | 0 | 0 | 0
00 Ret.Exist_Non-FBC_SCR_ACI & DSI & DRET | 0 | 0 | 0 | 0 | 0 | 0 | 0
00 Ret.Exist_Non-FBC_SCR_ACI & DSI & GPM | 0 | 0 | 0 | 0 | 0 | 0 | 0
00 Ret.Exist_Non-FBC_SCR_ACI & DSI & GPM & C2G | 0 | 0 | 0 | 0 | 0 | 0 | 0
00 Ret.Exist_Non-FBC_SCR_ACI & DSI & GPM & DRET | 0 | 0 | 0 | 0 | 0 | 0 | 0
00 Ret.Exist_Non-FBC_SCR_ACI & DSI & GPM & NGC | 0 | 0 | 0 | 0 | 0 | 0 | 0
00 Ret.Exist_Non-FBC_SCR_ACI & DSI & GPM & WetFGD & CCS | 0 | 0 | 0 | 0 | 0 | 0 | 0
00 Ret.Exist_Non-FBC_SCR_ACI & DSI & NGC | 0 | 0 | 0 | 0 | 0 | 0 | 0
00 Ret.Exist_Non-FBC_SCR_ACI & DSI & WetFGD & CCS | 0 | 0 | 0 | 0 | 0 | 0 | 0
00 Ret.Exist_Non-FBC_SCR_ACI & GPM | 0 | 0 | 0 | 0 | 0 | 0 | 0
00 Ret.Exist_Non-FBC_SCR_ACI & GPM & C2G | 0 | 0 | 0 | 0 | 0 | 0 | 0
00 Ret.Exist_Non-FBC_SCR_ACI & GPM & DRET | 0 | 0 | 0 | 0 | 0 | 0 | 0
00 Ret.Exist_Non-FBC_SCR_ACI & GPM & NGC | 0 | 0 | 0 | 0 | 0 | 0 | 0
00 Ret.Exist_Non-FBC_SCR_ACI & GPM & WetFGD & CCS | 0 | 0 | 0 | 0 | 0 | 0 | 0
00 Ret.Exist_Non-FBC_SCR_ACI & NGC | 0 | 0 | 0 | 0 | 0 | 0 | 0
00 Ret.Exist_Non-FBC_SCR_ACI & WetFGD & CCS | 0 | 0 | 0 | 0 | 0 | 0 | 0
00 Ret.Exist_Non-FBC_SCR_ACI_DSI & C2G | 0 | 0 | 0 | 0 | 0 | 0 | 0
00 Ret.Exist_Non-FBC_SCR_ACI_DSI & DCCS | 0 | 0 | 0 | 0 | 0 | 0 | 0
00 Ret.Exist_Non-FBC_SCR_ACI_DSI & DCCS & WetFGD & CCS | 0 | 0 | 0 | 0 | 0 | 0 | 0
00 Ret.Exist_Non-FBC_SCR_ACI_DSI & DRET | 0 | 0 | 0 | 0 | 0 | 0 | 0
00 Ret.Exist_Non-FBC_SCR_ACI_DSI & GPM | 0 | 0 | 0 | 0 | 0 | 0 | 0
00 Ret.Exist_Non-FBC_SCR_ACI_DSI & GPM & C2G | 0 | 0 | 0 | 0 | 0 | 0 | 0
00 Ret.Exist_Non-FBC_SCR_ACI_DSI & GPM & DRET | 0 | 0 | 0 | 0 | 0 | 0 | 0
00 Ret.Exist_Non-FBC_SCR_ACI_DSI & GPM & NGC | 0 | 0 | 0 | 0 | 0 | 0 | 0
00 Ret.Exist_Non-FBC_SCR_ACI_DSI & GPM & WetFGD & CCS | 0 | 0 | 0 | 0 | 0 | 0 | 0
00 Ret.Exist_Non-FBC_SCR_ACI_DSI & NGC | 0 | 0 | 0 | 0 | 0 | 0 | 0
00 Ret.Exist_Non-FBC_SCR_ACI_DSI & WetFGD & CCS | 0 | 0 | 0 | 0 | 0 | 0 | 0
00 Ret.Exist_Non-FBC_SNCR_ACI & C2G | 0 | 0 | 0 | 0 | 0 | 0 | 0
00 Ret.Exist_Non-FBC_SNCR_ACI & C2G & SCR | 0 | 0 | 0 | 0 | 0 | 0 | 0
00 Ret.Exist_Non-FBC_SNCR_ACI & DRET | 0 | 0 | 0 | 0 | 0 | 0 | 0
00 Ret.Exist_Non-FBC_SNCR_ACI & DSI | 0 | 0 | 0 | 0 | 0 | 0 | 0
00 Ret.Exist_Non-FBC_SNCR_ACI & DSI & C2G | 0 | 0 | 0 | 0 | 0 | 0 | 0
00 Ret.Exist_Non-FBC_SNCR_ACI & DSI & C2G & SCR | 0 | 0 | 0 | 0 | 0 | 0 | 0
00 Ret.Exist_Non-FBC_SNCR_ACI & DSI & DRET | 0 | 0 | 0 | 0 | 0 | 0 | 0
00 Ret.Exist_Non-FBC_SNCR_ACI & DSI & NGC | 0 | 0 | 0 | 0 | 0 | 0 | 0
00 Ret.Exist_Non-FBC_SNCR_ACI & DSI & SCR | 0 | 0 | 0 | 0 | 0 | 0 | 0
00 Ret.Exist_Non-FBC_SNCR_ACI & DSI & SCR & DRET | 0 | 0 | 0 | 0 | 0 | 0 | 0
00 Ret.Exist_Non-FBC_SNCR_ACI & DSI & SCR & NGC | 0 | 0 | 0 | 0 | 0 | 0 | 0
00 Ret.Exist_Non-FBC_SNCR_ACI & DSI & WetFGD & SCR & CCS | 0 | 0 | 0 | 0 | 0 | 0 | 0
00 Ret.Exist_Non-FBC_SNCR_ACI & GPM | 0 | 0 | 0 | 0 | 0 | 0 | 0
00 Ret.Exist_Non-FBC_SNCR_ACI & GPM & C2G | 0 | 0 | 0 | 0 | 0 | 0 | 0
00 Ret.Exist_Non-FBC_SNCR_ACI & GPM & C2G & SCR | 0 | 0 | 0 | 0 | 0 | 0 | 0
00 Ret.Exist_Non-FBC_SNCR_ACI & GPM & DRET | 0 | 0 | 0 | 0 | 0 | 0 | 0
00 Ret.Exist_Non-FBC_SNCR_ACI & GPM & NGC | 0 | 0 | 0 | 0 | 0 | 0 | 0
00 Ret.Exist_Non-FBC_SNCR_ACI & GPM & SCR | 0 | 0 | 0 | 0 | 0 | 0 | 0
00 Ret.Exist_Non-FBC_SNCR_ACI & GPM & SCR & DRET | 0 | 0 | 0 | 0 | 0 | 0 | 0
00 Ret.Exist_Non-FBC_SNCR_ACI & GPM & SCR & NGC | 0 | 0 | 0 | 0 | 0 | 0 | 0
00 Ret.Exist_Non-FBC_SNCR_ACI & GPM & WetFGD & SCR & CCS | 0 | 0 | 0 | 0 | 0 | 0 | 0
00 Ret.Exist_Non-FBC_SNCR_ACI & NGC | 0 | 0 | 0 | 0 | 0 | 0 | 0
00 Ret.Exist_Non-FBC_SNCR_ACI & SCR | 0 | 0 | 0 | 0 | 0 | 0 | 0
00 Ret.Exist_Non-FBC_SNCR_ACI & SCR & C2G | 0 | 0 | 0 | 0 | 0 | 0 | 0
00 Ret.Exist_Non-FBC_SNCR_ACI & SCR & DRET | 0 | 0 | 0 | 0 | 0 | 0 | 0
00 Ret.Exist_Non-FBC_SNCR_ACI & SCR & NGC | 0 | 0 | 0 | 0 | 0 | 0 | 0
00 Ret.Exist_Non-FBC_SNCR_ACI & SCR & WetFGD & CCS | 0 | 0 | 0 | 0 | 0 | 0 | 0
00 Ret.Exist_Non-FBC_SNCR_ACI_DSI & C2G | 1033 | 0 | 0 | 0 | 0 | 0 | 0
00 Ret.Exist_Non-FBC_SNCR_ACI_DSI & C2G & SCR | 0 | 0 | 0 | 0 | 0 | 0 | 0
00 Ret.Exist_Non-FBC_SNCR_ACI_DSI & DCCS | 0 | 0 | 0 | 0 | 0 | 0 | 0
00 Ret.Exist_Non-FBC_SNCR_ACI_DSI & DCCS & WetFGD & SCR & CCS | 0 | 0 | 0 | 0 | 0 | 0 | 0
00 Ret.Exist_Non-FBC_SNCR_ACI_DSI & DRET | 0 | 0 | 0 | 0 | 0 | 0 | 0
00 Ret.Exist_Non-FBC_SNCR_ACI_DSI & GPM | 0 | 0 | 0 | 0 | 0 | 0 | 0
00 Ret.Exist_Non-FBC_SNCR_ACI_DSI & GPM & C2G | 0 | 0 | 0 | 0 | 0 | 0 | 0
00 Ret.Exist_Non-FBC_SNCR_ACI_DSI & GPM & C2G & SCR | 0 | 0 | 0 | 0 | 0 | 0 | 0
00 Ret.Exist_Non-FBC_SNCR_ACI_DSI & GPM & DRET | 0 | 0 | 0 | 0 | 0 | 0 | 0
00 Ret.Exist_Non-FBC_SNCR_ACI_DSI & GPM & NGC | 0 | 0 | 0 | 0 | 0 | 0 | 0
00 Ret.Exist_Non-FBC_SNCR_ACI_DSI & GPM & SCR | 0 | 0 | 0 | 0 | 0 | 0 | 0
00 Ret.Exist_Non-FBC_SNCR_ACI_DSI & GPM & SCR & DRET | 0 | 0 | 0 | 0 | 0 | 0 | 0
00 Ret.Exist_Non-FBC_SNCR_ACI_DSI & GPM & SCR & NGC | 0 | 0 | 0 | 0 | 0 | 0 | 0
00 Ret.Exist_Non-FBC_SNCR_ACI_DSI & GPM & WetFGD & SCR & CCS | 0 | 0 | 0 | 0 | 0 | 0 | 0
00 Ret.Exist_Non-FBC_SNCR_ACI_DSI & NGC | 0 | 0 | 0 | 0 | 0 | 0 | 0
00 Ret.Exist_Non-FBC_SNCR_ACI_DSI & SCR | 0 | 0 | 0 | 0 | 0 | 0 | 0
00 Ret.Exist_Non-FBC_SNCR_ACI_DSI & SCR & C2G | 0 | 0 | 0 | 0 | 0 | 0 | 0
00 Ret.Exist_Non-FBC_SNCR_ACI_DSI & SCR & DRET | 0 | 0 | 0 | 0 | 0 | 0 | 0
00 Ret.Exist_Non-FBC_SNCR_ACI_DSI & SCR & NGC | 0 | 0 | 0 | 0 | 0 | 0 | 0
00 Ret.Exist_Non-FBC_SNCR_ACI_DSI & SCR & WetFGD & CCS | 0 | 0 | 0 | 0 | 0 | 0 | 0
00 Ret.Exist_Non-FBC_WetFGD & ACI | 0 | 0 | 0 | 0 | 0 | 0 | 0
00 Ret.Exist_Non-FBC_WetFGD & ACI & C2G | 0 | 0 | 0 | 0 | 0 | 0 | 0
00 Ret.Exist_Non-FBC_WetFGD & ACI & C2G & SCR | 0 | 0 | 0 | 0 | 0 | 0 | 0
00 Ret.Exist_Non-FBC_WetFGD & ACI & DRET | 0 | 0 | 0 | 0 | 0 | 0 | 0
00 Ret.Exist_Non-FBC_WetFGD & ACI & GPM | 0 | 0 | 0 | 0 | 0 | 0 | 0
00 Ret.Exist_Non-FBC_WetFGD & ACI & GPM & C2G | 0 | 0 | 0 | 0 | 0 | 0 | 0
00 Ret.Exist_Non-FBC_WetFGD & ACI & GPM & C2G & SCR | 0 | 0 | 0 | 0 | 0 | 0 | 0
00 Ret.Exist_Non-FBC_WetFGD & ACI & GPM & DRET | 0 | 0 | 0 | 0 | 0 | 0 | 0
00 Ret.Exist_Non-FBC_WetFGD & ACI & GPM & NGC | 0 | 0 | 0 | 0 | 0 | 0 | 0
00 Ret.Exist_Non-FBC_WetFGD & ACI & GPM & SCR | 0 | 0 | 0 | 0 | 0 | 0 | 0
00 Ret.Exist_Non-FBC_WetFGD & ACI & GPM & SCR & CCS | 0 | 0 | 0 | 0 | 0 | 0 | 0
00 Ret.Exist_Non-FBC_WetFGD & ACI & GPM & SCR & DRET | 0 | 0 | 0 | 0 | 0 | 0 | 0
00 Ret.Exist_Non-FBC_WetFGD & ACI & GPM & SCR & NGC | 0 | 0 | 0 | 0 | 0 | 0 | 0
00 Ret.Exist_Non-FBC_WetFGD & ACI & GPM & SNCR | 0 | 0 | 0 | 0 | 0 | 0 | 0
00 Ret.Exist_Non-FBC_WetFGD & ACI & GPM & SNCR & DRET | 0 | 0 | 0 | 0 | 0 | 0 | 0
00 Ret.Exist_Non-FBC_WetFGD & ACI & GPM & SNCR & NGC | 0 | 0 | 0 | 0 | 0 | 0 | 0
00 Ret.Exist_Non-FBC_WetFGD & ACI & NGC | 0 | 0 | 0 | 0 | 0 | 0 | 0
00 Ret.Exist_Non-FBC_WetFGD & ACI & SCR | 0 | 0 | 0 | 0 | 0 | 0 | 0
00 Ret.Exist_Non-FBC_WetFGD & ACI & SCR & CCS | 0 | 0 | 0 | 0 | 0 | 0 | 0
00 Ret.Exist_Non-FBC_WetFGD & ACI & SCR & DRET | 0 | 0 | 0 | 0 | 0 | 0 | 0
00 Ret.Exist_Non-FBC_WetFGD & ACI & SCR & NGC | 0 | 0 | 0 | 0 | 0 | 0 | 0
00 Ret.Exist_Non-FBC_WetFGD & ACI & SNCR | 0 | 0 | 0 | 0 | 0 | 0 | 0
00 Ret.Exist_Non-FBC_WetFGD & ACI & SNCR & DRET | 0 | 0 | 0 | 0 | 0 | 0 | 0
00 Ret.Exist_Non-FBC_WetFGD & ACI & SNCR & NGC | 0 | 0 | 0 | 0 | 0 | 0 | 0
00 Ret.Exist_Non-FBC_WetFGD & C2G | 0 | 0 | 0 | 0 | 0 | 0 | 0
00 Ret.Exist_Non-FBC_WetFGD & C2G & SCR | 0 | 0 | 0 | 0 | 0 | 0 | 0
00 Ret.Exist_Non-FBC_WetFGD & DRET | 0 | 0 | 0 | 0 | 0 | 0 | 0
00 Ret.Exist_Non-FBC_WetFGD & DCCS | 0 | 0 | 0 | 0 | 0 | 0 | 0
00 Ret.Exist_Non-FBC_WetFGD & DCCS & SCR & CCS | 0 | 0 | 0 | 0 | 0 | 0 | 0
00 Ret.Exist_Non-FBC_WetFGD & GPM | 0 | 0 | 0 | 0 | 0 | 0 | 0
00 Ret.Exist_Non-FBC_WetFGD & GPM & C2G | 0 | 0 | 0 | 0 | 0 | 0 | 0
00 Ret.Exist_Non-FBC_WetFGD & GPM & C2G & SCR | 0 | 0 | 0 | 0 | 0 | 0 | 0
00 Ret.Exist_Non-FBC_WetFGD & GPM & DRET | 0 | 0 | 0 | 0 | 0 | 0 | 0
00 Ret.Exist_Non-FBC_WetFGD & GPM & NGC | 0 | 0 | 0 | 0 | 0 | 0 | 0
00 Ret.Exist_Non-FBC_WetFGD & GPM & SCR | 0 | 0 | 0 | 0 | 0 | 0 | 0
00 Ret.Exist_Non-FBC_WetFGD & GPM & SCR & CCS | 0 | 0 | 0 | 0 | 0 | 0 | 0
00 Ret.Exist_Non-FBC_WetFGD & GPM & SCR & DRET | 0 | 0 | 0 | 0 | 0 | 0 | 0
00 Ret.Exist_Non-FBC_WetFGD & GPM & SCR & NGC | 0 | 0 | 0 | 0 | 0 | 0 | 0
00 Ret.Exist_Non-FBC_WetFGD & GPM & SNCR | 0 | 0 | 0 | 0 | 0 | 0 | 0
00 Ret.Exist_Non-FBC_WetFGD & GPM & SNCR & DRET | 0 | 0 | 0 | 0 | 0 | 0 | 0
00 Ret.Exist_Non-FBC_WetFGD & GPM & SNCR & NGC | 0 | 0 | 0 | 0 | 0 | 0 | 0
00 Ret.Exist_Non-FBC_WetFGD & NGC | 0 | 0 | 0 | 0 | 0 | 0 | 0
00 Ret.Exist_Non-FBC_WetFGD & SCR | 0 | 0 | 0 | 0 | 0 | 0 | 0
00 Ret.Exist_Non-FBC_WetFGD & SCR & C2G | 0 | 0 | 0 | 0 | 0 | 0 | 0
00 Ret.Exist_Non-FBC_WetFGD & SCR & CCS | 0 | 0 | 0 | 0 | 0 | 0 | 0
00 Ret.Exist_Non-FBC_WetFGD & SCR & DRET | 0 | 0 | 0 | 0 | 0 | 0 | 0
00 Ret.Exist_Non-FBC_WetFGD & SCR & NGC | 0 | 0 | 0 | 0 | 0 | 0 | 0
00 Ret.Exist_Non-FBC_WetFGD & SNCR | 0 | 0 | 0 | 0 | 0 | 0 | 0
00 Ret.Exist_Non-FBC_WetFGD & SNCR & C2G | 0 | 0 | 0 | 0 | 0 | 0 | 0
00 Ret.Exist_Non-FBC_WetFGD & SNCR & DRET | 0 | 0 | 0 | 0 | 0 | 0 | 0
00 Ret.Exist_Non-FBC_WetFGD & SNCR & NGC | 0 | 0 | 0 | 0 | 0 | 0 | 0
00 Ret.Exist_Non-FBC_WetFGD_ACI & C2G | 1070 | 0 | 0 | 0 | 0 | 0 | 0
00 Ret.Exist_Non-FBC_WetFGD_ACI & C2G & SCR | 0 | 0 | 0 | 0 | 0 | 0 | 0
00 Ret.Exist_Non-FBC_WetFGD_ACI & DCCS | 0 | 0 | 0 | 0 | 0 | 0 | 0
00 Ret.Exist_Non-FBC_WetFGD_ACI & DCCS & SCR & CCS | 0 | 0 | 0 | 0 | 0 | 0 | 0
00 Ret.Exist_Non-FBC_WetFGD_ACI & DRET | 0 | 0 | 0 | 0 | 0 | 0 | 0
00 Ret.Exist_Non-FBC_WetFGD_ACI & GPM | 0 | 0 | 0 | 0 | 0 | 0 | 0
00 Ret.Exist_Non-FBC_WetFGD_ACI & GPM & C2G | 0 | 0 | 0 | 0 | 0 | 0 | 0
00 Ret.Exist_Non-FBC_WetFGD_ACI & GPM & C2G & SCR | 0 | 0 | 0 | 0 | 0 | 0 | 0
00 Ret.Exist_Non-FBC_WetFGD_ACI & GPM & DRET | 0 | 0 | 0 | 0 | 0 | 0 | 0
00 Ret.Exist_Non-FBC_WetFGD_ACI & GPM & NGC | 0 | 0 | 0 | 0 | 0 | 0 | 0
00 Ret.Exist_Non-FBC_WetFGD_ACI & GPM & SCR | 0 | 0 | 0 | 0 | 0 | 0 | 0
00 Ret.Exist_Non-FBC_WetFGD_ACI & GPM & SCR & CCS | 0 | 0 | 0 | 0 | 0 | 0 | 0
00 Ret.Exist_Non-FBC_WetFGD_ACI & GPM & SCR & DRET | 0 | 0 | 0 | 0 | 0 | 0 | 0
00 Ret.Exist_Non-FBC_WetFGD_ACI & GPM & SCR & NGC | 0 | 0 | 0 | 0 | 0 | 0 | 0
00 Ret.Exist_Non-FBC_WetFGD_ACI & GPM & SNCR | 0 | 0 | 0 | 0 | 0 | 0 | 0
00 Ret.Exist_Non-FBC_WetFGD_ACI & GPM & SNCR & DRET | 0 | 0 | 0 | 0 | 0 | 0 | 0
00 Ret.Exist_Non-FBC_WetFGD_ACI & GPM & SNCR & NGC | 0 | 0 | 0 | 0 | 0 | 0 | 0
00 Ret.Exist_Non-FBC_WetFGD_ACI & NGC | 0 | 0 | 0 | 0 | 0 | 0 | 0
00 Ret.Exist_Non-FBC_WetFGD_ACI & SCR | 374.7878 | 0 | 1348.3492 | 0 | 0 | 0 | 0
00 Ret.Exist_Non-FBC_WetFGD_ACI & SCR & C2G | 0 | 0 | 0 | 0 | 0 | 0 | 0
00 Ret.Exist_Non-FBC_WetFGD_ACI & SCR & CCS | 0 | 0 | 892.3395 | 0 | 0 | 0 | 0
00 Ret.Exist_Non-FBC_WetFGD_ACI & SCR & DRET | 0 | 0 | 0 | 0 | 0 | 0 | 0
00 Ret.Exist_Non-FBC_WetFGD_ACI & SCR & NGC | 0 | 0 | 0 | 0 | 0 | 0 | 0
00 Ret.Exist_Non-FBC_WetFGD_ACI & SNCR | 0 | 0 | 0 | 0 | 0 | 0 | 0
00 Ret.Exist_Non-FBC_WetFGD_ACI & SNCR & C2G | 0 | 0 | 0 | 0 | 0 | 0 | 0
00 Ret.Exist_Non-FBC_WetFGD_ACI & SNCR & DRET | 0 | 0 | 0 | 0 | 0 | 0 | 0
00 Ret.Exist_Non-FBC_WetFGD_ACI & SNCR & NGC | 0 | 0 | 0 | 0 | 0 | 0 | 0
00 Ret.Exist_Non-FBC_WetFGD_ACI_DSI & C2G | 530 | 0 | 0 | 0 | 0 | 0 | 0
00 Ret.Exist_Non-FBC_WetFGD_ACI_DSI & C2G & SCR | 0 | 0 | 0 | 0 | 0 | 0 | 0
00 Ret.Exist_Non-FBC_WetFGD_ACI_DSI & DCCS | 0 | 0 | 0 | 0 | 0 | 0 | 0
00 Ret.Exist_Non-FBC_WetFGD_ACI_DSI & DCCS & SCR & CCS | 0 | 0 | 0 | 0 | 0 | 0 | 0
00 Ret.Exist_Non-FBC_WetFGD_ACI_DSI & DRET | 0 | 0 | 0 | 0 | 0 | 0 | 0
00 Ret.Exist_Non-FBC_WetFGD_ACI_DSI & GPM | 0 | 0 | 0 | 0 | 0 | 0 | 0
00 Ret.Exist_Non-FBC_WetFGD_ACI_DSI & GPM & C2G | 0 | 0 | 0 | 0 | 0 | 0 | 0
00 Ret.Exist_Non-FBC_WetFGD_ACI_DSI & GPM & C2G & SCR | 0 | 0 | 0 | 0 | 0 | 0 | 0
00 Ret.Exist_Non-FBC_WetFGD_ACI_DSI & GPM & DRET | 0 | 0 | 0 | 0 | 0 | 0 | 0
00 Ret.Exist_Non-FBC_WetFGD_ACI_DSI & GPM & NGC | 0 | 0 | 0 | 0 | 0 | 0 | 0
00 Ret.Exist_Non-FBC_WetFGD_ACI_DSI & GPM & SCR | 0 | 0 | 0 | 0 | 0 | 0 | 0
00 Ret.Exist_Non-FBC_WetFGD_ACI_DSI & GPM & SCR & CCS | 0 | 0 | 0 | 0 | 0 | 0 | 0
00 Ret.Exist_Non-FBC_WetFGD_ACI_DSI & GPM & SCR & DRET | 0 | 0 | 0 | 0 | 0 | 0 | 0
00 Ret.Exist_Non-FBC_WetFGD_ACI_DSI & GPM & SCR & NGC | 0 | 0 | 0 | 0 | 0 | 0 | 0
00 Ret.Exist_Non-FBC_WetFGD_ACI_DSI & GPM & SNCR | 0 | 0 | 0 | 0 | 0 | 0 | 0
00 Ret.Exist_Non-FBC_WetFGD_ACI_DSI & GPM & SNCR & DRET | 0 | 0 | 0 | 0 | 0 | 0 | 0
00 Ret.Exist_Non-FBC_WetFGD_ACI_DSI & GPM & SNCR & NGC | 0 | 0 | 0 | 0 | 0 | 0 | 0
00 Ret.Exist_Non-FBC_WetFGD_ACI_DSI & NGC | 0 | 0 | 0 | 0 | 0 | 0 | 0
00 Ret.Exist_Non-FBC_WetFGD_ACI_DSI & SCR | 0 | 0 | 0 | 0 | 0 | 0 | 0
00 Ret.Exist_Non-FBC_WetFGD_ACI_DSI & SCR & C2G | 0 | 0 | 0 | 0 | 0 | 0 | 0
00 Ret.Exist_Non-FBC_WetFGD_ACI_DSI & SCR & CCS | 0 | 0 | 0 | 0 | 0 | 0 | 0
00 Ret.Exist_Non-FBC_WetFGD_ACI_DSI & SCR & DRET | 0 | 0 | 0 | 0 | 0 | 0 | 0
00 Ret.Exist_Non-FBC_WetFGD_ACI_DSI & SCR & NGC | 0 | 0 | 0 | 0 | 0 | 0 | 0
00 Ret.Exist_Non-FBC_WetFGD_ACI_DSI & SNCR | 0 | 0 | 0 | 0 | 0 | 0 | 0
00 Ret.Exist_Non-FBC_WetFGD_ACI_DSI & SNCR & C2G | 0 | 0 | 0 | 0 | 0 | 0 | 0
00 Ret.Exist_Non-FBC_WetFGD_ACI_DSI & SNCR & DRET | 0 | 0 | 0 | 0 | 0 | 0 | 0
00 Ret.Exist_Non-FBC_WetFGD_ACI_DSI & SNCR & NGC | 0 | 0 | 0 | 0 | 0 | 0 | 0
00 Ret.Exist_Non-FBC_WetFGD_SCR & ACI | 0 | 0 | 0 | 0 | 0 | 0 | 0
00 Ret.Exist_Non-FBC_WetFGD_SCR & ACI & C2G | 0 | 0 | 0 | 0 | 0 | 0 | 0
00 Ret.Exist_Non-FBC_WetFGD_SCR & ACI & CCS | 0 | 0 | 0 | 0 | 0 | 0 | 0
00 Ret.Exist_Non-FBC_WetFGD_SCR & DCCS | 0 | 0 | 0 | 0 | 0 | 0 | 0
00 Ret.Exist_Non-FBC_WetFGD_SCR & DCCS & CCS | 0 | 0 | 0 | 0 | 0 | 0 | 0
00 Ret.Exist_Non-FBC_WetFGD_SCR & ACI & DRET | 0 | 0 | 0 | 0 | 0 | 0 | 0
00 Ret.Exist_Non-FBC_WetFGD_SCR & ACI & GPM | 0 | 0 | 0 | 0 | 0 | 0 | 0
00 Ret.Exist_Non-FBC_WetFGD_SCR & ACI & GPM & C2G | 0 | 0 | 0 | 0 | 0 | 0 | 0
00 Ret.Exist_Non-FBC_WetFGD_SCR & ACI & GPM & CCS | 0 | 0 | 0 | 0 | 0 | 0 | 0
00 Ret.Exist_Non-FBC_WetFGD_SCR & ACI & GPM & DRET | 0 | 0 | 0 | 0 | 0 | 0 | 0
00 Ret.Exist_Non-FBC_WetFGD_SCR & ACI & GPM & NGC | 0 | 0 | 0 | 0 | 0 | 0 | 0
00 Ret.Exist_Non-FBC_WetFGD_SCR & ACI & NGC | 0 | 0 | 0 | 0 | 0 | 0 | 0
00 Ret.Exist_Non-FBC_WetFGD_SCR & C2G | 0 | 0 | 1259 | 0 | 0 | 0 | 0
00 Ret.Exist_Non-FBC_WetFGD_SCR & CCS | 0 | 295.0919 | 4331.8365 | 0 | 0 | 0 | 0
00 Ret.Exist_Non-FBC_WetFGD_SCR & DRET | 0 | 0 | 0 | 0 | 0 | 0 | 0
00 Ret.Exist_Non-FBC_WetFGD_SCR & GPM | 0 | 0 | 0 | 0 | 0 | 0 | 0
00 Ret.Exist_Non-FBC_WetFGD_SCR & GPM & C2G | 0 | 0 | 0 | 0 | 0 | 0 | 0
00 Ret.Exist_Non-FBC_WetFGD_SCR & GPM & CCS | 0 | 0 | 0 | 0 | 0 | 0 | 0
00 Ret.Exist_Non-FBC_WetFGD_SCR & GPM & DRET | 0 | 0 | 0 | 0 | 0 | 0 | 0
00 Ret.Exist_Non-FBC_WetFGD_SCR & GPM & NGC | 0 | 0 | 0 | 0 | 0 | 0 | 0
00 Ret.Exist_Non-FBC_WetFGD_SCR & NGC | 0 | 0 | 0 | 0 | 0 | 0 | 0
00 Ret.Exist_Non-FBC_WetFGD_SCR_ACI & C2G | 1617 | 0 | 0 | 0 | 0 | 0 | 0
00 Ret.Exist_Non-FBC_WetFGD_SCR_ACI & CCS | 0 | 0 | 2350.3752 | 0 | 0 | 0 | 0
00 Ret.Exist_Non-FBC_WetFGD_SCR_ACI & DCCS | 0 | 0 | 0 | 0 | 0 | 0 | 0
00 Ret.Exist_Non-FBC_WetFGD_SCR_ACI & DCCS & CCS | 0 | 0 | 0 | 0 | 0 | 0 | 0
00 Ret.Exist_Non-FBC_WetFGD_SCR_ACI & DRET | 0 | 0 | 0 | 0 | 0 | 0 | 0
00 Ret.Exist_Non-FBC_WetFGD_SCR_ACI & GPM | 0 | 0 | 0 | 0 | 0 | 0 | 0
00 Ret.Exist_Non-FBC_WetFGD_SCR_ACI & GPM & C2G | 0 | 0 | 0 | 0 | 0 | 0 | 0
00 Ret.Exist_Non-FBC_WetFGD_SCR_ACI & GPM & CCS | 0 | 0 | 0 | 0 | 0 | 0 | 0
00 Ret.Exist_Non-FBC_WetFGD_SCR_ACI & GPM & DRET | 0 | 0 | 0 | 0 | 0 | 0 | 0
00 Ret.Exist_Non-FBC_WetFGD_SCR_ACI & GPM & NGC | 0 | 0 | 0 | 0 | 0 | 0 | 0
00 Ret.Exist_Non-FBC_WetFGD_SCR_ACI & NGC | 0 | 0 | 0 | 0 | 0 | 0 | 0
00 Ret.Exist_Non-FBC_WetFGD_SCR_ACI_DSI & C2G | 798 | 0 | 0 | 0 | 0 | 0 | 0
00 Ret.Exist_Non-FBC_WetFGD_SCR_ACI_DSI & CCS | 0 | 0 | 3571.4422 | 0 | 0 | 0 | 0
00 Ret.Exist_Non-FBC_WetFGD_SCR_ACI_DSI & DCCS | 0 | 0 | 0 | 0 | 0 | 0 | 0
00 Ret.Exist_Non-FBC_WetFGD_SCR_ACI_DSI & DCCS & CCS | 0 | 0 | 0 | 0 | 0 | 0 | 0
00 Ret.Exist_Non-FBC_WetFGD_SCR_ACI_DSI & DRET | 0 | 0 | 0 | 0 | 0 | 0 | 0
00 Ret.Exist_Non-FBC_WetFGD_SCR_ACI_DSI & GPM | 0 | 0 | 0 | 0 | 0 | 0 | 0
00 Ret.Exist_Non-FBC_WetFGD_SCR_ACI_DSI & GPM & C2G | 0 | 0 | 0 | 0 | 0 | 0 | 0
00 Ret.Exist_Non-FBC_WetFGD_SCR_ACI_DSI & GPM & CCS | 0 | 0 | 0 | 0 | 0 | 0 | 0
00 Ret.Exist_Non-FBC_WetFGD_SCR_ACI_DSI & GPM & DRET | 0 | 0 | 0 | 0 | 0 | 0 | 0
00 Ret.Exist_Non-FBC_WetFGD_SCR_ACI_DSI & GPM & NGC | 0 | 0 | 0 | 0 | 0 | 0 | 0
00 Ret.Exist_Non-FBC_WetFGD_SCR_ACI_DSI & NGC | 0 | 0 | 0 | 0 | 0 | 0 | 0
00 Ret.Exist_Non-FBC_WetFGD_SCR_DSI & ACI | 0 | 0 | 0 | 0 | 0 | 0 | 0
00 Ret.Exist_Non-FBC_WetFGD_SCR_DSI & ACI & C2G | 0 | 0 | 0 | 0 | 0 | 0 | 0
00 Ret.Exist_Non-FBC_WetFGD_SCR_DSI & ACI & CCS | 0 | 0 | 0 | 0 | 0 | 0 | 0
00 Ret.Exist_Non-FBC_WetFGD_SCR_DSI & ACI & DRET | 0 | 0 | 0 | 0 | 0 | 0 | 0
00 Ret.Exist_Non-FBC_WetFGD_SCR_DSI & ACI & GPM | 0 | 0 | 0 | 0 | 0 | 0 | 0
00 Ret.Exist_Non-FBC_WetFGD_SCR_DSI & ACI & GPM & C2G | 0 | 0 | 0 | 0 | 0 | 0 | 0
00 Ret.Exist_Non-FBC_WetFGD_SCR_DSI & ACI & GPM & CCS | 0 | 0 | 0 | 0 | 0 | 0 | 0
00 Ret.Exist_Non-FBC_WetFGD_SCR_DSI & ACI & GPM & DRET | 0 | 0 | 0 | 0 | 0 | 0 | 0
00 Ret.Exist_Non-FBC_WetFGD_SCR_DSI & ACI & GPM & NGC | 0 | 0 | 0 | 0 | 0 | 0 | 0
00 Ret.Exist_Non-FBC_WetFGD_SCR_DSI & ACI & NGC | 0 | 0 | 0 | 0 | 0 | 0 | 0
00 Ret.Exist_Non-FBC_WetFGD_SCR_DSI & C2G | 1971 | 0 | 0 | 0 | 0 | 0 | 0
00 Ret.Exist_Non-FBC_WetFGD_SCR_DSI & CCS | 0 | 0 | 0 | 0 | 0 | 0 | 0
00 Ret.Exist_Non-FBC_WetFGD_SCR_DSI & DCCS | 0 | 0 | 0 | 0 | 0 | 0 | 0
00 Ret.Exist_Non-FBC_WetFGD_SCR_DSI & DCCS & CCS | 0 | 0 | 0 | 0 | 0 | 0 | 0
00 Ret.Exist_Non-FBC_WetFGD_SCR_DSI & DRET | 0 | 0 | 0 | 0 | 0 | 0 | 0
00 Ret.Exist_Non-FBC_WetFGD_SCR_DSI & GPM | 0 | 0 | 0 | 0 | 0 | 0 | 0
00 Ret.Exist_Non-FBC_WetFGD_SCR_DSI & GPM & C2G | 0 | 0 | 0 | 0 | 0 | 0 | 0
00 Ret.Exist_Non-FBC_WetFGD_SCR_DSI & GPM & CCS | 0 | 0 | 0 | 0 | 0 | 0 | 0
00 Ret.Exist_Non-FBC_WetFGD_SCR_DSI & GPM & DRET | 0 | 0 | 0 | 0 | 0 | 0 | 0
00 Ret.Exist_Non-FBC_WetFGD_SCR_DSI & GPM & NGC | 0 | 0 | 0 | 0 | 0 | 0 | 0
00 Ret.Exist_Non-FBC_WetFGD_SCR_DSI & NGC | 0 | 0 | 0 | 0 | 0 | 0 | 0
00 Ret.Exist_Non-FBC_WetFGD_SNCR & ACI | 0 | 0 | 0 | 0 | 0 | 0 | 0
00 Ret.Exist_Non-FBC_WetFGD_SNCR & ACI & C2G | 0 | 0 | 0 | 0 | 0 | 0 | 0
00 Ret.Exist_Non-FBC_WetFGD_SNCR & ACI & C2G & SCR | 0 | 0 | 0 | 0 | 0 | 0 | 0
00 Ret.Exist_Non-FBC_WetFGD_SNCR & ACI & DRET | 0 | 0 | 0 | 0 | 0 | 0 | 0
00 Ret.Exist_Non-FBC_WetFGD_SNCR & ACI & GPM | 0 | 0 | 0 | 0 | 0 | 0 | 0
00 Ret.Exist_Non-FBC_WetFGD_SNCR & ACI & GPM & C2G | 0 | 0 | 0 | 0 | 0 | 0 | 0
00 Ret.Exist_Non-FBC_WetFGD_SNCR & ACI & GPM & C2G & SCR | 0 | 0 | 0 | 0 | 0 | 0 | 0
00 Ret.Exist_Non-FBC_WetFGD_SNCR & ACI & GPM & DRET | 0 | 0 | 0 | 0 | 0 | 0 | 0
00 Ret.Exist_Non-FBC_WetFGD_SNCR & ACI & GPM & NGC | 0 | 0 | 0 | 0 | 0 | 0 | 0
00 Ret.Exist_Non-FBC_WetFGD_SNCR & ACI & GPM & SCR | 0 | 0 | 0 | 0 | 0 | 0 | 0
00 Ret.Exist_Non-FBC_WetFGD_SNCR & ACI & GPM & SCR & CCS | 0 | 0 | 0 | 0 | 0 | 0 | 0
00 Ret.Exist_Non-FBC_WetFGD_SNCR & ACI & GPM & SCR & DRET | 0 | 0 | 0 | 0 | 0 | 0 | 0
00 Ret.Exist_Non-FBC_WetFGD_SNCR & ACI & GPM & SCR & NGC | 0 | 0 | 0 | 0 | 0 | 0 | 0
00 Ret.Exist_Non-FBC_WetFGD_SNCR & ACI & NGC | 0 | 0 | 0 | 0 | 0 | 0 | 0
00 Ret.Exist_Non-FBC_WetFGD_SNCR & ACI & SCR | 0 | 0 | 0 | 0 | 0 | 0 | 0
00 Ret.Exist_Non-FBC_WetFGD_SNCR & ACI & SCR & CCS | 0 | 0 | 0 | 0 | 0 | 0 | 0
00 Ret.Exist_Non-FBC_WetFGD_SNCR & ACI & SCR & DRET | 0 | 0 | 0 | 0 | 0 | 0 | 0
00 Ret.Exist_Non-FBC_WetFGD_SNCR & ACI & SCR & NGC | 0 | 0 | 0 | 0 | 0 | 0 | 0
00 Ret.Exist_Non-FBC_WetFGD_SNCR & C2G | 0 | 0 | 0 | 0 | 0 | 0 | 0
00 Ret.Exist_Non-FBC_WetFGD_SNCR & C2G & SCR | 0 | 0 | 0 | 0 | 0 | 0 | 0
00 Ret.Exist_Non-FBC_WetFGD_SNCR & DCCS | 0 | 0 | 0 | 0 | 0 | 0 | 0
00 Ret.Exist_Non-FBC_WetFGD_SNCR & DCCS & SCR & CCS | 0 | 0 | 0 | 0 | 0 | 0 | 0
00 Ret.Exist_Non-FBC_WetFGD_SNCR & DRET | 0 | 0 | 0 | 0 | 0 | 0 | 0
00 Ret.Exist_Non-FBC_WetFGD_SNCR & GPM | 0 | 0 | 0 | 0 | 0 | 0 | 0
00 Ret.Exist_Non-FBC_WetFGD_SNCR & GPM & C2G | 0 | 0 | 0 | 0 | 0 | 0 | 0
00 Ret.Exist_Non-FBC_WetFGD_SNCR & GPM & C2G & SCR | 0 | 0 | 0 | 0 | 0 | 0 | 0
00 Ret.Exist_Non-FBC_WetFGD_SNCR & GPM & DRET | 0 | 0 | 0 | 0 | 0 | 0 | 0
00 Ret.Exist_Non-FBC_WetFGD_SNCR & GPM & NGC | 0 | 0 | 0 | 0 | 0 | 0 | 0
00 Ret.Exist_Non-FBC_WetFGD_SNCR & GPM & SCR | 0 | 0 | 0 | 0 | 0 | 0 | 0
00 Ret.Exist_Non-FBC_WetFGD_SNCR & GPM & SCR & CCS | 0 | 0 | 0 | 0 | 0 | 0 | 0
00 Ret.Exist_Non-FBC_WetFGD_SNCR & GPM & SCR & DRET | 0 | 0 | 0 | 0 | 0 | 0 | 0
00 Ret.Exist_Non-FBC_WetFGD_SNCR & GPM & SCR & NGC | 0 | 0 | 0 | 0 | 0 | 0 | 0
00 Ret.Exist_Non-FBC_WetFGD_SNCR & NGC | 0 | 0 | 0 | 0 | 0 | 0 | 0
00 Ret.Exist_Non-FBC_WetFGD_SNCR & SCR | 0 | 0 | 0 | 0 | 0 | 0 | 0
00 Ret.Exist_Non-FBC_WetFGD_SNCR & SCR & C2G | 0 | 0 | 0 | 0 | 0 | 0 | 0
00 Ret.Exist_Non-FBC_WetFGD_SNCR & SCR & CCS | 0 | 0 | 0 | 0 | 0 | 0 | 0
00 Ret.Exist_Non-FBC_WetFGD_SNCR & SCR & DRET | 0 | 0 | 0 | 0 | 0 | 0 | 0
00 Ret.Exist_Non-FBC_WetFGD_SNCR & SCR & NGC | 0 | 0 | 0 | 0 | 0 | 0 | 0
00 Ret.Exist_Non-FBC_WetFGD_SNCR_ACI & C2G | 0 | 0 | 0 | 0 | 0 | 0 | 0
00 Ret.Exist_Non-FBC_WetFGD_SNCR_ACI & C2G & SCR | 0 | 0 | 0 | 0 | 0 | 0 | 0
00 Ret.Exist_Non-FBC_WetFGD_SNCR_ACI & DCCS | 0 | 0 | 0 | 0 | 0 | 0 | 0
00 Ret.Exist_Non-FBC_WetFGD_SNCR_ACI & DCCS & SCR & CCS | 0 | 0 | 0 | 0 | 0 | 0 | 0
00 Ret.Exist_Non-FBC_WetFGD_SNCR_ACI & DRET | 0 | 0 | 0 | 0 | 0 | 0 | 0
00 Ret.Exist_Non-FBC_WetFGD_SNCR_ACI & GPM | 0 | 0 | 0 | 0 | 0 | 0 | 0
00 Ret.Exist_Non-FBC_WetFGD_SNCR_ACI & GPM & C2G | 0 | 0 | 0 | 0 | 0 | 0 | 0
00 Ret.Exist_Non-FBC_WetFGD_SNCR_ACI & GPM & C2G & SCR | 0 | 0 | 0 | 0 | 0 | 0 | 0
00 Ret.Exist_Non-FBC_WetFGD_SNCR_ACI & GPM & DRET | 0 | 0 | 0 | 0 | 0 | 0 | 0
00 Ret.Exist_Non-FBC_WetFGD_SNCR_ACI & GPM & NGC | 0 | 0 | 0 | 0 | 0 | 0 | 0
00 Ret.Exist_Non-FBC_WetFGD_SNCR_ACI & GPM & SCR | 0 | 0 | 0 | 0 | 0 | 0 | 0
00 Ret.Exist_Non-FBC_WetFGD_SNCR_ACI & GPM & SCR & CCS | 0 | 0 | 0 | 0 | 0 | 0 | 0
00 Ret.Exist_Non-FBC_WetFGD_SNCR_ACI & GPM & SCR & DRET | 0 | 0 | 0 | 0 | 0 | 0 | 0
00 Ret.Exist_Non-FBC_WetFGD_SNCR_ACI & GPM & SCR & NGC | 0 | 0 | 0 | 0 | 0 | 0 | 0
00 Ret.Exist_Non-FBC_WetFGD_SNCR_ACI & NGC | 0 | 0 | 0 | 0 | 0 | 0 | 0
00 Ret.Exist_Non-FBC_WetFGD_SNCR_ACI & SCR | 347.7896 | 169.6418 | 1087.6833 | 0 | 0 | 0 | 0
00 Ret.Exist_Non-FBC_WetFGD_SNCR_ACI & SCR & C2G | 0 | 0 | 0 | 0 | 0 | 0 | 0
00 Ret.Exist_Non-FBC_WetFGD_SNCR_ACI & SCR & CCS | 0 | 70.1594 | 690.5462 | 0 | 0 | 0 | 0
00 Ret.Exist_Non-FBC_WetFGD_SNCR_ACI & SCR & DRET | 0 | 0 | 0 | 0 | 0 | 0 | 0
00 Ret.Exist_Non-FBC_WetFGD_SNCR_ACI & SCR & NGC | 0 | 0 | 0 | 0 | 0 | 0 | 0
00 Existing Combined Cycle Retirement | 12.5 | 81 | 211.7782 | 106 | 7600.9139 | 7573.0176 | 0
00 New Combined Cycle Retirement | 0 | 0 | 0 | 0 | 0 | 0 | 0
00 Existing Combustion Turbine Retirement | 632.7704 | 595.2296 | 275.6 | 3894.1 | 8715.3 | 4444.1 | 0
00 New Combustion Turbine Retirement | 0 | 0 | 0 | 0 | 0 | 0 | 0
00 Oil/Gas Steam Retirement | 1883.6617 | 2824 | 29761.1087 | 467 | 28 | 78.6 | 0
00 Coal Steam Retirement | 4210.0038 | 13401 | 18245.8832 | 55.1432 | 14862.4977 | 9591.2678 | 568
00 IGCC Retirement | 220 | 0 | 595 | 0 | 0 | 0 | 0
00 Nuclear Retirement | 0 | 3807.6 | 8303.5 | 4632.6 | 14217.9 | 19479.6 | 17595.3
00 Biomass Retirement | 1963.9087 | 260.2619 | 432.9293 | 5.8 | 12 | 129.7015 | 5.6985
00 Fossil_Other Retirement | 29.2 | 12.1 | 52.1 | 0 | 0 | 0 | 0
00 Fuel Cell Retirement | 17.6 | 0 | 0 | 0 | 0 | 0 | 0
00 Geothermal Retirement | 129.4 | 0 | 0 | 0 | 0 | 0 | 0
00 Hydro Retirement | 218.6 | 0 | 0 | 0 | 0 | 0 | 0
00 Landfill Gas Retirement | 168.8 | 29.6 | 36.5 | 0 | 0 | 110.5 | 0
00 Non Fossil_Other Retirement | 135.7 | 39 | 31.4 | 0 | 0 | 0 | 0
00 Solar Thermal Retirement | 0 | 0 | 0 | 0 | 0 | 0 | 0
00 Exist Dummy | 0 | 0 | 0 | 0 | 0 | 0 | 0
Total | 245844.8415 | 137842.9245 | 443123.78 | 314722.8307 | 428191.8059 | 376160.4675 | 254745.5958
12. Generation by Capacity Reporting Type [GWh]
00 New Combined Cycle | 29402.781 | 350753.5966 | 1142553.9738 | 1504029.6742 | 1505358.2578 | 1427825.0227 | 1522187.4989
00 New Combined Cycle with CCS Retrofit | 0 | 0 | 27765.308 | 27765.308 | 4122.6306 | 3523.0388 | 4288.2992
00 New Combined Cycle with CF Limit | 0 | 0 | 0 | 0 | 0 | 0 | 0
00 New Combined Cycle with HRI Retrofit | 0 | 0 | 0 | 0 | 0 | 0 | 0
00 New Combined Cycle with Hydrogen Retrofit | 0 | 15859.9549 | 28871.3438 | 25451.0166 | 20387.7989 | 12180.7747 | 22369.07
00 New Combined Cycle with Hydrogen Retrofit Undone | 0 | 0 | 0 | 0 | 0 | 0 | 0
00 New Combined Cycle with CCS | 0 | 0 | 0 | 0 | 0 | 0 | 0
00 New Combustion Turbine | 27834.7059 | 16162.6604 | 10788.7367 | 5415.3289 | 7471.3219 | 18750.2393 | 51782.3574
00 New Combustion Turbine with HRI Retrofit | 0 | 0 | 0 | 0 | 0 | 0 | 0
00 New Combustion Turbine with Hydrogen Retrofit | 4637.9827 | 1745.235 | 762.1967 | 1012.7003 | 1457.0209 | 3326.5158 | 3639.6655
00 New Combustion Turbine with Hydrogen Retrofit Undone | 0 | 0 | 0 | 0 | 0 | 0 | 0
00 New Hydro | 82.3491 | 10491.4992 | 31311.8358 | 49742.9223 | 50035.4696 | 49754.0705 | 50701.0592
00 New Nuclear | 0 | 0 | 0 | 0 | 0 | 0 | 0
00 New Nuclear - SMR | 0 | 0 | 0 | 0 | 0 | 0 | 0
00 New Biomass | 0 | 0 | 0 | 0 | 0 | 0 | 0
00 New Geothermal | 1032.0156 | 3361.5153 | 8135.0802 | 8135.0802 | 8135.0802 | 8105.1449 | 8105.1449
00 New Landfill Gas | 94.608 | 2503.2825 | 6392.2625 | 26559.8368 | 32670.2559 | 31826.022 | 32121.3219
00 New Battery Storage | 99161.3714 | 130041.5106 | 220441.3818 | 224007.4357 | 232704.5657 | 268469.7795 | 282164.6361
00 New Offshore Wind | 8276.8601 | 26087.0548 | 88549.9806 | 103069.1906 | 180709.0996 | 288672.8282 | 320998.9355
00 New Onshore Wind | 42499.1584 | 153808.1297 | 392102.8183 | 965112.8503 | 1657193.5471 | 2090238.5922 | 2370068.8599
00 New Solar PV | 217333.7448 | 238302.0919 | 509702.169 | 639100.7908 | 815250.3651 | 1019905.5346 | 1106656.593
00 New Solar Thermal | 0 | 0 | 0 | 0 | 758.4906 | 12142.3341 | 30873.3102
00 New Fuel Cell | 0 | 0 | 0 | 0 | 0 | 0 | 0
00 New Ultrasupercritical Coal without CCS | 0 | 0 | 0 | 0 | 0 | 0 | 0
00 New Ultrasupercritical Coal with 30% CCS | 0 | 0 | 0 | 0 | 0 | 0 | 0
00 New Ultrasupercritical Coal with 90% CCS | 0 | 0 | 0 | 0 | 0 | 0 | 0
00 Exist & New Distributed Solar PV | 151588.6841 | 175328.6671 | 239291.9905 | 287829.5162 | 345120.8659 | 406385.8653 | 485431.2417
00 Exist Combined Cycle | 1697222.6558 | 1652957.6657 | 1258713.5623 | 728655.7149 | 349065.3439 | 210370.7856 | 189292.1101
00 Exist Combustion Turbine | 28644.5264 | 21485.4628 | 16704.2213 | 13293.1356 | 12057.7805 | 11526.2449 | 9064.6609
00 Exist FBC_Uncontrolled | 4.0087 | 6.7257 | 11.9835 | 5.6145 | 2.0148 | 0 | 0
00 Exist FBC_ACI_DSI | 3420.0144 | 3420.0144 | 2394.4071 | 2116.8851 | 2022.6483 | 1565.5031 | 1774.642
00 Exist FBC_DryFGD_ACI | 862.0849 | 960.1091 | 960.1091 | 960.1091 | 960.1091 | 960.1091 | 960.1091
00 Exist FBC_DryFGD_DSI | 84.818 | 49.56 | 0 | 0 | 0 | 0 | 0
00 Exist FBC_DryFGD_SNCR | 4954.7328 | 4241.0423 | 4660.788 | 2566.1448 | 1998.0017 | 1965.7877 | 1983.4128
00 Exist FBC_DryFGD_SNCR_ACI | 2564.6372 | 2564.6372 | 2492.6581 | 2564.6372 | 2563.2563 | 425.1022 | 425.1022
00 Exist FBC_DryFGD_SNCR_ACI_DSI | 3794.6345 | 0 | 0 | 0 | 0 | 0 | 0
00 Exist FBC_DryFGD_SNCR_DSI | 146.4055 | 82.2761 | 0 | 0 | 0 | 0 | 0
00 Exist FBC_DSI | 3731.8283 | 4919.9655 | 5140.3233 | 3986.5933 | 3685.1087 | 2639.365 | 2986.8531
00 Exist FBC_SNCR | 0 | 0 | 0 | 0 | 0 | 0 | 0
00 Exist FBC_SNCR_ACI_DSI | 2106.7143 | 2106.7143 | 2106.7143 | 2106.7143 | 1768.462 | 1768.462 | 1768.462
00 Exist FBC_SNCR_DSI | 5911.029 | 5276.2481 | 5228.7354 | 4503.8088 | 4342.1228 | 4039.4307 | 3908.3752
00 Exist FBC_WetFGD_SNCR | 94.1178 | 157.9088 | 363.1652 | 157.9088 | 131.8185 | 0 | 0
00 Exist FBC_WetFGD_DSI | 372.4638 | 372.4638 | 346.3228 | 149.1361 | 183.2422 | 260.8073 | 372.4638
00 Exist_Non-FBC_Uncontrolled | 2083.2355 | 2040.9482 | 1981.5562 | 1981.5562 | 1686.5839 | 1591.262 | 1581.3678
00 Exist_Non-FBC_ACI | 54584.7032 | 46308.4715 | 47809.7058 | 46991.7743 | 43808.2619 | 39428.8065 | 39546.8196
00 Exist_Non-FBC_ACI_DSI | 6745.22 | 8614.5241 | 9329.4724 | 8982.5621 | 6926.3413 | 5760.9425 | 5808.4511
00 Exist_Non-FBC_DryFGD | 0 | 0 | 0 | 0 | 0 | 0 | 0
00 Exist_Non-FBC_DryFGD_ACI | 39039.3109 | 45321.5697 | 35882.0764 | 34656.8228 | 31846.1885 | 29414.0872 | 29327.5754
00 Exist_Non-FBC_DryFGD_SCR | 292.8914 | 0 | 0 | 0 | 0 | 0 | 0
00 Exist_Non-FBC_DryFGD_SCR_ACI | 44370.2012 | 53467.0097 | 41794.2449 | 42677.7801 | 40026.5855 | 38155.4909 | 36793.783
00 Exist_Non-FBC_DryFGD_SCR_DSI | 1851.1457 | 1851.1457 | 1851.1457 | 1851.1457 | 1753.4372 | 1553.9273 | 1553.9273
00 Exist_Non-FBC_DryFGD_SCR_ACI_DSI | 5914.4537 | 6380.3496 | 6478.7339 | 6205.2573 | 5620.7603 | 5083.2249 | 5070.8942
00 Exist_Non-FBC_DryFGD_SNCR_ACI | 13998.0363 | 11747.6812 | 11747.6812 | 11747.6812 | 11425.273 | 10488.3674 | 10488.3674
00 Exist_Non-FBC_DryFGD_SNCR_ACI_DSI | 3538.9718 | 3982.3267 | 3982.3267 | 3982.3267 | 3345.1871 | 2859.0424 | 2894.8487
00 Exist_Non-FBC_DSI | 4387.3555 | 5339.3826 | 6479.0099 | 6479.0099 | 5631.8951 | 5197.6151 | 5438.7454
00 Exist_Non-FBC_SCR_ACI | 25966.63 | 29362.8344 | 30053.7362 | 29482.9498 | 26456.7186 | 24024.8591 | 23235.0133
00 Exist_Non-FBC_SCR_ACI_DSI | 4860.6134 | 2630.9696 | 2630.9696 | 2394.1663 | 2171.0626 | 1134.4786 | 1527.9239
00 Exist_Non-FBC_SNCR_ACI | 895.0486 | 2654.3421 | 3791.7196 | 3791.7196 | 3471.6237 | 2995.723 | 2995.723
00 Exist_Non-FBC_SNCR_ACI_DSI | 4635.1127 | 105.0789 | 0 | 0 | 0 | 0 | 0
00 Exist_Non-FBC_WetFGD | 18590.8359 | 18693.6343 | 17748.1871 | 17748.1871 | 17748.1871 | 17079.5461 | 17353.2685
00 Exist_Non-FBC_WetFGD_ACI | 43500.1488 | 46209.9962 | 37703.0986 | 37703.0986 | 34695.9699 | 32824.2313 | 32708.142
00 Exist_Non-FBC_WetFGD_ACI_DSI | 2542.2188 | 2722.0175 | 0 | 0 | 0 | 0 | 0
00 Exist_Non-FBC_WetFGD_SCR | 206763.7817 | 191736.3492 | 113166.4207 | 112808.3935 | 112800.7092 | 80794.7846 | 83122.7192
00 Exist_Non-FBC_WetFGD_SCR_DSI | 6179.4035 | 0 | 0 | 0 | 0 | 0 | 0
00 Exist_Non-FBC_WetFGD_SCR_ACI | 101855.4246 | 119964.2073 | 110543.3335 | 109700.1749 | 98952.2736 | 78385.5394 | 78480.7468
00 Exist_Non-FBC_WetFGD_SCR_ACI_DSI | 48410.1064 | 52392.939 | 14915.9918 | 13773.113 | 6964.8076 | 1876.4725 | 2162.4982
00 Exist_Non-FBC_WetFGD_SNCR | 4614.9755 | 3273.4238 | 2055.5535 | 2144.604 | 16.0816 | 7.5969 | 15.2562
00 Exist_Non-FBC_WetFGD_SNCR_ACI | 42530.9087 | 39047.7725 | 34224.0925 | 33458.3555 | 30564.4533 | 28369.4454 | 27624.3856
00 Exist IGCC | 4127.6477 | 4127.6477 | 0 | 0 | 0 | 0 | 0
00 Exist Fossil_Other | 4131.0291 | 4109.856 | 3910.743 | 3905.4071 | 3767.0081 | 3609.4113 | 3609.4113
00 Exist Fuel Cell | 1887.0855 | 1972.5018 | 1794.455 | 1153.2024 | 1104.4485 | 904.3738 | 856.1428
00 Exist Hydro | 269538.8646 | 269536.4741 | 269536.4741 | 269359.4928 | 269358.6194 | 269279.5083 | 269256.9662
00 Exist Non Fossil_Other | 20343.7388 | 20058.7493 | 19947.1197 | 19145.9872 | 19098.4084 | 19120.4964 | 19139.7686
00 Exist Nuclear | 773719.9471 | 742659.4954 | 675403.8123 | 637745.3716 | 527757.6777 | 368758.3056 | 228226.5202
00 Exist Oil/Gas Steam | 29683.794 | 19266.7362 | 3635.4258 | 1459.8659 | 1335.2374 | 1324.7252 | 1313.2511
00 Exist Oil/Gas Steam_SCR | 5121.5148 | 5533.2539 | 1338.665 | 1304.0813 | 1249.3086 | 1218.8113 | 1206.9901
00 Exist Oil/Gas Steam_SNCR | 2338.619 | 731.0829 | 170.1437 | 56.7112 | 50.1072 | 51.2125 | 51.2125
00 Exist Biomass | 5037.4959 | 4286.7219 | 1727.1517 | 1663.293 | 1555.753 | 523.0356 | 542.246
00 Exist Landfill Gas | 8369.0784 | 8164.1768 | 8066.2188 | 8016.1124 | 7773.0235 | 7116.1438 | 7077.5984
00 Exist Geothermal | 15731.1145 | 15731.1145 | 15731.1145 | 15731.1145 | 15731.1145 | 15731.1145 | 15731.1145
00 Exist Pump Storage | 17287.5806 | 17357.2514 | 16416.2452 | 21844.1431 | 26323.1236 | 29406.5661 | 30040.1799
00 Exist Energy Storage | 285.8232 | 284.3999 | 277.7467 | 279.2084 | 276.1967 | 286.2062 | 286.0337
00 Exist Solar PV | 245554.0732 | 245554.0732 | 245552.2344 | 245552.2344 | 245552.2344 | 245552.2344 | 245552.2344
00 Exist Solar Thermal | 2806.6244 | 2806.6244 | 2806.6244 | 2806.6244 | 2806.6244 | 2806.6244 | 2806.6244
00 Exist Offshore Wind | 13859.1019 | 13859.1019 | 13859.1019 | 13859.1019 | 13859.1019 | 13859.1019 | 13859.1019
00 Exist Onshore Wind | 484932.9843 | 484932.9843 | 484932.9843 | 484932.9843 | 484932.9843 | 484932.9843 | 484932.9843
00 International Imports | 3202.656 | 3202.656 | 3202.656 | 2924.088 | 2924.088 | 2924.088 | 2924.088
00 Ret.Exist Combined Cycle & CF Limit | 0 | 0 | 0 | 0 | 0 | 0 | 0
00 Ret.Exist Combined Cycle & CCS | 0 | 0 | 17210.5246 | 17210.502 | 71.6463 | 49.3441 | 1.6239
00 Ret.Exist Combined Cycle & Hydrogen | 7191.7551 | 13905.0294 | 10838.1797 | 1328.5239 | 522.8442 | 352.1449 | 495.9185
00 Ret.Exist Combined Cycle & Hydrogen Retrofit Undone | 0 | 0 | 0 | 0 | 0 | 0 | 0
00 Ret.Exist Combined Cycle & HRI | 0 | 0 | 0 | 0 | 0 | 0 | 0
00 Ret.Exist Combustion Turbine & HRI | 0 | 0 | 0 | 0 | 0 | 0 | 0
00 Ret.Exist_FBC_NoCtrl & CCS | 0 | 0 | 0 | 0 | 0 | 0 | 0
00 Ret.Exist_FBC_NoCtrl & DRET | 0 | 0 | 0 | 0 | 0 | 0 | 0
00 Ret.Exist_FBC_NoCtrl & GPM | 0 | 0 | 0 | 0 | 0 | 0 | 0
00 Ret.Exist_FBC_NoCtrl & GPM & CCS | 0 | 0 | 0 | 0 | 0 | 0 | 0
00 Ret.Exist_FBC_NoCtrl & GPM & DRET | 0 | 0 | 0 | 0 | 0 | 0 | 0
00 Ret.Exist_FBC_NoCtrl & GPM & NGC | 0 | 0 | 0 | 0 | 0 | 0 | 0
00 Ret.Exist_FBC_NoCtrl & GPM & SNCR | 0 | 0 | 0 | 0 | 0 | 0 | 0
00 Ret.Exist_FBC_NoCtrl & GPM & SNCR & CCS | 0 | 0 | 0 | 0 | 0 | 0 | 0
00 Ret.Exist_FBC_NoCtrl & GPM & SNCR & DRET | 0 | 0 | 0 | 0 | 0 | 0 | 0
00 Ret.Exist_FBC_NoCtrl & GPM & SNCR & NGC | 0 | 0 | 0 | 0 | 0 | 0 | 0
00 Ret.Exist_FBC_NoCtrl & NGC | 0 | 0 | 0 | 0 | 0 | 0 | 0
00 Ret.Exist_FBC_NoCtrl & SNCR | 0 | 0 | 0 | 0 | 0 | 0 | 0
00 Ret.Exist_FBC_NoCtrl & SNCR & CCS | 0 | 0 | 0 | 0 | 0 | 0 | 0
00 Ret.Exist_FBC_NoCtrl & SNCR & DRET | 0 | 0 | 0 | 0 | 0 | 0 | 0
00 Ret.Exist_FBC_NoCtrl & SNCR & NGC | 0 | 0 | 0 | 0 | 0 | 0 | 0
00 Ret.Exist_FBC_ACI_DSI & CCS | 0 | 0 | 661.1409 | 661.1409 | 0 | 0 | 0
00 Ret.Exist_FBC_ACI_DSI & DCCS | 0 | 0 | 0 | 0 | 0 | 0 | 0
00 Ret.Exist_FBC_ACI_DSI & DCCS & CCS | 0 | 0 | 0 | 0 | 0 | 0 | 0
00 Ret.Exist_FBC_ACI_DSI & DCCS & SNCR & CCS | 0 | 0 | 0 | 0 | 0 | 0 | 0
00 Ret.Exist_FBC_ACI_DSI & DRET | 0 | 0 | 0 | 0 | 0 | 0 | 0
00 Ret.Exist_FBC_ACI_DSI & GPM | 0 | 0 | 0 | 0 | 0 | 0 | 0
00 Ret.Exist_FBC_ACI_DSI & GPM & CCS | 0 | 0 | 0 | 0 | 0 | 0 | 0
00 Ret.Exist_FBC_ACI_DSI & GPM & DRET | 0 | 0 | 0 | 0 | 0 | 0 | 0
00 Ret.Exist_FBC_ACI_DSI & GPM & NGC | 0 | 0 | 0 | 0 | 0 | 0 | 0
00 Ret.Exist_FBC_ACI_DSI & GPM & SNCR | 0 | 0 | 0 | 0 | 0 | 0 | 0
00 Ret.Exist_FBC_ACI_DSI & GPM & SNCR & CCS | 0 | 0 | 0 | 0 | 0 | 0 | 0
00 Ret.Exist_FBC_ACI_DSI & GPM & SNCR & DRET | 0 | 0 | 0 | 0 | 0 | 0 | 0
00 Ret.Exist_FBC_ACI_DSI & GPM & SNCR & NGC | 0 | 0 | 0 | 0 | 0 | 0 | 0
00 Ret.Exist_FBC_ACI_DSI & NGC | 0 | 0 | 0 | 0 | 0 | 0 | 0
00 Ret.Exist_FBC_ACI_DSI & SNCR | 0 | 0 | 0 | 0 | 0 | 0 | 0
00 Ret.Exist_FBC_ACI_DSI & SNCR & CCS | 0 | 0 | 0 | 0 | 0 | 0 | 0
00 Ret.Exist_FBC_ACI_DSI & SNCR & DRET | 0 | 0 | 0 | 0 | 0 | 0 | 0
00 Ret.Exist_FBC_ACI_DSI & SNCR & NGC | 0 | 0 | 0 | 0 | 0 | 0 | 0
00 Ret.Exist_FBC_DryFGD_ACI & CCS | 0 | 0 | 0 | 0 | 0 | 0 | 0
00 Ret.Exist_FBC_DryFGD_ACI & DCCS | 0 | 0 | 0 | 0 | 0 | 0 | 0
00 Ret.Exist_FBC_DryFGD_ACI & DCCS & CCS | 0 | 0 | 0 | 0 | 0 | 0 | 0
00 Ret.Exist_FBC_DryFGD_ACI & DCCS & SNCR & CCS | 0 | 0 | 0 | 0 | 0 | 0 | 0
00 Ret.Exist_FBC_DryFGD_ACI & DRET | 0 | 0 | 0 | 0 | 0 | 0 | 0
00 Ret.Exist_FBC_DryFGD_ACI & GPM | 0 | 0 | 0 | 0 | 0 | 0 | 0
00 Ret.Exist_FBC_DryFGD_ACI & GPM & CCS | 0 | 0 | 0 | 0 | 0 | 0 | 0
00 Ret.Exist_FBC_DryFGD_ACI & GPM & DRET | 0 | 0 | 0 | 0 | 0 | 0 | 0
00 Ret.Exist_FBC_DryFGD_ACI & GPM & NGC | 0 | 0 | 0 | 0 | 0 | 0 | 0
00 Ret.Exist_FBC_DryFGD_ACI & GPM & SNCR | 0 | 0 | 0 | 0 | 0 | 0 | 0
00 Ret.Exist_FBC_DryFGD_ACI & GPM & SNCR & CCS | 0 | 0 | 0 | 0 | 0 | 0 | 0
00 Ret.Exist_FBC_DryFGD_ACI & GPM & SNCR & DRET | 0 | 0 | 0 | 0 | 0 | 0 | 0
00 Ret.Exist_FBC_DryFGD_ACI & GPM & SNCR & NGC | 0 | 0 | 0 | 0 | 0 | 0 | 0
00 Ret.Exist_FBC_DryFGD_ACI & NGC | 0 | 0 | 0 | 0 | 0 | 0 | 0
00 Ret.Exist_FBC_DryFGD_ACI & SNCR | 0 | 0 | 0 | 0 | 0 | 0 | 0
00 Ret.Exist_FBC_DryFGD_ACI & SNCR & CCS | 0 | 0 | 0 | 0 | 0 | 0 | 0
00 Ret.Exist_FBC_DryFGD_ACI & SNCR & DRET | 0 | 0 | 0 | 0 | 0 | 0 | 0
00 Ret.Exist_FBC_DryFGD_ACI & SNCR & NGC | 0 | 0 | 0 | 0 | 0 | 0 | 0
00 Ret.Exist_FBC_DryFGD_DSI & ACI | 0 | 0 | 0 | 0 | 0 | 0 | 0
00 Ret.Exist_FBC_DryFGD_DSI & ACI & DRET | 0 | 0 | 0 | 0 | 0 | 0 | 0
00 Ret.Exist_FBC_DryFGD_DSI & ACI & GPM | 0 | 0 | 0 | 0 | 0 | 0 | 0
00 Ret.Exist_FBC_DryFGD_DSI & ACI & GPM & DRET | 0 | 0 | 0 | 0 | 0 | 0 | 0
00 Ret.Exist_FBC_DryFGD_DSI & ACI & GPM & NGC | 0 | 0 | 0 | 0 | 0 | 0 | 0
00 Ret.Exist_FBC_DryFGD_DSI & ACI & GPM & SNCR | 0 | 0 | 0 | 0 | 0 | 0 | 0
00 Ret.Exist_FBC_DryFGD_DSI & ACI & GPM & SNCR & DRET | 0 | 0 | 0 | 0 | 0 | 0 | 0
00 Ret.Exist_FBC_DryFGD_DSI & ACI & GPM & SNCR & NGC | 0 | 0 | 0 | 0 | 0 | 0 | 0
00 Ret.Exist_FBC_DryFGD_DSI & ACI & NGC | 0 | 0 | 0 | 0 | 0 | 0 | 0
00 Ret.Exist_FBC_DryFGD_DSI & ACI & SNCR | 0 | 0 | 0 | 0 | 0 | 0 | 0
00 Ret.Exist_FBC_DryFGD_DSI & ACI & SNCR & DRET | 0 | 0 | 0 | 0 | 0 | 0 | 0
00 Ret.Exist_FBC_DryFGD_DSI & ACI & SNCR & NGC | 0 | 0 | 0 | 0 | 0 | 0 | 0
00 Ret.Exist_FBC_DryFGD_DSI & DRET | 0 | 0 | 0 | 0 | 0 | 0 | 0
00 Ret.Exist_FBC_DryFGD_DSI & GPM | 0 | 0 | 0 | 0 | 0 | 0 | 0
00 Ret.Exist_FBC_DryFGD_DSI & GPM & DRET | 0 | 0 | 0 | 0 | 0 | 0 | 0
00 Ret.Exist_FBC_DryFGD_DSI & GPM & NGC | 0 | 0 | 0 | 0 | 0 | 0 | 0
00 Ret.Exist_FBC_DryFGD_DSI & GPM & SNCR | 0 | 0 | 0 | 0 | 0 | 0 | 0
00 Ret.Exist_FBC_DryFGD_DSI & GPM & SNCR & DRET | 0 | 0 | 0 | 0 | 0 | 0 | 0
00 Ret.Exist_FBC_DryFGD_DSI & GPM & SNCR & NGC | 0 | 0 | 0 | 0 | 0 | 0 | 0
00 Ret.Exist_FBC_DryFGD_DSI & NGC | 0 | 0 | 0 | 0 | 0 | 0 | 0
00 Ret.Exist_FBC_DryFGD_DSI & SNCR | 0 | 0 | 0 | 0 | 0 | 0 | 0
00 Ret.Exist_FBC_DryFGD_DSI & SNCR & DRET | 0 | 0 | 0 | 0 | 0 | 0 | 0
00 Ret.Exist_FBC_DryFGD_DSI & SNCR & NGC | 0 | 0 | 0 | 0 | 0 | 0 | 0
00 Ret.Exist_FBC_DryFGD_SNCR & ACI | 0 | 0 | 0 | 0 | 0 | 0 | 0
00 Ret.Exist_FBC_DryFGD_SNCR & ACI & CCS | 0 | 0 | 0 | 0 | 0 | 0 | 0
00 Ret.Exist_FBC_DryFGD_SNCR & ACI & DRET | 0 | 0 | 0 | 0 | 0 | 0 | 0
00 Ret.Exist_FBC_DryFGD_SNCR & ACI & GPM | 0 | 0 | 0 | 0 | 0 | 0 | 0
00 Ret.Exist_FBC_DryFGD_SNCR & ACI & GPM & CCS | 0 | 0 | 0 | 0 | 0 | 0 | 0
00 Ret.Exist_FBC_DryFGD_SNCR & ACI & GPM & DRET | 0 | 0 | 0 | 0 | 0 | 0 | 0
00 Ret.Exist_FBC_DryFGD_SNCR & ACI & GPM & NGC | 0 | 0 | 0 | 0 | 0 | 0 | 0
00 Ret.Exist_FBC_DryFGD_SNCR & ACI & NGC | 0 | 0 | 0 | 0 | 0 | 0 | 0
00 Ret.Exist_FBC_DryFGD_SNCR & CCS | 0 | 0 | 1610.5694 | 1610.5694 | 0 | 0 | 0
00 Ret.Exist_FBC_DryFGD_SNCR & DCCS | 0 | 0 | 0 | 0 | 0 | 0 | 0
00 Ret.Exist_FBC_DryFGD_SNCR & DCCS & CCS | 0 | 0 | 0 | 0 | 0 | 0 | 0
00 Ret.Exist_FBC_DryFGD_SNCR & DRET | 0 | 0 | 0 | 0 | 0 | 0 | 0
00 Ret.Exist_FBC_DryFGD_SNCR & GPM | 0 | 0 | 0 | 0 | 0 | 0 | 0
00 Ret.Exist_FBC_DryFGD_SNCR & GPM & CCS | 0 | 0 | 0 | 0 | 0 | 0 | 0
00 Ret.Exist_FBC_DryFGD_SNCR & GPM & DRET | 0 | 0 | 0 | 0 | 0 | 0 | 0
00 Ret.Exist_FBC_DryFGD_SNCR & GPM & NGC | 0 | 0 | 0 | 0 | 0 | 0 | 0
00 Ret.Exist_FBC_DryFGD_SNCR & NGC | 0 | 0 | 0 | 0 | 0 | 0 | 0
00 Ret.Exist_FBC_DryFGD_SNCR_ACI & CCS | 0 | 0 | 0 | 0 | 0 | 0 | 0
00 Ret.Exist_FBC_DryFGD_SNCR_ACI & DCCS | 0 | 0 | 0 | 0 | 0 | 0 | 0
00 Ret.Exist_FBC_DryFGD_SNCR_ACI & DCCS & CCS | 0 | 0 | 0 | 0 | 0 | 0 | 0
00 Ret.Exist_FBC_DryFGD_SNCR_ACI & DRET | 0 | 0 | 0 | 0 | 0 | 0 | 0
00 Ret.Exist_FBC_DryFGD_SNCR_ACI & GPM | 0 | 0 | 0 | 0 | 0 | 0 | 0
00 Ret.Exist_FBC_DryFGD_SNCR_ACI & GPM & CCS | 0 | 0 | 0 | 0 | 0 | 0 | 0
00 Ret.Exist_FBC_DryFGD_SNCR_ACI & GPM & DRET | 0 | 0 | 0 | 0 | 0 | 0 | 0
00 Ret.Exist_FBC_DryFGD_SNCR_ACI & GPM & NGC | 0 | 0 | 0 | 0 | 0 | 0 | 0
00 Ret.Exist_FBC_DryFGD_SNCR_ACI & NGC | 0 | 0 | 0 | 0 | 0 | 0 | 0
00 Ret.Exist_FBC_DryFGD_SNCR_ACI_DSI & CCS | 0 | 2895.0702 | 2895.0702 | 2895.0702 | 2833.7081 | 603.7884 | 603.7884
00 Ret.Exist_FBC_DryFGD_SNCR_ACI_DSI & DCCS | 0 | 0 | 0 | 0 | 0 | 0 | 0
00 Ret.Exist_FBC_DryFGD_SNCR_ACI_DSI & DCCS & CCS | 0 | 0 | 0 | 0 | 0 | 0 | 0
00 Ret.Exist_FBC_DryFGD_SNCR_ACI_DSI & DRET | 0 | 0 | 0 | 0 | 0 | 0 | 0
00 Ret.Exist_FBC_DryFGD_SNCR_ACI_DSI & GPM | 0 | 0 | 0 | 0 | 0 | 0 | 0
00 Ret.Exist_FBC_DryFGD_SNCR_ACI_DSI & GPM & CCS | 0 | 0 | 0 | 0 | 0 | 0 | 0
00 Ret.Exist_FBC_DryFGD_SNCR_ACI_DSI & GPM & DRET | 0 | 0 | 0 | 0 | 0 | 0 | 0
00 Ret.Exist_FBC_DryFGD_SNCR_ACI_DSI & GPM & NGC | 0 | 0 | 0 | 0 | 0 | 0 | 0
00 Ret.Exist_FBC_DryFGD_SNCR_ACI_DSI & NGC | 0 | 0 | 0 | 0 | 0 | 0 | 0
00 Ret.Exist_FBC_DryFGD_SNCR_DSI & ACI | 0 | 0 | 0 | 0 | 0 | 0 | 0
00 Ret.Exist_FBC_DryFGD_SNCR_DSI & ACI & DRET | 0 | 0 | 0 | 0 | 0 | 0 | 0
00 Ret.Exist_FBC_DryFGD_SNCR_DSI & ACI & GPM | 0 | 0 | 0 | 0 | 0 | 0 | 0
00 Ret.Exist_FBC_DryFGD_SNCR_DSI & ACI & GPM & DRET | 0 | 0 | 0 | 0 | 0 | 0 | 0
00 Ret.Exist_FBC_DryFGD_SNCR_DSI & ACI & GPM & NGC | 0 | 0 | 0 | 0 | 0 | 0 | 0
00 Ret.Exist_FBC_DryFGD_SNCR_DSI & ACI & NGC | 0 | 0 | 0 | 0 | 0 | 0 | 0
00 Ret.Exist_FBC_DryFGD_SNCR_DSI & DRET | 0 | 0 | 0 | 0 | 0 | 0 | 0
00 Ret.Exist_FBC_DryFGD_SNCR_DSI & GPM | 0 | 0 | 0 | 0 | 0 | 0 | 0
00 Ret.Exist_FBC_DryFGD_SNCR_DSI & GPM & DRET | 0 | 0 | 0 | 0 | 0 | 0 | 0
00 Ret.Exist_FBC_DryFGD_SNCR_DSI & GPM & NGC | 0 | 0 | 0 | 0 | 0 | 0 | 0
00 Ret.Exist_FBC_DryFGD_SNCR_DSI & NGC | 0 | 0 | 0 | 0 | 0 | 0 | 0
00 Ret.Exist_FBC_DSI & ACI | 0 | 0 | 0 | 0 | 0 | 0 | 0
00 Ret.Exist_FBC_DSI & ACI & DRET | 0 | 0 | 0 | 0 | 0 | 0 | 0
00 Ret.Exist_FBC_DSI & ACI & GPM | 0 | 0 | 0 | 0 | 0 | 0 | 0
00 Ret.Exist_FBC_DSI & ACI & GPM & DRET | 0 | 0 | 0 | 0 | 0 | 0 | 0
00 Ret.Exist_FBC_DSI & ACI & GPM & NGC | 0 | 0 | 0 | 0 | 0 | 0 | 0
00 Ret.Exist_FBC_DSI & ACI & GPM & SNCR | 0 | 0 | 0 | 0 | 0 | 0 | 0
00 Ret.Exist_FBC_DSI & ACI & GPM & SNCR & DRET | 0 | 0 | 0 | 0 | 0 | 0 | 0
00 Ret.Exist_FBC_DSI & ACI & GPM & SNCR & NGC | 0 | 0 | 0 | 0 | 0 | 0 | 0
00 Ret.Exist_FBC_DSI & ACI & NGC | 0 | 0 | 0 | 0 | 0 | 0 | 0
00 Ret.Exist_FBC_DSI & ACI & SNCR | 0 | 0 | 0 | 0 | 0 | 0 | 0
00 Ret.Exist_FBC_DSI & ACI & SNCR & DRET | 0 | 0 | 0 | 0 | 0 | 0 | 0
00 Ret.Exist_FBC_DSI & ACI & SNCR & NGC | 0 | 0 | 0 | 0 | 0 | 0 | 0
00 Ret.Exist_FBC_DSI & DRET | 0 | 0 | 0 | 0 | 0 | 0 | 0
00 Ret.Exist_FBC_DSI & GPM | 0 | 0 | 0 | 0 | 0 | 0 | 0
00 Ret.Exist_FBC_DSI & GPM & DRET | 0 | 0 | 0 | 0 | 0 | 0 | 0
00 Ret.Exist_FBC_DSI & GPM & NGC | 0 | 0 | 0 | 0 | 0 | 0 | 0
00 Ret.Exist_FBC_DSI & GPM & SNCR | 0 | 0 | 0 | 0 | 0 | 0 | 0
00 Ret.Exist_FBC_DSI & GPM & SNCR & DRET | 0 | 0 | 0 | 0 | 0 | 0 | 0
00 Ret.Exist_FBC_DSI & GPM & SNCR & NGC | 0 | 0 | 0 | 0 | 0 | 0 | 0
00 Ret.Exist_FBC_DSI & NGC | 0 | 0 | 0 | 0 | 0 | 0 | 0
00 Ret.Exist_FBC_DSI & SNCR | 0 | 0 | 0 | 0 | 0 | 0 | 0
00 Ret.Exist_FBC_DSI & SNCR & DRET | 0 | 0 | 0 | 0 | 0 | 0 | 0
00 Ret.Exist_FBC_DSI & SNCR & NGC | 0 | 0 | 0 | 0 | 0 | 0 | 0
00 Ret.Exist_FBC_SNCR & ACI | 0 | 0 | 0 | 0 | 0 | 0 | 0
00 Ret.Exist_FBC_SNCR & ACI & DRET | 0 | 0 | 0 | 0 | 0 | 0 | 0
00 Ret.Exist_FBC_SNCR & ACI & NGC | 0 | 0 | 0 | 0 | 0 | 0 | 0
00 Ret.Exist_FBC_SNCR & DRET | 0 | 0 | 0 | 0 | 0 | 0 | 0
00 Ret.Exist_FBC_SNCR & GPM | 0 | 0 | 0 | 0 | 0 | 0 | 0
00 Ret.Exist_FBC_SNCR & GPM & DRET | 0 | 0 | 0 | 0 | 0 | 0 | 0
00 Ret.Exist_FBC_SNCR & GPM & NGC | 0 | 0 | 0 | 0 | 0 | 0 | 0
00 Ret.Exist_FBC_SNCR & NGC | 387.0702 | 387.0702 | 0 | 0 | 0 | 0 | 0
00 Ret.Exist_FBC_SNCR_ACI_DSI & CCS | 0 | 0 | 0 | 0 | 0 | 0 | 0
00 Ret.Exist_FBC_SNCR_ACI_DSI & DCCS | 0 | 0 | 0 | 0 | 0 | 0 | 0
00 Ret.Exist_FBC_SNCR_ACI_DSI & DCCS & CCS | 0 | 0 | 0 | 0 | 0 | 0 | 0
00 Ret.Exist_FBC_SNCR_ACI_DSI & DRET | 0 | 0 | 0 | 0 | 0 | 0 | 0
00 Ret.Exist_FBC_SNCR_ACI_DSI & GPM | 0 | 0 | 0 | 0 | 0 | 0 | 0
00 Ret.Exist_FBC_SNCR_ACI_DSI & GPM & CCS | 0 | 0 | 0 | 0 | 0 | 0 | 0
00 Ret.Exist_FBC_SNCR_ACI_DSI & GPM & DRET | 0 | 0 | 0 | 0 | 0 | 0 | 0
00 Ret.Exist_FBC_SNCR_ACI_DSI & GPM & NGC | 0 | 0 | 0 | 0 | 0 | 0 | 0
00 Ret.Exist_FBC_SNCR_ACI_DSI & NGC | 0 | 0 | 0 | 0 | 0 | 0 | 0
00 Ret.Exist_FBC_SNCR_DSI & ACI | 0 | 0 | 0 | 0 | 0 | 0 | 0
00 Ret.Exist_FBC_SNCR_DSI & ACI & CCS | 0 | 0 | 0 | 0 | 0 | 0 | 0
00 Ret.Exist_FBC_SNCR_DSI & ACI & DRET | 0 | 0 | 0 | 0 | 0 | 0 | 0
00 Ret.Exist_FBC_SNCR_DSI & ACI & GPM | 0 | 0 | 0 | 0 | 0 | 0 | 0
00 Ret.Exist_FBC_SNCR_DSI & ACI & GPM & CCS | 0 | 0 | 0 | 0 | 0 | 0 | 0
00 Ret.Exist_FBC_SNCR_DSI & ACI & GPM & DRET | 0 | 0 | 0 | 0 | 0 | 0 | 0
00 Ret.Exist_FBC_SNCR_DSI & ACI & GPM & NGC | 0 | 0 | 0 | 0 | 0 | 0 | 0
00 Ret.Exist_FBC_SNCR_DSI & ACI & NGC | 0 | 0 | 0 | 0 | 0 | 0 | 0
00 Ret.Exist_FBC_SNCR_DSI & CCS | 0 | 0 | 0 | 0 | 0 | 0 | 0
00 Ret.Exist_FBC_SNCR_DSI & DCCS | 0 | 0 | 0 | 0 | 0 | 0 | 0
00 Ret.Exist_FBC_SNCR_DSI & DCCS & CCS | 0 | 0 | 0 | 0 | 0 | 0 | 0
00 Ret.Exist_FBC_SNCR_DSI & DRET | 0 | 0 | 0 | 0 | 0 | 0 | 0
00 Ret.Exist_FBC_SNCR_DSI & GPM | 0 | 0 | 0 | 0 | 0 | 0 | 0
00 Ret.Exist_FBC_SNCR_DSI & GPM & CCS | 0 | 0 | 0 | 0 | 0 | 0 | 0
00 Ret.Exist_FBC_SNCR_DSI & GPM & DRET | 0 | 0 | 0 | 0 | 0 | 0 | 0
00 Ret.Exist_FBC_SNCR_DSI & GPM & NGC | 0 | 0 | 0 | 0 | 0 | 0 | 0
00 Ret.Exist_FBC_SNCR_DSI & NGC | 0 | 0 | 0 | 0 | 0 | 0 | 0
00 Ret.Exist_FBC_WetFGD_DSI & ACI | 0 | 0 | 0 | 0 | 0 | 0 | 0
00 Ret.Exist_FBC_WetFGD_DSI & ACI & DRET | 0 | 0 | 0 | 0 | 0 | 0 | 0
00 Ret.Exist_FBC_WetFGD_DSI & ACI & GPM | 0 | 0 | 0 | 0 | 0 | 0 | 0
00 Ret.Exist_FBC_WetFGD_DSI & ACI & GPM & DRET | 0 | 0 | 0 | 0 | 0 | 0 | 0
00 Ret.Exist_FBC_WetFGD_DSI & ACI & GPM & NGC | 0 | 0 | 0 | 0 | 0 | 0 | 0
00 Ret.Exist_FBC_WetFGD_DSI & ACI & GPM & SNCR | 0 | 0 | 0 | 0 | 0 | 0 | 0
00 Ret.Exist_FBC_WetFGD_DSI & ACI & GPM & SNCR & DRET | 0 | 0 | 0 | 0 | 0 | 0 | 0
00 Ret.Exist_FBC_WetFGD_DSI & ACI & GPM & SNCR & NGC | 0 | 0 | 0 | 0 | 0 | 0 | 0
00 Ret.Exist_FBC_WetFGD_DSI & ACI & NGC | 0 | 0 | 0 | 0 | 0 | 0 | 0
00 Ret.Exist_FBC_WetFGD_DSI & ACI & SNCR | 0 | 0 | 0 | 0 | 0 | 0 | 0
00 Ret.Exist_FBC_WetFGD_DSI & ACI & SNCR & DRET | 0 | 0 | 0 | 0 | 0 | 0 | 0
00 Ret.Exist_FBC_WetFGD_DSI & ACI & SNCR & NGC | 0 | 0 | 0 | 0 | 0 | 0 | 0
00 Ret.Exist_FBC_WetFGD_DSI & DRET | 0 | 0 | 0 | 0 | 0 | 0 | 0
00 Ret.Exist_FBC_WetFGD_DSI & GPM | 0 | 0 | 0 | 0 | 0 | 0 | 0
00 Ret.Exist_FBC_WetFGD_DSI & GPM & DRET | 0 | 0 | 0 | 0 | 0 | 0 | 0
00 Ret.Exist_FBC_WetFGD_DSI & GPM & NGC | 0 | 0 | 0 | 0 | 0 | 0 | 0
00 Ret.Exist_FBC_WetFGD_DSI & GPM & SNCR | 0 | 0 | 0 | 0 | 0 | 0 | 0
00 Ret.Exist_FBC_WetFGD_DSI & GPM & SNCR & DRET | 0 | 0 | 0 | 0 | 0 | 0 | 0
00 Ret.Exist_FBC_WetFGD_DSI & GPM & SNCR & NGC | 0 | 0 | 0 | 0 | 0 | 0 | 0
00 Ret.Exist_FBC_WetFGD_DSI & NGC | 0 | 0 | 0 | 0 | 0 | 0 | 0
00 Ret.Exist_FBC_WetFGD_DSI & SNCR | 0 | 0 | 0 | 0 | 0 | 0 | 0
00 Ret.Exist_FBC_WetFGD_DSI & SNCR & DRET | 0 | 0 | 0 | 0 | 0 | 0 | 0
00 Ret.Exist_FBC_WetFGD_DSI & SNCR & NGC | 0 | 0 | 0 | 0 | 0 | 0 | 0
00 Ret.Exist_FBC_WetFGD_SNCR & ACI | 0 | 0 | 0 | 0 | 0 | 0 | 0
00 Ret.Exist_FBC_WetFGD_SNCR & ACI & DRET | 0 | 0 | 0 | 0 | 0 | 0 | 0
00 Ret.Exist_FBC_WetFGD_SNCR & ACI & NGC | 0 | 0 | 0 | 0 | 0 | 0 | 0
00 Ret.Exist_FBC_WetFGD_SNCR & DRET | 0 | 0 | 0 | 0 | 0 | 0 | 0
00 Ret.Exist_FBC_WetFGD_SNCR & GPM | 0 | 0 | 0 | 0 | 0 | 0 | 0
00 Ret.Exist_FBC_WetFGD_SNCR & GPM & DRET | 0 | 0 | 0 | 0 | 0 | 0 | 0
00 Ret.Exist_FBC_WetFGD_SNCR & GPM & NGC | 0 | 0 | 0 | 0 | 0 | 0 | 0
00 Ret.Exist_FBC_WetFGD_SNCR & NGC | 0 | 0 | 0 | 0 | 0 | 0 | 0
00 Ret.Exist_Non-FBC_ACI & C2G | 178.3536 | 178.3536 | 0 | 0 | 0 | 0 | 0
00 Ret.Exist_Non-FBC_ACI & C2G & SCR | 0 | 0 | 0 | 0 | 0 | 0 | 0
00 Ret.Exist_Non-FBC_ACI & DCCS | 0 | 0 | 0 | 0 | 0 | 0 | 0
00 Ret.Exist_Non-FBC_ACI & DCCS & WetFGD & SCR & CCS | 0 | 0 | 0 | 0 | 0 | 0 | 0
00 Ret.Exist_Non-FBC_ACI & DRET | 0 | 0 | 0 | 0 | 0 | 0 | 0
00 Ret.Exist_Non-FBC_ACI & DSI | 0 | 0 | 0 | 0 | 0 | 0 | 0
00 Ret.Exist_Non-FBC_ACI & DSI & C2G | 0 | 0 | 0 | 0 | 0 | 0 | 0
00 Ret.Exist_Non-FBC_ACI & DSI & C2G & SCR | 0 | 0 | 0 | 0 | 0 | 0 | 0
00 Ret.Exist_Non-FBC_ACI & DSI & DRET | 0 | 0 | 0 | 0 | 0 | 0 | 0
00 Ret.Exist_Non-FBC_ACI & DSI & GPM | 0 | 0 | 0 | 0 | 0 | 0 | 0
00 Ret.Exist_Non-FBC_ACI & DSI & GPM & C2G | 0 | 0 | 0 | 0 | 0 | 0 | 0
00 Ret.Exist_Non-FBC_ACI & DSI & GPM & C2G & SCR | 0 | 0 | 0 | 0 | 0 | 0 | 0
00 Ret.Exist_Non-FBC_ACI & DSI & GPM & DRET | 0 | 0 | 0 | 0 | 0 | 0 | 0
00 Ret.Exist_Non-FBC_ACI & DSI & GPM & NGC | 0 | 0 | 0 | 0 | 0 | 0 | 0
00 Ret.Exist_Non-FBC_ACI & DSI & GPM & SCR | 0 | 0 | 0 | 0 | 0 | 0 | 0
00 Ret.Exist_Non-FBC_ACI & DSI & GPM & SCR & DRET | 0 | 0 | 0 | 0 | 0 | 0 | 0
00 Ret.Exist_Non-FBC_ACI & DSI & GPM & SCR & NGC | 0 | 0 | 0 | 0 | 0 | 0 | 0
00 Ret.Exist_Non-FBC_ACI & DSI & GPM & SNCR | 0 | 0 | 0 | 0 | 0 | 0 | 0
00 Ret.Exist_Non-FBC_ACI & DSI & GPM & SNCR & DRET | 0 | 0 | 0 | 0 | 0 | 0 | 0
00 Ret.Exist_Non-FBC_ACI & DSI & GPM & SNCR & NGC | 0 | 0 | 0 | 0 | 0 | 0 | 0
00 Ret.Exist_Non-FBC_ACI & DSI & GPM & WetFGD & SCR & CCS | 0 | 0 | 0 | 0 | 0 | 0 | 0
00 Ret.Exist_Non-FBC_ACI & DSI & NGC | 0 | 0 | 0 | 0 | 0 | 0 | 0
00 Ret.Exist_Non-FBC_ACI & DSI & SCR | 0 | 0 | 0 | 0 | 0 | 0 | 0
00 Ret.Exist_Non-FBC_ACI & DSI & SCR & DRET | 0 | 0 | 0 | 0 | 0 | 0 | 0
00 Ret.Exist_Non-FBC_ACI & DSI & SCR & NGC | 0 | 0 | 0 | 0 | 0 | 0 | 0
00 Ret.Exist_Non-FBC_ACI & DSI & SNCR | 0 | 0 | 0 | 0 | 0 | 0 | 0
00 Ret.Exist_Non-FBC_ACI & DSI & SNCR & DRET | 0 | 0 | 0 | 0 | 0 | 0 | 0
00 Ret.Exist_Non-FBC_ACI & DSI & SNCR & NGC | 0 | 0 | 0 | 0 | 0 | 0 | 0
00 Ret.Exist_Non-FBC_ACI & DSI & WetFGD & SCR & CCS | 0 | 0 | 0 | 0 | 0 | 0 | 0
00 Ret.Exist_Non-FBC_ACI & GPM | 0 | 0 | 0 | 0 | 0 | 0 | 0
00 Ret.Exist_Non-FBC_ACI & GPM & C2G | 0 | 0 | 0 | 0 | 0 | 0 | 0
00 Ret.Exist_Non-FBC_ACI & GPM & C2G & SCR | 0 | 0 | 0 | 0 | 0 | 0 | 0
00 Ret.Exist_Non-FBC_ACI & GPM & DRET | 0 | 0 | 0 | 0 | 0 | 0 | 0
00 Ret.Exist_Non-FBC_ACI & GPM & NGC | 0 | 0 | 0 | 0 | 0 | 0 | 0
00 Ret.Exist_Non-FBC_ACI & GPM & SCR | 0 | 0 | 0 | 0 | 0 | 0 | 0
00 Ret.Exist_Non-FBC_ACI & GPM & SCR & DRET | 0 | 0 | 0 | 0 | 0 | 0 | 0
00 Ret.Exist_Non-FBC_ACI & GPM & SCR & NGC | 0 | 0 | 0 | 0 | 0 | 0 | 0
00 Ret.Exist_Non-FBC_ACI & GPM & SNCR | 0 | 0 | 0 | 0 | 0 | 0 | 0
00 Ret.Exist_Non-FBC_ACI & GPM & SNCR & DRET | 0 | 0 | 0 | 0 | 0 | 0 | 0
00 Ret.Exist_Non-FBC_ACI & GPM & SNCR & NGC | 0 | 0 | 0 | 0 | 0 | 0 | 0
00 Ret.Exist_Non-FBC_ACI & GPM & WetFGD & SCR & CCS | 0 | 0 | 0 | 0 | 0 | 0 | 0
00 Ret.Exist_Non-FBC_ACI & NGC | 0 | 0 | 0 | 0 | 0 | 0 | 0
00 Ret.Exist_Non-FBC_ACI & SCR | 0 | 0 | 0 | 0 | 0 | 0 | 0
00 Ret.Exist_Non-FBC_ACI & SCR & C2G | 0 | 0 | 0 | 0 | 0 | 0 | 0
00 Ret.Exist_Non-FBC_ACI & SCR & DRET | 0 | 0 | 0 | 0 | 0 | 0 | 0
00 Ret.Exist_Non-FBC_ACI & SCR & NGC | 0 | 0 | 0 | 0 | 0 | 0 | 0
00 Ret.Exist_Non-FBC_ACI & SCR & WetFGD & CCS | 0 | 0 | 0 | 0 | 0 | 0 | 0
00 Ret.Exist_Non-FBC_ACI & SNCR | 0 | 0 | 0 | 0 | 0 | 0 | 0
00 Ret.Exist_Non-FBC_ACI & SNCR & C2G | 0 | 0 | 0 | 0 | 0 | 0 | 0
00 Ret.Exist_Non-FBC_ACI & SNCR & DRET | 0 | 0 | 0 | 0 | 0 | 0 | 0
00 Ret.Exist_Non-FBC_ACI & SNCR & NGC | 0 | 0 | 0 | 0 | 0 | 0 | 0
00 Ret.Exist_Non-FBC_ACI_DSI & C2G | 0 | 0 | 0 | 0 | 0 | 0 | 0
00 Ret.Exist_Non-FBC_ACI_DSI & C2G & SCR | 0 | 0 | 0 | 0 | 0 | 0 | 0
00 Ret.Exist_Non-FBC_ACI_DSI & DCCS | 0 | 0 | 0 | 0 | 0 | 0 | 0
00 Ret.Exist_Non-FBC_ACI_DSI & DCCS & WetFGD & SCR & CCS | 0 | 0 | 0 | 0 | 0 | 0 | 0
00 Ret.Exist_Non-FBC_ACI_DSI & DRET | 0 | 0 | 0 | 0 | 0 | 0 | 0
00 Ret.Exist_Non-FBC_ACI_DSI & GPM | 0 | 0 | 0 | 0 | 0 | 0 | 0
00 Ret.Exist_Non-FBC_ACI_DSI & GPM & C2G | 0 | 0 | 0 | 0 | 0 | 0 | 0
00 Ret.Exist_Non-FBC_ACI_DSI & GPM & C2G & SCR | 0 | 0 | 0 | 0 | 0 | 0 | 0
00 Ret.Exist_Non-FBC_ACI_DSI & GPM & DRET | 0 | 0 | 0 | 0 | 0 | 0 | 0
00 Ret.Exist_Non-FBC_ACI_DSI & GPM & NGC | 0 | 0 | 0 | 0 | 0 | 0 | 0
00 Ret.Exist_Non-FBC_ACI_DSI & GPM & SCR | 0 | 0 | 0 | 0 | 0 | 0 | 0
00 Ret.Exist_Non-FBC_ACI_DSI & GPM & SCR & DRET | 0 | 0 | 0 | 0 | 0 | 0 | 0
00 Ret.Exist_Non-FBC_ACI_DSI & GPM & SCR & NGC | 0 | 0 | 0 | 0 | 0 | 0 | 0
00 Ret.Exist_Non-FBC_ACI_DSI & GPM & SNCR | 0 | 0 | 0 | 0 | 0 | 0 | 0
00 Ret.Exist_Non-FBC_ACI_DSI & GPM & SNCR & DRET | 0 | 0 | 0 | 0 | 0 | 0 | 0
00 Ret.Exist_Non-FBC_ACI_DSI & GPM & SNCR & NGC | 0 | 0 | 0 | 0 | 0 | 0 | 0
00 Ret.Exist_Non-FBC_ACI_DSI & GPM & WetFGD & SCR & CCS | 0 | 0 | 0 | 0 | 0 | 0 | 0
00 Ret.Exist_Non-FBC_ACI_DSI & NGC | 0 | 0 | 0 | 0 | 0 | 0 | 0
00 Ret.Exist_Non-FBC_ACI_DSI & SCR | 0 | 0 | 0 | 0 | 0 | 0 | 0
00 Ret.Exist_Non-FBC_ACI_DSI & SCR & C2G | 0 | 0 | 0 | 0 | 0 | 0 | 0
00 Ret.Exist_Non-FBC_ACI_DSI & SCR & DRET | 0 | 0 | 0 | 0 | 0 | 0 | 0
00 Ret.Exist_Non-FBC_ACI_DSI & SCR & NGC | 0 | 0 | 0 | 0 | 0 | 0 | 0
00 Ret.Exist_Non-FBC_ACI_DSI & SCR & WetFGD & CCS | 0 | 0 | 0 | 0 | 0 | 0 | 0
00 Ret.Exist_Non-FBC_ACI_DSI & SNCR | 0 | 0 | 0 | 0 | 0 | 0 | 0
00 Ret.Exist_Non-FBC_ACI_DSI & SNCR & C2G | 0 | 0 | 0 | 0 | 0 | 0 | 0
00 Ret.Exist_Non-FBC_ACI_DSI & SNCR & DRET | 0 | 0 | 0 | 0 | 0 | 0 | 0
00 Ret.Exist_Non-FBC_ACI_DSI & SNCR & NGC | 0 | 0 | 0 | 0 | 0 | 0 | 0
00 Ret.Exist_Non-FBC_DryFGD & C2G | 0 | 0 | 0 | 0 | 0 | 0 | 0
00 Ret.Exist_Non-FBC_DryFGD & C2G & SCR | 0 | 0 | 0 | 0 | 0 | 0 | 0
00 Ret.Exist_Non-FBC_DryFGD & DRET | 0 | 0 | 0 | 0 | 0 | 0 | 0
00 Ret.Exist_Non-FBC_DryFGD & GPM | 0 | 0 | 0 | 0 | 0 | 0 | 0
00 Ret.Exist_Non-FBC_DryFGD & GPM & C2G | 0 | 0 | 0 | 0 | 0 | 0 | 0
00 Ret.Exist_Non-FBC_DryFGD & GPM & C2G & SCR | 0 | 0 | 0 | 0 | 0 | 0 | 0
00 Ret.Exist_Non-FBC_DryFGD & GPM & DRET | 0 | 0 | 0 | 0 | 0 | 0 | 0
00 Ret.Exist_Non-FBC_DryFGD & GPM & NGC | 0 | 0 | 0 | 0 | 0 | 0 | 0
00 Ret.Exist_Non-FBC_DryFGD & GPM & SCR | 0 | 0 | 0 | 0 | 0 | 0 | 0
00 Ret.Exist_Non-FBC_DryFGD & GPM & SCR & CCS | 0 | 0 | 0 | 0 | 0 | 0 | 0
00 Ret.Exist_Non-FBC_DryFGD & GPM & SCR & DRET | 0 | 0 | 0 | 0 | 0 | 0 | 0
00 Ret.Exist_Non-FBC_DryFGD & GPM & SCR & NGC | 0 | 0 | 0 | 0 | 0 | 0 | 0
00 Ret.Exist_Non-FBC_DryFGD & GPM & SNCR | 0 | 0 | 0 | 0 | 0 | 0 | 0
00 Ret.Exist_Non-FBC_DryFGD & GPM & SNCR & DRET | 0 | 0 | 0 | 0 | 0 | 0 | 0
00 Ret.Exist_Non-FBC_DryFGD & GPM & SNCR & NGC | 0 | 0 | 0 | 0 | 0 | 0 | 0
00 Ret.Exist_Non-FBC_DryFGD & NGC | 0 | 0 | 0 | 0 | 0 | 0 | 0
00 Ret.Exist_Non-FBC_DryFGD & SCR | 0 | 0 | 0 | 0 | 0 | 0 | 0
00 Ret.Exist_Non-FBC_DryFGD & SCR & C2G | 0 | 0 | 0 | 0 | 0 | 0 | 0
00 Ret.Exist_Non-FBC_DryFGD & SCR & CCS | 0 | 0 | 0 | 0 | 0 | 0 | 0
00 Ret.Exist_Non-FBC_DryFGD & SCR & DRET | 0 | 0 | 0 | 0 | 0 | 0 | 0
00 Ret.Exist_Non-FBC_DryFGD & SCR & NGC | 0 | 0 | 0 | 0 | 0 | 0 | 0
00 Ret.Exist_Non-FBC_DryFGD & SNCR | 0 | 0 | 0 | 0 | 0 | 0 | 0
00 Ret.Exist_Non-FBC_DryFGD & SNCR & C2G | 0 | 0 | 0 | 0 | 0 | 0 | 0
00 Ret.Exist_Non-FBC_DryFGD & SNCR & DRET | 0 | 0 | 0 | 0 | 0 | 0 | 0
00 Ret.Exist_Non-FBC_DryFGD & SNCR & NGC | 0 | 0 | 0 | 0 | 0 | 0 | 0
00 Ret.Exist_Non-FBC_DryFGD_ACI & C2G | 0 | 0 | 0 | 0 | 0 | 0 | 0
00 Ret.Exist_Non-FBC_DryFGD_ACI & C2G & SCR | 0 | 0 | 0 | 0 | 0 | 0 | 0
00 Ret.Exist_Non-FBC_DryFGD_ACI & DCCS | 0 | 0 | 0 | 0 | 0 | 0 | 0
00 Ret.Exist_Non-FBC_DryFGD_ACI & DCCS & SCR & CCS | 0 | 0 | 0 | 0 | 0 | 0 | 0
00 Ret.Exist_Non-FBC_DryFGD_ACI & DRET | 0 | 0 | 0 | 0 | 0 | 0 | 0
00 Ret.Exist_Non-FBC_DryFGD_ACI & GPM | 0 | 0 | 0 | 0 | 0 | 0 | 0
00 Ret.Exist_Non-FBC_DryFGD_ACI & GPM & C2G | 0 | 0 | 0 | 0 | 0 | 0 | 0
00 Ret.Exist_Non-FBC_DryFGD_ACI & GPM & C2G & SCR | 0 | 0 | 0 | 0 | 0 | 0 | 0
00 Ret.Exist_Non-FBC_DryFGD_ACI & GPM & DRET | 0 | 0 | 0 | 0 | 0 | 0 | 0
00 Ret.Exist_Non-FBC_DryFGD_ACI & GPM & NGC | 0 | 0 | 0 | 0 | 0 | 0 | 0
00 Ret.Exist_Non-FBC_DryFGD_ACI & GPM & SCR | 0 | 0 | 0 | 0 | 0 | 0 | 0
00 Ret.Exist_Non-FBC_DryFGD_ACI & GPM & SCR & CCS | 0 | 0 | 0 | 0 | 0 | 0 | 0
00 Ret.Exist_Non-FBC_DryFGD_ACI & GPM & SCR & DRET | 0 | 0 | 0 | 0 | 0 | 0 | 0
00 Ret.Exist_Non-FBC_DryFGD_ACI & GPM & SCR & NGC | 0 | 0 | 0 | 0 | 0 | 0 | 0
00 Ret.Exist_Non-FBC_DryFGD_ACI & GPM & SNCR | 0 | 0 | 0 | 0 | 0 | 0 | 0
00 Ret.Exist_Non-FBC_DryFGD_ACI & GPM & SNCR & DRET | 0 | 0 | 0 | 0 | 0 | 0 | 0
00 Ret.Exist_Non-FBC_DryFGD_ACI & GPM & SNCR & NGC | 0 | 0 | 0 | 0 | 0 | 0 | 0
00 Ret.Exist_Non-FBC_DryFGD_ACI & NGC | 0 | 0 | 0 | 0 | 0 | 0 | 0
00 Ret.Exist_Non-FBC_DryFGD_ACI & SCR | 0 | 0 | 0 | 0 | 0 | 0 | 0
00 Ret.Exist_Non-FBC_DryFGD_ACI & SCR & C2G | 0 | 0 | 0 | 0 | 0 | 0 | 0
00 Ret.Exist_Non-FBC_DryFGD_ACI & SCR & CCS | 0 | 0 | 6795.2278 | 6795.2278 | 2156.8396 | 2156.8396 | 2071.0889
00 Ret.Exist_Non-FBC_DryFGD_ACI & SCR & DRET | 0 | 0 | 0 | 0 | 0 | 0 | 0
00 Ret.Exist_Non-FBC_DryFGD_ACI & SCR & NGC | 0 | 0 | 0 | 0 | 0 | 0 | 0
00 Ret.Exist_Non-FBC_DryFGD_ACI & SNCR | 0 | 0 | 0 | 0 | 0 | 0 | 0
00 Ret.Exist_Non-FBC_DryFGD_ACI & SNCR & C2G | 0 | 0 | 0 | 0 | 0 | 0 | 0
00 Ret.Exist_Non-FBC_DryFGD_ACI & SNCR & DRET | 0 | 0 | 0 | 0 | 0 | 0 | 0
00 Ret.Exist_Non-FBC_DryFGD_ACI & SNCR & NGC | 0 | 0 | 0 | 0 | 0 | 0 | 0
00 Ret.Exist_Non-FBC_DryFGD_SCR & ACI | 0 | 0 | 0 | 0 | 0 | 0 | 0
00 Ret.Exist_Non-FBC_DryFGD_SCR & ACI & C2G | 0 | 0 | 0 | 0 | 0 | 0 | 0
00 Ret.Exist_Non-FBC_DryFGD_SCR & ACI & CCS | 0 | 0 | 0 | 0 | 0 | 0 | 0
00 Ret.Exist_Non-FBC_DryFGD_SCR & ACI & DRET | 0 | 0 | 0 | 0 | 0 | 0 | 0
00 Ret.Exist_Non-FBC_DryFGD_SCR & ACI & GPM | 0 | 0 | 0 | 0 | 0 | 0 | 0
00 Ret.Exist_Non-FBC_DryFGD_SCR & ACI & GPM & C2G | 0 | 0 | 0 | 0 | 0 | 0 | 0
00 Ret.Exist_Non-FBC_DryFGD_SCR & ACI & GPM & CCS | 0 | 0 | 0 | 0 | 0 | 0 | 0
00 Ret.Exist_Non-FBC_DryFGD_SCR & ACI & GPM & DRET | 0 | 0 | 0 | 0 | 0 | 0 | 0
00 Ret.Exist_Non-FBC_DryFGD_SCR & ACI & GPM & NGC | 0 | 0 | 0 | 0 | 0 | 0 | 0
00 Ret.Exist_Non-FBC_DryFGD_SCR & ACI & NGC | 0 | 0 | 0 | 0 | 0 | 0 | 0
00 Ret.Exist_Non-FBC_DryFGD_SCR & C2G | 0 | 0 | 0 | 0 | 0 | 0 | 0
00 Ret.Exist_Non-FBC_DryFGD_SCR & CCS | 0 | 0 | 0 | 0 | 0 | 0 | 0
00 Ret.Exist_Non-FBC_DryFGD_SCR & DRET | 0 | 0 | 0 | 0 | 0 | 0 | 0
00 Ret.Exist_Non-FBC_DryFGD_SCR & GPM | 0 | 0 | 0 | 0 | 0 | 0 | 0
00 Ret.Exist_Non-FBC_DryFGD_SCR & GPM & C2G | 0 | 0 | 0 | 0 | 0 | 0 | 0
00 Ret.Exist_Non-FBC_DryFGD_SCR & GPM & CCS | 0 | 0 | 0 | 0 | 0 | 0 | 0
00 Ret.Exist_Non-FBC_DryFGD_SCR & GPM & DRET | 0 | 0 | 0 | 0 | 0 | 0 | 0
00 Ret.Exist_Non-FBC_DryFGD_SCR & GPM & NGC | 0 | 0 | 0 | 0 | 0 | 0 | 0
00 Ret.Exist_Non-FBC_DryFGD_SCR & NGC | 0 | 0 | 0 | 0 | 0 | 0 | 0
00 Ret.Exist_Non-FBC_DryFGD_SCR_ACI & C2G | 87.5825 | 87.5825 | 87.5825 | 87.5825 | 87.5825 | 87.5825 | 87.5825
00 Ret.Exist_Non-FBC_DryFGD_SCR_ACI & CCS | 0 | 1750.4673 | 7209.1929 | 7209.1929 | 2507.9201 | 2379.6863 | 2379.6863
00 Ret.Exist_Non-FBC_DryFGD_SCR_ACI & DCCS | 0 | 0 | 0 | 0 | 0 | 0 | 0
00 Ret.Exist_Non-FBC_DryFGD_SCR_ACI & DCCS & CCS | 0 | 0 | 0 | 0 | 0 | 0 | 0
00 Ret.Exist_Non-FBC_DryFGD_SCR_ACI & DRET | 0 | 0 | 0 | 0 | 0 | 0 | 0
00 Ret.Exist_Non-FBC_DryFGD_SCR_ACI & GPM | 0 | 0 | 0 | 0 | 0 | 0 | 0
00 Ret.Exist_Non-FBC_DryFGD_SCR_ACI & GPM & C2G | 0 | 0 | 0 | 0 | 0 | 0 | 0
00 Ret.Exist_Non-FBC_DryFGD_SCR_ACI & GPM & CCS | 0 | 0 | 0 | 0 | 0 | 0 | 0
00 Ret.Exist_Non-FBC_DryFGD_SCR_ACI & GPM & DRET | 0 | 0 | 0 | 0 | 0 | 0 | 0
00 Ret.Exist_Non-FBC_DryFGD_SCR_ACI & GPM & NGC | 0 | 0 | 0 | 0 | 0 | 0 | 0
00 Ret.Exist_Non-FBC_DryFGD_SCR_ACI & NGC | 0 | 0 | 0 | 0 | 0 | 0 | 0
00 Ret.Exist_Non-FBC_DryFGD_SCR_ACI_DSI & C2G | 0 | 0 | 0 | 0 | 0 | 0 | 0
00 Ret.Exist_Non-FBC_DryFGD_SCR_ACI_DSI & CCS | 0 | 0 | 0 | 0 | 0 | 0 | 0
00 Ret.Exist_Non-FBC_DryFGD_SCR_ACI_DSI & DCCS | 0 | 0 | 0 | 0 | 0 | 0 | 0
00 Ret.Exist_Non-FBC_DryFGD_SCR_ACI_DSI & DCCS & CCS | 0 | 0 | 0 | 0 | 0 | 0 | 0
00 Ret.Exist_Non-FBC_DryFGD_SCR_ACI_DSI & DRET | 0 | 0 | 0 | 0 | 0 | 0 | 0
00 Ret.Exist_Non-FBC_DryFGD_SCR_ACI_DSI & GPM | 0 | 0 | 0 | 0 | 0 | 0 | 0
00 Ret.Exist_Non-FBC_DryFGD_SCR_ACI_DSI & GPM & C2G | 0 | 0 | 0 | 0 | 0 | 0 | 0
00 Ret.Exist_Non-FBC_DryFGD_SCR_ACI_DSI & GPM & CCS | 0 | 0 | 0 | 0 | 0 | 0 | 0
00 Ret.Exist_Non-FBC_DryFGD_SCR_ACI_DSI & GPM & DRET | 0 | 0 | 0 | 0 | 0 | 0 | 0
00 Ret.Exist_Non-FBC_DryFGD_SCR_ACI_DSI & GPM & NGC | 0 | 0 | 0 | 0 | 0 | 0 | 0
00 Ret.Exist_Non-FBC_DryFGD_SCR_ACI_DSI & NGC | 0 | 0 | 0 | 0 | 0 | 0 | 0
00 Ret.Exist_Non-FBC_DryFGD_SCR_DSI & ACI | 0 | 0 | 0 | 0 | 0 | 0 | 0
00 Ret.Exist_Non-FBC_DryFGD_SCR_DSI & ACI & C2G | 0 | 0 | 0 | 0 | 0 | 0 | 0
00 Ret.Exist_Non-FBC_DryFGD_SCR_DSI & ACI & CCS | 0 | 0 | 0 | 0 | 0 | 0 | 0
00 Ret.Exist_Non-FBC_DryFGD_SCR_DSI & ACI & DRET | 0 | 0 | 0 | 0 | 0 | 0 | 0
00 Ret.Exist_Non-FBC_DryFGD_SCR_DSI & ACI & GPM | 0 | 0 | 0 | 0 | 0 | 0 | 0
00 Ret.Exist_Non-FBC_DryFGD_SCR_DSI & ACI & GPM & C2G | 0 | 0 | 0 | 0 | 0 | 0 | 0
00 Ret.Exist_Non-FBC_DryFGD_SCR_DSI & ACI & GPM & CCS | 0 | 0 | 0 | 0 | 0 | 0 | 0
00 Ret.Exist_Non-FBC_DryFGD_SCR_DSI & ACI & GPM & DRET | 0 | 0 | 0 | 0 | 0 | 0 | 0
00 Ret.Exist_Non-FBC_DryFGD_SCR_DSI & ACI & GPM & NGC | 0 | 0 | 0 | 0 | 0 | 0 | 0
00 Ret.Exist_Non-FBC_DryFGD_SCR_DSI & ACI & NGC | 0 | 0 | 0 | 0 | 0 | 0 | 0
00 Ret.Exist_Non-FBC_DryFGD_SCR_DSI & C2G | 0 | 0 | 0 | 0 | 0 | 0 | 0
00 Ret.Exist_Non-FBC_DryFGD_SCR_DSI & CCS | 0 | 0 | 0 | 0 | 0 | 0 | 0
00 Ret.Exist_Non-FBC_DryFGD_SCR_DSI & DRET | 0 | 0 | 0 | 0 | 0 | 0 | 0
00 Ret.Exist_Non-FBC_DryFGD_SCR_DSI & GPM | 0 | 0 | 0 | 0 | 0 | 0 | 0
00 Ret.Exist_Non-FBC_DryFGD_SCR_DSI & GPM & C2G | 0 | 0 | 0 | 0 | 0 | 0 | 0
00 Ret.Exist_Non-FBC_DryFGD_SCR_DSI & GPM & CCS | 0 | 0 | 0 | 0 | 0 | 0 | 0
00 Ret.Exist_Non-FBC_DryFGD_SCR_DSI & GPM & DRET | 0 | 0 | 0 | 0 | 0 | 0 | 0
00 Ret.Exist_Non-FBC_DryFGD_SCR_DSI & GPM & NGC | 0 | 0 | 0 | 0 | 0 | 0 | 0
00 Ret.Exist_Non-FBC_DryFGD_SCR_DSI & NGC | 0 | 0 | 0 | 0 | 0 | 0 | 0
00 Ret.Exist_Non-FBC_DryFGD_SNCR_ACI & C2G | 0 | 0 | 0 | 0 | 0 | 0 | 0
00 Ret.Exist_Non-FBC_DryFGD_SNCR_ACI & C2G & SCR | 0 | 0 | 0 | 0 | 0 | 0 | 0
00 Ret.Exist_Non-FBC_DryFGD_SNCR_ACI & DCCS | 0 | 0 | 0 | 0 | 0 | 0 | 0
00 Ret.Exist_Non-FBC_DryFGD_SNCR_ACI & DCCS & SCR & CCS | 0 | 0 | 0 | 0 | 0 | 0 | 0
00 Ret.Exist_Non-FBC_DryFGD_SNCR_ACI & DRET | 0 | 0 | 0 | 0 | 0 | 0 | 0
00 Ret.Exist_Non-FBC_DryFGD_SNCR_ACI & GPM | 0 | 0 | 0 | 0 | 0 | 0 | 0
00 Ret.Exist_Non-FBC_DryFGD_SNCR_ACI & GPM & C2G | 0 | 0 | 0 | 0 | 0 | 0 | 0
00 Ret.Exist_Non-FBC_DryFGD_SNCR_ACI & GPM & C2G & SCR | 0 | 0 | 0 | 0 | 0 | 0 | 0
00 Ret.Exist_Non-FBC_DryFGD_SNCR_ACI & GPM & DRET | 0 | 0 | 0 | 0 | 0 | 0 | 0
00 Ret.Exist_Non-FBC_DryFGD_SNCR_ACI & GPM & NGC | 0 | 0 | 0 | 0 | 0 | 0 | 0
00 Ret.Exist_Non-FBC_DryFGD_SNCR_ACI & GPM & SCR | 0 | 0 | 0 | 0 | 0 | 0 | 0
00 Ret.Exist_Non-FBC_DryFGD_SNCR_ACI & GPM & SCR & CCS | 0 | 0 | 0 | 0 | 0 | 0 | 0
00 Ret.Exist_Non-FBC_DryFGD_SNCR_ACI & GPM & SCR & DRET | 0 | 0 | 0 | 0 | 0 | 0 | 0
00 Ret.Exist_Non-FBC_DryFGD_SNCR_ACI & GPM & SCR & NGC | 0 | 0 | 0 | 0 | 0 | 0 | 0
00 Ret.Exist_Non-FBC_DryFGD_SNCR_ACI & NGC | 0 | 0 | 0 | 0 | 0 | 0 | 0
00 Ret.Exist_Non-FBC_DryFGD_SNCR_ACI & SCR | 0 | 0 | 0 | 0 | 0 | 0 | 0
00 Ret.Exist_Non-FBC_DryFGD_SNCR_ACI & SCR & C2G | 0 | 0 | 0 | 0 | 0 | 0 | 0
00 Ret.Exist_Non-FBC_DryFGD_SNCR_ACI & SCR & CCS | 0 | 0 | 0 | 0 | 0 | 0 | 0
00 Ret.Exist_Non-FBC_DryFGD_SNCR_ACI & SCR & DRET | 0 | 0 | 0 | 0 | 0 | 0 | 0
00 Ret.Exist_Non-FBC_DryFGD_SNCR_ACI & SCR & NGC | 0 | 0 | 0 | 0 | 0 | 0 | 0
00 Ret.Exist_Non-FBC_DryFGD_SNCR_ACI_DSI & C2G | 0 | 0 | 0 | 0 | 0 | 0 | 0
00 Ret.Exist_Non-FBC_DryFGD_SNCR_ACI_DSI & C2G & SCR | 0 | 0 | 0 | 0 | 0 | 0 | 0
00 Ret.Exist_Non-FBC_DryFGD_SNCR_ACI_DSI & DRET | 0 | 0 | 0 | 0 | 0 | 0 | 0
00 Ret.Exist_Non-FBC_DryFGD_SNCR_ACI_DSI & GPM | 0 | 0 | 0 | 0 | 0 | 0 | 0
00 Ret.Exist_Non-FBC_DryFGD_SNCR_ACI_DSI & GPM & C2G | 0 | 0 | 0 | 0 | 0 | 0 | 0
00 Ret.Exist_Non-FBC_DryFGD_SNCR_ACI_DSI & GPM & C2G & SCR | 0 | 0 | 0 | 0 | 0 | 0 | 0
00 Ret.Exist_Non-FBC_DryFGD_SNCR_ACI_DSI & GPM & DRET | 0 | 0 | 0 | 0 | 0 | 0 | 0
00 Ret.Exist_Non-FBC_DryFGD_SNCR_ACI_DSI & GPM & NGC | 0 | 0 | 0 | 0 | 0 | 0 | 0
00 Ret.Exist_Non-FBC_DryFGD_SNCR_ACI_DSI & GPM & SCR | 0 | 0 | 0 | 0 | 0 | 0 | 0
00 Ret.Exist_Non-FBC_DryFGD_SNCR_ACI_DSI & GPM & SCR & CCS | 0 | 0 | 0 | 0 | 0 | 0 | 0
00 Ret.Exist_Non-FBC_DryFGD_SNCR_ACI_DSI & GPM & SCR & DRET | 0 | 0 | 0 | 0 | 0 | 0 | 0
00 Ret.Exist_Non-FBC_DryFGD_SNCR_ACI_DSI & GPM & SCR & NGC | 0 | 0 | 0 | 0 | 0 | 0 | 0
00 Ret.Exist_Non-FBC_DryFGD_SNCR_ACI_DSI & NGC | 0 | 0 | 0 | 0 | 0 | 0 | 0
00 Ret.Exist_Non-FBC_DryFGD_SNCR_ACI_DSI & SCR | 0 | 0 | 0 | 0 | 0 | 0 | 0
00 Ret.Exist_Non-FBC_DryFGD_SNCR_ACI_DSI & SCR & C2G | 0 | 0 | 0 | 0 | 0 | 0 | 0
00 Ret.Exist_Non-FBC_DryFGD_SNCR_ACI_DSI & SCR & CCS | 0 | 0 | 0 | 0 | 0 | 0 | 0
00 Ret.Exist_Non-FBC_DryFGD_SNCR_ACI_DSI & SCR & DRET | 0 | 0 | 0 | 0 | 0 | 0 | 0
00 Ret.Exist_Non-FBC_DryFGD_SNCR_ACI_DSI & SCR & NGC | 0 | 0 | 0 | 0 | 0 | 0 | 0
00 Ret.Exist_Non-FBC_DSI & ACI | 0 | 0 | 0 | 0 | 0 | 0 | 0
00 Ret.Exist_Non-FBC_DSI & ACI & C2G | 0 | 0 | 0 | 0 | 0 | 0 | 0
00 Ret.Exist_Non-FBC_DSI & ACI & C2G & SCR | 0 | 0 | 0 | 0 | 0 | 0 | 0
00 Ret.Exist_Non-FBC_DSI & ACI & DRET | 0 | 0 | 0 | 0 | 0 | 0 | 0
00 Ret.Exist_Non-FBC_DSI & ACI & GPM | 0 | 0 | 0 | 0 | 0 | 0 | 0
00 Ret.Exist_Non-FBC_DSI & ACI & GPM & C2G | 0 | 0 | 0 | 0 | 0 | 0 | 0
00 Ret.Exist_Non-FBC_DSI & ACI & GPM & C2G & SCR | 0 | 0 | 0 | 0 | 0 | 0 | 0
00 Ret.Exist_Non-FBC_DSI & ACI & GPM & DRET | 0 | 0 | 0 | 0 | 0 | 0 | 0
00 Ret.Exist_Non-FBC_DSI & ACI & GPM & NGC | 0 | 0 | 0 | 0 | 0 | 0 | 0
00 Ret.Exist_Non-FBC_DSI & ACI & GPM & SCR | 0 | 0 | 0 | 0 | 0 | 0 | 0
00 Ret.Exist_Non-FBC_DSI & ACI & GPM & SCR & DRET | 0 | 0 | 0 | 0 | 0 | 0 | 0
00 Ret.Exist_Non-FBC_DSI & ACI & GPM & SCR & NGC | 0 | 0 | 0 | 0 | 0 | 0 | 0
00 Ret.Exist_Non-FBC_DSI & ACI & GPM & SNCR | 0 | 0 | 0 | 0 | 0 | 0 | 0
00 Ret.Exist_Non-FBC_DSI & ACI & GPM & SNCR & DRET | 0 | 0 | 0 | 0 | 0 | 0 | 0
00 Ret.Exist_Non-FBC_DSI & ACI & GPM & SNCR & NGC | 0 | 0 | 0 | 0 | 0 | 0 | 0
00 Ret.Exist_Non-FBC_DSI & ACI & GPM & WetFGD & SCR & CCS | 0 | 0 | 0 | 0 | 0 | 0 | 0
00 Ret.Exist_Non-FBC_DSI & ACI & NGC | 0 | 0 | 0 | 0 | 0 | 0 | 0
00 Ret.Exist_Non-FBC_DSI & ACI & SCR | 0 | 0 | 0 | 0 | 0 | 0 | 0
00 Ret.Exist_Non-FBC_DSI & ACI & SCR & DRET | 0 | 0 | 0 | 0 | 0 | 0 | 0
00 Ret.Exist_Non-FBC_DSI & ACI & SCR & NGC | 0 | 0 | 0 | 0 | 0 | 0 | 0
00 Ret.Exist_Non-FBC_DSI & ACI & SNCR | 0 | 0 | 0 | 0 | 0 | 0 | 0
00 Ret.Exist_Non-FBC_DSI & ACI & SNCR & DRET | 0 | 0 | 0 | 0 | 0 | 0 | 0
00 Ret.Exist_Non-FBC_DSI & ACI & SNCR & NGC | 0 | 0 | 0 | 0 | 0 | 0 | 0
00 Ret.Exist_Non-FBC_DSI & ACI & WetFGD & SCR & CCS | 0 | 0 | 0 | 0 | 0 | 0 | 0
00 Ret.Exist_Non-FBC_DSI & C2G | 0 | 0 | 0 | 0 | 0 | 0 | 0
00 Ret.Exist_Non-FBC_DSI & C2G & SCR | 0 | 0 | 0 | 0 | 0 | 0 | 0
00 Ret.Exist_Non-FBC_DSI & DRET | 0 | 0 | 0 | 0 | 0 | 0 | 0
00 Ret.Exist_Non-FBC_DSI & GPM | 0 | 0 | 0 | 0 | 0 | 0 | 0
00 Ret.Exist_Non-FBC_DSI & GPM & C2G | 0 | 0 | 0 | 0 | 0 | 0 | 0
00 Ret.Exist_Non-FBC_DSI & GPM & C2G & SCR | 0 | 0 | 0 | 0 | 0 | 0 | 0
00 Ret.Exist_Non-FBC_DSI & GPM & DRET | 0 | 0 | 0 | 0 | 0 | 0 | 0
00 Ret.Exist_Non-FBC_DSI & GPM & NGC | 0 | 0 | 0 | 0 | 0 | 0 | 0
00 Ret.Exist_Non-FBC_DSI & GPM & SCR | 0 | 0 | 0 | 0 | 0 | 0 | 0
00 Ret.Exist_Non-FBC_DSI & GPM & SCR & DRET | 0 | 0 | 0 | 0 | 0 | 0 | 0
00 Ret.Exist_Non-FBC_DSI & GPM & SCR & NGC | 0 | 0 | 0 | 0 | 0 | 0 | 0
00 Ret.Exist_Non-FBC_DSI & GPM & SNCR | 0 | 0 | 0 | 0 | 0 | 0 | 0
00 Ret.Exist_Non-FBC_DSI & GPM & SNCR & DRET | 0 | 0 | 0 | 0 | 0 | 0 | 0
00 Ret.Exist_Non-FBC_DSI & GPM & SNCR & NGC | 0 | 0 | 0 | 0 | 0 | 0 | 0
00 Ret.Exist_Non-FBC_DSI & GPM & WetFGD & SCR & CCS | 0 | 0 | 0 | 0 | 0 | 0 | 0
00 Ret.Exist_Non-FBC_DSI & NGC | 0 | 0 | 0 | 0 | 0 | 0 | 0
00 Ret.Exist_Non-FBC_DSI & SCR | 0 | 0 | 0 | 0 | 0 | 0 | 0
00 Ret.Exist_Non-FBC_DSI & SCR & C2G | 0 | 0 | 0 | 0 | 0 | 0 | 0
00 Ret.Exist_Non-FBC_DSI & SCR & DRET | 0 | 0 | 0 | 0 | 0 | 0 | 0
00 Ret.Exist_Non-FBC_DSI & SCR & NGC | 0 | 0 | 0 | 0 | 0 | 0 | 0
00 Ret.Exist_Non-FBC_DSI & SCR & WetFGD & CCS | 0 | 0 | 0 | 0 | 0 | 0 | 0
00 Ret.Exist_Non-FBC_DSI & SNCR | 0 | 0 | 0 | 0 | 0 | 0 | 0
00 Ret.Exist_Non-FBC_DSI & SNCR & C2G | 0 | 0 | 0 | 0 | 0 | 0 | 0
00 Ret.Exist_Non-FBC_DSI & SNCR & DRET | 0 | 0 | 0 | 0 | 0 | 0 | 0
00 Ret.Exist_Non-FBC_DSI & SNCR & NGC | 0 | 0 | 0 | 0 | 0 | 0 | 0
00 Ret.Exist_Non-FBC_NoCtrl & ACI | 0 | 0 | 0 | 0 | 0 | 0 | 0
00 Ret.Exist_Non-FBC_NoCtrl & ACI & C2G | 0 | 0 | 0 | 0 | 0 | 0 | 0
00 Ret.Exist_Non-FBC_NoCtrl & ACI & C2G & SCR | 0 | 0 | 0 | 0 | 0 | 0 | 0
00 Ret.Exist_Non-FBC_NoCtrl & ACI & DRET | 0 | 0 | 0 | 0 | 0 | 0 | 0
00 Ret.Exist_Non-FBC_NoCtrl & ACI & DSI | 0 | 0 | 0 | 0 | 0 | 0 | 0
00 Ret.Exist_Non-FBC_NoCtrl & ACI & DSI & C2G | 0 | 0 | 0 | 0 | 0 | 0 | 0
00 Ret.Exist_Non-FBC_NoCtrl & ACI & DSI & C2G & SCR | 0 | 0 | 0 | 0 | 0 | 0 | 0
00 Ret.Exist_Non-FBC_NoCtrl & ACI & DSI & DRET | 0 | 0 | 0 | 0 | 0 | 0 | 0
00 Ret.Exist_Non-FBC_NoCtrl & ACI & DSI & GPM | 0 | 0 | 0 | 0 | 0 | 0 | 0
00 Ret.Exist_Non-FBC_NoCtrl & ACI & DSI & GPM & C2G | 0 | 0 | 0 | 0 | 0 | 0 | 0
00 Ret.Exist_Non-FBC_NoCtrl & ACI & DSI & GPM & C2G & SCR | 0 | 0 | 0 | 0 | 0 | 0 | 0
00 Ret.Exist_Non-FBC_NoCtrl & ACI & DSI & GPM & DRET | 0 | 0 | 0 | 0 | 0 | 0 | 0
00 Ret.Exist_Non-FBC_NoCtrl & ACI & DSI & GPM & NGC | 0 | 0 | 0 | 0 | 0 | 0 | 0
00 Ret.Exist_Non-FBC_NoCtrl & ACI & DSI & GPM & SCR | 0 | 0 | 0 | 0 | 0 | 0 | 0
00 Ret.Exist_Non-FBC_NoCtrl & ACI & DSI & GPM & SCR & DRET | 0 | 0 | 0 | 0 | 0 | 0 | 0
00 Ret.Exist_Non-FBC_NoCtrl & ACI & DSI & GPM & SCR & NGC | 0 | 0 | 0 | 0 | 0 | 0 | 0
00 Ret.Exist_Non-FBC_NoCtrl & ACI & DSI & GPM & SNCR | 0 | 0 | 0 | 0 | 0 | 0 | 0
00 Ret.Exist_Non-FBC_NoCtrl & ACI & DSI & GPM & SNCR & DRET | 0 | 0 | 0 | 0 | 0 | 0 | 0
00 Ret.Exist_Non-FBC_NoCtrl & ACI & DSI & GPM & SNCR & NGC | 0 | 0 | 0 | 0 | 0 | 0 | 0
00 Ret.Exist_Non-FBC_NoCtrl & ACI & DSI & GPM & WetFGD & SCR & CCS | 0 | 0 | 0 | 0 | 0 | 0 | 0
00 Ret.Exist_Non-FBC_NoCtrl & ACI & DSI & NGC | 0 | 0 | 0 | 0 | 0 | 0 | 0
00 Ret.Exist_Non-FBC_NoCtrl & ACI & DSI & SCR | 0 | 0 | 0 | 0 | 0 | 0 | 0
00 Ret.Exist_Non-FBC_NoCtrl & ACI & DSI & SCR & DRET | 0 | 0 | 0 | 0 | 0 | 0 | 0
00 Ret.Exist_Non-FBC_NoCtrl & ACI & DSI & SCR & NGC | 0 | 0 | 0 | 0 | 0 | 0 | 0
00 Ret.Exist_Non-FBC_NoCtrl & ACI & DSI & SNCR | 0 | 0 | 0 | 0 | 0 | 0 | 0
00 Ret.Exist_Non-FBC_NoCtrl & ACI & DSI & SNCR & DRET | 0 | 0 | 0 | 0 | 0 | 0 | 0
00 Ret.Exist_Non-FBC_NoCtrl & ACI & DSI & SNCR & NGC | 0 | 0 | 0 | 0 | 0 | 0 | 0
00 Ret.Exist_Non-FBC_NoCtrl & ACI & DSI & WetFGD & SCR & CCS | 0 | 0 | 0 | 0 | 0 | 0 | 0
00 Ret.Exist_Non-FBC_NoCtrl & ACI & GPM | 0 | 0 | 0 | 0 | 0 | 0 | 0
00 Ret.Exist_Non-FBC_NoCtrl & ACI & GPM & C2G | 0 | 0 | 0 | 0 | 0 | 0 | 0
00 Ret.Exist_Non-FBC_NoCtrl & ACI & GPM & C2G & SCR | 0 | 0 | 0 | 0 | 0 | 0 | 0
00 Ret.Exist_Non-FBC_NoCtrl & ACI & GPM & DRET | 0 | 0 | 0 | 0 | 0 | 0 | 0
00 Ret.Exist_Non-FBC_NoCtrl & ACI & GPM & NGC | 0 | 0 | 0 | 0 | 0 | 0 | 0
00 Ret.Exist_Non-FBC_NoCtrl & ACI & GPM & SCR | 0 | 0 | 0 | 0 | 0 | 0 | 0
00 Ret.Exist_Non-FBC_NoCtrl & ACI & GPM & SCR & DRET | 0 | 0 | 0 | 0 | 0 | 0 | 0
00 Ret.Exist_Non-FBC_NoCtrl & ACI & GPM & SCR & NGC | 0 | 0 | 0 | 0 | 0 | 0 | 0
00 Ret.Exist_Non-FBC_NoCtrl & ACI & GPM & SNCR | 0 | 0 | 0 | 0 | 0 | 0 | 0
00 Ret.Exist_Non-FBC_NoCtrl & ACI & GPM & SNCR & DRET | 0 | 0 | 0 | 0 | 0 | 0 | 0
00 Ret.Exist_Non-FBC_NoCtrl & ACI & GPM & SNCR & NGC | 0 | 0 | 0 | 0 | 0 | 0 | 0
00 Ret.Exist_Non-FBC_NoCtrl & ACI & GPM & WetFGD & SCR & CCS | 0 | 0 | 0 | 0 | 0 | 0 | 0
00 Ret.Exist_Non-FBC_NoCtrl & ACI & NGC | 0 | 0 | 0 | 0 | 0 | 0 | 0
00 Ret.Exist_Non-FBC_NoCtrl & ACI & SCR | 0 | 0 | 0 | 0 | 0 | 0 | 0
00 Ret.Exist_Non-FBC_NoCtrl & ACI & SCR & DRET | 0 | 0 | 0 | 0 | 0 | 0 | 0
00 Ret.Exist_Non-FBC_NoCtrl & ACI & SCR & NGC | 0 | 0 | 0 | 0 | 0 | 0 | 0
00 Ret.Exist_Non-FBC_NoCtrl & ACI & SNCR | 0 | 0 | 0 | 0 | 0 | 0 | 0
00 Ret.Exist_Non-FBC_NoCtrl & ACI & SNCR & DRET | 0 | 0 | 0 | 0 | 0 | 0 | 0
00 Ret.Exist_Non-FBC_NoCtrl & ACI & SNCR & NGC | 0 | 0 | 0 | 0 | 0 | 0 | 0
00 Ret.Exist_Non-FBC_NoCtrl & ACI & WetFGD & SCR & CCS | 0 | 0 | 0 | 0 | 0 | 0 | 0
00 Ret.Exist_Non-FBC_NoCtrl & C2G | 0 | 0 | 0 | 0 | 0 | 0 | 0
00 Ret.Exist_Non-FBC_NoCtrl & C2G & SCR | 0 | 0 | 0 | 0 | 0 | 0 | 0
00 Ret.Exist_Non-FBC_NoCtrl & DCCS | 0 | 0 | 0 | 0 | 0 | 0 | 0
00 Ret.Exist_Non-FBC_NoCtrl & DCCS & WetFGD & SCR & CCS | 0 | 0 | 0 | 0 | 0 | 0 | 0
00 Ret.Exist_Non-FBC_NoCtrl & DRET | 0 | 0 | 0 | 0 | 0 | 0 | 0
00 Ret.Exist_Non-FBC_NoCtrl & DSI | 0 | 0 | 0 | 0 | 0 | 0 | 0
00 Ret.Exist_Non-FBC_NoCtrl & DSI & C2G | 0 | 0 | 0 | 0 | 0 | 0 | 0
00 Ret.Exist_Non-FBC_NoCtrl & DSI & C2G & SCR | 0 | 0 | 0 | 0 | 0 | 0 | 0
00 Ret.Exist_Non-FBC_NoCtrl & DSI & DRET | 0 | 0 | 0 | 0 | 0 | 0 | 0
00 Ret.Exist_Non-FBC_NoCtrl & DSI & GPM | 0 | 0 | 0 | 0 | 0 | 0 | 0
00 Ret.Exist_Non-FBC_NoCtrl & DSI & GPM & C2G | 0 | 0 | 0 | 0 | 0 | 0 | 0
00 Ret.Exist_Non-FBC_NoCtrl & DSI & GPM & C2G & SCR | 0 | 0 | 0 | 0 | 0 | 0 | 0
00 Ret.Exist_Non-FBC_NoCtrl & DSI & GPM & DRET | 0 | 0 | 0 | 0 | 0 | 0 | 0
00 Ret.Exist_Non-FBC_NoCtrl & DSI & GPM & NGC | 0 | 0 | 0 | 0 | 0 | 0 | 0
00 Ret.Exist_Non-FBC_NoCtrl & DSI & GPM & SCR | 0 | 0 | 0 | 0 | 0 | 0 | 0
00 Ret.Exist_Non-FBC_NoCtrl & DSI & GPM & SCR & DRET | 0 | 0 | 0 | 0 | 0 | 0 | 0
00 Ret.Exist_Non-FBC_NoCtrl & DSI & GPM & SCR & NGC | 0 | 0 | 0 | 0 | 0 | 0 | 0
00 Ret.Exist_Non-FBC_NoCtrl & DSI & GPM & SNCR | 0 | 0 | 0 | 0 | 0 | 0 | 0
00 Ret.Exist_Non-FBC_NoCtrl & DSI & GPM & SNCR & DRET | 0 | 0 | 0 | 0 | 0 | 0 | 0
00 Ret.Exist_Non-FBC_NoCtrl & DSI & GPM & SNCR & NGC | 0 | 0 | 0 | 0 | 0 | 0 | 0
00 Ret.Exist_Non-FBC_NoCtrl & DSI & GPM & WetFGD & SCR & CCS | 0 | 0 | 0 | 0 | 0 | 0 | 0
00 Ret.Exist_Non-FBC_NoCtrl & DSI & NGC | 0 | 0 | 0 | 0 | 0 | 0 | 0
00 Ret.Exist_Non-FBC_NoCtrl & DSI & SCR | 0 | 0 | 0 | 0 | 0 | 0 | 0
00 Ret.Exist_Non-FBC_NoCtrl & DSI & SCR & DRET | 0 | 0 | 0 | 0 | 0 | 0 | 0
00 Ret.Exist_Non-FBC_NoCtrl & DSI & SCR & NGC | 0 | 0 | 0 | 0 | 0 | 0 | 0
00 Ret.Exist_Non-FBC_NoCtrl & DSI & SNCR | 0 | 0 | 0 | 0 | 0 | 0 | 0
00 Ret.Exist_Non-FBC_NoCtrl & DSI & SNCR & DRET | 0 | 0 | 0 | 0 | 0 | 0 | 0
00 Ret.Exist_Non-FBC_NoCtrl & DSI & SNCR & NGC | 0 | 0 | 0 | 0 | 0 | 0 | 0
00 Ret.Exist_Non-FBC_NoCtrl & DSI & WetFGD & SCR & CCS | 0 | 0 | 0 | 0 | 0 | 0 | 0
00 Ret.Exist_Non-FBC_NoCtrl & GPM | 0 | 0 | 0 | 0 | 0 | 0 | 0
00 Ret.Exist_Non-FBC_NoCtrl & GPM & C2G | 0 | 0 | 0 | 0 | 0 | 0 | 0
00 Ret.Exist_Non-FBC_NoCtrl & GPM & C2G & SCR | 0 | 0 | 0 | 0 | 0 | 0 | 0
00 Ret.Exist_Non-FBC_NoCtrl & GPM & DRET | 0 | 0 | 0 | 0 | 0 | 0 | 0
00 Ret.Exist_Non-FBC_NoCtrl & GPM & NGC | 0 | 0 | 0 | 0 | 0 | 0 | 0
00 Ret.Exist_Non-FBC_NoCtrl & GPM & SCR | 0 | 0 | 0 | 0 | 0 | 0 | 0
00 Ret.Exist_Non-FBC_NoCtrl & GPM & SCR & DRET | 0 | 0 | 0 | 0 | 0 | 0 | 0
00 Ret.Exist_Non-FBC_NoCtrl & GPM & SCR & NGC | 0 | 0 | 0 | 0 | 0 | 0 | 0
00 Ret.Exist_Non-FBC_NoCtrl & GPM & SNCR | 0 | 0 | 0 | 0 | 0 | 0 | 0
00 Ret.Exist_Non-FBC_NoCtrl & GPM & SNCR & DRET | 0 | 0 | 0 | 0 | 0 | 0 | 0
00 Ret.Exist_Non-FBC_NoCtrl & GPM & SNCR & NGC | 0 | 0 | 0 | 0 | 0 | 0 | 0
00 Ret.Exist_Non-FBC_NoCtrl & GPM & WetFGD & SCR & CCS | 0 | 0 | 0 | 0 | 0 | 0 | 0
00 Ret.Exist_Non-FBC_NoCtrl & NGC | 0 | 0 | 0 | 0 | 0 | 0 | 0
00 Ret.Exist_Non-FBC_NoCtrl & SCR | 0 | 0 | 0 | 0 | 0 | 0 | 0
00 Ret.Exist_Non-FBC_NoCtrl & SCR & C2G | 0 | 0 | 0 | 0 | 0 | 0 | 0
00 Ret.Exist_Non-FBC_NoCtrl & SCR & DRET | 0 | 0 | 0 | 0 | 0 | 0 | 0
00 Ret.Exist_Non-FBC_NoCtrl & SCR & NGC | 0 | 0 | 0 | 0 | 0 | 0 | 0
00 Ret.Exist_Non-FBC_NoCtrl & SCR & WetFGD & CCS | 0 | 0 | 0 | 0 | 0 | 0 | 0
00 Ret.Exist_Non-FBC_NoCtrl & SNCR | 0 | 0 | 0 | 0 | 0 | 0 | 0
00 Ret.Exist_Non-FBC_NoCtrl & SNCR & C2G | 0 | 0 | 0 | 0 | 0 | 0 | 0
00 Ret.Exist_Non-FBC_NoCtrl & SNCR & DRET | 0 | 0 | 0 | 0 | 0 | 0 | 0
00 Ret.Exist_Non-FBC_NoCtrl & SNCR & NGC | 0 | 0 | 0 | 0 | 0 | 0 | 0
00 Ret.Exist_Non-FBC_SCR_ACI & C2G | 0 | 0 | 0 | 0 | 0 | 0 | 0
00 Ret.Exist_Non-FBC_SCR_ACI & DCCS | 0 | 0 | 0 | 0 | 0 | 0 | 0
00 Ret.Exist_Non-FBC_SCR_ACI & DCCS & WetFGD & CCS | 0 | 0 | 0 | 0 | 0 | 0 | 0
00 Ret.Exist_Non-FBC_SCR_ACI & DRET | 0 | 0 | 0 | 0 | 0 | 0 | 0
00 Ret.Exist_Non-FBC_SCR_ACI & DSI | 0 | 0 | 0 | 0 | 0 | 0 | 0
00 Ret.Exist_Non-FBC_SCR_ACI & DSI & C2G | 0 | 0 | 0 | 0 | 0 | 0 | 0
00 Ret.Exist_Non-FBC_SCR_ACI & DSI & DRET | 0 | 0 | 0 | 0 | 0 | 0 | 0
00 Ret.Exist_Non-FBC_SCR_ACI & DSI & GPM | 0 | 0 | 0 | 0 | 0 | 0 | 0
00 Ret.Exist_Non-FBC_SCR_ACI & DSI & GPM & C2G | 0 | 0 | 0 | 0 | 0 | 0 | 0
00 Ret.Exist_Non-FBC_SCR_ACI & DSI & GPM & DRET | 0 | 0 | 0 | 0 | 0 | 0 | 0
00 Ret.Exist_Non-FBC_SCR_ACI & DSI & GPM & NGC | 0 | 0 | 0 | 0 | 0 | 0 | 0
00 Ret.Exist_Non-FBC_SCR_ACI & DSI & GPM & WetFGD & CCS | 0 | 0 | 0 | 0 | 0 | 0 | 0
00 Ret.Exist_Non-FBC_SCR_ACI & DSI & NGC | 0 | 0 | 0 | 0 | 0 | 0 | 0
00 Ret.Exist_Non-FBC_SCR_ACI & DSI & WetFGD & CCS | 0 | 0 | 0 | 0 | 0 | 0 | 0
00 Ret.Exist_Non-FBC_SCR_ACI & GPM | 0 | 0 | 0 | 0 | 0 | 0 | 0
00 Ret.Exist_Non-FBC_SCR_ACI & GPM & C2G | 0 | 0 | 0 | 0 | 0 | 0 | 0
00 Ret.Exist_Non-FBC_SCR_ACI & GPM & DRET | 0 | 0 | 0 | 0 | 0 | 0 | 0
00 Ret.Exist_Non-FBC_SCR_ACI & GPM & NGC | 0 | 0 | 0 | 0 | 0 | 0 | 0
00 Ret.Exist_Non-FBC_SCR_ACI & GPM & WetFGD & CCS | 0 | 0 | 0 | 0 | 0 | 0 | 0
00 Ret.Exist_Non-FBC_SCR_ACI & NGC | 0 | 0 | 0 | 0 | 0 | 0 | 0
00 Ret.Exist_Non-FBC_SCR_ACI & WetFGD & CCS | 0 | 0 | 0 | 0 | 0 | 0 | 0
00 Ret.Exist_Non-FBC_SCR_ACI_DSI & C2G | 0 | 0 | 0 | 0 | 0 | 0 | 0
00 Ret.Exist_Non-FBC_SCR_ACI_DSI & DCCS | 0 | 0 | 0 | 0 | 0 | 0 | 0
00 Ret.Exist_Non-FBC_SCR_ACI_DSI & DCCS & WetFGD & CCS | 0 | 0 | 0 | 0 | 0 | 0 | 0
00 Ret.Exist_Non-FBC_SCR_ACI_DSI & DRET | 0 | 0 | 0 | 0 | 0 | 0 | 0
00 Ret.Exist_Non-FBC_SCR_ACI_DSI & GPM | 0 | 0 | 0 | 0 | 0 | 0 | 0
00 Ret.Exist_Non-FBC_SCR_ACI_DSI & GPM & C2G | 0 | 0 | 0 | 0 | 0 | 0 | 0
00 Ret.Exist_Non-FBC_SCR_ACI_DSI & GPM & DRET | 0 | 0 | 0 | 0 | 0 | 0 | 0
00 Ret.Exist_Non-FBC_SCR_ACI_DSI & GPM & NGC | 0 | 0 | 0 | 0 | 0 | 0 | 0
00 Ret.Exist_Non-FBC_SCR_ACI_DSI & GPM & WetFGD & CCS | 0 | 0 | 0 | 0 | 0 | 0 | 0
00 Ret.Exist_Non-FBC_SCR_ACI_DSI & NGC | 0 | 0 | 0 | 0 | 0 | 0 | 0
00 Ret.Exist_Non-FBC_SCR_ACI_DSI & WetFGD & CCS | 0 | 0 | 0 | 0 | 0 | 0 | 0
00 Ret.Exist_Non-FBC_SNCR_ACI & C2G | 0 | 0 | 0 | 0 | 0 | 0 | 0
00 Ret.Exist_Non-FBC_SNCR_ACI & C2G & SCR | 0 | 0 | 0 | 0 | 0 | 0 | 0
00 Ret.Exist_Non-FBC_SNCR_ACI & DRET | 0 | 0 | 0 | 0 | 0 | 0 | 0
00 Ret.Exist_Non-FBC_SNCR_ACI & DSI | 0 | 0 | 0 | 0 | 0 | 0 | 0
00 Ret.Exist_Non-FBC_SNCR_ACI & DSI & C2G | 0 | 0 | 0 | 0 | 0 | 0 | 0
00 Ret.Exist_Non-FBC_SNCR_ACI & DSI & C2G & SCR | 0 | 0 | 0 | 0 | 0 | 0 | 0
00 Ret.Exist_Non-FBC_SNCR_ACI & DSI & DRET | 0 | 0 | 0 | 0 | 0 | 0 | 0
00 Ret.Exist_Non-FBC_SNCR_ACI & DSI & NGC | 0 | 0 | 0 | 0 | 0 | 0 | 0
00 Ret.Exist_Non-FBC_SNCR_ACI & DSI & SCR | 0 | 0 | 0 | 0 | 0 | 0 | 0
00 Ret.Exist_Non-FBC_SNCR_ACI & DSI & SCR & DRET | 0 | 0 | 0 | 0 | 0 | 0 | 0
00 Ret.Exist_Non-FBC_SNCR_ACI & DSI & SCR & NGC | 0 | 0 | 0 | 0 | 0 | 0 | 0
00 Ret.Exist_Non-FBC_SNCR_ACI & DSI & WetFGD & SCR & CCS | 0 | 0 | 0 | 0 | 0 | 0 | 0
00 Ret.Exist_Non-FBC_SNCR_ACI & GPM | 0 | 0 | 0 | 0 | 0 | 0 | 0
00 Ret.Exist_Non-FBC_SNCR_ACI & GPM & C2G | 0 | 0 | 0 | 0 | 0 | 0 | 0
00 Ret.Exist_Non-FBC_SNCR_ACI & GPM & C2G & SCR | 0 | 0 | 0 | 0 | 0 | 0 | 0
00 Ret.Exist_Non-FBC_SNCR_ACI & GPM & DRET | 0 | 0 | 0 | 0 | 0 | 0 | 0
00 Ret.Exist_Non-FBC_SNCR_ACI & GPM & NGC | 0 | 0 | 0 | 0 | 0 | 0 | 0
00 Ret.Exist_Non-FBC_SNCR_ACI & GPM & SCR | 0 | 0 | 0 | 0 | 0 | 0 | 0
00 Ret.Exist_Non-FBC_SNCR_ACI & GPM & SCR & DRET | 0 | 0 | 0 | 0 | 0 | 0 | 0
00 Ret.Exist_Non-FBC_SNCR_ACI & GPM & SCR & NGC | 0 | 0 | 0 | 0 | 0 | 0 | 0
00 Ret.Exist_Non-FBC_SNCR_ACI & GPM & WetFGD & SCR & CCS | 0 | 0 | 0 | 0 | 0 | 0 | 0
00 Ret.Exist_Non-FBC_SNCR_ACI & NGC | 0 | 0 | 0 | 0 | 0 | 0 | 0
00 Ret.Exist_Non-FBC_SNCR_ACI & SCR | 0 | 0 | 0 | 0 | 0 | 0 | 0
00 Ret.Exist_Non-FBC_SNCR_ACI & SCR & C2G | 0 | 0 | 0 | 0 | 0 | 0 | 0
00 Ret.Exist_Non-FBC_SNCR_ACI & SCR & DRET | 0 | 0 | 0 | 0 | 0 | 0 | 0
00 Ret.Exist_Non-FBC_SNCR_ACI & SCR & NGC | 0 | 0 | 0 | 0 | 0 | 0 | 0
00 Ret.Exist_Non-FBC_SNCR_ACI & SCR & WetFGD & CCS | 0 | 0 | 0 | 0 | 0 | 0 | 0
00 Ret.Exist_Non-FBC_SNCR_ACI_DSI & C2G | 0 | 0 | 0 | 0 | 0 | 0 | 0
00 Ret.Exist_Non-FBC_SNCR_ACI_DSI & C2G & SCR | 0 | 0 | 0 | 0 | 0 | 0 | 0
00 Ret.Exist_Non-FBC_SNCR_ACI_DSI & DCCS | 0 | 0 | 0 | 0 | 0 | 0 | 0
00 Ret.Exist_Non-FBC_SNCR_ACI_DSI & DCCS & WetFGD & SCR & CCS | 0 | 0 | 0 | 0 | 0 | 0 | 0
00 Ret.Exist_Non-FBC_SNCR_ACI_DSI & DRET | 0 | 0 | 0 | 0 | 0 | 0 | 0
00 Ret.Exist_Non-FBC_SNCR_ACI_DSI & GPM | 0 | 0 | 0 | 0 | 0 | 0 | 0
00 Ret.Exist_Non-FBC_SNCR_ACI_DSI & GPM & C2G | 0 | 0 | 0 | 0 | 0 | 0 | 0
00 Ret.Exist_Non-FBC_SNCR_ACI_DSI & GPM & C2G & SCR | 0 | 0 | 0 | 0 | 0 | 0 | 0
00 Ret.Exist_Non-FBC_SNCR_ACI_DSI & GPM & DRET | 0 | 0 | 0 | 0 | 0 | 0 | 0
00 Ret.Exist_Non-FBC_SNCR_ACI_DSI & GPM & NGC | 0 | 0 | 0 | 0 | 0 | 0 | 0
00 Ret.Exist_Non-FBC_SNCR_ACI_DSI & GPM & SCR | 0 | 0 | 0 | 0 | 0 | 0 | 0
00 Ret.Exist_Non-FBC_SNCR_ACI_DSI & GPM & SCR & DRET | 0 | 0 | 0 | 0 | 0 | 0 | 0
00 Ret.Exist_Non-FBC_SNCR_ACI_DSI & GPM & SCR & NGC | 0 | 0 | 0 | 0 | 0 | 0 | 0
00 Ret.Exist_Non-FBC_SNCR_ACI_DSI & GPM & WetFGD & SCR & CCS | 0 | 0 | 0 | 0 | 0 | 0 | 0
00 Ret.Exist_Non-FBC_SNCR_ACI_DSI & NGC | 0 | 0 | 0 | 0 | 0 | 0 | 0
00 Ret.Exist_Non-FBC_SNCR_ACI_DSI & SCR | 0 | 0 | 0 | 0 | 0 | 0 | 0
00 Ret.Exist_Non-FBC_SNCR_ACI_DSI & SCR & C2G | 0 | 0 | 0 | 0 | 0 | 0 | 0
00 Ret.Exist_Non-FBC_SNCR_ACI_DSI & SCR & DRET | 0 | 0 | 0 | 0 | 0 | 0 | 0
00 Ret.Exist_Non-FBC_SNCR_ACI_DSI & SCR & NGC | 0 | 0 | 0 | 0 | 0 | 0 | 0
00 Ret.Exist_Non-FBC_SNCR_ACI_DSI & SCR & WetFGD & CCS | 0 | 0 | 0 | 0 | 0 | 0 | 0
00 Ret.Exist_Non-FBC_WetFGD & ACI | 0 | 0 | 0 | 0 | 0 | 0 | 0
00 Ret.Exist_Non-FBC_WetFGD & ACI & C2G | 0 | 0 | 0 | 0 | 0 | 0 | 0
00 Ret.Exist_Non-FBC_WetFGD & ACI & C2G & SCR | 0 | 0 | 0 | 0 | 0 | 0 | 0
00 Ret.Exist_Non-FBC_WetFGD & ACI & DRET | 0 | 0 | 0 | 0 | 0 | 0 | 0
00 Ret.Exist_Non-FBC_WetFGD & ACI & GPM | 0 | 0 | 0 | 0 | 0 | 0 | 0
00 Ret.Exist_Non-FBC_WetFGD & ACI & GPM & C2G | 0 | 0 | 0 | 0 | 0 | 0 | 0
00 Ret.Exist_Non-FBC_WetFGD & ACI & GPM & C2G & SCR | 0 | 0 | 0 | 0 | 0 | 0 | 0
00 Ret.Exist_Non-FBC_WetFGD & ACI & GPM & DRET | 0 | 0 | 0 | 0 | 0 | 0 | 0
00 Ret.Exist_Non-FBC_WetFGD & ACI & GPM & NGC | 0 | 0 | 0 | 0 | 0 | 0 | 0
00 Ret.Exist_Non-FBC_WetFGD & ACI & GPM & SCR | 0 | 0 | 0 | 0 | 0 | 0 | 0
00 Ret.Exist_Non-FBC_WetFGD & ACI & GPM & SCR & CCS | 0 | 0 | 0 | 0 | 0 | 0 | 0
00 Ret.Exist_Non-FBC_WetFGD & ACI & GPM & SCR & DRET | 0 | 0 | 0 | 0 | 0 | 0 | 0
00 Ret.Exist_Non-FBC_WetFGD & ACI & GPM & SCR & NGC | 0 | 0 | 0 | 0 | 0 | 0 | 0
00 Ret.Exist_Non-FBC_WetFGD & ACI & GPM & SNCR | 0 | 0 | 0 | 0 | 0 | 0 | 0
00 Ret.Exist_Non-FBC_WetFGD & ACI & GPM & SNCR & DRET | 0 | 0 | 0 | 0 | 0 | 0 | 0
00 Ret.Exist_Non-FBC_WetFGD & ACI & GPM & SNCR & NGC | 0 | 0 | 0 | 0 | 0 | 0 | 0
00 Ret.Exist_Non-FBC_WetFGD & ACI & NGC | 0 | 0 | 0 | 0 | 0 | 0 | 0
00 Ret.Exist_Non-FBC_WetFGD & ACI & SCR | 0 | 0 | 0 | 0 | 0 | 0 | 0
00 Ret.Exist_Non-FBC_WetFGD & ACI & SCR & CCS | 0 | 0 | 0 | 0 | 0 | 0 | 0
00 Ret.Exist_Non-FBC_WetFGD & ACI & SCR & DRET | 0 | 0 | 0 | 0 | 0 | 0 | 0
00 Ret.Exist_Non-FBC_WetFGD & ACI & SCR & NGC | 0 | 0 | 0 | 0 | 0 | 0 | 0
00 Ret.Exist_Non-FBC_WetFGD & ACI & SNCR | 0 | 0 | 0 | 0 | 0 | 0 | 0
00 Ret.Exist_Non-FBC_WetFGD & ACI & SNCR & DRET | 0 | 0 | 0 | 0 | 0 | 0 | 0
00 Ret.Exist_Non-FBC_WetFGD & ACI & SNCR & NGC | 0 | 0 | 0 | 0 | 0 | 0 | 0
00 Ret.Exist_Non-FBC_WetFGD & C2G | 0 | 0 | 0 | 0 | 0 | 0 | 0
00 Ret.Exist_Non-FBC_WetFGD & C2G & SCR | 0 | 0 | 0 | 0 | 0 | 0 | 0
00 Ret.Exist_Non-FBC_WetFGD & DRET | 0 | 0 | 0 | 0 | 0 | 0 | 0
00 Ret.Exist_Non-FBC_WetFGD & DCCS | 0 | 0 | 0 | 0 | 0 | 0 | 0
00 Ret.Exist_Non-FBC_WetFGD & DCCS & SCR & CCS | 0 | 0 | 0 | 0 | 0 | 0 | 0
00 Ret.Exist_Non-FBC_WetFGD & GPM | 0 | 0 | 0 | 0 | 0 | 0 | 0
00 Ret.Exist_Non-FBC_WetFGD & GPM & C2G | 0 | 0 | 0 | 0 | 0 | 0 | 0
00 Ret.Exist_Non-FBC_WetFGD & GPM & C2G & SCR | 0 | 0 | 0 | 0 | 0 | 0 | 0
00 Ret.Exist_Non-FBC_WetFGD & GPM & DRET | 0 | 0 | 0 | 0 | 0 | 0 | 0
00 Ret.Exist_Non-FBC_WetFGD & GPM & NGC | 0 | 0 | 0 | 0 | 0 | 0 | 0
00 Ret.Exist_Non-FBC_WetFGD & GPM & SCR | 0 | 0 | 0 | 0 | 0 | 0 | 0
00 Ret.Exist_Non-FBC_WetFGD & GPM & SCR & CCS | 0 | 0 | 0 | 0 | 0 | 0 | 0
00 Ret.Exist_Non-FBC_WetFGD & GPM & SCR & DRET | 0 | 0 | 0 | 0 | 0 | 0 | 0
00 Ret.Exist_Non-FBC_WetFGD & GPM & SCR & NGC | 0 | 0 | 0 | 0 | 0 | 0 | 0
00 Ret.Exist_Non-FBC_WetFGD & GPM & SNCR | 0 | 0 | 0 | 0 | 0 | 0 | 0
00 Ret.Exist_Non-FBC_WetFGD & GPM & SNCR & DRET | 0 | 0 | 0 | 0 | 0 | 0 | 0
00 Ret.Exist_Non-FBC_WetFGD & GPM & SNCR & NGC | 0 | 0 | 0 | 0 | 0 | 0 | 0
00 Ret.Exist_Non-FBC_WetFGD & NGC | 0 | 0 | 0 | 0 | 0 | 0 | 0
00 Ret.Exist_Non-FBC_WetFGD & SCR | 0 | 0 | 0 | 0 | 0 | 0 | 0
00 Ret.Exist_Non-FBC_WetFGD & SCR & C2G | 0 | 0 | 0 | 0 | 0 | 0 | 0
00 Ret.Exist_Non-FBC_WetFGD & SCR & CCS | 0 | 0 | 0 | 0 | 0 | 0 | 0
00 Ret.Exist_Non-FBC_WetFGD & SCR & DRET | 0 | 0 | 0 | 0 | 0 | 0 | 0
00 Ret.Exist_Non-FBC_WetFGD & SCR & NGC | 0 | 0 | 0 | 0 | 0 | 0 | 0
00 Ret.Exist_Non-FBC_WetFGD & SNCR | 0 | 0 | 0 | 0 | 0 | 0 | 0
00 Ret.Exist_Non-FBC_WetFGD & SNCR & C2G | 0 | 0 | 0 | 0 | 0 | 0 | 0
00 Ret.Exist_Non-FBC_WetFGD & SNCR & DRET | 0 | 0 | 0 | 0 | 0 | 0 | 0
00 Ret.Exist_Non-FBC_WetFGD & SNCR & NGC | 0 | 0 | 0 | 0 | 0 | 0 | 0
00 Ret.Exist_Non-FBC_WetFGD_ACI & C2G | 187.464 | 187.464 | 187.464 | 187.464 | 187.464 | 187.464 | 187.464
00 Ret.Exist_Non-FBC_WetFGD_ACI & C2G & SCR | 0 | 0 | 0 | 0 | 0 | 0 | 0
00 Ret.Exist_Non-FBC_WetFGD_ACI & DCCS | 0 | 0 | 0 | 0 | 0 | 0 | 0
00 Ret.Exist_Non-FBC_WetFGD_ACI & DCCS & SCR & CCS | 0 | 0 | 0 | 0 | 0 | 0 | 0
00 Ret.Exist_Non-FBC_WetFGD_ACI & DRET | 0 | 0 | 0 | 0 | 0 | 0 | 0
00 Ret.Exist_Non-FBC_WetFGD_ACI & GPM | 0 | 0 | 0 | 0 | 0 | 0 | 0
00 Ret.Exist_Non-FBC_WetFGD_ACI & GPM & C2G | 0 | 0 | 0 | 0 | 0 | 0 | 0
00 Ret.Exist_Non-FBC_WetFGD_ACI & GPM & C2G & SCR | 0 | 0 | 0 | 0 | 0 | 0 | 0
00 Ret.Exist_Non-FBC_WetFGD_ACI & GPM & DRET | 0 | 0 | 0 | 0 | 0 | 0 | 0
00 Ret.Exist_Non-FBC_WetFGD_ACI & GPM & NGC | 0 | 0 | 0 | 0 | 0 | 0 | 0
00 Ret.Exist_Non-FBC_WetFGD_ACI & GPM & SCR | 0 | 0 | 0 | 0 | 0 | 0 | 0
00 Ret.Exist_Non-FBC_WetFGD_ACI & GPM & SCR & CCS | 0 | 0 | 0 | 0 | 0 | 0 | 0
00 Ret.Exist_Non-FBC_WetFGD_ACI & GPM & SCR & DRET | 0 | 0 | 0 | 0 | 0 | 0 | 0
00 Ret.Exist_Non-FBC_WetFGD_ACI & GPM & SCR & NGC | 0 | 0 | 0 | 0 | 0 | 0 | 0
00 Ret.Exist_Non-FBC_WetFGD_ACI & GPM & SNCR | 0 | 0 | 0 | 0 | 0 | 0 | 0
00 Ret.Exist_Non-FBC_WetFGD_ACI & GPM & SNCR & DRET | 0 | 0 | 0 | 0 | 0 | 0 | 0
00 Ret.Exist_Non-FBC_WetFGD_ACI & GPM & SNCR & NGC | 0 | 0 | 0 | 0 | 0 | 0 | 0
00 Ret.Exist_Non-FBC_WetFGD_ACI & NGC | 0 | 0 | 0 | 0 | 0 | 0 | 0
00 Ret.Exist_Non-FBC_WetFGD_ACI & SCR | 596.9107 | 2528.3471 | 2528.3471 | 2528.3471 | 2528.3471 | 2528.3471 | 2528.3471
00 Ret.Exist_Non-FBC_WetFGD_ACI & SCR & C2G | 0 | 0 | 0 | 0 | 0 | 0 | 0
00 Ret.Exist_Non-FBC_WetFGD_ACI & SCR & CCS | 0 | 0 | 6074.5083 | 6074.5083 | 4334.0655 | 0 | 0
00 Ret.Exist_Non-FBC_WetFGD_ACI & SCR & DRET | 0 | 0 | 0 | 0 | 0 | 0 | 0
00 Ret.Exist_Non-FBC_WetFGD_ACI & SCR & NGC | 0 | 0 | 0 | 0 | 0 | 0 | 0
00 Ret.Exist_Non-FBC_WetFGD_ACI & SNCR | 0 | 0 | 0 | 0 | 0 | 0 | 0
00 Ret.Exist_Non-FBC_WetFGD_ACI & SNCR & C2G | 0 | 0 | 0 | 0 | 0 | 0 | 0
00 Ret.Exist_Non-FBC_WetFGD_ACI & SNCR & DRET | 0 | 0 | 0 | 0 | 0 | 0 | 0
00 Ret.Exist_Non-FBC_WetFGD_ACI & SNCR & NGC | 0 | 0 | 0 | 0 | 0 | 0 | 0
00 Ret.Exist_Non-FBC_WetFGD_ACI_DSI & C2G | 0 | 0 | 0 | 0 | 0 | 0 | 0
00 Ret.Exist_Non-FBC_WetFGD_ACI_DSI & C2G & SCR | 0 | 0 | 0 | 0 | 0 | 0 | 0
00 Ret.Exist_Non-FBC_WetFGD_ACI_DSI & DCCS | 0 | 0 | 0 | 0 | 0 | 0 | 0
00 Ret.Exist_Non-FBC_WetFGD_ACI_DSI & DCCS & SCR & CCS | 0 | 0 | 0 | 0 | 0 | 0 | 0
00 Ret.Exist_Non-FBC_WetFGD_ACI_DSI & DRET | 0 | 0 | 0 | 0 | 0 | 0 | 0
00 Ret.Exist_Non-FBC_WetFGD_ACI_DSI & GPM | 0 | 0 | 0 | 0 | 0 | 0 | 0
00 Ret.Exist_Non-FBC_WetFGD_ACI_DSI & GPM & C2G | 0 | 0 | 0 | 0 | 0 | 0 | 0
00 Ret.Exist_Non-FBC_WetFGD_ACI_DSI & GPM & C2G & SCR | 0 | 0 | 0 | 0 | 0 | 0 | 0
00 Ret.Exist_Non-FBC_WetFGD_ACI_DSI & GPM & DRET | 0 | 0 | 0 | 0 | 0 | 0 | 0
00 Ret.Exist_Non-FBC_WetFGD_ACI_DSI & GPM & NGC | 0 | 0 | 0 | 0 | 0 | 0 | 0
00 Ret.Exist_Non-FBC_WetFGD_ACI_DSI & GPM & SCR | 0 | 0 | 0 | 0 | 0 | 0 | 0
00 Ret.Exist_Non-FBC_WetFGD_ACI_DSI & GPM & SCR & CCS | 0 | 0 | 0 | 0 | 0 | 0 | 0
00 Ret.Exist_Non-FBC_WetFGD_ACI_DSI & GPM & SCR & DRET | 0 | 0 | 0 | 0 | 0 | 0 | 0
00 Ret.Exist_Non-FBC_WetFGD_ACI_DSI & GPM & SCR & NGC | 0 | 0 | 0 | 0 | 0 | 0 | 0
00 Ret.Exist_Non-FBC_WetFGD_ACI_DSI & GPM & SNCR | 0 | 0 | 0 | 0 | 0 | 0 | 0
00 Ret.Exist_Non-FBC_WetFGD_ACI_DSI & GPM & SNCR & DRET | 0 | 0 | 0 | 0 | 0 | 0 | 0
00 Ret.Exist_Non-FBC_WetFGD_ACI_DSI & GPM & SNCR & NGC | 0 | 0 | 0 | 0 | 0 | 0 | 0
00 Ret.Exist_Non-FBC_WetFGD_ACI_DSI & NGC | 0 | 0 | 0 | 0 | 0 | 0 | 0
00 Ret.Exist_Non-FBC_WetFGD_ACI_DSI & SCR | 0 | 0 | 0 | 0 | 0 | 0 | 0
00 Ret.Exist_Non-FBC_WetFGD_ACI_DSI & SCR & C2G | 0 | 0 | 0 | 0 | 0 | 0 | 0
00 Ret.Exist_Non-FBC_WetFGD_ACI_DSI & SCR & CCS | 0 | 0 | 0 | 0 | 0 | 0 | 0
00 Ret.Exist_Non-FBC_WetFGD_ACI_DSI & SCR & DRET | 0 | 0 | 0 | 0 | 0 | 0 | 0
00 Ret.Exist_Non-FBC_WetFGD_ACI_DSI & SCR & NGC | 0 | 0 | 0 | 0 | 0 | 0 | 0
00 Ret.Exist_Non-FBC_WetFGD_ACI_DSI & SNCR | 0 | 0 | 0 | 0 | 0 | 0 | 0
00 Ret.Exist_Non-FBC_WetFGD_ACI_DSI & SNCR & C2G | 0 | 0 | 0 | 0 | 0 | 0 | 0
00 Ret.Exist_Non-FBC_WetFGD_ACI_DSI & SNCR & DRET | 0 | 0 | 0 | 0 | 0 | 0 | 0
00 Ret.Exist_Non-FBC_WetFGD_ACI_DSI & SNCR & NGC | 0 | 0 | 0 | 0 | 0 | 0 | 0
00 Ret.Exist_Non-FBC_WetFGD_SCR & ACI | 0 | 0 | 0 | 0 | 0 | 0 | 0
00 Ret.Exist_Non-FBC_WetFGD_SCR & ACI & C2G | 0 | 0 | 0 | 0 | 0 | 0 | 0
00 Ret.Exist_Non-FBC_WetFGD_SCR & ACI & CCS | 0 | 0 | 0 | 0 | 0 | 0 | 0
00 Ret.Exist_Non-FBC_WetFGD_SCR & DCCS | 0 | 0 | 0 | 0 | 0 | 0 | 0
00 Ret.Exist_Non-FBC_WetFGD_SCR & DCCS & CCS | 0 | 0 | 0 | 0 | 0 | 0 | 0
00 Ret.Exist_Non-FBC_WetFGD_SCR & ACI & DRET | 0 | 0 | 0 | 0 | 0 | 0 | 0
00 Ret.Exist_Non-FBC_WetFGD_SCR & ACI & GPM | 0 | 0 | 0 | 0 | 0 | 0 | 0
00 Ret.Exist_Non-FBC_WetFGD_SCR & ACI & GPM & C2G | 0 | 0 | 0 | 0 | 0 | 0 | 0
00 Ret.Exist_Non-FBC_WetFGD_SCR & ACI & GPM & CCS | 0 | 0 | 0 | 0 | 0 | 0 | 0
00 Ret.Exist_Non-FBC_WetFGD_SCR & ACI & GPM & DRET | 0 | 0 | 0 | 0 | 0 | 0 | 0
00 Ret.Exist_Non-FBC_WetFGD_SCR & ACI & GPM & NGC | 0 | 0 | 0 | 0 | 0 | 0 | 0
00 Ret.Exist_Non-FBC_WetFGD_SCR & ACI & NGC | 0 | 0 | 0 | 0 | 0 | 0 | 0
00 Ret.Exist_Non-FBC_WetFGD_SCR & C2G | 0 | 0 | 0 | 0 | 0 | 0 | 0
00 Ret.Exist_Non-FBC_WetFGD_SCR & CCS | 0 | 2042.4123 | 31833.7554 | 31833.7554 | 540.1701 | 527.3477 | 527.3477
00 Ret.Exist_Non-FBC_WetFGD_SCR & DRET | 0 | 0 | 0 | 0 | 0 | 0 | 0
00 Ret.Exist_Non-FBC_WetFGD_SCR & GPM | 0 | 0 | 0 | 0 | 0 | 0 | 0
00 Ret.Exist_Non-FBC_WetFGD_SCR & GPM & C2G | 0 | 0 | 0 | 0 | 0 | 0 | 0
00 Ret.Exist_Non-FBC_WetFGD_SCR & GPM & CCS | 0 | 0 | 0 | 0 | 0 | 0 | 0
00 Ret.Exist_Non-FBC_WetFGD_SCR & GPM & DRET | 0 | 0 | 0 | 0 | 0 | 0 | 0
00 Ret.Exist_Non-FBC_WetFGD_SCR & GPM & NGC | 0 | 0 | 0 | 0 | 0 | 0 | 0
00 Ret.Exist_Non-FBC_WetFGD_SCR & NGC | 0 | 0 | 0 | 0 | 0 | 0 | 0
00 Ret.Exist_Non-FBC_WetFGD_SCR_ACI & C2G | 137.532 | 137.532 | 137.532 | 137.532 | 137.532 | 137.532 | 137.532
00 Ret.Exist_Non-FBC_WetFGD_SCR_ACI & CCS | 0 | 0 | 16255.1595 | 16255.1595 | 1504.3294 | 1423.4924 | 1423.4924
00 Ret.Exist_Non-FBC_WetFGD_SCR_ACI & DCCS | 0 | 0 | 0 | 0 | 0 | 0 | 0
00 Ret.Exist_Non-FBC_WetFGD_SCR_ACI & DCCS & CCS | 0 | 0 | 0 | 0 | 0 | 0 | 0
00 Ret.Exist_Non-FBC_WetFGD_SCR_ACI & DRET | 0 | 0 | 0 | 0 | 0 | 0 | 0
00 Ret.Exist_Non-FBC_WetFGD_SCR_ACI & GPM | 0 | 0 | 0 | 0 | 0 | 0 | 0
00 Ret.Exist_Non-FBC_WetFGD_SCR_ACI & GPM & C2G | 0 | 0 | 0 | 0 | 0 | 0 | 0
00 Ret.Exist_Non-FBC_WetFGD_SCR_ACI & GPM & CCS | 0 | 0 | 0 | 0 | 0 | 0 | 0
00 Ret.Exist_Non-FBC_WetFGD_SCR_ACI & GPM & DRET | 0 | 0 | 0 | 0 | 0 | 0 | 0
00 Ret.Exist_Non-FBC_WetFGD_SCR_ACI & GPM & NGC | 0 | 0 | 0 | 0 | 0 | 0 | 0
00 Ret.Exist_Non-FBC_WetFGD_SCR_ACI & NGC | 0 | 0 | 0 | 0 | 0 | 0 | 0
00 Ret.Exist_Non-FBC_WetFGD_SCR_ACI_DSI & C2G | 0 | 0 | 0 | 0 | 0 | 0 | 0
00 Ret.Exist_Non-FBC_WetFGD_SCR_ACI_DSI & CCS | 0 | 0 | 24375.9691 | 24375.9691 | 0 | 0 | 0
00 Ret.Exist_Non-FBC_WetFGD_SCR_ACI_DSI & DCCS | 0 | 0 | 0 | 0 | 0 | 0 | 0
00 Ret.Exist_Non-FBC_WetFGD_SCR_ACI_DSI & DCCS & CCS | 0 | 0 | 0 | 0 | 0 | 0 | 0
00 Ret.Exist_Non-FBC_WetFGD_SCR_ACI_DSI & DRET | 0 | 0 | 0 | 0 | 0 | 0 | 0
00 Ret.Exist_Non-FBC_WetFGD_SCR_ACI_DSI & GPM | 0 | 0 | 0 | 0 | 0 | 0 | 0
00 Ret.Exist_Non-FBC_WetFGD_SCR_ACI_DSI & GPM & C2G | 0 | 0 | 0 | 0 | 0 | 0 | 0
00 Ret.Exist_Non-FBC_WetFGD_SCR_ACI_DSI & GPM & CCS | 0 | 0 | 0 | 0 | 0 | 0 | 0
00 Ret.Exist_Non-FBC_WetFGD_SCR_ACI_DSI & GPM & DRET | 0 | 0 | 0 | 0 | 0 | 0 | 0
00 Ret.Exist_Non-FBC_WetFGD_SCR_ACI_DSI & GPM & NGC | 0 | 0 | 0 | 0 | 0 | 0 | 0
00 Ret.Exist_Non-FBC_WetFGD_SCR_ACI_DSI & NGC | 0 | 0 | 0 | 0 | 0 | 0 | 0
00 Ret.Exist_Non-FBC_WetFGD_SCR_DSI & ACI | 0 | 0 | 0 | 0 | 0 | 0 | 0
00 Ret.Exist_Non-FBC_WetFGD_SCR_DSI & ACI & C2G | 0 | 0 | 0 | 0 | 0 | 0 | 0
00 Ret.Exist_Non-FBC_WetFGD_SCR_DSI & ACI & CCS | 0 | 0 | 0 | 0 | 0 | 0 | 0
00 Ret.Exist_Non-FBC_WetFGD_SCR_DSI & ACI & DRET | 0 | 0 | 0 | 0 | 0 | 0 | 0
00 Ret.Exist_Non-FBC_WetFGD_SCR_DSI & ACI & GPM | 0 | 0 | 0 | 0 | 0 | 0 | 0
00 Ret.Exist_Non-FBC_WetFGD_SCR_DSI & ACI & GPM & C2G | 0 | 0 | 0 | 0 | 0 | 0 | 0
00 Ret.Exist_Non-FBC_WetFGD_SCR_DSI & ACI & GPM & CCS | 0 | 0 | 0 | 0 | 0 | 0 | 0
00 Ret.Exist_Non-FBC_WetFGD_SCR_DSI & ACI & GPM & DRET | 0 | 0 | 0 | 0 | 0 | 0 | 0
00 Ret.Exist_Non-FBC_WetFGD_SCR_DSI & ACI & GPM & NGC | 0 | 0 | 0 | 0 | 0 | 0 | 0
00 Ret.Exist_Non-FBC_WetFGD_SCR_DSI & ACI & NGC | 0 | 0 | 0 | 0 | 0 | 0 | 0
00 Ret.Exist_Non-FBC_WetFGD_SCR_DSI & C2G | 5633.3894 | 2146.5973 | 81.8184 | 0 | 0 | 0 | 0
00 Ret.Exist_Non-FBC_WetFGD_SCR_DSI & CCS | 0 | 0 | 0 | 0 | 0 | 0 | 0
00 Ret.Exist_Non-FBC_WetFGD_SCR_DSI & DCCS | 0 | 0 | 0 | 0 | 0 | 0 | 0
00 Ret.Exist_Non-FBC_WetFGD_SCR_DSI & DCCS & CCS | 0 | 0 | 0 | 0 | 0 | 0 | 0
00 Ret.Exist_Non-FBC_WetFGD_SCR_DSI & DRET | 0 | 0 | 0 | 0 | 0 | 0 | 0
00 Ret.Exist_Non-FBC_WetFGD_SCR_DSI & GPM | 0 | 0 | 0 | 0 | 0 | 0 | 0
00 Ret.Exist_Non-FBC_WetFGD_SCR_DSI & GPM & C2G | 0 | 0 | 0 | 0 | 0 | 0 | 0
00 Ret.Exist_Non-FBC_WetFGD_SCR_DSI & GPM & CCS | 0 | 0 | 0 | 0 | 0 | 0 | 0
00 Ret.Exist_Non-FBC_WetFGD_SCR_DSI & GPM & DRET | 0 | 0 | 0 | 0 | 0 | 0 | 0
00 Ret.Exist_Non-FBC_WetFGD_SCR_DSI & GPM & NGC | 0 | 0 | 0 | 0 | 0 | 0 | 0
00 Ret.Exist_Non-FBC_WetFGD_SCR_DSI & NGC | 0 | 0 | 0 | 0 | 0 | 0 | 0
00 Ret.Exist_Non-FBC_WetFGD_SNCR & ACI | 0 | 0 | 0 | 0 | 0 | 0 | 0
00 Ret.Exist_Non-FBC_WetFGD_SNCR & ACI & C2G | 0 | 0 | 0 | 0 | 0 | 0 | 0
00 Ret.Exist_Non-FBC_WetFGD_SNCR & ACI & C2G & SCR | 0 | 0 | 0 | 0 | 0 | 0 | 0
00 Ret.Exist_Non-FBC_WetFGD_SNCR & ACI & DRET | 0 | 0 | 0 | 0 | 0 | 0 | 0
00 Ret.Exist_Non-FBC_WetFGD_SNCR & ACI & GPM | 0 | 0 | 0 | 0 | 0 | 0 | 0
00 Ret.Exist_Non-FBC_WetFGD_SNCR & ACI & GPM & C2G | 0 | 0 | 0 | 0 | 0 | 0 | 0
00 Ret.Exist_Non-FBC_WetFGD_SNCR & ACI & GPM & C2G & SCR | 0 | 0 | 0 | 0 | 0 | 0 | 0
00 Ret.Exist_Non-FBC_WetFGD_SNCR & ACI & GPM & DRET | 0 | 0 | 0 | 0 | 0 | 0 | 0
00 Ret.Exist_Non-FBC_WetFGD_SNCR & ACI & GPM & NGC | 0 | 0 | 0 | 0 | 0 | 0 | 0
00 Ret.Exist_Non-FBC_WetFGD_SNCR & ACI & GPM & SCR | 0 | 0 | 0 | 0 | 0 | 0 | 0
00 Ret.Exist_Non-FBC_WetFGD_SNCR & ACI & GPM & SCR & CCS | 0 | 0 | 0 | 0 | 0 | 0 | 0
00 Ret.Exist_Non-FBC_WetFGD_SNCR & ACI & GPM & SCR & DRET | 0 | 0 | 0 | 0 | 0 | 0 | 0
00 Ret.Exist_Non-FBC_WetFGD_SNCR & ACI & GPM & SCR & NGC | 0 | 0 | 0 | 0 | 0 | 0 | 0
00 Ret.Exist_Non-FBC_WetFGD_SNCR & ACI & NGC | 0 | 0 | 0 | 0 | 0 | 0 | 0
00 Ret.Exist_Non-FBC_WetFGD_SNCR & ACI & SCR | 0 | 0 | 0 | 0 | 0 | 0 | 0
00 Ret.Exist_Non-FBC_WetFGD_SNCR & ACI & SCR & CCS | 0 | 0 | 0 | 0 | 0 | 0 | 0
00 Ret.Exist_Non-FBC_WetFGD_SNCR & ACI & SCR & DRET | 0 | 0 | 0 | 0 | 0 | 0 | 0
00 Ret.Exist_Non-FBC_WetFGD_SNCR & ACI & SCR & NGC | 0 | 0 | 0 | 0 | 0 | 0 | 0
00 Ret.Exist_Non-FBC_WetFGD_SNCR & C2G | 0 | 0 | 0 | 0 | 0 | 0 | 0
00 Ret.Exist_Non-FBC_WetFGD_SNCR & C2G & SCR | 0 | 0 | 0 | 0 | 0 | 0 | 0
00 Ret.Exist_Non-FBC_WetFGD_SNCR & DCCS | 0 | 0 | 0 | 0 | 0 | 0 | 0
00 Ret.Exist_Non-FBC_WetFGD_SNCR & DCCS & SCR & CCS | 0 | 0 | 0 | 0 | 0 | 0 | 0
00 Ret.Exist_Non-FBC_WetFGD_SNCR & DRET | 0 | 0 | 0 | 0 | 0 | 0 | 0
00 Ret.Exist_Non-FBC_WetFGD_SNCR & GPM | 0 | 0 | 0 | 0 | 0 | 0 | 0
00 Ret.Exist_Non-FBC_WetFGD_SNCR & GPM & C2G | 0 | 0 | 0 | 0 | 0 | 0 | 0
00 Ret.Exist_Non-FBC_WetFGD_SNCR & GPM & C2G & SCR | 0 | 0 | 0 | 0 | 0 | 0 | 0
00 Ret.Exist_Non-FBC_WetFGD_SNCR & GPM & DRET | 0 | 0 | 0 | 0 | 0 | 0 | 0
00 Ret.Exist_Non-FBC_WetFGD_SNCR & GPM & NGC | 0 | 0 | 0 | 0 | 0 | 0 | 0
00 Ret.Exist_Non-FBC_WetFGD_SNCR & GPM & SCR | 0 | 0 | 0 | 0 | 0 | 0 | 0
00 Ret.Exist_Non-FBC_WetFGD_SNCR & GPM & SCR & CCS | 0 | 0 | 0 | 0 | 0 | 0 | 0
00 Ret.Exist_Non-FBC_WetFGD_SNCR & GPM & SCR & DRET | 0 | 0 | 0 | 0 | 0 | 0 | 0
00 Ret.Exist_Non-FBC_WetFGD_SNCR & GPM & SCR & NGC | 0 | 0 | 0 | 0 | 0 | 0 | 0
00 Ret.Exist_Non-FBC_WetFGD_SNCR & NGC | 0 | 0 | 0 | 0 | 0 | 0 | 0
00 Ret.Exist_Non-FBC_WetFGD_SNCR & SCR | 0 | 0 | 0 | 0 | 0 | 0 | 0
00 Ret.Exist_Non-FBC_WetFGD_SNCR & SCR & C2G | 0 | 0 | 0 | 0 | 0 | 0 | 0
00 Ret.Exist_Non-FBC_WetFGD_SNCR & SCR & CCS | 0 | 0 | 0 | 0 | 0 | 0 | 0
00 Ret.Exist_Non-FBC_WetFGD_SNCR & SCR & DRET | 0 | 0 | 0 | 0 | 0 | 0 | 0
00 Ret.Exist_Non-FBC_WetFGD_SNCR & SCR & NGC | 0 | 0 | 0 | 0 | 0 | 0 | 0
00 Ret.Exist_Non-FBC_WetFGD_SNCR_ACI & C2G | 0 | 0 | 0 | 0 | 0 | 0 | 0
00 Ret.Exist_Non-FBC_WetFGD_SNCR_ACI & C2G & SCR | 0 | 0 | 0 | 0 | 0 | 0 | 0
00 Ret.Exist_Non-FBC_WetFGD_SNCR_ACI & DCCS | 0 | 0 | 0 | 0 | 0 | 0 | 0
00 Ret.Exist_Non-FBC_WetFGD_SNCR_ACI & DCCS & SCR & CCS | 0 | 0 | 0 | 0 | 0 | 0 | 0
00 Ret.Exist_Non-FBC_WetFGD_SNCR_ACI & DRET | 0 | 0 | 0 | 0 | 0 | 0 | 0
00 Ret.Exist_Non-FBC_WetFGD_SNCR_ACI & GPM | 0 | 0 | 0 | 0 | 0 | 0 | 0
00 Ret.Exist_Non-FBC_WetFGD_SNCR_ACI & GPM & C2G | 0 | 0 | 0 | 0 | 0 | 0 | 0
00 Ret.Exist_Non-FBC_WetFGD_SNCR_ACI & GPM & C2G & SCR | 0 | 0 | 0 | 0 | 0 | 0 | 0
00 Ret.Exist_Non-FBC_WetFGD_SNCR_ACI & GPM & DRET | 0 | 0 | 0 | 0 | 0 | 0 | 0
00 Ret.Exist_Non-FBC_WetFGD_SNCR_ACI & GPM & NGC | 0 | 0 | 0 | 0 | 0 | 0 | 0
00 Ret.Exist_Non-FBC_WetFGD_SNCR_ACI & GPM & SCR | 0 | 0 | 0 | 0 | 0 | 0 | 0
00 Ret.Exist_Non-FBC_WetFGD_SNCR_ACI & GPM & SCR & CCS | 0 | 0 | 0 | 0 | 0 | 0 | 0
00 Ret.Exist_Non-FBC_WetFGD_SNCR_ACI & GPM & SCR & DRET | 0 | 0 | 0 | 0 | 0 | 0 | 0
00 Ret.Exist_Non-FBC_WetFGD_SNCR_ACI & GPM & SCR & NGC | 0 | 0 | 0 | 0 | 0 | 0 | 0
00 Ret.Exist_Non-FBC_WetFGD_SNCR_ACI & NGC | 0 | 0 | 0 | 0 | 0 | 0 | 0
00 Ret.Exist_Non-FBC_WetFGD_SNCR_ACI & SCR | 2407.1476 | 2809.1836 | 2606.6893 | 2423.4562 | 2295.8979 | 1965.2888 | 2031.7104
00 Ret.Exist_Non-FBC_WetFGD_SNCR_ACI & SCR & C2G | 0 | 0 | 0 | 0 | 0 | 0 | 0
00 Ret.Exist_Non-FBC_WetFGD_SNCR_ACI & SCR & CCS | 0 | 501.0804 | 5314.1897 | 5314.1897 | 0 | 0 | 0
00 Ret.Exist_Non-FBC_WetFGD_SNCR_ACI & SCR & DRET | 0 | 0 | 0 | 0 | 0 | 0 | 0
00 Ret.Exist_Non-FBC_WetFGD_SNCR_ACI & SCR & NGC | 0 | 0 | 0 | 0 | 0 | 0 | 0
00 Existing Combined Cycle Retirement | 0 | 0 | 0 | 0 | 0 | 0 | 0
00 New Combined Cycle Retirement | 0 | 0 | 0 | 0 | 0 | 0 | 0
00 Existing Combustion Turbine Retirement | 0 | 0 | 0 | 0 | 0 | 0 | 0
00 New Combustion Turbine Retirement | 0 | 0 | 0 | 0 | 0 | 0 | 0
00 Oil/Gas Steam Retirement | 0 | 0 | 0 | 0 | 0 | 0 | 0
00 Coal Steam Retirement | 0 | 0 | 0 | 0 | 0 | 0 | 0
00 IGCC Retirement | 0 | 0 | 0 | 0 | 0 | 0 | 0
00 Nuclear Retirement | 0 | 0 | 0 | 0 | 0 | 0 | 0
00 Biomass Retirement | 0 | 0 | 0 | 0 | 0 | 0 | 0
00 Fossil_Other Retirement | 0 | 0 | 0 | 0 | 0 | 0 | 0
00 Fuel Cell Retirement | 0 | 0 | 0 | 0 | 0 | 0 | 0
00 Geothermal Retirement | 0 | 0 | 0 | 0 | 0 | 0 | 0
00 Hydro Retirement | 0 | 0 | 0 | 0 | 0 | 0 | 0
00 Landfill Gas Retirement | 0 | 0 | 0 | 0 | 0 | 0 | 0
00 Non Fossil_Other Retirement | 0 | 0 | 0 | 0 | 0 | 0 | 0
00 Solar Thermal Retirement | 0 | 0 | 0 | 0 | 0 | 0 | 0
00 Exist Dummy | 0 | 0 | 0 | 0 | 0 | 0 | 0
Total | 4948775.6448 | 5410624.0572 | 6444972.9615 | 7015525.9468 | 7371230.4862 | 7763456.6049 | 8251542.6916
12a. Generation by Fuel Type [GWh]
Biomass | 5186.9438 | 4436.1698 | 1727.1517 | 1663.293 | 1555.753 | 523.0356 | 542.246
Coal | 697548.9187 | 720429.3694 | 652662.019 | 646196.7196 | 512527.6419 | 424773.4527 | 426138.2564
EnerStor | 99447.1946 | 130325.9105 | 220719.1285 | 224286.6442 | 232980.7624 | 268755.9856 | 282450.6699
Fwaste | 4131.0291 | 4109.856 | 3910.743 | 3905.4071 | 3767.0081 | 3609.4113 | 3609.4113
Geothermal | 16763.1301 | 19092.6298 | 23866.1947 | 23866.1947 | 23866.1947 | 23836.2594 | 23836.2594
Hydro | 269621.2137 | 280027.9733 | 300848.3099 | 319102.4151 | 319394.089 | 319033.5788 | 319958.0254
Hydrogen | 0 | 0 | 1.296 | 6.1735 | 35.333 | 71.8546 | 31.5331
LF Gas | 8463.6864 | 10667.4592 | 14458.4813 | 34575.9492 | 40443.2794 | 38942.1657 | 39198.9203
MSW | 11463.3577 | 11178.3681 | 11173.1515 | 10372.019 | 10356.6067 | 10346.5282 | 10372.019
NaturalGas | 1840425.0392 | 2103344.0048 | 2521633.9321 | 2328521.8301 | 1904617.2308 | 1691741.6707 | 1806927.9682
None | 3202.656 | 3202.656 | 3202.656 | 2924.088 | 2924.088 | 2924.088 | 2924.088
Non-Fossil | 8779.6031 | 8779.6031 | 8673.1902 | 8673.1902 | 8641.0237 | 8673.1902 | 8666.9716
Nuclear | 773719.9471 | 742659.4954 | 675403.8123 | 637745.3716 | 527757.6777 | 368758.3056 | 228226.5202
Oil | 2.3248 | 4.3266 | 5.905 | 20.3399 | 13.7615 | 2.287 | 1.878
Pet. Coke | 17704.4889 | 6320.3179 | 5719.5887 | 5719.5887 | 6249.9778 | 3931.5967 | 3795.6083
Pumps | 17287.5806 | 17357.2514 | 16416.2452 | 21844.1431 | 26323.1236 | 29406.5661 | 30040.1799
Solar | 465694.4424 | 486662.7896 | 758061.0278 | 887459.6496 | 1064367.7145 | 1280406.7275 | 1385888.7619
Solar-DER | 151588.6841 | 175328.6671 | 239291.9905 | 287829.5162 | 345120.8659 | 406385.8653 | 485431.2417
Tires | 100.778 | 100.778 | 100.778 | 100.778 | 100.778 | 100.778 | 100.778
Waste Coal | 8076.5215 | 7909.1606 | 7652.4748 | 3738.5087 | 3492.8435 | 3529.7511 | 3541.4734
Wind | 549568.1048 | 678687.2707 | 979444.8851 | 1566974.1271 | 2336694.733 | 2877703.5067 | 3189859.8817
Total | 4948775.6448 | 5410624.0572 | 6444972.9615 | 7015525.9468 | 7371230.4862 | 7763456.6049 | 8251542.6916
13. Generation by Capacity Reporting Type [TBtu]
00 New Combined Cycle | 100.3223 | 1196.7713 | 3898.3942 | 5131.7492 | 5136.2824 | 4871.739 | 5193.7037
00 New Combined Cycle with CCS Retrofit | 0 | 0 | 94.7352 | 94.7352 | 14.0664 | 12.0206 | 14.6317
00 New Combined Cycle with CF Limit | 0 | 0 | 0 | 0 | 0 | 0 | 0
00 New Combined Cycle with HRI Retrofit | 0 | 0 | 0 | 0 | 0 | 0 | 0
00 New Combined Cycle with Hydrogen Retrofit | 0 | 54.1142 | 98.509 | 86.8389 | 69.5632 | 41.5608 | 76.3233
00 New Combined Cycle with Hydrogen Retrofit Undone | 0 | 0 | 0 | 0 | 0 | 0 | 0
00 New Combined Cycle with CCS | 0 | 0 | 0 | 0 | 0 | 0 | 0
00 New Combustion Turbine | 94.972 | 55.147 | 36.8112 | 18.4771 | 25.4922 | 63.9758 | 176.6814
00 New Combustion Turbine with HRI Retrofit | 0 | 0 | 0 | 0 | 0 | 0 | 0
00 New Combustion Turbine with Hydrogen Retrofit | 15.8248 | 5.9547 | 2.6006 | 3.4553 | 4.9714 | 11.3501 | 12.4185
00 New Combustion Turbine with Hydrogen Retrofit Undone | 0 | 0 | 0 | 0 | 0 | 0 | 0
00 New Hydro | 0.28098 | 35.797 | 106.836 | 169.7229 | 170.721 | 169.7609 | 172.992
00 New Nuclear | 0 | 0 | 0 | 0 | 0 | 0 | 0
00 New Nuclear - SMR | 0 | 0 | 0 | 0 | 0 | 0 | 0
00 New Biomass | 0 | 0 | 0 | 0 | 0 | 0 | 0
00 New Geothermal | 3.5212 | 11.4695 | 27.7569 | 27.7569 | 27.7569 | 27.6548 | 27.6548
00 New Landfill Gas | 0.3228 | 8.5412 | 21.8104 | 90.6222 | 111.4709 | 108.5904 | 109.598
00 New Battery Storage | 338.3386 | 443.7016 | 752.146 | 764.3134 | 793.988 | 916.0189 | 962.7457
00 New Offshore Wind | 28.2406 | 89.009 | 302.1325 | 351.6721 | 616.5794 | 984.9517 | 1095.2484
00 New Onshore Wind | 145.0071 | 524.7933 | 1337.8548 | 3292.965 | 5654.3444 | 7131.8941 | 8086.675
00 New Solar PV | 741.5427 | 813.0867 | 1739.1038 | 2180.6119 | 2781.6342 | 3479.9177 | 3775.9123
00 New Solar Thermal | 0 | 0 | 0 | 0 | 2.588 | 41.4296 | 105.3397
00 New Fuel Cell | 0 | 0 | 0 | 0 | 0 | 0 | 0
00 New Ultrasupercritical Coal without CCS | 0 | 0 | 0 | 0 | 0 | 0 | 0
00 New Ultrasupercritical Coal with 30% CCS | 0 | 0 | 0 | 0 | 0 | 0 | 0
00 New Ultrasupercritical Coal with 90% CCS | 0 | 0 | 0 | 0 | 0 | 0 | 0
00 Exist & New Distributed Solar PV | 517.2206 | 598.2214 | 816.4643 | 982.0743 | 1177.5524 | 1386.5886 | 1656.2914
00 Exist Combined Cycle | 5790.9237 | 5639.8916 | 4294.7307 | 2486.1733 | 1191.011 | 717.7851 | 645.8647
00 Exist Combustion Turbine | 97.7351 | 73.3084 | 56.9948 | 45.3562 | 41.1411 | 39.3275 | 30.9286
00 Exist FBC_Uncontrolled | 0.013678 | 0.022948 | 0.040888 | 0.019157 | 0.0068745 | 0 | 0
00 Exist FBC_ACI_DSI | 11.6691 | 11.6691 | 8.1697 | 7.2228 | 6.9013 | 5.3415 | 6.0551
00 Exist FBC_DryFGD_ACI | 2.9414 | 3.2759 | 3.2759 | 3.2759 | 3.2759 | 3.2759 | 3.2759
00 Exist FBC_DryFGD_DSI | 0.2894 | 0.1691 | 0 | 0 | 0 | 0 | 0
00 Exist FBC_DryFGD_SNCR | 16.9055 | 14.4704 | 15.9026 | 8.7557 | 6.8172 | 6.7073 | 6.7674
00 Exist FBC_DryFGD_SNCR_ACI | 8.7505 | 8.7505 | 8.5049 | 8.7505 | 8.7458 | 1.4504 | 1.4504
00 Exist FBC_DryFGD_SNCR_ACI_DSI | 12.9473 | 0 | 0 | 0 | 0 | 0 | 0
00 Exist FBC_DryFGD_SNCR_DSI | 0.49954 | 0.28073 | 0 | 0 | 0 | 0 | 0
00 Exist FBC_DSI | 12.733 | 16.7869 | 17.5388 | 13.6023 | 12.5736 | 9.0055 | 10.1911
00 Exist FBC_SNCR | 0 | 0 | 0 | 0 | 0 | 0 | 0
00 Exist FBC_SNCR_ACI_DSI | 7.1881 | 7.1881 | 7.1881 | 7.1881 | 6.034 | 6.034 | 6.034
00 Exist FBC_SNCR_DSI | 20.1684 | 18.0026 | 17.8404 | 15.367 | 14.8153 | 13.7825 | 13.3354
00 Exist FBC_WetFGD_SNCR | 0.32113 | 0.53878 | 1.2391 | 0.53878 | 0.44976 | 0 | 0
00 Exist FBC_WetFGD_DSI | 1.2708 | 1.2708 | 1.1817 | 0.50885 | 0.62522 | 0.88987 | 1.2708
00 Exist_Non-FBC_Uncontrolled | 7.108 | 6.9637 | 6.7611 | 6.7611 | 5.7546 | 5.4294 | 5.3956
00 Exist_Non-FBC_ACI | 186.243 | 158.0045 | 163.1267 | 160.3359 | 149.4738 | 134.5311 | 134.9337
00 Exist_Non-FBC_ACI_DSI | 23.0147 | 29.3928 | 31.8322 | 30.6485 | 23.6327 | 19.6563 | 19.8184
00 Exist_Non-FBC_DryFGD | 0 | 0 | 0 | 0 | 0 | 0 | 0
00 Exist_Non-FBC_DryFGD_ACI | 133.2021 | 154.6372 | 122.4296 | 118.2491 | 108.6592 | 100.3609 | 100.0657
00 Exist_Non-FBC_DryFGD_SCR | 0.99935 | 0 | 0 | 0 | 0 | 0 | 0
00 Exist_Non-FBC_DryFGD_SCR_ACI | 151.3911 | 182.4294 | 142.602 | 145.6166 | 136.5707 | 130.1865 | 125.5404
00 Exist_Non-FBC_DryFGD_SCR_DSI | 6.3161 | 6.3161 | 6.3161 | 6.3161 | 5.9827 | 5.302 | 5.302
00 Exist_Non-FBC_DryFGD_SCR_ACI_DSI | 20.1801 | 21.7698 | 22.1054 | 21.1723 | 19.178 | 17.344 | 17.3019
00 Exist_Non-FBC_DryFGD_SNCR_ACI | 47.7613 | 40.0831 | 40.0831 | 40.0831 | 38.983 | 35.7863 | 35.7863
00 Exist_Non-FBC_DryFGD_SNCR_ACI_DSI | 12.075 | 13.5877 | 13.5877 | 13.5877 | 11.4138 | 9.7551 | 9.8772
00 Exist_Non-FBC_DSI | 14.9697 | 18.218 | 22.1064 | 22.1064 | 19.216 | 17.7343 | 18.557
00 Exist_Non-FBC_SCR_ACI | 88.5981 | 100.186 | 102.5433 | 100.5958 | 90.2703 | 81.9728 | 79.2779
00 Exist_Non-FBC_SCR_ACI_DSI | 16.5844 | 8.9769 | 8.9769 | 8.1689 | 7.4077 | 3.8708 | 5.2133
00 Exist_Non-FBC_SNCR_ACI | 3.0539 | 9.0566 | 12.9373 | 12.9373 | 11.8452 | 10.2214 | 10.2214
00 Exist_Non-FBC_SNCR_ACI_DSI | 15.815 | 0.35853 | 0 | 0 | 0 | 0 | 0
00 Exist_Non-FBC_WetFGD | 63.4319 | 63.7827 | 60.5568 | 60.5568 | 60.5568 | 58.2754 | 59.2094
00 Exist_Non-FBC_WetFGD_ACI | 148.4225 | 157.6685 | 128.643 | 128.643 | 118.3826 | 111.9963 | 111.6002
00 Exist_Non-FBC_WetFGD_ACI_DSI | 8.6741 | 9.2875 | 0 | 0 | 0 | 0 | 0
00 Exist_Non-FBC_WetFGD_SCR | 705.478 | 654.2044 | 386.1238 | 384.9022 | 384.876 | 275.6718 | 283.6147
00 Exist_Non-FBC_WetFGD_SCR_DSI | 21.0841 | 0 | 0 | 0 | 0 | 0 | 0
00 Exist_Non-FBC_WetFGD_SCR_ACI | 347.5307 | 409.3179 | 377.1739 | 374.297 | 337.6252 | 267.4515 | 267.7763
00 Exist_Non-FBC_WetFGD_SCR_ACI_DSI | 165.1753 | 178.7647 | 50.8934 | 46.9939 | 23.7639 | 6.4025 | 7.3784
00 Exist_Non-FBC_WetFGD_SNCR | 15.7463 | 11.1689 | 7.0135 | 7.3174 | 0.05487 | 0.025921 | 0.052054
00 Exist_Non-FBC_WetFGD_SNCR_ACI | 145.1155 | 133.231 | 116.7726 | 114.1599 | 104.2859 | 96.7965 | 94.2544
00 Exist IGCC | 14.0835 | 14.0835 | 0 | 0 | 0 | 0 | 0
00 Exist Fossil_Other | 14.0951 | 14.0228 | 13.3435 | 13.3252 | 12.853 | 12.3153 | 12.3153
00 Exist Fuel Cell | 6.4387 | 6.7302 | 6.1227 | 3.9347 | 3.7684 | 3.0857 | 2.9212
00 Exist Hydro | 919.6666 | 919.6584 | 919.6584 | 919.0546 | 919.0516 | 918.7817 | 918.7048
00 Exist Non Fossil_Other | 69.4128 | 68.4405 | 68.0596 | 65.3261 | 65.1638 | 65.2391 | 65.3049
00 Exist Nuclear | 2639.9325 | 2533.9542 | 2304.4778 | 2175.9872 | 1800.7092 | 1258.2033 | 778.7089
00 Exist Oil/Gas Steam | 101.2811 | 65.7381 | 12.4041 | 4.9811 | 4.5558 | 4.52 | 4.4808
00 Exist Oil/Gas Steam_SCR | 17.4746 | 18.8795 | 4.5675 | 4.4495 | 4.2626 | 4.1586 | 4.1183
00 Exist Oil/Gas Steam_SNCR | 7.9794 | 2.4945 | 0.58053 | 0.1935 | 0.17097 | 0.17474 | 0.17474
00 Exist Biomass | 17.1879 | 14.6263 | 5.893 | 5.6752 | 5.3082 | 1.7846 | 1.8501
00 Exist Landfill Gas | 28.5553 | 27.8562 | 27.5219 | 27.351 | 26.5216 | 24.2803 | 24.1488
00 Exist Geothermal | 53.6746 | 53.6746 | 53.6746 | 53.6746 | 53.6746 | 53.6746 | 53.6746
00 Exist Pump Storage | 58.9852 | 59.2229 | 56.0122 | 74.5322 | 89.8145 | 100.3352 | 102.4971
00 Exist Energy Storage | 0.97523 | 0.97037 | 0.94767 | 0.95266 | 0.94238 | 0.97654 | 0.97595
00 Exist Solar PV | 837.8305 | 837.8305 | 837.8242 | 837.8242 | 837.8242 | 837.8242 | 837.8242
00 Exist Solar Thermal | 9.5762 | 9.5762 | 9.5762 | 9.5762 | 9.5762 | 9.5762 | 9.5762
00 Exist Offshore Wind | 47.2873 | 47.2873 | 47.2873 | 47.2873 | 47.2873 | 47.2873 | 47.2873
00 Exist Onshore Wind | 1654.5913 | 1654.5913 | 1654.5913 | 1654.5913 | 1654.5913 | 1654.5913 | 1654.5913
00 International Imports | 10.9275 | 10.9275 | 10.9275 | 9.977 | 9.977 | 9.977 | 9.977
00 Ret.Exist Combined Cycle & CF Limit | 0 | 0 | 0 | 0 | 0 | 0 | 0
00 Ret.Exist Combined Cycle & CCS | 0 | 0 | 58.7223 | 58.7222 | 0.24446 | 0.16836 | 0.0055406
00 Ret.Exist Combined Cycle & Hydrogen | 24.5383 | 47.444 | 36.9799 | 4.5329 | 1.7839 | 1.2015 | 1.6921
00 Ret.Exist Combined Cycle & Hydrogen Retrofit Undone | 0 | 0 | 0 | 0 | 0 | 0 | 0
00 Ret.Exist Combined Cycle & HRI | 0 | 0 | 0 | 0 | 0 | 0 | 0
00 Ret.Exist Combustion Turbine & HRI | 0 | 0 | 0 | 0 | 0 | 0 | 0
00 Ret.Exist_FBC_NoCtrl & CCS | 0 | 0 | 0 | 0 | 0 | 0 | 0
00 Ret.Exist_FBC_NoCtrl & DRET | 0 | 0 | 0 | 0 | 0 | 0 | 0
00 Ret.Exist_FBC_NoCtrl & GPM | 0 | 0 | 0 | 0 | 0 | 0 | 0
00 Ret.Exist_FBC_NoCtrl & GPM & CCS | 0 | 0 | 0 | 0 | 0 | 0 | 0
00 Ret.Exist_FBC_NoCtrl & GPM & DRET | 0 | 0 | 0 | 0 | 0 | 0 | 0
00 Ret.Exist_FBC_NoCtrl & GPM & NGC | 0 | 0 | 0 | 0 | 0 | 0 | 0
00 Ret.Exist_FBC_NoCtrl & GPM & SNCR | 0 | 0 | 0 | 0 | 0 | 0 | 0
00 Ret.Exist_FBC_NoCtrl & GPM & SNCR & CCS | 0 | 0 | 0 | 0 | 0 | 0 | 0
00 Ret.Exist_FBC_NoCtrl & GPM & SNCR & DRET | 0 | 0 | 0 | 0 | 0 | 0 | 0
00 Ret.Exist_FBC_NoCtrl & GPM & SNCR & NGC | 0 | 0 | 0 | 0 | 0 | 0 | 0
00 Ret.Exist_FBC_NoCtrl & NGC | 0 | 0 | 0 | 0 | 0 | 0 | 0
00 Ret.Exist_FBC_NoCtrl & SNCR | 0 | 0 | 0 | 0 | 0 | 0 | 0
00 Ret.Exist_FBC_NoCtrl & SNCR & CCS | 0 | 0 | 0 | 0 | 0 | 0 | 0
00 Ret.Exist_FBC_NoCtrl & SNCR & DRET | 0 | 0 | 0 | 0 | 0 | 0 | 0
00 Ret.Exist_FBC_NoCtrl & SNCR & NGC | 0 | 0 | 0 | 0 | 0 | 0 | 0
00 Ret.Exist_FBC_ACI_DSI & CCS | 0 | 0 | 2.2558 | 2.2558 | 0 | 0 | 0
00 Ret.Exist_FBC_ACI_DSI & DCCS | 0 | 0 | 0 | 0 | 0 | 0 | 0
00 Ret.Exist_FBC_ACI_DSI & DCCS & CCS | 0 | 0 | 0 | 0 | 0 | 0 | 0
00 Ret.Exist_FBC_ACI_DSI & DCCS & SNCR & CCS | 0 | 0 | 0 | 0 | 0 | 0 | 0
00 Ret.Exist_FBC_ACI_DSI & DRET | 0 | 0 | 0 | 0 | 0 | 0 | 0
00 Ret.Exist_FBC_ACI_DSI & GPM | 0 | 0 | 0 | 0 | 0 | 0 | 0
00 Ret.Exist_FBC_ACI_DSI & GPM & CCS | 0 | 0 | 0 | 0 | 0 | 0 | 0
00 Ret.Exist_FBC_ACI_DSI & GPM & DRET | 0 | 0 | 0 | 0 | 0 | 0 | 0
00 Ret.Exist_FBC_ACI_DSI & GPM & NGC | 0 | 0 | 0 | 0 | 0 | 0 | 0
00 Ret.Exist_FBC_ACI_DSI & GPM & SNCR | 0 | 0 | 0 | 0 | 0 | 0 | 0
00 Ret.Exist_FBC_ACI_DSI & GPM & SNCR & CCS | 0 | 0 | 0 | 0 | 0 | 0 | 0
00 Ret.Exist_FBC_ACI_DSI & GPM & SNCR & DRET | 0 | 0 | 0 | 0 | 0 | 0 | 0
00 Ret.Exist_FBC_ACI_DSI & GPM & SNCR & NGC | 0 | 0 | 0 | 0 | 0 | 0 | 0
00 Ret.Exist_FBC_ACI_DSI & NGC | 0 | 0 | 0 | 0 | 0 | 0 | 0
00 Ret.Exist_FBC_ACI_DSI & SNCR | 0 | 0 | 0 | 0 | 0 | 0 | 0
00 Ret.Exist_FBC_ACI_DSI & SNCR & CCS | 0 | 0 | 0 | 0 | 0 | 0 | 0
00 Ret.Exist_FBC_ACI_DSI & SNCR & DRET | 0 | 0 | 0 | 0 | 0 | 0 | 0
00 Ret.Exist_FBC_ACI_DSI & SNCR & NGC | 0 | 0 | 0 | 0 | 0 | 0 | 0
00 Ret.Exist_FBC_DryFGD_ACI & CCS | 0 | 0 | 0 | 0 | 0 | 0 | 0
00 Ret.Exist_FBC_DryFGD_ACI & DCCS | 0 | 0 | 0 | 0 | 0 | 0 | 0
00 Ret.Exist_FBC_DryFGD_ACI & DCCS & CCS | 0 | 0 | 0 | 0 | 0 | 0 | 0
00 Ret.Exist_FBC_DryFGD_ACI & DCCS & SNCR & CCS | 0 | 0 | 0 | 0 | 0 | 0 | 0
00 Ret.Exist_FBC_DryFGD_ACI & DRET | 0 | 0 | 0 | 0 | 0 | 0 | 0
00 Ret.Exist_FBC_DryFGD_ACI & GPM | 0 | 0 | 0 | 0 | 0 | 0 | 0
00 Ret.Exist_FBC_DryFGD_ACI & GPM & CCS | 0 | 0 | 0 | 0 | 0 | 0 | 0
00 Ret.Exist_FBC_DryFGD_ACI & GPM & DRET | 0 | 0 | 0 | 0 | 0 | 0 | 0
00 Ret.Exist_FBC_DryFGD_ACI & GPM & NGC | 0 | 0 | 0 | 0 | 0 | 0 | 0
00 Ret.Exist_FBC_DryFGD_ACI & GPM & SNCR | 0 | 0 | 0 | 0 | 0 | 0 | 0
00 Ret.Exist_FBC_DryFGD_ACI & GPM & SNCR & CCS | 0 | 0 | 0 | 0 | 0 | 0 | 0
00 Ret.Exist_FBC_DryFGD_ACI & GPM & SNCR & DRET | 0 | 0 | 0 | 0 | 0 | 0 | 0
00 Ret.Exist_FBC_DryFGD_ACI & GPM & SNCR & NGC | 0 | 0 | 0 | 0 | 0 | 0 | 0
00 Ret.Exist_FBC_DryFGD_ACI & NGC | 0 | 0 | 0 | 0 | 0 | 0 | 0
00 Ret.Exist_FBC_DryFGD_ACI & SNCR | 0 | 0 | 0 | 0 | 0 | 0 | 0
00 Ret.Exist_FBC_DryFGD_ACI & SNCR & CCS | 0 | 0 | 0 | 0 | 0 | 0 | 0
00 Ret.Exist_FBC_DryFGD_ACI & SNCR & DRET | 0 | 0 | 0 | 0 | 0 | 0 | 0
00 Ret.Exist_FBC_DryFGD_ACI & SNCR & NGC | 0 | 0 | 0 | 0 | 0 | 0 | 0
00 Ret.Exist_FBC_DryFGD_DSI & ACI | 0 | 0 | 0 | 0 | 0 | 0 | 0
00 Ret.Exist_FBC_DryFGD_DSI & ACI & DRET | 0 | 0 | 0 | 0 | 0 | 0 | 0
00 Ret.Exist_FBC_DryFGD_DSI & ACI & GPM | 0 | 0 | 0 | 0 | 0 | 0 | 0
00 Ret.Exist_FBC_DryFGD_DSI & ACI & GPM & DRET | 0 | 0 | 0 | 0 | 0 | 0 | 0
00 Ret.Exist_FBC_DryFGD_DSI & ACI & GPM & NGC | 0 | 0 | 0 | 0 | 0 | 0 | 0
00 Ret.Exist_FBC_DryFGD_DSI & ACI & GPM & SNCR | 0 | 0 | 0 | 0 | 0 | 0 | 0
00 Ret.Exist_FBC_DryFGD_DSI & ACI & GPM & SNCR & DRET | 0 | 0 | 0 | 0 | 0 | 0 | 0
00 Ret.Exist_FBC_DryFGD_DSI & ACI & GPM & SNCR & NGC | 0 | 0 | 0 | 0 | 0 | 0 | 0
00 Ret.Exist_FBC_DryFGD_DSI & ACI & NGC | 0 | 0 | 0 | 0 | 0 | 0 | 0
00 Ret.Exist_FBC_DryFGD_DSI & ACI & SNCR | 0 | 0 | 0 | 0 | 0 | 0 | 0
00 Ret.Exist_FBC_DryFGD_DSI & ACI & SNCR & DRET | 0 | 0 | 0 | 0 | 0 | 0 | 0
00 Ret.Exist_FBC_DryFGD_DSI & ACI & SNCR & NGC | 0 | 0 | 0 | 0 | 0 | 0 | 0
00 Ret.Exist_FBC_DryFGD_DSI & DRET | 0 | 0 | 0 | 0 | 0 | 0 | 0
00 Ret.Exist_FBC_DryFGD_DSI & GPM | 0 | 0 | 0 | 0 | 0 | 0 | 0
00 Ret.Exist_FBC_DryFGD_DSI & GPM & DRET | 0 | 0 | 0 | 0 | 0 | 0 | 0
00 Ret.Exist_FBC_DryFGD_DSI & GPM & NGC | 0 | 0 | 0 | 0 | 0 | 0 | 0
00 Ret.Exist_FBC_DryFGD_DSI & GPM & SNCR | 0 | 0 | 0 | 0 | 0 | 0 | 0
00 Ret.Exist_FBC_DryFGD_DSI & GPM & SNCR & DRET | 0 | 0 | 0 | 0 | 0 | 0 | 0
00 Ret.Exist_FBC_DryFGD_DSI & GPM & SNCR & NGC | 0 | 0 | 0 | 0 | 0 | 0 | 0
00 Ret.Exist_FBC_DryFGD_DSI & NGC | 0 | 0 | 0 | 0 | 0 | 0 | 0
00 Ret.Exist_FBC_DryFGD_DSI & SNCR | 0 | 0 | 0 | 0 | 0 | 0 | 0
00 Ret.Exist_FBC_DryFGD_DSI & SNCR & DRET | 0 | 0 | 0 | 0 | 0 | 0 | 0
00 Ret.Exist_FBC_DryFGD_DSI & SNCR & NGC | 0 | 0 | 0 | 0 | 0 | 0 | 0
00 Ret.Exist_FBC_DryFGD_SNCR & ACI | 0 | 0 | 0 | 0 | 0 | 0 | 0
00 Ret.Exist_FBC_DryFGD_SNCR & ACI & CCS | 0 | 0 | 0 | 0 | 0 | 0 | 0
00 Ret.Exist_FBC_DryFGD_SNCR & ACI & DRET | 0 | 0 | 0 | 0 | 0 | 0 | 0
00 Ret.Exist_FBC_DryFGD_SNCR & ACI & GPM | 0 | 0 | 0 | 0 | 0 | 0 | 0
00 Ret.Exist_FBC_DryFGD_SNCR & ACI & GPM & CCS | 0 | 0 | 0 | 0 | 0 | 0 | 0
00 Ret.Exist_FBC_DryFGD_SNCR & ACI & GPM & DRET | 0 | 0 | 0 | 0 | 0 | 0 | 0
00 Ret.Exist_FBC_DryFGD_SNCR & ACI & GPM & NGC | 0 | 0 | 0 | 0 | 0 | 0 | 0
00 Ret.Exist_FBC_DryFGD_SNCR & ACI & NGC | 0 | 0 | 0 | 0 | 0 | 0 | 0
00 Ret.Exist_FBC_DryFGD_SNCR & CCS | 0 | 0 | 5.4953 | 5.4953 | 0 | 0 | 0
00 Ret.Exist_FBC_DryFGD_SNCR & DCCS | 0 | 0 | 0 | 0 | 0 | 0 | 0
00 Ret.Exist_FBC_DryFGD_SNCR & DCCS & CCS | 0 | 0 | 0 | 0 | 0 | 0 | 0
00 Ret.Exist_FBC_DryFGD_SNCR & DRET | 0 | 0 | 0 | 0 | 0 | 0 | 0
00 Ret.Exist_FBC_DryFGD_SNCR & GPM | 0 | 0 | 0 | 0 | 0 | 0 | 0
00 Ret.Exist_FBC_DryFGD_SNCR & GPM & CCS | 0 | 0 | 0 | 0 | 0 | 0 | 0
00 Ret.Exist_FBC_DryFGD_SNCR & GPM & DRET | 0 | 0 | 0 | 0 | 0 | 0 | 0
00 Ret.Exist_FBC_DryFGD_SNCR & GPM & NGC | 0 | 0 | 0 | 0 | 0 | 0 | 0
00 Ret.Exist_FBC_DryFGD_SNCR & NGC | 0 | 0 | 0 | 0 | 0 | 0 | 0
00 Ret.Exist_FBC_DryFGD_SNCR_ACI & CCS | 0 | 0 | 0 | 0 | 0 | 0 | 0
00 Ret.Exist_FBC_DryFGD_SNCR_ACI & DCCS | 0 | 0 | 0 | 0 | 0 | 0 | 0
00 Ret.Exist_FBC_DryFGD_SNCR_ACI & DCCS & CCS | 0 | 0 | 0 | 0 | 0 | 0 | 0
00 Ret.Exist_FBC_DryFGD_SNCR_ACI & DRET | 0 | 0 | 0 | 0 | 0 | 0 | 0
00 Ret.Exist_FBC_DryFGD_SNCR_ACI & GPM | 0 | 0 | 0 | 0 | 0 | 0 | 0
00 Ret.Exist_FBC_DryFGD_SNCR_ACI & GPM & CCS | 0 | 0 | 0 | 0 | 0 | 0 | 0
00 Ret.Exist_FBC_DryFGD_SNCR_ACI & GPM & DRET | 0 | 0 | 0 | 0 | 0 | 0 | 0
00 Ret.Exist_FBC_DryFGD_SNCR_ACI & GPM & NGC | 0 | 0 | 0 | 0 | 0 | 0 | 0
00 Ret.Exist_FBC_DryFGD_SNCR_ACI & NGC | 0 | 0 | 0 | 0 | 0 | 0 | 0
00 Ret.Exist_FBC_DryFGD_SNCR_ACI_DSI & CCS | 0 | 9.878 | 9.878 | 9.878 | 9.6686 | 2.0601 | 2.0601
00 Ret.Exist_FBC_DryFGD_SNCR_ACI_DSI & DCCS | 0 | 0 | 0 | 0 | 0 | 0 | 0
00 Ret.Exist_FBC_DryFGD_SNCR_ACI_DSI & DCCS & CCS | 0 | 0 | 0 | 0 | 0 | 0 | 0
00 Ret.Exist_FBC_DryFGD_SNCR_ACI_DSI & DRET | 0 | 0 | 0 | 0 | 0 | 0 | 0
00 Ret.Exist_FBC_DryFGD_SNCR_ACI_DSI & GPM | 0 | 0 | 0 | 0 | 0 | 0 | 0
00 Ret.Exist_FBC_DryFGD_SNCR_ACI_DSI & GPM & CCS | 0 | 0 | 0 | 0 | 0 | 0 | 0
00 Ret.Exist_FBC_DryFGD_SNCR_ACI_DSI & GPM & DRET | 0 | 0 | 0 | 0 | 0 | 0 | 0
00 Ret.Exist_FBC_DryFGD_SNCR_ACI_DSI & GPM & NGC | 0 | 0 | 0 | 0 | 0 | 0 | 0
00 Ret.Exist_FBC_DryFGD_SNCR_ACI_DSI & NGC | 0 | 0 | 0 | 0 | 0 | 0 | 0
00 Ret.Exist_FBC_DryFGD_SNCR_DSI & ACI | 0 | 0 | 0 | 0 | 0 | 0 | 0
00 Ret.Exist_FBC_DryFGD_SNCR_DSI & ACI & DRET | 0 | 0 | 0 | 0 | 0 | 0 | 0
00 Ret.Exist_FBC_DryFGD_SNCR_DSI & ACI & GPM | 0 | 0 | 0 | 0 | 0 | 0 | 0
00 Ret.Exist_FBC_DryFGD_SNCR_DSI & ACI & GPM & DRET | 0 | 0 | 0 | 0 | 0 | 0 | 0
00 Ret.Exist_FBC_DryFGD_SNCR_DSI & ACI & GPM & NGC | 0 | 0 | 0 | 0 | 0 | 0 | 0
00 Ret.Exist_FBC_DryFGD_SNCR_DSI & ACI & NGC | 0 | 0 | 0 | 0 | 0 | 0 | 0
00 Ret.Exist_FBC_DryFGD_SNCR_DSI & DRET | 0 | 0 | 0 | 0 | 0 | 0 | 0
00 Ret.Exist_FBC_DryFGD_SNCR_DSI & GPM | 0 | 0 | 0 | 0 | 0 | 0 | 0
00 Ret.Exist_FBC_DryFGD_SNCR_DSI & GPM & DRET | 0 | 0 | 0 | 0 | 0 | 0 | 0
00 Ret.Exist_FBC_DryFGD_SNCR_DSI & GPM & NGC | 0 | 0 | 0 | 0 | 0 | 0 | 0
00 Ret.Exist_FBC_DryFGD_SNCR_DSI & NGC | 0 | 0 | 0 | 0 | 0 | 0 | 0
00 Ret.Exist_FBC_DSI & ACI | 0 | 0 | 0 | 0 | 0 | 0 | 0
00 Ret.Exist_FBC_DSI & ACI & DRET | 0 | 0 | 0 | 0 | 0 | 0 | 0
00 Ret.Exist_FBC_DSI & ACI & GPM | 0 | 0 | 0 | 0 | 0 | 0 | 0
00 Ret.Exist_FBC_DSI & ACI & GPM & DRET | 0 | 0 | 0 | 0 | 0 | 0 | 0
00 Ret.Exist_FBC_DSI & ACI & GPM & NGC | 0 | 0 | 0 | 0 | 0 | 0 | 0
00 Ret.Exist_FBC_DSI & ACI & GPM & SNCR | 0 | 0 | 0 | 0 | 0 | 0 | 0
00 Ret.Exist_FBC_DSI & ACI & GPM & SNCR & DRET | 0 | 0 | 0 | 0 | 0 | 0 | 0
00 Ret.Exist_FBC_DSI & ACI & GPM & SNCR & NGC | 0 | 0 | 0 | 0 | 0 | 0 | 0
00 Ret.Exist_FBC_DSI & ACI & NGC | 0 | 0 | 0 | 0 | 0 | 0 | 0
00 Ret.Exist_FBC_DSI & ACI & SNCR | 0 | 0 | 0 | 0 | 0 | 0 | 0
00 Ret.Exist_FBC_DSI & ACI & SNCR & DRET | 0 | 0 | 0 | 0 | 0 | 0 | 0
00 Ret.Exist_FBC_DSI & ACI & SNCR & NGC | 0 | 0 | 0 | 0 | 0 | 0 | 0
00 Ret.Exist_FBC_DSI & DRET | 0 | 0 | 0 | 0 | 0 | 0 | 0
00 Ret.Exist_FBC_DSI & GPM | 0 | 0 | 0 | 0 | 0 | 0 | 0
00 Ret.Exist_FBC_DSI & GPM & DRET | 0 | 0 | 0 | 0 | 0 | 0 | 0
00 Ret.Exist_FBC_DSI & GPM & NGC | 0 | 0 | 0 | 0 | 0 | 0 | 0
00 Ret.Exist_FBC_DSI & GPM & SNCR | 0 | 0 | 0 | 0 | 0 | 0 | 0
00 Ret.Exist_FBC_DSI & GPM & SNCR & DRET | 0 | 0 | 0 | 0 | 0 | 0 | 0
00 Ret.Exist_FBC_DSI & GPM & SNCR & NGC | 0 | 0 | 0 | 0 | 0 | 0 | 0
00 Ret.Exist_FBC_DSI & NGC | 0 | 0 | 0 | 0 | 0 | 0 | 0
00 Ret.Exist_FBC_DSI & SNCR | 0 | 0 | 0 | 0 | 0 | 0 | 0
00 Ret.Exist_FBC_DSI & SNCR & DRET | 0 | 0 | 0 | 0 | 0 | 0 | 0
00 Ret.Exist_FBC_DSI & SNCR & NGC | 0 | 0 | 0 | 0 | 0 | 0 | 0
00 Ret.Exist_FBC_SNCR & ACI | 0 | 0 | 0 | 0 | 0 | 0 | 0
00 Ret.Exist_FBC_SNCR & ACI & DRET | 0 | 0 | 0 | 0 | 0 | 0 | 0
00 Ret.Exist_FBC_SNCR & ACI & NGC | 0 | 0 | 0 | 0 | 0 | 0 | 0
00 Ret.Exist_FBC_SNCR & DRET | 0 | 0 | 0 | 0 | 0 | 0 | 0
00 Ret.Exist_FBC_SNCR & GPM | 0 | 0 | 0 | 0 | 0 | 0 | 0
00 Ret.Exist_FBC_SNCR & GPM & DRET | 0 | 0 | 0 | 0 | 0 | 0 | 0
00 Ret.Exist_FBC_SNCR & GPM & NGC | 0 | 0 | 0 | 0 | 0 | 0 | 0
00 Ret.Exist_FBC_SNCR & NGC | 1.3207 | 1.3207 | 0 | 0 | 0 | 0 | 0
00 Ret.Exist_FBC_SNCR_ACI_DSI & CCS | 0 | 0 | 0 | 0 | 0 | 0 | 0
00 Ret.Exist_FBC_SNCR_ACI_DSI & DCCS | 0 | 0 | 0 | 0 | 0 | 0 | 0
00 Ret.Exist_FBC_SNCR_ACI_DSI & DCCS & CCS | 0 | 0 | 0 | 0 | 0 | 0 | 0
00 Ret.Exist_FBC_SNCR_ACI_DSI & DRET | 0 | 0 | 0 | 0 | 0 | 0 | 0
00 Ret.Exist_FBC_SNCR_ACI_DSI & GPM | 0 | 0 | 0 | 0 | 0 | 0 | 0
00 Ret.Exist_FBC_SNCR_ACI_DSI & GPM & CCS | 0 | 0 | 0 | 0 | 0 | 0 | 0
00 Ret.Exist_FBC_SNCR_ACI_DSI & GPM & DRET | 0 | 0 | 0 | 0 | 0 | 0 | 0
00 Ret.Exist_FBC_SNCR_ACI_DSI & GPM & NGC | 0 | 0 | 0 | 0 | 0 | 0 | 0
00 Ret.Exist_FBC_SNCR_ACI_DSI & NGC | 0 | 0 | 0 | 0 | 0 | 0 | 0
00 Ret.Exist_FBC_SNCR_DSI & ACI | 0 | 0 | 0 | 0 | 0 | 0 | 0
00 Ret.Exist_FBC_SNCR_DSI & ACI & CCS | 0 | 0 | 0 | 0 | 0 | 0 | 0
00 Ret.Exist_FBC_SNCR_DSI & ACI & DRET | 0 | 0 | 0 | 0 | 0 | 0 | 0
00 Ret.Exist_FBC_SNCR_DSI & ACI & GPM | 0 | 0 | 0 | 0 | 0 | 0 | 0
00 Ret.Exist_FBC_SNCR_DSI & ACI & GPM & CCS | 0 | 0 | 0 | 0 | 0 | 0 | 0
00 Ret.Exist_FBC_SNCR_DSI & ACI & GPM & DRET | 0 | 0 | 0 | 0 | 0 | 0 | 0
00 Ret.Exist_FBC_SNCR_DSI & ACI & GPM & NGC | 0 | 0 | 0 | 0 | 0 | 0 | 0
00 Ret.Exist_FBC_SNCR_DSI & ACI & NGC | 0 | 0 | 0 | 0 | 0 | 0 | 0
00 Ret.Exist_FBC_SNCR_DSI & CCS | 0 | 0 | 0 | 0 | 0 | 0 | 0
00 Ret.Exist_FBC_SNCR_DSI & DCCS | 0 | 0 | 0 | 0 | 0 | 0 | 0
00 Ret.Exist_FBC_SNCR_DSI & DCCS & CCS | 0 | 0 | 0 | 0 | 0 | 0 | 0
00 Ret.Exist_FBC_SNCR_DSI & DRET | 0 | 0 | 0 | 0 | 0 | 0 | 0
00 Ret.Exist_FBC_SNCR_DSI & GPM | 0 | 0 | 0 | 0 | 0 | 0 | 0
00 Ret.Exist_FBC_SNCR_DSI & GPM & CCS | 0 | 0 | 0 | 0 | 0 | 0 | 0
00 Ret.Exist_FBC_SNCR_DSI & GPM & DRET | 0 | 0 | 0 | 0 | 0 | 0 | 0
00 Ret.Exist_FBC_SNCR_DSI & GPM & NGC | 0 | 0 | 0 | 0 | 0 | 0 | 0
00 Ret.Exist_FBC_SNCR_DSI & NGC | 0 | 0 | 0 | 0 | 0 | 0 | 0
00 Ret.Exist_FBC_WetFGD_DSI & ACI | 0 | 0 | 0 | 0 | 0 | 0 | 0
00 Ret.Exist_FBC_WetFGD_DSI & ACI & DRET | 0 | 0 | 0 | 0 | 0 | 0 | 0
00 Ret.Exist_FBC_WetFGD_DSI & ACI & GPM | 0 | 0 | 0 | 0 | 0 | 0 | 0
00 Ret.Exist_FBC_WetFGD_DSI & ACI & GPM & DRET | 0 | 0 | 0 | 0 | 0 | 0 | 0
00 Ret.Exist_FBC_WetFGD_DSI & ACI & GPM & NGC | 0 | 0 | 0 | 0 | 0 | 0 | 0
00 Ret.Exist_FBC_WetFGD_DSI & ACI & GPM & SNCR | 0 | 0 | 0 | 0 | 0 | 0 | 0
00 Ret.Exist_FBC_WetFGD_DSI & ACI & GPM & SNCR & DRET | 0 | 0 | 0 | 0 | 0 | 0 | 0
00 Ret.Exist_FBC_WetFGD_DSI & ACI & GPM & SNCR & NGC | 0 | 0 | 0 | 0 | 0 | 0 | 0
00 Ret.Exist_FBC_WetFGD_DSI & ACI & NGC | 0 | 0 | 0 | 0 | 0 | 0 | 0
00 Ret.Exist_FBC_WetFGD_DSI & ACI & SNCR | 0 | 0 | 0 | 0 | 0 | 0 | 0
00 Ret.Exist_FBC_WetFGD_DSI & ACI & SNCR & DRET | 0 | 0 | 0 | 0 | 0 | 0 | 0
00 Ret.Exist_FBC_WetFGD_DSI & ACI & SNCR & NGC | 0 | 0 | 0 | 0 | 0 | 0 | 0
00 Ret.Exist_FBC_WetFGD_DSI & DRET | 0 | 0 | 0 | 0 | 0 | 0 | 0
00 Ret.Exist_FBC_WetFGD_DSI & GPM | 0 | 0 | 0 | 0 | 0 | 0 | 0
00 Ret.Exist_FBC_WetFGD_DSI & GPM & DRET | 0 | 0 | 0 | 0 | 0 | 0 | 0
00 Ret.Exist_FBC_WetFGD_DSI & GPM & NGC | 0 | 0 | 0 | 0 | 0 | 0 | 0
00 Ret.Exist_FBC_WetFGD_DSI & GPM & SNCR | 0 | 0 | 0 | 0 | 0 | 0 | 0
00 Ret.Exist_FBC_WetFGD_DSI & GPM & SNCR & DRET | 0 | 0 | 0 | 0 | 0 | 0 | 0
00 Ret.Exist_FBC_WetFGD_DSI & GPM & SNCR & NGC | 0 | 0 | 0 | 0 | 0 | 0 | 0
00 Ret.Exist_FBC_WetFGD_DSI & NGC | 0 | 0 | 0 | 0 | 0 | 0 | 0
00 Ret.Exist_FBC_WetFGD_DSI & SNCR | 0 | 0 | 0 | 0 | 0 | 0 | 0
00 Ret.Exist_FBC_WetFGD_DSI & SNCR & DRET | 0 | 0 | 0 | 0 | 0 | 0 | 0
00 Ret.Exist_FBC_WetFGD_DSI & SNCR & NGC | 0 | 0 | 0 | 0 | 0 | 0 | 0
00 Ret.Exist_FBC_WetFGD_SNCR & ACI | 0 | 0 | 0 | 0 | 0 | 0 | 0
00 Ret.Exist_FBC_WetFGD_SNCR & ACI & DRET | 0 | 0 | 0 | 0 | 0 | 0 | 0
00 Ret.Exist_FBC_WetFGD_SNCR & ACI & NGC | 0 | 0 | 0 | 0 | 0 | 0 | 0
00 Ret.Exist_FBC_WetFGD_SNCR & DRET | 0 | 0 | 0 | 0 | 0 | 0 | 0
00 Ret.Exist_FBC_WetFGD_SNCR & GPM | 0 | 0 | 0 | 0 | 0 | 0 | 0
00 Ret.Exist_FBC_WetFGD_SNCR & GPM & DRET | 0 | 0 | 0 | 0 | 0 | 0 | 0
00 Ret.Exist_FBC_WetFGD_SNCR & GPM & NGC | 0 | 0 | 0 | 0 | 0 | 0 | 0
00 Ret.Exist_FBC_WetFGD_SNCR & NGC | 0 | 0 | 0 | 0 | 0 | 0 | 0
00 Ret.Exist_Non-FBC_ACI & C2G | 0.60854 | 0.60854 | 0 | 0 | 0 | 0 | 0
00 Ret.Exist_Non-FBC_ACI & C2G & SCR | 0 | 0 | 0 | 0 | 0 | 0 | 0
00 Ret.Exist_Non-FBC_ACI & DCCS | 0 | 0 | 0 | 0 | 0 | 0 | 0
00 Ret.Exist_Non-FBC_ACI & DCCS & WetFGD & SCR & CCS | 0 | 0 | 0 | 0 | 0 | 0 | 0
00 Ret.Exist_Non-FBC_ACI & DRET | 0 | 0 | 0 | 0 | 0 | 0 | 0
00 Ret.Exist_Non-FBC_ACI & DSI | 0 | 0 | 0 | 0 | 0 | 0 | 0
00 Ret.Exist_Non-FBC_ACI & DSI & C2G | 0 | 0 | 0 | 0 | 0 | 0 | 0
00 Ret.Exist_Non-FBC_ACI & DSI & C2G & SCR | 0 | 0 | 0 | 0 | 0 | 0 | 0
00 Ret.Exist_Non-FBC_ACI & DSI & DRET | 0 | 0 | 0 | 0 | 0 | 0 | 0
00 Ret.Exist_Non-FBC_ACI & DSI & GPM | 0 | 0 | 0 | 0 | 0 | 0 | 0
00 Ret.Exist_Non-FBC_ACI & DSI & GPM & C2G | 0 | 0 | 0 | 0 | 0 | 0 | 0
00 Ret.Exist_Non-FBC_ACI & DSI & GPM & C2G & SCR | 0 | 0 | 0 | 0 | 0 | 0 | 0
00 Ret.Exist_Non-FBC_ACI & DSI & GPM & DRET | 0 | 0 | 0 | 0 | 0 | 0 | 0
00 Ret.Exist_Non-FBC_ACI & DSI & GPM & NGC | 0 | 0 | 0 | 0 | 0 | 0 | 0
00 Ret.Exist_Non-FBC_ACI & DSI & GPM & SCR | 0 | 0 | 0 | 0 | 0 | 0 | 0
00 Ret.Exist_Non-FBC_ACI & DSI & GPM & SCR & DRET | 0 | 0 | 0 | 0 | 0 | 0 | 0
00 Ret.Exist_Non-FBC_ACI & DSI & GPM & SCR & NGC | 0 | 0 | 0 | 0 | 0 | 0 | 0
00 Ret.Exist_Non-FBC_ACI & DSI & GPM & SNCR | 0 | 0 | 0 | 0 | 0 | 0 | 0
00 Ret.Exist_Non-FBC_ACI & DSI & GPM & SNCR & DRET | 0 | 0 | 0 | 0 | 0 | 0 | 0
00 Ret.Exist_Non-FBC_ACI & DSI & GPM & SNCR & NGC | 0 | 0 | 0 | 0 | 0 | 0 | 0
00 Ret.Exist_Non-FBC_ACI & DSI & GPM & WetFGD & SCR & CCS | 0 | 0 | 0 | 0 | 0 | 0 | 0
00 Ret.Exist_Non-FBC_ACI & DSI & NGC | 0 | 0 | 0 | 0 | 0 | 0 | 0
00 Ret.Exist_Non-FBC_ACI & DSI & SCR | 0 | 0 | 0 | 0 | 0 | 0 | 0
00 Ret.Exist_Non-FBC_ACI & DSI & SCR & DRET | 0 | 0 | 0 | 0 | 0 | 0 | 0
00 Ret.Exist_Non-FBC_ACI & DSI & SCR & NGC | 0 | 0 | 0 | 0 | 0 | 0 | 0
00 Ret.Exist_Non-FBC_ACI & DSI & SNCR | 0 | 0 | 0 | 0 | 0 | 0 | 0
00 Ret.Exist_Non-FBC_ACI & DSI & SNCR & DRET | 0 | 0 | 0 | 0 | 0 | 0 | 0
00 Ret.Exist_Non-FBC_ACI & DSI & SNCR & NGC | 0 | 0 | 0 | 0 | 0 | 0 | 0
00 Ret.Exist_Non-FBC_ACI & DSI & WetFGD & SCR & CCS | 0 | 0 | 0 | 0 | 0 | 0 | 0
00 Ret.Exist_Non-FBC_ACI & GPM | 0 | 0 | 0 | 0 | 0 | 0 | 0
00 Ret.Exist_Non-FBC_ACI & GPM & C2G | 0 | 0 | 0 | 0 | 0 | 0 | 0
00 Ret.Exist_Non-FBC_ACI & GPM & C2G & SCR | 0 | 0 | 0 | 0 | 0 | 0 | 0
00 Ret.Exist_Non-FBC_ACI & GPM & DRET | 0 | 0 | 0 | 0 | 0 | 0 | 0
00 Ret.Exist_Non-FBC_ACI & GPM & NGC | 0 | 0 | 0 | 0 | 0 | 0 | 0
00 Ret.Exist_Non-FBC_ACI & GPM & SCR | 0 | 0 | 0 | 0 | 0 | 0 | 0
00 Ret.Exist_Non-FBC_ACI & GPM & SCR & DRET | 0 | 0 | 0 | 0 | 0 | 0 | 0
00 Ret.Exist_Non-FBC_ACI & GPM & SCR & NGC | 0 | 0 | 0 | 0 | 0 | 0 | 0
00 Ret.Exist_Non-FBC_ACI & GPM & SNCR | 0 | 0 | 0 | 0 | 0 | 0 | 0
00 Ret.Exist_Non-FBC_ACI & GPM & SNCR & DRET | 0 | 0 | 0 | 0 | 0 | 0 | 0
00 Ret.Exist_Non-FBC_ACI & GPM & SNCR & NGC | 0 | 0 | 0 | 0 | 0 | 0 | 0
00 Ret.Exist_Non-FBC_ACI & GPM & WetFGD & SCR & CCS | 0 | 0 | 0 | 0 | 0 | 0 | 0
00 Ret.Exist_Non-FBC_ACI & NGC | 0 | 0 | 0 | 0 | 0 | 0 | 0
00 Ret.Exist_Non-FBC_ACI & SCR | 0 | 0 | 0 | 0 | 0 | 0 | 0
00 Ret.Exist_Non-FBC_ACI & SCR & C2G | 0 | 0 | 0 | 0 | 0 | 0 | 0
00 Ret.Exist_Non-FBC_ACI & SCR & DRET | 0 | 0 | 0 | 0 | 0 | 0 | 0
00 Ret.Exist_Non-FBC_ACI & SCR & NGC | 0 | 0 | 0 | 0 | 0 | 0 | 0
00 Ret.Exist_Non-FBC_ACI & SCR & WetFGD & CCS | 0 | 0 | 0 | 0 | 0 | 0 | 0
00 Ret.Exist_Non-FBC_ACI & SNCR | 0 | 0 | 0 | 0 | 0 | 0 | 0
00 Ret.Exist_Non-FBC_ACI & SNCR & C2G | 0 | 0 | 0 | 0 | 0 | 0 | 0
00 Ret.Exist_Non-FBC_ACI & SNCR & DRET | 0 | 0 | 0 | 0 | 0 | 0 | 0
00 Ret.Exist_Non-FBC_ACI & SNCR & NGC | 0 | 0 | 0 | 0 | 0 | 0 | 0
00 Ret.Exist_Non-FBC_ACI_DSI & C2G | 0 | 0 | 0 | 0 | 0 | 0 | 0
00 Ret.Exist_Non-FBC_ACI_DSI & C2G & SCR | 0 | 0 | 0 | 0 | 0 | 0 | 0
00 Ret.Exist_Non-FBC_ACI_DSI & DCCS | 0 | 0 | 0 | 0 | 0 | 0 | 0
00 Ret.Exist_Non-FBC_ACI_DSI & DCCS & WetFGD & SCR & CCS | 0 | 0 | 0 | 0 | 0 | 0 | 0
00 Ret.Exist_Non-FBC_ACI_DSI & DRET | 0 | 0 | 0 | 0 | 0 | 0 | 0
00 Ret.Exist_Non-FBC_ACI_DSI & GPM | 0 | 0 | 0 | 0 | 0 | 0 | 0
00 Ret.Exist_Non-FBC_ACI_DSI & GPM & C2G | 0 | 0 | 0 | 0 | 0 | 0 | 0
00 Ret.Exist_Non-FBC_ACI_DSI & GPM & C2G & SCR | 0 | 0 | 0 | 0 | 0 | 0 | 0
00 Ret.Exist_Non-FBC_ACI_DSI & GPM & DRET | 0 | 0 | 0 | 0 | 0 | 0 | 0
00 Ret.Exist_Non-FBC_ACI_DSI & GPM & NGC | 0 | 0 | 0 | 0 | 0 | 0 | 0
00 Ret.Exist_Non-FBC_ACI_DSI & GPM & SCR | 0 | 0 | 0 | 0 | 0 | 0 | 0
00 Ret.Exist_Non-FBC_ACI_DSI & GPM & SCR & DRET | 0 | 0 | 0 | 0 | 0 | 0 | 0
00 Ret.Exist_Non-FBC_ACI_DSI & GPM & SCR & NGC | 0 | 0 | 0 | 0 | 0 | 0 | 0
00 Ret.Exist_Non-FBC_ACI_DSI & GPM & SNCR | 0 | 0 | 0 | 0 | 0 | 0 | 0
00 Ret.Exist_Non-FBC_ACI_DSI & GPM & SNCR & DRET | 0 | 0 | 0 | 0 | 0 | 0 | 0
00 Ret.Exist_Non-FBC_ACI_DSI & GPM & SNCR & NGC | 0 | 0 | 0 | 0 | 0 | 0 | 0
00 Ret.Exist_Non-FBC_ACI_DSI & GPM & WetFGD & SCR & CCS | 0 | 0 | 0 | 0 | 0 | 0 | 0
00 Ret.Exist_Non-FBC_ACI_DSI & NGC | 0 | 0 | 0 | 0 | 0 | 0 | 0
00 Ret.Exist_Non-FBC_ACI_DSI & SCR | 0 | 0 | 0 | 0 | 0 | 0 | 0
00 Ret.Exist_Non-FBC_ACI_DSI & SCR & C2G | 0 | 0 | 0 | 0 | 0 | 0 | 0
00 Ret.Exist_Non-FBC_ACI_DSI & SCR & DRET | 0 | 0 | 0 | 0 | 0 | 0 | 0
00 Ret.Exist_Non-FBC_ACI_DSI & SCR & NGC | 0 | 0 | 0 | 0 | 0 | 0 | 0
00 Ret.Exist_Non-FBC_ACI_DSI & SCR & WetFGD & CCS | 0 | 0 | 0 | 0 | 0 | 0 | 0
00 Ret.Exist_Non-FBC_ACI_DSI & SNCR | 0 | 0 | 0 | 0 | 0 | 0 | 0
00 Ret.Exist_Non-FBC_ACI_DSI & SNCR & C2G | 0 | 0 | 0 | 0 | 0 | 0 | 0
00 Ret.Exist_Non-FBC_ACI_DSI & SNCR & DRET | 0 | 0 | 0 | 0 | 0 | 0 | 0
00 Ret.Exist_Non-FBC_ACI_DSI & SNCR & NGC | 0 | 0 | 0 | 0 | 0 | 0 | 0
00 Ret.Exist_Non-FBC_DryFGD & C2G | 0 | 0 | 0 | 0 | 0 | 0 | 0
00 Ret.Exist_Non-FBC_DryFGD & C2G & SCR | 0 | 0 | 0 | 0 | 0 | 0 | 0
00 Ret.Exist_Non-FBC_DryFGD & DRET | 0 | 0 | 0 | 0 | 0 | 0 | 0
00 Ret.Exist_Non-FBC_DryFGD & GPM | 0 | 0 | 0 | 0 | 0 | 0 | 0
00 Ret.Exist_Non-FBC_DryFGD & GPM & C2G | 0 | 0 | 0 | 0 | 0 | 0 | 0
00 Ret.Exist_Non-FBC_DryFGD & GPM & C2G & SCR | 0 | 0 | 0 | 0 | 0 | 0 | 0
00 Ret.Exist_Non-FBC_DryFGD & GPM & DRET | 0 | 0 | 0 | 0 | 0 | 0 | 0
00 Ret.Exist_Non-FBC_DryFGD & GPM & NGC | 0 | 0 | 0 | 0 | 0 | 0 | 0
00 Ret.Exist_Non-FBC_DryFGD & GPM & SCR | 0 | 0 | 0 | 0 | 0 | 0 | 0
00 Ret.Exist_Non-FBC_DryFGD & GPM & SCR & CCS | 0 | 0 | 0 | 0 | 0 | 0 | 0
00 Ret.Exist_Non-FBC_DryFGD & GPM & SCR & DRET | 0 | 0 | 0 | 0 | 0 | 0 | 0
00 Ret.Exist_Non-FBC_DryFGD & GPM & SCR & NGC | 0 | 0 | 0 | 0 | 0 | 0 | 0
00 Ret.Exist_Non-FBC_DryFGD & GPM & SNCR | 0 | 0 | 0 | 0 | 0 | 0 | 0
00 Ret.Exist_Non-FBC_DryFGD & GPM & SNCR & DRET | 0 | 0 | 0 | 0 | 0 | 0 | 0
00 Ret.Exist_Non-FBC_DryFGD & GPM & SNCR & NGC | 0 | 0 | 0 | 0 | 0 | 0 | 0
00 Ret.Exist_Non-FBC_DryFGD & NGC | 0 | 0 | 0 | 0 | 0 | 0 | 0
00 Ret.Exist_Non-FBC_DryFGD & SCR | 0 | 0 | 0 | 0 | 0 | 0 | 0
00 Ret.Exist_Non-FBC_DryFGD & SCR & C2G | 0 | 0 | 0 | 0 | 0 | 0 | 0
00 Ret.Exist_Non-FBC_DryFGD & SCR & CCS | 0 | 0 | 0 | 0 | 0 | 0 | 0
00 Ret.Exist_Non-FBC_DryFGD & SCR & DRET | 0 | 0 | 0 | 0 | 0 | 0 | 0
00 Ret.Exist_Non-FBC_DryFGD & SCR & NGC | 0 | 0 | 0 | 0 | 0 | 0 | 0
00 Ret.Exist_Non-FBC_DryFGD & SNCR | 0 | 0 | 0 | 0 | 0 | 0 | 0
00 Ret.Exist_Non-FBC_DryFGD & SNCR & C2G | 0 | 0 | 0 | 0 | 0 | 0 | 0
00 Ret.Exist_Non-FBC_DryFGD & SNCR & DRET | 0 | 0 | 0 | 0 | 0 | 0 | 0
00 Ret.Exist_Non-FBC_DryFGD & SNCR & NGC | 0 | 0 | 0 | 0 | 0 | 0 | 0
00 Ret.Exist_Non-FBC_DryFGD_ACI & C2G | 0 | 0 | 0 | 0 | 0 | 0 | 0
00 Ret.Exist_Non-FBC_DryFGD_ACI & C2G & SCR | 0 | 0 | 0 | 0 | 0 | 0 | 0
00 Ret.Exist_Non-FBC_DryFGD_ACI & DCCS | 0 | 0 | 0 | 0 | 0 | 0 | 0
00 Ret.Exist_Non-FBC_DryFGD_ACI & DCCS & SCR & CCS | 0 | 0 | 0 | 0 | 0 | 0 | 0
00 Ret.Exist_Non-FBC_DryFGD_ACI & DRET | 0 | 0 | 0 | 0 | 0 | 0 | 0
00 Ret.Exist_Non-FBC_DryFGD_ACI & GPM | 0 | 0 | 0 | 0 | 0 | 0 | 0
00 Ret.Exist_Non-FBC_DryFGD_ACI & GPM & C2G | 0 | 0 | 0 | 0 | 0 | 0 | 0
00 Ret.Exist_Non-FBC_DryFGD_ACI & GPM & C2G & SCR | 0 | 0 | 0 | 0 | 0 | 0 | 0
00 Ret.Exist_Non-FBC_DryFGD_ACI & GPM & DRET | 0 | 0 | 0 | 0 | 0 | 0 | 0
00 Ret.Exist_Non-FBC_DryFGD_ACI & GPM & NGC | 0 | 0 | 0 | 0 | 0 | 0 | 0
00 Ret.Exist_Non-FBC_DryFGD_ACI & GPM & SCR | 0 | 0 | 0 | 0 | 0 | 0 | 0
00 Ret.Exist_Non-FBC_DryFGD_ACI & GPM & SCR & CCS | 0 | 0 | 0 | 0 | 0 | 0 | 0
00 Ret.Exist_Non-FBC_DryFGD_ACI & GPM & SCR & DRET | 0 | 0 | 0 | 0 | 0 | 0 | 0
00 Ret.Exist_Non-FBC_DryFGD_ACI & GPM & SCR & NGC | 0 | 0 | 0 | 0 | 0 | 0 | 0
00 Ret.Exist_Non-FBC_DryFGD_ACI & GPM & SNCR | 0 | 0 | 0 | 0 | 0 | 0 | 0
00 Ret.Exist_Non-FBC_DryFGD_ACI & GPM & SNCR & DRET | 0 | 0 | 0 | 0 | 0 | 0 | 0
00 Ret.Exist_Non-FBC_DryFGD_ACI & GPM & SNCR & NGC | 0 | 0 | 0 | 0 | 0 | 0 | 0
00 Ret.Exist_Non-FBC_DryFGD_ACI & NGC | 0 | 0 | 0 | 0 | 0 | 0 | 0
00 Ret.Exist_Non-FBC_DryFGD_ACI & SCR | 0 | 0 | 0 | 0 | 0 | 0 | 0
00 Ret.Exist_Non-FBC_DryFGD_ACI & SCR & C2G | 0 | 0 | 0 | 0 | 0 | 0 | 0
00 Ret.Exist_Non-FBC_DryFGD_ACI & SCR & CCS | 0 | 0 | 23.1853 | 23.1853 | 7.3591 | 7.3591 | 7.0666
00 Ret.Exist_Non-FBC_DryFGD_ACI & SCR & DRET | 0 | 0 | 0 | 0 | 0 | 0 | 0
00 Ret.Exist_Non-FBC_DryFGD_ACI & SCR & NGC | 0 | 0 | 0 | 0 | 0 | 0 | 0
00 Ret.Exist_Non-FBC_DryFGD_ACI & SNCR | 0 | 0 | 0 | 0 | 0 | 0 | 0
00 Ret.Exist_Non-FBC_DryFGD_ACI & SNCR & C2G | 0 | 0 | 0 | 0 | 0 | 0 | 0
00 Ret.Exist_Non-FBC_DryFGD_ACI & SNCR & DRET | 0 | 0 | 0 | 0 | 0 | 0 | 0
00 Ret.Exist_Non-FBC_DryFGD_ACI & SNCR & NGC | 0 | 0 | 0 | 0 | 0 | 0 | 0
00 Ret.Exist_Non-FBC_DryFGD_SCR & ACI | 0 | 0 | 0 | 0 | 0 | 0 | 0
00 Ret.Exist_Non-FBC_DryFGD_SCR & ACI & C2G | 0 | 0 | 0 | 0 | 0 | 0 | 0
00 Ret.Exist_Non-FBC_DryFGD_SCR & ACI & CCS | 0 | 0 | 0 | 0 | 0 | 0 | 0
00 Ret.Exist_Non-FBC_DryFGD_SCR & ACI & DRET | 0 | 0 | 0 | 0 | 0 | 0 | 0
00 Ret.Exist_Non-FBC_DryFGD_SCR & ACI & GPM | 0 | 0 | 0 | 0 | 0 | 0 | 0
00 Ret.Exist_Non-FBC_DryFGD_SCR & ACI & GPM & C2G | 0 | 0 | 0 | 0 | 0 | 0 | 0
00 Ret.Exist_Non-FBC_DryFGD_SCR & ACI & GPM & CCS | 0 | 0 | 0 | 0 | 0 | 0 | 0
00 Ret.Exist_Non-FBC_DryFGD_SCR & ACI & GPM & DRET | 0 | 0 | 0 | 0 | 0 | 0 | 0
00 Ret.Exist_Non-FBC_DryFGD_SCR & ACI & GPM & NGC | 0 | 0 | 0 | 0 | 0 | 0 | 0
00 Ret.Exist_Non-FBC_DryFGD_SCR & ACI & NGC | 0 | 0 | 0 | 0 | 0 | 0 | 0
00 Ret.Exist_Non-FBC_DryFGD_SCR & C2G | 0 | 0 | 0 | 0 | 0 | 0 | 0
00 Ret.Exist_Non-FBC_DryFGD_SCR & CCS | 0 | 0 | 0 | 0 | 0 | 0 | 0
00 Ret.Exist_Non-FBC_DryFGD_SCR & DRET | 0 | 0 | 0 | 0 | 0 | 0 | 0
00 Ret.Exist_Non-FBC_DryFGD_SCR & GPM | 0 | 0 | 0 | 0 | 0 | 0 | 0
00 Ret.Exist_Non-FBC_DryFGD_SCR & GPM & C2G | 0 | 0 | 0 | 0 | 0 | 0 | 0
00 Ret.Exist_Non-FBC_DryFGD_SCR & GPM & CCS | 0 | 0 | 0 | 0 | 0 | 0 | 0
00 Ret.Exist_Non-FBC_DryFGD_SCR & GPM & DRET | 0 | 0 | 0 | 0 | 0 | 0 | 0
00 Ret.Exist_Non-FBC_DryFGD_SCR & GPM & NGC | 0 | 0 | 0 | 0 | 0 | 0 | 0
00 Ret.Exist_Non-FBC_DryFGD_SCR & NGC | 0 | 0 | 0 | 0 | 0 | 0 | 0
00 Ret.Exist_Non-FBC_DryFGD_SCR_ACI & C2G | 0.29883 | 0.29883 | 0.29883 | 0.29883 | 0.29883 | 0.29883 | 0.29883
00 Ret.Exist_Non-FBC_DryFGD_SCR_ACI & CCS | 0 | 5.9726 | 24.5978 | 24.5978 | 8.557 | 8.1195 | 8.1195
00 Ret.Exist_Non-FBC_DryFGD_SCR_ACI & DCCS | 0 | 0 | 0 | 0 | 0 | 0 | 0
00 Ret.Exist_Non-FBC_DryFGD_SCR_ACI & DCCS & CCS | 0 | 0 | 0 | 0 | 0 | 0 | 0
00 Ret.Exist_Non-FBC_DryFGD_SCR_ACI & DRET | 0 | 0 | 0 | 0 | 0 | 0 | 0
00 Ret.Exist_Non-FBC_DryFGD_SCR_ACI & GPM | 0 | 0 | 0 | 0 | 0 | 0 | 0
00 Ret.Exist_Non-FBC_DryFGD_SCR_ACI & GPM & C2G | 0 | 0 | 0 | 0 | 0 | 0 | 0
00 Ret.Exist_Non-FBC_DryFGD_SCR_ACI & GPM & CCS | 0 | 0 | 0 | 0 | 0 | 0 | 0
00 Ret.Exist_Non-FBC_DryFGD_SCR_ACI & GPM & DRET | 0 | 0 | 0 | 0 | 0 | 0 | 0
00 Ret.Exist_Non-FBC_DryFGD_SCR_ACI & GPM & NGC | 0 | 0 | 0 | 0 | 0 | 0 | 0
00 Ret.Exist_Non-FBC_DryFGD_SCR_ACI & NGC | 0 | 0 | 0 | 0 | 0 | 0 | 0
00 Ret.Exist_Non-FBC_DryFGD_SCR_ACI_DSI & C2G | 0 | 0 | 0 | 0 | 0 | 0 | 0
00 Ret.Exist_Non-FBC_DryFGD_SCR_ACI_DSI & CCS | 0 | 0 | 0 | 0 | 0 | 0 | 0
00 Ret.Exist_Non-FBC_DryFGD_SCR_ACI_DSI & DCCS | 0 | 0 | 0 | 0 | 0 | 0 | 0
00 Ret.Exist_Non-FBC_DryFGD_SCR_ACI_DSI & DCCS & CCS | 0 | 0 | 0 | 0 | 0 | 0 | 0
00 Ret.Exist_Non-FBC_DryFGD_SCR_ACI_DSI & DRET | 0 | 0 | 0 | 0 | 0 | 0 | 0
00 Ret.Exist_Non-FBC_DryFGD_SCR_ACI_DSI & GPM | 0 | 0 | 0 | 0 | 0 | 0 | 0
00 Ret.Exist_Non-FBC_DryFGD_SCR_ACI_DSI & GPM & C2G | 0 | 0 | 0 | 0 | 0 | 0 | 0
00 Ret.Exist_Non-FBC_DryFGD_SCR_ACI_DSI & GPM & CCS | 0 | 0 | 0 | 0 | 0 | 0 | 0
00 Ret.Exist_Non-FBC_DryFGD_SCR_ACI_DSI & GPM & DRET | 0 | 0 | 0 | 0 | 0 | 0 | 0
00 Ret.Exist_Non-FBC_DryFGD_SCR_ACI_DSI & GPM & NGC | 0 | 0 | 0 | 0 | 0 | 0 | 0
00 Ret.Exist_Non-FBC_DryFGD_SCR_ACI_DSI & NGC | 0 | 0 | 0 | 0 | 0 | 0 | 0
00 Ret.Exist_Non-FBC_DryFGD_SCR_DSI & ACI | 0 | 0 | 0 | 0 | 0 | 0 | 0
00 Ret.Exist_Non-FBC_DryFGD_SCR_DSI & ACI & C2G | 0 | 0 | 0 | 0 | 0 | 0 | 0
00 Ret.Exist_Non-FBC_DryFGD_SCR_DSI & ACI & CCS | 0 | 0 | 0 | 0 | 0 | 0 | 0
00 Ret.Exist_Non-FBC_DryFGD_SCR_DSI & ACI & DRET | 0 | 0 | 0 | 0 | 0 | 0 | 0
00 Ret.Exist_Non-FBC_DryFGD_SCR_DSI & ACI & GPM | 0 | 0 | 0 | 0 | 0 | 0 | 0
00 Ret.Exist_Non-FBC_DryFGD_SCR_DSI & ACI & GPM & C2G | 0 | 0 | 0 | 0 | 0 | 0 | 0
00 Ret.Exist_Non-FBC_DryFGD_SCR_DSI & ACI & GPM & CCS | 0 | 0 | 0 | 0 | 0 | 0 | 0
00 Ret.Exist_Non-FBC_DryFGD_SCR_DSI & ACI & GPM & DRET | 0 | 0 | 0 | 0 | 0 | 0 | 0
00 Ret.Exist_Non-FBC_DryFGD_SCR_DSI & ACI & GPM & NGC | 0 | 0 | 0 | 0 | 0 | 0 | 0
00 Ret.Exist_Non-FBC_DryFGD_SCR_DSI & ACI & NGC | 0 | 0 | 0 | 0 | 0 | 0 | 0
00 Ret.Exist_Non-FBC_DryFGD_SCR_DSI & C2G | 0 | 0 | 0 | 0 | 0 | 0 | 0
00 Ret.Exist_Non-FBC_DryFGD_SCR_DSI & CCS | 0 | 0 | 0 | 0 | 0 | 0 | 0
00 Ret.Exist_Non-FBC_DryFGD_SCR_DSI & DRET | 0 | 0 | 0 | 0 | 0 | 0 | 0
00 Ret.Exist_Non-FBC_DryFGD_SCR_DSI & GPM | 0 | 0 | 0 | 0 | 0 | 0 | 0
00 Ret.Exist_Non-FBC_DryFGD_SCR_DSI & GPM & C2G | 0 | 0 | 0 | 0 | 0 | 0 | 0
00 Ret.Exist_Non-FBC_DryFGD_SCR_DSI & GPM & CCS | 0 | 0 | 0 | 0 | 0 | 0 | 0
00 Ret.Exist_Non-FBC_DryFGD_SCR_DSI & GPM & DRET | 0 | 0 | 0 | 0 | 0 | 0 | 0
00 Ret.Exist_Non-FBC_DryFGD_SCR_DSI & GPM & NGC | 0 | 0 | 0 | 0 | 0 | 0 | 0
00 Ret.Exist_Non-FBC_DryFGD_SCR_DSI & NGC | 0 | 0 | 0 | 0 | 0 | 0 | 0
00 Ret.Exist_Non-FBC_DryFGD_SNCR_ACI & C2G | 0 | 0 | 0 | 0 | 0 | 0 | 0
00 Ret.Exist_Non-FBC_DryFGD_SNCR_ACI & C2G & SCR | 0 | 0 | 0 | 0 | 0 | 0 | 0
00 Ret.Exist_Non-FBC_DryFGD_SNCR_ACI & DCCS | 0 | 0 | 0 | 0 | 0 | 0 | 0
00 Ret.Exist_Non-FBC_DryFGD_SNCR_ACI & DCCS & SCR & CCS | 0 | 0 | 0 | 0 | 0 | 0 | 0
00 Ret.Exist_Non-FBC_DryFGD_SNCR_ACI & DRET | 0 | 0 | 0 | 0 | 0 | 0 | 0
00 Ret.Exist_Non-FBC_DryFGD_SNCR_ACI & GPM | 0 | 0 | 0 | 0 | 0 | 0 | 0
00 Ret.Exist_Non-FBC_DryFGD_SNCR_ACI & GPM & C2G | 0 | 0 | 0 | 0 | 0 | 0 | 0
00 Ret.Exist_Non-FBC_DryFGD_SNCR_ACI & GPM & C2G & SCR | 0 | 0 | 0 | 0 | 0 | 0 | 0
00 Ret.Exist_Non-FBC_DryFGD_SNCR_ACI & GPM & DRET | 0 | 0 | 0 | 0 | 0 | 0 | 0
00 Ret.Exist_Non-FBC_DryFGD_SNCR_ACI & GPM & NGC | 0 | 0 | 0 | 0 | 0 | 0 | 0
00 Ret.Exist_Non-FBC_DryFGD_SNCR_ACI & GPM & SCR | 0 | 0 | 0 | 0 | 0 | 0 | 0
00 Ret.Exist_Non-FBC_DryFGD_SNCR_ACI & GPM & SCR & CCS | 0 | 0 | 0 | 0 | 0 | 0 | 0
00 Ret.Exist_Non-FBC_DryFGD_SNCR_ACI & GPM & SCR & DRET | 0 | 0 | 0 | 0 | 0 | 0 | 0
00 Ret.Exist_Non-FBC_DryFGD_SNCR_ACI & GPM & SCR & NGC | 0 | 0 | 0 | 0 | 0 | 0 | 0
00 Ret.Exist_Non-FBC_DryFGD_SNCR_ACI & NGC | 0 | 0 | 0 | 0 | 0 | 0 | 0
00 Ret.Exist_Non-FBC_DryFGD_SNCR_ACI & SCR | 0 | 0 | 0 | 0 | 0 | 0 | 0
00 Ret.Exist_Non-FBC_DryFGD_SNCR_ACI & SCR & C2G | 0 | 0 | 0 | 0 | 0 | 0 | 0
00 Ret.Exist_Non-FBC_DryFGD_SNCR_ACI & SCR & CCS | 0 | 0 | 0 | 0 | 0 | 0 | 0
00 Ret.Exist_Non-FBC_DryFGD_SNCR_ACI & SCR & DRET | 0 | 0 | 0 | 0 | 0 | 0 | 0
00 Ret.Exist_Non-FBC_DryFGD_SNCR_ACI & SCR & NGC | 0 | 0 | 0 | 0 | 0 | 0 | 0
00 Ret.Exist_Non-FBC_DryFGD_SNCR_ACI_DSI & C2G | 0 | 0 | 0 | 0 | 0 | 0 | 0
00 Ret.Exist_Non-FBC_DryFGD_SNCR_ACI_DSI & C2G & SCR | 0 | 0 | 0 | 0 | 0 | 0 | 0
00 Ret.Exist_Non-FBC_DryFGD_SNCR_ACI_DSI & DRET | 0 | 0 | 0 | 0 | 0 | 0 | 0
00 Ret.Exist_Non-FBC_DryFGD_SNCR_ACI_DSI & GPM | 0 | 0 | 0 | 0 | 0 | 0 | 0
00 Ret.Exist_Non-FBC_DryFGD_SNCR_ACI_DSI & GPM & C2G | 0 | 0 | 0 | 0 | 0 | 0 | 0
00 Ret.Exist_Non-FBC_DryFGD_SNCR_ACI_DSI & GPM & C2G & SCR | 0 | 0 | 0 | 0 | 0 | 0 | 0
00 Ret.Exist_Non-FBC_DryFGD_SNCR_ACI_DSI & GPM & DRET | 0 | 0 | 0 | 0 | 0 | 0 | 0
00 Ret.Exist_Non-FBC_DryFGD_SNCR_ACI_DSI & GPM & NGC | 0 | 0 | 0 | 0 | 0 | 0 | 0
00 Ret.Exist_Non-FBC_DryFGD_SNCR_ACI_DSI & GPM & SCR | 0 | 0 | 0 | 0 | 0 | 0 | 0
00 Ret.Exist_Non-FBC_DryFGD_SNCR_ACI_DSI & GPM & SCR & CCS | 0 | 0 | 0 | 0 | 0 | 0 | 0
00 Ret.Exist_Non-FBC_DryFGD_SNCR_ACI_DSI & GPM & SCR & DRET | 0 | 0 | 0 | 0 | 0 | 0 | 0
00 Ret.Exist_Non-FBC_DryFGD_SNCR_ACI_DSI & GPM & SCR & NGC | 0 | 0 | 0 | 0 | 0 | 0 | 0
00 Ret.Exist_Non-FBC_DryFGD_SNCR_ACI_DSI & NGC | 0 | 0 | 0 | 0 | 0 | 0 | 0
00 Ret.Exist_Non-FBC_DryFGD_SNCR_ACI_DSI & SCR | 0 | 0 | 0 | 0 | 0 | 0 | 0
00 Ret.Exist_Non-FBC_DryFGD_SNCR_ACI_DSI & SCR & C2G | 0 | 0 | 0 | 0 | 0 | 0 | 0
00 Ret.Exist_Non-FBC_DryFGD_SNCR_ACI_DSI & SCR & CCS | 0 | 0 | 0 | 0 | 0 | 0 | 0
00 Ret.Exist_Non-FBC_DryFGD_SNCR_ACI_DSI & SCR & DRET | 0 | 0 | 0 | 0 | 0 | 0 | 0
00 Ret.Exist_Non-FBC_DryFGD_SNCR_ACI_DSI & SCR & NGC | 0 | 0 | 0 | 0 | 0 | 0 | 0
00 Ret.Exist_Non-FBC_DSI & ACI | 0 | 0 | 0 | 0 | 0 | 0 | 0
00 Ret.Exist_Non-FBC_DSI & ACI & C2G | 0 | 0 | 0 | 0 | 0 | 0 | 0
00 Ret.Exist_Non-FBC_DSI & ACI & C2G & SCR | 0 | 0 | 0 | 0 | 0 | 0 | 0
00 Ret.Exist_Non-FBC_DSI & ACI & DRET | 0 | 0 | 0 | 0 | 0 | 0 | 0
00 Ret.Exist_Non-FBC_DSI & ACI & GPM | 0 | 0 | 0 | 0 | 0 | 0 | 0
00 Ret.Exist_Non-FBC_DSI & ACI & GPM & C2G | 0 | 0 | 0 | 0 | 0 | 0 | 0
00 Ret.Exist_Non-FBC_DSI & ACI & GPM & C2G & SCR | 0 | 0 | 0 | 0 | 0 | 0 | 0
00 Ret.Exist_Non-FBC_DSI & ACI & GPM & DRET | 0 | 0 | 0 | 0 | 0 | 0 | 0
00 Ret.Exist_Non-FBC_DSI & ACI & GPM & NGC | 0 | 0 | 0 | 0 | 0 | 0 | 0
00 Ret.Exist_Non-FBC_DSI & ACI & GPM & SCR | 0 | 0 | 0 | 0 | 0 | 0 | 0
00 Ret.Exist_Non-FBC_DSI & ACI & GPM & SCR & DRET | 0 | 0 | 0 | 0 | 0 | 0 | 0
00 Ret.Exist_Non-FBC_DSI & ACI & GPM & SCR & NGC | 0 | 0 | 0 | 0 | 0 | 0 | 0
00 Ret.Exist_Non-FBC_DSI & ACI & GPM & SNCR | 0 | 0 | 0 | 0 | 0 | 0 | 0
00 Ret.Exist_Non-FBC_DSI & ACI & GPM & SNCR & DRET | 0 | 0 | 0 | 0 | 0 | 0 | 0
00 Ret.Exist_Non-FBC_DSI & ACI & GPM & SNCR & NGC | 0 | 0 | 0 | 0 | 0 | 0 | 0
00 Ret.Exist_Non-FBC_DSI & ACI & GPM & WetFGD & SCR & CCS | 0 | 0 | 0 | 0 | 0 | 0 | 0
00 Ret.Exist_Non-FBC_DSI & ACI & NGC | 0 | 0 | 0 | 0 | 0 | 0 | 0
00 Ret.Exist_Non-FBC_DSI & ACI & SCR | 0 | 0 | 0 | 0 | 0 | 0 | 0
00 Ret.Exist_Non-FBC_DSI & ACI & SCR & DRET | 0 | 0 | 0 | 0 | 0 | 0 | 0
00 Ret.Exist_Non-FBC_DSI & ACI & SCR & NGC | 0 | 0 | 0 | 0 | 0 | 0 | 0
00 Ret.Exist_Non-FBC_DSI & ACI & SNCR | 0 | 0 | 0 | 0 | 0 | 0 | 0
00 Ret.Exist_Non-FBC_DSI & ACI & SNCR & DRET | 0 | 0 | 0 | 0 | 0 | 0 | 0
00 Ret.Exist_Non-FBC_DSI & ACI & SNCR & NGC | 0 | 0 | 0 | 0 | 0 | 0 | 0
00 Ret.Exist_Non-FBC_DSI & ACI & WetFGD & SCR & CCS | 0 | 0 | 0 | 0 | 0 | 0 | 0
00 Ret.Exist_Non-FBC_DSI & C2G | 0 | 0 | 0 | 0 | 0 | 0 | 0
00 Ret.Exist_Non-FBC_DSI & C2G & SCR | 0 | 0 | 0 | 0 | 0 | 0 | 0
00 Ret.Exist_Non-FBC_DSI & DRET | 0 | 0 | 0 | 0 | 0 | 0 | 0
00 Ret.Exist_Non-FBC_DSI & GPM | 0 | 0 | 0 | 0 | 0 | 0 | 0
00 Ret.Exist_Non-FBC_DSI & GPM & C2G | 0 | 0 | 0 | 0 | 0 | 0 | 0
00 Ret.Exist_Non-FBC_DSI & GPM & C2G & SCR | 0 | 0 | 0 | 0 | 0 | 0 | 0
00 Ret.Exist_Non-FBC_DSI & GPM & DRET | 0 | 0 | 0 | 0 | 0 | 0 | 0
00 Ret.Exist_Non-FBC_DSI & GPM & NGC | 0 | 0 | 0 | 0 | 0 | 0 | 0
00 Ret.Exist_Non-FBC_DSI & GPM & SCR | 0 | 0 | 0 | 0 | 0 | 0 | 0
00 Ret.Exist_Non-FBC_DSI & GPM & SCR & DRET | 0 | 0 | 0 | 0 | 0 | 0 | 0
00 Ret.Exist_Non-FBC_DSI & GPM & SCR & NGC | 0 | 0 | 0 | 0 | 0 | 0 | 0
00 Ret.Exist_Non-FBC_DSI & GPM & SNCR | 0 | 0 | 0 | 0 | 0 | 0 | 0
00 Ret.Exist_Non-FBC_DSI & GPM & SNCR & DRET | 0 | 0 | 0 | 0 | 0 | 0 | 0
00 Ret.Exist_Non-FBC_DSI & GPM & SNCR & NGC | 0 | 0 | 0 | 0 | 0 | 0 | 0
00 Ret.Exist_Non-FBC_DSI & GPM & WetFGD & SCR & CCS | 0 | 0 | 0 | 0 | 0 | 0 | 0
00 Ret.Exist_Non-FBC_DSI & NGC | 0 | 0 | 0 | 0 | 0 | 0 | 0
00 Ret.Exist_Non-FBC_DSI & SCR | 0 | 0 | 0 | 0 | 0 | 0 | 0
00 Ret.Exist_Non-FBC_DSI & SCR & C2G | 0 | 0 | 0 | 0 | 0 | 0 | 0
00 Ret.Exist_Non-FBC_DSI & SCR & DRET | 0 | 0 | 0 | 0 | 0 | 0 | 0
00 Ret.Exist_Non-FBC_DSI & SCR & NGC | 0 | 0 | 0 | 0 | 0 | 0 | 0
00 Ret.Exist_Non-FBC_DSI & SCR & WetFGD & CCS | 0 | 0 | 0 | 0 | 0 | 0 | 0
00 Ret.Exist_Non-FBC_DSI & SNCR | 0 | 0 | 0 | 0 | 0 | 0 | 0
00 Ret.Exist_Non-FBC_DSI & SNCR & C2G | 0 | 0 | 0 | 0 | 0 | 0 | 0
00 Ret.Exist_Non-FBC_DSI & SNCR & DRET | 0 | 0 | 0 | 0 | 0 | 0 | 0
00 Ret.Exist_Non-FBC_DSI & SNCR & NGC | 0 | 0 | 0 | 0 | 0 | 0 | 0
00 Ret.Exist_Non-FBC_NoCtrl & ACI | 0 | 0 | 0 | 0 | 0 | 0 | 0
00 Ret.Exist_Non-FBC_NoCtrl & ACI & C2G | 0 | 0 | 0 | 0 | 0 | 0 | 0
00 Ret.Exist_Non-FBC_NoCtrl & ACI & C2G & SCR | 0 | 0 | 0 | 0 | 0 | 0 | 0
00 Ret.Exist_Non-FBC_NoCtrl & ACI & DRET | 0 | 0 | 0 | 0 | 0 | 0 | 0
00 Ret.Exist_Non-FBC_NoCtrl & ACI & DSI | 0 | 0 | 0 | 0 | 0 | 0 | 0
00 Ret.Exist_Non-FBC_NoCtrl & ACI & DSI & C2G | 0 | 0 | 0 | 0 | 0 | 0 | 0
00 Ret.Exist_Non-FBC_NoCtrl & ACI & DSI & C2G & SCR | 0 | 0 | 0 | 0 | 0 | 0 | 0
00 Ret.Exist_Non-FBC_NoCtrl & ACI & DSI & DRET | 0 | 0 | 0 | 0 | 0 | 0 | 0
00 Ret.Exist_Non-FBC_NoCtrl & ACI & DSI & GPM | 0 | 0 | 0 | 0 | 0 | 0 | 0
00 Ret.Exist_Non-FBC_NoCtrl & ACI & DSI & GPM & C2G | 0 | 0 | 0 | 0 | 0 | 0 | 0
00 Ret.Exist_Non-FBC_NoCtrl & ACI & DSI & GPM & C2G & SCR | 0 | 0 | 0 | 0 | 0 | 0 | 0
00 Ret.Exist_Non-FBC_NoCtrl & ACI & DSI & GPM & DRET | 0 | 0 | 0 | 0 | 0 | 0 | 0
00 Ret.Exist_Non-FBC_NoCtrl & ACI & DSI & GPM & NGC | 0 | 0 | 0 | 0 | 0 | 0 | 0
00 Ret.Exist_Non-FBC_NoCtrl & ACI & DSI & GPM & SCR | 0 | 0 | 0 | 0 | 0 | 0 | 0
00 Ret.Exist_Non-FBC_NoCtrl & ACI & DSI & GPM & SCR & DRET | 0 | 0 | 0 | 0 | 0 | 0 | 0
00 Ret.Exist_Non-FBC_NoCtrl & ACI & DSI & GPM & SCR & NGC | 0 | 0 | 0 | 0 | 0 | 0 | 0
00 Ret.Exist_Non-FBC_NoCtrl & ACI & DSI & GPM & SNCR | 0 | 0 | 0 | 0 | 0 | 0 | 0
00 Ret.Exist_Non-FBC_NoCtrl & ACI & DSI & GPM & SNCR & DRET | 0 | 0 | 0 | 0 | 0 | 0 | 0
00 Ret.Exist_Non-FBC_NoCtrl & ACI & DSI & GPM & SNCR & NGC | 0 | 0 | 0 | 0 | 0 | 0 | 0
00 Ret.Exist_Non-FBC_NoCtrl & ACI & DSI & GPM & WetFGD & SCR & CCS | 0 | 0 | 0 | 0 | 0 | 0 | 0
00 Ret.Exist_Non-FBC_NoCtrl & ACI & DSI & NGC | 0 | 0 | 0 | 0 | 0 | 0 | 0
00 Ret.Exist_Non-FBC_NoCtrl & ACI & DSI & SCR | 0 | 0 | 0 | 0 | 0 | 0 | 0
00 Ret.Exist_Non-FBC_NoCtrl & ACI & DSI & SCR & DRET | 0 | 0 | 0 | 0 | 0 | 0 | 0
00 Ret.Exist_Non-FBC_NoCtrl & ACI & DSI & SCR & NGC | 0 | 0 | 0 | 0 | 0 | 0 | 0
00 Ret.Exist_Non-FBC_NoCtrl & ACI & DSI & SNCR | 0 | 0 | 0 | 0 | 0 | 0 | 0
00 Ret.Exist_Non-FBC_NoCtrl & ACI & DSI & SNCR & DRET | 0 | 0 | 0 | 0 | 0 | 0 | 0
00 Ret.Exist_Non-FBC_NoCtrl & ACI & DSI & SNCR & NGC | 0 | 0 | 0 | 0 | 0 | 0 | 0
00 Ret.Exist_Non-FBC_NoCtrl & ACI & DSI & WetFGD & SCR & CCS | 0 | 0 | 0 | 0 | 0 | 0 | 0
00 Ret.Exist_Non-FBC_NoCtrl & ACI & GPM | 0 | 0 | 0 | 0 | 0 | 0 | 0
00 Ret.Exist_Non-FBC_NoCtrl & ACI & GPM & C2G | 0 | 0 | 0 | 0 | 0 | 0 | 0
00 Ret.Exist_Non-FBC_NoCtrl & ACI & GPM & C2G & SCR | 0 | 0 | 0 | 0 | 0 | 0 | 0
00 Ret.Exist_Non-FBC_NoCtrl & ACI & GPM & DRET | 0 | 0 | 0 | 0 | 0 | 0 | 0
00 Ret.Exist_Non-FBC_NoCtrl & ACI & GPM & NGC | 0 | 0 | 0 | 0 | 0 | 0 | 0
00 Ret.Exist_Non-FBC_NoCtrl & ACI & GPM & SCR | 0 | 0 | 0 | 0 | 0 | 0 | 0
00 Ret.Exist_Non-FBC_NoCtrl & ACI & GPM & SCR & DRET | 0 | 0 | 0 | 0 | 0 | 0 | 0
00 Ret.Exist_Non-FBC_NoCtrl & ACI & GPM & SCR & NGC | 0 | 0 | 0 | 0 | 0 | 0 | 0
00 Ret.Exist_Non-FBC_NoCtrl & ACI & GPM & SNCR | 0 | 0 | 0 | 0 | 0 | 0 | 0
00 Ret.Exist_Non-FBC_NoCtrl & ACI & GPM & SNCR & DRET | 0 | 0 | 0 | 0 | 0 | 0 | 0
00 Ret.Exist_Non-FBC_NoCtrl & ACI & GPM & SNCR & NGC | 0 | 0 | 0 | 0 | 0 | 0 | 0
00 Ret.Exist_Non-FBC_NoCtrl & ACI & GPM & WetFGD & SCR & CCS | 0 | 0 | 0 | 0 | 0 | 0 | 0
00 Ret.Exist_Non-FBC_NoCtrl & ACI & NGC | 0 | 0 | 0 | 0 | 0 | 0 | 0
00 Ret.Exist_Non-FBC_NoCtrl & ACI & SCR | 0 | 0 | 0 | 0 | 0 | 0 | 0
00 Ret.Exist_Non-FBC_NoCtrl & ACI & SCR & DRET | 0 | 0 | 0 | 0 | 0 | 0 | 0
00 Ret.Exist_Non-FBC_NoCtrl & ACI & SCR & NGC | 0 | 0 | 0 | 0 | 0 | 0 | 0
00 Ret.Exist_Non-FBC_NoCtrl & ACI & SNCR | 0 | 0 | 0 | 0 | 0 | 0 | 0
00 Ret.Exist_Non-FBC_NoCtrl & ACI & SNCR & DRET | 0 | 0 | 0 | 0 | 0 | 0 | 0
00 Ret.Exist_Non-FBC_NoCtrl & ACI & SNCR & NGC | 0 | 0 | 0 | 0 | 0 | 0 | 0
00 Ret.Exist_Non-FBC_NoCtrl & ACI & WetFGD & SCR & CCS | 0 | 0 | 0 | 0 | 0 | 0 | 0
00 Ret.Exist_Non-FBC_NoCtrl & C2G | 0 | 0 | 0 | 0 | 0 | 0 | 0
00 Ret.Exist_Non-FBC_NoCtrl & C2G & SCR | 0 | 0 | 0 | 0 | 0 | 0 | 0
00 Ret.Exist_Non-FBC_NoCtrl & DCCS | 0 | 0 | 0 | 0 | 0 | 0 | 0
00 Ret.Exist_Non-FBC_NoCtrl & DCCS & WetFGD & SCR & CCS | 0 | 0 | 0 | 0 | 0 | 0 | 0
00 Ret.Exist_Non-FBC_NoCtrl & DRET | 0 | 0 | 0 | 0 | 0 | 0 | 0
00 Ret.Exist_Non-FBC_NoCtrl & DSI | 0 | 0 | 0 | 0 | 0 | 0 | 0
00 Ret.Exist_Non-FBC_NoCtrl & DSI & C2G | 0 | 0 | 0 | 0 | 0 | 0 | 0
00 Ret.Exist_Non-FBC_NoCtrl & DSI & C2G & SCR | 0 | 0 | 0 | 0 | 0 | 0 | 0
00 Ret.Exist_Non-FBC_NoCtrl & DSI & DRET | 0 | 0 | 0 | 0 | 0 | 0 | 0
00 Ret.Exist_Non-FBC_NoCtrl & DSI & GPM | 0 | 0 | 0 | 0 | 0 | 0 | 0
00 Ret.Exist_Non-FBC_NoCtrl & DSI & GPM & C2G | 0 | 0 | 0 | 0 | 0 | 0 | 0
00 Ret.Exist_Non-FBC_NoCtrl & DSI & GPM & C2G & SCR | 0 | 0 | 0 | 0 | 0 | 0 | 0
00 Ret.Exist_Non-FBC_NoCtrl & DSI & GPM & DRET | 0 | 0 | 0 | 0 | 0 | 0 | 0
00 Ret.Exist_Non-FBC_NoCtrl & DSI & GPM & NGC | 0 | 0 | 0 | 0 | 0 | 0 | 0
00 Ret.Exist_Non-FBC_NoCtrl & DSI & GPM & SCR | 0 | 0 | 0 | 0 | 0 | 0 | 0
00 Ret.Exist_Non-FBC_NoCtrl & DSI & GPM & SCR & DRET | 0 | 0 | 0 | 0 | 0 | 0 | 0
00 Ret.Exist_Non-FBC_NoCtrl & DSI & GPM & SCR & NGC | 0 | 0 | 0 | 0 | 0 | 0 | 0
00 Ret.Exist_Non-FBC_NoCtrl & DSI & GPM & SNCR | 0 | 0 | 0 | 0 | 0 | 0 | 0
00 Ret.Exist_Non-FBC_NoCtrl & DSI & GPM & SNCR & DRET | 0 | 0 | 0 | 0 | 0 | 0 | 0
00 Ret.Exist_Non-FBC_NoCtrl & DSI & GPM & SNCR & NGC | 0 | 0 | 0 | 0 | 0 | 0 | 0
00 Ret.Exist_Non-FBC_NoCtrl & DSI & GPM & WetFGD & SCR & CCS | 0 | 0 | 0 | 0 | 0 | 0 | 0
00 Ret.Exist_Non-FBC_NoCtrl & DSI & NGC | 0 | 0 | 0 | 0 | 0 | 0 | 0
00 Ret.Exist_Non-FBC_NoCtrl & DSI & SCR | 0 | 0 | 0 | 0 | 0 | 0 | 0
00 Ret.Exist_Non-FBC_NoCtrl & DSI & SCR & DRET | 0 | 0 | 0 | 0 | 0 | 0 | 0
00 Ret.Exist_Non-FBC_NoCtrl & DSI & SCR & NGC | 0 | 0 | 0 | 0 | 0 | 0 | 0
00 Ret.Exist_Non-FBC_NoCtrl & DSI & SNCR | 0 | 0 | 0 | 0 | 0 | 0 | 0
00 Ret.Exist_Non-FBC_NoCtrl & DSI & SNCR & DRET | 0 | 0 | 0 | 0 | 0 | 0 | 0
00 Ret.Exist_Non-FBC_NoCtrl & DSI & SNCR & NGC | 0 | 0 | 0 | 0 | 0 | 0 | 0
00 Ret.Exist_Non-FBC_NoCtrl & DSI & WetFGD & SCR & CCS | 0 | 0 | 0 | 0 | 0 | 0 | 0
00 Ret.Exist_Non-FBC_NoCtrl & GPM | 0 | 0 | 0 | 0 | 0 | 0 | 0
00 Ret.Exist_Non-FBC_NoCtrl & GPM & C2G | 0 | 0 | 0 | 0 | 0 | 0 | 0
00 Ret.Exist_Non-FBC_NoCtrl & GPM & C2G & SCR | 0 | 0 | 0 | 0 | 0 | 0 | 0
00 Ret.Exist_Non-FBC_NoCtrl & GPM & DRET | 0 | 0 | 0 | 0 | 0 | 0 | 0
00 Ret.Exist_Non-FBC_NoCtrl & GPM & NGC | 0 | 0 | 0 | 0 | 0 | 0 | 0
00 Ret.Exist_Non-FBC_NoCtrl & GPM & SCR | 0 | 0 | 0 | 0 | 0 | 0 | 0
00 Ret.Exist_Non-FBC_NoCtrl & GPM & SCR & DRET | 0 | 0 | 0 | 0 | 0 | 0 | 0
00 Ret.Exist_Non-FBC_NoCtrl & GPM & SCR & NGC | 0 | 0 | 0 | 0 | 0 | 0 | 0
00 Ret.Exist_Non-FBC_NoCtrl & GPM & SNCR | 0 | 0 | 0 | 0 | 0 | 0 | 0
00 Ret.Exist_Non-FBC_NoCtrl & GPM & SNCR & DRET | 0 | 0 | 0 | 0 | 0 | 0 | 0
00 Ret.Exist_Non-FBC_NoCtrl & GPM & SNCR & NGC | 0 | 0 | 0 | 0 | 0 | 0 | 0
00 Ret.Exist_Non-FBC_NoCtrl & GPM & WetFGD & SCR & CCS | 0 | 0 | 0 | 0 | 0 | 0 | 0
00 Ret.Exist_Non-FBC_NoCtrl & NGC | 0 | 0 | 0 | 0 | 0 | 0 | 0
00 Ret.Exist_Non-FBC_NoCtrl & SCR | 0 | 0 | 0 | 0 | 0 | 0 | 0
00 Ret.Exist_Non-FBC_NoCtrl & SCR & C2G | 0 | 0 | 0 | 0 | 0 | 0 | 0
00 Ret.Exist_Non-FBC_NoCtrl & SCR & DRET | 0 | 0 | 0 | 0 | 0 | 0 | 0
00 Ret.Exist_Non-FBC_NoCtrl & SCR & NGC | 0 | 0 | 0 | 0 | 0 | 0 | 0
00 Ret.Exist_Non-FBC_NoCtrl & SCR & WetFGD & CCS | 0 | 0 | 0 | 0 | 0 | 0 | 0
00 Ret.Exist_Non-FBC_NoCtrl & SNCR | 0 | 0 | 0 | 0 | 0 | 0 | 0
00 Ret.Exist_Non-FBC_NoCtrl & SNCR & C2G | 0 | 0 | 0 | 0 | 0 | 0 | 0
00 Ret.Exist_Non-FBC_NoCtrl & SNCR & DRET | 0 | 0 | 0 | 0 | 0 | 0 | 0
00 Ret.Exist_Non-FBC_NoCtrl & SNCR & NGC | 0 | 0 | 0 | 0 | 0 | 0 | 0
00 Ret.Exist_Non-FBC_SCR_ACI & C2G | 0 | 0 | 0 | 0 | 0 | 0 | 0
00 Ret.Exist_Non-FBC_SCR_ACI & DCCS | 0 | 0 | 0 | 0 | 0 | 0 | 0
00 Ret.Exist_Non-FBC_SCR_ACI & DCCS & WetFGD & CCS | 0 | 0 | 0 | 0 | 0 | 0 | 0
00 Ret.Exist_Non-FBC_SCR_ACI & DRET | 0 | 0 | 0 | 0 | 0 | 0 | 0
00 Ret.Exist_Non-FBC_SCR_ACI & DSI | 0 | 0 | 0 | 0 | 0 | 0 | 0
00 Ret.Exist_Non-FBC_SCR_ACI & DSI & C2G | 0 | 0 | 0 | 0 | 0 | 0 | 0
00 Ret.Exist_Non-FBC_SCR_ACI & DSI & DRET | 0 | 0 | 0 | 0 | 0 | 0 | 0
00 Ret.Exist_Non-FBC_SCR_ACI & DSI & GPM | 0 | 0 | 0 | 0 | 0 | 0 | 0
00 Ret.Exist_Non-FBC_SCR_ACI & DSI & GPM & C2G | 0 | 0 | 0 | 0 | 0 | 0 | 0
00 Ret.Exist_Non-FBC_SCR_ACI & DSI & GPM & DRET | 0 | 0 | 0 | 0 | 0 | 0 | 0
00 Ret.Exist_Non-FBC_SCR_ACI & DSI & GPM & NGC | 0 | 0 | 0 | 0 | 0 | 0 | 0
00 Ret.Exist_Non-FBC_SCR_ACI & DSI & GPM & WetFGD & CCS | 0 | 0 | 0 | 0 | 0 | 0 | 0
00 Ret.Exist_Non-FBC_SCR_ACI & DSI & NGC | 0 | 0 | 0 | 0 | 0 | 0 | 0
00 Ret.Exist_Non-FBC_SCR_ACI & DSI & WetFGD & CCS | 0 | 0 | 0 | 0 | 0 | 0 | 0
00 Ret.Exist_Non-FBC_SCR_ACI & GPM | 0 | 0 | 0 | 0 | 0 | 0 | 0
00 Ret.Exist_Non-FBC_SCR_ACI & GPM & C2G | 0 | 0 | 0 | 0 | 0 | 0 | 0
00 Ret.Exist_Non-FBC_SCR_ACI & GPM & DRET | 0 | 0 | 0 | 0 | 0 | 0 | 0
00 Ret.Exist_Non-FBC_SCR_ACI & GPM & NGC | 0 | 0 | 0 | 0 | 0 | 0 | 0
00 Ret.Exist_Non-FBC_SCR_ACI & GPM & WetFGD & CCS | 0 | 0 | 0 | 0 | 0 | 0 | 0
00 Ret.Exist_Non-FBC_SCR_ACI & NGC | 0 | 0 | 0 | 0 | 0 | 0 | 0
00 Ret.Exist_Non-FBC_SCR_ACI & WetFGD & CCS | 0 | 0 | 0 | 0 | 0 | 0 | 0
00 Ret.Exist_Non-FBC_SCR_ACI_DSI & C2G | 0 | 0 | 0 | 0 | 0 | 0 | 0
00 Ret.Exist_Non-FBC_SCR_ACI_DSI & DCCS | 0 | 0 | 0 | 0 | 0 | 0 | 0
00 Ret.Exist_Non-FBC_SCR_ACI_DSI & DCCS & WetFGD & CCS | 0 | 0 | 0 | 0 | 0 | 0 | 0
00 Ret.Exist_Non-FBC_SCR_ACI_DSI & DRET | 0 | 0 | 0 | 0 | 0 | 0 | 0
00 Ret.Exist_Non-FBC_SCR_ACI_DSI & GPM | 0 | 0 | 0 | 0 | 0 | 0 | 0
00 Ret.Exist_Non-FBC_SCR_ACI_DSI & GPM & C2G | 0 | 0 | 0 | 0 | 0 | 0 | 0
00 Ret.Exist_Non-FBC_SCR_ACI_DSI & GPM & DRET | 0 | 0 | 0 | 0 | 0 | 0 | 0
00 Ret.Exist_Non-FBC_SCR_ACI_DSI & GPM & NGC | 0 | 0 | 0 | 0 | 0 | 0 | 0
00 Ret.Exist_Non-FBC_SCR_ACI_DSI & GPM & WetFGD & CCS | 0 | 0 | 0 | 0 | 0 | 0 | 0
00 Ret.Exist_Non-FBC_SCR_ACI_DSI & NGC | 0 | 0 | 0 | 0 | 0 | 0 | 0
00 Ret.Exist_Non-FBC_SCR_ACI_DSI & WetFGD & CCS | 0 | 0 | 0 | 0 | 0 | 0 | 0
00 Ret.Exist_Non-FBC_SNCR_ACI & C2G | 0 | 0 | 0 | 0 | 0 | 0 | 0
00 Ret.Exist_Non-FBC_SNCR_ACI & C2G & SCR | 0 | 0 | 0 | 0 | 0 | 0 | 0
00 Ret.Exist_Non-FBC_SNCR_ACI & DRET | 0 | 0 | 0 | 0 | 0 | 0 | 0
00 Ret.Exist_Non-FBC_SNCR_ACI & DSI | 0 | 0 | 0 | 0 | 0 | 0 | 0
00 Ret.Exist_Non-FBC_SNCR_ACI & DSI & C2G | 0 | 0 | 0 | 0 | 0 | 0 | 0
00 Ret.Exist_Non-FBC_SNCR_ACI & DSI & C2G & SCR | 0 | 0 | 0 | 0 | 0 | 0 | 0
00 Ret.Exist_Non-FBC_SNCR_ACI & DSI & DRET | 0 | 0 | 0 | 0 | 0 | 0 | 0
00 Ret.Exist_Non-FBC_SNCR_ACI & DSI & NGC | 0 | 0 | 0 | 0 | 0 | 0 | 0
00 Ret.Exist_Non-FBC_SNCR_ACI & DSI & SCR | 0 | 0 | 0 | 0 | 0 | 0 | 0
00 Ret.Exist_Non-FBC_SNCR_ACI & DSI & SCR & DRET | 0 | 0 | 0 | 0 | 0 | 0 | 0
00 Ret.Exist_Non-FBC_SNCR_ACI & DSI & SCR & NGC | 0 | 0 | 0 | 0 | 0 | 0 | 0
00 Ret.Exist_Non-FBC_SNCR_ACI & DSI & WetFGD & SCR & CCS | 0 | 0 | 0 | 0 | 0 | 0 | 0
00 Ret.Exist_Non-FBC_SNCR_ACI & GPM | 0 | 0 | 0 | 0 | 0 | 0 | 0
00 Ret.Exist_Non-FBC_SNCR_ACI & GPM & C2G | 0 | 0 | 0 | 0 | 0 | 0 | 0
00 Ret.Exist_Non-FBC_SNCR_ACI & GPM & C2G & SCR | 0 | 0 | 0 | 0 | 0 | 0 | 0
00 Ret.Exist_Non-FBC_SNCR_ACI & GPM & DRET | 0 | 0 | 0 | 0 | 0 | 0 | 0
00 Ret.Exist_Non-FBC_SNCR_ACI & GPM & NGC | 0 | 0 | 0 | 0 | 0 | 0 | 0
00 Ret.Exist_Non-FBC_SNCR_ACI & GPM & SCR | 0 | 0 | 0 | 0 | 0 | 0 | 0
00 Ret.Exist_Non-FBC_SNCR_ACI & GPM & SCR & DRET | 0 | 0 | 0 | 0 | 0 | 0 | 0
00 Ret.Exist_Non-FBC_SNCR_ACI & GPM & SCR & NGC | 0 | 0 | 0 | 0 | 0 | 0 | 0
00 Ret.Exist_Non-FBC_SNCR_ACI & GPM & WetFGD & SCR & CCS | 0 | 0 | 0 | 0 | 0 | 0 | 0
00 Ret.Exist_Non-FBC_SNCR_ACI & NGC | 0 | 0 | 0 | 0 | 0 | 0 | 0
00 Ret.Exist_Non-FBC_SNCR_ACI & SCR | 0 | 0 | 0 | 0 | 0 | 0 | 0
00 Ret.Exist_Non-FBC_SNCR_ACI & SCR & C2G | 0 | 0 | 0 | 0 | 0 | 0 | 0
00 Ret.Exist_Non-FBC_SNCR_ACI & SCR & DRET | 0 | 0 | 0 | 0 | 0 | 0 | 0
00 Ret.Exist_Non-FBC_SNCR_ACI & SCR & NGC | 0 | 0 | 0 | 0 | 0 | 0 | 0
00 Ret.Exist_Non-FBC_SNCR_ACI & SCR & WetFGD & CCS | 0 | 0 | 0 | 0 | 0 | 0 | 0
00 Ret.Exist_Non-FBC_SNCR_ACI_DSI & C2G | 0 | 0 | 0 | 0 | 0 | 0 | 0
00 Ret.Exist_Non-FBC_SNCR_ACI_DSI & C2G & SCR | 0 | 0 | 0 | 0 | 0 | 0 | 0
00 Ret.Exist_Non-FBC_SNCR_ACI_DSI & DCCS | 0 | 0 | 0 | 0 | 0 | 0 | 0
00 Ret.Exist_Non-FBC_SNCR_ACI_DSI & DCCS & WetFGD & SCR & CCS | 0 | 0 | 0 | 0 | 0 | 0 | 0
00 Ret.Exist_Non-FBC_SNCR_ACI_DSI & DRET | 0 | 0 | 0 | 0 | 0 | 0 | 0
00 Ret.Exist_Non-FBC_SNCR_ACI_DSI & GPM | 0 | 0 | 0 | 0 | 0 | 0 | 0
00 Ret.Exist_Non-FBC_SNCR_ACI_DSI & GPM & C2G | 0 | 0 | 0 | 0 | 0 | 0 | 0
00 Ret.Exist_Non-FBC_SNCR_ACI_DSI & GPM & C2G & SCR | 0 | 0 | 0 | 0 | 0 | 0 | 0
00 Ret.Exist_Non-FBC_SNCR_ACI_DSI & GPM & DRET | 0 | 0 | 0 | 0 | 0 | 0 | 0
00 Ret.Exist_Non-FBC_SNCR_ACI_DSI & GPM & NGC | 0 | 0 | 0 | 0 | 0 | 0 | 0
00 Ret.Exist_Non-FBC_SNCR_ACI_DSI & GPM & SCR | 0 | 0 | 0 | 0 | 0 | 0 | 0
00 Ret.Exist_Non-FBC_SNCR_ACI_DSI & GPM & SCR & DRET | 0 | 0 | 0 | 0 | 0 | 0 | 0
00 Ret.Exist_Non-FBC_SNCR_ACI_DSI & GPM & SCR & NGC | 0 | 0 | 0 | 0 | 0 | 0 | 0
00 Ret.Exist_Non-FBC_SNCR_ACI_DSI & GPM & WetFGD & SCR & CCS | 0 | 0 | 0 | 0 | 0 | 0 | 0
00 Ret.Exist_Non-FBC_SNCR_ACI_DSI & NGC | 0 | 0 | 0 | 0 | 0 | 0 | 0
00 Ret.Exist_Non-FBC_SNCR_ACI_DSI & SCR | 0 | 0 | 0 | 0 | 0 | 0 | 0
00 Ret.Exist_Non-FBC_SNCR_ACI_DSI & SCR & C2G | 0 | 0 | 0 | 0 | 0 | 0 | 0
00 Ret.Exist_Non-FBC_SNCR_ACI_DSI & SCR & DRET | 0 | 0 | 0 | 0 | 0 | 0 | 0
00 Ret.Exist_Non-FBC_SNCR_ACI_DSI & SCR & NGC | 0 | 0 | 0 | 0 | 0 | 0 | 0
00 Ret.Exist_Non-FBC_SNCR_ACI_DSI & SCR & WetFGD & CCS | 0 | 0 | 0 | 0 | 0 | 0 | 0
00 Ret.Exist_Non-FBC_WetFGD & ACI | 0 | 0 | 0 | 0 | 0 | 0 | 0
00 Ret.Exist_Non-FBC_WetFGD & ACI & C2G | 0 | 0 | 0 | 0 | 0 | 0 | 0
00 Ret.Exist_Non-FBC_WetFGD & ACI & C2G & SCR | 0 | 0 | 0 | 0 | 0 | 0 | 0
00 Ret.Exist_Non-FBC_WetFGD & ACI & DRET | 0 | 0 | 0 | 0 | 0 | 0 | 0
00 Ret.Exist_Non-FBC_WetFGD & ACI & GPM | 0 | 0 | 0 | 0 | 0 | 0 | 0
00 Ret.Exist_Non-FBC_WetFGD & ACI & GPM & C2G | 0 | 0 | 0 | 0 | 0 | 0 | 0
00 Ret.Exist_Non-FBC_WetFGD & ACI & GPM & C2G & SCR | 0 | 0 | 0 | 0 | 0 | 0 | 0
00 Ret.Exist_Non-FBC_WetFGD & ACI & GPM & DRET | 0 | 0 | 0 | 0 | 0 | 0 | 0
00 Ret.Exist_Non-FBC_WetFGD & ACI & GPM & NGC | 0 | 0 | 0 | 0 | 0 | 0 | 0
00 Ret.Exist_Non-FBC_WetFGD & ACI & GPM & SCR | 0 | 0 | 0 | 0 | 0 | 0 | 0
00 Ret.Exist_Non-FBC_WetFGD & ACI & GPM & SCR & CCS | 0 | 0 | 0 | 0 | 0 | 0 | 0
00 Ret.Exist_Non-FBC_WetFGD & ACI & GPM & SCR & DRET | 0 | 0 | 0 | 0 | 0 | 0 | 0
00 Ret.Exist_Non-FBC_WetFGD & ACI & GPM & SCR & NGC | 0 | 0 | 0 | 0 | 0 | 0 | 0
00 Ret.Exist_Non-FBC_WetFGD & ACI & GPM & SNCR | 0 | 0 | 0 | 0 | 0 | 0 | 0
00 Ret.Exist_Non-FBC_WetFGD & ACI & GPM & SNCR & DRET | 0 | 0 | 0 | 0 | 0 | 0 | 0
00 Ret.Exist_Non-FBC_WetFGD & ACI & GPM & SNCR & NGC | 0 | 0 | 0 | 0 | 0 | 0 | 0
00 Ret.Exist_Non-FBC_WetFGD & ACI & NGC | 0 | 0 | 0 | 0 | 0 | 0 | 0
00 Ret.Exist_Non-FBC_WetFGD & ACI & SCR | 0 | 0 | 0 | 0 | 0 | 0 | 0
00 Ret.Exist_Non-FBC_WetFGD & ACI & SCR & CCS | 0 | 0 | 0 | 0 | 0 | 0 | 0
00 Ret.Exist_Non-FBC_WetFGD & ACI & SCR & DRET | 0 | 0 | 0 | 0 | 0 | 0 | 0
00 Ret.Exist_Non-FBC_WetFGD & ACI & SCR & NGC | 0 | 0 | 0 | 0 | 0 | 0 | 0
00 Ret.Exist_Non-FBC_WetFGD & ACI & SNCR | 0 | 0 | 0 | 0 | 0 | 0 | 0
00 Ret.Exist_Non-FBC_WetFGD & ACI & SNCR & DRET | 0 | 0 | 0 | 0 | 0 | 0 | 0
00 Ret.Exist_Non-FBC_WetFGD & ACI & SNCR & NGC | 0 | 0 | 0 | 0 | 0 | 0 | 0
00 Ret.Exist_Non-FBC_WetFGD & C2G | 0 | 0 | 0 | 0 | 0 | 0 | 0
00 Ret.Exist_Non-FBC_WetFGD & C2G & SCR | 0 | 0 | 0 | 0 | 0 | 0 | 0
00 Ret.Exist_Non-FBC_WetFGD & DRET | 0 | 0 | 0 | 0 | 0 | 0 | 0
00 Ret.Exist_Non-FBC_WetFGD & DCCS | 0 | 0 | 0 | 0 | 0 | 0 | 0
00 Ret.Exist_Non-FBC_WetFGD & DCCS & SCR & CCS | 0 | 0 | 0 | 0 | 0 | 0 | 0
00 Ret.Exist_Non-FBC_WetFGD & GPM | 0 | 0 | 0 | 0 | 0 | 0 | 0
00 Ret.Exist_Non-FBC_WetFGD & GPM & C2G | 0 | 0 | 0 | 0 | 0 | 0 | 0
00 Ret.Exist_Non-FBC_WetFGD & GPM & C2G & SCR | 0 | 0 | 0 | 0 | 0 | 0 | 0
00 Ret.Exist_Non-FBC_WetFGD & GPM & DRET | 0 | 0 | 0 | 0 | 0 | 0 | 0
00 Ret.Exist_Non-FBC_WetFGD & GPM & NGC | 0 | 0 | 0 | 0 | 0 | 0 | 0
00 Ret.Exist_Non-FBC_WetFGD & GPM & SCR | 0 | 0 | 0 | 0 | 0 | 0 | 0
00 Ret.Exist_Non-FBC_WetFGD & GPM & SCR & CCS | 0 | 0 | 0 | 0 | 0 | 0 | 0
00 Ret.Exist_Non-FBC_WetFGD & GPM & SCR & DRET | 0 | 0 | 0 | 0 | 0 | 0 | 0
00 Ret.Exist_Non-FBC_WetFGD & GPM & SCR & NGC | 0 | 0 | 0 | 0 | 0 | 0 | 0
00 Ret.Exist_Non-FBC_WetFGD & GPM & SNCR | 0 | 0 | 0 | 0 | 0 | 0 | 0
00 Ret.Exist_Non-FBC_WetFGD & GPM & SNCR & DRET | 0 | 0 | 0 | 0 | 0 | 0 | 0
00 Ret.Exist_Non-FBC_WetFGD & GPM & SNCR & NGC | 0 | 0 | 0 | 0 | 0 | 0 | 0
00 Ret.Exist_Non-FBC_WetFGD & NGC | 0 | 0 | 0 | 0 | 0 | 0 | 0
00 Ret.Exist_Non-FBC_WetFGD & SCR | 0 | 0 | 0 | 0 | 0 | 0 | 0
00 Ret.Exist_Non-FBC_WetFGD & SCR & C2G | 0 | 0 | 0 | 0 | 0 | 0 | 0
00 Ret.Exist_Non-FBC_WetFGD & SCR & CCS | 0 | 0 | 0 | 0 | 0 | 0 | 0
00 Ret.Exist_Non-FBC_WetFGD & SCR & DRET | 0 | 0 | 0 | 0 | 0 | 0 | 0
00 Ret.Exist_Non-FBC_WetFGD & SCR & NGC | 0 | 0 | 0 | 0 | 0 | 0 | 0
00 Ret.Exist_Non-FBC_WetFGD & SNCR | 0 | 0 | 0 | 0 | 0 | 0 | 0
00 Ret.Exist_Non-FBC_WetFGD & SNCR & C2G | 0 | 0 | 0 | 0 | 0 | 0 | 0
00 Ret.Exist_Non-FBC_WetFGD & SNCR & DRET | 0 | 0 | 0 | 0 | 0 | 0 | 0
00 Ret.Exist_Non-FBC_WetFGD & SNCR & NGC | 0 | 0 | 0 | 0 | 0 | 0 | 0
00 Ret.Exist_Non-FBC_WetFGD_ACI & C2G | 0.63963 | 0.63963 | 0.63963 | 0.63963 | 0.63963 | 0.63963 | 0.63963
00 Ret.Exist_Non-FBC_WetFGD_ACI & C2G & SCR | 0 | 0 | 0 | 0 | 0 | 0 | 0
00 Ret.Exist_Non-FBC_WetFGD_ACI & DCCS | 0 | 0 | 0 | 0 | 0 | 0 | 0
00 Ret.Exist_Non-FBC_WetFGD_ACI & DCCS & SCR & CCS | 0 | 0 | 0 | 0 | 0 | 0 | 0
00 Ret.Exist_Non-FBC_WetFGD_ACI & DRET | 0 | 0 | 0 | 0 | 0 | 0 | 0
00 Ret.Exist_Non-FBC_WetFGD_ACI & GPM | 0 | 0 | 0 | 0 | 0 | 0 | 0
00 Ret.Exist_Non-FBC_WetFGD_ACI & GPM & C2G | 0 | 0 | 0 | 0 | 0 | 0 | 0
00 Ret.Exist_Non-FBC_WetFGD_ACI & GPM & C2G & SCR | 0 | 0 | 0 | 0 | 0 | 0 | 0
00 Ret.Exist_Non-FBC_WetFGD_ACI & GPM & DRET | 0 | 0 | 0 | 0 | 0 | 0 | 0
00 Ret.Exist_Non-FBC_WetFGD_ACI & GPM & NGC | 0 | 0 | 0 | 0 | 0 | 0 | 0
00 Ret.Exist_Non-FBC_WetFGD_ACI & GPM & SCR | 0 | 0 | 0 | 0 | 0 | 0 | 0
00 Ret.Exist_Non-FBC_WetFGD_ACI & GPM & SCR & CCS | 0 | 0 | 0 | 0 | 0 | 0 | 0
00 Ret.Exist_Non-FBC_WetFGD_ACI & GPM & SCR & DRET | 0 | 0 | 0 | 0 | 0 | 0 | 0
00 Ret.Exist_Non-FBC_WetFGD_ACI & GPM & SCR & NGC | 0 | 0 | 0 | 0 | 0 | 0 | 0
00 Ret.Exist_Non-FBC_WetFGD_ACI & GPM & SNCR | 0 | 0 | 0 | 0 | 0 | 0 | 0
00 Ret.Exist_Non-FBC_WetFGD_ACI & GPM & SNCR & DRET | 0 | 0 | 0 | 0 | 0 | 0 | 0
00 Ret.Exist_Non-FBC_WetFGD_ACI & GPM & SNCR & NGC | 0 | 0 | 0 | 0 | 0 | 0 | 0
00 Ret.Exist_Non-FBC_WetFGD_ACI & NGC | 0 | 0 | 0 | 0 | 0 | 0 | 0
00 Ret.Exist_Non-FBC_WetFGD_ACI & SCR | 2.0367 | 8.6267 | 8.6267 | 8.6267 | 8.6267 | 8.6267 | 8.6267
00 Ret.Exist_Non-FBC_WetFGD_ACI & SCR & C2G | 0 | 0 | 0 | 0 | 0 | 0 | 0
00 Ret.Exist_Non-FBC_WetFGD_ACI & SCR & CCS | 0 | 0 | 20.7262 | 20.7262 | 14.7878 | 0 | 0
00 Ret.Exist_Non-FBC_WetFGD_ACI & SCR & DRET | 0 | 0 | 0 | 0 | 0 | 0 | 0
00 Ret.Exist_Non-FBC_WetFGD_ACI & SCR & NGC | 0 | 0 | 0 | 0 | 0 | 0 | 0
00 Ret.Exist_Non-FBC_WetFGD_ACI & SNCR | 0 | 0 | 0 | 0 | 0 | 0 | 0
00 Ret.Exist_Non-FBC_WetFGD_ACI & SNCR & C2G | 0 | 0 | 0 | 0 | 0 | 0 | 0
00 Ret.Exist_Non-FBC_WetFGD_ACI & SNCR & DRET | 0 | 0 | 0 | 0 | 0 | 0 | 0
00 Ret.Exist_Non-FBC_WetFGD_ACI & SNCR & NGC | 0 | 0 | 0 | 0 | 0 | 0 | 0
00 Ret.Exist_Non-FBC_WetFGD_ACI_DSI & C2G | 0 | 0 | 0 | 0 | 0 | 0 | 0
00 Ret.Exist_Non-FBC_WetFGD_ACI_DSI & C2G & SCR | 0 | 0 | 0 | 0 | 0 | 0 | 0
00 Ret.Exist_Non-FBC_WetFGD_ACI_DSI & DCCS | 0 | 0 | 0 | 0 | 0 | 0 | 0
00 Ret.Exist_Non-FBC_WetFGD_ACI_DSI & DCCS & SCR & CCS | 0 | 0 | 0 | 0 | 0 | 0 | 0
00 Ret.Exist_Non-FBC_WetFGD_ACI_DSI & DRET | 0 | 0 | 0 | 0 | 0 | 0 | 0
00 Ret.Exist_Non-FBC_WetFGD_ACI_DSI & GPM | 0 | 0 | 0 | 0 | 0 | 0 | 0
00 Ret.Exist_Non-FBC_WetFGD_ACI_DSI & GPM & C2G | 0 | 0 | 0 | 0 | 0 | 0 | 0
00 Ret.Exist_Non-FBC_WetFGD_ACI_DSI & GPM & C2G & SCR | 0 | 0 | 0 | 0 | 0 | 0 | 0
00 Ret.Exist_Non-FBC_WetFGD_ACI_DSI & GPM & DRET | 0 | 0 | 0 | 0 | 0 | 0 | 0
00 Ret.Exist_Non-FBC_WetFGD_ACI_DSI & GPM & NGC | 0 | 0 | 0 | 0 | 0 | 0 | 0
00 Ret.Exist_Non-FBC_WetFGD_ACI_DSI & GPM & SCR | 0 | 0 | 0 | 0 | 0 | 0 | 0
00 Ret.Exist_Non-FBC_WetFGD_ACI_DSI & GPM & SCR & CCS | 0 | 0 | 0 | 0 | 0 | 0 | 0
00 Ret.Exist_Non-FBC_WetFGD_ACI_DSI & GPM & SCR & DRET | 0 | 0 | 0 | 0 | 0 | 0 | 0
00 Ret.Exist_Non-FBC_WetFGD_ACI_DSI & GPM & SCR & NGC | 0 | 0 | 0 | 0 | 0 | 0 | 0
00 Ret.Exist_Non-FBC_WetFGD_ACI_DSI & GPM & SNCR | 0 | 0 | 0 | 0 | 0 | 0 | 0
00 Ret.Exist_Non-FBC_WetFGD_ACI_DSI & GPM & SNCR & DRET | 0 | 0 | 0 | 0 | 0 | 0 | 0
00 Ret.Exist_Non-FBC_WetFGD_ACI_DSI & GPM & SNCR & NGC | 0 | 0 | 0 | 0 | 0 | 0 | 0
00 Ret.Exist_Non-FBC_WetFGD_ACI_DSI & NGC | 0 | 0 | 0 | 0 | 0 | 0 | 0
00 Ret.Exist_Non-FBC_WetFGD_ACI_DSI & SCR | 0 | 0 | 0 | 0 | 0 | 0 | 0
00 Ret.Exist_Non-FBC_WetFGD_ACI_DSI & SCR & C2G | 0 | 0 | 0 | 0 | 0 | 0 | 0
00 Ret.Exist_Non-FBC_WetFGD_ACI_DSI & SCR & CCS | 0 | 0 | 0 | 0 | 0 | 0 | 0
00 Ret.Exist_Non-FBC_WetFGD_ACI_DSI & SCR & DRET | 0 | 0 | 0 | 0 | 0 | 0 | 0
00 Ret.Exist_Non-FBC_WetFGD_ACI_DSI & SCR & NGC | 0 | 0 | 0 | 0 | 0 | 0 | 0
00 Ret.Exist_Non-FBC_WetFGD_ACI_DSI & SNCR | 0 | 0 | 0 | 0 | 0 | 0 | 0
00 Ret.Exist_Non-FBC_WetFGD_ACI_DSI & SNCR & C2G | 0 | 0 | 0 | 0 | 0 | 0 | 0
00 Ret.Exist_Non-FBC_WetFGD_ACI_DSI & SNCR & DRET | 0 | 0 | 0 | 0 | 0 | 0 | 0
00 Ret.Exist_Non-FBC_WetFGD_ACI_DSI & SNCR & NGC | 0 | 0 | 0 | 0 | 0 | 0 | 0
00 Ret.Exist_Non-FBC_WetFGD_SCR & ACI | 0 | 0 | 0 | 0 | 0 | 0 | 0
00 Ret.Exist_Non-FBC_WetFGD_SCR & ACI & C2G | 0 | 0 | 0 | 0 | 0 | 0 | 0
00 Ret.Exist_Non-FBC_WetFGD_SCR & ACI & CCS | 0 | 0 | 0 | 0 | 0 | 0 | 0
00 Ret.Exist_Non-FBC_WetFGD_SCR & DCCS | 0 | 0 | 0 | 0 | 0 | 0 | 0
00 Ret.Exist_Non-FBC_WetFGD_SCR & DCCS & CCS | 0 | 0 | 0 | 0 | 0 | 0 | 0
00 Ret.Exist_Non-FBC_WetFGD_SCR & ACI & DRET | 0 | 0 | 0 | 0 | 0 | 0 | 0
00 Ret.Exist_Non-FBC_WetFGD_SCR & ACI & GPM | 0 | 0 | 0 | 0 | 0 | 0 | 0
00 Ret.Exist_Non-FBC_WetFGD_SCR & ACI & GPM & C2G | 0 | 0 | 0 | 0 | 0 | 0 | 0
00 Ret.Exist_Non-FBC_WetFGD_SCR & ACI & GPM & CCS | 0 | 0 | 0 | 0 | 0 | 0 | 0
00 Ret.Exist_Non-FBC_WetFGD_SCR & ACI & GPM & DRET | 0 | 0 | 0 | 0 | 0 | 0 | 0
00 Ret.Exist_Non-FBC_WetFGD_SCR & ACI & GPM & NGC | 0 | 0 | 0 | 0 | 0 | 0 | 0
00 Ret.Exist_Non-FBC_WetFGD_SCR & ACI & NGC | 0 | 0 | 0 | 0 | 0 | 0 | 0
00 Ret.Exist_Non-FBC_WetFGD_SCR & C2G | 0 | 0 | 0 | 0 | 0 | 0 | 0
00 Ret.Exist_Non-FBC_WetFGD_SCR & CCS | 0 | 6.9687 | 108.6168 | 108.6168 | 1.8431 | 1.7993 | 1.7993
00 Ret.Exist_Non-FBC_WetFGD_SCR & DRET | 0 | 0 | 0 | 0 | 0 | 0 | 0
00 Ret.Exist_Non-FBC_WetFGD_SCR & GPM | 0 | 0 | 0 | 0 | 0 | 0 | 0
00 Ret.Exist_Non-FBC_WetFGD_SCR & GPM & C2G | 0 | 0 | 0 | 0 | 0 | 0 | 0
00 Ret.Exist_Non-FBC_WetFGD_SCR & GPM & CCS | 0 | 0 | 0 | 0 | 0 | 0 | 0
00 Ret.Exist_Non-FBC_WetFGD_SCR & GPM & DRET | 0 | 0 | 0 | 0 | 0 | 0 | 0
00 Ret.Exist_Non-FBC_WetFGD_SCR & GPM & NGC | 0 | 0 | 0 | 0 | 0 | 0 | 0
00 Ret.Exist_Non-FBC_WetFGD_SCR & NGC | 0 | 0 | 0 | 0 | 0 | 0 | 0
00 Ret.Exist_Non-FBC_WetFGD_SCR_ACI & C2G | 0.46926 | 0.46926 | 0.46926 | 0.46926 | 0.46926 | 0.46926 | 0.46926
00 Ret.Exist_Non-FBC_WetFGD_SCR_ACI & CCS | 0 | 0 | 55.4626 | 55.4626 | 5.1328 | 4.857 | 4.857
00 Ret.Exist_Non-FBC_WetFGD_SCR_ACI & DCCS | 0 | 0 | 0 | 0 | 0 | 0 | 0
00 Ret.Exist_Non-FBC_WetFGD_SCR_ACI & DCCS & CCS | 0 | 0 | 0 | 0 | 0 | 0 | 0
00 Ret.Exist_Non-FBC_WetFGD_SCR_ACI & DRET | 0 | 0 | 0 | 0 | 0 | 0 | 0
00 Ret.Exist_Non-FBC_WetFGD_SCR_ACI & GPM | 0 | 0 | 0 | 0 | 0 | 0 | 0
00 Ret.Exist_Non-FBC_WetFGD_SCR_ACI & GPM & C2G | 0 | 0 | 0 | 0 | 0 | 0 | 0
00 Ret.Exist_Non-FBC_WetFGD_SCR_ACI & GPM & CCS | 0 | 0 | 0 | 0 | 0 | 0 | 0
00 Ret.Exist_Non-FBC_WetFGD_SCR_ACI & GPM & DRET | 0 | 0 | 0 | 0 | 0 | 0 | 0
00 Ret.Exist_Non-FBC_WetFGD_SCR_ACI & GPM & NGC | 0 | 0 | 0 | 0 | 0 | 0 | 0
00 Ret.Exist_Non-FBC_WetFGD_SCR_ACI & NGC | 0 | 0 | 0 | 0 | 0 | 0 | 0
00 Ret.Exist_Non-FBC_WetFGD_SCR_ACI_DSI & C2G | 0 | 0 | 0 | 0 | 0 | 0 | 0
00 Ret.Exist_Non-FBC_WetFGD_SCR_ACI_DSI & CCS | 0 | 0 | 83.1708 | 83.1708 | 0 | 0 | 0
00 Ret.Exist_Non-FBC_WetFGD_SCR_ACI_DSI & DCCS | 0 | 0 | 0 | 0 | 0 | 0 | 0
00 Ret.Exist_Non-FBC_WetFGD_SCR_ACI_DSI & DCCS & CCS | 0 | 0 | 0 | 0 | 0 | 0 | 0
00 Ret.Exist_Non-FBC_WetFGD_SCR_ACI_DSI & DRET | 0 | 0 | 0 | 0 | 0 | 0 | 0
00 Ret.Exist_Non-FBC_WetFGD_SCR_ACI_DSI & GPM | 0 | 0 | 0 | 0 | 0 | 0 | 0
00 Ret.Exist_Non-FBC_WetFGD_SCR_ACI_DSI & GPM & C2G | 0 | 0 | 0 | 0 | 0 | 0 | 0
00 Ret.Exist_Non-FBC_WetFGD_SCR_ACI_DSI & GPM & CCS | 0 | 0 | 0 | 0 | 0 | 0 | 0
00 Ret.Exist_Non-FBC_WetFGD_SCR_ACI_DSI & GPM & DRET | 0 | 0 | 0 | 0 | 0 | 0 | 0
00 Ret.Exist_Non-FBC_WetFGD_SCR_ACI_DSI & GPM & NGC | 0 | 0 | 0 | 0 | 0 | 0 | 0
00 Ret.Exist_Non-FBC_WetFGD_SCR_ACI_DSI & NGC | 0 | 0 | 0 | 0 | 0 | 0 | 0
00 Ret.Exist_Non-FBC_WetFGD_SCR_DSI & ACI | 0 | 0 | 0 | 0 | 0 | 0 | 0
00 Ret.Exist_Non-FBC_WetFGD_SCR_DSI & ACI & C2G | 0 | 0 | 0 | 0 | 0 | 0 | 0
00 Ret.Exist_Non-FBC_WetFGD_SCR_DSI & ACI & CCS | 0 | 0 | 0 | 0 | 0 | 0 | 0
00 Ret.Exist_Non-FBC_WetFGD_SCR_DSI & ACI & DRET | 0 | 0 | 0 | 0 | 0 | 0 | 0
00 Ret.Exist_Non-FBC_WetFGD_SCR_DSI & ACI & GPM | 0 | 0 | 0 | 0 | 0 | 0 | 0
00 Ret.Exist_Non-FBC_WetFGD_SCR_DSI & ACI & GPM & C2G | 0 | 0 | 0 | 0 | 0 | 0 | 0
00 Ret.Exist_Non-FBC_WetFGD_SCR_DSI & ACI & GPM & CCS | 0 | 0 | 0 | 0 | 0 | 0 | 0
00 Ret.Exist_Non-FBC_WetFGD_SCR_DSI & ACI & GPM & DRET | 0 | 0 | 0 | 0 | 0 | 0 | 0
00 Ret.Exist_Non-FBC_WetFGD_SCR_DSI & ACI & GPM & NGC | 0 | 0 | 0 | 0 | 0 | 0 | 0
00 Ret.Exist_Non-FBC_WetFGD_SCR_DSI & ACI & NGC | 0 | 0 | 0 | 0 | 0 | 0 | 0
00 Ret.Exist_Non-FBC_WetFGD_SCR_DSI & C2G | 19.2211 | 7.3242 | 0.27916 | 0 | 0 | 0 | 0
00 Ret.Exist_Non-FBC_WetFGD_SCR_DSI & CCS | 0 | 0 | 0 | 0 | 0 | 0 | 0
00 Ret.Exist_Non-FBC_WetFGD_SCR_DSI & DCCS | 0 | 0 | 0 | 0 | 0 | 0 | 0
00 Ret.Exist_Non-FBC_WetFGD_SCR_DSI & DCCS & CCS | 0 | 0 | 0 | 0 | 0 | 0 | 0
00 Ret.Exist_Non-FBC_WetFGD_SCR_DSI & DRET | 0 | 0 | 0 | 0 | 0 | 0 | 0
00 Ret.Exist_Non-FBC_WetFGD_SCR_DSI & GPM | 0 | 0 | 0 | 0 | 0 | 0 | 0
00 Ret.Exist_Non-FBC_WetFGD_SCR_DSI & GPM & C2G | 0 | 0 | 0 | 0 | 0 | 0 | 0
00 Ret.Exist_Non-FBC_WetFGD_SCR_DSI & GPM & CCS | 0 | 0 | 0 | 0 | 0 | 0 | 0
00 Ret.Exist_Non-FBC_WetFGD_SCR_DSI & GPM & DRET | 0 | 0 | 0 | 0 | 0 | 0 | 0
00 Ret.Exist_Non-FBC_WetFGD_SCR_DSI & GPM & NGC | 0 | 0 | 0 | 0 | 0 | 0 | 0
00 Ret.Exist_Non-FBC_WetFGD_SCR_DSI & NGC | 0 | 0 | 0 | 0 | 0 | 0 | 0
00 Ret.Exist_Non-FBC_WetFGD_SNCR & ACI | 0 | 0 | 0 | 0 | 0 | 0 | 0
00 Ret.Exist_Non-FBC_WetFGD_SNCR & ACI & C2G | 0 | 0 | 0 | 0 | 0 | 0 | 0
00 Ret.Exist_Non-FBC_WetFGD_SNCR & ACI & C2G & SCR | 0 | 0 | 0 | 0 | 0 | 0 | 0
00 Ret.Exist_Non-FBC_WetFGD_SNCR & ACI & DRET | 0 | 0 | 0 | 0 | 0 | 0 | 0
00 Ret.Exist_Non-FBC_WetFGD_SNCR & ACI & GPM | 0 | 0 | 0 | 0 | 0 | 0 | 0
00 Ret.Exist_Non-FBC_WetFGD_SNCR & ACI & GPM & C2G | 0 | 0 | 0 | 0 | 0 | 0 | 0
00 Ret.Exist_Non-FBC_WetFGD_SNCR & ACI & GPM & C2G & SCR | 0 | 0 | 0 | 0 | 0 | 0 | 0
00 Ret.Exist_Non-FBC_WetFGD_SNCR & ACI & GPM & DRET | 0 | 0 | 0 | 0 | 0 | 0 | 0
00 Ret.Exist_Non-FBC_WetFGD_SNCR & ACI & GPM & NGC | 0 | 0 | 0 | 0 | 0 | 0 | 0
00 Ret.Exist_Non-FBC_WetFGD_SNCR & ACI & GPM & SCR | 0 | 0 | 0 | 0 | 0 | 0 | 0
00 Ret.Exist_Non-FBC_WetFGD_SNCR & ACI & GPM & SCR & CCS | 0 | 0 | 0 | 0 | 0 | 0 | 0
00 Ret.Exist_Non-FBC_WetFGD_SNCR & ACI & GPM & SCR & DRET | 0 | 0 | 0 | 0 | 0 | 0 | 0
00 Ret.Exist_Non-FBC_WetFGD_SNCR & ACI & GPM & SCR & NGC | 0 | 0 | 0 | 0 | 0 | 0 | 0
00 Ret.Exist_Non-FBC_WetFGD_SNCR & ACI & NGC | 0 | 0 | 0 | 0 | 0 | 0 | 0
00 Ret.Exist_Non-FBC_WetFGD_SNCR & ACI & SCR | 0 | 0 | 0 | 0 | 0 | 0 | 0
00 Ret.Exist_Non-FBC_WetFGD_SNCR & ACI & SCR & CCS | 0 | 0 | 0 | 0 | 0 | 0 | 0
00 Ret.Exist_Non-FBC_WetFGD_SNCR & ACI & SCR & DRET | 0 | 0 | 0 | 0 | 0 | 0 | 0
00 Ret.Exist_Non-FBC_WetFGD_SNCR & ACI & SCR & NGC | 0 | 0 | 0 | 0 | 0 | 0 | 0
00 Ret.Exist_Non-FBC_WetFGD_SNCR & C2G | 0 | 0 | 0 | 0 | 0 | 0 | 0
00 Ret.Exist_Non-FBC_WetFGD_SNCR & C2G & SCR | 0 | 0 | 0 | 0 | 0 | 0 | 0
00 Ret.Exist_Non-FBC_WetFGD_SNCR & DCCS | 0 | 0 | 0 | 0 | 0 | 0 | 0
00 Ret.Exist_Non-FBC_WetFGD_SNCR & DCCS & SCR & CCS | 0 | 0 | 0 | 0 | 0 | 0 | 0
00 Ret.Exist_Non-FBC_WetFGD_SNCR & DRET | 0 | 0 | 0 | 0 | 0 | 0 | 0
00 Ret.Exist_Non-FBC_WetFGD_SNCR & GPM | 0 | 0 | 0 | 0 | 0 | 0 | 0
00 Ret.Exist_Non-FBC_WetFGD_SNCR & GPM & C2G | 0 | 0 | 0 | 0 | 0 | 0 | 0
00 Ret.Exist_Non-FBC_WetFGD_SNCR & GPM & C2G & SCR | 0 | 0 | 0 | 0 | 0 | 0 | 0
00 Ret.Exist_Non-FBC_WetFGD_SNCR & GPM & DRET | 0 | 0 | 0 | 0 | 0 | 0 | 0
00 Ret.Exist_Non-FBC_WetFGD_SNCR & GPM & NGC | 0 | 0 | 0 | 0 | 0 | 0 | 0
00 Ret.Exist_Non-FBC_WetFGD_SNCR & GPM & SCR | 0 | 0 | 0 | 0 | 0 | 0 | 0
00 Ret.Exist_Non-FBC_WetFGD_SNCR & GPM & SCR & CCS | 0 | 0 | 0 | 0 | 0 | 0 | 0
00 Ret.Exist_Non-FBC_WetFGD_SNCR & GPM & SCR & DRET | 0 | 0 | 0 | 0 | 0 | 0 | 0
00 Ret.Exist_Non-FBC_WetFGD_SNCR & GPM & SCR & NGC | 0 | 0 | 0 | 0 | 0 | 0 | 0
00 Ret.Exist_Non-FBC_WetFGD_SNCR & NGC | 0 | 0 | 0 | 0 | 0 | 0 | 0
00 Ret.Exist_Non-FBC_WetFGD_SNCR & SCR | 0 | 0 | 0 | 0 | 0 | 0 | 0
00 Ret.Exist_Non-FBC_WetFGD_SNCR & SCR & C2G | 0 | 0 | 0 | 0 | 0 | 0 | 0
00 Ret.Exist_Non-FBC_WetFGD_SNCR & SCR & CCS | 0 | 0 | 0 | 0 | 0 | 0 | 0
00 Ret.Exist_Non-FBC_WetFGD_SNCR & SCR & DRET | 0 | 0 | 0 | 0 | 0 | 0 | 0
00 Ret.Exist_Non-FBC_WetFGD_SNCR & SCR & NGC | 0 | 0 | 0 | 0 | 0 | 0 | 0
00 Ret.Exist_Non-FBC_WetFGD_SNCR_ACI & C2G | 0 | 0 | 0 | 0 | 0 | 0 | 0
00 Ret.Exist_Non-FBC_WetFGD_SNCR_ACI & C2G & SCR | 0 | 0 | 0 | 0 | 0 | 0 | 0
00 Ret.Exist_Non-FBC_WetFGD_SNCR_ACI & DCCS | 0 | 0 | 0 | 0 | 0 | 0 | 0
00 Ret.Exist_Non-FBC_WetFGD_SNCR_ACI & DCCS & SCR & CCS | 0 | 0 | 0 | 0 | 0 | 0 | 0
00 Ret.Exist_Non-FBC_WetFGD_SNCR_ACI & DRET | 0 | 0 | 0 | 0 | 0 | 0 | 0
00 Ret.Exist_Non-FBC_WetFGD_SNCR_ACI & GPM | 0 | 0 | 0 | 0 | 0 | 0 | 0
00 Ret.Exist_Non-FBC_WetFGD_SNCR_ACI & GPM & C2G | 0 | 0 | 0 | 0 | 0 | 0 | 0
00 Ret.Exist_Non-FBC_WetFGD_SNCR_ACI & GPM & C2G & SCR | 0 | 0 | 0 | 0 | 0 | 0 | 0
00 Ret.Exist_Non-FBC_WetFGD_SNCR_ACI & GPM & DRET | 0 | 0 | 0 | 0 | 0 | 0 | 0
00 Ret.Exist_Non-FBC_WetFGD_SNCR_ACI & GPM & NGC | 0 | 0 | 0 | 0 | 0 | 0 | 0
00 Ret.Exist_Non-FBC_WetFGD_SNCR_ACI & GPM & SCR | 0 | 0 | 0 | 0 | 0 | 0 | 0
00 Ret.Exist_Non-FBC_WetFGD_SNCR_ACI & GPM & SCR & CCS | 0 | 0 | 0 | 0 | 0 | 0 | 0
00 Ret.Exist_Non-FBC_WetFGD_SNCR_ACI & GPM & SCR & DRET | 0 | 0 | 0 | 0 | 0 | 0 | 0
00 Ret.Exist_Non-FBC_WetFGD_SNCR_ACI & GPM & SCR & NGC | 0 | 0 | 0 | 0 | 0 | 0 | 0
00 Ret.Exist_Non-FBC_WetFGD_SNCR_ACI & NGC | 0 | 0 | 0 | 0 | 0 | 0 | 0
00 Ret.Exist_Non-FBC_WetFGD_SNCR_ACI & SCR | 8.2132 | 9.5849 | 8.894 | 8.2688 | 7.8336 | 6.7056 | 6.9322
00 Ret.Exist_Non-FBC_WetFGD_SNCR_ACI & SCR & C2G | 0 | 0 | 0 | 0 | 0 | 0 | 0
00 Ret.Exist_Non-FBC_WetFGD_SNCR_ACI & SCR & CCS | 0 | 1.7097 | 18.132 | 18.132 | 0 | 0 | 0
00 Ret.Exist_Non-FBC_WetFGD_SNCR_ACI & SCR & DRET | 0 | 0 | 0 | 0 | 0 | 0 | 0
00 Ret.Exist_Non-FBC_WetFGD_SNCR_ACI & SCR & NGC | 0 | 0 | 0 | 0 | 0 | 0 | 0
00 Existing Combined Cycle Retirement | 0 | 0 | 0 | 0 | 0 | 0 | 0
00 New Combined Cycle Retirement | 0 | 0 | 0 | 0 | 0 | 0 | 0
00 Existing Combustion Turbine Retirement | 0 | 0 | 0 | 0 | 0 | 0 | 0
00 New Combustion Turbine Retirement | 0 | 0 | 0 | 0 | 0 | 0 | 0
00 Oil/Gas Steam Retirement | 0 | 0 | 0 | 0 | 0 | 0 | 0
00 Coal Steam Retirement | 0 | 0 | 0 | 0 | 0 | 0 | 0
00 IGCC Retirement | 0 | 0 | 0 | 0 | 0 | 0 | 0
00 Nuclear Retirement | 0 | 0 | 0 | 0 | 0 | 0 | 0
00 Biomass Retirement | 0 | 0 | 0 | 0 | 0 | 0 | 0
00 Fossil_Other Retirement | 0 | 0 | 0 | 0 | 0 | 0 | 0
00 Fuel Cell Retirement | 0 | 0 | 0 | 0 | 0 | 0 | 0
00 Geothermal Retirement | 0 | 0 | 0 | 0 | 0 | 0 | 0
00 Hydro Retirement | 0 | 0 | 0 | 0 | 0 | 0 | 0
00 Landfill Gas Retirement | 0 | 0 | 0 | 0 | 0 | 0 | 0
00 Non Fossil_Other Retirement | 0 | 0 | 0 | 0 | 0 | 0 | 0
00 Solar Thermal Retirement | 0 | 0 | 0 | 0 | 0 | 0 | 0
00 Exist Dummy | 0 | 0 | 0 | 0 | 0 | 0 | 0
Total | 16885.2225 | 18461.0493 | 21990.2477 | 23936.9745 | 25150.6384 | 26488.9139 | 28154.2637
14. Capacity Factor by Capacity Reporting Type [%]
00 New Combined Cycle | 86.9915 | 86.987 | 86.5338 | 80.4802 | 66.6799 | 58.1082 | 56.0756
00 New Combined Cycle with CCS Retrofit | N/A | N/A | 87 | 87 | 12.9179 | 11.0391 | 13.437
00 New Combined Cycle with CF Limit | N/A | N/A | N/A | N/A | N/A | N/A | N/A
00 New Combined Cycle with HRI Retrofit | N/A | N/A | N/A | N/A | N/A | N/A | N/A
00 New Combined Cycle with Hydrogen Retrofit | N/A | 87 | 87 | 76.6933 | 58.4665 | 34.9311 | 54.3144
00 New Combined Cycle with Hydrogen Retrofit Undone | N/A | N/A | N/A | N/A | N/A | N/A | N/A
00 New Combined Cycle with CCS | N/A | N/A | N/A | N/A | N/A | N/A | N/A
00 New Combustion Turbine | 8.7025 | 5.0532 | 3.3731 | 1.4811 | 1.1946 | 1.7167 | 3.1352
00 New Combustion Turbine with HRI Retrofit | N/A | N/A | N/A | N/A | N/A | N/A | N/A
00 New Combustion Turbine with Hydrogen Retrofit | 10.2994 | 3.8756 | 1.6926 | 2.2489 | 2.794 | 5.0332 | 5.507
00 New Combustion Turbine with Hydrogen Retrofit Undone | N/A | N/A | N/A | N/A | N/A | N/A | N/A
00 New Hydro | 66.2013 | 65.4119 | 63.3093 | 61.2774 | 61.2247 | 60.8804 | 60.4701
00 New Nuclear | N/A | N/A | N/A | N/A | N/A | N/A | N/A
00 New Nuclear - SMR | N/A | N/A | N/A | N/A | N/A | N/A | N/A
00 New Biomass | 0 | 0 | 0 | 0 | 0 | 0 | 0
00 New Geothermal | 90 | 90 | 90 | 90 | 90 | 89.6688 | 89.6688
00 New Landfill Gas | 90 | 90 | 90 | 88.8689 | 84.1315 | 78.7278 | 79.1441
00 New Battery Storage | 16.7814 | 16.6947 | 17.43 | 17.712 | 17.9002 | 19.1599 | 19.4066
00 New Offshore Wind | 54.4267 | 53.3554 | 53.4188 | 54.1363 | 55.7485 | 55.7165 | 55.6142
00 New Onshore Wind | 33.7818 | 37.4875 | 37.9274 | 37.9369 | 37.4938 | 37.2432 | 37.1887
00 New Solar PV | 27.6941 | 27.8251 | 29.0071 | 28.4152 | 28.3044 | 28.2872 | 28.1315
00 New Solar Thermal | N/A | N/A | N/A | N/A | 65.1314 | 52.6595 | 51.6198
00 New Fuel Cell | N/A | N/A | N/A | N/A | N/A | N/A | N/A
00 New Ultrasupercritical Coal without CCS | N/A | N/A | N/A | N/A | N/A | N/A | N/A
00 New Ultrasupercritical Coal with 30% CCS | N/A | N/A | N/A | N/A | N/A | N/A | N/A
00 New Ultrasupercritical Coal with 90% CCS | N/A | N/A | N/A | N/A | N/A | N/A | N/A
00 Exist & New Distributed Solar PV | 16.416 | 16.3107 | 16.0805 | 15.9735 | 15.8419 | 15.7289 | 15.6049
00 Exist Combined Cycle | 67.7444 | 66.1932 | 50.9381 | 29.513 | 14.4176 | 8.9382 | 8.0533
00 Exist Combustion Turbine | 2.2271 | 1.6773 | 1.3065 | 1.0682 | 1.0323 | 1.0208 | 0.80279
00 Exist FBC_Uncontrolled | 19.8964 | 33.3817 | 59.4774 | 27.8662 | 10 | N/A | N/A
00 Exist FBC_ACI_DSI | 81.6763 | 81.6763 | 81.7391 | 81.53 | 77.9006 | 60.294 | 68.3488
00 Exist FBC_DryFGD_ACI | 70.7997 | 78.85 | 78.85 | 78.85 | 78.85 | 78.85 | 78.85
00 Exist FBC_DryFGD_DSI | 22.5173 | 13.1571 | N/A | N/A | N/A | N/A | N/A
00 Exist FBC_DryFGD_SNCR | 33.7879 | 28.921 | 45.3174 | 24.9509 | 19.4268 | 24.6976 | 35.3439
00 Exist FBC_DryFGD_SNCR_ACI | 77.8635 | 77.8635 | 75.6782 | 77.8635 | 77.8216 | 68.3488 | 68.3488
00 Exist FBC_DryFGD_SNCR_ACI_DSI | 69.4195 | 0 | 0 | 0 | 0 | 0 | 0
00 Exist FBC_DryFGD_SNCR_DSI | 19.8964 | 11.1812 | N/A | N/A | N/A | N/A | N/A
00 Exist FBC_DSI | 52.7237 | 69.5099 | 75.4235 | 58.4949 | 54.0713 | 38.7272 | 43.8258
00 Exist FBC_SNCR | N/A | N/A | N/A | N/A | N/A | N/A | N/A
00 Exist FBC_SNCR_ACI_DSI | 78.85 | 78.85 | 78.85 | 78.85 | 66.1899 | 66.1899 | 66.1899
00 Exist FBC_SNCR_DSI | 76.679 | 79.2515 | 78.5378 | 67.6491 | 65.2205 | 60.674 | 58.7055
00 Exist FBC_WetFGD_SNCR | 19.8964 | 33.3817 | 76.7726 | 33.3817 | 27.8662 | N/A | N/A
00 Exist FBC_WetFGD_DSI | 83.37 | 83.37 | 77.5188 | 33.3817 | 41.0158 | 58.3775 | 83.37
00 Exist_Non-FBC_Uncontrolled | 62.88 | 61.6036 | 76.7317 | 76.7317 | 65.3095 | 61.6184 | 61.2352
00 Exist_Non-FBC_ACI | 64.3971 | 75.7564 | 78.2122 | 76.8742 | 71.6663 | 64.5019 | 64.6949
00 Exist_Non-FBC_ACI_DSI | 49.4796 | 63.192 | 74.3202 | 71.5566 | 64.9562 | 54.0269 | 54.4725
00 Exist_Non-FBC_DryFGD | N/A | N/A | N/A | N/A | N/A | N/A | N/A
00 Exist_Non-FBC_DryFGD_ACI | 60.8984 | 75.7496 | 78.9122 | 76.2176 | 70.0365 | 64.6878 | 64.4975
00 Exist_Non-FBC_DryFGD_SCR | 18.6788 | N/A | N/A | N/A | N/A | N/A | N/A
00 Exist_Non-FBC_DryFGD_SCR_ACI | 53.7405 | 67.5537 | 71.5732 | 73.2747 | 71.4955 | 68.1534 | 65.7211
00 Exist_Non-FBC_DryFGD_SCR_DSI | 78.85 | 78.85 | 78.85 | 78.85 | 74.6881 | 66.1899 | 66.1899
00 Exist_Non-FBC_DryFGD_SCR_ACI_DSI | 72.2876 | 77.9818 | 79.1843 | 75.8418 | 68.698 | 62.1281 | 61.9774
00 Exist_Non-FBC_DryFGD_SNCR_ACI | 73.8765 | 78.1959 | 78.1959 | 78.1959 | 76.0498 | 69.8135 | 69.8135
00 Exist_Non-FBC_DryFGD_SNCR_ACI_DSI | 69.0585 | 77.71 | 77.71 | 77.71 | 65.277 | 55.7905 | 56.4893
00 Exist_Non-FBC_DSI | 53.3944 | 64.9807 | 78.85 | 78.85 | 68.5406 | 63.2553 | 66.1899
00 Exist_Non-FBC_SCR_ACI | 67.8468 | 76.7206 | 78.5258 | 77.0344 | 69.1273 | 62.7733 | 60.7095
00 Exist_Non-FBC_SCR_ACI_DSI | 18.5573 | 77.01 | 77.01 | 70.0786 | 63.5483 | 33.2068 | 44.7232
00 Exist_Non-FBC_SNCR_ACI | 18.3437 | 54.3998 | 77.71 | 77.71 | 71.1497 | 61.3963 | 61.3963
00 Exist_Non-FBC_SNCR_ACI_DSI | 32.4217 | 12.4951 | N/A | N/A | N/A | N/A | N/A
00 Exist_Non-FBC_WetFGD | 72.5305 | 72.9315 | 74.2142 | 74.2142 | 74.2142 | 71.4183 | 72.5629
00 Exist_Non-FBC_WetFGD_ACI | 66.6278 | 76.5286 | 78.9046 | 78.9046 | 72.6113 | 68.6941 | 68.4512
00 Exist_Non-FBC_WetFGD_ACI_DSI | 58.6278 | 62.7743 | N/A | N/A | N/A | N/A | N/A
00 Exist_Non-FBC_WetFGD_SCR | 57.5799 | 57.591 | 71.9439 | 71.7163 | 71.7114 | 66.6675 | 70.1087
00 Exist_Non-FBC_WetFGD_SCR_DSI | 56.9339 | N/A | N/A | N/A | N/A | N/A | N/A
00 Exist_Non-FBC_WetFGD_SCR_ACI | 59.3513 | 69.9033 | 78.4678 | 77.8693 | 71.5798 | 68.5305 | 68.6138
00 Exist_Non-FBC_WetFGD_SCR_ACI_DSI | 62.1069 | 67.2166 | 78.4044 | 72.397 | 64.4693 | 54.3581 | 62.6438
00 Exist_Non-FBC_WetFGD_SNCR | 43.8289 | 31.0881 | 71.6345 | 74.7379 | 61.1932 | 28.9076 | 58.0524
00 Exist_Non-FBC_WetFGD_SNCR_ACI | 61.472 | 66.0036 | 78.154 | 76.4053 | 69.7968 | 67.1345 | 65.3714
00 Exist IGCC | 79.192 | 79.192 | N/A | N/A | N/A | N/A | N/A
00 Exist Fossil_Other | 53.0698 | 53.5267 | 54.1523 | 54.0784 | 52.162 | 49.9798 | 49.9798
00 Exist Fuel Cell | 61.9381 | 65.0033 | 59.1358 | 38.0035 | 36.3968 | 29.8034 | 28.214
00 Exist Hydro | 38.8003 | 38.8002 | 38.8002 | 38.7747 | 38.7746 | 38.7632 | 38.76
00 Exist Non Fossil_Other | 62.0235 | 61.7983 | 61.9796 | 59.4903 | 59.3425 | 59.4111 | 59.471
00 Exist Nuclear | 91.4536 | 91.3852 | 91.2793 | 91.1912 | 91.8158 | 91.2408 | 91.2817
00 Exist Oil/Gas Steam | 7.063 | 4.6892 | 1.6793 | 0.67437 | 0.61749 | 0.61322 | 0.60791
00 Exist Oil/Gas Steam_SCR | 8.1828 | 8.8538 | 2.844 | 2.7706 | 2.6542 | 2.5894 | 2.5643
00 Exist Oil/Gas Steam_SNCR | 5.4092 | 1.8692 | 0.77511 | 0.25836 | 0.22827 | 0.23852 | 0.23852
00 Exist Biomass | 58.0401 | 66.9859 | 66.2512 | 65.0698 | 63.473 | 39.7787 | 42.8672
00 Exist Landfill Gas | 63.9988 | 63.6949 | 64.5406 | 64.1397 | 62.1947 | 61.719 | 61.3847
00 Exist Geothermal | 72.4109 | 72.4109 | 72.4109 | 72.4109 | 72.4109 | 72.4109 | 72.4109
00 Exist Pump Storage | 8.6309 | 8.6657 | 8.1959 | 10.9058 | 13.142 | 14.6814 | 14.9977
00 Exist Energy Storage | 0.15607 | 0.1553 | 0.15166 | 0.15246 | 0.15082 | 0.15628 | 0.15619
00 Exist Solar PV | 24.4927 | 24.4927 | 24.4927 | 24.4927 | 24.4927 | 24.4927 | 24.4927
00 Exist Solar Thermal | 23.0149 | 23.0149 | 23.0149 | 23.0149 | 23.0149 | 23.0149 | 23.0149
00 Exist Offshore Wind | 53.6065 | 53.6065 | 53.6065 | 53.6065 | 53.6065 | 53.6065 | 53.6065
00 Exist Onshore Wind | 36.046 | 36.046 | 36.046 | 36.046 | 36.046 | 36.046 | 36.046
00 International Imports | 36.56 | 36.56 | 36.56 | 33.38 | 33.38 | 33.38 | 33.38
00 Ret.Exist Combined Cycle & CF Limit | N/A | N/A | N/A | N/A | N/A | N/A | N/A
00 Ret.Exist Combined Cycle & CCS | N/A | N/A | 84.41 | 84.4099 | 4.4133 | 4.9023 | 0.16133
00 Ret.Exist Combined Cycle & Hydrogen | 49.3947 | 63.1749 | 49.2412 | 5.7221 | 2.2519 | 1.4085 | 1.7629
00 Ret.Exist Combined Cycle & Hydrogen Retrofit Undone | N/A | N/A | N/A | N/A | N/A | N/A | N/A
00 Ret.Exist Combined Cycle & HRI | N/A | N/A | N/A | N/A | N/A | N/A | N/A
00 Ret.Exist Combustion Turbine & HRI | N/A | N/A | N/A | N/A | N/A | N/A | N/A
00 Ret.Exist_FBC_NoCtrl & CCS | N/A | N/A | N/A | N/A | N/A | N/A | N/A
00 Ret.Exist_FBC_NoCtrl & DRET | N/A | N/A | N/A | N/A | N/A | N/A | N/A
00 Ret.Exist_FBC_NoCtrl & GPM | N/A | N/A | N/A | N/A | N/A | N/A | N/A
00 Ret.Exist_FBC_NoCtrl & GPM & CCS | N/A | N/A | N/A | N/A | N/A | N/A | N/A
00 Ret.Exist_FBC_NoCtrl & GPM & DRET | N/A | N/A | N/A | N/A | N/A | N/A | N/A
00 Ret.Exist_FBC_NoCtrl & GPM & NGC | N/A | N/A | N/A | N/A | N/A | N/A | N/A
00 Ret.Exist_FBC_NoCtrl & GPM & SNCR | N/A | N/A | N/A | N/A | N/A | N/A | N/A
00 Ret.Exist_FBC_NoCtrl & GPM & SNCR & CCS | N/A | N/A | N/A | N/A | N/A | N/A | N/A
00 Ret.Exist_FBC_NoCtrl & GPM & SNCR & DRET | N/A | N/A | N/A | N/A | N/A | N/A | N/A
00 Ret.Exist_FBC_NoCtrl & GPM & SNCR & NGC | N/A | N/A | N/A | N/A | N/A | N/A | N/A
00 Ret.Exist_FBC_NoCtrl & NGC | N/A | N/A | N/A | N/A | N/A | N/A | N/A
00 Ret.Exist_FBC_NoCtrl & SNCR | N/A | N/A | N/A | N/A | N/A | N/A | N/A
00 Ret.Exist_FBC_NoCtrl & SNCR & CCS | N/A | N/A | N/A | N/A | N/A | N/A | N/A
00 Ret.Exist_FBC_NoCtrl & SNCR & DRET | N/A | N/A | N/A | N/A | N/A | N/A | N/A
00 Ret.Exist_FBC_NoCtrl & SNCR & NGC | N/A | N/A | N/A | N/A | N/A | N/A | N/A
00 Ret.Exist_FBC_ACI_DSI & CCS | N/A | N/A | 81.53 | 81.53 | N/A | N/A | N/A
00 Ret.Exist_FBC_ACI_DSI & DCCS | N/A | N/A | N/A | N/A | N/A | N/A | N/A
00 Ret.Exist_FBC_ACI_DSI & DCCS & CCS | N/A | N/A | N/A | N/A | N/A | N/A | N/A
00 Ret.Exist_FBC_ACI_DSI & DCCS & SNCR & CCS | N/A | N/A | N/A | N/A | N/A | N/A | N/A
00 Ret.Exist_FBC_ACI_DSI & DRET | N/A | N/A | N/A | N/A | N/A | N/A | N/A
00 Ret.Exist_FBC_ACI_DSI & GPM | N/A | N/A | N/A | N/A | N/A | N/A | N/A
00 Ret.Exist_FBC_ACI_DSI & GPM & CCS | N/A | N/A | N/A | N/A | N/A | N/A | N/A
00 Ret.Exist_FBC_ACI_DSI & GPM & DRET | N/A | N/A | N/A | N/A | N/A | N/A | N/A
00 Ret.Exist_FBC_ACI_DSI & GPM & NGC | N/A | N/A | N/A | N/A | N/A | N/A | N/A
00 Ret.Exist_FBC_ACI_DSI & GPM & SNCR | N/A | N/A | N/A | N/A | N/A | N/A | N/A
00 Ret.Exist_FBC_ACI_DSI & GPM & SNCR & CCS | N/A | N/A | N/A | N/A | N/A | N/A | N/A
00 Ret.Exist_FBC_ACI_DSI & GPM & SNCR & DRET | N/A | N/A | N/A | N/A | N/A | N/A | N/A
00 Ret.Exist_FBC_ACI_DSI & GPM & SNCR & NGC | N/A | N/A | N/A | N/A | N/A | N/A | N/A
00 Ret.Exist_FBC_ACI_DSI & NGC | N/A | N/A | N/A | N/A | N/A | N/A | N/A
00 Ret.Exist_FBC_ACI_DSI & SNCR | N/A | N/A | N/A | N/A | N/A | N/A | N/A
00 Ret.Exist_FBC_ACI_DSI & SNCR & CCS | N/A | N/A | N/A | N/A | N/A | N/A | N/A
00 Ret.Exist_FBC_ACI_DSI & SNCR & DRET | N/A | N/A | N/A | N/A | N/A | N/A | N/A
00 Ret.Exist_FBC_ACI_DSI & SNCR & NGC | N/A | N/A | N/A | N/A | N/A | N/A | N/A
00 Ret.Exist_FBC_DryFGD_ACI & CCS | N/A | N/A | N/A | N/A | N/A | N/A | N/A
00 Ret.Exist_FBC_DryFGD_ACI & DCCS | N/A | N/A | N/A | N/A | N/A | N/A | N/A
00 Ret.Exist_FBC_DryFGD_ACI & DCCS & CCS | N/A | N/A | N/A | N/A | N/A | N/A | N/A
00 Ret.Exist_FBC_DryFGD_ACI & DCCS & SNCR & CCS | N/A | N/A | N/A | N/A | N/A | N/A | N/A
00 Ret.Exist_FBC_DryFGD_ACI & DRET | N/A | N/A | N/A | N/A | N/A | N/A | N/A
00 Ret.Exist_FBC_DryFGD_ACI & GPM | N/A | N/A | N/A | N/A | N/A | N/A | N/A
00 Ret.Exist_FBC_DryFGD_ACI & GPM & CCS | N/A | N/A | N/A | N/A | N/A | N/A | N/A
00 Ret.Exist_FBC_DryFGD_ACI & GPM & DRET | N/A | N/A | N/A | N/A | N/A | N/A | N/A
00 Ret.Exist_FBC_DryFGD_ACI & GPM & NGC | N/A | N/A | N/A | N/A | N/A | N/A | N/A
00 Ret.Exist_FBC_DryFGD_ACI & GPM & SNCR | N/A | N/A | N/A | N/A | N/A | N/A | N/A
00 Ret.Exist_FBC_DryFGD_ACI & GPM & SNCR & CCS | N/A | N/A | N/A | N/A | N/A | N/A | N/A
00 Ret.Exist_FBC_DryFGD_ACI & GPM & SNCR & DRET | N/A | N/A | N/A | N/A | N/A | N/A | N/A
00 Ret.Exist_FBC_DryFGD_ACI & GPM & SNCR & NGC | N/A | N/A | N/A | N/A | N/A | N/A | N/A
00 Ret.Exist_FBC_DryFGD_ACI & NGC | N/A | N/A | N/A | N/A | N/A | N/A | N/A
00 Ret.Exist_FBC_DryFGD_ACI & SNCR | N/A | N/A | N/A | N/A | N/A | N/A | N/A
00 Ret.Exist_FBC_DryFGD_ACI & SNCR & CCS | N/A | N/A | N/A | N/A | N/A | N/A | N/A
00 Ret.Exist_FBC_DryFGD_ACI & SNCR & DRET | N/A | N/A | N/A | N/A | N/A | N/A | N/A
00 Ret.Exist_FBC_DryFGD_ACI & SNCR & NGC | N/A | N/A | N/A | N/A | N/A | N/A | N/A
00 Ret.Exist_FBC_DryFGD_DSI & ACI | N/A | N/A | N/A | N/A | N/A | N/A | N/A
00 Ret.Exist_FBC_DryFGD_DSI & ACI & DRET | N/A | N/A | N/A | N/A | N/A | N/A | N/A
00 Ret.Exist_FBC_DryFGD_DSI & ACI & GPM | N/A | N/A | N/A | N/A | N/A | N/A | N/A
00 Ret.Exist_FBC_DryFGD_DSI & ACI & GPM & DRET | N/A | N/A | N/A | N/A | N/A | N/A | N/A
00 Ret.Exist_FBC_DryFGD_DSI & ACI & GPM & NGC | N/A | N/A | N/A | N/A | N/A | N/A | N/A
00 Ret.Exist_FBC_DryFGD_DSI & ACI & GPM & SNCR | N/A | N/A | N/A | N/A | N/A | N/A | N/A
00 Ret.Exist_FBC_DryFGD_DSI & ACI & GPM & SNCR & DRET | N/A | N/A | N/A | N/A | N/A | N/A | N/A
00 Ret.Exist_FBC_DryFGD_DSI & ACI & GPM & SNCR & NGC | N/A | N/A | N/A | N/A | N/A | N/A | N/A
00 Ret.Exist_FBC_DryFGD_DSI & ACI & NGC | N/A | N/A | N/A | N/A | N/A | N/A | N/A
00 Ret.Exist_FBC_DryFGD_DSI & ACI & SNCR | N/A | N/A | N/A | N/A | N/A | N/A | N/A
00 Ret.Exist_FBC_DryFGD_DSI & ACI & SNCR & DRET | N/A | N/A | N/A | N/A | N/A | N/A | N/A
00 Ret.Exist_FBC_DryFGD_DSI & ACI & SNCR & NGC | N/A | N/A | N/A | N/A | N/A | N/A | N/A
00 Ret.Exist_FBC_DryFGD_DSI & DRET | N/A | N/A | N/A | N/A | N/A | N/A | N/A
00 Ret.Exist_FBC_DryFGD_DSI & GPM | N/A | N/A | N/A | N/A | N/A | N/A | N/A
00 Ret.Exist_FBC_DryFGD_DSI & GPM & DRET | N/A | N/A | N/A | N/A | N/A | N/A | N/A
00 Ret.Exist_FBC_DryFGD_DSI & GPM & NGC | N/A | N/A | N/A | N/A | N/A | N/A | N/A
00 Ret.Exist_FBC_DryFGD_DSI & GPM & SNCR | N/A | N/A | N/A | N/A | N/A | N/A | N/A
00 Ret.Exist_FBC_DryFGD_DSI & GPM & SNCR & DRET | N/A | N/A | N/A | N/A | N/A | N/A | N/A
00 Ret.Exist_FBC_DryFGD_DSI & GPM & SNCR & NGC | N/A | N/A | N/A | N/A | N/A | N/A | N/A
00 Ret.Exist_FBC_DryFGD_DSI & NGC | N/A | N/A | N/A | N/A | N/A | N/A | N/A
00 Ret.Exist_FBC_DryFGD_DSI & SNCR | N/A | N/A | N/A | N/A | N/A | N/A | N/A
00 Ret.Exist_FBC_DryFGD_DSI & SNCR & DRET | N/A | N/A | N/A | N/A | N/A | N/A | N/A
00 Ret.Exist_FBC_DryFGD_DSI & SNCR & NGC | N/A | N/A | N/A | N/A | N/A | N/A | N/A
00 Ret.Exist_FBC_DryFGD_SNCR & ACI | N/A | N/A | N/A | N/A | N/A | N/A | N/A
00 Ret.Exist_FBC_DryFGD_SNCR & ACI & CCS | N/A | N/A | N/A | N/A | N/A | N/A | N/A
00 Ret.Exist_FBC_DryFGD_SNCR & ACI & DRET | N/A | N/A | N/A | N/A | N/A | N/A | N/A
00 Ret.Exist_FBC_DryFGD_SNCR & ACI & GPM | N/A | N/A | N/A | N/A | N/A | N/A | N/A
00 Ret.Exist_FBC_DryFGD_SNCR & ACI & GPM & CCS | N/A | N/A | N/A | N/A | N/A | N/A | N/A
00 Ret.Exist_FBC_DryFGD_SNCR & ACI & GPM & DRET | N/A | N/A | N/A | N/A | N/A | N/A | N/A
00 Ret.Exist_FBC_DryFGD_SNCR & ACI & GPM & NGC | N/A | N/A | N/A | N/A | N/A | N/A | N/A
00 Ret.Exist_FBC_DryFGD_SNCR & ACI & NGC | N/A | N/A | N/A | N/A | N/A | N/A | N/A
00 Ret.Exist_FBC_DryFGD_SNCR & CCS | N/A | N/A | 79.68 | 79.68 | N/A | N/A | N/A
00 Ret.Exist_FBC_DryFGD_SNCR & DCCS | N/A | N/A | N/A | N/A | N/A | N/A | N/A
00 Ret.Exist_FBC_DryFGD_SNCR & DCCS & CCS | N/A | N/A | N/A | N/A | N/A | N/A | N/A
00 Ret.Exist_FBC_DryFGD_SNCR & DRET | N/A | N/A | N/A | N/A | N/A | N/A | N/A
00 Ret.Exist_FBC_DryFGD_SNCR & GPM | N/A | N/A | N/A | N/A | N/A | N/A | N/A
00 Ret.Exist_FBC_DryFGD_SNCR & GPM & CCS | N/A | N/A | N/A | N/A | N/A | N/A | N/A
00 Ret.Exist_FBC_DryFGD_SNCR & GPM & DRET | N/A | N/A | N/A | N/A | N/A | N/A | N/A
00 Ret.Exist_FBC_DryFGD_SNCR & GPM & NGC | N/A | N/A | N/A | N/A | N/A | N/A | N/A
00 Ret.Exist_FBC_DryFGD_SNCR & NGC | N/A | N/A | N/A | N/A | N/A | N/A | N/A
00 Ret.Exist_FBC_DryFGD_SNCR_ACI & CCS | N/A | N/A | N/A | N/A | N/A | N/A | N/A
00 Ret.Exist_FBC_DryFGD_SNCR_ACI & DCCS | N/A | N/A | N/A | N/A | N/A | N/A | N/A
00 Ret.Exist_FBC_DryFGD_SNCR_ACI & DCCS & CCS | N/A | N/A | N/A | N/A | N/A | N/A | N/A
00 Ret.Exist_FBC_DryFGD_SNCR_ACI & DRET | N/A | N/A | N/A | N/A | N/A | N/A | N/A
00 Ret.Exist_FBC_DryFGD_SNCR_ACI & GPM | N/A | N/A | N/A | N/A | N/A | N/A | N/A
00 Ret.Exist_FBC_DryFGD_SNCR_ACI & GPM & CCS | N/A | N/A | N/A | N/A | N/A | N/A | N/A
00 Ret.Exist_FBC_DryFGD_SNCR_ACI & GPM & DRET | N/A | N/A | N/A | N/A | N/A | N/A | N/A
00 Ret.Exist_FBC_DryFGD_SNCR_ACI & GPM & NGC | N/A | N/A | N/A | N/A | N/A | N/A | N/A
00 Ret.Exist_FBC_DryFGD_SNCR_ACI & NGC | N/A | N/A | N/A | N/A | N/A | N/A | N/A
00 Ret.Exist_FBC_DryFGD_SNCR_ACI_DSI & CCS | N/A | 77.01 | 77.01 | 77.01 | 77.01 | 73.5677 | 73.5677
00 Ret.Exist_FBC_DryFGD_SNCR_ACI_DSI & DCCS | N/A | N/A | N/A | N/A | N/A | N/A | N/A
00 Ret.Exist_FBC_DryFGD_SNCR_ACI_DSI & DCCS & CCS | N/A | N/A | N/A | N/A | N/A | N/A | N/A
00 Ret.Exist_FBC_DryFGD_SNCR_ACI_DSI & DRET | N/A | N/A | N/A | N/A | N/A | N/A | N/A
00 Ret.Exist_FBC_DryFGD_SNCR_ACI_DSI & GPM | N/A | N/A | N/A | N/A | N/A | N/A | N/A
00 Ret.Exist_FBC_DryFGD_SNCR_ACI_DSI & GPM & CCS | N/A | N/A | N/A | N/A | N/A | N/A | N/A
00 Ret.Exist_FBC_DryFGD_SNCR_ACI_DSI & GPM & DRET | N/A | N/A | N/A | N/A | N/A | N/A | N/A
00 Ret.Exist_FBC_DryFGD_SNCR_ACI_DSI & GPM & NGC | N/A | N/A | N/A | N/A | N/A | N/A | N/A
00 Ret.Exist_FBC_DryFGD_SNCR_ACI_DSI & NGC | N/A | N/A | N/A | N/A | N/A | N/A | N/A
00 Ret.Exist_FBC_DryFGD_SNCR_DSI & ACI | N/A | N/A | N/A | N/A | N/A | N/A | N/A
00 Ret.Exist_FBC_DryFGD_SNCR_DSI & ACI & DRET | N/A | N/A | N/A | N/A | N/A | N/A | N/A
00 Ret.Exist_FBC_DryFGD_SNCR_DSI & ACI & GPM | N/A | N/A | N/A | N/A | N/A | N/A | N/A
00 Ret.Exist_FBC_DryFGD_SNCR_DSI & ACI & GPM & DRET | N/A | N/A | N/A | N/A | N/A | N/A | N/A
00 Ret.Exist_FBC_DryFGD_SNCR_DSI & ACI & GPM & NGC | N/A | N/A | N/A | N/A | N/A | N/A | N/A
00 Ret.Exist_FBC_DryFGD_SNCR_DSI & ACI & NGC | N/A | N/A | N/A | N/A | N/A | N/A | N/A
00 Ret.Exist_FBC_DryFGD_SNCR_DSI & DRET | N/A | N/A | N/A | N/A | N/A | N/A | N/A
00 Ret.Exist_FBC_DryFGD_SNCR_DSI & GPM | N/A | N/A | N/A | N/A | N/A | N/A | N/A
00 Ret.Exist_FBC_DryFGD_SNCR_DSI & GPM & DRET | N/A | N/A | N/A | N/A | N/A | N/A | N/A
00 Ret.Exist_FBC_DryFGD_SNCR_DSI & GPM & NGC | N/A | N/A | N/A | N/A | N/A | N/A | N/A
00 Ret.Exist_FBC_DryFGD_SNCR_DSI & NGC | N/A | N/A | N/A | N/A | N/A | N/A | N/A
00 Ret.Exist_FBC_DSI & ACI | N/A | N/A | N/A | N/A | N/A | N/A | N/A
00 Ret.Exist_FBC_DSI & ACI & DRET | N/A | N/A | N/A | N/A | N/A | N/A | N/A
00 Ret.Exist_FBC_DSI & ACI & GPM | N/A | N/A | N/A | N/A | N/A | N/A | N/A
00 Ret.Exist_FBC_DSI & ACI & GPM & DRET | N/A | N/A | N/A | N/A | N/A | N/A | N/A
00 Ret.Exist_FBC_DSI & ACI & GPM & NGC | N/A | N/A | N/A | N/A | N/A | N/A | N/A
00 Ret.Exist_FBC_DSI & ACI & GPM & SNCR | N/A | N/A | N/A | N/A | N/A | N/A | N/A
00 Ret.Exist_FBC_DSI & ACI & GPM & SNCR & DRET | N/A | N/A | N/A | N/A | N/A | N/A | N/A
00 Ret.Exist_FBC_DSI & ACI & GPM & SNCR & NGC | N/A | N/A | N/A | N/A | N/A | N/A | N/A
00 Ret.Exist_FBC_DSI & ACI & NGC | N/A | N/A | N/A | N/A | N/A | N/A | N/A
00 Ret.Exist_FBC_DSI & ACI & SNCR | N/A | N/A | N/A | N/A | N/A | N/A | N/A
00 Ret.Exist_FBC_DSI & ACI & SNCR & DRET | N/A | N/A | N/A | N/A | N/A | N/A | N/A
00 Ret.Exist_FBC_DSI & ACI & SNCR & NGC | N/A | N/A | N/A | N/A | N/A | N/A | N/A
00 Ret.Exist_FBC_DSI & DRET | N/A | N/A | N/A | N/A | N/A | N/A | N/A
00 Ret.Exist_FBC_DSI & GPM | N/A | N/A | N/A | N/A | N/A | N/A | N/A
00 Ret.Exist_FBC_DSI & GPM & DRET | N/A | N/A | N/A | N/A | N/A | N/A | N/A
00 Ret.Exist_FBC_DSI & GPM & NGC | N/A | N/A | N/A | N/A | N/A | N/A | N/A
00 Ret.Exist_FBC_DSI & GPM & SNCR | N/A | N/A | N/A | N/A | N/A | N/A | N/A
00 Ret.Exist_FBC_DSI & GPM & SNCR & DRET | N/A | N/A | N/A | N/A | N/A | N/A | N/A
00 Ret.Exist_FBC_DSI & GPM & SNCR & NGC | N/A | N/A | N/A | N/A | N/A | N/A | N/A
00 Ret.Exist_FBC_DSI & NGC | N/A | N/A | N/A | N/A | N/A | N/A | N/A
00 Ret.Exist_FBC_DSI & SNCR | N/A | N/A | N/A | N/A | N/A | N/A | N/A
00 Ret.Exist_FBC_DSI & SNCR & DRET | N/A | N/A | N/A | N/A | N/A | N/A | N/A
00 Ret.Exist_FBC_DSI & SNCR & NGC | N/A | N/A | N/A | N/A | N/A | N/A | N/A
00 Ret.Exist_FBC_SNCR & ACI | N/A | N/A | N/A | N/A | N/A | N/A | N/A
00 Ret.Exist_FBC_SNCR & ACI & DRET | N/A | N/A | N/A | N/A | N/A | N/A | N/A
00 Ret.Exist_FBC_SNCR & ACI & NGC | N/A | N/A | N/A | N/A | N/A | N/A | N/A
00 Ret.Exist_FBC_SNCR & DRET | N/A | N/A | N/A | N/A | N/A | N/A | N/A
00 Ret.Exist_FBC_SNCR & GPM | N/A | N/A | N/A | N/A | N/A | N/A | N/A
00 Ret.Exist_FBC_SNCR & GPM & DRET | N/A | N/A | N/A | N/A | N/A | N/A | N/A
00 Ret.Exist_FBC_SNCR & GPM & NGC | N/A | N/A | N/A | N/A | N/A | N/A | N/A
00 Ret.Exist_FBC_SNCR & NGC | 83.37 | 83.37 | 0 | 0 | 0 | 0 | 0
00 Ret.Exist_FBC_SNCR_ACI_DSI & CCS | N/A | N/A | N/A | N/A | N/A | N/A | N/A
00 Ret.Exist_FBC_SNCR_ACI_DSI & DCCS | N/A | N/A | N/A | N/A | N/A | N/A | N/A
00 Ret.Exist_FBC_SNCR_ACI_DSI & DCCS & CCS | N/A | N/A | N/A | N/A | N/A | N/A | N/A
00 Ret.Exist_FBC_SNCR_ACI_DSI & DRET | N/A | N/A | N/A | N/A | N/A | N/A | N/A
00 Ret.Exist_FBC_SNCR_ACI_DSI & GPM | N/A | N/A | N/A | N/A | N/A | N/A | N/A
00 Ret.Exist_FBC_SNCR_ACI_DSI & GPM & CCS | N/A | N/A | N/A | N/A | N/A | N/A | N/A
00 Ret.Exist_FBC_SNCR_ACI_DSI & GPM & DRET | N/A | N/A | N/A | N/A | N/A | N/A | N/A
00 Ret.Exist_FBC_SNCR_ACI_DSI & GPM & NGC | N/A | N/A | N/A | N/A | N/A | N/A | N/A
00 Ret.Exist_FBC_SNCR_ACI_DSI & NGC | N/A | N/A | N/A | N/A | N/A | N/A | N/A
00 Ret.Exist_FBC_SNCR_DSI & ACI | N/A | N/A | N/A | N/A | N/A | N/A | N/A
00 Ret.Exist_FBC_SNCR_DSI & ACI & CCS | N/A | N/A | N/A | N/A | N/A | N/A | N/A
00 Ret.Exist_FBC_SNCR_DSI & ACI & DRET | N/A | N/A | N/A | N/A | N/A | N/A | N/A
00 Ret.Exist_FBC_SNCR_DSI & ACI & GPM | N/A | N/A | N/A | N/A | N/A | N/A | N/A
00 Ret.Exist_FBC_SNCR_DSI & ACI & GPM & CCS | N/A | N/A | N/A | N/A | N/A | N/A | N/A
00 Ret.Exist_FBC_SNCR_DSI & ACI & GPM & DRET | N/A | N/A | N/A | N/A | N/A | N/A | N/A
00 Ret.Exist_FBC_SNCR_DSI & ACI & GPM & NGC | N/A | N/A | N/A | N/A | N/A | N/A | N/A
00 Ret.Exist_FBC_SNCR_DSI & ACI & NGC | N/A | N/A | N/A | N/A | N/A | N/A | N/A
00 Ret.Exist_FBC_SNCR_DSI & CCS | N/A | N/A | N/A | N/A | N/A | N/A | N/A
00 Ret.Exist_FBC_SNCR_DSI & DCCS | N/A | N/A | N/A | N/A | N/A | N/A | N/A
00 Ret.Exist_FBC_SNCR_DSI & DCCS & CCS | N/A | N/A | N/A | N/A | N/A | N/A | N/A
00 Ret.Exist_FBC_SNCR_DSI & DRET | N/A | N/A | N/A | N/A | N/A | N/A | N/A
00 Ret.Exist_FBC_SNCR_DSI & GPM | N/A | N/A | N/A | N/A | N/A | N/A | N/A
00 Ret.Exist_FBC_SNCR_DSI & GPM & CCS | N/A | N/A | N/A | N/A | N/A | N/A | N/A
00 Ret.Exist_FBC_SNCR_DSI & GPM & DRET | N/A | N/A | N/A | N/A | N/A | N/A | N/A
00 Ret.Exist_FBC_SNCR_DSI & GPM & NGC | N/A | N/A | N/A | N/A | N/A | N/A | N/A
00 Ret.Exist_FBC_SNCR_DSI & NGC | N/A | N/A | N/A | N/A | N/A | N/A | N/A
00 Ret.Exist_FBC_WetFGD_DSI & ACI | N/A | N/A | N/A | N/A | N/A | N/A | N/A
00 Ret.Exist_FBC_WetFGD_DSI & ACI & DRET | N/A | N/A | N/A | N/A | N/A | N/A | N/A
00 Ret.Exist_FBC_WetFGD_DSI & ACI & GPM | N/A | N/A | N/A | N/A | N/A | N/A | N/A
00 Ret.Exist_FBC_WetFGD_DSI & ACI & GPM & DRET | N/A | N/A | N/A | N/A | N/A | N/A | N/A
00 Ret.Exist_FBC_WetFGD_DSI & ACI & GPM & NGC | N/A | N/A | N/A | N/A | N/A | N/A | N/A
00 Ret.Exist_FBC_WetFGD_DSI & ACI & GPM & SNCR | N/A | N/A | N/A | N/A | N/A | N/A | N/A
00 Ret.Exist_FBC_WetFGD_DSI & ACI & GPM & SNCR & DRET | N/A | N/A | N/A | N/A | N/A | N/A | N/A
00 Ret.Exist_FBC_WetFGD_DSI & ACI & GPM & SNCR & NGC | N/A | N/A | N/A | N/A | N/A | N/A | N/A
00 Ret.Exist_FBC_WetFGD_DSI & ACI & NGC | N/A | N/A | N/A | N/A | N/A | N/A | N/A
00 Ret.Exist_FBC_WetFGD_DSI & ACI & SNCR | N/A | N/A | N/A | N/A | N/A | N/A | N/A
00 Ret.Exist_FBC_WetFGD_DSI & ACI & SNCR & DRET | N/A | N/A | N/A | N/A | N/A | N/A | N/A
00 Ret.Exist_FBC_WetFGD_DSI & ACI & SNCR & NGC | N/A | N/A | N/A | N/A | N/A | N/A | N/A
00 Ret.Exist_FBC_WetFGD_DSI & DRET | N/A | N/A | N/A | N/A | N/A | N/A | N/A
00 Ret.Exist_FBC_WetFGD_DSI & GPM | N/A | N/A | N/A | N/A | N/A | N/A | N/A
00 Ret.Exist_FBC_WetFGD_DSI & GPM & DRET | N/A | N/A | N/A | N/A | N/A | N/A | N/A
00 Ret.Exist_FBC_WetFGD_DSI & GPM & NGC | N/A | N/A | N/A | N/A | N/A | N/A | N/A
00 Ret.Exist_FBC_WetFGD_DSI & GPM & SNCR | N/A | N/A | N/A | N/A | N/A | N/A | N/A
00 Ret.Exist_FBC_WetFGD_DSI & GPM & SNCR & DRET | N/A | N/A | N/A | N/A | N/A | N/A | N/A
00 Ret.Exist_FBC_WetFGD_DSI & GPM & SNCR & NGC | N/A | N/A | N/A | N/A | N/A | N/A | N/A
00 Ret.Exist_FBC_WetFGD_DSI & NGC | N/A | N/A | N/A | N/A | N/A | N/A | N/A
00 Ret.Exist_FBC_WetFGD_DSI & SNCR | N/A | N/A | N/A | N/A | N/A | N/A | N/A
00 Ret.Exist_FBC_WetFGD_DSI & SNCR & DRET | N/A | N/A | N/A | N/A | N/A | N/A | N/A
00 Ret.Exist_FBC_WetFGD_DSI & SNCR & NGC | N/A | N/A | N/A | N/A | N/A | N/A | N/A
00 Ret.Exist_FBC_WetFGD_SNCR & ACI | N/A | N/A | N/A | N/A | N/A | N/A | N/A
00 Ret.Exist_FBC_WetFGD_SNCR & ACI & DRET | N/A | N/A | N/A | N/A | N/A | N/A | N/A
00 Ret.Exist_FBC_WetFGD_SNCR & ACI & NGC | N/A | N/A | N/A | N/A | N/A | N/A | N/A
00 Ret.Exist_FBC_WetFGD_SNCR & DRET | N/A | N/A | N/A | N/A | N/A | N/A | N/A
00 Ret.Exist_FBC_WetFGD_SNCR & GPM | N/A | N/A | N/A | N/A | N/A | N/A | N/A
00 Ret.Exist_FBC_WetFGD_SNCR & GPM & DRET | N/A | N/A | N/A | N/A | N/A | N/A | N/A
00 Ret.Exist_FBC_WetFGD_SNCR & GPM & NGC | N/A | N/A | N/A | N/A | N/A | N/A | N/A
00 Ret.Exist_FBC_WetFGD_SNCR & NGC | N/A | N/A | N/A | N/A | N/A | N/A | N/A
00 Ret.Exist_Non-FBC_ACI & C2G | 1.9496 | 1.9496 | 0 | 0 | 0 | 0 | 0
00 Ret.Exist_Non-FBC_ACI & C2G & SCR | N/A | N/A | N/A | N/A | N/A | N/A | N/A
00 Ret.Exist_Non-FBC_ACI & DCCS | N/A | N/A | N/A | N/A | N/A | N/A | N/A
00 Ret.Exist_Non-FBC_ACI & DCCS & WetFGD & SCR & CCS | N/A | N/A | N/A | N/A | N/A | N/A | N/A
00 Ret.Exist_Non-FBC_ACI & DRET | N/A | N/A | N/A | N/A | N/A | N/A | N/A
00 Ret.Exist_Non-FBC_ACI & DSI | N/A | N/A | N/A | N/A | N/A | N/A | N/A
00 Ret.Exist_Non-FBC_ACI & DSI & C2G | N/A | N/A | N/A | N/A | N/A | N/A | N/A
00 Ret.Exist_Non-FBC_ACI & DSI & C2G & SCR | N/A | N/A | N/A | N/A | N/A | N/A | N/A
00 Ret.Exist_Non-FBC_ACI & DSI & DRET | N/A | N/A | N/A | N/A | N/A | N/A | N/A
00 Ret.Exist_Non-FBC_ACI & DSI & GPM | N/A | N/A | N/A | N/A | N/A | N/A | N/A
00 Ret.Exist_Non-FBC_ACI & DSI & GPM & C2G | N/A | N/A | N/A | N/A | N/A | N/A | N/A
00 Ret.Exist_Non-FBC_ACI & DSI & GPM & C2G & SCR | N/A | N/A | N/A | N/A | N/A | N/A | N/A
00 Ret.Exist_Non-FBC_ACI & DSI & GPM & DRET | N/A | N/A | N/A | N/A | N/A | N/A | N/A
00 Ret.Exist_Non-FBC_ACI & DSI & GPM & NGC | N/A | N/A | N/A | N/A | N/A | N/A | N/A
00 Ret.Exist_Non-FBC_ACI & DSI & GPM & SCR | N/A | N/A | N/A | N/A | N/A | N/A | N/A
00 Ret.Exist_Non-FBC_ACI & DSI & GPM & SCR & DRET | N/A | N/A | N/A | N/A | N/A | N/A | N/A
00 Ret.Exist_Non-FBC_ACI & DSI & GPM & SCR & NGC | N/A | N/A | N/A | N/A | N/A | N/A | N/A
00 Ret.Exist_Non-FBC_ACI & DSI & GPM & SNCR | N/A | N/A | N/A | N/A | N/A | N/A | N/A
00 Ret.Exist_Non-FBC_ACI & DSI & GPM & SNCR & DRET | N/A | N/A | N/A | N/A | N/A | N/A | N/A
00 Ret.Exist_Non-FBC_ACI & DSI & GPM & SNCR & NGC | N/A | N/A | N/A | N/A | N/A | N/A | N/A
00 Ret.Exist_Non-FBC_ACI & DSI & GPM & WetFGD & SCR & CCS | N/A | N/A | N/A | N/A | N/A | N/A | N/A
00 Ret.Exist_Non-FBC_ACI & DSI & NGC | N/A | N/A | N/A | N/A | N/A | N/A | N/A
00 Ret.Exist_Non-FBC_ACI & DSI & SCR | N/A | N/A | N/A | N/A | N/A | N/A | N/A
00 Ret.Exist_Non-FBC_ACI & DSI & SCR & DRET | N/A | N/A | N/A | N/A | N/A | N/A | N/A
00 Ret.Exist_Non-FBC_ACI & DSI & SCR & NGC | N/A | N/A | N/A | N/A | N/A | N/A | N/A
00 Ret.Exist_Non-FBC_ACI & DSI & SNCR | N/A | N/A | N/A | N/A | N/A | N/A | N/A
00 Ret.Exist_Non-FBC_ACI & DSI & SNCR & DRET | N/A | N/A | N/A | N/A | N/A | N/A | N/A
00 Ret.Exist_Non-FBC_ACI & DSI & SNCR & NGC | N/A | N/A | N/A | N/A | N/A | N/A | N/A
00 Ret.Exist_Non-FBC_ACI & DSI & WetFGD & SCR & CCS | N/A | N/A | N/A | N/A | N/A | N/A | N/A
00 Ret.Exist_Non-FBC_ACI & GPM | N/A | N/A | N/A | N/A | N/A | N/A | N/A
00 Ret.Exist_Non-FBC_ACI & GPM & C2G | N/A | N/A | N/A | N/A | N/A | N/A | N/A
00 Ret.Exist_Non-FBC_ACI & GPM & C2G & SCR | N/A | N/A | N/A | N/A | N/A | N/A | N/A
00 Ret.Exist_Non-FBC_ACI & GPM & DRET | N/A | N/A | N/A | N/A | N/A | N/A | N/A
00 Ret.Exist_Non-FBC_ACI & GPM & NGC | N/A | N/A | N/A | N/A | N/A | N/A | N/A
00 Ret.Exist_Non-FBC_ACI & GPM & SCR | N/A | N/A | N/A | N/A | N/A | N/A | N/A
00 Ret.Exist_Non-FBC_ACI & GPM & SCR & DRET | N/A | N/A | N/A | N/A | N/A | N/A | N/A
00 Ret.Exist_Non-FBC_ACI & GPM & SCR & NGC | N/A | N/A | N/A | N/A | N/A | N/A | N/A
00 Ret.Exist_Non-FBC_ACI & GPM & SNCR | N/A | N/A | N/A | N/A | N/A | N/A | N/A
00 Ret.Exist_Non-FBC_ACI & GPM & SNCR & DRET | N/A | N/A | N/A | N/A | N/A | N/A | N/A
00 Ret.Exist_Non-FBC_ACI & GPM & SNCR & NGC | N/A | N/A | N/A | N/A | N/A | N/A | N/A
00 Ret.Exist_Non-FBC_ACI & GPM & WetFGD & SCR & CCS | N/A | N/A | N/A | N/A | N/A | N/A | N/A
00 Ret.Exist_Non-FBC_ACI & NGC | N/A | N/A | N/A | N/A | N/A | N/A | N/A
00 Ret.Exist_Non-FBC_ACI & SCR | N/A | N/A | N/A | N/A | N/A | N/A | N/A
00 Ret.Exist_Non-FBC_ACI & SCR & C2G | N/A | N/A | N/A | N/A | N/A | N/A | N/A
00 Ret.Exist_Non-FBC_ACI & SCR & DRET | N/A | N/A | N/A | N/A | N/A | N/A | N/A
00 Ret.Exist_Non-FBC_ACI & SCR & NGC | N/A | N/A | N/A | N/A | N/A | N/A | N/A
00 Ret.Exist_Non-FBC_ACI & SCR & WetFGD & CCS | N/A | N/A | N/A | N/A | N/A | N/A | N/A
00 Ret.Exist_Non-FBC_ACI & SNCR | N/A | N/A | N/A | N/A | N/A | N/A | N/A
00 Ret.Exist_Non-FBC_ACI & SNCR & C2G | N/A | N/A | N/A | N/A | N/A | N/A | N/A
00 Ret.Exist_Non-FBC_ACI & SNCR & DRET | N/A | N/A | N/A | N/A | N/A | N/A | N/A
00 Ret.Exist_Non-FBC_ACI & SNCR & NGC | N/A | N/A | N/A | N/A | N/A | N/A | N/A
00 Ret.Exist_Non-FBC_ACI_DSI & C2G | 0 | N/A | N/A | N/A | N/A | N/A | N/A
00 Ret.Exist_Non-FBC_ACI_DSI & C2G & SCR | N/A | N/A | N/A | N/A | N/A | N/A | N/A
00 Ret.Exist_Non-FBC_ACI_DSI & DCCS | N/A | N/A | N/A | N/A | N/A | N/A | N/A
00 Ret.Exist_Non-FBC_ACI_DSI & DCCS & WetFGD & SCR & CCS | N/A | N/A | N/A | N/A | N/A | N/A | N/A
00 Ret.Exist_Non-FBC_ACI_DSI & DRET | N/A | N/A | N/A | N/A | N/A | N/A | N/A
00 Ret.Exist_Non-FBC_ACI_DSI & GPM | N/A | N/A | N/A | N/A | N/A | N/A | N/A
00 Ret.Exist_Non-FBC_ACI_DSI & GPM & C2G | N/A | N/A | N/A | N/A | N/A | N/A | N/A
00 Ret.Exist_Non-FBC_ACI_DSI & GPM & C2G & SCR | N/A | N/A | N/A | N/A | N/A | N/A | N/A
00 Ret.Exist_Non-FBC_ACI_DSI & GPM & DRET | N/A | N/A | N/A | N/A | N/A | N/A | N/A
00 Ret.Exist_Non-FBC_ACI_DSI & GPM & NGC | N/A | N/A | N/A | N/A | N/A | N/A | N/A
00 Ret.Exist_Non-FBC_ACI_DSI & GPM & SCR | N/A | N/A | N/A | N/A | N/A | N/A | N/A
00 Ret.Exist_Non-FBC_ACI_DSI & GPM & SCR & DRET | N/A | N/A | N/A | N/A | N/A | N/A | N/A
00 Ret.Exist_Non-FBC_ACI_DSI & GPM & SCR & NGC | N/A | N/A | N/A | N/A | N/A | N/A | N/A
00 Ret.Exist_Non-FBC_ACI_DSI & GPM & SNCR | N/A | N/A | N/A | N/A | N/A | N/A | N/A
00 Ret.Exist_Non-FBC_ACI_DSI & GPM & SNCR & DRET | N/A | N/A | N/A | N/A | N/A | N/A | N/A
00 Ret.Exist_Non-FBC_ACI_DSI & GPM & SNCR & NGC | N/A | N/A | N/A | N/A | N/A | N/A | N/A
00 Ret.Exist_Non-FBC_ACI_DSI & GPM & WetFGD & SCR & CCS | N/A | N/A | N/A | N/A | N/A | N/A | N/A
00 Ret.Exist_Non-FBC_ACI_DSI & NGC | N/A | N/A | N/A | N/A | N/A | N/A | N/A
00 Ret.Exist_Non-FBC_ACI_DSI & SCR | N/A | N/A | N/A | N/A | N/A | N/A | N/A
00 Ret.Exist_Non-FBC_ACI_DSI & SCR & C2G | N/A | N/A | N/A | N/A | N/A | N/A | N/A
00 Ret.Exist_Non-FBC_ACI_DSI & SCR & DRET | N/A | N/A | N/A | N/A | N/A | N/A | N/A
00 Ret.Exist_Non-FBC_ACI_DSI & SCR & NGC | N/A | N/A | N/A | N/A | N/A | N/A | N/A
00 Ret.Exist_Non-FBC_ACI_DSI & SCR & WetFGD & CCS | N/A | N/A | N/A | N/A | N/A | N/A | N/A
00 Ret.Exist_Non-FBC_ACI_DSI & SNCR | N/A | N/A | N/A | N/A | N/A | N/A | N/A
00 Ret.Exist_Non-FBC_ACI_DSI & SNCR & C2G | N/A | N/A | N/A | N/A | N/A | N/A | N/A
00 Ret.Exist_Non-FBC_ACI_DSI & SNCR & DRET | N/A | N/A | N/A | N/A | N/A | N/A | N/A
00 Ret.Exist_Non-FBC_ACI_DSI & SNCR & NGC | N/A | N/A | N/A | N/A | N/A | N/A | N/A
00 Ret.Exist_Non-FBC_DryFGD & C2G | N/A | N/A | N/A | N/A | N/A | N/A | N/A
00 Ret.Exist_Non-FBC_DryFGD & C2G & SCR | N/A | N/A | N/A | N/A | N/A | N/A | N/A
00 Ret.Exist_Non-FBC_DryFGD & DRET | N/A | N/A | N/A | N/A | N/A | N/A | N/A
00 Ret.Exist_Non-FBC_DryFGD & GPM | N/A | N/A | N/A | N/A | N/A | N/A | N/A
00 Ret.Exist_Non-FBC_DryFGD & GPM & C2G | N/A | N/A | N/A | N/A | N/A | N/A | N/A
00 Ret.Exist_Non-FBC_DryFGD & GPM & C2G & SCR | N/A | N/A | N/A | N/A | N/A | N/A | N/A
00 Ret.Exist_Non-FBC_DryFGD & GPM & DRET | N/A | N/A | N/A | N/A | N/A | N/A | N/A
00 Ret.Exist_Non-FBC_DryFGD & GPM & NGC | N/A | N/A | N/A | N/A | N/A | N/A | N/A
00 Ret.Exist_Non-FBC_DryFGD & GPM & SCR | N/A | N/A | N/A | N/A | N/A | N/A | N/A
00 Ret.Exist_Non-FBC_DryFGD & GPM & SCR & CCS | N/A | N/A | N/A | N/A | N/A | N/A | N/A
00 Ret.Exist_Non-FBC_DryFGD & GPM & SCR & DRET | N/A | N/A | N/A | N/A | N/A | N/A | N/A
00 Ret.Exist_Non-FBC_DryFGD & GPM & SCR & NGC | N/A | N/A | N/A | N/A | N/A | N/A | N/A
00 Ret.Exist_Non-FBC_DryFGD & GPM & SNCR | N/A | N/A | N/A | N/A | N/A | N/A | N/A
00 Ret.Exist_Non-FBC_DryFGD & GPM & SNCR & DRET | N/A | N/A | N/A | N/A | N/A | N/A | N/A
00 Ret.Exist_Non-FBC_DryFGD & GPM & SNCR & NGC | N/A | N/A | N/A | N/A | N/A | N/A | N/A
00 Ret.Exist_Non-FBC_DryFGD & NGC | N/A | N/A | N/A | N/A | N/A | N/A | N/A
00 Ret.Exist_Non-FBC_DryFGD & SCR | N/A | N/A | N/A | N/A | N/A | N/A | N/A
00 Ret.Exist_Non-FBC_DryFGD & SCR & C2G | N/A | N/A | N/A | N/A | N/A | N/A | N/A
00 Ret.Exist_Non-FBC_DryFGD & SCR & CCS | N/A | N/A | N/A | N/A | N/A | N/A | N/A
00 Ret.Exist_Non-FBC_DryFGD & SCR & DRET | N/A | N/A | N/A | N/A | N/A | N/A | N/A
00 Ret.Exist_Non-FBC_DryFGD & SCR & NGC | N/A | N/A | N/A | N/A | N/A | N/A | N/A
00 Ret.Exist_Non-FBC_DryFGD & SNCR | N/A | N/A | N/A | N/A | N/A | N/A | N/A
00 Ret.Exist_Non-FBC_DryFGD & SNCR & C2G | N/A | N/A | N/A | N/A | N/A | N/A | N/A
00 Ret.Exist_Non-FBC_DryFGD & SNCR & DRET | N/A | N/A | N/A | N/A | N/A | N/A | N/A
00 Ret.Exist_Non-FBC_DryFGD & SNCR & NGC | N/A | N/A | N/A | N/A | N/A | N/A | N/A
00 Ret.Exist_Non-FBC_DryFGD_ACI & C2G | N/A | N/A | N/A | N/A | N/A | N/A | N/A
00 Ret.Exist_Non-FBC_DryFGD_ACI & C2G & SCR | N/A | N/A | N/A | N/A | N/A | N/A | N/A
00 Ret.Exist_Non-FBC_DryFGD_ACI & DCCS | N/A | N/A | N/A | N/A | N/A | N/A | N/A
00 Ret.Exist_Non-FBC_DryFGD_ACI & DCCS & SCR & CCS | N/A | N/A | N/A | N/A | N/A | N/A | N/A
00 Ret.Exist_Non-FBC_DryFGD_ACI & DRET | N/A | N/A | N/A | N/A | N/A | N/A | N/A
00 Ret.Exist_Non-FBC_DryFGD_ACI & GPM | N/A | N/A | N/A | N/A | N/A | N/A | N/A
00 Ret.Exist_Non-FBC_DryFGD_ACI & GPM & C2G | N/A | N/A | N/A | N/A | N/A | N/A | N/A
00 Ret.Exist_Non-FBC_DryFGD_ACI & GPM & C2G & SCR | N/A | N/A | N/A | N/A | N/A | N/A | N/A
00 Ret.Exist_Non-FBC_DryFGD_ACI & GPM & DRET | N/A | N/A | N/A | N/A | N/A | N/A | N/A
00 Ret.Exist_Non-FBC_DryFGD_ACI & GPM & NGC | N/A | N/A | N/A | N/A | N/A | N/A | N/A
00 Ret.Exist_Non-FBC_DryFGD_ACI & GPM & SCR | N/A | N/A | N/A | N/A | N/A | N/A | N/A
00 Ret.Exist_Non-FBC_DryFGD_ACI & GPM & SCR & CCS | N/A | N/A | N/A | N/A | N/A | N/A | N/A
00 Ret.Exist_Non-FBC_DryFGD_ACI & GPM & SCR & DRET | N/A | N/A | N/A | N/A | N/A | N/A | N/A
00 Ret.Exist_Non-FBC_DryFGD_ACI & GPM & SCR & NGC | N/A | N/A | N/A | N/A | N/A | N/A | N/A
00 Ret.Exist_Non-FBC_DryFGD_ACI & GPM & SNCR | N/A | N/A | N/A | N/A | N/A | N/A | N/A
00 Ret.Exist_Non-FBC_DryFGD_ACI & GPM & SNCR & DRET | N/A | N/A | N/A | N/A | N/A | N/A | N/A
00 Ret.Exist_Non-FBC_DryFGD_ACI & GPM & SNCR & NGC | N/A | N/A | N/A | N/A | N/A | N/A | N/A
00 Ret.Exist_Non-FBC_DryFGD_ACI & NGC | N/A | N/A | N/A | N/A | N/A | N/A | N/A
00 Ret.Exist_Non-FBC_DryFGD_ACI & SCR | N/A | N/A | 0 | 0 | 0 | 0 | 0
00 Ret.Exist_Non-FBC_DryFGD_ACI & SCR & C2G | N/A | N/A | N/A | N/A | N/A | N/A | N/A
00 Ret.Exist_Non-FBC_DryFGD_ACI & SCR & CCS | N/A | N/A | 77.8253 | 77.8253 | 77.7191 | 77.7191 | 74.6292
00 Ret.Exist_Non-FBC_DryFGD_ACI & SCR & DRET | N/A | N/A | N/A | N/A | N/A | N/A | N/A
00 Ret.Exist_Non-FBC_DryFGD_ACI & SCR & NGC | N/A | N/A | N/A | N/A | N/A | N/A | N/A
00 Ret.Exist_Non-FBC_DryFGD_ACI & SNCR | N/A | N/A | N/A | N/A | N/A | N/A | N/A
00 Ret.Exist_Non-FBC_DryFGD_ACI & SNCR & C2G | N/A | N/A | N/A | N/A | N/A | N/A | N/A
00 Ret.Exist_Non-FBC_DryFGD_ACI & SNCR & DRET | N/A | N/A | N/A | N/A | N/A | N/A | N/A
00 Ret.Exist_Non-FBC_DryFGD_ACI & SNCR & NGC | N/A | N/A | N/A | N/A | N/A | N/A | N/A
00 Ret.Exist_Non-FBC_DryFGD_SCR & ACI | N/A | N/A | N/A | N/A | N/A | N/A | N/A
00 Ret.Exist_Non-FBC_DryFGD_SCR & ACI & C2G | N/A | N/A | N/A | N/A | N/A | N/A | N/A
00 Ret.Exist_Non-FBC_DryFGD_SCR & ACI & CCS | N/A | N/A | N/A | N/A | N/A | N/A | N/A
00 Ret.Exist_Non-FBC_DryFGD_SCR & ACI & DRET | N/A | N/A | N/A | N/A | N/A | N/A | N/A
00 Ret.Exist_Non-FBC_DryFGD_SCR & ACI & GPM | N/A | N/A | N/A | N/A | N/A | N/A | N/A
00 Ret.Exist_Non-FBC_DryFGD_SCR & ACI & GPM & C2G | N/A | N/A | N/A | N/A | N/A | N/A | N/A
00 Ret.Exist_Non-FBC_DryFGD_SCR & ACI & GPM & CCS | N/A | N/A | N/A | N/A | N/A | N/A | N/A
00 Ret.Exist_Non-FBC_DryFGD_SCR & ACI & GPM & DRET | N/A | N/A | N/A | N/A | N/A | N/A | N/A
00 Ret.Exist_Non-FBC_DryFGD_SCR & ACI & GPM & NGC | N/A | N/A | N/A | N/A | N/A | N/A | N/A
00 Ret.Exist_Non-FBC_DryFGD_SCR & ACI & NGC | N/A | N/A | N/A | N/A | N/A | N/A | N/A
00 Ret.Exist_Non-FBC_DryFGD_SCR & C2G | N/A | N/A | N/A | N/A | N/A | N/A | N/A
00 Ret.Exist_Non-FBC_DryFGD_SCR & CCS | N/A | N/A | N/A | N/A | N/A | N/A | N/A
00 Ret.Exist_Non-FBC_DryFGD_SCR & DRET | N/A | N/A | N/A | N/A | N/A | N/A | N/A
00 Ret.Exist_Non-FBC_DryFGD_SCR & GPM | N/A | N/A | N/A | N/A | N/A | N/A | N/A
00 Ret.Exist_Non-FBC_DryFGD_SCR & GPM & C2G | N/A | N/A | N/A | N/A | N/A | N/A | N/A
00 Ret.Exist_Non-FBC_DryFGD_SCR & GPM & CCS | N/A | N/A | N/A | N/A | N/A | N/A | N/A
00 Ret.Exist_Non-FBC_DryFGD_SCR & GPM & DRET | N/A | N/A | N/A | N/A | N/A | N/A | N/A
00 Ret.Exist_Non-FBC_DryFGD_SCR & GPM & NGC | N/A | N/A | N/A | N/A | N/A | N/A | N/A
00 Ret.Exist_Non-FBC_DryFGD_SCR & NGC | N/A | N/A | N/A | N/A | N/A | N/A | N/A
00 Ret.Exist_Non-FBC_DryFGD_SCR_ACI & C2G | 2 | 2 | 2 | 2 | 2 | 2 | 2
00 Ret.Exist_Non-FBC_DryFGD_SCR_ACI & CCS | N/A | 77.01 | 78.5187 | 78.5187 | 75.711 | 75.549 | 75.549
00 Ret.Exist_Non-FBC_DryFGD_SCR_ACI & DCCS | N/A | N/A | N/A | N/A | N/A | N/A | N/A
00 Ret.Exist_Non-FBC_DryFGD_SCR_ACI & DCCS & CCS | N/A | N/A | N/A | N/A | N/A | N/A | N/A
00 Ret.Exist_Non-FBC_DryFGD_SCR_ACI & DRET | N/A | N/A | N/A | N/A | N/A | N/A | N/A
00 Ret.Exist_Non-FBC_DryFGD_SCR_ACI & GPM | N/A | N/A | N/A | N/A | N/A | N/A | N/A
00 Ret.Exist_Non-FBC_DryFGD_SCR_ACI & GPM & C2G | N/A | N/A | N/A | N/A | N/A | N/A | N/A
00 Ret.Exist_Non-FBC_DryFGD_SCR_ACI & GPM & CCS | N/A | N/A | N/A | N/A | N/A | N/A | N/A
00 Ret.Exist_Non-FBC_DryFGD_SCR_ACI & GPM & DRET | N/A | N/A | N/A | N/A | N/A | N/A | N/A
00 Ret.Exist_Non-FBC_DryFGD_SCR_ACI & GPM & NGC | N/A | N/A | N/A | N/A | N/A | N/A | N/A
00 Ret.Exist_Non-FBC_DryFGD_SCR_ACI & NGC | N/A | N/A | N/A | N/A | N/A | N/A | N/A
00 Ret.Exist_Non-FBC_DryFGD_SCR_ACI_DSI & C2G | N/A | N/A | N/A | N/A | N/A | N/A | N/A
00 Ret.Exist_Non-FBC_DryFGD_SCR_ACI_DSI & CCS | N/A | N/A | N/A | N/A | N/A | N/A | N/A
00 Ret.Exist_Non-FBC_DryFGD_SCR_ACI_DSI & DCCS | N/A | N/A | N/A | N/A | N/A | N/A | N/A
00 Ret.Exist_Non-FBC_DryFGD_SCR_ACI_DSI & DCCS & CCS | N/A | N/A | N/A | N/A | N/A | N/A | N/A
00 Ret.Exist_Non-FBC_DryFGD_SCR_ACI_DSI & DRET | N/A | N/A | N/A | N/A | N/A | N/A | N/A
00 Ret.Exist_Non-FBC_DryFGD_SCR_ACI_DSI & GPM | N/A | N/A | N/A | N/A | N/A | N/A | N/A
00 Ret.Exist_Non-FBC_DryFGD_SCR_ACI_DSI & GPM & C2G | N/A | N/A | N/A | N/A | N/A | N/A | N/A
00 Ret.Exist_Non-FBC_DryFGD_SCR_ACI_DSI & GPM & CCS | N/A | N/A | N/A | N/A | N/A | N/A | N/A
00 Ret.Exist_Non-FBC_DryFGD_SCR_ACI_DSI & GPM & DRET | N/A | N/A | N/A | N/A | N/A | N/A | N/A
00 Ret.Exist_Non-FBC_DryFGD_SCR_ACI_DSI & GPM & NGC | N/A | N/A | N/A | N/A | N/A | N/A | N/A
00 Ret.Exist_Non-FBC_DryFGD_SCR_ACI_DSI & NGC | N/A | N/A | N/A | N/A | N/A | N/A | N/A
00 Ret.Exist_Non-FBC_DryFGD_SCR_DSI & ACI | N/A | N/A | N/A | N/A | N/A | N/A | N/A
00 Ret.Exist_Non-FBC_DryFGD_SCR_DSI & ACI & C2G | N/A | N/A | N/A | N/A | N/A | N/A | N/A
00 Ret.Exist_Non-FBC_DryFGD_SCR_DSI & ACI & CCS | N/A | N/A | N/A | N/A | N/A | N/A | N/A
00 Ret.Exist_Non-FBC_DryFGD_SCR_DSI & ACI & DRET | N/A | N/A | N/A | N/A | N/A | N/A | N/A
00 Ret.Exist_Non-FBC_DryFGD_SCR_DSI & ACI & GPM | N/A | N/A | N/A | N/A | N/A | N/A | N/A
00 Ret.Exist_Non-FBC_DryFGD_SCR_DSI & ACI & GPM & C2G | N/A | N/A | N/A | N/A | N/A | N/A | N/A
00 Ret.Exist_Non-FBC_DryFGD_SCR_DSI & ACI & GPM & CCS | N/A | N/A | N/A | N/A | N/A | N/A | N/A
00 Ret.Exist_Non-FBC_DryFGD_SCR_DSI & ACI & GPM & DRET | N/A | N/A | N/A | N/A | N/A | N/A | N/A
00 Ret.Exist_Non-FBC_DryFGD_SCR_DSI & ACI & GPM & NGC | N/A | N/A | N/A | N/A | N/A | N/A | N/A
00 Ret.Exist_Non-FBC_DryFGD_SCR_DSI & ACI & NGC | N/A | N/A | N/A | N/A | N/A | N/A | N/A
00 Ret.Exist_Non-FBC_DryFGD_SCR_DSI & C2G | N/A | N/A | N/A | N/A | N/A | N/A | N/A
00 Ret.Exist_Non-FBC_DryFGD_SCR_DSI & CCS | N/A | N/A | N/A | N/A | N/A | N/A | N/A
00 Ret.Exist_Non-FBC_DryFGD_SCR_DSI & DRET | N/A | N/A | N/A | N/A | N/A | N/A | N/A
00 Ret.Exist_Non-FBC_DryFGD_SCR_DSI & GPM | N/A | N/A | N/A | N/A | N/A | N/A | N/A
00 Ret.Exist_Non-FBC_DryFGD_SCR_DSI & GPM & C2G | N/A | N/A | N/A | N/A | N/A | N/A | N/A
00 Ret.Exist_Non-FBC_DryFGD_SCR_DSI & GPM & CCS | N/A | N/A | N/A | N/A | N/A | N/A | N/A
00 Ret.Exist_Non-FBC_DryFGD_SCR_DSI & GPM & DRET | N/A | N/A | N/A | N/A | N/A | N/A | N/A
00 Ret.Exist_Non-FBC_DryFGD_SCR_DSI & GPM & NGC | N/A | N/A | N/A | N/A | N/A | N/A | N/A
00 Ret.Exist_Non-FBC_DryFGD_SCR_DSI & NGC | N/A | N/A | N/A | N/A | N/A | N/A | N/A
00 Ret.Exist_Non-FBC_DryFGD_SNCR_ACI & C2G | N/A | N/A | N/A | N/A | N/A | N/A | N/A
00 Ret.Exist_Non-FBC_DryFGD_SNCR_ACI & C2G & SCR | N/A | N/A | N/A | N/A | N/A | N/A | N/A
00 Ret.Exist_Non-FBC_DryFGD_SNCR_ACI & DCCS | N/A | N/A | N/A | N/A | N/A | N/A | N/A
00 Ret.Exist_Non-FBC_DryFGD_SNCR_ACI & DCCS & SCR & CCS | N/A | N/A | N/A | N/A | N/A | N/A | N/A
00 Ret.Exist_Non-FBC_DryFGD_SNCR_ACI & DRET | N/A | N/A | N/A | N/A | N/A | N/A | N/A
00 Ret.Exist_Non-FBC_DryFGD_SNCR_ACI & GPM | N/A | N/A | N/A | N/A | N/A | N/A | N/A
00 Ret.Exist_Non-FBC_DryFGD_SNCR_ACI & GPM & C2G | N/A | N/A | N/A | N/A | N/A | N/A | N/A
00 Ret.Exist_Non-FBC_DryFGD_SNCR_ACI & GPM & C2G & SCR | N/A | N/A | N/A | N/A | N/A | N/A | N/A
00 Ret.Exist_Non-FBC_DryFGD_SNCR_ACI & GPM & DRET | N/A | N/A | N/A | N/A | N/A | N/A | N/A
00 Ret.Exist_Non-FBC_DryFGD_SNCR_ACI & GPM & NGC | N/A | N/A | N/A | N/A | N/A | N/A | N/A
00 Ret.Exist_Non-FBC_DryFGD_SNCR_ACI & GPM & SCR | N/A | N/A | N/A | N/A | N/A | N/A | N/A
00 Ret.Exist_Non-FBC_DryFGD_SNCR_ACI & GPM & SCR & CCS | N/A | N/A | N/A | N/A | N/A | N/A | N/A
00 Ret.Exist_Non-FBC_DryFGD_SNCR_ACI & GPM & SCR & DRET | N/A | N/A | N/A | N/A | N/A | N/A | N/A
00 Ret.Exist_Non-FBC_DryFGD_SNCR_ACI & GPM & SCR & NGC | N/A | N/A | N/A | N/A | N/A | N/A | N/A
00 Ret.Exist_Non-FBC_DryFGD_SNCR_ACI & NGC | N/A | N/A | N/A | N/A | N/A | N/A | N/A
00 Ret.Exist_Non-FBC_DryFGD_SNCR_ACI & SCR | N/A | N/A | N/A | N/A | N/A | N/A | N/A
00 Ret.Exist_Non-FBC_DryFGD_SNCR_ACI & SCR & C2G | N/A | N/A | N/A | N/A | N/A | N/A | N/A
00 Ret.Exist_Non-FBC_DryFGD_SNCR_ACI & SCR & CCS | N/A | N/A | N/A | N/A | N/A | N/A | N/A
00 Ret.Exist_Non-FBC_DryFGD_SNCR_ACI & SCR & DRET | N/A | N/A | N/A | N/A | N/A | N/A | N/A
00 Ret.Exist_Non-FBC_DryFGD_SNCR_ACI & SCR & NGC | N/A | N/A | N/A | N/A | N/A | N/A | N/A
00 Ret.Exist_Non-FBC_DryFGD_SNCR_ACI_DSI & C2G | N/A | N/A | N/A | N/A | N/A | N/A | N/A
00 Ret.Exist_Non-FBC_DryFGD_SNCR_ACI_DSI & C2G & SCR | N/A | N/A | N/A | N/A | N/A | N/A | N/A
00 Ret.Exist_Non-FBC_DryFGD_SNCR_ACI_DSI & DRET | N/A | N/A | N/A | N/A | N/A | N/A | N/A
00 Ret.Exist_Non-FBC_DryFGD_SNCR_ACI_DSI & GPM | N/A | N/A | N/A | N/A | N/A | N/A | N/A
00 Ret.Exist_Non-FBC_DryFGD_SNCR_ACI_DSI & GPM & C2G | N/A | N/A | N/A | N/A | N/A | N/A | N/A
00 Ret.Exist_Non-FBC_DryFGD_SNCR_ACI_DSI & GPM & C2G & SCR | N/A | N/A | N/A | N/A | N/A | N/A | N/A
00 Ret.Exist_Non-FBC_DryFGD_SNCR_ACI_DSI & GPM & DRET | N/A | N/A | N/A | N/A | N/A | N/A | N/A
00 Ret.Exist_Non-FBC_DryFGD_SNCR_ACI_DSI & GPM & NGC | N/A | N/A | N/A | N/A | N/A | N/A | N/A
00 Ret.Exist_Non-FBC_DryFGD_SNCR_ACI_DSI & GPM & SCR | N/A | N/A | N/A | N/A | N/A | N/A | N/A
00 Ret.Exist_Non-FBC_DryFGD_SNCR_ACI_DSI & GPM & SCR & CCS | N/A | N/A | N/A | N/A | N/A | N/A | N/A
00 Ret.Exist_Non-FBC_DryFGD_SNCR_ACI_DSI & GPM & SCR & DRET | N/A | N/A | N/A | N/A | N/A | N/A | N/A
00 Ret.Exist_Non-FBC_DryFGD_SNCR_ACI_DSI & GPM & SCR & NGC | N/A | N/A | N/A | N/A | N/A | N/A | N/A
00 Ret.Exist_Non-FBC_DryFGD_SNCR_ACI_DSI & NGC | N/A | N/A | N/A | N/A | N/A | N/A | N/A
00 Ret.Exist_Non-FBC_DryFGD_SNCR_ACI_DSI & SCR | N/A | N/A | N/A | N/A | N/A | N/A | N/A
00 Ret.Exist_Non-FBC_DryFGD_SNCR_ACI_DSI & SCR & C2G | N/A | N/A | N/A | N/A | N/A | N/A | N/A
00 Ret.Exist_Non-FBC_DryFGD_SNCR_ACI_DSI & SCR & CCS | N/A | N/A | N/A | N/A | N/A | N/A | N/A
00 Ret.Exist_Non-FBC_DryFGD_SNCR_ACI_DSI & SCR & DRET | N/A | N/A | N/A | N/A | N/A | N/A | N/A
00 Ret.Exist_Non-FBC_DryFGD_SNCR_ACI_DSI & SCR & NGC | N/A | N/A | N/A | N/A | N/A | N/A | N/A
00 Ret.Exist_Non-FBC_DSI & ACI | N/A | N/A | N/A | N/A | N/A | N/A | N/A
00 Ret.Exist_Non-FBC_DSI & ACI & C2G | N/A | N/A | N/A | N/A | N/A | N/A | N/A
00 Ret.Exist_Non-FBC_DSI & ACI & C2G & SCR | N/A | N/A | N/A | N/A | N/A | N/A | N/A
00 Ret.Exist_Non-FBC_DSI & ACI & DRET | N/A | N/A | N/A | N/A | N/A | N/A | N/A
00 Ret.Exist_Non-FBC_DSI & ACI & GPM | N/A | N/A | N/A | N/A | N/A | N/A | N/A
00 Ret.Exist_Non-FBC_DSI & ACI & GPM & C2G | N/A | N/A | N/A | N/A | N/A | N/A | N/A
00 Ret.Exist_Non-FBC_DSI & ACI & GPM & C2G & SCR | N/A | N/A | N/A | N/A | N/A | N/A | N/A
00 Ret.Exist_Non-FBC_DSI & ACI & GPM & DRET | N/A | N/A | N/A | N/A | N/A | N/A | N/A
00 Ret.Exist_Non-FBC_DSI & ACI & GPM & NGC | N/A | N/A | N/A | N/A | N/A | N/A | N/A
00 Ret.Exist_Non-FBC_DSI & ACI & GPM & SCR | N/A | N/A | N/A | N/A | N/A | N/A | N/A
00 Ret.Exist_Non-FBC_DSI & ACI & GPM & SCR & DRET | N/A | N/A | N/A | N/A | N/A | N/A | N/A
00 Ret.Exist_Non-FBC_DSI & ACI & GPM & SCR & NGC | N/A | N/A | N/A | N/A | N/A | N/A | N/A
00 Ret.Exist_Non-FBC_DSI & ACI & GPM & SNCR | N/A | N/A | N/A | N/A | N/A | N/A | N/A
00 Ret.Exist_Non-FBC_DSI & ACI & GPM & SNCR & DRET | N/A | N/A | N/A | N/A | N/A | N/A | N/A
00 Ret.Exist_Non-FBC_DSI & ACI & GPM & SNCR & NGC | N/A | N/A | N/A | N/A | N/A | N/A | N/A
00 Ret.Exist_Non-FBC_DSI & ACI & GPM & WetFGD & SCR & CCS | N/A | N/A | N/A | N/A | N/A | N/A | N/A
00 Ret.Exist_Non-FBC_DSI & ACI & NGC | N/A | N/A | N/A | N/A | N/A | N/A | N/A
00 Ret.Exist_Non-FBC_DSI & ACI & SCR | N/A | N/A | N/A | N/A | N/A | N/A | N/A
00 Ret.Exist_Non-FBC_DSI & ACI & SCR & DRET | N/A | N/A | N/A | N/A | N/A | N/A | N/A
00 Ret.Exist_Non-FBC_DSI & ACI & SCR & NGC | N/A | N/A | N/A | N/A | N/A | N/A | N/A
00 Ret.Exist_Non-FBC_DSI & ACI & SNCR | N/A | N/A | N/A | N/A | N/A | N/A | N/A
00 Ret.Exist_Non-FBC_DSI & ACI & SNCR & DRET | N/A | N/A | N/A | N/A | N/A | N/A | N/A
00 Ret.Exist_Non-FBC_DSI & ACI & SNCR & NGC | N/A | N/A | N/A | N/A | N/A | N/A | N/A
00 Ret.Exist_Non-FBC_DSI & ACI & WetFGD & SCR & CCS | N/A | N/A | N/A | N/A | N/A | N/A | N/A
00 Ret.Exist_Non-FBC_DSI & C2G | N/A | N/A | N/A | N/A | N/A | N/A | N/A
00 Ret.Exist_Non-FBC_DSI & C2G & SCR | N/A | N/A | N/A | N/A | N/A | N/A | N/A
00 Ret.Exist_Non-FBC_DSI & DRET | N/A | N/A | N/A | N/A | N/A | N/A | N/A
00 Ret.Exist_Non-FBC_DSI & GPM | N/A | N/A | N/A | N/A | N/A | N/A | N/A
00 Ret.Exist_Non-FBC_DSI & GPM & C2G | N/A | N/A | N/A | N/A | N/A | N/A | N/A
00 Ret.Exist_Non-FBC_DSI & GPM & C2G & SCR | N/A | N/A | N/A | N/A | N/A | N/A | N/A
00 Ret.Exist_Non-FBC_DSI & GPM & DRET | N/A | N/A | N/A | N/A | N/A | N/A | N/A
00 Ret.Exist_Non-FBC_DSI & GPM & NGC | N/A | N/A | N/A | N/A | N/A | N/A | N/A
00 Ret.Exist_Non-FBC_DSI & GPM & SCR | N/A | N/A | N/A | N/A | N/A | N/A | N/A
00 Ret.Exist_Non-FBC_DSI & GPM & SCR & DRET | N/A | N/A | N/A | N/A | N/A | N/A | N/A
00 Ret.Exist_Non-FBC_DSI & GPM & SCR & NGC | N/A | N/A | N/A | N/A | N/A | N/A | N/A
00 Ret.Exist_Non-FBC_DSI & GPM & SNCR | N/A | N/A | N/A | N/A | N/A | N/A | N/A
00 Ret.Exist_Non-FBC_DSI & GPM & SNCR & DRET | N/A | N/A | N/A | N/A | N/A | N/A | N/A
00 Ret.Exist_Non-FBC_DSI & GPM & SNCR & NGC | N/A | N/A | N/A | N/A | N/A | N/A | N/A
00 Ret.Exist_Non-FBC_DSI & GPM & WetFGD & SCR & CCS | N/A | N/A | N/A | N/A | N/A | N/A | N/A
00 Ret.Exist_Non-FBC_DSI & NGC | N/A | N/A | N/A | N/A | N/A | N/A | N/A
00 Ret.Exist_Non-FBC_DSI & SCR | N/A | N/A | N/A | N/A | N/A | N/A | N/A
00 Ret.Exist_Non-FBC_DSI & SCR & C2G | N/A | N/A | N/A | N/A | N/A | N/A | N/A
00 Ret.Exist_Non-FBC_DSI & SCR & DRET | N/A | N/A | N/A | N/A | N/A | N/A | N/A
00 Ret.Exist_Non-FBC_DSI & SCR & NGC | N/A | N/A | N/A | N/A | N/A | N/A | N/A
00 Ret.Exist_Non-FBC_DSI & SCR & WetFGD & CCS | N/A | N/A | N/A | N/A | N/A | N/A | N/A
00 Ret.Exist_Non-FBC_DSI & SNCR | N/A | N/A | N/A | N/A | N/A | N/A | N/A
00 Ret.Exist_Non-FBC_DSI & SNCR & C2G | N/A | N/A | N/A | N/A | N/A | N/A | N/A
00 Ret.Exist_Non-FBC_DSI & SNCR & DRET | N/A | N/A | N/A | N/A | N/A | N/A | N/A
00 Ret.Exist_Non-FBC_DSI & SNCR & NGC | N/A | N/A | N/A | N/A | N/A | N/A | N/A
00 Ret.Exist_Non-FBC_NoCtrl & ACI | N/A | N/A | N/A | N/A | N/A | N/A | N/A
00 Ret.Exist_Non-FBC_NoCtrl & ACI & C2G | N/A | N/A | N/A | N/A | N/A | N/A | N/A
00 Ret.Exist_Non-FBC_NoCtrl & ACI & C2G & SCR | N/A | N/A | N/A | N/A | N/A | N/A | N/A
00 Ret.Exist_Non-FBC_NoCtrl & ACI & DRET | N/A | N/A | N/A | N/A | N/A | N/A | N/A
00 Ret.Exist_Non-FBC_NoCtrl & ACI & DSI | N/A | N/A | N/A | N/A | N/A | N/A | N/A
00 Ret.Exist_Non-FBC_NoCtrl & ACI & DSI & C2G | N/A | N/A | N/A | N/A | N/A | N/A | N/A
00 Ret.Exist_Non-FBC_NoCtrl & ACI & DSI & C2G & SCR | N/A | N/A | N/A | N/A | N/A | N/A | N/A
00 Ret.Exist_Non-FBC_NoCtrl & ACI & DSI & DRET | N/A | N/A | N/A | N/A | N/A | N/A | N/A
00 Ret.Exist_Non-FBC_NoCtrl & ACI & DSI & GPM | N/A | N/A | N/A | N/A | N/A | N/A | N/A
00 Ret.Exist_Non-FBC_NoCtrl & ACI & DSI & GPM & C2G | N/A | N/A | N/A | N/A | N/A | N/A | N/A
00 Ret.Exist_Non-FBC_NoCtrl & ACI & DSI & GPM & C2G & SCR | N/A | N/A | N/A | N/A | N/A | N/A | N/A
00 Ret.Exist_Non-FBC_NoCtrl & ACI & DSI & GPM & DRET | N/A | N/A | N/A | N/A | N/A | N/A | N/A
00 Ret.Exist_Non-FBC_NoCtrl & ACI & DSI & GPM & NGC | N/A | N/A | N/A | N/A | N/A | N/A | N/A
00 Ret.Exist_Non-FBC_NoCtrl & ACI & DSI & GPM & SCR | N/A | N/A | N/A | N/A | N/A | N/A | N/A
00 Ret.Exist_Non-FBC_NoCtrl & ACI & DSI & GPM & SCR & DRET | N/A | N/A | N/A | N/A | N/A | N/A | N/A
00 Ret.Exist_Non-FBC_NoCtrl & ACI & DSI & GPM & SCR & NGC | N/A | N/A | N/A | N/A | N/A | N/A | N/A
00 Ret.Exist_Non-FBC_NoCtrl & ACI & DSI & GPM & SNCR | N/A | N/A | N/A | N/A | N/A | N/A | N/A
00 Ret.Exist_Non-FBC_NoCtrl & ACI & DSI & GPM & SNCR & DRET | N/A | N/A | N/A | N/A | N/A | N/A | N/A
00 Ret.Exist_Non-FBC_NoCtrl & ACI & DSI & GPM & SNCR & NGC | N/A | N/A | N/A | N/A | N/A | N/A | N/A
00 Ret.Exist_Non-FBC_NoCtrl & ACI & DSI & GPM & WetFGD & SCR & CCS | N/A | N/A | N/A | N/A | N/A | N/A | N/A
00 Ret.Exist_Non-FBC_NoCtrl & ACI & DSI & NGC | N/A | N/A | N/A | N/A | N/A | N/A | N/A
00 Ret.Exist_Non-FBC_NoCtrl & ACI & DSI & SCR | N/A | N/A | N/A | N/A | N/A | N/A | N/A
00 Ret.Exist_Non-FBC_NoCtrl & ACI & DSI & SCR & DRET | N/A | N/A | N/A | N/A | N/A | N/A | N/A
00 Ret.Exist_Non-FBC_NoCtrl & ACI & DSI & SCR & NGC | N/A | N/A | N/A | N/A | N/A | N/A | N/A
00 Ret.Exist_Non-FBC_NoCtrl & ACI & DSI & SNCR | N/A | N/A | N/A | N/A | N/A | N/A | N/A
00 Ret.Exist_Non-FBC_NoCtrl & ACI & DSI & SNCR & DRET | N/A | N/A | N/A | N/A | N/A | N/A | N/A
00 Ret.Exist_Non-FBC_NoCtrl & ACI & DSI & SNCR & NGC | N/A | N/A | N/A | N/A | N/A | N/A | N/A
00 Ret.Exist_Non-FBC_NoCtrl & ACI & DSI & WetFGD & SCR & CCS | N/A | N/A | N/A | N/A | N/A | N/A | N/A
00 Ret.Exist_Non-FBC_NoCtrl & ACI & GPM | N/A | N/A | N/A | N/A | N/A | N/A | N/A
00 Ret.Exist_Non-FBC_NoCtrl & ACI & GPM & C2G | N/A | N/A | N/A | N/A | N/A | N/A | N/A
00 Ret.Exist_Non-FBC_NoCtrl & ACI & GPM & C2G & SCR | N/A | N/A | N/A | N/A | N/A | N/A | N/A
00 Ret.Exist_Non-FBC_NoCtrl & ACI & GPM & DRET | N/A | N/A | N/A | N/A | N/A | N/A | N/A
00 Ret.Exist_Non-FBC_NoCtrl & ACI & GPM & NGC | N/A | N/A | N/A | N/A | N/A | N/A | N/A
00 Ret.Exist_Non-FBC_NoCtrl & ACI & GPM & SCR | N/A | N/A | N/A | N/A | N/A | N/A | N/A
00 Ret.Exist_Non-FBC_NoCtrl & ACI & GPM & SCR & DRET | N/A | N/A | N/A | N/A | N/A | N/A | N/A
00 Ret.Exist_Non-FBC_NoCtrl & ACI & GPM & SCR & NGC | N/A | N/A | N/A | N/A | N/A | N/A | N/A
00 Ret.Exist_Non-FBC_NoCtrl & ACI & GPM & SNCR | N/A | N/A | N/A | N/A | N/A | N/A | N/A
00 Ret.Exist_Non-FBC_NoCtrl & ACI & GPM & SNCR & DRET | N/A | N/A | N/A | N/A | N/A | N/A | N/A
00 Ret.Exist_Non-FBC_NoCtrl & ACI & GPM & SNCR & NGC | N/A | N/A | N/A | N/A | N/A | N/A | N/A
00 Ret.Exist_Non-FBC_NoCtrl & ACI & GPM & WetFGD & SCR & CCS | N/A | N/A | N/A | N/A | N/A | N/A | N/A
00 Ret.Exist_Non-FBC_NoCtrl & ACI & NGC | N/A | N/A | N/A | N/A | N/A | N/A | N/A
00 Ret.Exist_Non-FBC_NoCtrl & ACI & SCR | N/A | N/A | N/A | N/A | N/A | N/A | N/A
00 Ret.Exist_Non-FBC_NoCtrl & ACI & SCR & DRET | N/A | N/A | N/A | N/A | N/A | N/A | N/A
00 Ret.Exist_Non-FBC_NoCtrl & ACI & SCR & NGC | N/A | N/A | N/A | N/A | N/A | N/A | N/A
00 Ret.Exist_Non-FBC_NoCtrl & ACI & SNCR | N/A | N/A | N/A | N/A | N/A | N/A | N/A
00 Ret.Exist_Non-FBC_NoCtrl & ACI & SNCR & DRET | N/A | N/A | N/A | N/A | N/A | N/A | N/A
00 Ret.Exist_Non-FBC_NoCtrl & ACI & SNCR & NGC | N/A | N/A | N/A | N/A | N/A | N/A | N/A
00 Ret.Exist_Non-FBC_NoCtrl & ACI & WetFGD & SCR & CCS | N/A | N/A | N/A | N/A | N/A | N/A | N/A
00 Ret.Exist_Non-FBC_NoCtrl & C2G | N/A | N/A | N/A | N/A | N/A | N/A | N/A
00 Ret.Exist_Non-FBC_NoCtrl & C2G & SCR | N/A | N/A | N/A | N/A | N/A | N/A | N/A
00 Ret.Exist_Non-FBC_NoCtrl & DCCS | N/A | N/A | N/A | N/A | N/A | N/A | N/A
00 Ret.Exist_Non-FBC_NoCtrl & DCCS & WetFGD & SCR & CCS | N/A | N/A | N/A | N/A | N/A | N/A | N/A
00 Ret.Exist_Non-FBC_NoCtrl & DRET | N/A | N/A | N/A | N/A | N/A | N/A | N/A
00 Ret.Exist_Non-FBC_NoCtrl & DSI | N/A | N/A | N/A | N/A | N/A | N/A | N/A
00 Ret.Exist_Non-FBC_NoCtrl & DSI & C2G | N/A | N/A | N/A | N/A | N/A | N/A | N/A
00 Ret.Exist_Non-FBC_NoCtrl & DSI & C2G & SCR | N/A | N/A | N/A | N/A | N/A | N/A | N/A
00 Ret.Exist_Non-FBC_NoCtrl & DSI & DRET | N/A | N/A | N/A | N/A | N/A | N/A | N/A
00 Ret.Exist_Non-FBC_NoCtrl & DSI & GPM | N/A | N/A | N/A | N/A | N/A | N/A | N/A
00 Ret.Exist_Non-FBC_NoCtrl & DSI & GPM & C2G | N/A | N/A | N/A | N/A | N/A | N/A | N/A
00 Ret.Exist_Non-FBC_NoCtrl & DSI & GPM & C2G & SCR | N/A | N/A | N/A | N/A | N/A | N/A | N/A
00 Ret.Exist_Non-FBC_NoCtrl & DSI & GPM & DRET | N/A | N/A | N/A | N/A | N/A | N/A | N/A
00 Ret.Exist_Non-FBC_NoCtrl & DSI & GPM & NGC | N/A | N/A | N/A | N/A | N/A | N/A | N/A
00 Ret.Exist_Non-FBC_NoCtrl & DSI & GPM & SCR | N/A | N/A | N/A | N/A | N/A | N/A | N/A
00 Ret.Exist_Non-FBC_NoCtrl & DSI & GPM & SCR & DRET | N/A | N/A | N/A | N/A | N/A | N/A | N/A
00 Ret.Exist_Non-FBC_NoCtrl & DSI & GPM & SCR & NGC | N/A | N/A | N/A | N/A | N/A | N/A | N/A
00 Ret.Exist_Non-FBC_NoCtrl & DSI & GPM & SNCR | N/A | N/A | N/A | N/A | N/A | N/A | N/A
00 Ret.Exist_Non-FBC_NoCtrl & DSI & GPM & SNCR & DRET | N/A | N/A | N/A | N/A | N/A | N/A | N/A
00 Ret.Exist_Non-FBC_NoCtrl & DSI & GPM & SNCR & NGC | N/A | N/A | N/A | N/A | N/A | N/A | N/A
00 Ret.Exist_Non-FBC_NoCtrl & DSI & GPM & WetFGD & SCR & CCS | N/A | N/A | N/A | N/A | N/A | N/A | N/A
00 Ret.Exist_Non-FBC_NoCtrl & DSI & NGC | N/A | N/A | N/A | N/A | N/A | N/A | N/A
00 Ret.Exist_Non-FBC_NoCtrl & DSI & SCR | N/A | N/A | N/A | N/A | N/A | N/A | N/A
00 Ret.Exist_Non-FBC_NoCtrl & DSI & SCR & DRET | N/A | N/A | N/A | N/A | N/A | N/A | N/A
00 Ret.Exist_Non-FBC_NoCtrl & DSI & SCR & NGC | N/A | N/A | N/A | N/A | N/A | N/A | N/A
00 Ret.Exist_Non-FBC_NoCtrl & DSI & SNCR | N/A | N/A | N/A | N/A | N/A | N/A | N/A
00 Ret.Exist_Non-FBC_NoCtrl & DSI & SNCR & DRET | N/A | N/A | N/A | N/A | N/A | N/A | N/A
00 Ret.Exist_Non-FBC_NoCtrl & DSI & SNCR & NGC | N/A | N/A | N/A | N/A | N/A | N/A | N/A
00 Ret.Exist_Non-FBC_NoCtrl & DSI & WetFGD & SCR & CCS | N/A | N/A | N/A | N/A | N/A | N/A | N/A
00 Ret.Exist_Non-FBC_NoCtrl & GPM | N/A | N/A | N/A | N/A | N/A | N/A | N/A
00 Ret.Exist_Non-FBC_NoCtrl & GPM & C2G | N/A | N/A | N/A | N/A | N/A | N/A | N/A
00 Ret.Exist_Non-FBC_NoCtrl & GPM & C2G & SCR | N/A | N/A | N/A | N/A | N/A | N/A | N/A
00 Ret.Exist_Non-FBC_NoCtrl & GPM & DRET | N/A | N/A | N/A | N/A | N/A | N/A | N/A
00 Ret.Exist_Non-FBC_NoCtrl & GPM & NGC | N/A | N/A | N/A | N/A | N/A | N/A | N/A
00 Ret.Exist_Non-FBC_NoCtrl & GPM & SCR | N/A | N/A | N/A | N/A | N/A | N/A | N/A
00 Ret.Exist_Non-FBC_NoCtrl & GPM & SCR & DRET | N/A | N/A | N/A | N/A | N/A | N/A | N/A
00 Ret.Exist_Non-FBC_NoCtrl & GPM & SCR & NGC | N/A | N/A | N/A | N/A | N/A | N/A | N/A
00 Ret.Exist_Non-FBC_NoCtrl & GPM & SNCR | N/A | N/A | N/A | N/A | N/A | N/A | N/A
00 Ret.Exist_Non-FBC_NoCtrl & GPM & SNCR & DRET | N/A | N/A | N/A | N/A | N/A | N/A | N/A
00 Ret.Exist_Non-FBC_NoCtrl & GPM & SNCR & NGC | N/A | N/A | N/A | N/A | N/A | N/A | N/A
00 Ret.Exist_Non-FBC_NoCtrl & GPM & WetFGD & SCR & CCS | N/A | N/A | N/A | N/A | N/A | N/A | N/A
00 Ret.Exist_Non-FBC_NoCtrl & NGC | N/A | N/A | N/A | N/A | N/A | N/A | N/A
00 Ret.Exist_Non-FBC_NoCtrl & SCR | N/A | N/A | N/A | N/A | N/A | N/A | N/A
00 Ret.Exist_Non-FBC_NoCtrl & SCR & C2G | N/A | N/A | N/A | N/A | N/A | N/A | N/A
00 Ret.Exist_Non-FBC_NoCtrl & SCR & DRET | N/A | N/A | N/A | N/A | N/A | N/A | N/A
00 Ret.Exist_Non-FBC_NoCtrl & SCR & NGC | N/A | N/A | N/A | N/A | N/A | N/A | N/A
00 Ret.Exist_Non-FBC_NoCtrl & SCR & WetFGD & CCS | N/A | N/A | N/A | N/A | N/A | N/A | N/A
00 Ret.Exist_Non-FBC_NoCtrl & SNCR | N/A | N/A | N/A | N/A | N/A | N/A | N/A
00 Ret.Exist_Non-FBC_NoCtrl & SNCR & C2G | N/A | N/A | N/A | N/A | N/A | N/A | N/A
00 Ret.Exist_Non-FBC_NoCtrl & SNCR & DRET | N/A | N/A | N/A | N/A | N/A | N/A | N/A
00 Ret.Exist_Non-FBC_NoCtrl & SNCR & NGC | N/A | N/A | N/A | N/A | N/A | N/A | N/A
00 Ret.Exist_Non-FBC_SCR_ACI & C2G | N/A | N/A | N/A | N/A | N/A | N/A | N/A
00 Ret.Exist_Non-FBC_SCR_ACI & DCCS | N/A | N/A | N/A | N/A | N/A | N/A | N/A
00 Ret.Exist_Non-FBC_SCR_ACI & DCCS & WetFGD & CCS | N/A | N/A | N/A | N/A | N/A | N/A | N/A
00 Ret.Exist_Non-FBC_SCR_ACI & DRET | N/A | N/A | N/A | N/A | N/A | N/A | N/A
00 Ret.Exist_Non-FBC_SCR_ACI & DSI | N/A | N/A | N/A | N/A | N/A | N/A | N/A
00 Ret.Exist_Non-FBC_SCR_ACI & DSI & C2G | N/A | N/A | N/A | N/A | N/A | N/A | N/A
00 Ret.Exist_Non-FBC_SCR_ACI & DSI & DRET | N/A | N/A | N/A | N/A | N/A | N/A | N/A
00 Ret.Exist_Non-FBC_SCR_ACI & DSI & GPM | N/A | N/A | N/A | N/A | N/A | N/A | N/A
00 Ret.Exist_Non-FBC_SCR_ACI & DSI & GPM & C2G | N/A | N/A | N/A | N/A | N/A | N/A | N/A
00 Ret.Exist_Non-FBC_SCR_ACI & DSI & GPM & DRET | N/A | N/A | N/A | N/A | N/A | N/A | N/A
00 Ret.Exist_Non-FBC_SCR_ACI & DSI & GPM & NGC | N/A | N/A | N/A | N/A | N/A | N/A | N/A
00 Ret.Exist_Non-FBC_SCR_ACI & DSI & GPM & WetFGD & CCS | N/A | N/A | N/A | N/A | N/A | N/A | N/A
00 Ret.Exist_Non-FBC_SCR_ACI & DSI & NGC | N/A | N/A | N/A | N/A | N/A | N/A | N/A
00 Ret.Exist_Non-FBC_SCR_ACI & DSI & WetFGD & CCS | N/A | N/A | N/A | N/A | N/A | N/A | N/A
00 Ret.Exist_Non-FBC_SCR_ACI & GPM | N/A | N/A | N/A | N/A | N/A | N/A | N/A
00 Ret.Exist_Non-FBC_SCR_ACI & GPM & C2G | N/A | N/A | N/A | N/A | N/A | N/A | N/A
00 Ret.Exist_Non-FBC_SCR_ACI & GPM & DRET | N/A | N/A | N/A | N/A | N/A | N/A | N/A
00 Ret.Exist_Non-FBC_SCR_ACI & GPM & NGC | N/A | N/A | N/A | N/A | N/A | N/A | N/A
00 Ret.Exist_Non-FBC_SCR_ACI & GPM & WetFGD & CCS | N/A | N/A | N/A | N/A | N/A | N/A | N/A
00 Ret.Exist_Non-FBC_SCR_ACI & NGC | N/A | N/A | N/A | N/A | N/A | N/A | N/A
00 Ret.Exist_Non-FBC_SCR_ACI & WetFGD & CCS | N/A | N/A | N/A | N/A | N/A | N/A | N/A
00 Ret.Exist_Non-FBC_SCR_ACI_DSI & C2G | N/A | N/A | N/A | N/A | N/A | N/A | N/A
00 Ret.Exist_Non-FBC_SCR_ACI_DSI & DCCS | N/A | N/A | N/A | N/A | N/A | N/A | N/A
00 Ret.Exist_Non-FBC_SCR_ACI_DSI & DCCS & WetFGD & CCS | N/A | N/A | N/A | N/A | N/A | N/A | N/A
00 Ret.Exist_Non-FBC_SCR_ACI_DSI & DRET | N/A | N/A | N/A | N/A | N/A | N/A | N/A
00 Ret.Exist_Non-FBC_SCR_ACI_DSI & GPM | N/A | N/A | N/A | N/A | N/A | N/A | N/A
00 Ret.Exist_Non-FBC_SCR_ACI_DSI & GPM & C2G | N/A | N/A | N/A | N/A | N/A | N/A | N/A
00 Ret.Exist_Non-FBC_SCR_ACI_DSI & GPM & DRET | N/A | N/A | N/A | N/A | N/A | N/A | N/A
00 Ret.Exist_Non-FBC_SCR_ACI_DSI & GPM & NGC | N/A | N/A | N/A | N/A | N/A | N/A | N/A
00 Ret.Exist_Non-FBC_SCR_ACI_DSI & GPM & WetFGD & CCS | N/A | N/A | N/A | N/A | N/A | N/A | N/A
00 Ret.Exist_Non-FBC_SCR_ACI_DSI & NGC | N/A | N/A | N/A | N/A | N/A | N/A | N/A
00 Ret.Exist_Non-FBC_SCR_ACI_DSI & WetFGD & CCS | N/A | N/A | N/A | N/A | N/A | N/A | N/A
00 Ret.Exist_Non-FBC_SNCR_ACI & C2G | N/A | N/A | N/A | N/A | N/A | N/A | N/A
00 Ret.Exist_Non-FBC_SNCR_ACI & C2G & SCR | N/A | N/A | N/A | N/A | N/A | N/A | N/A
00 Ret.Exist_Non-FBC_SNCR_ACI & DRET | N/A | N/A | N/A | N/A | N/A | N/A | N/A
00 Ret.Exist_Non-FBC_SNCR_ACI & DSI | N/A | N/A | N/A | N/A | N/A | N/A | N/A
00 Ret.Exist_Non-FBC_SNCR_ACI & DSI & C2G | N/A | N/A | N/A | N/A | N/A | N/A | N/A
00 Ret.Exist_Non-FBC_SNCR_ACI & DSI & C2G & SCR | N/A | N/A | N/A | N/A | N/A | N/A | N/A
00 Ret.Exist_Non-FBC_SNCR_ACI & DSI & DRET | N/A | N/A | N/A | N/A | N/A | N/A | N/A
00 Ret.Exist_Non-FBC_SNCR_ACI & DSI & NGC | N/A | N/A | N/A | N/A | N/A | N/A | N/A
00 Ret.Exist_Non-FBC_SNCR_ACI & DSI & SCR | N/A | N/A | N/A | N/A | N/A | N/A | N/A
00 Ret.Exist_Non-FBC_SNCR_ACI & DSI & SCR & DRET | N/A | N/A | N/A | N/A | N/A | N/A | N/A
00 Ret.Exist_Non-FBC_SNCR_ACI & DSI & SCR & NGC | N/A | N/A | N/A | N/A | N/A | N/A | N/A
00 Ret.Exist_Non-FBC_SNCR_ACI & DSI & WetFGD & SCR & CCS | N/A | N/A | N/A | N/A | N/A | N/A | N/A
00 Ret.Exist_Non-FBC_SNCR_ACI & GPM | N/A | N/A | N/A | N/A | N/A | N/A | N/A
00 Ret.Exist_Non-FBC_SNCR_ACI & GPM & C2G | N/A | N/A | N/A | N/A | N/A | N/A | N/A
00 Ret.Exist_Non-FBC_SNCR_ACI & GPM & C2G & SCR | N/A | N/A | N/A | N/A | N/A | N/A | N/A
00 Ret.Exist_Non-FBC_SNCR_ACI & GPM & DRET | N/A | N/A | N/A | N/A | N/A | N/A | N/A
00 Ret.Exist_Non-FBC_SNCR_ACI & GPM & NGC | N/A | N/A | N/A | N/A | N/A | N/A | N/A
00 Ret.Exist_Non-FBC_SNCR_ACI & GPM & SCR | N/A | N/A | N/A | N/A | N/A | N/A | N/A
00 Ret.Exist_Non-FBC_SNCR_ACI & GPM & SCR & DRET | N/A | N/A | N/A | N/A | N/A | N/A | N/A
00 Ret.Exist_Non-FBC_SNCR_ACI & GPM & SCR & NGC | N/A | N/A | N/A | N/A | N/A | N/A | N/A
00 Ret.Exist_Non-FBC_SNCR_ACI & GPM & WetFGD & SCR & CCS | N/A | N/A | N/A | N/A | N/A | N/A | N/A
00 Ret.Exist_Non-FBC_SNCR_ACI & NGC | N/A | N/A | N/A | N/A | N/A | N/A | N/A
00 Ret.Exist_Non-FBC_SNCR_ACI & SCR | N/A | N/A | N/A | N/A | N/A | N/A | N/A
00 Ret.Exist_Non-FBC_SNCR_ACI & SCR & C2G | N/A | N/A | N/A | N/A | N/A | N/A | N/A
00 Ret.Exist_Non-FBC_SNCR_ACI & SCR & DRET | N/A | N/A | N/A | N/A | N/A | N/A | N/A
00 Ret.Exist_Non-FBC_SNCR_ACI & SCR & NGC | N/A | N/A | N/A | N/A | N/A | N/A | N/A
00 Ret.Exist_Non-FBC_SNCR_ACI & SCR & WetFGD & CCS | N/A | N/A | N/A | N/A | N/A | N/A | N/A
00 Ret.Exist_Non-FBC_SNCR_ACI_DSI & C2G | 0 | 0 | 0 | 0 | 0 | 0 | 0
00 Ret.Exist_Non-FBC_SNCR_ACI_DSI & C2G & SCR | N/A | N/A | N/A | N/A | N/A | N/A | N/A
00 Ret.Exist_Non-FBC_SNCR_ACI_DSI & DCCS | N/A | N/A | N/A | N/A | N/A | N/A | N/A
00 Ret.Exist_Non-FBC_SNCR_ACI_DSI & DCCS & WetFGD & SCR & CCS | N/A | N/A | N/A | N/A | N/A | N/A | N/A
00 Ret.Exist_Non-FBC_SNCR_ACI_DSI & DRET | N/A | N/A | N/A | N/A | N/A | N/A | N/A
00 Ret.Exist_Non-FBC_SNCR_ACI_DSI & GPM | N/A | N/A | N/A | N/A | N/A | N/A | N/A
00 Ret.Exist_Non-FBC_SNCR_ACI_DSI & GPM & C2G | N/A | N/A | N/A | N/A | N/A | N/A | N/A
00 Ret.Exist_Non-FBC_SNCR_ACI_DSI & GPM & C2G & SCR | N/A | N/A | N/A | N/A | N/A | N/A | N/A
00 Ret.Exist_Non-FBC_SNCR_ACI_DSI & GPM & DRET | N/A | N/A | N/A | N/A | N/A | N/A | N/A
00 Ret.Exist_Non-FBC_SNCR_ACI_DSI & GPM & NGC | N/A | N/A | N/A | N/A | N/A | N/A | N/A
00 Ret.Exist_Non-FBC_SNCR_ACI_DSI & GPM & SCR | N/A | N/A | N/A | N/A | N/A | N/A | N/A
00 Ret.Exist_Non-FBC_SNCR_ACI_DSI & GPM & SCR & DRET | N/A | N/A | N/A | N/A | N/A | N/A | N/A
00 Ret.Exist_Non-FBC_SNCR_ACI_DSI & GPM & SCR & NGC | N/A | N/A | N/A | N/A | N/A | N/A | N/A
00 Ret.Exist_Non-FBC_SNCR_ACI_DSI & GPM & WetFGD & SCR & CCS | N/A | N/A | N/A | N/A | N/A | N/A | N/A
00 Ret.Exist_Non-FBC_SNCR_ACI_DSI & NGC | N/A | N/A | N/A | N/A | N/A | N/A | N/A
00 Ret.Exist_Non-FBC_SNCR_ACI_DSI & SCR | N/A | N/A | N/A | N/A | N/A | N/A | N/A
00 Ret.Exist_Non-FBC_SNCR_ACI_DSI & SCR & C2G | N/A | N/A | N/A | N/A | N/A | N/A | N/A
00 Ret.Exist_Non-FBC_SNCR_ACI_DSI & SCR & DRET | N/A | N/A | N/A | N/A | N/A | N/A | N/A
00 Ret.Exist_Non-FBC_SNCR_ACI_DSI & SCR & NGC | N/A | N/A | N/A | N/A | N/A | N/A | N/A
00 Ret.Exist_Non-FBC_SNCR_ACI_DSI & SCR & WetFGD & CCS | N/A | N/A | N/A | N/A | N/A | N/A | N/A
00 Ret.Exist_Non-FBC_WetFGD & ACI | N/A | N/A | N/A | N/A | N/A | N/A | N/A
00 Ret.Exist_Non-FBC_WetFGD & ACI & C2G | N/A | N/A | N/A | N/A | N/A | N/A | N/A
00 Ret.Exist_Non-FBC_WetFGD & ACI & C2G & SCR | N/A | N/A | N/A | N/A | N/A | N/A | N/A
00 Ret.Exist_Non-FBC_WetFGD & ACI & DRET | N/A | N/A | N/A | N/A | N/A | N/A | N/A
00 Ret.Exist_Non-FBC_WetFGD & ACI & GPM | N/A | N/A | N/A | N/A | N/A | N/A | N/A
00 Ret.Exist_Non-FBC_WetFGD & ACI & GPM & C2G | N/A | N/A | N/A | N/A | N/A | N/A | N/A
00 Ret.Exist_Non-FBC_WetFGD & ACI & GPM & C2G & SCR | N/A | N/A | N/A | N/A | N/A | N/A | N/A
00 Ret.Exist_Non-FBC_WetFGD & ACI & GPM & DRET | N/A | N/A | N/A | N/A | N/A | N/A | N/A
00 Ret.Exist_Non-FBC_WetFGD & ACI & GPM & NGC | N/A | N/A | N/A | N/A | N/A | N/A | N/A
00 Ret.Exist_Non-FBC_WetFGD & ACI & GPM & SCR | N/A | N/A | N/A | N/A | N/A | N/A | N/A
00 Ret.Exist_Non-FBC_WetFGD & ACI & GPM & SCR & CCS | N/A | N/A | N/A | N/A | N/A | N/A | N/A
00 Ret.Exist_Non-FBC_WetFGD & ACI & GPM & SCR & DRET | N/A | N/A | N/A | N/A | N/A | N/A | N/A
00 Ret.Exist_Non-FBC_WetFGD & ACI & GPM & SCR & NGC | N/A | N/A | N/A | N/A | N/A | N/A | N/A
00 Ret.Exist_Non-FBC_WetFGD & ACI & GPM & SNCR | N/A | N/A | N/A | N/A | N/A | N/A | N/A
00 Ret.Exist_Non-FBC_WetFGD & ACI & GPM & SNCR & DRET | N/A | N/A | N/A | N/A | N/A | N/A | N/A
00 Ret.Exist_Non-FBC_WetFGD & ACI & GPM & SNCR & NGC | N/A | N/A | N/A | N/A | N/A | N/A | N/A
00 Ret.Exist_Non-FBC_WetFGD & ACI & NGC | N/A | N/A | N/A | N/A | N/A | N/A | N/A
00 Ret.Exist_Non-FBC_WetFGD & ACI & SCR | N/A | N/A | N/A | N/A | N/A | N/A | N/A
00 Ret.Exist_Non-FBC_WetFGD & ACI & SCR & CCS | N/A | N/A | N/A | N/A | N/A | N/A | N/A
00 Ret.Exist_Non-FBC_WetFGD & ACI & SCR & DRET | N/A | N/A | N/A | N/A | N/A | N/A | N/A
00 Ret.Exist_Non-FBC_WetFGD & ACI & SCR & NGC | N/A | N/A | N/A | N/A | N/A | N/A | N/A
00 Ret.Exist_Non-FBC_WetFGD & ACI & SNCR | N/A | N/A | N/A | N/A | N/A | N/A | N/A
00 Ret.Exist_Non-FBC_WetFGD & ACI & SNCR & DRET | N/A | N/A | N/A | N/A | N/A | N/A | N/A
00 Ret.Exist_Non-FBC_WetFGD & ACI & SNCR & NGC | N/A | N/A | N/A | N/A | N/A | N/A | N/A
00 Ret.Exist_Non-FBC_WetFGD & C2G | N/A | N/A | N/A | N/A | N/A | N/A | N/A
00 Ret.Exist_Non-FBC_WetFGD & C2G & SCR | N/A | N/A | N/A | N/A | N/A | N/A | N/A
00 Ret.Exist_Non-FBC_WetFGD & DRET | N/A | N/A | N/A | N/A | N/A | N/A | N/A
00 Ret.Exist_Non-FBC_WetFGD & DCCS | N/A | N/A | N/A | N/A | N/A | N/A | N/A
00 Ret.Exist_Non-FBC_WetFGD & DCCS & SCR & CCS | N/A | N/A | N/A | N/A | N/A | N/A | N/A
00 Ret.Exist_Non-FBC_WetFGD & GPM | N/A | N/A | N/A | N/A | N/A | N/A | N/A
00 Ret.Exist_Non-FBC_WetFGD & GPM & C2G | N/A | N/A | N/A | N/A | N/A | N/A | N/A
00 Ret.Exist_Non-FBC_WetFGD & GPM & C2G & SCR | N/A | N/A | N/A | N/A | N/A | N/A | N/A
00 Ret.Exist_Non-FBC_WetFGD & GPM & DRET | N/A | N/A | N/A | N/A | N/A | N/A | N/A
00 Ret.Exist_Non-FBC_WetFGD & GPM & NGC | N/A | N/A | N/A | N/A | N/A | N/A | N/A
00 Ret.Exist_Non-FBC_WetFGD & GPM & SCR | N/A | N/A | N/A | N/A | N/A | N/A | N/A
00 Ret.Exist_Non-FBC_WetFGD & GPM & SCR & CCS | N/A | N/A | N/A | N/A | N/A | N/A | N/A
00 Ret.Exist_Non-FBC_WetFGD & GPM & SCR & DRET | N/A | N/A | N/A | N/A | N/A | N/A | N/A
00 Ret.Exist_Non-FBC_WetFGD & GPM & SCR & NGC | N/A | N/A | N/A | N/A | N/A | N/A | N/A
00 Ret.Exist_Non-FBC_WetFGD & GPM & SNCR | N/A | N/A | N/A | N/A | N/A | N/A | N/A
00 Ret.Exist_Non-FBC_WetFGD & GPM & SNCR & DRET | N/A | N/A | N/A | N/A | N/A | N/A | N/A
00 Ret.Exist_Non-FBC_WetFGD & GPM & SNCR & NGC | N/A | N/A | N/A | N/A | N/A | N/A | N/A
00 Ret.Exist_Non-FBC_WetFGD & NGC | N/A | N/A | N/A | N/A | N/A | N/A | N/A
00 Ret.Exist_Non-FBC_WetFGD & SCR | N/A | N/A | N/A | N/A | N/A | N/A | N/A
00 Ret.Exist_Non-FBC_WetFGD & SCR & C2G | N/A | N/A | N/A | N/A | N/A | N/A | N/A
00 Ret.Exist_Non-FBC_WetFGD & SCR & CCS | N/A | N/A | N/A | N/A | N/A | N/A | N/A
00 Ret.Exist_Non-FBC_WetFGD & SCR & DRET | N/A | N/A | N/A | N/A | N/A | N/A | N/A
00 Ret.Exist_Non-FBC_WetFGD & SCR & NGC | N/A | N/A | N/A | N/A | N/A | N/A | N/A
00 Ret.Exist_Non-FBC_WetFGD & SNCR | N/A | N/A | N/A | N/A | N/A | N/A | N/A
00 Ret.Exist_Non-FBC_WetFGD & SNCR & C2G | N/A | N/A | N/A | N/A | N/A | N/A | N/A
00 Ret.Exist_Non-FBC_WetFGD & SNCR & DRET | N/A | N/A | N/A | N/A | N/A | N/A | N/A
00 Ret.Exist_Non-FBC_WetFGD & SNCR & NGC | N/A | N/A | N/A | N/A | N/A | N/A | N/A
00 Ret.Exist_Non-FBC_WetFGD_ACI & C2G | 2 | 2 | 2 | 2 | 2 | 2 | 2
00 Ret.Exist_Non-FBC_WetFGD_ACI & C2G & SCR | N/A | N/A | N/A | N/A | N/A | N/A | N/A
00 Ret.Exist_Non-FBC_WetFGD_ACI & DCCS | N/A | N/A | N/A | N/A | N/A | N/A | N/A
00 Ret.Exist_Non-FBC_WetFGD_ACI & DCCS & SCR & CCS | N/A | N/A | N/A | N/A | N/A | N/A | N/A
00 Ret.Exist_Non-FBC_WetFGD_ACI & DRET | N/A | N/A | N/A | N/A | N/A | N/A | N/A
00 Ret.Exist_Non-FBC_WetFGD_ACI & GPM | N/A | N/A | N/A | N/A | N/A | N/A | N/A
00 Ret.Exist_Non-FBC_WetFGD_ACI & GPM & C2G | N/A | N/A | N/A | N/A | N/A | N/A | N/A
00 Ret.Exist_Non-FBC_WetFGD_ACI & GPM & C2G & SCR | N/A | N/A | N/A | N/A | N/A | N/A | N/A
00 Ret.Exist_Non-FBC_WetFGD_ACI & GPM & DRET | N/A | N/A | N/A | N/A | N/A | N/A | N/A
00 Ret.Exist_Non-FBC_WetFGD_ACI & GPM & NGC | N/A | N/A | N/A | N/A | N/A | N/A | N/A
00 Ret.Exist_Non-FBC_WetFGD_ACI & GPM & SCR | N/A | N/A | N/A | N/A | N/A | N/A | N/A
00 Ret.Exist_Non-FBC_WetFGD_ACI & GPM & SCR & CCS | N/A | N/A | N/A | N/A | N/A | N/A | N/A
00 Ret.Exist_Non-FBC_WetFGD_ACI & GPM & SCR & DRET | N/A | N/A | N/A | N/A | N/A | N/A | N/A
00 Ret.Exist_Non-FBC_WetFGD_ACI & GPM & SCR & NGC | N/A | N/A | N/A | N/A | N/A | N/A | N/A
00 Ret.Exist_Non-FBC_WetFGD_ACI & GPM & SNCR | N/A | N/A | N/A | N/A | N/A | N/A | N/A
00 Ret.Exist_Non-FBC_WetFGD_ACI & GPM & SNCR & DRET | N/A | N/A | N/A | N/A | N/A | N/A | N/A
00 Ret.Exist_Non-FBC_WetFGD_ACI & GPM & SNCR & NGC | N/A | N/A | N/A | N/A | N/A | N/A | N/A
00 Ret.Exist_Non-FBC_WetFGD_ACI & NGC | N/A | N/A | N/A | N/A | N/A | N/A | N/A
00 Ret.Exist_Non-FBC_WetFGD_ACI & SCR | 18.1811 | 77.01 | 77.01 | 77.01 | 77.01 | 77.01 | 77.01
00 Ret.Exist_Non-FBC_WetFGD_ACI & SCR & C2G | N/A | N/A | N/A | N/A | N/A | N/A | N/A
00 Ret.Exist_Non-FBC_WetFGD_ACI & SCR & CCS | N/A | N/A | 77.71 | 77.71 | 65.277 | N/A | N/A
00 Ret.Exist_Non-FBC_WetFGD_ACI & SCR & DRET | N/A | N/A | N/A | N/A | N/A | N/A | N/A
00 Ret.Exist_Non-FBC_WetFGD_ACI & SCR & NGC | N/A | N/A | N/A | N/A | N/A | N/A | N/A
00 Ret.Exist_Non-FBC_WetFGD_ACI & SNCR | N/A | N/A | N/A | N/A | N/A | N/A | N/A
00 Ret.Exist_Non-FBC_WetFGD_ACI & SNCR & C2G | N/A | N/A | N/A | N/A | N/A | N/A | N/A
00 Ret.Exist_Non-FBC_WetFGD_ACI & SNCR & DRET | N/A | N/A | N/A | N/A | N/A | N/A | N/A
00 Ret.Exist_Non-FBC_WetFGD_ACI & SNCR & NGC | N/A | N/A | N/A | N/A | N/A | N/A | N/A
00 Ret.Exist_Non-FBC_WetFGD_ACI_DSI & C2G | 0 | 0 | N/A | N/A | N/A | N/A | N/A
00 Ret.Exist_Non-FBC_WetFGD_ACI_DSI & C2G & SCR | N/A | N/A | N/A | N/A | N/A | N/A | N/A
00 Ret.Exist_Non-FBC_WetFGD_ACI_DSI & DCCS | N/A | N/A | N/A | N/A | N/A | N/A | N/A
00 Ret.Exist_Non-FBC_WetFGD_ACI_DSI & DCCS & SCR & CCS | N/A | N/A | N/A | N/A | N/A | N/A | N/A
00 Ret.Exist_Non-FBC_WetFGD_ACI_DSI & DRET | N/A | N/A | N/A | N/A | N/A | N/A | N/A
00 Ret.Exist_Non-FBC_WetFGD_ACI_DSI & GPM | N/A | N/A | N/A | N/A | N/A | N/A | N/A
00 Ret.Exist_Non-FBC_WetFGD_ACI_DSI & GPM & C2G | N/A | N/A | N/A | N/A | N/A | N/A | N/A
00 Ret.Exist_Non-FBC_WetFGD_ACI_DSI & GPM & C2G & SCR | N/A | N/A | N/A | N/A | N/A | N/A | N/A
00 Ret.Exist_Non-FBC_WetFGD_ACI_DSI & GPM & DRET | N/A | N/A | N/A | N/A | N/A | N/A | N/A
00 Ret.Exist_Non-FBC_WetFGD_ACI_DSI & GPM & NGC | N/A | N/A | N/A | N/A | N/A | N/A | N/A
00 Ret.Exist_Non-FBC_WetFGD_ACI_DSI & GPM & SCR | N/A | N/A | N/A | N/A | N/A | N/A | N/A
00 Ret.Exist_Non-FBC_WetFGD_ACI_DSI & GPM & SCR & CCS | N/A | N/A | N/A | N/A | N/A | N/A | N/A
00 Ret.Exist_Non-FBC_WetFGD_ACI_DSI & GPM & SCR & DRET | N/A | N/A | N/A | N/A | N/A | N/A | N/A
00 Ret.Exist_Non-FBC_WetFGD_ACI_DSI & GPM & SCR & NGC | N/A | N/A | N/A | N/A | N/A | N/A | N/A
00 Ret.Exist_Non-FBC_WetFGD_ACI_DSI & GPM & SNCR | N/A | N/A | N/A | N/A | N/A | N/A | N/A
00 Ret.Exist_Non-FBC_WetFGD_ACI_DSI & GPM & SNCR & DRET | N/A | N/A | N/A | N/A | N/A | N/A | N/A
00 Ret.Exist_Non-FBC_WetFGD_ACI_DSI & GPM & SNCR & NGC | N/A | N/A | N/A | N/A | N/A | N/A | N/A
00 Ret.Exist_Non-FBC_WetFGD_ACI_DSI & NGC | N/A | N/A | N/A | N/A | N/A | N/A | N/A
00 Ret.Exist_Non-FBC_WetFGD_ACI_DSI & SCR | N/A | N/A | N/A | N/A | N/A | N/A | N/A
00 Ret.Exist_Non-FBC_WetFGD_ACI_DSI & SCR & C2G | N/A | N/A | N/A | N/A | N/A | N/A | N/A
00 Ret.Exist_Non-FBC_WetFGD_ACI_DSI & SCR & CCS | N/A | N/A | N/A | N/A | N/A | N/A | N/A
00 Ret.Exist_Non-FBC_WetFGD_ACI_DSI & SCR & DRET | N/A | N/A | N/A | N/A | N/A | N/A | N/A
00 Ret.Exist_Non-FBC_WetFGD_ACI_DSI & SCR & NGC | N/A | N/A | N/A | N/A | N/A | N/A | N/A
00 Ret.Exist_Non-FBC_WetFGD_ACI_DSI & SNCR | N/A | N/A | N/A | N/A | N/A | N/A | N/A
00 Ret.Exist_Non-FBC_WetFGD_ACI_DSI & SNCR & C2G | N/A | N/A | N/A | N/A | N/A | N/A | N/A
00 Ret.Exist_Non-FBC_WetFGD_ACI_DSI & SNCR & DRET | N/A | N/A | N/A | N/A | N/A | N/A | N/A
00 Ret.Exist_Non-FBC_WetFGD_ACI_DSI & SNCR & NGC | N/A | N/A | N/A | N/A | N/A | N/A | N/A
00 Ret.Exist_Non-FBC_WetFGD_SCR & ACI | N/A | N/A | N/A | N/A | N/A | N/A | N/A
00 Ret.Exist_Non-FBC_WetFGD_SCR & ACI & C2G | N/A | N/A | N/A | N/A | N/A | N/A | N/A
00 Ret.Exist_Non-FBC_WetFGD_SCR & ACI & CCS | N/A | N/A | N/A | N/A | N/A | N/A | N/A
00 Ret.Exist_Non-FBC_WetFGD_SCR & DCCS | N/A | N/A | N/A | N/A | N/A | N/A | N/A
00 Ret.Exist_Non-FBC_WetFGD_SCR & DCCS & CCS | N/A | N/A | N/A | N/A | N/A | N/A | N/A
00 Ret.Exist_Non-FBC_WetFGD_SCR & ACI & DRET | N/A | N/A | N/A | N/A | N/A | N/A | N/A
00 Ret.Exist_Non-FBC_WetFGD_SCR & ACI & GPM | N/A | N/A | N/A | N/A | N/A | N/A | N/A
00 Ret.Exist_Non-FBC_WetFGD_SCR & ACI & GPM & C2G | N/A | N/A | N/A | N/A | N/A | N/A | N/A
00 Ret.Exist_Non-FBC_WetFGD_SCR & ACI & GPM & CCS | N/A | N/A | N/A | N/A | N/A | N/A | N/A
00 Ret.Exist_Non-FBC_WetFGD_SCR & ACI & GPM & DRET | N/A | N/A | N/A | N/A | N/A | N/A | N/A
00 Ret.Exist_Non-FBC_WetFGD_SCR & ACI & GPM & NGC | N/A | N/A | N/A | N/A | N/A | N/A | N/A
00 Ret.Exist_Non-FBC_WetFGD_SCR & ACI & NGC | N/A | N/A | N/A | N/A | N/A | N/A | N/A
00 Ret.Exist_Non-FBC_WetFGD_SCR & C2G | N/A | N/A | 0 | 0 | 0 | 0 | 0
00 Ret.Exist_Non-FBC_WetFGD_SCR & CCS | N/A | 79.01 | 78.54 | 78.54 | 79.01 | 79.01 | 79.01
00 Ret.Exist_Non-FBC_WetFGD_SCR & DRET | N/A | N/A | N/A | N/A | N/A | N/A | N/A
00 Ret.Exist_Non-FBC_WetFGD_SCR & GPM | N/A | N/A | N/A | N/A | N/A | N/A | N/A
00 Ret.Exist_Non-FBC_WetFGD_SCR & GPM & C2G | N/A | N/A | N/A | N/A | N/A | N/A | N/A
00 Ret.Exist_Non-FBC_WetFGD_SCR & GPM & CCS | N/A | N/A | N/A | N/A | N/A | N/A | N/A
00 Ret.Exist_Non-FBC_WetFGD_SCR & GPM & DRET | N/A | N/A | N/A | N/A | N/A | N/A | N/A
00 Ret.Exist_Non-FBC_WetFGD_SCR & GPM & NGC | N/A | N/A | N/A | N/A | N/A | N/A | N/A
00 Ret.Exist_Non-FBC_WetFGD_SCR & NGC | N/A | N/A | N/A | N/A | N/A | N/A | N/A
00 Ret.Exist_Non-FBC_WetFGD_SCR_ACI & C2G | 2 | 2 | 2 | 2 | 2 | 2 | 2
00 Ret.Exist_Non-FBC_WetFGD_SCR_ACI & CCS | N/A | N/A | 78.9496 | 78.9496 | 76.9054 | 72.7728 | 72.7728
00 Ret.Exist_Non-FBC_WetFGD_SCR_ACI & DCCS | N/A | N/A | N/A | N/A | N/A | N/A | N/A
00 Ret.Exist_Non-FBC_WetFGD_SCR_ACI & DCCS & CCS | N/A | N/A | N/A | N/A | N/A | N/A | N/A
00 Ret.Exist_Non-FBC_WetFGD_SCR_ACI & DRET | N/A | N/A | N/A | N/A | N/A | N/A | N/A
00 Ret.Exist_Non-FBC_WetFGD_SCR_ACI & GPM | N/A | N/A | N/A | N/A | N/A | N/A | N/A
00 Ret.Exist_Non-FBC_WetFGD_SCR_ACI & GPM & C2G | N/A | N/A | N/A | N/A | N/A | N/A | N/A
00 Ret.Exist_Non-FBC_WetFGD_SCR_ACI & GPM & CCS | N/A | N/A | N/A | N/A | N/A | N/A | N/A
00 Ret.Exist_Non-FBC_WetFGD_SCR_ACI & GPM & DRET | N/A | N/A | N/A | N/A | N/A | N/A | N/A
00 Ret.Exist_Non-FBC_WetFGD_SCR_ACI & GPM & NGC | N/A | N/A | N/A | N/A | N/A | N/A | N/A
00 Ret.Exist_Non-FBC_WetFGD_SCR_ACI & NGC | N/A | N/A | N/A | N/A | N/A | N/A | N/A
00 Ret.Exist_Non-FBC_WetFGD_SCR_ACI_DSI & C2G | 0 | 0 | N/A | N/A | N/A | N/A | N/A
00 Ret.Exist_Non-FBC_WetFGD_SCR_ACI_DSI & CCS | N/A | N/A | 77.9138 | 77.9138 | N/A | N/A | N/A
00 Ret.Exist_Non-FBC_WetFGD_SCR_ACI_DSI & DCCS | N/A | N/A | N/A | N/A | N/A | N/A | N/A
00 Ret.Exist_Non-FBC_WetFGD_SCR_ACI_DSI & DCCS & CCS | N/A | N/A | N/A | N/A | N/A | N/A | N/A
00 Ret.Exist_Non-FBC_WetFGD_SCR_ACI_DSI & DRET | N/A | N/A | N/A | N/A | N/A | N/A | N/A
00 Ret.Exist_Non-FBC_WetFGD_SCR_ACI_DSI & GPM | N/A | N/A | N/A | N/A | N/A | N/A | N/A
00 Ret.Exist_Non-FBC_WetFGD_SCR_ACI_DSI & GPM & C2G | N/A | N/A | N/A | N/A | N/A | N/A | N/A
00 Ret.Exist_Non-FBC_WetFGD_SCR_ACI_DSI & GPM & CCS | N/A | N/A | N/A | N/A | N/A | N/A | N/A
00 Ret.Exist_Non-FBC_WetFGD_SCR_ACI_DSI & GPM & DRET | N/A | N/A | N/A | N/A | N/A | N/A | N/A
00 Ret.Exist_Non-FBC_WetFGD_SCR_ACI_DSI & GPM & NGC | N/A | N/A | N/A | N/A | N/A | N/A | N/A
00 Ret.Exist_Non-FBC_WetFGD_SCR_ACI_DSI & NGC | N/A | N/A | N/A | N/A | N/A | N/A | N/A
00 Ret.Exist_Non-FBC_WetFGD_SCR_DSI & ACI | N/A | N/A | N/A | N/A | N/A | N/A | N/A
00 Ret.Exist_Non-FBC_WetFGD_SCR_DSI & ACI & C2G | N/A | N/A | N/A | N/A | N/A | N/A | N/A
00 Ret.Exist_Non-FBC_WetFGD_SCR_DSI & ACI & CCS | N/A | N/A | N/A | N/A | N/A | N/A | N/A
00 Ret.Exist_Non-FBC_WetFGD_SCR_DSI & ACI & DRET | N/A | N/A | N/A | N/A | N/A | N/A | N/A
00 Ret.Exist_Non-FBC_WetFGD_SCR_DSI & ACI & GPM | N/A | N/A | N/A | N/A | N/A | N/A | N/A
00 Ret.Exist_Non-FBC_WetFGD_SCR_DSI & ACI & GPM & C2G | N/A | N/A | N/A | N/A | N/A | N/A | N/A
00 Ret.Exist_Non-FBC_WetFGD_SCR_DSI & ACI & GPM & CCS | N/A | N/A | N/A | N/A | N/A | N/A | N/A
00 Ret.Exist_Non-FBC_WetFGD_SCR_DSI & ACI & GPM & DRET | N/A | N/A | N/A | N/A | N/A | N/A | N/A
00 Ret.Exist_Non-FBC_WetFGD_SCR_DSI & ACI & GPM & NGC | N/A | N/A | N/A | N/A | N/A | N/A | N/A
00 Ret.Exist_Non-FBC_WetFGD_SCR_DSI & ACI & NGC | N/A | N/A | N/A | N/A | N/A | N/A | N/A
00 Ret.Exist_Non-FBC_WetFGD_SCR_DSI & C2G | 32.6271 | 12.4325 | 2 | N/A | N/A | N/A | N/A
00 Ret.Exist_Non-FBC_WetFGD_SCR_DSI & CCS | N/A | N/A | N/A | N/A | N/A | N/A | N/A
00 Ret.Exist_Non-FBC_WetFGD_SCR_DSI & DCCS | N/A | N/A | N/A | N/A | N/A | N/A | N/A
00 Ret.Exist_Non-FBC_WetFGD_SCR_DSI & DCCS & CCS | N/A | N/A | N/A | N/A | N/A | N/A | N/A
00 Ret.Exist_Non-FBC_WetFGD_SCR_DSI & DRET | N/A | N/A | N/A | N/A | N/A | N/A | N/A
00 Ret.Exist_Non-FBC_WetFGD_SCR_DSI & GPM | N/A | N/A | N/A | N/A | N/A | N/A | N/A
00 Ret.Exist_Non-FBC_WetFGD_SCR_DSI & GPM & C2G | N/A | N/A | N/A | N/A | N/A | N/A | N/A
00 Ret.Exist_Non-FBC_WetFGD_SCR_DSI & GPM & CCS | N/A | N/A | N/A | N/A | N/A | N/A | N/A
00 Ret.Exist_Non-FBC_WetFGD_SCR_DSI & GPM & DRET | N/A | N/A | N/A | N/A | N/A | N/A | N/A
00 Ret.Exist_Non-FBC_WetFGD_SCR_DSI & GPM & NGC | N/A | N/A | N/A | N/A | N/A | N/A | N/A
00 Ret.Exist_Non-FBC_WetFGD_SCR_DSI & NGC | N/A | N/A | N/A | N/A | N/A | N/A | N/A
00 Ret.Exist_Non-FBC_WetFGD_SNCR & ACI | N/A | N/A | N/A | N/A | N/A | N/A | N/A
00 Ret.Exist_Non-FBC_WetFGD_SNCR & ACI & C2G | N/A | N/A | N/A | N/A | N/A | N/A | N/A
00 Ret.Exist_Non-FBC_WetFGD_SNCR & ACI & C2G & SCR | N/A | N/A | N/A | N/A | N/A | N/A | N/A
00 Ret.Exist_Non-FBC_WetFGD_SNCR & ACI & DRET | N/A | N/A | N/A | N/A | N/A | N/A | N/A
00 Ret.Exist_Non-FBC_WetFGD_SNCR & ACI & GPM | N/A | N/A | N/A | N/A | N/A | N/A | N/A
00 Ret.Exist_Non-FBC_WetFGD_SNCR & ACI & GPM & C2G | N/A | N/A | N/A | N/A | N/A | N/A | N/A
00 Ret.Exist_Non-FBC_WetFGD_SNCR & ACI & GPM & C2G & SCR | N/A | N/A | N/A | N/A | N/A | N/A | N/A
00 Ret.Exist_Non-FBC_WetFGD_SNCR & ACI & GPM & DRET | N/A | N/A | N/A | N/A | N/A | N/A | N/A
00 Ret.Exist_Non-FBC_WetFGD_SNCR & ACI & GPM & NGC | N/A | N/A | N/A | N/A | N/A | N/A | N/A
00 Ret.Exist_Non-FBC_WetFGD_SNCR & ACI & GPM & SCR | N/A | N/A | N/A | N/A | N/A | N/A | N/A
00 Ret.Exist_Non-FBC_WetFGD_SNCR & ACI & GPM & SCR & CCS | N/A | N/A | N/A | N/A | N/A | N/A | N/A
00 Ret.Exist_Non-FBC_WetFGD_SNCR & ACI & GPM & SCR & DRET | N/A | N/A | N/A | N/A | N/A | N/A | N/A
00 Ret.Exist_Non-FBC_WetFGD_SNCR & ACI & GPM & SCR & NGC | N/A | N/A | N/A | N/A | N/A | N/A | N/A
00 Ret.Exist_Non-FBC_WetFGD_SNCR & ACI & NGC | N/A | N/A | N/A | N/A | N/A | N/A | N/A
00 Ret.Exist_Non-FBC_WetFGD_SNCR & ACI & SCR | N/A | N/A | N/A | N/A | N/A | N/A | N/A
00 Ret.Exist_Non-FBC_WetFGD_SNCR & ACI & SCR & CCS | N/A | N/A | N/A | N/A | N/A | N/A | N/A
00 Ret.Exist_Non-FBC_WetFGD_SNCR & ACI & SCR & DRET | N/A | N/A | N/A | N/A | N/A | N/A | N/A
00 Ret.Exist_Non-FBC_WetFGD_SNCR & ACI & SCR & NGC | N/A | N/A | N/A | N/A | N/A | N/A | N/A
00 Ret.Exist_Non-FBC_WetFGD_SNCR & C2G | N/A | N/A | N/A | N/A | N/A | N/A | N/A
00 Ret.Exist_Non-FBC_WetFGD_SNCR & C2G & SCR | N/A | N/A | N/A | N/A | N/A | N/A | N/A
00 Ret.Exist_Non-FBC_WetFGD_SNCR & DCCS | N/A | N/A | N/A | N/A | N/A | N/A | N/A
00 Ret.Exist_Non-FBC_WetFGD_SNCR & DCCS & SCR & CCS | N/A | N/A | N/A | N/A | N/A | N/A | N/A
00 Ret.Exist_Non-FBC_WetFGD_SNCR & DRET | N/A | N/A | N/A | N/A | N/A | N/A | N/A
00 Ret.Exist_Non-FBC_WetFGD_SNCR & GPM | N/A | N/A | N/A | N/A | N/A | N/A | N/A
00 Ret.Exist_Non-FBC_WetFGD_SNCR & GPM & C2G | N/A | N/A | N/A | N/A | N/A | N/A | N/A
00 Ret.Exist_Non-FBC_WetFGD_SNCR & GPM & C2G & SCR | N/A | N/A | N/A | N/A | N/A | N/A | N/A
00 Ret.Exist_Non-FBC_WetFGD_SNCR & GPM & DRET | N/A | N/A | N/A | N/A | N/A | N/A | N/A
00 Ret.Exist_Non-FBC_WetFGD_SNCR & GPM & NGC | N/A | N/A | N/A | N/A | N/A | N/A | N/A
00 Ret.Exist_Non-FBC_WetFGD_SNCR & GPM & SCR | N/A | N/A | N/A | N/A | N/A | N/A | N/A
00 Ret.Exist_Non-FBC_WetFGD_SNCR & GPM & SCR & CCS | N/A | N/A | N/A | N/A | N/A | N/A | N/A
00 Ret.Exist_Non-FBC_WetFGD_SNCR & GPM & SCR & DRET | N/A | N/A | N/A | N/A | N/A | N/A | N/A
00 Ret.Exist_Non-FBC_WetFGD_SNCR & GPM & SCR & NGC | N/A | N/A | N/A | N/A | N/A | N/A | N/A
00 Ret.Exist_Non-FBC_WetFGD_SNCR & NGC | N/A | N/A | N/A | N/A | N/A | N/A | N/A
00 Ret.Exist_Non-FBC_WetFGD_SNCR & SCR | N/A | N/A | N/A | N/A | N/A | N/A | N/A
00 Ret.Exist_Non-FBC_WetFGD_SNCR & SCR & C2G | N/A | N/A | N/A | N/A | N/A | N/A | N/A
00 Ret.Exist_Non-FBC_WetFGD_SNCR & SCR & CCS | N/A | N/A | N/A | N/A | N/A | N/A | N/A
00 Ret.Exist_Non-FBC_WetFGD_SNCR & SCR & DRET | N/A | N/A | N/A | N/A | N/A | N/A | N/A
00 Ret.Exist_Non-FBC_WetFGD_SNCR & SCR & NGC | N/A | N/A | N/A | N/A | N/A | N/A | N/A
00 Ret.Exist_Non-FBC_WetFGD_SNCR_ACI & C2G | N/A | N/A | N/A | N/A | N/A | N/A | N/A
00 Ret.Exist_Non-FBC_WetFGD_SNCR_ACI & C2G & SCR | N/A | N/A | N/A | N/A | N/A | N/A | N/A
00 Ret.Exist_Non-FBC_WetFGD_SNCR_ACI & DCCS | N/A | N/A | N/A | N/A | N/A | N/A | N/A
00 Ret.Exist_Non-FBC_WetFGD_SNCR_ACI & DCCS & SCR & CCS | N/A | N/A | N/A | N/A | N/A | N/A | N/A
00 Ret.Exist_Non-FBC_WetFGD_SNCR_ACI & DRET | N/A | N/A | N/A | N/A | N/A | N/A | N/A
00 Ret.Exist_Non-FBC_WetFGD_SNCR_ACI & GPM | N/A | N/A | N/A | N/A | N/A | N/A | N/A
00 Ret.Exist_Non-FBC_WetFGD_SNCR_ACI & GPM & C2G | N/A | N/A | N/A | N/A | N/A | N/A | N/A
00 Ret.Exist_Non-FBC_WetFGD_SNCR_ACI & GPM & C2G & SCR | N/A | N/A | N/A | N/A | N/A | N/A | N/A
00 Ret.Exist_Non-FBC_WetFGD_SNCR_ACI & GPM & DRET | N/A | N/A | N/A | N/A | N/A | N/A | N/A
00 Ret.Exist_Non-FBC_WetFGD_SNCR_ACI & GPM & NGC | N/A | N/A | N/A | N/A | N/A | N/A | N/A
00 Ret.Exist_Non-FBC_WetFGD_SNCR_ACI & GPM & SCR | N/A | N/A | N/A | N/A | N/A | N/A | N/A
00 Ret.Exist_Non-FBC_WetFGD_SNCR_ACI & GPM & SCR & CCS | N/A | N/A | N/A | N/A | N/A | N/A | N/A
00 Ret.Exist_Non-FBC_WetFGD_SNCR_ACI & GPM & SCR & DRET | N/A | N/A | N/A | N/A | N/A | N/A | N/A
00 Ret.Exist_Non-FBC_WetFGD_SNCR_ACI & GPM & SCR & NGC | N/A | N/A | N/A | N/A | N/A | N/A | N/A
00 Ret.Exist_Non-FBC_WetFGD_SNCR_ACI & NGC | N/A | N/A | N/A | N/A | N/A | N/A | N/A
00 Ret.Exist_Non-FBC_WetFGD_SNCR_ACI & SCR | 79.01 | 79.01 | 79.01 | 73.4561 | 69.5898 | 59.5688 | 61.5821
00 Ret.Exist_Non-FBC_WetFGD_SNCR_ACI & SCR & C2G | N/A | N/A | N/A | N/A | N/A | N/A | N/A
00 Ret.Exist_Non-FBC_WetFGD_SNCR_ACI & SCR & CCS | N/A | 81.53 | 79.7474 | 79.7474 | N/A | N/A | N/A
00 Ret.Exist_Non-FBC_WetFGD_SNCR_ACI & SCR & DRET | N/A | N/A | N/A | N/A | N/A | N/A | N/A
00 Ret.Exist_Non-FBC_WetFGD_SNCR_ACI & SCR & NGC | N/A | N/A | N/A | N/A | N/A | N/A | N/A
00 Existing Combined Cycle Retirement | 0 | 0 | 0 | 0 | 0 | 0 | 0
00 New Combined Cycle Retirement | N/A | N/A | N/A | N/A | N/A | N/A | N/A
00 Existing Combustion Turbine Retirement | 0 | 0 | 0 | 0 | 0 | 0 | 0
00 New Combustion Turbine Retirement | N/A | N/A | N/A | N/A | N/A | N/A | N/A
00 Oil/Gas Steam Retirement | 0 | 0 | 0 | 0 | 0 | 0 | 0
00 Coal Steam Retirement | 0 | 0 | 0 | 0 | 0 | 0 | 0
00 IGCC Retirement | 0 | 0 | 0 | 0 | 0 | 0 | 0
00 Nuclear Retirement | N/A | 0 | 0 | 0 | 0 | 0 | 0
00 Biomass Retirement | 0 | 0 | 0 | 0 | 0 | 0 | 0
00 Fossil_Other Retirement | 0 | 0 | 0 | 0 | 0 | 0 | 0
00 Fuel Cell Retirement | 0 | 0 | 0 | 0 | 0 | 0 | 0
00 Geothermal Retirement | 0 | 0 | 0 | 0 | 0 | 0 | 0
00 Hydro Retirement | 0 | 0 | 0 | 0 | 0 | 0 | 0
00 Landfill Gas Retirement | 0 | 0 | 0 | 0 | 0 | 0 | 0
00 Non Fossil_Other Retirement | 0 | 0 | 0 | 0 | 0 | 0 | 0
00 Solar Thermal Retirement | N/A | N/A | N/A | N/A | N/A | N/A | N/A
00 Exist Dummy | 0 | 0 | 0 | 0 | 0 | 0 | 0
Average | 2.3407 | 2.5501 | 3.002 | 3.2317 | 3.3483 | 3.4847 | 3.6746
15. Total Annual Production Cost [Million US2022$](*)
Variable O&M | 9536.2858 | 10129.3932 | 9701.5759 | 9243.0134 | 8153.6389 | 7004.9196 | 7393.6749
Fixed O&M | 66474.4595 | 68171.5353 | 72157.0683 | 76970.8962 | 81570.1413 | 84859.7116 | 86691.1418
Fuel | 68345.6497 | 80121.3882 | 104327.6836 | 102216.6782 | 84063.6267 | 71141.971 | 78495.2523
Capital | 22527.734 | 35164.9898 | 73734.5983 | 101326.737 | 123021.2671 | 141451.7102 | 160765.0298
Pollutant Transport & Storage | 0 | -852.0037 | -10115.0073 | -10080.9833 | -339.9829 | -200.6894 | -201.9515
Total | 166884.129 | 192735.3029 | 249805.9188 | 279676.3414 | 296468.6911 | 304257.623 | 333143.1474
Sales Revenue | 0 | 0 | 0 | 0 | 0 | 0 | 0
(*) Costs include only those items that are important for determining incremental cost of pollution control
16. Emissions
CO2 Thousand Tonnes | 1487861.1058 | 1570134.7345 | 1514149.3676 | 1410599.1133 | 1205595.2786 | 1043098.7677 | 1085700.7467
CO2 Thousand Tons | 1640085.6634 | 1730776.7893 | 1669063.5035 | 1554918.9192 | 1328940.9371 | 1149819.2457 | 1196779.8757
Carbon Million Tons | 447.2961 | 472.03 | 455.1991 | 424.0688 | 362.4384 | 313.5871 | 326.3945
Carbon Million Tonnes | 405.7803 | 428.2186 | 412.9498 | 384.7088 | 328.7987 | 284.4815 | 296.1002
HCL Thousand Tons | 3.8386 | 3.9128 | 3.7889 | 3.7136 | 2.7809 | 2.2986 | 2.3042
MER lbs | 7066.4302 | 7680.5934 | 8188.8358 | 8038.4541 | 6641.2002 | 6107.3896 | 6119.1638
NOX Thousand Tons | 652.2448 | 645.7644 | 601.9572 | 572.7006 | 474.1933 | 405.169 | 411.1299
SO2 Thousand Tons | 681.6381 | 695.0333 | 681.7763 | 656.3205 | 539.8173 | 421.0026 | 400.6554

## Canada
| 2028 | 2030 | 2035 | 2040 | 2045 | 2050 | 2055
1. Reserve Margin Capacity Winter [MW] | 126907.62 | 126925.0022 | 132803.3078 | 136912.6711 | 139725.6511 | 142632.8404 | 148157.9672
Plus Firm Contract Purchases Winter [MW] | 0 | 0 | 0 | 0 | 0 | 0 | 0
Plus Transmission In Winter [MW] | 8277.36 | 11131.1213 | 12231.6274 | 13035.9068 | 15510.7335 | 18297.8421 | 20434.5322
Less Firm Contract Sales Winter [MW] | 0 | 0 | 0 | 0 | 0 | 0 | 0
Less Transmission Out Winter [MW] | 6718.3244 | 7446.2529 | 7756.2049 | 9205.5455 | 8128.6821 | 8676.4721 | 9476.5546
Total Reserve Margin Capacity Winter [MW] | 128466.6556 | 130609.8706 | 137278.7303 | 140743.0325 | 147107.7025 | 152254.2104 | 159115.9448
2. Peak Load Winter [MW] | 102408.4831 | 105960.849 | 115050.8954 | 122884.4605 | 129549.1299 | 135350.5719 | 141445.9964
Less DSM [MW] | 0 | 0 | 0 | 0 | 0 | 0 | 0
Net Demand Winter [MW] | 102408.4831 | 105960.849 | 115050.8954 | 122884.4605 | 129549.1299 | 135350.5719 | 141445.9964
3. Reserve Margin Winter [%] | 25.4453 | 23.2624 | 19.32 | 14.5328 | 13.5536 | 12.4888 | 12.4924
1. Reserve Margin Capacity Spring [MW] | 126907.62 | 126925.0022 | 132803.3078 | 136912.6711 | 139725.6511 | 142632.8404 | 148157.9672
Plus Firm Contract Purchases Spring [MW] | 0 | 0 | 0 | 0 | 0 | 0 | 0
Plus Transmission In Spring [MW] | 498.9317 | 2022.7679 | 2021.2647 | 1972.509 | 2129.1505 | 2282.38 | 2341.2057
Less Firm Contract Sales Spring [MW] | 0 | 0 | 0 | 0 | 0 | 0 | 0
Less Transmission Out Spring [MW] | 482.6083 | 2072.5081 | 2070.9679 | 2021.0134 | 2181.5067 | 1038.5041 | 2398.7763
Total Reserve Margin Capacity Spring [MW] | 126923.9434 | 126875.262 | 132753.6045 | 136864.1668 | 139673.295 | 143876.7163 | 148100.3966
2. Peak Load Spring [MW] | 90524.469 | 93780.5673 | 102097.8219 | 109163.6552 | 115181.8653 | 120425.1205 | 125938.1073
Less DSM [MW] | 0 | 0 | 0 | 0 | 0 | 0 | 0
Net Demand Spring [MW] | 90524.469 | 93780.5673 | 102097.8219 | 109163.6552 | 115181.8653 | 120425.1205 | 125938.1073
3. Reserve Margin Spring [%] | 40.2095 | 35.2895 | 30.0259 | 25.3752 | 21.2633 | 19.474 | 17.5978
1. Reserve Margin Capacity Summer [MW] | 126907.62 | 126925.0022 | 132803.3078 | 136912.6711 | 139725.6511 | 142632.8404 | 148157.9672
Plus Firm Contract Purchases Summer [MW] | 0 | 0 | 0 | 0 | 0 | 0 | 0
Plus Transmission In Summer [MW] | 439.3497 | 493.867 | 88.5109 | 2451.9144 | 2608.2845 | 3624.8343 | 4318.3249
Less Firm Contract Sales Summer [MW] | 0 | 0 | 0 | 0 | 0 | 0 | 0
Less Transmission Out Summer [MW] | 13993.44 | 13718.2638 | 10244.9779 | 14524.9298 | 12038.4709 | 12206.3856 | 12259.7514
Total Reserve Margin Capacity Summer [MW] | 113353.5297 | 113700.6054 | 122646.8408 | 124839.6558 | 130295.4647 | 134051.2891 | 140216.5407
2. Peak Load Summer [MW] | 84316.9809 | 87587.228 | 94999.4174 | 102072.4966 | 108054.344 | 113253.315 | 118735.5338
Less DSM [MW] | 0 | 0 | 0 | 0 | 0 | 0 | 0
Net Demand Summer [MW] | 84316.9809 | 87587.228 | 94999.4174 | 102072.4966 | 108054.344 | 113253.315 | 118735.5338
3. Reserve Margin Summer [%] | 34.4374 | 29.8141 | 29.1027 | 22.3049 | 20.5833 | 18.3641 | 18.0915
1. Reserve Margin Capacity Fall [MW] | 126907.62 | 126925.0022 | 132803.3078 | 136912.6711 | 139725.6511 | 142632.8404 | 148157.9672
Plus Firm Contract Purchases Fall [MW] | 0 | 0 | 0 | 0 | 0 | 0 | 0
Plus Transmission In Fall [MW] | 1294.6661 | 2967.6221 | 3066.8259 | 3318.8162 | 3407.2873 | 3936.5605 | 4188.1488
Less Firm Contract Sales Fall [MW] | 0 | 0 | 0 | 0 | 0 | 0 | 0
Less Transmission Out Fall [MW] | 1326.5022 | 3040.5965 | 3142.2397 | 3400.4264 | 3491.073 | 3464.4667 | 3675.8893
Total Reserve Margin Capacity Fall [MW] | 126875.784 | 126852.0279 | 132727.894 | 136831.0609 | 139641.8654 | 143104.9342 | 148670.2267
2. Peak Load Fall [MW] | 93410.052 | 96755.4991 | 105148.5905 | 112469.4786 | 118706.9159 | 124139.7079 | 129853.269
Less DSM [MW] | 0 | 0 | 0 | 0 | 0 | 0 | 0
Net Demand Fall [MW] | 93410.052 | 96755.4991 | 105148.5905 | 112469.4786 | 118706.9159 | 124139.7079 | 129853.269
3. Reserve Margin Fall [%] | 35.8267 | 31.1058 | 26.2289 | 21.6606 | 17.6358 | 15.2773 | 14.4909
1. Reserve Margin Capacity Annual [MW] | 126907.62 | 126925.0022 | 132803.3078 | 136912.6711 | 139725.6511 | 142632.8404 | 148157.9672
Plus Firm Contract Purchases Annual [MW] | 0 | 0 | 0 | 0 | 0 | 0 | 0
Plus Transmission In Annual [MW] | 8277.36 | 11131.1213 | 12231.6274 | 15438.8187 | 16474.2881 | 18713.1089 | 21026.1574
Less Firm Contract Sales Annual [MW] | 0 | 0 | 0 | 0 | 0 | 0 | 0
Less Transmission Out Annual [MW] | 8508.4434 | 8987.4307 | 8926.3361 | 10215.5455 | 6801.5095 | 6636.4721 | 7436.5546
Total Reserve Margin Capacity Annual [MW] | 126676.5366 | 129068.6928 | 136108.599 | 142135.9444 | 149398.4297 | 154709.4772 | 161747.57
(for seasonal/annual regions combined)
2. Peak Load Annual [MW] | 103989.8536 | 107626.0829 | 116694.9251 | 124732.0587 | 131569.1715 | 137515.7102 | 143766.6535
Less DSM [MW] | 0 | 0 | 0 | 0 | 0 | 0 | 0
Net Demand Annual [MW] | 103989.8536 | 107626.0829 | 116694.9251 | 124732.0587 | 131569.1715 | 137515.7102 | 143766.6535
(for seasonal/annual regions combined)
3. Reserve Margin Annual [%] | 21.8162 | 19.9232 | 16.6363 | 13.953 | 13.5512 | 12.5031 | 12.507
(for seasonal/annual regions combined)
3a.Local Reserves Annual [%] | 122.0385 | 117.9315 | 113.8038 | 109.7654 | 106.1994 | 103.7211 | 103.0545
(for seasonal/annual regions combined)
4. Total Generation [GWh] | 700263.0003 | 722821.1987 | 775745.7497 | 809763.7308 | 851152.3072 | 900506.6521 | 949428.4324
Inter-Region Transmission [GWh] | -59216.4869 | -56251.3172 | -45517.9377 | -27256.6398 | -23531.6097 | -33003.5684 | -39782.5005
Pumping & Storage Losses [GWh] | 3427.5081 | 3755.9932 | 4104.4984 | 3877.3837 | 4532.1683 | 5785.2479 | 7240.5119
Produced Fuel Losses [GWh] | 0 | 0 | 0 | 0 | 0 | 0 | 0
Plus Purchases [GWh] | 0 | 0 | 0 | 0 | 0 | 0 | 0
Less Sales [GWh] | 0 | 0 | 0 | 0 | 0 | 0 | 0
5. Total Supply for Demand [GWh] | 637619.0054 | 662813.8883 | 726123.3135 | 778629.7073 | 823088.5292 | 861717.8359 | 902405.4199
6. Projected Demand [GWh] | 637600.9052 | 662804.5706 | 726113.1111 | 778628.3872 | 823088.5292 | 861717.8359 | 902405.42
Energy Not Served [GWh] | 0 | 0 | 0 | 0 | 0 | 0 | 0
Less DSM [GWh] | 0 | 0 | 0 | 0 | 0 | 0 | 0
Energy Demand Response [GWh] | 0 | 0 | 0 | 0 | 0 | 0 | 0
Net Demand [GWh] | 637600.9052 | 662804.5706 | 726113.1111 | 778628.3872 | 823088.5292 | 861717.8359 | 902405.42
7. Dumped Energy [GWh] | 18.1002 | 9.3176 | 10.2024 | 1.3201 | 3.9084e-06 | 6.6794e-06 | -3.8525e-06
8. Total Generation [GWh] | 700263.0003 | 722821.1987 | 775745.7497 | 809763.7308 | 851152.3072 | 900506.6521 | 949428.4324
Less T&D Losses [GWh] | 36500.979 | 37776.4063 | 40257.3328 | 42057.6874 | 44425.0332 | 46815.329 | 49696.5219
9. Total Sales [GWh] | 663762.0213 | 685044.7924 | 735488.4169 | 767706.0434 | 806727.274 | 853691.3232 | 899731.9104
Capacity Avoided Costs [US$/kW]
ANNUAL | 44.8212 | 61.9642 | 77.4222 | 92.4351 | 122.3637 | 262.8621 | 342.9003
WINTER | 17.1204 | 26.166 | 48.795 | 52.6385 | 80.1917 | 195.4403 | 265.213
SPRING | 11.6936 | 12.9786 | 13.2624 | 13.0332 | 12.7738 | 13.7138 | 12.5404
SUMMER | 3.3372 | 9.2006 | 2.0941 | 12.6678 | 16.2617 | 37.6179 | 46.4031
FALL | 11.5617 | 12.842 | 13.145 | 15.5684 | 15.301 | 23.5074 | 24.7639
10. Capacity by Capacity Reporting Type [MW]
00 New Combined Cycle | 2147 | 2147 | 2147 | 2147 | 2147 | 2147 | 2147
00 New Combined Cycle with CCS Retrofit | 0 | 0 | 0 | 0 | 0 | 0 | 0
00 New Combined Cycle with CF Limit | 0 | 0 | 0 | 0 | 0 | 0 | 0
00 New Combined Cycle with HRI Retrofit | 0 | 0 | 0 | 0 | 0 | 0 | 0
00 New Combined Cycle with Hydrogen Retrofit | 0 | 0 | 0 | 0 | 0 | 0 | 0
00 New Combined Cycle with Hydrogen Retrofit Undone | 0 | 0 | 0 | 0 | 0 | 0 | 0
00 New Combined Cycle with CCS | 0 | 0 | 0 | 0 | 0 | 0 | 0
00 New Combustion Turbine | 186 | 186 | 186 | 186 | 186 | 186 | 186
00 New Combustion Turbine with HRI Retrofit | 0 | 0 | 0 | 0 | 0 | 0 | 0
00 New Combustion Turbine with Hydrogen Retrofit | 0 | 0 | 0 | 0 | 0 | 0 | 0
00 New Combustion Turbine with Hydrogen Retrofit Undone | 0 | 0 | 0 | 0 | 0 | 0 | 0
00 New Hydro | 125.8 | 170.7681 | 170.7681 | 933.7707 | 1417.9709 | 2038.5254 | 2410.695
00 New Nuclear | 0 | 0 | 0 | 0 | 0 | 0 | 0
00 New Nuclear - SMR | 0 | 0 | 0 | 0 | 0 | 0 | 0
00 New Biomass | 26.5 | 26.5 | 26.5 | 26.5 | 66.3907 | 437.3743 | 4191.1498
00 New Geothermal | 0 | 0 | 0 | 0 | 0 | 0 | 0
00 New Landfill Gas | 19 | 28 | 85 | 354 | 354 | 354 | 354
00 New Battery Storage | 7088.1011 | 7358.4976 | 12230.4145 | 13821.4064 | 15359.1153 | 16103.9333 | 16769.0238
00 New Offshore Wind | 0 | 0 | 0 | 0 | 0 | 0 | 0
00 New Onshore Wind | 7907.07 | 8520.8682 | 20064.8526 | 32487.2518 | 44842.816 | 54467.964 | 59380.7451
00 New Solar PV | 5687.15 | 5687.15 | 5687.15 | 5737.3795 | 6066.6991 | 10413.1028 | 13419.6781
00 New Solar Thermal | 0 | 0 | 0 | 0 | 0 | 0 | 0
00 New Fuel Cell | 0 | 0 | 0 | 0 | 0 | 0 | 0
00 New Ultrasupercritical Coal without CCS | 0 | 0 | 859.8227 | 1271.163 | 1491.8254 | 1855.8006 | 2472.2743
00 New Ultrasupercritical Coal with 30% CCS | 0 | 0 | 0 | 0 | 0 | 0 | 0
00 New Ultrasupercritical Coal with 90% CCS | 0 | 0 | 0 | 0 | 0 | 0 | 0
00 Exist & New Distributed Solar PV | 0 | 0 | 0 | 0 | 0 | 0 | 0
00 Exist Combined Cycle | 17644.364 | 17644.364 | 17644.364 | 17644.364 | 17644.364 | 17644.364 | 17644.364
00 Exist Combustion Turbine | 6257.0528 | 6257.0528 | 6257.0528 | 6257.0528 | 6257.0528 | 6257.0528 | 6257.0528
00 Exist FBC_Uncontrolled | 171 | 171 | 3 | 3 | 3 | 3 | 3
00 Exist FBC_ACI_DSI | 0 | 0 | 0 | 0 | 0 | 0 | 0
00 Exist FBC_DryFGD_ACI | 0 | 0 | 0 | 0 | 0 | 0 | 0
00 Exist FBC_DryFGD_DSI | 0 | 0 | 0 | 0 | 0 | 0 | 0
00 Exist FBC_DryFGD_SNCR | 0 | 0 | 0 | 0 | 0 | 0 | 0
00 Exist FBC_DryFGD_SNCR_ACI | 0 | 0 | 0 | 0 | 0 | 0 | 0
00 Exist FBC_DryFGD_SNCR_ACI_DSI | 0 | 0 | 0 | 0 | 0 | 0 | 0
00 Exist FBC_DryFGD_SNCR_DSI | 0 | 0 | 0 | 0 | 0 | 0 | 0
00 Exist FBC_DSI | 0 | 0 | 0 | 0 | 0 | 0 | 0
00 Exist FBC_SNCR | 0 | 0 | 0 | 0 | 0 | 0 | 0
00 Exist FBC_SNCR_ACI_DSI | 0 | 0 | 0 | 0 | 0 | 0 | 0
00 Exist FBC_SNCR_DSI | 0 | 0 | 0 | 0 | 0 | 0 | 0
00 Exist FBC_WetFGD_SNCR | 0 | 0 | 0 | 0 | 0 | 0 | 0
00 Exist FBC_WetFGD_DSI | 0 | 0 | 0 | 0 | 0 | 0 | 0
00 Exist_Non-FBC_Uncontrolled | 1477 | 736 | 113 | 113 | 113 | 113 | 113
00 Exist_Non-FBC_ACI | 0 | 0 | 0 | 0 | 0 | 0 | 0
00 Exist_Non-FBC_ACI_DSI | 0 | 0 | 0 | 0 | 0 | 0 | 0
00 Exist_Non-FBC_DryFGD | 279 | 279 | 3 | 3 | 3 | 3 | 3
00 Exist_Non-FBC_DryFGD_ACI | 0 | 0 | 0 | 0 | 0 | 0 | 0
00 Exist_Non-FBC_DryFGD_SCR | 0 | 0 | 0 | 0 | 0 | 0 | 0
00 Exist_Non-FBC_DryFGD_SCR_ACI | 0 | 0 | 0 | 0 | 0 | 0 | 0
00 Exist_Non-FBC_DryFGD_SCR_DSI | 0 | 0 | 0 | 0 | 0 | 0 | 0
00 Exist_Non-FBC_DryFGD_SCR_ACI_DSI | 0 | 0 | 0 | 0 | 0 | 0 | 0
00 Exist_Non-FBC_DryFGD_SNCR_ACI | 0 | 0 | 0 | 0 | 0 | 0 | 0
00 Exist_Non-FBC_DryFGD_SNCR_ACI_DSI | 0 | 0 | 0 | 0 | 0 | 0 | 0
00 Exist_Non-FBC_DSI | 0 | 0 | 0 | 0 | 0 | 0 | 0
00 Exist_Non-FBC_SCR_ACI | 0 | 0 | 0 | 0 | 0 | 0 | 0
00 Exist_Non-FBC_SCR_ACI_DSI | 0 | 0 | 0 | 0 | 0 | 0 | 0
00 Exist_Non-FBC_SNCR_ACI | 0 | 0 | 0 | 0 | 0 | 0 | 0
00 Exist_Non-FBC_SNCR_ACI_DSI | 0 | 0 | 0 | 0 | 0 | 0 | 0
00 Exist_Non-FBC_WetFGD | 277.7277 | 277.7277 | 3 | 3 | 3 | 3 | 3
00 Exist_Non-FBC_WetFGD_ACI | 0 | 0 | 0 | 0 | 0 | 0 | 0
00 Exist_Non-FBC_WetFGD_ACI_DSI | 0 | 0 | 0 | 0 | 0 | 0 | 0
00 Exist_Non-FBC_WetFGD_SCR | 0 | 0 | 0 | 0 | 0 | 0 | 0
00 Exist_Non-FBC_WetFGD_SCR_DSI | 0 | 0 | 0 | 0 | 0 | 0 | 0
00 Exist_Non-FBC_WetFGD_SCR_ACI | 0 | 0 | 0 | 0 | 0 | 0 | 0
00 Exist_Non-FBC_WetFGD_SCR_ACI_DSI | 0 | 0 | 0 | 0 | 0 | 0 | 0
00 Exist_Non-FBC_WetFGD_SNCR | 0 | 0 | 0 | 0 | 0 | 0 | 0
00 Exist_Non-FBC_WetFGD_SNCR_ACI | 0 | 0 | 0 | 0 | 0 | 0 | 0
00 Exist IGCC | 0 | 0 | 0 | 0 | 0 | 0 | 0
00 Exist Fossil_Other | 165 | 165 | 165 | 165 | 165 | 165 | 165
00 Exist Fuel Cell | 0 | 0 | 0 | 0 | 0 | 0 | 0
00 Exist Hydro | 84289.287 | 84289.287 | 84289.287 | 84289.287 | 84289.287 | 84289.287 | 84289.287
00 Exist Non Fossil_Other | 341.53 | 341.53 | 341.53 | 341.53 | 341.53 | 341.53 | 341.53
00 Exist Nuclear | 10415 | 10415 | 10415 | 10415 | 10415 | 10415 | 10415
00 Exist Oil/Gas Steam | 4925.48 | 4925.48 | 4925.48 | 4925.48 | 4925.48 | 4925.48 | 4925.48
00 Exist Oil/Gas Steam_SCR | 0 | 0 | 0 | 0 | 0 | 0 | 0
00 Exist Oil/Gas Steam_SNCR | 0 | 0 | 0 | 0 | 0 | 0 | 0
00 Exist Biomass | 2006.4387 | 2006.4387 | 1953.4387 | 1953.4387 | 1953.4387 | 1729.4487 | 1729.4487
00 Exist Landfill Gas | 82.321 | 82.321 | 82.321 | 82.321 | 82.321 | 82.321 | 82.321
00 Exist Geothermal | 0 | 0 | 0 | 0 | 0 | 0 | 0
00 Exist Pump Storage | 349 | 749 | 1649 | 1649 | 1649 | 1649 | 1649
00 Exist Energy Storage | 90.1 | 90.1 | 90.1 | 90.1 | 90.1 | 90.1 | 90.1
00 Exist Solar PV | 4789.7503 | 4789.7503 | 4789.7503 | 4789.7503 | 4789.7503 | 4789.7503 | 4789.7503
00 Exist Solar Thermal | 1 | 1 | 1 | 1 | 1 | 1 | 1
00 Exist Offshore Wind | 0 | 0 | 0 | 0 | 0 | 0 | 0
00 Exist Onshore Wind | 20869.037 | 20869.037 | 20869.037 | 20869.037 | 20869.037 | 20869.037 | 20869.037
00 International Imports | 0 | 0 | 0 | 0 | 0 | 0 | 0
00 Ret.Exist Combined Cycle & CF Limit | 0 | 0 | 0 | 0 | 0 | 0 | 0
00 Ret.Exist Combined Cycle & CCS | 0 | 0 | 0 | 0 | 0 | 0 | 0
00 Ret.Exist Combined Cycle & Hydrogen | 0 | 0 | 0 | 0 | 0 | 0 | 0
00 Ret.Exist Combined Cycle & Hydrogen Retrofit Undone | 0 | 0 | 0 | 0 | 0 | 0 | 0
00 Ret.Exist Combined Cycle & HRI | 0 | 0 | 0 | 0 | 0 | 0 | 0
00 Ret.Exist Combustion Turbine & HRI | 0 | 0 | 0 | 0 | 0 | 0 | 0
00 Ret.Exist_FBC_NoCtrl & CCS | 0 | 0 | 0 | 0 | 0 | 0 | 0
00 Ret.Exist_FBC_NoCtrl & DRET | 0 | 0 | 0 | 0 | 0 | 0 | 0
00 Ret.Exist_FBC_NoCtrl & GPM | 0 | 0 | 0 | 0 | 0 | 0 | 0
00 Ret.Exist_FBC_NoCtrl & GPM & CCS | 0 | 0 | 0 | 0 | 0 | 0 | 0
00 Ret.Exist_FBC_NoCtrl & GPM & DRET | 0 | 0 | 0 | 0 | 0 | 0 | 0
00 Ret.Exist_FBC_NoCtrl & GPM & NGC | 0 | 0 | 0 | 0 | 0 | 0 | 0
00 Ret.Exist_FBC_NoCtrl & GPM & SNCR | 0 | 0 | 0 | 0 | 0 | 0 | 0
00 Ret.Exist_FBC_NoCtrl & GPM & SNCR & CCS | 0 | 0 | 0 | 0 | 0 | 0 | 0
00 Ret.Exist_FBC_NoCtrl & GPM & SNCR & DRET | 0 | 0 | 0 | 0 | 0 | 0 | 0
00 Ret.Exist_FBC_NoCtrl & GPM & SNCR & NGC | 0 | 0 | 0 | 0 | 0 | 0 | 0
00 Ret.Exist_FBC_NoCtrl & NGC | 0 | 0 | 0 | 0 | 0 | 0 | 0
00 Ret.Exist_FBC_NoCtrl & SNCR | 0 | 0 | 0 | 0 | 0 | 0 | 0
00 Ret.Exist_FBC_NoCtrl & SNCR & CCS | 0 | 0 | 0 | 0 | 0 | 0 | 0
00 Ret.Exist_FBC_NoCtrl & SNCR & DRET | 0 | 0 | 0 | 0 | 0 | 0 | 0
00 Ret.Exist_FBC_NoCtrl & SNCR & NGC | 0 | 0 | 0 | 0 | 0 | 0 | 0
00 Ret.Exist_FBC_ACI_DSI & CCS | 0 | 0 | 0 | 0 | 0 | 0 | 0
00 Ret.Exist_FBC_ACI_DSI & DCCS | 0 | 0 | 0 | 0 | 0 | 0 | 0
00 Ret.Exist_FBC_ACI_DSI & DCCS & CCS | 0 | 0 | 0 | 0 | 0 | 0 | 0
00 Ret.Exist_FBC_ACI_DSI & DCCS & SNCR & CCS | 0 | 0 | 0 | 0 | 0 | 0 | 0
00 Ret.Exist_FBC_ACI_DSI & DRET | 0 | 0 | 0 | 0 | 0 | 0 | 0
00 Ret.Exist_FBC_ACI_DSI & GPM | 0 | 0 | 0 | 0 | 0 | 0 | 0
00 Ret.Exist_FBC_ACI_DSI & GPM & CCS | 0 | 0 | 0 | 0 | 0 | 0 | 0
00 Ret.Exist_FBC_ACI_DSI & GPM & DRET | 0 | 0 | 0 | 0 | 0 | 0 | 0
00 Ret.Exist_FBC_ACI_DSI & GPM & NGC | 0 | 0 | 0 | 0 | 0 | 0 | 0
00 Ret.Exist_FBC_ACI_DSI & GPM & SNCR | 0 | 0 | 0 | 0 | 0 | 0 | 0
00 Ret.Exist_FBC_ACI_DSI & GPM & SNCR & CCS | 0 | 0 | 0 | 0 | 0 | 0 | 0
00 Ret.Exist_FBC_ACI_DSI & GPM & SNCR & DRET | 0 | 0 | 0 | 0 | 0 | 0 | 0
00 Ret.Exist_FBC_ACI_DSI & GPM & SNCR & NGC | 0 | 0 | 0 | 0 | 0 | 0 | 0
00 Ret.Exist_FBC_ACI_DSI & NGC | 0 | 0 | 0 | 0 | 0 | 0 | 0
00 Ret.Exist_FBC_ACI_DSI & SNCR | 0 | 0 | 0 | 0 | 0 | 0 | 0
00 Ret.Exist_FBC_ACI_DSI & SNCR & CCS | 0 | 0 | 0 | 0 | 0 | 0 | 0
00 Ret.Exist_FBC_ACI_DSI & SNCR & DRET | 0 | 0 | 0 | 0 | 0 | 0 | 0
00 Ret.Exist_FBC_ACI_DSI & SNCR & NGC | 0 | 0 | 0 | 0 | 0 | 0 | 0
00 Ret.Exist_FBC_DryFGD_ACI & CCS | 0 | 0 | 0 | 0 | 0 | 0 | 0
00 Ret.Exist_FBC_DryFGD_ACI & DCCS | 0 | 0 | 0 | 0 | 0 | 0 | 0
00 Ret.Exist_FBC_DryFGD_ACI & DCCS & CCS | 0 | 0 | 0 | 0 | 0 | 0 | 0
00 Ret.Exist_FBC_DryFGD_ACI & DCCS & SNCR & CCS | 0 | 0 | 0 | 0 | 0 | 0 | 0
00 Ret.Exist_FBC_DryFGD_ACI & DRET | 0 | 0 | 0 | 0 | 0 | 0 | 0
00 Ret.Exist_FBC_DryFGD_ACI & GPM | 0 | 0 | 0 | 0 | 0 | 0 | 0
00 Ret.Exist_FBC_DryFGD_ACI & GPM & CCS | 0 | 0 | 0 | 0 | 0 | 0 | 0
00 Ret.Exist_FBC_DryFGD_ACI & GPM & DRET | 0 | 0 | 0 | 0 | 0 | 0 | 0
00 Ret.Exist_FBC_DryFGD_ACI & GPM & NGC | 0 | 0 | 0 | 0 | 0 | 0 | 0
00 Ret.Exist_FBC_DryFGD_ACI & GPM & SNCR | 0 | 0 | 0 | 0 | 0 | 0 | 0
00 Ret.Exist_FBC_DryFGD_ACI & GPM & SNCR & CCS | 0 | 0 | 0 | 0 | 0 | 0 | 0
00 Ret.Exist_FBC_DryFGD_ACI & GPM & SNCR & DRET | 0 | 0 | 0 | 0 | 0 | 0 | 0
00 Ret.Exist_FBC_DryFGD_ACI & GPM & SNCR & NGC | 0 | 0 | 0 | 0 | 0 | 0 | 0
00 Ret.Exist_FBC_DryFGD_ACI & NGC | 0 | 0 | 0 | 0 | 0 | 0 | 0
00 Ret.Exist_FBC_DryFGD_ACI & SNCR | 0 | 0 | 0 | 0 | 0 | 0 | 0
00 Ret.Exist_FBC_DryFGD_ACI & SNCR & CCS | 0 | 0 | 0 | 0 | 0 | 0 | 0
00 Ret.Exist_FBC_DryFGD_ACI & SNCR & DRET | 0 | 0 | 0 | 0 | 0 | 0 | 0
00 Ret.Exist_FBC_DryFGD_ACI & SNCR & NGC | 0 | 0 | 0 | 0 | 0 | 0 | 0
00 Ret.Exist_FBC_DryFGD_DSI & ACI | 0 | 0 | 0 | 0 | 0 | 0 | 0
00 Ret.Exist_FBC_DryFGD_DSI & ACI & DRET | 0 | 0 | 0 | 0 | 0 | 0 | 0
00 Ret.Exist_FBC_DryFGD_DSI & ACI & GPM | 0 | 0 | 0 | 0 | 0 | 0 | 0
00 Ret.Exist_FBC_DryFGD_DSI & ACI & GPM & DRET | 0 | 0 | 0 | 0 | 0 | 0 | 0
00 Ret.Exist_FBC_DryFGD_DSI & ACI & GPM & NGC | 0 | 0 | 0 | 0 | 0 | 0 | 0
00 Ret.Exist_FBC_DryFGD_DSI & ACI & GPM & SNCR | 0 | 0 | 0 | 0 | 0 | 0 | 0
00 Ret.Exist_FBC_DryFGD_DSI & ACI & GPM & SNCR & DRET | 0 | 0 | 0 | 0 | 0 | 0 | 0
00 Ret.Exist_FBC_DryFGD_DSI & ACI & GPM & SNCR & NGC | 0 | 0 | 0 | 0 | 0 | 0 | 0
00 Ret.Exist_FBC_DryFGD_DSI & ACI & NGC | 0 | 0 | 0 | 0 | 0 | 0 | 0
00 Ret.Exist_FBC_DryFGD_DSI & ACI & SNCR | 0 | 0 | 0 | 0 | 0 | 0 | 0
00 Ret.Exist_FBC_DryFGD_DSI & ACI & SNCR & DRET | 0 | 0 | 0 | 0 | 0 | 0 | 0
00 Ret.Exist_FBC_DryFGD_DSI & ACI & SNCR & NGC | 0 | 0 | 0 | 0 | 0 | 0 | 0
00 Ret.Exist_FBC_DryFGD_DSI & DRET | 0 | 0 | 0 | 0 | 0 | 0 | 0
00 Ret.Exist_FBC_DryFGD_DSI & GPM | 0 | 0 | 0 | 0 | 0 | 0 | 0
00 Ret.Exist_FBC_DryFGD_DSI & GPM & DRET | 0 | 0 | 0 | 0 | 0 | 0 | 0
00 Ret.Exist_FBC_DryFGD_DSI & GPM & NGC | 0 | 0 | 0 | 0 | 0 | 0 | 0
00 Ret.Exist_FBC_DryFGD_DSI & GPM & SNCR | 0 | 0 | 0 | 0 | 0 | 0 | 0
00 Ret.Exist_FBC_DryFGD_DSI & GPM & SNCR & DRET | 0 | 0 | 0 | 0 | 0 | 0 | 0
00 Ret.Exist_FBC_DryFGD_DSI & GPM & SNCR & NGC | 0 | 0 | 0 | 0 | 0 | 0 | 0
00 Ret.Exist_FBC_DryFGD_DSI & NGC | 0 | 0 | 0 | 0 | 0 | 0 | 0
00 Ret.Exist_FBC_DryFGD_DSI & SNCR | 0 | 0 | 0 | 0 | 0 | 0 | 0
00 Ret.Exist_FBC_DryFGD_DSI & SNCR & DRET | 0 | 0 | 0 | 0 | 0 | 0 | 0
00 Ret.Exist_FBC_DryFGD_DSI & SNCR & NGC | 0 | 0 | 0 | 0 | 0 | 0 | 0
00 Ret.Exist_FBC_DryFGD_SNCR & ACI | 0 | 0 | 0 | 0 | 0 | 0 | 0
00 Ret.Exist_FBC_DryFGD_SNCR & ACI & CCS | 0 | 0 | 0 | 0 | 0 | 0 | 0
00 Ret.Exist_FBC_DryFGD_SNCR & ACI & DRET | 0 | 0 | 0 | 0 | 0 | 0 | 0
00 Ret.Exist_FBC_DryFGD_SNCR & ACI & GPM | 0 | 0 | 0 | 0 | 0 | 0 | 0
00 Ret.Exist_FBC_DryFGD_SNCR & ACI & GPM & CCS | 0 | 0 | 0 | 0 | 0 | 0 | 0
00 Ret.Exist_FBC_DryFGD_SNCR & ACI & GPM & DRET | 0 | 0 | 0 | 0 | 0 | 0 | 0
00 Ret.Exist_FBC_DryFGD_SNCR & ACI & GPM & NGC | 0 | 0 | 0 | 0 | 0 | 0 | 0
00 Ret.Exist_FBC_DryFGD_SNCR & ACI & NGC | 0 | 0 | 0 | 0 | 0 | 0 | 0
00 Ret.Exist_FBC_DryFGD_SNCR & CCS | 0 | 0 | 0 | 0 | 0 | 0 | 0
00 Ret.Exist_FBC_DryFGD_SNCR & DCCS | 0 | 0 | 0 | 0 | 0 | 0 | 0
00 Ret.Exist_FBC_DryFGD_SNCR & DCCS & CCS | 0 | 0 | 0 | 0 | 0 | 0 | 0
00 Ret.Exist_FBC_DryFGD_SNCR & DRET | 0 | 0 | 0 | 0 | 0 | 0 | 0
00 Ret.Exist_FBC_DryFGD_SNCR & GPM | 0 | 0 | 0 | 0 | 0 | 0 | 0
00 Ret.Exist_FBC_DryFGD_SNCR & GPM & CCS | 0 | 0 | 0 | 0 | 0 | 0 | 0
00 Ret.Exist_FBC_DryFGD_SNCR & GPM & DRET | 0 | 0 | 0 | 0 | 0 | 0 | 0
00 Ret.Exist_FBC_DryFGD_SNCR & GPM & NGC | 0 | 0 | 0 | 0 | 0 | 0 | 0
00 Ret.Exist_FBC_DryFGD_SNCR & NGC | 0 | 0 | 0 | 0 | 0 | 0 | 0
00 Ret.Exist_FBC_DryFGD_SNCR_ACI & CCS | 0 | 0 | 0 | 0 | 0 | 0 | 0
00 Ret.Exist_FBC_DryFGD_SNCR_ACI & DCCS | 0 | 0 | 0 | 0 | 0 | 0 | 0
00 Ret.Exist_FBC_DryFGD_SNCR_ACI & DCCS & CCS | 0 | 0 | 0 | 0 | 0 | 0 | 0
00 Ret.Exist_FBC_DryFGD_SNCR_ACI & DRET | 0 | 0 | 0 | 0 | 0 | 0 | 0
00 Ret.Exist_FBC_DryFGD_SNCR_ACI & GPM | 0 | 0 | 0 | 0 | 0 | 0 | 0
00 Ret.Exist_FBC_DryFGD_SNCR_ACI & GPM & CCS | 0 | 0 | 0 | 0 | 0 | 0 | 0
00 Ret.Exist_FBC_DryFGD_SNCR_ACI & GPM & DRET | 0 | 0 | 0 | 0 | 0 | 0 | 0
00 Ret.Exist_FBC_DryFGD_SNCR_ACI & GPM & NGC | 0 | 0 | 0 | 0 | 0 | 0 | 0
00 Ret.Exist_FBC_DryFGD_SNCR_ACI & NGC | 0 | 0 | 0 | 0 | 0 | 0 | 0
00 Ret.Exist_FBC_DryFGD_SNCR_ACI_DSI & CCS | 0 | 0 | 0 | 0 | 0 | 0 | 0
00 Ret.Exist_FBC_DryFGD_SNCR_ACI_DSI & DCCS | 0 | 0 | 0 | 0 | 0 | 0 | 0
00 Ret.Exist_FBC_DryFGD_SNCR_ACI_DSI & DCCS & CCS | 0 | 0 | 0 | 0 | 0 | 0 | 0
00 Ret.Exist_FBC_DryFGD_SNCR_ACI_DSI & DRET | 0 | 0 | 0 | 0 | 0 | 0 | 0
00 Ret.Exist_FBC_DryFGD_SNCR_ACI_DSI & GPM | 0 | 0 | 0 | 0 | 0 | 0 | 0
00 Ret.Exist_FBC_DryFGD_SNCR_ACI_DSI & GPM & CCS | 0 | 0 | 0 | 0 | 0 | 0 | 0
00 Ret.Exist_FBC_DryFGD_SNCR_ACI_DSI & GPM & DRET | 0 | 0 | 0 | 0 | 0 | 0 | 0
00 Ret.Exist_FBC_DryFGD_SNCR_ACI_DSI & GPM & NGC | 0 | 0 | 0 | 0 | 0 | 0 | 0
00 Ret.Exist_FBC_DryFGD_SNCR_ACI_DSI & NGC | 0 | 0 | 0 | 0 | 0 | 0 | 0
00 Ret.Exist_FBC_DryFGD_SNCR_DSI & ACI | 0 | 0 | 0 | 0 | 0 | 0 | 0
00 Ret.Exist_FBC_DryFGD_SNCR_DSI & ACI & DRET | 0 | 0 | 0 | 0 | 0 | 0 | 0
00 Ret.Exist_FBC_DryFGD_SNCR_DSI & ACI & GPM | 0 | 0 | 0 | 0 | 0 | 0 | 0
00 Ret.Exist_FBC_DryFGD_SNCR_DSI & ACI & GPM & DRET | 0 | 0 | 0 | 0 | 0 | 0 | 0
00 Ret.Exist_FBC_DryFGD_SNCR_DSI & ACI & GPM & NGC | 0 | 0 | 0 | 0 | 0 | 0 | 0
00 Ret.Exist_FBC_DryFGD_SNCR_DSI & ACI & NGC | 0 | 0 | 0 | 0 | 0 | 0 | 0
00 Ret.Exist_FBC_DryFGD_SNCR_DSI & DRET | 0 | 0 | 0 | 0 | 0 | 0 | 0
00 Ret.Exist_FBC_DryFGD_SNCR_DSI & GPM | 0 | 0 | 0 | 0 | 0 | 0 | 0
00 Ret.Exist_FBC_DryFGD_SNCR_DSI & GPM & DRET | 0 | 0 | 0 | 0 | 0 | 0 | 0
00 Ret.Exist_FBC_DryFGD_SNCR_DSI & GPM & NGC | 0 | 0 | 0 | 0 | 0 | 0 | 0
00 Ret.Exist_FBC_DryFGD_SNCR_DSI & NGC | 0 | 0 | 0 | 0 | 0 | 0 | 0
00 Ret.Exist_FBC_DSI & ACI | 0 | 0 | 0 | 0 | 0 | 0 | 0
00 Ret.Exist_FBC_DSI & ACI & DRET | 0 | 0 | 0 | 0 | 0 | 0 | 0
00 Ret.Exist_FBC_DSI & ACI & GPM | 0 | 0 | 0 | 0 | 0 | 0 | 0
00 Ret.Exist_FBC_DSI & ACI & GPM & DRET | 0 | 0 | 0 | 0 | 0 | 0 | 0
00 Ret.Exist_FBC_DSI & ACI & GPM & NGC | 0 | 0 | 0 | 0 | 0 | 0 | 0
00 Ret.Exist_FBC_DSI & ACI & GPM & SNCR | 0 | 0 | 0 | 0 | 0 | 0 | 0
00 Ret.Exist_FBC_DSI & ACI & GPM & SNCR & DRET | 0 | 0 | 0 | 0 | 0 | 0 | 0
00 Ret.Exist_FBC_DSI & ACI & GPM & SNCR & NGC | 0 | 0 | 0 | 0 | 0 | 0 | 0
00 Ret.Exist_FBC_DSI & ACI & NGC | 0 | 0 | 0 | 0 | 0 | 0 | 0
00 Ret.Exist_FBC_DSI & ACI & SNCR | 0 | 0 | 0 | 0 | 0 | 0 | 0
00 Ret.Exist_FBC_DSI & ACI & SNCR & DRET | 0 | 0 | 0 | 0 | 0 | 0 | 0
00 Ret.Exist_FBC_DSI & ACI & SNCR & NGC | 0 | 0 | 0 | 0 | 0 | 0 | 0
00 Ret.Exist_FBC_DSI & DRET | 0 | 0 | 0 | 0 | 0 | 0 | 0
00 Ret.Exist_FBC_DSI & GPM | 0 | 0 | 0 | 0 | 0 | 0 | 0
00 Ret.Exist_FBC_DSI & GPM & DRET | 0 | 0 | 0 | 0 | 0 | 0 | 0
00 Ret.Exist_FBC_DSI & GPM & NGC | 0 | 0 | 0 | 0 | 0 | 0 | 0
00 Ret.Exist_FBC_DSI & GPM & SNCR | 0 | 0 | 0 | 0 | 0 | 0 | 0
00 Ret.Exist_FBC_DSI & GPM & SNCR & DRET | 0 | 0 | 0 | 0 | 0 | 0 | 0
00 Ret.Exist_FBC_DSI & GPM & SNCR & NGC | 0 | 0 | 0 | 0 | 0 | 0 | 0
00 Ret.Exist_FBC_DSI & NGC | 0 | 0 | 0 | 0 | 0 | 0 | 0
00 Ret.Exist_FBC_DSI & SNCR | 0 | 0 | 0 | 0 | 0 | 0 | 0
00 Ret.Exist_FBC_DSI & SNCR & DRET | 0 | 0 | 0 | 0 | 0 | 0 | 0
00 Ret.Exist_FBC_DSI & SNCR & NGC | 0 | 0 | 0 | 0 | 0 | 0 | 0
00 Ret.Exist_FBC_SNCR & ACI | 0 | 0 | 0 | 0 | 0 | 0 | 0
00 Ret.Exist_FBC_SNCR & ACI & DRET | 0 | 0 | 0 | 0 | 0 | 0 | 0
00 Ret.Exist_FBC_SNCR & ACI & NGC | 0 | 0 | 0 | 0 | 0 | 0 | 0
00 Ret.Exist_FBC_SNCR & DRET | 0 | 0 | 0 | 0 | 0 | 0 | 0
00 Ret.Exist_FBC_SNCR & GPM | 0 | 0 | 0 | 0 | 0 | 0 | 0
00 Ret.Exist_FBC_SNCR & GPM & DRET | 0 | 0 | 0 | 0 | 0 | 0 | 0
00 Ret.Exist_FBC_SNCR & GPM & NGC | 0 | 0 | 0 | 0 | 0 | 0 | 0
00 Ret.Exist_FBC_SNCR & NGC | 0 | 0 | 0 | 0 | 0 | 0 | 0
00 Ret.Exist_FBC_SNCR_ACI_DSI & CCS | 0 | 0 | 0 | 0 | 0 | 0 | 0
00 Ret.Exist_FBC_SNCR_ACI_DSI & DCCS | 0 | 0 | 0 | 0 | 0 | 0 | 0
00 Ret.Exist_FBC_SNCR_ACI_DSI & DCCS & CCS | 0 | 0 | 0 | 0 | 0 | 0 | 0
00 Ret.Exist_FBC_SNCR_ACI_DSI & DRET | 0 | 0 | 0 | 0 | 0 | 0 | 0
00 Ret.Exist_FBC_SNCR_ACI_DSI & GPM | 0 | 0 | 0 | 0 | 0 | 0 | 0
00 Ret.Exist_FBC_SNCR_ACI_DSI & GPM & CCS | 0 | 0 | 0 | 0 | 0 | 0 | 0
00 Ret.Exist_FBC_SNCR_ACI_DSI & GPM & DRET | 0 | 0 | 0 | 0 | 0 | 0 | 0
00 Ret.Exist_FBC_SNCR_ACI_DSI & GPM & NGC | 0 | 0 | 0 | 0 | 0 | 0 | 0
00 Ret.Exist_FBC_SNCR_ACI_DSI & NGC | 0 | 0 | 0 | 0 | 0 | 0 | 0
00 Ret.Exist_FBC_SNCR_DSI & ACI | 0 | 0 | 0 | 0 | 0 | 0 | 0
00 Ret.Exist_FBC_SNCR_DSI & ACI & CCS | 0 | 0 | 0 | 0 | 0 | 0 | 0
00 Ret.Exist_FBC_SNCR_DSI & ACI & DRET | 0 | 0 | 0 | 0 | 0 | 0 | 0
00 Ret.Exist_FBC_SNCR_DSI & ACI & GPM | 0 | 0 | 0 | 0 | 0 | 0 | 0
00 Ret.Exist_FBC_SNCR_DSI & ACI & GPM & CCS | 0 | 0 | 0 | 0 | 0 | 0 | 0
00 Ret.Exist_FBC_SNCR_DSI & ACI & GPM & DRET | 0 | 0 | 0 | 0 | 0 | 0 | 0
00 Ret.Exist_FBC_SNCR_DSI & ACI & GPM & NGC | 0 | 0 | 0 | 0 | 0 | 0 | 0
00 Ret.Exist_FBC_SNCR_DSI & ACI & NGC | 0 | 0 | 0 | 0 | 0 | 0 | 0
00 Ret.Exist_FBC_SNCR_DSI & CCS | 0 | 0 | 0 | 0 | 0 | 0 | 0
00 Ret.Exist_FBC_SNCR_DSI & DCCS | 0 | 0 | 0 | 0 | 0 | 0 | 0
00 Ret.Exist_FBC_SNCR_DSI & DCCS & CCS | 0 | 0 | 0 | 0 | 0 | 0 | 0
00 Ret.Exist_FBC_SNCR_DSI & DRET | 0 | 0 | 0 | 0 | 0 | 0 | 0
00 Ret.Exist_FBC_SNCR_DSI & GPM | 0 | 0 | 0 | 0 | 0 | 0 | 0
00 Ret.Exist_FBC_SNCR_DSI & GPM & CCS | 0 | 0 | 0 | 0 | 0 | 0 | 0
00 Ret.Exist_FBC_SNCR_DSI & GPM & DRET | 0 | 0 | 0 | 0 | 0 | 0 | 0
00 Ret.Exist_FBC_SNCR_DSI & GPM & NGC | 0 | 0 | 0 | 0 | 0 | 0 | 0
00 Ret.Exist_FBC_SNCR_DSI & NGC | 0 | 0 | 0 | 0 | 0 | 0 | 0
00 Ret.Exist_FBC_WetFGD_DSI & ACI | 0 | 0 | 0 | 0 | 0 | 0 | 0
00 Ret.Exist_FBC_WetFGD_DSI & ACI & DRET | 0 | 0 | 0 | 0 | 0 | 0 | 0
00 Ret.Exist_FBC_WetFGD_DSI & ACI & GPM | 0 | 0 | 0 | 0 | 0 | 0 | 0
00 Ret.Exist_FBC_WetFGD_DSI & ACI & GPM & DRET | 0 | 0 | 0 | 0 | 0 | 0 | 0
00 Ret.Exist_FBC_WetFGD_DSI & ACI & GPM & NGC | 0 | 0 | 0 | 0 | 0 | 0 | 0
00 Ret.Exist_FBC_WetFGD_DSI & ACI & GPM & SNCR | 0 | 0 | 0 | 0 | 0 | 0 | 0
00 Ret.Exist_FBC_WetFGD_DSI & ACI & GPM & SNCR & DRET | 0 | 0 | 0 | 0 | 0 | 0 | 0
00 Ret.Exist_FBC_WetFGD_DSI & ACI & GPM & SNCR & NGC | 0 | 0 | 0 | 0 | 0 | 0 | 0
00 Ret.Exist_FBC_WetFGD_DSI & ACI & NGC | 0 | 0 | 0 | 0 | 0 | 0 | 0
00 Ret.Exist_FBC_WetFGD_DSI & ACI & SNCR | 0 | 0 | 0 | 0 | 0 | 0 | 0
00 Ret.Exist_FBC_WetFGD_DSI & ACI & SNCR & DRET | 0 | 0 | 0 | 0 | 0 | 0 | 0
00 Ret.Exist_FBC_WetFGD_DSI & ACI & SNCR & NGC | 0 | 0 | 0 | 0 | 0 | 0 | 0
00 Ret.Exist_FBC_WetFGD_DSI & DRET | 0 | 0 | 0 | 0 | 0 | 0 | 0
00 Ret.Exist_FBC_WetFGD_DSI & GPM | 0 | 0 | 0 | 0 | 0 | 0 | 0
00 Ret.Exist_FBC_WetFGD_DSI & GPM & DRET | 0 | 0 | 0 | 0 | 0 | 0 | 0
00 Ret.Exist_FBC_WetFGD_DSI & GPM & NGC | 0 | 0 | 0 | 0 | 0 | 0 | 0
00 Ret.Exist_FBC_WetFGD_DSI & GPM & SNCR | 0 | 0 | 0 | 0 | 0 | 0 | 0
00 Ret.Exist_FBC_WetFGD_DSI & GPM & SNCR & DRET | 0 | 0 | 0 | 0 | 0 | 0 | 0
00 Ret.Exist_FBC_WetFGD_DSI & GPM & SNCR & NGC | 0 | 0 | 0 | 0 | 0 | 0 | 0
00 Ret.Exist_FBC_WetFGD_DSI & NGC | 0 | 0 | 0 | 0 | 0 | 0 | 0
00 Ret.Exist_FBC_WetFGD_DSI & SNCR | 0 | 0 | 0 | 0 | 0 | 0 | 0
00 Ret.Exist_FBC_WetFGD_DSI & SNCR & DRET | 0 | 0 | 0 | 0 | 0 | 0 | 0
00 Ret.Exist_FBC_WetFGD_DSI & SNCR & NGC | 0 | 0 | 0 | 0 | 0 | 0 | 0
00 Ret.Exist_FBC_WetFGD_SNCR & ACI | 0 | 0 | 0 | 0 | 0 | 0 | 0
00 Ret.Exist_FBC_WetFGD_SNCR & ACI & DRET | 0 | 0 | 0 | 0 | 0 | 0 | 0
00 Ret.Exist_FBC_WetFGD_SNCR & ACI & NGC | 0 | 0 | 0 | 0 | 0 | 0 | 0
00 Ret.Exist_FBC_WetFGD_SNCR & DRET | 0 | 0 | 0 | 0 | 0 | 0 | 0
00 Ret.Exist_FBC_WetFGD_SNCR & GPM | 0 | 0 | 0 | 0 | 0 | 0 | 0
00 Ret.Exist_FBC_WetFGD_SNCR & GPM & DRET | 0 | 0 | 0 | 0 | 0 | 0 | 0
00 Ret.Exist_FBC_WetFGD_SNCR & GPM & NGC | 0 | 0 | 0 | 0 | 0 | 0 | 0
00 Ret.Exist_FBC_WetFGD_SNCR & NGC | 0 | 0 | 0 | 0 | 0 | 0 | 0
00 Ret.Exist_Non-FBC_ACI & C2G | 0 | 0 | 0 | 0 | 0 | 0 | 0
00 Ret.Exist_Non-FBC_ACI & C2G & SCR | 0 | 0 | 0 | 0 | 0 | 0 | 0
00 Ret.Exist_Non-FBC_ACI & DCCS | 0 | 0 | 0 | 0 | 0 | 0 | 0
00 Ret.Exist_Non-FBC_ACI & DCCS & WetFGD & SCR & CCS | 0 | 0 | 0 | 0 | 0 | 0 | 0
00 Ret.Exist_Non-FBC_ACI & DRET | 0 | 0 | 0 | 0 | 0 | 0 | 0
00 Ret.Exist_Non-FBC_ACI & DSI | 0 | 0 | 0 | 0 | 0 | 0 | 0
00 Ret.Exist_Non-FBC_ACI & DSI & C2G | 0 | 0 | 0 | 0 | 0 | 0 | 0
00 Ret.Exist_Non-FBC_ACI & DSI & C2G & SCR | 0 | 0 | 0 | 0 | 0 | 0 | 0
00 Ret.Exist_Non-FBC_ACI & DSI & DRET | 0 | 0 | 0 | 0 | 0 | 0 | 0
00 Ret.Exist_Non-FBC_ACI & DSI & GPM | 0 | 0 | 0 | 0 | 0 | 0 | 0
00 Ret.Exist_Non-FBC_ACI & DSI & GPM & C2G | 0 | 0 | 0 | 0 | 0 | 0 | 0
00 Ret.Exist_Non-FBC_ACI & DSI & GPM & C2G & SCR | 0 | 0 | 0 | 0 | 0 | 0 | 0
00 Ret.Exist_Non-FBC_ACI & DSI & GPM & DRET | 0 | 0 | 0 | 0 | 0 | 0 | 0
00 Ret.Exist_Non-FBC_ACI & DSI & GPM & NGC | 0 | 0 | 0 | 0 | 0 | 0 | 0
00 Ret.Exist_Non-FBC_ACI & DSI & GPM & SCR | 0 | 0 | 0 | 0 | 0 | 0 | 0
00 Ret.Exist_Non-FBC_ACI & DSI & GPM & SCR & DRET | 0 | 0 | 0 | 0 | 0 | 0 | 0
00 Ret.Exist_Non-FBC_ACI & DSI & GPM & SCR & NGC | 0 | 0 | 0 | 0 | 0 | 0 | 0
00 Ret.Exist_Non-FBC_ACI & DSI & GPM & SNCR | 0 | 0 | 0 | 0 | 0 | 0 | 0
00 Ret.Exist_Non-FBC_ACI & DSI & GPM & SNCR & DRET | 0 | 0 | 0 | 0 | 0 | 0 | 0
00 Ret.Exist_Non-FBC_ACI & DSI & GPM & SNCR & NGC | 0 | 0 | 0 | 0 | 0 | 0 | 0
00 Ret.Exist_Non-FBC_ACI & DSI & GPM & WetFGD & SCR & CCS | 0 | 0 | 0 | 0 | 0 | 0 | 0
00 Ret.Exist_Non-FBC_ACI & DSI & NGC | 0 | 0 | 0 | 0 | 0 | 0 | 0
00 Ret.Exist_Non-FBC_ACI & DSI & SCR | 0 | 0 | 0 | 0 | 0 | 0 | 0
00 Ret.Exist_Non-FBC_ACI & DSI & SCR & DRET | 0 | 0 | 0 | 0 | 0 | 0 | 0
00 Ret.Exist_Non-FBC_ACI & DSI & SCR & NGC | 0 | 0 | 0 | 0 | 0 | 0 | 0
00 Ret.Exist_Non-FBC_ACI & DSI & SNCR | 0 | 0 | 0 | 0 | 0 | 0 | 0
00 Ret.Exist_Non-FBC_ACI & DSI & SNCR & DRET | 0 | 0 | 0 | 0 | 0 | 0 | 0
00 Ret.Exist_Non-FBC_ACI & DSI & SNCR & NGC | 0 | 0 | 0 | 0 | 0 | 0 | 0
00 Ret.Exist_Non-FBC_ACI & DSI & WetFGD & SCR & CCS | 0 | 0 | 0 | 0 | 0 | 0 | 0
00 Ret.Exist_Non-FBC_ACI & GPM | 0 | 0 | 0 | 0 | 0 | 0 | 0
00 Ret.Exist_Non-FBC_ACI & GPM & C2G | 0 | 0 | 0 | 0 | 0 | 0 | 0
00 Ret.Exist_Non-FBC_ACI & GPM & C2G & SCR | 0 | 0 | 0 | 0 | 0 | 0 | 0
00 Ret.Exist_Non-FBC_ACI & GPM & DRET | 0 | 0 | 0 | 0 | 0 | 0 | 0
00 Ret.Exist_Non-FBC_ACI & GPM & NGC | 0 | 0 | 0 | 0 | 0 | 0 | 0
00 Ret.Exist_Non-FBC_ACI & GPM & SCR | 0 | 0 | 0 | 0 | 0 | 0 | 0
00 Ret.Exist_Non-FBC_ACI & GPM & SCR & DRET | 0 | 0 | 0 | 0 | 0 | 0 | 0
00 Ret.Exist_Non-FBC_ACI & GPM & SCR & NGC | 0 | 0 | 0 | 0 | 0 | 0 | 0
00 Ret.Exist_Non-FBC_ACI & GPM & SNCR | 0 | 0 | 0 | 0 | 0 | 0 | 0
00 Ret.Exist_Non-FBC_ACI & GPM & SNCR & DRET | 0 | 0 | 0 | 0 | 0 | 0 | 0
00 Ret.Exist_Non-FBC_ACI & GPM & SNCR & NGC | 0 | 0 | 0 | 0 | 0 | 0 | 0
00 Ret.Exist_Non-FBC_ACI & GPM & WetFGD & SCR & CCS | 0 | 0 | 0 | 0 | 0 | 0 | 0
00 Ret.Exist_Non-FBC_ACI & NGC | 0 | 0 | 0 | 0 | 0 | 0 | 0
00 Ret.Exist_Non-FBC_ACI & SCR | 0 | 0 | 0 | 0 | 0 | 0 | 0
00 Ret.Exist_Non-FBC_ACI & SCR & C2G | 0 | 0 | 0 | 0 | 0 | 0 | 0
00 Ret.Exist_Non-FBC_ACI & SCR & DRET | 0 | 0 | 0 | 0 | 0 | 0 | 0
00 Ret.Exist_Non-FBC_ACI & SCR & NGC | 0 | 0 | 0 | 0 | 0 | 0 | 0
00 Ret.Exist_Non-FBC_ACI & SCR & WetFGD & CCS | 0 | 0 | 0 | 0 | 0 | 0 | 0
00 Ret.Exist_Non-FBC_ACI & SNCR | 0 | 0 | 0 | 0 | 0 | 0 | 0
00 Ret.Exist_Non-FBC_ACI & SNCR & C2G | 0 | 0 | 0 | 0 | 0 | 0 | 0
00 Ret.Exist_Non-FBC_ACI & SNCR & DRET | 0 | 0 | 0 | 0 | 0 | 0 | 0
00 Ret.Exist_Non-FBC_ACI & SNCR & NGC | 0 | 0 | 0 | 0 | 0 | 0 | 0
00 Ret.Exist_Non-FBC_ACI_DSI & C2G | 0 | 0 | 0 | 0 | 0 | 0 | 0
00 Ret.Exist_Non-FBC_ACI_DSI & C2G & SCR | 0 | 0 | 0 | 0 | 0 | 0 | 0
00 Ret.Exist_Non-FBC_ACI_DSI & DCCS | 0 | 0 | 0 | 0 | 0 | 0 | 0
00 Ret.Exist_Non-FBC_ACI_DSI & DCCS & WetFGD & SCR & CCS | 0 | 0 | 0 | 0 | 0 | 0 | 0
00 Ret.Exist_Non-FBC_ACI_DSI & DRET | 0 | 0 | 0 | 0 | 0 | 0 | 0
00 Ret.Exist_Non-FBC_ACI_DSI & GPM | 0 | 0 | 0 | 0 | 0 | 0 | 0
00 Ret.Exist_Non-FBC_ACI_DSI & GPM & C2G | 0 | 0 | 0 | 0 | 0 | 0 | 0
00 Ret.Exist_Non-FBC_ACI_DSI & GPM & C2G & SCR | 0 | 0 | 0 | 0 | 0 | 0 | 0
00 Ret.Exist_Non-FBC_ACI_DSI & GPM & DRET | 0 | 0 | 0 | 0 | 0 | 0 | 0
00 Ret.Exist_Non-FBC_ACI_DSI & GPM & NGC | 0 | 0 | 0 | 0 | 0 | 0 | 0
00 Ret.Exist_Non-FBC_ACI_DSI & GPM & SCR | 0 | 0 | 0 | 0 | 0 | 0 | 0
00 Ret.Exist_Non-FBC_ACI_DSI & GPM & SCR & DRET | 0 | 0 | 0 | 0 | 0 | 0 | 0
00 Ret.Exist_Non-FBC_ACI_DSI & GPM & SCR & NGC | 0 | 0 | 0 | 0 | 0 | 0 | 0
00 Ret.Exist_Non-FBC_ACI_DSI & GPM & SNCR | 0 | 0 | 0 | 0 | 0 | 0 | 0
00 Ret.Exist_Non-FBC_ACI_DSI & GPM & SNCR & DRET | 0 | 0 | 0 | 0 | 0 | 0 | 0
00 Ret.Exist_Non-FBC_ACI_DSI & GPM & SNCR & NGC | 0 | 0 | 0 | 0 | 0 | 0 | 0
00 Ret.Exist_Non-FBC_ACI_DSI & GPM & WetFGD & SCR & CCS | 0 | 0 | 0 | 0 | 0 | 0 | 0
00 Ret.Exist_Non-FBC_ACI_DSI & NGC | 0 | 0 | 0 | 0 | 0 | 0 | 0
00 Ret.Exist_Non-FBC_ACI_DSI & SCR | 0 | 0 | 0 | 0 | 0 | 0 | 0
00 Ret.Exist_Non-FBC_ACI_DSI & SCR & C2G | 0 | 0 | 0 | 0 | 0 | 0 | 0
00 Ret.Exist_Non-FBC_ACI_DSI & SCR & DRET | 0 | 0 | 0 | 0 | 0 | 0 | 0
00 Ret.Exist_Non-FBC_ACI_DSI & SCR & NGC | 0 | 0 | 0 | 0 | 0 | 0 | 0
00 Ret.Exist_Non-FBC_ACI_DSI & SCR & WetFGD & CCS | 0 | 0 | 0 | 0 | 0 | 0 | 0
00 Ret.Exist_Non-FBC_ACI_DSI & SNCR | 0 | 0 | 0 | 0 | 0 | 0 | 0
00 Ret.Exist_Non-FBC_ACI_DSI & SNCR & C2G | 0 | 0 | 0 | 0 | 0 | 0 | 0
00 Ret.Exist_Non-FBC_ACI_DSI & SNCR & DRET | 0 | 0 | 0 | 0 | 0 | 0 | 0
00 Ret.Exist_Non-FBC_ACI_DSI & SNCR & NGC | 0 | 0 | 0 | 0 | 0 | 0 | 0
00 Ret.Exist_Non-FBC_DryFGD & C2G | 0 | 0 | 0 | 0 | 0 | 0 | 0
00 Ret.Exist_Non-FBC_DryFGD & C2G & SCR | 0 | 0 | 0 | 0 | 0 | 0 | 0
00 Ret.Exist_Non-FBC_DryFGD & DRET | 0 | 0 | 0 | 0 | 0 | 0 | 0
00 Ret.Exist_Non-FBC_DryFGD & GPM | 0 | 0 | 0 | 0 | 0 | 0 | 0
00 Ret.Exist_Non-FBC_DryFGD & GPM & C2G | 0 | 0 | 0 | 0 | 0 | 0 | 0
00 Ret.Exist_Non-FBC_DryFGD & GPM & C2G & SCR | 0 | 0 | 0 | 0 | 0 | 0 | 0
00 Ret.Exist_Non-FBC_DryFGD & GPM & DRET | 0 | 0 | 0 | 0 | 0 | 0 | 0
00 Ret.Exist_Non-FBC_DryFGD & GPM & NGC | 0 | 0 | 0 | 0 | 0 | 0 | 0
00 Ret.Exist_Non-FBC_DryFGD & GPM & SCR | 0 | 0 | 0 | 0 | 0 | 0 | 0
00 Ret.Exist_Non-FBC_DryFGD & GPM & SCR & CCS | 0 | 0 | 0 | 0 | 0 | 0 | 0
00 Ret.Exist_Non-FBC_DryFGD & GPM & SCR & DRET | 0 | 0 | 0 | 0 | 0 | 0 | 0
00 Ret.Exist_Non-FBC_DryFGD & GPM & SCR & NGC | 0 | 0 | 0 | 0 | 0 | 0 | 0
00 Ret.Exist_Non-FBC_DryFGD & GPM & SNCR | 0 | 0 | 0 | 0 | 0 | 0 | 0
00 Ret.Exist_Non-FBC_DryFGD & GPM & SNCR & DRET | 0 | 0 | 0 | 0 | 0 | 0 | 0
00 Ret.Exist_Non-FBC_DryFGD & GPM & SNCR & NGC | 0 | 0 | 0 | 0 | 0 | 0 | 0
00 Ret.Exist_Non-FBC_DryFGD & NGC | 0 | 0 | 0 | 0 | 0 | 0 | 0
00 Ret.Exist_Non-FBC_DryFGD & SCR | 0 | 0 | 0 | 0 | 0 | 0 | 0
00 Ret.Exist_Non-FBC_DryFGD & SCR & C2G | 0 | 0 | 0 | 0 | 0 | 0 | 0
00 Ret.Exist_Non-FBC_DryFGD & SCR & CCS | 0 | 0 | 0 | 0 | 0 | 0 | 0
00 Ret.Exist_Non-FBC_DryFGD & SCR & DRET | 0 | 0 | 0 | 0 | 0 | 0 | 0
00 Ret.Exist_Non-FBC_DryFGD & SCR & NGC | 0 | 0 | 0 | 0 | 0 | 0 | 0
00 Ret.Exist_Non-FBC_DryFGD & SNCR | 0 | 0 | 0 | 0 | 0 | 0 | 0
00 Ret.Exist_Non-FBC_DryFGD & SNCR & C2G | 0 | 0 | 0 | 0 | 0 | 0 | 0
00 Ret.Exist_Non-FBC_DryFGD & SNCR & DRET | 0 | 0 | 0 | 0 | 0 | 0 | 0
00 Ret.Exist_Non-FBC_DryFGD & SNCR & NGC | 0 | 0 | 0 | 0 | 0 | 0 | 0
00 Ret.Exist_Non-FBC_DryFGD_ACI & C2G | 0 | 0 | 0 | 0 | 0 | 0 | 0
00 Ret.Exist_Non-FBC_DryFGD_ACI & C2G & SCR | 0 | 0 | 0 | 0 | 0 | 0 | 0
00 Ret.Exist_Non-FBC_DryFGD_ACI & DCCS | 0 | 0 | 0 | 0 | 0 | 0 | 0
00 Ret.Exist_Non-FBC_DryFGD_ACI & DCCS & SCR & CCS | 0 | 0 | 0 | 0 | 0 | 0 | 0
00 Ret.Exist_Non-FBC_DryFGD_ACI & DRET | 0 | 0 | 0 | 0 | 0 | 0 | 0
00 Ret.Exist_Non-FBC_DryFGD_ACI & GPM | 0 | 0 | 0 | 0 | 0 | 0 | 0
00 Ret.Exist_Non-FBC_DryFGD_ACI & GPM & C2G | 0 | 0 | 0 | 0 | 0 | 0 | 0
00 Ret.Exist_Non-FBC_DryFGD_ACI & GPM & C2G & SCR | 0 | 0 | 0 | 0 | 0 | 0 | 0
00 Ret.Exist_Non-FBC_DryFGD_ACI & GPM & DRET | 0 | 0 | 0 | 0 | 0 | 0 | 0
00 Ret.Exist_Non-FBC_DryFGD_ACI & GPM & NGC | 0 | 0 | 0 | 0 | 0 | 0 | 0
00 Ret.Exist_Non-FBC_DryFGD_ACI & GPM & SCR | 0 | 0 | 0 | 0 | 0 | 0 | 0
00 Ret.Exist_Non-FBC_DryFGD_ACI & GPM & SCR & CCS | 0 | 0 | 0 | 0 | 0 | 0 | 0
00 Ret.Exist_Non-FBC_DryFGD_ACI & GPM & SCR & DRET | 0 | 0 | 0 | 0 | 0 | 0 | 0
00 Ret.Exist_Non-FBC_DryFGD_ACI & GPM & SCR & NGC | 0 | 0 | 0 | 0 | 0 | 0 | 0
00 Ret.Exist_Non-FBC_DryFGD_ACI & GPM & SNCR | 0 | 0 | 0 | 0 | 0 | 0 | 0
00 Ret.Exist_Non-FBC_DryFGD_ACI & GPM & SNCR & DRET | 0 | 0 | 0 | 0 | 0 | 0 | 0
00 Ret.Exist_Non-FBC_DryFGD_ACI & GPM & SNCR & NGC | 0 | 0 | 0 | 0 | 0 | 0 | 0
00 Ret.Exist_Non-FBC_DryFGD_ACI & NGC | 0 | 0 | 0 | 0 | 0 | 0 | 0
00 Ret.Exist_Non-FBC_DryFGD_ACI & SCR | 0 | 0 | 0 | 0 | 0 | 0 | 0
00 Ret.Exist_Non-FBC_DryFGD_ACI & SCR & C2G | 0 | 0 | 0 | 0 | 0 | 0 | 0
00 Ret.Exist_Non-FBC_DryFGD_ACI & SCR & CCS | 0 | 0 | 0 | 0 | 0 | 0 | 0
00 Ret.Exist_Non-FBC_DryFGD_ACI & SCR & DRET | 0 | 0 | 0 | 0 | 0 | 0 | 0
00 Ret.Exist_Non-FBC_DryFGD_ACI & SCR & NGC | 0 | 0 | 0 | 0 | 0 | 0 | 0
00 Ret.Exist_Non-FBC_DryFGD_ACI & SNCR | 0 | 0 | 0 | 0 | 0 | 0 | 0
00 Ret.Exist_Non-FBC_DryFGD_ACI & SNCR & C2G | 0 | 0 | 0 | 0 | 0 | 0 | 0
00 Ret.Exist_Non-FBC_DryFGD_ACI & SNCR & DRET | 0 | 0 | 0 | 0 | 0 | 0 | 0
00 Ret.Exist_Non-FBC_DryFGD_ACI & SNCR & NGC | 0 | 0 | 0 | 0 | 0 | 0 | 0
00 Ret.Exist_Non-FBC_DryFGD_SCR & ACI | 0 | 0 | 0 | 0 | 0 | 0 | 0
00 Ret.Exist_Non-FBC_DryFGD_SCR & ACI & C2G | 0 | 0 | 0 | 0 | 0 | 0 | 0
00 Ret.Exist_Non-FBC_DryFGD_SCR & ACI & CCS | 0 | 0 | 0 | 0 | 0 | 0 | 0
00 Ret.Exist_Non-FBC_DryFGD_SCR & ACI & DRET | 0 | 0 | 0 | 0 | 0 | 0 | 0
00 Ret.Exist_Non-FBC_DryFGD_SCR & ACI & GPM | 0 | 0 | 0 | 0 | 0 | 0 | 0
00 Ret.Exist_Non-FBC_DryFGD_SCR & ACI & GPM & C2G | 0 | 0 | 0 | 0 | 0 | 0 | 0
00 Ret.Exist_Non-FBC_DryFGD_SCR & ACI & GPM & CCS | 0 | 0 | 0 | 0 | 0 | 0 | 0
00 Ret.Exist_Non-FBC_DryFGD_SCR & ACI & GPM & DRET | 0 | 0 | 0 | 0 | 0 | 0 | 0
00 Ret.Exist_Non-FBC_DryFGD_SCR & ACI & GPM & NGC | 0 | 0 | 0 | 0 | 0 | 0 | 0
00 Ret.Exist_Non-FBC_DryFGD_SCR & ACI & NGC | 0 | 0 | 0 | 0 | 0 | 0 | 0
00 Ret.Exist_Non-FBC_DryFGD_SCR & C2G | 0 | 0 | 0 | 0 | 0 | 0 | 0
00 Ret.Exist_Non-FBC_DryFGD_SCR & CCS | 0 | 0 | 0 | 0 | 0 | 0 | 0
00 Ret.Exist_Non-FBC_DryFGD_SCR & DRET | 0 | 0 | 0 | 0 | 0 | 0 | 0
00 Ret.Exist_Non-FBC_DryFGD_SCR & GPM | 0 | 0 | 0 | 0 | 0 | 0 | 0
00 Ret.Exist_Non-FBC_DryFGD_SCR & GPM & C2G | 0 | 0 | 0 | 0 | 0 | 0 | 0
00 Ret.Exist_Non-FBC_DryFGD_SCR & GPM & CCS | 0 | 0 | 0 | 0 | 0 | 0 | 0
00 Ret.Exist_Non-FBC_DryFGD_SCR & GPM & DRET | 0 | 0 | 0 | 0 | 0 | 0 | 0
00 Ret.Exist_Non-FBC_DryFGD_SCR & GPM & NGC | 0 | 0 | 0 | 0 | 0 | 0 | 0
00 Ret.Exist_Non-FBC_DryFGD_SCR & NGC | 0 | 0 | 0 | 0 | 0 | 0 | 0
00 Ret.Exist_Non-FBC_DryFGD_SCR_ACI & C2G | 0 | 0 | 0 | 0 | 0 | 0 | 0
00 Ret.Exist_Non-FBC_DryFGD_SCR_ACI & CCS | 0 | 0 | 0 | 0 | 0 | 0 | 0
00 Ret.Exist_Non-FBC_DryFGD_SCR_ACI & DCCS | 0 | 0 | 0 | 0 | 0 | 0 | 0
00 Ret.Exist_Non-FBC_DryFGD_SCR_ACI & DCCS & CCS | 0 | 0 | 0 | 0 | 0 | 0 | 0
00 Ret.Exist_Non-FBC_DryFGD_SCR_ACI & DRET | 0 | 0 | 0 | 0 | 0 | 0 | 0
00 Ret.Exist_Non-FBC_DryFGD_SCR_ACI & GPM | 0 | 0 | 0 | 0 | 0 | 0 | 0
00 Ret.Exist_Non-FBC_DryFGD_SCR_ACI & GPM & C2G | 0 | 0 | 0 | 0 | 0 | 0 | 0
00 Ret.Exist_Non-FBC_DryFGD_SCR_ACI & GPM & CCS | 0 | 0 | 0 | 0 | 0 | 0 | 0
00 Ret.Exist_Non-FBC_DryFGD_SCR_ACI & GPM & DRET | 0 | 0 | 0 | 0 | 0 | 0 | 0
00 Ret.Exist_Non-FBC_DryFGD_SCR_ACI & GPM & NGC | 0 | 0 | 0 | 0 | 0 | 0 | 0
00 Ret.Exist_Non-FBC_DryFGD_SCR_ACI & NGC | 0 | 0 | 0 | 0 | 0 | 0 | 0
00 Ret.Exist_Non-FBC_DryFGD_SCR_ACI_DSI & C2G | 0 | 0 | 0 | 0 | 0 | 0 | 0
00 Ret.Exist_Non-FBC_DryFGD_SCR_ACI_DSI & CCS | 0 | 0 | 0 | 0 | 0 | 0 | 0
00 Ret.Exist_Non-FBC_DryFGD_SCR_ACI_DSI & DCCS | 0 | 0 | 0 | 0 | 0 | 0 | 0
00 Ret.Exist_Non-FBC_DryFGD_SCR_ACI_DSI & DCCS & CCS | 0 | 0 | 0 | 0 | 0 | 0 | 0
00 Ret.Exist_Non-FBC_DryFGD_SCR_ACI_DSI & DRET | 0 | 0 | 0 | 0 | 0 | 0 | 0
00 Ret.Exist_Non-FBC_DryFGD_SCR_ACI_DSI & GPM | 0 | 0 | 0 | 0 | 0 | 0 | 0
00 Ret.Exist_Non-FBC_DryFGD_SCR_ACI_DSI & GPM & C2G | 0 | 0 | 0 | 0 | 0 | 0 | 0
00 Ret.Exist_Non-FBC_DryFGD_SCR_ACI_DSI & GPM & CCS | 0 | 0 | 0 | 0 | 0 | 0 | 0
00 Ret.Exist_Non-FBC_DryFGD_SCR_ACI_DSI & GPM & DRET | 0 | 0 | 0 | 0 | 0 | 0 | 0
00 Ret.Exist_Non-FBC_DryFGD_SCR_ACI_DSI & GPM & NGC | 0 | 0 | 0 | 0 | 0 | 0 | 0
00 Ret.Exist_Non-FBC_DryFGD_SCR_ACI_DSI & NGC | 0 | 0 | 0 | 0 | 0 | 0 | 0
00 Ret.Exist_Non-FBC_DryFGD_SCR_DSI & ACI | 0 | 0 | 0 | 0 | 0 | 0 | 0
00 Ret.Exist_Non-FBC_DryFGD_SCR_DSI & ACI & C2G | 0 | 0 | 0 | 0 | 0 | 0 | 0
00 Ret.Exist_Non-FBC_DryFGD_SCR_DSI & ACI & CCS | 0 | 0 | 0 | 0 | 0 | 0 | 0
00 Ret.Exist_Non-FBC_DryFGD_SCR_DSI & ACI & DRET | 0 | 0 | 0 | 0 | 0 | 0 | 0
00 Ret.Exist_Non-FBC_DryFGD_SCR_DSI & ACI & GPM | 0 | 0 | 0 | 0 | 0 | 0 | 0
00 Ret.Exist_Non-FBC_DryFGD_SCR_DSI & ACI & GPM & C2G | 0 | 0 | 0 | 0 | 0 | 0 | 0
00 Ret.Exist_Non-FBC_DryFGD_SCR_DSI & ACI & GPM & CCS | 0 | 0 | 0 | 0 | 0 | 0 | 0
00 Ret.Exist_Non-FBC_DryFGD_SCR_DSI & ACI & GPM & DRET | 0 | 0 | 0 | 0 | 0 | 0 | 0
00 Ret.Exist_Non-FBC_DryFGD_SCR_DSI & ACI & GPM & NGC | 0 | 0 | 0 | 0 | 0 | 0 | 0
00 Ret.Exist_Non-FBC_DryFGD_SCR_DSI & ACI & NGC | 0 | 0 | 0 | 0 | 0 | 0 | 0
00 Ret.Exist_Non-FBC_DryFGD_SCR_DSI & C2G | 0 | 0 | 0 | 0 | 0 | 0 | 0
00 Ret.Exist_Non-FBC_DryFGD_SCR_DSI & CCS | 0 | 0 | 0 | 0 | 0 | 0 | 0
00 Ret.Exist_Non-FBC_DryFGD_SCR_DSI & DRET | 0 | 0 | 0 | 0 | 0 | 0 | 0
00 Ret.Exist_Non-FBC_DryFGD_SCR_DSI & GPM | 0 | 0 | 0 | 0 | 0 | 0 | 0
00 Ret.Exist_Non-FBC_DryFGD_SCR_DSI & GPM & C2G | 0 | 0 | 0 | 0 | 0 | 0 | 0
00 Ret.Exist_Non-FBC_DryFGD_SCR_DSI & GPM & CCS | 0 | 0 | 0 | 0 | 0 | 0 | 0
00 Ret.Exist_Non-FBC_DryFGD_SCR_DSI & GPM & DRET | 0 | 0 | 0 | 0 | 0 | 0 | 0
00 Ret.Exist_Non-FBC_DryFGD_SCR_DSI & GPM & NGC | 0 | 0 | 0 | 0 | 0 | 0 | 0
00 Ret.Exist_Non-FBC_DryFGD_SCR_DSI & NGC | 0 | 0 | 0 | 0 | 0 | 0 | 0
00 Ret.Exist_Non-FBC_DryFGD_SNCR_ACI & C2G | 0 | 0 | 0 | 0 | 0 | 0 | 0
00 Ret.Exist_Non-FBC_DryFGD_SNCR_ACI & C2G & SCR | 0 | 0 | 0 | 0 | 0 | 0 | 0
00 Ret.Exist_Non-FBC_DryFGD_SNCR_ACI & DCCS | 0 | 0 | 0 | 0 | 0 | 0 | 0
00 Ret.Exist_Non-FBC_DryFGD_SNCR_ACI & DCCS & SCR & CCS | 0 | 0 | 0 | 0 | 0 | 0 | 0
00 Ret.Exist_Non-FBC_DryFGD_SNCR_ACI & DRET | 0 | 0 | 0 | 0 | 0 | 0 | 0
00 Ret.Exist_Non-FBC_DryFGD_SNCR_ACI & GPM | 0 | 0 | 0 | 0 | 0 | 0 | 0
00 Ret.Exist_Non-FBC_DryFGD_SNCR_ACI & GPM & C2G | 0 | 0 | 0 | 0 | 0 | 0 | 0
00 Ret.Exist_Non-FBC_DryFGD_SNCR_ACI & GPM & C2G & SCR | 0 | 0 | 0 | 0 | 0 | 0 | 0
00 Ret.Exist_Non-FBC_DryFGD_SNCR_ACI & GPM & DRET | 0 | 0 | 0 | 0 | 0 | 0 | 0
00 Ret.Exist_Non-FBC_DryFGD_SNCR_ACI & GPM & NGC | 0 | 0 | 0 | 0 | 0 | 0 | 0
00 Ret.Exist_Non-FBC_DryFGD_SNCR_ACI & GPM & SCR | 0 | 0 | 0 | 0 | 0 | 0 | 0
00 Ret.Exist_Non-FBC_DryFGD_SNCR_ACI & GPM & SCR & CCS | 0 | 0 | 0 | 0 | 0 | 0 | 0
00 Ret.Exist_Non-FBC_DryFGD_SNCR_ACI & GPM & SCR & DRET | 0 | 0 | 0 | 0 | 0 | 0 | 0
00 Ret.Exist_Non-FBC_DryFGD_SNCR_ACI & GPM & SCR & NGC | 0 | 0 | 0 | 0 | 0 | 0 | 0
00 Ret.Exist_Non-FBC_DryFGD_SNCR_ACI & NGC | 0 | 0 | 0 | 0 | 0 | 0 | 0
00 Ret.Exist_Non-FBC_DryFGD_SNCR_ACI & SCR | 0 | 0 | 0 | 0 | 0 | 0 | 0
00 Ret.Exist_Non-FBC_DryFGD_SNCR_ACI & SCR & C2G | 0 | 0 | 0 | 0 | 0 | 0 | 0
00 Ret.Exist_Non-FBC_DryFGD_SNCR_ACI & SCR & CCS | 0 | 0 | 0 | 0 | 0 | 0 | 0
00 Ret.Exist_Non-FBC_DryFGD_SNCR_ACI & SCR & DRET | 0 | 0 | 0 | 0 | 0 | 0 | 0
00 Ret.Exist_Non-FBC_DryFGD_SNCR_ACI & SCR & NGC | 0 | 0 | 0 | 0 | 0 | 0 | 0
00 Ret.Exist_Non-FBC_DryFGD_SNCR_ACI_DSI & C2G | 0 | 0 | 0 | 0 | 0 | 0 | 0
00 Ret.Exist_Non-FBC_DryFGD_SNCR_ACI_DSI & C2G & SCR | 0 | 0 | 0 | 0 | 0 | 0 | 0
00 Ret.Exist_Non-FBC_DryFGD_SNCR_ACI_DSI & DRET | 0 | 0 | 0 | 0 | 0 | 0 | 0
00 Ret.Exist_Non-FBC_DryFGD_SNCR_ACI_DSI & GPM | 0 | 0 | 0 | 0 | 0 | 0 | 0
00 Ret.Exist_Non-FBC_DryFGD_SNCR_ACI_DSI & GPM & C2G | 0 | 0 | 0 | 0 | 0 | 0 | 0
00 Ret.Exist_Non-FBC_DryFGD_SNCR_ACI_DSI & GPM & C2G & SCR | 0 | 0 | 0 | 0 | 0 | 0 | 0
00 Ret.Exist_Non-FBC_DryFGD_SNCR_ACI_DSI & GPM & DRET | 0 | 0 | 0 | 0 | 0 | 0 | 0
00 Ret.Exist_Non-FBC_DryFGD_SNCR_ACI_DSI & GPM & NGC | 0 | 0 | 0 | 0 | 0 | 0 | 0
00 Ret.Exist_Non-FBC_DryFGD_SNCR_ACI_DSI & GPM & SCR | 0 | 0 | 0 | 0 | 0 | 0 | 0
00 Ret.Exist_Non-FBC_DryFGD_SNCR_ACI_DSI & GPM & SCR & CCS | 0 | 0 | 0 | 0 | 0 | 0 | 0
00 Ret.Exist_Non-FBC_DryFGD_SNCR_ACI_DSI & GPM & SCR & DRET | 0 | 0 | 0 | 0 | 0 | 0 | 0
00 Ret.Exist_Non-FBC_DryFGD_SNCR_ACI_DSI & GPM & SCR & NGC | 0 | 0 | 0 | 0 | 0 | 0 | 0
00 Ret.Exist_Non-FBC_DryFGD_SNCR_ACI_DSI & NGC | 0 | 0 | 0 | 0 | 0 | 0 | 0
00 Ret.Exist_Non-FBC_DryFGD_SNCR_ACI_DSI & SCR | 0 | 0 | 0 | 0 | 0 | 0 | 0
00 Ret.Exist_Non-FBC_DryFGD_SNCR_ACI_DSI & SCR & C2G | 0 | 0 | 0 | 0 | 0 | 0 | 0
00 Ret.Exist_Non-FBC_DryFGD_SNCR_ACI_DSI & SCR & CCS | 0 | 0 | 0 | 0 | 0 | 0 | 0
00 Ret.Exist_Non-FBC_DryFGD_SNCR_ACI_DSI & SCR & DRET | 0 | 0 | 0 | 0 | 0 | 0 | 0
00 Ret.Exist_Non-FBC_DryFGD_SNCR_ACI_DSI & SCR & NGC | 0 | 0 | 0 | 0 | 0 | 0 | 0
00 Ret.Exist_Non-FBC_DSI & ACI | 0 | 0 | 0 | 0 | 0 | 0 | 0
00 Ret.Exist_Non-FBC_DSI & ACI & C2G | 0 | 0 | 0 | 0 | 0 | 0 | 0
00 Ret.Exist_Non-FBC_DSI & ACI & C2G & SCR | 0 | 0 | 0 | 0 | 0 | 0 | 0
00 Ret.Exist_Non-FBC_DSI & ACI & DRET | 0 | 0 | 0 | 0 | 0 | 0 | 0
00 Ret.Exist_Non-FBC_DSI & ACI & GPM | 0 | 0 | 0 | 0 | 0 | 0 | 0
00 Ret.Exist_Non-FBC_DSI & ACI & GPM & C2G | 0 | 0 | 0 | 0 | 0 | 0 | 0
00 Ret.Exist_Non-FBC_DSI & ACI & GPM & C2G & SCR | 0 | 0 | 0 | 0 | 0 | 0 | 0
00 Ret.Exist_Non-FBC_DSI & ACI & GPM & DRET | 0 | 0 | 0 | 0 | 0 | 0 | 0
00 Ret.Exist_Non-FBC_DSI & ACI & GPM & NGC | 0 | 0 | 0 | 0 | 0 | 0 | 0
00 Ret.Exist_Non-FBC_DSI & ACI & GPM & SCR | 0 | 0 | 0 | 0 | 0 | 0 | 0
00 Ret.Exist_Non-FBC_DSI & ACI & GPM & SCR & DRET | 0 | 0 | 0 | 0 | 0 | 0 | 0
00 Ret.Exist_Non-FBC_DSI & ACI & GPM & SCR & NGC | 0 | 0 | 0 | 0 | 0 | 0 | 0
00 Ret.Exist_Non-FBC_DSI & ACI & GPM & SNCR | 0 | 0 | 0 | 0 | 0 | 0 | 0
00 Ret.Exist_Non-FBC_DSI & ACI & GPM & SNCR & DRET | 0 | 0 | 0 | 0 | 0 | 0 | 0
00 Ret.Exist_Non-FBC_DSI & ACI & GPM & SNCR & NGC | 0 | 0 | 0 | 0 | 0 | 0 | 0
00 Ret.Exist_Non-FBC_DSI & ACI & GPM & WetFGD & SCR & CCS | 0 | 0 | 0 | 0 | 0 | 0 | 0
00 Ret.Exist_Non-FBC_DSI & ACI & NGC | 0 | 0 | 0 | 0 | 0 | 0 | 0
00 Ret.Exist_Non-FBC_DSI & ACI & SCR | 0 | 0 | 0 | 0 | 0 | 0 | 0
00 Ret.Exist_Non-FBC_DSI & ACI & SCR & DRET | 0 | 0 | 0 | 0 | 0 | 0 | 0
00 Ret.Exist_Non-FBC_DSI & ACI & SCR & NGC | 0 | 0 | 0 | 0 | 0 | 0 | 0
00 Ret.Exist_Non-FBC_DSI & ACI & SNCR | 0 | 0 | 0 | 0 | 0 | 0 | 0
00 Ret.Exist_Non-FBC_DSI & ACI & SNCR & DRET | 0 | 0 | 0 | 0 | 0 | 0 | 0
00 Ret.Exist_Non-FBC_DSI & ACI & SNCR & NGC | 0 | 0 | 0 | 0 | 0 | 0 | 0
00 Ret.Exist_Non-FBC_DSI & ACI & WetFGD & SCR & CCS | 0 | 0 | 0 | 0 | 0 | 0 | 0
00 Ret.Exist_Non-FBC_DSI & C2G | 0 | 0 | 0 | 0 | 0 | 0 | 0
00 Ret.Exist_Non-FBC_DSI & C2G & SCR | 0 | 0 | 0 | 0 | 0 | 0 | 0
00 Ret.Exist_Non-FBC_DSI & DRET | 0 | 0 | 0 | 0 | 0 | 0 | 0
00 Ret.Exist_Non-FBC_DSI & GPM | 0 | 0 | 0 | 0 | 0 | 0 | 0
00 Ret.Exist_Non-FBC_DSI & GPM & C2G | 0 | 0 | 0 | 0 | 0 | 0 | 0
00 Ret.Exist_Non-FBC_DSI & GPM & C2G & SCR | 0 | 0 | 0 | 0 | 0 | 0 | 0
00 Ret.Exist_Non-FBC_DSI & GPM & DRET | 0 | 0 | 0 | 0 | 0 | 0 | 0
00 Ret.Exist_Non-FBC_DSI & GPM & NGC | 0 | 0 | 0 | 0 | 0 | 0 | 0
00 Ret.Exist_Non-FBC_DSI & GPM & SCR | 0 | 0 | 0 | 0 | 0 | 0 | 0
00 Ret.Exist_Non-FBC_DSI & GPM & SCR & DRET | 0 | 0 | 0 | 0 | 0 | 0 | 0
00 Ret.Exist_Non-FBC_DSI & GPM & SCR & NGC | 0 | 0 | 0 | 0 | 0 | 0 | 0
00 Ret.Exist_Non-FBC_DSI & GPM & SNCR | 0 | 0 | 0 | 0 | 0 | 0 | 0
00 Ret.Exist_Non-FBC_DSI & GPM & SNCR & DRET | 0 | 0 | 0 | 0 | 0 | 0 | 0
00 Ret.Exist_Non-FBC_DSI & GPM & SNCR & NGC | 0 | 0 | 0 | 0 | 0 | 0 | 0
00 Ret.Exist_Non-FBC_DSI & GPM & WetFGD & SCR & CCS | 0 | 0 | 0 | 0 | 0 | 0 | 0
00 Ret.Exist_Non-FBC_DSI & NGC | 0 | 0 | 0 | 0 | 0 | 0 | 0
00 Ret.Exist_Non-FBC_DSI & SCR | 0 | 0 | 0 | 0 | 0 | 0 | 0
00 Ret.Exist_Non-FBC_DSI & SCR & C2G | 0 | 0 | 0 | 0 | 0 | 0 | 0
00 Ret.Exist_Non-FBC_DSI & SCR & DRET | 0 | 0 | 0 | 0 | 0 | 0 | 0
00 Ret.Exist_Non-FBC_DSI & SCR & NGC | 0 | 0 | 0 | 0 | 0 | 0 | 0
00 Ret.Exist_Non-FBC_DSI & SCR & WetFGD & CCS | 0 | 0 | 0 | 0 | 0 | 0 | 0
00 Ret.Exist_Non-FBC_DSI & SNCR | 0 | 0 | 0 | 0 | 0 | 0 | 0
00 Ret.Exist_Non-FBC_DSI & SNCR & C2G | 0 | 0 | 0 | 0 | 0 | 0 | 0
00 Ret.Exist_Non-FBC_DSI & SNCR & DRET | 0 | 0 | 0 | 0 | 0 | 0 | 0
00 Ret.Exist_Non-FBC_DSI & SNCR & NGC | 0 | 0 | 0 | 0 | 0 | 0 | 0
00 Ret.Exist_Non-FBC_NoCtrl & ACI | 0 | 0 | 0 | 0 | 0 | 0 | 0
00 Ret.Exist_Non-FBC_NoCtrl & ACI & C2G | 0 | 0 | 0 | 0 | 0 | 0 | 0
00 Ret.Exist_Non-FBC_NoCtrl & ACI & C2G & SCR | 0 | 0 | 0 | 0 | 0 | 0 | 0
00 Ret.Exist_Non-FBC_NoCtrl & ACI & DRET | 0 | 0 | 0 | 0 | 0 | 0 | 0
00 Ret.Exist_Non-FBC_NoCtrl & ACI & DSI | 0 | 0 | 0 | 0 | 0 | 0 | 0
00 Ret.Exist_Non-FBC_NoCtrl & ACI & DSI & C2G | 0 | 0 | 0 | 0 | 0 | 0 | 0
00 Ret.Exist_Non-FBC_NoCtrl & ACI & DSI & C2G & SCR | 0 | 0 | 0 | 0 | 0 | 0 | 0
00 Ret.Exist_Non-FBC_NoCtrl & ACI & DSI & DRET | 0 | 0 | 0 | 0 | 0 | 0 | 0
00 Ret.Exist_Non-FBC_NoCtrl & ACI & DSI & GPM | 0 | 0 | 0 | 0 | 0 | 0 | 0
00 Ret.Exist_Non-FBC_NoCtrl & ACI & DSI & GPM & C2G | 0 | 0 | 0 | 0 | 0 | 0 | 0
00 Ret.Exist_Non-FBC_NoCtrl & ACI & DSI & GPM & C2G & SCR | 0 | 0 | 0 | 0 | 0 | 0 | 0
00 Ret.Exist_Non-FBC_NoCtrl & ACI & DSI & GPM & DRET | 0 | 0 | 0 | 0 | 0 | 0 | 0
00 Ret.Exist_Non-FBC_NoCtrl & ACI & DSI & GPM & NGC | 0 | 0 | 0 | 0 | 0 | 0 | 0
00 Ret.Exist_Non-FBC_NoCtrl & ACI & DSI & GPM & SCR | 0 | 0 | 0 | 0 | 0 | 0 | 0
00 Ret.Exist_Non-FBC_NoCtrl & ACI & DSI & GPM & SCR & DRET | 0 | 0 | 0 | 0 | 0 | 0 | 0
00 Ret.Exist_Non-FBC_NoCtrl & ACI & DSI & GPM & SCR & NGC | 0 | 0 | 0 | 0 | 0 | 0 | 0
00 Ret.Exist_Non-FBC_NoCtrl & ACI & DSI & GPM & SNCR | 0 | 0 | 0 | 0 | 0 | 0 | 0
00 Ret.Exist_Non-FBC_NoCtrl & ACI & DSI & GPM & SNCR & DRET | 0 | 0 | 0 | 0 | 0 | 0 | 0
00 Ret.Exist_Non-FBC_NoCtrl & ACI & DSI & GPM & SNCR & NGC | 0 | 0 | 0 | 0 | 0 | 0 | 0
00 Ret.Exist_Non-FBC_NoCtrl & ACI & DSI & GPM & WetFGD & SCR & CCS | 0 | 0 | 0 | 0 | 0 | 0 | 0
00 Ret.Exist_Non-FBC_NoCtrl & ACI & DSI & NGC | 0 | 0 | 0 | 0 | 0 | 0 | 0
00 Ret.Exist_Non-FBC_NoCtrl & ACI & DSI & SCR | 0 | 0 | 0 | 0 | 0 | 0 | 0
00 Ret.Exist_Non-FBC_NoCtrl & ACI & DSI & SCR & DRET | 0 | 0 | 0 | 0 | 0 | 0 | 0
00 Ret.Exist_Non-FBC_NoCtrl & ACI & DSI & SCR & NGC | 0 | 0 | 0 | 0 | 0 | 0 | 0
00 Ret.Exist_Non-FBC_NoCtrl & ACI & DSI & SNCR | 0 | 0 | 0 | 0 | 0 | 0 | 0
00 Ret.Exist_Non-FBC_NoCtrl & ACI & DSI & SNCR & DRET | 0 | 0 | 0 | 0 | 0 | 0 | 0
00 Ret.Exist_Non-FBC_NoCtrl & ACI & DSI & SNCR & NGC | 0 | 0 | 0 | 0 | 0 | 0 | 0
00 Ret.Exist_Non-FBC_NoCtrl & ACI & DSI & WetFGD & SCR & CCS | 0 | 0 | 0 | 0 | 0 | 0 | 0
00 Ret.Exist_Non-FBC_NoCtrl & ACI & GPM | 0 | 0 | 0 | 0 | 0 | 0 | 0
00 Ret.Exist_Non-FBC_NoCtrl & ACI & GPM & C2G | 0 | 0 | 0 | 0 | 0 | 0 | 0
00 Ret.Exist_Non-FBC_NoCtrl & ACI & GPM & C2G & SCR | 0 | 0 | 0 | 0 | 0 | 0 | 0
00 Ret.Exist_Non-FBC_NoCtrl & ACI & GPM & DRET | 0 | 0 | 0 | 0 | 0 | 0 | 0
00 Ret.Exist_Non-FBC_NoCtrl & ACI & GPM & NGC | 0 | 0 | 0 | 0 | 0 | 0 | 0
00 Ret.Exist_Non-FBC_NoCtrl & ACI & GPM & SCR | 0 | 0 | 0 | 0 | 0 | 0 | 0
00 Ret.Exist_Non-FBC_NoCtrl & ACI & GPM & SCR & DRET | 0 | 0 | 0 | 0 | 0 | 0 | 0
00 Ret.Exist_Non-FBC_NoCtrl & ACI & GPM & SCR & NGC | 0 | 0 | 0 | 0 | 0 | 0 | 0
00 Ret.Exist_Non-FBC_NoCtrl & ACI & GPM & SNCR | 0 | 0 | 0 | 0 | 0 | 0 | 0
00 Ret.Exist_Non-FBC_NoCtrl & ACI & GPM & SNCR & DRET | 0 | 0 | 0 | 0 | 0 | 0 | 0
00 Ret.Exist_Non-FBC_NoCtrl & ACI & GPM & SNCR & NGC | 0 | 0 | 0 | 0 | 0 | 0 | 0
00 Ret.Exist_Non-FBC_NoCtrl & ACI & GPM & WetFGD & SCR & CCS | 0 | 0 | 0 | 0 | 0 | 0 | 0
00 Ret.Exist_Non-FBC_NoCtrl & ACI & NGC | 0 | 0 | 0 | 0 | 0 | 0 | 0
00 Ret.Exist_Non-FBC_NoCtrl & ACI & SCR | 0 | 0 | 0 | 0 | 0 | 0 | 0
00 Ret.Exist_Non-FBC_NoCtrl & ACI & SCR & DRET | 0 | 0 | 0 | 0 | 0 | 0 | 0
00 Ret.Exist_Non-FBC_NoCtrl & ACI & SCR & NGC | 0 | 0 | 0 | 0 | 0 | 0 | 0
00 Ret.Exist_Non-FBC_NoCtrl & ACI & SNCR | 0 | 0 | 0 | 0 | 0 | 0 | 0
00 Ret.Exist_Non-FBC_NoCtrl & ACI & SNCR & DRET | 0 | 0 | 0 | 0 | 0 | 0 | 0
00 Ret.Exist_Non-FBC_NoCtrl & ACI & SNCR & NGC | 0 | 0 | 0 | 0 | 0 | 0 | 0
00 Ret.Exist_Non-FBC_NoCtrl & ACI & WetFGD & SCR & CCS | 0 | 0 | 0 | 0 | 0 | 0 | 0
00 Ret.Exist_Non-FBC_NoCtrl & C2G | 0 | 0 | 0 | 0 | 0 | 0 | 0
00 Ret.Exist_Non-FBC_NoCtrl & C2G & SCR | 0 | 0 | 0 | 0 | 0 | 0 | 0
00 Ret.Exist_Non-FBC_NoCtrl & DCCS | 0 | 0 | 0 | 0 | 0 | 0 | 0
00 Ret.Exist_Non-FBC_NoCtrl & DCCS & WetFGD & SCR & CCS | 0 | 0 | 0 | 0 | 0 | 0 | 0
00 Ret.Exist_Non-FBC_NoCtrl & DRET | 0 | 0 | 0 | 0 | 0 | 0 | 0
00 Ret.Exist_Non-FBC_NoCtrl & DSI | 0 | 0 | 0 | 0 | 0 | 0 | 0
00 Ret.Exist_Non-FBC_NoCtrl & DSI & C2G | 0 | 0 | 0 | 0 | 0 | 0 | 0
00 Ret.Exist_Non-FBC_NoCtrl & DSI & C2G & SCR | 0 | 0 | 0 | 0 | 0 | 0 | 0
00 Ret.Exist_Non-FBC_NoCtrl & DSI & DRET | 0 | 0 | 0 | 0 | 0 | 0 | 0
00 Ret.Exist_Non-FBC_NoCtrl & DSI & GPM | 0 | 0 | 0 | 0 | 0 | 0 | 0
00 Ret.Exist_Non-FBC_NoCtrl & DSI & GPM & C2G | 0 | 0 | 0 | 0 | 0 | 0 | 0
00 Ret.Exist_Non-FBC_NoCtrl & DSI & GPM & C2G & SCR | 0 | 0 | 0 | 0 | 0 | 0 | 0
00 Ret.Exist_Non-FBC_NoCtrl & DSI & GPM & DRET | 0 | 0 | 0 | 0 | 0 | 0 | 0
00 Ret.Exist_Non-FBC_NoCtrl & DSI & GPM & NGC | 0 | 0 | 0 | 0 | 0 | 0 | 0
00 Ret.Exist_Non-FBC_NoCtrl & DSI & GPM & SCR | 0 | 0 | 0 | 0 | 0 | 0 | 0
00 Ret.Exist_Non-FBC_NoCtrl & DSI & GPM & SCR & DRET | 0 | 0 | 0 | 0 | 0 | 0 | 0
00 Ret.Exist_Non-FBC_NoCtrl & DSI & GPM & SCR & NGC | 0 | 0 | 0 | 0 | 0 | 0 | 0
00 Ret.Exist_Non-FBC_NoCtrl & DSI & GPM & SNCR | 0 | 0 | 0 | 0 | 0 | 0 | 0
00 Ret.Exist_Non-FBC_NoCtrl & DSI & GPM & SNCR & DRET | 0 | 0 | 0 | 0 | 0 | 0 | 0
00 Ret.Exist_Non-FBC_NoCtrl & DSI & GPM & SNCR & NGC | 0 | 0 | 0 | 0 | 0 | 0 | 0
00 Ret.Exist_Non-FBC_NoCtrl & DSI & GPM & WetFGD & SCR & CCS | 0 | 0 | 0 | 0 | 0 | 0 | 0
00 Ret.Exist_Non-FBC_NoCtrl & DSI & NGC | 0 | 0 | 0 | 0 | 0 | 0 | 0
00 Ret.Exist_Non-FBC_NoCtrl & DSI & SCR | 0 | 0 | 0 | 0 | 0 | 0 | 0
00 Ret.Exist_Non-FBC_NoCtrl & DSI & SCR & DRET | 0 | 0 | 0 | 0 | 0 | 0 | 0
00 Ret.Exist_Non-FBC_NoCtrl & DSI & SCR & NGC | 0 | 0 | 0 | 0 | 0 | 0 | 0
00 Ret.Exist_Non-FBC_NoCtrl & DSI & SNCR | 0 | 0 | 0 | 0 | 0 | 0 | 0
00 Ret.Exist_Non-FBC_NoCtrl & DSI & SNCR & DRET | 0 | 0 | 0 | 0 | 0 | 0 | 0
00 Ret.Exist_Non-FBC_NoCtrl & DSI & SNCR & NGC | 0 | 0 | 0 | 0 | 0 | 0 | 0
00 Ret.Exist_Non-FBC_NoCtrl & DSI & WetFGD & SCR & CCS | 0 | 0 | 0 | 0 | 0 | 0 | 0
00 Ret.Exist_Non-FBC_NoCtrl & GPM | 0 | 0 | 0 | 0 | 0 | 0 | 0
00 Ret.Exist_Non-FBC_NoCtrl & GPM & C2G | 0 | 0 | 0 | 0 | 0 | 0 | 0
00 Ret.Exist_Non-FBC_NoCtrl & GPM & C2G & SCR | 0 | 0 | 0 | 0 | 0 | 0 | 0
00 Ret.Exist_Non-FBC_NoCtrl & GPM & DRET | 0 | 0 | 0 | 0 | 0 | 0 | 0
00 Ret.Exist_Non-FBC_NoCtrl & GPM & NGC | 0 | 0 | 0 | 0 | 0 | 0 | 0
00 Ret.Exist_Non-FBC_NoCtrl & GPM & SCR | 0 | 0 | 0 | 0 | 0 | 0 | 0
00 Ret.Exist_Non-FBC_NoCtrl & GPM & SCR & DRET | 0 | 0 | 0 | 0 | 0 | 0 | 0
00 Ret.Exist_Non-FBC_NoCtrl & GPM & SCR & NGC | 0 | 0 | 0 | 0 | 0 | 0 | 0
00 Ret.Exist_Non-FBC_NoCtrl & GPM & SNCR | 0 | 0 | 0 | 0 | 0 | 0 | 0
00 Ret.Exist_Non-FBC_NoCtrl & GPM & SNCR & DRET | 0 | 0 | 0 | 0 | 0 | 0 | 0
00 Ret.Exist_Non-FBC_NoCtrl & GPM & SNCR & NGC | 0 | 0 | 0 | 0 | 0 | 0 | 0
00 Ret.Exist_Non-FBC_NoCtrl & GPM & WetFGD & SCR & CCS | 0 | 0 | 0 | 0 | 0 | 0 | 0
00 Ret.Exist_Non-FBC_NoCtrl & NGC | 0 | 0 | 0 | 0 | 0 | 0 | 0
00 Ret.Exist_Non-FBC_NoCtrl & SCR | 0 | 0 | 0 | 0 | 0 | 0 | 0
00 Ret.Exist_Non-FBC_NoCtrl & SCR & C2G | 0 | 0 | 0 | 0 | 0 | 0 | 0
00 Ret.Exist_Non-FBC_NoCtrl & SCR & DRET | 0 | 0 | 0 | 0 | 0 | 0 | 0
00 Ret.Exist_Non-FBC_NoCtrl & SCR & NGC | 0 | 0 | 0 | 0 | 0 | 0 | 0
00 Ret.Exist_Non-FBC_NoCtrl & SCR & WetFGD & CCS | 0 | 0 | 0 | 0 | 0 | 0 | 0
00 Ret.Exist_Non-FBC_NoCtrl & SNCR | 0 | 0 | 0 | 0 | 0 | 0 | 0
00 Ret.Exist_Non-FBC_NoCtrl & SNCR & C2G | 0 | 0 | 0 | 0 | 0 | 0 | 0
00 Ret.Exist_Non-FBC_NoCtrl & SNCR & DRET | 0 | 0 | 0 | 0 | 0 | 0 | 0
00 Ret.Exist_Non-FBC_NoCtrl & SNCR & NGC | 0 | 0 | 0 | 0 | 0 | 0 | 0
00 Ret.Exist_Non-FBC_SCR_ACI & C2G | 0 | 0 | 0 | 0 | 0 | 0 | 0
00 Ret.Exist_Non-FBC_SCR_ACI & DCCS | 0 | 0 | 0 | 0 | 0 | 0 | 0
00 Ret.Exist_Non-FBC_SCR_ACI & DCCS & WetFGD & CCS | 0 | 0 | 0 | 0 | 0 | 0 | 0
00 Ret.Exist_Non-FBC_SCR_ACI & DRET | 0 | 0 | 0 | 0 | 0 | 0 | 0
00 Ret.Exist_Non-FBC_SCR_ACI & DSI | 0 | 0 | 0 | 0 | 0 | 0 | 0
00 Ret.Exist_Non-FBC_SCR_ACI & DSI & C2G | 0 | 0 | 0 | 0 | 0 | 0 | 0
00 Ret.Exist_Non-FBC_SCR_ACI & DSI & DRET | 0 | 0 | 0 | 0 | 0 | 0 | 0
00 Ret.Exist_Non-FBC_SCR_ACI & DSI & GPM | 0 | 0 | 0 | 0 | 0 | 0 | 0
00 Ret.Exist_Non-FBC_SCR_ACI & DSI & GPM & C2G | 0 | 0 | 0 | 0 | 0 | 0 | 0
00 Ret.Exist_Non-FBC_SCR_ACI & DSI & GPM & DRET | 0 | 0 | 0 | 0 | 0 | 0 | 0
00 Ret.Exist_Non-FBC_SCR_ACI & DSI & GPM & NGC | 0 | 0 | 0 | 0 | 0 | 0 | 0
00 Ret.Exist_Non-FBC_SCR_ACI & DSI & GPM & WetFGD & CCS | 0 | 0 | 0 | 0 | 0 | 0 | 0
00 Ret.Exist_Non-FBC_SCR_ACI & DSI & NGC | 0 | 0 | 0 | 0 | 0 | 0 | 0
00 Ret.Exist_Non-FBC_SCR_ACI & DSI & WetFGD & CCS | 0 | 0 | 0 | 0 | 0 | 0 | 0
00 Ret.Exist_Non-FBC_SCR_ACI & GPM | 0 | 0 | 0 | 0 | 0 | 0 | 0
00 Ret.Exist_Non-FBC_SCR_ACI & GPM & C2G | 0 | 0 | 0 | 0 | 0 | 0 | 0
00 Ret.Exist_Non-FBC_SCR_ACI & GPM & DRET | 0 | 0 | 0 | 0 | 0 | 0 | 0
00 Ret.Exist_Non-FBC_SCR_ACI & GPM & NGC | 0 | 0 | 0 | 0 | 0 | 0 | 0
00 Ret.Exist_Non-FBC_SCR_ACI & GPM & WetFGD & CCS | 0 | 0 | 0 | 0 | 0 | 0 | 0
00 Ret.Exist_Non-FBC_SCR_ACI & NGC | 0 | 0 | 0 | 0 | 0 | 0 | 0
00 Ret.Exist_Non-FBC_SCR_ACI & WetFGD & CCS | 0 | 0 | 0 | 0 | 0 | 0 | 0
00 Ret.Exist_Non-FBC_SCR_ACI_DSI & C2G | 0 | 0 | 0 | 0 | 0 | 0 | 0
00 Ret.Exist_Non-FBC_SCR_ACI_DSI & DCCS | 0 | 0 | 0 | 0 | 0 | 0 | 0
00 Ret.Exist_Non-FBC_SCR_ACI_DSI & DCCS & WetFGD & CCS | 0 | 0 | 0 | 0 | 0 | 0 | 0
00 Ret.Exist_Non-FBC_SCR_ACI_DSI & DRET | 0 | 0 | 0 | 0 | 0 | 0 | 0
00 Ret.Exist_Non-FBC_SCR_ACI_DSI & GPM | 0 | 0 | 0 | 0 | 0 | 0 | 0
00 Ret.Exist_Non-FBC_SCR_ACI_DSI & GPM & C2G | 0 | 0 | 0 | 0 | 0 | 0 | 0
00 Ret.Exist_Non-FBC_SCR_ACI_DSI & GPM & DRET | 0 | 0 | 0 | 0 | 0 | 0 | 0
00 Ret.Exist_Non-FBC_SCR_ACI_DSI & GPM & NGC | 0 | 0 | 0 | 0 | 0 | 0 | 0
00 Ret.Exist_Non-FBC_SCR_ACI_DSI & GPM & WetFGD & CCS | 0 | 0 | 0 | 0 | 0 | 0 | 0
00 Ret.Exist_Non-FBC_SCR_ACI_DSI & NGC | 0 | 0 | 0 | 0 | 0 | 0 | 0
00 Ret.Exist_Non-FBC_SCR_ACI_DSI & WetFGD & CCS | 0 | 0 | 0 | 0 | 0 | 0 | 0
00 Ret.Exist_Non-FBC_SNCR_ACI & C2G | 0 | 0 | 0 | 0 | 0 | 0 | 0
00 Ret.Exist_Non-FBC_SNCR_ACI & C2G & SCR | 0 | 0 | 0 | 0 | 0 | 0 | 0
00 Ret.Exist_Non-FBC_SNCR_ACI & DRET | 0 | 0 | 0 | 0 | 0 | 0 | 0
00 Ret.Exist_Non-FBC_SNCR_ACI & DSI | 0 | 0 | 0 | 0 | 0 | 0 | 0
00 Ret.Exist_Non-FBC_SNCR_ACI & DSI & C2G | 0 | 0 | 0 | 0 | 0 | 0 | 0
00 Ret.Exist_Non-FBC_SNCR_ACI & DSI & C2G & SCR | 0 | 0 | 0 | 0 | 0 | 0 | 0
00 Ret.Exist_Non-FBC_SNCR_ACI & DSI & DRET | 0 | 0 | 0 | 0 | 0 | 0 | 0
00 Ret.Exist_Non-FBC_SNCR_ACI & DSI & NGC | 0 | 0 | 0 | 0 | 0 | 0 | 0
00 Ret.Exist_Non-FBC_SNCR_ACI & DSI & SCR | 0 | 0 | 0 | 0 | 0 | 0 | 0
00 Ret.Exist_Non-FBC_SNCR_ACI & DSI & SCR & DRET | 0 | 0 | 0 | 0 | 0 | 0 | 0
00 Ret.Exist_Non-FBC_SNCR_ACI & DSI & SCR & NGC | 0 | 0 | 0 | 0 | 0 | 0 | 0
00 Ret.Exist_Non-FBC_SNCR_ACI & DSI & WetFGD & SCR & CCS | 0 | 0 | 0 | 0 | 0 | 0 | 0
00 Ret.Exist_Non-FBC_SNCR_ACI & GPM | 0 | 0 | 0 | 0 | 0 | 0 | 0
00 Ret.Exist_Non-FBC_SNCR_ACI & GPM & C2G | 0 | 0 | 0 | 0 | 0 | 0 | 0
00 Ret.Exist_Non-FBC_SNCR_ACI & GPM & C2G & SCR | 0 | 0 | 0 | 0 | 0 | 0 | 0
00 Ret.Exist_Non-FBC_SNCR_ACI & GPM & DRET | 0 | 0 | 0 | 0 | 0 | 0 | 0
00 Ret.Exist_Non-FBC_SNCR_ACI & GPM & NGC | 0 | 0 | 0 | 0 | 0 | 0 | 0
00 Ret.Exist_Non-FBC_SNCR_ACI & GPM & SCR | 0 | 0 | 0 | 0 | 0 | 0 | 0
00 Ret.Exist_Non-FBC_SNCR_ACI & GPM & SCR & DRET | 0 | 0 | 0 | 0 | 0 | 0 | 0
00 Ret.Exist_Non-FBC_SNCR_ACI & GPM & SCR & NGC | 0 | 0 | 0 | 0 | 0 | 0 | 0
00 Ret.Exist_Non-FBC_SNCR_ACI & GPM & WetFGD & SCR & CCS | 0 | 0 | 0 | 0 | 0 | 0 | 0
00 Ret.Exist_Non-FBC_SNCR_ACI & NGC | 0 | 0 | 0 | 0 | 0 | 0 | 0
00 Ret.Exist_Non-FBC_SNCR_ACI & SCR | 0 | 0 | 0 | 0 | 0 | 0 | 0
00 Ret.Exist_Non-FBC_SNCR_ACI & SCR & C2G | 0 | 0 | 0 | 0 | 0 | 0 | 0
00 Ret.Exist_Non-FBC_SNCR_ACI & SCR & DRET | 0 | 0 | 0 | 0 | 0 | 0 | 0
00 Ret.Exist_Non-FBC_SNCR_ACI & SCR & NGC | 0 | 0 | 0 | 0 | 0 | 0 | 0
00 Ret.Exist_Non-FBC_SNCR_ACI & SCR & WetFGD & CCS | 0 | 0 | 0 | 0 | 0 | 0 | 0
00 Ret.Exist_Non-FBC_SNCR_ACI_DSI & C2G | 0 | 0 | 0 | 0 | 0 | 0 | 0
00 Ret.Exist_Non-FBC_SNCR_ACI_DSI & C2G & SCR | 0 | 0 | 0 | 0 | 0 | 0 | 0
00 Ret.Exist_Non-FBC_SNCR_ACI_DSI & DCCS | 0 | 0 | 0 | 0 | 0 | 0 | 0
00 Ret.Exist_Non-FBC_SNCR_ACI_DSI & DCCS & WetFGD & SCR & CCS | 0 | 0 | 0 | 0 | 0 | 0 | 0
00 Ret.Exist_Non-FBC_SNCR_ACI_DSI & DRET | 0 | 0 | 0 | 0 | 0 | 0 | 0
00 Ret.Exist_Non-FBC_SNCR_ACI_DSI & GPM | 0 | 0 | 0 | 0 | 0 | 0 | 0
00 Ret.Exist_Non-FBC_SNCR_ACI_DSI & GPM & C2G | 0 | 0 | 0 | 0 | 0 | 0 | 0
00 Ret.Exist_Non-FBC_SNCR_ACI_DSI & GPM & C2G & SCR | 0 | 0 | 0 | 0 | 0 | 0 | 0
00 Ret.Exist_Non-FBC_SNCR_ACI_DSI & GPM & DRET | 0 | 0 | 0 | 0 | 0 | 0 | 0
00 Ret.Exist_Non-FBC_SNCR_ACI_DSI & GPM & NGC | 0 | 0 | 0 | 0 | 0 | 0 | 0
00 Ret.Exist_Non-FBC_SNCR_ACI_DSI & GPM & SCR | 0 | 0 | 0 | 0 | 0 | 0 | 0
00 Ret.Exist_Non-FBC_SNCR_ACI_DSI & GPM & SCR & DRET | 0 | 0 | 0 | 0 | 0 | 0 | 0
00 Ret.Exist_Non-FBC_SNCR_ACI_DSI & GPM & SCR & NGC | 0 | 0 | 0 | 0 | 0 | 0 | 0
00 Ret.Exist_Non-FBC_SNCR_ACI_DSI & GPM & WetFGD & SCR & CCS | 0 | 0 | 0 | 0 | 0 | 0 | 0
00 Ret.Exist_Non-FBC_SNCR_ACI_DSI & NGC | 0 | 0 | 0 | 0 | 0 | 0 | 0
00 Ret.Exist_Non-FBC_SNCR_ACI_DSI & SCR | 0 | 0 | 0 | 0 | 0 | 0 | 0
00 Ret.Exist_Non-FBC_SNCR_ACI_DSI & SCR & C2G | 0 | 0 | 0 | 0 | 0 | 0 | 0
00 Ret.Exist_Non-FBC_SNCR_ACI_DSI & SCR & DRET | 0 | 0 | 0 | 0 | 0 | 0 | 0
00 Ret.Exist_Non-FBC_SNCR_ACI_DSI & SCR & NGC | 0 | 0 | 0 | 0 | 0 | 0 | 0
00 Ret.Exist_Non-FBC_SNCR_ACI_DSI & SCR & WetFGD & CCS | 0 | 0 | 0 | 0 | 0 | 0 | 0
00 Ret.Exist_Non-FBC_WetFGD & ACI | 0 | 0 | 0 | 0 | 0 | 0 | 0
00 Ret.Exist_Non-FBC_WetFGD & ACI & C2G | 0 | 0 | 0 | 0 | 0 | 0 | 0
00 Ret.Exist_Non-FBC_WetFGD & ACI & C2G & SCR | 0 | 0 | 0 | 0 | 0 | 0 | 0
00 Ret.Exist_Non-FBC_WetFGD & ACI & DRET | 0 | 0 | 0 | 0 | 0 | 0 | 0
00 Ret.Exist_Non-FBC_WetFGD & ACI & GPM | 0 | 0 | 0 | 0 | 0 | 0 | 0
00 Ret.Exist_Non-FBC_WetFGD & ACI & GPM & C2G | 0 | 0 | 0 | 0 | 0 | 0 | 0
00 Ret.Exist_Non-FBC_WetFGD & ACI & GPM & C2G & SCR | 0 | 0 | 0 | 0 | 0 | 0 | 0
00 Ret.Exist_Non-FBC_WetFGD & ACI & GPM & DRET | 0 | 0 | 0 | 0 | 0 | 0 | 0
00 Ret.Exist_Non-FBC_WetFGD & ACI & GPM & NGC | 0 | 0 | 0 | 0 | 0 | 0 | 0
00 Ret.Exist_Non-FBC_WetFGD & ACI & GPM & SCR | 0 | 0 | 0 | 0 | 0 | 0 | 0
00 Ret.Exist_Non-FBC_WetFGD & ACI & GPM & SCR & CCS | 0 | 0 | 0 | 0 | 0 | 0 | 0
00 Ret.Exist_Non-FBC_WetFGD & ACI & GPM & SCR & DRET | 0 | 0 | 0 | 0 | 0 | 0 | 0
00 Ret.Exist_Non-FBC_WetFGD & ACI & GPM & SCR & NGC | 0 | 0 | 0 | 0 | 0 | 0 | 0
00 Ret.Exist_Non-FBC_WetFGD & ACI & GPM & SNCR | 0 | 0 | 0 | 0 | 0 | 0 | 0
00 Ret.Exist_Non-FBC_WetFGD & ACI & GPM & SNCR & DRET | 0 | 0 | 0 | 0 | 0 | 0 | 0
00 Ret.Exist_Non-FBC_WetFGD & ACI & GPM & SNCR & NGC | 0 | 0 | 0 | 0 | 0 | 0 | 0
00 Ret.Exist_Non-FBC_WetFGD & ACI & NGC | 0 | 0 | 0 | 0 | 0 | 0 | 0
00 Ret.Exist_Non-FBC_WetFGD & ACI & SCR | 0 | 0 | 0 | 0 | 0 | 0 | 0
00 Ret.Exist_Non-FBC_WetFGD & ACI & SCR & CCS | 0 | 0 | 0 | 0 | 0 | 0 | 0
00 Ret.Exist_Non-FBC_WetFGD & ACI & SCR & DRET | 0 | 0 | 0 | 0 | 0 | 0 | 0
00 Ret.Exist_Non-FBC_WetFGD & ACI & SCR & NGC | 0 | 0 | 0 | 0 | 0 | 0 | 0
00 Ret.Exist_Non-FBC_WetFGD & ACI & SNCR | 0 | 0 | 0 | 0 | 0 | 0 | 0
00 Ret.Exist_Non-FBC_WetFGD & ACI & SNCR & DRET | 0 | 0 | 0 | 0 | 0 | 0 | 0
00 Ret.Exist_Non-FBC_WetFGD & ACI & SNCR & NGC | 0 | 0 | 0 | 0 | 0 | 0 | 0
00 Ret.Exist_Non-FBC_WetFGD & C2G | 0 | 0 | 0 | 0 | 0 | 0 | 0
00 Ret.Exist_Non-FBC_WetFGD & C2G & SCR | 0 | 0 | 0 | 0 | 0 | 0 | 0
00 Ret.Exist_Non-FBC_WetFGD & DRET | 0 | 0 | 0 | 0 | 0 | 0 | 0
00 Ret.Exist_Non-FBC_WetFGD & DCCS | 0 | 0 | 0 | 0 | 0 | 0 | 0
00 Ret.Exist_Non-FBC_WetFGD & DCCS & SCR & CCS | 0 | 0 | 0 | 0 | 0 | 0 | 0
00 Ret.Exist_Non-FBC_WetFGD & GPM | 0 | 0 | 0 | 0 | 0 | 0 | 0
00 Ret.Exist_Non-FBC_WetFGD & GPM & C2G | 0 | 0 | 0 | 0 | 0 | 0 | 0
00 Ret.Exist_Non-FBC_WetFGD & GPM & C2G & SCR | 0 | 0 | 0 | 0 | 0 | 0 | 0
00 Ret.Exist_Non-FBC_WetFGD & GPM & DRET | 0 | 0 | 0 | 0 | 0 | 0 | 0
00 Ret.Exist_Non-FBC_WetFGD & GPM & NGC | 0 | 0 | 0 | 0 | 0 | 0 | 0
00 Ret.Exist_Non-FBC_WetFGD & GPM & SCR | 0 | 0 | 0 | 0 | 0 | 0 | 0
00 Ret.Exist_Non-FBC_WetFGD & GPM & SCR & CCS | 0 | 0 | 0 | 0 | 0 | 0 | 0
00 Ret.Exist_Non-FBC_WetFGD & GPM & SCR & DRET | 0 | 0 | 0 | 0 | 0 | 0 | 0
00 Ret.Exist_Non-FBC_WetFGD & GPM & SCR & NGC | 0 | 0 | 0 | 0 | 0 | 0 | 0
00 Ret.Exist_Non-FBC_WetFGD & GPM & SNCR | 0 | 0 | 0 | 0 | 0 | 0 | 0
00 Ret.Exist_Non-FBC_WetFGD & GPM & SNCR & DRET | 0 | 0 | 0 | 0 | 0 | 0 | 0
00 Ret.Exist_Non-FBC_WetFGD & GPM & SNCR & NGC | 0 | 0 | 0 | 0 | 0 | 0 | 0
00 Ret.Exist_Non-FBC_WetFGD & NGC | 0 | 0 | 0 | 0 | 0 | 0 | 0
00 Ret.Exist_Non-FBC_WetFGD & SCR | 0 | 0 | 0 | 0 | 0 | 0 | 0
00 Ret.Exist_Non-FBC_WetFGD & SCR & C2G | 0 | 0 | 0 | 0 | 0 | 0 | 0
00 Ret.Exist_Non-FBC_WetFGD & SCR & CCS | 0 | 0 | 0 | 0 | 0 | 0 | 0
00 Ret.Exist_Non-FBC_WetFGD & SCR & DRET | 0 | 0 | 0 | 0 | 0 | 0 | 0
00 Ret.Exist_Non-FBC_WetFGD & SCR & NGC | 0 | 0 | 0 | 0 | 0 | 0 | 0
00 Ret.Exist_Non-FBC_WetFGD & SNCR | 0 | 0 | 0 | 0 | 0 | 0 | 0
00 Ret.Exist_Non-FBC_WetFGD & SNCR & C2G | 0 | 0 | 0 | 0 | 0 | 0 | 0
00 Ret.Exist_Non-FBC_WetFGD & SNCR & DRET | 0 | 0 | 0 | 0 | 0 | 0 | 0
00 Ret.Exist_Non-FBC_WetFGD & SNCR & NGC | 0 | 0 | 0 | 0 | 0 | 0 | 0
00 Ret.Exist_Non-FBC_WetFGD_ACI & C2G | 0 | 0 | 0 | 0 | 0 | 0 | 0
00 Ret.Exist_Non-FBC_WetFGD_ACI & C2G & SCR | 0 | 0 | 0 | 0 | 0 | 0 | 0
00 Ret.Exist_Non-FBC_WetFGD_ACI & DCCS | 0 | 0 | 0 | 0 | 0 | 0 | 0
00 Ret.Exist_Non-FBC_WetFGD_ACI & DCCS & SCR & CCS | 0 | 0 | 0 | 0 | 0 | 0 | 0
00 Ret.Exist_Non-FBC_WetFGD_ACI & DRET | 0 | 0 | 0 | 0 | 0 | 0 | 0
00 Ret.Exist_Non-FBC_WetFGD_ACI & GPM | 0 | 0 | 0 | 0 | 0 | 0 | 0
00 Ret.Exist_Non-FBC_WetFGD_ACI & GPM & C2G | 0 | 0 | 0 | 0 | 0 | 0 | 0
00 Ret.Exist_Non-FBC_WetFGD_ACI & GPM & C2G & SCR | 0 | 0 | 0 | 0 | 0 | 0 | 0
00 Ret.Exist_Non-FBC_WetFGD_ACI & GPM & DRET | 0 | 0 | 0 | 0 | 0 | 0 | 0
00 Ret.Exist_Non-FBC_WetFGD_ACI & GPM & NGC | 0 | 0 | 0 | 0 | 0 | 0 | 0
00 Ret.Exist_Non-FBC_WetFGD_ACI & GPM & SCR | 0 | 0 | 0 | 0 | 0 | 0 | 0
00 Ret.Exist_Non-FBC_WetFGD_ACI & GPM & SCR & CCS | 0 | 0 | 0 | 0 | 0 | 0 | 0
00 Ret.Exist_Non-FBC_WetFGD_ACI & GPM & SCR & DRET | 0 | 0 | 0 | 0 | 0 | 0 | 0
00 Ret.Exist_Non-FBC_WetFGD_ACI & GPM & SCR & NGC | 0 | 0 | 0 | 0 | 0 | 0 | 0
00 Ret.Exist_Non-FBC_WetFGD_ACI & GPM & SNCR | 0 | 0 | 0 | 0 | 0 | 0 | 0
00 Ret.Exist_Non-FBC_WetFGD_ACI & GPM & SNCR & DRET | 0 | 0 | 0 | 0 | 0 | 0 | 0
00 Ret.Exist_Non-FBC_WetFGD_ACI & GPM & SNCR & NGC | 0 | 0 | 0 | 0 | 0 | 0 | 0
00 Ret.Exist_Non-FBC_WetFGD_ACI & NGC | 0 | 0 | 0 | 0 | 0 | 0 | 0
00 Ret.Exist_Non-FBC_WetFGD_ACI & SCR | 0 | 0 | 0 | 0 | 0 | 0 | 0
00 Ret.Exist_Non-FBC_WetFGD_ACI & SCR & C2G | 0 | 0 | 0 | 0 | 0 | 0 | 0
00 Ret.Exist_Non-FBC_WetFGD_ACI & SCR & CCS | 0 | 0 | 0 | 0 | 0 | 0 | 0
00 Ret.Exist_Non-FBC_WetFGD_ACI & SCR & DRET | 0 | 0 | 0 | 0 | 0 | 0 | 0
00 Ret.Exist_Non-FBC_WetFGD_ACI & SCR & NGC | 0 | 0 | 0 | 0 | 0 | 0 | 0
00 Ret.Exist_Non-FBC_WetFGD_ACI & SNCR | 0 | 0 | 0 | 0 | 0 | 0 | 0
00 Ret.Exist_Non-FBC_WetFGD_ACI & SNCR & C2G | 0 | 0 | 0 | 0 | 0 | 0 | 0
00 Ret.Exist_Non-FBC_WetFGD_ACI & SNCR & DRET | 0 | 0 | 0 | 0 | 0 | 0 | 0
00 Ret.Exist_Non-FBC_WetFGD_ACI & SNCR & NGC | 0 | 0 | 0 | 0 | 0 | 0 | 0
00 Ret.Exist_Non-FBC_WetFGD_ACI_DSI & C2G | 0 | 0 | 0 | 0 | 0 | 0 | 0
00 Ret.Exist_Non-FBC_WetFGD_ACI_DSI & C2G & SCR | 0 | 0 | 0 | 0 | 0 | 0 | 0
00 Ret.Exist_Non-FBC_WetFGD_ACI_DSI & DCCS | 0 | 0 | 0 | 0 | 0 | 0 | 0
00 Ret.Exist_Non-FBC_WetFGD_ACI_DSI & DCCS & SCR & CCS | 0 | 0 | 0 | 0 | 0 | 0 | 0
00 Ret.Exist_Non-FBC_WetFGD_ACI_DSI & DRET | 0 | 0 | 0 | 0 | 0 | 0 | 0
00 Ret.Exist_Non-FBC_WetFGD_ACI_DSI & GPM | 0 | 0 | 0 | 0 | 0 | 0 | 0
00 Ret.Exist_Non-FBC_WetFGD_ACI_DSI & GPM & C2G | 0 | 0 | 0 | 0 | 0 | 0 | 0
00 Ret.Exist_Non-FBC_WetFGD_ACI_DSI & GPM & C2G & SCR | 0 | 0 | 0 | 0 | 0 | 0 | 0
00 Ret.Exist_Non-FBC_WetFGD_ACI_DSI & GPM & DRET | 0 | 0 | 0 | 0 | 0 | 0 | 0
00 Ret.Exist_Non-FBC_WetFGD_ACI_DSI & GPM & NGC | 0 | 0 | 0 | 0 | 0 | 0 | 0
00 Ret.Exist_Non-FBC_WetFGD_ACI_DSI & GPM & SCR | 0 | 0 | 0 | 0 | 0 | 0 | 0
00 Ret.Exist_Non-FBC_WetFGD_ACI_DSI & GPM & SCR & CCS | 0 | 0 | 0 | 0 | 0 | 0 | 0
00 Ret.Exist_Non-FBC_WetFGD_ACI_DSI & GPM & SCR & DRET | 0 | 0 | 0 | 0 | 0 | 0 | 0
00 Ret.Exist_Non-FBC_WetFGD_ACI_DSI & GPM & SCR & NGC | 0 | 0 | 0 | 0 | 0 | 0 | 0
00 Ret.Exist_Non-FBC_WetFGD_ACI_DSI & GPM & SNCR | 0 | 0 | 0 | 0 | 0 | 0 | 0
00 Ret.Exist_Non-FBC_WetFGD_ACI_DSI & GPM & SNCR & DRET | 0 | 0 | 0 | 0 | 0 | 0 | 0
00 Ret.Exist_Non-FBC_WetFGD_ACI_DSI & GPM & SNCR & NGC | 0 | 0 | 0 | 0 | 0 | 0 | 0
00 Ret.Exist_Non-FBC_WetFGD_ACI_DSI & NGC | 0 | 0 | 0 | 0 | 0 | 0 | 0
00 Ret.Exist_Non-FBC_WetFGD_ACI_DSI & SCR | 0 | 0 | 0 | 0 | 0 | 0 | 0
00 Ret.Exist_Non-FBC_WetFGD_ACI_DSI & SCR & C2G | 0 | 0 | 0 | 0 | 0 | 0 | 0
00 Ret.Exist_Non-FBC_WetFGD_ACI_DSI & SCR & CCS | 0 | 0 | 0 | 0 | 0 | 0 | 0
00 Ret.Exist_Non-FBC_WetFGD_ACI_DSI & SCR & DRET | 0 | 0 | 0 | 0 | 0 | 0 | 0
00 Ret.Exist_Non-FBC_WetFGD_ACI_DSI & SCR & NGC | 0 | 0 | 0 | 0 | 0 | 0 | 0
00 Ret.Exist_Non-FBC_WetFGD_ACI_DSI & SNCR | 0 | 0 | 0 | 0 | 0 | 0 | 0
00 Ret.Exist_Non-FBC_WetFGD_ACI_DSI & SNCR & C2G | 0 | 0 | 0 | 0 | 0 | 0 | 0
00 Ret.Exist_Non-FBC_WetFGD_ACI_DSI & SNCR & DRET | 0 | 0 | 0 | 0 | 0 | 0 | 0
00 Ret.Exist_Non-FBC_WetFGD_ACI_DSI & SNCR & NGC | 0 | 0 | 0 | 0 | 0 | 0 | 0
00 Ret.Exist_Non-FBC_WetFGD_SCR & ACI | 0 | 0 | 0 | 0 | 0 | 0 | 0
00 Ret.Exist_Non-FBC_WetFGD_SCR & ACI & C2G | 0 | 0 | 0 | 0 | 0 | 0 | 0
00 Ret.Exist_Non-FBC_WetFGD_SCR & ACI & CCS | 0 | 0 | 0 | 0 | 0 | 0 | 0
00 Ret.Exist_Non-FBC_WetFGD_SCR & DCCS | 0 | 0 | 0 | 0 | 0 | 0 | 0
00 Ret.Exist_Non-FBC_WetFGD_SCR & DCCS & CCS | 0 | 0 | 0 | 0 | 0 | 0 | 0
00 Ret.Exist_Non-FBC_WetFGD_SCR & ACI & DRET | 0 | 0 | 0 | 0 | 0 | 0 | 0
00 Ret.Exist_Non-FBC_WetFGD_SCR & ACI & GPM | 0 | 0 | 0 | 0 | 0 | 0 | 0
00 Ret.Exist_Non-FBC_WetFGD_SCR & ACI & GPM & C2G | 0 | 0 | 0 | 0 | 0 | 0 | 0
00 Ret.Exist_Non-FBC_WetFGD_SCR & ACI & GPM & CCS | 0 | 0 | 0 | 0 | 0 | 0 | 0
00 Ret.Exist_Non-FBC_WetFGD_SCR & ACI & GPM & DRET | 0 | 0 | 0 | 0 | 0 | 0 | 0
00 Ret.Exist_Non-FBC_WetFGD_SCR & ACI & GPM & NGC | 0 | 0 | 0 | 0 | 0 | 0 | 0
00 Ret.Exist_Non-FBC_WetFGD_SCR & ACI & NGC | 0 | 0 | 0 | 0 | 0 | 0 | 0
00 Ret.Exist_Non-FBC_WetFGD_SCR & C2G | 0 | 0 | 0 | 0 | 0 | 0 | 0
00 Ret.Exist_Non-FBC_WetFGD_SCR & CCS | 0 | 0 | 0 | 0 | 0 | 0 | 0
00 Ret.Exist_Non-FBC_WetFGD_SCR & DRET | 0 | 0 | 0 | 0 | 0 | 0 | 0
00 Ret.Exist_Non-FBC_WetFGD_SCR & GPM | 0 | 0 | 0 | 0 | 0 | 0 | 0
00 Ret.Exist_Non-FBC_WetFGD_SCR & GPM & C2G | 0 | 0 | 0 | 0 | 0 | 0 | 0
00 Ret.Exist_Non-FBC_WetFGD_SCR & GPM & CCS | 0 | 0 | 0 | 0 | 0 | 0 | 0
00 Ret.Exist_Non-FBC_WetFGD_SCR & GPM & DRET | 0 | 0 | 0 | 0 | 0 | 0 | 0
00 Ret.Exist_Non-FBC_WetFGD_SCR & GPM & NGC | 0 | 0 | 0 | 0 | 0 | 0 | 0
00 Ret.Exist_Non-FBC_WetFGD_SCR & NGC | 0 | 0 | 0 | 0 | 0 | 0 | 0
00 Ret.Exist_Non-FBC_WetFGD_SCR_ACI & C2G | 0 | 0 | 0 | 0 | 0 | 0 | 0
00 Ret.Exist_Non-FBC_WetFGD_SCR_ACI & CCS | 0 | 0 | 0 | 0 | 0 | 0 | 0
00 Ret.Exist_Non-FBC_WetFGD_SCR_ACI & DCCS | 0 | 0 | 0 | 0 | 0 | 0 | 0
00 Ret.Exist_Non-FBC_WetFGD_SCR_ACI & DCCS & CCS | 0 | 0 | 0 | 0 | 0 | 0 | 0
00 Ret.Exist_Non-FBC_WetFGD_SCR_ACI & DRET | 0 | 0 | 0 | 0 | 0 | 0 | 0
00 Ret.Exist_Non-FBC_WetFGD_SCR_ACI & GPM | 0 | 0 | 0 | 0 | 0 | 0 | 0
00 Ret.Exist_Non-FBC_WetFGD_SCR_ACI & GPM & C2G | 0 | 0 | 0 | 0 | 0 | 0 | 0
00 Ret.Exist_Non-FBC_WetFGD_SCR_ACI & GPM & CCS | 0 | 0 | 0 | 0 | 0 | 0 | 0
00 Ret.Exist_Non-FBC_WetFGD_SCR_ACI & GPM & DRET | 0 | 0 | 0 | 0 | 0 | 0 | 0
00 Ret.Exist_Non-FBC_WetFGD_SCR_ACI & GPM & NGC | 0 | 0 | 0 | 0 | 0 | 0 | 0
00 Ret.Exist_Non-FBC_WetFGD_SCR_ACI & NGC | 0 | 0 | 0 | 0 | 0 | 0 | 0
00 Ret.Exist_Non-FBC_WetFGD_SCR_ACI_DSI & C2G | 0 | 0 | 0 | 0 | 0 | 0 | 0
00 Ret.Exist_Non-FBC_WetFGD_SCR_ACI_DSI & CCS | 0 | 0 | 0 | 0 | 0 | 0 | 0
00 Ret.Exist_Non-FBC_WetFGD_SCR_ACI_DSI & DCCS | 0 | 0 | 0 | 0 | 0 | 0 | 0
00 Ret.Exist_Non-FBC_WetFGD_SCR_ACI_DSI & DCCS & CCS | 0 | 0 | 0 | 0 | 0 | 0 | 0
00 Ret.Exist_Non-FBC_WetFGD_SCR_ACI_DSI & DRET | 0 | 0 | 0 | 0 | 0 | 0 | 0
00 Ret.Exist_Non-FBC_WetFGD_SCR_ACI_DSI & GPM | 0 | 0 | 0 | 0 | 0 | 0 | 0
00 Ret.Exist_Non-FBC_WetFGD_SCR_ACI_DSI & GPM & C2G | 0 | 0 | 0 | 0 | 0 | 0 | 0
00 Ret.Exist_Non-FBC_WetFGD_SCR_ACI_DSI & GPM & CCS | 0 | 0 | 0 | 0 | 0 | 0 | 0
00 Ret.Exist_Non-FBC_WetFGD_SCR_ACI_DSI & GPM & DRET | 0 | 0 | 0 | 0 | 0 | 0 | 0
00 Ret.Exist_Non-FBC_WetFGD_SCR_ACI_DSI & GPM & NGC | 0 | 0 | 0 | 0 | 0 | 0 | 0
00 Ret.Exist_Non-FBC_WetFGD_SCR_ACI_DSI & NGC | 0 | 0 | 0 | 0 | 0 | 0 | 0
00 Ret.Exist_Non-FBC_WetFGD_SCR_DSI & ACI | 0 | 0 | 0 | 0 | 0 | 0 | 0
00 Ret.Exist_Non-FBC_WetFGD_SCR_DSI & ACI & C2G | 0 | 0 | 0 | 0 | 0 | 0 | 0
00 Ret.Exist_Non-FBC_WetFGD_SCR_DSI & ACI & CCS | 0 | 0 | 0 | 0 | 0 | 0 | 0
00 Ret.Exist_Non-FBC_WetFGD_SCR_DSI & ACI & DRET | 0 | 0 | 0 | 0 | 0 | 0 | 0
00 Ret.Exist_Non-FBC_WetFGD_SCR_DSI & ACI & GPM | 0 | 0 | 0 | 0 | 0 | 0 | 0
00 Ret.Exist_Non-FBC_WetFGD_SCR_DSI & ACI & GPM & C2G | 0 | 0 | 0 | 0 | 0 | 0 | 0
00 Ret.Exist_Non-FBC_WetFGD_SCR_DSI & ACI & GPM & CCS | 0 | 0 | 0 | 0 | 0 | 0 | 0
00 Ret.Exist_Non-FBC_WetFGD_SCR_DSI & ACI & GPM & DRET | 0 | 0 | 0 | 0 | 0 | 0 | 0
00 Ret.Exist_Non-FBC_WetFGD_SCR_DSI & ACI & GPM & NGC | 0 | 0 | 0 | 0 | 0 | 0 | 0
00 Ret.Exist_Non-FBC_WetFGD_SCR_DSI & ACI & NGC | 0 | 0 | 0 | 0 | 0 | 0 | 0
00 Ret.Exist_Non-FBC_WetFGD_SCR_DSI & C2G | 0 | 0 | 0 | 0 | 0 | 0 | 0
00 Ret.Exist_Non-FBC_WetFGD_SCR_DSI & CCS | 0 | 0 | 0 | 0 | 0 | 0 | 0
00 Ret.Exist_Non-FBC_WetFGD_SCR_DSI & DCCS | 0 | 0 | 0 | 0 | 0 | 0 | 0
00 Ret.Exist_Non-FBC_WetFGD_SCR_DSI & DCCS & CCS | 0 | 0 | 0 | 0 | 0 | 0 | 0
00 Ret.Exist_Non-FBC_WetFGD_SCR_DSI & DRET | 0 | 0 | 0 | 0 | 0 | 0 | 0
00 Ret.Exist_Non-FBC_WetFGD_SCR_DSI & GPM | 0 | 0 | 0 | 0 | 0 | 0 | 0
00 Ret.Exist_Non-FBC_WetFGD_SCR_DSI & GPM & C2G | 0 | 0 | 0 | 0 | 0 | 0 | 0
00 Ret.Exist_Non-FBC_WetFGD_SCR_DSI & GPM & CCS | 0 | 0 | 0 | 0 | 0 | 0 | 0
00 Ret.Exist_Non-FBC_WetFGD_SCR_DSI & GPM & DRET | 0 | 0 | 0 | 0 | 0 | 0 | 0
00 Ret.Exist_Non-FBC_WetFGD_SCR_DSI & GPM & NGC | 0 | 0 | 0 | 0 | 0 | 0 | 0
00 Ret.Exist_Non-FBC_WetFGD_SCR_DSI & NGC | 0 | 0 | 0 | 0 | 0 | 0 | 0
00 Ret.Exist_Non-FBC_WetFGD_SNCR & ACI | 0 | 0 | 0 | 0 | 0 | 0 | 0
00 Ret.Exist_Non-FBC_WetFGD_SNCR & ACI & C2G | 0 | 0 | 0 | 0 | 0 | 0 | 0
00 Ret.Exist_Non-FBC_WetFGD_SNCR & ACI & C2G & SCR | 0 | 0 | 0 | 0 | 0 | 0 | 0
00 Ret.Exist_Non-FBC_WetFGD_SNCR & ACI & DRET | 0 | 0 | 0 | 0 | 0 | 0 | 0
00 Ret.Exist_Non-FBC_WetFGD_SNCR & ACI & GPM | 0 | 0 | 0 | 0 | 0 | 0 | 0
00 Ret.Exist_Non-FBC_WetFGD_SNCR & ACI & GPM & C2G | 0 | 0 | 0 | 0 | 0 | 0 | 0
00 Ret.Exist_Non-FBC_WetFGD_SNCR & ACI & GPM & C2G & SCR | 0 | 0 | 0 | 0 | 0 | 0 | 0
00 Ret.Exist_Non-FBC_WetFGD_SNCR & ACI & GPM & DRET | 0 | 0 | 0 | 0 | 0 | 0 | 0
00 Ret.Exist_Non-FBC_WetFGD_SNCR & ACI & GPM & NGC | 0 | 0 | 0 | 0 | 0 | 0 | 0
00 Ret.Exist_Non-FBC_WetFGD_SNCR & ACI & GPM & SCR | 0 | 0 | 0 | 0 | 0 | 0 | 0
00 Ret.Exist_Non-FBC_WetFGD_SNCR & ACI & GPM & SCR & CCS | 0 | 0 | 0 | 0 | 0 | 0 | 0
00 Ret.Exist_Non-FBC_WetFGD_SNCR & ACI & GPM & SCR & DRET | 0 | 0 | 0 | 0 | 0 | 0 | 0
00 Ret.Exist_Non-FBC_WetFGD_SNCR & ACI & GPM & SCR & NGC | 0 | 0 | 0 | 0 | 0 | 0 | 0
00 Ret.Exist_Non-FBC_WetFGD_SNCR & ACI & NGC | 0 | 0 | 0 | 0 | 0 | 0 | 0
00 Ret.Exist_Non-FBC_WetFGD_SNCR & ACI & SCR | 0 | 0 | 0 | 0 | 0 | 0 | 0
00 Ret.Exist_Non-FBC_WetFGD_SNCR & ACI & SCR & CCS | 0 | 0 | 0 | 0 | 0 | 0 | 0
00 Ret.Exist_Non-FBC_WetFGD_SNCR & ACI & SCR & DRET | 0 | 0 | 0 | 0 | 0 | 0 | 0
00 Ret.Exist_Non-FBC_WetFGD_SNCR & ACI & SCR & NGC | 0 | 0 | 0 | 0 | 0 | 0 | 0
00 Ret.Exist_Non-FBC_WetFGD_SNCR & C2G | 0 | 0 | 0 | 0 | 0 | 0 | 0
00 Ret.Exist_Non-FBC_WetFGD_SNCR & C2G & SCR | 0 | 0 | 0 | 0 | 0 | 0 | 0
00 Ret.Exist_Non-FBC_WetFGD_SNCR & DCCS | 0 | 0 | 0 | 0 | 0 | 0 | 0
00 Ret.Exist_Non-FBC_WetFGD_SNCR & DCCS & SCR & CCS | 0 | 0 | 0 | 0 | 0 | 0 | 0
00 Ret.Exist_Non-FBC_WetFGD_SNCR & DRET | 0 | 0 | 0 | 0 | 0 | 0 | 0
00 Ret.Exist_Non-FBC_WetFGD_SNCR & GPM | 0 | 0 | 0 | 0 | 0 | 0 | 0
00 Ret.Exist_Non-FBC_WetFGD_SNCR & GPM & C2G | 0 | 0 | 0 | 0 | 0 | 0 | 0
00 Ret.Exist_Non-FBC_WetFGD_SNCR & GPM & C2G & SCR | 0 | 0 | 0 | 0 | 0 | 0 | 0
00 Ret.Exist_Non-FBC_WetFGD_SNCR & GPM & DRET | 0 | 0 | 0 | 0 | 0 | 0 | 0
00 Ret.Exist_Non-FBC_WetFGD_SNCR & GPM & NGC | 0 | 0 | 0 | 0 | 0 | 0 | 0
00 Ret.Exist_Non-FBC_WetFGD_SNCR & GPM & SCR | 0 | 0 | 0 | 0 | 0 | 0 | 0
00 Ret.Exist_Non-FBC_WetFGD_SNCR & GPM & SCR & CCS | 0 | 0 | 0 | 0 | 0 | 0 | 0
00 Ret.Exist_Non-FBC_WetFGD_SNCR & GPM & SCR & DRET | 0 | 0 | 0 | 0 | 0 | 0 | 0
00 Ret.Exist_Non-FBC_WetFGD_SNCR & GPM & SCR & NGC | 0 | 0 | 0 | 0 | 0 | 0 | 0
00 Ret.Exist_Non-FBC_WetFGD_SNCR & NGC | 0 | 0 | 0 | 0 | 0 | 0 | 0
00 Ret.Exist_Non-FBC_WetFGD_SNCR & SCR | 0 | 0 | 0 | 0 | 0 | 0 | 0
00 Ret.Exist_Non-FBC_WetFGD_SNCR & SCR & C2G | 0 | 0 | 0 | 0 | 0 | 0 | 0
00 Ret.Exist_Non-FBC_WetFGD_SNCR & SCR & CCS | 0 | 0 | 0 | 0 | 0 | 0 | 0
00 Ret.Exist_Non-FBC_WetFGD_SNCR & SCR & DRET | 0 | 0 | 0 | 0 | 0 | 0 | 0
00 Ret.Exist_Non-FBC_WetFGD_SNCR & SCR & NGC | 0 | 0 | 0 | 0 | 0 | 0 | 0
00 Ret.Exist_Non-FBC_WetFGD_SNCR_ACI & C2G | 0 | 0 | 0 | 0 | 0 | 0 | 0
00 Ret.Exist_Non-FBC_WetFGD_SNCR_ACI & C2G & SCR | 0 | 0 | 0 | 0 | 0 | 0 | 0
00 Ret.Exist_Non-FBC_WetFGD_SNCR_ACI & DCCS | 0 | 0 | 0 | 0 | 0 | 0 | 0
00 Ret.Exist_Non-FBC_WetFGD_SNCR_ACI & DCCS & SCR & CCS | 0 | 0 | 0 | 0 | 0 | 0 | 0
00 Ret.Exist_Non-FBC_WetFGD_SNCR_ACI & DRET | 0 | 0 | 0 | 0 | 0 | 0 | 0
00 Ret.Exist_Non-FBC_WetFGD_SNCR_ACI & GPM | 0 | 0 | 0 | 0 | 0 | 0 | 0
00 Ret.Exist_Non-FBC_WetFGD_SNCR_ACI & GPM & C2G | 0 | 0 | 0 | 0 | 0 | 0 | 0
00 Ret.Exist_Non-FBC_WetFGD_SNCR_ACI & GPM & C2G & SCR | 0 | 0 | 0 | 0 | 0 | 0 | 0
00 Ret.Exist_Non-FBC_WetFGD_SNCR_ACI & GPM & DRET | 0 | 0 | 0 | 0 | 0 | 0 | 0
00 Ret.Exist_Non-FBC_WetFGD_SNCR_ACI & GPM & NGC | 0 | 0 | 0 | 0 | 0 | 0 | 0
00 Ret.Exist_Non-FBC_WetFGD_SNCR_ACI & GPM & SCR | 0 | 0 | 0 | 0 | 0 | 0 | 0
00 Ret.Exist_Non-FBC_WetFGD_SNCR_ACI & GPM & SCR & CCS | 0 | 0 | 0 | 0 | 0 | 0 | 0
00 Ret.Exist_Non-FBC_WetFGD_SNCR_ACI & GPM & SCR & DRET | 0 | 0 | 0 | 0 | 0 | 0 | 0
00 Ret.Exist_Non-FBC_WetFGD_SNCR_ACI & GPM & SCR & NGC | 0 | 0 | 0 | 0 | 0 | 0 | 0
00 Ret.Exist_Non-FBC_WetFGD_SNCR_ACI & NGC | 0 | 0 | 0 | 0 | 0 | 0 | 0
00 Ret.Exist_Non-FBC_WetFGD_SNCR_ACI & SCR | 0 | 0 | 0 | 0 | 0 | 0 | 0
00 Ret.Exist_Non-FBC_WetFGD_SNCR_ACI & SCR & C2G | 0 | 0 | 0 | 0 | 0 | 0 | 0
00 Ret.Exist_Non-FBC_WetFGD_SNCR_ACI & SCR & CCS | 0 | 0 | 0 | 0 | 0 | 0 | 0
00 Ret.Exist_Non-FBC_WetFGD_SNCR_ACI & SCR & DRET | 0 | 0 | 0 | 0 | 0 | 0 | 0
00 Ret.Exist_Non-FBC_WetFGD_SNCR_ACI & SCR & NGC | 0 | 0 | 0 | 0 | 0 | 0 | 0
00 Existing Combined Cycle Retirement | 1476.8 | 1476.8 | 1476.8 | 1476.8 | 1476.8 | 1476.8 | 1476.8
00 New Combined Cycle Retirement | 0 | 0 | 0 | 0 | 0 | 0 | 0
00 Existing Combustion Turbine Retirement | 2370.5572 | 2370.5572 | 2370.5572 | 2370.5572 | 2370.5572 | 2370.5572 | 2370.5572
00 New Combustion Turbine Retirement | 0 | 0 | 0 | 0 | 0 | 0 | 0
00 Oil/Gas Steam Retirement | 2678.88 | 2678.88 | 2678.88 | 2678.88 | 2678.88 | 2678.88 | 2678.88
00 Coal Steam Retirement | 735.2723 | 1476.2723 | 2818 | 2818 | 2818 | 2818 | 2818
00 IGCC Retirement | 0 | 0 | 0 | 0 | 0 | 0 | 0
00 Nuclear Retirement | 0 | 0 | 0 | 0 | 0 | 0 | 0
00 Biomass Retirement | 997.3033 | 997.3033 | 1050.3033 | 1050.3033 | 1050.3033 | 1274.2933 | 1274.2933
00 Fossil_Other Retirement | 0 | 0 | 0 | 0 | 0 | 0 | 0
00 Fuel Cell Retirement | 0 | 0 | 0 | 0 | 0 | 0 | 0
00 Geothermal Retirement | 0 | 0 | 0 | 0 | 0 | 0 | 0
00 Hydro Retirement | 0 | 0 | 0 | 0 | 0 | 0 | 0
00 Landfill Gas Retirement | 0 | 0 | 0 | 0 | 0 | 0 | 0
00 Non Fossil_Other Retirement | 0 | 0 | 0 | 0 | 0 | 0 | 0
00 Solar Thermal Retirement | 0 | 0 | 0 | 0 | 0 | 0 | 0
00 Exist Dummy | 0 | 0 | 0 | 0 | 0 | 0 | 0
Total | 185875.5223 | 187213.6851 | 205446.4092 | 220953.3727 | 235920.7186 | 251992.6017 | 265319.4674
11. Capacity Additions and Changes by Capacity Reporting Type [MW]
00 New Combined Cycle | 2147 | 0 | 0 | 0 | 0 | 0 | 0
00 New Combined Cycle with CCS Retrofit | 0 | 0 | 0 | 0 | 0 | 0 | 0
00 New Combined Cycle with CF Limit | 0 | 0 | 0 | 0 | 0 | 0 | 0
00 New Combined Cycle with HRI Retrofit | 0 | 0 | 0 | 0 | 0 | 0 | 0
00 New Combined Cycle with Hydrogen Retrofit | 0 | 0 | 0 | 0 | 0 | 0 | 0
00 New Combined Cycle with Hydrogen Retrofit Undone | 0 | 0 | 0 | 0 | 0 | 0 | 0
00 New Combined Cycle with CCS | 0 | 0 | 0 | 0 | 0 | 0 | 0
00 New Combustion Turbine | 186 | 0 | 0 | 0 | 0 | 0 | 0
00 New Combustion Turbine with HRI Retrofit | 0 | 0 | 0 | 0 | 0 | 0 | 0
00 New Combustion Turbine with Hydrogen Retrofit | 0 | 0 | 0 | 0 | 0 | 0 | 0
00 New Combustion Turbine with Hydrogen Retrofit Undone | 0 | 0 | 0 | 0 | 0 | 0 | 0
00 New Hydro | 125.8 | 44.9681 | 0 | 763.0027 | 484.2001 | 620.5545 | 372.1696
00 New Nuclear | 0 | 0 | 0 | 0 | 0 | 0 | 0
00 New Nuclear - SMR | 0 | 0 | 0 | 0 | 0 | 0 | 0
00 New Biomass | 26.5 | 0 | 0 | 0 | 39.8907 | 370.9836 | 3753.7755
00 New Geothermal | 0 | 0 | 0 | 0 | 0 | 0 | 0
00 New Landfill Gas | 19 | 9 | 57 | 269 | 0 | 0 | 0
00 New Battery Storage | 7088.1011 | 270.3965 | 4871.9169 | 1590.9919 | 1537.7088 | 744.818 | 665.0905
00 New Offshore Wind | 0 | 0 | 0 | 0 | 0 | 0 | 0
00 New Onshore Wind | 7907.07 | 613.7982 | 11543.9844 | 12422.3992 | 12355.5642 | 9625.148 | 4912.781
00 New Solar PV | 5687.15 | 0 | 0 | 50.2294 | 329.3196 | 4346.4037 | 3006.5753
00 New Solar Thermal | 0 | 0 | 0 | 0 | 0 | 0 | 0
00 New Fuel Cell | 0 | 0 | 0 | 0 | 0 | 0 | 0
00 New Ultrasupercritical Coal without CCS | 0 | 0 | 859.8227 | 411.3402 | 220.6625 | 363.9752 | 616.4736
00 New Ultrasupercritical Coal with 30% CCS | 0 | 0 | 0 | 0 | 0 | 0 | 0
00 New Ultrasupercritical Coal with 90% CCS | 0 | 0 | 0 | 0 | 0 | 0 | 0
00 Exist & New Distributed Solar PV | 0 | 0 | 0 | 0 | 0 | 0 | 0
00 Exist Combined Cycle | 0 | 0 | 0 | 0 | 0 | 0 | 0
00 Exist Combustion Turbine | 0 | 0 | 0 | 0 | 0 | 0 | 0
00 Exist FBC_Uncontrolled | 0 | 0 | 0 | 0 | 0 | 0 | 0
00 Exist FBC_ACI_DSI | 0 | 0 | 0 | 0 | 0 | 0 | 0
00 Exist FBC_DryFGD_ACI | 0 | 0 | 0 | 0 | 0 | 0 | 0
00 Exist FBC_DryFGD_DSI | 0 | 0 | 0 | 0 | 0 | 0 | 0
00 Exist FBC_DryFGD_SNCR | 0 | 0 | 0 | 0 | 0 | 0 | 0
00 Exist FBC_DryFGD_SNCR_ACI | 0 | 0 | 0 | 0 | 0 | 0 | 0
00 Exist FBC_DryFGD_SNCR_ACI_DSI | 0 | 0 | 0 | 0 | 0 | 0 | 0
00 Exist FBC_DryFGD_SNCR_DSI | 0 | 0 | 0 | 0 | 0 | 0 | 0
00 Exist FBC_DSI | 0 | 0 | 0 | 0 | 0 | 0 | 0
00 Exist FBC_SNCR | 0 | 0 | 0 | 0 | 0 | 0 | 0
00 Exist FBC_SNCR_ACI_DSI | 0 | 0 | 0 | 0 | 0 | 0 | 0
00 Exist FBC_SNCR_DSI | 0 | 0 | 0 | 0 | 0 | 0 | 0
00 Exist FBC_WetFGD_SNCR | 0 | 0 | 0 | 0 | 0 | 0 | 0
00 Exist FBC_WetFGD_DSI | 0 | 0 | 0 | 0 | 0 | 0 | 0
00 Exist_Non-FBC_Uncontrolled | 0 | 0 | 0 | 0 | 0 | 0 | 0
00 Exist_Non-FBC_ACI | 0 | 0 | 0 | 0 | 0 | 0 | 0
00 Exist_Non-FBC_ACI_DSI | 0 | 0 | 0 | 0 | 0 | 0 | 0
00 Exist_Non-FBC_DryFGD | 0 | 0 | 0 | 0 | 0 | 0 | 0
00 Exist_Non-FBC_DryFGD_ACI | 0 | 0 | 0 | 0 | 0 | 0 | 0
00 Exist_Non-FBC_DryFGD_SCR | 0 | 0 | 0 | 0 | 0 | 0 | 0
00 Exist_Non-FBC_DryFGD_SCR_ACI | 0 | 0 | 0 | 0 | 0 | 0 | 0
00 Exist_Non-FBC_DryFGD_SCR_DSI | 0 | 0 | 0 | 0 | 0 | 0 | 0
00 Exist_Non-FBC_DryFGD_SCR_ACI_DSI | 0 | 0 | 0 | 0 | 0 | 0 | 0
00 Exist_Non-FBC_DryFGD_SNCR_ACI | 0 | 0 | 0 | 0 | 0 | 0 | 0
00 Exist_Non-FBC_DryFGD_SNCR_ACI_DSI | 0 | 0 | 0 | 0 | 0 | 0 | 0
00 Exist_Non-FBC_DSI | 0 | 0 | 0 | 0 | 0 | 0 | 0
00 Exist_Non-FBC_SCR_ACI | 0 | 0 | 0 | 0 | 0 | 0 | 0
00 Exist_Non-FBC_SCR_ACI_DSI | 0 | 0 | 0 | 0 | 0 | 0 | 0
00 Exist_Non-FBC_SNCR_ACI | 0 | 0 | 0 | 0 | 0 | 0 | 0
00 Exist_Non-FBC_SNCR_ACI_DSI | 0 | 0 | 0 | 0 | 0 | 0 | 0
00 Exist_Non-FBC_WetFGD | 0 | 0 | 0 | 0 | 0 | 0 | 0
00 Exist_Non-FBC_WetFGD_ACI | 0 | 0 | 0 | 0 | 0 | 0 | 0
00 Exist_Non-FBC_WetFGD_ACI_DSI | 0 | 0 | 0 | 0 | 0 | 0 | 0
00 Exist_Non-FBC_WetFGD_SCR | 0 | 0 | 0 | 0 | 0 | 0 | 0
00 Exist_Non-FBC_WetFGD_SCR_DSI | 0 | 0 | 0 | 0 | 0 | 0 | 0
00 Exist_Non-FBC_WetFGD_SCR_ACI | 0 | 0 | 0 | 0 | 0 | 0 | 0
00 Exist_Non-FBC_WetFGD_SCR_ACI_DSI | 0 | 0 | 0 | 0 | 0 | 0 | 0
00 Exist_Non-FBC_WetFGD_SNCR | 0 | 0 | 0 | 0 | 0 | 0 | 0
00 Exist_Non-FBC_WetFGD_SNCR_ACI | 0 | 0 | 0 | 0 | 0 | 0 | 0
00 Exist IGCC | 0 | 0 | 0 | 0 | 0 | 0 | 0
00 Exist Fossil_Other | 0 | 0 | 0 | 0 | 0 | 0 | 0
00 Exist Fuel Cell | 0 | 0 | 0 | 0 | 0 | 0 | 0
00 Exist Hydro | 0 | 0 | 0 | 0 | 0 | 0 | 0
00 Exist Non Fossil_Other | 0 | 0 | 0 | 0 | 0 | 0 | 0
00 Exist Nuclear | 0 | 0 | 0 | 0 | 0 | 0 | 0
00 Exist Oil/Gas Steam | 0 | 0 | 0 | 0 | 0 | 0 | 0
00 Exist Oil/Gas Steam_SCR | 0 | 0 | 0 | 0 | 0 | 0 | 0
00 Exist Oil/Gas Steam_SNCR | 0 | 0 | 0 | 0 | 0 | 0 | 0
00 Exist Biomass | 0 | 0 | 0 | 0 | 0 | 0 | 0
00 Exist Landfill Gas | 0 | 0 | 0 | 0 | 0 | 0 | 0
00 Exist Geothermal | 0 | 0 | 0 | 0 | 0 | 0 | 0
00 Exist Pump Storage | 0 | 0 | 0 | 0 | 0 | 0 | 0
00 Exist Energy Storage | 0 | 0 | 0 | 0 | 0 | 0 | 0
00 Exist Solar PV | 0 | 0 | 0 | 0 | 0 | 0 | 0
00 Exist Solar Thermal | 0 | 0 | 0 | 0 | 0 | 0 | 0
00 Exist Offshore Wind | 0 | 0 | 0 | 0 | 0 | 0 | 0
00 Exist Onshore Wind | 0 | 0 | 0 | 0 | 0 | 0 | 0
00 International Imports | 0 | 0 | 0 | 0 | 0 | 0 | 0
00 Ret.Exist Combined Cycle & CF Limit | 0 | 0 | 0 | 0 | 0 | 0 | 0
00 Ret.Exist Combined Cycle & CCS | 0 | 0 | 0 | 0 | 0 | 0 | 0
00 Ret.Exist Combined Cycle & Hydrogen | 0 | 0 | 0 | 0 | 0 | 0 | 0
00 Ret.Exist Combined Cycle & Hydrogen Retrofit Undone | 0 | 0 | 0 | 0 | 0 | 0 | 0
00 Ret.Exist Combined Cycle & HRI | 0 | 0 | 0 | 0 | 0 | 0 | 0
00 Ret.Exist Combustion Turbine & HRI | 0 | 0 | 0 | 0 | 0 | 0 | 0
00 Ret.Exist_FBC_NoCtrl & CCS | 0 | 0 | 0 | 0 | 0 | 0 | 0
00 Ret.Exist_FBC_NoCtrl & DRET | 0 | 0 | 0 | 0 | 0 | 0 | 0
00 Ret.Exist_FBC_NoCtrl & GPM | 0 | 0 | 0 | 0 | 0 | 0 | 0
00 Ret.Exist_FBC_NoCtrl & GPM & CCS | 0 | 0 | 0 | 0 | 0 | 0 | 0
00 Ret.Exist_FBC_NoCtrl & GPM & DRET | 0 | 0 | 0 | 0 | 0 | 0 | 0
00 Ret.Exist_FBC_NoCtrl & GPM & NGC | 0 | 0 | 0 | 0 | 0 | 0 | 0
00 Ret.Exist_FBC_NoCtrl & GPM & SNCR | 0 | 0 | 0 | 0 | 0 | 0 | 0
00 Ret.Exist_FBC_NoCtrl & GPM & SNCR & CCS | 0 | 0 | 0 | 0 | 0 | 0 | 0
00 Ret.Exist_FBC_NoCtrl & GPM & SNCR & DRET | 0 | 0 | 0 | 0 | 0 | 0 | 0
00 Ret.Exist_FBC_NoCtrl & GPM & SNCR & NGC | 0 | 0 | 0 | 0 | 0 | 0 | 0
00 Ret.Exist_FBC_NoCtrl & NGC | 0 | 0 | 0 | 0 | 0 | 0 | 0
00 Ret.Exist_FBC_NoCtrl & SNCR | 0 | 0 | 0 | 0 | 0 | 0 | 0
00 Ret.Exist_FBC_NoCtrl & SNCR & CCS | 0 | 0 | 0 | 0 | 0 | 0 | 0
00 Ret.Exist_FBC_NoCtrl & SNCR & DRET | 0 | 0 | 0 | 0 | 0 | 0 | 0
00 Ret.Exist_FBC_NoCtrl & SNCR & NGC | 0 | 0 | 0 | 0 | 0 | 0 | 0
00 Ret.Exist_FBC_ACI_DSI & CCS | 0 | 0 | 0 | 0 | 0 | 0 | 0
00 Ret.Exist_FBC_ACI_DSI & DCCS | 0 | 0 | 0 | 0 | 0 | 0 | 0
00 Ret.Exist_FBC_ACI_DSI & DCCS & CCS | 0 | 0 | 0 | 0 | 0 | 0 | 0
00 Ret.Exist_FBC_ACI_DSI & DCCS & SNCR & CCS | 0 | 0 | 0 | 0 | 0 | 0 | 0
00 Ret.Exist_FBC_ACI_DSI & DRET | 0 | 0 | 0 | 0 | 0 | 0 | 0
00 Ret.Exist_FBC_ACI_DSI & GPM | 0 | 0 | 0 | 0 | 0 | 0 | 0
00 Ret.Exist_FBC_ACI_DSI & GPM & CCS | 0 | 0 | 0 | 0 | 0 | 0 | 0
00 Ret.Exist_FBC_ACI_DSI & GPM & DRET | 0 | 0 | 0 | 0 | 0 | 0 | 0
00 Ret.Exist_FBC_ACI_DSI & GPM & NGC | 0 | 0 | 0 | 0 | 0 | 0 | 0
00 Ret.Exist_FBC_ACI_DSI & GPM & SNCR | 0 | 0 | 0 | 0 | 0 | 0 | 0
00 Ret.Exist_FBC_ACI_DSI & GPM & SNCR & CCS | 0 | 0 | 0 | 0 | 0 | 0 | 0
00 Ret.Exist_FBC_ACI_DSI & GPM & SNCR & DRET | 0 | 0 | 0 | 0 | 0 | 0 | 0
00 Ret.Exist_FBC_ACI_DSI & GPM & SNCR & NGC | 0 | 0 | 0 | 0 | 0 | 0 | 0
00 Ret.Exist_FBC_ACI_DSI & NGC | 0 | 0 | 0 | 0 | 0 | 0 | 0
00 Ret.Exist_FBC_ACI_DSI & SNCR | 0 | 0 | 0 | 0 | 0 | 0 | 0
00 Ret.Exist_FBC_ACI_DSI & SNCR & CCS | 0 | 0 | 0 | 0 | 0 | 0 | 0
00 Ret.Exist_FBC_ACI_DSI & SNCR & DRET | 0 | 0 | 0 | 0 | 0 | 0 | 0
00 Ret.Exist_FBC_ACI_DSI & SNCR & NGC | 0 | 0 | 0 | 0 | 0 | 0 | 0
00 Ret.Exist_FBC_DryFGD_ACI & CCS | 0 | 0 | 0 | 0 | 0 | 0 | 0
00 Ret.Exist_FBC_DryFGD_ACI & DCCS | 0 | 0 | 0 | 0 | 0 | 0 | 0
00 Ret.Exist_FBC_DryFGD_ACI & DCCS & CCS | 0 | 0 | 0 | 0 | 0 | 0 | 0
00 Ret.Exist_FBC_DryFGD_ACI & DCCS & SNCR & CCS | 0 | 0 | 0 | 0 | 0 | 0 | 0
00 Ret.Exist_FBC_DryFGD_ACI & DRET | 0 | 0 | 0 | 0 | 0 | 0 | 0
00 Ret.Exist_FBC_DryFGD_ACI & GPM | 0 | 0 | 0 | 0 | 0 | 0 | 0
00 Ret.Exist_FBC_DryFGD_ACI & GPM & CCS | 0 | 0 | 0 | 0 | 0 | 0 | 0
00 Ret.Exist_FBC_DryFGD_ACI & GPM & DRET | 0 | 0 | 0 | 0 | 0 | 0 | 0
00 Ret.Exist_FBC_DryFGD_ACI & GPM & NGC | 0 | 0 | 0 | 0 | 0 | 0 | 0
00 Ret.Exist_FBC_DryFGD_ACI & GPM & SNCR | 0 | 0 | 0 | 0 | 0 | 0 | 0
00 Ret.Exist_FBC_DryFGD_ACI & GPM & SNCR & CCS | 0 | 0 | 0 | 0 | 0 | 0 | 0
00 Ret.Exist_FBC_DryFGD_ACI & GPM & SNCR & DRET | 0 | 0 | 0 | 0 | 0 | 0 | 0
00 Ret.Exist_FBC_DryFGD_ACI & GPM & SNCR & NGC | 0 | 0 | 0 | 0 | 0 | 0 | 0
00 Ret.Exist_FBC_DryFGD_ACI & NGC | 0 | 0 | 0 | 0 | 0 | 0 | 0
00 Ret.Exist_FBC_DryFGD_ACI & SNCR | 0 | 0 | 0 | 0 | 0 | 0 | 0
00 Ret.Exist_FBC_DryFGD_ACI & SNCR & CCS | 0 | 0 | 0 | 0 | 0 | 0 | 0
00 Ret.Exist_FBC_DryFGD_ACI & SNCR & DRET | 0 | 0 | 0 | 0 | 0 | 0 | 0
00 Ret.Exist_FBC_DryFGD_ACI & SNCR & NGC | 0 | 0 | 0 | 0 | 0 | 0 | 0
00 Ret.Exist_FBC_DryFGD_DSI & ACI | 0 | 0 | 0 | 0 | 0 | 0 | 0
00 Ret.Exist_FBC_DryFGD_DSI & ACI & DRET | 0 | 0 | 0 | 0 | 0 | 0 | 0
00 Ret.Exist_FBC_DryFGD_DSI & ACI & GPM | 0 | 0 | 0 | 0 | 0 | 0 | 0
00 Ret.Exist_FBC_DryFGD_DSI & ACI & GPM & DRET | 0 | 0 | 0 | 0 | 0 | 0 | 0
00 Ret.Exist_FBC_DryFGD_DSI & ACI & GPM & NGC | 0 | 0 | 0 | 0 | 0 | 0 | 0
00 Ret.Exist_FBC_DryFGD_DSI & ACI & GPM & SNCR | 0 | 0 | 0 | 0 | 0 | 0 | 0
00 Ret.Exist_FBC_DryFGD_DSI & ACI & GPM & SNCR & DRET | 0 | 0 | 0 | 0 | 0 | 0 | 0
00 Ret.Exist_FBC_DryFGD_DSI & ACI & GPM & SNCR & NGC | 0 | 0 | 0 | 0 | 0 | 0 | 0
00 Ret.Exist_FBC_DryFGD_DSI & ACI & NGC | 0 | 0 | 0 | 0 | 0 | 0 | 0
00 Ret.Exist_FBC_DryFGD_DSI & ACI & SNCR | 0 | 0 | 0 | 0 | 0 | 0 | 0
00 Ret.Exist_FBC_DryFGD_DSI & ACI & SNCR & DRET | 0 | 0 | 0 | 0 | 0 | 0 | 0
00 Ret.Exist_FBC_DryFGD_DSI & ACI & SNCR & NGC | 0 | 0 | 0 | 0 | 0 | 0 | 0
00 Ret.Exist_FBC_DryFGD_DSI & DRET | 0 | 0 | 0 | 0 | 0 | 0 | 0
00 Ret.Exist_FBC_DryFGD_DSI & GPM | 0 | 0 | 0 | 0 | 0 | 0 | 0
00 Ret.Exist_FBC_DryFGD_DSI & GPM & DRET | 0 | 0 | 0 | 0 | 0 | 0 | 0
00 Ret.Exist_FBC_DryFGD_DSI & GPM & NGC | 0 | 0 | 0 | 0 | 0 | 0 | 0
00 Ret.Exist_FBC_DryFGD_DSI & GPM & SNCR | 0 | 0 | 0 | 0 | 0 | 0 | 0
00 Ret.Exist_FBC_DryFGD_DSI & GPM & SNCR & DRET | 0 | 0 | 0 | 0 | 0 | 0 | 0
00 Ret.Exist_FBC_DryFGD_DSI & GPM & SNCR & NGC | 0 | 0 | 0 | 0 | 0 | 0 | 0
00 Ret.Exist_FBC_DryFGD_DSI & NGC | 0 | 0 | 0 | 0 | 0 | 0 | 0
00 Ret.Exist_FBC_DryFGD_DSI & SNCR | 0 | 0 | 0 | 0 | 0 | 0 | 0
00 Ret.Exist_FBC_DryFGD_DSI & SNCR & DRET | 0 | 0 | 0 | 0 | 0 | 0 | 0
00 Ret.Exist_FBC_DryFGD_DSI & SNCR & NGC | 0 | 0 | 0 | 0 | 0 | 0 | 0
00 Ret.Exist_FBC_DryFGD_SNCR & ACI | 0 | 0 | 0 | 0 | 0 | 0 | 0
00 Ret.Exist_FBC_DryFGD_SNCR & ACI & CCS | 0 | 0 | 0 | 0 | 0 | 0 | 0
00 Ret.Exist_FBC_DryFGD_SNCR & ACI & DRET | 0 | 0 | 0 | 0 | 0 | 0 | 0
00 Ret.Exist_FBC_DryFGD_SNCR & ACI & GPM | 0 | 0 | 0 | 0 | 0 | 0 | 0
00 Ret.Exist_FBC_DryFGD_SNCR & ACI & GPM & CCS | 0 | 0 | 0 | 0 | 0 | 0 | 0
00 Ret.Exist_FBC_DryFGD_SNCR & ACI & GPM & DRET | 0 | 0 | 0 | 0 | 0 | 0 | 0
00 Ret.Exist_FBC_DryFGD_SNCR & ACI & GPM & NGC | 0 | 0 | 0 | 0 | 0 | 0 | 0
00 Ret.Exist_FBC_DryFGD_SNCR & ACI & NGC | 0 | 0 | 0 | 0 | 0 | 0 | 0
00 Ret.Exist_FBC_DryFGD_SNCR & CCS | 0 | 0 | 0 | 0 | 0 | 0 | 0
00 Ret.Exist_FBC_DryFGD_SNCR & DCCS | 0 | 0 | 0 | 0 | 0 | 0 | 0
00 Ret.Exist_FBC_DryFGD_SNCR & DCCS & CCS | 0 | 0 | 0 | 0 | 0 | 0 | 0
00 Ret.Exist_FBC_DryFGD_SNCR & DRET | 0 | 0 | 0 | 0 | 0 | 0 | 0
00 Ret.Exist_FBC_DryFGD_SNCR & GPM | 0 | 0 | 0 | 0 | 0 | 0 | 0
00 Ret.Exist_FBC_DryFGD_SNCR & GPM & CCS | 0 | 0 | 0 | 0 | 0 | 0 | 0
00 Ret.Exist_FBC_DryFGD_SNCR & GPM & DRET | 0 | 0 | 0 | 0 | 0 | 0 | 0
00 Ret.Exist_FBC_DryFGD_SNCR & GPM & NGC | 0 | 0 | 0 | 0 | 0 | 0 | 0
00 Ret.Exist_FBC_DryFGD_SNCR & NGC | 0 | 0 | 0 | 0 | 0 | 0 | 0
00 Ret.Exist_FBC_DryFGD_SNCR_ACI & CCS | 0 | 0 | 0 | 0 | 0 | 0 | 0
00 Ret.Exist_FBC_DryFGD_SNCR_ACI & DCCS | 0 | 0 | 0 | 0 | 0 | 0 | 0
00 Ret.Exist_FBC_DryFGD_SNCR_ACI & DCCS & CCS | 0 | 0 | 0 | 0 | 0 | 0 | 0
00 Ret.Exist_FBC_DryFGD_SNCR_ACI & DRET | 0 | 0 | 0 | 0 | 0 | 0 | 0
00 Ret.Exist_FBC_DryFGD_SNCR_ACI & GPM | 0 | 0 | 0 | 0 | 0 | 0 | 0
00 Ret.Exist_FBC_DryFGD_SNCR_ACI & GPM & CCS | 0 | 0 | 0 | 0 | 0 | 0 | 0
00 Ret.Exist_FBC_DryFGD_SNCR_ACI & GPM & DRET | 0 | 0 | 0 | 0 | 0 | 0 | 0
00 Ret.Exist_FBC_DryFGD_SNCR_ACI & GPM & NGC | 0 | 0 | 0 | 0 | 0 | 0 | 0
00 Ret.Exist_FBC_DryFGD_SNCR_ACI & NGC | 0 | 0 | 0 | 0 | 0 | 0 | 0
00 Ret.Exist_FBC_DryFGD_SNCR_ACI_DSI & CCS | 0 | 0 | 0 | 0 | 0 | 0 | 0
00 Ret.Exist_FBC_DryFGD_SNCR_ACI_DSI & DCCS | 0 | 0 | 0 | 0 | 0 | 0 | 0
00 Ret.Exist_FBC_DryFGD_SNCR_ACI_DSI & DCCS & CCS | 0 | 0 | 0 | 0 | 0 | 0 | 0
00 Ret.Exist_FBC_DryFGD_SNCR_ACI_DSI & DRET | 0 | 0 | 0 | 0 | 0 | 0 | 0
00 Ret.Exist_FBC_DryFGD_SNCR_ACI_DSI & GPM | 0 | 0 | 0 | 0 | 0 | 0 | 0
00 Ret.Exist_FBC_DryFGD_SNCR_ACI_DSI & GPM & CCS | 0 | 0 | 0 | 0 | 0 | 0 | 0
00 Ret.Exist_FBC_DryFGD_SNCR_ACI_DSI & GPM & DRET | 0 | 0 | 0 | 0 | 0 | 0 | 0
00 Ret.Exist_FBC_DryFGD_SNCR_ACI_DSI & GPM & NGC | 0 | 0 | 0 | 0 | 0 | 0 | 0
00 Ret.Exist_FBC_DryFGD_SNCR_ACI_DSI & NGC | 0 | 0 | 0 | 0 | 0 | 0 | 0
00 Ret.Exist_FBC_DryFGD_SNCR_DSI & ACI | 0 | 0 | 0 | 0 | 0 | 0 | 0
00 Ret.Exist_FBC_DryFGD_SNCR_DSI & ACI & DRET | 0 | 0 | 0 | 0 | 0 | 0 | 0
00 Ret.Exist_FBC_DryFGD_SNCR_DSI & ACI & GPM | 0 | 0 | 0 | 0 | 0 | 0 | 0
00 Ret.Exist_FBC_DryFGD_SNCR_DSI & ACI & GPM & DRET | 0 | 0 | 0 | 0 | 0 | 0 | 0
00 Ret.Exist_FBC_DryFGD_SNCR_DSI & ACI & GPM & NGC | 0 | 0 | 0 | 0 | 0 | 0 | 0
00 Ret.Exist_FBC_DryFGD_SNCR_DSI & ACI & NGC | 0 | 0 | 0 | 0 | 0 | 0 | 0
00 Ret.Exist_FBC_DryFGD_SNCR_DSI & DRET | 0 | 0 | 0 | 0 | 0 | 0 | 0
00 Ret.Exist_FBC_DryFGD_SNCR_DSI & GPM | 0 | 0 | 0 | 0 | 0 | 0 | 0
00 Ret.Exist_FBC_DryFGD_SNCR_DSI & GPM & DRET | 0 | 0 | 0 | 0 | 0 | 0 | 0
00 Ret.Exist_FBC_DryFGD_SNCR_DSI & GPM & NGC | 0 | 0 | 0 | 0 | 0 | 0 | 0
00 Ret.Exist_FBC_DryFGD_SNCR_DSI & NGC | 0 | 0 | 0 | 0 | 0 | 0 | 0
00 Ret.Exist_FBC_DSI & ACI | 0 | 0 | 0 | 0 | 0 | 0 | 0
00 Ret.Exist_FBC_DSI & ACI & DRET | 0 | 0 | 0 | 0 | 0 | 0 | 0
00 Ret.Exist_FBC_DSI & ACI & GPM | 0 | 0 | 0 | 0 | 0 | 0 | 0
00 Ret.Exist_FBC_DSI & ACI & GPM & DRET | 0 | 0 | 0 | 0 | 0 | 0 | 0
00 Ret.Exist_FBC_DSI & ACI & GPM & NGC | 0 | 0 | 0 | 0 | 0 | 0 | 0
00 Ret.Exist_FBC_DSI & ACI & GPM & SNCR | 0 | 0 | 0 | 0 | 0 | 0 | 0
00 Ret.Exist_FBC_DSI & ACI & GPM & SNCR & DRET | 0 | 0 | 0 | 0 | 0 | 0 | 0
00 Ret.Exist_FBC_DSI & ACI & GPM & SNCR & NGC | 0 | 0 | 0 | 0 | 0 | 0 | 0
00 Ret.Exist_FBC_DSI & ACI & NGC | 0 | 0 | 0 | 0 | 0 | 0 | 0
00 Ret.Exist_FBC_DSI & ACI & SNCR | 0 | 0 | 0 | 0 | 0 | 0 | 0
00 Ret.Exist_FBC_DSI & ACI & SNCR & DRET | 0 | 0 | 0 | 0 | 0 | 0 | 0
00 Ret.Exist_FBC_DSI & ACI & SNCR & NGC | 0 | 0 | 0 | 0 | 0 | 0 | 0
00 Ret.Exist_FBC_DSI & DRET | 0 | 0 | 0 | 0 | 0 | 0 | 0
00 Ret.Exist_FBC_DSI & GPM | 0 | 0 | 0 | 0 | 0 | 0 | 0
00 Ret.Exist_FBC_DSI & GPM & DRET | 0 | 0 | 0 | 0 | 0 | 0 | 0
00 Ret.Exist_FBC_DSI & GPM & NGC | 0 | 0 | 0 | 0 | 0 | 0 | 0
00 Ret.Exist_FBC_DSI & GPM & SNCR | 0 | 0 | 0 | 0 | 0 | 0 | 0
00 Ret.Exist_FBC_DSI & GPM & SNCR & DRET | 0 | 0 | 0 | 0 | 0 | 0 | 0
00 Ret.Exist_FBC_DSI & GPM & SNCR & NGC | 0 | 0 | 0 | 0 | 0 | 0 | 0
00 Ret.Exist_FBC_DSI & NGC | 0 | 0 | 0 | 0 | 0 | 0 | 0
00 Ret.Exist_FBC_DSI & SNCR | 0 | 0 | 0 | 0 | 0 | 0 | 0
00 Ret.Exist_FBC_DSI & SNCR & DRET | 0 | 0 | 0 | 0 | 0 | 0 | 0
00 Ret.Exist_FBC_DSI & SNCR & NGC | 0 | 0 | 0 | 0 | 0 | 0 | 0
00 Ret.Exist_FBC_SNCR & ACI | 0 | 0 | 0 | 0 | 0 | 0 | 0
00 Ret.Exist_FBC_SNCR & ACI & DRET | 0 | 0 | 0 | 0 | 0 | 0 | 0
00 Ret.Exist_FBC_SNCR & ACI & NGC | 0 | 0 | 0 | 0 | 0 | 0 | 0
00 Ret.Exist_FBC_SNCR & DRET | 0 | 0 | 0 | 0 | 0 | 0 | 0
00 Ret.Exist_FBC_SNCR & GPM | 0 | 0 | 0 | 0 | 0 | 0 | 0
00 Ret.Exist_FBC_SNCR & GPM & DRET | 0 | 0 | 0 | 0 | 0 | 0 | 0
00 Ret.Exist_FBC_SNCR & GPM & NGC | 0 | 0 | 0 | 0 | 0 | 0 | 0
00 Ret.Exist_FBC_SNCR & NGC | 0 | 0 | 0 | 0 | 0 | 0 | 0
00 Ret.Exist_FBC_SNCR_ACI_DSI & CCS | 0 | 0 | 0 | 0 | 0 | 0 | 0
00 Ret.Exist_FBC_SNCR_ACI_DSI & DCCS | 0 | 0 | 0 | 0 | 0 | 0 | 0
00 Ret.Exist_FBC_SNCR_ACI_DSI & DCCS & CCS | 0 | 0 | 0 | 0 | 0 | 0 | 0
00 Ret.Exist_FBC_SNCR_ACI_DSI & DRET | 0 | 0 | 0 | 0 | 0 | 0 | 0
00 Ret.Exist_FBC_SNCR_ACI_DSI & GPM | 0 | 0 | 0 | 0 | 0 | 0 | 0
00 Ret.Exist_FBC_SNCR_ACI_DSI & GPM & CCS | 0 | 0 | 0 | 0 | 0 | 0 | 0
00 Ret.Exist_FBC_SNCR_ACI_DSI & GPM & DRET | 0 | 0 | 0 | 0 | 0 | 0 | 0
00 Ret.Exist_FBC_SNCR_ACI_DSI & GPM & NGC | 0 | 0 | 0 | 0 | 0 | 0 | 0
00 Ret.Exist_FBC_SNCR_ACI_DSI & NGC | 0 | 0 | 0 | 0 | 0 | 0 | 0
00 Ret.Exist_FBC_SNCR_DSI & ACI | 0 | 0 | 0 | 0 | 0 | 0 | 0
00 Ret.Exist_FBC_SNCR_DSI & ACI & CCS | 0 | 0 | 0 | 0 | 0 | 0 | 0
00 Ret.Exist_FBC_SNCR_DSI & ACI & DRET | 0 | 0 | 0 | 0 | 0 | 0 | 0
00 Ret.Exist_FBC_SNCR_DSI & ACI & GPM | 0 | 0 | 0 | 0 | 0 | 0 | 0
00 Ret.Exist_FBC_SNCR_DSI & ACI & GPM & CCS | 0 | 0 | 0 | 0 | 0 | 0 | 0
00 Ret.Exist_FBC_SNCR_DSI & ACI & GPM & DRET | 0 | 0 | 0 | 0 | 0 | 0 | 0
00 Ret.Exist_FBC_SNCR_DSI & ACI & GPM & NGC | 0 | 0 | 0 | 0 | 0 | 0 | 0
00 Ret.Exist_FBC_SNCR_DSI & ACI & NGC | 0 | 0 | 0 | 0 | 0 | 0 | 0
00 Ret.Exist_FBC_SNCR_DSI & CCS | 0 | 0 | 0 | 0 | 0 | 0 | 0
00 Ret.Exist_FBC_SNCR_DSI & DCCS | 0 | 0 | 0 | 0 | 0 | 0 | 0
00 Ret.Exist_FBC_SNCR_DSI & DCCS & CCS | 0 | 0 | 0 | 0 | 0 | 0 | 0
00 Ret.Exist_FBC_SNCR_DSI & DRET | 0 | 0 | 0 | 0 | 0 | 0 | 0
00 Ret.Exist_FBC_SNCR_DSI & GPM | 0 | 0 | 0 | 0 | 0 | 0 | 0
00 Ret.Exist_FBC_SNCR_DSI & GPM & CCS | 0 | 0 | 0 | 0 | 0 | 0 | 0
00 Ret.Exist_FBC_SNCR_DSI & GPM & DRET | 0 | 0 | 0 | 0 | 0 | 0 | 0
00 Ret.Exist_FBC_SNCR_DSI & GPM & NGC | 0 | 0 | 0 | 0 | 0 | 0 | 0
00 Ret.Exist_FBC_SNCR_DSI & NGC | 0 | 0 | 0 | 0 | 0 | 0 | 0
00 Ret.Exist_FBC_WetFGD_DSI & ACI | 0 | 0 | 0 | 0 | 0 | 0 | 0
00 Ret.Exist_FBC_WetFGD_DSI & ACI & DRET | 0 | 0 | 0 | 0 | 0 | 0 | 0
00 Ret.Exist_FBC_WetFGD_DSI & ACI & GPM | 0 | 0 | 0 | 0 | 0 | 0 | 0
00 Ret.Exist_FBC_WetFGD_DSI & ACI & GPM & DRET | 0 | 0 | 0 | 0 | 0 | 0 | 0
00 Ret.Exist_FBC_WetFGD_DSI & ACI & GPM & NGC | 0 | 0 | 0 | 0 | 0 | 0 | 0
00 Ret.Exist_FBC_WetFGD_DSI & ACI & GPM & SNCR | 0 | 0 | 0 | 0 | 0 | 0 | 0
00 Ret.Exist_FBC_WetFGD_DSI & ACI & GPM & SNCR & DRET | 0 | 0 | 0 | 0 | 0 | 0 | 0
00 Ret.Exist_FBC_WetFGD_DSI & ACI & GPM & SNCR & NGC | 0 | 0 | 0 | 0 | 0 | 0 | 0
00 Ret.Exist_FBC_WetFGD_DSI & ACI & NGC | 0 | 0 | 0 | 0 | 0 | 0 | 0
00 Ret.Exist_FBC_WetFGD_DSI & ACI & SNCR | 0 | 0 | 0 | 0 | 0 | 0 | 0
00 Ret.Exist_FBC_WetFGD_DSI & ACI & SNCR & DRET | 0 | 0 | 0 | 0 | 0 | 0 | 0
00 Ret.Exist_FBC_WetFGD_DSI & ACI & SNCR & NGC | 0 | 0 | 0 | 0 | 0 | 0 | 0
00 Ret.Exist_FBC_WetFGD_DSI & DRET | 0 | 0 | 0 | 0 | 0 | 0 | 0
00 Ret.Exist_FBC_WetFGD_DSI & GPM | 0 | 0 | 0 | 0 | 0 | 0 | 0
00 Ret.Exist_FBC_WetFGD_DSI & GPM & DRET | 0 | 0 | 0 | 0 | 0 | 0 | 0
00 Ret.Exist_FBC_WetFGD_DSI & GPM & NGC | 0 | 0 | 0 | 0 | 0 | 0 | 0
00 Ret.Exist_FBC_WetFGD_DSI & GPM & SNCR | 0 | 0 | 0 | 0 | 0 | 0 | 0
00 Ret.Exist_FBC_WetFGD_DSI & GPM & SNCR & DRET | 0 | 0 | 0 | 0 | 0 | 0 | 0
00 Ret.Exist_FBC_WetFGD_DSI & GPM & SNCR & NGC | 0 | 0 | 0 | 0 | 0 | 0 | 0
00 Ret.Exist_FBC_WetFGD_DSI & NGC | 0 | 0 | 0 | 0 | 0 | 0 | 0
00 Ret.Exist_FBC_WetFGD_DSI & SNCR | 0 | 0 | 0 | 0 | 0 | 0 | 0
00 Ret.Exist_FBC_WetFGD_DSI & SNCR & DRET | 0 | 0 | 0 | 0 | 0 | 0 | 0
00 Ret.Exist_FBC_WetFGD_DSI & SNCR & NGC | 0 | 0 | 0 | 0 | 0 | 0 | 0
00 Ret.Exist_FBC_WetFGD_SNCR & ACI | 0 | 0 | 0 | 0 | 0 | 0 | 0
00 Ret.Exist_FBC_WetFGD_SNCR & ACI & DRET | 0 | 0 | 0 | 0 | 0 | 0 | 0
00 Ret.Exist_FBC_WetFGD_SNCR & ACI & NGC | 0 | 0 | 0 | 0 | 0 | 0 | 0
00 Ret.Exist_FBC_WetFGD_SNCR & DRET | 0 | 0 | 0 | 0 | 0 | 0 | 0
00 Ret.Exist_FBC_WetFGD_SNCR & GPM | 0 | 0 | 0 | 0 | 0 | 0 | 0
00 Ret.Exist_FBC_WetFGD_SNCR & GPM & DRET | 0 | 0 | 0 | 0 | 0 | 0 | 0
00 Ret.Exist_FBC_WetFGD_SNCR & GPM & NGC | 0 | 0 | 0 | 0 | 0 | 0 | 0
00 Ret.Exist_FBC_WetFGD_SNCR & NGC | 0 | 0 | 0 | 0 | 0 | 0 | 0
00 Ret.Exist_Non-FBC_ACI & C2G | 0 | 0 | 0 | 0 | 0 | 0 | 0
00 Ret.Exist_Non-FBC_ACI & C2G & SCR | 0 | 0 | 0 | 0 | 0 | 0 | 0
00 Ret.Exist_Non-FBC_ACI & DCCS | 0 | 0 | 0 | 0 | 0 | 0 | 0
00 Ret.Exist_Non-FBC_ACI & DCCS & WetFGD & SCR & CCS | 0 | 0 | 0 | 0 | 0 | 0 | 0
00 Ret.Exist_Non-FBC_ACI & DRET | 0 | 0 | 0 | 0 | 0 | 0 | 0
00 Ret.Exist_Non-FBC_ACI & DSI | 0 | 0 | 0 | 0 | 0 | 0 | 0
00 Ret.Exist_Non-FBC_ACI & DSI & C2G | 0 | 0 | 0 | 0 | 0 | 0 | 0
00 Ret.Exist_Non-FBC_ACI & DSI & C2G & SCR | 0 | 0 | 0 | 0 | 0 | 0 | 0
00 Ret.Exist_Non-FBC_ACI & DSI & DRET | 0 | 0 | 0 | 0 | 0 | 0 | 0
00 Ret.Exist_Non-FBC_ACI & DSI & GPM | 0 | 0 | 0 | 0 | 0 | 0 | 0
00 Ret.Exist_Non-FBC_ACI & DSI & GPM & C2G | 0 | 0 | 0 | 0 | 0 | 0 | 0
00 Ret.Exist_Non-FBC_ACI & DSI & GPM & C2G & SCR | 0 | 0 | 0 | 0 | 0 | 0 | 0
00 Ret.Exist_Non-FBC_ACI & DSI & GPM & DRET | 0 | 0 | 0 | 0 | 0 | 0 | 0
00 Ret.Exist_Non-FBC_ACI & DSI & GPM & NGC | 0 | 0 | 0 | 0 | 0 | 0 | 0
00 Ret.Exist_Non-FBC_ACI & DSI & GPM & SCR | 0 | 0 | 0 | 0 | 0 | 0 | 0
00 Ret.Exist_Non-FBC_ACI & DSI & GPM & SCR & DRET | 0 | 0 | 0 | 0 | 0 | 0 | 0
00 Ret.Exist_Non-FBC_ACI & DSI & GPM & SCR & NGC | 0 | 0 | 0 | 0 | 0 | 0 | 0
00 Ret.Exist_Non-FBC_ACI & DSI & GPM & SNCR | 0 | 0 | 0 | 0 | 0 | 0 | 0
00 Ret.Exist_Non-FBC_ACI & DSI & GPM & SNCR & DRET | 0 | 0 | 0 | 0 | 0 | 0 | 0
00 Ret.Exist_Non-FBC_ACI & DSI & GPM & SNCR & NGC | 0 | 0 | 0 | 0 | 0 | 0 | 0
00 Ret.Exist_Non-FBC_ACI & DSI & GPM & WetFGD & SCR & CCS | 0 | 0 | 0 | 0 | 0 | 0 | 0
00 Ret.Exist_Non-FBC_ACI & DSI & NGC | 0 | 0 | 0 | 0 | 0 | 0 | 0
00 Ret.Exist_Non-FBC_ACI & DSI & SCR | 0 | 0 | 0 | 0 | 0 | 0 | 0
00 Ret.Exist_Non-FBC_ACI & DSI & SCR & DRET | 0 | 0 | 0 | 0 | 0 | 0 | 0
00 Ret.Exist_Non-FBC_ACI & DSI & SCR & NGC | 0 | 0 | 0 | 0 | 0 | 0 | 0
00 Ret.Exist_Non-FBC_ACI & DSI & SNCR | 0 | 0 | 0 | 0 | 0 | 0 | 0
00 Ret.Exist_Non-FBC_ACI & DSI & SNCR & DRET | 0 | 0 | 0 | 0 | 0 | 0 | 0
00 Ret.Exist_Non-FBC_ACI & DSI & SNCR & NGC | 0 | 0 | 0 | 0 | 0 | 0 | 0
00 Ret.Exist_Non-FBC_ACI & DSI & WetFGD & SCR & CCS | 0 | 0 | 0 | 0 | 0 | 0 | 0
00 Ret.Exist_Non-FBC_ACI & GPM | 0 | 0 | 0 | 0 | 0 | 0 | 0
00 Ret.Exist_Non-FBC_ACI & GPM & C2G | 0 | 0 | 0 | 0 | 0 | 0 | 0
00 Ret.Exist_Non-FBC_ACI & GPM & C2G & SCR | 0 | 0 | 0 | 0 | 0 | 0 | 0
00 Ret.Exist_Non-FBC_ACI & GPM & DRET | 0 | 0 | 0 | 0 | 0 | 0 | 0
00 Ret.Exist_Non-FBC_ACI & GPM & NGC | 0 | 0 | 0 | 0 | 0 | 0 | 0
00 Ret.Exist_Non-FBC_ACI & GPM & SCR | 0 | 0 | 0 | 0 | 0 | 0 | 0
00 Ret.Exist_Non-FBC_ACI & GPM & SCR & DRET | 0 | 0 | 0 | 0 | 0 | 0 | 0
00 Ret.Exist_Non-FBC_ACI & GPM & SCR & NGC | 0 | 0 | 0 | 0 | 0 | 0 | 0
00 Ret.Exist_Non-FBC_ACI & GPM & SNCR | 0 | 0 | 0 | 0 | 0 | 0 | 0
00 Ret.Exist_Non-FBC_ACI & GPM & SNCR & DRET | 0 | 0 | 0 | 0 | 0 | 0 | 0
00 Ret.Exist_Non-FBC_ACI & GPM & SNCR & NGC | 0 | 0 | 0 | 0 | 0 | 0 | 0
00 Ret.Exist_Non-FBC_ACI & GPM & WetFGD & SCR & CCS | 0 | 0 | 0 | 0 | 0 | 0 | 0
00 Ret.Exist_Non-FBC_ACI & NGC | 0 | 0 | 0 | 0 | 0 | 0 | 0
00 Ret.Exist_Non-FBC_ACI & SCR | 0 | 0 | 0 | 0 | 0 | 0 | 0
00 Ret.Exist_Non-FBC_ACI & SCR & C2G | 0 | 0 | 0 | 0 | 0 | 0 | 0
00 Ret.Exist_Non-FBC_ACI & SCR & DRET | 0 | 0 | 0 | 0 | 0 | 0 | 0
00 Ret.Exist_Non-FBC_ACI & SCR & NGC | 0 | 0 | 0 | 0 | 0 | 0 | 0
00 Ret.Exist_Non-FBC_ACI & SCR & WetFGD & CCS | 0 | 0 | 0 | 0 | 0 | 0 | 0
00 Ret.Exist_Non-FBC_ACI & SNCR | 0 | 0 | 0 | 0 | 0 | 0 | 0
00 Ret.Exist_Non-FBC_ACI & SNCR & C2G | 0 | 0 | 0 | 0 | 0 | 0 | 0
00 Ret.Exist_Non-FBC_ACI & SNCR & DRET | 0 | 0 | 0 | 0 | 0 | 0 | 0
00 Ret.Exist_Non-FBC_ACI & SNCR & NGC | 0 | 0 | 0 | 0 | 0 | 0 | 0
00 Ret.Exist_Non-FBC_ACI_DSI & C2G | 0 | 0 | 0 | 0 | 0 | 0 | 0
00 Ret.Exist_Non-FBC_ACI_DSI & C2G & SCR | 0 | 0 | 0 | 0 | 0 | 0 | 0
00 Ret.Exist_Non-FBC_ACI_DSI & DCCS | 0 | 0 | 0 | 0 | 0 | 0 | 0
00 Ret.Exist_Non-FBC_ACI_DSI & DCCS & WetFGD & SCR & CCS | 0 | 0 | 0 | 0 | 0 | 0 | 0
00 Ret.Exist_Non-FBC_ACI_DSI & DRET | 0 | 0 | 0 | 0 | 0 | 0 | 0
00 Ret.Exist_Non-FBC_ACI_DSI & GPM | 0 | 0 | 0 | 0 | 0 | 0 | 0
00 Ret.Exist_Non-FBC_ACI_DSI & GPM & C2G | 0 | 0 | 0 | 0 | 0 | 0 | 0
00 Ret.Exist_Non-FBC_ACI_DSI & GPM & C2G & SCR | 0 | 0 | 0 | 0 | 0 | 0 | 0
00 Ret.Exist_Non-FBC_ACI_DSI & GPM & DRET | 0 | 0 | 0 | 0 | 0 | 0 | 0
00 Ret.Exist_Non-FBC_ACI_DSI & GPM & NGC | 0 | 0 | 0 | 0 | 0 | 0 | 0
00 Ret.Exist_Non-FBC_ACI_DSI & GPM & SCR | 0 | 0 | 0 | 0 | 0 | 0 | 0
00 Ret.Exist_Non-FBC_ACI_DSI & GPM & SCR & DRET | 0 | 0 | 0 | 0 | 0 | 0 | 0
00 Ret.Exist_Non-FBC_ACI_DSI & GPM & SCR & NGC | 0 | 0 | 0 | 0 | 0 | 0 | 0
00 Ret.Exist_Non-FBC_ACI_DSI & GPM & SNCR | 0 | 0 | 0 | 0 | 0 | 0 | 0
00 Ret.Exist_Non-FBC_ACI_DSI & GPM & SNCR & DRET | 0 | 0 | 0 | 0 | 0 | 0 | 0
00 Ret.Exist_Non-FBC_ACI_DSI & GPM & SNCR & NGC | 0 | 0 | 0 | 0 | 0 | 0 | 0
00 Ret.Exist_Non-FBC_ACI_DSI & GPM & WetFGD & SCR & CCS | 0 | 0 | 0 | 0 | 0 | 0 | 0
00 Ret.Exist_Non-FBC_ACI_DSI & NGC | 0 | 0 | 0 | 0 | 0 | 0 | 0
00 Ret.Exist_Non-FBC_ACI_DSI & SCR | 0 | 0 | 0 | 0 | 0 | 0 | 0
00 Ret.Exist_Non-FBC_ACI_DSI & SCR & C2G | 0 | 0 | 0 | 0 | 0 | 0 | 0
00 Ret.Exist_Non-FBC_ACI_DSI & SCR & DRET | 0 | 0 | 0 | 0 | 0 | 0 | 0
00 Ret.Exist_Non-FBC_ACI_DSI & SCR & NGC | 0 | 0 | 0 | 0 | 0 | 0 | 0
00 Ret.Exist_Non-FBC_ACI_DSI & SCR & WetFGD & CCS | 0 | 0 | 0 | 0 | 0 | 0 | 0
00 Ret.Exist_Non-FBC_ACI_DSI & SNCR | 0 | 0 | 0 | 0 | 0 | 0 | 0
00 Ret.Exist_Non-FBC_ACI_DSI & SNCR & C2G | 0 | 0 | 0 | 0 | 0 | 0 | 0
00 Ret.Exist_Non-FBC_ACI_DSI & SNCR & DRET | 0 | 0 | 0 | 0 | 0 | 0 | 0
00 Ret.Exist_Non-FBC_ACI_DSI & SNCR & NGC | 0 | 0 | 0 | 0 | 0 | 0 | 0
00 Ret.Exist_Non-FBC_DryFGD & C2G | 0 | 0 | 0 | 0 | 0 | 0 | 0
00 Ret.Exist_Non-FBC_DryFGD & C2G & SCR | 0 | 0 | 0 | 0 | 0 | 0 | 0
00 Ret.Exist_Non-FBC_DryFGD & DRET | 0 | 0 | 0 | 0 | 0 | 0 | 0
00 Ret.Exist_Non-FBC_DryFGD & GPM | 0 | 0 | 0 | 0 | 0 | 0 | 0
00 Ret.Exist_Non-FBC_DryFGD & GPM & C2G | 0 | 0 | 0 | 0 | 0 | 0 | 0
00 Ret.Exist_Non-FBC_DryFGD & GPM & C2G & SCR | 0 | 0 | 0 | 0 | 0 | 0 | 0
00 Ret.Exist_Non-FBC_DryFGD & GPM & DRET | 0 | 0 | 0 | 0 | 0 | 0 | 0
00 Ret.Exist_Non-FBC_DryFGD & GPM & NGC | 0 | 0 | 0 | 0 | 0 | 0 | 0
00 Ret.Exist_Non-FBC_DryFGD & GPM & SCR | 0 | 0 | 0 | 0 | 0 | 0 | 0
00 Ret.Exist_Non-FBC_DryFGD & GPM & SCR & CCS | 0 | 0 | 0 | 0 | 0 | 0 | 0
00 Ret.Exist_Non-FBC_DryFGD & GPM & SCR & DRET | 0 | 0 | 0 | 0 | 0 | 0 | 0
00 Ret.Exist_Non-FBC_DryFGD & GPM & SCR & NGC | 0 | 0 | 0 | 0 | 0 | 0 | 0
00 Ret.Exist_Non-FBC_DryFGD & GPM & SNCR | 0 | 0 | 0 | 0 | 0 | 0 | 0
00 Ret.Exist_Non-FBC_DryFGD & GPM & SNCR & DRET | 0 | 0 | 0 | 0 | 0 | 0 | 0
00 Ret.Exist_Non-FBC_DryFGD & GPM & SNCR & NGC | 0 | 0 | 0 | 0 | 0 | 0 | 0
00 Ret.Exist_Non-FBC_DryFGD & NGC | 0 | 0 | 0 | 0 | 0 | 0 | 0
00 Ret.Exist_Non-FBC_DryFGD & SCR | 0 | 0 | 0 | 0 | 0 | 0 | 0
00 Ret.Exist_Non-FBC_DryFGD & SCR & C2G | 0 | 0 | 0 | 0 | 0 | 0 | 0
00 Ret.Exist_Non-FBC_DryFGD & SCR & CCS | 0 | 0 | 0 | 0 | 0 | 0 | 0
00 Ret.Exist_Non-FBC_DryFGD & SCR & DRET | 0 | 0 | 0 | 0 | 0 | 0 | 0
00 Ret.Exist_Non-FBC_DryFGD & SCR & NGC | 0 | 0 | 0 | 0 | 0 | 0 | 0
00 Ret.Exist_Non-FBC_DryFGD & SNCR | 0 | 0 | 0 | 0 | 0 | 0 | 0
00 Ret.Exist_Non-FBC_DryFGD & SNCR & C2G | 0 | 0 | 0 | 0 | 0 | 0 | 0
00 Ret.Exist_Non-FBC_DryFGD & SNCR & DRET | 0 | 0 | 0 | 0 | 0 | 0 | 0
00 Ret.Exist_Non-FBC_DryFGD & SNCR & NGC | 0 | 0 | 0 | 0 | 0 | 0 | 0
00 Ret.Exist_Non-FBC_DryFGD_ACI & C2G | 0 | 0 | 0 | 0 | 0 | 0 | 0
00 Ret.Exist_Non-FBC_DryFGD_ACI & C2G & SCR | 0 | 0 | 0 | 0 | 0 | 0 | 0
00 Ret.Exist_Non-FBC_DryFGD_ACI & DCCS | 0 | 0 | 0 | 0 | 0 | 0 | 0
00 Ret.Exist_Non-FBC_DryFGD_ACI & DCCS & SCR & CCS | 0 | 0 | 0 | 0 | 0 | 0 | 0
00 Ret.Exist_Non-FBC_DryFGD_ACI & DRET | 0 | 0 | 0 | 0 | 0 | 0 | 0
00 Ret.Exist_Non-FBC_DryFGD_ACI & GPM | 0 | 0 | 0 | 0 | 0 | 0 | 0
00 Ret.Exist_Non-FBC_DryFGD_ACI & GPM & C2G | 0 | 0 | 0 | 0 | 0 | 0 | 0
00 Ret.Exist_Non-FBC_DryFGD_ACI & GPM & C2G & SCR | 0 | 0 | 0 | 0 | 0 | 0 | 0
00 Ret.Exist_Non-FBC_DryFGD_ACI & GPM & DRET | 0 | 0 | 0 | 0 | 0 | 0 | 0
00 Ret.Exist_Non-FBC_DryFGD_ACI & GPM & NGC | 0 | 0 | 0 | 0 | 0 | 0 | 0
00 Ret.Exist_Non-FBC_DryFGD_ACI & GPM & SCR | 0 | 0 | 0 | 0 | 0 | 0 | 0
00 Ret.Exist_Non-FBC_DryFGD_ACI & GPM & SCR & CCS | 0 | 0 | 0 | 0 | 0 | 0 | 0
00 Ret.Exist_Non-FBC_DryFGD_ACI & GPM & SCR & DRET | 0 | 0 | 0 | 0 | 0 | 0 | 0
00 Ret.Exist_Non-FBC_DryFGD_ACI & GPM & SCR & NGC | 0 | 0 | 0 | 0 | 0 | 0 | 0
00 Ret.Exist_Non-FBC_DryFGD_ACI & GPM & SNCR | 0 | 0 | 0 | 0 | 0 | 0 | 0
00 Ret.Exist_Non-FBC_DryFGD_ACI & GPM & SNCR & DRET | 0 | 0 | 0 | 0 | 0 | 0 | 0
00 Ret.Exist_Non-FBC_DryFGD_ACI & GPM & SNCR & NGC | 0 | 0 | 0 | 0 | 0 | 0 | 0
00 Ret.Exist_Non-FBC_DryFGD_ACI & NGC | 0 | 0 | 0 | 0 | 0 | 0 | 0
00 Ret.Exist_Non-FBC_DryFGD_ACI & SCR | 0 | 0 | 0 | 0 | 0 | 0 | 0
00 Ret.Exist_Non-FBC_DryFGD_ACI & SCR & C2G | 0 | 0 | 0 | 0 | 0 | 0 | 0
00 Ret.Exist_Non-FBC_DryFGD_ACI & SCR & CCS | 0 | 0 | 0 | 0 | 0 | 0 | 0
00 Ret.Exist_Non-FBC_DryFGD_ACI & SCR & DRET | 0 | 0 | 0 | 0 | 0 | 0 | 0
00 Ret.Exist_Non-FBC_DryFGD_ACI & SCR & NGC | 0 | 0 | 0 | 0 | 0 | 0 | 0
00 Ret.Exist_Non-FBC_DryFGD_ACI & SNCR | 0 | 0 | 0 | 0 | 0 | 0 | 0
00 Ret.Exist_Non-FBC_DryFGD_ACI & SNCR & C2G | 0 | 0 | 0 | 0 | 0 | 0 | 0
00 Ret.Exist_Non-FBC_DryFGD_ACI & SNCR & DRET | 0 | 0 | 0 | 0 | 0 | 0 | 0
00 Ret.Exist_Non-FBC_DryFGD_ACI & SNCR & NGC | 0 | 0 | 0 | 0 | 0 | 0 | 0
00 Ret.Exist_Non-FBC_DryFGD_SCR & ACI | 0 | 0 | 0 | 0 | 0 | 0 | 0
00 Ret.Exist_Non-FBC_DryFGD_SCR & ACI & C2G | 0 | 0 | 0 | 0 | 0 | 0 | 0
00 Ret.Exist_Non-FBC_DryFGD_SCR & ACI & CCS | 0 | 0 | 0 | 0 | 0 | 0 | 0
00 Ret.Exist_Non-FBC_DryFGD_SCR & ACI & DRET | 0 | 0 | 0 | 0 | 0 | 0 | 0
00 Ret.Exist_Non-FBC_DryFGD_SCR & ACI & GPM | 0 | 0 | 0 | 0 | 0 | 0 | 0
00 Ret.Exist_Non-FBC_DryFGD_SCR & ACI & GPM & C2G | 0 | 0 | 0 | 0 | 0 | 0 | 0
00 Ret.Exist_Non-FBC_DryFGD_SCR & ACI & GPM & CCS | 0 | 0 | 0 | 0 | 0 | 0 | 0
00 Ret.Exist_Non-FBC_DryFGD_SCR & ACI & GPM & DRET | 0 | 0 | 0 | 0 | 0 | 0 | 0
00 Ret.Exist_Non-FBC_DryFGD_SCR & ACI & GPM & NGC | 0 | 0 | 0 | 0 | 0 | 0 | 0
00 Ret.Exist_Non-FBC_DryFGD_SCR & ACI & NGC | 0 | 0 | 0 | 0 | 0 | 0 | 0
00 Ret.Exist_Non-FBC_DryFGD_SCR & C2G | 0 | 0 | 0 | 0 | 0 | 0 | 0
00 Ret.Exist_Non-FBC_DryFGD_SCR & CCS | 0 | 0 | 0 | 0 | 0 | 0 | 0
00 Ret.Exist_Non-FBC_DryFGD_SCR & DRET | 0 | 0 | 0 | 0 | 0 | 0 | 0
00 Ret.Exist_Non-FBC_DryFGD_SCR & GPM | 0 | 0 | 0 | 0 | 0 | 0 | 0
00 Ret.Exist_Non-FBC_DryFGD_SCR & GPM & C2G | 0 | 0 | 0 | 0 | 0 | 0 | 0
00 Ret.Exist_Non-FBC_DryFGD_SCR & GPM & CCS | 0 | 0 | 0 | 0 | 0 | 0 | 0
00 Ret.Exist_Non-FBC_DryFGD_SCR & GPM & DRET | 0 | 0 | 0 | 0 | 0 | 0 | 0
00 Ret.Exist_Non-FBC_DryFGD_SCR & GPM & NGC | 0 | 0 | 0 | 0 | 0 | 0 | 0
00 Ret.Exist_Non-FBC_DryFGD_SCR & NGC | 0 | 0 | 0 | 0 | 0 | 0 | 0
00 Ret.Exist_Non-FBC_DryFGD_SCR_ACI & C2G | 0 | 0 | 0 | 0 | 0 | 0 | 0
00 Ret.Exist_Non-FBC_DryFGD_SCR_ACI & CCS | 0 | 0 | 0 | 0 | 0 | 0 | 0
00 Ret.Exist_Non-FBC_DryFGD_SCR_ACI & DCCS | 0 | 0 | 0 | 0 | 0 | 0 | 0
00 Ret.Exist_Non-FBC_DryFGD_SCR_ACI & DCCS & CCS | 0 | 0 | 0 | 0 | 0 | 0 | 0
00 Ret.Exist_Non-FBC_DryFGD_SCR_ACI & DRET | 0 | 0 | 0 | 0 | 0 | 0 | 0
00 Ret.Exist_Non-FBC_DryFGD_SCR_ACI & GPM | 0 | 0 | 0 | 0 | 0 | 0 | 0
00 Ret.Exist_Non-FBC_DryFGD_SCR_ACI & GPM & C2G | 0 | 0 | 0 | 0 | 0 | 0 | 0
00 Ret.Exist_Non-FBC_DryFGD_SCR_ACI & GPM & CCS | 0 | 0 | 0 | 0 | 0 | 0 | 0
00 Ret.Exist_Non-FBC_DryFGD_SCR_ACI & GPM & DRET | 0 | 0 | 0 | 0 | 0 | 0 | 0
00 Ret.Exist_Non-FBC_DryFGD_SCR_ACI & GPM & NGC | 0 | 0 | 0 | 0 | 0 | 0 | 0
00 Ret.Exist_Non-FBC_DryFGD_SCR_ACI & NGC | 0 | 0 | 0 | 0 | 0 | 0 | 0
00 Ret.Exist_Non-FBC_DryFGD_SCR_ACI_DSI & C2G | 0 | 0 | 0 | 0 | 0 | 0 | 0
00 Ret.Exist_Non-FBC_DryFGD_SCR_ACI_DSI & CCS | 0 | 0 | 0 | 0 | 0 | 0 | 0
00 Ret.Exist_Non-FBC_DryFGD_SCR_ACI_DSI & DCCS | 0 | 0 | 0 | 0 | 0 | 0 | 0
00 Ret.Exist_Non-FBC_DryFGD_SCR_ACI_DSI & DCCS & CCS | 0 | 0 | 0 | 0 | 0 | 0 | 0
00 Ret.Exist_Non-FBC_DryFGD_SCR_ACI_DSI & DRET | 0 | 0 | 0 | 0 | 0 | 0 | 0
00 Ret.Exist_Non-FBC_DryFGD_SCR_ACI_DSI & GPM | 0 | 0 | 0 | 0 | 0 | 0 | 0
00 Ret.Exist_Non-FBC_DryFGD_SCR_ACI_DSI & GPM & C2G | 0 | 0 | 0 | 0 | 0 | 0 | 0
00 Ret.Exist_Non-FBC_DryFGD_SCR_ACI_DSI & GPM & CCS | 0 | 0 | 0 | 0 | 0 | 0 | 0
00 Ret.Exist_Non-FBC_DryFGD_SCR_ACI_DSI & GPM & DRET | 0 | 0 | 0 | 0 | 0 | 0 | 0
00 Ret.Exist_Non-FBC_DryFGD_SCR_ACI_DSI & GPM & NGC | 0 | 0 | 0 | 0 | 0 | 0 | 0
00 Ret.Exist_Non-FBC_DryFGD_SCR_ACI_DSI & NGC | 0 | 0 | 0 | 0 | 0 | 0 | 0
00 Ret.Exist_Non-FBC_DryFGD_SCR_DSI & ACI | 0 | 0 | 0 | 0 | 0 | 0 | 0
00 Ret.Exist_Non-FBC_DryFGD_SCR_DSI & ACI & C2G | 0 | 0 | 0 | 0 | 0 | 0 | 0
00 Ret.Exist_Non-FBC_DryFGD_SCR_DSI & ACI & CCS | 0 | 0 | 0 | 0 | 0 | 0 | 0
00 Ret.Exist_Non-FBC_DryFGD_SCR_DSI & ACI & DRET | 0 | 0 | 0 | 0 | 0 | 0 | 0
00 Ret.Exist_Non-FBC_DryFGD_SCR_DSI & ACI & GPM | 0 | 0 | 0 | 0 | 0 | 0 | 0
00 Ret.Exist_Non-FBC_DryFGD_SCR_DSI & ACI & GPM & C2G | 0 | 0 | 0 | 0 | 0 | 0 | 0
00 Ret.Exist_Non-FBC_DryFGD_SCR_DSI & ACI & GPM & CCS | 0 | 0 | 0 | 0 | 0 | 0 | 0
00 Ret.Exist_Non-FBC_DryFGD_SCR_DSI & ACI & GPM & DRET | 0 | 0 | 0 | 0 | 0 | 0 | 0
00 Ret.Exist_Non-FBC_DryFGD_SCR_DSI & ACI & GPM & NGC | 0 | 0 | 0 | 0 | 0 | 0 | 0
00 Ret.Exist_Non-FBC_DryFGD_SCR_DSI & ACI & NGC | 0 | 0 | 0 | 0 | 0 | 0 | 0
00 Ret.Exist_Non-FBC_DryFGD_SCR_DSI & C2G | 0 | 0 | 0 | 0 | 0 | 0 | 0
00 Ret.Exist_Non-FBC_DryFGD_SCR_DSI & CCS | 0 | 0 | 0 | 0 | 0 | 0 | 0
00 Ret.Exist_Non-FBC_DryFGD_SCR_DSI & DRET | 0 | 0 | 0 | 0 | 0 | 0 | 0
00 Ret.Exist_Non-FBC_DryFGD_SCR_DSI & GPM | 0 | 0 | 0 | 0 | 0 | 0 | 0
00 Ret.Exist_Non-FBC_DryFGD_SCR_DSI & GPM & C2G | 0 | 0 | 0 | 0 | 0 | 0 | 0
00 Ret.Exist_Non-FBC_DryFGD_SCR_DSI & GPM & CCS | 0 | 0 | 0 | 0 | 0 | 0 | 0
00 Ret.Exist_Non-FBC_DryFGD_SCR_DSI & GPM & DRET | 0 | 0 | 0 | 0 | 0 | 0 | 0
00 Ret.Exist_Non-FBC_DryFGD_SCR_DSI & GPM & NGC | 0 | 0 | 0 | 0 | 0 | 0 | 0
00 Ret.Exist_Non-FBC_DryFGD_SCR_DSI & NGC | 0 | 0 | 0 | 0 | 0 | 0 | 0
00 Ret.Exist_Non-FBC_DryFGD_SNCR_ACI & C2G | 0 | 0 | 0 | 0 | 0 | 0 | 0
00 Ret.Exist_Non-FBC_DryFGD_SNCR_ACI & C2G & SCR | 0 | 0 | 0 | 0 | 0 | 0 | 0
00 Ret.Exist_Non-FBC_DryFGD_SNCR_ACI & DCCS | 0 | 0 | 0 | 0 | 0 | 0 | 0
00 Ret.Exist_Non-FBC_DryFGD_SNCR_ACI & DCCS & SCR & CCS | 0 | 0 | 0 | 0 | 0 | 0 | 0
00 Ret.Exist_Non-FBC_DryFGD_SNCR_ACI & DRET | 0 | 0 | 0 | 0 | 0 | 0 | 0
00 Ret.Exist_Non-FBC_DryFGD_SNCR_ACI & GPM | 0 | 0 | 0 | 0 | 0 | 0 | 0
00 Ret.Exist_Non-FBC_DryFGD_SNCR_ACI & GPM & C2G | 0 | 0 | 0 | 0 | 0 | 0 | 0
00 Ret.Exist_Non-FBC_DryFGD_SNCR_ACI & GPM & C2G & SCR | 0 | 0 | 0 | 0 | 0 | 0 | 0
00 Ret.Exist_Non-FBC_DryFGD_SNCR_ACI & GPM & DRET | 0 | 0 | 0 | 0 | 0 | 0 | 0
00 Ret.Exist_Non-FBC_DryFGD_SNCR_ACI & GPM & NGC | 0 | 0 | 0 | 0 | 0 | 0 | 0
00 Ret.Exist_Non-FBC_DryFGD_SNCR_ACI & GPM & SCR | 0 | 0 | 0 | 0 | 0 | 0 | 0
00 Ret.Exist_Non-FBC_DryFGD_SNCR_ACI & GPM & SCR & CCS | 0 | 0 | 0 | 0 | 0 | 0 | 0
00 Ret.Exist_Non-FBC_DryFGD_SNCR_ACI & GPM & SCR & DRET | 0 | 0 | 0 | 0 | 0 | 0 | 0
00 Ret.Exist_Non-FBC_DryFGD_SNCR_ACI & GPM & SCR & NGC | 0 | 0 | 0 | 0 | 0 | 0 | 0
00 Ret.Exist_Non-FBC_DryFGD_SNCR_ACI & NGC | 0 | 0 | 0 | 0 | 0 | 0 | 0
00 Ret.Exist_Non-FBC_DryFGD_SNCR_ACI & SCR | 0 | 0 | 0 | 0 | 0 | 0 | 0
00 Ret.Exist_Non-FBC_DryFGD_SNCR_ACI & SCR & C2G | 0 | 0 | 0 | 0 | 0 | 0 | 0
00 Ret.Exist_Non-FBC_DryFGD_SNCR_ACI & SCR & CCS | 0 | 0 | 0 | 0 | 0 | 0 | 0
00 Ret.Exist_Non-FBC_DryFGD_SNCR_ACI & SCR & DRET | 0 | 0 | 0 | 0 | 0 | 0 | 0
00 Ret.Exist_Non-FBC_DryFGD_SNCR_ACI & SCR & NGC | 0 | 0 | 0 | 0 | 0 | 0 | 0
00 Ret.Exist_Non-FBC_DryFGD_SNCR_ACI_DSI & C2G | 0 | 0 | 0 | 0 | 0 | 0 | 0
00 Ret.Exist_Non-FBC_DryFGD_SNCR_ACI_DSI & C2G & SCR | 0 | 0 | 0 | 0 | 0 | 0 | 0
00 Ret.Exist_Non-FBC_DryFGD_SNCR_ACI_DSI & DRET | 0 | 0 | 0 | 0 | 0 | 0 | 0
00 Ret.Exist_Non-FBC_DryFGD_SNCR_ACI_DSI & GPM | 0 | 0 | 0 | 0 | 0 | 0 | 0
00 Ret.Exist_Non-FBC_DryFGD_SNCR_ACI_DSI & GPM & C2G | 0 | 0 | 0 | 0 | 0 | 0 | 0
00 Ret.Exist_Non-FBC_DryFGD_SNCR_ACI_DSI & GPM & C2G & SCR | 0 | 0 | 0 | 0 | 0 | 0 | 0
00 Ret.Exist_Non-FBC_DryFGD_SNCR_ACI_DSI & GPM & DRET | 0 | 0 | 0 | 0 | 0 | 0 | 0
00 Ret.Exist_Non-FBC_DryFGD_SNCR_ACI_DSI & GPM & NGC | 0 | 0 | 0 | 0 | 0 | 0 | 0
00 Ret.Exist_Non-FBC_DryFGD_SNCR_ACI_DSI & GPM & SCR | 0 | 0 | 0 | 0 | 0 | 0 | 0
00 Ret.Exist_Non-FBC_DryFGD_SNCR_ACI_DSI & GPM & SCR & CCS | 0 | 0 | 0 | 0 | 0 | 0 | 0
00 Ret.Exist_Non-FBC_DryFGD_SNCR_ACI_DSI & GPM & SCR & DRET | 0 | 0 | 0 | 0 | 0 | 0 | 0
00 Ret.Exist_Non-FBC_DryFGD_SNCR_ACI_DSI & GPM & SCR & NGC | 0 | 0 | 0 | 0 | 0 | 0 | 0
00 Ret.Exist_Non-FBC_DryFGD_SNCR_ACI_DSI & NGC | 0 | 0 | 0 | 0 | 0 | 0 | 0
00 Ret.Exist_Non-FBC_DryFGD_SNCR_ACI_DSI & SCR | 0 | 0 | 0 | 0 | 0 | 0 | 0
00 Ret.Exist_Non-FBC_DryFGD_SNCR_ACI_DSI & SCR & C2G | 0 | 0 | 0 | 0 | 0 | 0 | 0
00 Ret.Exist_Non-FBC_DryFGD_SNCR_ACI_DSI & SCR & CCS | 0 | 0 | 0 | 0 | 0 | 0 | 0
00 Ret.Exist_Non-FBC_DryFGD_SNCR_ACI_DSI & SCR & DRET | 0 | 0 | 0 | 0 | 0 | 0 | 0
00 Ret.Exist_Non-FBC_DryFGD_SNCR_ACI_DSI & SCR & NGC | 0 | 0 | 0 | 0 | 0 | 0 | 0
00 Ret.Exist_Non-FBC_DSI & ACI | 0 | 0 | 0 | 0 | 0 | 0 | 0
00 Ret.Exist_Non-FBC_DSI & ACI & C2G | 0 | 0 | 0 | 0 | 0 | 0 | 0
00 Ret.Exist_Non-FBC_DSI & ACI & C2G & SCR | 0 | 0 | 0 | 0 | 0 | 0 | 0
00 Ret.Exist_Non-FBC_DSI & ACI & DRET | 0 | 0 | 0 | 0 | 0 | 0 | 0
00 Ret.Exist_Non-FBC_DSI & ACI & GPM | 0 | 0 | 0 | 0 | 0 | 0 | 0
00 Ret.Exist_Non-FBC_DSI & ACI & GPM & C2G | 0 | 0 | 0 | 0 | 0 | 0 | 0
00 Ret.Exist_Non-FBC_DSI & ACI & GPM & C2G & SCR | 0 | 0 | 0 | 0 | 0 | 0 | 0
00 Ret.Exist_Non-FBC_DSI & ACI & GPM & DRET | 0 | 0 | 0 | 0 | 0 | 0 | 0
00 Ret.Exist_Non-FBC_DSI & ACI & GPM & NGC | 0 | 0 | 0 | 0 | 0 | 0 | 0
00 Ret.Exist_Non-FBC_DSI & ACI & GPM & SCR | 0 | 0 | 0 | 0 | 0 | 0 | 0
00 Ret.Exist_Non-FBC_DSI & ACI & GPM & SCR & DRET | 0 | 0 | 0 | 0 | 0 | 0 | 0
00 Ret.Exist_Non-FBC_DSI & ACI & GPM & SCR & NGC | 0 | 0 | 0 | 0 | 0 | 0 | 0
00 Ret.Exist_Non-FBC_DSI & ACI & GPM & SNCR | 0 | 0 | 0 | 0 | 0 | 0 | 0
00 Ret.Exist_Non-FBC_DSI & ACI & GPM & SNCR & DRET | 0 | 0 | 0 | 0 | 0 | 0 | 0
00 Ret.Exist_Non-FBC_DSI & ACI & GPM & SNCR & NGC | 0 | 0 | 0 | 0 | 0 | 0 | 0
00 Ret.Exist_Non-FBC_DSI & ACI & GPM & WetFGD & SCR & CCS | 0 | 0 | 0 | 0 | 0 | 0 | 0
00 Ret.Exist_Non-FBC_DSI & ACI & NGC | 0 | 0 | 0 | 0 | 0 | 0 | 0
00 Ret.Exist_Non-FBC_DSI & ACI & SCR | 0 | 0 | 0 | 0 | 0 | 0 | 0
00 Ret.Exist_Non-FBC_DSI & ACI & SCR & DRET | 0 | 0 | 0 | 0 | 0 | 0 | 0
00 Ret.Exist_Non-FBC_DSI & ACI & SCR & NGC | 0 | 0 | 0 | 0 | 0 | 0 | 0
00 Ret.Exist_Non-FBC_DSI & ACI & SNCR | 0 | 0 | 0 | 0 | 0 | 0 | 0
00 Ret.Exist_Non-FBC_DSI & ACI & SNCR & DRET | 0 | 0 | 0 | 0 | 0 | 0 | 0
00 Ret.Exist_Non-FBC_DSI & ACI & SNCR & NGC | 0 | 0 | 0 | 0 | 0 | 0 | 0
00 Ret.Exist_Non-FBC_DSI & ACI & WetFGD & SCR & CCS | 0 | 0 | 0 | 0 | 0 | 0 | 0
00 Ret.Exist_Non-FBC_DSI & C2G | 0 | 0 | 0 | 0 | 0 | 0 | 0
00 Ret.Exist_Non-FBC_DSI & C2G & SCR | 0 | 0 | 0 | 0 | 0 | 0 | 0
00 Ret.Exist_Non-FBC_DSI & DRET | 0 | 0 | 0 | 0 | 0 | 0 | 0
00 Ret.Exist_Non-FBC_DSI & GPM | 0 | 0 | 0 | 0 | 0 | 0 | 0
00 Ret.Exist_Non-FBC_DSI & GPM & C2G | 0 | 0 | 0 | 0 | 0 | 0 | 0
00 Ret.Exist_Non-FBC_DSI & GPM & C2G & SCR | 0 | 0 | 0 | 0 | 0 | 0 | 0
00 Ret.Exist_Non-FBC_DSI & GPM & DRET | 0 | 0 | 0 | 0 | 0 | 0 | 0
00 Ret.Exist_Non-FBC_DSI & GPM & NGC | 0 | 0 | 0 | 0 | 0 | 0 | 0
00 Ret.Exist_Non-FBC_DSI & GPM & SCR | 0 | 0 | 0 | 0 | 0 | 0 | 0
00 Ret.Exist_Non-FBC_DSI & GPM & SCR & DRET | 0 | 0 | 0 | 0 | 0 | 0 | 0
00 Ret.Exist_Non-FBC_DSI & GPM & SCR & NGC | 0 | 0 | 0 | 0 | 0 | 0 | 0
00 Ret.Exist_Non-FBC_DSI & GPM & SNCR | 0 | 0 | 0 | 0 | 0 | 0 | 0
00 Ret.Exist_Non-FBC_DSI & GPM & SNCR & DRET | 0 | 0 | 0 | 0 | 0 | 0 | 0
00 Ret.Exist_Non-FBC_DSI & GPM & SNCR & NGC | 0 | 0 | 0 | 0 | 0 | 0 | 0
00 Ret.Exist_Non-FBC_DSI & GPM & WetFGD & SCR & CCS | 0 | 0 | 0 | 0 | 0 | 0 | 0
00 Ret.Exist_Non-FBC_DSI & NGC | 0 | 0 | 0 | 0 | 0 | 0 | 0
00 Ret.Exist_Non-FBC_DSI & SCR | 0 | 0 | 0 | 0 | 0 | 0 | 0
00 Ret.Exist_Non-FBC_DSI & SCR & C2G | 0 | 0 | 0 | 0 | 0 | 0 | 0
00 Ret.Exist_Non-FBC_DSI & SCR & DRET | 0 | 0 | 0 | 0 | 0 | 0 | 0
00 Ret.Exist_Non-FBC_DSI & SCR & NGC | 0 | 0 | 0 | 0 | 0 | 0 | 0
00 Ret.Exist_Non-FBC_DSI & SCR & WetFGD & CCS | 0 | 0 | 0 | 0 | 0 | 0 | 0
00 Ret.Exist_Non-FBC_DSI & SNCR | 0 | 0 | 0 | 0 | 0 | 0 | 0
00 Ret.Exist_Non-FBC_DSI & SNCR & C2G | 0 | 0 | 0 | 0 | 0 | 0 | 0
00 Ret.Exist_Non-FBC_DSI & SNCR & DRET | 0 | 0 | 0 | 0 | 0 | 0 | 0
00 Ret.Exist_Non-FBC_DSI & SNCR & NGC | 0 | 0 | 0 | 0 | 0 | 0 | 0
00 Ret.Exist_Non-FBC_NoCtrl & ACI | 0 | 0 | 0 | 0 | 0 | 0 | 0
00 Ret.Exist_Non-FBC_NoCtrl & ACI & C2G | 0 | 0 | 0 | 0 | 0 | 0 | 0
00 Ret.Exist_Non-FBC_NoCtrl & ACI & C2G & SCR | 0 | 0 | 0 | 0 | 0 | 0 | 0
00 Ret.Exist_Non-FBC_NoCtrl & ACI & DRET | 0 | 0 | 0 | 0 | 0 | 0 | 0
00 Ret.Exist_Non-FBC_NoCtrl & ACI & DSI | 0 | 0 | 0 | 0 | 0 | 0 | 0
00 Ret.Exist_Non-FBC_NoCtrl & ACI & DSI & C2G | 0 | 0 | 0 | 0 | 0 | 0 | 0
00 Ret.Exist_Non-FBC_NoCtrl & ACI & DSI & C2G & SCR | 0 | 0 | 0 | 0 | 0 | 0 | 0
00 Ret.Exist_Non-FBC_NoCtrl & ACI & DSI & DRET | 0 | 0 | 0 | 0 | 0 | 0 | 0
00 Ret.Exist_Non-FBC_NoCtrl & ACI & DSI & GPM | 0 | 0 | 0 | 0 | 0 | 0 | 0
00 Ret.Exist_Non-FBC_NoCtrl & ACI & DSI & GPM & C2G | 0 | 0 | 0 | 0 | 0 | 0 | 0
00 Ret.Exist_Non-FBC_NoCtrl & ACI & DSI & GPM & C2G & SCR | 0 | 0 | 0 | 0 | 0 | 0 | 0
00 Ret.Exist_Non-FBC_NoCtrl & ACI & DSI & GPM & DRET | 0 | 0 | 0 | 0 | 0 | 0 | 0
00 Ret.Exist_Non-FBC_NoCtrl & ACI & DSI & GPM & NGC | 0 | 0 | 0 | 0 | 0 | 0 | 0
00 Ret.Exist_Non-FBC_NoCtrl & ACI & DSI & GPM & SCR | 0 | 0 | 0 | 0 | 0 | 0 | 0
00 Ret.Exist_Non-FBC_NoCtrl & ACI & DSI & GPM & SCR & DRET | 0 | 0 | 0 | 0 | 0 | 0 | 0
00 Ret.Exist_Non-FBC_NoCtrl & ACI & DSI & GPM & SCR & NGC | 0 | 0 | 0 | 0 | 0 | 0 | 0
00 Ret.Exist_Non-FBC_NoCtrl & ACI & DSI & GPM & SNCR | 0 | 0 | 0 | 0 | 0 | 0 | 0
00 Ret.Exist_Non-FBC_NoCtrl & ACI & DSI & GPM & SNCR & DRET | 0 | 0 | 0 | 0 | 0 | 0 | 0
00 Ret.Exist_Non-FBC_NoCtrl & ACI & DSI & GPM & SNCR & NGC | 0 | 0 | 0 | 0 | 0 | 0 | 0
00 Ret.Exist_Non-FBC_NoCtrl & ACI & DSI & GPM & WetFGD & SCR & CCS | 0 | 0 | 0 | 0 | 0 | 0 | 0
00 Ret.Exist_Non-FBC_NoCtrl & ACI & DSI & NGC | 0 | 0 | 0 | 0 | 0 | 0 | 0
00 Ret.Exist_Non-FBC_NoCtrl & ACI & DSI & SCR | 0 | 0 | 0 | 0 | 0 | 0 | 0
00 Ret.Exist_Non-FBC_NoCtrl & ACI & DSI & SCR & DRET | 0 | 0 | 0 | 0 | 0 | 0 | 0
00 Ret.Exist_Non-FBC_NoCtrl & ACI & DSI & SCR & NGC | 0 | 0 | 0 | 0 | 0 | 0 | 0
00 Ret.Exist_Non-FBC_NoCtrl & ACI & DSI & SNCR | 0 | 0 | 0 | 0 | 0 | 0 | 0
00 Ret.Exist_Non-FBC_NoCtrl & ACI & DSI & SNCR & DRET | 0 | 0 | 0 | 0 | 0 | 0 | 0
00 Ret.Exist_Non-FBC_NoCtrl & ACI & DSI & SNCR & NGC | 0 | 0 | 0 | 0 | 0 | 0 | 0
00 Ret.Exist_Non-FBC_NoCtrl & ACI & DSI & WetFGD & SCR & CCS | 0 | 0 | 0 | 0 | 0 | 0 | 0
00 Ret.Exist_Non-FBC_NoCtrl & ACI & GPM | 0 | 0 | 0 | 0 | 0 | 0 | 0
00 Ret.Exist_Non-FBC_NoCtrl & ACI & GPM & C2G | 0 | 0 | 0 | 0 | 0 | 0 | 0
00 Ret.Exist_Non-FBC_NoCtrl & ACI & GPM & C2G & SCR | 0 | 0 | 0 | 0 | 0 | 0 | 0
00 Ret.Exist_Non-FBC_NoCtrl & ACI & GPM & DRET | 0 | 0 | 0 | 0 | 0 | 0 | 0
00 Ret.Exist_Non-FBC_NoCtrl & ACI & GPM & NGC | 0 | 0 | 0 | 0 | 0 | 0 | 0
00 Ret.Exist_Non-FBC_NoCtrl & ACI & GPM & SCR | 0 | 0 | 0 | 0 | 0 | 0 | 0
00 Ret.Exist_Non-FBC_NoCtrl & ACI & GPM & SCR & DRET | 0 | 0 | 0 | 0 | 0 | 0 | 0
00 Ret.Exist_Non-FBC_NoCtrl & ACI & GPM & SCR & NGC | 0 | 0 | 0 | 0 | 0 | 0 | 0
00 Ret.Exist_Non-FBC_NoCtrl & ACI & GPM & SNCR | 0 | 0 | 0 | 0 | 0 | 0 | 0
00 Ret.Exist_Non-FBC_NoCtrl & ACI & GPM & SNCR & DRET | 0 | 0 | 0 | 0 | 0 | 0 | 0
00 Ret.Exist_Non-FBC_NoCtrl & ACI & GPM & SNCR & NGC | 0 | 0 | 0 | 0 | 0 | 0 | 0
00 Ret.Exist_Non-FBC_NoCtrl & ACI & GPM & WetFGD & SCR & CCS | 0 | 0 | 0 | 0 | 0 | 0 | 0
00 Ret.Exist_Non-FBC_NoCtrl & ACI & NGC | 0 | 0 | 0 | 0 | 0 | 0 | 0
00 Ret.Exist_Non-FBC_NoCtrl & ACI & SCR | 0 | 0 | 0 | 0 | 0 | 0 | 0
00 Ret.Exist_Non-FBC_NoCtrl & ACI & SCR & DRET | 0 | 0 | 0 | 0 | 0 | 0 | 0
00 Ret.Exist_Non-FBC_NoCtrl & ACI & SCR & NGC | 0 | 0 | 0 | 0 | 0 | 0 | 0
00 Ret.Exist_Non-FBC_NoCtrl & ACI & SNCR | 0 | 0 | 0 | 0 | 0 | 0 | 0
00 Ret.Exist_Non-FBC_NoCtrl & ACI & SNCR & DRET | 0 | 0 | 0 | 0 | 0 | 0 | 0
00 Ret.Exist_Non-FBC_NoCtrl & ACI & SNCR & NGC | 0 | 0 | 0 | 0 | 0 | 0 | 0
00 Ret.Exist_Non-FBC_NoCtrl & ACI & WetFGD & SCR & CCS | 0 | 0 | 0 | 0 | 0 | 0 | 0
00 Ret.Exist_Non-FBC_NoCtrl & C2G | 540 | 0 | 0 | 0 | 0 | 0 | 0
00 Ret.Exist_Non-FBC_NoCtrl & C2G & SCR | 0 | 0 | 0 | 0 | 0 | 0 | 0
00 Ret.Exist_Non-FBC_NoCtrl & DCCS | 0 | 0 | 0 | 0 | 0 | 0 | 0
00 Ret.Exist_Non-FBC_NoCtrl & DCCS & WetFGD & SCR & CCS | 0 | 0 | 0 | 0 | 0 | 0 | 0
00 Ret.Exist_Non-FBC_NoCtrl & DRET | 0 | 0 | 0 | 0 | 0 | 0 | 0
00 Ret.Exist_Non-FBC_NoCtrl & DSI | 0 | 0 | 0 | 0 | 0 | 0 | 0
00 Ret.Exist_Non-FBC_NoCtrl & DSI & C2G | 0 | 0 | 0 | 0 | 0 | 0 | 0
00 Ret.Exist_Non-FBC_NoCtrl & DSI & C2G & SCR | 0 | 0 | 0 | 0 | 0 | 0 | 0
00 Ret.Exist_Non-FBC_NoCtrl & DSI & DRET | 0 | 0 | 0 | 0 | 0 | 0 | 0
00 Ret.Exist_Non-FBC_NoCtrl & DSI & GPM | 0 | 0 | 0 | 0 | 0 | 0 | 0
00 Ret.Exist_Non-FBC_NoCtrl & DSI & GPM & C2G | 0 | 0 | 0 | 0 | 0 | 0 | 0
00 Ret.Exist_Non-FBC_NoCtrl & DSI & GPM & C2G & SCR | 0 | 0 | 0 | 0 | 0 | 0 | 0
00 Ret.Exist_Non-FBC_NoCtrl & DSI & GPM & DRET | 0 | 0 | 0 | 0 | 0 | 0 | 0
00 Ret.Exist_Non-FBC_NoCtrl & DSI & GPM & NGC | 0 | 0 | 0 | 0 | 0 | 0 | 0
00 Ret.Exist_Non-FBC_NoCtrl & DSI & GPM & SCR | 0 | 0 | 0 | 0 | 0 | 0 | 0
00 Ret.Exist_Non-FBC_NoCtrl & DSI & GPM & SCR & DRET | 0 | 0 | 0 | 0 | 0 | 0 | 0
00 Ret.Exist_Non-FBC_NoCtrl & DSI & GPM & SCR & NGC | 0 | 0 | 0 | 0 | 0 | 0 | 0
00 Ret.Exist_Non-FBC_NoCtrl & DSI & GPM & SNCR | 0 | 0 | 0 | 0 | 0 | 0 | 0
00 Ret.Exist_Non-FBC_NoCtrl & DSI & GPM & SNCR & DRET | 0 | 0 | 0 | 0 | 0 | 0 | 0
00 Ret.Exist_Non-FBC_NoCtrl & DSI & GPM & SNCR & NGC | 0 | 0 | 0 | 0 | 0 | 0 | 0
00 Ret.Exist_Non-FBC_NoCtrl & DSI & GPM & WetFGD & SCR & CCS | 0 | 0 | 0 | 0 | 0 | 0 | 0
00 Ret.Exist_Non-FBC_NoCtrl & DSI & NGC | 0 | 0 | 0 | 0 | 0 | 0 | 0
00 Ret.Exist_Non-FBC_NoCtrl & DSI & SCR | 0 | 0 | 0 | 0 | 0 | 0 | 0
00 Ret.Exist_Non-FBC_NoCtrl & DSI & SCR & DRET | 0 | 0 | 0 | 0 | 0 | 0 | 0
00 Ret.Exist_Non-FBC_NoCtrl & DSI & SCR & NGC | 0 | 0 | 0 | 0 | 0 | 0 | 0
00 Ret.Exist_Non-FBC_NoCtrl & DSI & SNCR | 0 | 0 | 0 | 0 | 0 | 0 | 0
00 Ret.Exist_Non-FBC_NoCtrl & DSI & SNCR & DRET | 0 | 0 | 0 | 0 | 0 | 0 | 0
00 Ret.Exist_Non-FBC_NoCtrl & DSI & SNCR & NGC | 0 | 0 | 0 | 0 | 0 | 0 | 0
00 Ret.Exist_Non-FBC_NoCtrl & DSI & WetFGD & SCR & CCS | 0 | 0 | 0 | 0 | 0 | 0 | 0
00 Ret.Exist_Non-FBC_NoCtrl & GPM | 0 | 0 | 0 | 0 | 0 | 0 | 0
00 Ret.Exist_Non-FBC_NoCtrl & GPM & C2G | 0 | 0 | 0 | 0 | 0 | 0 | 0
00 Ret.Exist_Non-FBC_NoCtrl & GPM & C2G & SCR | 0 | 0 | 0 | 0 | 0 | 0 | 0
00 Ret.Exist_Non-FBC_NoCtrl & GPM & DRET | 0 | 0 | 0 | 0 | 0 | 0 | 0
00 Ret.Exist_Non-FBC_NoCtrl & GPM & NGC | 0 | 0 | 0 | 0 | 0 | 0 | 0
00 Ret.Exist_Non-FBC_NoCtrl & GPM & SCR | 0 | 0 | 0 | 0 | 0 | 0 | 0
00 Ret.Exist_Non-FBC_NoCtrl & GPM & SCR & DRET | 0 | 0 | 0 | 0 | 0 | 0 | 0
00 Ret.Exist_Non-FBC_NoCtrl & GPM & SCR & NGC | 0 | 0 | 0 | 0 | 0 | 0 | 0
00 Ret.Exist_Non-FBC_NoCtrl & GPM & SNCR | 0 | 0 | 0 | 0 | 0 | 0 | 0
00 Ret.Exist_Non-FBC_NoCtrl & GPM & SNCR & DRET | 0 | 0 | 0 | 0 | 0 | 0 | 0
00 Ret.Exist_Non-FBC_NoCtrl & GPM & SNCR & NGC | 0 | 0 | 0 | 0 | 0 | 0 | 0
00 Ret.Exist_Non-FBC_NoCtrl & GPM & WetFGD & SCR & CCS | 0 | 0 | 0 | 0 | 0 | 0 | 0
00 Ret.Exist_Non-FBC_NoCtrl & NGC | 0 | 0 | 0 | 0 | 0 | 0 | 0
00 Ret.Exist_Non-FBC_NoCtrl & SCR | 0 | 0 | 0 | 0 | 0 | 0 | 0
00 Ret.Exist_Non-FBC_NoCtrl & SCR & C2G | 0 | 0 | 0 | 0 | 0 | 0 | 0
00 Ret.Exist_Non-FBC_NoCtrl & SCR & DRET | 0 | 0 | 0 | 0 | 0 | 0 | 0
00 Ret.Exist_Non-FBC_NoCtrl & SCR & NGC | 0 | 0 | 0 | 0 | 0 | 0 | 0
00 Ret.Exist_Non-FBC_NoCtrl & SCR & WetFGD & CCS | 0 | 0 | 0 | 0 | 0 | 0 | 0
00 Ret.Exist_Non-FBC_NoCtrl & SNCR | 0 | 0 | 0 | 0 | 0 | 0 | 0
00 Ret.Exist_Non-FBC_NoCtrl & SNCR & C2G | 0 | 0 | 0 | 0 | 0 | 0 | 0
00 Ret.Exist_Non-FBC_NoCtrl & SNCR & DRET | 0 | 0 | 0 | 0 | 0 | 0 | 0
00 Ret.Exist_Non-FBC_NoCtrl & SNCR & NGC | 0 | 0 | 0 | 0 | 0 | 0 | 0
00 Ret.Exist_Non-FBC_SCR_ACI & C2G | 0 | 0 | 0 | 0 | 0 | 0 | 0
00 Ret.Exist_Non-FBC_SCR_ACI & DCCS | 0 | 0 | 0 | 0 | 0 | 0 | 0
00 Ret.Exist_Non-FBC_SCR_ACI & DCCS & WetFGD & CCS | 0 | 0 | 0 | 0 | 0 | 0 | 0
00 Ret.Exist_Non-FBC_SCR_ACI & DRET | 0 | 0 | 0 | 0 | 0 | 0 | 0
00 Ret.Exist_Non-FBC_SCR_ACI & DSI | 0 | 0 | 0 | 0 | 0 | 0 | 0
00 Ret.Exist_Non-FBC_SCR_ACI & DSI & C2G | 0 | 0 | 0 | 0 | 0 | 0 | 0
00 Ret.Exist_Non-FBC_SCR_ACI & DSI & DRET | 0 | 0 | 0 | 0 | 0 | 0 | 0
00 Ret.Exist_Non-FBC_SCR_ACI & DSI & GPM | 0 | 0 | 0 | 0 | 0 | 0 | 0
00 Ret.Exist_Non-FBC_SCR_ACI & DSI & GPM & C2G | 0 | 0 | 0 | 0 | 0 | 0 | 0
00 Ret.Exist_Non-FBC_SCR_ACI & DSI & GPM & DRET | 0 | 0 | 0 | 0 | 0 | 0 | 0
00 Ret.Exist_Non-FBC_SCR_ACI & DSI & GPM & NGC | 0 | 0 | 0 | 0 | 0 | 0 | 0
00 Ret.Exist_Non-FBC_SCR_ACI & DSI & GPM & WetFGD & CCS | 0 | 0 | 0 | 0 | 0 | 0 | 0
00 Ret.Exist_Non-FBC_SCR_ACI & DSI & NGC | 0 | 0 | 0 | 0 | 0 | 0 | 0
00 Ret.Exist_Non-FBC_SCR_ACI & DSI & WetFGD & CCS | 0 | 0 | 0 | 0 | 0 | 0 | 0
00 Ret.Exist_Non-FBC_SCR_ACI & GPM | 0 | 0 | 0 | 0 | 0 | 0 | 0
00 Ret.Exist_Non-FBC_SCR_ACI & GPM & C2G | 0 | 0 | 0 | 0 | 0 | 0 | 0
00 Ret.Exist_Non-FBC_SCR_ACI & GPM & DRET | 0 | 0 | 0 | 0 | 0 | 0 | 0
00 Ret.Exist_Non-FBC_SCR_ACI & GPM & NGC | 0 | 0 | 0 | 0 | 0 | 0 | 0
00 Ret.Exist_Non-FBC_SCR_ACI & GPM & WetFGD & CCS | 0 | 0 | 0 | 0 | 0 | 0 | 0
00 Ret.Exist_Non-FBC_SCR_ACI & NGC | 0 | 0 | 0 | 0 | 0 | 0 | 0
00 Ret.Exist_Non-FBC_SCR_ACI & WetFGD & CCS | 0 | 0 | 0 | 0 | 0 | 0 | 0
00 Ret.Exist_Non-FBC_SCR_ACI_DSI & C2G | 0 | 0 | 0 | 0 | 0 | 0 | 0
00 Ret.Exist_Non-FBC_SCR_ACI_DSI & DCCS | 0 | 0 | 0 | 0 | 0 | 0 | 0
00 Ret.Exist_Non-FBC_SCR_ACI_DSI & DCCS & WetFGD & CCS | 0 | 0 | 0 | 0 | 0 | 0 | 0
00 Ret.Exist_Non-FBC_SCR_ACI_DSI & DRET | 0 | 0 | 0 | 0 | 0 | 0 | 0
00 Ret.Exist_Non-FBC_SCR_ACI_DSI & GPM | 0 | 0 | 0 | 0 | 0 | 0 | 0
00 Ret.Exist_Non-FBC_SCR_ACI_DSI & GPM & C2G | 0 | 0 | 0 | 0 | 0 | 0 | 0
00 Ret.Exist_Non-FBC_SCR_ACI_DSI & GPM & DRET | 0 | 0 | 0 | 0 | 0 | 0 | 0
00 Ret.Exist_Non-FBC_SCR_ACI_DSI & GPM & NGC | 0 | 0 | 0 | 0 | 0 | 0 | 0
00 Ret.Exist_Non-FBC_SCR_ACI_DSI & GPM & WetFGD & CCS | 0 | 0 | 0 | 0 | 0 | 0 | 0
00 Ret.Exist_Non-FBC_SCR_ACI_DSI & NGC | 0 | 0 | 0 | 0 | 0 | 0 | 0
00 Ret.Exist_Non-FBC_SCR_ACI_DSI & WetFGD & CCS | 0 | 0 | 0 | 0 | 0 | 0 | 0
00 Ret.Exist_Non-FBC_SNCR_ACI & C2G | 0 | 0 | 0 | 0 | 0 | 0 | 0
00 Ret.Exist_Non-FBC_SNCR_ACI & C2G & SCR | 0 | 0 | 0 | 0 | 0 | 0 | 0
00 Ret.Exist_Non-FBC_SNCR_ACI & DRET | 0 | 0 | 0 | 0 | 0 | 0 | 0
00 Ret.Exist_Non-FBC_SNCR_ACI & DSI | 0 | 0 | 0 | 0 | 0 | 0 | 0
00 Ret.Exist_Non-FBC_SNCR_ACI & DSI & C2G | 0 | 0 | 0 | 0 | 0 | 0 | 0
00 Ret.Exist_Non-FBC_SNCR_ACI & DSI & C2G & SCR | 0 | 0 | 0 | 0 | 0 | 0 | 0
00 Ret.Exist_Non-FBC_SNCR_ACI & DSI & DRET | 0 | 0 | 0 | 0 | 0 | 0 | 0
00 Ret.Exist_Non-FBC_SNCR_ACI & DSI & NGC | 0 | 0 | 0 | 0 | 0 | 0 | 0
00 Ret.Exist_Non-FBC_SNCR_ACI & DSI & SCR | 0 | 0 | 0 | 0 | 0 | 0 | 0
00 Ret.Exist_Non-FBC_SNCR_ACI & DSI & SCR & DRET | 0 | 0 | 0 | 0 | 0 | 0 | 0
00 Ret.Exist_Non-FBC_SNCR_ACI & DSI & SCR & NGC | 0 | 0 | 0 | 0 | 0 | 0 | 0
00 Ret.Exist_Non-FBC_SNCR_ACI & DSI & WetFGD & SCR & CCS | 0 | 0 | 0 | 0 | 0 | 0 | 0
00 Ret.Exist_Non-FBC_SNCR_ACI & GPM | 0 | 0 | 0 | 0 | 0 | 0 | 0
00 Ret.Exist_Non-FBC_SNCR_ACI & GPM & C2G | 0 | 0 | 0 | 0 | 0 | 0 | 0
00 Ret.Exist_Non-FBC_SNCR_ACI & GPM & C2G & SCR | 0 | 0 | 0 | 0 | 0 | 0 | 0
00 Ret.Exist_Non-FBC_SNCR_ACI & GPM & DRET | 0 | 0 | 0 | 0 | 0 | 0 | 0
00 Ret.Exist_Non-FBC_SNCR_ACI & GPM & NGC | 0 | 0 | 0 | 0 | 0 | 0 | 0
00 Ret.Exist_Non-FBC_SNCR_ACI & GPM & SCR | 0 | 0 | 0 | 0 | 0 | 0 | 0
00 Ret.Exist_Non-FBC_SNCR_ACI & GPM & SCR & DRET | 0 | 0 | 0 | 0 | 0 | 0 | 0
00 Ret.Exist_Non-FBC_SNCR_ACI & GPM & SCR & NGC | 0 | 0 | 0 | 0 | 0 | 0 | 0
00 Ret.Exist_Non-FBC_SNCR_ACI & GPM & WetFGD & SCR & CCS | 0 | 0 | 0 | 0 | 0 | 0 | 0
00 Ret.Exist_Non-FBC_SNCR_ACI & NGC | 0 | 0 | 0 | 0 | 0 | 0 | 0
00 Ret.Exist_Non-FBC_SNCR_ACI & SCR | 0 | 0 | 0 | 0 | 0 | 0 | 0
00 Ret.Exist_Non-FBC_SNCR_ACI & SCR & C2G | 0 | 0 | 0 | 0 | 0 | 0 | 0
00 Ret.Exist_Non-FBC_SNCR_ACI & SCR & DRET | 0 | 0 | 0 | 0 | 0 | 0 | 0
00 Ret.Exist_Non-FBC_SNCR_ACI & SCR & NGC | 0 | 0 | 0 | 0 | 0 | 0 | 0
00 Ret.Exist_Non-FBC_SNCR_ACI & SCR & WetFGD & CCS | 0 | 0 | 0 | 0 | 0 | 0 | 0
00 Ret.Exist_Non-FBC_SNCR_ACI_DSI & C2G | 0 | 0 | 0 | 0 | 0 | 0 | 0
00 Ret.Exist_Non-FBC_SNCR_ACI_DSI & C2G & SCR | 0 | 0 | 0 | 0 | 0 | 0 | 0
00 Ret.Exist_Non-FBC_SNCR_ACI_DSI & DCCS | 0 | 0 | 0 | 0 | 0 | 0 | 0
00 Ret.Exist_Non-FBC_SNCR_ACI_DSI & DCCS & WetFGD & SCR & CCS | 0 | 0 | 0 | 0 | 0 | 0 | 0
00 Ret.Exist_Non-FBC_SNCR_ACI_DSI & DRET | 0 | 0 | 0 | 0 | 0 | 0 | 0
00 Ret.Exist_Non-FBC_SNCR_ACI_DSI & GPM | 0 | 0 | 0 | 0 | 0 | 0 | 0
00 Ret.Exist_Non-FBC_SNCR_ACI_DSI & GPM & C2G | 0 | 0 | 0 | 0 | 0 | 0 | 0
00 Ret.Exist_Non-FBC_SNCR_ACI_DSI & GPM & C2G & SCR | 0 | 0 | 0 | 0 | 0 | 0 | 0
00 Ret.Exist_Non-FBC_SNCR_ACI_DSI & GPM & DRET | 0 | 0 | 0 | 0 | 0 | 0 | 0
00 Ret.Exist_Non-FBC_SNCR_ACI_DSI & GPM & NGC | 0 | 0 | 0 | 0 | 0 | 0 | 0
00 Ret.Exist_Non-FBC_SNCR_ACI_DSI & GPM & SCR | 0 | 0 | 0 | 0 | 0 | 0 | 0
00 Ret.Exist_Non-FBC_SNCR_ACI_DSI & GPM & SCR & DRET | 0 | 0 | 0 | 0 | 0 | 0 | 0
00 Ret.Exist_Non-FBC_SNCR_ACI_DSI & GPM & SCR & NGC | 0 | 0 | 0 | 0 | 0 | 0 | 0
00 Ret.Exist_Non-FBC_SNCR_ACI_DSI & GPM & WetFGD & SCR & CCS | 0 | 0 | 0 | 0 | 0 | 0 | 0
00 Ret.Exist_Non-FBC_SNCR_ACI_DSI & NGC | 0 | 0 | 0 | 0 | 0 | 0 | 0
00 Ret.Exist_Non-FBC_SNCR_ACI_DSI & SCR | 0 | 0 | 0 | 0 | 0 | 0 | 0
00 Ret.Exist_Non-FBC_SNCR_ACI_DSI & SCR & C2G | 0 | 0 | 0 | 0 | 0 | 0 | 0
00 Ret.Exist_Non-FBC_SNCR_ACI_DSI & SCR & DRET | 0 | 0 | 0 | 0 | 0 | 0 | 0
00 Ret.Exist_Non-FBC_SNCR_ACI_DSI & SCR & NGC | 0 | 0 | 0 | 0 | 0 | 0 | 0
00 Ret.Exist_Non-FBC_SNCR_ACI_DSI & SCR & WetFGD & CCS | 0 | 0 | 0 | 0 | 0 | 0 | 0
00 Ret.Exist_Non-FBC_WetFGD & ACI | 0 | 0 | 0 | 0 | 0 | 0 | 0
00 Ret.Exist_Non-FBC_WetFGD & ACI & C2G | 0 | 0 | 0 | 0 | 0 | 0 | 0
00 Ret.Exist_Non-FBC_WetFGD & ACI & C2G & SCR | 0 | 0 | 0 | 0 | 0 | 0 | 0
00 Ret.Exist_Non-FBC_WetFGD & ACI & DRET | 0 | 0 | 0 | 0 | 0 | 0 | 0
00 Ret.Exist_Non-FBC_WetFGD & ACI & GPM | 0 | 0 | 0 | 0 | 0 | 0 | 0
00 Ret.Exist_Non-FBC_WetFGD & ACI & GPM & C2G | 0 | 0 | 0 | 0 | 0 | 0 | 0
00 Ret.Exist_Non-FBC_WetFGD & ACI & GPM & C2G & SCR | 0 | 0 | 0 | 0 | 0 | 0 | 0
00 Ret.Exist_Non-FBC_WetFGD & ACI & GPM & DRET | 0 | 0 | 0 | 0 | 0 | 0 | 0
00 Ret.Exist_Non-FBC_WetFGD & ACI & GPM & NGC | 0 | 0 | 0 | 0 | 0 | 0 | 0
00 Ret.Exist_Non-FBC_WetFGD & ACI & GPM & SCR | 0 | 0 | 0 | 0 | 0 | 0 | 0
00 Ret.Exist_Non-FBC_WetFGD & ACI & GPM & SCR & CCS | 0 | 0 | 0 | 0 | 0 | 0 | 0
00 Ret.Exist_Non-FBC_WetFGD & ACI & GPM & SCR & DRET | 0 | 0 | 0 | 0 | 0 | 0 | 0
00 Ret.Exist_Non-FBC_WetFGD & ACI & GPM & SCR & NGC | 0 | 0 | 0 | 0 | 0 | 0 | 0
00 Ret.Exist_Non-FBC_WetFGD & ACI & GPM & SNCR | 0 | 0 | 0 | 0 | 0 | 0 | 0
00 Ret.Exist_Non-FBC_WetFGD & ACI & GPM & SNCR & DRET | 0 | 0 | 0 | 0 | 0 | 0 | 0
00 Ret.Exist_Non-FBC_WetFGD & ACI & GPM & SNCR & NGC | 0 | 0 | 0 | 0 | 0 | 0 | 0
00 Ret.Exist_Non-FBC_WetFGD & ACI & NGC | 0 | 0 | 0 | 0 | 0 | 0 | 0
00 Ret.Exist_Non-FBC_WetFGD & ACI & SCR | 0 | 0 | 0 | 0 | 0 | 0 | 0
00 Ret.Exist_Non-FBC_WetFGD & ACI & SCR & CCS | 0 | 0 | 0 | 0 | 0 | 0 | 0
00 Ret.Exist_Non-FBC_WetFGD & ACI & SCR & DRET | 0 | 0 | 0 | 0 | 0 | 0 | 0
00 Ret.Exist_Non-FBC_WetFGD & ACI & SCR & NGC | 0 | 0 | 0 | 0 | 0 | 0 | 0
00 Ret.Exist_Non-FBC_WetFGD & ACI & SNCR | 0 | 0 | 0 | 0 | 0 | 0 | 0
00 Ret.Exist_Non-FBC_WetFGD & ACI & SNCR & DRET | 0 | 0 | 0 | 0 | 0 | 0 | 0
00 Ret.Exist_Non-FBC_WetFGD & ACI & SNCR & NGC | 0 | 0 | 0 | 0 | 0 | 0 | 0
00 Ret.Exist_Non-FBC_WetFGD & C2G | 0 | 0 | 0 | 0 | 0 | 0 | 0
00 Ret.Exist_Non-FBC_WetFGD & C2G & SCR | 0 | 0 | 0 | 0 | 0 | 0 | 0
00 Ret.Exist_Non-FBC_WetFGD & DRET | 0 | 0 | 0 | 0 | 0 | 0 | 0
00 Ret.Exist_Non-FBC_WetFGD & DCCS | 0 | 0 | 0 | 0 | 0 | 0 | 0
00 Ret.Exist_Non-FBC_WetFGD & DCCS & SCR & CCS | 0 | 0 | 0 | 0 | 0 | 0 | 0
00 Ret.Exist_Non-FBC_WetFGD & GPM | 0 | 0 | 0 | 0 | 0 | 0 | 0
00 Ret.Exist_Non-FBC_WetFGD & GPM & C2G | 0 | 0 | 0 | 0 | 0 | 0 | 0
00 Ret.Exist_Non-FBC_WetFGD & GPM & C2G & SCR | 0 | 0 | 0 | 0 | 0 | 0 | 0
00 Ret.Exist_Non-FBC_WetFGD & GPM & DRET | 0 | 0 | 0 | 0 | 0 | 0 | 0
00 Ret.Exist_Non-FBC_WetFGD & GPM & NGC | 0 | 0 | 0 | 0 | 0 | 0 | 0
00 Ret.Exist_Non-FBC_WetFGD & GPM & SCR | 0 | 0 | 0 | 0 | 0 | 0 | 0
00 Ret.Exist_Non-FBC_WetFGD & GPM & SCR & CCS | 0 | 0 | 0 | 0 | 0 | 0 | 0
00 Ret.Exist_Non-FBC_WetFGD & GPM & SCR & DRET | 0 | 0 | 0 | 0 | 0 | 0 | 0
00 Ret.Exist_Non-FBC_WetFGD & GPM & SCR & NGC | 0 | 0 | 0 | 0 | 0 | 0 | 0
00 Ret.Exist_Non-FBC_WetFGD & GPM & SNCR | 0 | 0 | 0 | 0 | 0 | 0 | 0
00 Ret.Exist_Non-FBC_WetFGD & GPM & SNCR & DRET | 0 | 0 | 0 | 0 | 0 | 0 | 0
00 Ret.Exist_Non-FBC_WetFGD & GPM & SNCR & NGC | 0 | 0 | 0 | 0 | 0 | 0 | 0
00 Ret.Exist_Non-FBC_WetFGD & NGC | 0 | 0 | 0 | 0 | 0 | 0 | 0
00 Ret.Exist_Non-FBC_WetFGD & SCR | 0 | 0 | 0 | 0 | 0 | 0 | 0
00 Ret.Exist_Non-FBC_WetFGD & SCR & C2G | 0 | 0 | 0 | 0 | 0 | 0 | 0
00 Ret.Exist_Non-FBC_WetFGD & SCR & CCS | 0 | 0 | 0 | 0 | 0 | 0 | 0
00 Ret.Exist_Non-FBC_WetFGD & SCR & DRET | 0 | 0 | 0 | 0 | 0 | 0 | 0
00 Ret.Exist_Non-FBC_WetFGD & SCR & NGC | 0 | 0 | 0 | 0 | 0 | 0 | 0
00 Ret.Exist_Non-FBC_WetFGD & SNCR | 0 | 0 | 0 | 0 | 0 | 0 | 0
00 Ret.Exist_Non-FBC_WetFGD & SNCR & C2G | 0 | 0 | 0 | 0 | 0 | 0 | 0
00 Ret.Exist_Non-FBC_WetFGD & SNCR & DRET | 0 | 0 | 0 | 0 | 0 | 0 | 0
00 Ret.Exist_Non-FBC_WetFGD & SNCR & NGC | 0 | 0 | 0 | 0 | 0 | 0 | 0
00 Ret.Exist_Non-FBC_WetFGD_ACI & C2G | 0 | 0 | 0 | 0 | 0 | 0 | 0
00 Ret.Exist_Non-FBC_WetFGD_ACI & C2G & SCR | 0 | 0 | 0 | 0 | 0 | 0 | 0
00 Ret.Exist_Non-FBC_WetFGD_ACI & DCCS | 0 | 0 | 0 | 0 | 0 | 0 | 0
00 Ret.Exist_Non-FBC_WetFGD_ACI & DCCS & SCR & CCS | 0 | 0 | 0 | 0 | 0 | 0 | 0
00 Ret.Exist_Non-FBC_WetFGD_ACI & DRET | 0 | 0 | 0 | 0 | 0 | 0 | 0
00 Ret.Exist_Non-FBC_WetFGD_ACI & GPM | 0 | 0 | 0 | 0 | 0 | 0 | 0
00 Ret.Exist_Non-FBC_WetFGD_ACI & GPM & C2G | 0 | 0 | 0 | 0 | 0 | 0 | 0
00 Ret.Exist_Non-FBC_WetFGD_ACI & GPM & C2G & SCR | 0 | 0 | 0 | 0 | 0 | 0 | 0
00 Ret.Exist_Non-FBC_WetFGD_ACI & GPM & DRET | 0 | 0 | 0 | 0 | 0 | 0 | 0
00 Ret.Exist_Non-FBC_WetFGD_ACI & GPM & NGC | 0 | 0 | 0 | 0 | 0 | 0 | 0
00 Ret.Exist_Non-FBC_WetFGD_ACI & GPM & SCR | 0 | 0 | 0 | 0 | 0 | 0 | 0
00 Ret.Exist_Non-FBC_WetFGD_ACI & GPM & SCR & CCS | 0 | 0 | 0 | 0 | 0 | 0 | 0
00 Ret.Exist_Non-FBC_WetFGD_ACI & GPM & SCR & DRET | 0 | 0 | 0 | 0 | 0 | 0 | 0
00 Ret.Exist_Non-FBC_WetFGD_ACI & GPM & SCR & NGC | 0 | 0 | 0 | 0 | 0 | 0 | 0
00 Ret.Exist_Non-FBC_WetFGD_ACI & GPM & SNCR | 0 | 0 | 0 | 0 | 0 | 0 | 0
00 Ret.Exist_Non-FBC_WetFGD_ACI & GPM & SNCR & DRET | 0 | 0 | 0 | 0 | 0 | 0 | 0
00 Ret.Exist_Non-FBC_WetFGD_ACI & GPM & SNCR & NGC | 0 | 0 | 0 | 0 | 0 | 0 | 0
00 Ret.Exist_Non-FBC_WetFGD_ACI & NGC | 0 | 0 | 0 | 0 | 0 | 0 | 0
00 Ret.Exist_Non-FBC_WetFGD_ACI & SCR | 0 | 0 | 0 | 0 | 0 | 0 | 0
00 Ret.Exist_Non-FBC_WetFGD_ACI & SCR & C2G | 0 | 0 | 0 | 0 | 0 | 0 | 0
00 Ret.Exist_Non-FBC_WetFGD_ACI & SCR & CCS | 0 | 0 | 0 | 0 | 0 | 0 | 0
00 Ret.Exist_Non-FBC_WetFGD_ACI & SCR & DRET | 0 | 0 | 0 | 0 | 0 | 0 | 0
00 Ret.Exist_Non-FBC_WetFGD_ACI & SCR & NGC | 0 | 0 | 0 | 0 | 0 | 0 | 0
00 Ret.Exist_Non-FBC_WetFGD_ACI & SNCR | 0 | 0 | 0 | 0 | 0 | 0 | 0
00 Ret.Exist_Non-FBC_WetFGD_ACI & SNCR & C2G | 0 | 0 | 0 | 0 | 0 | 0 | 0
00 Ret.Exist_Non-FBC_WetFGD_ACI & SNCR & DRET | 0 | 0 | 0 | 0 | 0 | 0 | 0
00 Ret.Exist_Non-FBC_WetFGD_ACI & SNCR & NGC | 0 | 0 | 0 | 0 | 0 | 0 | 0
00 Ret.Exist_Non-FBC_WetFGD_ACI_DSI & C2G | 0 | 0 | 0 | 0 | 0 | 0 | 0
00 Ret.Exist_Non-FBC_WetFGD_ACI_DSI & C2G & SCR | 0 | 0 | 0 | 0 | 0 | 0 | 0
00 Ret.Exist_Non-FBC_WetFGD_ACI_DSI & DCCS | 0 | 0 | 0 | 0 | 0 | 0 | 0
00 Ret.Exist_Non-FBC_WetFGD_ACI_DSI & DCCS & SCR & CCS | 0 | 0 | 0 | 0 | 0 | 0 | 0
00 Ret.Exist_Non-FBC_WetFGD_ACI_DSI & DRET | 0 | 0 | 0 | 0 | 0 | 0 | 0
00 Ret.Exist_Non-FBC_WetFGD_ACI_DSI & GPM | 0 | 0 | 0 | 0 | 0 | 0 | 0
00 Ret.Exist_Non-FBC_WetFGD_ACI_DSI & GPM & C2G | 0 | 0 | 0 | 0 | 0 | 0 | 0
00 Ret.Exist_Non-FBC_WetFGD_ACI_DSI & GPM & C2G & SCR | 0 | 0 | 0 | 0 | 0 | 0 | 0
00 Ret.Exist_Non-FBC_WetFGD_ACI_DSI & GPM & DRET | 0 | 0 | 0 | 0 | 0 | 0 | 0
00 Ret.Exist_Non-FBC_WetFGD_ACI_DSI & GPM & NGC | 0 | 0 | 0 | 0 | 0 | 0 | 0
00 Ret.Exist_Non-FBC_WetFGD_ACI_DSI & GPM & SCR | 0 | 0 | 0 | 0 | 0 | 0 | 0
00 Ret.Exist_Non-FBC_WetFGD_ACI_DSI & GPM & SCR & CCS | 0 | 0 | 0 | 0 | 0 | 0 | 0
00 Ret.Exist_Non-FBC_WetFGD_ACI_DSI & GPM & SCR & DRET | 0 | 0 | 0 | 0 | 0 | 0 | 0
00 Ret.Exist_Non-FBC_WetFGD_ACI_DSI & GPM & SCR & NGC | 0 | 0 | 0 | 0 | 0 | 0 | 0
00 Ret.Exist_Non-FBC_WetFGD_ACI_DSI & GPM & SNCR | 0 | 0 | 0 | 0 | 0 | 0 | 0
00 Ret.Exist_Non-FBC_WetFGD_ACI_DSI & GPM & SNCR & DRET | 0 | 0 | 0 | 0 | 0 | 0 | 0
00 Ret.Exist_Non-FBC_WetFGD_ACI_DSI & GPM & SNCR & NGC | 0 | 0 | 0 | 0 | 0 | 0 | 0
00 Ret.Exist_Non-FBC_WetFGD_ACI_DSI & NGC | 0 | 0 | 0 | 0 | 0 | 0 | 0
00 Ret.Exist_Non-FBC_WetFGD_ACI_DSI & SCR | 0 | 0 | 0 | 0 | 0 | 0 | 0
00 Ret.Exist_Non-FBC_WetFGD_ACI_DSI & SCR & C2G | 0 | 0 | 0 | 0 | 0 | 0 | 0
00 Ret.Exist_Non-FBC_WetFGD_ACI_DSI & SCR & CCS | 0 | 0 | 0 | 0 | 0 | 0 | 0
00 Ret.Exist_Non-FBC_WetFGD_ACI_DSI & SCR & DRET | 0 | 0 | 0 | 0 | 0 | 0 | 0
00 Ret.Exist_Non-FBC_WetFGD_ACI_DSI & SCR & NGC | 0 | 0 | 0 | 0 | 0 | 0 | 0
00 Ret.Exist_Non-FBC_WetFGD_ACI_DSI & SNCR | 0 | 0 | 0 | 0 | 0 | 0 | 0
00 Ret.Exist_Non-FBC_WetFGD_ACI_DSI & SNCR & C2G | 0 | 0 | 0 | 0 | 0 | 0 | 0
00 Ret.Exist_Non-FBC_WetFGD_ACI_DSI & SNCR & DRET | 0 | 0 | 0 | 0 | 0 | 0 | 0
00 Ret.Exist_Non-FBC_WetFGD_ACI_DSI & SNCR & NGC | 0 | 0 | 0 | 0 | 0 | 0 | 0
00 Ret.Exist_Non-FBC_WetFGD_SCR & ACI | 0 | 0 | 0 | 0 | 0 | 0 | 0
00 Ret.Exist_Non-FBC_WetFGD_SCR & ACI & C2G | 0 | 0 | 0 | 0 | 0 | 0 | 0
00 Ret.Exist_Non-FBC_WetFGD_SCR & ACI & CCS | 0 | 0 | 0 | 0 | 0 | 0 | 0
00 Ret.Exist_Non-FBC_WetFGD_SCR & DCCS | 0 | 0 | 0 | 0 | 0 | 0 | 0
00 Ret.Exist_Non-FBC_WetFGD_SCR & DCCS & CCS | 0 | 0 | 0 | 0 | 0 | 0 | 0
00 Ret.Exist_Non-FBC_WetFGD_SCR & ACI & DRET | 0 | 0 | 0 | 0 | 0 | 0 | 0
00 Ret.Exist_Non-FBC_WetFGD_SCR & ACI & GPM | 0 | 0 | 0 | 0 | 0 | 0 | 0
00 Ret.Exist_Non-FBC_WetFGD_SCR & ACI & GPM & C2G | 0 | 0 | 0 | 0 | 0 | 0 | 0
00 Ret.Exist_Non-FBC_WetFGD_SCR & ACI & GPM & CCS | 0 | 0 | 0 | 0 | 0 | 0 | 0
00 Ret.Exist_Non-FBC_WetFGD_SCR & ACI & GPM & DRET | 0 | 0 | 0 | 0 | 0 | 0 | 0
00 Ret.Exist_Non-FBC_WetFGD_SCR & ACI & GPM & NGC | 0 | 0 | 0 | 0 | 0 | 0 | 0
00 Ret.Exist_Non-FBC_WetFGD_SCR & ACI & NGC | 0 | 0 | 0 | 0 | 0 | 0 | 0
00 Ret.Exist_Non-FBC_WetFGD_SCR & C2G | 0 | 0 | 0 | 0 | 0 | 0 | 0
00 Ret.Exist_Non-FBC_WetFGD_SCR & CCS | 0 | 0 | 0 | 0 | 0 | 0 | 0
00 Ret.Exist_Non-FBC_WetFGD_SCR & DRET | 0 | 0 | 0 | 0 | 0 | 0 | 0
00 Ret.Exist_Non-FBC_WetFGD_SCR & GPM | 0 | 0 | 0 | 0 | 0 | 0 | 0
00 Ret.Exist_Non-FBC_WetFGD_SCR & GPM & C2G | 0 | 0 | 0 | 0 | 0 | 0 | 0
00 Ret.Exist_Non-FBC_WetFGD_SCR & GPM & CCS | 0 | 0 | 0 | 0 | 0 | 0 | 0
00 Ret.Exist_Non-FBC_WetFGD_SCR & GPM & DRET | 0 | 0 | 0 | 0 | 0 | 0 | 0
00 Ret.Exist_Non-FBC_WetFGD_SCR & GPM & NGC | 0 | 0 | 0 | 0 | 0 | 0 | 0
00 Ret.Exist_Non-FBC_WetFGD_SCR & NGC | 0 | 0 | 0 | 0 | 0 | 0 | 0
00 Ret.Exist_Non-FBC_WetFGD_SCR_ACI & C2G | 0 | 0 | 0 | 0 | 0 | 0 | 0
00 Ret.Exist_Non-FBC_WetFGD_SCR_ACI & CCS | 0 | 0 | 0 | 0 | 0 | 0 | 0
00 Ret.Exist_Non-FBC_WetFGD_SCR_ACI & DCCS | 0 | 0 | 0 | 0 | 0 | 0 | 0
00 Ret.Exist_Non-FBC_WetFGD_SCR_ACI & DCCS & CCS | 0 | 0 | 0 | 0 | 0 | 0 | 0
00 Ret.Exist_Non-FBC_WetFGD_SCR_ACI & DRET | 0 | 0 | 0 | 0 | 0 | 0 | 0
00 Ret.Exist_Non-FBC_WetFGD_SCR_ACI & GPM | 0 | 0 | 0 | 0 | 0 | 0 | 0
00 Ret.Exist_Non-FBC_WetFGD_SCR_ACI & GPM & C2G | 0 | 0 | 0 | 0 | 0 | 0 | 0
00 Ret.Exist_Non-FBC_WetFGD_SCR_ACI & GPM & CCS | 0 | 0 | 0 | 0 | 0 | 0 | 0
00 Ret.Exist_Non-FBC_WetFGD_SCR_ACI & GPM & DRET | 0 | 0 | 0 | 0 | 0 | 0 | 0
00 Ret.Exist_Non-FBC_WetFGD_SCR_ACI & GPM & NGC | 0 | 0 | 0 | 0 | 0 | 0 | 0
00 Ret.Exist_Non-FBC_WetFGD_SCR_ACI & NGC | 0 | 0 | 0 | 0 | 0 | 0 | 0
00 Ret.Exist_Non-FBC_WetFGD_SCR_ACI_DSI & C2G | 0 | 0 | 0 | 0 | 0 | 0 | 0
00 Ret.Exist_Non-FBC_WetFGD_SCR_ACI_DSI & CCS | 0 | 0 | 0 | 0 | 0 | 0 | 0
00 Ret.Exist_Non-FBC_WetFGD_SCR_ACI_DSI & DCCS | 0 | 0 | 0 | 0 | 0 | 0 | 0
00 Ret.Exist_Non-FBC_WetFGD_SCR_ACI_DSI & DCCS & CCS | 0 | 0 | 0 | 0 | 0 | 0 | 0
00 Ret.Exist_Non-FBC_WetFGD_SCR_ACI_DSI & DRET | 0 | 0 | 0 | 0 | 0 | 0 | 0
00 Ret.Exist_Non-FBC_WetFGD_SCR_ACI_DSI & GPM | 0 | 0 | 0 | 0 | 0 | 0 | 0
00 Ret.Exist_Non-FBC_WetFGD_SCR_ACI_DSI & GPM & C2G | 0 | 0 | 0 | 0 | 0 | 0 | 0
00 Ret.Exist_Non-FBC_WetFGD_SCR_ACI_DSI & GPM & CCS | 0 | 0 | 0 | 0 | 0 | 0 | 0
00 Ret.Exist_Non-FBC_WetFGD_SCR_ACI_DSI & GPM & DRET | 0 | 0 | 0 | 0 | 0 | 0 | 0
00 Ret.Exist_Non-FBC_WetFGD_SCR_ACI_DSI & GPM & NGC | 0 | 0 | 0 | 0 | 0 | 0 | 0
00 Ret.Exist_Non-FBC_WetFGD_SCR_ACI_DSI & NGC | 0 | 0 | 0 | 0 | 0 | 0 | 0
00 Ret.Exist_Non-FBC_WetFGD_SCR_DSI & ACI | 0 | 0 | 0 | 0 | 0 | 0 | 0
00 Ret.Exist_Non-FBC_WetFGD_SCR_DSI & ACI & C2G | 0 | 0 | 0 | 0 | 0 | 0 | 0
00 Ret.Exist_Non-FBC_WetFGD_SCR_DSI & ACI & CCS | 0 | 0 | 0 | 0 | 0 | 0 | 0
00 Ret.Exist_Non-FBC_WetFGD_SCR_DSI & ACI & DRET | 0 | 0 | 0 | 0 | 0 | 0 | 0
00 Ret.Exist_Non-FBC_WetFGD_SCR_DSI & ACI & GPM | 0 | 0 | 0 | 0 | 0 | 0 | 0
00 Ret.Exist_Non-FBC_WetFGD_SCR_DSI & ACI & GPM & C2G | 0 | 0 | 0 | 0 | 0 | 0 | 0
00 Ret.Exist_Non-FBC_WetFGD_SCR_DSI & ACI & GPM & CCS | 0 | 0 | 0 | 0 | 0 | 0 | 0
00 Ret.Exist_Non-FBC_WetFGD_SCR_DSI & ACI & GPM & DRET | 0 | 0 | 0 | 0 | 0 | 0 | 0
00 Ret.Exist_Non-FBC_WetFGD_SCR_DSI & ACI & GPM & NGC | 0 | 0 | 0 | 0 | 0 | 0 | 0
00 Ret.Exist_Non-FBC_WetFGD_SCR_DSI & ACI & NGC | 0 | 0 | 0 | 0 | 0 | 0 | 0
00 Ret.Exist_Non-FBC_WetFGD_SCR_DSI & C2G | 0 | 0 | 0 | 0 | 0 | 0 | 0
00 Ret.Exist_Non-FBC_WetFGD_SCR_DSI & CCS | 0 | 0 | 0 | 0 | 0 | 0 | 0
00 Ret.Exist_Non-FBC_WetFGD_SCR_DSI & DCCS | 0 | 0 | 0 | 0 | 0 | 0 | 0
00 Ret.Exist_Non-FBC_WetFGD_SCR_DSI & DCCS & CCS | 0 | 0 | 0 | 0 | 0 | 0 | 0
00 Ret.Exist_Non-FBC_WetFGD_SCR_DSI & DRET | 0 | 0 | 0 | 0 | 0 | 0 | 0
00 Ret.Exist_Non-FBC_WetFGD_SCR_DSI & GPM | 0 | 0 | 0 | 0 | 0 | 0 | 0
00 Ret.Exist_Non-FBC_WetFGD_SCR_DSI & GPM & C2G | 0 | 0 | 0 | 0 | 0 | 0 | 0
00 Ret.Exist_Non-FBC_WetFGD_SCR_DSI & GPM & CCS | 0 | 0 | 0 | 0 | 0 | 0 | 0
00 Ret.Exist_Non-FBC_WetFGD_SCR_DSI & GPM & DRET | 0 | 0 | 0 | 0 | 0 | 0 | 0
00 Ret.Exist_Non-FBC_WetFGD_SCR_DSI & GPM & NGC | 0 | 0 | 0 | 0 | 0 | 0 | 0
00 Ret.Exist_Non-FBC_WetFGD_SCR_DSI & NGC | 0 | 0 | 0 | 0 | 0 | 0 | 0
00 Ret.Exist_Non-FBC_WetFGD_SNCR & ACI | 0 | 0 | 0 | 0 | 0 | 0 | 0
00 Ret.Exist_Non-FBC_WetFGD_SNCR & ACI & C2G | 0 | 0 | 0 | 0 | 0 | 0 | 0
00 Ret.Exist_Non-FBC_WetFGD_SNCR & ACI & C2G & SCR | 0 | 0 | 0 | 0 | 0 | 0 | 0
00 Ret.Exist_Non-FBC_WetFGD_SNCR & ACI & DRET | 0 | 0 | 0 | 0 | 0 | 0 | 0
00 Ret.Exist_Non-FBC_WetFGD_SNCR & ACI & GPM | 0 | 0 | 0 | 0 | 0 | 0 | 0
00 Ret.Exist_Non-FBC_WetFGD_SNCR & ACI & GPM & C2G | 0 | 0 | 0 | 0 | 0 | 0 | 0
00 Ret.Exist_Non-FBC_WetFGD_SNCR & ACI & GPM & C2G & SCR | 0 | 0 | 0 | 0 | 0 | 0 | 0
00 Ret.Exist_Non-FBC_WetFGD_SNCR & ACI & GPM & DRET | 0 | 0 | 0 | 0 | 0 | 0 | 0
00 Ret.Exist_Non-FBC_WetFGD_SNCR & ACI & GPM & NGC | 0 | 0 | 0 | 0 | 0 | 0 | 0
00 Ret.Exist_Non-FBC_WetFGD_SNCR & ACI & GPM & SCR | 0 | 0 | 0 | 0 | 0 | 0 | 0
00 Ret.Exist_Non-FBC_WetFGD_SNCR & ACI & GPM & SCR & CCS | 0 | 0 | 0 | 0 | 0 | 0 | 0
00 Ret.Exist_Non-FBC_WetFGD_SNCR & ACI & GPM & SCR & DRET | 0 | 0 | 0 | 0 | 0 | 0 | 0
00 Ret.Exist_Non-FBC_WetFGD_SNCR & ACI & GPM & SCR & NGC | 0 | 0 | 0 | 0 | 0 | 0 | 0
00 Ret.Exist_Non-FBC_WetFGD_SNCR & ACI & NGC | 0 | 0 | 0 | 0 | 0 | 0 | 0
00 Ret.Exist_Non-FBC_WetFGD_SNCR & ACI & SCR | 0 | 0 | 0 | 0 | 0 | 0 | 0
00 Ret.Exist_Non-FBC_WetFGD_SNCR & ACI & SCR & CCS | 0 | 0 | 0 | 0 | 0 | 0 | 0
00 Ret.Exist_Non-FBC_WetFGD_SNCR & ACI & SCR & DRET | 0 | 0 | 0 | 0 | 0 | 0 | 0
00 Ret.Exist_Non-FBC_WetFGD_SNCR & ACI & SCR & NGC | 0 | 0 | 0 | 0 | 0 | 0 | 0
00 Ret.Exist_Non-FBC_WetFGD_SNCR & C2G | 0 | 0 | 0 | 0 | 0 | 0 | 0
00 Ret.Exist_Non-FBC_WetFGD_SNCR & C2G & SCR | 0 | 0 | 0 | 0 | 0 | 0 | 0
00 Ret.Exist_Non-FBC_WetFGD_SNCR & DCCS | 0 | 0 | 0 | 0 | 0 | 0 | 0
00 Ret.Exist_Non-FBC_WetFGD_SNCR & DCCS & SCR & CCS | 0 | 0 | 0 | 0 | 0 | 0 | 0
00 Ret.Exist_Non-FBC_WetFGD_SNCR & DRET | 0 | 0 | 0 | 0 | 0 | 0 | 0
00 Ret.Exist_Non-FBC_WetFGD_SNCR & GPM | 0 | 0 | 0 | 0 | 0 | 0 | 0
00 Ret.Exist_Non-FBC_WetFGD_SNCR & GPM & C2G | 0 | 0 | 0 | 0 | 0 | 0 | 0
00 Ret.Exist_Non-FBC_WetFGD_SNCR & GPM & C2G & SCR | 0 | 0 | 0 | 0 | 0 | 0 | 0
00 Ret.Exist_Non-FBC_WetFGD_SNCR & GPM & DRET | 0 | 0 | 0 | 0 | 0 | 0 | 0
00 Ret.Exist_Non-FBC_WetFGD_SNCR & GPM & NGC | 0 | 0 | 0 | 0 | 0 | 0 | 0
00 Ret.Exist_Non-FBC_WetFGD_SNCR & GPM & SCR | 0 | 0 | 0 | 0 | 0 | 0 | 0
00 Ret.Exist_Non-FBC_WetFGD_SNCR & GPM & SCR & CCS | 0 | 0 | 0 | 0 | 0 | 0 | 0
00 Ret.Exist_Non-FBC_WetFGD_SNCR & GPM & SCR & DRET | 0 | 0 | 0 | 0 | 0 | 0 | 0
00 Ret.Exist_Non-FBC_WetFGD_SNCR & GPM & SCR & NGC | 0 | 0 | 0 | 0 | 0 | 0 | 0
00 Ret.Exist_Non-FBC_WetFGD_SNCR & NGC | 0 | 0 | 0 | 0 | 0 | 0 | 0
00 Ret.Exist_Non-FBC_WetFGD_SNCR & SCR | 0 | 0 | 0 | 0 | 0 | 0 | 0
00 Ret.Exist_Non-FBC_WetFGD_SNCR & SCR & C2G | 0 | 0 | 0 | 0 | 0 | 0 | 0
00 Ret.Exist_Non-FBC_WetFGD_SNCR & SCR & CCS | 0 | 0 | 0 | 0 | 0 | 0 | 0
00 Ret.Exist_Non-FBC_WetFGD_SNCR & SCR & DRET | 0 | 0 | 0 | 0 | 0 | 0 | 0
00 Ret.Exist_Non-FBC_WetFGD_SNCR & SCR & NGC | 0 | 0 | 0 | 0 | 0 | 0 | 0
00 Ret.Exist_Non-FBC_WetFGD_SNCR_ACI & C2G | 0 | 0 | 0 | 0 | 0 | 0 | 0
00 Ret.Exist_Non-FBC_WetFGD_SNCR_ACI & C2G & SCR | 0 | 0 | 0 | 0 | 0 | 0 | 0
00 Ret.Exist_Non-FBC_WetFGD_SNCR_ACI & DCCS | 0 | 0 | 0 | 0 | 0 | 0 | 0
00 Ret.Exist_Non-FBC_WetFGD_SNCR_ACI & DCCS & SCR & CCS | 0 | 0 | 0 | 0 | 0 | 0 | 0
00 Ret.Exist_Non-FBC_WetFGD_SNCR_ACI & DRET | 0 | 0 | 0 | 0 | 0 | 0 | 0
00 Ret.Exist_Non-FBC_WetFGD_SNCR_ACI & GPM | 0 | 0 | 0 | 0 | 0 | 0 | 0
00 Ret.Exist_Non-FBC_WetFGD_SNCR_ACI & GPM & C2G | 0 | 0 | 0 | 0 | 0 | 0 | 0
00 Ret.Exist_Non-FBC_WetFGD_SNCR_ACI & GPM & C2G & SCR | 0 | 0 | 0 | 0 | 0 | 0 | 0
00 Ret.Exist_Non-FBC_WetFGD_SNCR_ACI & GPM & DRET | 0 | 0 | 0 | 0 | 0 | 0 | 0
00 Ret.Exist_Non-FBC_WetFGD_SNCR_ACI & GPM & NGC | 0 | 0 | 0 | 0 | 0 | 0 | 0
00 Ret.Exist_Non-FBC_WetFGD_SNCR_ACI & GPM & SCR | 0 | 0 | 0 | 0 | 0 | 0 | 0
00 Ret.Exist_Non-FBC_WetFGD_SNCR_ACI & GPM & SCR & CCS | 0 | 0 | 0 | 0 | 0 | 0 | 0
00 Ret.Exist_Non-FBC_WetFGD_SNCR_ACI & GPM & SCR & DRET | 0 | 0 | 0 | 0 | 0 | 0 | 0
00 Ret.Exist_Non-FBC_WetFGD_SNCR_ACI & GPM & SCR & NGC | 0 | 0 | 0 | 0 | 0 | 0 | 0
00 Ret.Exist_Non-FBC_WetFGD_SNCR_ACI & NGC | 0 | 0 | 0 | 0 | 0 | 0 | 0
00 Ret.Exist_Non-FBC_WetFGD_SNCR_ACI & SCR | 0 | 0 | 0 | 0 | 0 | 0 | 0
00 Ret.Exist_Non-FBC_WetFGD_SNCR_ACI & SCR & C2G | 0 | 0 | 0 | 0 | 0 | 0 | 0
00 Ret.Exist_Non-FBC_WetFGD_SNCR_ACI & SCR & CCS | 0 | 0 | 0 | 0 | 0 | 0 | 0
00 Ret.Exist_Non-FBC_WetFGD_SNCR_ACI & SCR & DRET | 0 | 0 | 0 | 0 | 0 | 0 | 0
00 Ret.Exist_Non-FBC_WetFGD_SNCR_ACI & SCR & NGC | 0 | 0 | 0 | 0 | 0 | 0 | 0
00 Existing Combined Cycle Retirement | 1476.8 | 0 | 0 | 0 | 0 | 0 | 0
00 New Combined Cycle Retirement | 0 | 0 | 0 | 0 | 0 | 0 | 0
00 Existing Combustion Turbine Retirement | 2370.5572 | 0 | 0 | 0 | 0 | 0 | 0
00 New Combustion Turbine Retirement | 0 | 0 | 0 | 0 | 0 | 0 | 0
00 Oil/Gas Steam Retirement | 2678.88 | 0 | 0 | 0 | 0 | 0 | 0
00 Coal Steam Retirement | 735.2723 | 741 | 1341.7277 | 0 | 0 | 0 | 0
00 IGCC Retirement | 0 | 0 | 0 | 0 | 0 | 0 | 0
00 Nuclear Retirement | 0 | 0 | 0 | 0 | 0 | 0 | 0
00 Biomass Retirement | 997.3033 | 0 | 53 | 0 | 0 | 223.99 | 0
00 Fossil_Other Retirement | 0 | 0 | 0 | 0 | 0 | 0 | 0
00 Fuel Cell Retirement | 0 | 0 | 0 | 0 | 0 | 0 | 0
00 Geothermal Retirement | 0 | 0 | 0 | 0 | 0 | 0 | 0
00 Hydro Retirement | 0 | 0 | 0 | 0 | 0 | 0 | 0
00 Landfill Gas Retirement | 0 | 0 | 0 | 0 | 0 | 0 | 0
00 Non Fossil_Other Retirement | 0 | 0 | 0 | 0 | 0 | 0 | 0
00 Solar Thermal Retirement | 0 | 0 | 0 | 0 | 0 | 0 | 0
00 Exist Dummy | 0 | 0 | 0 | 0 | 0 | 0 | 0
Total | 31985.4338 | 1679.1628 | 18727.4518 | 15506.9635 | 14967.3459 | 16295.8731 | 13326.8656
12. Generation by Capacity Reporting Type [GWh]
00 New Combined Cycle | 15337.4131 | 15673.0734 | 15974.0422 | 15786.4101 | 16124.4235 | 14758.2404 | 13928.9436
00 New Combined Cycle with CCS Retrofit | 0 | 0 | 0 | 0 | 0 | 0 | 0
00 New Combined Cycle with CF Limit | 0 | 0 | 0 | 0 | 0 | 0 | 0
00 New Combined Cycle with HRI Retrofit | 0 | 0 | 0 | 0 | 0 | 0 | 0
00 New Combined Cycle with Hydrogen Retrofit | 0 | 0 | 0 | 0 | 0 | 0 | 0
00 New Combined Cycle with Hydrogen Retrofit Undone | 0 | 0 | 0 | 0 | 0 | 0 | 0
00 New Combined Cycle with CCS | 0 | 0 | 0 | 0 | 0 | 0 | 0
00 New Combustion Turbine | 9.545 | 5.5495 | 2.6354 | 2.821 | 73.3597 | 73.0344 | 187.4259
00 New Combustion Turbine with HRI Retrofit | 0 | 0 | 0 | 0 | 0 | 0 | 0
00 New Combustion Turbine with Hydrogen Retrofit | 0 | 0 | 0 | 0 | 0 | 0 | 0
00 New Combustion Turbine with Hydrogen Retrofit Undone | 0 | 0 | 0 | 0 | 0 | 0 | 0
00 New Hydro | 870.8067 | 1182.0824 | 1182.0824 | 6190.7097 | 9474.4269 | 13671.6368 | 16227.1284
00 New Nuclear | 0 | 0 | 0 | 0 | 0 | 0 | 0
00 New Nuclear - SMR | 0 | 0 | 0 | 0 | 0 | 0 | 0
00 New Biomass | 166.3818 | 192.6762 | 166.3898 | 166.4216 | 238.568 | 2174.7579 | 18665.4811
00 New Geothermal | 0 | 0 | 0 | 0 | 0 | 0 | 0
00 New Landfill Gas | 149.796 | 220.752 | 656.532 | 2752.0083 | 2686.4181 | 2676.1401 | 2686.4154
00 New Battery Storage | 2850.6684 | 3088.6856 | 3379.0011 | 3211.0551 | 3749.5659 | 4836.4528 | 6084.3936
00 New Offshore Wind | 0 | 0 | 0 | 0 | 0 | 0 | 0
00 New Onshore Wind | 27549.9944 | 29791.3615 | 77012.1751 | 123300.2817 | 167901.2757 | 201938.3902 | 219172.374
00 New Solar PV | 12331.8067 | 12331.8067 | 12331.8067 | 12443.0311 | 13172.2521 | 22186.6262 | 28277.5518
00 New Solar Thermal | 0 | 0 | 0 | 0 | 0 | 0 | 0
00 New Fuel Cell | 0 | 0 | 0 | 0 | 0 | 0 | 0
00 New Ultrasupercritical Coal without CCS | 0 | 0 | 2667.6089 | 5052.2612 | 5596.7097 | 7478.5249 | 11124.6654
00 New Ultrasupercritical Coal with 30% CCS | 0 | 0 | 0 | 0 | 0 | 0 | 0
00 New Ultrasupercritical Coal with 90% CCS | 0 | 0 | 0 | 0 | 0 | 0 | 0
00 Exist & New Distributed Solar PV | 0 | 0 | 0 | 0 | 0 | 0 | 0
00 Exist Combined Cycle | 52613.6266 | 76074.9543 | 80947.4716 | 60105.4494 | 51818.3511 | 52535.5982 | 52461.7674
00 Exist Combustion Turbine | 18.8478 | 23.1245 | 124.2308 | 279.1659 | 823.7901 | 1430.6153 | 2247.3785
00 Exist FBC_Uncontrolled | 0 | 0 | 0 | 0 | 0 | 0 | 0
00 Exist FBC_ACI_DSI | 0 | 0 | 0 | 0 | 0 | 0 | 0
00 Exist FBC_DryFGD_ACI | 0 | 0 | 0 | 0 | 0 | 0 | 0
00 Exist FBC_DryFGD_DSI | 0 | 0 | 0 | 0 | 0 | 0 | 0
00 Exist FBC_DryFGD_SNCR | 0 | 0 | 0 | 0 | 0 | 0 | 0
00 Exist FBC_DryFGD_SNCR_ACI | 0 | 0 | 0 | 0 | 0 | 0 | 0
00 Exist FBC_DryFGD_SNCR_ACI_DSI | 0 | 0 | 0 | 0 | 0 | 0 | 0
00 Exist FBC_DryFGD_SNCR_DSI | 0 | 0 | 0 | 0 | 0 | 0 | 0
00 Exist FBC_DSI | 0 | 0 | 0 | 0 | 0 | 0 | 0
00 Exist FBC_SNCR | 0 | 0 | 0 | 0 | 0 | 0 | 0
00 Exist FBC_SNCR_ACI_DSI | 0 | 0 | 0 | 0 | 0 | 0 | 0
00 Exist FBC_SNCR_DSI | 0 | 0 | 0 | 0 | 0 | 0 | 0
00 Exist FBC_WetFGD_SNCR | 0 | 0 | 0 | 0 | 0 | 0 | 0
00 Exist FBC_WetFGD_DSI | 0 | 0 | 0 | 0 | 0 | 0 | 0
00 Exist_Non-FBC_Uncontrolled | 6017.8774 | 1469.4618 | 807.0492 | 807.0492 | 807.0492 | 807.0492 | 807.0492
00 Exist_Non-FBC_ACI | 0 | 0 | 0 | 0 | 0 | 0 | 0
00 Exist_Non-FBC_ACI_DSI | 0 | 0 | 0 | 0 | 0 | 0 | 0
00 Exist_Non-FBC_DryFGD | 1992.6258 | 1992.6258 | 21.4261 | 21.4261 | 21.4261 | 21.4261 | 21.4261
00 Exist_Non-FBC_DryFGD_ACI | 0 | 0 | 0 | 0 | 0 | 0 | 0
00 Exist_Non-FBC_DryFGD_SCR | 0 | 0 | 0 | 0 | 0 | 0 | 0
00 Exist_Non-FBC_DryFGD_SCR_ACI | 0 | 0 | 0 | 0 | 0 | 0 | 0
00 Exist_Non-FBC_DryFGD_SCR_DSI | 0 | 0 | 0 | 0 | 0 | 0 | 0
00 Exist_Non-FBC_DryFGD_SCR_ACI_DSI | 0 | 0 | 0 | 0 | 0 | 0 | 0
00 Exist_Non-FBC_DryFGD_SNCR_ACI | 0 | 0 | 0 | 0 | 0 | 0 | 0
00 Exist_Non-FBC_DryFGD_SNCR_ACI_DSI | 0 | 0 | 0 | 0 | 0 | 0 | 0
00 Exist_Non-FBC_DSI | 0 | 0 | 0 | 0 | 0 | 0 | 0
00 Exist_Non-FBC_SCR_ACI | 0 | 0 | 0 | 0 | 0 | 0 | 0
00 Exist_Non-FBC_SCR_ACI_DSI | 0 | 0 | 0 | 0 | 0 | 0 | 0
00 Exist_Non-FBC_SNCR_ACI | 0 | 0 | 0 | 0 | 0 | 0 | 0
00 Exist_Non-FBC_SNCR_ACI_DSI | 0 | 0 | 0 | 0 | 0 | 0 | 0
00 Exist_Non-FBC_WetFGD | 0 | 0 | 0 | 0 | 0 | 0 | 0
00 Exist_Non-FBC_WetFGD_ACI | 0 | 0 | 0 | 0 | 0 | 0 | 0
00 Exist_Non-FBC_WetFGD_ACI_DSI | 0 | 0 | 0 | 0 | 0 | 0 | 0
00 Exist_Non-FBC_WetFGD_SCR | 0 | 0 | 0 | 0 | 0 | 0 | 0
00 Exist_Non-FBC_WetFGD_SCR_DSI | 0 | 0 | 0 | 0 | 0 | 0 | 0
00 Exist_Non-FBC_WetFGD_SCR_ACI | 0 | 0 | 0 | 0 | 0 | 0 | 0
00 Exist_Non-FBC_WetFGD_SCR_ACI_DSI | 0 | 0 | 0 | 0 | 0 | 0 | 0
00 Exist_Non-FBC_WetFGD_SNCR | 0 | 0 | 0 | 0 | 0 | 0 | 0
00 Exist_Non-FBC_WetFGD_SNCR_ACI | 0 | 0 | 0 | 0 | 0 | 0 | 0
00 Exist IGCC | 0 | 0 | 0 | 0 | 0 | 0 | 0
00 Exist Fossil_Other | 685.9209 | 685.9209 | 685.9209 | 685.9209 | 685.9209 | 685.9209 | 685.9209
00 Exist Fuel Cell | 0 | 0 | 0 | 0 | 0 | 0 | 0
00 Exist Hydro | 405434.9202 | 405706.0537 | 405797.4244 | 405699.9366 | 405620.4325 | 402967.1188 | 404513.5166
00 Exist Non Fossil_Other | 1552.2381 | 1554.1305 | 1554.1305 | 1549.2428 | 1530.309 | 1530.309 | 1530.309
00 Exist Nuclear | 82260.7338 | 82260.7338 | 82260.7338 | 82260.7338 | 81671.7992 | 82074.3079 | 81989.9442
00 Exist Oil/Gas Steam | 189.628 | 198.9897 | 203.7024 | 199.0532 | 199.813 | 1477.6937 | 1623.0521
00 Exist Oil/Gas Steam_SCR | 0 | 0 | 0 | 0 | 0 | 0 | 0
00 Exist Oil/Gas Steam_SNCR | 0 | 0 | 0 | 0 | 0 | 0 | 0
00 Exist Biomass | 13367.377 | 13468.2937 | 13065.1712 | 12368.1294 | 12070.7708 | 10316.7297 | 10337.7117
00 Exist Landfill Gas | 461.3501 | 461.3501 | 461.3501 | 461.3501 | 448.0703 | 448.0703 | 448.0703
00 Exist Geothermal | 0 | 0 | 0 | 0 | 0 | 0 | 0
00 Exist Pump Storage | 25.6548 | 42.817 | 48.39 | 44.0576 | 58.6252 | 39.5502 | 34.1572
00 Exist Energy Storage | 32.4203 | 53.3886 | 53.108 | 33.8491 | 35.5832 | 35.0923 | 30.383
00 Exist Solar PV | 10329.3586 | 10329.3586 | 10329.3586 | 10329.3586 | 10329.3586 | 10329.3586 | 10329.3586
00 Exist Solar Thermal | 2.0064 | 2.0064 | 2.0064 | 2.0064 | 2.0064 | 2.0064 | 2.0064
00 Exist Offshore Wind | 0 | 0 | 0 | 0 | 0 | 0 | 0
00 Exist Onshore Wind | 66012.0021 | 66012.0021 | 66012.0021 | 66012.0021 | 66012.0021 | 66012.0021 | 66012.0021
00 International Imports | 0 | 0 | 0 | 0 | 0 | 0 | 0
00 Ret.Exist Combined Cycle & CF Limit | 0 | 0 | 0 | 0 | 0 | 0 | 0
00 Ret.Exist Combined Cycle & CCS | 0 | 0 | 0 | 0 | 0 | 0 | 0
00 Ret.Exist Combined Cycle & Hydrogen | 0 | 0 | 0 | 0 | 0 | 0 | 0
00 Ret.Exist Combined Cycle & Hydrogen Retrofit Undone | 0 | 0 | 0 | 0 | 0 | 0 | 0
00 Ret.Exist Combined Cycle & HRI | 0 | 0 | 0 | 0 | 0 | 0 | 0
00 Ret.Exist Combustion Turbine & HRI | 0 | 0 | 0 | 0 | 0 | 0 | 0
00 Ret.Exist_FBC_NoCtrl & CCS | 0 | 0 | 0 | 0 | 0 | 0 | 0
00 Ret.Exist_FBC_NoCtrl & DRET | 0 | 0 | 0 | 0 | 0 | 0 | 0
00 Ret.Exist_FBC_NoCtrl & GPM | 0 | 0 | 0 | 0 | 0 | 0 | 0
00 Ret.Exist_FBC_NoCtrl & GPM & CCS | 0 | 0 | 0 | 0 | 0 | 0 | 0
00 Ret.Exist_FBC_NoCtrl & GPM & DRET | 0 | 0 | 0 | 0 | 0 | 0 | 0
00 Ret.Exist_FBC_NoCtrl & GPM & NGC | 0 | 0 | 0 | 0 | 0 | 0 | 0
00 Ret.Exist_FBC_NoCtrl & GPM & SNCR | 0 | 0 | 0 | 0 | 0 | 0 | 0
00 Ret.Exist_FBC_NoCtrl & GPM & SNCR & CCS | 0 | 0 | 0 | 0 | 0 | 0 | 0
00 Ret.Exist_FBC_NoCtrl & GPM & SNCR & DRET | 0 | 0 | 0 | 0 | 0 | 0 | 0
00 Ret.Exist_FBC_NoCtrl & GPM & SNCR & NGC | 0 | 0 | 0 | 0 | 0 | 0 | 0
00 Ret.Exist_FBC_NoCtrl & NGC | 0 | 0 | 0 | 0 | 0 | 0 | 0
00 Ret.Exist_FBC_NoCtrl & SNCR | 0 | 0 | 0 | 0 | 0 | 0 | 0
00 Ret.Exist_FBC_NoCtrl & SNCR & CCS | 0 | 0 | 0 | 0 | 0 | 0 | 0
00 Ret.Exist_FBC_NoCtrl & SNCR & DRET | 0 | 0 | 0 | 0 | 0 | 0 | 0
00 Ret.Exist_FBC_NoCtrl & SNCR & NGC | 0 | 0 | 0 | 0 | 0 | 0 | 0
00 Ret.Exist_FBC_ACI_DSI & CCS | 0 | 0 | 0 | 0 | 0 | 0 | 0
00 Ret.Exist_FBC_ACI_DSI & DCCS | 0 | 0 | 0 | 0 | 0 | 0 | 0
00 Ret.Exist_FBC_ACI_DSI & DCCS & CCS | 0 | 0 | 0 | 0 | 0 | 0 | 0
00 Ret.Exist_FBC_ACI_DSI & DCCS & SNCR & CCS | 0 | 0 | 0 | 0 | 0 | 0 | 0
00 Ret.Exist_FBC_ACI_DSI & DRET | 0 | 0 | 0 | 0 | 0 | 0 | 0
00 Ret.Exist_FBC_ACI_DSI & GPM | 0 | 0 | 0 | 0 | 0 | 0 | 0
00 Ret.Exist_FBC_ACI_DSI & GPM & CCS | 0 | 0 | 0 | 0 | 0 | 0 | 0
00 Ret.Exist_FBC_ACI_DSI & GPM & DRET | 0 | 0 | 0 | 0 | 0 | 0 | 0
00 Ret.Exist_FBC_ACI_DSI & GPM & NGC | 0 | 0 | 0 | 0 | 0 | 0 | 0
00 Ret.Exist_FBC_ACI_DSI & GPM & SNCR | 0 | 0 | 0 | 0 | 0 | 0 | 0
00 Ret.Exist_FBC_ACI_DSI & GPM & SNCR & CCS | 0 | 0 | 0 | 0 | 0 | 0 | 0
00 Ret.Exist_FBC_ACI_DSI & GPM & SNCR & DRET | 0 | 0 | 0 | 0 | 0 | 0 | 0
00 Ret.Exist_FBC_ACI_DSI & GPM & SNCR & NGC | 0 | 0 | 0 | 0 | 0 | 0 | 0
00 Ret.Exist_FBC_ACI_DSI & NGC | 0 | 0 | 0 | 0 | 0 | 0 | 0
00 Ret.Exist_FBC_ACI_DSI & SNCR | 0 | 0 | 0 | 0 | 0 | 0 | 0
00 Ret.Exist_FBC_ACI_DSI & SNCR & CCS | 0 | 0 | 0 | 0 | 0 | 0 | 0
00 Ret.Exist_FBC_ACI_DSI & SNCR & DRET | 0 | 0 | 0 | 0 | 0 | 0 | 0
00 Ret.Exist_FBC_ACI_DSI & SNCR & NGC | 0 | 0 | 0 | 0 | 0 | 0 | 0
00 Ret.Exist_FBC_DryFGD_ACI & CCS | 0 | 0 | 0 | 0 | 0 | 0 | 0
00 Ret.Exist_FBC_DryFGD_ACI & DCCS | 0 | 0 | 0 | 0 | 0 | 0 | 0
00 Ret.Exist_FBC_DryFGD_ACI & DCCS & CCS | 0 | 0 | 0 | 0 | 0 | 0 | 0
00 Ret.Exist_FBC_DryFGD_ACI & DCCS & SNCR & CCS | 0 | 0 | 0 | 0 | 0 | 0 | 0
00 Ret.Exist_FBC_DryFGD_ACI & DRET | 0 | 0 | 0 | 0 | 0 | 0 | 0
00 Ret.Exist_FBC_DryFGD_ACI & GPM | 0 | 0 | 0 | 0 | 0 | 0 | 0
00 Ret.Exist_FBC_DryFGD_ACI & GPM & CCS | 0 | 0 | 0 | 0 | 0 | 0 | 0
00 Ret.Exist_FBC_DryFGD_ACI & GPM & DRET | 0 | 0 | 0 | 0 | 0 | 0 | 0
00 Ret.Exist_FBC_DryFGD_ACI & GPM & NGC | 0 | 0 | 0 | 0 | 0 | 0 | 0
00 Ret.Exist_FBC_DryFGD_ACI & GPM & SNCR | 0 | 0 | 0 | 0 | 0 | 0 | 0
00 Ret.Exist_FBC_DryFGD_ACI & GPM & SNCR & CCS | 0 | 0 | 0 | 0 | 0 | 0 | 0
00 Ret.Exist_FBC_DryFGD_ACI & GPM & SNCR & DRET | 0 | 0 | 0 | 0 | 0 | 0 | 0
00 Ret.Exist_FBC_DryFGD_ACI & GPM & SNCR & NGC | 0 | 0 | 0 | 0 | 0 | 0 | 0
00 Ret.Exist_FBC_DryFGD_ACI & NGC | 0 | 0 | 0 | 0 | 0 | 0 | 0
00 Ret.Exist_FBC_DryFGD_ACI & SNCR | 0 | 0 | 0 | 0 | 0 | 0 | 0
00 Ret.Exist_FBC_DryFGD_ACI & SNCR & CCS | 0 | 0 | 0 | 0 | 0 | 0 | 0
00 Ret.Exist_FBC_DryFGD_ACI & SNCR & DRET | 0 | 0 | 0 | 0 | 0 | 0 | 0
00 Ret.Exist_FBC_DryFGD_ACI & SNCR & NGC | 0 | 0 | 0 | 0 | 0 | 0 | 0
00 Ret.Exist_FBC_DryFGD_DSI & ACI | 0 | 0 | 0 | 0 | 0 | 0 | 0
00 Ret.Exist_FBC_DryFGD_DSI & ACI & DRET | 0 | 0 | 0 | 0 | 0 | 0 | 0
00 Ret.Exist_FBC_DryFGD_DSI & ACI & GPM | 0 | 0 | 0 | 0 | 0 | 0 | 0
00 Ret.Exist_FBC_DryFGD_DSI & ACI & GPM & DRET | 0 | 0 | 0 | 0 | 0 | 0 | 0
00 Ret.Exist_FBC_DryFGD_DSI & ACI & GPM & NGC | 0 | 0 | 0 | 0 | 0 | 0 | 0
00 Ret.Exist_FBC_DryFGD_DSI & ACI & GPM & SNCR | 0 | 0 | 0 | 0 | 0 | 0 | 0
00 Ret.Exist_FBC_DryFGD_DSI & ACI & GPM & SNCR & DRET | 0 | 0 | 0 | 0 | 0 | 0 | 0
00 Ret.Exist_FBC_DryFGD_DSI & ACI & GPM & SNCR & NGC | 0 | 0 | 0 | 0 | 0 | 0 | 0
00 Ret.Exist_FBC_DryFGD_DSI & ACI & NGC | 0 | 0 | 0 | 0 | 0 | 0 | 0
00 Ret.Exist_FBC_DryFGD_DSI & ACI & SNCR | 0 | 0 | 0 | 0 | 0 | 0 | 0
00 Ret.Exist_FBC_DryFGD_DSI & ACI & SNCR & DRET | 0 | 0 | 0 | 0 | 0 | 0 | 0
00 Ret.Exist_FBC_DryFGD_DSI & ACI & SNCR & NGC | 0 | 0 | 0 | 0 | 0 | 0 | 0
00 Ret.Exist_FBC_DryFGD_DSI & DRET | 0 | 0 | 0 | 0 | 0 | 0 | 0
00 Ret.Exist_FBC_DryFGD_DSI & GPM | 0 | 0 | 0 | 0 | 0 | 0 | 0
00 Ret.Exist_FBC_DryFGD_DSI & GPM & DRET | 0 | 0 | 0 | 0 | 0 | 0 | 0
00 Ret.Exist_FBC_DryFGD_DSI & GPM & NGC | 0 | 0 | 0 | 0 | 0 | 0 | 0
00 Ret.Exist_FBC_DryFGD_DSI & GPM & SNCR | 0 | 0 | 0 | 0 | 0 | 0 | 0
00 Ret.Exist_FBC_DryFGD_DSI & GPM & SNCR & DRET | 0 | 0 | 0 | 0 | 0 | 0 | 0
00 Ret.Exist_FBC_DryFGD_DSI & GPM & SNCR & NGC | 0 | 0 | 0 | 0 | 0 | 0 | 0
00 Ret.Exist_FBC_DryFGD_DSI & NGC | 0 | 0 | 0 | 0 | 0 | 0 | 0
00 Ret.Exist_FBC_DryFGD_DSI & SNCR | 0 | 0 | 0 | 0 | 0 | 0 | 0
00 Ret.Exist_FBC_DryFGD_DSI & SNCR & DRET | 0 | 0 | 0 | 0 | 0 | 0 | 0
00 Ret.Exist_FBC_DryFGD_DSI & SNCR & NGC | 0 | 0 | 0 | 0 | 0 | 0 | 0
00 Ret.Exist_FBC_DryFGD_SNCR & ACI | 0 | 0 | 0 | 0 | 0 | 0 | 0
00 Ret.Exist_FBC_DryFGD_SNCR & ACI & CCS | 0 | 0 | 0 | 0 | 0 | 0 | 0
00 Ret.Exist_FBC_DryFGD_SNCR & ACI & DRET | 0 | 0 | 0 | 0 | 0 | 0 | 0
00 Ret.Exist_FBC_DryFGD_SNCR & ACI & GPM | 0 | 0 | 0 | 0 | 0 | 0 | 0
00 Ret.Exist_FBC_DryFGD_SNCR & ACI & GPM & CCS | 0 | 0 | 0 | 0 | 0 | 0 | 0
00 Ret.Exist_FBC_DryFGD_SNCR & ACI & GPM & DRET | 0 | 0 | 0 | 0 | 0 | 0 | 0
00 Ret.Exist_FBC_DryFGD_SNCR & ACI & GPM & NGC | 0 | 0 | 0 | 0 | 0 | 0 | 0
00 Ret.Exist_FBC_DryFGD_SNCR & ACI & NGC | 0 | 0 | 0 | 0 | 0 | 0 | 0
00 Ret.Exist_FBC_DryFGD_SNCR & CCS | 0 | 0 | 0 | 0 | 0 | 0 | 0
00 Ret.Exist_FBC_DryFGD_SNCR & DCCS | 0 | 0 | 0 | 0 | 0 | 0 | 0
00 Ret.Exist_FBC_DryFGD_SNCR & DCCS & CCS | 0 | 0 | 0 | 0 | 0 | 0 | 0
00 Ret.Exist_FBC_DryFGD_SNCR & DRET | 0 | 0 | 0 | 0 | 0 | 0 | 0
00 Ret.Exist_FBC_DryFGD_SNCR & GPM | 0 | 0 | 0 | 0 | 0 | 0 | 0
00 Ret.Exist_FBC_DryFGD_SNCR & GPM & CCS | 0 | 0 | 0 | 0 | 0 | 0 | 0
00 Ret.Exist_FBC_DryFGD_SNCR & GPM & DRET | 0 | 0 | 0 | 0 | 0 | 0 | 0
00 Ret.Exist_FBC_DryFGD_SNCR & GPM & NGC | 0 | 0 | 0 | 0 | 0 | 0 | 0
00 Ret.Exist_FBC_DryFGD_SNCR & NGC | 0 | 0 | 0 | 0 | 0 | 0 | 0
00 Ret.Exist_FBC_DryFGD_SNCR_ACI & CCS | 0 | 0 | 0 | 0 | 0 | 0 | 0
00 Ret.Exist_FBC_DryFGD_SNCR_ACI & DCCS | 0 | 0 | 0 | 0 | 0 | 0 | 0
00 Ret.Exist_FBC_DryFGD_SNCR_ACI & DCCS & CCS | 0 | 0 | 0 | 0 | 0 | 0 | 0
00 Ret.Exist_FBC_DryFGD_SNCR_ACI & DRET | 0 | 0 | 0 | 0 | 0 | 0 | 0
00 Ret.Exist_FBC_DryFGD_SNCR_ACI & GPM | 0 | 0 | 0 | 0 | 0 | 0 | 0
00 Ret.Exist_FBC_DryFGD_SNCR_ACI & GPM & CCS | 0 | 0 | 0 | 0 | 0 | 0 | 0
00 Ret.Exist_FBC_DryFGD_SNCR_ACI & GPM & DRET | 0 | 0 | 0 | 0 | 0 | 0 | 0
00 Ret.Exist_FBC_DryFGD_SNCR_ACI & GPM & NGC | 0 | 0 | 0 | 0 | 0 | 0 | 0
00 Ret.Exist_FBC_DryFGD_SNCR_ACI & NGC | 0 | 0 | 0 | 0 | 0 | 0 | 0
00 Ret.Exist_FBC_DryFGD_SNCR_ACI_DSI & CCS | 0 | 0 | 0 | 0 | 0 | 0 | 0
00 Ret.Exist_FBC_DryFGD_SNCR_ACI_DSI & DCCS | 0 | 0 | 0 | 0 | 0 | 0 | 0
00 Ret.Exist_FBC_DryFGD_SNCR_ACI_DSI & DCCS & CCS | 0 | 0 | 0 | 0 | 0 | 0 | 0
00 Ret.Exist_FBC_DryFGD_SNCR_ACI_DSI & DRET | 0 | 0 | 0 | 0 | 0 | 0 | 0
00 Ret.Exist_FBC_DryFGD_SNCR_ACI_DSI & GPM | 0 | 0 | 0 | 0 | 0 | 0 | 0
00 Ret.Exist_FBC_DryFGD_SNCR_ACI_DSI & GPM & CCS | 0 | 0 | 0 | 0 | 0 | 0 | 0
00 Ret.Exist_FBC_DryFGD_SNCR_ACI_DSI & GPM & DRET | 0 | 0 | 0 | 0 | 0 | 0 | 0
00 Ret.Exist_FBC_DryFGD_SNCR_ACI_DSI & GPM & NGC | 0 | 0 | 0 | 0 | 0 | 0 | 0
00 Ret.Exist_FBC_DryFGD_SNCR_ACI_DSI & NGC | 0 | 0 | 0 | 0 | 0 | 0 | 0
00 Ret.Exist_FBC_DryFGD_SNCR_DSI & ACI | 0 | 0 | 0 | 0 | 0 | 0 | 0
00 Ret.Exist_FBC_DryFGD_SNCR_DSI & ACI & DRET | 0 | 0 | 0 | 0 | 0 | 0 | 0
00 Ret.Exist_FBC_DryFGD_SNCR_DSI & ACI & GPM | 0 | 0 | 0 | 0 | 0 | 0 | 0
00 Ret.Exist_FBC_DryFGD_SNCR_DSI & ACI & GPM & DRET | 0 | 0 | 0 | 0 | 0 | 0 | 0
00 Ret.Exist_FBC_DryFGD_SNCR_DSI & ACI & GPM & NGC | 0 | 0 | 0 | 0 | 0 | 0 | 0
00 Ret.Exist_FBC_DryFGD_SNCR_DSI & ACI & NGC | 0 | 0 | 0 | 0 | 0 | 0 | 0
00 Ret.Exist_FBC_DryFGD_SNCR_DSI & DRET | 0 | 0 | 0 | 0 | 0 | 0 | 0
00 Ret.Exist_FBC_DryFGD_SNCR_DSI & GPM | 0 | 0 | 0 | 0 | 0 | 0 | 0
00 Ret.Exist_FBC_DryFGD_SNCR_DSI & GPM & DRET | 0 | 0 | 0 | 0 | 0 | 0 | 0
00 Ret.Exist_FBC_DryFGD_SNCR_DSI & GPM & NGC | 0 | 0 | 0 | 0 | 0 | 0 | 0
00 Ret.Exist_FBC_DryFGD_SNCR_DSI & NGC | 0 | 0 | 0 | 0 | 0 | 0 | 0
00 Ret.Exist_FBC_DSI & ACI | 0 | 0 | 0 | 0 | 0 | 0 | 0
00 Ret.Exist_FBC_DSI & ACI & DRET | 0 | 0 | 0 | 0 | 0 | 0 | 0
00 Ret.Exist_FBC_DSI & ACI & GPM | 0 | 0 | 0 | 0 | 0 | 0 | 0
00 Ret.Exist_FBC_DSI & ACI & GPM & DRET | 0 | 0 | 0 | 0 | 0 | 0 | 0
00 Ret.Exist_FBC_DSI & ACI & GPM & NGC | 0 | 0 | 0 | 0 | 0 | 0 | 0
00 Ret.Exist_FBC_DSI & ACI & GPM & SNCR | 0 | 0 | 0 | 0 | 0 | 0 | 0
00 Ret.Exist_FBC_DSI & ACI & GPM & SNCR & DRET | 0 | 0 | 0 | 0 | 0 | 0 | 0
00 Ret.Exist_FBC_DSI & ACI & GPM & SNCR & NGC | 0 | 0 | 0 | 0 | 0 | 0 | 0
00 Ret.Exist_FBC_DSI & ACI & NGC | 0 | 0 | 0 | 0 | 0 | 0 | 0
00 Ret.Exist_FBC_DSI & ACI & SNCR | 0 | 0 | 0 | 0 | 0 | 0 | 0
00 Ret.Exist_FBC_DSI & ACI & SNCR & DRET | 0 | 0 | 0 | 0 | 0 | 0 | 0
00 Ret.Exist_FBC_DSI & ACI & SNCR & NGC | 0 | 0 | 0 | 0 | 0 | 0 | 0
00 Ret.Exist_FBC_DSI & DRET | 0 | 0 | 0 | 0 | 0 | 0 | 0
00 Ret.Exist_FBC_DSI & GPM | 0 | 0 | 0 | 0 | 0 | 0 | 0
00 Ret.Exist_FBC_DSI & GPM & DRET | 0 | 0 | 0 | 0 | 0 | 0 | 0
00 Ret.Exist_FBC_DSI & GPM & NGC | 0 | 0 | 0 | 0 | 0 | 0 | 0
00 Ret.Exist_FBC_DSI & GPM & SNCR | 0 | 0 | 0 | 0 | 0 | 0 | 0
00 Ret.Exist_FBC_DSI & GPM & SNCR & DRET | 0 | 0 | 0 | 0 | 0 | 0 | 0
00 Ret.Exist_FBC_DSI & GPM & SNCR & NGC | 0 | 0 | 0 | 0 | 0 | 0 | 0
00 Ret.Exist_FBC_DSI & NGC | 0 | 0 | 0 | 0 | 0 | 0 | 0
00 Ret.Exist_FBC_DSI & SNCR | 0 | 0 | 0 | 0 | 0 | 0 | 0
00 Ret.Exist_FBC_DSI & SNCR & DRET | 0 | 0 | 0 | 0 | 0 | 0 | 0
00 Ret.Exist_FBC_DSI & SNCR & NGC | 0 | 0 | 0 | 0 | 0 | 0 | 0
00 Ret.Exist_FBC_SNCR & ACI | 0 | 0 | 0 | 0 | 0 | 0 | 0
00 Ret.Exist_FBC_SNCR & ACI & DRET | 0 | 0 | 0 | 0 | 0 | 0 | 0
00 Ret.Exist_FBC_SNCR & ACI & NGC | 0 | 0 | 0 | 0 | 0 | 0 | 0
00 Ret.Exist_FBC_SNCR & DRET | 0 | 0 | 0 | 0 | 0 | 0 | 0
00 Ret.Exist_FBC_SNCR & GPM | 0 | 0 | 0 | 0 | 0 | 0 | 0
00 Ret.Exist_FBC_SNCR & GPM & DRET | 0 | 0 | 0 | 0 | 0 | 0 | 0
00 Ret.Exist_FBC_SNCR & GPM & NGC | 0 | 0 | 0 | 0 | 0 | 0 | 0
00 Ret.Exist_FBC_SNCR & NGC | 0 | 0 | 0 | 0 | 0 | 0 | 0
00 Ret.Exist_FBC_SNCR_ACI_DSI & CCS | 0 | 0 | 0 | 0 | 0 | 0 | 0
00 Ret.Exist_FBC_SNCR_ACI_DSI & DCCS | 0 | 0 | 0 | 0 | 0 | 0 | 0
00 Ret.Exist_FBC_SNCR_ACI_DSI & DCCS & CCS | 0 | 0 | 0 | 0 | 0 | 0 | 0
00 Ret.Exist_FBC_SNCR_ACI_DSI & DRET | 0 | 0 | 0 | 0 | 0 | 0 | 0
00 Ret.Exist_FBC_SNCR_ACI_DSI & GPM | 0 | 0 | 0 | 0 | 0 | 0 | 0
00 Ret.Exist_FBC_SNCR_ACI_DSI & GPM & CCS | 0 | 0 | 0 | 0 | 0 | 0 | 0
00 Ret.Exist_FBC_SNCR_ACI_DSI & GPM & DRET | 0 | 0 | 0 | 0 | 0 | 0 | 0
00 Ret.Exist_FBC_SNCR_ACI_DSI & GPM & NGC | 0 | 0 | 0 | 0 | 0 | 0 | 0
00 Ret.Exist_FBC_SNCR_ACI_DSI & NGC | 0 | 0 | 0 | 0 | 0 | 0 | 0
00 Ret.Exist_FBC_SNCR_DSI & ACI | 0 | 0 | 0 | 0 | 0 | 0 | 0
00 Ret.Exist_FBC_SNCR_DSI & ACI & CCS | 0 | 0 | 0 | 0 | 0 | 0 | 0
00 Ret.Exist_FBC_SNCR_DSI & ACI & DRET | 0 | 0 | 0 | 0 | 0 | 0 | 0
00 Ret.Exist_FBC_SNCR_DSI & ACI & GPM | 0 | 0 | 0 | 0 | 0 | 0 | 0
00 Ret.Exist_FBC_SNCR_DSI & ACI & GPM & CCS | 0 | 0 | 0 | 0 | 0 | 0 | 0
00 Ret.Exist_FBC_SNCR_DSI & ACI & GPM & DRET | 0 | 0 | 0 | 0 | 0 | 0 | 0
00 Ret.Exist_FBC_SNCR_DSI & ACI & GPM & NGC | 0 | 0 | 0 | 0 | 0 | 0 | 0
00 Ret.Exist_FBC_SNCR_DSI & ACI & NGC | 0 | 0 | 0 | 0 | 0 | 0 | 0
00 Ret.Exist_FBC_SNCR_DSI & CCS | 0 | 0 | 0 | 0 | 0 | 0 | 0
00 Ret.Exist_FBC_SNCR_DSI & DCCS | 0 | 0 | 0 | 0 | 0 | 0 | 0
00 Ret.Exist_FBC_SNCR_DSI & DCCS & CCS | 0 | 0 | 0 | 0 | 0 | 0 | 0
00 Ret.Exist_FBC_SNCR_DSI & DRET | 0 | 0 | 0 | 0 | 0 | 0 | 0
00 Ret.Exist_FBC_SNCR_DSI & GPM | 0 | 0 | 0 | 0 | 0 | 0 | 0
00 Ret.Exist_FBC_SNCR_DSI & GPM & CCS | 0 | 0 | 0 | 0 | 0 | 0 | 0
00 Ret.Exist_FBC_SNCR_DSI & GPM & DRET | 0 | 0 | 0 | 0 | 0 | 0 | 0
00 Ret.Exist_FBC_SNCR_DSI & GPM & NGC | 0 | 0 | 0 | 0 | 0 | 0 | 0
00 Ret.Exist_FBC_SNCR_DSI & NGC | 0 | 0 | 0 | 0 | 0 | 0 | 0
00 Ret.Exist_FBC_WetFGD_DSI & ACI | 0 | 0 | 0 | 0 | 0 | 0 | 0
00 Ret.Exist_FBC_WetFGD_DSI & ACI & DRET | 0 | 0 | 0 | 0 | 0 | 0 | 0
00 Ret.Exist_FBC_WetFGD_DSI & ACI & GPM | 0 | 0 | 0 | 0 | 0 | 0 | 0
00 Ret.Exist_FBC_WetFGD_DSI & ACI & GPM & DRET | 0 | 0 | 0 | 0 | 0 | 0 | 0
00 Ret.Exist_FBC_WetFGD_DSI & ACI & GPM & NGC | 0 | 0 | 0 | 0 | 0 | 0 | 0
00 Ret.Exist_FBC_WetFGD_DSI & ACI & GPM & SNCR | 0 | 0 | 0 | 0 | 0 | 0 | 0
00 Ret.Exist_FBC_WetFGD_DSI & ACI & GPM & SNCR & DRET | 0 | 0 | 0 | 0 | 0 | 0 | 0
00 Ret.Exist_FBC_WetFGD_DSI & ACI & GPM & SNCR & NGC | 0 | 0 | 0 | 0 | 0 | 0 | 0
00 Ret.Exist_FBC_WetFGD_DSI & ACI & NGC | 0 | 0 | 0 | 0 | 0 | 0 | 0
00 Ret.Exist_FBC_WetFGD_DSI & ACI & SNCR | 0 | 0 | 0 | 0 | 0 | 0 | 0
00 Ret.Exist_FBC_WetFGD_DSI & ACI & SNCR & DRET | 0 | 0 | 0 | 0 | 0 | 0 | 0
00 Ret.Exist_FBC_WetFGD_DSI & ACI & SNCR & NGC | 0 | 0 | 0 | 0 | 0 | 0 | 0
00 Ret.Exist_FBC_WetFGD_DSI & DRET | 0 | 0 | 0 | 0 | 0 | 0 | 0
00 Ret.Exist_FBC_WetFGD_DSI & GPM | 0 | 0 | 0 | 0 | 0 | 0 | 0
00 Ret.Exist_FBC_WetFGD_DSI & GPM & DRET | 0 | 0 | 0 | 0 | 0 | 0 | 0
00 Ret.Exist_FBC_WetFGD_DSI & GPM & NGC | 0 | 0 | 0 | 0 | 0 | 0 | 0
00 Ret.Exist_FBC_WetFGD_DSI & GPM & SNCR | 0 | 0 | 0 | 0 | 0 | 0 | 0
00 Ret.Exist_FBC_WetFGD_DSI & GPM & SNCR & DRET | 0 | 0 | 0 | 0 | 0 | 0 | 0
00 Ret.Exist_FBC_WetFGD_DSI & GPM & SNCR & NGC | 0 | 0 | 0 | 0 | 0 | 0 | 0
00 Ret.Exist_FBC_WetFGD_DSI & NGC | 0 | 0 | 0 | 0 | 0 | 0 | 0
00 Ret.Exist_FBC_WetFGD_DSI & SNCR | 0 | 0 | 0 | 0 | 0 | 0 | 0
00 Ret.Exist_FBC_WetFGD_DSI & SNCR & DRET | 0 | 0 | 0 | 0 | 0 | 0 | 0
00 Ret.Exist_FBC_WetFGD_DSI & SNCR & NGC | 0 | 0 | 0 | 0 | 0 | 0 | 0
00 Ret.Exist_FBC_WetFGD_SNCR & ACI | 0 | 0 | 0 | 0 | 0 | 0 | 0
00 Ret.Exist_FBC_WetFGD_SNCR & ACI & DRET | 0 | 0 | 0 | 0 | 0 | 0 | 0
00 Ret.Exist_FBC_WetFGD_SNCR & ACI & NGC | 0 | 0 | 0 | 0 | 0 | 0 | 0
00 Ret.Exist_FBC_WetFGD_SNCR & DRET | 0 | 0 | 0 | 0 | 0 | 0 | 0
00 Ret.Exist_FBC_WetFGD_SNCR & GPM | 0 | 0 | 0 | 0 | 0 | 0 | 0
00 Ret.Exist_FBC_WetFGD_SNCR & GPM & DRET | 0 | 0 | 0 | 0 | 0 | 0 | 0
00 Ret.Exist_FBC_WetFGD_SNCR & GPM & NGC | 0 | 0 | 0 | 0 | 0 | 0 | 0
00 Ret.Exist_FBC_WetFGD_SNCR & NGC | 0 | 0 | 0 | 0 | 0 | 0 | 0
00 Ret.Exist_Non-FBC_ACI & C2G | 0 | 0 | 0 | 0 | 0 | 0 | 0
00 Ret.Exist_Non-FBC_ACI & C2G & SCR | 0 | 0 | 0 | 0 | 0 | 0 | 0
00 Ret.Exist_Non-FBC_ACI & DCCS | 0 | 0 | 0 | 0 | 0 | 0 | 0
00 Ret.Exist_Non-FBC_ACI & DCCS & WetFGD & SCR & CCS | 0 | 0 | 0 | 0 | 0 | 0 | 0
00 Ret.Exist_Non-FBC_ACI & DRET | 0 | 0 | 0 | 0 | 0 | 0 | 0
00 Ret.Exist_Non-FBC_ACI & DSI | 0 | 0 | 0 | 0 | 0 | 0 | 0
00 Ret.Exist_Non-FBC_ACI & DSI & C2G | 0 | 0 | 0 | 0 | 0 | 0 | 0
00 Ret.Exist_Non-FBC_ACI & DSI & C2G & SCR | 0 | 0 | 0 | 0 | 0 | 0 | 0
00 Ret.Exist_Non-FBC_ACI & DSI & DRET | 0 | 0 | 0 | 0 | 0 | 0 | 0
00 Ret.Exist_Non-FBC_ACI & DSI & GPM | 0 | 0 | 0 | 0 | 0 | 0 | 0
00 Ret.Exist_Non-FBC_ACI & DSI & GPM & C2G | 0 | 0 | 0 | 0 | 0 | 0 | 0
00 Ret.Exist_Non-FBC_ACI & DSI & GPM & C2G & SCR | 0 | 0 | 0 | 0 | 0 | 0 | 0
00 Ret.Exist_Non-FBC_ACI & DSI & GPM & DRET | 0 | 0 | 0 | 0 | 0 | 0 | 0
00 Ret.Exist_Non-FBC_ACI & DSI & GPM & NGC | 0 | 0 | 0 | 0 | 0 | 0 | 0
00 Ret.Exist_Non-FBC_ACI & DSI & GPM & SCR | 0 | 0 | 0 | 0 | 0 | 0 | 0
00 Ret.Exist_Non-FBC_ACI & DSI & GPM & SCR & DRET | 0 | 0 | 0 | 0 | 0 | 0 | 0
00 Ret.Exist_Non-FBC_ACI & DSI & GPM & SCR & NGC | 0 | 0 | 0 | 0 | 0 | 0 | 0
00 Ret.Exist_Non-FBC_ACI & DSI & GPM & SNCR | 0 | 0 | 0 | 0 | 0 | 0 | 0
00 Ret.Exist_Non-FBC_ACI & DSI & GPM & SNCR & DRET | 0 | 0 | 0 | 0 | 0 | 0 | 0
00 Ret.Exist_Non-FBC_ACI & DSI & GPM & SNCR & NGC | 0 | 0 | 0 | 0 | 0 | 0 | 0
00 Ret.Exist_Non-FBC_ACI & DSI & GPM & WetFGD & SCR & CCS | 0 | 0 | 0 | 0 | 0 | 0 | 0
00 Ret.Exist_Non-FBC_ACI & DSI & NGC | 0 | 0 | 0 | 0 | 0 | 0 | 0
00 Ret.Exist_Non-FBC_ACI & DSI & SCR | 0 | 0 | 0 | 0 | 0 | 0 | 0
00 Ret.Exist_Non-FBC_ACI & DSI & SCR & DRET | 0 | 0 | 0 | 0 | 0 | 0 | 0
00 Ret.Exist_Non-FBC_ACI & DSI & SCR & NGC | 0 | 0 | 0 | 0 | 0 | 0 | 0
00 Ret.Exist_Non-FBC_ACI & DSI & SNCR | 0 | 0 | 0 | 0 | 0 | 0 | 0
00 Ret.Exist_Non-FBC_ACI & DSI & SNCR & DRET | 0 | 0 | 0 | 0 | 0 | 0 | 0
00 Ret.Exist_Non-FBC_ACI & DSI & SNCR & NGC | 0 | 0 | 0 | 0 | 0 | 0 | 0
00 Ret.Exist_Non-FBC_ACI & DSI & WetFGD & SCR & CCS | 0 | 0 | 0 | 0 | 0 | 0 | 0
00 Ret.Exist_Non-FBC_ACI & GPM | 0 | 0 | 0 | 0 | 0 | 0 | 0
00 Ret.Exist_Non-FBC_ACI & GPM & C2G | 0 | 0 | 0 | 0 | 0 | 0 | 0
00 Ret.Exist_Non-FBC_ACI & GPM & C2G & SCR | 0 | 0 | 0 | 0 | 0 | 0 | 0
00 Ret.Exist_Non-FBC_ACI & GPM & DRET | 0 | 0 | 0 | 0 | 0 | 0 | 0
00 Ret.Exist_Non-FBC_ACI & GPM & NGC | 0 | 0 | 0 | 0 | 0 | 0 | 0
00 Ret.Exist_Non-FBC_ACI & GPM & SCR | 0 | 0 | 0 | 0 | 0 | 0 | 0
00 Ret.Exist_Non-FBC_ACI & GPM & SCR & DRET | 0 | 0 | 0 | 0 | 0 | 0 | 0
00 Ret.Exist_Non-FBC_ACI & GPM & SCR & NGC | 0 | 0 | 0 | 0 | 0 | 0 | 0
00 Ret.Exist_Non-FBC_ACI & GPM & SNCR | 0 | 0 | 0 | 0 | 0 | 0 | 0
00 Ret.Exist_Non-FBC_ACI & GPM & SNCR & DRET | 0 | 0 | 0 | 0 | 0 | 0 | 0
00 Ret.Exist_Non-FBC_ACI & GPM & SNCR & NGC | 0 | 0 | 0 | 0 | 0 | 0 | 0
00 Ret.Exist_Non-FBC_ACI & GPM & WetFGD & SCR & CCS | 0 | 0 | 0 | 0 | 0 | 0 | 0
00 Ret.Exist_Non-FBC_ACI & NGC | 0 | 0 | 0 | 0 | 0 | 0 | 0
00 Ret.Exist_Non-FBC_ACI & SCR | 0 | 0 | 0 | 0 | 0 | 0 | 0
00 Ret.Exist_Non-FBC_ACI & SCR & C2G | 0 | 0 | 0 | 0 | 0 | 0 | 0
00 Ret.Exist_Non-FBC_ACI & SCR & DRET | 0 | 0 | 0 | 0 | 0 | 0 | 0
00 Ret.Exist_Non-FBC_ACI & SCR & NGC | 0 | 0 | 0 | 0 | 0 | 0 | 0
00 Ret.Exist_Non-FBC_ACI & SCR & WetFGD & CCS | 0 | 0 | 0 | 0 | 0 | 0 | 0
00 Ret.Exist_Non-FBC_ACI & SNCR | 0 | 0 | 0 | 0 | 0 | 0 | 0
00 Ret.Exist_Non-FBC_ACI & SNCR & C2G | 0 | 0 | 0 | 0 | 0 | 0 | 0
00 Ret.Exist_Non-FBC_ACI & SNCR & DRET | 0 | 0 | 0 | 0 | 0 | 0 | 0
00 Ret.Exist_Non-FBC_ACI & SNCR & NGC | 0 | 0 | 0 | 0 | 0 | 0 | 0
00 Ret.Exist_Non-FBC_ACI_DSI & C2G | 0 | 0 | 0 | 0 | 0 | 0 | 0
00 Ret.Exist_Non-FBC_ACI_DSI & C2G & SCR | 0 | 0 | 0 | 0 | 0 | 0 | 0
00 Ret.Exist_Non-FBC_ACI_DSI & DCCS | 0 | 0 | 0 | 0 | 0 | 0 | 0
00 Ret.Exist_Non-FBC_ACI_DSI & DCCS & WetFGD & SCR & CCS | 0 | 0 | 0 | 0 | 0 | 0 | 0
00 Ret.Exist_Non-FBC_ACI_DSI & DRET | 0 | 0 | 0 | 0 | 0 | 0 | 0
00 Ret.Exist_Non-FBC_ACI_DSI & GPM | 0 | 0 | 0 | 0 | 0 | 0 | 0
00 Ret.Exist_Non-FBC_ACI_DSI & GPM & C2G | 0 | 0 | 0 | 0 | 0 | 0 | 0
00 Ret.Exist_Non-FBC_ACI_DSI & GPM & C2G & SCR | 0 | 0 | 0 | 0 | 0 | 0 | 0
00 Ret.Exist_Non-FBC_ACI_DSI & GPM & DRET | 0 | 0 | 0 | 0 | 0 | 0 | 0
00 Ret.Exist_Non-FBC_ACI_DSI & GPM & NGC | 0 | 0 | 0 | 0 | 0 | 0 | 0
00 Ret.Exist_Non-FBC_ACI_DSI & GPM & SCR | 0 | 0 | 0 | 0 | 0 | 0 | 0
00 Ret.Exist_Non-FBC_ACI_DSI & GPM & SCR & DRET | 0 | 0 | 0 | 0 | 0 | 0 | 0
00 Ret.Exist_Non-FBC_ACI_DSI & GPM & SCR & NGC | 0 | 0 | 0 | 0 | 0 | 0 | 0
00 Ret.Exist_Non-FBC_ACI_DSI & GPM & SNCR | 0 | 0 | 0 | 0 | 0 | 0 | 0
00 Ret.Exist_Non-FBC_ACI_DSI & GPM & SNCR & DRET | 0 | 0 | 0 | 0 | 0 | 0 | 0
00 Ret.Exist_Non-FBC_ACI_DSI & GPM & SNCR & NGC | 0 | 0 | 0 | 0 | 0 | 0 | 0
00 Ret.Exist_Non-FBC_ACI_DSI & GPM & WetFGD & SCR & CCS | 0 | 0 | 0 | 0 | 0 | 0 | 0
00 Ret.Exist_Non-FBC_ACI_DSI & NGC | 0 | 0 | 0 | 0 | 0 | 0 | 0
00 Ret.Exist_Non-FBC_ACI_DSI & SCR | 0 | 0 | 0 | 0 | 0 | 0 | 0
00 Ret.Exist_Non-FBC_ACI_DSI & SCR & C2G | 0 | 0 | 0 | 0 | 0 | 0 | 0
00 Ret.Exist_Non-FBC_ACI_DSI & SCR & DRET | 0 | 0 | 0 | 0 | 0 | 0 | 0
00 Ret.Exist_Non-FBC_ACI_DSI & SCR & NGC | 0 | 0 | 0 | 0 | 0 | 0 | 0
00 Ret.Exist_Non-FBC_ACI_DSI & SCR & WetFGD & CCS | 0 | 0 | 0 | 0 | 0 | 0 | 0
00 Ret.Exist_Non-FBC_ACI_DSI & SNCR | 0 | 0 | 0 | 0 | 0 | 0 | 0
00 Ret.Exist_Non-FBC_ACI_DSI & SNCR & C2G | 0 | 0 | 0 | 0 | 0 | 0 | 0
00 Ret.Exist_Non-FBC_ACI_DSI & SNCR & DRET | 0 | 0 | 0 | 0 | 0 | 0 | 0
00 Ret.Exist_Non-FBC_ACI_DSI & SNCR & NGC | 0 | 0 | 0 | 0 | 0 | 0 | 0
00 Ret.Exist_Non-FBC_DryFGD & C2G | 0 | 0 | 0 | 0 | 0 | 0 | 0
00 Ret.Exist_Non-FBC_DryFGD & C2G & SCR | 0 | 0 | 0 | 0 | 0 | 0 | 0
00 Ret.Exist_Non-FBC_DryFGD & DRET | 0 | 0 | 0 | 0 | 0 | 0 | 0
00 Ret.Exist_Non-FBC_DryFGD & GPM | 0 | 0 | 0 | 0 | 0 | 0 | 0
00 Ret.Exist_Non-FBC_DryFGD & GPM & C2G | 0 | 0 | 0 | 0 | 0 | 0 | 0
00 Ret.Exist_Non-FBC_DryFGD & GPM & C2G & SCR | 0 | 0 | 0 | 0 | 0 | 0 | 0
00 Ret.Exist_Non-FBC_DryFGD & GPM & DRET | 0 | 0 | 0 | 0 | 0 | 0 | 0
00 Ret.Exist_Non-FBC_DryFGD & GPM & NGC | 0 | 0 | 0 | 0 | 0 | 0 | 0
00 Ret.Exist_Non-FBC_DryFGD & GPM & SCR | 0 | 0 | 0 | 0 | 0 | 0 | 0
00 Ret.Exist_Non-FBC_DryFGD & GPM & SCR & CCS | 0 | 0 | 0 | 0 | 0 | 0 | 0
00 Ret.Exist_Non-FBC_DryFGD & GPM & SCR & DRET | 0 | 0 | 0 | 0 | 0 | 0 | 0
00 Ret.Exist_Non-FBC_DryFGD & GPM & SCR & NGC | 0 | 0 | 0 | 0 | 0 | 0 | 0
00 Ret.Exist_Non-FBC_DryFGD & GPM & SNCR | 0 | 0 | 0 | 0 | 0 | 0 | 0
00 Ret.Exist_Non-FBC_DryFGD & GPM & SNCR & DRET | 0 | 0 | 0 | 0 | 0 | 0 | 0
00 Ret.Exist_Non-FBC_DryFGD & GPM & SNCR & NGC | 0 | 0 | 0 | 0 | 0 | 0 | 0
00 Ret.Exist_Non-FBC_DryFGD & NGC | 0 | 0 | 0 | 0 | 0 | 0 | 0
00 Ret.Exist_Non-FBC_DryFGD & SCR | 0 | 0 | 0 | 0 | 0 | 0 | 0
00 Ret.Exist_Non-FBC_DryFGD & SCR & C2G | 0 | 0 | 0 | 0 | 0 | 0 | 0
00 Ret.Exist_Non-FBC_DryFGD & SCR & CCS | 0 | 0 | 0 | 0 | 0 | 0 | 0
00 Ret.Exist_Non-FBC_DryFGD & SCR & DRET | 0 | 0 | 0 | 0 | 0 | 0 | 0
00 Ret.Exist_Non-FBC_DryFGD & SCR & NGC | 0 | 0 | 0 | 0 | 0 | 0 | 0
00 Ret.Exist_Non-FBC_DryFGD & SNCR | 0 | 0 | 0 | 0 | 0 | 0 | 0
00 Ret.Exist_Non-FBC_DryFGD & SNCR & C2G | 0 | 0 | 0 | 0 | 0 | 0 | 0
00 Ret.Exist_Non-FBC_DryFGD & SNCR & DRET | 0 | 0 | 0 | 0 | 0 | 0 | 0
00 Ret.Exist_Non-FBC_DryFGD & SNCR & NGC | 0 | 0 | 0 | 0 | 0 | 0 | 0
00 Ret.Exist_Non-FBC_DryFGD_ACI & C2G | 0 | 0 | 0 | 0 | 0 | 0 | 0
00 Ret.Exist_Non-FBC_DryFGD_ACI & C2G & SCR | 0 | 0 | 0 | 0 | 0 | 0 | 0
00 Ret.Exist_Non-FBC_DryFGD_ACI & DCCS | 0 | 0 | 0 | 0 | 0 | 0 | 0
00 Ret.Exist_Non-FBC_DryFGD_ACI & DCCS & SCR & CCS | 0 | 0 | 0 | 0 | 0 | 0 | 0
00 Ret.Exist_Non-FBC_DryFGD_ACI & DRET | 0 | 0 | 0 | 0 | 0 | 0 | 0
00 Ret.Exist_Non-FBC_DryFGD_ACI & GPM | 0 | 0 | 0 | 0 | 0 | 0 | 0
00 Ret.Exist_Non-FBC_DryFGD_ACI & GPM & C2G | 0 | 0 | 0 | 0 | 0 | 0 | 0
00 Ret.Exist_Non-FBC_DryFGD_ACI & GPM & C2G & SCR | 0 | 0 | 0 | 0 | 0 | 0 | 0
00 Ret.Exist_Non-FBC_DryFGD_ACI & GPM & DRET | 0 | 0 | 0 | 0 | 0 | 0 | 0
00 Ret.Exist_Non-FBC_DryFGD_ACI & GPM & NGC | 0 | 0 | 0 | 0 | 0 | 0 | 0
00 Ret.Exist_Non-FBC_DryFGD_ACI & GPM & SCR | 0 | 0 | 0 | 0 | 0 | 0 | 0
00 Ret.Exist_Non-FBC_DryFGD_ACI & GPM & SCR & CCS | 0 | 0 | 0 | 0 | 0 | 0 | 0
00 Ret.Exist_Non-FBC_DryFGD_ACI & GPM & SCR & DRET | 0 | 0 | 0 | 0 | 0 | 0 | 0
00 Ret.Exist_Non-FBC_DryFGD_ACI & GPM & SCR & NGC | 0 | 0 | 0 | 0 | 0 | 0 | 0
00 Ret.Exist_Non-FBC_DryFGD_ACI & GPM & SNCR | 0 | 0 | 0 | 0 | 0 | 0 | 0
00 Ret.Exist_Non-FBC_DryFGD_ACI & GPM & SNCR & DRET | 0 | 0 | 0 | 0 | 0 | 0 | 0
00 Ret.Exist_Non-FBC_DryFGD_ACI & GPM & SNCR & NGC | 0 | 0 | 0 | 0 | 0 | 0 | 0
00 Ret.Exist_Non-FBC_DryFGD_ACI & NGC | 0 | 0 | 0 | 0 | 0 | 0 | 0
00 Ret.Exist_Non-FBC_DryFGD_ACI & SCR | 0 | 0 | 0 | 0 | 0 | 0 | 0
00 Ret.Exist_Non-FBC_DryFGD_ACI & SCR & C2G | 0 | 0 | 0 | 0 | 0 | 0 | 0
00 Ret.Exist_Non-FBC_DryFGD_ACI & SCR & CCS | 0 | 0 | 0 | 0 | 0 | 0 | 0
00 Ret.Exist_Non-FBC_DryFGD_ACI & SCR & DRET | 0 | 0 | 0 | 0 | 0 | 0 | 0
00 Ret.Exist_Non-FBC_DryFGD_ACI & SCR & NGC | 0 | 0 | 0 | 0 | 0 | 0 | 0
00 Ret.Exist_Non-FBC_DryFGD_ACI & SNCR | 0 | 0 | 0 | 0 | 0 | 0 | 0
00 Ret.Exist_Non-FBC_DryFGD_ACI & SNCR & C2G | 0 | 0 | 0 | 0 | 0 | 0 | 0
00 Ret.Exist_Non-FBC_DryFGD_ACI & SNCR & DRET | 0 | 0 | 0 | 0 | 0 | 0 | 0
00 Ret.Exist_Non-FBC_DryFGD_ACI & SNCR & NGC | 0 | 0 | 0 | 0 | 0 | 0 | 0
00 Ret.Exist_Non-FBC_DryFGD_SCR & ACI | 0 | 0 | 0 | 0 | 0 | 0 | 0
00 Ret.Exist_Non-FBC_DryFGD_SCR & ACI & C2G | 0 | 0 | 0 | 0 | 0 | 0 | 0
00 Ret.Exist_Non-FBC_DryFGD_SCR & ACI & CCS | 0 | 0 | 0 | 0 | 0 | 0 | 0
00 Ret.Exist_Non-FBC_DryFGD_SCR & ACI & DRET | 0 | 0 | 0 | 0 | 0 | 0 | 0
00 Ret.Exist_Non-FBC_DryFGD_SCR & ACI & GPM | 0 | 0 | 0 | 0 | 0 | 0 | 0
00 Ret.Exist_Non-FBC_DryFGD_SCR & ACI & GPM & C2G | 0 | 0 | 0 | 0 | 0 | 0 | 0
00 Ret.Exist_Non-FBC_DryFGD_SCR & ACI & GPM & CCS | 0 | 0 | 0 | 0 | 0 | 0 | 0
00 Ret.Exist_Non-FBC_DryFGD_SCR & ACI & GPM & DRET | 0 | 0 | 0 | 0 | 0 | 0 | 0
00 Ret.Exist_Non-FBC_DryFGD_SCR & ACI & GPM & NGC | 0 | 0 | 0 | 0 | 0 | 0 | 0
00 Ret.Exist_Non-FBC_DryFGD_SCR & ACI & NGC | 0 | 0 | 0 | 0 | 0 | 0 | 0
00 Ret.Exist_Non-FBC_DryFGD_SCR & C2G | 0 | 0 | 0 | 0 | 0 | 0 | 0
00 Ret.Exist_Non-FBC_DryFGD_SCR & CCS | 0 | 0 | 0 | 0 | 0 | 0 | 0
00 Ret.Exist_Non-FBC_DryFGD_SCR & DRET | 0 | 0 | 0 | 0 | 0 | 0 | 0
00 Ret.Exist_Non-FBC_DryFGD_SCR & GPM | 0 | 0 | 0 | 0 | 0 | 0 | 0
00 Ret.Exist_Non-FBC_DryFGD_SCR & GPM & C2G | 0 | 0 | 0 | 0 | 0 | 0 | 0
00 Ret.Exist_Non-FBC_DryFGD_SCR & GPM & CCS | 0 | 0 | 0 | 0 | 0 | 0 | 0
00 Ret.Exist_Non-FBC_DryFGD_SCR & GPM & DRET | 0 | 0 | 0 | 0 | 0 | 0 | 0
00 Ret.Exist_Non-FBC_DryFGD_SCR & GPM & NGC | 0 | 0 | 0 | 0 | 0 | 0 | 0
00 Ret.Exist_Non-FBC_DryFGD_SCR & NGC | 0 | 0 | 0 | 0 | 0 | 0 | 0
00 Ret.Exist_Non-FBC_DryFGD_SCR_ACI & C2G | 0 | 0 | 0 | 0 | 0 | 0 | 0
00 Ret.Exist_Non-FBC_DryFGD_SCR_ACI & CCS | 0 | 0 | 0 | 0 | 0 | 0 | 0
00 Ret.Exist_Non-FBC_DryFGD_SCR_ACI & DCCS | 0 | 0 | 0 | 0 | 0 | 0 | 0
00 Ret.Exist_Non-FBC_DryFGD_SCR_ACI & DCCS & CCS | 0 | 0 | 0 | 0 | 0 | 0 | 0
00 Ret.Exist_Non-FBC_DryFGD_SCR_ACI & DRET | 0 | 0 | 0 | 0 | 0 | 0 | 0
00 Ret.Exist_Non-FBC_DryFGD_SCR_ACI & GPM | 0 | 0 | 0 | 0 | 0 | 0 | 0
00 Ret.Exist_Non-FBC_DryFGD_SCR_ACI & GPM & C2G | 0 | 0 | 0 | 0 | 0 | 0 | 0
00 Ret.Exist_Non-FBC_DryFGD_SCR_ACI & GPM & CCS | 0 | 0 | 0 | 0 | 0 | 0 | 0
00 Ret.Exist_Non-FBC_DryFGD_SCR_ACI & GPM & DRET | 0 | 0 | 0 | 0 | 0 | 0 | 0
00 Ret.Exist_Non-FBC_DryFGD_SCR_ACI & GPM & NGC | 0 | 0 | 0 | 0 | 0 | 0 | 0
00 Ret.Exist_Non-FBC_DryFGD_SCR_ACI & NGC | 0 | 0 | 0 | 0 | 0 | 0 | 0
00 Ret.Exist_Non-FBC_DryFGD_SCR_ACI_DSI & C2G | 0 | 0 | 0 | 0 | 0 | 0 | 0
00 Ret.Exist_Non-FBC_DryFGD_SCR_ACI_DSI & CCS | 0 | 0 | 0 | 0 | 0 | 0 | 0
00 Ret.Exist_Non-FBC_DryFGD_SCR_ACI_DSI & DCCS | 0 | 0 | 0 | 0 | 0 | 0 | 0
00 Ret.Exist_Non-FBC_DryFGD_SCR_ACI_DSI & DCCS & CCS | 0 | 0 | 0 | 0 | 0 | 0 | 0
00 Ret.Exist_Non-FBC_DryFGD_SCR_ACI_DSI & DRET | 0 | 0 | 0 | 0 | 0 | 0 | 0
00 Ret.Exist_Non-FBC_DryFGD_SCR_ACI_DSI & GPM | 0 | 0 | 0 | 0 | 0 | 0 | 0
00 Ret.Exist_Non-FBC_DryFGD_SCR_ACI_DSI & GPM & C2G | 0 | 0 | 0 | 0 | 0 | 0 | 0
00 Ret.Exist_Non-FBC_DryFGD_SCR_ACI_DSI & GPM & CCS | 0 | 0 | 0 | 0 | 0 | 0 | 0
00 Ret.Exist_Non-FBC_DryFGD_SCR_ACI_DSI & GPM & DRET | 0 | 0 | 0 | 0 | 0 | 0 | 0
00 Ret.Exist_Non-FBC_DryFGD_SCR_ACI_DSI & GPM & NGC | 0 | 0 | 0 | 0 | 0 | 0 | 0
00 Ret.Exist_Non-FBC_DryFGD_SCR_ACI_DSI & NGC | 0 | 0 | 0 | 0 | 0 | 0 | 0
00 Ret.Exist_Non-FBC_DryFGD_SCR_DSI & ACI | 0 | 0 | 0 | 0 | 0 | 0 | 0
00 Ret.Exist_Non-FBC_DryFGD_SCR_DSI & ACI & C2G | 0 | 0 | 0 | 0 | 0 | 0 | 0
00 Ret.Exist_Non-FBC_DryFGD_SCR_DSI & ACI & CCS | 0 | 0 | 0 | 0 | 0 | 0 | 0
00 Ret.Exist_Non-FBC_DryFGD_SCR_DSI & ACI & DRET | 0 | 0 | 0 | 0 | 0 | 0 | 0
00 Ret.Exist_Non-FBC_DryFGD_SCR_DSI & ACI & GPM | 0 | 0 | 0 | 0 | 0 | 0 | 0
00 Ret.Exist_Non-FBC_DryFGD_SCR_DSI & ACI & GPM & C2G | 0 | 0 | 0 | 0 | 0 | 0 | 0
00 Ret.Exist_Non-FBC_DryFGD_SCR_DSI & ACI & GPM & CCS | 0 | 0 | 0 | 0 | 0 | 0 | 0
00 Ret.Exist_Non-FBC_DryFGD_SCR_DSI & ACI & GPM & DRET | 0 | 0 | 0 | 0 | 0 | 0 | 0
00 Ret.Exist_Non-FBC_DryFGD_SCR_DSI & ACI & GPM & NGC | 0 | 0 | 0 | 0 | 0 | 0 | 0
00 Ret.Exist_Non-FBC_DryFGD_SCR_DSI & ACI & NGC | 0 | 0 | 0 | 0 | 0 | 0 | 0
00 Ret.Exist_Non-FBC_DryFGD_SCR_DSI & C2G | 0 | 0 | 0 | 0 | 0 | 0 | 0
00 Ret.Exist_Non-FBC_DryFGD_SCR_DSI & CCS | 0 | 0 | 0 | 0 | 0 | 0 | 0
00 Ret.Exist_Non-FBC_DryFGD_SCR_DSI & DRET | 0 | 0 | 0 | 0 | 0 | 0 | 0
00 Ret.Exist_Non-FBC_DryFGD_SCR_DSI & GPM | 0 | 0 | 0 | 0 | 0 | 0 | 0
00 Ret.Exist_Non-FBC_DryFGD_SCR_DSI & GPM & C2G | 0 | 0 | 0 | 0 | 0 | 0 | 0
00 Ret.Exist_Non-FBC_DryFGD_SCR_DSI & GPM & CCS | 0 | 0 | 0 | 0 | 0 | 0 | 0
00 Ret.Exist_Non-FBC_DryFGD_SCR_DSI & GPM & DRET | 0 | 0 | 0 | 0 | 0 | 0 | 0
00 Ret.Exist_Non-FBC_DryFGD_SCR_DSI & GPM & NGC | 0 | 0 | 0 | 0 | 0 | 0 | 0
00 Ret.Exist_Non-FBC_DryFGD_SCR_DSI & NGC | 0 | 0 | 0 | 0 | 0 | 0 | 0
00 Ret.Exist_Non-FBC_DryFGD_SNCR_ACI & C2G | 0 | 0 | 0 | 0 | 0 | 0 | 0
00 Ret.Exist_Non-FBC_DryFGD_SNCR_ACI & C2G & SCR | 0 | 0 | 0 | 0 | 0 | 0 | 0
00 Ret.Exist_Non-FBC_DryFGD_SNCR_ACI & DCCS | 0 | 0 | 0 | 0 | 0 | 0 | 0
00 Ret.Exist_Non-FBC_DryFGD_SNCR_ACI & DCCS & SCR & CCS | 0 | 0 | 0 | 0 | 0 | 0 | 0
00 Ret.Exist_Non-FBC_DryFGD_SNCR_ACI & DRET | 0 | 0 | 0 | 0 | 0 | 0 | 0
00 Ret.Exist_Non-FBC_DryFGD_SNCR_ACI & GPM | 0 | 0 | 0 | 0 | 0 | 0 | 0
00 Ret.Exist_Non-FBC_DryFGD_SNCR_ACI & GPM & C2G | 0 | 0 | 0 | 0 | 0 | 0 | 0
00 Ret.Exist_Non-FBC_DryFGD_SNCR_ACI & GPM & C2G & SCR | 0 | 0 | 0 | 0 | 0 | 0 | 0
00 Ret.Exist_Non-FBC_DryFGD_SNCR_ACI & GPM & DRET | 0 | 0 | 0 | 0 | 0 | 0 | 0
00 Ret.Exist_Non-FBC_DryFGD_SNCR_ACI & GPM & NGC | 0 | 0 | 0 | 0 | 0 | 0 | 0
00 Ret.Exist_Non-FBC_DryFGD_SNCR_ACI & GPM & SCR | 0 | 0 | 0 | 0 | 0 | 0 | 0
00 Ret.Exist_Non-FBC_DryFGD_SNCR_ACI & GPM & SCR & CCS | 0 | 0 | 0 | 0 | 0 | 0 | 0
00 Ret.Exist_Non-FBC_DryFGD_SNCR_ACI & GPM & SCR & DRET | 0 | 0 | 0 | 0 | 0 | 0 | 0
00 Ret.Exist_Non-FBC_DryFGD_SNCR_ACI & GPM & SCR & NGC | 0 | 0 | 0 | 0 | 0 | 0 | 0
00 Ret.Exist_Non-FBC_DryFGD_SNCR_ACI & NGC | 0 | 0 | 0 | 0 | 0 | 0 | 0
00 Ret.Exist_Non-FBC_DryFGD_SNCR_ACI & SCR | 0 | 0 | 0 | 0 | 0 | 0 | 0
00 Ret.Exist_Non-FBC_DryFGD_SNCR_ACI & SCR & C2G | 0 | 0 | 0 | 0 | 0 | 0 | 0
00 Ret.Exist_Non-FBC_DryFGD_SNCR_ACI & SCR & CCS | 0 | 0 | 0 | 0 | 0 | 0 | 0
00 Ret.Exist_Non-FBC_DryFGD_SNCR_ACI & SCR & DRET | 0 | 0 | 0 | 0 | 0 | 0 | 0
00 Ret.Exist_Non-FBC_DryFGD_SNCR_ACI & SCR & NGC | 0 | 0 | 0 | 0 | 0 | 0 | 0
00 Ret.Exist_Non-FBC_DryFGD_SNCR_ACI_DSI & C2G | 0 | 0 | 0 | 0 | 0 | 0 | 0
00 Ret.Exist_Non-FBC_DryFGD_SNCR_ACI_DSI & C2G & SCR | 0 | 0 | 0 | 0 | 0 | 0 | 0
00 Ret.Exist_Non-FBC_DryFGD_SNCR_ACI_DSI & DRET | 0 | 0 | 0 | 0 | 0 | 0 | 0
00 Ret.Exist_Non-FBC_DryFGD_SNCR_ACI_DSI & GPM | 0 | 0 | 0 | 0 | 0 | 0 | 0
00 Ret.Exist_Non-FBC_DryFGD_SNCR_ACI_DSI & GPM & C2G | 0 | 0 | 0 | 0 | 0 | 0 | 0
00 Ret.Exist_Non-FBC_DryFGD_SNCR_ACI_DSI & GPM & C2G & SCR | 0 | 0 | 0 | 0 | 0 | 0 | 0
00 Ret.Exist_Non-FBC_DryFGD_SNCR_ACI_DSI & GPM & DRET | 0 | 0 | 0 | 0 | 0 | 0 | 0
00 Ret.Exist_Non-FBC_DryFGD_SNCR_ACI_DSI & GPM & NGC | 0 | 0 | 0 | 0 | 0 | 0 | 0
00 Ret.Exist_Non-FBC_DryFGD_SNCR_ACI_DSI & GPM & SCR | 0 | 0 | 0 | 0 | 0 | 0 | 0
00 Ret.Exist_Non-FBC_DryFGD_SNCR_ACI_DSI & GPM & SCR & CCS | 0 | 0 | 0 | 0 | 0 | 0 | 0
00 Ret.Exist_Non-FBC_DryFGD_SNCR_ACI_DSI & GPM & SCR & DRET | 0 | 0 | 0 | 0 | 0 | 0 | 0
00 Ret.Exist_Non-FBC_DryFGD_SNCR_ACI_DSI & GPM & SCR & NGC | 0 | 0 | 0 | 0 | 0 | 0 | 0
00 Ret.Exist_Non-FBC_DryFGD_SNCR_ACI_DSI & NGC | 0 | 0 | 0 | 0 | 0 | 0 | 0
00 Ret.Exist_Non-FBC_DryFGD_SNCR_ACI_DSI & SCR | 0 | 0 | 0 | 0 | 0 | 0 | 0
00 Ret.Exist_Non-FBC_DryFGD_SNCR_ACI_DSI & SCR & C2G | 0 | 0 | 0 | 0 | 0 | 0 | 0
00 Ret.Exist_Non-FBC_DryFGD_SNCR_ACI_DSI & SCR & CCS | 0 | 0 | 0 | 0 | 0 | 0 | 0
00 Ret.Exist_Non-FBC_DryFGD_SNCR_ACI_DSI & SCR & DRET | 0 | 0 | 0 | 0 | 0 | 0 | 0
00 Ret.Exist_Non-FBC_DryFGD_SNCR_ACI_DSI & SCR & NGC | 0 | 0 | 0 | 0 | 0 | 0 | 0
00 Ret.Exist_Non-FBC_DSI & ACI | 0 | 0 | 0 | 0 | 0 | 0 | 0
00 Ret.Exist_Non-FBC_DSI & ACI & C2G | 0 | 0 | 0 | 0 | 0 | 0 | 0
00 Ret.Exist_Non-FBC_DSI & ACI & C2G & SCR | 0 | 0 | 0 | 0 | 0 | 0 | 0
00 Ret.Exist_Non-FBC_DSI & ACI & DRET | 0 | 0 | 0 | 0 | 0 | 0 | 0
00 Ret.Exist_Non-FBC_DSI & ACI & GPM | 0 | 0 | 0 | 0 | 0 | 0 | 0
00 Ret.Exist_Non-FBC_DSI & ACI & GPM & C2G | 0 | 0 | 0 | 0 | 0 | 0 | 0
00 Ret.Exist_Non-FBC_DSI & ACI & GPM & C2G & SCR | 0 | 0 | 0 | 0 | 0 | 0 | 0
00 Ret.Exist_Non-FBC_DSI & ACI & GPM & DRET | 0 | 0 | 0 | 0 | 0 | 0 | 0
00 Ret.Exist_Non-FBC_DSI & ACI & GPM & NGC | 0 | 0 | 0 | 0 | 0 | 0 | 0
00 Ret.Exist_Non-FBC_DSI & ACI & GPM & SCR | 0 | 0 | 0 | 0 | 0 | 0 | 0
00 Ret.Exist_Non-FBC_DSI & ACI & GPM & SCR & DRET | 0 | 0 | 0 | 0 | 0 | 0 | 0
00 Ret.Exist_Non-FBC_DSI & ACI & GPM & SCR & NGC | 0 | 0 | 0 | 0 | 0 | 0 | 0
00 Ret.Exist_Non-FBC_DSI & ACI & GPM & SNCR | 0 | 0 | 0 | 0 | 0 | 0 | 0
00 Ret.Exist_Non-FBC_DSI & ACI & GPM & SNCR & DRET | 0 | 0 | 0 | 0 | 0 | 0 | 0
00 Ret.Exist_Non-FBC_DSI & ACI & GPM & SNCR & NGC | 0 | 0 | 0 | 0 | 0 | 0 | 0
00 Ret.Exist_Non-FBC_DSI & ACI & GPM & WetFGD & SCR & CCS | 0 | 0 | 0 | 0 | 0 | 0 | 0
00 Ret.Exist_Non-FBC_DSI & ACI & NGC | 0 | 0 | 0 | 0 | 0 | 0 | 0
00 Ret.Exist_Non-FBC_DSI & ACI & SCR | 0 | 0 | 0 | 0 | 0 | 0 | 0
00 Ret.Exist_Non-FBC_DSI & ACI & SCR & DRET | 0 | 0 | 0 | 0 | 0 | 0 | 0
00 Ret.Exist_Non-FBC_DSI & ACI & SCR & NGC | 0 | 0 | 0 | 0 | 0 | 0 | 0
00 Ret.Exist_Non-FBC_DSI & ACI & SNCR | 0 | 0 | 0 | 0 | 0 | 0 | 0
00 Ret.Exist_Non-FBC_DSI & ACI & SNCR & DRET | 0 | 0 | 0 | 0 | 0 | 0 | 0
00 Ret.Exist_Non-FBC_DSI & ACI & SNCR & NGC | 0 | 0 | 0 | 0 | 0 | 0 | 0
00 Ret.Exist_Non-FBC_DSI & ACI & WetFGD & SCR & CCS | 0 | 0 | 0 | 0 | 0 | 0 | 0
00 Ret.Exist_Non-FBC_DSI & C2G | 0 | 0 | 0 | 0 | 0 | 0 | 0
00 Ret.Exist_Non-FBC_DSI & C2G & SCR | 0 | 0 | 0 | 0 | 0 | 0 | 0
00 Ret.Exist_Non-FBC_DSI & DRET | 0 | 0 | 0 | 0 | 0 | 0 | 0
00 Ret.Exist_Non-FBC_DSI & GPM | 0 | 0 | 0 | 0 | 0 | 0 | 0
00 Ret.Exist_Non-FBC_DSI & GPM & C2G | 0 | 0 | 0 | 0 | 0 | 0 | 0
00 Ret.Exist_Non-FBC_DSI & GPM & C2G & SCR | 0 | 0 | 0 | 0 | 0 | 0 | 0
00 Ret.Exist_Non-FBC_DSI & GPM & DRET | 0 | 0 | 0 | 0 | 0 | 0 | 0
00 Ret.Exist_Non-FBC_DSI & GPM & NGC | 0 | 0 | 0 | 0 | 0 | 0 | 0
00 Ret.Exist_Non-FBC_DSI & GPM & SCR | 0 | 0 | 0 | 0 | 0 | 0 | 0
00 Ret.Exist_Non-FBC_DSI & GPM & SCR & DRET | 0 | 0 | 0 | 0 | 0 | 0 | 0
00 Ret.Exist_Non-FBC_DSI & GPM & SCR & NGC | 0 | 0 | 0 | 0 | 0 | 0 | 0
00 Ret.Exist_Non-FBC_DSI & GPM & SNCR | 0 | 0 | 0 | 0 | 0 | 0 | 0
00 Ret.Exist_Non-FBC_DSI & GPM & SNCR & DRET | 0 | 0 | 0 | 0 | 0 | 0 | 0
00 Ret.Exist_Non-FBC_DSI & GPM & SNCR & NGC | 0 | 0 | 0 | 0 | 0 | 0 | 0
00 Ret.Exist_Non-FBC_DSI & GPM & WetFGD & SCR & CCS | 0 | 0 | 0 | 0 | 0 | 0 | 0
00 Ret.Exist_Non-FBC_DSI & NGC | 0 | 0 | 0 | 0 | 0 | 0 | 0
00 Ret.Exist_Non-FBC_DSI & SCR | 0 | 0 | 0 | 0 | 0 | 0 | 0
00 Ret.Exist_Non-FBC_DSI & SCR & C2G | 0 | 0 | 0 | 0 | 0 | 0 | 0
00 Ret.Exist_Non-FBC_DSI & SCR & DRET | 0 | 0 | 0 | 0 | 0 | 0 | 0
00 Ret.Exist_Non-FBC_DSI & SCR & NGC | 0 | 0 | 0 | 0 | 0 | 0 | 0
00 Ret.Exist_Non-FBC_DSI & SCR & WetFGD & CCS | 0 | 0 | 0 | 0 | 0 | 0 | 0
00 Ret.Exist_Non-FBC_DSI & SNCR | 0 | 0 | 0 | 0 | 0 | 0 | 0
00 Ret.Exist_Non-FBC_DSI & SNCR & C2G | 0 | 0 | 0 | 0 | 0 | 0 | 0
00 Ret.Exist_Non-FBC_DSI & SNCR & DRET | 0 | 0 | 0 | 0 | 0 | 0 | 0
00 Ret.Exist_Non-FBC_DSI & SNCR & NGC | 0 | 0 | 0 | 0 | 0 | 0 | 0
00 Ret.Exist_Non-FBC_NoCtrl & ACI | 0 | 0 | 0 | 0 | 0 | 0 | 0
00 Ret.Exist_Non-FBC_NoCtrl & ACI & C2G | 0 | 0 | 0 | 0 | 0 | 0 | 0
00 Ret.Exist_Non-FBC_NoCtrl & ACI & C2G & SCR | 0 | 0 | 0 | 0 | 0 | 0 | 0
00 Ret.Exist_Non-FBC_NoCtrl & ACI & DRET | 0 | 0 | 0 | 0 | 0 | 0 | 0
00 Ret.Exist_Non-FBC_NoCtrl & ACI & DSI | 0 | 0 | 0 | 0 | 0 | 0 | 0
00 Ret.Exist_Non-FBC_NoCtrl & ACI & DSI & C2G | 0 | 0 | 0 | 0 | 0 | 0 | 0
00 Ret.Exist_Non-FBC_NoCtrl & ACI & DSI & C2G & SCR | 0 | 0 | 0 | 0 | 0 | 0 | 0
00 Ret.Exist_Non-FBC_NoCtrl & ACI & DSI & DRET | 0 | 0 | 0 | 0 | 0 | 0 | 0
00 Ret.Exist_Non-FBC_NoCtrl & ACI & DSI & GPM | 0 | 0 | 0 | 0 | 0 | 0 | 0
00 Ret.Exist_Non-FBC_NoCtrl & ACI & DSI & GPM & C2G | 0 | 0 | 0 | 0 | 0 | 0 | 0
00 Ret.Exist_Non-FBC_NoCtrl & ACI & DSI & GPM & C2G & SCR | 0 | 0 | 0 | 0 | 0 | 0 | 0
00 Ret.Exist_Non-FBC_NoCtrl & ACI & DSI & GPM & DRET | 0 | 0 | 0 | 0 | 0 | 0 | 0
00 Ret.Exist_Non-FBC_NoCtrl & ACI & DSI & GPM & NGC | 0 | 0 | 0 | 0 | 0 | 0 | 0
00 Ret.Exist_Non-FBC_NoCtrl & ACI & DSI & GPM & SCR | 0 | 0 | 0 | 0 | 0 | 0 | 0
00 Ret.Exist_Non-FBC_NoCtrl & ACI & DSI & GPM & SCR & DRET | 0 | 0 | 0 | 0 | 0 | 0 | 0
00 Ret.Exist_Non-FBC_NoCtrl & ACI & DSI & GPM & SCR & NGC | 0 | 0 | 0 | 0 | 0 | 0 | 0
00 Ret.Exist_Non-FBC_NoCtrl & ACI & DSI & GPM & SNCR | 0 | 0 | 0 | 0 | 0 | 0 | 0
00 Ret.Exist_Non-FBC_NoCtrl & ACI & DSI & GPM & SNCR & DRET | 0 | 0 | 0 | 0 | 0 | 0 | 0
00 Ret.Exist_Non-FBC_NoCtrl & ACI & DSI & GPM & SNCR & NGC | 0 | 0 | 0 | 0 | 0 | 0 | 0
00 Ret.Exist_Non-FBC_NoCtrl & ACI & DSI & GPM & WetFGD & SCR & CCS | 0 | 0 | 0 | 0 | 0 | 0 | 0
00 Ret.Exist_Non-FBC_NoCtrl & ACI & DSI & NGC | 0 | 0 | 0 | 0 | 0 | 0 | 0
00 Ret.Exist_Non-FBC_NoCtrl & ACI & DSI & SCR | 0 | 0 | 0 | 0 | 0 | 0 | 0
00 Ret.Exist_Non-FBC_NoCtrl & ACI & DSI & SCR & DRET | 0 | 0 | 0 | 0 | 0 | 0 | 0
00 Ret.Exist_Non-FBC_NoCtrl & ACI & DSI & SCR & NGC | 0 | 0 | 0 | 0 | 0 | 0 | 0
00 Ret.Exist_Non-FBC_NoCtrl & ACI & DSI & SNCR | 0 | 0 | 0 | 0 | 0 | 0 | 0
00 Ret.Exist_Non-FBC_NoCtrl & ACI & DSI & SNCR & DRET | 0 | 0 | 0 | 0 | 0 | 0 | 0
00 Ret.Exist_Non-FBC_NoCtrl & ACI & DSI & SNCR & NGC | 0 | 0 | 0 | 0 | 0 | 0 | 0
00 Ret.Exist_Non-FBC_NoCtrl & ACI & DSI & WetFGD & SCR & CCS | 0 | 0 | 0 | 0 | 0 | 0 | 0
00 Ret.Exist_Non-FBC_NoCtrl & ACI & GPM | 0 | 0 | 0 | 0 | 0 | 0 | 0
00 Ret.Exist_Non-FBC_NoCtrl & ACI & GPM & C2G | 0 | 0 | 0 | 0 | 0 | 0 | 0
00 Ret.Exist_Non-FBC_NoCtrl & ACI & GPM & C2G & SCR | 0 | 0 | 0 | 0 | 0 | 0 | 0
00 Ret.Exist_Non-FBC_NoCtrl & ACI & GPM & DRET | 0 | 0 | 0 | 0 | 0 | 0 | 0
00 Ret.Exist_Non-FBC_NoCtrl & ACI & GPM & NGC | 0 | 0 | 0 | 0 | 0 | 0 | 0
00 Ret.Exist_Non-FBC_NoCtrl & ACI & GPM & SCR | 0 | 0 | 0 | 0 | 0 | 0 | 0
00 Ret.Exist_Non-FBC_NoCtrl & ACI & GPM & SCR & DRET | 0 | 0 | 0 | 0 | 0 | 0 | 0
00 Ret.Exist_Non-FBC_NoCtrl & ACI & GPM & SCR & NGC | 0 | 0 | 0 | 0 | 0 | 0 | 0
00 Ret.Exist_Non-FBC_NoCtrl & ACI & GPM & SNCR | 0 | 0 | 0 | 0 | 0 | 0 | 0
00 Ret.Exist_Non-FBC_NoCtrl & ACI & GPM & SNCR & DRET | 0 | 0 | 0 | 0 | 0 | 0 | 0
00 Ret.Exist_Non-FBC_NoCtrl & ACI & GPM & SNCR & NGC | 0 | 0 | 0 | 0 | 0 | 0 | 0
00 Ret.Exist_Non-FBC_NoCtrl & ACI & GPM & WetFGD & SCR & CCS | 0 | 0 | 0 | 0 | 0 | 0 | 0
00 Ret.Exist_Non-FBC_NoCtrl & ACI & NGC | 0 | 0 | 0 | 0 | 0 | 0 | 0
00 Ret.Exist_Non-FBC_NoCtrl & ACI & SCR | 0 | 0 | 0 | 0 | 0 | 0 | 0
00 Ret.Exist_Non-FBC_NoCtrl & ACI & SCR & DRET | 0 | 0 | 0 | 0 | 0 | 0 | 0
00 Ret.Exist_Non-FBC_NoCtrl & ACI & SCR & NGC | 0 | 0 | 0 | 0 | 0 | 0 | 0
00 Ret.Exist_Non-FBC_NoCtrl & ACI & SNCR | 0 | 0 | 0 | 0 | 0 | 0 | 0
00 Ret.Exist_Non-FBC_NoCtrl & ACI & SNCR & DRET | 0 | 0 | 0 | 0 | 0 | 0 | 0
00 Ret.Exist_Non-FBC_NoCtrl & ACI & SNCR & NGC | 0 | 0 | 0 | 0 | 0 | 0 | 0
00 Ret.Exist_Non-FBC_NoCtrl & ACI & WetFGD & SCR & CCS | 0 | 0 | 0 | 0 | 0 | 0 | 0
00 Ret.Exist_Non-FBC_NoCtrl & C2G | 0 | 0 | 0 | 0 | 0 | 0 | 0
00 Ret.Exist_Non-FBC_NoCtrl & C2G & SCR | 0 | 0 | 0 | 0 | 0 | 0 | 0
00 Ret.Exist_Non-FBC_NoCtrl & DCCS | 0 | 0 | 0 | 0 | 0 | 0 | 0
00 Ret.Exist_Non-FBC_NoCtrl & DCCS & WetFGD & SCR & CCS | 0 | 0 | 0 | 0 | 0 | 0 | 0
00 Ret.Exist_Non-FBC_NoCtrl & DRET | 0 | 0 | 0 | 0 | 0 | 0 | 0
00 Ret.Exist_Non-FBC_NoCtrl & DSI | 0 | 0 | 0 | 0 | 0 | 0 | 0
00 Ret.Exist_Non-FBC_NoCtrl & DSI & C2G | 0 | 0 | 0 | 0 | 0 | 0 | 0
00 Ret.Exist_Non-FBC_NoCtrl & DSI & C2G & SCR | 0 | 0 | 0 | 0 | 0 | 0 | 0
00 Ret.Exist_Non-FBC_NoCtrl & DSI & DRET | 0 | 0 | 0 | 0 | 0 | 0 | 0
00 Ret.Exist_Non-FBC_NoCtrl & DSI & GPM | 0 | 0 | 0 | 0 | 0 | 0 | 0
00 Ret.Exist_Non-FBC_NoCtrl & DSI & GPM & C2G | 0 | 0 | 0 | 0 | 0 | 0 | 0
00 Ret.Exist_Non-FBC_NoCtrl & DSI & GPM & C2G & SCR | 0 | 0 | 0 | 0 | 0 | 0 | 0
00 Ret.Exist_Non-FBC_NoCtrl & DSI & GPM & DRET | 0 | 0 | 0 | 0 | 0 | 0 | 0
00 Ret.Exist_Non-FBC_NoCtrl & DSI & GPM & NGC | 0 | 0 | 0 | 0 | 0 | 0 | 0
00 Ret.Exist_Non-FBC_NoCtrl & DSI & GPM & SCR | 0 | 0 | 0 | 0 | 0 | 0 | 0
00 Ret.Exist_Non-FBC_NoCtrl & DSI & GPM & SCR & DRET | 0 | 0 | 0 | 0 | 0 | 0 | 0
00 Ret.Exist_Non-FBC_NoCtrl & DSI & GPM & SCR & NGC | 0 | 0 | 0 | 0 | 0 | 0 | 0
00 Ret.Exist_Non-FBC_NoCtrl & DSI & GPM & SNCR | 0 | 0 | 0 | 0 | 0 | 0 | 0
00 Ret.Exist_Non-FBC_NoCtrl & DSI & GPM & SNCR & DRET | 0 | 0 | 0 | 0 | 0 | 0 | 0
00 Ret.Exist_Non-FBC_NoCtrl & DSI & GPM & SNCR & NGC | 0 | 0 | 0 | 0 | 0 | 0 | 0
00 Ret.Exist_Non-FBC_NoCtrl & DSI & GPM & WetFGD & SCR & CCS | 0 | 0 | 0 | 0 | 0 | 0 | 0
00 Ret.Exist_Non-FBC_NoCtrl & DSI & NGC | 0 | 0 | 0 | 0 | 0 | 0 | 0
00 Ret.Exist_Non-FBC_NoCtrl & DSI & SCR | 0 | 0 | 0 | 0 | 0 | 0 | 0
00 Ret.Exist_Non-FBC_NoCtrl & DSI & SCR & DRET | 0 | 0 | 0 | 0 | 0 | 0 | 0
00 Ret.Exist_Non-FBC_NoCtrl & DSI & SCR & NGC | 0 | 0 | 0 | 0 | 0 | 0 | 0
00 Ret.Exist_Non-FBC_NoCtrl & DSI & SNCR | 0 | 0 | 0 | 0 | 0 | 0 | 0
00 Ret.Exist_Non-FBC_NoCtrl & DSI & SNCR & DRET | 0 | 0 | 0 | 0 | 0 | 0 | 0
00 Ret.Exist_Non-FBC_NoCtrl & DSI & SNCR & NGC | 0 | 0 | 0 | 0 | 0 | 0 | 0
00 Ret.Exist_Non-FBC_NoCtrl & DSI & WetFGD & SCR & CCS | 0 | 0 | 0 | 0 | 0 | 0 | 0
00 Ret.Exist_Non-FBC_NoCtrl & GPM | 0 | 0 | 0 | 0 | 0 | 0 | 0
00 Ret.Exist_Non-FBC_NoCtrl & GPM & C2G | 0 | 0 | 0 | 0 | 0 | 0 | 0
00 Ret.Exist_Non-FBC_NoCtrl & GPM & C2G & SCR | 0 | 0 | 0 | 0 | 0 | 0 | 0
00 Ret.Exist_Non-FBC_NoCtrl & GPM & DRET | 0 | 0 | 0 | 0 | 0 | 0 | 0
00 Ret.Exist_Non-FBC_NoCtrl & GPM & NGC | 0 | 0 | 0 | 0 | 0 | 0 | 0
00 Ret.Exist_Non-FBC_NoCtrl & GPM & SCR | 0 | 0 | 0 | 0 | 0 | 0 | 0
00 Ret.Exist_Non-FBC_NoCtrl & GPM & SCR & DRET | 0 | 0 | 0 | 0 | 0 | 0 | 0
00 Ret.Exist_Non-FBC_NoCtrl & GPM & SCR & NGC | 0 | 0 | 0 | 0 | 0 | 0 | 0
00 Ret.Exist_Non-FBC_NoCtrl & GPM & SNCR | 0 | 0 | 0 | 0 | 0 | 0 | 0
00 Ret.Exist_Non-FBC_NoCtrl & GPM & SNCR & DRET | 0 | 0 | 0 | 0 | 0 | 0 | 0
00 Ret.Exist_Non-FBC_NoCtrl & GPM & SNCR & NGC | 0 | 0 | 0 | 0 | 0 | 0 | 0
00 Ret.Exist_Non-FBC_NoCtrl & GPM & WetFGD & SCR & CCS | 0 | 0 | 0 | 0 | 0 | 0 | 0
00 Ret.Exist_Non-FBC_NoCtrl & NGC | 0 | 0 | 0 | 0 | 0 | 0 | 0
00 Ret.Exist_Non-FBC_NoCtrl & SCR | 0 | 0 | 0 | 0 | 0 | 0 | 0
00 Ret.Exist_Non-FBC_NoCtrl & SCR & C2G | 0 | 0 | 0 | 0 | 0 | 0 | 0
00 Ret.Exist_Non-FBC_NoCtrl & SCR & DRET | 0 | 0 | 0 | 0 | 0 | 0 | 0
00 Ret.Exist_Non-FBC_NoCtrl & SCR & NGC | 0 | 0 | 0 | 0 | 0 | 0 | 0
00 Ret.Exist_Non-FBC_NoCtrl & SCR & WetFGD & CCS | 0 | 0 | 0 | 0 | 0 | 0 | 0
00 Ret.Exist_Non-FBC_NoCtrl & SNCR | 0 | 0 | 0 | 0 | 0 | 0 | 0
00 Ret.Exist_Non-FBC_NoCtrl & SNCR & C2G | 0 | 0 | 0 | 0 | 0 | 0 | 0
00 Ret.Exist_Non-FBC_NoCtrl & SNCR & DRET | 0 | 0 | 0 | 0 | 0 | 0 | 0
00 Ret.Exist_Non-FBC_NoCtrl & SNCR & NGC | 0 | 0 | 0 | 0 | 0 | 0 | 0
00 Ret.Exist_Non-FBC_SCR_ACI & C2G | 0 | 0 | 0 | 0 | 0 | 0 | 0
00 Ret.Exist_Non-FBC_SCR_ACI & DCCS | 0 | 0 | 0 | 0 | 0 | 0 | 0
00 Ret.Exist_Non-FBC_SCR_ACI & DCCS & WetFGD & CCS | 0 | 0 | 0 | 0 | 0 | 0 | 0
00 Ret.Exist_Non-FBC_SCR_ACI & DRET | 0 | 0 | 0 | 0 | 0 | 0 | 0
00 Ret.Exist_Non-FBC_SCR_ACI & DSI | 0 | 0 | 0 | 0 | 0 | 0 | 0
00 Ret.Exist_Non-FBC_SCR_ACI & DSI & C2G | 0 | 0 | 0 | 0 | 0 | 0 | 0
00 Ret.Exist_Non-FBC_SCR_ACI & DSI & DRET | 0 | 0 | 0 | 0 | 0 | 0 | 0
00 Ret.Exist_Non-FBC_SCR_ACI & DSI & GPM | 0 | 0 | 0 | 0 | 0 | 0 | 0
00 Ret.Exist_Non-FBC_SCR_ACI & DSI & GPM & C2G | 0 | 0 | 0 | 0 | 0 | 0 | 0
00 Ret.Exist_Non-FBC_SCR_ACI & DSI & GPM & DRET | 0 | 0 | 0 | 0 | 0 | 0 | 0
00 Ret.Exist_Non-FBC_SCR_ACI & DSI & GPM & NGC | 0 | 0 | 0 | 0 | 0 | 0 | 0
00 Ret.Exist_Non-FBC_SCR_ACI & DSI & GPM & WetFGD & CCS | 0 | 0 | 0 | 0 | 0 | 0 | 0
00 Ret.Exist_Non-FBC_SCR_ACI & DSI & NGC | 0 | 0 | 0 | 0 | 0 | 0 | 0
00 Ret.Exist_Non-FBC_SCR_ACI & DSI & WetFGD & CCS | 0 | 0 | 0 | 0 | 0 | 0 | 0
00 Ret.Exist_Non-FBC_SCR_ACI & GPM | 0 | 0 | 0 | 0 | 0 | 0 | 0
00 Ret.Exist_Non-FBC_SCR_ACI & GPM & C2G | 0 | 0 | 0 | 0 | 0 | 0 | 0
00 Ret.Exist_Non-FBC_SCR_ACI & GPM & DRET | 0 | 0 | 0 | 0 | 0 | 0 | 0
00 Ret.Exist_Non-FBC_SCR_ACI & GPM & NGC | 0 | 0 | 0 | 0 | 0 | 0 | 0
00 Ret.Exist_Non-FBC_SCR_ACI & GPM & WetFGD & CCS | 0 | 0 | 0 | 0 | 0 | 0 | 0
00 Ret.Exist_Non-FBC_SCR_ACI & NGC | 0 | 0 | 0 | 0 | 0 | 0 | 0
00 Ret.Exist_Non-FBC_SCR_ACI & WetFGD & CCS | 0 | 0 | 0 | 0 | 0 | 0 | 0
00 Ret.Exist_Non-FBC_SCR_ACI_DSI & C2G | 0 | 0 | 0 | 0 | 0 | 0 | 0
00 Ret.Exist_Non-FBC_SCR_ACI_DSI & DCCS | 0 | 0 | 0 | 0 | 0 | 0 | 0
00 Ret.Exist_Non-FBC_SCR_ACI_DSI & DCCS & WetFGD & CCS | 0 | 0 | 0 | 0 | 0 | 0 | 0
00 Ret.Exist_Non-FBC_SCR_ACI_DSI & DRET | 0 | 0 | 0 | 0 | 0 | 0 | 0
00 Ret.Exist_Non-FBC_SCR_ACI_DSI & GPM | 0 | 0 | 0 | 0 | 0 | 0 | 0
00 Ret.Exist_Non-FBC_SCR_ACI_DSI & GPM & C2G | 0 | 0 | 0 | 0 | 0 | 0 | 0
00 Ret.Exist_Non-FBC_SCR_ACI_DSI & GPM & DRET | 0 | 0 | 0 | 0 | 0 | 0 | 0
00 Ret.Exist_Non-FBC_SCR_ACI_DSI & GPM & NGC | 0 | 0 | 0 | 0 | 0 | 0 | 0
00 Ret.Exist_Non-FBC_SCR_ACI_DSI & GPM & WetFGD & CCS | 0 | 0 | 0 | 0 | 0 | 0 | 0
00 Ret.Exist_Non-FBC_SCR_ACI_DSI & NGC | 0 | 0 | 0 | 0 | 0 | 0 | 0
00 Ret.Exist_Non-FBC_SCR_ACI_DSI & WetFGD & CCS | 0 | 0 | 0 | 0 | 0 | 0 | 0
00 Ret.Exist_Non-FBC_SNCR_ACI & C2G | 0 | 0 | 0 | 0 | 0 | 0 | 0
00 Ret.Exist_Non-FBC_SNCR_ACI & C2G & SCR | 0 | 0 | 0 | 0 | 0 | 0 | 0
00 Ret.Exist_Non-FBC_SNCR_ACI & DRET | 0 | 0 | 0 | 0 | 0 | 0 | 0
00 Ret.Exist_Non-FBC_SNCR_ACI & DSI | 0 | 0 | 0 | 0 | 0 | 0 | 0
00 Ret.Exist_Non-FBC_SNCR_ACI & DSI & C2G | 0 | 0 | 0 | 0 | 0 | 0 | 0
00 Ret.Exist_Non-FBC_SNCR_ACI & DSI & C2G & SCR | 0 | 0 | 0 | 0 | 0 | 0 | 0
00 Ret.Exist_Non-FBC_SNCR_ACI & DSI & DRET | 0 | 0 | 0 | 0 | 0 | 0 | 0
00 Ret.Exist_Non-FBC_SNCR_ACI & DSI & NGC | 0 | 0 | 0 | 0 | 0 | 0 | 0
00 Ret.Exist_Non-FBC_SNCR_ACI & DSI & SCR | 0 | 0 | 0 | 0 | 0 | 0 | 0
00 Ret.Exist_Non-FBC_SNCR_ACI & DSI & SCR & DRET | 0 | 0 | 0 | 0 | 0 | 0 | 0
00 Ret.Exist_Non-FBC_SNCR_ACI & DSI & SCR & NGC | 0 | 0 | 0 | 0 | 0 | 0 | 0
00 Ret.Exist_Non-FBC_SNCR_ACI & DSI & WetFGD & SCR & CCS | 0 | 0 | 0 | 0 | 0 | 0 | 0
00 Ret.Exist_Non-FBC_SNCR_ACI & GPM | 0 | 0 | 0 | 0 | 0 | 0 | 0
00 Ret.Exist_Non-FBC_SNCR_ACI & GPM & C2G | 0 | 0 | 0 | 0 | 0 | 0 | 0
00 Ret.Exist_Non-FBC_SNCR_ACI & GPM & C2G & SCR | 0 | 0 | 0 | 0 | 0 | 0 | 0
00 Ret.Exist_Non-FBC_SNCR_ACI & GPM & DRET | 0 | 0 | 0 | 0 | 0 | 0 | 0
00 Ret.Exist_Non-FBC_SNCR_ACI & GPM & NGC | 0 | 0 | 0 | 0 | 0 | 0 | 0
00 Ret.Exist_Non-FBC_SNCR_ACI & GPM & SCR | 0 | 0 | 0 | 0 | 0 | 0 | 0
00 Ret.Exist_Non-FBC_SNCR_ACI & GPM & SCR & DRET | 0 | 0 | 0 | 0 | 0 | 0 | 0
00 Ret.Exist_Non-FBC_SNCR_ACI & GPM & SCR & NGC | 0 | 0 | 0 | 0 | 0 | 0 | 0
00 Ret.Exist_Non-FBC_SNCR_ACI & GPM & WetFGD & SCR & CCS | 0 | 0 | 0 | 0 | 0 | 0 | 0
00 Ret.Exist_Non-FBC_SNCR_ACI & NGC | 0 | 0 | 0 | 0 | 0 | 0 | 0
00 Ret.Exist_Non-FBC_SNCR_ACI & SCR | 0 | 0 | 0 | 0 | 0 | 0 | 0
00 Ret.Exist_Non-FBC_SNCR_ACI & SCR & C2G | 0 | 0 | 0 | 0 | 0 | 0 | 0
00 Ret.Exist_Non-FBC_SNCR_ACI & SCR & DRET | 0 | 0 | 0 | 0 | 0 | 0 | 0
00 Ret.Exist_Non-FBC_SNCR_ACI & SCR & NGC | 0 | 0 | 0 | 0 | 0 | 0 | 0
00 Ret.Exist_Non-FBC_SNCR_ACI & SCR & WetFGD & CCS | 0 | 0 | 0 | 0 | 0 | 0 | 0
00 Ret.Exist_Non-FBC_SNCR_ACI_DSI & C2G | 0 | 0 | 0 | 0 | 0 | 0 | 0
00 Ret.Exist_Non-FBC_SNCR_ACI_DSI & C2G & SCR | 0 | 0 | 0 | 0 | 0 | 0 | 0
00 Ret.Exist_Non-FBC_SNCR_ACI_DSI & DCCS | 0 | 0 | 0 | 0 | 0 | 0 | 0
00 Ret.Exist_Non-FBC_SNCR_ACI_DSI & DCCS & WetFGD & SCR & CCS | 0 | 0 | 0 | 0 | 0 | 0 | 0
00 Ret.Exist_Non-FBC_SNCR_ACI_DSI & DRET | 0 | 0 | 0 | 0 | 0 | 0 | 0
00 Ret.Exist_Non-FBC_SNCR_ACI_DSI & GPM | 0 | 0 | 0 | 0 | 0 | 0 | 0
00 Ret.Exist_Non-FBC_SNCR_ACI_DSI & GPM & C2G | 0 | 0 | 0 | 0 | 0 | 0 | 0
00 Ret.Exist_Non-FBC_SNCR_ACI_DSI & GPM & C2G & SCR | 0 | 0 | 0 | 0 | 0 | 0 | 0
00 Ret.Exist_Non-FBC_SNCR_ACI_DSI & GPM & DRET | 0 | 0 | 0 | 0 | 0 | 0 | 0
00 Ret.Exist_Non-FBC_SNCR_ACI_DSI & GPM & NGC | 0 | 0 | 0 | 0 | 0 | 0 | 0
00 Ret.Exist_Non-FBC_SNCR_ACI_DSI & GPM & SCR | 0 | 0 | 0 | 0 | 0 | 0 | 0
00 Ret.Exist_Non-FBC_SNCR_ACI_DSI & GPM & SCR & DRET | 0 | 0 | 0 | 0 | 0 | 0 | 0
00 Ret.Exist_Non-FBC_SNCR_ACI_DSI & GPM & SCR & NGC | 0 | 0 | 0 | 0 | 0 | 0 | 0
00 Ret.Exist_Non-FBC_SNCR_ACI_DSI & GPM & WetFGD & SCR & CCS | 0 | 0 | 0 | 0 | 0 | 0 | 0
00 Ret.Exist_Non-FBC_SNCR_ACI_DSI & NGC | 0 | 0 | 0 | 0 | 0 | 0 | 0
00 Ret.Exist_Non-FBC_SNCR_ACI_DSI & SCR | 0 | 0 | 0 | 0 | 0 | 0 | 0
00 Ret.Exist_Non-FBC_SNCR_ACI_DSI & SCR & C2G | 0 | 0 | 0 | 0 | 0 | 0 | 0
00 Ret.Exist_Non-FBC_SNCR_ACI_DSI & SCR & DRET | 0 | 0 | 0 | 0 | 0 | 0 | 0
00 Ret.Exist_Non-FBC_SNCR_ACI_DSI & SCR & NGC | 0 | 0 | 0 | 0 | 0 | 0 | 0
00 Ret.Exist_Non-FBC_SNCR_ACI_DSI & SCR & WetFGD & CCS | 0 | 0 | 0 | 0 | 0 | 0 | 0
00 Ret.Exist_Non-FBC_WetFGD & ACI | 0 | 0 | 0 | 0 | 0 | 0 | 0
00 Ret.Exist_Non-FBC_WetFGD & ACI & C2G | 0 | 0 | 0 | 0 | 0 | 0 | 0
00 Ret.Exist_Non-FBC_WetFGD & ACI & C2G & SCR | 0 | 0 | 0 | 0 | 0 | 0 | 0
00 Ret.Exist_Non-FBC_WetFGD & ACI & DRET | 0 | 0 | 0 | 0 | 0 | 0 | 0
00 Ret.Exist_Non-FBC_WetFGD & ACI & GPM | 0 | 0 | 0 | 0 | 0 | 0 | 0
00 Ret.Exist_Non-FBC_WetFGD & ACI & GPM & C2G | 0 | 0 | 0 | 0 | 0 | 0 | 0
00 Ret.Exist_Non-FBC_WetFGD & ACI & GPM & C2G & SCR | 0 | 0 | 0 | 0 | 0 | 0 | 0
00 Ret.Exist_Non-FBC_WetFGD & ACI & GPM & DRET | 0 | 0 | 0 | 0 | 0 | 0 | 0
00 Ret.Exist_Non-FBC_WetFGD & ACI & GPM & NGC | 0 | 0 | 0 | 0 | 0 | 0 | 0
00 Ret.Exist_Non-FBC_WetFGD & ACI & GPM & SCR | 0 | 0 | 0 | 0 | 0 | 0 | 0
00 Ret.Exist_Non-FBC_WetFGD & ACI & GPM & SCR & CCS | 0 | 0 | 0 | 0 | 0 | 0 | 0
00 Ret.Exist_Non-FBC_WetFGD & ACI & GPM & SCR & DRET | 0 | 0 | 0 | 0 | 0 | 0 | 0
00 Ret.Exist_Non-FBC_WetFGD & ACI & GPM & SCR & NGC | 0 | 0 | 0 | 0 | 0 | 0 | 0
00 Ret.Exist_Non-FBC_WetFGD & ACI & GPM & SNCR | 0 | 0 | 0 | 0 | 0 | 0 | 0
00 Ret.Exist_Non-FBC_WetFGD & ACI & GPM & SNCR & DRET | 0 | 0 | 0 | 0 | 0 | 0 | 0
00 Ret.Exist_Non-FBC_WetFGD & ACI & GPM & SNCR & NGC | 0 | 0 | 0 | 0 | 0 | 0 | 0
00 Ret.Exist_Non-FBC_WetFGD & ACI & NGC | 0 | 0 | 0 | 0 | 0 | 0 | 0
00 Ret.Exist_Non-FBC_WetFGD & ACI & SCR | 0 | 0 | 0 | 0 | 0 | 0 | 0
00 Ret.Exist_Non-FBC_WetFGD & ACI & SCR & CCS | 0 | 0 | 0 | 0 | 0 | 0 | 0
00 Ret.Exist_Non-FBC_WetFGD & ACI & SCR & DRET | 0 | 0 | 0 | 0 | 0 | 0 | 0
00 Ret.Exist_Non-FBC_WetFGD & ACI & SCR & NGC | 0 | 0 | 0 | 0 | 0 | 0 | 0
00 Ret.Exist_Non-FBC_WetFGD & ACI & SNCR | 0 | 0 | 0 | 0 | 0 | 0 | 0
00 Ret.Exist_Non-FBC_WetFGD & ACI & SNCR & DRET | 0 | 0 | 0 | 0 | 0 | 0 | 0
00 Ret.Exist_Non-FBC_WetFGD & ACI & SNCR & NGC | 0 | 0 | 0 | 0 | 0 | 0 | 0
00 Ret.Exist_Non-FBC_WetFGD & C2G | 0 | 0 | 0 | 0 | 0 | 0 | 0
00 Ret.Exist_Non-FBC_WetFGD & C2G & SCR | 0 | 0 | 0 | 0 | 0 | 0 | 0
00 Ret.Exist_Non-FBC_WetFGD & DRET | 0 | 0 | 0 | 0 | 0 | 0 | 0
00 Ret.Exist_Non-FBC_WetFGD & DCCS | 0 | 0 | 0 | 0 | 0 | 0 | 0
00 Ret.Exist_Non-FBC_WetFGD & DCCS & SCR & CCS | 0 | 0 | 0 | 0 | 0 | 0 | 0
00 Ret.Exist_Non-FBC_WetFGD & GPM | 0 | 0 | 0 | 0 | 0 | 0 | 0
00 Ret.Exist_Non-FBC_WetFGD & GPM & C2G | 0 | 0 | 0 | 0 | 0 | 0 | 0
00 Ret.Exist_Non-FBC_WetFGD & GPM & C2G & SCR | 0 | 0 | 0 | 0 | 0 | 0 | 0
00 Ret.Exist_Non-FBC_WetFGD & GPM & DRET | 0 | 0 | 0 | 0 | 0 | 0 | 0
00 Ret.Exist_Non-FBC_WetFGD & GPM & NGC | 0 | 0 | 0 | 0 | 0 | 0 | 0
00 Ret.Exist_Non-FBC_WetFGD & GPM & SCR | 0 | 0 | 0 | 0 | 0 | 0 | 0
00 Ret.Exist_Non-FBC_WetFGD & GPM & SCR & CCS | 0 | 0 | 0 | 0 | 0 | 0 | 0
00 Ret.Exist_Non-FBC_WetFGD & GPM & SCR & DRET | 0 | 0 | 0 | 0 | 0 | 0 | 0
00 Ret.Exist_Non-FBC_WetFGD & GPM & SCR & NGC | 0 | 0 | 0 | 0 | 0 | 0 | 0
00 Ret.Exist_Non-FBC_WetFGD & GPM & SNCR | 0 | 0 | 0 | 0 | 0 | 0 | 0
00 Ret.Exist_Non-FBC_WetFGD & GPM & SNCR & DRET | 0 | 0 | 0 | 0 | 0 | 0 | 0
00 Ret.Exist_Non-FBC_WetFGD & GPM & SNCR & NGC | 0 | 0 | 0 | 0 | 0 | 0 | 0
00 Ret.Exist_Non-FBC_WetFGD & NGC | 0 | 0 | 0 | 0 | 0 | 0 | 0
00 Ret.Exist_Non-FBC_WetFGD & SCR | 0 | 0 | 0 | 0 | 0 | 0 | 0
00 Ret.Exist_Non-FBC_WetFGD & SCR & C2G | 0 | 0 | 0 | 0 | 0 | 0 | 0
00 Ret.Exist_Non-FBC_WetFGD & SCR & CCS | 0 | 0 | 0 | 0 | 0 | 0 | 0
00 Ret.Exist_Non-FBC_WetFGD & SCR & DRET | 0 | 0 | 0 | 0 | 0 | 0 | 0
00 Ret.Exist_Non-FBC_WetFGD & SCR & NGC | 0 | 0 | 0 | 0 | 0 | 0 | 0
00 Ret.Exist_Non-FBC_WetFGD & SNCR | 0 | 0 | 0 | 0 | 0 | 0 | 0
00 Ret.Exist_Non-FBC_WetFGD & SNCR & C2G | 0 | 0 | 0 | 0 | 0 | 0 | 0
00 Ret.Exist_Non-FBC_WetFGD & SNCR & DRET | 0 | 0 | 0 | 0 | 0 | 0 | 0
00 Ret.Exist_Non-FBC_WetFGD & SNCR & NGC | 0 | 0 | 0 | 0 | 0 | 0 | 0
00 Ret.Exist_Non-FBC_WetFGD_ACI & C2G | 0 | 0 | 0 | 0 | 0 | 0 | 0
00 Ret.Exist_Non-FBC_WetFGD_ACI & C2G & SCR | 0 | 0 | 0 | 0 | 0 | 0 | 0
00 Ret.Exist_Non-FBC_WetFGD_ACI & DCCS | 0 | 0 | 0 | 0 | 0 | 0 | 0
00 Ret.Exist_Non-FBC_WetFGD_ACI & DCCS & SCR & CCS | 0 | 0 | 0 | 0 | 0 | 0 | 0
00 Ret.Exist_Non-FBC_WetFGD_ACI & DRET | 0 | 0 | 0 | 0 | 0 | 0 | 0
00 Ret.Exist_Non-FBC_WetFGD_ACI & GPM | 0 | 0 | 0 | 0 | 0 | 0 | 0
00 Ret.Exist_Non-FBC_WetFGD_ACI & GPM & C2G | 0 | 0 | 0 | 0 | 0 | 0 | 0
00 Ret.Exist_Non-FBC_WetFGD_ACI & GPM & C2G & SCR | 0 | 0 | 0 | 0 | 0 | 0 | 0
00 Ret.Exist_Non-FBC_WetFGD_ACI & GPM & DRET | 0 | 0 | 0 | 0 | 0 | 0 | 0
00 Ret.Exist_Non-FBC_WetFGD_ACI & GPM & NGC | 0 | 0 | 0 | 0 | 0 | 0 | 0
00 Ret.Exist_Non-FBC_WetFGD_ACI & GPM & SCR | 0 | 0 | 0 | 0 | 0 | 0 | 0
00 Ret.Exist_Non-FBC_WetFGD_ACI & GPM & SCR & CCS | 0 | 0 | 0 | 0 | 0 | 0 | 0
00 Ret.Exist_Non-FBC_WetFGD_ACI & GPM & SCR & DRET | 0 | 0 | 0 | 0 | 0 | 0 | 0
00 Ret.Exist_Non-FBC_WetFGD_ACI & GPM & SCR & NGC | 0 | 0 | 0 | 0 | 0 | 0 | 0
00 Ret.Exist_Non-FBC_WetFGD_ACI & GPM & SNCR | 0 | 0 | 0 | 0 | 0 | 0 | 0
00 Ret.Exist_Non-FBC_WetFGD_ACI & GPM & SNCR & DRET | 0 | 0 | 0 | 0 | 0 | 0 | 0
00 Ret.Exist_Non-FBC_WetFGD_ACI & GPM & SNCR & NGC | 0 | 0 | 0 | 0 | 0 | 0 | 0
00 Ret.Exist_Non-FBC_WetFGD_ACI & NGC | 0 | 0 | 0 | 0 | 0 | 0 | 0
00 Ret.Exist_Non-FBC_WetFGD_ACI & SCR | 0 | 0 | 0 | 0 | 0 | 0 | 0
00 Ret.Exist_Non-FBC_WetFGD_ACI & SCR & C2G | 0 | 0 | 0 | 0 | 0 | 0 | 0
00 Ret.Exist_Non-FBC_WetFGD_ACI & SCR & CCS | 0 | 0 | 0 | 0 | 0 | 0 | 0
00 Ret.Exist_Non-FBC_WetFGD_ACI & SCR & DRET | 0 | 0 | 0 | 0 | 0 | 0 | 0
00 Ret.Exist_Non-FBC_WetFGD_ACI & SCR & NGC | 0 | 0 | 0 | 0 | 0 | 0 | 0
00 Ret.Exist_Non-FBC_WetFGD_ACI & SNCR | 0 | 0 | 0 | 0 | 0 | 0 | 0
00 Ret.Exist_Non-FBC_WetFGD_ACI & SNCR & C2G | 0 | 0 | 0 | 0 | 0 | 0 | 0
00 Ret.Exist_Non-FBC_WetFGD_ACI & SNCR & DRET | 0 | 0 | 0 | 0 | 0 | 0 | 0
00 Ret.Exist_Non-FBC_WetFGD_ACI & SNCR & NGC | 0 | 0 | 0 | 0 | 0 | 0 | 0
00 Ret.Exist_Non-FBC_WetFGD_ACI_DSI & C2G | 0 | 0 | 0 | 0 | 0 | 0 | 0
00 Ret.Exist_Non-FBC_WetFGD_ACI_DSI & C2G & SCR | 0 | 0 | 0 | 0 | 0 | 0 | 0
00 Ret.Exist_Non-FBC_WetFGD_ACI_DSI & DCCS | 0 | 0 | 0 | 0 | 0 | 0 | 0
00 Ret.Exist_Non-FBC_WetFGD_ACI_DSI & DCCS & SCR & CCS | 0 | 0 | 0 | 0 | 0 | 0 | 0
00 Ret.Exist_Non-FBC_WetFGD_ACI_DSI & DRET | 0 | 0 | 0 | 0 | 0 | 0 | 0
00 Ret.Exist_Non-FBC_WetFGD_ACI_DSI & GPM | 0 | 0 | 0 | 0 | 0 | 0 | 0
00 Ret.Exist_Non-FBC_WetFGD_ACI_DSI & GPM & C2G | 0 | 0 | 0 | 0 | 0 | 0 | 0
00 Ret.Exist_Non-FBC_WetFGD_ACI_DSI & GPM & C2G & SCR | 0 | 0 | 0 | 0 | 0 | 0 | 0
00 Ret.Exist_Non-FBC_WetFGD_ACI_DSI & GPM & DRET | 0 | 0 | 0 | 0 | 0 | 0 | 0
00 Ret.Exist_Non-FBC_WetFGD_ACI_DSI & GPM & NGC | 0 | 0 | 0 | 0 | 0 | 0 | 0
00 Ret.Exist_Non-FBC_WetFGD_ACI_DSI & GPM & SCR | 0 | 0 | 0 | 0 | 0 | 0 | 0
00 Ret.Exist_Non-FBC_WetFGD_ACI_DSI & GPM & SCR & CCS | 0 | 0 | 0 | 0 | 0 | 0 | 0
00 Ret.Exist_Non-FBC_WetFGD_ACI_DSI & GPM & SCR & DRET | 0 | 0 | 0 | 0 | 0 | 0 | 0
00 Ret.Exist_Non-FBC_WetFGD_ACI_DSI & GPM & SCR & NGC | 0 | 0 | 0 | 0 | 0 | 0 | 0
00 Ret.Exist_Non-FBC_WetFGD_ACI_DSI & GPM & SNCR | 0 | 0 | 0 | 0 | 0 | 0 | 0
00 Ret.Exist_Non-FBC_WetFGD_ACI_DSI & GPM & SNCR & DRET | 0 | 0 | 0 | 0 | 0 | 0 | 0
00 Ret.Exist_Non-FBC_WetFGD_ACI_DSI & GPM & SNCR & NGC | 0 | 0 | 0 | 0 | 0 | 0 | 0
00 Ret.Exist_Non-FBC_WetFGD_ACI_DSI & NGC | 0 | 0 | 0 | 0 | 0 | 0 | 0
00 Ret.Exist_Non-FBC_WetFGD_ACI_DSI & SCR | 0 | 0 | 0 | 0 | 0 | 0 | 0
00 Ret.Exist_Non-FBC_WetFGD_ACI_DSI & SCR & C2G | 0 | 0 | 0 | 0 | 0 | 0 | 0
00 Ret.Exist_Non-FBC_WetFGD_ACI_DSI & SCR & CCS | 0 | 0 | 0 | 0 | 0 | 0 | 0
00 Ret.Exist_Non-FBC_WetFGD_ACI_DSI & SCR & DRET | 0 | 0 | 0 | 0 | 0 | 0 | 0
00 Ret.Exist_Non-FBC_WetFGD_ACI_DSI & SCR & NGC | 0 | 0 | 0 | 0 | 0 | 0 | 0
00 Ret.Exist_Non-FBC_WetFGD_ACI_DSI & SNCR | 0 | 0 | 0 | 0 | 0 | 0 | 0
00 Ret.Exist_Non-FBC_WetFGD_ACI_DSI & SNCR & C2G | 0 | 0 | 0 | 0 | 0 | 0 | 0
00 Ret.Exist_Non-FBC_WetFGD_ACI_DSI & SNCR & DRET | 0 | 0 | 0 | 0 | 0 | 0 | 0
00 Ret.Exist_Non-FBC_WetFGD_ACI_DSI & SNCR & NGC | 0 | 0 | 0 | 0 | 0 | 0 | 0
00 Ret.Exist_Non-FBC_WetFGD_SCR & ACI | 0 | 0 | 0 | 0 | 0 | 0 | 0
00 Ret.Exist_Non-FBC_WetFGD_SCR & ACI & C2G | 0 | 0 | 0 | 0 | 0 | 0 | 0
00 Ret.Exist_Non-FBC_WetFGD_SCR & ACI & CCS | 0 | 0 | 0 | 0 | 0 | 0 | 0
00 Ret.Exist_Non-FBC_WetFGD_SCR & DCCS | 0 | 0 | 0 | 0 | 0 | 0 | 0
00 Ret.Exist_Non-FBC_WetFGD_SCR & DCCS & CCS | 0 | 0 | 0 | 0 | 0 | 0 | 0
00 Ret.Exist_Non-FBC_WetFGD_SCR & ACI & DRET | 0 | 0 | 0 | 0 | 0 | 0 | 0
00 Ret.Exist_Non-FBC_WetFGD_SCR & ACI & GPM | 0 | 0 | 0 | 0 | 0 | 0 | 0
00 Ret.Exist_Non-FBC_WetFGD_SCR & ACI & GPM & C2G | 0 | 0 | 0 | 0 | 0 | 0 | 0
00 Ret.Exist_Non-FBC_WetFGD_SCR & ACI & GPM & CCS | 0 | 0 | 0 | 0 | 0 | 0 | 0
00 Ret.Exist_Non-FBC_WetFGD_SCR & ACI & GPM & DRET | 0 | 0 | 0 | 0 | 0 | 0 | 0
00 Ret.Exist_Non-FBC_WetFGD_SCR & ACI & GPM & NGC | 0 | 0 | 0 | 0 | 0 | 0 | 0
00 Ret.Exist_Non-FBC_WetFGD_SCR & ACI & NGC | 0 | 0 | 0 | 0 | 0 | 0 | 0
00 Ret.Exist_Non-FBC_WetFGD_SCR & C2G | 0 | 0 | 0 | 0 | 0 | 0 | 0
00 Ret.Exist_Non-FBC_WetFGD_SCR & CCS | 0 | 0 | 0 | 0 | 0 | 0 | 0
00 Ret.Exist_Non-FBC_WetFGD_SCR & DRET | 0 | 0 | 0 | 0 | 0 | 0 | 0
00 Ret.Exist_Non-FBC_WetFGD_SCR & GPM | 0 | 0 | 0 | 0 | 0 | 0 | 0
00 Ret.Exist_Non-FBC_WetFGD_SCR & GPM & C2G | 0 | 0 | 0 | 0 | 0 | 0 | 0
00 Ret.Exist_Non-FBC_WetFGD_SCR & GPM & CCS | 0 | 0 | 0 | 0 | 0 | 0 | 0
00 Ret.Exist_Non-FBC_WetFGD_SCR & GPM & DRET | 0 | 0 | 0 | 0 | 0 | 0 | 0
00 Ret.Exist_Non-FBC_WetFGD_SCR & GPM & NGC | 0 | 0 | 0 | 0 | 0 | 0 | 0
00 Ret.Exist_Non-FBC_WetFGD_SCR & NGC | 0 | 0 | 0 | 0 | 0 | 0 | 0
00 Ret.Exist_Non-FBC_WetFGD_SCR_ACI & C2G | 0 | 0 | 0 | 0 | 0 | 0 | 0
00 Ret.Exist_Non-FBC_WetFGD_SCR_ACI & CCS | 0 | 0 | 0 | 0 | 0 | 0 | 0
00 Ret.Exist_Non-FBC_WetFGD_SCR_ACI & DCCS | 0 | 0 | 0 | 0 | 0 | 0 | 0
00 Ret.Exist_Non-FBC_WetFGD_SCR_ACI & DCCS & CCS | 0 | 0 | 0 | 0 | 0 | 0 | 0
00 Ret.Exist_Non-FBC_WetFGD_SCR_ACI & DRET | 0 | 0 | 0 | 0 | 0 | 0 | 0
00 Ret.Exist_Non-FBC_WetFGD_SCR_ACI & GPM | 0 | 0 | 0 | 0 | 0 | 0 | 0
00 Ret.Exist_Non-FBC_WetFGD_SCR_ACI & GPM & C2G | 0 | 0 | 0 | 0 | 0 | 0 | 0
00 Ret.Exist_Non-FBC_WetFGD_SCR_ACI & GPM & CCS | 0 | 0 | 0 | 0 | 0 | 0 | 0
00 Ret.Exist_Non-FBC_WetFGD_SCR_ACI & GPM & DRET | 0 | 0 | 0 | 0 | 0 | 0 | 0
00 Ret.Exist_Non-FBC_WetFGD_SCR_ACI & GPM & NGC | 0 | 0 | 0 | 0 | 0 | 0 | 0
00 Ret.Exist_Non-FBC_WetFGD_SCR_ACI & NGC | 0 | 0 | 0 | 0 | 0 | 0 | 0
00 Ret.Exist_Non-FBC_WetFGD_SCR_ACI_DSI & C2G | 0 | 0 | 0 | 0 | 0 | 0 | 0
00 Ret.Exist_Non-FBC_WetFGD_SCR_ACI_DSI & CCS | 0 | 0 | 0 | 0 | 0 | 0 | 0
00 Ret.Exist_Non-FBC_WetFGD_SCR_ACI_DSI & DCCS | 0 | 0 | 0 | 0 | 0 | 0 | 0
00 Ret.Exist_Non-FBC_WetFGD_SCR_ACI_DSI & DCCS & CCS | 0 | 0 | 0 | 0 | 0 | 0 | 0
00 Ret.Exist_Non-FBC_WetFGD_SCR_ACI_DSI & DRET | 0 | 0 | 0 | 0 | 0 | 0 | 0
00 Ret.Exist_Non-FBC_WetFGD_SCR_ACI_DSI & GPM | 0 | 0 | 0 | 0 | 0 | 0 | 0
00 Ret.Exist_Non-FBC_WetFGD_SCR_ACI_DSI & GPM & C2G | 0 | 0 | 0 | 0 | 0 | 0 | 0
00 Ret.Exist_Non-FBC_WetFGD_SCR_ACI_DSI & GPM & CCS | 0 | 0 | 0 | 0 | 0 | 0 | 0
00 Ret.Exist_Non-FBC_WetFGD_SCR_ACI_DSI & GPM & DRET | 0 | 0 | 0 | 0 | 0 | 0 | 0
00 Ret.Exist_Non-FBC_WetFGD_SCR_ACI_DSI & GPM & NGC | 0 | 0 | 0 | 0 | 0 | 0 | 0
00 Ret.Exist_Non-FBC_WetFGD_SCR_ACI_DSI & NGC | 0 | 0 | 0 | 0 | 0 | 0 | 0
00 Ret.Exist_Non-FBC_WetFGD_SCR_DSI & ACI | 0 | 0 | 0 | 0 | 0 | 0 | 0
00 Ret.Exist_Non-FBC_WetFGD_SCR_DSI & ACI & C2G | 0 | 0 | 0 | 0 | 0 | 0 | 0
00 Ret.Exist_Non-FBC_WetFGD_SCR_DSI & ACI & CCS | 0 | 0 | 0 | 0 | 0 | 0 | 0
00 Ret.Exist_Non-FBC_WetFGD_SCR_DSI & ACI & DRET | 0 | 0 | 0 | 0 | 0 | 0 | 0
00 Ret.Exist_Non-FBC_WetFGD_SCR_DSI & ACI & GPM | 0 | 0 | 0 | 0 | 0 | 0 | 0
00 Ret.Exist_Non-FBC_WetFGD_SCR_DSI & ACI & GPM & C2G | 0 | 0 | 0 | 0 | 0 | 0 | 0
00 Ret.Exist_Non-FBC_WetFGD_SCR_DSI & ACI & GPM & CCS | 0 | 0 | 0 | 0 | 0 | 0 | 0
00 Ret.Exist_Non-FBC_WetFGD_SCR_DSI & ACI & GPM & DRET | 0 | 0 | 0 | 0 | 0 | 0 | 0
00 Ret.Exist_Non-FBC_WetFGD_SCR_DSI & ACI & GPM & NGC | 0 | 0 | 0 | 0 | 0 | 0 | 0
00 Ret.Exist_Non-FBC_WetFGD_SCR_DSI & ACI & NGC | 0 | 0 | 0 | 0 | 0 | 0 | 0
00 Ret.Exist_Non-FBC_WetFGD_SCR_DSI & C2G | 0 | 0 | 0 | 0 | 0 | 0 | 0
00 Ret.Exist_Non-FBC_WetFGD_SCR_DSI & CCS | 0 | 0 | 0 | 0 | 0 | 0 | 0
00 Ret.Exist_Non-FBC_WetFGD_SCR_DSI & DCCS | 0 | 0 | 0 | 0 | 0 | 0 | 0
00 Ret.Exist_Non-FBC_WetFGD_SCR_DSI & DCCS & CCS | 0 | 0 | 0 | 0 | 0 | 0 | 0
00 Ret.Exist_Non-FBC_WetFGD_SCR_DSI & DRET | 0 | 0 | 0 | 0 | 0 | 0 | 0
00 Ret.Exist_Non-FBC_WetFGD_SCR_DSI & GPM | 0 | 0 | 0 | 0 | 0 | 0 | 0
00 Ret.Exist_Non-FBC_WetFGD_SCR_DSI & GPM & C2G | 0 | 0 | 0 | 0 | 0 | 0 | 0
00 Ret.Exist_Non-FBC_WetFGD_SCR_DSI & GPM & CCS | 0 | 0 | 0 | 0 | 0 | 0 | 0
00 Ret.Exist_Non-FBC_WetFGD_SCR_DSI & GPM & DRET | 0 | 0 | 0 | 0 | 0 | 0 | 0
00 Ret.Exist_Non-FBC_WetFGD_SCR_DSI & GPM & NGC | 0 | 0 | 0 | 0 | 0 | 0 | 0
00 Ret.Exist_Non-FBC_WetFGD_SCR_DSI & NGC | 0 | 0 | 0 | 0 | 0 | 0 | 0
00 Ret.Exist_Non-FBC_WetFGD_SNCR & ACI | 0 | 0 | 0 | 0 | 0 | 0 | 0
00 Ret.Exist_Non-FBC_WetFGD_SNCR & ACI & C2G | 0 | 0 | 0 | 0 | 0 | 0 | 0
00 Ret.Exist_Non-FBC_WetFGD_SNCR & ACI & C2G & SCR | 0 | 0 | 0 | 0 | 0 | 0 | 0
00 Ret.Exist_Non-FBC_WetFGD_SNCR & ACI & DRET | 0 | 0 | 0 | 0 | 0 | 0 | 0
00 Ret.Exist_Non-FBC_WetFGD_SNCR & ACI & GPM | 0 | 0 | 0 | 0 | 0 | 0 | 0
00 Ret.Exist_Non-FBC_WetFGD_SNCR & ACI & GPM & C2G | 0 | 0 | 0 | 0 | 0 | 0 | 0
00 Ret.Exist_Non-FBC_WetFGD_SNCR & ACI & GPM & C2G & SCR | 0 | 0 | 0 | 0 | 0 | 0 | 0
00 Ret.Exist_Non-FBC_WetFGD_SNCR & ACI & GPM & DRET | 0 | 0 | 0 | 0 | 0 | 0 | 0
00 Ret.Exist_Non-FBC_WetFGD_SNCR & ACI & GPM & NGC | 0 | 0 | 0 | 0 | 0 | 0 | 0
00 Ret.Exist_Non-FBC_WetFGD_SNCR & ACI & GPM & SCR | 0 | 0 | 0 | 0 | 0 | 0 | 0
00 Ret.Exist_Non-FBC_WetFGD_SNCR & ACI & GPM & SCR & CCS | 0 | 0 | 0 | 0 | 0 | 0 | 0
00 Ret.Exist_Non-FBC_WetFGD_SNCR & ACI & GPM & SCR & DRET | 0 | 0 | 0 | 0 | 0 | 0 | 0
00 Ret.Exist_Non-FBC_WetFGD_SNCR & ACI & GPM & SCR & NGC | 0 | 0 | 0 | 0 | 0 | 0 | 0
00 Ret.Exist_Non-FBC_WetFGD_SNCR & ACI & NGC | 0 | 0 | 0 | 0 | 0 | 0 | 0
00 Ret.Exist_Non-FBC_WetFGD_SNCR & ACI & SCR | 0 | 0 | 0 | 0 | 0 | 0 | 0
00 Ret.Exist_Non-FBC_WetFGD_SNCR & ACI & SCR & CCS | 0 | 0 | 0 | 0 | 0 | 0 | 0
00 Ret.Exist_Non-FBC_WetFGD_SNCR & ACI & SCR & DRET | 0 | 0 | 0 | 0 | 0 | 0 | 0
00 Ret.Exist_Non-FBC_WetFGD_SNCR & ACI & SCR & NGC | 0 | 0 | 0 | 0 | 0 | 0 | 0
00 Ret.Exist_Non-FBC_WetFGD_SNCR & C2G | 0 | 0 | 0 | 0 | 0 | 0 | 0
00 Ret.Exist_Non-FBC_WetFGD_SNCR & C2G & SCR | 0 | 0 | 0 | 0 | 0 | 0 | 0
00 Ret.Exist_Non-FBC_WetFGD_SNCR & DCCS | 0 | 0 | 0 | 0 | 0 | 0 | 0
00 Ret.Exist_Non-FBC_WetFGD_SNCR & DCCS & SCR & CCS | 0 | 0 | 0 | 0 | 0 | 0 | 0
00 Ret.Exist_Non-FBC_WetFGD_SNCR & DRET | 0 | 0 | 0 | 0 | 0 | 0 | 0
00 Ret.Exist_Non-FBC_WetFGD_SNCR & GPM | 0 | 0 | 0 | 0 | 0 | 0 | 0
00 Ret.Exist_Non-FBC_WetFGD_SNCR & GPM & C2G | 0 | 0 | 0 | 0 | 0 | 0 | 0
00 Ret.Exist_Non-FBC_WetFGD_SNCR & GPM & C2G & SCR | 0 | 0 | 0 | 0 | 0 | 0 | 0
00 Ret.Exist_Non-FBC_WetFGD_SNCR & GPM & DRET | 0 | 0 | 0 | 0 | 0 | 0 | 0
00 Ret.Exist_Non-FBC_WetFGD_SNCR & GPM & NGC | 0 | 0 | 0 | 0 | 0 | 0 | 0
00 Ret.Exist_Non-FBC_WetFGD_SNCR & GPM & SCR | 0 | 0 | 0 | 0 | 0 | 0 | 0
00 Ret.Exist_Non-FBC_WetFGD_SNCR & GPM & SCR & CCS | 0 | 0 | 0 | 0 | 0 | 0 | 0
00 Ret.Exist_Non-FBC_WetFGD_SNCR & GPM & SCR & DRET | 0 | 0 | 0 | 0 | 0 | 0 | 0
00 Ret.Exist_Non-FBC_WetFGD_SNCR & GPM & SCR & NGC | 0 | 0 | 0 | 0 | 0 | 0 | 0
00 Ret.Exist_Non-FBC_WetFGD_SNCR & NGC | 0 | 0 | 0 | 0 | 0 | 0 | 0
00 Ret.Exist_Non-FBC_WetFGD_SNCR & SCR | 0 | 0 | 0 | 0 | 0 | 0 | 0
00 Ret.Exist_Non-FBC_WetFGD_SNCR & SCR & C2G | 0 | 0 | 0 | 0 | 0 | 0 | 0
00 Ret.Exist_Non-FBC_WetFGD_SNCR & SCR & CCS | 0 | 0 | 0 | 0 | 0 | 0 | 0
00 Ret.Exist_Non-FBC_WetFGD_SNCR & SCR & DRET | 0 | 0 | 0 | 0 | 0 | 0 | 0
00 Ret.Exist_Non-FBC_WetFGD_SNCR & SCR & NGC | 0 | 0 | 0 | 0 | 0 | 0 | 0
00 Ret.Exist_Non-FBC_WetFGD_SNCR_ACI & C2G | 0 | 0 | 0 | 0 | 0 | 0 | 0
00 Ret.Exist_Non-FBC_WetFGD_SNCR_ACI & C2G & SCR | 0 | 0 | 0 | 0 | 0 | 0 | 0
00 Ret.Exist_Non-FBC_WetFGD_SNCR_ACI & DCCS | 0 | 0 | 0 | 0 | 0 | 0 | 0
00 Ret.Exist_Non-FBC_WetFGD_SNCR_ACI & DCCS & SCR & CCS | 0 | 0 | 0 | 0 | 0 | 0 | 0
00 Ret.Exist_Non-FBC_WetFGD_SNCR_ACI & DRET | 0 | 0 | 0 | 0 | 0 | 0 | 0
00 Ret.Exist_Non-FBC_WetFGD_SNCR_ACI & GPM | 0 | 0 | 0 | 0 | 0 | 0 | 0
00 Ret.Exist_Non-FBC_WetFGD_SNCR_ACI & GPM & C2G | 0 | 0 | 0 | 0 | 0 | 0 | 0
00 Ret.Exist_Non-FBC_WetFGD_SNCR_ACI & GPM & C2G & SCR | 0 | 0 | 0 | 0 | 0 | 0 | 0
00 Ret.Exist_Non-FBC_WetFGD_SNCR_ACI & GPM & DRET | 0 | 0 | 0 | 0 | 0 | 0 | 0
00 Ret.Exist_Non-FBC_WetFGD_SNCR_ACI & GPM & NGC | 0 | 0 | 0 | 0 | 0 | 0 | 0
00 Ret.Exist_Non-FBC_WetFGD_SNCR_ACI & GPM & SCR | 0 | 0 | 0 | 0 | 0 | 0 | 0
00 Ret.Exist_Non-FBC_WetFGD_SNCR_ACI & GPM & SCR & CCS | 0 | 0 | 0 | 0 | 0 | 0 | 0
00 Ret.Exist_Non-FBC_WetFGD_SNCR_ACI & GPM & SCR & DRET | 0 | 0 | 0 | 0 | 0 | 0 | 0
00 Ret.Exist_Non-FBC_WetFGD_SNCR_ACI & GPM & SCR & NGC | 0 | 0 | 0 | 0 | 0 | 0 | 0
00 Ret.Exist_Non-FBC_WetFGD_SNCR_ACI & NGC | 0 | 0 | 0 | 0 | 0 | 0 | 0
00 Ret.Exist_Non-FBC_WetFGD_SNCR_ACI & SCR | 0 | 0 | 0 | 0 | 0 | 0 | 0
00 Ret.Exist_Non-FBC_WetFGD_SNCR_ACI & SCR & C2G | 0 | 0 | 0 | 0 | 0 | 0 | 0
00 Ret.Exist_Non-FBC_WetFGD_SNCR_ACI & SCR & CCS | 0 | 0 | 0 | 0 | 0 | 0 | 0
00 Ret.Exist_Non-FBC_WetFGD_SNCR_ACI & SCR & DRET | 0 | 0 | 0 | 0 | 0 | 0 | 0
00 Ret.Exist_Non-FBC_WetFGD_SNCR_ACI & SCR & NGC | 0 | 0 | 0 | 0 | 0 | 0 | 0
00 Existing Combined Cycle Retirement | 0 | 0 | 0 | 0 | 0 | 0 | 0
00 New Combined Cycle Retirement | 0 | 0 | 0 | 0 | 0 | 0 | 0
00 Existing Combustion Turbine Retirement | 0 | 0 | 0 | 0 | 0 | 0 | 0
00 New Combustion Turbine Retirement | 0 | 0 | 0 | 0 | 0 | 0 | 0
00 Oil/Gas Steam Retirement | 0 | 0 | 0 | 0 | 0 | 0 | 0
00 Coal Steam Retirement | 0 | 0 | 0 | 0 | 0 | 0 | 0
00 IGCC Retirement | 0 | 0 | 0 | 0 | 0 | 0 | 0
00 Nuclear Retirement | 0 | 0 | 0 | 0 | 0 | 0 | 0
00 Biomass Retirement | 0 | 0 | 0 | 0 | 0 | 0 | 0
00 Fossil_Other Retirement | 0 | 0 | 0 | 0 | 0 | 0 | 0
00 Fuel Cell Retirement | 0 | 0 | 0 | 0 | 0 | 0 | 0
00 Geothermal Retirement | 0 | 0 | 0 | 0 | 0 | 0 | 0
00 Hydro Retirement | 0 | 0 | 0 | 0 | 0 | 0 | 0
00 Landfill Gas Retirement | 0 | 0 | 0 | 0 | 0 | 0 | 0
00 Non Fossil_Other Retirement | 0 | 0 | 0 | 0 | 0 | 0 | 0
00 Solar Thermal Retirement | 0 | 0 | 0 | 0 | 0 | 0 | 0
00 Exist Dummy | 0 | 0 | 0 | 0 | 0 | 0 | 0
Total | 700263.0003 | 722821.1987 | 775745.7497 | 809763.7308 | 851152.3072 | 900506.6521 | 949428.4324
12a. Generation by Fuel Type [GWh]
Biomass | 13533.7588 | 13660.9699 | 13231.561 | 12534.551 | 12309.3388 | 12491.4875 | 29003.1928
Coal | 8010.5033 | 3462.0876 | 3496.0842 | 5880.7365 | 6425.185 | 8307.0002 | 11953.1406
EnerStor | 2883.0888 | 3142.0741 | 3432.1092 | 3244.9041 | 3785.1491 | 4871.5451 | 6114.7766
Fwaste | 685.9209 | 685.9209 | 685.9209 | 685.9209 | 685.9209 | 685.9209 | 685.9209
Geothermal | 0 | 0 | 0 | 0 | 0 | 0 | 0
Hydro | 406305.727 | 406888.1361 | 406979.5068 | 411890.6463 | 415094.8594 | 416638.7555 | 420740.645
Hydrogen | 0 | 0 | 0 | 0 | 0 | 0 | 0
LF Gas | 611.1461 | 682.1021 | 1117.8821 | 3213.3584 | 3134.4884 | 3124.2104 | 3134.4857
MSW | 67.248 | 67.248 | 67.248 | 67.248 | 67.248 | 67.248 | 67.248
NaturalGas | 68167.0467 | 91974.7231 | 97251.8965 | 76372.641 | 69039.5702 | 70275.0153 | 70448.4295
None | 0 | 0 | 0 | 0 | 0 | 0 | 0
Non-Fossil | 1484.9901 | 1486.8824 | 1486.8824 | 1481.9948 | 1463.061 | 1463.061 | 1463.061
Nuclear | 82260.7338 | 82260.7338 | 82260.7338 | 82260.7338 | 81671.7992 | 82074.3079 | 81989.9442
Oil | 2.0139 | 0.96828 | 0.1859 | 0.25854 | 0.16727 | 0.16667 | 0.13796
Pet. Coke | 0 | 0 | 0 | 0 | 0 | 0 | 0
Pumps | 25.6548 | 42.817 | 48.39 | 44.0576 | 58.6252 | 39.5502 | 34.1572
Solar | 22663.1717 | 22663.1717 | 22663.1717 | 22774.3961 | 23503.617 | 32517.9912 | 38608.9168
Solar-DER | 0 | 0 | 0 | 0 | 0 | 0 | 0
Tires | 0 | 0 | 0 | 0 | 0 | 0 | 0
Waste Coal | 0 | 0 | 0 | 0 | 0 | 0 | 0
Wind | 93561.9965 | 95803.3636 | 143024.1772 | 189312.2838 | 233913.2778 | 267950.3923 | 285184.3761
Total | 700263.0003 | 722821.1987 | 775745.7497 | 809763.7308 | 851152.3072 | 900506.6521 | 949428.4324
13. Generation by Capacity Reporting Type [TBtu]
00 New Combined Cycle | 52.3313 | 53.4765 | 54.5034 | 53.8632 | 55.0165 | 50.3551 | 47.5256
00 New Combined Cycle with CCS Retrofit | 0 | 0 | 0 | 0 | 0 | 0 | 0
00 New Combined Cycle with CF Limit | 0 | 0 | 0 | 0 | 0 | 0 | 0
00 New Combined Cycle with HRI Retrofit | 0 | 0 | 0 | 0 | 0 | 0 | 0
00 New Combined Cycle with Hydrogen Retrofit | 0 | 0 | 0 | 0 | 0 | 0 | 0
00 New Combined Cycle with Hydrogen Retrofit Undone | 0 | 0 | 0 | 0 | 0 | 0 | 0
00 New Combined Cycle with CCS | 0 | 0 | 0 | 0 | 0 | 0 | 0
00 New Combustion Turbine | 0.032568 | 0.018935 | 0.008992 | 0.0096251 | 0.2503 | 0.24919 | 0.6395
00 New Combustion Turbine with HRI Retrofit | 0 | 0 | 0 | 0 | 0 | 0 | 0
00 New Combustion Turbine with Hydrogen Retrofit | 0 | 0 | 0 | 0 | 0 | 0 | 0
00 New Combustion Turbine with Hydrogen Retrofit Undone | 0 | 0 | 0 | 0 | 0 | 0 | 0
00 New Hydro | 2.9712 | 4.0333 | 4.0333 | 21.1227 | 32.3267 | 46.6476 | 55.367
00 New Nuclear | 0 | 0 | 0 | 0 | 0 | 0 | 0
00 New Nuclear - SMR | 0 | 0 | 0 | 0 | 0 | 0 | 0
00 New Biomass | 0.56769 | 0.65741 | 0.56772 | 0.56783 | 0.81399 | 7.4203 | 63.6866
00 New Geothermal | 0 | 0 | 0 | 0 | 0 | 0 | 0
00 New Landfill Gas | 0.5111 | 0.75321 | 2.2401 | 9.3899 | 9.1661 | 9.131 | 9.166
00 New Battery Storage | 9.7265 | 10.5386 | 11.5292 | 10.9561 | 12.7935 | 16.502 | 20.76
00 New Offshore Wind | 0 | 0 | 0 | 0 | 0 | 0 | 0
00 New Onshore Wind | 94.0006 | 101.6481 | 262.7655 | 420.7006 | 572.8792 | 689.0138 | 747.8161
00 New Solar PV | 42.0761 | 42.0761 | 42.0761 | 42.4556 | 44.9437 | 75.7008 | 96.483
00 New Solar Thermal | 0 | 0 | 0 | 0 | 0 | 0 | 0
00 New Fuel Cell | 0 | 0 | 0 | 0 | 0 | 0 | 0
00 New Ultrasupercritical Coal without CCS | 0 | 0 | 9.1019 | 17.2383 | 19.096 | 25.5167 | 37.9574
00 New Ultrasupercritical Coal with 30% CCS | 0 | 0 | 0 | 0 | 0 | 0 | 0
00 New Ultrasupercritical Coal with 90% CCS | 0 | 0 | 0 | 0 | 0 | 0 | 0
00 Exist & New Distributed Solar PV | 0 | 0 | 0 | 0 | 0 | 0 | 0
00 Exist Combined Cycle | 179.5177 | 259.5677 | 276.1928 | 205.0798 | 176.8042 | 179.2515 | 178.9996
00 Exist Combustion Turbine | 0.064309 | 0.078901 | 0.42388 | 0.95251 | 2.8108 | 4.8813 | 7.6681
00 Exist FBC_Uncontrolled | 0 | 0 | 0 | 0 | 0 | 0 | 0
00 Exist FBC_ACI_DSI | 0 | 0 | 0 | 0 | 0 | 0 | 0
00 Exist FBC_DryFGD_ACI | 0 | 0 | 0 | 0 | 0 | 0 | 0
00 Exist FBC_DryFGD_DSI | 0 | 0 | 0 | 0 | 0 | 0 | 0
00 Exist FBC_DryFGD_SNCR | 0 | 0 | 0 | 0 | 0 | 0 | 0
00 Exist FBC_DryFGD_SNCR_ACI | 0 | 0 | 0 | 0 | 0 | 0 | 0
00 Exist FBC_DryFGD_SNCR_ACI_DSI | 0 | 0 | 0 | 0 | 0 | 0 | 0
00 Exist FBC_DryFGD_SNCR_DSI | 0 | 0 | 0 | 0 | 0 | 0 | 0
00 Exist FBC_DSI | 0 | 0 | 0 | 0 | 0 | 0 | 0
00 Exist FBC_SNCR | 0 | 0 | 0 | 0 | 0 | 0 | 0
00 Exist FBC_SNCR_ACI_DSI | 0 | 0 | 0 | 0 | 0 | 0 | 0
00 Exist FBC_SNCR_DSI | 0 | 0 | 0 | 0 | 0 | 0 | 0
00 Exist FBC_WetFGD_SNCR | 0 | 0 | 0 | 0 | 0 | 0 | 0
00 Exist FBC_WetFGD_DSI | 0 | 0 | 0 | 0 | 0 | 0 | 0
00 Exist_Non-FBC_Uncontrolled | 20.533 | 5.0138 | 2.7537 | 2.7537 | 2.7537 | 2.7537 | 2.7537
00 Exist_Non-FBC_ACI | 0 | 0 | 0 | 0 | 0 | 0 | 0
00 Exist_Non-FBC_ACI_DSI | 0 | 0 | 0 | 0 | 0 | 0 | 0
00 Exist_Non-FBC_DryFGD | 6.7988 | 6.7988 | 0.073106 | 0.073106 | 0.073106 | 0.073106 | 0.073106
00 Exist_Non-FBC_DryFGD_ACI | 0 | 0 | 0 | 0 | 0 | 0 | 0
00 Exist_Non-FBC_DryFGD_SCR | 0 | 0 | 0 | 0 | 0 | 0 | 0
00 Exist_Non-FBC_DryFGD_SCR_ACI | 0 | 0 | 0 | 0 | 0 | 0 | 0
00 Exist_Non-FBC_DryFGD_SCR_DSI | 0 | 0 | 0 | 0 | 0 | 0 | 0
00 Exist_Non-FBC_DryFGD_SCR_ACI_DSI | 0 | 0 | 0 | 0 | 0 | 0 | 0
00 Exist_Non-FBC_DryFGD_SNCR_ACI | 0 | 0 | 0 | 0 | 0 | 0 | 0
00 Exist_Non-FBC_DryFGD_SNCR_ACI_DSI | 0 | 0 | 0 | 0 | 0 | 0 | 0
00 Exist_Non-FBC_DSI | 0 | 0 | 0 | 0 | 0 | 0 | 0
00 Exist_Non-FBC_SCR_ACI | 0 | 0 | 0 | 0 | 0 | 0 | 0
00 Exist_Non-FBC_SCR_ACI_DSI | 0 | 0 | 0 | 0 | 0 | 0 | 0
00 Exist_Non-FBC_SNCR_ACI | 0 | 0 | 0 | 0 | 0 | 0 | 0
00 Exist_Non-FBC_SNCR_ACI_DSI | 0 | 0 | 0 | 0 | 0 | 0 | 0
00 Exist_Non-FBC_WetFGD | 0 | 0 | 0 | 0 | 0 | 0 | 0
00 Exist_Non-FBC_WetFGD_ACI | 0 | 0 | 0 | 0 | 0 | 0 | 0
00 Exist_Non-FBC_WetFGD_ACI_DSI | 0 | 0 | 0 | 0 | 0 | 0 | 0
00 Exist_Non-FBC_WetFGD_SCR | 0 | 0 | 0 | 0 | 0 | 0 | 0
00 Exist_Non-FBC_WetFGD_SCR_DSI | 0 | 0 | 0 | 0 | 0 | 0 | 0
00 Exist_Non-FBC_WetFGD_SCR_ACI | 0 | 0 | 0 | 0 | 0 | 0 | 0
00 Exist_Non-FBC_WetFGD_SCR_ACI_DSI | 0 | 0 | 0 | 0 | 0 | 0 | 0
00 Exist_Non-FBC_WetFGD_SNCR | 0 | 0 | 0 | 0 | 0 | 0 | 0
00 Exist_Non-FBC_WetFGD_SNCR_ACI | 0 | 0 | 0 | 0 | 0 | 0 | 0
00 Exist IGCC | 0 | 0 | 0 | 0 | 0 | 0 | 0
00 Exist Fossil_Other | 2.3404 | 2.3404 | 2.3404 | 2.3404 | 2.3404 | 2.3404 | 2.3404
00 Exist Fuel Cell | 0 | 0 | 0 | 0 | 0 | 0 | 0
00 Exist Hydro | 1383.3439 | 1384.2691 | 1384.5808 | 1384.2482 | 1383.9769 | 1374.9238 | 1380.2001
00 Exist Non Fossil_Other | 5.2962 | 5.3027 | 5.3027 | 5.286 | 5.2214 | 5.2214 | 5.2214
00 Exist Nuclear | 280.6736 | 280.6736 | 280.6736 | 280.6736 | 278.6642 | 280.0375 | 279.7497
00 Exist Oil/Gas Steam | 0.64701 | 0.67895 | 0.69503 | 0.67917 | 0.68176 | 5.0419 | 5.5379
00 Exist Oil/Gas Steam_SCR | 0 | 0 | 0 | 0 | 0 | 0 | 0
00 Exist Oil/Gas Steam_SNCR | 0 | 0 | 0 | 0 | 0 | 0 | 0
00 Exist Biomass | 45.6095 | 45.9538 | 44.5784 | 42.2001 | 41.1855 | 35.2007 | 35.2723
00 Exist Landfill Gas | 1.5741 | 1.5741 | 1.5741 | 1.5741 | 1.5288 | 1.5288 | 1.5288
00 Exist Geothermal | 0 | 0 | 0 | 0 | 0 | 0 | 0
00 Exist Pump Storage | 0.087534 | 0.14609 | 0.16511 | 0.15032 | 0.20003 | 0.13495 | 0.11654
00 Exist Energy Storage | 0.11062 | 0.18216 | 0.1812 | 0.11549 | 0.12141 | 0.11973 | 0.10367
00 Exist Solar PV | 35.2438 | 35.2438 | 35.2438 | 35.2438 | 35.2438 | 35.2438 | 35.2438
00 Exist Solar Thermal | 0.0068459 | 0.0068459 | 0.0068459 | 0.0068459 | 0.0068459 | 0.0068459 | 0.0068459
00 Exist Offshore Wind | 0 | 0 | 0 | 0 | 0 | 0 | 0
00 Exist Onshore Wind | 225.233 | 225.233 | 225.233 | 225.233 | 225.233 | 225.233 | 225.233
00 International Imports | 0 | 0 | 0 | 0 | 0 | 0 | 0
00 Ret.Exist Combined Cycle & CF Limit | 0 | 0 | 0 | 0 | 0 | 0 | 0
00 Ret.Exist Combined Cycle & CCS | 0 | 0 | 0 | 0 | 0 | 0 | 0
00 Ret.Exist Combined Cycle & Hydrogen | 0 | 0 | 0 | 0 | 0 | 0 | 0
00 Ret.Exist Combined Cycle & Hydrogen Retrofit Undone | 0 | 0 | 0 | 0 | 0 | 0 | 0
00 Ret.Exist Combined Cycle & HRI | 0 | 0 | 0 | 0 | 0 | 0 | 0
00 Ret.Exist Combustion Turbine & HRI | 0 | 0 | 0 | 0 | 0 | 0 | 0
00 Ret.Exist_FBC_NoCtrl & CCS | 0 | 0 | 0 | 0 | 0 | 0 | 0
00 Ret.Exist_FBC_NoCtrl & DRET | 0 | 0 | 0 | 0 | 0 | 0 | 0
00 Ret.Exist_FBC_NoCtrl & GPM | 0 | 0 | 0 | 0 | 0 | 0 | 0
00 Ret.Exist_FBC_NoCtrl & GPM & CCS | 0 | 0 | 0 | 0 | 0 | 0 | 0
00 Ret.Exist_FBC_NoCtrl & GPM & DRET | 0 | 0 | 0 | 0 | 0 | 0 | 0
00 Ret.Exist_FBC_NoCtrl & GPM & NGC | 0 | 0 | 0 | 0 | 0 | 0 | 0
00 Ret.Exist_FBC_NoCtrl & GPM & SNCR | 0 | 0 | 0 | 0 | 0 | 0 | 0
00 Ret.Exist_FBC_NoCtrl & GPM & SNCR & CCS | 0 | 0 | 0 | 0 | 0 | 0 | 0
00 Ret.Exist_FBC_NoCtrl & GPM & SNCR & DRET | 0 | 0 | 0 | 0 | 0 | 0 | 0
00 Ret.Exist_FBC_NoCtrl & GPM & SNCR & NGC | 0 | 0 | 0 | 0 | 0 | 0 | 0
00 Ret.Exist_FBC_NoCtrl & NGC | 0 | 0 | 0 | 0 | 0 | 0 | 0
00 Ret.Exist_FBC_NoCtrl & SNCR | 0 | 0 | 0 | 0 | 0 | 0 | 0
00 Ret.Exist_FBC_NoCtrl & SNCR & CCS | 0 | 0 | 0 | 0 | 0 | 0 | 0
00 Ret.Exist_FBC_NoCtrl & SNCR & DRET | 0 | 0 | 0 | 0 | 0 | 0 | 0
00 Ret.Exist_FBC_NoCtrl & SNCR & NGC | 0 | 0 | 0 | 0 | 0 | 0 | 0
00 Ret.Exist_FBC_ACI_DSI & CCS | 0 | 0 | 0 | 0 | 0 | 0 | 0
00 Ret.Exist_FBC_ACI_DSI & DCCS | 0 | 0 | 0 | 0 | 0 | 0 | 0
00 Ret.Exist_FBC_ACI_DSI & DCCS & CCS | 0 | 0 | 0 | 0 | 0 | 0 | 0
00 Ret.Exist_FBC_ACI_DSI & DCCS & SNCR & CCS | 0 | 0 | 0 | 0 | 0 | 0 | 0
00 Ret.Exist_FBC_ACI_DSI & DRET | 0 | 0 | 0 | 0 | 0 | 0 | 0
00 Ret.Exist_FBC_ACI_DSI & GPM | 0 | 0 | 0 | 0 | 0 | 0 | 0
00 Ret.Exist_FBC_ACI_DSI & GPM & CCS | 0 | 0 | 0 | 0 | 0 | 0 | 0
00 Ret.Exist_FBC_ACI_DSI & GPM & DRET | 0 | 0 | 0 | 0 | 0 | 0 | 0
00 Ret.Exist_FBC_ACI_DSI & GPM & NGC | 0 | 0 | 0 | 0 | 0 | 0 | 0
00 Ret.Exist_FBC_ACI_DSI & GPM & SNCR | 0 | 0 | 0 | 0 | 0 | 0 | 0
00 Ret.Exist_FBC_ACI_DSI & GPM & SNCR & CCS | 0 | 0 | 0 | 0 | 0 | 0 | 0
00 Ret.Exist_FBC_ACI_DSI & GPM & SNCR & DRET | 0 | 0 | 0 | 0 | 0 | 0 | 0
00 Ret.Exist_FBC_ACI_DSI & GPM & SNCR & NGC | 0 | 0 | 0 | 0 | 0 | 0 | 0
00 Ret.Exist_FBC_ACI_DSI & NGC | 0 | 0 | 0 | 0 | 0 | 0 | 0
00 Ret.Exist_FBC_ACI_DSI & SNCR | 0 | 0 | 0 | 0 | 0 | 0 | 0
00 Ret.Exist_FBC_ACI_DSI & SNCR & CCS | 0 | 0 | 0 | 0 | 0 | 0 | 0
00 Ret.Exist_FBC_ACI_DSI & SNCR & DRET | 0 | 0 | 0 | 0 | 0 | 0 | 0
00 Ret.Exist_FBC_ACI_DSI & SNCR & NGC | 0 | 0 | 0 | 0 | 0 | 0 | 0
00 Ret.Exist_FBC_DryFGD_ACI & CCS | 0 | 0 | 0 | 0 | 0 | 0 | 0
00 Ret.Exist_FBC_DryFGD_ACI & DCCS | 0 | 0 | 0 | 0 | 0 | 0 | 0
00 Ret.Exist_FBC_DryFGD_ACI & DCCS & CCS | 0 | 0 | 0 | 0 | 0 | 0 | 0
00 Ret.Exist_FBC_DryFGD_ACI & DCCS & SNCR & CCS | 0 | 0 | 0 | 0 | 0 | 0 | 0
00 Ret.Exist_FBC_DryFGD_ACI & DRET | 0 | 0 | 0 | 0 | 0 | 0 | 0
00 Ret.Exist_FBC_DryFGD_ACI & GPM | 0 | 0 | 0 | 0 | 0 | 0 | 0
00 Ret.Exist_FBC_DryFGD_ACI & GPM & CCS | 0 | 0 | 0 | 0 | 0 | 0 | 0
00 Ret.Exist_FBC_DryFGD_ACI & GPM & DRET | 0 | 0 | 0 | 0 | 0 | 0 | 0
00 Ret.Exist_FBC_DryFGD_ACI & GPM & NGC | 0 | 0 | 0 | 0 | 0 | 0 | 0
00 Ret.Exist_FBC_DryFGD_ACI & GPM & SNCR | 0 | 0 | 0 | 0 | 0 | 0 | 0
00 Ret.Exist_FBC_DryFGD_ACI & GPM & SNCR & CCS | 0 | 0 | 0 | 0 | 0 | 0 | 0
00 Ret.Exist_FBC_DryFGD_ACI & GPM & SNCR & DRET | 0 | 0 | 0 | 0 | 0 | 0 | 0
00 Ret.Exist_FBC_DryFGD_ACI & GPM & SNCR & NGC | 0 | 0 | 0 | 0 | 0 | 0 | 0
00 Ret.Exist_FBC_DryFGD_ACI & NGC | 0 | 0 | 0 | 0 | 0 | 0 | 0
00 Ret.Exist_FBC_DryFGD_ACI & SNCR | 0 | 0 | 0 | 0 | 0 | 0 | 0
00 Ret.Exist_FBC_DryFGD_ACI & SNCR & CCS | 0 | 0 | 0 | 0 | 0 | 0 | 0
00 Ret.Exist_FBC_DryFGD_ACI & SNCR & DRET | 0 | 0 | 0 | 0 | 0 | 0 | 0
00 Ret.Exist_FBC_DryFGD_ACI & SNCR & NGC | 0 | 0 | 0 | 0 | 0 | 0 | 0
00 Ret.Exist_FBC_DryFGD_DSI & ACI | 0 | 0 | 0 | 0 | 0 | 0 | 0
00 Ret.Exist_FBC_DryFGD_DSI & ACI & DRET | 0 | 0 | 0 | 0 | 0 | 0 | 0
00 Ret.Exist_FBC_DryFGD_DSI & ACI & GPM | 0 | 0 | 0 | 0 | 0 | 0 | 0
00 Ret.Exist_FBC_DryFGD_DSI & ACI & GPM & DRET | 0 | 0 | 0 | 0 | 0 | 0 | 0
00 Ret.Exist_FBC_DryFGD_DSI & ACI & GPM & NGC | 0 | 0 | 0 | 0 | 0 | 0 | 0
00 Ret.Exist_FBC_DryFGD_DSI & ACI & GPM & SNCR | 0 | 0 | 0 | 0 | 0 | 0 | 0
00 Ret.Exist_FBC_DryFGD_DSI & ACI & GPM & SNCR & DRET | 0 | 0 | 0 | 0 | 0 | 0 | 0
00 Ret.Exist_FBC_DryFGD_DSI & ACI & GPM & SNCR & NGC | 0 | 0 | 0 | 0 | 0 | 0 | 0
00 Ret.Exist_FBC_DryFGD_DSI & ACI & NGC | 0 | 0 | 0 | 0 | 0 | 0 | 0
00 Ret.Exist_FBC_DryFGD_DSI & ACI & SNCR | 0 | 0 | 0 | 0 | 0 | 0 | 0
00 Ret.Exist_FBC_DryFGD_DSI & ACI & SNCR & DRET | 0 | 0 | 0 | 0 | 0 | 0 | 0
00 Ret.Exist_FBC_DryFGD_DSI & ACI & SNCR & NGC | 0 | 0 | 0 | 0 | 0 | 0 | 0
00 Ret.Exist_FBC_DryFGD_DSI & DRET | 0 | 0 | 0 | 0 | 0 | 0 | 0
00 Ret.Exist_FBC_DryFGD_DSI & GPM | 0 | 0 | 0 | 0 | 0 | 0 | 0
00 Ret.Exist_FBC_DryFGD_DSI & GPM & DRET | 0 | 0 | 0 | 0 | 0 | 0 | 0
00 Ret.Exist_FBC_DryFGD_DSI & GPM & NGC | 0 | 0 | 0 | 0 | 0 | 0 | 0
00 Ret.Exist_FBC_DryFGD_DSI & GPM & SNCR | 0 | 0 | 0 | 0 | 0 | 0 | 0
00 Ret.Exist_FBC_DryFGD_DSI & GPM & SNCR & DRET | 0 | 0 | 0 | 0 | 0 | 0 | 0
00 Ret.Exist_FBC_DryFGD_DSI & GPM & SNCR & NGC | 0 | 0 | 0 | 0 | 0 | 0 | 0
00 Ret.Exist_FBC_DryFGD_DSI & NGC | 0 | 0 | 0 | 0 | 0 | 0 | 0
00 Ret.Exist_FBC_DryFGD_DSI & SNCR | 0 | 0 | 0 | 0 | 0 | 0 | 0
00 Ret.Exist_FBC_DryFGD_DSI & SNCR & DRET | 0 | 0 | 0 | 0 | 0 | 0 | 0
00 Ret.Exist_FBC_DryFGD_DSI & SNCR & NGC | 0 | 0 | 0 | 0 | 0 | 0 | 0
00 Ret.Exist_FBC_DryFGD_SNCR & ACI | 0 | 0 | 0 | 0 | 0 | 0 | 0
00 Ret.Exist_FBC_DryFGD_SNCR & ACI & CCS | 0 | 0 | 0 | 0 | 0 | 0 | 0
00 Ret.Exist_FBC_DryFGD_SNCR & ACI & DRET | 0 | 0 | 0 | 0 | 0 | 0 | 0
00 Ret.Exist_FBC_DryFGD_SNCR & ACI & GPM | 0 | 0 | 0 | 0 | 0 | 0 | 0
00 Ret.Exist_FBC_DryFGD_SNCR & ACI & GPM & CCS | 0 | 0 | 0 | 0 | 0 | 0 | 0
00 Ret.Exist_FBC_DryFGD_SNCR & ACI & GPM & DRET | 0 | 0 | 0 | 0 | 0 | 0 | 0
00 Ret.Exist_FBC_DryFGD_SNCR & ACI & GPM & NGC | 0 | 0 | 0 | 0 | 0 | 0 | 0
00 Ret.Exist_FBC_DryFGD_SNCR & ACI & NGC | 0 | 0 | 0 | 0 | 0 | 0 | 0
00 Ret.Exist_FBC_DryFGD_SNCR & CCS | 0 | 0 | 0 | 0 | 0 | 0 | 0
00 Ret.Exist_FBC_DryFGD_SNCR & DCCS | 0 | 0 | 0 | 0 | 0 | 0 | 0
00 Ret.Exist_FBC_DryFGD_SNCR & DCCS & CCS | 0 | 0 | 0 | 0 | 0 | 0 | 0
00 Ret.Exist_FBC_DryFGD_SNCR & DRET | 0 | 0 | 0 | 0 | 0 | 0 | 0
00 Ret.Exist_FBC_DryFGD_SNCR & GPM | 0 | 0 | 0 | 0 | 0 | 0 | 0
00 Ret.Exist_FBC_DryFGD_SNCR & GPM & CCS | 0 | 0 | 0 | 0 | 0 | 0 | 0
00 Ret.Exist_FBC_DryFGD_SNCR & GPM & DRET | 0 | 0 | 0 | 0 | 0 | 0 | 0
00 Ret.Exist_FBC_DryFGD_SNCR & GPM & NGC | 0 | 0 | 0 | 0 | 0 | 0 | 0
00 Ret.Exist_FBC_DryFGD_SNCR & NGC | 0 | 0 | 0 | 0 | 0 | 0 | 0
00 Ret.Exist_FBC_DryFGD_SNCR_ACI & CCS | 0 | 0 | 0 | 0 | 0 | 0 | 0
00 Ret.Exist_FBC_DryFGD_SNCR_ACI & DCCS | 0 | 0 | 0 | 0 | 0 | 0 | 0
00 Ret.Exist_FBC_DryFGD_SNCR_ACI & DCCS & CCS | 0 | 0 | 0 | 0 | 0 | 0 | 0
00 Ret.Exist_FBC_DryFGD_SNCR_ACI & DRET | 0 | 0 | 0 | 0 | 0 | 0 | 0
00 Ret.Exist_FBC_DryFGD_SNCR_ACI & GPM | 0 | 0 | 0 | 0 | 0 | 0 | 0
00 Ret.Exist_FBC_DryFGD_SNCR_ACI & GPM & CCS | 0 | 0 | 0 | 0 | 0 | 0 | 0
00 Ret.Exist_FBC_DryFGD_SNCR_ACI & GPM & DRET | 0 | 0 | 0 | 0 | 0 | 0 | 0
00 Ret.Exist_FBC_DryFGD_SNCR_ACI & GPM & NGC | 0 | 0 | 0 | 0 | 0 | 0 | 0
00 Ret.Exist_FBC_DryFGD_SNCR_ACI & NGC | 0 | 0 | 0 | 0 | 0 | 0 | 0
00 Ret.Exist_FBC_DryFGD_SNCR_ACI_DSI & CCS | 0 | 0 | 0 | 0 | 0 | 0 | 0
00 Ret.Exist_FBC_DryFGD_SNCR_ACI_DSI & DCCS | 0 | 0 | 0 | 0 | 0 | 0 | 0
00 Ret.Exist_FBC_DryFGD_SNCR_ACI_DSI & DCCS & CCS | 0 | 0 | 0 | 0 | 0 | 0 | 0
00 Ret.Exist_FBC_DryFGD_SNCR_ACI_DSI & DRET | 0 | 0 | 0 | 0 | 0 | 0 | 0
00 Ret.Exist_FBC_DryFGD_SNCR_ACI_DSI & GPM | 0 | 0 | 0 | 0 | 0 | 0 | 0
00 Ret.Exist_FBC_DryFGD_SNCR_ACI_DSI & GPM & CCS | 0 | 0 | 0 | 0 | 0 | 0 | 0
00 Ret.Exist_FBC_DryFGD_SNCR_ACI_DSI & GPM & DRET | 0 | 0 | 0 | 0 | 0 | 0 | 0
00 Ret.Exist_FBC_DryFGD_SNCR_ACI_DSI & GPM & NGC | 0 | 0 | 0 | 0 | 0 | 0 | 0
00 Ret.Exist_FBC_DryFGD_SNCR_ACI_DSI & NGC | 0 | 0 | 0 | 0 | 0 | 0 | 0
00 Ret.Exist_FBC_DryFGD_SNCR_DSI & ACI | 0 | 0 | 0 | 0 | 0 | 0 | 0
00 Ret.Exist_FBC_DryFGD_SNCR_DSI & ACI & DRET | 0 | 0 | 0 | 0 | 0 | 0 | 0
00 Ret.Exist_FBC_DryFGD_SNCR_DSI & ACI & GPM | 0 | 0 | 0 | 0 | 0 | 0 | 0
00 Ret.Exist_FBC_DryFGD_SNCR_DSI & ACI & GPM & DRET | 0 | 0 | 0 | 0 | 0 | 0 | 0
00 Ret.Exist_FBC_DryFGD_SNCR_DSI & ACI & GPM & NGC | 0 | 0 | 0 | 0 | 0 | 0 | 0
00 Ret.Exist_FBC_DryFGD_SNCR_DSI & ACI & NGC | 0 | 0 | 0 | 0 | 0 | 0 | 0
00 Ret.Exist_FBC_DryFGD_SNCR_DSI & DRET | 0 | 0 | 0 | 0 | 0 | 0 | 0
00 Ret.Exist_FBC_DryFGD_SNCR_DSI & GPM | 0 | 0 | 0 | 0 | 0 | 0 | 0
00 Ret.Exist_FBC_DryFGD_SNCR_DSI & GPM & DRET | 0 | 0 | 0 | 0 | 0 | 0 | 0
00 Ret.Exist_FBC_DryFGD_SNCR_DSI & GPM & NGC | 0 | 0 | 0 | 0 | 0 | 0 | 0
00 Ret.Exist_FBC_DryFGD_SNCR_DSI & NGC | 0 | 0 | 0 | 0 | 0 | 0 | 0
00 Ret.Exist_FBC_DSI & ACI | 0 | 0 | 0 | 0 | 0 | 0 | 0
00 Ret.Exist_FBC_DSI & ACI & DRET | 0 | 0 | 0 | 0 | 0 | 0 | 0
00 Ret.Exist_FBC_DSI & ACI & GPM | 0 | 0 | 0 | 0 | 0 | 0 | 0
00 Ret.Exist_FBC_DSI & ACI & GPM & DRET | 0 | 0 | 0 | 0 | 0 | 0 | 0
00 Ret.Exist_FBC_DSI & ACI & GPM & NGC | 0 | 0 | 0 | 0 | 0 | 0 | 0
00 Ret.Exist_FBC_DSI & ACI & GPM & SNCR | 0 | 0 | 0 | 0 | 0 | 0 | 0
00 Ret.Exist_FBC_DSI & ACI & GPM & SNCR & DRET | 0 | 0 | 0 | 0 | 0 | 0 | 0
00 Ret.Exist_FBC_DSI & ACI & GPM & SNCR & NGC | 0 | 0 | 0 | 0 | 0 | 0 | 0
00 Ret.Exist_FBC_DSI & ACI & NGC | 0 | 0 | 0 | 0 | 0 | 0 | 0
00 Ret.Exist_FBC_DSI & ACI & SNCR | 0 | 0 | 0 | 0 | 0 | 0 | 0
00 Ret.Exist_FBC_DSI & ACI & SNCR & DRET | 0 | 0 | 0 | 0 | 0 | 0 | 0
00 Ret.Exist_FBC_DSI & ACI & SNCR & NGC | 0 | 0 | 0 | 0 | 0 | 0 | 0
00 Ret.Exist_FBC_DSI & DRET | 0 | 0 | 0 | 0 | 0 | 0 | 0
00 Ret.Exist_FBC_DSI & GPM | 0 | 0 | 0 | 0 | 0 | 0 | 0
00 Ret.Exist_FBC_DSI & GPM & DRET | 0 | 0 | 0 | 0 | 0 | 0 | 0
00 Ret.Exist_FBC_DSI & GPM & NGC | 0 | 0 | 0 | 0 | 0 | 0 | 0
00 Ret.Exist_FBC_DSI & GPM & SNCR | 0 | 0 | 0 | 0 | 0 | 0 | 0
00 Ret.Exist_FBC_DSI & GPM & SNCR & DRET | 0 | 0 | 0 | 0 | 0 | 0 | 0
00 Ret.Exist_FBC_DSI & GPM & SNCR & NGC | 0 | 0 | 0 | 0 | 0 | 0 | 0
00 Ret.Exist_FBC_DSI & NGC | 0 | 0 | 0 | 0 | 0 | 0 | 0
00 Ret.Exist_FBC_DSI & SNCR | 0 | 0 | 0 | 0 | 0 | 0 | 0
00 Ret.Exist_FBC_DSI & SNCR & DRET | 0 | 0 | 0 | 0 | 0 | 0 | 0
00 Ret.Exist_FBC_DSI & SNCR & NGC | 0 | 0 | 0 | 0 | 0 | 0 | 0
00 Ret.Exist_FBC_SNCR & ACI | 0 | 0 | 0 | 0 | 0 | 0 | 0
00 Ret.Exist_FBC_SNCR & ACI & DRET | 0 | 0 | 0 | 0 | 0 | 0 | 0
00 Ret.Exist_FBC_SNCR & ACI & NGC | 0 | 0 | 0 | 0 | 0 | 0 | 0
00 Ret.Exist_FBC_SNCR & DRET | 0 | 0 | 0 | 0 | 0 | 0 | 0
00 Ret.Exist_FBC_SNCR & GPM | 0 | 0 | 0 | 0 | 0 | 0 | 0
00 Ret.Exist_FBC_SNCR & GPM & DRET | 0 | 0 | 0 | 0 | 0 | 0 | 0
00 Ret.Exist_FBC_SNCR & GPM & NGC | 0 | 0 | 0 | 0 | 0 | 0 | 0
00 Ret.Exist_FBC_SNCR & NGC | 0 | 0 | 0 | 0 | 0 | 0 | 0
00 Ret.Exist_FBC_SNCR_ACI_DSI & CCS | 0 | 0 | 0 | 0 | 0 | 0 | 0
00 Ret.Exist_FBC_SNCR_ACI_DSI & DCCS | 0 | 0 | 0 | 0 | 0 | 0 | 0
00 Ret.Exist_FBC_SNCR_ACI_DSI & DCCS & CCS | 0 | 0 | 0 | 0 | 0 | 0 | 0
00 Ret.Exist_FBC_SNCR_ACI_DSI & DRET | 0 | 0 | 0 | 0 | 0 | 0 | 0
00 Ret.Exist_FBC_SNCR_ACI_DSI & GPM | 0 | 0 | 0 | 0 | 0 | 0 | 0
00 Ret.Exist_FBC_SNCR_ACI_DSI & GPM & CCS | 0 | 0 | 0 | 0 | 0 | 0 | 0
00 Ret.Exist_FBC_SNCR_ACI_DSI & GPM & DRET | 0 | 0 | 0 | 0 | 0 | 0 | 0
00 Ret.Exist_FBC_SNCR_ACI_DSI & GPM & NGC | 0 | 0 | 0 | 0 | 0 | 0 | 0
00 Ret.Exist_FBC_SNCR_ACI_DSI & NGC | 0 | 0 | 0 | 0 | 0 | 0 | 0
00 Ret.Exist_FBC_SNCR_DSI & ACI | 0 | 0 | 0 | 0 | 0 | 0 | 0
00 Ret.Exist_FBC_SNCR_DSI & ACI & CCS | 0 | 0 | 0 | 0 | 0 | 0 | 0
00 Ret.Exist_FBC_SNCR_DSI & ACI & DRET | 0 | 0 | 0 | 0 | 0 | 0 | 0
00 Ret.Exist_FBC_SNCR_DSI & ACI & GPM | 0 | 0 | 0 | 0 | 0 | 0 | 0
00 Ret.Exist_FBC_SNCR_DSI & ACI & GPM & CCS | 0 | 0 | 0 | 0 | 0 | 0 | 0
00 Ret.Exist_FBC_SNCR_DSI & ACI & GPM & DRET | 0 | 0 | 0 | 0 | 0 | 0 | 0
00 Ret.Exist_FBC_SNCR_DSI & ACI & GPM & NGC | 0 | 0 | 0 | 0 | 0 | 0 | 0
00 Ret.Exist_FBC_SNCR_DSI & ACI & NGC | 0 | 0 | 0 | 0 | 0 | 0 | 0
00 Ret.Exist_FBC_SNCR_DSI & CCS | 0 | 0 | 0 | 0 | 0 | 0 | 0
00 Ret.Exist_FBC_SNCR_DSI & DCCS | 0 | 0 | 0 | 0 | 0 | 0 | 0
00 Ret.Exist_FBC_SNCR_DSI & DCCS & CCS | 0 | 0 | 0 | 0 | 0 | 0 | 0
00 Ret.Exist_FBC_SNCR_DSI & DRET | 0 | 0 | 0 | 0 | 0 | 0 | 0
00 Ret.Exist_FBC_SNCR_DSI & GPM | 0 | 0 | 0 | 0 | 0 | 0 | 0
00 Ret.Exist_FBC_SNCR_DSI & GPM & CCS | 0 | 0 | 0 | 0 | 0 | 0 | 0
00 Ret.Exist_FBC_SNCR_DSI & GPM & DRET | 0 | 0 | 0 | 0 | 0 | 0 | 0
00 Ret.Exist_FBC_SNCR_DSI & GPM & NGC | 0 | 0 | 0 | 0 | 0 | 0 | 0
00 Ret.Exist_FBC_SNCR_DSI & NGC | 0 | 0 | 0 | 0 | 0 | 0 | 0
00 Ret.Exist_FBC_WetFGD_DSI & ACI | 0 | 0 | 0 | 0 | 0 | 0 | 0
00 Ret.Exist_FBC_WetFGD_DSI & ACI & DRET | 0 | 0 | 0 | 0 | 0 | 0 | 0
00 Ret.Exist_FBC_WetFGD_DSI & ACI & GPM | 0 | 0 | 0 | 0 | 0 | 0 | 0
00 Ret.Exist_FBC_WetFGD_DSI & ACI & GPM & DRET | 0 | 0 | 0 | 0 | 0 | 0 | 0
00 Ret.Exist_FBC_WetFGD_DSI & ACI & GPM & NGC | 0 | 0 | 0 | 0 | 0 | 0 | 0
00 Ret.Exist_FBC_WetFGD_DSI & ACI & GPM & SNCR | 0 | 0 | 0 | 0 | 0 | 0 | 0
00 Ret.Exist_FBC_WetFGD_DSI & ACI & GPM & SNCR & DRET | 0 | 0 | 0 | 0 | 0 | 0 | 0
00 Ret.Exist_FBC_WetFGD_DSI & ACI & GPM & SNCR & NGC | 0 | 0 | 0 | 0 | 0 | 0 | 0
00 Ret.Exist_FBC_WetFGD_DSI & ACI & NGC | 0 | 0 | 0 | 0 | 0 | 0 | 0
00 Ret.Exist_FBC_WetFGD_DSI & ACI & SNCR | 0 | 0 | 0 | 0 | 0 | 0 | 0
00 Ret.Exist_FBC_WetFGD_DSI & ACI & SNCR & DRET | 0 | 0 | 0 | 0 | 0 | 0 | 0
00 Ret.Exist_FBC_WetFGD_DSI & ACI & SNCR & NGC | 0 | 0 | 0 | 0 | 0 | 0 | 0
00 Ret.Exist_FBC_WetFGD_DSI & DRET | 0 | 0 | 0 | 0 | 0 | 0 | 0
00 Ret.Exist_FBC_WetFGD_DSI & GPM | 0 | 0 | 0 | 0 | 0 | 0 | 0
00 Ret.Exist_FBC_WetFGD_DSI & GPM & DRET | 0 | 0 | 0 | 0 | 0 | 0 | 0
00 Ret.Exist_FBC_WetFGD_DSI & GPM & NGC | 0 | 0 | 0 | 0 | 0 | 0 | 0
00 Ret.Exist_FBC_WetFGD_DSI & GPM & SNCR | 0 | 0 | 0 | 0 | 0 | 0 | 0
00 Ret.Exist_FBC_WetFGD_DSI & GPM & SNCR & DRET | 0 | 0 | 0 | 0 | 0 | 0 | 0
00 Ret.Exist_FBC_WetFGD_DSI & GPM & SNCR & NGC | 0 | 0 | 0 | 0 | 0 | 0 | 0
00 Ret.Exist_FBC_WetFGD_DSI & NGC | 0 | 0 | 0 | 0 | 0 | 0 | 0
00 Ret.Exist_FBC_WetFGD_DSI & SNCR | 0 | 0 | 0 | 0 | 0 | 0 | 0
00 Ret.Exist_FBC_WetFGD_DSI & SNCR & DRET | 0 | 0 | 0 | 0 | 0 | 0 | 0
00 Ret.Exist_FBC_WetFGD_DSI & SNCR & NGC | 0 | 0 | 0 | 0 | 0 | 0 | 0
00 Ret.Exist_FBC_WetFGD_SNCR & ACI | 0 | 0 | 0 | 0 | 0 | 0 | 0
00 Ret.Exist_FBC_WetFGD_SNCR & ACI & DRET | 0 | 0 | 0 | 0 | 0 | 0 | 0
00 Ret.Exist_FBC_WetFGD_SNCR & ACI & NGC | 0 | 0 | 0 | 0 | 0 | 0 | 0
00 Ret.Exist_FBC_WetFGD_SNCR & DRET | 0 | 0 | 0 | 0 | 0 | 0 | 0
00 Ret.Exist_FBC_WetFGD_SNCR & GPM | 0 | 0 | 0 | 0 | 0 | 0 | 0
00 Ret.Exist_FBC_WetFGD_SNCR & GPM & DRET | 0 | 0 | 0 | 0 | 0 | 0 | 0
00 Ret.Exist_FBC_WetFGD_SNCR & GPM & NGC | 0 | 0 | 0 | 0 | 0 | 0 | 0
00 Ret.Exist_FBC_WetFGD_SNCR & NGC | 0 | 0 | 0 | 0 | 0 | 0 | 0
00 Ret.Exist_Non-FBC_ACI & C2G | 0 | 0 | 0 | 0 | 0 | 0 | 0
00 Ret.Exist_Non-FBC_ACI & C2G & SCR | 0 | 0 | 0 | 0 | 0 | 0 | 0
00 Ret.Exist_Non-FBC_ACI & DCCS | 0 | 0 | 0 | 0 | 0 | 0 | 0
00 Ret.Exist_Non-FBC_ACI & DCCS & WetFGD & SCR & CCS | 0 | 0 | 0 | 0 | 0 | 0 | 0
00 Ret.Exist_Non-FBC_ACI & DRET | 0 | 0 | 0 | 0 | 0 | 0 | 0
00 Ret.Exist_Non-FBC_ACI & DSI | 0 | 0 | 0 | 0 | 0 | 0 | 0
00 Ret.Exist_Non-FBC_ACI & DSI & C2G | 0 | 0 | 0 | 0 | 0 | 0 | 0
00 Ret.Exist_Non-FBC_ACI & DSI & C2G & SCR | 0 | 0 | 0 | 0 | 0 | 0 | 0
00 Ret.Exist_Non-FBC_ACI & DSI & DRET | 0 | 0 | 0 | 0 | 0 | 0 | 0
00 Ret.Exist_Non-FBC_ACI & DSI & GPM | 0 | 0 | 0 | 0 | 0 | 0 | 0
00 Ret.Exist_Non-FBC_ACI & DSI & GPM & C2G | 0 | 0 | 0 | 0 | 0 | 0 | 0
00 Ret.Exist_Non-FBC_ACI & DSI & GPM & C2G & SCR | 0 | 0 | 0 | 0 | 0 | 0 | 0
00 Ret.Exist_Non-FBC_ACI & DSI & GPM & DRET | 0 | 0 | 0 | 0 | 0 | 0 | 0
00 Ret.Exist_Non-FBC_ACI & DSI & GPM & NGC | 0 | 0 | 0 | 0 | 0 | 0 | 0
00 Ret.Exist_Non-FBC_ACI & DSI & GPM & SCR | 0 | 0 | 0 | 0 | 0 | 0 | 0
00 Ret.Exist_Non-FBC_ACI & DSI & GPM & SCR & DRET | 0 | 0 | 0 | 0 | 0 | 0 | 0
00 Ret.Exist_Non-FBC_ACI & DSI & GPM & SCR & NGC | 0 | 0 | 0 | 0 | 0 | 0 | 0
00 Ret.Exist_Non-FBC_ACI & DSI & GPM & SNCR | 0 | 0 | 0 | 0 | 0 | 0 | 0
00 Ret.Exist_Non-FBC_ACI & DSI & GPM & SNCR & DRET | 0 | 0 | 0 | 0 | 0 | 0 | 0
00 Ret.Exist_Non-FBC_ACI & DSI & GPM & SNCR & NGC | 0 | 0 | 0 | 0 | 0 | 0 | 0
00 Ret.Exist_Non-FBC_ACI & DSI & GPM & WetFGD & SCR & CCS | 0 | 0 | 0 | 0 | 0 | 0 | 0
00 Ret.Exist_Non-FBC_ACI & DSI & NGC | 0 | 0 | 0 | 0 | 0 | 0 | 0
00 Ret.Exist_Non-FBC_ACI & DSI & SCR | 0 | 0 | 0 | 0 | 0 | 0 | 0
00 Ret.Exist_Non-FBC_ACI & DSI & SCR & DRET | 0 | 0 | 0 | 0 | 0 | 0 | 0
00 Ret.Exist_Non-FBC_ACI & DSI & SCR & NGC | 0 | 0 | 0 | 0 | 0 | 0 | 0
00 Ret.Exist_Non-FBC_ACI & DSI & SNCR | 0 | 0 | 0 | 0 | 0 | 0 | 0
00 Ret.Exist_Non-FBC_ACI & DSI & SNCR & DRET | 0 | 0 | 0 | 0 | 0 | 0 | 0
00 Ret.Exist_Non-FBC_ACI & DSI & SNCR & NGC | 0 | 0 | 0 | 0 | 0 | 0 | 0
00 Ret.Exist_Non-FBC_ACI & DSI & WetFGD & SCR & CCS | 0 | 0 | 0 | 0 | 0 | 0 | 0
00 Ret.Exist_Non-FBC_ACI & GPM | 0 | 0 | 0 | 0 | 0 | 0 | 0
00 Ret.Exist_Non-FBC_ACI & GPM & C2G | 0 | 0 | 0 | 0 | 0 | 0 | 0
00 Ret.Exist_Non-FBC_ACI & GPM & C2G & SCR | 0 | 0 | 0 | 0 | 0 | 0 | 0
00 Ret.Exist_Non-FBC_ACI & GPM & DRET | 0 | 0 | 0 | 0 | 0 | 0 | 0
00 Ret.Exist_Non-FBC_ACI & GPM & NGC | 0 | 0 | 0 | 0 | 0 | 0 | 0
00 Ret.Exist_Non-FBC_ACI & GPM & SCR | 0 | 0 | 0 | 0 | 0 | 0 | 0
00 Ret.Exist_Non-FBC_ACI & GPM & SCR & DRET | 0 | 0 | 0 | 0 | 0 | 0 | 0
00 Ret.Exist_Non-FBC_ACI & GPM & SCR & NGC | 0 | 0 | 0 | 0 | 0 | 0 | 0
00 Ret.Exist_Non-FBC_ACI & GPM & SNCR | 0 | 0 | 0 | 0 | 0 | 0 | 0
00 Ret.Exist_Non-FBC_ACI & GPM & SNCR & DRET | 0 | 0 | 0 | 0 | 0 | 0 | 0
00 Ret.Exist_Non-FBC_ACI & GPM & SNCR & NGC | 0 | 0 | 0 | 0 | 0 | 0 | 0
00 Ret.Exist_Non-FBC_ACI & GPM & WetFGD & SCR & CCS | 0 | 0 | 0 | 0 | 0 | 0 | 0
00 Ret.Exist_Non-FBC_ACI & NGC | 0 | 0 | 0 | 0 | 0 | 0 | 0
00 Ret.Exist_Non-FBC_ACI & SCR | 0 | 0 | 0 | 0 | 0 | 0 | 0
00 Ret.Exist_Non-FBC_ACI & SCR & C2G | 0 | 0 | 0 | 0 | 0 | 0 | 0
00 Ret.Exist_Non-FBC_ACI & SCR & DRET | 0 | 0 | 0 | 0 | 0 | 0 | 0
00 Ret.Exist_Non-FBC_ACI & SCR & NGC | 0 | 0 | 0 | 0 | 0 | 0 | 0
00 Ret.Exist_Non-FBC_ACI & SCR & WetFGD & CCS | 0 | 0 | 0 | 0 | 0 | 0 | 0
00 Ret.Exist_Non-FBC_ACI & SNCR | 0 | 0 | 0 | 0 | 0 | 0 | 0
00 Ret.Exist_Non-FBC_ACI & SNCR & C2G | 0 | 0 | 0 | 0 | 0 | 0 | 0
00 Ret.Exist_Non-FBC_ACI & SNCR & DRET | 0 | 0 | 0 | 0 | 0 | 0 | 0
00 Ret.Exist_Non-FBC_ACI & SNCR & NGC | 0 | 0 | 0 | 0 | 0 | 0 | 0
00 Ret.Exist_Non-FBC_ACI_DSI & C2G | 0 | 0 | 0 | 0 | 0 | 0 | 0
00 Ret.Exist_Non-FBC_ACI_DSI & C2G & SCR | 0 | 0 | 0 | 0 | 0 | 0 | 0
00 Ret.Exist_Non-FBC_ACI_DSI & DCCS | 0 | 0 | 0 | 0 | 0 | 0 | 0
00 Ret.Exist_Non-FBC_ACI_DSI & DCCS & WetFGD & SCR & CCS | 0 | 0 | 0 | 0 | 0 | 0 | 0
00 Ret.Exist_Non-FBC_ACI_DSI & DRET | 0 | 0 | 0 | 0 | 0 | 0 | 0
00 Ret.Exist_Non-FBC_ACI_DSI & GPM | 0 | 0 | 0 | 0 | 0 | 0 | 0
00 Ret.Exist_Non-FBC_ACI_DSI & GPM & C2G | 0 | 0 | 0 | 0 | 0 | 0 | 0
00 Ret.Exist_Non-FBC_ACI_DSI & GPM & C2G & SCR | 0 | 0 | 0 | 0 | 0 | 0 | 0
00 Ret.Exist_Non-FBC_ACI_DSI & GPM & DRET | 0 | 0 | 0 | 0 | 0 | 0 | 0
00 Ret.Exist_Non-FBC_ACI_DSI & GPM & NGC | 0 | 0 | 0 | 0 | 0 | 0 | 0
00 Ret.Exist_Non-FBC_ACI_DSI & GPM & SCR | 0 | 0 | 0 | 0 | 0 | 0 | 0
00 Ret.Exist_Non-FBC_ACI_DSI & GPM & SCR & DRET | 0 | 0 | 0 | 0 | 0 | 0 | 0
00 Ret.Exist_Non-FBC_ACI_DSI & GPM & SCR & NGC | 0 | 0 | 0 | 0 | 0 | 0 | 0
00 Ret.Exist_Non-FBC_ACI_DSI & GPM & SNCR | 0 | 0 | 0 | 0 | 0 | 0 | 0
00 Ret.Exist_Non-FBC_ACI_DSI & GPM & SNCR & DRET | 0 | 0 | 0 | 0 | 0 | 0 | 0
00 Ret.Exist_Non-FBC_ACI_DSI & GPM & SNCR & NGC | 0 | 0 | 0 | 0 | 0 | 0 | 0
00 Ret.Exist_Non-FBC_ACI_DSI & GPM & WetFGD & SCR & CCS | 0 | 0 | 0 | 0 | 0 | 0 | 0
00 Ret.Exist_Non-FBC_ACI_DSI & NGC | 0 | 0 | 0 | 0 | 0 | 0 | 0
00 Ret.Exist_Non-FBC_ACI_DSI & SCR | 0 | 0 | 0 | 0 | 0 | 0 | 0
00 Ret.Exist_Non-FBC_ACI_DSI & SCR & C2G | 0 | 0 | 0 | 0 | 0 | 0 | 0
00 Ret.Exist_Non-FBC_ACI_DSI & SCR & DRET | 0 | 0 | 0 | 0 | 0 | 0 | 0
00 Ret.Exist_Non-FBC_ACI_DSI & SCR & NGC | 0 | 0 | 0 | 0 | 0 | 0 | 0
00 Ret.Exist_Non-FBC_ACI_DSI & SCR & WetFGD & CCS | 0 | 0 | 0 | 0 | 0 | 0 | 0
00 Ret.Exist_Non-FBC_ACI_DSI & SNCR | 0 | 0 | 0 | 0 | 0 | 0 | 0
00 Ret.Exist_Non-FBC_ACI_DSI & SNCR & C2G | 0 | 0 | 0 | 0 | 0 | 0 | 0
00 Ret.Exist_Non-FBC_ACI_DSI & SNCR & DRET | 0 | 0 | 0 | 0 | 0 | 0 | 0
00 Ret.Exist_Non-FBC_ACI_DSI & SNCR & NGC | 0 | 0 | 0 | 0 | 0 | 0 | 0
00 Ret.Exist_Non-FBC_DryFGD & C2G | 0 | 0 | 0 | 0 | 0 | 0 | 0
00 Ret.Exist_Non-FBC_DryFGD & C2G & SCR | 0 | 0 | 0 | 0 | 0 | 0 | 0
00 Ret.Exist_Non-FBC_DryFGD & DRET | 0 | 0 | 0 | 0 | 0 | 0 | 0
00 Ret.Exist_Non-FBC_DryFGD & GPM | 0 | 0 | 0 | 0 | 0 | 0 | 0
00 Ret.Exist_Non-FBC_DryFGD & GPM & C2G | 0 | 0 | 0 | 0 | 0 | 0 | 0
00 Ret.Exist_Non-FBC_DryFGD & GPM & C2G & SCR | 0 | 0 | 0 | 0 | 0 | 0 | 0
00 Ret.Exist_Non-FBC_DryFGD & GPM & DRET | 0 | 0 | 0 | 0 | 0 | 0 | 0
00 Ret.Exist_Non-FBC_DryFGD & GPM & NGC | 0 | 0 | 0 | 0 | 0 | 0 | 0
00 Ret.Exist_Non-FBC_DryFGD & GPM & SCR | 0 | 0 | 0 | 0 | 0 | 0 | 0
00 Ret.Exist_Non-FBC_DryFGD & GPM & SCR & CCS | 0 | 0 | 0 | 0 | 0 | 0 | 0
00 Ret.Exist_Non-FBC_DryFGD & GPM & SCR & DRET | 0 | 0 | 0 | 0 | 0 | 0 | 0
00 Ret.Exist_Non-FBC_DryFGD & GPM & SCR & NGC | 0 | 0 | 0 | 0 | 0 | 0 | 0
00 Ret.Exist_Non-FBC_DryFGD & GPM & SNCR | 0 | 0 | 0 | 0 | 0 | 0 | 0
00 Ret.Exist_Non-FBC_DryFGD & GPM & SNCR & DRET | 0 | 0 | 0 | 0 | 0 | 0 | 0
00 Ret.Exist_Non-FBC_DryFGD & GPM & SNCR & NGC | 0 | 0 | 0 | 0 | 0 | 0 | 0
00 Ret.Exist_Non-FBC_DryFGD & NGC | 0 | 0 | 0 | 0 | 0 | 0 | 0
00 Ret.Exist_Non-FBC_DryFGD & SCR | 0 | 0 | 0 | 0 | 0 | 0 | 0
00 Ret.Exist_Non-FBC_DryFGD & SCR & C2G | 0 | 0 | 0 | 0 | 0 | 0 | 0
00 Ret.Exist_Non-FBC_DryFGD & SCR & CCS | 0 | 0 | 0 | 0 | 0 | 0 | 0
00 Ret.Exist_Non-FBC_DryFGD & SCR & DRET | 0 | 0 | 0 | 0 | 0 | 0 | 0
00 Ret.Exist_Non-FBC_DryFGD & SCR & NGC | 0 | 0 | 0 | 0 | 0 | 0 | 0
00 Ret.Exist_Non-FBC_DryFGD & SNCR | 0 | 0 | 0 | 0 | 0 | 0 | 0
00 Ret.Exist_Non-FBC_DryFGD & SNCR & C2G | 0 | 0 | 0 | 0 | 0 | 0 | 0
00 Ret.Exist_Non-FBC_DryFGD & SNCR & DRET | 0 | 0 | 0 | 0 | 0 | 0 | 0
00 Ret.Exist_Non-FBC_DryFGD & SNCR & NGC | 0 | 0 | 0 | 0 | 0 | 0 | 0
00 Ret.Exist_Non-FBC_DryFGD_ACI & C2G | 0 | 0 | 0 | 0 | 0 | 0 | 0
00 Ret.Exist_Non-FBC_DryFGD_ACI & C2G & SCR | 0 | 0 | 0 | 0 | 0 | 0 | 0
00 Ret.Exist_Non-FBC_DryFGD_ACI & DCCS | 0 | 0 | 0 | 0 | 0 | 0 | 0
00 Ret.Exist_Non-FBC_DryFGD_ACI & DCCS & SCR & CCS | 0 | 0 | 0 | 0 | 0 | 0 | 0
00 Ret.Exist_Non-FBC_DryFGD_ACI & DRET | 0 | 0 | 0 | 0 | 0 | 0 | 0
00 Ret.Exist_Non-FBC_DryFGD_ACI & GPM | 0 | 0 | 0 | 0 | 0 | 0 | 0
00 Ret.Exist_Non-FBC_DryFGD_ACI & GPM & C2G | 0 | 0 | 0 | 0 | 0 | 0 | 0
00 Ret.Exist_Non-FBC_DryFGD_ACI & GPM & C2G & SCR | 0 | 0 | 0 | 0 | 0 | 0 | 0
00 Ret.Exist_Non-FBC_DryFGD_ACI & GPM & DRET | 0 | 0 | 0 | 0 | 0 | 0 | 0
00 Ret.Exist_Non-FBC_DryFGD_ACI & GPM & NGC | 0 | 0 | 0 | 0 | 0 | 0 | 0
00 Ret.Exist_Non-FBC_DryFGD_ACI & GPM & SCR | 0 | 0 | 0 | 0 | 0 | 0 | 0
00 Ret.Exist_Non-FBC_DryFGD_ACI & GPM & SCR & CCS | 0 | 0 | 0 | 0 | 0 | 0 | 0
00 Ret.Exist_Non-FBC_DryFGD_ACI & GPM & SCR & DRET | 0 | 0 | 0 | 0 | 0 | 0 | 0
00 Ret.Exist_Non-FBC_DryFGD_ACI & GPM & SCR & NGC | 0 | 0 | 0 | 0 | 0 | 0 | 0
00 Ret.Exist_Non-FBC_DryFGD_ACI & GPM & SNCR | 0 | 0 | 0 | 0 | 0 | 0 | 0
00 Ret.Exist_Non-FBC_DryFGD_ACI & GPM & SNCR & DRET | 0 | 0 | 0 | 0 | 0 | 0 | 0
00 Ret.Exist_Non-FBC_DryFGD_ACI & GPM & SNCR & NGC | 0 | 0 | 0 | 0 | 0 | 0 | 0
00 Ret.Exist_Non-FBC_DryFGD_ACI & NGC | 0 | 0 | 0 | 0 | 0 | 0 | 0
00 Ret.Exist_Non-FBC_DryFGD_ACI & SCR | 0 | 0 | 0 | 0 | 0 | 0 | 0
00 Ret.Exist_Non-FBC_DryFGD_ACI & SCR & C2G | 0 | 0 | 0 | 0 | 0 | 0 | 0
00 Ret.Exist_Non-FBC_DryFGD_ACI & SCR & CCS | 0 | 0 | 0 | 0 | 0 | 0 | 0
00 Ret.Exist_Non-FBC_DryFGD_ACI & SCR & DRET | 0 | 0 | 0 | 0 | 0 | 0 | 0
00 Ret.Exist_Non-FBC_DryFGD_ACI & SCR & NGC | 0 | 0 | 0 | 0 | 0 | 0 | 0
00 Ret.Exist_Non-FBC_DryFGD_ACI & SNCR | 0 | 0 | 0 | 0 | 0 | 0 | 0
00 Ret.Exist_Non-FBC_DryFGD_ACI & SNCR & C2G | 0 | 0 | 0 | 0 | 0 | 0 | 0
00 Ret.Exist_Non-FBC_DryFGD_ACI & SNCR & DRET | 0 | 0 | 0 | 0 | 0 | 0 | 0
00 Ret.Exist_Non-FBC_DryFGD_ACI & SNCR & NGC | 0 | 0 | 0 | 0 | 0 | 0 | 0
00 Ret.Exist_Non-FBC_DryFGD_SCR & ACI | 0 | 0 | 0 | 0 | 0 | 0 | 0
00 Ret.Exist_Non-FBC_DryFGD_SCR & ACI & C2G | 0 | 0 | 0 | 0 | 0 | 0 | 0
00 Ret.Exist_Non-FBC_DryFGD_SCR & ACI & CCS | 0 | 0 | 0 | 0 | 0 | 0 | 0
00 Ret.Exist_Non-FBC_DryFGD_SCR & ACI & DRET | 0 | 0 | 0 | 0 | 0 | 0 | 0
00 Ret.Exist_Non-FBC_DryFGD_SCR & ACI & GPM | 0 | 0 | 0 | 0 | 0 | 0 | 0
00 Ret.Exist_Non-FBC_DryFGD_SCR & ACI & GPM & C2G | 0 | 0 | 0 | 0 | 0 | 0 | 0
00 Ret.Exist_Non-FBC_DryFGD_SCR & ACI & GPM & CCS | 0 | 0 | 0 | 0 | 0 | 0 | 0
00 Ret.Exist_Non-FBC_DryFGD_SCR & ACI & GPM & DRET | 0 | 0 | 0 | 0 | 0 | 0 | 0
00 Ret.Exist_Non-FBC_DryFGD_SCR & ACI & GPM & NGC | 0 | 0 | 0 | 0 | 0 | 0 | 0
00 Ret.Exist_Non-FBC_DryFGD_SCR & ACI & NGC | 0 | 0 | 0 | 0 | 0 | 0 | 0
00 Ret.Exist_Non-FBC_DryFGD_SCR & C2G | 0 | 0 | 0 | 0 | 0 | 0 | 0
00 Ret.Exist_Non-FBC_DryFGD_SCR & CCS | 0 | 0 | 0 | 0 | 0 | 0 | 0
00 Ret.Exist_Non-FBC_DryFGD_SCR & DRET | 0 | 0 | 0 | 0 | 0 | 0 | 0
00 Ret.Exist_Non-FBC_DryFGD_SCR & GPM | 0 | 0 | 0 | 0 | 0 | 0 | 0
00 Ret.Exist_Non-FBC_DryFGD_SCR & GPM & C2G | 0 | 0 | 0 | 0 | 0 | 0 | 0
00 Ret.Exist_Non-FBC_DryFGD_SCR & GPM & CCS | 0 | 0 | 0 | 0 | 0 | 0 | 0
00 Ret.Exist_Non-FBC_DryFGD_SCR & GPM & DRET | 0 | 0 | 0 | 0 | 0 | 0 | 0
00 Ret.Exist_Non-FBC_DryFGD_SCR & GPM & NGC | 0 | 0 | 0 | 0 | 0 | 0 | 0
00 Ret.Exist_Non-FBC_DryFGD_SCR & NGC | 0 | 0 | 0 | 0 | 0 | 0 | 0
00 Ret.Exist_Non-FBC_DryFGD_SCR_ACI & C2G | 0 | 0 | 0 | 0 | 0 | 0 | 0
00 Ret.Exist_Non-FBC_DryFGD_SCR_ACI & CCS | 0 | 0 | 0 | 0 | 0 | 0 | 0
00 Ret.Exist_Non-FBC_DryFGD_SCR_ACI & DCCS | 0 | 0 | 0 | 0 | 0 | 0 | 0
00 Ret.Exist_Non-FBC_DryFGD_SCR_ACI & DCCS & CCS | 0 | 0 | 0 | 0 | 0 | 0 | 0
00 Ret.Exist_Non-FBC_DryFGD_SCR_ACI & DRET | 0 | 0 | 0 | 0 | 0 | 0 | 0
00 Ret.Exist_Non-FBC_DryFGD_SCR_ACI & GPM | 0 | 0 | 0 | 0 | 0 | 0 | 0
00 Ret.Exist_Non-FBC_DryFGD_SCR_ACI & GPM & C2G | 0 | 0 | 0 | 0 | 0 | 0 | 0
00 Ret.Exist_Non-FBC_DryFGD_SCR_ACI & GPM & CCS | 0 | 0 | 0 | 0 | 0 | 0 | 0
00 Ret.Exist_Non-FBC_DryFGD_SCR_ACI & GPM & DRET | 0 | 0 | 0 | 0 | 0 | 0 | 0
00 Ret.Exist_Non-FBC_DryFGD_SCR_ACI & GPM & NGC | 0 | 0 | 0 | 0 | 0 | 0 | 0
00 Ret.Exist_Non-FBC_DryFGD_SCR_ACI & NGC | 0 | 0 | 0 | 0 | 0 | 0 | 0
00 Ret.Exist_Non-FBC_DryFGD_SCR_ACI_DSI & C2G | 0 | 0 | 0 | 0 | 0 | 0 | 0
00 Ret.Exist_Non-FBC_DryFGD_SCR_ACI_DSI & CCS | 0 | 0 | 0 | 0 | 0 | 0 | 0
00 Ret.Exist_Non-FBC_DryFGD_SCR_ACI_DSI & DCCS | 0 | 0 | 0 | 0 | 0 | 0 | 0
00 Ret.Exist_Non-FBC_DryFGD_SCR_ACI_DSI & DCCS & CCS | 0 | 0 | 0 | 0 | 0 | 0 | 0
00 Ret.Exist_Non-FBC_DryFGD_SCR_ACI_DSI & DRET | 0 | 0 | 0 | 0 | 0 | 0 | 0
00 Ret.Exist_Non-FBC_DryFGD_SCR_ACI_DSI & GPM | 0 | 0 | 0 | 0 | 0 | 0 | 0
00 Ret.Exist_Non-FBC_DryFGD_SCR_ACI_DSI & GPM & C2G | 0 | 0 | 0 | 0 | 0 | 0 | 0
00 Ret.Exist_Non-FBC_DryFGD_SCR_ACI_DSI & GPM & CCS | 0 | 0 | 0 | 0 | 0 | 0 | 0
00 Ret.Exist_Non-FBC_DryFGD_SCR_ACI_DSI & GPM & DRET | 0 | 0 | 0 | 0 | 0 | 0 | 0
00 Ret.Exist_Non-FBC_DryFGD_SCR_ACI_DSI & GPM & NGC | 0 | 0 | 0 | 0 | 0 | 0 | 0
00 Ret.Exist_Non-FBC_DryFGD_SCR_ACI_DSI & NGC | 0 | 0 | 0 | 0 | 0 | 0 | 0
00 Ret.Exist_Non-FBC_DryFGD_SCR_DSI & ACI | 0 | 0 | 0 | 0 | 0 | 0 | 0
00 Ret.Exist_Non-FBC_DryFGD_SCR_DSI & ACI & C2G | 0 | 0 | 0 | 0 | 0 | 0 | 0
00 Ret.Exist_Non-FBC_DryFGD_SCR_DSI & ACI & CCS | 0 | 0 | 0 | 0 | 0 | 0 | 0
00 Ret.Exist_Non-FBC_DryFGD_SCR_DSI & ACI & DRET | 0 | 0 | 0 | 0 | 0 | 0 | 0
00 Ret.Exist_Non-FBC_DryFGD_SCR_DSI & ACI & GPM | 0 | 0 | 0 | 0 | 0 | 0 | 0
00 Ret.Exist_Non-FBC_DryFGD_SCR_DSI & ACI & GPM & C2G | 0 | 0 | 0 | 0 | 0 | 0 | 0
00 Ret.Exist_Non-FBC_DryFGD_SCR_DSI & ACI & GPM & CCS | 0 | 0 | 0 | 0 | 0 | 0 | 0
00 Ret.Exist_Non-FBC_DryFGD_SCR_DSI & ACI & GPM & DRET | 0 | 0 | 0 | 0 | 0 | 0 | 0
00 Ret.Exist_Non-FBC_DryFGD_SCR_DSI & ACI & GPM & NGC | 0 | 0 | 0 | 0 | 0 | 0 | 0
00 Ret.Exist_Non-FBC_DryFGD_SCR_DSI & ACI & NGC | 0 | 0 | 0 | 0 | 0 | 0 | 0
00 Ret.Exist_Non-FBC_DryFGD_SCR_DSI & C2G | 0 | 0 | 0 | 0 | 0 | 0 | 0
00 Ret.Exist_Non-FBC_DryFGD_SCR_DSI & CCS | 0 | 0 | 0 | 0 | 0 | 0 | 0
00 Ret.Exist_Non-FBC_DryFGD_SCR_DSI & DRET | 0 | 0 | 0 | 0 | 0 | 0 | 0
00 Ret.Exist_Non-FBC_DryFGD_SCR_DSI & GPM | 0 | 0 | 0 | 0 | 0 | 0 | 0
00 Ret.Exist_Non-FBC_DryFGD_SCR_DSI & GPM & C2G | 0 | 0 | 0 | 0 | 0 | 0 | 0
00 Ret.Exist_Non-FBC_DryFGD_SCR_DSI & GPM & CCS | 0 | 0 | 0 | 0 | 0 | 0 | 0
00 Ret.Exist_Non-FBC_DryFGD_SCR_DSI & GPM & DRET | 0 | 0 | 0 | 0 | 0 | 0 | 0
00 Ret.Exist_Non-FBC_DryFGD_SCR_DSI & GPM & NGC | 0 | 0 | 0 | 0 | 0 | 0 | 0
00 Ret.Exist_Non-FBC_DryFGD_SCR_DSI & NGC | 0 | 0 | 0 | 0 | 0 | 0 | 0
00 Ret.Exist_Non-FBC_DryFGD_SNCR_ACI & C2G | 0 | 0 | 0 | 0 | 0 | 0 | 0
00 Ret.Exist_Non-FBC_DryFGD_SNCR_ACI & C2G & SCR | 0 | 0 | 0 | 0 | 0 | 0 | 0
00 Ret.Exist_Non-FBC_DryFGD_SNCR_ACI & DCCS | 0 | 0 | 0 | 0 | 0 | 0 | 0
00 Ret.Exist_Non-FBC_DryFGD_SNCR_ACI & DCCS & SCR & CCS | 0 | 0 | 0 | 0 | 0 | 0 | 0
00 Ret.Exist_Non-FBC_DryFGD_SNCR_ACI & DRET | 0 | 0 | 0 | 0 | 0 | 0 | 0
00 Ret.Exist_Non-FBC_DryFGD_SNCR_ACI & GPM | 0 | 0 | 0 | 0 | 0 | 0 | 0
00 Ret.Exist_Non-FBC_DryFGD_SNCR_ACI & GPM & C2G | 0 | 0 | 0 | 0 | 0 | 0 | 0
00 Ret.Exist_Non-FBC_DryFGD_SNCR_ACI & GPM & C2G & SCR | 0 | 0 | 0 | 0 | 0 | 0 | 0
00 Ret.Exist_Non-FBC_DryFGD_SNCR_ACI & GPM & DRET | 0 | 0 | 0 | 0 | 0 | 0 | 0
00 Ret.Exist_Non-FBC_DryFGD_SNCR_ACI & GPM & NGC | 0 | 0 | 0 | 0 | 0 | 0 | 0
00 Ret.Exist_Non-FBC_DryFGD_SNCR_ACI & GPM & SCR | 0 | 0 | 0 | 0 | 0 | 0 | 0
00 Ret.Exist_Non-FBC_DryFGD_SNCR_ACI & GPM & SCR & CCS | 0 | 0 | 0 | 0 | 0 | 0 | 0
00 Ret.Exist_Non-FBC_DryFGD_SNCR_ACI & GPM & SCR & DRET | 0 | 0 | 0 | 0 | 0 | 0 | 0
00 Ret.Exist_Non-FBC_DryFGD_SNCR_ACI & GPM & SCR & NGC | 0 | 0 | 0 | 0 | 0 | 0 | 0
00 Ret.Exist_Non-FBC_DryFGD_SNCR_ACI & NGC | 0 | 0 | 0 | 0 | 0 | 0 | 0
00 Ret.Exist_Non-FBC_DryFGD_SNCR_ACI & SCR | 0 | 0 | 0 | 0 | 0 | 0 | 0
00 Ret.Exist_Non-FBC_DryFGD_SNCR_ACI & SCR & C2G | 0 | 0 | 0 | 0 | 0 | 0 | 0
00 Ret.Exist_Non-FBC_DryFGD_SNCR_ACI & SCR & CCS | 0 | 0 | 0 | 0 | 0 | 0 | 0
00 Ret.Exist_Non-FBC_DryFGD_SNCR_ACI & SCR & DRET | 0 | 0 | 0 | 0 | 0 | 0 | 0
00 Ret.Exist_Non-FBC_DryFGD_SNCR_ACI & SCR & NGC | 0 | 0 | 0 | 0 | 0 | 0 | 0
00 Ret.Exist_Non-FBC_DryFGD_SNCR_ACI_DSI & C2G | 0 | 0 | 0 | 0 | 0 | 0 | 0
00 Ret.Exist_Non-FBC_DryFGD_SNCR_ACI_DSI & C2G & SCR | 0 | 0 | 0 | 0 | 0 | 0 | 0
00 Ret.Exist_Non-FBC_DryFGD_SNCR_ACI_DSI & DRET | 0 | 0 | 0 | 0 | 0 | 0 | 0
00 Ret.Exist_Non-FBC_DryFGD_SNCR_ACI_DSI & GPM | 0 | 0 | 0 | 0 | 0 | 0 | 0
00 Ret.Exist_Non-FBC_DryFGD_SNCR_ACI_DSI & GPM & C2G | 0 | 0 | 0 | 0 | 0 | 0 | 0
00 Ret.Exist_Non-FBC_DryFGD_SNCR_ACI_DSI & GPM & C2G & SCR | 0 | 0 | 0 | 0 | 0 | 0 | 0
00 Ret.Exist_Non-FBC_DryFGD_SNCR_ACI_DSI & GPM & DRET | 0 | 0 | 0 | 0 | 0 | 0 | 0
00 Ret.Exist_Non-FBC_DryFGD_SNCR_ACI_DSI & GPM & NGC | 0 | 0 | 0 | 0 | 0 | 0 | 0
00 Ret.Exist_Non-FBC_DryFGD_SNCR_ACI_DSI & GPM & SCR | 0 | 0 | 0 | 0 | 0 | 0 | 0
00 Ret.Exist_Non-FBC_DryFGD_SNCR_ACI_DSI & GPM & SCR & CCS | 0 | 0 | 0 | 0 | 0 | 0 | 0
00 Ret.Exist_Non-FBC_DryFGD_SNCR_ACI_DSI & GPM & SCR & DRET | 0 | 0 | 0 | 0 | 0 | 0 | 0
00 Ret.Exist_Non-FBC_DryFGD_SNCR_ACI_DSI & GPM & SCR & NGC | 0 | 0 | 0 | 0 | 0 | 0 | 0
00 Ret.Exist_Non-FBC_DryFGD_SNCR_ACI_DSI & NGC | 0 | 0 | 0 | 0 | 0 | 0 | 0
00 Ret.Exist_Non-FBC_DryFGD_SNCR_ACI_DSI & SCR | 0 | 0 | 0 | 0 | 0 | 0 | 0
00 Ret.Exist_Non-FBC_DryFGD_SNCR_ACI_DSI & SCR & C2G | 0 | 0 | 0 | 0 | 0 | 0 | 0
00 Ret.Exist_Non-FBC_DryFGD_SNCR_ACI_DSI & SCR & CCS | 0 | 0 | 0 | 0 | 0 | 0 | 0
00 Ret.Exist_Non-FBC_DryFGD_SNCR_ACI_DSI & SCR & DRET | 0 | 0 | 0 | 0 | 0 | 0 | 0
00 Ret.Exist_Non-FBC_DryFGD_SNCR_ACI_DSI & SCR & NGC | 0 | 0 | 0 | 0 | 0 | 0 | 0
00 Ret.Exist_Non-FBC_DSI & ACI | 0 | 0 | 0 | 0 | 0 | 0 | 0
00 Ret.Exist_Non-FBC_DSI & ACI & C2G | 0 | 0 | 0 | 0 | 0 | 0 | 0
00 Ret.Exist_Non-FBC_DSI & ACI & C2G & SCR | 0 | 0 | 0 | 0 | 0 | 0 | 0
00 Ret.Exist_Non-FBC_DSI & ACI & DRET | 0 | 0 | 0 | 0 | 0 | 0 | 0
00 Ret.Exist_Non-FBC_DSI & ACI & GPM | 0 | 0 | 0 | 0 | 0 | 0 | 0
00 Ret.Exist_Non-FBC_DSI & ACI & GPM & C2G | 0 | 0 | 0 | 0 | 0 | 0 | 0
00 Ret.Exist_Non-FBC_DSI & ACI & GPM & C2G & SCR | 0 | 0 | 0 | 0 | 0 | 0 | 0
00 Ret.Exist_Non-FBC_DSI & ACI & GPM & DRET | 0 | 0 | 0 | 0 | 0 | 0 | 0
00 Ret.Exist_Non-FBC_DSI & ACI & GPM & NGC | 0 | 0 | 0 | 0 | 0 | 0 | 0
00 Ret.Exist_Non-FBC_DSI & ACI & GPM & SCR | 0 | 0 | 0 | 0 | 0 | 0 | 0
00 Ret.Exist_Non-FBC_DSI & ACI & GPM & SCR & DRET | 0 | 0 | 0 | 0 | 0 | 0 | 0
00 Ret.Exist_Non-FBC_DSI & ACI & GPM & SCR & NGC | 0 | 0 | 0 | 0 | 0 | 0 | 0
00 Ret.Exist_Non-FBC_DSI & ACI & GPM & SNCR | 0 | 0 | 0 | 0 | 0 | 0 | 0
00 Ret.Exist_Non-FBC_DSI & ACI & GPM & SNCR & DRET | 0 | 0 | 0 | 0 | 0 | 0 | 0
00 Ret.Exist_Non-FBC_DSI & ACI & GPM & SNCR & NGC | 0 | 0 | 0 | 0 | 0 | 0 | 0
00 Ret.Exist_Non-FBC_DSI & ACI & GPM & WetFGD & SCR & CCS | 0 | 0 | 0 | 0 | 0 | 0 | 0
00 Ret.Exist_Non-FBC_DSI & ACI & NGC | 0 | 0 | 0 | 0 | 0 | 0 | 0
00 Ret.Exist_Non-FBC_DSI & ACI & SCR | 0 | 0 | 0 | 0 | 0 | 0 | 0
00 Ret.Exist_Non-FBC_DSI & ACI & SCR & DRET | 0 | 0 | 0 | 0 | 0 | 0 | 0
00 Ret.Exist_Non-FBC_DSI & ACI & SCR & NGC | 0 | 0 | 0 | 0 | 0 | 0 | 0
00 Ret.Exist_Non-FBC_DSI & ACI & SNCR | 0 | 0 | 0 | 0 | 0 | 0 | 0
00 Ret.Exist_Non-FBC_DSI & ACI & SNCR & DRET | 0 | 0 | 0 | 0 | 0 | 0 | 0
00 Ret.Exist_Non-FBC_DSI & ACI & SNCR & NGC | 0 | 0 | 0 | 0 | 0 | 0 | 0
00 Ret.Exist_Non-FBC_DSI & ACI & WetFGD & SCR & CCS | 0 | 0 | 0 | 0 | 0 | 0 | 0
00 Ret.Exist_Non-FBC_DSI & C2G | 0 | 0 | 0 | 0 | 0 | 0 | 0
00 Ret.Exist_Non-FBC_DSI & C2G & SCR | 0 | 0 | 0 | 0 | 0 | 0 | 0
00 Ret.Exist_Non-FBC_DSI & DRET | 0 | 0 | 0 | 0 | 0 | 0 | 0
00 Ret.Exist_Non-FBC_DSI & GPM | 0 | 0 | 0 | 0 | 0 | 0 | 0
00 Ret.Exist_Non-FBC_DSI & GPM & C2G | 0 | 0 | 0 | 0 | 0 | 0 | 0
00 Ret.Exist_Non-FBC_DSI & GPM & C2G & SCR | 0 | 0 | 0 | 0 | 0 | 0 | 0
00 Ret.Exist_Non-FBC_DSI & GPM & DRET | 0 | 0 | 0 | 0 | 0 | 0 | 0
00 Ret.Exist_Non-FBC_DSI & GPM & NGC | 0 | 0 | 0 | 0 | 0 | 0 | 0
00 Ret.Exist_Non-FBC_DSI & GPM & SCR | 0 | 0 | 0 | 0 | 0 | 0 | 0
00 Ret.Exist_Non-FBC_DSI & GPM & SCR & DRET | 0 | 0 | 0 | 0 | 0 | 0 | 0
00 Ret.Exist_Non-FBC_DSI & GPM & SCR & NGC | 0 | 0 | 0 | 0 | 0 | 0 | 0
00 Ret.Exist_Non-FBC_DSI & GPM & SNCR | 0 | 0 | 0 | 0 | 0 | 0 | 0
00 Ret.Exist_Non-FBC_DSI & GPM & SNCR & DRET | 0 | 0 | 0 | 0 | 0 | 0 | 0
00 Ret.Exist_Non-FBC_DSI & GPM & SNCR & NGC | 0 | 0 | 0 | 0 | 0 | 0 | 0
00 Ret.Exist_Non-FBC_DSI & GPM & WetFGD & SCR & CCS | 0 | 0 | 0 | 0 | 0 | 0 | 0
00 Ret.Exist_Non-FBC_DSI & NGC | 0 | 0 | 0 | 0 | 0 | 0 | 0
00 Ret.Exist_Non-FBC_DSI & SCR | 0 | 0 | 0 | 0 | 0 | 0 | 0
00 Ret.Exist_Non-FBC_DSI & SCR & C2G | 0 | 0 | 0 | 0 | 0 | 0 | 0
00 Ret.Exist_Non-FBC_DSI & SCR & DRET | 0 | 0 | 0 | 0 | 0 | 0 | 0
00 Ret.Exist_Non-FBC_DSI & SCR & NGC | 0 | 0 | 0 | 0 | 0 | 0 | 0
00 Ret.Exist_Non-FBC_DSI & SCR & WetFGD & CCS | 0 | 0 | 0 | 0 | 0 | 0 | 0
00 Ret.Exist_Non-FBC_DSI & SNCR | 0 | 0 | 0 | 0 | 0 | 0 | 0
00 Ret.Exist_Non-FBC_DSI & SNCR & C2G | 0 | 0 | 0 | 0 | 0 | 0 | 0
00 Ret.Exist_Non-FBC_DSI & SNCR & DRET | 0 | 0 | 0 | 0 | 0 | 0 | 0
00 Ret.Exist_Non-FBC_DSI & SNCR & NGC | 0 | 0 | 0 | 0 | 0 | 0 | 0
00 Ret.Exist_Non-FBC_NoCtrl & ACI | 0 | 0 | 0 | 0 | 0 | 0 | 0
00 Ret.Exist_Non-FBC_NoCtrl & ACI & C2G | 0 | 0 | 0 | 0 | 0 | 0 | 0
00 Ret.Exist_Non-FBC_NoCtrl & ACI & C2G & SCR | 0 | 0 | 0 | 0 | 0 | 0 | 0
00 Ret.Exist_Non-FBC_NoCtrl & ACI & DRET | 0 | 0 | 0 | 0 | 0 | 0 | 0
00 Ret.Exist_Non-FBC_NoCtrl & ACI & DSI | 0 | 0 | 0 | 0 | 0 | 0 | 0
00 Ret.Exist_Non-FBC_NoCtrl & ACI & DSI & C2G | 0 | 0 | 0 | 0 | 0 | 0 | 0
00 Ret.Exist_Non-FBC_NoCtrl & ACI & DSI & C2G & SCR | 0 | 0 | 0 | 0 | 0 | 0 | 0
00 Ret.Exist_Non-FBC_NoCtrl & ACI & DSI & DRET | 0 | 0 | 0 | 0 | 0 | 0 | 0
00 Ret.Exist_Non-FBC_NoCtrl & ACI & DSI & GPM | 0 | 0 | 0 | 0 | 0 | 0 | 0
00 Ret.Exist_Non-FBC_NoCtrl & ACI & DSI & GPM & C2G | 0 | 0 | 0 | 0 | 0 | 0 | 0
00 Ret.Exist_Non-FBC_NoCtrl & ACI & DSI & GPM & C2G & SCR | 0 | 0 | 0 | 0 | 0 | 0 | 0
00 Ret.Exist_Non-FBC_NoCtrl & ACI & DSI & GPM & DRET | 0 | 0 | 0 | 0 | 0 | 0 | 0
00 Ret.Exist_Non-FBC_NoCtrl & ACI & DSI & GPM & NGC | 0 | 0 | 0 | 0 | 0 | 0 | 0
00 Ret.Exist_Non-FBC_NoCtrl & ACI & DSI & GPM & SCR | 0 | 0 | 0 | 0 | 0 | 0 | 0
00 Ret.Exist_Non-FBC_NoCtrl & ACI & DSI & GPM & SCR & DRET | 0 | 0 | 0 | 0 | 0 | 0 | 0
00 Ret.Exist_Non-FBC_NoCtrl & ACI & DSI & GPM & SCR & NGC | 0 | 0 | 0 | 0 | 0 | 0 | 0
00 Ret.Exist_Non-FBC_NoCtrl & ACI & DSI & GPM & SNCR | 0 | 0 | 0 | 0 | 0 | 0 | 0
00 Ret.Exist_Non-FBC_NoCtrl & ACI & DSI & GPM & SNCR & DRET | 0 | 0 | 0 | 0 | 0 | 0 | 0
00 Ret.Exist_Non-FBC_NoCtrl & ACI & DSI & GPM & SNCR & NGC | 0 | 0 | 0 | 0 | 0 | 0 | 0
00 Ret.Exist_Non-FBC_NoCtrl & ACI & DSI & GPM & WetFGD & SCR & CCS | 0 | 0 | 0 | 0 | 0 | 0 | 0
00 Ret.Exist_Non-FBC_NoCtrl & ACI & DSI & NGC | 0 | 0 | 0 | 0 | 0 | 0 | 0
00 Ret.Exist_Non-FBC_NoCtrl & ACI & DSI & SCR | 0 | 0 | 0 | 0 | 0 | 0 | 0
00 Ret.Exist_Non-FBC_NoCtrl & ACI & DSI & SCR & DRET | 0 | 0 | 0 | 0 | 0 | 0 | 0
00 Ret.Exist_Non-FBC_NoCtrl & ACI & DSI & SCR & NGC | 0 | 0 | 0 | 0 | 0 | 0 | 0
00 Ret.Exist_Non-FBC_NoCtrl & ACI & DSI & SNCR | 0 | 0 | 0 | 0 | 0 | 0 | 0
00 Ret.Exist_Non-FBC_NoCtrl & ACI & DSI & SNCR & DRET | 0 | 0 | 0 | 0 | 0 | 0 | 0
00 Ret.Exist_Non-FBC_NoCtrl & ACI & DSI & SNCR & NGC | 0 | 0 | 0 | 0 | 0 | 0 | 0
00 Ret.Exist_Non-FBC_NoCtrl & ACI & DSI & WetFGD & SCR & CCS | 0 | 0 | 0 | 0 | 0 | 0 | 0
00 Ret.Exist_Non-FBC_NoCtrl & ACI & GPM | 0 | 0 | 0 | 0 | 0 | 0 | 0
00 Ret.Exist_Non-FBC_NoCtrl & ACI & GPM & C2G | 0 | 0 | 0 | 0 | 0 | 0 | 0
00 Ret.Exist_Non-FBC_NoCtrl & ACI & GPM & C2G & SCR | 0 | 0 | 0 | 0 | 0 | 0 | 0
00 Ret.Exist_Non-FBC_NoCtrl & ACI & GPM & DRET | 0 | 0 | 0 | 0 | 0 | 0 | 0
00 Ret.Exist_Non-FBC_NoCtrl & ACI & GPM & NGC | 0 | 0 | 0 | 0 | 0 | 0 | 0
00 Ret.Exist_Non-FBC_NoCtrl & ACI & GPM & SCR | 0 | 0 | 0 | 0 | 0 | 0 | 0
00 Ret.Exist_Non-FBC_NoCtrl & ACI & GPM & SCR & DRET | 0 | 0 | 0 | 0 | 0 | 0 | 0
00 Ret.Exist_Non-FBC_NoCtrl & ACI & GPM & SCR & NGC | 0 | 0 | 0 | 0 | 0 | 0 | 0
00 Ret.Exist_Non-FBC_NoCtrl & ACI & GPM & SNCR | 0 | 0 | 0 | 0 | 0 | 0 | 0
00 Ret.Exist_Non-FBC_NoCtrl & ACI & GPM & SNCR & DRET | 0 | 0 | 0 | 0 | 0 | 0 | 0
00 Ret.Exist_Non-FBC_NoCtrl & ACI & GPM & SNCR & NGC | 0 | 0 | 0 | 0 | 0 | 0 | 0
00 Ret.Exist_Non-FBC_NoCtrl & ACI & GPM & WetFGD & SCR & CCS | 0 | 0 | 0 | 0 | 0 | 0 | 0
00 Ret.Exist_Non-FBC_NoCtrl & ACI & NGC | 0 | 0 | 0 | 0 | 0 | 0 | 0
00 Ret.Exist_Non-FBC_NoCtrl & ACI & SCR | 0 | 0 | 0 | 0 | 0 | 0 | 0
00 Ret.Exist_Non-FBC_NoCtrl & ACI & SCR & DRET | 0 | 0 | 0 | 0 | 0 | 0 | 0
00 Ret.Exist_Non-FBC_NoCtrl & ACI & SCR & NGC | 0 | 0 | 0 | 0 | 0 | 0 | 0
00 Ret.Exist_Non-FBC_NoCtrl & ACI & SNCR | 0 | 0 | 0 | 0 | 0 | 0 | 0
00 Ret.Exist_Non-FBC_NoCtrl & ACI & SNCR & DRET | 0 | 0 | 0 | 0 | 0 | 0 | 0
00 Ret.Exist_Non-FBC_NoCtrl & ACI & SNCR & NGC | 0 | 0 | 0 | 0 | 0 | 0 | 0
00 Ret.Exist_Non-FBC_NoCtrl & ACI & WetFGD & SCR & CCS | 0 | 0 | 0 | 0 | 0 | 0 | 0
00 Ret.Exist_Non-FBC_NoCtrl & C2G | 0 | 0 | 0 | 0 | 0 | 0 | 0
00 Ret.Exist_Non-FBC_NoCtrl & C2G & SCR | 0 | 0 | 0 | 0 | 0 | 0 | 0
00 Ret.Exist_Non-FBC_NoCtrl & DCCS | 0 | 0 | 0 | 0 | 0 | 0 | 0
00 Ret.Exist_Non-FBC_NoCtrl & DCCS & WetFGD & SCR & CCS | 0 | 0 | 0 | 0 | 0 | 0 | 0
00 Ret.Exist_Non-FBC_NoCtrl & DRET | 0 | 0 | 0 | 0 | 0 | 0 | 0
00 Ret.Exist_Non-FBC_NoCtrl & DSI | 0 | 0 | 0 | 0 | 0 | 0 | 0
00 Ret.Exist_Non-FBC_NoCtrl & DSI & C2G | 0 | 0 | 0 | 0 | 0 | 0 | 0
00 Ret.Exist_Non-FBC_NoCtrl & DSI & C2G & SCR | 0 | 0 | 0 | 0 | 0 | 0 | 0
00 Ret.Exist_Non-FBC_NoCtrl & DSI & DRET | 0 | 0 | 0 | 0 | 0 | 0 | 0
00 Ret.Exist_Non-FBC_NoCtrl & DSI & GPM | 0 | 0 | 0 | 0 | 0 | 0 | 0
00 Ret.Exist_Non-FBC_NoCtrl & DSI & GPM & C2G | 0 | 0 | 0 | 0 | 0 | 0 | 0
00 Ret.Exist_Non-FBC_NoCtrl & DSI & GPM & C2G & SCR | 0 | 0 | 0 | 0 | 0 | 0 | 0
00 Ret.Exist_Non-FBC_NoCtrl & DSI & GPM & DRET | 0 | 0 | 0 | 0 | 0 | 0 | 0
00 Ret.Exist_Non-FBC_NoCtrl & DSI & GPM & NGC | 0 | 0 | 0 | 0 | 0 | 0 | 0
00 Ret.Exist_Non-FBC_NoCtrl & DSI & GPM & SCR | 0 | 0 | 0 | 0 | 0 | 0 | 0
00 Ret.Exist_Non-FBC_NoCtrl & DSI & GPM & SCR & DRET | 0 | 0 | 0 | 0 | 0 | 0 | 0
00 Ret.Exist_Non-FBC_NoCtrl & DSI & GPM & SCR & NGC | 0 | 0 | 0 | 0 | 0 | 0 | 0
00 Ret.Exist_Non-FBC_NoCtrl & DSI & GPM & SNCR | 0 | 0 | 0 | 0 | 0 | 0 | 0
00 Ret.Exist_Non-FBC_NoCtrl & DSI & GPM & SNCR & DRET | 0 | 0 | 0 | 0 | 0 | 0 | 0
00 Ret.Exist_Non-FBC_NoCtrl & DSI & GPM & SNCR & NGC | 0 | 0 | 0 | 0 | 0 | 0 | 0
00 Ret.Exist_Non-FBC_NoCtrl & DSI & GPM & WetFGD & SCR & CCS | 0 | 0 | 0 | 0 | 0 | 0 | 0
00 Ret.Exist_Non-FBC_NoCtrl & DSI & NGC | 0 | 0 | 0 | 0 | 0 | 0 | 0
00 Ret.Exist_Non-FBC_NoCtrl & DSI & SCR | 0 | 0 | 0 | 0 | 0 | 0 | 0
00 Ret.Exist_Non-FBC_NoCtrl & DSI & SCR & DRET | 0 | 0 | 0 | 0 | 0 | 0 | 0
00 Ret.Exist_Non-FBC_NoCtrl & DSI & SCR & NGC | 0 | 0 | 0 | 0 | 0 | 0 | 0
00 Ret.Exist_Non-FBC_NoCtrl & DSI & SNCR | 0 | 0 | 0 | 0 | 0 | 0 | 0
00 Ret.Exist_Non-FBC_NoCtrl & DSI & SNCR & DRET | 0 | 0 | 0 | 0 | 0 | 0 | 0
00 Ret.Exist_Non-FBC_NoCtrl & DSI & SNCR & NGC | 0 | 0 | 0 | 0 | 0 | 0 | 0
00 Ret.Exist_Non-FBC_NoCtrl & DSI & WetFGD & SCR & CCS | 0 | 0 | 0 | 0 | 0 | 0 | 0
00 Ret.Exist_Non-FBC_NoCtrl & GPM | 0 | 0 | 0 | 0 | 0 | 0 | 0
00 Ret.Exist_Non-FBC_NoCtrl & GPM & C2G | 0 | 0 | 0 | 0 | 0 | 0 | 0
00 Ret.Exist_Non-FBC_NoCtrl & GPM & C2G & SCR | 0 | 0 | 0 | 0 | 0 | 0 | 0
00 Ret.Exist_Non-FBC_NoCtrl & GPM & DRET | 0 | 0 | 0 | 0 | 0 | 0 | 0
00 Ret.Exist_Non-FBC_NoCtrl & GPM & NGC | 0 | 0 | 0 | 0 | 0 | 0 | 0
00 Ret.Exist_Non-FBC_NoCtrl & GPM & SCR | 0 | 0 | 0 | 0 | 0 | 0 | 0
00 Ret.Exist_Non-FBC_NoCtrl & GPM & SCR & DRET | 0 | 0 | 0 | 0 | 0 | 0 | 0
00 Ret.Exist_Non-FBC_NoCtrl & GPM & SCR & NGC | 0 | 0 | 0 | 0 | 0 | 0 | 0
00 Ret.Exist_Non-FBC_NoCtrl & GPM & SNCR | 0 | 0 | 0 | 0 | 0 | 0 | 0
00 Ret.Exist_Non-FBC_NoCtrl & GPM & SNCR & DRET | 0 | 0 | 0 | 0 | 0 | 0 | 0
00 Ret.Exist_Non-FBC_NoCtrl & GPM & SNCR & NGC | 0 | 0 | 0 | 0 | 0 | 0 | 0
00 Ret.Exist_Non-FBC_NoCtrl & GPM & WetFGD & SCR & CCS | 0 | 0 | 0 | 0 | 0 | 0 | 0
00 Ret.Exist_Non-FBC_NoCtrl & NGC | 0 | 0 | 0 | 0 | 0 | 0 | 0
00 Ret.Exist_Non-FBC_NoCtrl & SCR | 0 | 0 | 0 | 0 | 0 | 0 | 0
00 Ret.Exist_Non-FBC_NoCtrl & SCR & C2G | 0 | 0 | 0 | 0 | 0 | 0 | 0
00 Ret.Exist_Non-FBC_NoCtrl & SCR & DRET | 0 | 0 | 0 | 0 | 0 | 0 | 0
00 Ret.Exist_Non-FBC_NoCtrl & SCR & NGC | 0 | 0 | 0 | 0 | 0 | 0 | 0
00 Ret.Exist_Non-FBC_NoCtrl & SCR & WetFGD & CCS | 0 | 0 | 0 | 0 | 0 | 0 | 0
00 Ret.Exist_Non-FBC_NoCtrl & SNCR | 0 | 0 | 0 | 0 | 0 | 0 | 0
00 Ret.Exist_Non-FBC_NoCtrl & SNCR & C2G | 0 | 0 | 0 | 0 | 0 | 0 | 0
00 Ret.Exist_Non-FBC_NoCtrl & SNCR & DRET | 0 | 0 | 0 | 0 | 0 | 0 | 0
00 Ret.Exist_Non-FBC_NoCtrl & SNCR & NGC | 0 | 0 | 0 | 0 | 0 | 0 | 0
00 Ret.Exist_Non-FBC_SCR_ACI & C2G | 0 | 0 | 0 | 0 | 0 | 0 | 0
00 Ret.Exist_Non-FBC_SCR_ACI & DCCS | 0 | 0 | 0 | 0 | 0 | 0 | 0
00 Ret.Exist_Non-FBC_SCR_ACI & DCCS & WetFGD & CCS | 0 | 0 | 0 | 0 | 0 | 0 | 0
00 Ret.Exist_Non-FBC_SCR_ACI & DRET | 0 | 0 | 0 | 0 | 0 | 0 | 0
00 Ret.Exist_Non-FBC_SCR_ACI & DSI | 0 | 0 | 0 | 0 | 0 | 0 | 0
00 Ret.Exist_Non-FBC_SCR_ACI & DSI & C2G | 0 | 0 | 0 | 0 | 0 | 0 | 0
00 Ret.Exist_Non-FBC_SCR_ACI & DSI & DRET | 0 | 0 | 0 | 0 | 0 | 0 | 0
00 Ret.Exist_Non-FBC_SCR_ACI & DSI & GPM | 0 | 0 | 0 | 0 | 0 | 0 | 0
00 Ret.Exist_Non-FBC_SCR_ACI & DSI & GPM & C2G | 0 | 0 | 0 | 0 | 0 | 0 | 0
00 Ret.Exist_Non-FBC_SCR_ACI & DSI & GPM & DRET | 0 | 0 | 0 | 0 | 0 | 0 | 0
00 Ret.Exist_Non-FBC_SCR_ACI & DSI & GPM & NGC | 0 | 0 | 0 | 0 | 0 | 0 | 0
00 Ret.Exist_Non-FBC_SCR_ACI & DSI & GPM & WetFGD & CCS | 0 | 0 | 0 | 0 | 0 | 0 | 0
00 Ret.Exist_Non-FBC_SCR_ACI & DSI & NGC | 0 | 0 | 0 | 0 | 0 | 0 | 0
00 Ret.Exist_Non-FBC_SCR_ACI & DSI & WetFGD & CCS | 0 | 0 | 0 | 0 | 0 | 0 | 0
00 Ret.Exist_Non-FBC_SCR_ACI & GPM | 0 | 0 | 0 | 0 | 0 | 0 | 0
00 Ret.Exist_Non-FBC_SCR_ACI & GPM & C2G | 0 | 0 | 0 | 0 | 0 | 0 | 0
00 Ret.Exist_Non-FBC_SCR_ACI & GPM & DRET | 0 | 0 | 0 | 0 | 0 | 0 | 0
00 Ret.Exist_Non-FBC_SCR_ACI & GPM & NGC | 0 | 0 | 0 | 0 | 0 | 0 | 0
00 Ret.Exist_Non-FBC_SCR_ACI & GPM & WetFGD & CCS | 0 | 0 | 0 | 0 | 0 | 0 | 0
00 Ret.Exist_Non-FBC_SCR_ACI & NGC | 0 | 0 | 0 | 0 | 0 | 0 | 0
00 Ret.Exist_Non-FBC_SCR_ACI & WetFGD & CCS | 0 | 0 | 0 | 0 | 0 | 0 | 0
00 Ret.Exist_Non-FBC_SCR_ACI_DSI & C2G | 0 | 0 | 0 | 0 | 0 | 0 | 0
00 Ret.Exist_Non-FBC_SCR_ACI_DSI & DCCS | 0 | 0 | 0 | 0 | 0 | 0 | 0
00 Ret.Exist_Non-FBC_SCR_ACI_DSI & DCCS & WetFGD & CCS | 0 | 0 | 0 | 0 | 0 | 0 | 0
00 Ret.Exist_Non-FBC_SCR_ACI_DSI & DRET | 0 | 0 | 0 | 0 | 0 | 0 | 0
00 Ret.Exist_Non-FBC_SCR_ACI_DSI & GPM | 0 | 0 | 0 | 0 | 0 | 0 | 0
00 Ret.Exist_Non-FBC_SCR_ACI_DSI & GPM & C2G | 0 | 0 | 0 | 0 | 0 | 0 | 0
00 Ret.Exist_Non-FBC_SCR_ACI_DSI & GPM & DRET | 0 | 0 | 0 | 0 | 0 | 0 | 0
00 Ret.Exist_Non-FBC_SCR_ACI_DSI & GPM & NGC | 0 | 0 | 0 | 0 | 0 | 0 | 0
00 Ret.Exist_Non-FBC_SCR_ACI_DSI & GPM & WetFGD & CCS | 0 | 0 | 0 | 0 | 0 | 0 | 0
00 Ret.Exist_Non-FBC_SCR_ACI_DSI & NGC | 0 | 0 | 0 | 0 | 0 | 0 | 0
00 Ret.Exist_Non-FBC_SCR_ACI_DSI & WetFGD & CCS | 0 | 0 | 0 | 0 | 0 | 0 | 0
00 Ret.Exist_Non-FBC_SNCR_ACI & C2G | 0 | 0 | 0 | 0 | 0 | 0 | 0
00 Ret.Exist_Non-FBC_SNCR_ACI & C2G & SCR | 0 | 0 | 0 | 0 | 0 | 0 | 0
00 Ret.Exist_Non-FBC_SNCR_ACI & DRET | 0 | 0 | 0 | 0 | 0 | 0 | 0
00 Ret.Exist_Non-FBC_SNCR_ACI & DSI | 0 | 0 | 0 | 0 | 0 | 0 | 0
00 Ret.Exist_Non-FBC_SNCR_ACI & DSI & C2G | 0 | 0 | 0 | 0 | 0 | 0 | 0
00 Ret.Exist_Non-FBC_SNCR_ACI & DSI & C2G & SCR | 0 | 0 | 0 | 0 | 0 | 0 | 0
00 Ret.Exist_Non-FBC_SNCR_ACI & DSI & DRET | 0 | 0 | 0 | 0 | 0 | 0 | 0
00 Ret.Exist_Non-FBC_SNCR_ACI & DSI & NGC | 0 | 0 | 0 | 0 | 0 | 0 | 0
00 Ret.Exist_Non-FBC_SNCR_ACI & DSI & SCR | 0 | 0 | 0 | 0 | 0 | 0 | 0
00 Ret.Exist_Non-FBC_SNCR_ACI & DSI & SCR & DRET | 0 | 0 | 0 | 0 | 0 | 0 | 0
00 Ret.Exist_Non-FBC_SNCR_ACI & DSI & SCR & NGC | 0 | 0 | 0 | 0 | 0 | 0 | 0
00 Ret.Exist_Non-FBC_SNCR_ACI & DSI & WetFGD & SCR & CCS | 0 | 0 | 0 | 0 | 0 | 0 | 0
00 Ret.Exist_Non-FBC_SNCR_ACI & GPM | 0 | 0 | 0 | 0 | 0 | 0 | 0
00 Ret.Exist_Non-FBC_SNCR_ACI & GPM & C2G | 0 | 0 | 0 | 0 | 0 | 0 | 0
00 Ret.Exist_Non-FBC_SNCR_ACI & GPM & C2G & SCR | 0 | 0 | 0 | 0 | 0 | 0 | 0
00 Ret.Exist_Non-FBC_SNCR_ACI & GPM & DRET | 0 | 0 | 0 | 0 | 0 | 0 | 0
00 Ret.Exist_Non-FBC_SNCR_ACI & GPM & NGC | 0 | 0 | 0 | 0 | 0 | 0 | 0
00 Ret.Exist_Non-FBC_SNCR_ACI & GPM & SCR | 0 | 0 | 0 | 0 | 0 | 0 | 0
00 Ret.Exist_Non-FBC_SNCR_ACI & GPM & SCR & DRET | 0 | 0 | 0 | 0 | 0 | 0 | 0
00 Ret.Exist_Non-FBC_SNCR_ACI & GPM & SCR & NGC | 0 | 0 | 0 | 0 | 0 | 0 | 0
00 Ret.Exist_Non-FBC_SNCR_ACI & GPM & WetFGD & SCR & CCS | 0 | 0 | 0 | 0 | 0 | 0 | 0
00 Ret.Exist_Non-FBC_SNCR_ACI & NGC | 0 | 0 | 0 | 0 | 0 | 0 | 0
00 Ret.Exist_Non-FBC_SNCR_ACI & SCR | 0 | 0 | 0 | 0 | 0 | 0 | 0
00 Ret.Exist_Non-FBC_SNCR_ACI & SCR & C2G | 0 | 0 | 0 | 0 | 0 | 0 | 0
00 Ret.Exist_Non-FBC_SNCR_ACI & SCR & DRET | 0 | 0 | 0 | 0 | 0 | 0 | 0
00 Ret.Exist_Non-FBC_SNCR_ACI & SCR & NGC | 0 | 0 | 0 | 0 | 0 | 0 | 0
00 Ret.Exist_Non-FBC_SNCR_ACI & SCR & WetFGD & CCS | 0 | 0 | 0 | 0 | 0 | 0 | 0
00 Ret.Exist_Non-FBC_SNCR_ACI_DSI & C2G | 0 | 0 | 0 | 0 | 0 | 0 | 0
00 Ret.Exist_Non-FBC_SNCR_ACI_DSI & C2G & SCR | 0 | 0 | 0 | 0 | 0 | 0 | 0
00 Ret.Exist_Non-FBC_SNCR_ACI_DSI & DCCS | 0 | 0 | 0 | 0 | 0 | 0 | 0
00 Ret.Exist_Non-FBC_SNCR_ACI_DSI & DCCS & WetFGD & SCR & CCS | 0 | 0 | 0 | 0 | 0 | 0 | 0
00 Ret.Exist_Non-FBC_SNCR_ACI_DSI & DRET | 0 | 0 | 0 | 0 | 0 | 0 | 0
00 Ret.Exist_Non-FBC_SNCR_ACI_DSI & GPM | 0 | 0 | 0 | 0 | 0 | 0 | 0
00 Ret.Exist_Non-FBC_SNCR_ACI_DSI & GPM & C2G | 0 | 0 | 0 | 0 | 0 | 0 | 0
00 Ret.Exist_Non-FBC_SNCR_ACI_DSI & GPM & C2G & SCR | 0 | 0 | 0 | 0 | 0 | 0 | 0
00 Ret.Exist_Non-FBC_SNCR_ACI_DSI & GPM & DRET | 0 | 0 | 0 | 0 | 0 | 0 | 0
00 Ret.Exist_Non-FBC_SNCR_ACI_DSI & GPM & NGC | 0 | 0 | 0 | 0 | 0 | 0 | 0
00 Ret.Exist_Non-FBC_SNCR_ACI_DSI & GPM & SCR | 0 | 0 | 0 | 0 | 0 | 0 | 0
00 Ret.Exist_Non-FBC_SNCR_ACI_DSI & GPM & SCR & DRET | 0 | 0 | 0 | 0 | 0 | 0 | 0
00 Ret.Exist_Non-FBC_SNCR_ACI_DSI & GPM & SCR & NGC | 0 | 0 | 0 | 0 | 0 | 0 | 0
00 Ret.Exist_Non-FBC_SNCR_ACI_DSI & GPM & WetFGD & SCR & CCS | 0 | 0 | 0 | 0 | 0 | 0 | 0
00 Ret.Exist_Non-FBC_SNCR_ACI_DSI & NGC | 0 | 0 | 0 | 0 | 0 | 0 | 0
00 Ret.Exist_Non-FBC_SNCR_ACI_DSI & SCR | 0 | 0 | 0 | 0 | 0 | 0 | 0
00 Ret.Exist_Non-FBC_SNCR_ACI_DSI & SCR & C2G | 0 | 0 | 0 | 0 | 0 | 0 | 0
00 Ret.Exist_Non-FBC_SNCR_ACI_DSI & SCR & DRET | 0 | 0 | 0 | 0 | 0 | 0 | 0
00 Ret.Exist_Non-FBC_SNCR_ACI_DSI & SCR & NGC | 0 | 0 | 0 | 0 | 0 | 0 | 0
00 Ret.Exist_Non-FBC_SNCR_ACI_DSI & SCR & WetFGD & CCS | 0 | 0 | 0 | 0 | 0 | 0 | 0
00 Ret.Exist_Non-FBC_WetFGD & ACI | 0 | 0 | 0 | 0 | 0 | 0 | 0
00 Ret.Exist_Non-FBC_WetFGD & ACI & C2G | 0 | 0 | 0 | 0 | 0 | 0 | 0
00 Ret.Exist_Non-FBC_WetFGD & ACI & C2G & SCR | 0 | 0 | 0 | 0 | 0 | 0 | 0
00 Ret.Exist_Non-FBC_WetFGD & ACI & DRET | 0 | 0 | 0 | 0 | 0 | 0 | 0
00 Ret.Exist_Non-FBC_WetFGD & ACI & GPM | 0 | 0 | 0 | 0 | 0 | 0 | 0
00 Ret.Exist_Non-FBC_WetFGD & ACI & GPM & C2G | 0 | 0 | 0 | 0 | 0 | 0 | 0
00 Ret.Exist_Non-FBC_WetFGD & ACI & GPM & C2G & SCR | 0 | 0 | 0 | 0 | 0 | 0 | 0
00 Ret.Exist_Non-FBC_WetFGD & ACI & GPM & DRET | 0 | 0 | 0 | 0 | 0 | 0 | 0
00 Ret.Exist_Non-FBC_WetFGD & ACI & GPM & NGC | 0 | 0 | 0 | 0 | 0 | 0 | 0
00 Ret.Exist_Non-FBC_WetFGD & ACI & GPM & SCR | 0 | 0 | 0 | 0 | 0 | 0 | 0
00 Ret.Exist_Non-FBC_WetFGD & ACI & GPM & SCR & CCS | 0 | 0 | 0 | 0 | 0 | 0 | 0
00 Ret.Exist_Non-FBC_WetFGD & ACI & GPM & SCR & DRET | 0 | 0 | 0 | 0 | 0 | 0 | 0
00 Ret.Exist_Non-FBC_WetFGD & ACI & GPM & SCR & NGC | 0 | 0 | 0 | 0 | 0 | 0 | 0
00 Ret.Exist_Non-FBC_WetFGD & ACI & GPM & SNCR | 0 | 0 | 0 | 0 | 0 | 0 | 0
00 Ret.Exist_Non-FBC_WetFGD & ACI & GPM & SNCR & DRET | 0 | 0 | 0 | 0 | 0 | 0 | 0
00 Ret.Exist_Non-FBC_WetFGD & ACI & GPM & SNCR & NGC | 0 | 0 | 0 | 0 | 0 | 0 | 0
00 Ret.Exist_Non-FBC_WetFGD & ACI & NGC | 0 | 0 | 0 | 0 | 0 | 0 | 0
00 Ret.Exist_Non-FBC_WetFGD & ACI & SCR | 0 | 0 | 0 | 0 | 0 | 0 | 0
00 Ret.Exist_Non-FBC_WetFGD & ACI & SCR & CCS | 0 | 0 | 0 | 0 | 0 | 0 | 0
00 Ret.Exist_Non-FBC_WetFGD & ACI & SCR & DRET | 0 | 0 | 0 | 0 | 0 | 0 | 0
00 Ret.Exist_Non-FBC_WetFGD & ACI & SCR & NGC | 0 | 0 | 0 | 0 | 0 | 0 | 0
00 Ret.Exist_Non-FBC_WetFGD & ACI & SNCR | 0 | 0 | 0 | 0 | 0 | 0 | 0
00 Ret.Exist_Non-FBC_WetFGD & ACI & SNCR & DRET | 0 | 0 | 0 | 0 | 0 | 0 | 0
00 Ret.Exist_Non-FBC_WetFGD & ACI & SNCR & NGC | 0 | 0 | 0 | 0 | 0 | 0 | 0
00 Ret.Exist_Non-FBC_WetFGD & C2G | 0 | 0 | 0 | 0 | 0 | 0 | 0
00 Ret.Exist_Non-FBC_WetFGD & C2G & SCR | 0 | 0 | 0 | 0 | 0 | 0 | 0
00 Ret.Exist_Non-FBC_WetFGD & DRET | 0 | 0 | 0 | 0 | 0 | 0 | 0
00 Ret.Exist_Non-FBC_WetFGD & DCCS | 0 | 0 | 0 | 0 | 0 | 0 | 0
00 Ret.Exist_Non-FBC_WetFGD & DCCS & SCR & CCS | 0 | 0 | 0 | 0 | 0 | 0 | 0
00 Ret.Exist_Non-FBC_WetFGD & GPM | 0 | 0 | 0 | 0 | 0 | 0 | 0
00 Ret.Exist_Non-FBC_WetFGD & GPM & C2G | 0 | 0 | 0 | 0 | 0 | 0 | 0
00 Ret.Exist_Non-FBC_WetFGD & GPM & C2G & SCR | 0 | 0 | 0 | 0 | 0 | 0 | 0
00 Ret.Exist_Non-FBC_WetFGD & GPM & DRET | 0 | 0 | 0 | 0 | 0 | 0 | 0
00 Ret.Exist_Non-FBC_WetFGD & GPM & NGC | 0 | 0 | 0 | 0 | 0 | 0 | 0
00 Ret.Exist_Non-FBC_WetFGD & GPM & SCR | 0 | 0 | 0 | 0 | 0 | 0 | 0
00 Ret.Exist_Non-FBC_WetFGD & GPM & SCR & CCS | 0 | 0 | 0 | 0 | 0 | 0 | 0
00 Ret.Exist_Non-FBC_WetFGD & GPM & SCR & DRET | 0 | 0 | 0 | 0 | 0 | 0 | 0
00 Ret.Exist_Non-FBC_WetFGD & GPM & SCR & NGC | 0 | 0 | 0 | 0 | 0 | 0 | 0
00 Ret.Exist_Non-FBC_WetFGD & GPM & SNCR | 0 | 0 | 0 | 0 | 0 | 0 | 0
00 Ret.Exist_Non-FBC_WetFGD & GPM & SNCR & DRET | 0 | 0 | 0 | 0 | 0 | 0 | 0
00 Ret.Exist_Non-FBC_WetFGD & GPM & SNCR & NGC | 0 | 0 | 0 | 0 | 0 | 0 | 0
00 Ret.Exist_Non-FBC_WetFGD & NGC | 0 | 0 | 0 | 0 | 0 | 0 | 0
00 Ret.Exist_Non-FBC_WetFGD & SCR | 0 | 0 | 0 | 0 | 0 | 0 | 0
00 Ret.Exist_Non-FBC_WetFGD & SCR & C2G | 0 | 0 | 0 | 0 | 0 | 0 | 0
00 Ret.Exist_Non-FBC_WetFGD & SCR & CCS | 0 | 0 | 0 | 0 | 0 | 0 | 0
00 Ret.Exist_Non-FBC_WetFGD & SCR & DRET | 0 | 0 | 0 | 0 | 0 | 0 | 0
00 Ret.Exist_Non-FBC_WetFGD & SCR & NGC | 0 | 0 | 0 | 0 | 0 | 0 | 0
00 Ret.Exist_Non-FBC_WetFGD & SNCR | 0 | 0 | 0 | 0 | 0 | 0 | 0
00 Ret.Exist_Non-FBC_WetFGD & SNCR & C2G | 0 | 0 | 0 | 0 | 0 | 0 | 0
00 Ret.Exist_Non-FBC_WetFGD & SNCR & DRET | 0 | 0 | 0 | 0 | 0 | 0 | 0
00 Ret.Exist_Non-FBC_WetFGD & SNCR & NGC | 0 | 0 | 0 | 0 | 0 | 0 | 0
00 Ret.Exist_Non-FBC_WetFGD_ACI & C2G | 0 | 0 | 0 | 0 | 0 | 0 | 0
00 Ret.Exist_Non-FBC_WetFGD_ACI & C2G & SCR | 0 | 0 | 0 | 0 | 0 | 0 | 0
00 Ret.Exist_Non-FBC_WetFGD_ACI & DCCS | 0 | 0 | 0 | 0 | 0 | 0 | 0
00 Ret.Exist_Non-FBC_WetFGD_ACI & DCCS & SCR & CCS | 0 | 0 | 0 | 0 | 0 | 0 | 0
00 Ret.Exist_Non-FBC_WetFGD_ACI & DRET | 0 | 0 | 0 | 0 | 0 | 0 | 0
00 Ret.Exist_Non-FBC_WetFGD_ACI & GPM | 0 | 0 | 0 | 0 | 0 | 0 | 0
00 Ret.Exist_Non-FBC_WetFGD_ACI & GPM & C2G | 0 | 0 | 0 | 0 | 0 | 0 | 0
00 Ret.Exist_Non-FBC_WetFGD_ACI & GPM & C2G & SCR | 0 | 0 | 0 | 0 | 0 | 0 | 0
00 Ret.Exist_Non-FBC_WetFGD_ACI & GPM & DRET | 0 | 0 | 0 | 0 | 0 | 0 | 0
00 Ret.Exist_Non-FBC_WetFGD_ACI & GPM & NGC | 0 | 0 | 0 | 0 | 0 | 0 | 0
00 Ret.Exist_Non-FBC_WetFGD_ACI & GPM & SCR | 0 | 0 | 0 | 0 | 0 | 0 | 0
00 Ret.Exist_Non-FBC_WetFGD_ACI & GPM & SCR & CCS | 0 | 0 | 0 | 0 | 0 | 0 | 0
00 Ret.Exist_Non-FBC_WetFGD_ACI & GPM & SCR & DRET | 0 | 0 | 0 | 0 | 0 | 0 | 0
00 Ret.Exist_Non-FBC_WetFGD_ACI & GPM & SCR & NGC | 0 | 0 | 0 | 0 | 0 | 0 | 0
00 Ret.Exist_Non-FBC_WetFGD_ACI & GPM & SNCR | 0 | 0 | 0 | 0 | 0 | 0 | 0
00 Ret.Exist_Non-FBC_WetFGD_ACI & GPM & SNCR & DRET | 0 | 0 | 0 | 0 | 0 | 0 | 0
00 Ret.Exist_Non-FBC_WetFGD_ACI & GPM & SNCR & NGC | 0 | 0 | 0 | 0 | 0 | 0 | 0
00 Ret.Exist_Non-FBC_WetFGD_ACI & NGC | 0 | 0 | 0 | 0 | 0 | 0 | 0
00 Ret.Exist_Non-FBC_WetFGD_ACI & SCR | 0 | 0 | 0 | 0 | 0 | 0 | 0
00 Ret.Exist_Non-FBC_WetFGD_ACI & SCR & C2G | 0 | 0 | 0 | 0 | 0 | 0 | 0
00 Ret.Exist_Non-FBC_WetFGD_ACI & SCR & CCS | 0 | 0 | 0 | 0 | 0 | 0 | 0
00 Ret.Exist_Non-FBC_WetFGD_ACI & SCR & DRET | 0 | 0 | 0 | 0 | 0 | 0 | 0
00 Ret.Exist_Non-FBC_WetFGD_ACI & SCR & NGC | 0 | 0 | 0 | 0 | 0 | 0 | 0
00 Ret.Exist_Non-FBC_WetFGD_ACI & SNCR | 0 | 0 | 0 | 0 | 0 | 0 | 0
00 Ret.Exist_Non-FBC_WetFGD_ACI & SNCR & C2G | 0 | 0 | 0 | 0 | 0 | 0 | 0
00 Ret.Exist_Non-FBC_WetFGD_ACI & SNCR & DRET | 0 | 0 | 0 | 0 | 0 | 0 | 0
00 Ret.Exist_Non-FBC_WetFGD_ACI & SNCR & NGC | 0 | 0 | 0 | 0 | 0 | 0 | 0
00 Ret.Exist_Non-FBC_WetFGD_ACI_DSI & C2G | 0 | 0 | 0 | 0 | 0 | 0 | 0
00 Ret.Exist_Non-FBC_WetFGD_ACI_DSI & C2G & SCR | 0 | 0 | 0 | 0 | 0 | 0 | 0
00 Ret.Exist_Non-FBC_WetFGD_ACI_DSI & DCCS | 0 | 0 | 0 | 0 | 0 | 0 | 0
00 Ret.Exist_Non-FBC_WetFGD_ACI_DSI & DCCS & SCR & CCS | 0 | 0 | 0 | 0 | 0 | 0 | 0
00 Ret.Exist_Non-FBC_WetFGD_ACI_DSI & DRET | 0 | 0 | 0 | 0 | 0 | 0 | 0
00 Ret.Exist_Non-FBC_WetFGD_ACI_DSI & GPM | 0 | 0 | 0 | 0 | 0 | 0 | 0
00 Ret.Exist_Non-FBC_WetFGD_ACI_DSI & GPM & C2G | 0 | 0 | 0 | 0 | 0 | 0 | 0
00 Ret.Exist_Non-FBC_WetFGD_ACI_DSI & GPM & C2G & SCR | 0 | 0 | 0 | 0 | 0 | 0 | 0
00 Ret.Exist_Non-FBC_WetFGD_ACI_DSI & GPM & DRET | 0 | 0 | 0 | 0 | 0 | 0 | 0
00 Ret.Exist_Non-FBC_WetFGD_ACI_DSI & GPM & NGC | 0 | 0 | 0 | 0 | 0 | 0 | 0
00 Ret.Exist_Non-FBC_WetFGD_ACI_DSI & GPM & SCR | 0 | 0 | 0 | 0 | 0 | 0 | 0
00 Ret.Exist_Non-FBC_WetFGD_ACI_DSI & GPM & SCR & CCS | 0 | 0 | 0 | 0 | 0 | 0 | 0
00 Ret.Exist_Non-FBC_WetFGD_ACI_DSI & GPM & SCR & DRET | 0 | 0 | 0 | 0 | 0 | 0 | 0
00 Ret.Exist_Non-FBC_WetFGD_ACI_DSI & GPM & SCR & NGC | 0 | 0 | 0 | 0 | 0 | 0 | 0
00 Ret.Exist_Non-FBC_WetFGD_ACI_DSI & GPM & SNCR | 0 | 0 | 0 | 0 | 0 | 0 | 0
00 Ret.Exist_Non-FBC_WetFGD_ACI_DSI & GPM & SNCR & DRET | 0 | 0 | 0 | 0 | 0 | 0 | 0
00 Ret.Exist_Non-FBC_WetFGD_ACI_DSI & GPM & SNCR & NGC | 0 | 0 | 0 | 0 | 0 | 0 | 0
00 Ret.Exist_Non-FBC_WetFGD_ACI_DSI & NGC | 0 | 0 | 0 | 0 | 0 | 0 | 0
00 Ret.Exist_Non-FBC_WetFGD_ACI_DSI & SCR | 0 | 0 | 0 | 0 | 0 | 0 | 0
00 Ret.Exist_Non-FBC_WetFGD_ACI_DSI & SCR & C2G | 0 | 0 | 0 | 0 | 0 | 0 | 0
00 Ret.Exist_Non-FBC_WetFGD_ACI_DSI & SCR & CCS | 0 | 0 | 0 | 0 | 0 | 0 | 0
00 Ret.Exist_Non-FBC_WetFGD_ACI_DSI & SCR & DRET | 0 | 0 | 0 | 0 | 0 | 0 | 0
00 Ret.Exist_Non-FBC_WetFGD_ACI_DSI & SCR & NGC | 0 | 0 | 0 | 0 | 0 | 0 | 0
00 Ret.Exist_Non-FBC_WetFGD_ACI_DSI & SNCR | 0 | 0 | 0 | 0 | 0 | 0 | 0
00 Ret.Exist_Non-FBC_WetFGD_ACI_DSI & SNCR & C2G | 0 | 0 | 0 | 0 | 0 | 0 | 0
00 Ret.Exist_Non-FBC_WetFGD_ACI_DSI & SNCR & DRET | 0 | 0 | 0 | 0 | 0 | 0 | 0
00 Ret.Exist_Non-FBC_WetFGD_ACI_DSI & SNCR & NGC | 0 | 0 | 0 | 0 | 0 | 0 | 0
00 Ret.Exist_Non-FBC_WetFGD_SCR & ACI | 0 | 0 | 0 | 0 | 0 | 0 | 0
00 Ret.Exist_Non-FBC_WetFGD_SCR & ACI & C2G | 0 | 0 | 0 | 0 | 0 | 0 | 0
00 Ret.Exist_Non-FBC_WetFGD_SCR & ACI & CCS | 0 | 0 | 0 | 0 | 0 | 0 | 0
00 Ret.Exist_Non-FBC_WetFGD_SCR & DCCS | 0 | 0 | 0 | 0 | 0 | 0 | 0
00 Ret.Exist_Non-FBC_WetFGD_SCR & DCCS & CCS | 0 | 0 | 0 | 0 | 0 | 0 | 0
00 Ret.Exist_Non-FBC_WetFGD_SCR & ACI & DRET | 0 | 0 | 0 | 0 | 0 | 0 | 0
00 Ret.Exist_Non-FBC_WetFGD_SCR & ACI & GPM | 0 | 0 | 0 | 0 | 0 | 0 | 0
00 Ret.Exist_Non-FBC_WetFGD_SCR & ACI & GPM & C2G | 0 | 0 | 0 | 0 | 0 | 0 | 0
00 Ret.Exist_Non-FBC_WetFGD_SCR & ACI & GPM & CCS | 0 | 0 | 0 | 0 | 0 | 0 | 0
00 Ret.Exist_Non-FBC_WetFGD_SCR & ACI & GPM & DRET | 0 | 0 | 0 | 0 | 0 | 0 | 0
00 Ret.Exist_Non-FBC_WetFGD_SCR & ACI & GPM & NGC | 0 | 0 | 0 | 0 | 0 | 0 | 0
00 Ret.Exist_Non-FBC_WetFGD_SCR & ACI & NGC | 0 | 0 | 0 | 0 | 0 | 0 | 0
00 Ret.Exist_Non-FBC_WetFGD_SCR & C2G | 0 | 0 | 0 | 0 | 0 | 0 | 0
00 Ret.Exist_Non-FBC_WetFGD_SCR & CCS | 0 | 0 | 0 | 0 | 0 | 0 | 0
00 Ret.Exist_Non-FBC_WetFGD_SCR & DRET | 0 | 0 | 0 | 0 | 0 | 0 | 0
00 Ret.Exist_Non-FBC_WetFGD_SCR & GPM | 0 | 0 | 0 | 0 | 0 | 0 | 0
00 Ret.Exist_Non-FBC_WetFGD_SCR & GPM & C2G | 0 | 0 | 0 | 0 | 0 | 0 | 0
00 Ret.Exist_Non-FBC_WetFGD_SCR & GPM & CCS | 0 | 0 | 0 | 0 | 0 | 0 | 0
00 Ret.Exist_Non-FBC_WetFGD_SCR & GPM & DRET | 0 | 0 | 0 | 0 | 0 | 0 | 0
00 Ret.Exist_Non-FBC_WetFGD_SCR & GPM & NGC | 0 | 0 | 0 | 0 | 0 | 0 | 0
00 Ret.Exist_Non-FBC_WetFGD_SCR & NGC | 0 | 0 | 0 | 0 | 0 | 0 | 0
00 Ret.Exist_Non-FBC_WetFGD_SCR_ACI & C2G | 0 | 0 | 0 | 0 | 0 | 0 | 0
00 Ret.Exist_Non-FBC_WetFGD_SCR_ACI & CCS | 0 | 0 | 0 | 0 | 0 | 0 | 0
00 Ret.Exist_Non-FBC_WetFGD_SCR_ACI & DCCS | 0 | 0 | 0 | 0 | 0 | 0 | 0
00 Ret.Exist_Non-FBC_WetFGD_SCR_ACI & DCCS & CCS | 0 | 0 | 0 | 0 | 0 | 0 | 0
00 Ret.Exist_Non-FBC_WetFGD_SCR_ACI & DRET | 0 | 0 | 0 | 0 | 0 | 0 | 0
00 Ret.Exist_Non-FBC_WetFGD_SCR_ACI & GPM | 0 | 0 | 0 | 0 | 0 | 0 | 0
00 Ret.Exist_Non-FBC_WetFGD_SCR_ACI & GPM & C2G | 0 | 0 | 0 | 0 | 0 | 0 | 0
00 Ret.Exist_Non-FBC_WetFGD_SCR_ACI & GPM & CCS | 0 | 0 | 0 | 0 | 0 | 0 | 0
00 Ret.Exist_Non-FBC_WetFGD_SCR_ACI & GPM & DRET | 0 | 0 | 0 | 0 | 0 | 0 | 0
00 Ret.Exist_Non-FBC_WetFGD_SCR_ACI & GPM & NGC | 0 | 0 | 0 | 0 | 0 | 0 | 0
00 Ret.Exist_Non-FBC_WetFGD_SCR_ACI & NGC | 0 | 0 | 0 | 0 | 0 | 0 | 0
00 Ret.Exist_Non-FBC_WetFGD_SCR_ACI_DSI & C2G | 0 | 0 | 0 | 0 | 0 | 0 | 0
00 Ret.Exist_Non-FBC_WetFGD_SCR_ACI_DSI & CCS | 0 | 0 | 0 | 0 | 0 | 0 | 0
00 Ret.Exist_Non-FBC_WetFGD_SCR_ACI_DSI & DCCS | 0 | 0 | 0 | 0 | 0 | 0 | 0
00 Ret.Exist_Non-FBC_WetFGD_SCR_ACI_DSI & DCCS & CCS | 0 | 0 | 0 | 0 | 0 | 0 | 0
00 Ret.Exist_Non-FBC_WetFGD_SCR_ACI_DSI & DRET | 0 | 0 | 0 | 0 | 0 | 0 | 0
00 Ret.Exist_Non-FBC_WetFGD_SCR_ACI_DSI & GPM | 0 | 0 | 0 | 0 | 0 | 0 | 0
00 Ret.Exist_Non-FBC_WetFGD_SCR_ACI_DSI & GPM & C2G | 0 | 0 | 0 | 0 | 0 | 0 | 0
00 Ret.Exist_Non-FBC_WetFGD_SCR_ACI_DSI & GPM & CCS | 0 | 0 | 0 | 0 | 0 | 0 | 0
00 Ret.Exist_Non-FBC_WetFGD_SCR_ACI_DSI & GPM & DRET | 0 | 0 | 0 | 0 | 0 | 0 | 0
00 Ret.Exist_Non-FBC_WetFGD_SCR_ACI_DSI & GPM & NGC | 0 | 0 | 0 | 0 | 0 | 0 | 0
00 Ret.Exist_Non-FBC_WetFGD_SCR_ACI_DSI & NGC | 0 | 0 | 0 | 0 | 0 | 0 | 0
00 Ret.Exist_Non-FBC_WetFGD_SCR_DSI & ACI | 0 | 0 | 0 | 0 | 0 | 0 | 0
00 Ret.Exist_Non-FBC_WetFGD_SCR_DSI & ACI & C2G | 0 | 0 | 0 | 0 | 0 | 0 | 0
00 Ret.Exist_Non-FBC_WetFGD_SCR_DSI & ACI & CCS | 0 | 0 | 0 | 0 | 0 | 0 | 0
00 Ret.Exist_Non-FBC_WetFGD_SCR_DSI & ACI & DRET | 0 | 0 | 0 | 0 | 0 | 0 | 0
00 Ret.Exist_Non-FBC_WetFGD_SCR_DSI & ACI & GPM | 0 | 0 | 0 | 0 | 0 | 0 | 0
00 Ret.Exist_Non-FBC_WetFGD_SCR_DSI & ACI & GPM & C2G | 0 | 0 | 0 | 0 | 0 | 0 | 0
00 Ret.Exist_Non-FBC_WetFGD_SCR_DSI & ACI & GPM & CCS | 0 | 0 | 0 | 0 | 0 | 0 | 0
00 Ret.Exist_Non-FBC_WetFGD_SCR_DSI & ACI & GPM & DRET | 0 | 0 | 0 | 0 | 0 | 0 | 0
00 Ret.Exist_Non-FBC_WetFGD_SCR_DSI & ACI & GPM & NGC | 0 | 0 | 0 | 0 | 0 | 0 | 0
00 Ret.Exist_Non-FBC_WetFGD_SCR_DSI & ACI & NGC | 0 | 0 | 0 | 0 | 0 | 0 | 0
00 Ret.Exist_Non-FBC_WetFGD_SCR_DSI & C2G | 0 | 0 | 0 | 0 | 0 | 0 | 0
00 Ret.Exist_Non-FBC_WetFGD_SCR_DSI & CCS | 0 | 0 | 0 | 0 | 0 | 0 | 0
00 Ret.Exist_Non-FBC_WetFGD_SCR_DSI & DCCS | 0 | 0 | 0 | 0 | 0 | 0 | 0
00 Ret.Exist_Non-FBC_WetFGD_SCR_DSI & DCCS & CCS | 0 | 0 | 0 | 0 | 0 | 0 | 0
00 Ret.Exist_Non-FBC_WetFGD_SCR_DSI & DRET | 0 | 0 | 0 | 0 | 0 | 0 | 0
00 Ret.Exist_Non-FBC_WetFGD_SCR_DSI & GPM | 0 | 0 | 0 | 0 | 0 | 0 | 0
00 Ret.Exist_Non-FBC_WetFGD_SCR_DSI & GPM & C2G | 0 | 0 | 0 | 0 | 0 | 0 | 0
00 Ret.Exist_Non-FBC_WetFGD_SCR_DSI & GPM & CCS | 0 | 0 | 0 | 0 | 0 | 0 | 0
00 Ret.Exist_Non-FBC_WetFGD_SCR_DSI & GPM & DRET | 0 | 0 | 0 | 0 | 0 | 0 | 0
00 Ret.Exist_Non-FBC_WetFGD_SCR_DSI & GPM & NGC | 0 | 0 | 0 | 0 | 0 | 0 | 0
00 Ret.Exist_Non-FBC_WetFGD_SCR_DSI & NGC | 0 | 0 | 0 | 0 | 0 | 0 | 0
00 Ret.Exist_Non-FBC_WetFGD_SNCR & ACI | 0 | 0 | 0 | 0 | 0 | 0 | 0
00 Ret.Exist_Non-FBC_WetFGD_SNCR & ACI & C2G | 0 | 0 | 0 | 0 | 0 | 0 | 0
00 Ret.Exist_Non-FBC_WetFGD_SNCR & ACI & C2G & SCR | 0 | 0 | 0 | 0 | 0 | 0 | 0
00 Ret.Exist_Non-FBC_WetFGD_SNCR & ACI & DRET | 0 | 0 | 0 | 0 | 0 | 0 | 0
00 Ret.Exist_Non-FBC_WetFGD_SNCR & ACI & GPM | 0 | 0 | 0 | 0 | 0 | 0 | 0
00 Ret.Exist_Non-FBC_WetFGD_SNCR & ACI & GPM & C2G | 0 | 0 | 0 | 0 | 0 | 0 | 0
00 Ret.Exist_Non-FBC_WetFGD_SNCR & ACI & GPM & C2G & SCR | 0 | 0 | 0 | 0 | 0 | 0 | 0
00 Ret.Exist_Non-FBC_WetFGD_SNCR & ACI & GPM & DRET | 0 | 0 | 0 | 0 | 0 | 0 | 0
00 Ret.Exist_Non-FBC_WetFGD_SNCR & ACI & GPM & NGC | 0 | 0 | 0 | 0 | 0 | 0 | 0
00 Ret.Exist_Non-FBC_WetFGD_SNCR & ACI & GPM & SCR | 0 | 0 | 0 | 0 | 0 | 0 | 0
00 Ret.Exist_Non-FBC_WetFGD_SNCR & ACI & GPM & SCR & CCS | 0 | 0 | 0 | 0 | 0 | 0 | 0
00 Ret.Exist_Non-FBC_WetFGD_SNCR & ACI & GPM & SCR & DRET | 0 | 0 | 0 | 0 | 0 | 0 | 0
00 Ret.Exist_Non-FBC_WetFGD_SNCR & ACI & GPM & SCR & NGC | 0 | 0 | 0 | 0 | 0 | 0 | 0
00 Ret.Exist_Non-FBC_WetFGD_SNCR & ACI & NGC | 0 | 0 | 0 | 0 | 0 | 0 | 0
00 Ret.Exist_Non-FBC_WetFGD_SNCR & ACI & SCR | 0 | 0 | 0 | 0 | 0 | 0 | 0
00 Ret.Exist_Non-FBC_WetFGD_SNCR & ACI & SCR & CCS | 0 | 0 | 0 | 0 | 0 | 0 | 0
00 Ret.Exist_Non-FBC_WetFGD_SNCR & ACI & SCR & DRET | 0 | 0 | 0 | 0 | 0 | 0 | 0
00 Ret.Exist_Non-FBC_WetFGD_SNCR & ACI & SCR & NGC | 0 | 0 | 0 | 0 | 0 | 0 | 0
00 Ret.Exist_Non-FBC_WetFGD_SNCR & C2G | 0 | 0 | 0 | 0 | 0 | 0 | 0
00 Ret.Exist_Non-FBC_WetFGD_SNCR & C2G & SCR | 0 | 0 | 0 | 0 | 0 | 0 | 0
00 Ret.Exist_Non-FBC_WetFGD_SNCR & DCCS | 0 | 0 | 0 | 0 | 0 | 0 | 0
00 Ret.Exist_Non-FBC_WetFGD_SNCR & DCCS & SCR & CCS | 0 | 0 | 0 | 0 | 0 | 0 | 0
00 Ret.Exist_Non-FBC_WetFGD_SNCR & DRET | 0 | 0 | 0 | 0 | 0 | 0 | 0
00 Ret.Exist_Non-FBC_WetFGD_SNCR & GPM | 0 | 0 | 0 | 0 | 0 | 0 | 0
00 Ret.Exist_Non-FBC_WetFGD_SNCR & GPM & C2G | 0 | 0 | 0 | 0 | 0 | 0 | 0
00 Ret.Exist_Non-FBC_WetFGD_SNCR & GPM & C2G & SCR | 0 | 0 | 0 | 0 | 0 | 0 | 0
00 Ret.Exist_Non-FBC_WetFGD_SNCR & GPM & DRET | 0 | 0 | 0 | 0 | 0 | 0 | 0
00 Ret.Exist_Non-FBC_WetFGD_SNCR & GPM & NGC | 0 | 0 | 0 | 0 | 0 | 0 | 0
00 Ret.Exist_Non-FBC_WetFGD_SNCR & GPM & SCR | 0 | 0 | 0 | 0 | 0 | 0 | 0
00 Ret.Exist_Non-FBC_WetFGD_SNCR & GPM & SCR & CCS | 0 | 0 | 0 | 0 | 0 | 0 | 0
00 Ret.Exist_Non-FBC_WetFGD_SNCR & GPM & SCR & DRET | 0 | 0 | 0 | 0 | 0 | 0 | 0
00 Ret.Exist_Non-FBC_WetFGD_SNCR & GPM & SCR & NGC | 0 | 0 | 0 | 0 | 0 | 0 | 0
00 Ret.Exist_Non-FBC_WetFGD_SNCR & NGC | 0 | 0 | 0 | 0 | 0 | 0 | 0
00 Ret.Exist_Non-FBC_WetFGD_SNCR & SCR | 0 | 0 | 0 | 0 | 0 | 0 | 0
00 Ret.Exist_Non-FBC_WetFGD_SNCR & SCR & C2G | 0 | 0 | 0 | 0 | 0 | 0 | 0
00 Ret.Exist_Non-FBC_WetFGD_SNCR & SCR & CCS | 0 | 0 | 0 | 0 | 0 | 0 | 0
00 Ret.Exist_Non-FBC_WetFGD_SNCR & SCR & DRET | 0 | 0 | 0 | 0 | 0 | 0 | 0
00 Ret.Exist_Non-FBC_WetFGD_SNCR & SCR & NGC | 0 | 0 | 0 | 0 | 0 | 0 | 0
00 Ret.Exist_Non-FBC_WetFGD_SNCR_ACI & C2G | 0 | 0 | 0 | 0 | 0 | 0 | 0
00 Ret.Exist_Non-FBC_WetFGD_SNCR_ACI & C2G & SCR | 0 | 0 | 0 | 0 | 0 | 0 | 0
00 Ret.Exist_Non-FBC_WetFGD_SNCR_ACI & DCCS | 0 | 0 | 0 | 0 | 0 | 0 | 0
00 Ret.Exist_Non-FBC_WetFGD_SNCR_ACI & DCCS & SCR & CCS | 0 | 0 | 0 | 0 | 0 | 0 | 0
00 Ret.Exist_Non-FBC_WetFGD_SNCR_ACI & DRET | 0 | 0 | 0 | 0 | 0 | 0 | 0
00 Ret.Exist_Non-FBC_WetFGD_SNCR_ACI & GPM | 0 | 0 | 0 | 0 | 0 | 0 | 0
00 Ret.Exist_Non-FBC_WetFGD_SNCR_ACI & GPM & C2G | 0 | 0 | 0 | 0 | 0 | 0 | 0
00 Ret.Exist_Non-FBC_WetFGD_SNCR_ACI & GPM & C2G & SCR | 0 | 0 | 0 | 0 | 0 | 0 | 0
00 Ret.Exist_Non-FBC_WetFGD_SNCR_ACI & GPM & DRET | 0 | 0 | 0 | 0 | 0 | 0 | 0
00 Ret.Exist_Non-FBC_WetFGD_SNCR_ACI & GPM & NGC | 0 | 0 | 0 | 0 | 0 | 0 | 0
00 Ret.Exist_Non-FBC_WetFGD_SNCR_ACI & GPM & SCR | 0 | 0 | 0 | 0 | 0 | 0 | 0
00 Ret.Exist_Non-FBC_WetFGD_SNCR_ACI & GPM & SCR & CCS | 0 | 0 | 0 | 0 | 0 | 0 | 0
00 Ret.Exist_Non-FBC_WetFGD_SNCR_ACI & GPM & SCR & DRET | 0 | 0 | 0 | 0 | 0 | 0 | 0
00 Ret.Exist_Non-FBC_WetFGD_SNCR_ACI & GPM & SCR & NGC | 0 | 0 | 0 | 0 | 0 | 0 | 0
00 Ret.Exist_Non-FBC_WetFGD_SNCR_ACI & NGC | 0 | 0 | 0 | 0 | 0 | 0 | 0
00 Ret.Exist_Non-FBC_WetFGD_SNCR_ACI & SCR | 0 | 0 | 0 | 0 | 0 | 0 | 0
00 Ret.Exist_Non-FBC_WetFGD_SNCR_ACI & SCR & C2G | 0 | 0 | 0 | 0 | 0 | 0 | 0
00 Ret.Exist_Non-FBC_WetFGD_SNCR_ACI & SCR & CCS | 0 | 0 | 0 | 0 | 0 | 0 | 0
00 Ret.Exist_Non-FBC_WetFGD_SNCR_ACI & SCR & DRET | 0 | 0 | 0 | 0 | 0 | 0 | 0
00 Ret.Exist_Non-FBC_WetFGD_SNCR_ACI & SCR & NGC | 0 | 0 | 0 | 0 | 0 | 0 | 0
00 Existing Combined Cycle Retirement | 0 | 0 | 0 | 0 | 0 | 0 | 0
00 New Combined Cycle Retirement | 0 | 0 | 0 | 0 | 0 | 0 | 0
00 Existing Combustion Turbine Retirement | 0 | 0 | 0 | 0 | 0 | 0 | 0
00 New Combustion Turbine Retirement | 0 | 0 | 0 | 0 | 0 | 0 | 0
00 Oil/Gas Steam Retirement | 0 | 0 | 0 | 0 | 0 | 0 | 0
00 Coal Steam Retirement | 0 | 0 | 0 | 0 | 0 | 0 | 0
00 IGCC Retirement | 0 | 0 | 0 | 0 | 0 | 0 | 0
00 Nuclear Retirement | 0 | 0 | 0 | 0 | 0 | 0 | 0
00 Biomass Retirement | 0 | 0 | 0 | 0 | 0 | 0 | 0
00 Fossil_Other Retirement | 0 | 0 | 0 | 0 | 0 | 0 | 0
00 Fuel Cell Retirement | 0 | 0 | 0 | 0 | 0 | 0 | 0
00 Geothermal Retirement | 0 | 0 | 0 | 0 | 0 | 0 | 0
00 Hydro Retirement | 0 | 0 | 0 | 0 | 0 | 0 | 0
00 Landfill Gas Retirement | 0 | 0 | 0 | 0 | 0 | 0 | 0
00 Non Fossil_Other Retirement | 0 | 0 | 0 | 0 | 0 | 0 | 0
00 Solar Thermal Retirement | 0 | 0 | 0 | 0 | 0 | 0 | 0
00 Exist Dummy | 0 | 0 | 0 | 0 | 0 | 0 | 0
Total | 2389.2974 | 2466.2659 | 2646.8445 | 2762.9138 | 2904.1317 | 3072.5287 | 3239.4498
14. Capacity Factor by Capacity Reporting Type [%]
00 New Combined Cycle | 81.5485 | 83.3332 | 84.9334 | 83.9358 | 85.733 | 78.4691 | 74.0597
00 New Combined Cycle with CCS Retrofit | N/A | N/A | N/A | N/A | N/A | N/A | N/A
00 New Combined Cycle with CF Limit | N/A | N/A | N/A | N/A | N/A | N/A | N/A
00 New Combined Cycle with HRI Retrofit | N/A | N/A | N/A | N/A | N/A | N/A | N/A
00 New Combined Cycle with Hydrogen Retrofit | N/A | N/A | N/A | N/A | N/A | N/A | N/A
00 New Combined Cycle with Hydrogen Retrofit Undone | N/A | N/A | N/A | N/A | N/A | N/A | N/A
00 New Combined Cycle with CCS | N/A | N/A | N/A | N/A | N/A | N/A | N/A
00 New Combustion Turbine | 0.58582 | 0.34059 | 0.16174 | 0.17313 | 4.5024 | 4.4824 | 11.503
00 New Combustion Turbine with HRI Retrofit | N/A | N/A | N/A | N/A | N/A | N/A | N/A
00 New Combustion Turbine with Hydrogen Retrofit | N/A | N/A | N/A | N/A | N/A | N/A | N/A
00 New Combustion Turbine with Hydrogen Retrofit Undone | N/A | N/A | N/A | N/A | N/A | N/A | N/A
00 New Hydro | 79.02 | 79.02 | 79.02 | 75.6826 | 76.2749 | 76.5597 | 76.8414
00 New Nuclear | N/A | N/A | N/A | N/A | N/A | N/A | N/A
00 New Nuclear - SMR | N/A | N/A | N/A | N/A | N/A | N/A | N/A
00 New Biomass | 71.673 | 83 | 71.6765 | 71.6902 | 41.0205 | 56.7615 | 50.8396
00 New Geothermal | N/A | N/A | N/A | N/A | N/A | N/A | N/A
00 New Landfill Gas | 90 | 90 | 88.1724 | 88.7447 | 86.6296 | 86.2981 | 86.6295
00 New Battery Storage | 4.5911 | 4.7916 | 3.1539 | 2.6521 | 2.7868 | 3.4284 | 4.142
00 New Offshore Wind | N/A | N/A | N/A | N/A | N/A | N/A | N/A
00 New Onshore Wind | 39.7742 | 39.9119 | 43.8146 | 43.3258 | 42.7422 | 42.3227 | 42.1343
00 New Solar PV | 24.753 | 24.753 | 24.753 | 24.7576 | 24.7858 | 24.3224 | 24.0545
00 New Solar Thermal | N/A | N/A | N/A | N/A | N/A | N/A | N/A
00 New Fuel Cell | N/A | N/A | N/A | N/A | N/A | N/A | N/A
00 New Ultrasupercritical Coal without CCS | N/A | N/A | 35.4168 | 45.3712 | 42.8263 | 46.0024 | 51.3672
00 New Ultrasupercritical Coal with 30% CCS | N/A | N/A | N/A | N/A | N/A | N/A | N/A
00 New Ultrasupercritical Coal with 90% CCS | N/A | N/A | N/A | N/A | N/A | N/A | N/A
00 Exist & New Distributed Solar PV | N/A | N/A | N/A | N/A | N/A | N/A | N/A
00 Exist Combined Cycle | 34.0399 | 49.2189 | 52.3713 | 38.8869 | 33.5254 | 33.9894 | 33.9416
00 Exist Combustion Turbine | 0.034386 | 0.042189 | 0.22665 | 0.50932 | 1.5029 | 2.6101 | 4.1002
00 Exist FBC_Uncontrolled | 0 | 0 | 0 | 0 | 0 | 0 | 0
00 Exist FBC_ACI_DSI | N/A | N/A | N/A | N/A | N/A | N/A | N/A
00 Exist FBC_DryFGD_ACI | N/A | N/A | N/A | N/A | N/A | N/A | N/A
00 Exist FBC_DryFGD_DSI | N/A | N/A | N/A | N/A | N/A | N/A | N/A
00 Exist FBC_DryFGD_SNCR | N/A | N/A | N/A | N/A | N/A | N/A | N/A
00 Exist FBC_DryFGD_SNCR_ACI | N/A | N/A | N/A | N/A | N/A | N/A | N/A
00 Exist FBC_DryFGD_SNCR_ACI_DSI | N/A | N/A | N/A | N/A | N/A | N/A | N/A
00 Exist FBC_DryFGD_SNCR_DSI | N/A | N/A | N/A | N/A | N/A | N/A | N/A
00 Exist FBC_DSI | N/A | N/A | N/A | N/A | N/A | N/A | N/A
00 Exist FBC_SNCR | N/A | N/A | N/A | N/A | N/A | N/A | N/A
00 Exist FBC_SNCR_ACI_DSI | N/A | N/A | N/A | N/A | N/A | N/A | N/A
00 Exist FBC_SNCR_DSI | N/A | N/A | N/A | N/A | N/A | N/A | N/A
00 Exist FBC_WetFGD_SNCR | N/A | N/A | N/A | N/A | N/A | N/A | N/A
00 Exist FBC_WetFGD_DSI | N/A | N/A | N/A | N/A | N/A | N/A | N/A
00 Exist_Non-FBC_Uncontrolled | 46.5113 | 22.7917 | 81.53 | 81.53 | 81.53 | 81.53 | 81.53
00 Exist_Non-FBC_ACI | N/A | N/A | N/A | N/A | N/A | N/A | N/A
00 Exist_Non-FBC_ACI_DSI | N/A | N/A | N/A | N/A | N/A | N/A | N/A
00 Exist_Non-FBC_DryFGD | 81.53 | 81.53 | 81.53 | 81.53 | 81.53 | 81.53 | 81.53
00 Exist_Non-FBC_DryFGD_ACI | N/A | N/A | N/A | N/A | N/A | N/A | N/A
00 Exist_Non-FBC_DryFGD_SCR | N/A | N/A | N/A | N/A | N/A | N/A | N/A
00 Exist_Non-FBC_DryFGD_SCR_ACI | N/A | N/A | N/A | N/A | N/A | N/A | N/A
00 Exist_Non-FBC_DryFGD_SCR_DSI | N/A | N/A | N/A | N/A | N/A | N/A | N/A
00 Exist_Non-FBC_DryFGD_SCR_ACI_DSI | N/A | N/A | N/A | N/A | N/A | N/A | N/A
00 Exist_Non-FBC_DryFGD_SNCR_ACI | N/A | N/A | N/A | N/A | N/A | N/A | N/A
00 Exist_Non-FBC_DryFGD_SNCR_ACI_DSI | N/A | N/A | N/A | N/A | N/A | N/A | N/A
00 Exist_Non-FBC_DSI | N/A | N/A | N/A | N/A | N/A | N/A | N/A
00 Exist_Non-FBC_SCR_ACI | N/A | N/A | N/A | N/A | N/A | N/A | N/A
00 Exist_Non-FBC_SCR_ACI_DSI | N/A | N/A | N/A | N/A | N/A | N/A | N/A
00 Exist_Non-FBC_SNCR_ACI | N/A | N/A | N/A | N/A | N/A | N/A | N/A
00 Exist_Non-FBC_SNCR_ACI_DSI | N/A | N/A | N/A | N/A | N/A | N/A | N/A
00 Exist_Non-FBC_WetFGD | 0 | 0 | 0 | 0 | 0 | 0 | 0
00 Exist_Non-FBC_WetFGD_ACI | N/A | N/A | N/A | N/A | N/A | N/A | N/A
00 Exist_Non-FBC_WetFGD_ACI_DSI | N/A | N/A | N/A | N/A | N/A | N/A | N/A
00 Exist_Non-FBC_WetFGD_SCR | N/A | N/A | N/A | N/A | N/A | N/A | N/A
00 Exist_Non-FBC_WetFGD_SCR_DSI | N/A | N/A | N/A | N/A | N/A | N/A | N/A
00 Exist_Non-FBC_WetFGD_SCR_ACI | N/A | N/A | N/A | N/A | N/A | N/A | N/A
00 Exist_Non-FBC_WetFGD_SCR_ACI_DSI | N/A | N/A | N/A | N/A | N/A | N/A | N/A
00 Exist_Non-FBC_WetFGD_SNCR | N/A | N/A | N/A | N/A | N/A | N/A | N/A
00 Exist_Non-FBC_WetFGD_SNCR_ACI | N/A | N/A | N/A | N/A | N/A | N/A | N/A
00 Exist IGCC | N/A | N/A | N/A | N/A | N/A | N/A | N/A
00 Exist Fossil_Other | 47.4554 | 47.4554 | 47.4554 | 47.4554 | 47.4554 | 47.4554 | 47.4554
00 Exist Fuel Cell | N/A | N/A | N/A | N/A | N/A | N/A | N/A
00 Exist Hydro | 54.9091 | 54.9459 | 54.9582 | 54.945 | 54.9343 | 54.5749 | 54.7844
00 Exist Non Fossil_Other | 51.883 | 51.9463 | 51.9463 | 51.7829 | 51.1501 | 51.1501 | 51.1501
00 Exist Nuclear | 90.1632 | 90.1632 | 90.1632 | 90.1632 | 89.5177 | 89.9588 | 89.8664
00 Exist Oil/Gas Steam | 0.43949 | 0.46119 | 0.47211 | 0.46134 | 0.4631 | 3.4248 | 3.7617
00 Exist Oil/Gas Steam_SCR | N/A | N/A | N/A | N/A | N/A | N/A | N/A
00 Exist Oil/Gas Steam_SNCR | N/A | N/A | N/A | N/A | N/A | N/A | N/A
00 Exist Biomass | 76.053 | 76.6271 | 76.3504 | 72.277 | 70.5393 | 68.0974 | 68.2359
00 Exist Landfill Gas | 63.9758 | 63.9758 | 63.9758 | 63.9758 | 62.1343 | 62.1343 | 62.1343
00 Exist Geothermal | N/A | N/A | N/A | N/A | N/A | N/A | N/A
00 Exist Pump Storage | 0.83915 | 0.65257 | 0.33499 | 0.305 | 0.40584 | 0.27379 | 0.23646
00 Exist Energy Storage | 4.1076 | 6.7642 | 6.7287 | 4.2886 | 4.5083 | 4.4461 | 3.8495
00 Exist Solar PV | 24.6182 | 24.6182 | 24.6182 | 24.6182 | 24.6182 | 24.6182 | 24.6182
00 Exist Solar Thermal | 22.9043 | 22.9043 | 22.9043 | 22.9043 | 22.9043 | 22.9043 | 22.9043
00 Exist Offshore Wind | N/A | N/A | N/A | N/A | N/A | N/A | N/A
00 Exist Onshore Wind | 36.1091 | 36.1091 | 36.1091 | 36.1091 | 36.1091 | 36.1091 | 36.1091
00 International Imports | N/A | N/A | N/A | N/A | N/A | N/A | N/A
00 Ret.Exist Combined Cycle & CF Limit | N/A | N/A | N/A | N/A | N/A | N/A | N/A
00 Ret.Exist Combined Cycle & CCS | N/A | N/A | N/A | N/A | N/A | N/A | N/A
00 Ret.Exist Combined Cycle & Hydrogen | N/A | N/A | N/A | N/A | N/A | N/A | N/A
00 Ret.Exist Combined Cycle & Hydrogen Retrofit Undone | N/A | N/A | N/A | N/A | N/A | N/A | N/A
00 Ret.Exist Combined Cycle & HRI | N/A | N/A | N/A | N/A | N/A | N/A | N/A
00 Ret.Exist Combustion Turbine & HRI | N/A | N/A | N/A | N/A | N/A | N/A | N/A
00 Ret.Exist_FBC_NoCtrl & CCS | N/A | N/A | N/A | N/A | N/A | N/A | N/A
00 Ret.Exist_FBC_NoCtrl & DRET | N/A | N/A | N/A | N/A | N/A | N/A | N/A
00 Ret.Exist_FBC_NoCtrl & GPM | N/A | N/A | N/A | N/A | N/A | N/A | N/A
00 Ret.Exist_FBC_NoCtrl & GPM & CCS | N/A | N/A | N/A | N/A | N/A | N/A | N/A
00 Ret.Exist_FBC_NoCtrl & GPM & DRET | N/A | N/A | N/A | N/A | N/A | N/A | N/A
00 Ret.Exist_FBC_NoCtrl & GPM & NGC | N/A | N/A | N/A | N/A | N/A | N/A | N/A
00 Ret.Exist_FBC_NoCtrl & GPM & SNCR | N/A | N/A | N/A | N/A | N/A | N/A | N/A
00 Ret.Exist_FBC_NoCtrl & GPM & SNCR & CCS | N/A | N/A | N/A | N/A | N/A | N/A | N/A
00 Ret.Exist_FBC_NoCtrl & GPM & SNCR & DRET | N/A | N/A | N/A | N/A | N/A | N/A | N/A
00 Ret.Exist_FBC_NoCtrl & GPM & SNCR & NGC | N/A | N/A | N/A | N/A | N/A | N/A | N/A
00 Ret.Exist_FBC_NoCtrl & NGC | N/A | N/A | N/A | N/A | N/A | N/A | N/A
00 Ret.Exist_FBC_NoCtrl & SNCR | N/A | N/A | N/A | N/A | N/A | N/A | N/A
00 Ret.Exist_FBC_NoCtrl & SNCR & CCS | N/A | N/A | N/A | N/A | N/A | N/A | N/A
00 Ret.Exist_FBC_NoCtrl & SNCR & DRET | N/A | N/A | N/A | N/A | N/A | N/A | N/A
00 Ret.Exist_FBC_NoCtrl & SNCR & NGC | N/A | N/A | N/A | N/A | N/A | N/A | N/A
00 Ret.Exist_FBC_ACI_DSI & CCS | N/A | N/A | N/A | N/A | N/A | N/A | N/A
00 Ret.Exist_FBC_ACI_DSI & DCCS | N/A | N/A | N/A | N/A | N/A | N/A | N/A
00 Ret.Exist_FBC_ACI_DSI & DCCS & CCS | N/A | N/A | N/A | N/A | N/A | N/A | N/A
00 Ret.Exist_FBC_ACI_DSI & DCCS & SNCR & CCS | N/A | N/A | N/A | N/A | N/A | N/A | N/A
00 Ret.Exist_FBC_ACI_DSI & DRET | N/A | N/A | N/A | N/A | N/A | N/A | N/A
00 Ret.Exist_FBC_ACI_DSI & GPM | N/A | N/A | N/A | N/A | N/A | N/A | N/A
00 Ret.Exist_FBC_ACI_DSI & GPM & CCS | N/A | N/A | N/A | N/A | N/A | N/A | N/A
00 Ret.Exist_FBC_ACI_DSI & GPM & DRET | N/A | N/A | N/A | N/A | N/A | N/A | N/A
00 Ret.Exist_FBC_ACI_DSI & GPM & NGC | N/A | N/A | N/A | N/A | N/A | N/A | N/A
00 Ret.Exist_FBC_ACI_DSI & GPM & SNCR | N/A | N/A | N/A | N/A | N/A | N/A | N/A
00 Ret.Exist_FBC_ACI_DSI & GPM & SNCR & CCS | N/A | N/A | N/A | N/A | N/A | N/A | N/A
00 Ret.Exist_FBC_ACI_DSI & GPM & SNCR & DRET | N/A | N/A | N/A | N/A | N/A | N/A | N/A
00 Ret.Exist_FBC_ACI_DSI & GPM & SNCR & NGC | N/A | N/A | N/A | N/A | N/A | N/A | N/A
00 Ret.Exist_FBC_ACI_DSI & NGC | N/A | N/A | N/A | N/A | N/A | N/A | N/A
00 Ret.Exist_FBC_ACI_DSI & SNCR | N/A | N/A | N/A | N/A | N/A | N/A | N/A
00 Ret.Exist_FBC_ACI_DSI & SNCR & CCS | N/A | N/A | N/A | N/A | N/A | N/A | N/A
00 Ret.Exist_FBC_ACI_DSI & SNCR & DRET | N/A | N/A | N/A | N/A | N/A | N/A | N/A
00 Ret.Exist_FBC_ACI_DSI & SNCR & NGC | N/A | N/A | N/A | N/A | N/A | N/A | N/A
00 Ret.Exist_FBC_DryFGD_ACI & CCS | N/A | N/A | N/A | N/A | N/A | N/A | N/A
00 Ret.Exist_FBC_DryFGD_ACI & DCCS | N/A | N/A | N/A | N/A | N/A | N/A | N/A
00 Ret.Exist_FBC_DryFGD_ACI & DCCS & CCS | N/A | N/A | N/A | N/A | N/A | N/A | N/A
00 Ret.Exist_FBC_DryFGD_ACI & DCCS & SNCR & CCS | N/A | N/A | N/A | N/A | N/A | N/A | N/A
00 Ret.Exist_FBC_DryFGD_ACI & DRET | N/A | N/A | N/A | N/A | N/A | N/A | N/A
00 Ret.Exist_FBC_DryFGD_ACI & GPM | N/A | N/A | N/A | N/A | N/A | N/A | N/A
00 Ret.Exist_FBC_DryFGD_ACI & GPM & CCS | N/A | N/A | N/A | N/A | N/A | N/A | N/A
00 Ret.Exist_FBC_DryFGD_ACI & GPM & DRET | N/A | N/A | N/A | N/A | N/A | N/A | N/A
00 Ret.Exist_FBC_DryFGD_ACI & GPM & NGC | N/A | N/A | N/A | N/A | N/A | N/A | N/A
00 Ret.Exist_FBC_DryFGD_ACI & GPM & SNCR | N/A | N/A | N/A | N/A | N/A | N/A | N/A
00 Ret.Exist_FBC_DryFGD_ACI & GPM & SNCR & CCS | N/A | N/A | N/A | N/A | N/A | N/A | N/A
00 Ret.Exist_FBC_DryFGD_ACI & GPM & SNCR & DRET | N/A | N/A | N/A | N/A | N/A | N/A | N/A
00 Ret.Exist_FBC_DryFGD_ACI & GPM & SNCR & NGC | N/A | N/A | N/A | N/A | N/A | N/A | N/A
00 Ret.Exist_FBC_DryFGD_ACI & NGC | N/A | N/A | N/A | N/A | N/A | N/A | N/A
00 Ret.Exist_FBC_DryFGD_ACI & SNCR | N/A | N/A | N/A | N/A | N/A | N/A | N/A
00 Ret.Exist_FBC_DryFGD_ACI & SNCR & CCS | N/A | N/A | N/A | N/A | N/A | N/A | N/A
00 Ret.Exist_FBC_DryFGD_ACI & SNCR & DRET | N/A | N/A | N/A | N/A | N/A | N/A | N/A
00 Ret.Exist_FBC_DryFGD_ACI & SNCR & NGC | N/A | N/A | N/A | N/A | N/A | N/A | N/A
00 Ret.Exist_FBC_DryFGD_DSI & ACI | N/A | N/A | N/A | N/A | N/A | N/A | N/A
00 Ret.Exist_FBC_DryFGD_DSI & ACI & DRET | N/A | N/A | N/A | N/A | N/A | N/A | N/A
00 Ret.Exist_FBC_DryFGD_DSI & ACI & GPM | N/A | N/A | N/A | N/A | N/A | N/A | N/A
00 Ret.Exist_FBC_DryFGD_DSI & ACI & GPM & DRET | N/A | N/A | N/A | N/A | N/A | N/A | N/A
00 Ret.Exist_FBC_DryFGD_DSI & ACI & GPM & NGC | N/A | N/A | N/A | N/A | N/A | N/A | N/A
00 Ret.Exist_FBC_DryFGD_DSI & ACI & GPM & SNCR | N/A | N/A | N/A | N/A | N/A | N/A | N/A
00 Ret.Exist_FBC_DryFGD_DSI & ACI & GPM & SNCR & DRET | N/A | N/A | N/A | N/A | N/A | N/A | N/A
00 Ret.Exist_FBC_DryFGD_DSI & ACI & GPM & SNCR & NGC | N/A | N/A | N/A | N/A | N/A | N/A | N/A
00 Ret.Exist_FBC_DryFGD_DSI & ACI & NGC | N/A | N/A | N/A | N/A | N/A | N/A | N/A
00 Ret.Exist_FBC_DryFGD_DSI & ACI & SNCR | N/A | N/A | N/A | N/A | N/A | N/A | N/A
00 Ret.Exist_FBC_DryFGD_DSI & ACI & SNCR & DRET | N/A | N/A | N/A | N/A | N/A | N/A | N/A
00 Ret.Exist_FBC_DryFGD_DSI & ACI & SNCR & NGC | N/A | N/A | N/A | N/A | N/A | N/A | N/A
00 Ret.Exist_FBC_DryFGD_DSI & DRET | N/A | N/A | N/A | N/A | N/A | N/A | N/A
00 Ret.Exist_FBC_DryFGD_DSI & GPM | N/A | N/A | N/A | N/A | N/A | N/A | N/A
00 Ret.Exist_FBC_DryFGD_DSI & GPM & DRET | N/A | N/A | N/A | N/A | N/A | N/A | N/A
00 Ret.Exist_FBC_DryFGD_DSI & GPM & NGC | N/A | N/A | N/A | N/A | N/A | N/A | N/A
00 Ret.Exist_FBC_DryFGD_DSI & GPM & SNCR | N/A | N/A | N/A | N/A | N/A | N/A | N/A
00 Ret.Exist_FBC_DryFGD_DSI & GPM & SNCR & DRET | N/A | N/A | N/A | N/A | N/A | N/A | N/A
00 Ret.Exist_FBC_DryFGD_DSI & GPM & SNCR & NGC | N/A | N/A | N/A | N/A | N/A | N/A | N/A
00 Ret.Exist_FBC_DryFGD_DSI & NGC | N/A | N/A | N/A | N/A | N/A | N/A | N/A
00 Ret.Exist_FBC_DryFGD_DSI & SNCR | N/A | N/A | N/A | N/A | N/A | N/A | N/A
00 Ret.Exist_FBC_DryFGD_DSI & SNCR & DRET | N/A | N/A | N/A | N/A | N/A | N/A | N/A
00 Ret.Exist_FBC_DryFGD_DSI & SNCR & NGC | N/A | N/A | N/A | N/A | N/A | N/A | N/A
00 Ret.Exist_FBC_DryFGD_SNCR & ACI | N/A | N/A | N/A | N/A | N/A | N/A | N/A
00 Ret.Exist_FBC_DryFGD_SNCR & ACI & CCS | N/A | N/A | N/A | N/A | N/A | N/A | N/A
00 Ret.Exist_FBC_DryFGD_SNCR & ACI & DRET | N/A | N/A | N/A | N/A | N/A | N/A | N/A
00 Ret.Exist_FBC_DryFGD_SNCR & ACI & GPM | N/A | N/A | N/A | N/A | N/A | N/A | N/A
00 Ret.Exist_FBC_DryFGD_SNCR & ACI & GPM & CCS | N/A | N/A | N/A | N/A | N/A | N/A | N/A
00 Ret.Exist_FBC_DryFGD_SNCR & ACI & GPM & DRET | N/A | N/A | N/A | N/A | N/A | N/A | N/A
00 Ret.Exist_FBC_DryFGD_SNCR & ACI & GPM & NGC | N/A | N/A | N/A | N/A | N/A | N/A | N/A
00 Ret.Exist_FBC_DryFGD_SNCR & ACI & NGC | N/A | N/A | N/A | N/A | N/A | N/A | N/A
00 Ret.Exist_FBC_DryFGD_SNCR & CCS | N/A | N/A | N/A | N/A | N/A | N/A | N/A
00 Ret.Exist_FBC_DryFGD_SNCR & DCCS | N/A | N/A | N/A | N/A | N/A | N/A | N/A
00 Ret.Exist_FBC_DryFGD_SNCR & DCCS & CCS | N/A | N/A | N/A | N/A | N/A | N/A | N/A
00 Ret.Exist_FBC_DryFGD_SNCR & DRET | N/A | N/A | N/A | N/A | N/A | N/A | N/A
00 Ret.Exist_FBC_DryFGD_SNCR & GPM | N/A | N/A | N/A | N/A | N/A | N/A | N/A
00 Ret.Exist_FBC_DryFGD_SNCR & GPM & CCS | N/A | N/A | N/A | N/A | N/A | N/A | N/A
00 Ret.Exist_FBC_DryFGD_SNCR & GPM & DRET | N/A | N/A | N/A | N/A | N/A | N/A | N/A
00 Ret.Exist_FBC_DryFGD_SNCR & GPM & NGC | N/A | N/A | N/A | N/A | N/A | N/A | N/A
00 Ret.Exist_FBC_DryFGD_SNCR & NGC | N/A | N/A | N/A | N/A | N/A | N/A | N/A
00 Ret.Exist_FBC_DryFGD_SNCR_ACI & CCS | N/A | N/A | N/A | N/A | N/A | N/A | N/A
00 Ret.Exist_FBC_DryFGD_SNCR_ACI & DCCS | N/A | N/A | N/A | N/A | N/A | N/A | N/A
00 Ret.Exist_FBC_DryFGD_SNCR_ACI & DCCS & CCS | N/A | N/A | N/A | N/A | N/A | N/A | N/A
00 Ret.Exist_FBC_DryFGD_SNCR_ACI & DRET | N/A | N/A | N/A | N/A | N/A | N/A | N/A
00 Ret.Exist_FBC_DryFGD_SNCR_ACI & GPM | N/A | N/A | N/A | N/A | N/A | N/A | N/A
00 Ret.Exist_FBC_DryFGD_SNCR_ACI & GPM & CCS | N/A | N/A | N/A | N/A | N/A | N/A | N/A
00 Ret.Exist_FBC_DryFGD_SNCR_ACI & GPM & DRET | N/A | N/A | N/A | N/A | N/A | N/A | N/A
00 Ret.Exist_FBC_DryFGD_SNCR_ACI & GPM & NGC | N/A | N/A | N/A | N/A | N/A | N/A | N/A
00 Ret.Exist_FBC_DryFGD_SNCR_ACI & NGC | N/A | N/A | N/A | N/A | N/A | N/A | N/A
00 Ret.Exist_FBC_DryFGD_SNCR_ACI_DSI & CCS | N/A | N/A | N/A | N/A | N/A | N/A | N/A
00 Ret.Exist_FBC_DryFGD_SNCR_ACI_DSI & DCCS | N/A | N/A | N/A | N/A | N/A | N/A | N/A
00 Ret.Exist_FBC_DryFGD_SNCR_ACI_DSI & DCCS & CCS | N/A | N/A | N/A | N/A | N/A | N/A | N/A
00 Ret.Exist_FBC_DryFGD_SNCR_ACI_DSI & DRET | N/A | N/A | N/A | N/A | N/A | N/A | N/A
00 Ret.Exist_FBC_DryFGD_SNCR_ACI_DSI & GPM | N/A | N/A | N/A | N/A | N/A | N/A | N/A
00 Ret.Exist_FBC_DryFGD_SNCR_ACI_DSI & GPM & CCS | N/A | N/A | N/A | N/A | N/A | N/A | N/A
00 Ret.Exist_FBC_DryFGD_SNCR_ACI_DSI & GPM & DRET | N/A | N/A | N/A | N/A | N/A | N/A | N/A
00 Ret.Exist_FBC_DryFGD_SNCR_ACI_DSI & GPM & NGC | N/A | N/A | N/A | N/A | N/A | N/A | N/A
00 Ret.Exist_FBC_DryFGD_SNCR_ACI_DSI & NGC | N/A | N/A | N/A | N/A | N/A | N/A | N/A
00 Ret.Exist_FBC_DryFGD_SNCR_DSI & ACI | N/A | N/A | N/A | N/A | N/A | N/A | N/A
00 Ret.Exist_FBC_DryFGD_SNCR_DSI & ACI & DRET | N/A | N/A | N/A | N/A | N/A | N/A | N/A
00 Ret.Exist_FBC_DryFGD_SNCR_DSI & ACI & GPM | N/A | N/A | N/A | N/A | N/A | N/A | N/A
00 Ret.Exist_FBC_DryFGD_SNCR_DSI & ACI & GPM & DRET | N/A | N/A | N/A | N/A | N/A | N/A | N/A
00 Ret.Exist_FBC_DryFGD_SNCR_DSI & ACI & GPM & NGC | N/A | N/A | N/A | N/A | N/A | N/A | N/A
00 Ret.Exist_FBC_DryFGD_SNCR_DSI & ACI & NGC | N/A | N/A | N/A | N/A | N/A | N/A | N/A
00 Ret.Exist_FBC_DryFGD_SNCR_DSI & DRET | N/A | N/A | N/A | N/A | N/A | N/A | N/A
00 Ret.Exist_FBC_DryFGD_SNCR_DSI & GPM | N/A | N/A | N/A | N/A | N/A | N/A | N/A
00 Ret.Exist_FBC_DryFGD_SNCR_DSI & GPM & DRET | N/A | N/A | N/A | N/A | N/A | N/A | N/A
00 Ret.Exist_FBC_DryFGD_SNCR_DSI & GPM & NGC | N/A | N/A | N/A | N/A | N/A | N/A | N/A
00 Ret.Exist_FBC_DryFGD_SNCR_DSI & NGC | N/A | N/A | N/A | N/A | N/A | N/A | N/A
00 Ret.Exist_FBC_DSI & ACI | N/A | N/A | N/A | N/A | N/A | N/A | N/A
00 Ret.Exist_FBC_DSI & ACI & DRET | N/A | N/A | N/A | N/A | N/A | N/A | N/A
00 Ret.Exist_FBC_DSI & ACI & GPM | N/A | N/A | N/A | N/A | N/A | N/A | N/A
00 Ret.Exist_FBC_DSI & ACI & GPM & DRET | N/A | N/A | N/A | N/A | N/A | N/A | N/A
00 Ret.Exist_FBC_DSI & ACI & GPM & NGC | N/A | N/A | N/A | N/A | N/A | N/A | N/A
00 Ret.Exist_FBC_DSI & ACI & GPM & SNCR | N/A | N/A | N/A | N/A | N/A | N/A | N/A
00 Ret.Exist_FBC_DSI & ACI & GPM & SNCR & DRET | N/A | N/A | N/A | N/A | N/A | N/A | N/A
00 Ret.Exist_FBC_DSI & ACI & GPM & SNCR & NGC | N/A | N/A | N/A | N/A | N/A | N/A | N/A
00 Ret.Exist_FBC_DSI & ACI & NGC | N/A | N/A | N/A | N/A | N/A | N/A | N/A
00 Ret.Exist_FBC_DSI & ACI & SNCR | N/A | N/A | N/A | N/A | N/A | N/A | N/A
00 Ret.Exist_FBC_DSI & ACI & SNCR & DRET | N/A | N/A | N/A | N/A | N/A | N/A | N/A
00 Ret.Exist_FBC_DSI & ACI & SNCR & NGC | N/A | N/A | N/A | N/A | N/A | N/A | N/A
00 Ret.Exist_FBC_DSI & DRET | N/A | N/A | N/A | N/A | N/A | N/A | N/A
00 Ret.Exist_FBC_DSI & GPM | N/A | N/A | N/A | N/A | N/A | N/A | N/A
00 Ret.Exist_FBC_DSI & GPM & DRET | N/A | N/A | N/A | N/A | N/A | N/A | N/A
00 Ret.Exist_FBC_DSI & GPM & NGC | N/A | N/A | N/A | N/A | N/A | N/A | N/A
00 Ret.Exist_FBC_DSI & GPM & SNCR | N/A | N/A | N/A | N/A | N/A | N/A | N/A
00 Ret.Exist_FBC_DSI & GPM & SNCR & DRET | N/A | N/A | N/A | N/A | N/A | N/A | N/A
00 Ret.Exist_FBC_DSI & GPM & SNCR & NGC | N/A | N/A | N/A | N/A | N/A | N/A | N/A
00 Ret.Exist_FBC_DSI & NGC | N/A | N/A | N/A | N/A | N/A | N/A | N/A
00 Ret.Exist_FBC_DSI & SNCR | N/A | N/A | N/A | N/A | N/A | N/A | N/A
00 Ret.Exist_FBC_DSI & SNCR & DRET | N/A | N/A | N/A | N/A | N/A | N/A | N/A
00 Ret.Exist_FBC_DSI & SNCR & NGC | N/A | N/A | N/A | N/A | N/A | N/A | N/A
00 Ret.Exist_FBC_SNCR & ACI | N/A | N/A | N/A | N/A | N/A | N/A | N/A
00 Ret.Exist_FBC_SNCR & ACI & DRET | N/A | N/A | N/A | N/A | N/A | N/A | N/A
00 Ret.Exist_FBC_SNCR & ACI & NGC | N/A | N/A | N/A | N/A | N/A | N/A | N/A
00 Ret.Exist_FBC_SNCR & DRET | N/A | N/A | N/A | N/A | N/A | N/A | N/A
00 Ret.Exist_FBC_SNCR & GPM | N/A | N/A | N/A | N/A | N/A | N/A | N/A
00 Ret.Exist_FBC_SNCR & GPM & DRET | N/A | N/A | N/A | N/A | N/A | N/A | N/A
00 Ret.Exist_FBC_SNCR & GPM & NGC | N/A | N/A | N/A | N/A | N/A | N/A | N/A
00 Ret.Exist_FBC_SNCR & NGC | N/A | N/A | N/A | N/A | N/A | N/A | N/A
00 Ret.Exist_FBC_SNCR_ACI_DSI & CCS | N/A | N/A | N/A | N/A | N/A | N/A | N/A
00 Ret.Exist_FBC_SNCR_ACI_DSI & DCCS | N/A | N/A | N/A | N/A | N/A | N/A | N/A
00 Ret.Exist_FBC_SNCR_ACI_DSI & DCCS & CCS | N/A | N/A | N/A | N/A | N/A | N/A | N/A
00 Ret.Exist_FBC_SNCR_ACI_DSI & DRET | N/A | N/A | N/A | N/A | N/A | N/A | N/A
00 Ret.Exist_FBC_SNCR_ACI_DSI & GPM | N/A | N/A | N/A | N/A | N/A | N/A | N/A
00 Ret.Exist_FBC_SNCR_ACI_DSI & GPM & CCS | N/A | N/A | N/A | N/A | N/A | N/A | N/A
00 Ret.Exist_FBC_SNCR_ACI_DSI & GPM & DRET | N/A | N/A | N/A | N/A | N/A | N/A | N/A
00 Ret.Exist_FBC_SNCR_ACI_DSI & GPM & NGC | N/A | N/A | N/A | N/A | N/A | N/A | N/A
00 Ret.Exist_FBC_SNCR_ACI_DSI & NGC | N/A | N/A | N/A | N/A | N/A | N/A | N/A
00 Ret.Exist_FBC_SNCR_DSI & ACI | N/A | N/A | N/A | N/A | N/A | N/A | N/A
00 Ret.Exist_FBC_SNCR_DSI & ACI & CCS | N/A | N/A | N/A | N/A | N/A | N/A | N/A
00 Ret.Exist_FBC_SNCR_DSI & ACI & DRET | N/A | N/A | N/A | N/A | N/A | N/A | N/A
00 Ret.Exist_FBC_SNCR_DSI & ACI & GPM | N/A | N/A | N/A | N/A | N/A | N/A | N/A
00 Ret.Exist_FBC_SNCR_DSI & ACI & GPM & CCS | N/A | N/A | N/A | N/A | N/A | N/A | N/A
00 Ret.Exist_FBC_SNCR_DSI & ACI & GPM & DRET | N/A | N/A | N/A | N/A | N/A | N/A | N/A
00 Ret.Exist_FBC_SNCR_DSI & ACI & GPM & NGC | N/A | N/A | N/A | N/A | N/A | N/A | N/A
00 Ret.Exist_FBC_SNCR_DSI & ACI & NGC | N/A | N/A | N/A | N/A | N/A | N/A | N/A
00 Ret.Exist_FBC_SNCR_DSI & CCS | N/A | N/A | N/A | N/A | N/A | N/A | N/A
00 Ret.Exist_FBC_SNCR_DSI & DCCS | N/A | N/A | N/A | N/A | N/A | N/A | N/A
00 Ret.Exist_FBC_SNCR_DSI & DCCS & CCS | N/A | N/A | N/A | N/A | N/A | N/A | N/A
00 Ret.Exist_FBC_SNCR_DSI & DRET | N/A | N/A | N/A | N/A | N/A | N/A | N/A
00 Ret.Exist_FBC_SNCR_DSI & GPM | N/A | N/A | N/A | N/A | N/A | N/A | N/A
00 Ret.Exist_FBC_SNCR_DSI & GPM & CCS | N/A | N/A | N/A | N/A | N/A | N/A | N/A
00 Ret.Exist_FBC_SNCR_DSI & GPM & DRET | N/A | N/A | N/A | N/A | N/A | N/A | N/A
00 Ret.Exist_FBC_SNCR_DSI & GPM & NGC | N/A | N/A | N/A | N/A | N/A | N/A | N/A
00 Ret.Exist_FBC_SNCR_DSI & NGC | N/A | N/A | N/A | N/A | N/A | N/A | N/A
00 Ret.Exist_FBC_WetFGD_DSI & ACI | N/A | N/A | N/A | N/A | N/A | N/A | N/A
00 Ret.Exist_FBC_WetFGD_DSI & ACI & DRET | N/A | N/A | N/A | N/A | N/A | N/A | N/A
00 Ret.Exist_FBC_WetFGD_DSI & ACI & GPM | N/A | N/A | N/A | N/A | N/A | N/A | N/A
00 Ret.Exist_FBC_WetFGD_DSI & ACI & GPM & DRET | N/A | N/A | N/A | N/A | N/A | N/A | N/A
00 Ret.Exist_FBC_WetFGD_DSI & ACI & GPM & NGC | N/A | N/A | N/A | N/A | N/A | N/A | N/A
00 Ret.Exist_FBC_WetFGD_DSI & ACI & GPM & SNCR | N/A | N/A | N/A | N/A | N/A | N/A | N/A
00 Ret.Exist_FBC_WetFGD_DSI & ACI & GPM & SNCR & DRET | N/A | N/A | N/A | N/A | N/A | N/A | N/A
00 Ret.Exist_FBC_WetFGD_DSI & ACI & GPM & SNCR & NGC | N/A | N/A | N/A | N/A | N/A | N/A | N/A
00 Ret.Exist_FBC_WetFGD_DSI & ACI & NGC | N/A | N/A | N/A | N/A | N/A | N/A | N/A
00 Ret.Exist_FBC_WetFGD_DSI & ACI & SNCR | N/A | N/A | N/A | N/A | N/A | N/A | N/A
00 Ret.Exist_FBC_WetFGD_DSI & ACI & SNCR & DRET | N/A | N/A | N/A | N/A | N/A | N/A | N/A
00 Ret.Exist_FBC_WetFGD_DSI & ACI & SNCR & NGC | N/A | N/A | N/A | N/A | N/A | N/A | N/A
00 Ret.Exist_FBC_WetFGD_DSI & DRET | N/A | N/A | N/A | N/A | N/A | N/A | N/A
00 Ret.Exist_FBC_WetFGD_DSI & GPM | N/A | N/A | N/A | N/A | N/A | N/A | N/A
00 Ret.Exist_FBC_WetFGD_DSI & GPM & DRET | N/A | N/A | N/A | N/A | N/A | N/A | N/A
00 Ret.Exist_FBC_WetFGD_DSI & GPM & NGC | N/A | N/A | N/A | N/A | N/A | N/A | N/A
00 Ret.Exist_FBC_WetFGD_DSI & GPM & SNCR | N/A | N/A | N/A | N/A | N/A | N/A | N/A
00 Ret.Exist_FBC_WetFGD_DSI & GPM & SNCR & DRET | N/A | N/A | N/A | N/A | N/A | N/A | N/A
00 Ret.Exist_FBC_WetFGD_DSI & GPM & SNCR & NGC | N/A | N/A | N/A | N/A | N/A | N/A | N/A
00 Ret.Exist_FBC_WetFGD_DSI & NGC | N/A | N/A | N/A | N/A | N/A | N/A | N/A
00 Ret.Exist_FBC_WetFGD_DSI & SNCR | N/A | N/A | N/A | N/A | N/A | N/A | N/A
00 Ret.Exist_FBC_WetFGD_DSI & SNCR & DRET | N/A | N/A | N/A | N/A | N/A | N/A | N/A
00 Ret.Exist_FBC_WetFGD_DSI & SNCR & NGC | N/A | N/A | N/A | N/A | N/A | N/A | N/A
00 Ret.Exist_FBC_WetFGD_SNCR & ACI | N/A | N/A | N/A | N/A | N/A | N/A | N/A
00 Ret.Exist_FBC_WetFGD_SNCR & ACI & DRET | N/A | N/A | N/A | N/A | N/A | N/A | N/A
00 Ret.Exist_FBC_WetFGD_SNCR & ACI & NGC | N/A | N/A | N/A | N/A | N/A | N/A | N/A
00 Ret.Exist_FBC_WetFGD_SNCR & DRET | N/A | N/A | N/A | N/A | N/A | N/A | N/A
00 Ret.Exist_FBC_WetFGD_SNCR & GPM | N/A | N/A | N/A | N/A | N/A | N/A | N/A
00 Ret.Exist_FBC_WetFGD_SNCR & GPM & DRET | N/A | N/A | N/A | N/A | N/A | N/A | N/A
00 Ret.Exist_FBC_WetFGD_SNCR & GPM & NGC | N/A | N/A | N/A | N/A | N/A | N/A | N/A
00 Ret.Exist_FBC_WetFGD_SNCR & NGC | N/A | N/A | N/A | N/A | N/A | N/A | N/A
00 Ret.Exist_Non-FBC_ACI & C2G | N/A | N/A | N/A | N/A | N/A | N/A | N/A
00 Ret.Exist_Non-FBC_ACI & C2G & SCR | N/A | N/A | N/A | N/A | N/A | N/A | N/A
00 Ret.Exist_Non-FBC_ACI & DCCS | N/A | N/A | N/A | N/A | N/A | N/A | N/A
00 Ret.Exist_Non-FBC_ACI & DCCS & WetFGD & SCR & CCS | N/A | N/A | N/A | N/A | N/A | N/A | N/A
00 Ret.Exist_Non-FBC_ACI & DRET | N/A | N/A | N/A | N/A | N/A | N/A | N/A
00 Ret.Exist_Non-FBC_ACI & DSI | N/A | N/A | N/A | N/A | N/A | N/A | N/A
00 Ret.Exist_Non-FBC_ACI & DSI & C2G | N/A | N/A | N/A | N/A | N/A | N/A | N/A
00 Ret.Exist_Non-FBC_ACI & DSI & C2G & SCR | N/A | N/A | N/A | N/A | N/A | N/A | N/A
00 Ret.Exist_Non-FBC_ACI & DSI & DRET | N/A | N/A | N/A | N/A | N/A | N/A | N/A
00 Ret.Exist_Non-FBC_ACI & DSI & GPM | N/A | N/A | N/A | N/A | N/A | N/A | N/A
00 Ret.Exist_Non-FBC_ACI & DSI & GPM & C2G | N/A | N/A | N/A | N/A | N/A | N/A | N/A
00 Ret.Exist_Non-FBC_ACI & DSI & GPM & C2G & SCR | N/A | N/A | N/A | N/A | N/A | N/A | N/A
00 Ret.Exist_Non-FBC_ACI & DSI & GPM & DRET | N/A | N/A | N/A | N/A | N/A | N/A | N/A
00 Ret.Exist_Non-FBC_ACI & DSI & GPM & NGC | N/A | N/A | N/A | N/A | N/A | N/A | N/A
00 Ret.Exist_Non-FBC_ACI & DSI & GPM & SCR | N/A | N/A | N/A | N/A | N/A | N/A | N/A
00 Ret.Exist_Non-FBC_ACI & DSI & GPM & SCR & DRET | N/A | N/A | N/A | N/A | N/A | N/A | N/A
00 Ret.Exist_Non-FBC_ACI & DSI & GPM & SCR & NGC | N/A | N/A | N/A | N/A | N/A | N/A | N/A
00 Ret.Exist_Non-FBC_ACI & DSI & GPM & SNCR | N/A | N/A | N/A | N/A | N/A | N/A | N/A
00 Ret.Exist_Non-FBC_ACI & DSI & GPM & SNCR & DRET | N/A | N/A | N/A | N/A | N/A | N/A | N/A
00 Ret.Exist_Non-FBC_ACI & DSI & GPM & SNCR & NGC | N/A | N/A | N/A | N/A | N/A | N/A | N/A
00 Ret.Exist_Non-FBC_ACI & DSI & GPM & WetFGD & SCR & CCS | N/A | N/A | N/A | N/A | N/A | N/A | N/A
00 Ret.Exist_Non-FBC_ACI & DSI & NGC | N/A | N/A | N/A | N/A | N/A | N/A | N/A
00 Ret.Exist_Non-FBC_ACI & DSI & SCR | N/A | N/A | N/A | N/A | N/A | N/A | N/A
00 Ret.Exist_Non-FBC_ACI & DSI & SCR & DRET | N/A | N/A | N/A | N/A | N/A | N/A | N/A
00 Ret.Exist_Non-FBC_ACI & DSI & SCR & NGC | N/A | N/A | N/A | N/A | N/A | N/A | N/A
00 Ret.Exist_Non-FBC_ACI & DSI & SNCR | N/A | N/A | N/A | N/A | N/A | N/A | N/A
00 Ret.Exist_Non-FBC_ACI & DSI & SNCR & DRET | N/A | N/A | N/A | N/A | N/A | N/A | N/A
00 Ret.Exist_Non-FBC_ACI & DSI & SNCR & NGC | N/A | N/A | N/A | N/A | N/A | N/A | N/A
00 Ret.Exist_Non-FBC_ACI & DSI & WetFGD & SCR & CCS | N/A | N/A | N/A | N/A | N/A | N/A | N/A
00 Ret.Exist_Non-FBC_ACI & GPM | N/A | N/A | N/A | N/A | N/A | N/A | N/A
00 Ret.Exist_Non-FBC_ACI & GPM & C2G | N/A | N/A | N/A | N/A | N/A | N/A | N/A
00 Ret.Exist_Non-FBC_ACI & GPM & C2G & SCR | N/A | N/A | N/A | N/A | N/A | N/A | N/A
00 Ret.Exist_Non-FBC_ACI & GPM & DRET | N/A | N/A | N/A | N/A | N/A | N/A | N/A
00 Ret.Exist_Non-FBC_ACI & GPM & NGC | N/A | N/A | N/A | N/A | N/A | N/A | N/A
00 Ret.Exist_Non-FBC_ACI & GPM & SCR | N/A | N/A | N/A | N/A | N/A | N/A | N/A
00 Ret.Exist_Non-FBC_ACI & GPM & SCR & DRET | N/A | N/A | N/A | N/A | N/A | N/A | N/A
00 Ret.Exist_Non-FBC_ACI & GPM & SCR & NGC | N/A | N/A | N/A | N/A | N/A | N/A | N/A
00 Ret.Exist_Non-FBC_ACI & GPM & SNCR | N/A | N/A | N/A | N/A | N/A | N/A | N/A
00 Ret.Exist_Non-FBC_ACI & GPM & SNCR & DRET | N/A | N/A | N/A | N/A | N/A | N/A | N/A
00 Ret.Exist_Non-FBC_ACI & GPM & SNCR & NGC | N/A | N/A | N/A | N/A | N/A | N/A | N/A
00 Ret.Exist_Non-FBC_ACI & GPM & WetFGD & SCR & CCS | N/A | N/A | N/A | N/A | N/A | N/A | N/A
00 Ret.Exist_Non-FBC_ACI & NGC | N/A | N/A | N/A | N/A | N/A | N/A | N/A
00 Ret.Exist_Non-FBC_ACI & SCR | N/A | N/A | N/A | N/A | N/A | N/A | N/A
00 Ret.Exist_Non-FBC_ACI & SCR & C2G | N/A | N/A | N/A | N/A | N/A | N/A | N/A
00 Ret.Exist_Non-FBC_ACI & SCR & DRET | N/A | N/A | N/A | N/A | N/A | N/A | N/A
00 Ret.Exist_Non-FBC_ACI & SCR & NGC | N/A | N/A | N/A | N/A | N/A | N/A | N/A
00 Ret.Exist_Non-FBC_ACI & SCR & WetFGD & CCS | N/A | N/A | N/A | N/A | N/A | N/A | N/A
00 Ret.Exist_Non-FBC_ACI & SNCR | N/A | N/A | N/A | N/A | N/A | N/A | N/A
00 Ret.Exist_Non-FBC_ACI & SNCR & C2G | N/A | N/A | N/A | N/A | N/A | N/A | N/A
00 Ret.Exist_Non-FBC_ACI & SNCR & DRET | N/A | N/A | N/A | N/A | N/A | N/A | N/A
00 Ret.Exist_Non-FBC_ACI & SNCR & NGC | N/A | N/A | N/A | N/A | N/A | N/A | N/A
00 Ret.Exist_Non-FBC_ACI_DSI & C2G | N/A | N/A | N/A | N/A | N/A | N/A | N/A
00 Ret.Exist_Non-FBC_ACI_DSI & C2G & SCR | N/A | N/A | N/A | N/A | N/A | N/A | N/A
00 Ret.Exist_Non-FBC_ACI_DSI & DCCS | N/A | N/A | N/A | N/A | N/A | N/A | N/A
00 Ret.Exist_Non-FBC_ACI_DSI & DCCS & WetFGD & SCR & CCS | N/A | N/A | N/A | N/A | N/A | N/A | N/A
00 Ret.Exist_Non-FBC_ACI_DSI & DRET | N/A | N/A | N/A | N/A | N/A | N/A | N/A
00 Ret.Exist_Non-FBC_ACI_DSI & GPM | N/A | N/A | N/A | N/A | N/A | N/A | N/A
00 Ret.Exist_Non-FBC_ACI_DSI & GPM & C2G | N/A | N/A | N/A | N/A | N/A | N/A | N/A
00 Ret.Exist_Non-FBC_ACI_DSI & GPM & C2G & SCR | N/A | N/A | N/A | N/A | N/A | N/A | N/A
00 Ret.Exist_Non-FBC_ACI_DSI & GPM & DRET | N/A | N/A | N/A | N/A | N/A | N/A | N/A
00 Ret.Exist_Non-FBC_ACI_DSI & GPM & NGC | N/A | N/A | N/A | N/A | N/A | N/A | N/A
00 Ret.Exist_Non-FBC_ACI_DSI & GPM & SCR | N/A | N/A | N/A | N/A | N/A | N/A | N/A
00 Ret.Exist_Non-FBC_ACI_DSI & GPM & SCR & DRET | N/A | N/A | N/A | N/A | N/A | N/A | N/A
00 Ret.Exist_Non-FBC_ACI_DSI & GPM & SCR & NGC | N/A | N/A | N/A | N/A | N/A | N/A | N/A
00 Ret.Exist_Non-FBC_ACI_DSI & GPM & SNCR | N/A | N/A | N/A | N/A | N/A | N/A | N/A
00 Ret.Exist_Non-FBC_ACI_DSI & GPM & SNCR & DRET | N/A | N/A | N/A | N/A | N/A | N/A | N/A
00 Ret.Exist_Non-FBC_ACI_DSI & GPM & SNCR & NGC | N/A | N/A | N/A | N/A | N/A | N/A | N/A
00 Ret.Exist_Non-FBC_ACI_DSI & GPM & WetFGD & SCR & CCS | N/A | N/A | N/A | N/A | N/A | N/A | N/A
00 Ret.Exist_Non-FBC_ACI_DSI & NGC | N/A | N/A | N/A | N/A | N/A | N/A | N/A
00 Ret.Exist_Non-FBC_ACI_DSI & SCR | N/A | N/A | N/A | N/A | N/A | N/A | N/A
00 Ret.Exist_Non-FBC_ACI_DSI & SCR & C2G | N/A | N/A | N/A | N/A | N/A | N/A | N/A
00 Ret.Exist_Non-FBC_ACI_DSI & SCR & DRET | N/A | N/A | N/A | N/A | N/A | N/A | N/A
00 Ret.Exist_Non-FBC_ACI_DSI & SCR & NGC | N/A | N/A | N/A | N/A | N/A | N/A | N/A
00 Ret.Exist_Non-FBC_ACI_DSI & SCR & WetFGD & CCS | N/A | N/A | N/A | N/A | N/A | N/A | N/A
00 Ret.Exist_Non-FBC_ACI_DSI & SNCR | N/A | N/A | N/A | N/A | N/A | N/A | N/A
00 Ret.Exist_Non-FBC_ACI_DSI & SNCR & C2G | N/A | N/A | N/A | N/A | N/A | N/A | N/A
00 Ret.Exist_Non-FBC_ACI_DSI & SNCR & DRET | N/A | N/A | N/A | N/A | N/A | N/A | N/A
00 Ret.Exist_Non-FBC_ACI_DSI & SNCR & NGC | N/A | N/A | N/A | N/A | N/A | N/A | N/A
00 Ret.Exist_Non-FBC_DryFGD & C2G | N/A | N/A | N/A | N/A | N/A | N/A | N/A
00 Ret.Exist_Non-FBC_DryFGD & C2G & SCR | N/A | N/A | N/A | N/A | N/A | N/A | N/A
00 Ret.Exist_Non-FBC_DryFGD & DRET | N/A | N/A | N/A | N/A | N/A | N/A | N/A
00 Ret.Exist_Non-FBC_DryFGD & GPM | N/A | N/A | N/A | N/A | N/A | N/A | N/A
00 Ret.Exist_Non-FBC_DryFGD & GPM & C2G | N/A | N/A | N/A | N/A | N/A | N/A | N/A
00 Ret.Exist_Non-FBC_DryFGD & GPM & C2G & SCR | N/A | N/A | N/A | N/A | N/A | N/A | N/A
00 Ret.Exist_Non-FBC_DryFGD & GPM & DRET | N/A | N/A | N/A | N/A | N/A | N/A | N/A
00 Ret.Exist_Non-FBC_DryFGD & GPM & NGC | N/A | N/A | N/A | N/A | N/A | N/A | N/A
00 Ret.Exist_Non-FBC_DryFGD & GPM & SCR | N/A | N/A | N/A | N/A | N/A | N/A | N/A
00 Ret.Exist_Non-FBC_DryFGD & GPM & SCR & CCS | N/A | N/A | N/A | N/A | N/A | N/A | N/A
00 Ret.Exist_Non-FBC_DryFGD & GPM & SCR & DRET | N/A | N/A | N/A | N/A | N/A | N/A | N/A
00 Ret.Exist_Non-FBC_DryFGD & GPM & SCR & NGC | N/A | N/A | N/A | N/A | N/A | N/A | N/A
00 Ret.Exist_Non-FBC_DryFGD & GPM & SNCR | N/A | N/A | N/A | N/A | N/A | N/A | N/A
00 Ret.Exist_Non-FBC_DryFGD & GPM & SNCR & DRET | N/A | N/A | N/A | N/A | N/A | N/A | N/A
00 Ret.Exist_Non-FBC_DryFGD & GPM & SNCR & NGC | N/A | N/A | N/A | N/A | N/A | N/A | N/A
00 Ret.Exist_Non-FBC_DryFGD & NGC | N/A | N/A | N/A | N/A | N/A | N/A | N/A
00 Ret.Exist_Non-FBC_DryFGD & SCR | N/A | N/A | N/A | N/A | N/A | N/A | N/A
00 Ret.Exist_Non-FBC_DryFGD & SCR & C2G | N/A | N/A | N/A | N/A | N/A | N/A | N/A
00 Ret.Exist_Non-FBC_DryFGD & SCR & CCS | N/A | N/A | N/A | N/A | N/A | N/A | N/A
00 Ret.Exist_Non-FBC_DryFGD & SCR & DRET | N/A | N/A | N/A | N/A | N/A | N/A | N/A
00 Ret.Exist_Non-FBC_DryFGD & SCR & NGC | N/A | N/A | N/A | N/A | N/A | N/A | N/A
00 Ret.Exist_Non-FBC_DryFGD & SNCR | N/A | N/A | N/A | N/A | N/A | N/A | N/A
00 Ret.Exist_Non-FBC_DryFGD & SNCR & C2G | N/A | N/A | N/A | N/A | N/A | N/A | N/A
00 Ret.Exist_Non-FBC_DryFGD & SNCR & DRET | N/A | N/A | N/A | N/A | N/A | N/A | N/A
00 Ret.Exist_Non-FBC_DryFGD & SNCR & NGC | N/A | N/A | N/A | N/A | N/A | N/A | N/A
00 Ret.Exist_Non-FBC_DryFGD_ACI & C2G | N/A | N/A | N/A | N/A | N/A | N/A | N/A
00 Ret.Exist_Non-FBC_DryFGD_ACI & C2G & SCR | N/A | N/A | N/A | N/A | N/A | N/A | N/A
00 Ret.Exist_Non-FBC_DryFGD_ACI & DCCS | N/A | N/A | N/A | N/A | N/A | N/A | N/A
00 Ret.Exist_Non-FBC_DryFGD_ACI & DCCS & SCR & CCS | N/A | N/A | N/A | N/A | N/A | N/A | N/A
00 Ret.Exist_Non-FBC_DryFGD_ACI & DRET | N/A | N/A | N/A | N/A | N/A | N/A | N/A
00 Ret.Exist_Non-FBC_DryFGD_ACI & GPM | N/A | N/A | N/A | N/A | N/A | N/A | N/A
00 Ret.Exist_Non-FBC_DryFGD_ACI & GPM & C2G | N/A | N/A | N/A | N/A | N/A | N/A | N/A
00 Ret.Exist_Non-FBC_DryFGD_ACI & GPM & C2G & SCR | N/A | N/A | N/A | N/A | N/A | N/A | N/A
00 Ret.Exist_Non-FBC_DryFGD_ACI & GPM & DRET | N/A | N/A | N/A | N/A | N/A | N/A | N/A
00 Ret.Exist_Non-FBC_DryFGD_ACI & GPM & NGC | N/A | N/A | N/A | N/A | N/A | N/A | N/A
00 Ret.Exist_Non-FBC_DryFGD_ACI & GPM & SCR | N/A | N/A | N/A | N/A | N/A | N/A | N/A
00 Ret.Exist_Non-FBC_DryFGD_ACI & GPM & SCR & CCS | N/A | N/A | N/A | N/A | N/A | N/A | N/A
00 Ret.Exist_Non-FBC_DryFGD_ACI & GPM & SCR & DRET | N/A | N/A | N/A | N/A | N/A | N/A | N/A
00 Ret.Exist_Non-FBC_DryFGD_ACI & GPM & SCR & NGC | N/A | N/A | N/A | N/A | N/A | N/A | N/A
00 Ret.Exist_Non-FBC_DryFGD_ACI & GPM & SNCR | N/A | N/A | N/A | N/A | N/A | N/A | N/A
00 Ret.Exist_Non-FBC_DryFGD_ACI & GPM & SNCR & DRET | N/A | N/A | N/A | N/A | N/A | N/A | N/A
00 Ret.Exist_Non-FBC_DryFGD_ACI & GPM & SNCR & NGC | N/A | N/A | N/A | N/A | N/A | N/A | N/A
00 Ret.Exist_Non-FBC_DryFGD_ACI & NGC | N/A | N/A | N/A | N/A | N/A | N/A | N/A
00 Ret.Exist_Non-FBC_DryFGD_ACI & SCR | N/A | N/A | N/A | N/A | N/A | N/A | N/A
00 Ret.Exist_Non-FBC_DryFGD_ACI & SCR & C2G | N/A | N/A | N/A | N/A | N/A | N/A | N/A
00 Ret.Exist_Non-FBC_DryFGD_ACI & SCR & CCS | N/A | N/A | N/A | N/A | N/A | N/A | N/A
00 Ret.Exist_Non-FBC_DryFGD_ACI & SCR & DRET | N/A | N/A | N/A | N/A | N/A | N/A | N/A
00 Ret.Exist_Non-FBC_DryFGD_ACI & SCR & NGC | N/A | N/A | N/A | N/A | N/A | N/A | N/A
00 Ret.Exist_Non-FBC_DryFGD_ACI & SNCR | N/A | N/A | N/A | N/A | N/A | N/A | N/A
00 Ret.Exist_Non-FBC_DryFGD_ACI & SNCR & C2G | N/A | N/A | N/A | N/A | N/A | N/A | N/A
00 Ret.Exist_Non-FBC_DryFGD_ACI & SNCR & DRET | N/A | N/A | N/A | N/A | N/A | N/A | N/A
00 Ret.Exist_Non-FBC_DryFGD_ACI & SNCR & NGC | N/A | N/A | N/A | N/A | N/A | N/A | N/A
00 Ret.Exist_Non-FBC_DryFGD_SCR & ACI | N/A | N/A | N/A | N/A | N/A | N/A | N/A
00 Ret.Exist_Non-FBC_DryFGD_SCR & ACI & C2G | N/A | N/A | N/A | N/A | N/A | N/A | N/A
00 Ret.Exist_Non-FBC_DryFGD_SCR & ACI & CCS | N/A | N/A | N/A | N/A | N/A | N/A | N/A
00 Ret.Exist_Non-FBC_DryFGD_SCR & ACI & DRET | N/A | N/A | N/A | N/A | N/A | N/A | N/A
00 Ret.Exist_Non-FBC_DryFGD_SCR & ACI & GPM | N/A | N/A | N/A | N/A | N/A | N/A | N/A
00 Ret.Exist_Non-FBC_DryFGD_SCR & ACI & GPM & C2G | N/A | N/A | N/A | N/A | N/A | N/A | N/A
00 Ret.Exist_Non-FBC_DryFGD_SCR & ACI & GPM & CCS | N/A | N/A | N/A | N/A | N/A | N/A | N/A
00 Ret.Exist_Non-FBC_DryFGD_SCR & ACI & GPM & DRET | N/A | N/A | N/A | N/A | N/A | N/A | N/A
00 Ret.Exist_Non-FBC_DryFGD_SCR & ACI & GPM & NGC | N/A | N/A | N/A | N/A | N/A | N/A | N/A
00 Ret.Exist_Non-FBC_DryFGD_SCR & ACI & NGC | N/A | N/A | N/A | N/A | N/A | N/A | N/A
00 Ret.Exist_Non-FBC_DryFGD_SCR & C2G | N/A | N/A | N/A | N/A | N/A | N/A | N/A
00 Ret.Exist_Non-FBC_DryFGD_SCR & CCS | N/A | N/A | N/A | N/A | N/A | N/A | N/A
00 Ret.Exist_Non-FBC_DryFGD_SCR & DRET | N/A | N/A | N/A | N/A | N/A | N/A | N/A
00 Ret.Exist_Non-FBC_DryFGD_SCR & GPM | N/A | N/A | N/A | N/A | N/A | N/A | N/A
00 Ret.Exist_Non-FBC_DryFGD_SCR & GPM & C2G | N/A | N/A | N/A | N/A | N/A | N/A | N/A
00 Ret.Exist_Non-FBC_DryFGD_SCR & GPM & CCS | N/A | N/A | N/A | N/A | N/A | N/A | N/A
00 Ret.Exist_Non-FBC_DryFGD_SCR & GPM & DRET | N/A | N/A | N/A | N/A | N/A | N/A | N/A
00 Ret.Exist_Non-FBC_DryFGD_SCR & GPM & NGC | N/A | N/A | N/A | N/A | N/A | N/A | N/A
00 Ret.Exist_Non-FBC_DryFGD_SCR & NGC | N/A | N/A | N/A | N/A | N/A | N/A | N/A
00 Ret.Exist_Non-FBC_DryFGD_SCR_ACI & C2G | N/A | N/A | N/A | N/A | N/A | N/A | N/A
00 Ret.Exist_Non-FBC_DryFGD_SCR_ACI & CCS | N/A | N/A | N/A | N/A | N/A | N/A | N/A
00 Ret.Exist_Non-FBC_DryFGD_SCR_ACI & DCCS | N/A | N/A | N/A | N/A | N/A | N/A | N/A
00 Ret.Exist_Non-FBC_DryFGD_SCR_ACI & DCCS & CCS | N/A | N/A | N/A | N/A | N/A | N/A | N/A
00 Ret.Exist_Non-FBC_DryFGD_SCR_ACI & DRET | N/A | N/A | N/A | N/A | N/A | N/A | N/A
00 Ret.Exist_Non-FBC_DryFGD_SCR_ACI & GPM | N/A | N/A | N/A | N/A | N/A | N/A | N/A
00 Ret.Exist_Non-FBC_DryFGD_SCR_ACI & GPM & C2G | N/A | N/A | N/A | N/A | N/A | N/A | N/A
00 Ret.Exist_Non-FBC_DryFGD_SCR_ACI & GPM & CCS | N/A | N/A | N/A | N/A | N/A | N/A | N/A
00 Ret.Exist_Non-FBC_DryFGD_SCR_ACI & GPM & DRET | N/A | N/A | N/A | N/A | N/A | N/A | N/A
00 Ret.Exist_Non-FBC_DryFGD_SCR_ACI & GPM & NGC | N/A | N/A | N/A | N/A | N/A | N/A | N/A
00 Ret.Exist_Non-FBC_DryFGD_SCR_ACI & NGC | N/A | N/A | N/A | N/A | N/A | N/A | N/A
00 Ret.Exist_Non-FBC_DryFGD_SCR_ACI_DSI & C2G | N/A | N/A | N/A | N/A | N/A | N/A | N/A
00 Ret.Exist_Non-FBC_DryFGD_SCR_ACI_DSI & CCS | N/A | N/A | N/A | N/A | N/A | N/A | N/A
00 Ret.Exist_Non-FBC_DryFGD_SCR_ACI_DSI & DCCS | N/A | N/A | N/A | N/A | N/A | N/A | N/A
00 Ret.Exist_Non-FBC_DryFGD_SCR_ACI_DSI & DCCS & CCS | N/A | N/A | N/A | N/A | N/A | N/A | N/A
00 Ret.Exist_Non-FBC_DryFGD_SCR_ACI_DSI & DRET | N/A | N/A | N/A | N/A | N/A | N/A | N/A
00 Ret.Exist_Non-FBC_DryFGD_SCR_ACI_DSI & GPM | N/A | N/A | N/A | N/A | N/A | N/A | N/A
00 Ret.Exist_Non-FBC_DryFGD_SCR_ACI_DSI & GPM & C2G | N/A | N/A | N/A | N/A | N/A | N/A | N/A
00 Ret.Exist_Non-FBC_DryFGD_SCR_ACI_DSI & GPM & CCS | N/A | N/A | N/A | N/A | N/A | N/A | N/A
00 Ret.Exist_Non-FBC_DryFGD_SCR_ACI_DSI & GPM & DRET | N/A | N/A | N/A | N/A | N/A | N/A | N/A
00 Ret.Exist_Non-FBC_DryFGD_SCR_ACI_DSI & GPM & NGC | N/A | N/A | N/A | N/A | N/A | N/A | N/A
00 Ret.Exist_Non-FBC_DryFGD_SCR_ACI_DSI & NGC | N/A | N/A | N/A | N/A | N/A | N/A | N/A
00 Ret.Exist_Non-FBC_DryFGD_SCR_DSI & ACI | N/A | N/A | N/A | N/A | N/A | N/A | N/A
00 Ret.Exist_Non-FBC_DryFGD_SCR_DSI & ACI & C2G | N/A | N/A | N/A | N/A | N/A | N/A | N/A
00 Ret.Exist_Non-FBC_DryFGD_SCR_DSI & ACI & CCS | N/A | N/A | N/A | N/A | N/A | N/A | N/A
00 Ret.Exist_Non-FBC_DryFGD_SCR_DSI & ACI & DRET | N/A | N/A | N/A | N/A | N/A | N/A | N/A
00 Ret.Exist_Non-FBC_DryFGD_SCR_DSI & ACI & GPM | N/A | N/A | N/A | N/A | N/A | N/A | N/A
00 Ret.Exist_Non-FBC_DryFGD_SCR_DSI & ACI & GPM & C2G | N/A | N/A | N/A | N/A | N/A | N/A | N/A
00 Ret.Exist_Non-FBC_DryFGD_SCR_DSI & ACI & GPM & CCS | N/A | N/A | N/A | N/A | N/A | N/A | N/A
00 Ret.Exist_Non-FBC_DryFGD_SCR_DSI & ACI & GPM & DRET | N/A | N/A | N/A | N/A | N/A | N/A | N/A
00 Ret.Exist_Non-FBC_DryFGD_SCR_DSI & ACI & GPM & NGC | N/A | N/A | N/A | N/A | N/A | N/A | N/A
00 Ret.Exist_Non-FBC_DryFGD_SCR_DSI & ACI & NGC | N/A | N/A | N/A | N/A | N/A | N/A | N/A
00 Ret.Exist_Non-FBC_DryFGD_SCR_DSI & C2G | N/A | N/A | N/A | N/A | N/A | N/A | N/A
00 Ret.Exist_Non-FBC_DryFGD_SCR_DSI & CCS | N/A | N/A | N/A | N/A | N/A | N/A | N/A
00 Ret.Exist_Non-FBC_DryFGD_SCR_DSI & DRET | N/A | N/A | N/A | N/A | N/A | N/A | N/A
00 Ret.Exist_Non-FBC_DryFGD_SCR_DSI & GPM | N/A | N/A | N/A | N/A | N/A | N/A | N/A
00 Ret.Exist_Non-FBC_DryFGD_SCR_DSI & GPM & C2G | N/A | N/A | N/A | N/A | N/A | N/A | N/A
00 Ret.Exist_Non-FBC_DryFGD_SCR_DSI & GPM & CCS | N/A | N/A | N/A | N/A | N/A | N/A | N/A
00 Ret.Exist_Non-FBC_DryFGD_SCR_DSI & GPM & DRET | N/A | N/A | N/A | N/A | N/A | N/A | N/A
00 Ret.Exist_Non-FBC_DryFGD_SCR_DSI & GPM & NGC | N/A | N/A | N/A | N/A | N/A | N/A | N/A
00 Ret.Exist_Non-FBC_DryFGD_SCR_DSI & NGC | N/A | N/A | N/A | N/A | N/A | N/A | N/A
00 Ret.Exist_Non-FBC_DryFGD_SNCR_ACI & C2G | N/A | N/A | N/A | N/A | N/A | N/A | N/A
00 Ret.Exist_Non-FBC_DryFGD_SNCR_ACI & C2G & SCR | N/A | N/A | N/A | N/A | N/A | N/A | N/A
00 Ret.Exist_Non-FBC_DryFGD_SNCR_ACI & DCCS | N/A | N/A | N/A | N/A | N/A | N/A | N/A
00 Ret.Exist_Non-FBC_DryFGD_SNCR_ACI & DCCS & SCR & CCS | N/A | N/A | N/A | N/A | N/A | N/A | N/A
00 Ret.Exist_Non-FBC_DryFGD_SNCR_ACI & DRET | N/A | N/A | N/A | N/A | N/A | N/A | N/A
00 Ret.Exist_Non-FBC_DryFGD_SNCR_ACI & GPM | N/A | N/A | N/A | N/A | N/A | N/A | N/A
00 Ret.Exist_Non-FBC_DryFGD_SNCR_ACI & GPM & C2G | N/A | N/A | N/A | N/A | N/A | N/A | N/A
00 Ret.Exist_Non-FBC_DryFGD_SNCR_ACI & GPM & C2G & SCR | N/A | N/A | N/A | N/A | N/A | N/A | N/A
00 Ret.Exist_Non-FBC_DryFGD_SNCR_ACI & GPM & DRET | N/A | N/A | N/A | N/A | N/A | N/A | N/A
00 Ret.Exist_Non-FBC_DryFGD_SNCR_ACI & GPM & NGC | N/A | N/A | N/A | N/A | N/A | N/A | N/A
00 Ret.Exist_Non-FBC_DryFGD_SNCR_ACI & GPM & SCR | N/A | N/A | N/A | N/A | N/A | N/A | N/A
00 Ret.Exist_Non-FBC_DryFGD_SNCR_ACI & GPM & SCR & CCS | N/A | N/A | N/A | N/A | N/A | N/A | N/A
00 Ret.Exist_Non-FBC_DryFGD_SNCR_ACI & GPM & SCR & DRET | N/A | N/A | N/A | N/A | N/A | N/A | N/A
00 Ret.Exist_Non-FBC_DryFGD_SNCR_ACI & GPM & SCR & NGC | N/A | N/A | N/A | N/A | N/A | N/A | N/A
00 Ret.Exist_Non-FBC_DryFGD_SNCR_ACI & NGC | N/A | N/A | N/A | N/A | N/A | N/A | N/A
00 Ret.Exist_Non-FBC_DryFGD_SNCR_ACI & SCR | N/A | N/A | N/A | N/A | N/A | N/A | N/A
00 Ret.Exist_Non-FBC_DryFGD_SNCR_ACI & SCR & C2G | N/A | N/A | N/A | N/A | N/A | N/A | N/A
00 Ret.Exist_Non-FBC_DryFGD_SNCR_ACI & SCR & CCS | N/A | N/A | N/A | N/A | N/A | N/A | N/A
00 Ret.Exist_Non-FBC_DryFGD_SNCR_ACI & SCR & DRET | N/A | N/A | N/A | N/A | N/A | N/A | N/A
00 Ret.Exist_Non-FBC_DryFGD_SNCR_ACI & SCR & NGC | N/A | N/A | N/A | N/A | N/A | N/A | N/A
00 Ret.Exist_Non-FBC_DryFGD_SNCR_ACI_DSI & C2G | N/A | N/A | N/A | N/A | N/A | N/A | N/A
00 Ret.Exist_Non-FBC_DryFGD_SNCR_ACI_DSI & C2G & SCR | N/A | N/A | N/A | N/A | N/A | N/A | N/A
00 Ret.Exist_Non-FBC_DryFGD_SNCR_ACI_DSI & DRET | N/A | N/A | N/A | N/A | N/A | N/A | N/A
00 Ret.Exist_Non-FBC_DryFGD_SNCR_ACI_DSI & GPM | N/A | N/A | N/A | N/A | N/A | N/A | N/A
00 Ret.Exist_Non-FBC_DryFGD_SNCR_ACI_DSI & GPM & C2G | N/A | N/A | N/A | N/A | N/A | N/A | N/A
00 Ret.Exist_Non-FBC_DryFGD_SNCR_ACI_DSI & GPM & C2G & SCR | N/A | N/A | N/A | N/A | N/A | N/A | N/A
00 Ret.Exist_Non-FBC_DryFGD_SNCR_ACI_DSI & GPM & DRET | N/A | N/A | N/A | N/A | N/A | N/A | N/A
00 Ret.Exist_Non-FBC_DryFGD_SNCR_ACI_DSI & GPM & NGC | N/A | N/A | N/A | N/A | N/A | N/A | N/A
00 Ret.Exist_Non-FBC_DryFGD_SNCR_ACI_DSI & GPM & SCR | N/A | N/A | N/A | N/A | N/A | N/A | N/A
00 Ret.Exist_Non-FBC_DryFGD_SNCR_ACI_DSI & GPM & SCR & CCS | N/A | N/A | N/A | N/A | N/A | N/A | N/A
00 Ret.Exist_Non-FBC_DryFGD_SNCR_ACI_DSI & GPM & SCR & DRET | N/A | N/A | N/A | N/A | N/A | N/A | N/A
00 Ret.Exist_Non-FBC_DryFGD_SNCR_ACI_DSI & GPM & SCR & NGC | N/A | N/A | N/A | N/A | N/A | N/A | N/A
00 Ret.Exist_Non-FBC_DryFGD_SNCR_ACI_DSI & NGC | N/A | N/A | N/A | N/A | N/A | N/A | N/A
00 Ret.Exist_Non-FBC_DryFGD_SNCR_ACI_DSI & SCR | N/A | N/A | N/A | N/A | N/A | N/A | N/A
00 Ret.Exist_Non-FBC_DryFGD_SNCR_ACI_DSI & SCR & C2G | N/A | N/A | N/A | N/A | N/A | N/A | N/A
00 Ret.Exist_Non-FBC_DryFGD_SNCR_ACI_DSI & SCR & CCS | N/A | N/A | N/A | N/A | N/A | N/A | N/A
00 Ret.Exist_Non-FBC_DryFGD_SNCR_ACI_DSI & SCR & DRET | N/A | N/A | N/A | N/A | N/A | N/A | N/A
00 Ret.Exist_Non-FBC_DryFGD_SNCR_ACI_DSI & SCR & NGC | N/A | N/A | N/A | N/A | N/A | N/A | N/A
00 Ret.Exist_Non-FBC_DSI & ACI | N/A | N/A | N/A | N/A | N/A | N/A | N/A
00 Ret.Exist_Non-FBC_DSI & ACI & C2G | N/A | N/A | N/A | N/A | N/A | N/A | N/A
00 Ret.Exist_Non-FBC_DSI & ACI & C2G & SCR | N/A | N/A | N/A | N/A | N/A | N/A | N/A
00 Ret.Exist_Non-FBC_DSI & ACI & DRET | N/A | N/A | N/A | N/A | N/A | N/A | N/A
00 Ret.Exist_Non-FBC_DSI & ACI & GPM | N/A | N/A | N/A | N/A | N/A | N/A | N/A
00 Ret.Exist_Non-FBC_DSI & ACI & GPM & C2G | N/A | N/A | N/A | N/A | N/A | N/A | N/A
00 Ret.Exist_Non-FBC_DSI & ACI & GPM & C2G & SCR | N/A | N/A | N/A | N/A | N/A | N/A | N/A
00 Ret.Exist_Non-FBC_DSI & ACI & GPM & DRET | N/A | N/A | N/A | N/A | N/A | N/A | N/A
00 Ret.Exist_Non-FBC_DSI & ACI & GPM & NGC | N/A | N/A | N/A | N/A | N/A | N/A | N/A
00 Ret.Exist_Non-FBC_DSI & ACI & GPM & SCR | N/A | N/A | N/A | N/A | N/A | N/A | N/A
00 Ret.Exist_Non-FBC_DSI & ACI & GPM & SCR & DRET | N/A | N/A | N/A | N/A | N/A | N/A | N/A
00 Ret.Exist_Non-FBC_DSI & ACI & GPM & SCR & NGC | N/A | N/A | N/A | N/A | N/A | N/A | N/A
00 Ret.Exist_Non-FBC_DSI & ACI & GPM & SNCR | N/A | N/A | N/A | N/A | N/A | N/A | N/A
00 Ret.Exist_Non-FBC_DSI & ACI & GPM & SNCR & DRET | N/A | N/A | N/A | N/A | N/A | N/A | N/A
00 Ret.Exist_Non-FBC_DSI & ACI & GPM & SNCR & NGC | N/A | N/A | N/A | N/A | N/A | N/A | N/A
00 Ret.Exist_Non-FBC_DSI & ACI & GPM & WetFGD & SCR & CCS | N/A | N/A | N/A | N/A | N/A | N/A | N/A
00 Ret.Exist_Non-FBC_DSI & ACI & NGC | N/A | N/A | N/A | N/A | N/A | N/A | N/A
00 Ret.Exist_Non-FBC_DSI & ACI & SCR | N/A | N/A | N/A | N/A | N/A | N/A | N/A
00 Ret.Exist_Non-FBC_DSI & ACI & SCR & DRET | N/A | N/A | N/A | N/A | N/A | N/A | N/A
00 Ret.Exist_Non-FBC_DSI & ACI & SCR & NGC | N/A | N/A | N/A | N/A | N/A | N/A | N/A
00 Ret.Exist_Non-FBC_DSI & ACI & SNCR | N/A | N/A | N/A | N/A | N/A | N/A | N/A
00 Ret.Exist_Non-FBC_DSI & ACI & SNCR & DRET | N/A | N/A | N/A | N/A | N/A | N/A | N/A
00 Ret.Exist_Non-FBC_DSI & ACI & SNCR & NGC | N/A | N/A | N/A | N/A | N/A | N/A | N/A
00 Ret.Exist_Non-FBC_DSI & ACI & WetFGD & SCR & CCS | N/A | N/A | N/A | N/A | N/A | N/A | N/A
00 Ret.Exist_Non-FBC_DSI & C2G | N/A | N/A | N/A | N/A | N/A | N/A | N/A
00 Ret.Exist_Non-FBC_DSI & C2G & SCR | N/A | N/A | N/A | N/A | N/A | N/A | N/A
00 Ret.Exist_Non-FBC_DSI & DRET | N/A | N/A | N/A | N/A | N/A | N/A | N/A
00 Ret.Exist_Non-FBC_DSI & GPM | N/A | N/A | N/A | N/A | N/A | N/A | N/A
00 Ret.Exist_Non-FBC_DSI & GPM & C2G | N/A | N/A | N/A | N/A | N/A | N/A | N/A
00 Ret.Exist_Non-FBC_DSI & GPM & C2G & SCR | N/A | N/A | N/A | N/A | N/A | N/A | N/A
00 Ret.Exist_Non-FBC_DSI & GPM & DRET | N/A | N/A | N/A | N/A | N/A | N/A | N/A
00 Ret.Exist_Non-FBC_DSI & GPM & NGC | N/A | N/A | N/A | N/A | N/A | N/A | N/A
00 Ret.Exist_Non-FBC_DSI & GPM & SCR | N/A | N/A | N/A | N/A | N/A | N/A | N/A
00 Ret.Exist_Non-FBC_DSI & GPM & SCR & DRET | N/A | N/A | N/A | N/A | N/A | N/A | N/A
00 Ret.Exist_Non-FBC_DSI & GPM & SCR & NGC | N/A | N/A | N/A | N/A | N/A | N/A | N/A
00 Ret.Exist_Non-FBC_DSI & GPM & SNCR | N/A | N/A | N/A | N/A | N/A | N/A | N/A
00 Ret.Exist_Non-FBC_DSI & GPM & SNCR & DRET | N/A | N/A | N/A | N/A | N/A | N/A | N/A
00 Ret.Exist_Non-FBC_DSI & GPM & SNCR & NGC | N/A | N/A | N/A | N/A | N/A | N/A | N/A
00 Ret.Exist_Non-FBC_DSI & GPM & WetFGD & SCR & CCS | N/A | N/A | N/A | N/A | N/A | N/A | N/A
00 Ret.Exist_Non-FBC_DSI & NGC | N/A | N/A | N/A | N/A | N/A | N/A | N/A
00 Ret.Exist_Non-FBC_DSI & SCR | N/A | N/A | N/A | N/A | N/A | N/A | N/A
00 Ret.Exist_Non-FBC_DSI & SCR & C2G | N/A | N/A | N/A | N/A | N/A | N/A | N/A
00 Ret.Exist_Non-FBC_DSI & SCR & DRET | N/A | N/A | N/A | N/A | N/A | N/A | N/A
00 Ret.Exist_Non-FBC_DSI & SCR & NGC | N/A | N/A | N/A | N/A | N/A | N/A | N/A
00 Ret.Exist_Non-FBC_DSI & SCR & WetFGD & CCS | N/A | N/A | N/A | N/A | N/A | N/A | N/A
00 Ret.Exist_Non-FBC_DSI & SNCR | N/A | N/A | N/A | N/A | N/A | N/A | N/A
00 Ret.Exist_Non-FBC_DSI & SNCR & C2G | N/A | N/A | N/A | N/A | N/A | N/A | N/A
00 Ret.Exist_Non-FBC_DSI & SNCR & DRET | N/A | N/A | N/A | N/A | N/A | N/A | N/A
00 Ret.Exist_Non-FBC_DSI & SNCR & NGC | N/A | N/A | N/A | N/A | N/A | N/A | N/A
00 Ret.Exist_Non-FBC_NoCtrl & ACI | N/A | N/A | N/A | N/A | N/A | N/A | N/A
00 Ret.Exist_Non-FBC_NoCtrl & ACI & C2G | N/A | N/A | N/A | N/A | N/A | N/A | N/A
00 Ret.Exist_Non-FBC_NoCtrl & ACI & C2G & SCR | N/A | N/A | N/A | N/A | N/A | N/A | N/A
00 Ret.Exist_Non-FBC_NoCtrl & ACI & DRET | N/A | N/A | N/A | N/A | N/A | N/A | N/A
00 Ret.Exist_Non-FBC_NoCtrl & ACI & DSI | N/A | N/A | N/A | N/A | N/A | N/A | N/A
00 Ret.Exist_Non-FBC_NoCtrl & ACI & DSI & C2G | N/A | N/A | N/A | N/A | N/A | N/A | N/A
00 Ret.Exist_Non-FBC_NoCtrl & ACI & DSI & C2G & SCR | N/A | N/A | N/A | N/A | N/A | N/A | N/A
00 Ret.Exist_Non-FBC_NoCtrl & ACI & DSI & DRET | N/A | N/A | N/A | N/A | N/A | N/A | N/A
00 Ret.Exist_Non-FBC_NoCtrl & ACI & DSI & GPM | N/A | N/A | N/A | N/A | N/A | N/A | N/A
00 Ret.Exist_Non-FBC_NoCtrl & ACI & DSI & GPM & C2G | N/A | N/A | N/A | N/A | N/A | N/A | N/A
00 Ret.Exist_Non-FBC_NoCtrl & ACI & DSI & GPM & C2G & SCR | N/A | N/A | N/A | N/A | N/A | N/A | N/A
00 Ret.Exist_Non-FBC_NoCtrl & ACI & DSI & GPM & DRET | N/A | N/A | N/A | N/A | N/A | N/A | N/A
00 Ret.Exist_Non-FBC_NoCtrl & ACI & DSI & GPM & NGC | N/A | N/A | N/A | N/A | N/A | N/A | N/A
00 Ret.Exist_Non-FBC_NoCtrl & ACI & DSI & GPM & SCR | N/A | N/A | N/A | N/A | N/A | N/A | N/A
00 Ret.Exist_Non-FBC_NoCtrl & ACI & DSI & GPM & SCR & DRET | N/A | N/A | N/A | N/A | N/A | N/A | N/A
00 Ret.Exist_Non-FBC_NoCtrl & ACI & DSI & GPM & SCR & NGC | N/A | N/A | N/A | N/A | N/A | N/A | N/A
00 Ret.Exist_Non-FBC_NoCtrl & ACI & DSI & GPM & SNCR | N/A | N/A | N/A | N/A | N/A | N/A | N/A
00 Ret.Exist_Non-FBC_NoCtrl & ACI & DSI & GPM & SNCR & DRET | N/A | N/A | N/A | N/A | N/A | N/A | N/A
00 Ret.Exist_Non-FBC_NoCtrl & ACI & DSI & GPM & SNCR & NGC | N/A | N/A | N/A | N/A | N/A | N/A | N/A
00 Ret.Exist_Non-FBC_NoCtrl & ACI & DSI & GPM & WetFGD & SCR & CCS | N/A | N/A | N/A | N/A | N/A | N/A | N/A
00 Ret.Exist_Non-FBC_NoCtrl & ACI & DSI & NGC | N/A | N/A | N/A | N/A | N/A | N/A | N/A
00 Ret.Exist_Non-FBC_NoCtrl & ACI & DSI & SCR | N/A | N/A | N/A | N/A | N/A | N/A | N/A
00 Ret.Exist_Non-FBC_NoCtrl & ACI & DSI & SCR & DRET | N/A | N/A | N/A | N/A | N/A | N/A | N/A
00 Ret.Exist_Non-FBC_NoCtrl & ACI & DSI & SCR & NGC | N/A | N/A | N/A | N/A | N/A | N/A | N/A
00 Ret.Exist_Non-FBC_NoCtrl & ACI & DSI & SNCR | N/A | N/A | N/A | N/A | N/A | N/A | N/A
00 Ret.Exist_Non-FBC_NoCtrl & ACI & DSI & SNCR & DRET | N/A | N/A | N/A | N/A | N/A | N/A | N/A
00 Ret.Exist_Non-FBC_NoCtrl & ACI & DSI & SNCR & NGC | N/A | N/A | N/A | N/A | N/A | N/A | N/A
00 Ret.Exist_Non-FBC_NoCtrl & ACI & DSI & WetFGD & SCR & CCS | N/A | N/A | N/A | N/A | N/A | N/A | N/A
00 Ret.Exist_Non-FBC_NoCtrl & ACI & GPM | N/A | N/A | N/A | N/A | N/A | N/A | N/A
00 Ret.Exist_Non-FBC_NoCtrl & ACI & GPM & C2G | N/A | N/A | N/A | N/A | N/A | N/A | N/A
00 Ret.Exist_Non-FBC_NoCtrl & ACI & GPM & C2G & SCR | N/A | N/A | N/A | N/A | N/A | N/A | N/A
00 Ret.Exist_Non-FBC_NoCtrl & ACI & GPM & DRET | N/A | N/A | N/A | N/A | N/A | N/A | N/A
00 Ret.Exist_Non-FBC_NoCtrl & ACI & GPM & NGC | N/A | N/A | N/A | N/A | N/A | N/A | N/A
00 Ret.Exist_Non-FBC_NoCtrl & ACI & GPM & SCR | N/A | N/A | N/A | N/A | N/A | N/A | N/A
00 Ret.Exist_Non-FBC_NoCtrl & ACI & GPM & SCR & DRET | N/A | N/A | N/A | N/A | N/A | N/A | N/A
00 Ret.Exist_Non-FBC_NoCtrl & ACI & GPM & SCR & NGC | N/A | N/A | N/A | N/A | N/A | N/A | N/A
00 Ret.Exist_Non-FBC_NoCtrl & ACI & GPM & SNCR | N/A | N/A | N/A | N/A | N/A | N/A | N/A
00 Ret.Exist_Non-FBC_NoCtrl & ACI & GPM & SNCR & DRET | N/A | N/A | N/A | N/A | N/A | N/A | N/A
00 Ret.Exist_Non-FBC_NoCtrl & ACI & GPM & SNCR & NGC | N/A | N/A | N/A | N/A | N/A | N/A | N/A
00 Ret.Exist_Non-FBC_NoCtrl & ACI & GPM & WetFGD & SCR & CCS | N/A | N/A | N/A | N/A | N/A | N/A | N/A
00 Ret.Exist_Non-FBC_NoCtrl & ACI & NGC | N/A | N/A | N/A | N/A | N/A | N/A | N/A
00 Ret.Exist_Non-FBC_NoCtrl & ACI & SCR | N/A | N/A | N/A | N/A | N/A | N/A | N/A
00 Ret.Exist_Non-FBC_NoCtrl & ACI & SCR & DRET | N/A | N/A | N/A | N/A | N/A | N/A | N/A
00 Ret.Exist_Non-FBC_NoCtrl & ACI & SCR & NGC | N/A | N/A | N/A | N/A | N/A | N/A | N/A
00 Ret.Exist_Non-FBC_NoCtrl & ACI & SNCR | N/A | N/A | N/A | N/A | N/A | N/A | N/A
00 Ret.Exist_Non-FBC_NoCtrl & ACI & SNCR & DRET | N/A | N/A | N/A | N/A | N/A | N/A | N/A
00 Ret.Exist_Non-FBC_NoCtrl & ACI & SNCR & NGC | N/A | N/A | N/A | N/A | N/A | N/A | N/A
00 Ret.Exist_Non-FBC_NoCtrl & ACI & WetFGD & SCR & CCS | N/A | N/A | N/A | N/A | N/A | N/A | N/A
00 Ret.Exist_Non-FBC_NoCtrl & C2G | N/A | N/A | N/A | N/A | N/A | N/A | N/A
00 Ret.Exist_Non-FBC_NoCtrl & C2G & SCR | N/A | N/A | N/A | N/A | N/A | N/A | N/A
00 Ret.Exist_Non-FBC_NoCtrl & DCCS | N/A | N/A | N/A | N/A | N/A | N/A | N/A
00 Ret.Exist_Non-FBC_NoCtrl & DCCS & WetFGD & SCR & CCS | N/A | N/A | N/A | N/A | N/A | N/A | N/A
00 Ret.Exist_Non-FBC_NoCtrl & DRET | N/A | N/A | N/A | N/A | N/A | N/A | N/A
00 Ret.Exist_Non-FBC_NoCtrl & DSI | N/A | N/A | N/A | N/A | N/A | N/A | N/A
00 Ret.Exist_Non-FBC_NoCtrl & DSI & C2G | N/A | N/A | N/A | N/A | N/A | N/A | N/A
00 Ret.Exist_Non-FBC_NoCtrl & DSI & C2G & SCR | N/A | N/A | N/A | N/A | N/A | N/A | N/A
00 Ret.Exist_Non-FBC_NoCtrl & DSI & DRET | N/A | N/A | N/A | N/A | N/A | N/A | N/A
00 Ret.Exist_Non-FBC_NoCtrl & DSI & GPM | N/A | N/A | N/A | N/A | N/A | N/A | N/A
00 Ret.Exist_Non-FBC_NoCtrl & DSI & GPM & C2G | N/A | N/A | N/A | N/A | N/A | N/A | N/A
00 Ret.Exist_Non-FBC_NoCtrl & DSI & GPM & C2G & SCR | N/A | N/A | N/A | N/A | N/A | N/A | N/A
00 Ret.Exist_Non-FBC_NoCtrl & DSI & GPM & DRET | N/A | N/A | N/A | N/A | N/A | N/A | N/A
00 Ret.Exist_Non-FBC_NoCtrl & DSI & GPM & NGC | N/A | N/A | N/A | N/A | N/A | N/A | N/A
00 Ret.Exist_Non-FBC_NoCtrl & DSI & GPM & SCR | N/A | N/A | N/A | N/A | N/A | N/A | N/A
00 Ret.Exist_Non-FBC_NoCtrl & DSI & GPM & SCR & DRET | N/A | N/A | N/A | N/A | N/A | N/A | N/A
00 Ret.Exist_Non-FBC_NoCtrl & DSI & GPM & SCR & NGC | N/A | N/A | N/A | N/A | N/A | N/A | N/A
00 Ret.Exist_Non-FBC_NoCtrl & DSI & GPM & SNCR | N/A | N/A | N/A | N/A | N/A | N/A | N/A
00 Ret.Exist_Non-FBC_NoCtrl & DSI & GPM & SNCR & DRET | N/A | N/A | N/A | N/A | N/A | N/A | N/A
00 Ret.Exist_Non-FBC_NoCtrl & DSI & GPM & SNCR & NGC | N/A | N/A | N/A | N/A | N/A | N/A | N/A
00 Ret.Exist_Non-FBC_NoCtrl & DSI & GPM & WetFGD & SCR & CCS | N/A | N/A | N/A | N/A | N/A | N/A | N/A
00 Ret.Exist_Non-FBC_NoCtrl & DSI & NGC | N/A | N/A | N/A | N/A | N/A | N/A | N/A
00 Ret.Exist_Non-FBC_NoCtrl & DSI & SCR | N/A | N/A | N/A | N/A | N/A | N/A | N/A
00 Ret.Exist_Non-FBC_NoCtrl & DSI & SCR & DRET | N/A | N/A | N/A | N/A | N/A | N/A | N/A
00 Ret.Exist_Non-FBC_NoCtrl & DSI & SCR & NGC | N/A | N/A | N/A | N/A | N/A | N/A | N/A
00 Ret.Exist_Non-FBC_NoCtrl & DSI & SNCR | N/A | N/A | N/A | N/A | N/A | N/A | N/A
00 Ret.Exist_Non-FBC_NoCtrl & DSI & SNCR & DRET | N/A | N/A | N/A | N/A | N/A | N/A | N/A
00 Ret.Exist_Non-FBC_NoCtrl & DSI & SNCR & NGC | N/A | N/A | N/A | N/A | N/A | N/A | N/A
00 Ret.Exist_Non-FBC_NoCtrl & DSI & WetFGD & SCR & CCS | N/A | N/A | N/A | N/A | N/A | N/A | N/A
00 Ret.Exist_Non-FBC_NoCtrl & GPM | N/A | N/A | N/A | N/A | N/A | N/A | N/A
00 Ret.Exist_Non-FBC_NoCtrl & GPM & C2G | N/A | N/A | N/A | N/A | N/A | N/A | N/A
00 Ret.Exist_Non-FBC_NoCtrl & GPM & C2G & SCR | N/A | N/A | N/A | N/A | N/A | N/A | N/A
00 Ret.Exist_Non-FBC_NoCtrl & GPM & DRET | N/A | N/A | N/A | N/A | N/A | N/A | N/A
00 Ret.Exist_Non-FBC_NoCtrl & GPM & NGC | N/A | N/A | N/A | N/A | N/A | N/A | N/A
00 Ret.Exist_Non-FBC_NoCtrl & GPM & SCR | N/A | N/A | N/A | N/A | N/A | N/A | N/A
00 Ret.Exist_Non-FBC_NoCtrl & GPM & SCR & DRET | N/A | N/A | N/A | N/A | N/A | N/A | N/A
00 Ret.Exist_Non-FBC_NoCtrl & GPM & SCR & NGC | N/A | N/A | N/A | N/A | N/A | N/A | N/A
00 Ret.Exist_Non-FBC_NoCtrl & GPM & SNCR | N/A | N/A | N/A | N/A | N/A | N/A | N/A
00 Ret.Exist_Non-FBC_NoCtrl & GPM & SNCR & DRET | N/A | N/A | N/A | N/A | N/A | N/A | N/A
00 Ret.Exist_Non-FBC_NoCtrl & GPM & SNCR & NGC | N/A | N/A | N/A | N/A | N/A | N/A | N/A
00 Ret.Exist_Non-FBC_NoCtrl & GPM & WetFGD & SCR & CCS | N/A | N/A | N/A | N/A | N/A | N/A | N/A
00 Ret.Exist_Non-FBC_NoCtrl & NGC | N/A | N/A | N/A | N/A | N/A | N/A | N/A
00 Ret.Exist_Non-FBC_NoCtrl & SCR | N/A | N/A | N/A | N/A | N/A | N/A | N/A
00 Ret.Exist_Non-FBC_NoCtrl & SCR & C2G | N/A | N/A | N/A | N/A | N/A | N/A | N/A
00 Ret.Exist_Non-FBC_NoCtrl & SCR & DRET | N/A | N/A | N/A | N/A | N/A | N/A | N/A
00 Ret.Exist_Non-FBC_NoCtrl & SCR & NGC | N/A | N/A | N/A | N/A | N/A | N/A | N/A
00 Ret.Exist_Non-FBC_NoCtrl & SCR & WetFGD & CCS | N/A | N/A | N/A | N/A | N/A | N/A | N/A
00 Ret.Exist_Non-FBC_NoCtrl & SNCR | N/A | N/A | N/A | N/A | N/A | N/A | N/A
00 Ret.Exist_Non-FBC_NoCtrl & SNCR & C2G | N/A | N/A | N/A | N/A | N/A | N/A | N/A
00 Ret.Exist_Non-FBC_NoCtrl & SNCR & DRET | N/A | N/A | N/A | N/A | N/A | N/A | N/A
00 Ret.Exist_Non-FBC_NoCtrl & SNCR & NGC | N/A | N/A | N/A | N/A | N/A | N/A | N/A
00 Ret.Exist_Non-FBC_SCR_ACI & C2G | N/A | N/A | N/A | N/A | N/A | N/A | N/A
00 Ret.Exist_Non-FBC_SCR_ACI & DCCS | N/A | N/A | N/A | N/A | N/A | N/A | N/A
00 Ret.Exist_Non-FBC_SCR_ACI & DCCS & WetFGD & CCS | N/A | N/A | N/A | N/A | N/A | N/A | N/A
00 Ret.Exist_Non-FBC_SCR_ACI & DRET | N/A | N/A | N/A | N/A | N/A | N/A | N/A
00 Ret.Exist_Non-FBC_SCR_ACI & DSI | N/A | N/A | N/A | N/A | N/A | N/A | N/A
00 Ret.Exist_Non-FBC_SCR_ACI & DSI & C2G | N/A | N/A | N/A | N/A | N/A | N/A | N/A
00 Ret.Exist_Non-FBC_SCR_ACI & DSI & DRET | N/A | N/A | N/A | N/A | N/A | N/A | N/A
00 Ret.Exist_Non-FBC_SCR_ACI & DSI & GPM | N/A | N/A | N/A | N/A | N/A | N/A | N/A
00 Ret.Exist_Non-FBC_SCR_ACI & DSI & GPM & C2G | N/A | N/A | N/A | N/A | N/A | N/A | N/A
00 Ret.Exist_Non-FBC_SCR_ACI & DSI & GPM & DRET | N/A | N/A | N/A | N/A | N/A | N/A | N/A
00 Ret.Exist_Non-FBC_SCR_ACI & DSI & GPM & NGC | N/A | N/A | N/A | N/A | N/A | N/A | N/A
00 Ret.Exist_Non-FBC_SCR_ACI & DSI & GPM & WetFGD & CCS | N/A | N/A | N/A | N/A | N/A | N/A | N/A
00 Ret.Exist_Non-FBC_SCR_ACI & DSI & NGC | N/A | N/A | N/A | N/A | N/A | N/A | N/A
00 Ret.Exist_Non-FBC_SCR_ACI & DSI & WetFGD & CCS | N/A | N/A | N/A | N/A | N/A | N/A | N/A
00 Ret.Exist_Non-FBC_SCR_ACI & GPM | N/A | N/A | N/A | N/A | N/A | N/A | N/A
00 Ret.Exist_Non-FBC_SCR_ACI & GPM & C2G | N/A | N/A | N/A | N/A | N/A | N/A | N/A
00 Ret.Exist_Non-FBC_SCR_ACI & GPM & DRET | N/A | N/A | N/A | N/A | N/A | N/A | N/A
00 Ret.Exist_Non-FBC_SCR_ACI & GPM & NGC | N/A | N/A | N/A | N/A | N/A | N/A | N/A
00 Ret.Exist_Non-FBC_SCR_ACI & GPM & WetFGD & CCS | N/A | N/A | N/A | N/A | N/A | N/A | N/A
00 Ret.Exist_Non-FBC_SCR_ACI & NGC | N/A | N/A | N/A | N/A | N/A | N/A | N/A
00 Ret.Exist_Non-FBC_SCR_ACI & WetFGD & CCS | N/A | N/A | N/A | N/A | N/A | N/A | N/A
00 Ret.Exist_Non-FBC_SCR_ACI_DSI & C2G | N/A | N/A | N/A | N/A | N/A | N/A | N/A
00 Ret.Exist_Non-FBC_SCR_ACI_DSI & DCCS | N/A | N/A | N/A | N/A | N/A | N/A | N/A
00 Ret.Exist_Non-FBC_SCR_ACI_DSI & DCCS & WetFGD & CCS | N/A | N/A | N/A | N/A | N/A | N/A | N/A
00 Ret.Exist_Non-FBC_SCR_ACI_DSI & DRET | N/A | N/A | N/A | N/A | N/A | N/A | N/A
00 Ret.Exist_Non-FBC_SCR_ACI_DSI & GPM | N/A | N/A | N/A | N/A | N/A | N/A | N/A
00 Ret.Exist_Non-FBC_SCR_ACI_DSI & GPM & C2G | N/A | N/A | N/A | N/A | N/A | N/A | N/A
00 Ret.Exist_Non-FBC_SCR_ACI_DSI & GPM & DRET | N/A | N/A | N/A | N/A | N/A | N/A | N/A
00 Ret.Exist_Non-FBC_SCR_ACI_DSI & GPM & NGC | N/A | N/A | N/A | N/A | N/A | N/A | N/A
00 Ret.Exist_Non-FBC_SCR_ACI_DSI & GPM & WetFGD & CCS | N/A | N/A | N/A | N/A | N/A | N/A | N/A
00 Ret.Exist_Non-FBC_SCR_ACI_DSI & NGC | N/A | N/A | N/A | N/A | N/A | N/A | N/A
00 Ret.Exist_Non-FBC_SCR_ACI_DSI & WetFGD & CCS | N/A | N/A | N/A | N/A | N/A | N/A | N/A
00 Ret.Exist_Non-FBC_SNCR_ACI & C2G | N/A | N/A | N/A | N/A | N/A | N/A | N/A
00 Ret.Exist_Non-FBC_SNCR_ACI & C2G & SCR | N/A | N/A | N/A | N/A | N/A | N/A | N/A
00 Ret.Exist_Non-FBC_SNCR_ACI & DRET | N/A | N/A | N/A | N/A | N/A | N/A | N/A
00 Ret.Exist_Non-FBC_SNCR_ACI & DSI | N/A | N/A | N/A | N/A | N/A | N/A | N/A
00 Ret.Exist_Non-FBC_SNCR_ACI & DSI & C2G | N/A | N/A | N/A | N/A | N/A | N/A | N/A
00 Ret.Exist_Non-FBC_SNCR_ACI & DSI & C2G & SCR | N/A | N/A | N/A | N/A | N/A | N/A | N/A
00 Ret.Exist_Non-FBC_SNCR_ACI & DSI & DRET | N/A | N/A | N/A | N/A | N/A | N/A | N/A
00 Ret.Exist_Non-FBC_SNCR_ACI & DSI & NGC | N/A | N/A | N/A | N/A | N/A | N/A | N/A
00 Ret.Exist_Non-FBC_SNCR_ACI & DSI & SCR | N/A | N/A | N/A | N/A | N/A | N/A | N/A
00 Ret.Exist_Non-FBC_SNCR_ACI & DSI & SCR & DRET | N/A | N/A | N/A | N/A | N/A | N/A | N/A
00 Ret.Exist_Non-FBC_SNCR_ACI & DSI & SCR & NGC | N/A | N/A | N/A | N/A | N/A | N/A | N/A
00 Ret.Exist_Non-FBC_SNCR_ACI & DSI & WetFGD & SCR & CCS | N/A | N/A | N/A | N/A | N/A | N/A | N/A
00 Ret.Exist_Non-FBC_SNCR_ACI & GPM | N/A | N/A | N/A | N/A | N/A | N/A | N/A
00 Ret.Exist_Non-FBC_SNCR_ACI & GPM & C2G | N/A | N/A | N/A | N/A | N/A | N/A | N/A
00 Ret.Exist_Non-FBC_SNCR_ACI & GPM & C2G & SCR | N/A | N/A | N/A | N/A | N/A | N/A | N/A
00 Ret.Exist_Non-FBC_SNCR_ACI & GPM & DRET | N/A | N/A | N/A | N/A | N/A | N/A | N/A
00 Ret.Exist_Non-FBC_SNCR_ACI & GPM & NGC | N/A | N/A | N/A | N/A | N/A | N/A | N/A
00 Ret.Exist_Non-FBC_SNCR_ACI & GPM & SCR | N/A | N/A | N/A | N/A | N/A | N/A | N/A
00 Ret.Exist_Non-FBC_SNCR_ACI & GPM & SCR & DRET | N/A | N/A | N/A | N/A | N/A | N/A | N/A
00 Ret.Exist_Non-FBC_SNCR_ACI & GPM & SCR & NGC | N/A | N/A | N/A | N/A | N/A | N/A | N/A
00 Ret.Exist_Non-FBC_SNCR_ACI & GPM & WetFGD & SCR & CCS | N/A | N/A | N/A | N/A | N/A | N/A | N/A
00 Ret.Exist_Non-FBC_SNCR_ACI & NGC | N/A | N/A | N/A | N/A | N/A | N/A | N/A
00 Ret.Exist_Non-FBC_SNCR_ACI & SCR | N/A | N/A | N/A | N/A | N/A | N/A | N/A
00 Ret.Exist_Non-FBC_SNCR_ACI & SCR & C2G | N/A | N/A | N/A | N/A | N/A | N/A | N/A
00 Ret.Exist_Non-FBC_SNCR_ACI & SCR & DRET | N/A | N/A | N/A | N/A | N/A | N/A | N/A
00 Ret.Exist_Non-FBC_SNCR_ACI & SCR & NGC | N/A | N/A | N/A | N/A | N/A | N/A | N/A
00 Ret.Exist_Non-FBC_SNCR_ACI & SCR & WetFGD & CCS | N/A | N/A | N/A | N/A | N/A | N/A | N/A
00 Ret.Exist_Non-FBC_SNCR_ACI_DSI & C2G | N/A | N/A | N/A | N/A | N/A | N/A | N/A
00 Ret.Exist_Non-FBC_SNCR_ACI_DSI & C2G & SCR | N/A | N/A | N/A | N/A | N/A | N/A | N/A
00 Ret.Exist_Non-FBC_SNCR_ACI_DSI & DCCS | N/A | N/A | N/A | N/A | N/A | N/A | N/A
00 Ret.Exist_Non-FBC_SNCR_ACI_DSI & DCCS & WetFGD & SCR & CCS | N/A | N/A | N/A | N/A | N/A | N/A | N/A
00 Ret.Exist_Non-FBC_SNCR_ACI_DSI & DRET | N/A | N/A | N/A | N/A | N/A | N/A | N/A
00 Ret.Exist_Non-FBC_SNCR_ACI_DSI & GPM | N/A | N/A | N/A | N/A | N/A | N/A | N/A
00 Ret.Exist_Non-FBC_SNCR_ACI_DSI & GPM & C2G | N/A | N/A | N/A | N/A | N/A | N/A | N/A
00 Ret.Exist_Non-FBC_SNCR_ACI_DSI & GPM & C2G & SCR | N/A | N/A | N/A | N/A | N/A | N/A | N/A
00 Ret.Exist_Non-FBC_SNCR_ACI_DSI & GPM & DRET | N/A | N/A | N/A | N/A | N/A | N/A | N/A
00 Ret.Exist_Non-FBC_SNCR_ACI_DSI & GPM & NGC | N/A | N/A | N/A | N/A | N/A | N/A | N/A
00 Ret.Exist_Non-FBC_SNCR_ACI_DSI & GPM & SCR | N/A | N/A | N/A | N/A | N/A | N/A | N/A
00 Ret.Exist_Non-FBC_SNCR_ACI_DSI & GPM & SCR & DRET | N/A | N/A | N/A | N/A | N/A | N/A | N/A
00 Ret.Exist_Non-FBC_SNCR_ACI_DSI & GPM & SCR & NGC | N/A | N/A | N/A | N/A | N/A | N/A | N/A
00 Ret.Exist_Non-FBC_SNCR_ACI_DSI & GPM & WetFGD & SCR & CCS | N/A | N/A | N/A | N/A | N/A | N/A | N/A
00 Ret.Exist_Non-FBC_SNCR_ACI_DSI & NGC | N/A | N/A | N/A | N/A | N/A | N/A | N/A
00 Ret.Exist_Non-FBC_SNCR_ACI_DSI & SCR | N/A | N/A | N/A | N/A | N/A | N/A | N/A
00 Ret.Exist_Non-FBC_SNCR_ACI_DSI & SCR & C2G | N/A | N/A | N/A | N/A | N/A | N/A | N/A
00 Ret.Exist_Non-FBC_SNCR_ACI_DSI & SCR & DRET | N/A | N/A | N/A | N/A | N/A | N/A | N/A
00 Ret.Exist_Non-FBC_SNCR_ACI_DSI & SCR & NGC | N/A | N/A | N/A | N/A | N/A | N/A | N/A
00 Ret.Exist_Non-FBC_SNCR_ACI_DSI & SCR & WetFGD & CCS | N/A | N/A | N/A | N/A | N/A | N/A | N/A
00 Ret.Exist_Non-FBC_WetFGD & ACI | N/A | N/A | N/A | N/A | N/A | N/A | N/A
00 Ret.Exist_Non-FBC_WetFGD & ACI & C2G | N/A | N/A | N/A | N/A | N/A | N/A | N/A
00 Ret.Exist_Non-FBC_WetFGD & ACI & C2G & SCR | N/A | N/A | N/A | N/A | N/A | N/A | N/A
00 Ret.Exist_Non-FBC_WetFGD & ACI & DRET | N/A | N/A | N/A | N/A | N/A | N/A | N/A
00 Ret.Exist_Non-FBC_WetFGD & ACI & GPM | N/A | N/A | N/A | N/A | N/A | N/A | N/A
00 Ret.Exist_Non-FBC_WetFGD & ACI & GPM & C2G | N/A | N/A | N/A | N/A | N/A | N/A | N/A
00 Ret.Exist_Non-FBC_WetFGD & ACI & GPM & C2G & SCR | N/A | N/A | N/A | N/A | N/A | N/A | N/A
00 Ret.Exist_Non-FBC_WetFGD & ACI & GPM & DRET | N/A | N/A | N/A | N/A | N/A | N/A | N/A
00 Ret.Exist_Non-FBC_WetFGD & ACI & GPM & NGC | N/A | N/A | N/A | N/A | N/A | N/A | N/A
00 Ret.Exist_Non-FBC_WetFGD & ACI & GPM & SCR | N/A | N/A | N/A | N/A | N/A | N/A | N/A
00 Ret.Exist_Non-FBC_WetFGD & ACI & GPM & SCR & CCS | N/A | N/A | N/A | N/A | N/A | N/A | N/A
00 Ret.Exist_Non-FBC_WetFGD & ACI & GPM & SCR & DRET | N/A | N/A | N/A | N/A | N/A | N/A | N/A
00 Ret.Exist_Non-FBC_WetFGD & ACI & GPM & SCR & NGC | N/A | N/A | N/A | N/A | N/A | N/A | N/A
00 Ret.Exist_Non-FBC_WetFGD & ACI & GPM & SNCR | N/A | N/A | N/A | N/A | N/A | N/A | N/A
00 Ret.Exist_Non-FBC_WetFGD & ACI & GPM & SNCR & DRET | N/A | N/A | N/A | N/A | N/A | N/A | N/A
00 Ret.Exist_Non-FBC_WetFGD & ACI & GPM & SNCR & NGC | N/A | N/A | N/A | N/A | N/A | N/A | N/A
00 Ret.Exist_Non-FBC_WetFGD & ACI & NGC | N/A | N/A | N/A | N/A | N/A | N/A | N/A
00 Ret.Exist_Non-FBC_WetFGD & ACI & SCR | N/A | N/A | N/A | N/A | N/A | N/A | N/A
00 Ret.Exist_Non-FBC_WetFGD & ACI & SCR & CCS | N/A | N/A | N/A | N/A | N/A | N/A | N/A
00 Ret.Exist_Non-FBC_WetFGD & ACI & SCR & DRET | N/A | N/A | N/A | N/A | N/A | N/A | N/A
00 Ret.Exist_Non-FBC_WetFGD & ACI & SCR & NGC | N/A | N/A | N/A | N/A | N/A | N/A | N/A
00 Ret.Exist_Non-FBC_WetFGD & ACI & SNCR | N/A | N/A | N/A | N/A | N/A | N/A | N/A
00 Ret.Exist_Non-FBC_WetFGD & ACI & SNCR & DRET | N/A | N/A | N/A | N/A | N/A | N/A | N/A
00 Ret.Exist_Non-FBC_WetFGD & ACI & SNCR & NGC | N/A | N/A | N/A | N/A | N/A | N/A | N/A
00 Ret.Exist_Non-FBC_WetFGD & C2G | N/A | N/A | N/A | N/A | N/A | N/A | N/A
00 Ret.Exist_Non-FBC_WetFGD & C2G & SCR | N/A | N/A | N/A | N/A | N/A | N/A | N/A
00 Ret.Exist_Non-FBC_WetFGD & DRET | N/A | N/A | N/A | N/A | N/A | N/A | N/A
00 Ret.Exist_Non-FBC_WetFGD & DCCS | N/A | N/A | N/A | N/A | N/A | N/A | N/A
00 Ret.Exist_Non-FBC_WetFGD & DCCS & SCR & CCS | N/A | N/A | N/A | N/A | N/A | N/A | N/A
00 Ret.Exist_Non-FBC_WetFGD & GPM | N/A | N/A | N/A | N/A | N/A | N/A | N/A
00 Ret.Exist_Non-FBC_WetFGD & GPM & C2G | N/A | N/A | N/A | N/A | N/A | N/A | N/A
00 Ret.Exist_Non-FBC_WetFGD & GPM & C2G & SCR | N/A | N/A | N/A | N/A | N/A | N/A | N/A
00 Ret.Exist_Non-FBC_WetFGD & GPM & DRET | N/A | N/A | N/A | N/A | N/A | N/A | N/A
00 Ret.Exist_Non-FBC_WetFGD & GPM & NGC | N/A | N/A | N/A | N/A | N/A | N/A | N/A
00 Ret.Exist_Non-FBC_WetFGD & GPM & SCR | N/A | N/A | N/A | N/A | N/A | N/A | N/A
00 Ret.Exist_Non-FBC_WetFGD & GPM & SCR & CCS | N/A | N/A | N/A | N/A | N/A | N/A | N/A
00 Ret.Exist_Non-FBC_WetFGD & GPM & SCR & DRET | N/A | N/A | N/A | N/A | N/A | N/A | N/A
00 Ret.Exist_Non-FBC_WetFGD & GPM & SCR & NGC | N/A | N/A | N/A | N/A | N/A | N/A | N/A
00 Ret.Exist_Non-FBC_WetFGD & GPM & SNCR | N/A | N/A | N/A | N/A | N/A | N/A | N/A
00 Ret.Exist_Non-FBC_WetFGD & GPM & SNCR & DRET | N/A | N/A | N/A | N/A | N/A | N/A | N/A
00 Ret.Exist_Non-FBC_WetFGD & GPM & SNCR & NGC | N/A | N/A | N/A | N/A | N/A | N/A | N/A
00 Ret.Exist_Non-FBC_WetFGD & NGC | N/A | N/A | N/A | N/A | N/A | N/A | N/A
00 Ret.Exist_Non-FBC_WetFGD & SCR | N/A | N/A | N/A | N/A | N/A | N/A | N/A
00 Ret.Exist_Non-FBC_WetFGD & SCR & C2G | N/A | N/A | N/A | N/A | N/A | N/A | N/A
00 Ret.Exist_Non-FBC_WetFGD & SCR & CCS | N/A | N/A | N/A | N/A | N/A | N/A | N/A
00 Ret.Exist_Non-FBC_WetFGD & SCR & DRET | N/A | N/A | N/A | N/A | N/A | N/A | N/A
00 Ret.Exist_Non-FBC_WetFGD & SCR & NGC | N/A | N/A | N/A | N/A | N/A | N/A | N/A
00 Ret.Exist_Non-FBC_WetFGD & SNCR | N/A | N/A | N/A | N/A | N/A | N/A | N/A
00 Ret.Exist_Non-FBC_WetFGD & SNCR & C2G | N/A | N/A | N/A | N/A | N/A | N/A | N/A
00 Ret.Exist_Non-FBC_WetFGD & SNCR & DRET | N/A | N/A | N/A | N/A | N/A | N/A | N/A
00 Ret.Exist_Non-FBC_WetFGD & SNCR & NGC | N/A | N/A | N/A | N/A | N/A | N/A | N/A
00 Ret.Exist_Non-FBC_WetFGD_ACI & C2G | N/A | N/A | N/A | N/A | N/A | N/A | N/A
00 Ret.Exist_Non-FBC_WetFGD_ACI & C2G & SCR | N/A | N/A | N/A | N/A | N/A | N/A | N/A
00 Ret.Exist_Non-FBC_WetFGD_ACI & DCCS | N/A | N/A | N/A | N/A | N/A | N/A | N/A
00 Ret.Exist_Non-FBC_WetFGD_ACI & DCCS & SCR & CCS | N/A | N/A | N/A | N/A | N/A | N/A | N/A
00 Ret.Exist_Non-FBC_WetFGD_ACI & DRET | N/A | N/A | N/A | N/A | N/A | N/A | N/A
00 Ret.Exist_Non-FBC_WetFGD_ACI & GPM | N/A | N/A | N/A | N/A | N/A | N/A | N/A
00 Ret.Exist_Non-FBC_WetFGD_ACI & GPM & C2G | N/A | N/A | N/A | N/A | N/A | N/A | N/A
00 Ret.Exist_Non-FBC_WetFGD_ACI & GPM & C2G & SCR | N/A | N/A | N/A | N/A | N/A | N/A | N/A
00 Ret.Exist_Non-FBC_WetFGD_ACI & GPM & DRET | N/A | N/A | N/A | N/A | N/A | N/A | N/A
00 Ret.Exist_Non-FBC_WetFGD_ACI & GPM & NGC | N/A | N/A | N/A | N/A | N/A | N/A | N/A
00 Ret.Exist_Non-FBC_WetFGD_ACI & GPM & SCR | N/A | N/A | N/A | N/A | N/A | N/A | N/A
00 Ret.Exist_Non-FBC_WetFGD_ACI & GPM & SCR & CCS | N/A | N/A | N/A | N/A | N/A | N/A | N/A
00 Ret.Exist_Non-FBC_WetFGD_ACI & GPM & SCR & DRET | N/A | N/A | N/A | N/A | N/A | N/A | N/A
00 Ret.Exist_Non-FBC_WetFGD_ACI & GPM & SCR & NGC | N/A | N/A | N/A | N/A | N/A | N/A | N/A
00 Ret.Exist_Non-FBC_WetFGD_ACI & GPM & SNCR | N/A | N/A | N/A | N/A | N/A | N/A | N/A
00 Ret.Exist_Non-FBC_WetFGD_ACI & GPM & SNCR & DRET | N/A | N/A | N/A | N/A | N/A | N/A | N/A
00 Ret.Exist_Non-FBC_WetFGD_ACI & GPM & SNCR & NGC | N/A | N/A | N/A | N/A | N/A | N/A | N/A
00 Ret.Exist_Non-FBC_WetFGD_ACI & NGC | N/A | N/A | N/A | N/A | N/A | N/A | N/A
00 Ret.Exist_Non-FBC_WetFGD_ACI & SCR | N/A | N/A | N/A | N/A | N/A | N/A | N/A
00 Ret.Exist_Non-FBC_WetFGD_ACI & SCR & C2G | N/A | N/A | N/A | N/A | N/A | N/A | N/A
00 Ret.Exist_Non-FBC_WetFGD_ACI & SCR & CCS | N/A | N/A | N/A | N/A | N/A | N/A | N/A
00 Ret.Exist_Non-FBC_WetFGD_ACI & SCR & DRET | N/A | N/A | N/A | N/A | N/A | N/A | N/A
00 Ret.Exist_Non-FBC_WetFGD_ACI & SCR & NGC | N/A | N/A | N/A | N/A | N/A | N/A | N/A
00 Ret.Exist_Non-FBC_WetFGD_ACI & SNCR | N/A | N/A | N/A | N/A | N/A | N/A | N/A
00 Ret.Exist_Non-FBC_WetFGD_ACI & SNCR & C2G | N/A | N/A | N/A | N/A | N/A | N/A | N/A
00 Ret.Exist_Non-FBC_WetFGD_ACI & SNCR & DRET | N/A | N/A | N/A | N/A | N/A | N/A | N/A
00 Ret.Exist_Non-FBC_WetFGD_ACI & SNCR & NGC | N/A | N/A | N/A | N/A | N/A | N/A | N/A
00 Ret.Exist_Non-FBC_WetFGD_ACI_DSI & C2G | N/A | N/A | N/A | N/A | N/A | N/A | N/A
00 Ret.Exist_Non-FBC_WetFGD_ACI_DSI & C2G & SCR | N/A | N/A | N/A | N/A | N/A | N/A | N/A
00 Ret.Exist_Non-FBC_WetFGD_ACI_DSI & DCCS | N/A | N/A | N/A | N/A | N/A | N/A | N/A
00 Ret.Exist_Non-FBC_WetFGD_ACI_DSI & DCCS & SCR & CCS | N/A | N/A | N/A | N/A | N/A | N/A | N/A
00 Ret.Exist_Non-FBC_WetFGD_ACI_DSI & DRET | N/A | N/A | N/A | N/A | N/A | N/A | N/A
00 Ret.Exist_Non-FBC_WetFGD_ACI_DSI & GPM | N/A | N/A | N/A | N/A | N/A | N/A | N/A
00 Ret.Exist_Non-FBC_WetFGD_ACI_DSI & GPM & C2G | N/A | N/A | N/A | N/A | N/A | N/A | N/A
00 Ret.Exist_Non-FBC_WetFGD_ACI_DSI & GPM & C2G & SCR | N/A | N/A | N/A | N/A | N/A | N/A | N/A
00 Ret.Exist_Non-FBC_WetFGD_ACI_DSI & GPM & DRET | N/A | N/A | N/A | N/A | N/A | N/A | N/A
00 Ret.Exist_Non-FBC_WetFGD_ACI_DSI & GPM & NGC | N/A | N/A | N/A | N/A | N/A | N/A | N/A
00 Ret.Exist_Non-FBC_WetFGD_ACI_DSI & GPM & SCR | N/A | N/A | N/A | N/A | N/A | N/A | N/A
00 Ret.Exist_Non-FBC_WetFGD_ACI_DSI & GPM & SCR & CCS | N/A | N/A | N/A | N/A | N/A | N/A | N/A
00 Ret.Exist_Non-FBC_WetFGD_ACI_DSI & GPM & SCR & DRET | N/A | N/A | N/A | N/A | N/A | N/A | N/A
00 Ret.Exist_Non-FBC_WetFGD_ACI_DSI & GPM & SCR & NGC | N/A | N/A | N/A | N/A | N/A | N/A | N/A
00 Ret.Exist_Non-FBC_WetFGD_ACI_DSI & GPM & SNCR | N/A | N/A | N/A | N/A | N/A | N/A | N/A
00 Ret.Exist_Non-FBC_WetFGD_ACI_DSI & GPM & SNCR & DRET | N/A | N/A | N/A | N/A | N/A | N/A | N/A
00 Ret.Exist_Non-FBC_WetFGD_ACI_DSI & GPM & SNCR & NGC | N/A | N/A | N/A | N/A | N/A | N/A | N/A
00 Ret.Exist_Non-FBC_WetFGD_ACI_DSI & NGC | N/A | N/A | N/A | N/A | N/A | N/A | N/A
00 Ret.Exist_Non-FBC_WetFGD_ACI_DSI & SCR | N/A | N/A | N/A | N/A | N/A | N/A | N/A
00 Ret.Exist_Non-FBC_WetFGD_ACI_DSI & SCR & C2G | N/A | N/A | N/A | N/A | N/A | N/A | N/A
00 Ret.Exist_Non-FBC_WetFGD_ACI_DSI & SCR & CCS | N/A | N/A | N/A | N/A | N/A | N/A | N/A
00 Ret.Exist_Non-FBC_WetFGD_ACI_DSI & SCR & DRET | N/A | N/A | N/A | N/A | N/A | N/A | N/A
00 Ret.Exist_Non-FBC_WetFGD_ACI_DSI & SCR & NGC | N/A | N/A | N/A | N/A | N/A | N/A | N/A
00 Ret.Exist_Non-FBC_WetFGD_ACI_DSI & SNCR | N/A | N/A | N/A | N/A | N/A | N/A | N/A
00 Ret.Exist_Non-FBC_WetFGD_ACI_DSI & SNCR & C2G | N/A | N/A | N/A | N/A | N/A | N/A | N/A
00 Ret.Exist_Non-FBC_WetFGD_ACI_DSI & SNCR & DRET | N/A | N/A | N/A | N/A | N/A | N/A | N/A
00 Ret.Exist_Non-FBC_WetFGD_ACI_DSI & SNCR & NGC | N/A | N/A | N/A | N/A | N/A | N/A | N/A
00 Ret.Exist_Non-FBC_WetFGD_SCR & ACI | N/A | N/A | N/A | N/A | N/A | N/A | N/A
00 Ret.Exist_Non-FBC_WetFGD_SCR & ACI & C2G | N/A | N/A | N/A | N/A | N/A | N/A | N/A
00 Ret.Exist_Non-FBC_WetFGD_SCR & ACI & CCS | N/A | N/A | N/A | N/A | N/A | N/A | N/A
00 Ret.Exist_Non-FBC_WetFGD_SCR & DCCS | N/A | N/A | N/A | N/A | N/A | N/A | N/A
00 Ret.Exist_Non-FBC_WetFGD_SCR & DCCS & CCS | N/A | N/A | N/A | N/A | N/A | N/A | N/A
00 Ret.Exist_Non-FBC_WetFGD_SCR & ACI & DRET | N/A | N/A | N/A | N/A | N/A | N/A | N/A
00 Ret.Exist_Non-FBC_WetFGD_SCR & ACI & GPM | N/A | N/A | N/A | N/A | N/A | N/A | N/A
00 Ret.Exist_Non-FBC_WetFGD_SCR & ACI & GPM & C2G | N/A | N/A | N/A | N/A | N/A | N/A | N/A
00 Ret.Exist_Non-FBC_WetFGD_SCR & ACI & GPM & CCS | N/A | N/A | N/A | N/A | N/A | N/A | N/A
00 Ret.Exist_Non-FBC_WetFGD_SCR & ACI & GPM & DRET | N/A | N/A | N/A | N/A | N/A | N/A | N/A
00 Ret.Exist_Non-FBC_WetFGD_SCR & ACI & GPM & NGC | N/A | N/A | N/A | N/A | N/A | N/A | N/A
00 Ret.Exist_Non-FBC_WetFGD_SCR & ACI & NGC | N/A | N/A | N/A | N/A | N/A | N/A | N/A
00 Ret.Exist_Non-FBC_WetFGD_SCR & C2G | N/A | N/A | N/A | N/A | N/A | N/A | N/A
00 Ret.Exist_Non-FBC_WetFGD_SCR & CCS | N/A | N/A | N/A | N/A | N/A | N/A | N/A
00 Ret.Exist_Non-FBC_WetFGD_SCR & DRET | N/A | N/A | N/A | N/A | N/A | N/A | N/A
00 Ret.Exist_Non-FBC_WetFGD_SCR & GPM | N/A | N/A | N/A | N/A | N/A | N/A | N/A
00 Ret.Exist_Non-FBC_WetFGD_SCR & GPM & C2G | N/A | N/A | N/A | N/A | N/A | N/A | N/A
00 Ret.Exist_Non-FBC_WetFGD_SCR & GPM & CCS | N/A | N/A | N/A | N/A | N/A | N/A | N/A
00 Ret.Exist_Non-FBC_WetFGD_SCR & GPM & DRET | N/A | N/A | N/A | N/A | N/A | N/A | N/A
00 Ret.Exist_Non-FBC_WetFGD_SCR & GPM & NGC | N/A | N/A | N/A | N/A | N/A | N/A | N/A
00 Ret.Exist_Non-FBC_WetFGD_SCR & NGC | N/A | N/A | N/A | N/A | N/A | N/A | N/A
00 Ret.Exist_Non-FBC_WetFGD_SCR_ACI & C2G | N/A | N/A | N/A | N/A | N/A | N/A | N/A
00 Ret.Exist_Non-FBC_WetFGD_SCR_ACI & CCS | N/A | N/A | N/A | N/A | N/A | N/A | N/A
00 Ret.Exist_Non-FBC_WetFGD_SCR_ACI & DCCS | N/A | N/A | N/A | N/A | N/A | N/A | N/A
00 Ret.Exist_Non-FBC_WetFGD_SCR_ACI & DCCS & CCS | N/A | N/A | N/A | N/A | N/A | N/A | N/A
00 Ret.Exist_Non-FBC_WetFGD_SCR_ACI & DRET | N/A | N/A | N/A | N/A | N/A | N/A | N/A
00 Ret.Exist_Non-FBC_WetFGD_SCR_ACI & GPM | N/A | N/A | N/A | N/A | N/A | N/A | N/A
00 Ret.Exist_Non-FBC_WetFGD_SCR_ACI & GPM & C2G | N/A | N/A | N/A | N/A | N/A | N/A | N/A
00 Ret.Exist_Non-FBC_WetFGD_SCR_ACI & GPM & CCS | N/A | N/A | N/A | N/A | N/A | N/A | N/A
00 Ret.Exist_Non-FBC_WetFGD_SCR_ACI & GPM & DRET | N/A | N/A | N/A | N/A | N/A | N/A | N/A
00 Ret.Exist_Non-FBC_WetFGD_SCR_ACI & GPM & NGC | N/A | N/A | N/A | N/A | N/A | N/A | N/A
00 Ret.Exist_Non-FBC_WetFGD_SCR_ACI & NGC | N/A | N/A | N/A | N/A | N/A | N/A | N/A
00 Ret.Exist_Non-FBC_WetFGD_SCR_ACI_DSI & C2G | N/A | N/A | N/A | N/A | N/A | N/A | N/A
00 Ret.Exist_Non-FBC_WetFGD_SCR_ACI_DSI & CCS | N/A | N/A | N/A | N/A | N/A | N/A | N/A
00 Ret.Exist_Non-FBC_WetFGD_SCR_ACI_DSI & DCCS | N/A | N/A | N/A | N/A | N/A | N/A | N/A
00 Ret.Exist_Non-FBC_WetFGD_SCR_ACI_DSI & DCCS & CCS | N/A | N/A | N/A | N/A | N/A | N/A | N/A
00 Ret.Exist_Non-FBC_WetFGD_SCR_ACI_DSI & DRET | N/A | N/A | N/A | N/A | N/A | N/A | N/A
00 Ret.Exist_Non-FBC_WetFGD_SCR_ACI_DSI & GPM | N/A | N/A | N/A | N/A | N/A | N/A | N/A
00 Ret.Exist_Non-FBC_WetFGD_SCR_ACI_DSI & GPM & C2G | N/A | N/A | N/A | N/A | N/A | N/A | N/A
00 Ret.Exist_Non-FBC_WetFGD_SCR_ACI_DSI & GPM & CCS | N/A | N/A | N/A | N/A | N/A | N/A | N/A
00 Ret.Exist_Non-FBC_WetFGD_SCR_ACI_DSI & GPM & DRET | N/A | N/A | N/A | N/A | N/A | N/A | N/A
00 Ret.Exist_Non-FBC_WetFGD_SCR_ACI_DSI & GPM & NGC | N/A | N/A | N/A | N/A | N/A | N/A | N/A
00 Ret.Exist_Non-FBC_WetFGD_SCR_ACI_DSI & NGC | N/A | N/A | N/A | N/A | N/A | N/A | N/A
00 Ret.Exist_Non-FBC_WetFGD_SCR_DSI & ACI | N/A | N/A | N/A | N/A | N/A | N/A | N/A
00 Ret.Exist_Non-FBC_WetFGD_SCR_DSI & ACI & C2G | N/A | N/A | N/A | N/A | N/A | N/A | N/A
00 Ret.Exist_Non-FBC_WetFGD_SCR_DSI & ACI & CCS | N/A | N/A | N/A | N/A | N/A | N/A | N/A
00 Ret.Exist_Non-FBC_WetFGD_SCR_DSI & ACI & DRET | N/A | N/A | N/A | N/A | N/A | N/A | N/A
00 Ret.Exist_Non-FBC_WetFGD_SCR_DSI & ACI & GPM | N/A | N/A | N/A | N/A | N/A | N/A | N/A
00 Ret.Exist_Non-FBC_WetFGD_SCR_DSI & ACI & GPM & C2G | N/A | N/A | N/A | N/A | N/A | N/A | N/A
00 Ret.Exist_Non-FBC_WetFGD_SCR_DSI & ACI & GPM & CCS | N/A | N/A | N/A | N/A | N/A | N/A | N/A
00 Ret.Exist_Non-FBC_WetFGD_SCR_DSI & ACI & GPM & DRET | N/A | N/A | N/A | N/A | N/A | N/A | N/A
00 Ret.Exist_Non-FBC_WetFGD_SCR_DSI & ACI & GPM & NGC | N/A | N/A | N/A | N/A | N/A | N/A | N/A
00 Ret.Exist_Non-FBC_WetFGD_SCR_DSI & ACI & NGC | N/A | N/A | N/A | N/A | N/A | N/A | N/A
00 Ret.Exist_Non-FBC_WetFGD_SCR_DSI & C2G | N/A | N/A | N/A | N/A | N/A | N/A | N/A
00 Ret.Exist_Non-FBC_WetFGD_SCR_DSI & CCS | N/A | N/A | N/A | N/A | N/A | N/A | N/A
00 Ret.Exist_Non-FBC_WetFGD_SCR_DSI & DCCS | N/A | N/A | N/A | N/A | N/A | N/A | N/A
00 Ret.Exist_Non-FBC_WetFGD_SCR_DSI & DCCS & CCS | N/A | N/A | N/A | N/A | N/A | N/A | N/A
00 Ret.Exist_Non-FBC_WetFGD_SCR_DSI & DRET | N/A | N/A | N/A | N/A | N/A | N/A | N/A
00 Ret.Exist_Non-FBC_WetFGD_SCR_DSI & GPM | N/A | N/A | N/A | N/A | N/A | N/A | N/A
00 Ret.Exist_Non-FBC_WetFGD_SCR_DSI & GPM & C2G | N/A | N/A | N/A | N/A | N/A | N/A | N/A
00 Ret.Exist_Non-FBC_WetFGD_SCR_DSI & GPM & CCS | N/A | N/A | N/A | N/A | N/A | N/A | N/A
00 Ret.Exist_Non-FBC_WetFGD_SCR_DSI & GPM & DRET | N/A | N/A | N/A | N/A | N/A | N/A | N/A
00 Ret.Exist_Non-FBC_WetFGD_SCR_DSI & GPM & NGC | N/A | N/A | N/A | N/A | N/A | N/A | N/A
00 Ret.Exist_Non-FBC_WetFGD_SCR_DSI & NGC | N/A | N/A | N/A | N/A | N/A | N/A | N/A
00 Ret.Exist_Non-FBC_WetFGD_SNCR & ACI | N/A | N/A | N/A | N/A | N/A | N/A | N/A
00 Ret.Exist_Non-FBC_WetFGD_SNCR & ACI & C2G | N/A | N/A | N/A | N/A | N/A | N/A | N/A
00 Ret.Exist_Non-FBC_WetFGD_SNCR & ACI & C2G & SCR | N/A | N/A | N/A | N/A | N/A | N/A | N/A
00 Ret.Exist_Non-FBC_WetFGD_SNCR & ACI & DRET | N/A | N/A | N/A | N/A | N/A | N/A | N/A
00 Ret.Exist_Non-FBC_WetFGD_SNCR & ACI & GPM | N/A | N/A | N/A | N/A | N/A | N/A | N/A
00 Ret.Exist_Non-FBC_WetFGD_SNCR & ACI & GPM & C2G | N/A | N/A | N/A | N/A | N/A | N/A | N/A
00 Ret.Exist_Non-FBC_WetFGD_SNCR & ACI & GPM & C2G & SCR | N/A | N/A | N/A | N/A | N/A | N/A | N/A
00 Ret.Exist_Non-FBC_WetFGD_SNCR & ACI & GPM & DRET | N/A | N/A | N/A | N/A | N/A | N/A | N/A
00 Ret.Exist_Non-FBC_WetFGD_SNCR & ACI & GPM & NGC | N/A | N/A | N/A | N/A | N/A | N/A | N/A
00 Ret.Exist_Non-FBC_WetFGD_SNCR & ACI & GPM & SCR | N/A | N/A | N/A | N/A | N/A | N/A | N/A
00 Ret.Exist_Non-FBC_WetFGD_SNCR & ACI & GPM & SCR & CCS | N/A | N/A | N/A | N/A | N/A | N/A | N/A
00 Ret.Exist_Non-FBC_WetFGD_SNCR & ACI & GPM & SCR & DRET | N/A | N/A | N/A | N/A | N/A | N/A | N/A
00 Ret.Exist_Non-FBC_WetFGD_SNCR & ACI & GPM & SCR & NGC | N/A | N/A | N/A | N/A | N/A | N/A | N/A
00 Ret.Exist_Non-FBC_WetFGD_SNCR & ACI & NGC | N/A | N/A | N/A | N/A | N/A | N/A | N/A
00 Ret.Exist_Non-FBC_WetFGD_SNCR & ACI & SCR | N/A | N/A | N/A | N/A | N/A | N/A | N/A
00 Ret.Exist_Non-FBC_WetFGD_SNCR & ACI & SCR & CCS | N/A | N/A | N/A | N/A | N/A | N/A | N/A
00 Ret.Exist_Non-FBC_WetFGD_SNCR & ACI & SCR & DRET | N/A | N/A | N/A | N/A | N/A | N/A | N/A
00 Ret.Exist_Non-FBC_WetFGD_SNCR & ACI & SCR & NGC | N/A | N/A | N/A | N/A | N/A | N/A | N/A
00 Ret.Exist_Non-FBC_WetFGD_SNCR & C2G | N/A | N/A | N/A | N/A | N/A | N/A | N/A
00 Ret.Exist_Non-FBC_WetFGD_SNCR & C2G & SCR | N/A | N/A | N/A | N/A | N/A | N/A | N/A
00 Ret.Exist_Non-FBC_WetFGD_SNCR & DCCS | N/A | N/A | N/A | N/A | N/A | N/A | N/A
00 Ret.Exist_Non-FBC_WetFGD_SNCR & DCCS & SCR & CCS | N/A | N/A | N/A | N/A | N/A | N/A | N/A
00 Ret.Exist_Non-FBC_WetFGD_SNCR & DRET | N/A | N/A | N/A | N/A | N/A | N/A | N/A
00 Ret.Exist_Non-FBC_WetFGD_SNCR & GPM | N/A | N/A | N/A | N/A | N/A | N/A | N/A
00 Ret.Exist_Non-FBC_WetFGD_SNCR & GPM & C2G | N/A | N/A | N/A | N/A | N/A | N/A | N/A
00 Ret.Exist_Non-FBC_WetFGD_SNCR & GPM & C2G & SCR | N/A | N/A | N/A | N/A | N/A | N/A | N/A
00 Ret.Exist_Non-FBC_WetFGD_SNCR & GPM & DRET | N/A | N/A | N/A | N/A | N/A | N/A | N/A
00 Ret.Exist_Non-FBC_WetFGD_SNCR & GPM & NGC | N/A | N/A | N/A | N/A | N/A | N/A | N/A
00 Ret.Exist_Non-FBC_WetFGD_SNCR & GPM & SCR | N/A | N/A | N/A | N/A | N/A | N/A | N/A
00 Ret.Exist_Non-FBC_WetFGD_SNCR & GPM & SCR & CCS | N/A | N/A | N/A | N/A | N/A | N/A | N/A
00 Ret.Exist_Non-FBC_WetFGD_SNCR & GPM & SCR & DRET | N/A | N/A | N/A | N/A | N/A | N/A | N/A
00 Ret.Exist_Non-FBC_WetFGD_SNCR & GPM & SCR & NGC | N/A | N/A | N/A | N/A | N/A | N/A | N/A
00 Ret.Exist_Non-FBC_WetFGD_SNCR & NGC | N/A | N/A | N/A | N/A | N/A | N/A | N/A
00 Ret.Exist_Non-FBC_WetFGD_SNCR & SCR | N/A | N/A | N/A | N/A | N/A | N/A | N/A
00 Ret.Exist_Non-FBC_WetFGD_SNCR & SCR & C2G | N/A | N/A | N/A | N/A | N/A | N/A | N/A
00 Ret.Exist_Non-FBC_WetFGD_SNCR & SCR & CCS | N/A | N/A | N/A | N/A | N/A | N/A | N/A
00 Ret.Exist_Non-FBC_WetFGD_SNCR & SCR & DRET | N/A | N/A | N/A | N/A | N/A | N/A | N/A
00 Ret.Exist_Non-FBC_WetFGD_SNCR & SCR & NGC | N/A | N/A | N/A | N/A | N/A | N/A | N/A
00 Ret.Exist_Non-FBC_WetFGD_SNCR_ACI & C2G | N/A | N/A | N/A | N/A | N/A | N/A | N/A
00 Ret.Exist_Non-FBC_WetFGD_SNCR_ACI & C2G & SCR | N/A | N/A | N/A | N/A | N/A | N/A | N/A
00 Ret.Exist_Non-FBC_WetFGD_SNCR_ACI & DCCS | N/A | N/A | N/A | N/A | N/A | N/A | N/A
00 Ret.Exist_Non-FBC_WetFGD_SNCR_ACI & DCCS & SCR & CCS | N/A | N/A | N/A | N/A | N/A | N/A | N/A
00 Ret.Exist_Non-FBC_WetFGD_SNCR_ACI & DRET | N/A | N/A | N/A | N/A | N/A | N/A | N/A
00 Ret.Exist_Non-FBC_WetFGD_SNCR_ACI & GPM | N/A | N/A | N/A | N/A | N/A | N/A | N/A
00 Ret.Exist_Non-FBC_WetFGD_SNCR_ACI & GPM & C2G | N/A | N/A | N/A | N/A | N/A | N/A | N/A
00 Ret.Exist_Non-FBC_WetFGD_SNCR_ACI & GPM & C2G & SCR | N/A | N/A | N/A | N/A | N/A | N/A | N/A
00 Ret.Exist_Non-FBC_WetFGD_SNCR_ACI & GPM & DRET | N/A | N/A | N/A | N/A | N/A | N/A | N/A
00 Ret.Exist_Non-FBC_WetFGD_SNCR_ACI & GPM & NGC | N/A | N/A | N/A | N/A | N/A | N/A | N/A
00 Ret.Exist_Non-FBC_WetFGD_SNCR_ACI & GPM & SCR | N/A | N/A | N/A | N/A | N/A | N/A | N/A
00 Ret.Exist_Non-FBC_WetFGD_SNCR_ACI & GPM & SCR & CCS | N/A | N/A | N/A | N/A | N/A | N/A | N/A
00 Ret.Exist_Non-FBC_WetFGD_SNCR_ACI & GPM & SCR & DRET | N/A | N/A | N/A | N/A | N/A | N/A | N/A
00 Ret.Exist_Non-FBC_WetFGD_SNCR_ACI & GPM & SCR & NGC | N/A | N/A | N/A | N/A | N/A | N/A | N/A
00 Ret.Exist_Non-FBC_WetFGD_SNCR_ACI & NGC | N/A | N/A | N/A | N/A | N/A | N/A | N/A
00 Ret.Exist_Non-FBC_WetFGD_SNCR_ACI & SCR | N/A | N/A | N/A | N/A | N/A | N/A | N/A
00 Ret.Exist_Non-FBC_WetFGD_SNCR_ACI & SCR & C2G | N/A | N/A | N/A | N/A | N/A | N/A | N/A
00 Ret.Exist_Non-FBC_WetFGD_SNCR_ACI & SCR & CCS | N/A | N/A | N/A | N/A | N/A | N/A | N/A
00 Ret.Exist_Non-FBC_WetFGD_SNCR_ACI & SCR & DRET | N/A | N/A | N/A | N/A | N/A | N/A | N/A
00 Ret.Exist_Non-FBC_WetFGD_SNCR_ACI & SCR & NGC | N/A | N/A | N/A | N/A | N/A | N/A | N/A
00 Existing Combined Cycle Retirement | 0 | 0 | 0 | 0 | 0 | 0 | 0
00 New Combined Cycle Retirement | N/A | N/A | N/A | N/A | N/A | N/A | N/A
00 Existing Combustion Turbine Retirement | 0 | 0 | 0 | 0 | 0 | 0 | 0
00 New Combustion Turbine Retirement | N/A | N/A | N/A | N/A | N/A | N/A | N/A
00 Oil/Gas Steam Retirement | 0 | 0 | 0 | 0 | 0 | 0 | 0
00 Coal Steam Retirement | 0 | 0 | 0 | 0 | 0 | 0 | 0
00 IGCC Retirement | N/A | N/A | N/A | N/A | N/A | N/A | N/A
00 Nuclear Retirement | N/A | N/A | N/A | N/A | N/A | N/A | N/A
00 Biomass Retirement | 0 | 0 | 0 | 0 | 0 | 0 | 0
00 Fossil_Other Retirement | N/A | N/A | N/A | N/A | N/A | N/A | N/A
00 Fuel Cell Retirement | N/A | N/A | N/A | N/A | N/A | N/A | N/A
00 Geothermal Retirement | N/A | N/A | N/A | N/A | N/A | N/A | N/A
00 Hydro Retirement | N/A | N/A | N/A | N/A | N/A | N/A | N/A
00 Landfill Gas Retirement | N/A | N/A | N/A | N/A | N/A | N/A | N/A
00 Non Fossil_Other Retirement | N/A | N/A | N/A | N/A | N/A | N/A | N/A
00 Solar Thermal Retirement | N/A | N/A | N/A | N/A | N/A | N/A | N/A
00 Exist Dummy | N/A | N/A | N/A | N/A | N/A | N/A | N/A
Average | 43.0066 | 44.0747 | 43.1039 | 41.8363 | 41.1848 | 40.7939 | 40.8497
15. Total Annual Production Cost [Million US2022$](*)
Variable O&M | 1118.5364 | 1171.9842 | 1184.9309 | 1172.4303 | 1168.6927 | 1185.1262 | 1305.4446
Fixed O&M | 6209.182 | 6220.5285 | 6629.876 | 7108.3875 | 7539.3725 | 7945.2362 | 8732.2505
Fuel | 2402.4392 | 3114.5927 | 3719.8083 | 3236.4665 | 3016.1491 | 3005.8562 | 3478.3066
Capital | 4235.1321 | 4379.4062 | 6694.6098 | 8461.0955 | 7663.8134 | 8547.4505 | 10595.0048
Pollutant Transport & Storage | 0 | 0 | 0 | 0 | 0 | 0 | 0
Total | 13965.2898 | 14886.5117 | 18229.2249 | 19978.3798 | 19388.0276 | 20683.669 | 24111.0064
Sales Revenue | 0 | 0 | 0 | 0 | 0 | 0 | 0
(*) Costs include only those items that are important for determining incremental cost of pollution control
16. Emissions
CO2 Thousand Tonnes | 59243.2461 | 65126.4359 | 66776.892 | 60187.9864 | 56869.1666 | 58387.9664 | 81212.3422
CO2 Thousand Tons | 65304.4819 | 71789.5867 | 73608.9026 | 66345.8794 | 62687.5079 | 64361.6976 | 89521.2581
Carbon Million Tons | 17.8103 | 19.579 | 20.0752 | 18.0943 | 17.0966 | 17.5532 | 24.4149
Carbon Million Tonnes | 16.1572 | 17.7618 | 18.2119 | 16.4149 | 15.5098 | 15.924 | 22.1488
HCL Thousand Tons | 0.30988 | 0.20139 | 0.014605 | 0.024904 | 0.027256 | 0.035383 | 0.051131
MER lbs | 752.4838 | 407.1276 | 246.3182 | 263.6752 | 264.1845 | 281.8486 | 438.6834
NOX Thousand Tons | 54.003 | 43.9827 | 36.4955 | 35.5625 | 35.02 | 33.8555 | 37.446
SO2 Thousand Tons | 72.1507 | 37.0301 | 18.1096 | 18.201 | 18.1296 | 18.1667 | 27.9027