## Summary
EPA IPM Summary Run Results
Projections for Continental U.S.
2025 Reference Case
All costs and prices are in 2022-year dollars | Values in red are rounded to zero, not equal to zero
NATIONWIDE EMISSIONS | 2028 | 2030 | 2035 | 2040 | 2045 | 2050 | 2055
SO2 (million tons) | 0.68164 | 0.69503 | 0.68178 | 0.65632 | 0.53982 | 0.421 | 0.40066
NOx (million tons) | 0.65224 | 0.64576 | 0.60196 | 0.5727 | 0.47419 | 0.40517 | 0.41113
CO2 (million metric tons) | 1487.8611 | 1570.1347 | 1514.1494 | 1410.5991 | 1205.5953 | 1043.0988 | 1085.7007
Hg (tons) | 3.5332 | 3.8403 | 4.0944 | 4.0192 | 3.3206 | 3.0537 | 3.0596
HCL (Mtons) | 3.8386 | 3.9128 | 3.7889 | 3.7136 | 2.7809 | 2.2986 | 2.3042
TOTAL COSTS | 2028 | 2030 | 2035 | 2040 | 2045 | 2050 | 2055
Total Costs (billion $) | 166.8841 | 192.7353 | 249.8059 | 279.6763 | 296.4687 | 304.2576 | 333.1431
PRICES | 2028 | 2030 | 2035 | 2040 | 2045 | 2050 | 2055
National Wholesale Electricity Price (mills/kWh) | 47.5551 | 53.6005 | 47.7117 | 48.3106 | 47.6267 | 44.8078 | 46.6176
Natural Gas Prices (2022 $/MMBtu)
Henry Hub | 3.4166 | 3.8731 | 4.9461 | 5.3823 | 5.6103 | 5.4418 | 5.777
Delivered | 3.5072 | 3.934 | 4.9195 | 5.3496 | 5.5815 | 5.4163 | 5.7552
Minemouth Coal Prices (2022 $/MMBtu)
Appalachia | 1.7811 | 1.809 | 1.9085 | 2.0304 | 2.1411 | 2.1889 | 2.2915
Imports | 4.729 | 4.4503 | 4.3028 | 4.4981 | 4.4802 | 4.4388 | 4.4388
Interior | 1.7193 | 1.7639 | 1.8778 | 1.9847 | 2.0742 | 2.0852 | 2.0847
Waste Coal | 1.3035 | 1.4871 | 1.8507 | 2.1551 | 2.1161 | 1.9574 | 2.1079
West | 0.98451 | 1.0262 | 1.086 | 1.174 | 1.293 | 1.3282 | 1.3478
National | 1.3055 | 1.3325 | 1.3856 | 1.4991 | 1.5707 | 1.5668 | 1.5935
TOTAL CAPACITY (Cumulative GW) | 2028 | 2030 | 2035 | 2040 | 2045 | 2050 | 2055
Hydro | 102.181 | 103.9972 | 107.8122 | 111.4329 | 111.4955 | 111.4955 | 111.7375
Non-Hydro Renewables | 383.1608 | 427.9737 | 615.9469 | 849.9098 | 1152.5156 | 1396.0187 | 1531.286
Biomass | 0.99679 | 0.73653 | 0.3036 | 0.2978 | 0.2858 | 0.1561 | 0.1504
Geothermal | 2.6109 | 2.9064 | 3.5118 | 3.5118 | 3.5118 | 3.5118 | 3.5118
Landfill Gas | 1.5048 | 1.7807 | 2.2375 | 4.8384 | 5.8596 | 5.931 | 5.9493
Solar | 205.4248 | 213.6056 | 316.4283 | 372.5916 | 444.7724 | 530.0627 | 571.7376
Wind | 172.6235 | 208.9445 | 293.4657 | 468.6701 | 698.0859 | 856.3571 | 949.9369
Distributed Solar PV | 105.4134 | 122.7091 | 169.8734 | 205.6983 | 248.6904 | 294.9422 | 355.1087
Coal | 140.5513 | 126.65 | 99.8171 | 99.7619 | 84.8994 | 75.3082 | 74.7402
Coal without CCS | 139.9563 | 125.0011 | 84.818 | 84.7628 | 82.7252 | 74.2386 | 73.6706
IGCC without CCS | 0.595 | 0.595 | 0 | 0 | 0 | 0 | 0
Coal with CCS | 0 | 1.0539 | 14.9991 | 14.9991 | 2.1743 | 1.0696 | 1.0696
Energy Storage | 88.3602 | 109.8258 | 165.2804 | 165.2804 | 169.3088 | 180.8606 | 186.8829
Nuclear | 96.5781 | 92.7705 | 84.467 | 79.8344 | 65.6165 | 46.1369 | 28.5416
Natural Gas | 479.9927 | 523.5694 | 632.6871 | 696.5219 | 755.2473 | 820.8934 | 914.8547
CC without CCS | 291.5173 | 335.6892 | 439.1118 | 501.6157 | 540.7295 | 556.0118 | 586.1097
CC with CCS | 0 | 0 | 5.9707 | 5.9707 | 3.8285 | 3.7581 | 3.7581
CT | 188.4754 | 187.8802 | 187.6046 | 188.9354 | 210.6893 | 261.1235 | 324.987
Oil/Gas Steam | 69.0576 | 66.2336 | 37.7315 | 37.2645 | 37.2365 | 37.1579 | 37.1579
Other | 5.9807 | 5.9282 | 5.8447 | 5.8447 | 5.8447 | 5.8447 | 5.8447
Grand Total | 1365.8624 | 1456.9484 | 1749.5868 | 2045.8505 | 2382.1644 | 2673.7159 | 2891.0455
NEW MODELED CAPACITY (Cumulative GW) | 2028 | 2030 | 2035 | 2040 | 2045 | 2050 | 2055
Hydro | 0.002 | 1.8188 | 5.6338 | 9.2545 | 9.3171 | 9.3171 | 9.5591
Non-Hydro Renewables | 30.7971 | 75.8999 | 264.3435 | 498.3122 | 800.93 | 1044.6733 | 1179.9463
Biomass | 0 | 0 | 0 | 0 | 0 | 0 | 0
Geothermal | 0.001 | 0.29647 | 0.90195 | 0.90195 | 0.90195 | 0.90195 | 0.90195
Landfill Gas | 0.001 | 0.30651 | 0.79979 | 3.4007 | 4.4219 | 4.6038 | 4.6221
Solar | 30.7831 | 38.9639 | 141.7876 | 197.9509 | 270.1317 | 355.422 | 397.0969
Wind | 0.012 | 36.333 | 120.8542 | 296.0586 | 525.4744 | 683.7456 | 777.3254
Coal | 0 | 0 | 0 | 0 | 0 | 0 | 0
Coal without CCS | 0 | 0 | 0 | 0 | 0 | 0 | 0
IGCC without CCS | 0 | 0 | 0 | 0 | 0 | 0 | 0
Coal with CCS | 0 | 0 | 0 | 0 | 0 | 0 | 0
Energy Storage | 35.9289 | 57.3945 | 112.8491 | 112.8491 | 116.8775 | 128.4293 | 134.4516
Nuclear | 0 | 0 | 0 | 0 | 0 | 0 | 0
Natural Gas | 34.6838 | 78.9367 | 188.9824 | 256.8173 | 331.859 | 409.5222 | 503.4835
CC without CCS | 0 | 44.2529 | 150.6555 | 213.2654 | 257.8379 | 280.6228 | 310.7207
CC with CCS | 0 | 0 | 3.6432 | 3.6432 | 3.6432 | 3.6432 | 3.6432
CT | 34.6838 | 34.6838 | 34.6838 | 39.9087 | 70.3779 | 125.2562 | 189.1197
Other | 0 | 0 | 0 | 0 | 0 | 0 | 0
Grand Total | 101.4118 | 214.0498 | 571.8088 | 877.2332 | 1258.9836 | 1591.9419 | 1827.4405
NEW HARDWIRED CAPACITY (Cumulative GW) | 2028 | 2030 | 2035 | 2040 | 2045 | 2050 | 2055
Hydro | 0.0122 | 0.0122 | 0.0122 | 0.0122 | 0.0122 | 0.0122 | 0.0122
Non-Hydro Renewables | 75.0341 | 75.0341 | 75.0341 | 75.0341 | 75.0341 | 75.0341 | 75.0341
Biomass | 0.006 | 0.006 | 0.006 | 0.006 | 0.006 | 0.006 | 0.006
Geothermal | 0.1299 | 0.1299 | 0.1299 | 0.1299 | 0.1299 | 0.1299 | 0.1299
Landfill Gas | 0.011 | 0.011 | 0.011 | 0.011 | 0.011 | 0.011 | 0.011
Solar | 58.8019 | 58.8019 | 58.8019 | 58.8019 | 58.8019 | 58.8019 | 58.8019
Wind | 16.0853 | 16.0853 | 16.0853 | 16.0853 | 16.0853 | 16.0853 | 16.0853
Coal | 0 | 0 | 0 | 0 | 0 | 0 | 0
Coal without CCS | 0 | 0 | 0 | 0 | 0 | 0 | 0
IGCC without CCS | 0 | 0 | 0 | 0 | 0 | 0 | 0
Coal with CCS | 0 | 0 | 0 | 0 | 0 | 0 | 0
Energy Storage | 31.5256 | 31.5256 | 31.5256 | 31.5256 | 31.5256 | 31.5256 | 31.5256
Nuclear | 0 | 0 | 0 | 0 | 0 | 0 | 0
Natural Gas | 10.8276 | 10.8276 | 10.8276 | 10.8276 | 10.8276 | 10.8276 | 10.8276
CC without CCS | 3.8584 | 3.8584 | 3.8584 | 3.8584 | 3.8584 | 3.8584 | 3.8584
CC with CCS | 0 | 0 | 0 | 0 | 0 | 0 | 0
CT | 6.9692 | 6.9692 | 6.9692 | 6.9692 | 6.9692 | 6.9692 | 6.9692
Other | 0 | 0 | 0 | 0 | 0 | 0 | 0
Grand Total | 117.3995 | 117.3995 | 117.3995 | 117.3995 | 117.3995 | 117.3995 | 117.3995
RETIREMENTS (GW) | 2028 | 2030 | 2035 | 2040 | 2045 | 2050 | 2055
CC Retirements | 0.0125 | 0.0935 | 0.30528 | 0.41128 | 8.0122 | 15.5852 | 15.5852
Coal Retirements | 4.21 | 17.611 | 35.8569 | 35.912 | 50.7745 | 60.3658 | 60.9338
CT Retirements | 0.63277 | 1.228 | 1.5036 | 5.3977 | 14.113 | 18.5571 | 18.5571
Nuclear Retirements | 0 | 3.8076 | 12.1111 | 16.7437 | 30.9616 | 50.4412 | 68.0365
O/G Retirements | 1.8837 | 4.7077 | 34.4688 | 34.9358 | 34.9638 | 35.0424 | 35.0424
IGCC Retirements | 0.22 | 0.22 | 0.815 | 0.815 | 0.815 | 0.815 | 0.815
Biomass Retirements | 1.9639 | 2.2242 | 2.6571 | 2.6629 | 2.6749 | 2.8046 | 2.8103
Fuel Cell Retirements | 0.0176 | 0.0176 | 0.0176 | 0.0176 | 0.0176 | 0.0176 | 0.0176
Fossil_Other Retirements | 0.0292 | 0.0413 | 0.0934 | 0.0934 | 0.0934 | 0.0934 | 0.0934
Geothermal Retirements | 0.1294 | 0.1294 | 0.1294 | 0.1294 | 0.1294 | 0.1294 | 0.1294
Hydro Retirements | 0.2186 | 0.2186 | 0.2186 | 0.2186 | 0.2186 | 0.2186 | 0.2186
Landfill Gas Retirements | 0.1688 | 0.1984 | 0.2349 | 0.2349 | 0.2349 | 0.3454 | 0.3454
Non Fossil_Other Retirements | 0.1357 | 0.1747 | 0.2061 | 0.2061 | 0.2061 | 0.2061 | 0.2061
Energy Storage Retirements | 0 | 0 | 0 | 0 | 0 | 0 | 0
Grand Total | 9.6221 | 30.6719 | 88.6177 | 97.7784 | 143.215 | 184.6218 | 202.7908
GENERATION MIX (thousand GWh) | 2028 | 2030 | 2035 | 2040 | 2045 | 2050 | 2055
Hydro | 286.9088 | 297.3852 | 317.2646 | 340.9466 | 345.7172 | 348.4401 | 349.9982
Non-Hydro Renewables | 1045.6763 | 1199.5463 | 1777.5577 | 2514.5392 | 3466.9277 | 4221.4117 | 4639.3261
Biomass | 5.0375 | 4.2867 | 1.7272 | 1.6633 | 1.5558 | 0.52304 | 0.54225
Biomass Co-firing | 0.14945 | 0.14945 | 0 | 0 | 0 | 0 | 0
Geothermal | 16.7631 | 19.0926 | 23.8662 | 23.8662 | 23.8662 | 23.8363 | 23.8363
Landfill Gas | 8.4637 | 10.6675 | 14.4585 | 34.5759 | 40.4433 | 38.9422 | 39.1989
Solar | 465.6944 | 486.6628 | 758.061 | 887.4596 | 1064.3677 | 1280.4067 | 1385.8888
Wind | 549.5681 | 678.6873 | 979.4449 | 1566.9741 | 2336.6947 | 2877.7035 | 3189.8599
Distributed Solar PV | 151.5887 | 175.3287 | 239.292 | 287.8295 | 345.1209 | 406.3859 | 485.4312
Coal | 723.717 | 735.0459 | 666.0341 | 655.6548 | 522.2705 | 432.2348 | 433.4753
Coal without CCS (Biomass Co-firing is included) | 719.5894 | 723.7292 | 563.0093 | 552.63 | 508.3934 | 425.1436 | 426.4699
IGCC without CCS | 4.1276 | 4.1276 | 0 | 0 | 0 | 0 | 0
Coal with CCS | 0 | 7.189 | 103.0248 | 103.0248 | 13.877 | 7.0912 | 7.0054
Energy Storage | 99.4472 | 130.3259 | 220.7191 | 224.2866 | 232.9808 | 268.756 | 282.4507
Nuclear | 773.7199 | 742.6595 | 675.4038 | 637.7454 | 527.7577 | 368.7583 | 228.2265
Natural Gas | 1794.9344 | 2072.8696 | 2514.208 | 2324.1619 | 1900.5146 | 1687.9041 | 1803.1212
CC without CCS | 1733.8172 | 2033.4762 | 2440.9771 | 2259.4649 | 1875.3342 | 1650.7287 | 1734.3446
CC with CCS | 0 | 0 | 44.9758 | 44.9758 | 4.1943 | 3.5724 | 4.2899
CT | 61.1172 | 39.3934 | 28.2552 | 19.7212 | 20.9861 | 33.603 | 64.4867
Oil/Gas Steam | 43.3682 | 28.2686 | 5.6386 | 3.2332 | 3.0472 | 3.0073 | 2.984
Other | 29.5645 | 29.3438 | 28.855 | 27.1287 | 26.894 | 26.5584 | 26.5294
Grand Total | 4797.187 | 5235.2954 | 6205.681 | 6727.6964 | 7026.1096 | 7357.0707 | 7766.1114
FUEL SUPPLY AND CONSUMPTION | 2028 | 2030 | 2035 | 2040 | 2045 | 2050 | 2055
Coal Use by Region (million tons) | 456.8863 | 467.4205 | 458.5687 | 457.3349 | 361.2556 | 317.0878 | 317.0685
Power Sector | 379.8863 | 398.1005 | 392.3387 | 385.0049 | 291.4256 | 245.7378 | 246.2885
Appalachia | 71.6524 | 70.1983 | 62.1395 | 62.5734 | 38.8336 | 25.7742 | 24.0622
Imports | 0.49819 | 0.33338 | 0.083772 | 0.016029 | 0.012557 | 0.014462 | 0.01732
Interior | 59.6145 | 61.4917 | 56.5138 | 53.3228 | 30.4688 | 20.6577 | 23.5764
Waste Coal | 7.2702 | 7.1457 | 6.8139 | 3.1732 | 2.9746 | 2.9981 | 2.9981
West | 240.851 | 258.9314 | 266.7877 | 265.9195 | 219.1361 | 196.2933 | 195.6346
Non-Power Sector | 77 | 69.32 | 66.23 | 72.33 | 69.83 | 71.35 | 70.78
Appalachia | 5.26 | 5.11 | 4.69 | 4.13 | 3.63 | 3.37 | 3.37
Interior | 21.05 | 17.29 | 14.95 | 28.21 | 29.47 | 28.97 | 28.4
West | 50.69 | 46.92 | 46.59 | 39.99 | 36.73 | 39.01 | 39.01
Power Sector Coal Use by Rank (million tons) | 372.6161 | 390.9547 | 385.5248 | 381.8317 | 288.4511 | 242.7397 | 243.2904
Bituminous | 125.5784 | 123.705 | 109.0796 | 106.1803 | 65.0934 | 42.4557 | 43.5673
Subbituminous | 214.1843 | 228.9073 | 235.4132 | 235.2216 | 194.8162 | 173.6576 | 172.6851
Lignite | 32.8533 | 38.3424 | 41.032 | 40.4298 | 28.5414 | 26.6264 | 27.038
Natural Gas Use (Trillion cubic feet) | 12.9931 | 14.3921 | 16.4201 | 14.7115 | 11.7887 | 10.4356 | 11.208
Note: Distributed Solar PV are not included in the Grand Total of "Total Capacity" and "Generation Mix"
Note on A9: All tons are SHORT tons, unless otherwise noted as metric Mtons : thousand tons

## Retrofit Summary
EPA IPM Summary Run Results
Projections for Continental U.S.
2025 Reference Case
All costs and prices are in 2022-year dollars | Values in red are rounded to zero, not equal to zero
TOTAL CONTROLS (Cumulative GW) | 2028 | 2030 | 2035 | 2040 | 2045 | 2050 | 2055
FGD | 120.9874 | 114.0401 | 86.6128 | 86.1287 | 71.5745 | 61.9855 | 61.4175
Existing Scrubber | 120.9874 | 114.0401 | 86.6128 | 86.1287 | 71.5745 | 61.9855 | 61.4175
Existing Wet Scrubber | 96.6754 | 91.1685 | 66.3604 | 65.8934 | 53.1869 | 44.5133 | 44.2133
Existing Dry Scrubber | 24.312 | 22.8716 | 20.2524 | 20.2352 | 18.3876 | 17.4723 | 17.2043
Retrofit Scrubber | 0 | 0 | 0 | 0 | 0 | 0 | 0
Retrofit Wet Scrubber | 0 | 0 | 0 | 0 | 0 | 0 | 0
Retrofit Dry Scrubber | 0 | 0 | 0 | 0 | 0 | 0 | 0
New Scrubber | 0 | 0 | 0 | 0 | 0 | 0 | 0
New Wet Scrubber | 0 | 0 | 0 | 0 | 0 | 0 | 0
New Dry Scrubber | 0 | 0 | 0 | 0 | 0 | 0 | 0
SCR | 93.6613 | 86.9495 | 66.8459 | 66.3618 | 52.372 | 43.9089 | 43.6089
Existing SCR | 92.9387 | 86.0987 | 63.4447 | 62.9606 | 50.5459 | 42.8407 | 42.5407
Retrofit SCR | 0.72258 | 0.85082 | 3.4012 | 3.4012 | 1.8261 | 1.0682 | 1.0682
New SCR | 0 | 0 | 0 | 0 | 0 | 0 | 0
SNCR | 19.4679 | 16.1526 | 13.7358 | 13.7358 | 12.4107 | 11.2848 | 11.0168
Existing SNCR | 19.4679 | 16.1526 | 13.7358 | 13.7358 | 12.4107 | 11.2848 | 11.0168
Retrofit SNCR | 0 | 0 | 0 | 0 | 0 | 0 | 0
New SNCR | 0 | 0 | 0 | 0 | 0 | 0 | 0
ACI | 95.215 | 84.2732 | 72.9865 | 72.9313 | 63.173 | 58.0272 | 58.0272
Existing ACI | 95.215 | 84.2732 | 72.9865 | 72.9313 | 63.173 | 58.0272 | 58.0272
Retrofit ACI | 0 | 0 | 0 | 0 | 0 | 0 | 0
New ACI | 0 | 0 | 0 | 0 | 0 | 0 | 0
CCS | 0 | 1.0539 | 20.9698 | 20.9698 | 6.0028 | 4.8276 | 4.8276
Hardwired CCS | 0 | 0 | 0 | 0 | 0 | 0 | 0
Retrofit CCS | 0 | 1.0539 | 20.9698 | 20.9698 | 6.0028 | 4.8276 | 4.8276
New CCS | 0 | 0 | 0 | 0 | 0 | 0 | 0
DSI | 28.4102 | 21.4503 | 14.5413 | 14.0363 | 9.209 | 8.0434 | 8.0434
Existing DSI | 28.4102 | 21.4503 | 14.5413 | 14.0363 | 9.209 | 8.0434 | 8.0434
Retrofit DSI | 0 | 0 | 0 | 0 | 0 | 0 | 0
C2G | 9.0012 | 7.7312 | 5.1402 | 4.6732 | 4.6732 | 4.6732 | 4.6732
HRI | 0 | 0 | 0 | 0 | 0 | 0 | 0
NGC | 0.053 | 0.053 | 0.053 | 0.053 | 0.053 | 0.053 | 0.053
GPM | 0 | 0 | 0 | 0 | 0 | 0 | 0
RETROFITS (Cumulative GW) | 2028 | 2030 | 2035 | 2040 | 2045 | 2050 | 2055
FGD | 0 | 0 | 0 | 0 | 0 | 0 | 0
SCR | 0.72258 | 0.85082 | 3.4012 | 3.4012 | 1.8261 | 1.0682 | 1.0682
SNCR | 0 | 0 | 0 | 0 | 0 | 0 | 0
ACI | 0 | 0 | 0 | 0 | 0 | 0 | 0
CCS | 0 | 1.0539 | 20.9698 | 20.9698 | 6.0028 | 4.8276 | 4.8276
DSI | 0 | 0 | 0 | 0 | 0 | 0 | 0
C2G | 9.0012 | 7.7312 | 5.1402 | 4.6732 | 4.6732 | 4.6732 | 4.6732
HRI | 0 | 0 | 0 | 0 | 0 | 0 | 0
NGC | 0.053 | 0.053 | 0.053 | 0.053 | 0.053 | 0.053 | 0.053
GPM | 0 | 0 | 0 | 0 | 0 | 0 | 0
TOTAL CONTROLS IN NEEDS (GW)
FGD | 125.5737
SCR | 96.257
SNCR | 20.6637
ACI | 98.9356
DSI | 28.8702
Note on A9: All tons are SHORT tons, unless otherwise noted as metric Mtons : thousand tons

## All Constraints
Constraint Name | Constraint # | Constraint ID | Constraint Type | Neutralized | LimitType | Constraint Time Frame | Data Field | Unit of Measure | 2028-2029(RY 2028) | 2030-2031(RY 2030) | 2032-2037(RY 2035) | 2038-2041(RY 2040) | 2042-2047(RY 2045) | 2048-2052(RY 2050) | 2053-2059(RY 2055)
#1 - SO2 Title IV Annual Constraint v5.14 | 1 | 7117 | Rate Constraint in MTons | FALSE | L | Annual | Seasons Included | Seasons | Winter, Spring, Summer, Fall | Winter, Spring, Summer, Fall | Winter, Spring, Summer, Fall | Winter, Spring, Summer, Fall | Winter, Spring, Summer, Fall | Winter, Spring, Summer, Fall | Winter, Spring, Summer, Fall
#1 - SO2 Title IV Annual Constraint v5.14 | 1 | 7117 | Rate Constraint in MTons | FALSE | L | Annual | Standard SO2 | Thousand Tons | 7973.0011 | 7973.0011 | 7973.0011 | 7973.0011 | 7973.0011 | 7973.0011 | 7973.0011
#1 - SO2 Title IV Annual Constraint v5.14 | 1 | 7117 | Rate Constraint in MTons | FALSE | L | Annual | Emissions at Affected Plants SO2 | Thousand Tons | 656.9818 | 676.5103 | 666.3214 | 641.4376 | 530.2478 | 412.4138 | 392.0411
#1 - SO2 Title IV Annual Constraint v5.14 | 1 | 7117 | Rate Constraint in MTons | FALSE | L | Annual | Allowances Purchased SO2 | Thousand Tons | 0 | 0 | 0 | 0 | 0 | 0 | 0
#1 - SO2 Title IV Annual Constraint v5.14 | 1 | 7117 | Rate Constraint in MTons | FALSE | L | Annual | Allowances Sold SO2 | Thousand Tons | 0 | 0 | 0 | 0 | 0 | 0 | 0
#1 - SO2 Title IV Annual Constraint v5.14 | 1 | 7117 | Rate Constraint in MTons | FALSE | L | Annual | Allowances Banked | Thousand Tons | 0 | 0 | 0 | 0 | 0 | 0 | 0
#1 - SO2 Title IV Annual Constraint v5.14 | 1 | 7117 | Rate Constraint in MTons | FALSE | L | Annual | Allowances Withdrawn (1:1) | Thousand Tons | 0 | 0 | 0 | 0 | 0 | 0 | 0
#1 - SO2 Title IV Annual Constraint v5.14 | 1 | 7117 | Rate Constraint in MTons | FALSE | L | Annual | Allowances Withdrawn (1:n) | Thousand Tons | 0 | 0 | 0 | 0 | 0 | 0 | 0
#1 - SO2 Title IV Annual Constraint v5.14 | 1 | 7117 | Rate Constraint in MTons | FALSE | L | Annual | Total | Thousand Tons | 656.9818 | 676.5103 | 666.3214 | 641.4376 | 530.2478 | 412.4138 | 392.0411
#1 - SO2 Title IV Annual Constraint v5.14 | 1 | 7117 | Rate Constraint in MTons | FALSE | L | Annual | Fuel Consumed | TBtu | 20632.6843 | 22316.2434 | 24211.1084 | 22376.8962 | 17578.6402 | 15236.7171 | 16047.0439
#1 - SO2 Title IV Annual Constraint v5.14 | 1 | 7117 | Rate Constraint in MTons | FALSE | L | Annual | Rate | lb/MMBtu | 0.063684 | 0.060629 | 0.055043 | 0.05733 | 0.060329 | 0.054134 | 0.048861
#1 - SO2 Title IV Annual Constraint v5.14 | 1 | 7117 | Rate Constraint in MTons | FALSE | L | Annual | Generation | TWh | 2538.9343 | 2818.4668 | 3173.5562 | 2975.3889 | 2422.2339 | 2120.7128 | 2237.3147
#1 - SO2 Title IV Annual Constraint v5.14 | 1 | 7117 | Rate Constraint in MTons | FALSE | L | Annual | Qualifying Generation | TWh | 2538.9343 | 2818.4668 | 3173.5562 | 2975.3889 | 2422.2339 | 2120.7128 | 2237.3147
#1 - SO2 Title IV Annual Constraint v5.14 | 1 | 7117 | Rate Constraint in MTons | FALSE | L | Annual | Rate | lb/MWh | 0.51753 | 0.48006 | 0.41992 | 0.43116 | 0.43782 | 0.38894 | 0.35046
#1 - SO2 Title IV Annual Constraint v5.14 | 1 | 7117 | Rate Constraint in MTons | FALSE | L | Annual | Constraint Shadow Price | US2022$/Ton | 0 | 0 | 0 | 0 | 0 | 0 | 0
#4 - NOx SIPCall Constraint v5.16 | 2 | 7116 | Rate Constraint in MTons | FALSE | L | Annual | Seasons Included | Seasons | Summer | Summer | Summer | Summer | Summer | Summer | Summer
#4 - NOx SIPCall Constraint v5.16 | 2 | 7116 | Rate Constraint in MTons | FALSE | L | Annual | Standard NOX | Thousand Tons | 72.845 | 72.845 | 72.845 | 72.845 | 72.845 | 72.845 | 72.845
#4 - NOx SIPCall Constraint v5.16 | 2 | 7116 | Rate Constraint in MTons | FALSE | L | Annual | Emissions at Affected Plants NOX | Thousand Tons | 19.8639 | 12.0987 | 9.8756 | 9.563 | 8.0542 | 8.0733 | 8.3114
#4 - NOx SIPCall Constraint v5.16 | 2 | 7116 | Rate Constraint in MTons | FALSE | L | Annual | Allowances Purchased NOX | Thousand Tons | 0 | 0 | 0 | 0 | 0 | 0 | 0
#4 - NOx SIPCall Constraint v5.16 | 2 | 7116 | Rate Constraint in MTons | FALSE | L | Annual | Allowances Sold NOX | Thousand Tons | 0 | 0 | 0 | 0 | 0 | 0 | 0
#4 - NOx SIPCall Constraint v5.16 | 2 | 7116 | Rate Constraint in MTons | FALSE | L | Annual | Allowances Banked | Thousand Tons | 0 | 0 | 48.5633 | 0 | 0 | 0 | 0
#4 - NOx SIPCall Constraint v5.16 | 2 | 7116 | Rate Constraint in MTons | FALSE | L | Annual | Allowances Withdrawn (1:1) | Thousand Tons | 0 | 0 | 0 | -72.845 | 0 | 0 | 0
#4 - NOx SIPCall Constraint v5.16 | 2 | 7116 | Rate Constraint in MTons | FALSE | L | Annual | Allowances Withdrawn (1:n) | Thousand Tons | 0 | 0 | 0 | 0 | 0 | 0 | 0
#4 - NOx SIPCall Constraint v5.16 | 2 | 7116 | Rate Constraint in MTons | FALSE | L | Annual | Total | Thousand Tons | 19.8639 | 12.0987 | 58.439 | -63.282 | 8.0542 | 8.0733 | 8.3114
#4 - NOx SIPCall Constraint v5.16 | 2 | 7116 | Rate Constraint in MTons | FALSE | L | Annual | Fuel Consumed | TBtu | 593.8246 | 551.3942 | 618.1671 | 583.004 | 514.3681 | 520.6371 | 566.5115
#4 - NOx SIPCall Constraint v5.16 | 2 | 7116 | Rate Constraint in MTons | FALSE | L | Annual | Rate | lb/MMBtu | 0.066902 | 0.043884 | 0.031951 | 0.032806 | 0.031317 | 0.031013 | 0.029342
#4 - NOx SIPCall Constraint v5.16 | 2 | 7116 | Rate Constraint in MTons | FALSE | L | Annual | Generation | TWh | 76.7109 | 78.5652 | 116.0679 | 150.0902 | 151.7378 | 167.2925 | 192.3934
#4 - NOx SIPCall Constraint v5.16 | 2 | 7116 | Rate Constraint in MTons | FALSE | L | Annual | Qualifying Generation | TWh | 72.7017 | 70.3107 | 86.6356 | 82.8472 | 76.5571 | 77.426 | 84.2175
#4 - NOx SIPCall Constraint v5.16 | 2 | 7116 | Rate Constraint in MTons | FALSE | L | Annual | Rate | lb/MWh | 0.54645 | 0.34415 | 0.22798 | 0.23086 | 0.21041 | 0.20854 | 0.19738
#4 - NOx SIPCall Constraint v5.16 | 2 | 7116 | Rate Constraint in MTons | FALSE | L | Annual | Constraint Shadow Price | US2022$/Ton | 0 | 0 | 0 | 0 | 0 | 0 | 0
#6 - WRAP SO2 Policy Case Constraint | 3 | 7119 | Rate Constraint in MTons | FALSE | L | Annual | Seasons Included | Seasons | Winter, Spring, Summer, Fall | Winter, Spring, Summer, Fall | Winter, Spring, Summer, Fall | Winter, Spring, Summer, Fall | Winter, Spring, Summer, Fall | Winter, Spring, Summer, Fall | Winter, Spring, Summer, Fall
#6 - WRAP SO2 Policy Case Constraint | 3 | 7119 | Rate Constraint in MTons | FALSE | L | Annual | Standard SO2 | Thousand Tons | 89.572 | 89.572 | 89.572 | 89.572 | 89.572 | 89.572 | 89.572
#6 - WRAP SO2 Policy Case Constraint | 3 | 7119 | Rate Constraint in MTons | FALSE | L | Annual | Emissions at Affected Plants SO2 | Thousand Tons | 25.8488 | 26.0072 | 25.9293 | 25.6937 | 23.6359 | 21.8421 | 21.9848
#6 - WRAP SO2 Policy Case Constraint | 3 | 7119 | Rate Constraint in MTons | FALSE | L | Annual | Allowances Purchased SO2 | Thousand Tons | 0 | 0 | 0 | 0 | 0 | 0 | 0
#6 - WRAP SO2 Policy Case Constraint | 3 | 7119 | Rate Constraint in MTons | FALSE | L | Annual | Allowances Sold SO2 | Thousand Tons | 0 | 0 | 0 | 0 | 0 | 0 | 0
#6 - WRAP SO2 Policy Case Constraint | 3 | 7119 | Rate Constraint in MTons | FALSE | L | Annual | Allowances Banked | Thousand Tons | 0 | 0 | 8.7072 | 0 | 65.9361 | 0 | 0
#6 - WRAP SO2 Policy Case Constraint | 3 | 7119 | Rate Constraint in MTons | FALSE | L | Annual | Allowances Withdrawn (1:1) | Thousand Tons | 0 | 0 | 0 | 0 | 0 | -89.572 | 0
#6 - WRAP SO2 Policy Case Constraint | 3 | 7119 | Rate Constraint in MTons | FALSE | L | Annual | Allowances Withdrawn (1:n) | Thousand Tons | 0 | 0 | 0 | 0 | 0 | 0 | 0
#6 - WRAP SO2 Policy Case Constraint | 3 | 7119 | Rate Constraint in MTons | FALSE | L | Annual | Total | Thousand Tons | 25.8488 | 26.0072 | 34.6365 | 25.6937 | 89.572 | -67.7299 | 21.9848
#6 - WRAP SO2 Policy Case Constraint | 3 | 7119 | Rate Constraint in MTons | FALSE | L | Annual | Fuel Consumed | TBtu | 777.0423 | 951.5104 | 1134.3833 | 1186.3568 | 1137.403 | 1027.7554 | 1111.3277
#6 - WRAP SO2 Policy Case Constraint | 3 | 7119 | Rate Constraint in MTons | FALSE | L | Annual | Rate | lb/MMBtu | 0.066531 | 0.054665 | 0.045715 | 0.043315 | 0.041561 | 0.042504 | 0.039565
#6 - WRAP SO2 Policy Case Constraint | 3 | 7119 | Rate Constraint in MTons | FALSE | L | Annual | Generation | TWh | 82.0862 | 107.7941 | 138.8944 | 148.3402 | 144.3547 | 127.4665 | 138.6126
#6 - WRAP SO2 Policy Case Constraint | 3 | 7119 | Rate Constraint in MTons | FALSE | L | Annual | Qualifying Generation | TWh | 82.084 | 107.4716 | 137.8278 | 147.2319 | 143.071 | 126.7308 | 137.7586
#6 - WRAP SO2 Policy Case Constraint | 3 | 7119 | Rate Constraint in MTons | FALSE | L | Annual | Rate | lb/MWh | 0.62981 | 0.48398 | 0.37626 | 0.34902 | 0.33041 | 0.3447 | 0.31918
#6 - WRAP SO2 Policy Case Constraint | 3 | 7119 | Rate Constraint in MTons | FALSE | L | Annual | Constraint Shadow Price | US2022$/Ton | 0 | 0 | 0 | 0 | 0 | 0 | 0
#CAN - #1 National - SO2 Cap Annual v3.1 | 4 | 7604 | Rate Constraint in MTons | FALSE | L | Annual | Seasons Included | Seasons | Winter, Spring, Summer, Fall | Winter, Spring, Summer, Fall | Winter, Spring, Summer, Fall | Winter, Spring, Summer, Fall | Winter, Spring, Summer, Fall | Winter, Spring, Summer, Fall | Winter, Spring, Summer, Fall
#CAN - #1 National - SO2 Cap Annual v3.1 | 4 | 7604 | Rate Constraint in MTons | FALSE | L | Annual | Standard SO2 | Thousand Tons | 948.21 | 948.21 | 948.21 | 948.21 | 948.21 | 948.21 | 948.21
#CAN - #1 National - SO2 Cap Annual v3.1 | 4 | 7604 | Rate Constraint in MTons | FALSE | L | Annual | Emissions at Affected Plants SO2 | Thousand Tons | 61.3888 | 26.1922 | 7.5336 | 8.1515 | 8.2926 | 8.7803 | 9.7251
#CAN - #1 National - SO2 Cap Annual v3.1 | 4 | 7604 | Rate Constraint in MTons | FALSE | L | Annual | Allowances Purchased SO2 | Thousand Tons | 0 | 0 | 0 | 0 | 0 | 0 | 0
#CAN - #1 National - SO2 Cap Annual v3.1 | 4 | 7604 | Rate Constraint in MTons | FALSE | L | Annual | Allowances Sold SO2 | Thousand Tons | 0 | 0 | 0 | 0 | 0 | 0 | 0
#CAN - #1 National - SO2 Cap Annual v3.1 | 4 | 7604 | Rate Constraint in MTons | FALSE | L | Annual | Allowances Banked | Thousand Tons | 0 | 0 | 0 | 0 | 0 | 0 | 0
#CAN - #1 National - SO2 Cap Annual v3.1 | 4 | 7604 | Rate Constraint in MTons | FALSE | L | Annual | Allowances Withdrawn (1:1) | Thousand Tons | 0 | 0 | 0 | 0 | 0 | 0 | 0
#CAN - #1 National - SO2 Cap Annual v3.1 | 4 | 7604 | Rate Constraint in MTons | FALSE | L | Annual | Allowances Withdrawn (1:n) | Thousand Tons | 0 | 0 | 0 | 0 | 0 | 0 | 0
#CAN - #1 National - SO2 Cap Annual v3.1 | 4 | 7604 | Rate Constraint in MTons | FALSE | L | Annual | Total | Thousand Tons | 61.3888 | 26.1922 | 7.5336 | 8.1515 | 8.2926 | 8.7803 | 9.7251
#CAN - #1 National - SO2 Cap Annual v3.1 | 4 | 7604 | Rate Constraint in MTons | FALSE | L | Annual | Fuel Consumed | TBtu | 536.2252 | 660.7053 | 691.2963 | 560.631 | 518.315 | 550.2446 | 586.6894
#CAN - #1 National - SO2 Cap Annual v3.1 | 4 | 7604 | Rate Constraint in MTons | FALSE | L | Annual | Rate | lb/MMBtu | 0.22897 | 0.079286 | 0.021795 | 0.02908 | 0.031998 | 0.031914 | 0.033153
#CAN - #1 National - SO2 Cap Annual v3.1 | 4 | 7604 | Rate Constraint in MTons | FALSE | L | Annual | Generation | TWh | 76.8655 | 96.1237 | 101.4341 | 82.9396 | 76.1508 | 79.2681 | 83.0876
#CAN - #1 National - SO2 Cap Annual v3.1 | 4 | 7604 | Rate Constraint in MTons | FALSE | L | Annual | Qualifying Generation | TWh | 76.8655 | 96.1237 | 101.4341 | 82.9396 | 76.1508 | 79.2681 | 83.0876
#CAN - #1 National - SO2 Cap Annual v3.1 | 4 | 7604 | Rate Constraint in MTons | FALSE | L | Annual | Rate | lb/MWh | 1.5973 | 0.54497 | 0.14854 | 0.19657 | 0.21779 | 0.22153 | 0.23409
#CAN - #1 National - SO2 Cap Annual v3.1 | 4 | 7604 | Rate Constraint in MTons | FALSE | L | Annual | Constraint Shadow Price | US2022$/Ton | 0 | 0 | 0 | 0 | 0 | 0 | 0
#CAN - AB - MER Cap Annual v4.12 | 5 | 7616 | Rate Constraint in MTons | FALSE | L | Annual | Seasons Included | Seasons | Winter, Spring, Summer, Fall | Winter, Spring, Summer, Fall | Winter, Spring, Summer, Fall | Winter, Spring, Summer, Fall | Winter, Spring, Summer, Fall | Winter, Spring, Summer, Fall | Winter, Spring, Summer, Fall
#CAN - AB - MER Cap Annual v4.12 | 5 | 7616 | Rate Constraint in MTons | FALSE | L | Annual | Standard MER | Lb | 1300.7273 | 1300.7273 | 1300.7273 | 1300.7273 | 1300.7273 | 1300.7273 | 1300.7273
#CAN - AB - MER Cap Annual v4.12 | 5 | 7616 | Rate Constraint in MTons | FALSE | L | Annual | Emissions at Affected Plants MER | Lb | 0 | 0 | 0 | 0 | 0 | 0 | 0
#CAN - AB - MER Cap Annual v4.12 | 5 | 7616 | Rate Constraint in MTons | FALSE | L | Annual | Allowances Purchased MER | Lb | 0 | 0 | 0 | 0 | 0 | 0 | 0
#CAN - AB - MER Cap Annual v4.12 | 5 | 7616 | Rate Constraint in MTons | FALSE | L | Annual | Allowances Sold MER | Lb | 0 | 0 | 0 | 0 | 0 | 0 | 0
#CAN - AB - MER Cap Annual v4.12 | 5 | 7616 | Rate Constraint in MTons | FALSE | L | Annual | Allowances Banked | Lb | 0 | 0 | 0 | 0 | 0 | 0 | 0
#CAN - AB - MER Cap Annual v4.12 | 5 | 7616 | Rate Constraint in MTons | FALSE | L | Annual | Allowances Withdrawn (1:1) | Lb | 0 | 0 | 0 | 0 | 0 | 0 | 0
#CAN - AB - MER Cap Annual v4.12 | 5 | 7616 | Rate Constraint in MTons | FALSE | L | Annual | Allowances Withdrawn (1:n) | Lb | 0 | 0 | 0 | 0 | 0 | 0 | 0
#CAN - AB - MER Cap Annual v4.12 | 5 | 7616 | Rate Constraint in MTons | FALSE | L | Annual | Total | Lb | 0 | 0 | 0 | 0 | 0 | 0 | 0
#CAN - AB - MER Cap Annual v4.12 | 5 | 7616 | Rate Constraint in MTons | FALSE | L | Annual | Fuel Consumed | TBtu | 0 | 0 | 0 | 0 | 0 | 0 | 0
#CAN - AB - MER Cap Annual v4.12 | 5 | 7616 | Rate Constraint in MTons | FALSE | L | Annual | Rate | lb/MMBtu | 0 | 0 | 0 | 0 | 0 | 0 | 0
#CAN - AB - MER Cap Annual v4.12 | 5 | 7616 | Rate Constraint in MTons | FALSE | L | Annual | Generation | TWh | 0 | 0 | 0 | 0 | 0 | 0 | 0
#CAN - AB - MER Cap Annual v4.12 | 5 | 7616 | Rate Constraint in MTons | FALSE | L | Annual | Qualifying Generation | TWh | 0 | 0 | 0 | 0 | 0 | 0 | 0
#CAN - AB - MER Cap Annual v4.12 | 5 | 7616 | Rate Constraint in MTons | FALSE | L | Annual | Rate | lb/MWh | 0 | 0 | 0 | 0 | 0 | 0 | 0
#CAN - AB - MER Cap Annual v4.12 | 5 | 7616 | Rate Constraint in MTons | FALSE | L | Annual | Constraint Shadow Price | US2022$/Lb | 0 | 0 | 0 | 0 | 0 | 0 | 0
#CAN - BC - CO2 Constraint- v.6.17 | 6 | 7617 | Rate Constraint in MTons | FALSE | L | Annual | Seasons Included | Seasons | Winter, Spring, Summer, Fall | Winter, Spring, Summer, Fall | Winter, Spring, Summer, Fall | Winter, Spring, Summer, Fall | Winter, Spring, Summer, Fall | Winter, Spring, Summer, Fall | Winter, Spring, Summer, Fall
#CAN - BC - CO2 Constraint- v.6.17 | 6 | 7617 | Rate Constraint in MTons | FALSE | L | Annual | Standard CO2 | Thousand Tons | 0 | 0 | 0 | 0 | 0 | 0 | 0
#CAN - BC - CO2 Constraint- v.6.17 | 6 | 7617 | Rate Constraint in MTons | FALSE | L | Annual | Emissions at Affected Plants CO2 | Thousand Tons | 0 | 0 | 0 | 0 | 0 | 0 | 0
#CAN - BC - CO2 Constraint- v.6.17 | 6 | 7617 | Rate Constraint in MTons | FALSE | L | Annual | Allowances Purchased CO2 | Thousand Tons | 0 | 0 | 0 | 0 | 0 | 0 | 0
#CAN - BC - CO2 Constraint- v.6.17 | 6 | 7617 | Rate Constraint in MTons | FALSE | L | Annual | Allowances Sold CO2 | Thousand Tons | 0 | 0 | 0 | 0 | 0 | 0 | 0
#CAN - BC - CO2 Constraint- v.6.17 | 6 | 7617 | Rate Constraint in MTons | FALSE | L | Annual | Allowances Banked | Thousand Tons | 0 | 0 | 0 | 0 | 0 | 0 | 0
#CAN - BC - CO2 Constraint- v.6.17 | 6 | 7617 | Rate Constraint in MTons | FALSE | L | Annual | Allowances Withdrawn (1:1) | Thousand Tons | 0 | 0 | 0 | 0 | 0 | 0 | 0
#CAN - BC - CO2 Constraint- v.6.17 | 6 | 7617 | Rate Constraint in MTons | FALSE | L | Annual | Allowances Withdrawn (1:n) | Thousand Tons | 0 | 0 | 0 | 0 | 0 | 0 | 0
#CAN - BC - CO2 Constraint- v.6.17 | 6 | 7617 | Rate Constraint in MTons | FALSE | L | Annual | Total | Thousand Tons | 0 | 0 | 0 | 0 | 0 | 0 | 0
#CAN - BC - CO2 Constraint- v.6.17 | 6 | 7617 | Rate Constraint in MTons | FALSE | L | Annual | Fuel Consumed | TBtu | 0 | 0 | 0 | 0 | 0 | 0 | 0
#CAN - BC - CO2 Constraint- v.6.17 | 6 | 7617 | Rate Constraint in MTons | FALSE | L | Annual | Rate | lb/MMBtu | 0 | 0 | 0 | 0 | 0 | 0 | 0
#CAN - BC - CO2 Constraint- v.6.17 | 6 | 7617 | Rate Constraint in MTons | FALSE | L | Annual | Generation | TWh | 0 | 0 | 0 | 0 | 0 | 0 | 0
#CAN - BC - CO2 Constraint- v.6.17 | 6 | 7617 | Rate Constraint in MTons | FALSE | L | Annual | Qualifying Generation | TWh | 0 | 0 | 0 | 0 | 0 | 0 | 0
#CAN - BC - CO2 Constraint- v.6.17 | 6 | 7617 | Rate Constraint in MTons | FALSE | L | Annual | Rate | lb/MWh | 0 | 0 | 0 | 0 | 0 | 0 | 0
#CAN - BC - CO2 Constraint- v.6.17 | 6 | 7617 | Rate Constraint in MTons | FALSE | L | Annual | Constraint Shadow Price | US2022$/Ton | 46.9823 | 45.3713 | 41.5806 | 38.1071 | 34.9237 | 32.0063 | 29.3328
#CAN - MB - Acid Rain - SO2 Cap Annual v3.1 | 7 | 7618 | Rate Constraint in MTons | FALSE | L | Annual | Seasons Included | Seasons | Winter, Spring, Summer, Fall | Winter, Spring, Summer, Fall | Winter, Spring, Summer, Fall | Winter, Spring, Summer, Fall | Winter, Spring, Summer, Fall | Winter, Spring, Summer, Fall | Winter, Spring, Summer, Fall
#CAN - MB - Acid Rain - SO2 Cap Annual v3.1 | 7 | 7618 | Rate Constraint in MTons | FALSE | L | Annual | Standard SO2 | Thousand Tons | 4.41 | 4.41 | 4.41 | 4.41 | 4.41 | 4.41 | 4.41
#CAN - MB - Acid Rain - SO2 Cap Annual v3.1 | 7 | 7618 | Rate Constraint in MTons | FALSE | L | Annual | Emissions at Affected Plants SO2 | Thousand Tons | 0 | 0 | 0 | 0 | 0 | 0 | 0
#CAN - MB - Acid Rain - SO2 Cap Annual v3.1 | 7 | 7618 | Rate Constraint in MTons | FALSE | L | Annual | Allowances Purchased SO2 | Thousand Tons | 0 | 0 | 0 | 0 | 0 | 0 | 0
#CAN - MB - Acid Rain - SO2 Cap Annual v3.1 | 7 | 7618 | Rate Constraint in MTons | FALSE | L | Annual | Allowances Sold SO2 | Thousand Tons | 0 | 0 | 0 | 0 | 0 | 0 | 0
#CAN - MB - Acid Rain - SO2 Cap Annual v3.1 | 7 | 7618 | Rate Constraint in MTons | FALSE | L | Annual | Allowances Banked | Thousand Tons | 0 | 0 | 0 | 0 | 0 | 0 | 0
#CAN - MB - Acid Rain - SO2 Cap Annual v3.1 | 7 | 7618 | Rate Constraint in MTons | FALSE | L | Annual | Allowances Withdrawn (1:1) | Thousand Tons | 0 | 0 | 0 | 0 | 0 | 0 | 0
#CAN - MB - Acid Rain - SO2 Cap Annual v3.1 | 7 | 7618 | Rate Constraint in MTons | FALSE | L | Annual | Allowances Withdrawn (1:n) | Thousand Tons | 0 | 0 | 0 | 0 | 0 | 0 | 0
#CAN - MB - Acid Rain - SO2 Cap Annual v3.1 | 7 | 7618 | Rate Constraint in MTons | FALSE | L | Annual | Total | Thousand Tons | 0 | 0 | 0 | 0 | 0 | 0 | 0
#CAN - MB - Acid Rain - SO2 Cap Annual v3.1 | 7 | 7618 | Rate Constraint in MTons | FALSE | L | Annual | Fuel Consumed | TBtu | 0 | 0.00090633 | 0.031405 | 0.24223 | 0.025497 | 0.030259 | 0.005424
#CAN - MB - Acid Rain - SO2 Cap Annual v3.1 | 7 | 7618 | Rate Constraint in MTons | FALSE | L | Annual | Rate | lb/MMBtu | 0 | 0 | 0 | 0 | 0 | 0 | 0
#CAN - MB - Acid Rain - SO2 Cap Annual v3.1 | 7 | 7618 | Rate Constraint in MTons | FALSE | L | Annual | Generation | TWh | 0 | 7.7504e-05 | 0.0026855 | 0.020714 | 0.0021804 | 0.0025863 | 0.00046383
#CAN - MB - Acid Rain - SO2 Cap Annual v3.1 | 7 | 7618 | Rate Constraint in MTons | FALSE | L | Annual | Qualifying Generation | TWh | 0 | 7.7504e-05 | 0.0026855 | 0.020714 | 0.0021804 | 0.0025863 | 0.00046383
#CAN - MB - Acid Rain - SO2 Cap Annual v3.1 | 7 | 7618 | Rate Constraint in MTons | FALSE | L | Annual | Rate | lb/MWh | 0 | 0 | 0 | 0 | 0 | 0 | 0
#CAN - MB - Acid Rain - SO2 Cap Annual v3.1 | 7 | 7618 | Rate Constraint in MTons | FALSE | L | Annual | Constraint Shadow Price | US2022$/Ton | 0 | 0 | 0 | 0 | 0 | 0 | 0
#CAN - MB - CO2 Constraint- v.6.17 | 8 | 7620 | Rate Constraint in MTons | FALSE | L | Annual | Seasons Included | Seasons | Winter, Spring, Summer, Fall | Winter, Spring, Summer, Fall | Winter, Spring, Summer, Fall | Winter, Spring, Summer, Fall | Winter, Spring, Summer, Fall | Winter, Spring, Summer, Fall | Winter, Spring, Summer, Fall
#CAN - MB - CO2 Constraint- v.6.17 | 8 | 7620 | Rate Constraint in MTons | FALSE | L | Annual | Standard CO2 | Thousand Tons | 0 | 0 | 0 | 0 | 0 | 0 | 0
#CAN - MB - CO2 Constraint- v.6.17 | 8 | 7620 | Rate Constraint in MTons | FALSE | L | Annual | Emissions at Affected Plants CO2 | Thousand Tons | 0 | 0 | 0 | 0 | 0 | 0 | 0
#CAN - MB - CO2 Constraint- v.6.17 | 8 | 7620 | Rate Constraint in MTons | FALSE | L | Annual | Allowances Purchased CO2 | Thousand Tons | 0 | 0 | 0 | 0 | 0 | 0 | 0
#CAN - MB - CO2 Constraint- v.6.17 | 8 | 7620 | Rate Constraint in MTons | FALSE | L | Annual | Allowances Sold CO2 | Thousand Tons | 0 | 0 | 0 | 0 | 0 | 0 | 0
#CAN - MB - CO2 Constraint- v.6.17 | 8 | 7620 | Rate Constraint in MTons | FALSE | L | Annual | Allowances Banked | Thousand Tons | 0 | 0 | 0 | 0 | 0 | 0 | 0
#CAN - MB - CO2 Constraint- v.6.17 | 8 | 7620 | Rate Constraint in MTons | FALSE | L | Annual | Allowances Withdrawn (1:1) | Thousand Tons | 0 | 0 | 0 | 0 | 0 | 0 | 0
#CAN - MB - CO2 Constraint- v.6.17 | 8 | 7620 | Rate Constraint in MTons | FALSE | L | Annual | Allowances Withdrawn (1:n) | Thousand Tons | 0 | 0 | 0 | 0 | 0 | 0 | 0
#CAN - MB - CO2 Constraint- v.6.17 | 8 | 7620 | Rate Constraint in MTons | FALSE | L | Annual | Total | Thousand Tons | 0 | 0 | 0 | 0 | 0 | 0 | 0
#CAN - MB - CO2 Constraint- v.6.17 | 8 | 7620 | Rate Constraint in MTons | FALSE | L | Annual | Fuel Consumed | TBtu | 0 | 0 | 0 | 0 | 0 | 0 | 0
#CAN - MB - CO2 Constraint- v.6.17 | 8 | 7620 | Rate Constraint in MTons | FALSE | L | Annual | Rate | lb/MMBtu | 0 | 0 | 0 | 0 | 0 | 0 | 0
#CAN - MB - CO2 Constraint- v.6.17 | 8 | 7620 | Rate Constraint in MTons | FALSE | L | Annual | Generation | TWh | 0 | 0 | 0 | 0 | 0 | 0 | 0
#CAN - MB - CO2 Constraint- v.6.17 | 8 | 7620 | Rate Constraint in MTons | FALSE | L | Annual | Qualifying Generation | TWh | 0 | 0 | 0 | 0 | 0 | 0 | 0
#CAN - MB - CO2 Constraint- v.6.17 | 8 | 7620 | Rate Constraint in MTons | FALSE | L | Annual | Rate | lb/MWh | 0 | 0 | 0 | 0 | 0 | 0 | 0
#CAN - MB - CO2 Constraint- v.6.17 | 8 | 7620 | Rate Constraint in MTons | FALSE | L | Annual | Constraint Shadow Price | US2022$/Ton | 0 | 14.4401 | 13.2332 | 12.1282 | 11.1148 | 10.1867 | 9.3355
#CAN - NB - Acid Rain - SO2 Cap Annual v3.1 | 9 | 7622 | Rate Constraint in MTons | FALSE | L | Annual | Seasons Included | Seasons | Winter, Spring, Summer, Fall | Winter, Spring, Summer, Fall | Winter, Spring, Summer, Fall | Winter, Spring, Summer, Fall | Winter, Spring, Summer, Fall | Winter, Spring, Summer, Fall | Winter, Spring, Summer, Fall
#CAN - NB - Acid Rain - SO2 Cap Annual v3.1 | 9 | 7622 | Rate Constraint in MTons | FALSE | L | Annual | Standard SO2 | Thousand Tons | 135.58 | 135.58 | 135.58 | 135.58 | 135.58 | 135.58 | 135.58
#CAN - NB - Acid Rain - SO2 Cap Annual v3.1 | 9 | 7622 | Rate Constraint in MTons | FALSE | L | Annual | Emissions at Affected Plants SO2 | Thousand Tons | 0 | 0 | 0 | 0 | 0 | 0 | 0
#CAN - NB - Acid Rain - SO2 Cap Annual v3.1 | 9 | 7622 | Rate Constraint in MTons | FALSE | L | Annual | Allowances Purchased SO2 | Thousand Tons | 0 | 0 | 0 | 0 | 0 | 0 | 0
#CAN - NB - Acid Rain - SO2 Cap Annual v3.1 | 9 | 7622 | Rate Constraint in MTons | FALSE | L | Annual | Allowances Sold SO2 | Thousand Tons | 0 | 0 | 0 | 0 | 0 | 0 | 0
#CAN - NB - Acid Rain - SO2 Cap Annual v3.1 | 9 | 7622 | Rate Constraint in MTons | FALSE | L | Annual | Allowances Banked | Thousand Tons | 0 | 0 | 0 | 0 | 0 | 0 | 0
#CAN - NB - Acid Rain - SO2 Cap Annual v3.1 | 9 | 7622 | Rate Constraint in MTons | FALSE | L | Annual | Allowances Withdrawn (1:1) | Thousand Tons | 0 | 0 | 0 | 0 | 0 | 0 | 0
#CAN - NB - Acid Rain - SO2 Cap Annual v3.1 | 9 | 7622 | Rate Constraint in MTons | FALSE | L | Annual | Allowances Withdrawn (1:n) | Thousand Tons | 0 | 0 | 0 | 0 | 0 | 0 | 0
#CAN - NB - Acid Rain - SO2 Cap Annual v3.1 | 9 | 7622 | Rate Constraint in MTons | FALSE | L | Annual | Total | Thousand Tons | 0 | 0 | 0 | 0 | 0 | 0 | 0
#CAN - NB - Acid Rain - SO2 Cap Annual v3.1 | 9 | 7622 | Rate Constraint in MTons | FALSE | L | Annual | Fuel Consumed | TBtu | 5.3308 | 5.6308 | 0.069419 | 0.031715 | 0.013413 | 0.01276 | 0.01276
#CAN - NB - Acid Rain - SO2 Cap Annual v3.1 | 9 | 7622 | Rate Constraint in MTons | FALSE | L | Annual | Rate | lb/MMBtu | 0 | 0 | 0 | 0 | 0 | 0 | 0
#CAN - NB - Acid Rain - SO2 Cap Annual v3.1 | 9 | 7622 | Rate Constraint in MTons | FALSE | L | Annual | Generation | TWh | 0.72258 | 0.76298 | 0.009237 | 0.0042219 | 0.0017387 | 0.0016635 | 0.0016635
#CAN - NB - Acid Rain - SO2 Cap Annual v3.1 | 9 | 7622 | Rate Constraint in MTons | FALSE | L | Annual | Qualifying Generation | TWh | 0.72258 | 0.76298 | 0.009237 | 0.0042219 | 0.0017387 | 0.0016635 | 0.0016635
#CAN - NB - Acid Rain - SO2 Cap Annual v3.1 | 9 | 7622 | Rate Constraint in MTons | FALSE | L | Annual | Rate | lb/MWh | 0 | 0 | 0 | 0 | 0 | 0 | 0
#CAN - NB - Acid Rain - SO2 Cap Annual v3.1 | 9 | 7622 | Rate Constraint in MTons | FALSE | L | Annual | Constraint Shadow Price | US2022$/Ton | 0 | 0 | 0 | 0 | 0 | 0 | 0
#CAN - NB - MER Cap Annual v4.12 | 10 | 7623 | Rate Constraint in MTons | FALSE | L | Annual | Seasons Included | Seasons | Winter, Spring, Summer, Fall | Winter, Spring, Summer, Fall | Winter, Spring, Summer, Fall | Winter, Spring, Summer, Fall | Winter, Spring, Summer, Fall | Winter, Spring, Summer, Fall | Winter, Spring, Summer, Fall
#CAN - NB - MER Cap Annual v4.12 | 10 | 7623 | Rate Constraint in MTons | FALSE | L | Annual | Standard MER | Lb | 55.1156 | 55.1156 | 55.1156 | 55.1156 | 55.1156 | 55.1156 | 55.1156
#CAN - NB - MER Cap Annual v4.12 | 10 | 7623 | Rate Constraint in MTons | FALSE | L | Annual | Emissions at Affected Plants MER | Lb | 0 | 0 | 0 | 0 | 0 | 0 | 0
#CAN - NB - MER Cap Annual v4.12 | 10 | 7623 | Rate Constraint in MTons | FALSE | L | Annual | Allowances Purchased MER | Lb | 0 | 0 | 0 | 0 | 0 | 0 | 0
#CAN - NB - MER Cap Annual v4.12 | 10 | 7623 | Rate Constraint in MTons | FALSE | L | Annual | Allowances Sold MER | Lb | 0 | 0 | 0 | 0 | 0 | 0 | 0
#CAN - NB - MER Cap Annual v4.12 | 10 | 7623 | Rate Constraint in MTons | FALSE | L | Annual | Allowances Banked | Lb | 0 | 0 | 0 | 0 | 0 | 0 | 0
#CAN - NB - MER Cap Annual v4.12 | 10 | 7623 | Rate Constraint in MTons | FALSE | L | Annual | Allowances Withdrawn (1:1) | Lb | 0 | 0 | 0 | 0 | 0 | 0 | 0
#CAN - NB - MER Cap Annual v4.12 | 10 | 7623 | Rate Constraint in MTons | FALSE | L | Annual | Allowances Withdrawn (1:n) | Lb | 0 | 0 | 0 | 0 | 0 | 0 | 0
#CAN - NB - MER Cap Annual v4.12 | 10 | 7623 | Rate Constraint in MTons | FALSE | L | Annual | Total | Lb | 0 | 0 | 0 | 0 | 0 | 0 | 0
#CAN - NB - MER Cap Annual v4.12 | 10 | 7623 | Rate Constraint in MTons | FALSE | L | Annual | Fuel Consumed | TBtu | 0 | 0 | 0 | 0 | 0 | 0 | 0
#CAN - NB - MER Cap Annual v4.12 | 10 | 7623 | Rate Constraint in MTons | FALSE | L | Annual | Rate | lb/MMBtu | 0 | 0 | 0 | 0 | 0 | 0 | 0
#CAN - NB - MER Cap Annual v4.12 | 10 | 7623 | Rate Constraint in MTons | FALSE | L | Annual | Generation | TWh | 0 | 0 | 0 | 0 | 0 | 0 | 0
#CAN - NB - MER Cap Annual v4.12 | 10 | 7623 | Rate Constraint in MTons | FALSE | L | Annual | Qualifying Generation | TWh | 0 | 0 | 0 | 0 | 0 | 0 | 0
#CAN - NB - MER Cap Annual v4.12 | 10 | 7623 | Rate Constraint in MTons | FALSE | L | Annual | Rate | lb/MWh | 0 | 0 | 0 | 0 | 0 | 0 | 0
#CAN - NB - MER Cap Annual v4.12 | 10 | 7623 | Rate Constraint in MTons | FALSE | L | Annual | Constraint Shadow Price | US2022$/Lb | 0 | 0 | 0 | 0 | 0 | 0 | 0
#CAN - NL&NF - SO2 Cap Annual v3.1 | 11 | 7621 | Rate Constraint in MTons | FALSE | L | Annual | Seasons Included | Seasons | Winter, Spring, Summer, Fall | Winter, Spring, Summer, Fall | Winter, Spring, Summer, Fall | Winter, Spring, Summer, Fall | Winter, Spring, Summer, Fall | Winter, Spring, Summer, Fall | Winter, Spring, Summer, Fall
#CAN - NL&NF - SO2 Cap Annual v3.1 | 11 | 7621 | Rate Constraint in MTons | FALSE | L | Annual | Standard SO2 | Thousand Tons | 16.53 | 16.53 | 16.53 | 16.53 | 16.53 | 16.53 | 16.53
#CAN - NL&NF - SO2 Cap Annual v3.1 | 11 | 7621 | Rate Constraint in MTons | FALSE | L | Annual | Emissions at Affected Plants SO2 | Thousand Tons | 0 | 0 | 0 | 0 | 0 | 0 | 0
#CAN - NL&NF - SO2 Cap Annual v3.1 | 11 | 7621 | Rate Constraint in MTons | FALSE | L | Annual | Allowances Purchased SO2 | Thousand Tons | 0 | 0 | 0 | 0 | 0 | 0 | 0
#CAN - NL&NF - SO2 Cap Annual v3.1 | 11 | 7621 | Rate Constraint in MTons | FALSE | L | Annual | Allowances Sold SO2 | Thousand Tons | 0 | 0 | 0 | 0 | 0 | 0 | 0
#CAN - NL&NF - SO2 Cap Annual v3.1 | 11 | 7621 | Rate Constraint in MTons | FALSE | L | Annual | Allowances Banked | Thousand Tons | 0 | 0 | 0 | 0 | 0 | 0 | 0
#CAN - NL&NF - SO2 Cap Annual v3.1 | 11 | 7621 | Rate Constraint in MTons | FALSE | L | Annual | Allowances Withdrawn (1:1) | Thousand Tons | 0 | 0 | 0 | 0 | 0 | 0 | 0
#CAN - NL&NF - SO2 Cap Annual v3.1 | 11 | 7621 | Rate Constraint in MTons | FALSE | L | Annual | Allowances Withdrawn (1:n) | Thousand Tons | 0 | 0 | 0 | 0 | 0 | 0 | 0
#CAN - NL&NF - SO2 Cap Annual v3.1 | 11 | 7621 | Rate Constraint in MTons | FALSE | L | Annual | Total | Thousand Tons | 0 | 0 | 0 | 0 | 0 | 0 | 0
#CAN - NL&NF - SO2 Cap Annual v3.1 | 11 | 7621 | Rate Constraint in MTons | FALSE | L | Annual | Fuel Consumed | TBtu | 0.00032192 | 0 | 0 | 0 | 0 | 0 | 0
#CAN - NL&NF - SO2 Cap Annual v3.1 | 11 | 7621 | Rate Constraint in MTons | FALSE | L | Annual | Rate | lb/MMBtu | 0 | 0 | 0 | 0 | 0 | 0 | 0
#CAN - NL&NF - SO2 Cap Annual v3.1 | 11 | 7621 | Rate Constraint in MTons | FALSE | L | Annual | Generation | TWh | 2.2931e-05 | 0 | 0 | 0 | 0 | 0 | 0
#CAN - NL&NF - SO2 Cap Annual v3.1 | 11 | 7621 | Rate Constraint in MTons | FALSE | L | Annual | Qualifying Generation | TWh | 2.2931e-05 | 0 | 0 | 0 | 0 | 0 | 0
#CAN - NL&NF - SO2 Cap Annual v3.1 | 11 | 7621 | Rate Constraint in MTons | FALSE | L | Annual | Rate | lb/MWh | 0 | 0 | 0 | 0 | 0 | 0 | 0
#CAN - NL&NF - SO2 Cap Annual v3.1 | 11 | 7621 | Rate Constraint in MTons | FALSE | L | Annual | Constraint Shadow Price | US2022$/Ton | 0 | 0 | 0 | 0 | 0 | 0 | 0
#CAN - NS - CO2 Cap Annual v6.20 | 12 | 7675 | Rate Constraint in MTons | FALSE | L | Annual | Seasons Included | Seasons | Winter, Spring, Summer, Fall | Winter, Spring, Summer, Fall | Winter, Spring, Summer, Fall | Winter, Spring, Summer, Fall | Winter, Spring, Summer, Fall | Winter, Spring, Summer, Fall | Winter, Spring, Summer, Fall
#CAN - NS - CO2 Cap Annual v6.20 | 12 | 7675 | Rate Constraint in MTons | FALSE | L | Annual | Standard CO2 | Thousand Tons | 5924.9163 | 5924.9163 | NA | NA | NA | NA | NA
#CAN - NS - CO2 Cap Annual v6.20 | 12 | 7675 | Rate Constraint in MTons | FALSE | L | Annual | Emissions at Affected Plants CO2 | Thousand Tons | 1068.119 | 714.762 | 0 | 0 | 0 | 0 | 0
#CAN - NS - CO2 Cap Annual v6.20 | 12 | 7675 | Rate Constraint in MTons | FALSE | L | Annual | Allowances Purchased CO2 | Thousand Tons | 0 | 0 | 0 | 0 | 0 | 0 | 0
#CAN - NS - CO2 Cap Annual v6.20 | 12 | 7675 | Rate Constraint in MTons | FALSE | L | Annual | Allowances Sold CO2 | Thousand Tons | 0 | 0 | 0 | 0 | 0 | 0 | 0
#CAN - NS - CO2 Cap Annual v6.20 | 12 | 7675 | Rate Constraint in MTons | FALSE | L | Annual | Allowances Banked | Thousand Tons | 0 | 0 | 0 | 0 | 0 | 0 | 0
#CAN - NS - CO2 Cap Annual v6.20 | 12 | 7675 | Rate Constraint in MTons | FALSE | L | Annual | Allowances Withdrawn (1:1) | Thousand Tons | 0 | 0 | 0 | 0 | 0 | 0 | 0
#CAN - NS - CO2 Cap Annual v6.20 | 12 | 7675 | Rate Constraint in MTons | FALSE | L | Annual | Allowances Withdrawn (1:n) | Thousand Tons | 0 | 0 | 0 | 0 | 0 | 0 | 0
#CAN - NS - CO2 Cap Annual v6.20 | 12 | 7675 | Rate Constraint in MTons | FALSE | L | Annual | Total | Thousand Tons | 1068.119 | 714.762 | 0 | 0 | 0 | 0 | 0
#CAN - NS - CO2 Cap Annual v6.20 | 12 | 7675 | Rate Constraint in MTons | FALSE | L | Annual | Fuel Consumed | TBtu | 10.3325 | 6.9143 | 0 | 0 | 0 | 0 | 0
#CAN - NS - CO2 Cap Annual v6.20 | 12 | 7675 | Rate Constraint in MTons | FALSE | L | Annual | Rate | lb/MMBtu | 206.75 | 206.75 | 0 | 0 | 0 | 0 | 0
#CAN - NS - CO2 Cap Annual v6.20 | 12 | 7675 | Rate Constraint in MTons | FALSE | L | Annual | Generation | TWh | 0.98989 | 0.66241 | 0 | 0 | 0 | 0 | 0
#CAN - NS - CO2 Cap Annual v6.20 | 12 | 7675 | Rate Constraint in MTons | FALSE | L | Annual | Qualifying Generation | TWh | 0.98989 | 0.66241 | 0 | 0 | 0 | 0 | 0
#CAN - NS - CO2 Cap Annual v6.20 | 12 | 7675 | Rate Constraint in MTons | FALSE | L | Annual | Rate | lb/MWh | 2158.0565 | 2158.0565 | 0 | 0 | 0 | 0 | 0
#CAN - NS - CO2 Cap Annual v6.20 | 12 | 7675 | Rate Constraint in MTons | FALSE | L | Annual | Constraint Shadow Price | US2022$/Ton | 0 | 0 | 0 | 0 | 0 | 0 | 0
#CAN - NS - MER Cap Annual v4.12 | 13 | 7627 | Rate Constraint in MTons | FALSE | L | Annual | Seasons Included | Seasons | Winter, Spring, Summer, Fall | Winter, Spring, Summer, Fall | Winter, Spring, Summer, Fall | Winter, Spring, Summer, Fall | Winter, Spring, Summer, Fall | Winter, Spring, Summer, Fall | Winter, Spring, Summer, Fall
#CAN - NS - MER Cap Annual v4.12 | 13 | 7627 | Rate Constraint in MTons | FALSE | L | Annual | Standard MER | Lb | 77.1618 | 77.1618 | 77.1618 | 77.1618 | 77.1618 | 77.1618 | 77.1618
#CAN - NS - MER Cap Annual v4.12 | 13 | 7627 | Rate Constraint in MTons | FALSE | L | Annual | Emissions at Affected Plants MER | Lb | 44.5983 | 29.8442 | 0 | 0 | 0 | 0 | 0
#CAN - NS - MER Cap Annual v4.12 | 13 | 7627 | Rate Constraint in MTons | FALSE | L | Annual | Allowances Purchased MER | Lb | 0 | 0 | 0 | 0 | 0 | 0 | 0
#CAN - NS - MER Cap Annual v4.12 | 13 | 7627 | Rate Constraint in MTons | FALSE | L | Annual | Allowances Sold MER | Lb | 0 | 0 | 0 | 0 | 0 | 0 | 0
#CAN - NS - MER Cap Annual v4.12 | 13 | 7627 | Rate Constraint in MTons | FALSE | L | Annual | Allowances Banked | Lb | 0 | 0 | 0 | 0 | 0 | 0 | 0
#CAN - NS - MER Cap Annual v4.12 | 13 | 7627 | Rate Constraint in MTons | FALSE | L | Annual | Allowances Withdrawn (1:1) | Lb | 0 | 0 | 0 | 0 | 0 | 0 | 0
#CAN - NS - MER Cap Annual v4.12 | 13 | 7627 | Rate Constraint in MTons | FALSE | L | Annual | Allowances Withdrawn (1:n) | Lb | 0 | 0 | 0 | 0 | 0 | 0 | 0
#CAN - NS - MER Cap Annual v4.12 | 13 | 7627 | Rate Constraint in MTons | FALSE | L | Annual | Total | Lb | 44.5983 | 29.8442 | 0 | 0 | 0 | 0 | 0
#CAN - NS - MER Cap Annual v4.12 | 13 | 7627 | Rate Constraint in MTons | FALSE | L | Annual | Fuel Consumed | TBtu | 10.3325 | 6.9143 | 0 | 0 | 0 | 0 | 0
#CAN - NS - MER Cap Annual v4.12 | 13 | 7627 | Rate Constraint in MTons | FALSE | L | Annual | Rate | lb/MMBtu | 4.3163e-06 | 4.3163e-06 | 0 | 0 | 0 | 0 | 0
#CAN - NS - MER Cap Annual v4.12 | 13 | 7627 | Rate Constraint in MTons | FALSE | L | Annual | Generation | TWh | 0.98989 | 0.66241 | 0 | 0 | 0 | 0 | 0
#CAN - NS - MER Cap Annual v4.12 | 13 | 7627 | Rate Constraint in MTons | FALSE | L | Annual | Qualifying Generation | TWh | 0.98989 | 0.66241 | 0 | 0 | 0 | 0 | 0
#CAN - NS - MER Cap Annual v4.12 | 13 | 7627 | Rate Constraint in MTons | FALSE | L | Annual | Rate | lb/MWh | 90.1076 | 90.1076 | 0 | 0 | 0 | 0 | 0
#CAN - NS - MER Cap Annual v4.12 | 13 | 7627 | Rate Constraint in MTons | FALSE | L | Annual | Constraint Shadow Price | US2022$/Lb | 0 | 0 | 0 | 0 | 0 | 0 | 0
#CAN - NS - NS Power - NOX Cap Annual v3.1 | 14 | 7624 | Rate Constraint in MTons | FALSE | L | Annual | Seasons Included | Seasons | Winter, Spring, Summer, Fall | Winter, Spring, Summer, Fall | Winter, Spring, Summer, Fall | Winter, Spring, Summer, Fall | Winter, Spring, Summer, Fall | Winter, Spring, Summer, Fall | Winter, Spring, Summer, Fall
#CAN - NS - NS Power - NOX Cap Annual v3.1 | 14 | 7624 | Rate Constraint in MTons | FALSE | L | Annual | Standard NOX | Thousand Tons | 16.485 | 16.485 | 16.485 | 16.485 | 16.485 | 16.485 | 16.485
#CAN - NS - NS Power - NOX Cap Annual v3.1 | 14 | 7624 | Rate Constraint in MTons | FALSE | L | Annual | Emissions at Affected Plants NOX | Thousand Tons | 2.6978 | 1.8765 | 0.04529 | 0.010008 | 0.0080876 | 0.0091091 | 0.010395
#CAN - NS - NS Power - NOX Cap Annual v3.1 | 14 | 7624 | Rate Constraint in MTons | FALSE | L | Annual | Allowances Purchased NOX | Thousand Tons | 0 | 0 | 0 | 0 | 0 | 0 | 0
#CAN - NS - NS Power - NOX Cap Annual v3.1 | 14 | 7624 | Rate Constraint in MTons | FALSE | L | Annual | Allowances Sold NOX | Thousand Tons | 0 | 0 | 0 | 0 | 0 | 0 | 0
#CAN - NS - NS Power - NOX Cap Annual v3.1 | 14 | 7624 | Rate Constraint in MTons | FALSE | L | Annual | Allowances Banked | Thousand Tons | 0 | 0 | 0 | 0 | 0 | 0 | 0
#CAN - NS - NS Power - NOX Cap Annual v3.1 | 14 | 7624 | Rate Constraint in MTons | FALSE | L | Annual | Allowances Withdrawn (1:1) | Thousand Tons | 0 | 0 | 0 | 0 | 0 | 0 | 0
#CAN - NS - NS Power - NOX Cap Annual v3.1 | 14 | 7624 | Rate Constraint in MTons | FALSE | L | Annual | Allowances Withdrawn (1:n) | Thousand Tons | 0 | 0 | 0 | 0 | 0 | 0 | 0
#CAN - NS - NS Power - NOX Cap Annual v3.1 | 14 | 7624 | Rate Constraint in MTons | FALSE | L | Annual | Total | Thousand Tons | 2.6978 | 1.8765 | 0.04529 | 0.010008 | 0.0080876 | 0.0091091 | 0.010395
#CAN - NS - NS Power - NOX Cap Annual v3.1 | 14 | 7624 | Rate Constraint in MTons | FALSE | L | Annual | Fuel Consumed | TBtu | 12.6721 | 9.1813 | 1.7592 | 0.34906 | 0.272 | 0.32029 | 0.3779
#CAN - NS - NS Power - NOX Cap Annual v3.1 | 14 | 7624 | Rate Constraint in MTons | FALSE | L | Annual | Rate | lb/MMBtu | 0.42578 | 0.40877 | 0.051489 | 0.057342 | 0.059467 | 0.056881 | 0.055014
#CAN - NS - NS Power - NOX Cap Annual v3.1 | 14 | 7624 | Rate Constraint in MTons | FALSE | L | Annual | Generation | TWh | 1.1958 | 0.86002 | 0.2038 | 0.040491 | 0.031479 | 0.037228 | 0.043927
#CAN - NS - NS Power - NOX Cap Annual v3.1 | 14 | 7624 | Rate Constraint in MTons | FALSE | L | Annual | Qualifying Generation | TWh | 1.1958 | 0.86002 | 0.2038 | 0.040491 | 0.031479 | 0.037228 | 0.043927
#CAN - NS - NS Power - NOX Cap Annual v3.1 | 14 | 7624 | Rate Constraint in MTons | FALSE | L | Annual | Rate | lb/MWh | 4.5123 | 4.364 | 0.44446 | 0.49432 | 0.51384 | 0.48937 | 0.47327
#CAN - NS - NS Power - NOX Cap Annual v3.1 | 14 | 7624 | Rate Constraint in MTons | FALSE | L | Annual | Constraint Shadow Price | US2022$/Ton | 0 | 0 | 0 | 0 | 0 | 0 | 0
#CAN - NS - NS Power - SO2 Cap Annual v3.1 | 15 | 7625 | Rate Constraint in MTons | FALSE | L | Annual | Seasons Included | Seasons | Winter, Spring, Summer, Fall | Winter, Spring, Summer, Fall | Winter, Spring, Summer, Fall | Winter, Spring, Summer, Fall | Winter, Spring, Summer, Fall | Winter, Spring, Summer, Fall | Winter, Spring, Summer, Fall
#CAN - NS - NS Power - SO2 Cap Annual v3.1 | 15 | 7625 | Rate Constraint in MTons | FALSE | L | Annual | Standard SO2 | Thousand Tons | 39.9587 | 39.9587 | 39.9587 | 39.9587 | 39.9587 | 39.9587 | 39.9587
#CAN - NS - NS Power - SO2 Cap Annual v3.1 | 15 | 7625 | Rate Constraint in MTons | FALSE | L | Annual | Emissions at Affected Plants SO2 | Thousand Tons | 5.6597 | 3.7873 | 0.052123 | 0.0099731 | 0.0078126 | 0.0089984 | 0.010777
#CAN - NS - NS Power - SO2 Cap Annual v3.1 | 15 | 7625 | Rate Constraint in MTons | FALSE | L | Annual | Allowances Purchased SO2 | Thousand Tons | 0 | 0 | 0 | 0 | 0 | 0 | 0
#CAN - NS - NS Power - SO2 Cap Annual v3.1 | 15 | 7625 | Rate Constraint in MTons | FALSE | L | Annual | Allowances Sold SO2 | Thousand Tons | 0 | 0 | 0 | 0 | 0 | 0 | 0
#CAN - NS - NS Power - SO2 Cap Annual v3.1 | 15 | 7625 | Rate Constraint in MTons | FALSE | L | Annual | Allowances Banked | Thousand Tons | 0 | 0 | 0 | 0 | 0 | 0 | 0
#CAN - NS - NS Power - SO2 Cap Annual v3.1 | 15 | 7625 | Rate Constraint in MTons | FALSE | L | Annual | Allowances Withdrawn (1:1) | Thousand Tons | 0 | 0 | 0 | 0 | 0 | 0 | 0
#CAN - NS - NS Power - SO2 Cap Annual v3.1 | 15 | 7625 | Rate Constraint in MTons | FALSE | L | Annual | Allowances Withdrawn (1:n) | Thousand Tons | 0 | 0 | 0 | 0 | 0 | 0 | 0
#CAN - NS - NS Power - SO2 Cap Annual v3.1 | 15 | 7625 | Rate Constraint in MTons | FALSE | L | Annual | Total | Thousand Tons | 5.6597 | 3.7873 | 0.052123 | 0.0099731 | 0.0078126 | 0.0089984 | 0.010777
#CAN - NS - NS Power - SO2 Cap Annual v3.1 | 15 | 7625 | Rate Constraint in MTons | FALSE | L | Annual | Fuel Consumed | TBtu | 12.6721 | 9.1813 | 1.7592 | 0.34906 | 0.272 | 0.32029 | 0.3779
#CAN - NS - NS Power - SO2 Cap Annual v3.1 | 15 | 7625 | Rate Constraint in MTons | FALSE | L | Annual | Rate | lb/MMBtu | 0.89325 | 0.82501 | 0.059257 | 0.057143 | 0.057445 | 0.05619 | 0.057035
#CAN - NS - NS Power - SO2 Cap Annual v3.1 | 15 | 7625 | Rate Constraint in MTons | FALSE | L | Annual | Generation | TWh | 1.1958 | 0.86002 | 0.2038 | 0.040491 | 0.031479 | 0.037228 | 0.043927
#CAN - NS - NS Power - SO2 Cap Annual v3.1 | 15 | 7625 | Rate Constraint in MTons | FALSE | L | Annual | Qualifying Generation | TWh | 1.1958 | 0.86002 | 0.2038 | 0.040491 | 0.031479 | 0.037228 | 0.043927
#CAN - NS - NS Power - SO2 Cap Annual v3.1 | 15 | 7625 | Rate Constraint in MTons | FALSE | L | Annual | Rate | lb/MWh | 9.4662 | 8.8076 | 0.51153 | 0.49261 | 0.49637 | 0.48342 | 0.49066
#CAN - NS - NS Power - SO2 Cap Annual v3.1 | 15 | 7625 | Rate Constraint in MTons | FALSE | L | Annual | Constraint Shadow Price | US2022$/Ton | 0 | 0 | 0 | 0 | 0 | 0 | 0
#CAN - NS - SO2 Cap Annual v3.1 | 16 | 7626 | Rate Constraint in MTons | FALSE | L | Annual | Seasons Included | Seasons | Winter, Spring, Summer, Fall | Winter, Spring, Summer, Fall | Winter, Spring, Summer, Fall | Winter, Spring, Summer, Fall | Winter, Spring, Summer, Fall | Winter, Spring, Summer, Fall | Winter, Spring, Summer, Fall
#CAN - NS - SO2 Cap Annual v3.1 | 16 | 7626 | Rate Constraint in MTons | FALSE | L | Annual | Standard SO2 | Thousand Tons | 131.2522 | 131.2522 | 131.2522 | 131.2522 | 131.2522 | 131.2522 | 131.2522
#CAN - NS - SO2 Cap Annual v3.1 | 16 | 7626 | Rate Constraint in MTons | FALSE | L | Annual | Emissions at Affected Plants SO2 | Thousand Tons | 5.6597 | 3.7873 | 0.052123 | 0.0099731 | 0.0078126 | 0.0089984 | 0.010777
#CAN - NS - SO2 Cap Annual v3.1 | 16 | 7626 | Rate Constraint in MTons | FALSE | L | Annual | Allowances Purchased SO2 | Thousand Tons | 0 | 0 | 0 | 0 | 0 | 0 | 0
#CAN - NS - SO2 Cap Annual v3.1 | 16 | 7626 | Rate Constraint in MTons | FALSE | L | Annual | Allowances Sold SO2 | Thousand Tons | 0 | 0 | 0 | 0 | 0 | 0 | 0
#CAN - NS - SO2 Cap Annual v3.1 | 16 | 7626 | Rate Constraint in MTons | FALSE | L | Annual | Allowances Banked | Thousand Tons | 0 | 0 | 0 | 0 | 0 | 0 | 0
#CAN - NS - SO2 Cap Annual v3.1 | 16 | 7626 | Rate Constraint in MTons | FALSE | L | Annual | Allowances Withdrawn (1:1) | Thousand Tons | 0 | 0 | 0 | 0 | 0 | 0 | 0
#CAN - NS - SO2 Cap Annual v3.1 | 16 | 7626 | Rate Constraint in MTons | FALSE | L | Annual | Allowances Withdrawn (1:n) | Thousand Tons | 0 | 0 | 0 | 0 | 0 | 0 | 0
#CAN - NS - SO2 Cap Annual v3.1 | 16 | 7626 | Rate Constraint in MTons | FALSE | L | Annual | Total | Thousand Tons | 5.6597 | 3.7873 | 0.052123 | 0.0099731 | 0.0078126 | 0.0089984 | 0.010777
#CAN - NS - SO2 Cap Annual v3.1 | 16 | 7626 | Rate Constraint in MTons | FALSE | L | Annual | Fuel Consumed | TBtu | 12.6721 | 9.1813 | 1.7592 | 0.34906 | 0.272 | 0.32029 | 0.3779
#CAN - NS - SO2 Cap Annual v3.1 | 16 | 7626 | Rate Constraint in MTons | FALSE | L | Annual | Rate | lb/MMBtu | 0.89325 | 0.82501 | 0.059257 | 0.057143 | 0.057445 | 0.05619 | 0.057035
#CAN - NS - SO2 Cap Annual v3.1 | 16 | 7626 | Rate Constraint in MTons | FALSE | L | Annual | Generation | TWh | 1.1958 | 0.86002 | 0.2038 | 0.040491 | 0.031479 | 0.037228 | 0.043927
#CAN - NS - SO2 Cap Annual v3.1 | 16 | 7626 | Rate Constraint in MTons | FALSE | L | Annual | Qualifying Generation | TWh | 1.1958 | 0.86002 | 0.2038 | 0.040491 | 0.031479 | 0.037228 | 0.043927
#CAN - NS - SO2 Cap Annual v3.1 | 16 | 7626 | Rate Constraint in MTons | FALSE | L | Annual | Rate | lb/MWh | 9.4662 | 8.8076 | 0.51153 | 0.49261 | 0.49637 | 0.48342 | 0.49066
#CAN - NS - SO2 Cap Annual v3.1 | 16 | 7626 | Rate Constraint in MTons | FALSE | L | Annual | Constraint Shadow Price | US2022$/Ton | 0 | 0 | 0 | 0 | 0 | 0 | 0
#CAN - ON - NOX Cap Annual v3.1 | 17 | 7628 | Rate Constraint in MTons | FALSE | L | Annual | Seasons Included | Seasons | Winter, Spring, Summer, Fall | Winter, Spring, Summer, Fall | Winter, Spring, Summer, Fall | Winter, Spring, Summer, Fall | Winter, Spring, Summer, Fall | Winter, Spring, Summer, Fall | Winter, Spring, Summer, Fall
#CAN - ON - NOX Cap Annual v3.1 | 17 | 7628 | Rate Constraint in MTons | FALSE | L | Annual | Standard NOX | Thousand Tons | 47.2891 | 47.2891 | 47.2891 | 47.2891 | 47.2891 | 47.2891 | 47.2891
#CAN - ON - NOX Cap Annual v3.1 | 17 | 7628 | Rate Constraint in MTons | FALSE | L | Annual | Emissions at Affected Plants NOX | Thousand Tons | 0.90229 | 1.6826 | 1.6844 | 0.81122 | 0.2154 | 0.19048 | 0.17114
#CAN - ON - NOX Cap Annual v3.1 | 17 | 7628 | Rate Constraint in MTons | FALSE | L | Annual | Allowances Purchased NOX | Thousand Tons | 0 | 0 | 0 | 0 | 0 | 0 | 0
#CAN - ON - NOX Cap Annual v3.1 | 17 | 7628 | Rate Constraint in MTons | FALSE | L | Annual | Allowances Sold NOX | Thousand Tons | 0 | 0 | 0 | 0 | 0 | 0 | 0
#CAN - ON - NOX Cap Annual v3.1 | 17 | 7628 | Rate Constraint in MTons | FALSE | L | Annual | Allowances Banked | Thousand Tons | 0 | 0 | 31.5261 | 0 | 0 | 0 | 0
#CAN - ON - NOX Cap Annual v3.1 | 17 | 7628 | Rate Constraint in MTons | FALSE | L | Annual | Allowances Withdrawn (1:1) | Thousand Tons | 0 | 0 | 0 | -47.2891 | 0 | 0 | 0
#CAN - ON - NOX Cap Annual v3.1 | 17 | 7628 | Rate Constraint in MTons | FALSE | L | Annual | Allowances Withdrawn (1:n) | Thousand Tons | 0 | 0 | 0 | 0 | 0 | 0 | 0
#CAN - ON - NOX Cap Annual v3.1 | 17 | 7628 | Rate Constraint in MTons | FALSE | L | Annual | Total | Thousand Tons | 0.90229 | 1.6826 | 33.2104 | -46.4779 | 0.2154 | 0.19048 | 0.17114
#CAN - ON - NOX Cap Annual v3.1 | 17 | 7628 | Rate Constraint in MTons | FALSE | L | Annual | Fuel Consumed | TBtu | 111.9843 | 242.9435 | 242.5432 | 94.6657 | 10.8089 | 7.4785 | 4.8896
#CAN - ON - NOX Cap Annual v3.1 | 17 | 7628 | Rate Constraint in MTons | FALSE | L | Annual | Rate | lb/MMBtu | 0.016115 | 0.013852 | 0.013889 | 0.017139 | 0.039856 | 0.050941 | 0.07
#CAN - ON - NOX Cap Annual v3.1 | 17 | 7628 | Rate Constraint in MTons | FALSE | L | Annual | Generation | TWh | 16.1807 | 34.1626 | 34.109 | 13.831 | 1.4791 | 0.97484 | 0.58199
#CAN - ON - NOX Cap Annual v3.1 | 17 | 7628 | Rate Constraint in MTons | FALSE | L | Annual | Qualifying Generation | TWh | 16.1807 | 34.1626 | 34.109 | 13.831 | 1.4791 | 0.97484 | 0.58199
#CAN - ON - NOX Cap Annual v3.1 | 17 | 7628 | Rate Constraint in MTons | FALSE | L | Annual | Rate | lb/MWh | 0.11153 | 0.098508 | 0.098764 | 0.1173 | 0.29125 | 0.39079 | 0.5881
#CAN - ON - NOX Cap Annual v3.1 | 17 | 7628 | Rate Constraint in MTons | FALSE | L | Annual | Constraint Shadow Price | US2022$/Ton | 0 | 0 | 0 | 0 | 0 | 0 | 0
#CAN - ON - O3 Annex - NOX Cap Annual v3.1 | 18 | 7629 | Rate Constraint in MTons | FALSE | L | Annual | Seasons Included | Seasons | Winter, Spring, Summer, Fall | Winter, Spring, Summer, Fall | Winter, Spring, Summer, Fall | Winter, Spring, Summer, Fall | Winter, Spring, Summer, Fall | Winter, Spring, Summer, Fall | Winter, Spring, Summer, Fall
#CAN - ON - O3 Annex - NOX Cap Annual v3.1 | 18 | 7629 | Rate Constraint in MTons | FALSE | L | Annual | Standard NOX | Thousand Tons | 42.9901 | 42.9901 | 42.9901 | 42.9901 | 42.9901 | 42.9901 | 42.9901
#CAN - ON - O3 Annex - NOX Cap Annual v3.1 | 18 | 7629 | Rate Constraint in MTons | FALSE | L | Annual | Emissions at Affected Plants NOX | Thousand Tons | 0.90229 | 1.6826 | 1.6844 | 0.81122 | 0.2154 | 0.19048 | 0.17114
#CAN - ON - O3 Annex - NOX Cap Annual v3.1 | 18 | 7629 | Rate Constraint in MTons | FALSE | L | Annual | Allowances Purchased NOX | Thousand Tons | 0 | 0 | 0 | 0 | 0 | 0 | 0
#CAN - ON - O3 Annex - NOX Cap Annual v3.1 | 18 | 7629 | Rate Constraint in MTons | FALSE | L | Annual | Allowances Sold NOX | Thousand Tons | 0 | 0 | 0 | 0 | 0 | 0 | 0
#CAN - ON - O3 Annex - NOX Cap Annual v3.1 | 18 | 7629 | Rate Constraint in MTons | FALSE | L | Annual | Allowances Banked | Thousand Tons | 0 | 0 | 0 | 0 | 0 | 0 | 0
#CAN - ON - O3 Annex - NOX Cap Annual v3.1 | 18 | 7629 | Rate Constraint in MTons | FALSE | L | Annual | Allowances Withdrawn (1:1) | Thousand Tons | 0 | 0 | 0 | 0 | 0 | 0 | 0
#CAN - ON - O3 Annex - NOX Cap Annual v3.1 | 18 | 7629 | Rate Constraint in MTons | FALSE | L | Annual | Allowances Withdrawn (1:n) | Thousand Tons | 0 | 0 | 0 | 0 | 0 | 0 | 0
#CAN - ON - O3 Annex - NOX Cap Annual v3.1 | 18 | 7629 | Rate Constraint in MTons | FALSE | L | Annual | Total | Thousand Tons | 0.90229 | 1.6826 | 1.6844 | 0.81122 | 0.2154 | 0.19048 | 0.17114
#CAN - ON - O3 Annex - NOX Cap Annual v3.1 | 18 | 7629 | Rate Constraint in MTons | FALSE | L | Annual | Fuel Consumed | TBtu | 111.9843 | 242.9435 | 242.5432 | 94.6657 | 10.8089 | 7.4785 | 4.8896
#CAN - ON - O3 Annex - NOX Cap Annual v3.1 | 18 | 7629 | Rate Constraint in MTons | FALSE | L | Annual | Rate | lb/MMBtu | 0.016115 | 0.013852 | 0.013889 | 0.017139 | 0.039856 | 0.050941 | 0.07
#CAN - ON - O3 Annex - NOX Cap Annual v3.1 | 18 | 7629 | Rate Constraint in MTons | FALSE | L | Annual | Generation | TWh | 16.1807 | 34.1626 | 34.109 | 13.831 | 1.4791 | 0.97484 | 0.58199
#CAN - ON - O3 Annex - NOX Cap Annual v3.1 | 18 | 7629 | Rate Constraint in MTons | FALSE | L | Annual | Qualifying Generation | TWh | 16.1807 | 34.1626 | 34.109 | 13.831 | 1.4791 | 0.97484 | 0.58199
#CAN - ON - O3 Annex - NOX Cap Annual v3.1 | 18 | 7629 | Rate Constraint in MTons | FALSE | L | Annual | Rate | lb/MWh | 0.11153 | 0.098508 | 0.098764 | 0.1173 | 0.29125 | 0.39079 | 0.5881
#CAN - ON - O3 Annex - NOX Cap Annual v3.1 | 18 | 7629 | Rate Constraint in MTons | FALSE | L | Annual | Constraint Shadow Price | US2022$/Ton | 0 | 0 | 0 | 0 | 0 | 0 | 0
#CAN - ON - SO2 Cap Annual v3.1 | 19 | 7630 | Rate Constraint in MTons | FALSE | L | Annual | Seasons Included | Seasons | Winter, Spring, Summer, Fall | Winter, Spring, Summer, Fall | Winter, Spring, Summer, Fall | Winter, Spring, Summer, Fall | Winter, Spring, Summer, Fall | Winter, Spring, Summer, Fall | Winter, Spring, Summer, Fall
#CAN - ON - SO2 Cap Annual v3.1 | 19 | 7630 | Rate Constraint in MTons | FALSE | L | Annual | Standard SO2 | Thousand Tons | 144.4026 | 144.4026 | 144.4026 | 144.4026 | 144.4026 | 144.4026 | 144.4026
#CAN - ON - SO2 Cap Annual v3.1 | 19 | 7630 | Rate Constraint in MTons | FALSE | L | Annual | Emissions at Affected Plants SO2 | Thousand Tons | 0.25581 | 0.25581 | 0.25581 | 0.25581 | 0.25581 | 0.25581 | 0.25581
#CAN - ON - SO2 Cap Annual v3.1 | 19 | 7630 | Rate Constraint in MTons | FALSE | L | Annual | Allowances Purchased SO2 | Thousand Tons | 0 | 0 | 0 | 0 | 0 | 0 | 0
#CAN - ON - SO2 Cap Annual v3.1 | 19 | 7630 | Rate Constraint in MTons | FALSE | L | Annual | Allowances Sold SO2 | Thousand Tons | 0 | 0 | 0 | 0 | 0 | 0 | 0
#CAN - ON - SO2 Cap Annual v3.1 | 19 | 7630 | Rate Constraint in MTons | FALSE | L | Annual | Allowances Banked | Thousand Tons | 0 | 0 | 0 | 0 | 0 | 0 | 0
#CAN - ON - SO2 Cap Annual v3.1 | 19 | 7630 | Rate Constraint in MTons | FALSE | L | Annual | Allowances Withdrawn (1:1) | Thousand Tons | 0 | 0 | 0 | 0 | 0 | 0 | 0
#CAN - ON - SO2 Cap Annual v3.1 | 19 | 7630 | Rate Constraint in MTons | FALSE | L | Annual | Allowances Withdrawn (1:n) | Thousand Tons | 0 | 0 | 0 | 0 | 0 | 0 | 0
#CAN - ON - SO2 Cap Annual v3.1 | 19 | 7630 | Rate Constraint in MTons | FALSE | L | Annual | Total | Thousand Tons | 0.25581 | 0.25581 | 0.25581 | 0.25581 | 0.25581 | 0.25581 | 0.25581
#CAN - ON - SO2 Cap Annual v3.1 | 19 | 7630 | Rate Constraint in MTons | FALSE | L | Annual | Fuel Consumed | TBtu | 111.9843 | 242.9435 | 242.5432 | 94.6657 | 10.8089 | 7.4785 | 4.8896
#CAN - ON - SO2 Cap Annual v3.1 | 19 | 7630 | Rate Constraint in MTons | FALSE | L | Annual | Rate | lb/MMBtu | 0.0045687 | 0.0021059 | 0.0021094 | 0.0054045 | 0.047333 | 0.068412 | 0.10463
#CAN - ON - SO2 Cap Annual v3.1 | 19 | 7630 | Rate Constraint in MTons | FALSE | L | Annual | Generation | TWh | 16.1807 | 34.1626 | 34.109 | 13.831 | 1.4791 | 0.97484 | 0.58199
#CAN - ON - SO2 Cap Annual v3.1 | 19 | 7630 | Rate Constraint in MTons | FALSE | L | Annual | Qualifying Generation | TWh | 16.1807 | 34.1626 | 34.109 | 13.831 | 1.4791 | 0.97484 | 0.58199
#CAN - ON - SO2 Cap Annual v3.1 | 19 | 7630 | Rate Constraint in MTons | FALSE | L | Annual | Rate | lb/MWh | 0.031619 | 0.014976 | 0.015 | 0.036991 | 0.3459 | 0.52482 | 0.87908
#CAN - ON - SO2 Cap Annual v3.1 | 19 | 7630 | Rate Constraint in MTons | FALSE | L | Annual | Constraint Shadow Price | US2022$/Ton | 0 | 0 | 0 | 0 | 0 | 0 | 0
#CAN - PE - Acid Rain - SO2 Cap Annual v3.1 | 20 | 7634 | Rate Constraint in MTons | FALSE | L | Annual | Seasons Included | Seasons | Winter, Spring, Summer, Fall | Winter, Spring, Summer, Fall | Winter, Spring, Summer, Fall | Winter, Spring, Summer, Fall | Winter, Spring, Summer, Fall | Winter, Spring, Summer, Fall | Winter, Spring, Summer, Fall
#CAN - PE - Acid Rain - SO2 Cap Annual v3.1 | 20 | 7634 | Rate Constraint in MTons | FALSE | L | Annual | Standard SO2 | Thousand Tons | 3.31 | 3.31 | 3.31 | 3.31 | 3.31 | 3.31 | 3.31
#CAN - PE - Acid Rain - SO2 Cap Annual v3.1 | 20 | 7634 | Rate Constraint in MTons | FALSE | L | Annual | Emissions at Affected Plants SO2 | Thousand Tons | 0 | 0 | 0 | 0 | 0 | 0 | 0
#CAN - PE - Acid Rain - SO2 Cap Annual v3.1 | 20 | 7634 | Rate Constraint in MTons | FALSE | L | Annual | Allowances Purchased SO2 | Thousand Tons | 0 | 0 | 0 | 0 | 0 | 0 | 0
#CAN - PE - Acid Rain - SO2 Cap Annual v3.1 | 20 | 7634 | Rate Constraint in MTons | FALSE | L | Annual | Allowances Sold SO2 | Thousand Tons | 0 | 0 | 0 | 0 | 0 | 0 | 0
#CAN - PE - Acid Rain - SO2 Cap Annual v3.1 | 20 | 7634 | Rate Constraint in MTons | FALSE | L | Annual | Allowances Banked | Thousand Tons | 0 | 0 | 0 | 0 | 0 | 0 | 0
#CAN - PE - Acid Rain - SO2 Cap Annual v3.1 | 20 | 7634 | Rate Constraint in MTons | FALSE | L | Annual | Allowances Withdrawn (1:1) | Thousand Tons | 0 | 0 | 0 | 0 | 0 | 0 | 0
#CAN - PE - Acid Rain - SO2 Cap Annual v3.1 | 20 | 7634 | Rate Constraint in MTons | FALSE | L | Annual | Allowances Withdrawn (1:n) | Thousand Tons | 0 | 0 | 0 | 0 | 0 | 0 | 0
#CAN - PE - Acid Rain - SO2 Cap Annual v3.1 | 20 | 7634 | Rate Constraint in MTons | FALSE | L | Annual | Total | Thousand Tons | 0 | 0 | 0 | 0 | 0 | 0 | 0
#CAN - PE - Acid Rain - SO2 Cap Annual v3.1 | 20 | 7634 | Rate Constraint in MTons | FALSE | L | Annual | Fuel Consumed | TBtu | 0 | 4.3181e-05 | 0 | 0.0010222 | 0 | 0 | 0
#CAN - PE - Acid Rain - SO2 Cap Annual v3.1 | 20 | 7634 | Rate Constraint in MTons | FALSE | L | Annual | Rate | lb/MMBtu | 0 | 0 | 0 | 0 | 0 | 0 | 0
#CAN - PE - Acid Rain - SO2 Cap Annual v3.1 | 20 | 7634 | Rate Constraint in MTons | FALSE | L | Annual | Generation | TWh | 0 | 3.2107e-06 | 0 | 7.597e-05 | 0 | 0 | 0
#CAN - PE - Acid Rain - SO2 Cap Annual v3.1 | 20 | 7634 | Rate Constraint in MTons | FALSE | L | Annual | Qualifying Generation | TWh | 0 | 3.2107e-06 | 0 | 7.597e-05 | 0 | 0 | 0
#CAN - PE - Acid Rain - SO2 Cap Annual v3.1 | 20 | 7634 | Rate Constraint in MTons | FALSE | L | Annual | Rate | lb/MWh | 0 | 0 | 0 | 0 | 0 | 0 | 0
#CAN - PE - Acid Rain - SO2 Cap Annual v3.1 | 20 | 7634 | Rate Constraint in MTons | FALSE | L | Annual | Constraint Shadow Price | US2022$/Ton | 0 | 0 | 0 | 0 | 0 | 0 | 0
#CAN - PQ - Acid Rain - SO2 Cap Annual v3.1 | 21 | 7632 | Rate Constraint in MTons | FALSE | L | Annual | Seasons Included | Seasons | Winter, Spring, Summer, Fall | Winter, Spring, Summer, Fall | Winter, Spring, Summer, Fall | Winter, Spring, Summer, Fall | Winter, Spring, Summer, Fall | Winter, Spring, Summer, Fall | Winter, Spring, Summer, Fall
#CAN - PQ - Acid Rain - SO2 Cap Annual v3.1 | 21 | 7632 | Rate Constraint in MTons | FALSE | L | Annual | Standard SO2 | Thousand Tons | 6.61 | 6.61 | 6.61 | 6.61 | 6.61 | 6.61 | 6.61
#CAN - PQ - Acid Rain - SO2 Cap Annual v3.1 | 21 | 7632 | Rate Constraint in MTons | FALSE | L | Annual | Emissions at Affected Plants SO2 | Thousand Tons | 0 | 0 | 0 | 0 | 0 | 0 | 0
#CAN - PQ - Acid Rain - SO2 Cap Annual v3.1 | 21 | 7632 | Rate Constraint in MTons | FALSE | L | Annual | Allowances Purchased SO2 | Thousand Tons | 0 | 0 | 0 | 0 | 0 | 0 | 0
#CAN - PQ - Acid Rain - SO2 Cap Annual v3.1 | 21 | 7632 | Rate Constraint in MTons | FALSE | L | Annual | Allowances Sold SO2 | Thousand Tons | 0 | 0 | 0 | 0 | 0 | 0 | 0
#CAN - PQ - Acid Rain - SO2 Cap Annual v3.1 | 21 | 7632 | Rate Constraint in MTons | FALSE | L | Annual | Allowances Banked | Thousand Tons | 0 | 0 | 0 | 0 | 0 | 0 | 0
#CAN - PQ - Acid Rain - SO2 Cap Annual v3.1 | 21 | 7632 | Rate Constraint in MTons | FALSE | L | Annual | Allowances Withdrawn (1:1) | Thousand Tons | 0 | 0 | 0 | 0 | 0 | 0 | 0
#CAN - PQ - Acid Rain - SO2 Cap Annual v3.1 | 21 | 7632 | Rate Constraint in MTons | FALSE | L | Annual | Allowances Withdrawn (1:n) | Thousand Tons | 0 | 0 | 0 | 0 | 0 | 0 | 0
#CAN - PQ - Acid Rain - SO2 Cap Annual v3.1 | 21 | 7632 | Rate Constraint in MTons | FALSE | L | Annual | Total | Thousand Tons | 0 | 0 | 0 | 0 | 0 | 0 | 0
#CAN - PQ - Acid Rain - SO2 Cap Annual v3.1 | 21 | 7632 | Rate Constraint in MTons | FALSE | L | Annual | Fuel Consumed | TBtu | 0 | 0 | 0 | 0 | 0 | 0 | 0
#CAN - PQ - Acid Rain - SO2 Cap Annual v3.1 | 21 | 7632 | Rate Constraint in MTons | FALSE | L | Annual | Rate | lb/MMBtu | 0 | 0 | 0 | 0 | 0 | 0 | 0
#CAN - PQ - Acid Rain - SO2 Cap Annual v3.1 | 21 | 7632 | Rate Constraint in MTons | FALSE | L | Annual | Generation | TWh | 0 | 0 | 0 | 0 | 0 | 0 | 0
#CAN - PQ - Acid Rain - SO2 Cap Annual v3.1 | 21 | 7632 | Rate Constraint in MTons | FALSE | L | Annual | Qualifying Generation | TWh | 0 | 0 | 0 | 0 | 0 | 0 | 0
#CAN - PQ - Acid Rain - SO2 Cap Annual v3.1 | 21 | 7632 | Rate Constraint in MTons | FALSE | L | Annual | Rate | lb/MWh | 0 | 0 | 0 | 0 | 0 | 0 | 0
#CAN - PQ - Acid Rain - SO2 Cap Annual v3.1 | 21 | 7632 | Rate Constraint in MTons | FALSE | L | Annual | Constraint Shadow Price | US2022$/Ton | 0 | 0 | 0 | 0 | 0 | 0 | 0
#CAN - PQ - CO2 Constraint- v.6.17 | 22 | 7633 | Rate Constraint in MTons | FALSE | L | Annual | Seasons Included | Seasons | Winter, Spring, Summer, Fall | Winter, Spring, Summer, Fall | Winter, Spring, Summer, Fall | Winter, Spring, Summer, Fall | Winter, Spring, Summer, Fall | Winter, Spring, Summer, Fall | Winter, Spring, Summer, Fall
#CAN - PQ - CO2 Constraint- v.6.17 | 22 | 7633 | Rate Constraint in MTons | FALSE | L | Annual | Standard CO2 | Thousand Tons | 0 | 0 | 0 | 0 | 0 | 0 | 0
#CAN - PQ - CO2 Constraint- v.6.17 | 22 | 7633 | Rate Constraint in MTons | FALSE | L | Annual | Emissions at Affected Plants CO2 | Thousand Tons | 0 | 0 | 0 | 0 | 0 | 0 | 0
#CAN - PQ - CO2 Constraint- v.6.17 | 22 | 7633 | Rate Constraint in MTons | FALSE | L | Annual | Allowances Purchased CO2 | Thousand Tons | 0 | 0 | 0 | 0 | 0 | 0 | 0
#CAN - PQ - CO2 Constraint- v.6.17 | 22 | 7633 | Rate Constraint in MTons | FALSE | L | Annual | Allowances Sold CO2 | Thousand Tons | 0 | 0 | 0 | 0 | 0 | 0 | 0
#CAN - PQ - CO2 Constraint- v.6.17 | 22 | 7633 | Rate Constraint in MTons | FALSE | L | Annual | Allowances Banked | Thousand Tons | 0 | 0 | 0 | 0 | 0 | 0 | 0
#CAN - PQ - CO2 Constraint- v.6.17 | 22 | 7633 | Rate Constraint in MTons | FALSE | L | Annual | Allowances Withdrawn (1:1) | Thousand Tons | 0 | 0 | 0 | 0 | 0 | 0 | 0
#CAN - PQ - CO2 Constraint- v.6.17 | 22 | 7633 | Rate Constraint in MTons | FALSE | L | Annual | Allowances Withdrawn (1:n) | Thousand Tons | 0 | 0 | 0 | 0 | 0 | 0 | 0
#CAN - PQ - CO2 Constraint- v.6.17 | 22 | 7633 | Rate Constraint in MTons | FALSE | L | Annual | Total | Thousand Tons | 0 | 0 | 0 | 0 | 0 | 0 | 0
#CAN - PQ - CO2 Constraint- v.6.17 | 22 | 7633 | Rate Constraint in MTons | FALSE | L | Annual | Fuel Consumed | TBtu | 0 | 0 | 0 | 0 | 0 | 0 | 0
#CAN - PQ - CO2 Constraint- v.6.17 | 22 | 7633 | Rate Constraint in MTons | FALSE | L | Annual | Rate | lb/MMBtu | 0 | 0 | 0 | 0 | 0 | 0 | 0
#CAN - PQ - CO2 Constraint- v.6.17 | 22 | 7633 | Rate Constraint in MTons | FALSE | L | Annual | Generation | TWh | 0 | 0 | 0 | 0 | 0 | 0 | 0
#CAN - PQ - CO2 Constraint- v.6.17 | 22 | 7633 | Rate Constraint in MTons | FALSE | L | Annual | Qualifying Generation | TWh | 0 | 0 | 0 | 0 | 0 | 0 | 0
#CAN - PQ - CO2 Constraint- v.6.17 | 22 | 7633 | Rate Constraint in MTons | FALSE | L | Annual | Rate | lb/MWh | 0 | 0 | 0 | 0 | 0 | 0 | 0
#CAN - PQ - CO2 Constraint- v.6.17 | 22 | 7633 | Rate Constraint in MTons | FALSE | L | Annual | Constraint Shadow Price | US2022$/Ton | 15.9587 | 73.0525 | 81.1728 | 81.1728 | 81.1729 | 81.1729 | 81.1731
#CAN - PQ - O3 Annex - NOX Cap Annual v3.1 | 23 | 7631 | Rate Constraint in MTons | FALSE | L | Annual | Seasons Included | Seasons | Winter, Spring, Summer, Fall | Winter, Spring, Summer, Fall | Winter, Spring, Summer, Fall | Winter, Spring, Summer, Fall | Winter, Spring, Summer, Fall | Winter, Spring, Summer, Fall | Winter, Spring, Summer, Fall
#CAN - PQ - O3 Annex - NOX Cap Annual v3.1 | 23 | 7631 | Rate Constraint in MTons | FALSE | L | Annual | Standard NOX | Thousand Tons | 5.5115 | 5.5115 | 5.5115 | 5.5115 | 5.5115 | 5.5115 | 5.5115
#CAN - PQ - O3 Annex - NOX Cap Annual v3.1 | 23 | 7631 | Rate Constraint in MTons | FALSE | L | Annual | Emissions at Affected Plants NOX | Thousand Tons | 0 | 0 | 0 | 0 | 0 | 0 | 0
#CAN - PQ - O3 Annex - NOX Cap Annual v3.1 | 23 | 7631 | Rate Constraint in MTons | FALSE | L | Annual | Allowances Purchased NOX | Thousand Tons | 0 | 0 | 0 | 0 | 0 | 0 | 0
#CAN - PQ - O3 Annex - NOX Cap Annual v3.1 | 23 | 7631 | Rate Constraint in MTons | FALSE | L | Annual | Allowances Sold NOX | Thousand Tons | 0 | 0 | 0 | 0 | 0 | 0 | 0
#CAN - PQ - O3 Annex - NOX Cap Annual v3.1 | 23 | 7631 | Rate Constraint in MTons | FALSE | L | Annual | Allowances Banked | Thousand Tons | 0 | 0 | 0 | 0 | 0 | 0 | 0
#CAN - PQ - O3 Annex - NOX Cap Annual v3.1 | 23 | 7631 | Rate Constraint in MTons | FALSE | L | Annual | Allowances Withdrawn (1:1) | Thousand Tons | 0 | 0 | 0 | 0 | 0 | 0 | 0
#CAN - PQ - O3 Annex - NOX Cap Annual v3.1 | 23 | 7631 | Rate Constraint in MTons | FALSE | L | Annual | Allowances Withdrawn (1:n) | Thousand Tons | 0 | 0 | 0 | 0 | 0 | 0 | 0
#CAN - PQ - O3 Annex - NOX Cap Annual v3.1 | 23 | 7631 | Rate Constraint in MTons | FALSE | L | Annual | Total | Thousand Tons | 0 | 0 | 0 | 0 | 0 | 0 | 0
#CAN - PQ - O3 Annex - NOX Cap Annual v3.1 | 23 | 7631 | Rate Constraint in MTons | FALSE | L | Annual | Fuel Consumed | TBtu | 0 | 0 | 0 | 0 | 0 | 0 | 0
#CAN - PQ - O3 Annex - NOX Cap Annual v3.1 | 23 | 7631 | Rate Constraint in MTons | FALSE | L | Annual | Rate | lb/MMBtu | 0 | 0 | 0 | 0 | 0 | 0 | 0
#CAN - PQ - O3 Annex - NOX Cap Annual v3.1 | 23 | 7631 | Rate Constraint in MTons | FALSE | L | Annual | Generation | TWh | 0 | 0 | 0 | 0 | 0 | 0 | 0
#CAN - PQ - O3 Annex - NOX Cap Annual v3.1 | 23 | 7631 | Rate Constraint in MTons | FALSE | L | Annual | Qualifying Generation | TWh | 0 | 0 | 0 | 0 | 0 | 0 | 0
#CAN - PQ - O3 Annex - NOX Cap Annual v3.1 | 23 | 7631 | Rate Constraint in MTons | FALSE | L | Annual | Rate | lb/MWh | 0 | 0 | 0 | 0 | 0 | 0 | 0
#CAN - PQ - O3 Annex - NOX Cap Annual v3.1 | 23 | 7631 | Rate Constraint in MTons | FALSE | L | Annual | Constraint Shadow Price | US2022$/Ton | 0 | 0 | 0 | 0 | 0 | 0 | 0
#CAN - SK - MER Cap Annual v4.12 | 24 | 7635 | Rate Constraint in MTons | FALSE | L | Annual | Seasons Included | Seasons | Winter, Spring, Summer, Fall | Winter, Spring, Summer, Fall | Winter, Spring, Summer, Fall | Winter, Spring, Summer, Fall | Winter, Spring, Summer, Fall | Winter, Spring, Summer, Fall | Winter, Spring, Summer, Fall
#CAN - SK - MER Cap Annual v4.12 | 24 | 7635 | Rate Constraint in MTons | FALSE | L | Annual | Standard MER | Lb | 947.9877 | 947.9877 | 947.9877 | 947.9877 | 947.9877 | 947.9877 | 947.9877
#CAN - SK - MER Cap Annual v4.12 | 24 | 7635 | Rate Constraint in MTons | FALSE | L | Annual | Emissions at Affected Plants MER | Lb | 550.1999 | 218.4972 | 63.5904 | 63.5904 | 63.5904 | 63.5904 | 63.5904
#CAN - SK - MER Cap Annual v4.12 | 24 | 7635 | Rate Constraint in MTons | FALSE | L | Annual | Allowances Purchased MER | Lb | 0 | 0 | 0 | 0 | 0 | 0 | 0
#CAN - SK - MER Cap Annual v4.12 | 24 | 7635 | Rate Constraint in MTons | FALSE | L | Annual | Allowances Sold MER | Lb | 0 | 0 | 0 | 0 | 0 | 0 | 0
#CAN - SK - MER Cap Annual v4.12 | 24 | 7635 | Rate Constraint in MTons | FALSE | L | Annual | Allowances Banked | Lb | 0 | 0 | 0 | 0 | 0 | 0 | 0
#CAN - SK - MER Cap Annual v4.12 | 24 | 7635 | Rate Constraint in MTons | FALSE | L | Annual | Allowances Withdrawn (1:1) | Lb | 0 | 0 | 0 | 0 | 0 | 0 | 0
#CAN - SK - MER Cap Annual v4.12 | 24 | 7635 | Rate Constraint in MTons | FALSE | L | Annual | Allowances Withdrawn (1:n) | Lb | 0 | 0 | 0 | 0 | 0 | 0 | 0
#CAN - SK - MER Cap Annual v4.12 | 24 | 7635 | Rate Constraint in MTons | FALSE | L | Annual | Total | Lb | 550.1999 | 218.4972 | 63.5904 | 63.5904 | 63.5904 | 63.5904 | 63.5904
#CAN - SK - MER Cap Annual v4.12 | 24 | 7635 | Rate Constraint in MTons | FALSE | L | Annual | Fuel Consumed | TBtu | 73.2812 | 29.223 | 8.6476 | 8.6476 | 8.6476 | 8.6476 | 8.6476
#CAN - SK - MER Cap Annual v4.12 | 24 | 7635 | Rate Constraint in MTons | FALSE | L | Annual | Rate | lb/MMBtu | 7.5081e-06 | 7.4769e-06 | 7.3535e-06 | 7.3535e-06 | 7.3535e-06 | 7.3535e-06 | 7.3535e-06
#CAN - SK - MER Cap Annual v4.12 | 24 | 7635 | Rate Constraint in MTons | FALSE | L | Annual | Generation | TWh | 7.0206 | 2.7997 | 0.82848 | 0.82848 | 0.82848 | 0.82848 | 0.82848
#CAN - SK - MER Cap Annual v4.12 | 24 | 7635 | Rate Constraint in MTons | FALSE | L | Annual | Qualifying Generation | TWh | 7.0206 | 2.7997 | 0.82848 | 0.82848 | 0.82848 | 0.82848 | 0.82848
#CAN - SK - MER Cap Annual v4.12 | 24 | 7635 | Rate Constraint in MTons | FALSE | L | Annual | Rate | lb/MWh | 156.7384 | 156.0876 | 153.5118 | 153.5118 | 153.5118 | 153.5118 | 153.5118
#CAN - SK - MER Cap Annual v4.12 | 24 | 7635 | Rate Constraint in MTons | FALSE | L | Annual | Constraint Shadow Price | US2022$/Lb | 0 | 0 | 0 | 0 | 0 | 0 | 0
#CAN Aconi 1 - SO2 Rate Annual v3.1 | 25 | 7636 | Rate Constraint in lbs/MMBtu | FALSE | L | Annual | Seasons Included | Seasons | Winter, Spring, Summer, Fall | Winter, Spring, Summer, Fall | Winter, Spring, Summer, Fall | Winter, Spring, Summer, Fall | Winter, Spring, Summer, Fall | Winter, Spring, Summer, Fall | Winter, Spring, Summer, Fall
#CAN Aconi 1 - SO2 Rate Annual v3.1 | 25 | 7636 | Rate Constraint in lbs/MMBtu | FALSE | L | Annual | Standard SO2 | lb/MMBtu | 0.58146 | 0.58146 | 0.58146 | 0.58146 | 0.58146 | 0.58146 | 0.58146
#CAN Aconi 1 - SO2 Rate Annual v3.1 | 25 | 7636 | Rate Constraint in lbs/MMBtu | FALSE | L | Annual | Emissions at Affected Plants SO2 | Thousand Tons | 0 | 0 | 0 | 0 | 0 | 0 | 0
#CAN Aconi 1 - SO2 Rate Annual v3.1 | 25 | 7636 | Rate Constraint in lbs/MMBtu | FALSE | L | Annual | Allowances Purchased SO2 | Thousand Tons | 0 | 0 | 0 | 0 | 0 | 0 | 0
#CAN Aconi 1 - SO2 Rate Annual v3.1 | 25 | 7636 | Rate Constraint in lbs/MMBtu | FALSE | L | Annual | Allowances Sold SO2 | Thousand Tons | 0 | 0 | 0 | 0 | 0 | 0 | 0
#CAN Aconi 1 - SO2 Rate Annual v3.1 | 25 | 7636 | Rate Constraint in lbs/MMBtu | FALSE | L | Annual | Allowances Banked | Thousand Tons | 0 | 0 | 0 | 0 | 0 | 0 | 0
#CAN Aconi 1 - SO2 Rate Annual v3.1 | 25 | 7636 | Rate Constraint in lbs/MMBtu | FALSE | L | Annual | Allowances Withdrawn (1:1) | Thousand Tons | 0 | 0 | 0 | 0 | 0 | 0 | 0
#CAN Aconi 1 - SO2 Rate Annual v3.1 | 25 | 7636 | Rate Constraint in lbs/MMBtu | FALSE | L | Annual | Allowances Withdrawn (1:n) | Thousand Tons | 0 | 0 | 0 | 0 | 0 | 0 | 0
#CAN Aconi 1 - SO2 Rate Annual v3.1 | 25 | 7636 | Rate Constraint in lbs/MMBtu | FALSE | L | Annual | Total | Thousand Tons | 0 | 0 | 0 | 0 | 0 | 0 | 0
#CAN Aconi 1 - SO2 Rate Annual v3.1 | 25 | 7636 | Rate Constraint in lbs/MMBtu | FALSE | L | Annual | Fuel Consumed | TBtu | 0 | 0 | 0 | 0 | 0 | 0 | 0
#CAN Aconi 1 - SO2 Rate Annual v3.1 | 25 | 7636 | Rate Constraint in lbs/MMBtu | FALSE | L | Annual | Rate | lb/MMBtu | 0 | 0 | 0 | 0 | 0 | 0 | 0
#CAN Aconi 1 - SO2 Rate Annual v3.1 | 25 | 7636 | Rate Constraint in lbs/MMBtu | FALSE | L | Annual | Generation | TWh | 0 | 0 | 0 | 0 | 0 | 0 | 0
#CAN Aconi 1 - SO2 Rate Annual v3.1 | 25 | 7636 | Rate Constraint in lbs/MMBtu | FALSE | L | Annual | Qualifying Generation | TWh | 0 | 0 | 0 | 0 | 0 | 0 | 0
#CAN Aconi 1 - SO2 Rate Annual v3.1 | 25 | 7636 | Rate Constraint in lbs/MMBtu | FALSE | L | Annual | Rate | lb/MWh | 0 | 0 | 0 | 0 | 0 | 0 | 0
#CAN Aconi 1 - SO2 Rate Annual v3.1 | 25 | 7636 | Rate Constraint in lbs/MMBtu | FALSE | L | Annual | Constraint Shadow Price | US2022$/Ton | 13680505.5115 | 9819230.7901 | 2174894.0975 | 198963.2842 | 195266.8397 | 192705.0926 | 192705.0926
#CAN Lingan 1-4 - SO2 Rate Annual v3.1 | 26 | 7637 | Rate Constraint in lbs/MMBtu | FALSE | L | Annual | Seasons Included | Seasons | Winter, Spring, Summer, Fall | Winter, Spring, Summer, Fall | Winter, Spring, Summer, Fall | Winter, Spring, Summer, Fall | Winter, Spring, Summer, Fall | Winter, Spring, Summer, Fall | Winter, Spring, Summer, Fall
#CAN Lingan 1-4 - SO2 Rate Annual v3.1 | 26 | 7637 | Rate Constraint in lbs/MMBtu | FALSE | L | Annual | Standard SO2 | lb/MMBtu | 3.7214 | 3.7214 | 3.7214 | 3.7214 | 3.7214 | 3.7214 | 3.7214
#CAN Lingan 1-4 - SO2 Rate Annual v3.1 | 26 | 7637 | Rate Constraint in lbs/MMBtu | FALSE | L | Annual | Emissions at Affected Plants SO2 | Thousand Tons | 5.3086 | 3.7873 | 0 | 0 | 0 | 0 | 0
#CAN Lingan 1-4 - SO2 Rate Annual v3.1 | 26 | 7637 | Rate Constraint in lbs/MMBtu | FALSE | L | Annual | Allowances Purchased SO2 | Thousand Tons | 0 | 0 | 0 | 0 | 0 | 0 | 0
#CAN Lingan 1-4 - SO2 Rate Annual v3.1 | 26 | 7637 | Rate Constraint in lbs/MMBtu | FALSE | L | Annual | Allowances Sold SO2 | Thousand Tons | 0 | 0 | 0 | 0 | 0 | 0 | 0
#CAN Lingan 1-4 - SO2 Rate Annual v3.1 | 26 | 7637 | Rate Constraint in lbs/MMBtu | FALSE | L | Annual | Allowances Banked | Thousand Tons | 0 | 0 | 0 | 0 | 0 | 0 | 0
#CAN Lingan 1-4 - SO2 Rate Annual v3.1 | 26 | 7637 | Rate Constraint in lbs/MMBtu | FALSE | L | Annual | Allowances Withdrawn (1:1) | Thousand Tons | 0 | 0 | 0 | 0 | 0 | 0 | 0
#CAN Lingan 1-4 - SO2 Rate Annual v3.1 | 26 | 7637 | Rate Constraint in lbs/MMBtu | FALSE | L | Annual | Allowances Withdrawn (1:n) | Thousand Tons | 0 | 0 | 0 | 0 | 0 | 0 | 0
#CAN Lingan 1-4 - SO2 Rate Annual v3.1 | 26 | 7637 | Rate Constraint in lbs/MMBtu | FALSE | L | Annual | Total | Thousand Tons | 5.3086 | 3.7873 | 0 | 0 | 0 | 0 | 0
#CAN Lingan 1-4 - SO2 Rate Annual v3.1 | 26 | 7637 | Rate Constraint in lbs/MMBtu | FALSE | L | Annual | Fuel Consumed | TBtu | 9.6916 | 6.9143 | 0 | 0 | 0 | 0 | 0
#CAN Lingan 1-4 - SO2 Rate Annual v3.1 | 26 | 7637 | Rate Constraint in lbs/MMBtu | FALSE | L | Annual | Rate | lb/MMBtu | 1.0955 | 1.0955 | 0 | 0 | 0 | 0 | 0
#CAN Lingan 1-4 - SO2 Rate Annual v3.1 | 26 | 7637 | Rate Constraint in lbs/MMBtu | FALSE | L | Annual | Generation | TWh | 0.92849 | 0.66241 | 0 | 0 | 0 | 0 | 0
#CAN Lingan 1-4 - SO2 Rate Annual v3.1 | 26 | 7637 | Rate Constraint in lbs/MMBtu | FALSE | L | Annual | Qualifying Generation | TWh | 0.92849 | 0.66241 | 0 | 0 | 0 | 0 | 0
#CAN Lingan 1-4 - SO2 Rate Annual v3.1 | 26 | 7637 | Rate Constraint in lbs/MMBtu | FALSE | L | Annual | Rate | lb/MWh | 11.4349 | 11.4349 | 0 | 0 | 0 | 0 | 0
#CAN Lingan 1-4 - SO2 Rate Annual v3.1 | 26 | 7637 | Rate Constraint in lbs/MMBtu | FALSE | L | Annual | Constraint Shadow Price | US2022$/Ton | 0 | 0 | 0 | 0 | 0 | 0 | 0
#CAN -National Coal CO2 Rate Limit- 2030- v6.20 | 27 | 7650 | Rate Constraint in lbs/MWh | FALSE | L | Annual | Seasons Included | Seasons | Winter, Spring, Summer, Fall | Winter, Spring, Summer, Fall | Winter, Spring, Summer, Fall | Winter, Spring, Summer, Fall | Winter, Spring, Summer, Fall | Winter, Spring, Summer, Fall | Winter, Spring, Summer, Fall
#CAN -National Coal CO2 Rate Limit- 2030- v6.20 | 27 | 7650 | Rate Constraint in lbs/MWh | FALSE | L | Annual | Standard CO2 | lb/MWh | 0 | 925.94 | 925.94 | 925.94 | 925.94 | 925.94 | 925.94
#CAN -National Coal CO2 Rate Limit- 2030- v6.20 | 27 | 7650 | Rate Constraint in lbs/MWh | FALSE | L | Annual | Emissions at Affected Plants CO2 | Thousand Tons | 0 | 0 | 0 | 0 | 0 | 0 | 0
#CAN -National Coal CO2 Rate Limit- 2030- v6.20 | 27 | 7650 | Rate Constraint in lbs/MWh | FALSE | L | Annual | Allowances Purchased CO2 | Thousand Tons | 0 | 0 | 0 | 0 | 0 | 0 | 0
#CAN -National Coal CO2 Rate Limit- 2030- v6.20 | 27 | 7650 | Rate Constraint in lbs/MWh | FALSE | L | Annual | Allowances Sold CO2 | Thousand Tons | 0 | 0 | 0 | 0 | 0 | 0 | 0
#CAN -National Coal CO2 Rate Limit- 2030- v6.20 | 27 | 7650 | Rate Constraint in lbs/MWh | FALSE | L | Annual | Allowances Banked | Thousand Tons | 0 | 0 | 0 | 0 | 0 | 0 | 0
#CAN -National Coal CO2 Rate Limit- 2030- v6.20 | 27 | 7650 | Rate Constraint in lbs/MWh | FALSE | L | Annual | Allowances Withdrawn (1:1) | Thousand Tons | 0 | 0 | 0 | 0 | 0 | 0 | 0
#CAN -National Coal CO2 Rate Limit- 2030- v6.20 | 27 | 7650 | Rate Constraint in lbs/MWh | FALSE | L | Annual | Allowances Withdrawn (1:n) | Thousand Tons | 0 | 0 | 0 | 0 | 0 | 0 | 0
#CAN -National Coal CO2 Rate Limit- 2030- v6.20 | 27 | 7650 | Rate Constraint in lbs/MWh | FALSE | L | Annual | Total | Thousand Tons | 0 | 0 | 0 | 0 | 0 | 0 | 0
#CAN -National Coal CO2 Rate Limit- 2030- v6.20 | 27 | 7650 | Rate Constraint in lbs/MWh | FALSE | L | Annual | Fuel Consumed | TBtu | 0 | 0 | 0 | 0 | 0 | 0 | 0
#CAN -National Coal CO2 Rate Limit- 2030- v6.20 | 27 | 7650 | Rate Constraint in lbs/MWh | FALSE | L | Annual | Rate | lb/MMBtu | 0 | 0 | 0 | 0 | 0 | 0 | 0
#CAN -National Coal CO2 Rate Limit- 2030- v6.20 | 27 | 7650 | Rate Constraint in lbs/MWh | FALSE | L | Annual | Generation | TWh | 0 | 0 | 0 | 0 | 0 | 0 | 0
#CAN -National Coal CO2 Rate Limit- 2030- v6.20 | 27 | 7650 | Rate Constraint in lbs/MWh | FALSE | L | Annual | Qualifying Generation | TWh | 0 | 0 | 0 | 0 | 0 | 0 | 0
#CAN -National Coal CO2 Rate Limit- 2030- v6.20 | 27 | 7650 | Rate Constraint in lbs/MWh | FALSE | L | Annual | Constraint Shadow Price | US2022$/Ton | 483.0834 | 2273.5021 | 95.309 | 75.2057 | 64.714 | 128.594 | 107.5205
#CAN -National Coal CO2 Rate Limit- NewUnit- v6.20 | 28 | 7655 | Rate Constraint in lbs/MWh | FALSE | L | Annual | Seasons Included | Seasons | Winter, Spring, Summer, Fall | Winter, Spring, Summer, Fall | Winter, Spring, Summer, Fall | Winter, Spring, Summer, Fall | Winter, Spring, Summer, Fall | Winter, Spring, Summer, Fall | Winter, Spring, Summer, Fall
#CAN -National Coal CO2 Rate Limit- NewUnit- v6.20 | 28 | 7655 | Rate Constraint in lbs/MWh | FALSE | L | Annual | Standard CO2 | lb/MWh | 925.94 | 925.94 | 925.94 | 925.94 | 925.94 | 925.94 | 925.94
#CAN -National Coal CO2 Rate Limit- NewUnit- v6.20 | 28 | 7655 | Rate Constraint in lbs/MWh | FALSE | L | Annual | Emissions at Affected Plants CO2 | Thousand Tons | 0 | 0 | 0 | 0 | 0 | 0 | 0
#CAN -National Coal CO2 Rate Limit- NewUnit- v6.20 | 28 | 7655 | Rate Constraint in lbs/MWh | FALSE | L | Annual | Allowances Purchased CO2 | Thousand Tons | 0 | 0 | 0 | 0 | 0 | 0 | 0
#CAN -National Coal CO2 Rate Limit- NewUnit- v6.20 | 28 | 7655 | Rate Constraint in lbs/MWh | FALSE | L | Annual | Allowances Sold CO2 | Thousand Tons | 0 | 0 | 0 | 0 | 0 | 0 | 0
#CAN -National Coal CO2 Rate Limit- NewUnit- v6.20 | 28 | 7655 | Rate Constraint in lbs/MWh | FALSE | L | Annual | Allowances Banked | Thousand Tons | 0 | 0 | 0 | 0 | 0 | 0 | 0
#CAN -National Coal CO2 Rate Limit- NewUnit- v6.20 | 28 | 7655 | Rate Constraint in lbs/MWh | FALSE | L | Annual | Allowances Withdrawn (1:1) | Thousand Tons | 0 | 0 | 0 | 0 | 0 | 0 | 0
#CAN -National Coal CO2 Rate Limit- NewUnit- v6.20 | 28 | 7655 | Rate Constraint in lbs/MWh | FALSE | L | Annual | Allowances Withdrawn (1:n) | Thousand Tons | 0 | 0 | 0 | 0 | 0 | 0 | 0
#CAN -National Coal CO2 Rate Limit- NewUnit- v6.20 | 28 | 7655 | Rate Constraint in lbs/MWh | FALSE | L | Annual | Total | Thousand Tons | 0 | 0 | 0 | 0 | 0 | 0 | 0
#CAN -National Coal CO2 Rate Limit- NewUnit- v6.20 | 28 | 7655 | Rate Constraint in lbs/MWh | FALSE | L | Annual | Fuel Consumed | TBtu | 0 | 0 | 0 | 0 | 0 | 0 | 0
#CAN -National Coal CO2 Rate Limit- NewUnit- v6.20 | 28 | 7655 | Rate Constraint in lbs/MWh | FALSE | L | Annual | Rate | lb/MMBtu | 0 | 0 | 0 | 0 | 0 | 0 | 0
#CAN -National Coal CO2 Rate Limit- NewUnit- v6.20 | 28 | 7655 | Rate Constraint in lbs/MWh | FALSE | L | Annual | Generation | TWh | 0 | 0 | 0 | 0 | 0 | 0 | 0
#CAN -National Coal CO2 Rate Limit- NewUnit- v6.20 | 28 | 7655 | Rate Constraint in lbs/MWh | FALSE | L | Annual | Qualifying Generation | TWh | 0 | 0 | 0 | 0 | 0 | 0 | 0
#CAN -National Coal CO2 Rate Limit- NewUnit- v6.20 | 28 | 7655 | Rate Constraint in lbs/MWh | FALSE | L | Annual | Constraint Shadow Price | US2022$/Ton | 0 | 1038.2005 | 890.4336 | 992.5481 | 958.4477 | 1011.9804 | 853.5415
#CAN -National Large NGas CO2 Rate Limit- v6.20 | 29 | 7673 | Rate Constraint in lbs/MWh | FALSE | L | Annual | Seasons Included | Seasons | Winter, Spring, Summer, Fall | Winter, Spring, Summer, Fall | Winter, Spring, Summer, Fall | Winter, Spring, Summer, Fall | Winter, Spring, Summer, Fall | Winter, Spring, Summer, Fall | Winter, Spring, Summer, Fall
#CAN -National Large NGas CO2 Rate Limit- v6.20 | 29 | 7673 | Rate Constraint in lbs/MWh | FALSE | L | Annual | Standard CO2 | lb/MWh | 925.9404 | 925.9404 | 925.9404 | 925.9404 | 925.9404 | 925.9404 | 925.9404
#CAN -National Large NGas CO2 Rate Limit- v6.20 | 29 | 7673 | Rate Constraint in lbs/MWh | FALSE | L | Annual | Emissions at Affected Plants CO2 | Thousand Tons | 22387.6711 | 31792.3247 | 33422.6869 | 25176.7839 | 23047.8895 | 24014.7236 | 24308.6298
#CAN -National Large NGas CO2 Rate Limit- v6.20 | 29 | 7673 | Rate Constraint in lbs/MWh | FALSE | L | Annual | Allowances Purchased CO2 | Thousand Tons | 0 | 0 | 0 | 0 | 0 | 0 | 0
#CAN -National Large NGas CO2 Rate Limit- v6.20 | 29 | 7673 | Rate Constraint in lbs/MWh | FALSE | L | Annual | Allowances Sold CO2 | Thousand Tons | 0 | 0 | 0 | 0 | 0 | 0 | 0
#CAN -National Large NGas CO2 Rate Limit- v6.20 | 29 | 7673 | Rate Constraint in lbs/MWh | FALSE | L | Annual | Allowances Banked | Thousand Tons | 0 | 0 | 0 | 0 | 0 | 0 | 0
#CAN -National Large NGas CO2 Rate Limit- v6.20 | 29 | 7673 | Rate Constraint in lbs/MWh | FALSE | L | Annual | Allowances Withdrawn (1:1) | Thousand Tons | 0 | 0 | 0 | 0 | 0 | 0 | 0
#CAN -National Large NGas CO2 Rate Limit- v6.20 | 29 | 7673 | Rate Constraint in lbs/MWh | FALSE | L | Annual | Allowances Withdrawn (1:n) | Thousand Tons | 0 | 0 | 0 | 0 | 0 | 0 | 0
#CAN -National Large NGas CO2 Rate Limit- v6.20 | 29 | 7673 | Rate Constraint in lbs/MWh | FALSE | L | Annual | Total | Thousand Tons | 22387.6711 | 31792.3247 | 33422.6869 | 25176.7839 | 23047.8895 | 24014.7236 | 24308.6298
#CAN -National Large NGas CO2 Rate Limit- v6.20 | 29 | 7673 | Rate Constraint in lbs/MWh | FALSE | L | Annual | Fuel Consumed | TBtu | 353.4502 | 508.916 | 530.909 | 393.2489 | 364.9473 | 382.3888 | 387.5074
#CAN -National Large NGas CO2 Rate Limit- v6.20 | 29 | 7673 | Rate Constraint in lbs/MWh | FALSE | L | Annual | Rate | lb/MMBtu | 126.6808 | 124.9413 | 125.9074 | 128.045 | 126.308 | 125.6037 | 125.4615
#CAN -National Large NGas CO2 Rate Limit- v6.20 | 29 | 7673 | Rate Constraint in lbs/MWh | FALSE | L | Annual | Generation | TWh | 54.2428 | 75.6432 | 78.9956 | 60.1127 | 55.7729 | 57.3755 | 57.7081
#CAN -National Large NGas CO2 Rate Limit- v6.20 | 29 | 7673 | Rate Constraint in lbs/MWh | FALSE | L | Annual | Qualifying Generation | TWh | 54.2428 | 75.6432 | 78.9956 | 60.1127 | 55.7729 | 57.3755 | 57.7081
#CAN -National Large NGas CO2 Rate Limit- v6.20 | 29 | 7673 | Rate Constraint in lbs/MWh | FALSE | L | Annual | Constraint Shadow Price | US2022$/Ton | 0 | 0 | 0 | 0 | 0 | 0 | 0
#CAN -National NOx Rate Limit v4.12 | 30 | 7606 | Rate Constraint in lbs/MWh | FALSE | L | Annual | Seasons Included | Seasons | Winter, Spring, Summer, Fall | Winter, Spring, Summer, Fall | Winter, Spring, Summer, Fall | Winter, Spring, Summer, Fall | Winter, Spring, Summer, Fall | Winter, Spring, Summer, Fall | Winter, Spring, Summer, Fall
#CAN -National NOx Rate Limit v4.12 | 30 | 7606 | Rate Constraint in lbs/MWh | FALSE | L | Annual | Standard NOX | lb/MWh | 1.5212 | 1.5212 | 1.5212 | 1.5212 | 1.5212 | 1.5212 | 1.5212
#CAN -National NOx Rate Limit v4.12 | 30 | 7606 | Rate Constraint in lbs/MWh | FALSE | L | Annual | Emissions at Affected Plants NOX | Thousand Tons | 2.2763 | 3.174 | 4.3623 | 4.098 | 4.1189 | 6.8102 | 8.195
#CAN -National NOx Rate Limit v4.12 | 30 | 7606 | Rate Constraint in lbs/MWh | FALSE | L | Annual | Allowances Purchased NOX | Thousand Tons | 0 | 0 | 0 | 0 | 0 | 0 | 0
#CAN -National NOx Rate Limit v4.12 | 30 | 7606 | Rate Constraint in lbs/MWh | FALSE | L | Annual | Allowances Sold NOX | Thousand Tons | 0 | 0 | 0 | 0 | 0 | 0 | 0
#CAN -National NOx Rate Limit v4.12 | 30 | 7606 | Rate Constraint in lbs/MWh | FALSE | L | Annual | Allowances Banked | Thousand Tons | 0 | 0 | 0 | 0 | 0 | 0 | 0
#CAN -National NOx Rate Limit v4.12 | 30 | 7606 | Rate Constraint in lbs/MWh | FALSE | L | Annual | Allowances Withdrawn (1:1) | Thousand Tons | 0 | 0 | 0 | 0 | 0 | 0 | 0
#CAN -National NOx Rate Limit v4.12 | 30 | 7606 | Rate Constraint in lbs/MWh | FALSE | L | Annual | Allowances Withdrawn (1:n) | Thousand Tons | 0 | 0 | 0 | 0 | 0 | 0 | 0
#CAN -National NOx Rate Limit v4.12 | 30 | 7606 | Rate Constraint in lbs/MWh | FALSE | L | Annual | Total | Thousand Tons | 2.2763 | 3.174 | 4.3623 | 4.098 | 4.1189 | 6.8102 | 8.195
#CAN -National NOx Rate Limit v4.12 | 30 | 7606 | Rate Constraint in lbs/MWh | FALSE | L | Annual | Fuel Consumed | TBtu | 353.3927 | 507.9349 | 559.0054 | 442.233 | 414.4082 | 450.6337 | 492.4617
#CAN -National NOx Rate Limit v4.12 | 30 | 7606 | Rate Constraint in lbs/MWh | FALSE | L | Annual | Rate | lb/MMBtu | 0.012882 | 0.012498 | 0.015608 | 0.018533 | 0.019878 | 0.030225 | 0.033282
#CAN -National NOx Rate Limit v4.12 | 30 | 7606 | Rate Constraint in lbs/MWh | FALSE | L | Annual | Generation | TWh | 54.2178 | 75.4554 | 82.143 | 65.6934 | 61.2149 | 64.9903 | 69.6248
#CAN -National NOx Rate Limit v4.12 | 30 | 7606 | Rate Constraint in lbs/MWh | FALSE | L | Annual | Qualifying Generation | TWh | 54.2178 | 75.4554 | 82.143 | 65.6934 | 61.2149 | 64.9903 | 69.6248
#CAN -National NOx Rate Limit v4.12 | 30 | 7606 | Rate Constraint in lbs/MWh | FALSE | L | Annual | Constraint Shadow Price | US2022$/Ton | 0 | 0 | 0 | 0 | 0 | 0 | 0
#CAN -National Small NGas CO2 Rate Limit- v6.20 | 31 | 7674 | Rate Constraint in lbs/MWh | FALSE | L | Annual | Seasons Included | Seasons | Winter, Spring, Summer, Fall | Winter, Spring, Summer, Fall | Winter, Spring, Summer, Fall | Winter, Spring, Summer, Fall | Winter, Spring, Summer, Fall | Winter, Spring, Summer, Fall | Winter, Spring, Summer, Fall
#CAN -National Small NGas CO2 Rate Limit- v6.20 | 31 | 7674 | Rate Constraint in lbs/MWh | FALSE | L | Annual | Standard CO2 | lb/MWh | 1212.541 | 1212.541 | 1212.541 | 1212.541 | 1212.541 | 1212.541 | 1212.541
#CAN -National Small NGas CO2 Rate Limit- v6.20 | 31 | 7674 | Rate Constraint in lbs/MWh | FALSE | L | Annual | Emissions at Affected Plants CO2 | Thousand Tons | 7227.9521 | 8464.6598 | 9549.4458 | 8533.4597 | 7048.5888 | 7093.8943 | 7084.3092
#CAN -National Small NGas CO2 Rate Limit- v6.20 | 31 | 7674 | Rate Constraint in lbs/MWh | FALSE | L | Annual | Allowances Purchased CO2 | Thousand Tons | 0 | 0 | 0 | 0 | 0 | 0 | 0
#CAN -National Small NGas CO2 Rate Limit- v6.20 | 31 | 7674 | Rate Constraint in lbs/MWh | FALSE | L | Annual | Allowances Sold CO2 | Thousand Tons | 0 | 0 | 0 | 0 | 0 | 0 | 0
#CAN -National Small NGas CO2 Rate Limit- v6.20 | 31 | 7674 | Rate Constraint in lbs/MWh | FALSE | L | Annual | Allowances Banked | Thousand Tons | 0 | 0 | 0 | 0 | 0 | 0 | 0
#CAN -National Small NGas CO2 Rate Limit- v6.20 | 31 | 7674 | Rate Constraint in lbs/MWh | FALSE | L | Annual | Allowances Withdrawn (1:1) | Thousand Tons | 0 | 0 | 0 | 0 | 0 | 0 | 0
#CAN -National Small NGas CO2 Rate Limit- v6.20 | 31 | 7674 | Rate Constraint in lbs/MWh | FALSE | L | Annual | Allowances Withdrawn (1:n) | Thousand Tons | 0 | 0 | 0 | 0 | 0 | 0 | 0
#CAN -National Small NGas CO2 Rate Limit- v6.20 | 31 | 7674 | Rate Constraint in lbs/MWh | FALSE | L | Annual | Total | Thousand Tons | 7227.9521 | 8464.6598 | 9549.4458 | 8533.4597 | 7048.5888 | 7093.8943 | 7084.3092
#CAN -National Small NGas CO2 Rate Limit- v6.20 | 31 | 7674 | Rate Constraint in lbs/MWh | FALSE | L | Annual | Fuel Consumed | TBtu | 93.6437 | 110.151 | 123.2121 | 109.6073 | 90.887 | 89.1199 | 88.9513
#CAN -National Small NGas CO2 Rate Limit- v6.20 | 31 | 7674 | Rate Constraint in lbs/MWh | FALSE | L | Annual | Rate | lb/MMBtu | 154.3714 | 153.692 | 155.0083 | 155.7097 | 155.1067 | 159.1989 | 159.2851
#CAN -National Small NGas CO2 Rate Limit- v6.20 | 31 | 7674 | Rate Constraint in lbs/MWh | FALSE | L | Annual | Generation | TWh | 13.9255 | 16.3326 | 18.2577 | 16.2613 | 13.2675 | 12.9004 | 12.7412
#CAN -National Small NGas CO2 Rate Limit- v6.20 | 31 | 7674 | Rate Constraint in lbs/MWh | FALSE | L | Annual | Qualifying Generation | TWh | 13.9255 | 16.3326 | 18.2577 | 16.2613 | 13.2675 | 12.9004 | 12.7412
#CAN -National Small NGas CO2 Rate Limit- v6.20 | 31 | 7674 | Rate Constraint in lbs/MWh | FALSE | L | Annual | Constraint Shadow Price | US2022$/Ton | 0 | 0 | 0 | 0 | 0 | 0 | 0
#CAN -National SO2 Rate Limit v4.12 | 32 | 7605 | Rate Constraint in lbs/MWh | FALSE | L | Annual | Seasons Included | Seasons | Winter, Spring, Summer, Fall | Winter, Spring, Summer, Fall | Winter, Spring, Summer, Fall | Winter, Spring, Summer, Fall | Winter, Spring, Summer, Fall | Winter, Spring, Summer, Fall | Winter, Spring, Summer, Fall
#CAN -National SO2 Rate Limit v4.12 | 32 | 7605 | Rate Constraint in lbs/MWh | FALSE | L | Annual | Standard SO2 | lb/MWh | 9.3476 | 9.3476 | 9.3476 | 9.3476 | 9.3476 | 9.3476 | 9.3476
#CAN -National SO2 Rate Limit v4.12 | 32 | 7605 | Rate Constraint in lbs/MWh | FALSE | L | Annual | Emissions at Affected Plants SO2 | Thousand Tons | 0.25581 | 0.25581 | 0.94709 | 1.5651 | 1.7061 | 2.1938 | 3.1387
#CAN -National SO2 Rate Limit v4.12 | 32 | 7605 | Rate Constraint in lbs/MWh | FALSE | L | Annual | Allowances Purchased SO2 | Thousand Tons | 0 | 0 | 0 | 0 | 0 | 0 | 0
#CAN -National SO2 Rate Limit v4.12 | 32 | 7605 | Rate Constraint in lbs/MWh | FALSE | L | Annual | Allowances Sold SO2 | Thousand Tons | 0 | 0 | 0 | 0 | 0 | 0 | 0
#CAN -National SO2 Rate Limit v4.12 | 32 | 7605 | Rate Constraint in lbs/MWh | FALSE | L | Annual | Allowances Banked | Thousand Tons | 0 | 0 | 0 | 0 | 0 | 0 | 0
#CAN -National SO2 Rate Limit v4.12 | 32 | 7605 | Rate Constraint in lbs/MWh | FALSE | L | Annual | Allowances Withdrawn (1:1) | Thousand Tons | 0 | 0 | 0 | 0 | 0 | 0 | 0
#CAN -National SO2 Rate Limit v4.12 | 32 | 7605 | Rate Constraint in lbs/MWh | FALSE | L | Annual | Allowances Withdrawn (1:n) | Thousand Tons | 0 | 0 | 0 | 0 | 0 | 0 | 0
#CAN -National SO2 Rate Limit v4.12 | 32 | 7605 | Rate Constraint in lbs/MWh | FALSE | L | Annual | Total | Thousand Tons | 0.25581 | 0.25581 | 0.94709 | 1.5651 | 1.7061 | 2.1938 | 3.1387
#CAN -National SO2 Rate Limit v4.12 | 32 | 7605 | Rate Constraint in lbs/MWh | FALSE | L | Annual | Fuel Consumed | TBtu | 353.3927 | 507.9349 | 559.0054 | 442.233 | 414.4082 | 450.6337 | 492.4617
#CAN -National SO2 Rate Limit v4.12 | 32 | 7605 | Rate Constraint in lbs/MWh | FALSE | L | Annual | Rate | lb/MMBtu | 0.0014477 | 0.0010073 | 0.0033885 | 0.007078 | 0.0082341 | 0.0097365 | 0.012747
#CAN -National SO2 Rate Limit v4.12 | 32 | 7605 | Rate Constraint in lbs/MWh | FALSE | L | Annual | Generation | TWh | 54.2178 | 75.4554 | 82.143 | 65.6934 | 61.2149 | 64.9903 | 69.6248
#CAN -National SO2 Rate Limit v4.12 | 32 | 7605 | Rate Constraint in lbs/MWh | FALSE | L | Annual | Qualifying Generation | TWh | 54.2178 | 75.4554 | 82.143 | 65.6934 | 61.2149 | 64.9903 | 69.6248
#CAN -National SO2 Rate Limit v4.12 | 32 | 7605 | Rate Constraint in lbs/MWh | FALSE | L | Annual | Constraint Shadow Price | US2022$/Ton | 0 | 0 | 0 | 0 | 0 | 0 | 0
#CAN RPS v6.20- CNAB | 33 | 7565 | Generation Constraint in GWh | FALSE | G | Annual | Seasons Included | Seasons | Winter, Spring, Summer, Fall | Winter, Spring, Summer, Fall | Winter, Spring, Summer, Fall | Winter, Spring, Summer, Fall | Winter, Spring, Summer, Fall | Winter, Spring, Summer, Fall | Winter, Spring, Summer, Fall
#CAN RPS v6.20- CNAB | 33 | 7565 | Generation Constraint in GWh | FALSE | G | Annual | Standard GWh | GWh | 0 | 26010.2208 | 27377.2187 | 29048.3858 | 30584.7289 | 32047.0317 | 33601.0433
#CAN RPS v6.20- CNAB | 33 | 7565 | Generation Constraint in GWh | FALSE | G | Annual | Generation at Eligible Plants | GWh | 50705.0195 | 50705.0195 | 50705.0195 | 51067.3937 | 51073.3094 | 51073.3094 | 51073.3094
#CAN RPS v6.20- CNAB | 33 | 7565 | Generation Constraint in GWh | FALSE | G | Annual | Allowances Purchased | GWh | 0 | 0 | 0 | 0 | 0 | 0 | 0
#CAN RPS v6.20- CNAB | 33 | 7565 | Generation Constraint in GWh | FALSE | G | Annual | Allowances Sold | GWh | 0 | 0 | 0 | 0 | 0 | 0 | 0
#CAN RPS v6.20- CNAB | 33 | 7565 | Generation Constraint in GWh | FALSE | G | Annual | Allowances Banked | GWh | 0 | 0 | 0 | 0 | 0 | 0 | 0
#CAN RPS v6.20- CNAB | 33 | 7565 | Generation Constraint in GWh | FALSE | G | Annual | Allowances Withdrawn (1:1) | GWh | 0 | 0 | 0 | 0 | 0 | 0 | 0
#CAN RPS v6.20- CNAB | 33 | 7565 | Generation Constraint in GWh | FALSE | G | Annual | Allowances Withdrawn (1:n) | GWh | 0 | 0 | 0 | 0 | 0 | 0 | 0
#CAN RPS v6.20- CNAB | 33 | 7565 | Generation Constraint in GWh | FALSE | G | Annual | Net Emissions Allowance Position | GWh | 50705.0195 | 50705.0195 | 50705.0195 | 51067.3937 | 51073.3094 | 51073.3094 | 51073.3094
#CAN RPS v6.20- CNAB | 33 | 7565 | Generation Constraint in GWh | FALSE | G | Annual | Constraint Shadow Price | US2022$/MWh | 0 | 0 | 0 | 0 | 0 | 0 | 0
#CAN RPS v6.20- CNBC | 34 | 7564 | Generation Constraint in GWh | FALSE | G | Annual | Seasons Included | Seasons | Winter, Spring, Summer, Fall | Winter, Spring, Summer, Fall | Winter, Spring, Summer, Fall | Winter, Spring, Summer, Fall | Winter, Spring, Summer, Fall | Winter, Spring, Summer, Fall | Winter, Spring, Summer, Fall
#CAN RPS v6.20- CNBC | 34 | 7564 | Generation Constraint in GWh | FALSE | G | Annual | Standard GWh | GWh | 61487.3327 | 62841.644 | 65278.8284 | 70426.1879 | 74624.8277 | 78848.8829 | 83366.1078
#CAN RPS v6.20- CNBC | 34 | 7564 | Generation Constraint in GWh | FALSE | G | Annual | Generation at Eligible Plants | GWh | 82086.9924 | 82086.9924 | 82086.9924 | 82552.1484 | 85260.7819 | 88371.7847 | 94112.2565
#CAN RPS v6.20- CNBC | 34 | 7564 | Generation Constraint in GWh | FALSE | G | Annual | Allowances Purchased | GWh | 0 | 0 | 0 | 0 | 0 | 0 | 0
#CAN RPS v6.20- CNBC | 34 | 7564 | Generation Constraint in GWh | FALSE | G | Annual | Allowances Sold | GWh | 0 | 0 | 0 | 0 | 0 | 0 | 0
#CAN RPS v6.20- CNBC | 34 | 7564 | Generation Constraint in GWh | FALSE | G | Annual | Allowances Banked | GWh | 0 | 0 | 0 | 0 | 0 | 0 | 0
#CAN RPS v6.20- CNBC | 34 | 7564 | Generation Constraint in GWh | FALSE | G | Annual | Allowances Withdrawn (1:1) | GWh | 0 | 0 | 0 | 0 | 0 | 0 | 0
#CAN RPS v6.20- CNBC | 34 | 7564 | Generation Constraint in GWh | FALSE | G | Annual | Allowances Withdrawn (1:n) | GWh | 0 | 0 | 0 | 0 | 0 | 0 | 0
#CAN RPS v6.20- CNBC | 34 | 7564 | Generation Constraint in GWh | FALSE | G | Annual | Net Emissions Allowance Position | GWh | 82086.9924 | 82086.9924 | 82086.9924 | 82552.1484 | 85260.7819 | 88371.7847 | 94112.2565
#CAN RPS v6.20- CNBC | 34 | 7564 | Generation Constraint in GWh | FALSE | G | Annual | Constraint Shadow Price | US2022$/MWh | 0 | 0 | 0 | 0 | 0 | 0 | 0
#CAN RPS v6.20- CNNB | 35 | 7567 | Generation Constraint in GWh | FALSE | G | Annual | Seasons Included | Seasons | Winter, Spring, Summer, Fall | Winter, Spring, Summer, Fall | Winter, Spring, Summer, Fall | Winter, Spring, Summer, Fall | Winter, Spring, Summer, Fall | Winter, Spring, Summer, Fall | Winter, Spring, Summer, Fall
#CAN RPS v6.20- CNNB | 35 | 7567 | Generation Constraint in GWh | FALSE | G | Annual | Standard GWh | GWh | 5814.1802 | 5848.5999 | 5270.722 | 4615.7509 | 4744.21 | 4893.3711 | 5021.387
#CAN RPS v6.20- CNNB | 35 | 7567 | Generation Constraint in GWh | FALSE | G | Annual | Generation at Eligible Plants | GWh | 5814.1802 | 5848.5999 | 10545.485 | 10296.9622 | 12028.1156 | 10671.7039 | 11257.6268
#CAN RPS v6.20- CNNB | 35 | 7567 | Generation Constraint in GWh | FALSE | G | Annual | Allowances Purchased | GWh | 0 | 0 | 0 | 0 | 0 | 0 | 0
#CAN RPS v6.20- CNNB | 35 | 7567 | Generation Constraint in GWh | FALSE | G | Annual | Allowances Sold | GWh | 0 | 0 | 0 | 0 | 0 | 0 | 0
#CAN RPS v6.20- CNNB | 35 | 7567 | Generation Constraint in GWh | FALSE | G | Annual | Allowances Banked | GWh | 0 | 0 | 0 | 0 | 0 | 0 | 0
#CAN RPS v6.20- CNNB | 35 | 7567 | Generation Constraint in GWh | FALSE | G | Annual | Allowances Withdrawn (1:1) | GWh | 0 | 0 | 0 | 0 | 0 | 0 | 0
#CAN RPS v6.20- CNNB | 35 | 7567 | Generation Constraint in GWh | FALSE | G | Annual | Allowances Withdrawn (1:n) | GWh | 0 | 0 | 0 | 0 | 0 | 0 | 0
#CAN RPS v6.20- CNNB | 35 | 7567 | Generation Constraint in GWh | FALSE | G | Annual | Net Emissions Allowance Position | GWh | 5814.1802 | 5848.5999 | 10545.485 | 10296.9622 | 12028.1156 | 10671.7039 | 11257.6268
#CAN RPS v6.20- CNNB | 35 | 7567 | Generation Constraint in GWh | FALSE | G | Annual | Constraint Shadow Price | US2022$/MWh | 12.032 | 12.0317 | 0 | 0 | 0 | 0 | 0
#CAN RPS v6.20- CNNS | 36 | 7568 | Generation Constraint in GWh | FALSE | G | Annual | Seasons Included | Seasons | Winter, Spring, Summer, Fall | Winter, Spring, Summer, Fall | Winter, Spring, Summer, Fall | Winter, Spring, Summer, Fall | Winter, Spring, Summer, Fall | Winter, Spring, Summer, Fall | Winter, Spring, Summer, Fall
#CAN RPS v6.20- CNNS | 36 | 7568 | Generation Constraint in GWh | FALSE | G | Annual | Standard GWh | GWh | 4524.3486 | 9263.029 | 9701.4404 | 10324.3172 | 10770.5449 | 11095.7317 | 11438.1555
#CAN RPS v6.20- CNNS | 36 | 7568 | Generation Constraint in GWh | FALSE | G | Annual | Generation at Eligible Plants | GWh | 4524.3486 | 9263.029 | 10392.6783 | 11426.8825 | 11458.6867 | 11469.9419 | 11840.3048
#CAN RPS v6.20- CNNS | 36 | 7568 | Generation Constraint in GWh | FALSE | G | Annual | Allowances Purchased | GWh | 0 | 0 | 0 | 0 | 0 | 0 | 0
#CAN RPS v6.20- CNNS | 36 | 7568 | Generation Constraint in GWh | FALSE | G | Annual | Allowances Sold | GWh | 0 | 0 | 0 | 0 | 0 | 0 | 0
#CAN RPS v6.20- CNNS | 36 | 7568 | Generation Constraint in GWh | FALSE | G | Annual | Allowances Banked | GWh | 0 | 0 | 0 | 0 | 0 | 0 | 0
#CAN RPS v6.20- CNNS | 36 | 7568 | Generation Constraint in GWh | FALSE | G | Annual | Allowances Withdrawn (1:1) | GWh | 0 | 0 | 0 | 0 | 0 | 0 | 0
#CAN RPS v6.20- CNNS | 36 | 7568 | Generation Constraint in GWh | FALSE | G | Annual | Allowances Withdrawn (1:n) | GWh | 0 | 0 | 0 | 0 | 0 | 0 | 0
#CAN RPS v6.20- CNNS | 36 | 7568 | Generation Constraint in GWh | FALSE | G | Annual | Net Emissions Allowance Position | GWh | 4524.3486 | 9263.029 | 10392.6783 | 11426.8825 | 11458.6867 | 11469.9419 | 11840.3048
#CAN RPS v6.20- CNNS | 36 | 7568 | Generation Constraint in GWh | FALSE | G | Annual | Constraint Shadow Price | US2022$/MWh | 12.032 | 12.0317 | 0 | 0 | 0 | 0 | 0
#CAN RPS v6.20- CNPE | 37 | 7569 | Generation Constraint in GWh | FALSE | G | Annual | Seasons Included | Seasons | Winter, Spring, Summer, Fall | Winter, Spring, Summer, Fall | Winter, Spring, Summer, Fall | Winter, Spring, Summer, Fall | Winter, Spring, Summer, Fall | Winter, Spring, Summer, Fall | Winter, Spring, Summer, Fall
#CAN RPS v6.20- CNPE | 37 | 7569 | Generation Constraint in GWh | FALSE | G | Annual | Standard GWh | GWh | 541.3527 | 553.7121 | 603.041 | 681.7779 | 761.0893 | 846.6196 | 942.373
#CAN RPS v6.20- CNPE | 37 | 7569 | Generation Constraint in GWh | FALSE | G | Annual | Generation at Eligible Plants | GWh | 541.3527 | 553.7121 | 2006.9138 | 2097.3539 | 2883.9101 | 3014.3287 | 3455.2005
#CAN RPS v6.20- CNPE | 37 | 7569 | Generation Constraint in GWh | FALSE | G | Annual | Allowances Purchased | GWh | 0 | 0 | 0 | 0 | 0 | 0 | 0
#CAN RPS v6.20- CNPE | 37 | 7569 | Generation Constraint in GWh | FALSE | G | Annual | Allowances Sold | GWh | 0 | 0 | 0 | 0 | 0 | 0 | 0
#CAN RPS v6.20- CNPE | 37 | 7569 | Generation Constraint in GWh | FALSE | G | Annual | Allowances Banked | GWh | 0 | 0 | 0 | 0 | 0 | 0 | 0
#CAN RPS v6.20- CNPE | 37 | 7569 | Generation Constraint in GWh | FALSE | G | Annual | Allowances Withdrawn (1:1) | GWh | 0 | 0 | 0 | 0 | 0 | 0 | 0
#CAN RPS v6.20- CNPE | 37 | 7569 | Generation Constraint in GWh | FALSE | G | Annual | Allowances Withdrawn (1:n) | GWh | 0 | 0 | 0 | 0 | 0 | 0 | 0
#CAN RPS v6.20- CNPE | 37 | 7569 | Generation Constraint in GWh | FALSE | G | Annual | Net Emissions Allowance Position | GWh | 541.3527 | 553.7121 | 2006.9138 | 2097.3539 | 2883.9101 | 3014.3287 | 3455.2005
#CAN RPS v6.20- CNPE | 37 | 7569 | Generation Constraint in GWh | FALSE | G | Annual | Constraint Shadow Price | US2022$/MWh | 12.032 | 12.0317 | 0 | 0 | 0 | 0 | 0
#CAN RPS v6.20- CNSK | 38 | 7566 | Generation Constraint in GWh | FALSE | G | Annual | Seasons Included | Seasons | Winter, Spring, Summer, Fall | Winter, Spring, Summer, Fall | Winter, Spring, Summer, Fall | Winter, Spring, Summer, Fall | Winter, Spring, Summer, Fall | Winter, Spring, Summer, Fall | Winter, Spring, Summer, Fall
#CAN RPS v6.20- CNSK | 38 | 7566 | Generation Constraint in GWh | FALSE | G | Annual | Standard GWh | GWh | 10660.6696 | 13457.2825 | 14013.8517 | 14956.9404 | 15686.1614 | 16153.6966 | 16645.9635
#CAN RPS v6.20- CNSK | 38 | 7566 | Generation Constraint in GWh | FALSE | G | Annual | Generation at Eligible Plants | GWh | 11093.6344 | 13457.2825 | 14013.8517 | 14956.9404 | 15686.1614 | 17681.4685 | 17681.4685
#CAN RPS v6.20- CNSK | 38 | 7566 | Generation Constraint in GWh | FALSE | G | Annual | Allowances Purchased | GWh | 0 | 0 | 0 | 0 | 0 | 0 | 0
#CAN RPS v6.20- CNSK | 38 | 7566 | Generation Constraint in GWh | FALSE | G | Annual | Allowances Sold | GWh | 0 | 0 | 0 | 0 | 0 | 0 | 0
#CAN RPS v6.20- CNSK | 38 | 7566 | Generation Constraint in GWh | FALSE | G | Annual | Allowances Banked | GWh | 0 | 0 | 0 | 0 | 0 | 0 | 0
#CAN RPS v6.20- CNSK | 38 | 7566 | Generation Constraint in GWh | FALSE | G | Annual | Allowances Withdrawn (1:1) | GWh | 0 | 0 | 0 | 0 | 0 | 0 | 0
#CAN RPS v6.20- CNSK | 38 | 7566 | Generation Constraint in GWh | FALSE | G | Annual | Allowances Withdrawn (1:n) | GWh | 0 | 0 | 0 | 0 | 0 | 0 | 0
#CAN RPS v6.20- CNSK | 38 | 7566 | Generation Constraint in GWh | FALSE | G | Annual | Net Emissions Allowance Position | GWh | 11093.6344 | 13457.2825 | 14013.8517 | 14956.9404 | 15686.1614 | 17681.4685 | 17681.4685
#CAN RPS v6.20- CNSK | 38 | 7566 | Generation Constraint in GWh | FALSE | G | Annual | Constraint Shadow Price | US2022$/MWh | 0 | 43.9628 | 8.2319 | 14.7669 | 4.5966 | 0 | 0
#CAN Trenton 1-2 - SO2 Rate Annual v3.1 | 39 | 7638 | Rate Constraint in lbs/MMBtu | FALSE | L | Annual | Seasons Included | Seasons | Winter, Spring, Summer, Fall | Winter, Spring, Summer, Fall | Winter, Spring, Summer, Fall | Winter, Spring, Summer, Fall | Winter, Spring, Summer, Fall | Winter, Spring, Summer, Fall | Winter, Spring, Summer, Fall
#CAN Trenton 1-2 - SO2 Rate Annual v3.1 | 39 | 7638 | Rate Constraint in lbs/MMBtu | FALSE | L | Annual | Standard SO2 | lb/MMBtu | 3.2097 | 3.2097 | 3.2097 | 3.2097 | 3.2097 | 3.2097 | 3.2097
#CAN Trenton 1-2 - SO2 Rate Annual v3.1 | 39 | 7638 | Rate Constraint in lbs/MMBtu | FALSE | L | Annual | Emissions at Affected Plants SO2 | Thousand Tons | 0.35105 | 0 | 0 | 0 | 0 | 0 | 0
#CAN Trenton 1-2 - SO2 Rate Annual v3.1 | 39 | 7638 | Rate Constraint in lbs/MMBtu | FALSE | L | Annual | Allowances Purchased SO2 | Thousand Tons | 0 | 0 | 0 | 0 | 0 | 0 | 0
#CAN Trenton 1-2 - SO2 Rate Annual v3.1 | 39 | 7638 | Rate Constraint in lbs/MMBtu | FALSE | L | Annual | Allowances Sold SO2 | Thousand Tons | 0 | 0 | 0 | 0 | 0 | 0 | 0
#CAN Trenton 1-2 - SO2 Rate Annual v3.1 | 39 | 7638 | Rate Constraint in lbs/MMBtu | FALSE | L | Annual | Allowances Banked | Thousand Tons | 0 | 0 | 0 | 0 | 0 | 0 | 0
#CAN Trenton 1-2 - SO2 Rate Annual v3.1 | 39 | 7638 | Rate Constraint in lbs/MMBtu | FALSE | L | Annual | Allowances Withdrawn (1:1) | Thousand Tons | 0 | 0 | 0 | 0 | 0 | 0 | 0
#CAN Trenton 1-2 - SO2 Rate Annual v3.1 | 39 | 7638 | Rate Constraint in lbs/MMBtu | FALSE | L | Annual | Allowances Withdrawn (1:n) | Thousand Tons | 0 | 0 | 0 | 0 | 0 | 0 | 0
#CAN Trenton 1-2 - SO2 Rate Annual v3.1 | 39 | 7638 | Rate Constraint in lbs/MMBtu | FALSE | L | Annual | Total | Thousand Tons | 0.35105 | 0 | 0 | 0 | 0 | 0 | 0
#CAN Trenton 1-2 - SO2 Rate Annual v3.1 | 39 | 7638 | Rate Constraint in lbs/MMBtu | FALSE | L | Annual | Fuel Consumed | TBtu | 0.64088 | 0 | 0 | 0 | 0 | 0 | 0
#CAN Trenton 1-2 - SO2 Rate Annual v3.1 | 39 | 7638 | Rate Constraint in lbs/MMBtu | FALSE | L | Annual | Rate | lb/MMBtu | 1.0955 | 0 | 0 | 0 | 0 | 0 | 0
#CAN Trenton 1-2 - SO2 Rate Annual v3.1 | 39 | 7638 | Rate Constraint in lbs/MMBtu | FALSE | L | Annual | Generation | TWh | 0.061399 | 0 | 0 | 0 | 0 | 0 | 0
#CAN Trenton 1-2 - SO2 Rate Annual v3.1 | 39 | 7638 | Rate Constraint in lbs/MMBtu | FALSE | L | Annual | Qualifying Generation | TWh | 0.061399 | 0 | 0 | 0 | 0 | 0 | 0
#CAN Trenton 1-2 - SO2 Rate Annual v3.1 | 39 | 7638 | Rate Constraint in lbs/MMBtu | FALSE | L | Annual | Rate | lb/MWh | 11.4349 | 0 | 0 | 0 | 0 | 0 | 0
#CAN Trenton 1-2 - SO2 Rate Annual v3.1 | 39 | 7638 | Rate Constraint in lbs/MMBtu | FALSE | L | Annual | Constraint Shadow Price | US2022$/Ton | 0 | 0 | 0 | 0 | 0 | 0 | 0
#MATS - HCL Rate in 2015 | 40 | 7120 | MACT Fuel Choice Floor in lbs/MMBtu | FALSE | L | Annual | Seasons Included | Seasons | Winter, Spring, Summer, Fall | Winter, Spring, Summer, Fall | Winter, Spring, Summer, Fall | Winter, Spring, Summer, Fall | Winter, Spring, Summer, Fall | Winter, Spring, Summer, Fall | Winter, Spring, Summer, Fall
#MATS - HCL Rate in 2015 | 40 | 7120 | MACT Fuel Choice Floor in lbs/MMBtu | FALSE | L | Annual | Emission Floor HCL | lbs/MMBtu | 0.002 | 0.002 | 0.002 | 0.002 | 0.002 | 0.002 | 0.002
#MATS - HCL Rate in 2015 | 40 | 7120 | MACT Fuel Choice Floor in lbs/MMBtu | FALSE | L | Annual | Emissions at Affected Plants HCL | Thousand Tons | 3.6175 | 3.7778 | 3.6827 | 3.608 | 2.6984 | 2.2162 | 2.2219
#MATS - HCL Rate in 2015 | 40 | 7120 | MACT Fuel Choice Floor in lbs/MMBtu | FALSE | L | Annual | Allowances Purchased HCL | Thousand Tons | 0 | 0 | 0 | 0 | 0 | 0 | 0
#MATS - HCL Rate in 2015 | 40 | 7120 | MACT Fuel Choice Floor in lbs/MMBtu | FALSE | L | Annual | Allowances Sold HCL | Thousand Tons | 0 | 0 | 0 | 0 | 0 | 0 | 0
#MATS - HCL Rate in 2015 | 40 | 7120 | MACT Fuel Choice Floor in lbs/MMBtu | FALSE | L | Annual | Allowances Banked | Thousand Tons | 0 | 0 | 0 | 0 | 0 | 0 | 0
#MATS - HCL Rate in 2015 | 40 | 7120 | MACT Fuel Choice Floor in lbs/MMBtu | FALSE | L | Annual | Allowances Withdrawn (1:1) | Thousand Tons | 0 | 0 | 0 | 0 | 0 | 0 | 0
#MATS - HCL Rate in 2015 | 40 | 7120 | MACT Fuel Choice Floor in lbs/MMBtu | FALSE | L | Annual | Allowances Withdrawn (1:n) | Thousand Tons | 0 | 0 | 0 | 0 | 0 | 0 | 0
#MATS - HCL Rate in 2015 | 40 | 7120 | MACT Fuel Choice Floor in lbs/MMBtu | FALSE | L | Annual | Total | Thousand Tons | 3.6175 | 3.7778 | 3.6827 | 3.608 | 2.6984 | 2.2162 | 2.2219
#MATS - HCL Rate in 2015 | 40 | 7120 | MACT Fuel Choice Floor in lbs/MMBtu | FALSE | L | Annual | Fuel Consumed | TBtu | 7398.8816 | 7597.6141 | 7386.3068 | 7269.2307 | 5473.3726 | 4514.9013 | 4528.1344
#MATS - HCL Rate in 2015 | 40 | 7120 | MACT Fuel Choice Floor in lbs/MMBtu | FALSE | L | Annual | Rate | lbs/MMBtu | 0.00097784 | 0.00099446 | 0.00099717 | 0.00099267 | 0.000986 | 0.00098171 | 0.00098135
#MATS - HCL Rate in 2015 | 40 | 7120 | MACT Fuel Choice Floor in lbs/MMBtu | FALSE | L | Annual | Generation | TWh | 716.5273 | 729.0003 | 663.1466 | 652.6919 | 522.2643 | 432.2445 | 433.4949
#MATS - HCL Rate in 2015 | 40 | 7120 | MACT Fuel Choice Floor in lbs/MMBtu | FALSE | L | Annual | Qualifying Generation | TWh | 716.5273 | 729.0003 | 663.1466 | 652.6919 | 522.2643 | 432.2445 | 433.4949
#MATS - HCL Rate in 2015 | 40 | 7120 | MACT Fuel Choice Floor in lbs/MMBtu | FALSE | L | Annual | Constraint Shadow Price | US2022$/Ton | 0 | 0 | 0 | 0 | 0 | 0 | 0
#MATS - HCL Rate in 2015 (IGCC) | 41 | 7121 | MACT Fuel Choice Floor in lbs/MMBtu | FALSE | L | Annual | Seasons Included | Seasons | Winter, Spring, Summer, Fall | Winter, Spring, Summer, Fall | Winter, Spring, Summer, Fall | Winter, Spring, Summer, Fall | Winter, Spring, Summer, Fall | Winter, Spring, Summer, Fall | Winter, Spring, Summer, Fall
#MATS - HCL Rate in 2015 (IGCC) | 41 | 7121 | MACT Fuel Choice Floor in lbs/MMBtu | FALSE | L | Annual | Emission Floor HCL | lbs/MMBtu | 0.005 | 0.005 | 0.005 | 0.005 | 0.005 | 0.005 | 0.005
#MATS - HCL Rate in 2015 (IGCC) | 41 | 7121 | MACT Fuel Choice Floor in lbs/MMBtu | FALSE | L | Annual | Emissions at Affected Plants HCL | Thousand Tons | 0.010703 | 0.010703 | 0 | 0 | 0 | 0 | 0
#MATS - HCL Rate in 2015 (IGCC) | 41 | 7121 | MACT Fuel Choice Floor in lbs/MMBtu | FALSE | L | Annual | Allowances Purchased HCL | Thousand Tons | 0 | 0 | 0 | 0 | 0 | 0 | 0
#MATS - HCL Rate in 2015 (IGCC) | 41 | 7121 | MACT Fuel Choice Floor in lbs/MMBtu | FALSE | L | Annual | Allowances Sold HCL | Thousand Tons | 0 | 0 | 0 | 0 | 0 | 0 | 0
#MATS - HCL Rate in 2015 (IGCC) | 41 | 7121 | MACT Fuel Choice Floor in lbs/MMBtu | FALSE | L | Annual | Allowances Banked | Thousand Tons | 0 | 0 | 0 | 0 | 0 | 0 | 0
#MATS - HCL Rate in 2015 (IGCC) | 41 | 7121 | MACT Fuel Choice Floor in lbs/MMBtu | FALSE | L | Annual | Allowances Withdrawn (1:1) | Thousand Tons | 0 | 0 | 0 | 0 | 0 | 0 | 0
#MATS - HCL Rate in 2015 (IGCC) | 41 | 7121 | MACT Fuel Choice Floor in lbs/MMBtu | FALSE | L | Annual | Allowances Withdrawn (1:n) | Thousand Tons | 0 | 0 | 0 | 0 | 0 | 0 | 0
#MATS - HCL Rate in 2015 (IGCC) | 41 | 7121 | MACT Fuel Choice Floor in lbs/MMBtu | FALSE | L | Annual | Total | Thousand Tons | 0.010703 | 0.010703 | 0 | 0 | 0 | 0 | 0
#MATS - HCL Rate in 2015 (IGCC) | 41 | 7121 | MACT Fuel Choice Floor in lbs/MMBtu | FALSE | L | Annual | Fuel Consumed | TBtu | 46.9355 | 46.9355 | 0 | 0 | 0 | 0 | 0
#MATS - HCL Rate in 2015 (IGCC) | 41 | 7121 | MACT Fuel Choice Floor in lbs/MMBtu | FALSE | L | Annual | Rate | lbs/MMBtu | 0.00045608 | 0.00045608 | 0 | 0 | 0 | 0 | 0
#MATS - HCL Rate in 2015 (IGCC) | 41 | 7121 | MACT Fuel Choice Floor in lbs/MMBtu | FALSE | L | Annual | Generation | TWh | 4.1276 | 4.1276 | 0 | 0 | 0 | 0 | 0
#MATS - HCL Rate in 2015 (IGCC) | 41 | 7121 | MACT Fuel Choice Floor in lbs/MMBtu | FALSE | L | Annual | Qualifying Generation | TWh | 4.1276 | 4.1276 | 0 | 0 | 0 | 0 | 0
#MATS - HCL Rate in 2015 (IGCC) | 41 | 7121 | MACT Fuel Choice Floor in lbs/MMBtu | FALSE | L | Annual | Constraint Shadow Price | US2022$/Ton | 0 | 0 | 0 | 0 | 0 | 0 | 0
#MATS - HCL Rate in 2015 (PK) | 42 | 7122 | MACT Fuel Choice Floor in lbs/MMBtu | FALSE | L | Annual | Seasons Included | Seasons | Winter, Spring, Summer, Fall | Winter, Spring, Summer, Fall | Winter, Spring, Summer, Fall | Winter, Spring, Summer, Fall | Winter, Spring, Summer, Fall | Winter, Spring, Summer, Fall | Winter, Spring, Summer, Fall
#MATS - HCL Rate in 2015 (PK) | 42 | 7122 | MACT Fuel Choice Floor in lbs/MMBtu | FALSE | L | Annual | Emission Floor HCL | lbs/MMBtu | 0.0005 | 0.0005 | 0.0005 | 0.0005 | 0.0005 | 0.0005 | 0.0005
#MATS - HCL Rate in 2015 (PK) | 42 | 7122 | MACT Fuel Choice Floor in lbs/MMBtu | FALSE | L | Annual | Emissions at Affected Plants HCL | Thousand Tons | 3.509 | 3.6609 | 3.5658 | 3.4956 | 2.5989 | 2.1271 | 2.1328
#MATS - HCL Rate in 2015 (PK) | 42 | 7122 | MACT Fuel Choice Floor in lbs/MMBtu | FALSE | L | Annual | Allowances Purchased HCL | Thousand Tons | 0 | 0 | 0 | 0 | 0 | 0 | 0
#MATS - HCL Rate in 2015 (PK) | 42 | 7122 | MACT Fuel Choice Floor in lbs/MMBtu | FALSE | L | Annual | Allowances Sold HCL | Thousand Tons | 0 | 0 | 0 | 0 | 0 | 0 | 0
#MATS - HCL Rate in 2015 (PK) | 42 | 7122 | MACT Fuel Choice Floor in lbs/MMBtu | FALSE | L | Annual | Allowances Banked | Thousand Tons | 0 | 0 | 0 | 0 | 0 | 0 | 0
#MATS - HCL Rate in 2015 (PK) | 42 | 7122 | MACT Fuel Choice Floor in lbs/MMBtu | FALSE | L | Annual | Allowances Withdrawn (1:1) | Thousand Tons | 0 | 0 | 0 | 0 | 0 | 0 | 0
#MATS - HCL Rate in 2015 (PK) | 42 | 7122 | MACT Fuel Choice Floor in lbs/MMBtu | FALSE | L | Annual | Allowances Withdrawn (1:n) | Thousand Tons | 0 | 0 | 0 | 0 | 0 | 0 | 0
#MATS - HCL Rate in 2015 (PK) | 42 | 7122 | MACT Fuel Choice Floor in lbs/MMBtu | FALSE | L | Annual | Total | Thousand Tons | 3.509 | 3.6609 | 3.5658 | 3.4956 | 2.5989 | 2.1271 | 2.1328
#MATS - HCL Rate in 2015 (PK) | 42 | 7122 | MACT Fuel Choice Floor in lbs/MMBtu | FALSE | L | Annual | Fuel Consumed | TBtu | 7172.03 | 7353.1746 | 7141.8673 | 7034.141 | 5265.4478 | 4328.8534 | 4342.0864
#MATS - HCL Rate in 2015 (PK) | 42 | 7122 | MACT Fuel Choice Floor in lbs/MMBtu | FALSE | L | Annual | Rate | lbs/MMBtu | 0.00097852 | 0.00099573 | 0.00099857 | 0.00099388 | 0.00098714 | 0.00098275 | 0.00098237
#MATS - HCL Rate in 2015 (PK) | 42 | 7122 | MACT Fuel Choice Floor in lbs/MMBtu | FALSE | L | Annual | Generation | TWh | 695.2968 | 706.1766 | 640.3229 | 630.7083 | 502.7213 | 414.6671 | 415.9175
#MATS - HCL Rate in 2015 (PK) | 42 | 7122 | MACT Fuel Choice Floor in lbs/MMBtu | FALSE | L | Annual | Qualifying Generation | TWh | 695.2968 | 706.1766 | 640.3229 | 630.7083 | 502.7213 | 414.6671 | 415.9175
#MATS - HCL Rate in 2015 (PK) | 42 | 7122 | MACT Fuel Choice Floor in lbs/MMBtu | FALSE | L | Annual | Constraint Shadow Price | US2022$/Ton | 0 | 0 | 0 | 0 | 0 | 0 | 0
#MATS - MER Rate in 2015 (Bit and Subbit) | 43 | 7123 | MACT Fuel Choice Floor in lbs/MMBtu | FALSE | L | Annual | Seasons Included | Seasons | Winter, Spring, Summer, Fall | Winter, Spring, Summer, Fall | Winter, Spring, Summer, Fall | Winter, Spring, Summer, Fall | Winter, Spring, Summer, Fall | Winter, Spring, Summer, Fall | Winter, Spring, Summer, Fall
#MATS - MER Rate in 2015 (Bit and Subbit) | 43 | 7123 | MACT Fuel Choice Floor in lbs/MMBtu | FALSE | L | Annual | Emission Floor MER | lbs/MMBtu | 1.2e-06 | 1.2e-06 | 1.2e-06 | 1.2e-06 | 1.2e-06 | 1.2e-06 | 1.2e-06
#MATS - MER Rate in 2015 (Bit and Subbit) | 43 | 7123 | MACT Fuel Choice Floor in lbs/MMBtu | FALSE | L | Annual | Emissions at Affected Plants MER | Lb | 4951.9243 | 5386.1199 | 5427.633 | 5360.5432 | 3982.2431 | 3466.988 | 3474.3554
#MATS - MER Rate in 2015 (Bit and Subbit) | 43 | 7123 | MACT Fuel Choice Floor in lbs/MMBtu | FALSE | L | Annual | Allowances Purchased MER | Lb | 0 | 0 | 0 | 0 | 0 | 0 | 0
#MATS - MER Rate in 2015 (Bit and Subbit) | 43 | 7123 | MACT Fuel Choice Floor in lbs/MMBtu | FALSE | L | Annual | Allowances Sold MER | Lb | 0 | 0 | 0 | 0 | 0 | 0 | 0
#MATS - MER Rate in 2015 (Bit and Subbit) | 43 | 7123 | MACT Fuel Choice Floor in lbs/MMBtu | FALSE | L | Annual | Allowances Banked | Lb | 0 | 0 | 0 | 0 | 0 | 0 | 0
#MATS - MER Rate in 2015 (Bit and Subbit) | 43 | 7123 | MACT Fuel Choice Floor in lbs/MMBtu | FALSE | L | Annual | Allowances Withdrawn (1:1) | Lb | 0 | 0 | 0 | 0 | 0 | 0 | 0
#MATS - MER Rate in 2015 (Bit and Subbit) | 43 | 7123 | MACT Fuel Choice Floor in lbs/MMBtu | FALSE | L | Annual | Allowances Withdrawn (1:n) | Lb | 0 | 0 | 0 | 0 | 0 | 0 | 0
#MATS - MER Rate in 2015 (Bit and Subbit) | 43 | 7123 | MACT Fuel Choice Floor in lbs/MMBtu | FALSE | L | Annual | Total | Lb | 4951.9243 | 5386.1199 | 5427.633 | 5360.5432 | 3982.2431 | 3466.988 | 3474.3554
#MATS - MER Rate in 2015 (Bit and Subbit) | 43 | 7123 | MACT Fuel Choice Floor in lbs/MMBtu | FALSE | L | Annual | Fuel Consumed | TBtu | 7398.8816 | 7597.6141 | 7386.3068 | 7269.2307 | 5473.3726 | 4514.9013 | 4528.1344
#MATS - MER Rate in 2015 (Bit and Subbit) | 43 | 7123 | MACT Fuel Choice Floor in lbs/MMBtu | FALSE | L | Annual | Rate | lbs/MMBtu | 6.6928e-07 | 7.0892e-07 | 7.3482e-07 | 7.3743e-07 | 7.2757e-07 | 7.679e-07 | 7.6728e-07
#MATS - MER Rate in 2015 (Bit and Subbit) | 43 | 7123 | MACT Fuel Choice Floor in lbs/MMBtu | FALSE | L | Annual | Generation | TWh | 716.5273 | 729.0003 | 663.1466 | 652.6919 | 522.2643 | 432.2445 | 433.4949
#MATS - MER Rate in 2015 (Bit and Subbit) | 43 | 7123 | MACT Fuel Choice Floor in lbs/MMBtu | FALSE | L | Annual | Qualifying Generation | TWh | 716.5273 | 729.0003 | 663.1466 | 652.6919 | 522.2643 | 432.2445 | 433.4949
#MATS - MER Rate in 2015 (Bit and Subbit) | 43 | 7123 | MACT Fuel Choice Floor in lbs/MMBtu | FALSE | L | Annual | Constraint Shadow Price | US2022$/Lb | 0 | 0 | 0 | 0 | 0 | 0 | 0
#MATS - MER Rate in 2015 (IGCC) | 44 | 7124 | MACT Fuel Choice Floor in lbs/MMBtu | FALSE | L | Annual | Seasons Included | Seasons | Winter, Spring, Summer, Fall | Winter, Spring, Summer, Fall | Winter, Spring, Summer, Fall | Winter, Spring, Summer, Fall | Winter, Spring, Summer, Fall | Winter, Spring, Summer, Fall | Winter, Spring, Summer, Fall
#MATS - MER Rate in 2015 (IGCC) | 44 | 7124 | MACT Fuel Choice Floor in lbs/MMBtu | FALSE | L | Annual | Emission Floor MER | lbs/MMBtu | 3e-06 | 3e-06 | 3e-06 | 3e-06 | 3e-06 | 3e-06 | 3e-06
#MATS - MER Rate in 2015 (IGCC) | 44 | 7124 | MACT Fuel Choice Floor in lbs/MMBtu | FALSE | L | Annual | Emissions at Affected Plants MER | Lb | 36.8152 | 36.8152 | 0 | 0 | 0 | 0 | 0
#MATS - MER Rate in 2015 (IGCC) | 44 | 7124 | MACT Fuel Choice Floor in lbs/MMBtu | FALSE | L | Annual | Allowances Purchased MER | Lb | 0 | 0 | 0 | 0 | 0 | 0 | 0
#MATS - MER Rate in 2015 (IGCC) | 44 | 7124 | MACT Fuel Choice Floor in lbs/MMBtu | FALSE | L | Annual | Allowances Sold MER | Lb | 0 | 0 | 0 | 0 | 0 | 0 | 0
#MATS - MER Rate in 2015 (IGCC) | 44 | 7124 | MACT Fuel Choice Floor in lbs/MMBtu | FALSE | L | Annual | Allowances Banked | Lb | 0 | 0 | 0 | 0 | 0 | 0 | 0
#MATS - MER Rate in 2015 (IGCC) | 44 | 7124 | MACT Fuel Choice Floor in lbs/MMBtu | FALSE | L | Annual | Allowances Withdrawn (1:1) | Lb | 0 | 0 | 0 | 0 | 0 | 0 | 0
#MATS - MER Rate in 2015 (IGCC) | 44 | 7124 | MACT Fuel Choice Floor in lbs/MMBtu | FALSE | L | Annual | Allowances Withdrawn (1:n) | Lb | 0 | 0 | 0 | 0 | 0 | 0 | 0
#MATS - MER Rate in 2015 (IGCC) | 44 | 7124 | MACT Fuel Choice Floor in lbs/MMBtu | FALSE | L | Annual | Total | Lb | 36.8152 | 36.8152 | 0 | 0 | 0 | 0 | 0
#MATS - MER Rate in 2015 (IGCC) | 44 | 7124 | MACT Fuel Choice Floor in lbs/MMBtu | FALSE | L | Annual | Fuel Consumed | TBtu | 46.9355 | 46.9355 | 0 | 0 | 0 | 0 | 0
#MATS - MER Rate in 2015 (IGCC) | 44 | 7124 | MACT Fuel Choice Floor in lbs/MMBtu | FALSE | L | Annual | Rate | lbs/MMBtu | 7.8438e-07 | 7.8438e-07 | 0 | 0 | 0 | 0 | 0
#MATS - MER Rate in 2015 (IGCC) | 44 | 7124 | MACT Fuel Choice Floor in lbs/MMBtu | FALSE | L | Annual | Generation | TWh | 4.1276 | 4.1276 | 0 | 0 | 0 | 0 | 0
#MATS - MER Rate in 2015 (IGCC) | 44 | 7124 | MACT Fuel Choice Floor in lbs/MMBtu | FALSE | L | Annual | Qualifying Generation | TWh | 4.1276 | 4.1276 | 0 | 0 | 0 | 0 | 0
#MATS - MER Rate in 2015 (IGCC) | 44 | 7124 | MACT Fuel Choice Floor in lbs/MMBtu | FALSE | L | Annual | Constraint Shadow Price | US2022$/Lb | 0 | 0 | 0 | 0 | 0 | 0 | 0
#MATS - MER Rate in 2015 (Lig) | 45 | 7125 | MACT Fuel Choice Floor in lbs/MMBtu | FALSE | L | Annual | Seasons Included | Seasons | Winter, Spring, Summer, Fall | Winter, Spring, Summer, Fall | Winter, Spring, Summer, Fall | Winter, Spring, Summer, Fall | Winter, Spring, Summer, Fall | Winter, Spring, Summer, Fall | Winter, Spring, Summer, Fall
#MATS - MER Rate in 2015 (Lig) | 45 | 7125 | MACT Fuel Choice Floor in lbs/MMBtu | FALSE | L | Annual | Emission Floor MER | lbs/MMBtu | 4e-06 | 4e-06 | 4e-06 | 4e-06 | 4e-06 | 4e-06 | 4e-06
#MATS - MER Rate in 2015 (Lig) | 45 | 7125 | MACT Fuel Choice Floor in lbs/MMBtu | FALSE | L | Annual | Emissions at Affected Plants MER | Lb | 4717.7615 | 5097.2481 | 5130.5503 | 5067.15 | 3735.6906 | 3240.7932 | 3251.6499
#MATS - MER Rate in 2015 (Lig) | 45 | 7125 | MACT Fuel Choice Floor in lbs/MMBtu | FALSE | L | Annual | Allowances Purchased MER | Lb | 0 | 0 | 0 | 0 | 0 | 0 | 0
#MATS - MER Rate in 2015 (Lig) | 45 | 7125 | MACT Fuel Choice Floor in lbs/MMBtu | FALSE | L | Annual | Allowances Sold MER | Lb | 0 | 0 | 0 | 0 | 0 | 0 | 0
#MATS - MER Rate in 2015 (Lig) | 45 | 7125 | MACT Fuel Choice Floor in lbs/MMBtu | FALSE | L | Annual | Allowances Banked | Lb | 0 | 0 | 0 | 0 | 0 | 0 | 0
#MATS - MER Rate in 2015 (Lig) | 45 | 7125 | MACT Fuel Choice Floor in lbs/MMBtu | FALSE | L | Annual | Allowances Withdrawn (1:1) | Lb | 0 | 0 | 0 | 0 | 0 | 0 | 0
#MATS - MER Rate in 2015 (Lig) | 45 | 7125 | MACT Fuel Choice Floor in lbs/MMBtu | FALSE | L | Annual | Allowances Withdrawn (1:n) | Lb | 0 | 0 | 0 | 0 | 0 | 0 | 0
#MATS - MER Rate in 2015 (Lig) | 45 | 7125 | MACT Fuel Choice Floor in lbs/MMBtu | FALSE | L | Annual | Total | Lb | 4717.7615 | 5097.2481 | 5130.5503 | 5067.15 | 3735.6906 | 3240.7932 | 3251.6499
#MATS - MER Rate in 2015 (Lig) | 45 | 7125 | MACT Fuel Choice Floor in lbs/MMBtu | FALSE | L | Annual | Fuel Consumed | TBtu | 6955.961 | 7058.8182 | 6832.8782 | 6725.1519 | 5005.8144 | 4081.1184 | 4100.5698
#MATS - MER Rate in 2015 (Lig) | 45 | 7125 | MACT Fuel Choice Floor in lbs/MMBtu | FALSE | L | Annual | Rate | lbs/MMBtu | 6.7823e-07 | 7.2211e-07 | 7.5086e-07 | 7.5346e-07 | 7.4627e-07 | 7.9409e-07 | 7.9298e-07
#MATS - MER Rate in 2015 (Lig) | 45 | 7125 | MACT Fuel Choice Floor in lbs/MMBtu | FALSE | L | Annual | Generation | TWh | 675.5778 | 679.5483 | 612.4122 | 602.7976 | 479.2689 | 392.2574 | 394.0953
#MATS - MER Rate in 2015 (Lig) | 45 | 7125 | MACT Fuel Choice Floor in lbs/MMBtu | FALSE | L | Annual | Qualifying Generation | TWh | 675.5778 | 679.5483 | 612.4122 | 602.7976 | 479.2689 | 392.2574 | 394.0953
#MATS - MER Rate in 2015 (Lig) | 45 | 7125 | MACT Fuel Choice Floor in lbs/MMBtu | FALSE | L | Annual | Constraint Shadow Price | US2022$/Lb | 0 | 0 | 0 | 0 | 0 | 0 | 0
#MATS - MER Rate in 2015 (PK) | 46 | 7126 | MACT Fuel Choice Floor in lbs/MMBtu | FALSE | L | Annual | Seasons Included | Seasons | Winter, Spring, Summer, Fall | Winter, Spring, Summer, Fall | Winter, Spring, Summer, Fall | Winter, Spring, Summer, Fall | Winter, Spring, Summer, Fall | Winter, Spring, Summer, Fall | Winter, Spring, Summer, Fall
#MATS - MER Rate in 2015 (PK) | 46 | 7126 | MACT Fuel Choice Floor in lbs/MMBtu | FALSE | L | Annual | Emission Floor MER | lbs/MMBtu | 2e-07 | 2e-07 | 2e-07 | 2e-07 | 2e-07 | 2e-07 | 2e-07
#MATS - MER Rate in 2015 (PK) | 46 | 7126 | MACT Fuel Choice Floor in lbs/MMBtu | FALSE | L | Annual | Emissions at Affected Plants MER | Lb | 4839.0032 | 5262.4188 | 5303.9318 | 5240.5315 | 3881.3774 | 3379.8035 | 3387.1709
#MATS - MER Rate in 2015 (PK) | 46 | 7126 | MACT Fuel Choice Floor in lbs/MMBtu | FALSE | L | Annual | Allowances Purchased MER | Lb | 0 | 0 | 0 | 0 | 0 | 0 | 0
#MATS - MER Rate in 2015 (PK) | 46 | 7126 | MACT Fuel Choice Floor in lbs/MMBtu | FALSE | L | Annual | Allowances Sold MER | Lb | 0 | 0 | 0 | 0 | 0 | 0 | 0
#MATS - MER Rate in 2015 (PK) | 46 | 7126 | MACT Fuel Choice Floor in lbs/MMBtu | FALSE | L | Annual | Allowances Banked | Lb | 0 | 0 | 0 | 0 | 0 | 0 | 0
#MATS - MER Rate in 2015 (PK) | 46 | 7126 | MACT Fuel Choice Floor in lbs/MMBtu | FALSE | L | Annual | Allowances Withdrawn (1:1) | Lb | 0 | 0 | 0 | 0 | 0 | 0 | 0
#MATS - MER Rate in 2015 (PK) | 46 | 7126 | MACT Fuel Choice Floor in lbs/MMBtu | FALSE | L | Annual | Allowances Withdrawn (1:n) | Lb | 0 | 0 | 0 | 0 | 0 | 0 | 0
#MATS - MER Rate in 2015 (PK) | 46 | 7126 | MACT Fuel Choice Floor in lbs/MMBtu | FALSE | L | Annual | Total | Lb | 4839.0032 | 5262.4188 | 5303.9318 | 5240.5315 | 3881.3774 | 3379.8035 | 3387.1709
#MATS - MER Rate in 2015 (PK) | 46 | 7126 | MACT Fuel Choice Floor in lbs/MMBtu | FALSE | L | Annual | Fuel Consumed | TBtu | 7172.03 | 7353.1746 | 7141.8673 | 7034.141 | 5265.4478 | 4328.8534 | 4342.0864
#MATS - MER Rate in 2015 (PK) | 46 | 7126 | MACT Fuel Choice Floor in lbs/MMBtu | FALSE | L | Annual | Rate | lbs/MMBtu | 6.747e-07 | 7.1567e-07 | 7.4265e-07 | 7.4501e-07 | 7.3714e-07 | 7.8076e-07 | 7.8008e-07
#MATS - MER Rate in 2015 (PK) | 46 | 7126 | MACT Fuel Choice Floor in lbs/MMBtu | FALSE | L | Annual | Generation | TWh | 695.2968 | 706.1766 | 640.3229 | 630.7083 | 502.7213 | 414.6671 | 415.9175
#MATS - MER Rate in 2015 (PK) | 46 | 7126 | MACT Fuel Choice Floor in lbs/MMBtu | FALSE | L | Annual | Qualifying Generation | TWh | 695.2968 | 706.1766 | 640.3229 | 630.7083 | 502.7213 | 414.6671 | 415.9175
#MATS - MER Rate in 2015 (PK) | 46 | 7126 | MACT Fuel Choice Floor in lbs/MMBtu | FALSE | L | Annual | Constraint Shadow Price | US2022$/Lb | 0 | 0 | 0 | 0 | 0 | 0 | 0
7.23 - NJ Fossil CO2 Rate Limit: Unit 1652 | 52 | 7999 | Rate Constraint in lbs/MWh | FALSE | L | Annual | Seasons Included | Seasons | Winter, Spring, Summer, Fall | Winter, Spring, Summer, Fall | Winter, Spring, Summer, Fall | Winter, Spring, Summer, Fall | Winter, Spring, Summer, Fall | Winter, Spring, Summer, Fall | Winter, Spring, Summer, Fall
7.23 - NJ Fossil CO2 Rate Limit: Unit 1652 | 52 | 7999 | Rate Constraint in lbs/MWh | FALSE | L | Annual | Standard CO2 | lb/MWh | 1300 | 1300 | 1000 | 1000 | 1000 | 1000 | 1000
7.23 - NJ Fossil CO2 Rate Limit: Unit 1652 | 52 | 7999 | Rate Constraint in lbs/MWh | FALSE | L | Annual | Emissions at Affected Plants CO2 | Thousand Tons | 47.0645 | 38.8103 | 10.2693 | 10.2693 | 0.051712 | 0.060439 | 0.060439
7.23 - NJ Fossil CO2 Rate Limit: Unit 1652 | 52 | 7999 | Rate Constraint in lbs/MWh | FALSE | L | Annual | Allowances Purchased CO2 | Thousand Tons | 0 | 0 | 0 | 0 | 0 | 0 | 0
7.23 - NJ Fossil CO2 Rate Limit: Unit 1652 | 52 | 7999 | Rate Constraint in lbs/MWh | FALSE | L | Annual | Allowances Sold CO2 | Thousand Tons | 0 | 0 | 0 | 0 | 0 | 0 | 0
7.23 - NJ Fossil CO2 Rate Limit: Unit 1652 | 52 | 7999 | Rate Constraint in lbs/MWh | FALSE | L | Annual | Allowances Banked | Thousand Tons | 0 | 0 | 0 | 0 | 0 | 0 | 0
7.23 - NJ Fossil CO2 Rate Limit: Unit 1652 | 52 | 7999 | Rate Constraint in lbs/MWh | FALSE | L | Annual | Allowances Withdrawn (1:1) | Thousand Tons | 0 | 0 | 0 | 0 | 0 | 0 | 0
7.23 - NJ Fossil CO2 Rate Limit: Unit 1652 | 52 | 7999 | Rate Constraint in lbs/MWh | FALSE | L | Annual | Allowances Withdrawn (1:n) | Thousand Tons | 0 | 0 | 0 | 0 | 0 | 0 | 0
7.23 - NJ Fossil CO2 Rate Limit: Unit 1652 | 52 | 7999 | Rate Constraint in lbs/MWh | FALSE | L | Annual | Total | Thousand Tons | 47.0645 | 38.8103 | 10.2693 | 10.2693 | 0.051712 | 0.060439 | 0.060439
7.23 - NJ Fossil CO2 Rate Limit: Unit 1652 | 52 | 7999 | Rate Constraint in lbs/MWh | FALSE | L | Annual | Fuel Consumed | TBtu | 0.80397 | 0.66297 | 0.18149 | 0.18149 | 0.00091392 | 0.0010682 | 0.0010682
7.23 - NJ Fossil CO2 Rate Limit: Unit 1652 | 52 | 7999 | Rate Constraint in lbs/MWh | FALSE | L | Annual | Rate | lb/MMBtu | 117.08 | 117.08 | 113.1651 | 113.1651 | 113.1658 | 113.165 | 113.165
7.23 - NJ Fossil CO2 Rate Limit: Unit 1652 | 52 | 7999 | Rate Constraint in lbs/MWh | FALSE | L | Annual | Generation | TWh | 0.091631 | 0.075561 | 0.020539 | 0.020539 | 0.00010342 | 0.00012088 | 0.00012088
7.23 - NJ Fossil CO2 Rate Limit: Unit 1652 | 52 | 7999 | Rate Constraint in lbs/MWh | FALSE | L | Annual | Qualifying Generation | TWh | 0.091631 | 0.075561 | 0.020539 | 0.020539 | 0.00010342 | 0.00012088 | 0.00012088
7.23 - NJ Fossil CO2 Rate Limit: Unit 1652 | 52 | 7999 | Rate Constraint in lbs/MWh | FALSE | L | Annual | Constraint Shadow Price | US2022$/Ton | 0 | 0 | 116.6018 | 8.0868 | 103.6221 | 114.9325 | 118.7442
7.23 - NJ Fossil CO2 Rate Limit: Unit 1653 | 53 | 8000 | Rate Constraint in lbs/MWh | FALSE | L | Annual | Seasons Included | Seasons | Winter, Spring, Summer, Fall | Winter, Spring, Summer, Fall | Winter, Spring, Summer, Fall | Winter, Spring, Summer, Fall | Winter, Spring, Summer, Fall | Winter, Spring, Summer, Fall | Winter, Spring, Summer, Fall
7.23 - NJ Fossil CO2 Rate Limit: Unit 1653 | 53 | 8000 | Rate Constraint in lbs/MWh | FALSE | L | Annual | Standard CO2 | lb/MWh | 1300 | 1300 | 1000 | 1000 | 1000 | 1000 | 1000
7.23 - NJ Fossil CO2 Rate Limit: Unit 1653 | 53 | 8000 | Rate Constraint in lbs/MWh | FALSE | L | Annual | Emissions at Affected Plants CO2 | Thousand Tons | 1543.7323 | 1495.7727 | 780.1014 | 717.2164 | 624.9909 | 284.3133 | 226.664
7.23 - NJ Fossil CO2 Rate Limit: Unit 1653 | 53 | 8000 | Rate Constraint in lbs/MWh | FALSE | L | Annual | Allowances Purchased CO2 | Thousand Tons | 0 | 0 | 0 | 0 | 0 | 0 | 0
7.23 - NJ Fossil CO2 Rate Limit: Unit 1653 | 53 | 8000 | Rate Constraint in lbs/MWh | FALSE | L | Annual | Allowances Sold CO2 | Thousand Tons | 0 | 0 | 0 | 0 | 0 | 0 | 0
7.23 - NJ Fossil CO2 Rate Limit: Unit 1653 | 53 | 8000 | Rate Constraint in lbs/MWh | FALSE | L | Annual | Allowances Banked | Thousand Tons | 0 | 0 | 0 | 0 | 0 | 0 | 0
7.23 - NJ Fossil CO2 Rate Limit: Unit 1653 | 53 | 8000 | Rate Constraint in lbs/MWh | FALSE | L | Annual | Allowances Withdrawn (1:1) | Thousand Tons | 0 | 0 | 0 | 0 | 0 | 0 | 0
7.23 - NJ Fossil CO2 Rate Limit: Unit 1653 | 53 | 8000 | Rate Constraint in lbs/MWh | FALSE | L | Annual | Allowances Withdrawn (1:n) | Thousand Tons | 0 | 0 | 0 | 0 | 0 | 0 | 0
7.23 - NJ Fossil CO2 Rate Limit: Unit 1653 | 53 | 8000 | Rate Constraint in lbs/MWh | FALSE | L | Annual | Total | Thousand Tons | 1543.7323 | 1495.7727 | 780.1014 | 717.2164 | 624.9909 | 284.3133 | 226.664
7.23 - NJ Fossil CO2 Rate Limit: Unit 1653 | 53 | 8000 | Rate Constraint in lbs/MWh | FALSE | L | Annual | Fuel Consumed | TBtu | 26.3706 | 25.5513 | 13.326 | 12.2517 | 10.6763 | 4.8567 | 3.872
7.23 - NJ Fossil CO2 Rate Limit: Unit 1653 | 53 | 8000 | Rate Constraint in lbs/MWh | FALSE | L | Annual | Rate | lb/MMBtu | 117.08 | 117.08 | 117.08 | 117.08 | 117.08 | 117.08 | 117.08
7.23 - NJ Fossil CO2 Rate Limit: Unit 1653 | 53 | 8000 | Rate Constraint in lbs/MWh | FALSE | L | Annual | Generation | TWh | 3.7405 | 3.6243 | 1.8902 | 1.7378 | 1.5144 | 0.6889 | 0.54921
7.23 - NJ Fossil CO2 Rate Limit: Unit 1653 | 53 | 8000 | Rate Constraint in lbs/MWh | FALSE | L | Annual | Qualifying Generation | TWh | 3.7405 | 3.6243 | 1.8902 | 1.7378 | 1.5144 | 0.6889 | 0.54921
7.23 - NJ Fossil CO2 Rate Limit: Unit 1653 | 53 | 8000 | Rate Constraint in lbs/MWh | FALSE | L | Annual | Constraint Shadow Price | US2022$/Ton | 0 | 0 | 0 | 0 | 0 | 0 | 0
7.23 - NJ Fossil CO2 Rate Limit: Unit 1654 | 54 | 8001 | Rate Constraint in lbs/MWh | FALSE | L | Annual | Seasons Included | Seasons | Winter, Spring, Summer, Fall | Winter, Spring, Summer, Fall | Winter, Spring, Summer, Fall | Winter, Spring, Summer, Fall | Winter, Spring, Summer, Fall | Winter, Spring, Summer, Fall | Winter, Spring, Summer, Fall
7.23 - NJ Fossil CO2 Rate Limit: Unit 1654 | 54 | 8001 | Rate Constraint in lbs/MWh | FALSE | L | Annual | Standard CO2 | lb/MWh | 1300 | 1300 | 1000 | 1000 | 1000 | 1000 | 1000
7.23 - NJ Fossil CO2 Rate Limit: Unit 1654 | 54 | 8001 | Rate Constraint in lbs/MWh | FALSE | L | Annual | Emissions at Affected Plants CO2 | Thousand Tons | 926.9325 | 880.0564 | 540.2961 | 486.8537 | 419.6649 | 365.7468 | 146.3199
7.23 - NJ Fossil CO2 Rate Limit: Unit 1654 | 54 | 8001 | Rate Constraint in lbs/MWh | FALSE | L | Annual | Allowances Purchased CO2 | Thousand Tons | 0 | 0 | 0 | 0 | 0 | 0 | 0
7.23 - NJ Fossil CO2 Rate Limit: Unit 1654 | 54 | 8001 | Rate Constraint in lbs/MWh | FALSE | L | Annual | Allowances Sold CO2 | Thousand Tons | 0 | 0 | 0 | 0 | 0 | 0 | 0
7.23 - NJ Fossil CO2 Rate Limit: Unit 1654 | 54 | 8001 | Rate Constraint in lbs/MWh | FALSE | L | Annual | Allowances Banked | Thousand Tons | 0 | 0 | 0 | 0 | 0 | 0 | 0
7.23 - NJ Fossil CO2 Rate Limit: Unit 1654 | 54 | 8001 | Rate Constraint in lbs/MWh | FALSE | L | Annual | Allowances Withdrawn (1:1) | Thousand Tons | 0 | 0 | 0 | 0 | 0 | 0 | 0
7.23 - NJ Fossil CO2 Rate Limit: Unit 1654 | 54 | 8001 | Rate Constraint in lbs/MWh | FALSE | L | Annual | Allowances Withdrawn (1:n) | Thousand Tons | 0 | 0 | 0 | 0 | 0 | 0 | 0
7.23 - NJ Fossil CO2 Rate Limit: Unit 1654 | 54 | 8001 | Rate Constraint in lbs/MWh | FALSE | L | Annual | Total | Thousand Tons | 926.9325 | 880.0564 | 540.2961 | 486.8537 | 419.6649 | 365.7468 | 146.3199
7.23 - NJ Fossil CO2 Rate Limit: Unit 1654 | 54 | 8001 | Rate Constraint in lbs/MWh | FALSE | L | Annual | Fuel Consumed | TBtu | 15.8342 | 15.0334 | 9.2295 | 8.3166 | 7.1689 | 6.2478 | 2.4995
7.23 - NJ Fossil CO2 Rate Limit: Unit 1654 | 54 | 8001 | Rate Constraint in lbs/MWh | FALSE | L | Annual | Rate | lb/MMBtu | 117.08 | 117.08 | 117.08 | 117.08 | 117.08 | 117.08 | 117.08
7.23 - NJ Fossil CO2 Rate Limit: Unit 1654 | 54 | 8001 | Rate Constraint in lbs/MWh | FALSE | L | Annual | Generation | TWh | 2.246 | 2.1324 | 1.3092 | 1.1797 | 1.0169 | 0.88621 | 0.35454
7.23 - NJ Fossil CO2 Rate Limit: Unit 1654 | 54 | 8001 | Rate Constraint in lbs/MWh | FALSE | L | Annual | Qualifying Generation | TWh | 2.246 | 2.1324 | 1.3092 | 1.1797 | 1.0169 | 0.88621 | 0.35454
7.23 - NJ Fossil CO2 Rate Limit: Unit 1654 | 54 | 8001 | Rate Constraint in lbs/MWh | FALSE | L | Annual | Constraint Shadow Price | US2022$/Ton | 0 | 0 | 0 | 0 | 0 | 0 | 0
7.23 - NJ Fossil CO2 Rate Limit: Unit 1655 | 55 | 8002 | Rate Constraint in lbs/MWh | FALSE | L | Annual | Seasons Included | Seasons | Winter, Spring, Summer, Fall | Winter, Spring, Summer, Fall | Winter, Spring, Summer, Fall | Winter, Spring, Summer, Fall | Winter, Spring, Summer, Fall | Winter, Spring, Summer, Fall | Winter, Spring, Summer, Fall
7.23 - NJ Fossil CO2 Rate Limit: Unit 1655 | 55 | 8002 | Rate Constraint in lbs/MWh | FALSE | L | Annual | Standard CO2 | lb/MWh | 1300 | 1300 | 1000 | 1000 | 1000 | 1000 | 1000
7.23 - NJ Fossil CO2 Rate Limit: Unit 1655 | 55 | 8002 | Rate Constraint in lbs/MWh | FALSE | L | Annual | Emissions at Affected Plants CO2 | Thousand Tons | 2256.6793 | 1599.104 | 743.7274 | 488.2265 | 315.0028 | 316.805 | 170.6917
7.23 - NJ Fossil CO2 Rate Limit: Unit 1655 | 55 | 8002 | Rate Constraint in lbs/MWh | FALSE | L | Annual | Allowances Purchased CO2 | Thousand Tons | 0 | 0 | 0 | 0 | 0 | 0 | 0
7.23 - NJ Fossil CO2 Rate Limit: Unit 1655 | 55 | 8002 | Rate Constraint in lbs/MWh | FALSE | L | Annual | Allowances Sold CO2 | Thousand Tons | 0 | 0 | 0 | 0 | 0 | 0 | 0
7.23 - NJ Fossil CO2 Rate Limit: Unit 1655 | 55 | 8002 | Rate Constraint in lbs/MWh | FALSE | L | Annual | Allowances Banked | Thousand Tons | 0 | 0 | 0 | 0 | 0 | 0 | 0
7.23 - NJ Fossil CO2 Rate Limit: Unit 1655 | 55 | 8002 | Rate Constraint in lbs/MWh | FALSE | L | Annual | Allowances Withdrawn (1:1) | Thousand Tons | 0 | 0 | 0 | 0 | 0 | 0 | 0
7.23 - NJ Fossil CO2 Rate Limit: Unit 1655 | 55 | 8002 | Rate Constraint in lbs/MWh | FALSE | L | Annual | Allowances Withdrawn (1:n) | Thousand Tons | 0 | 0 | 0 | 0 | 0 | 0 | 0
7.23 - NJ Fossil CO2 Rate Limit: Unit 1655 | 55 | 8002 | Rate Constraint in lbs/MWh | FALSE | L | Annual | Total | Thousand Tons | 2256.6793 | 1599.104 | 743.7274 | 488.2265 | 315.0028 | 316.805 | 170.6917
7.23 - NJ Fossil CO2 Rate Limit: Unit 1655 | 55 | 8002 | Rate Constraint in lbs/MWh | FALSE | L | Annual | Fuel Consumed | TBtu | 38.5494 | 27.3164 | 12.7046 | 8.3401 | 5.381 | 5.4118 | 2.9158
7.23 - NJ Fossil CO2 Rate Limit: Unit 1655 | 55 | 8002 | Rate Constraint in lbs/MWh | FALSE | L | Annual | Rate | lb/MMBtu | 117.08 | 117.08 | 117.08 | 117.08 | 117.08 | 117.08 | 117.08
7.23 - NJ Fossil CO2 Rate Limit: Unit 1655 | 55 | 8002 | Rate Constraint in lbs/MWh | FALSE | L | Annual | Generation | TWh | 5.3518 | 3.7924 | 1.7638 | 1.1579 | 0.74705 | 0.75132 | 0.40481
7.23 - NJ Fossil CO2 Rate Limit: Unit 1655 | 55 | 8002 | Rate Constraint in lbs/MWh | FALSE | L | Annual | Qualifying Generation | TWh | 5.3518 | 3.7924 | 1.7638 | 1.1579 | 0.74705 | 0.75132 | 0.40481
7.23 - NJ Fossil CO2 Rate Limit: Unit 1655 | 55 | 8002 | Rate Constraint in lbs/MWh | FALSE | L | Annual | Constraint Shadow Price | US2022$/Ton | 0 | 0 | 0 | 0 | 0 | 0 | 0
7.23 - NJ Fossil CO2 Rate Limit: Unit 1656 | 56 | 8003 | Rate Constraint in lbs/MWh | FALSE | L | Annual | Seasons Included | Seasons | Winter, Spring, Summer, Fall | Winter, Spring, Summer, Fall | Winter, Spring, Summer, Fall | Winter, Spring, Summer, Fall | Winter, Spring, Summer, Fall | Winter, Spring, Summer, Fall | Winter, Spring, Summer, Fall
7.23 - NJ Fossil CO2 Rate Limit: Unit 1656 | 56 | 8003 | Rate Constraint in lbs/MWh | FALSE | L | Annual | Standard CO2 | lb/MWh | 1300 | 1300 | 1000 | 1000 | 1000 | 1000 | 1000
7.23 - NJ Fossil CO2 Rate Limit: Unit 1656 | 56 | 8003 | Rate Constraint in lbs/MWh | FALSE | L | Annual | Emissions at Affected Plants CO2 | Thousand Tons | 2117.0456 | 1885.57 | 1037.5241 | 983.5771 | 498.7921 | 295.8833 | 309.4316
7.23 - NJ Fossil CO2 Rate Limit: Unit 1656 | 56 | 8003 | Rate Constraint in lbs/MWh | FALSE | L | Annual | Allowances Purchased CO2 | Thousand Tons | 0 | 0 | 0 | 0 | 0 | 0 | 0
7.23 - NJ Fossil CO2 Rate Limit: Unit 1656 | 56 | 8003 | Rate Constraint in lbs/MWh | FALSE | L | Annual | Allowances Sold CO2 | Thousand Tons | 0 | 0 | 0 | 0 | 0 | 0 | 0
7.23 - NJ Fossil CO2 Rate Limit: Unit 1656 | 56 | 8003 | Rate Constraint in lbs/MWh | FALSE | L | Annual | Allowances Banked | Thousand Tons | 0 | 0 | 0 | 0 | 0 | 0 | 0
7.23 - NJ Fossil CO2 Rate Limit: Unit 1656 | 56 | 8003 | Rate Constraint in lbs/MWh | FALSE | L | Annual | Allowances Withdrawn (1:1) | Thousand Tons | 0 | 0 | 0 | 0 | 0 | 0 | 0
7.23 - NJ Fossil CO2 Rate Limit: Unit 1656 | 56 | 8003 | Rate Constraint in lbs/MWh | FALSE | L | Annual | Allowances Withdrawn (1:n) | Thousand Tons | 0 | 0 | 0 | 0 | 0 | 0 | 0
7.23 - NJ Fossil CO2 Rate Limit: Unit 1656 | 56 | 8003 | Rate Constraint in lbs/MWh | FALSE | L | Annual | Total | Thousand Tons | 2117.0456 | 1885.57 | 1037.5241 | 983.5771 | 498.7921 | 295.8833 | 309.4316
7.23 - NJ Fossil CO2 Rate Limit: Unit 1656 | 56 | 8003 | Rate Constraint in lbs/MWh | FALSE | L | Annual | Fuel Consumed | TBtu | 36.1641 | 32.2099 | 17.7233 | 16.8018 | 8.5205 | 5.0544 | 5.2858
7.23 - NJ Fossil CO2 Rate Limit: Unit 1656 | 56 | 8003 | Rate Constraint in lbs/MWh | FALSE | L | Annual | Rate | lb/MMBtu | 117.08 | 117.08 | 117.08 | 117.08 | 117.08 | 117.08 | 117.08
7.23 - NJ Fossil CO2 Rate Limit: Unit 1656 | 56 | 8003 | Rate Constraint in lbs/MWh | FALSE | L | Annual | Generation | TWh | 5.1123 | 4.5533 | 2.5054 | 2.3751 | 1.2045 | 0.7145 | 0.74722
7.23 - NJ Fossil CO2 Rate Limit: Unit 1656 | 56 | 8003 | Rate Constraint in lbs/MWh | FALSE | L | Annual | Qualifying Generation | TWh | 5.1123 | 4.5533 | 2.5054 | 2.3751 | 1.2045 | 0.7145 | 0.74722
7.23 - NJ Fossil CO2 Rate Limit: Unit 1656 | 56 | 8003 | Rate Constraint in lbs/MWh | FALSE | L | Annual | Constraint Shadow Price | US2022$/Ton | 0 | 0 | 0 | 0 | 0 | 0 | 0
7.23 - NJ Fossil CO2 Rate Limit: Unit 1657 | 57 | 8004 | Rate Constraint in lbs/MWh | FALSE | L | Annual | Seasons Included | Seasons | Winter, Spring, Summer, Fall | Winter, Spring, Summer, Fall | Winter, Spring, Summer, Fall | Winter, Spring, Summer, Fall | Winter, Spring, Summer, Fall | Winter, Spring, Summer, Fall | Winter, Spring, Summer, Fall
7.23 - NJ Fossil CO2 Rate Limit: Unit 1657 | 57 | 8004 | Rate Constraint in lbs/MWh | FALSE | L | Annual | Standard CO2 | lb/MWh | 1300 | 1300 | 1000 | 1000 | 1000 | 1000 | 1000
7.23 - NJ Fossil CO2 Rate Limit: Unit 1657 | 57 | 8004 | Rate Constraint in lbs/MWh | FALSE | L | Annual | Emissions at Affected Plants CO2 | Thousand Tons | 1208.4279 | 1147.3162 | 690.5726 | 547.1108 | 547.1108 | 377.9975 | 190.755
7.23 - NJ Fossil CO2 Rate Limit: Unit 1657 | 57 | 8004 | Rate Constraint in lbs/MWh | FALSE | L | Annual | Allowances Purchased CO2 | Thousand Tons | 0 | 0 | 0 | 0 | 0 | 0 | 0
7.23 - NJ Fossil CO2 Rate Limit: Unit 1657 | 57 | 8004 | Rate Constraint in lbs/MWh | FALSE | L | Annual | Allowances Sold CO2 | Thousand Tons | 0 | 0 | 0 | 0 | 0 | 0 | 0
7.23 - NJ Fossil CO2 Rate Limit: Unit 1657 | 57 | 8004 | Rate Constraint in lbs/MWh | FALSE | L | Annual | Allowances Banked | Thousand Tons | 0 | 0 | 0 | 0 | 0 | 0 | 0
7.23 - NJ Fossil CO2 Rate Limit: Unit 1657 | 57 | 8004 | Rate Constraint in lbs/MWh | FALSE | L | Annual | Allowances Withdrawn (1:1) | Thousand Tons | 0 | 0 | 0 | 0 | 0 | 0 | 0
7.23 - NJ Fossil CO2 Rate Limit: Unit 1657 | 57 | 8004 | Rate Constraint in lbs/MWh | FALSE | L | Annual | Allowances Withdrawn (1:n) | Thousand Tons | 0 | 0 | 0 | 0 | 0 | 0 | 0
7.23 - NJ Fossil CO2 Rate Limit: Unit 1657 | 57 | 8004 | Rate Constraint in lbs/MWh | FALSE | L | Annual | Total | Thousand Tons | 1208.4279 | 1147.3162 | 690.5726 | 547.1108 | 547.1108 | 377.9975 | 190.755
7.23 - NJ Fossil CO2 Rate Limit: Unit 1657 | 57 | 8004 | Rate Constraint in lbs/MWh | FALSE | L | Annual | Fuel Consumed | TBtu | 20.6428 | 19.5988 | 11.7966 | 9.3459 | 9.3459 | 6.4571 | 3.2585
7.23 - NJ Fossil CO2 Rate Limit: Unit 1657 | 57 | 8004 | Rate Constraint in lbs/MWh | FALSE | L | Annual | Rate | lb/MMBtu | 117.08 | 117.08 | 117.08 | 117.08 | 117.08 | 117.08 | 117.08
7.23 - NJ Fossil CO2 Rate Limit: Unit 1657 | 57 | 8004 | Rate Constraint in lbs/MWh | FALSE | L | Annual | Generation | TWh | 2.9281 | 2.78 | 1.6733 | 1.3257 | 1.3257 | 0.9159 | 0.4622
7.23 - NJ Fossil CO2 Rate Limit: Unit 1657 | 57 | 8004 | Rate Constraint in lbs/MWh | FALSE | L | Annual | Qualifying Generation | TWh | 2.9281 | 2.78 | 1.6733 | 1.3257 | 1.3257 | 0.9159 | 0.4622
7.23 - NJ Fossil CO2 Rate Limit: Unit 1657 | 57 | 8004 | Rate Constraint in lbs/MWh | FALSE | L | Annual | Constraint Shadow Price | US2022$/Ton | 0 | 0 | 0 | 0 | 0 | 0 | 0
7.23 - NJ Fossil CO2 Rate Limit: Unit 1658 | 58 | 8005 | Rate Constraint in lbs/MWh | FALSE | L | Annual | Seasons Included | Seasons | Winter, Spring, Summer, Fall | Winter, Spring, Summer, Fall | Winter, Spring, Summer, Fall | Winter, Spring, Summer, Fall | Winter, Spring, Summer, Fall | Winter, Spring, Summer, Fall | Winter, Spring, Summer, Fall
7.23 - NJ Fossil CO2 Rate Limit: Unit 1658 | 58 | 8005 | Rate Constraint in lbs/MWh | FALSE | L | Annual | Standard CO2 | lb/MWh | 1300 | 1300 | 1000 | 1000 | 1000 | 1000 | 1000
7.23 - NJ Fossil CO2 Rate Limit: Unit 1658 | 58 | 8005 | Rate Constraint in lbs/MWh | FALSE | L | Annual | Emissions at Affected Plants CO2 | Thousand Tons | 2047.5943 | 1964.6297 | 1186.2906 | 939.8467 | 939.8467 | 499.6437 | 327.6859
7.23 - NJ Fossil CO2 Rate Limit: Unit 1658 | 58 | 8005 | Rate Constraint in lbs/MWh | FALSE | L | Annual | Allowances Purchased CO2 | Thousand Tons | 0 | 0 | 0 | 0 | 0 | 0 | 0
7.23 - NJ Fossil CO2 Rate Limit: Unit 1658 | 58 | 8005 | Rate Constraint in lbs/MWh | FALSE | L | Annual | Allowances Sold CO2 | Thousand Tons | 0 | 0 | 0 | 0 | 0 | 0 | 0
7.23 - NJ Fossil CO2 Rate Limit: Unit 1658 | 58 | 8005 | Rate Constraint in lbs/MWh | FALSE | L | Annual | Allowances Banked | Thousand Tons | 0 | 0 | 0 | 0 | 0 | 0 | 0
7.23 - NJ Fossil CO2 Rate Limit: Unit 1658 | 58 | 8005 | Rate Constraint in lbs/MWh | FALSE | L | Annual | Allowances Withdrawn (1:1) | Thousand Tons | 0 | 0 | 0 | 0 | 0 | 0 | 0
7.23 - NJ Fossil CO2 Rate Limit: Unit 1658 | 58 | 8005 | Rate Constraint in lbs/MWh | FALSE | L | Annual | Allowances Withdrawn (1:n) | Thousand Tons | 0 | 0 | 0 | 0 | 0 | 0 | 0
7.23 - NJ Fossil CO2 Rate Limit: Unit 1658 | 58 | 8005 | Rate Constraint in lbs/MWh | FALSE | L | Annual | Total | Thousand Tons | 2047.5943 | 1964.6297 | 1186.2906 | 939.8467 | 939.8467 | 499.6437 | 327.6859
7.23 - NJ Fossil CO2 Rate Limit: Unit 1658 | 58 | 8005 | Rate Constraint in lbs/MWh | FALSE | L | Annual | Fuel Consumed | TBtu | 34.9777 | 33.5605 | 20.2646 | 16.0548 | 16.0548 | 8.5351 | 5.5976
7.23 - NJ Fossil CO2 Rate Limit: Unit 1658 | 58 | 8005 | Rate Constraint in lbs/MWh | FALSE | L | Annual | Rate | lb/MMBtu | 117.08 | 117.08 | 117.08 | 117.08 | 117.08 | 117.08 | 117.08
7.23 - NJ Fossil CO2 Rate Limit: Unit 1658 | 58 | 8005 | Rate Constraint in lbs/MWh | FALSE | L | Annual | Generation | TWh | 4.9614 | 4.7603 | 2.8744 | 2.2773 | 2.2773 | 1.2106 | 0.79399
7.23 - NJ Fossil CO2 Rate Limit: Unit 1658 | 58 | 8005 | Rate Constraint in lbs/MWh | FALSE | L | Annual | Qualifying Generation | TWh | 4.9614 | 4.7603 | 2.8744 | 2.2773 | 2.2773 | 1.2106 | 0.79399
7.23 - NJ Fossil CO2 Rate Limit: Unit 1658 | 58 | 8005 | Rate Constraint in lbs/MWh | FALSE | L | Annual | Constraint Shadow Price | US2022$/Ton | 0 | 0 | 0 | 0 | 0 | 0 | 0
7.23 - NJ Fossil CO2 Rate Limit: Unit 1659 | 59 | 8006 | Rate Constraint in lbs/MWh | FALSE | L | Annual | Seasons Included | Seasons | Winter, Spring, Summer, Fall | Winter, Spring, Summer, Fall | Winter, Spring, Summer, Fall | Winter, Spring, Summer, Fall | Winter, Spring, Summer, Fall | Winter, Spring, Summer, Fall | Winter, Spring, Summer, Fall
7.23 - NJ Fossil CO2 Rate Limit: Unit 1659 | 59 | 8006 | Rate Constraint in lbs/MWh | FALSE | L | Annual | Standard CO2 | lb/MWh | 1649.6268 | 1649.6268 | 1268.9437 | 1268.9437 | 1268.9437 | 1268.9437 | 1268.9437
7.23 - NJ Fossil CO2 Rate Limit: Unit 1659 | 59 | 8006 | Rate Constraint in lbs/MWh | FALSE | L | Annual | Emissions at Affected Plants CO2 | Thousand Tons | 38.4785 | 34.4169 | 17.4059 | 1.5069 | 1.0331 | 0.44913 | 0.72619
7.23 - NJ Fossil CO2 Rate Limit: Unit 1659 | 59 | 8006 | Rate Constraint in lbs/MWh | FALSE | L | Annual | Allowances Purchased CO2 | Thousand Tons | 0 | 0 | 0 | 0 | 0 | 0 | 0
7.23 - NJ Fossil CO2 Rate Limit: Unit 1659 | 59 | 8006 | Rate Constraint in lbs/MWh | FALSE | L | Annual | Allowances Sold CO2 | Thousand Tons | 0 | 0 | 0 | 0 | 0 | 0 | 0
7.23 - NJ Fossil CO2 Rate Limit: Unit 1659 | 59 | 8006 | Rate Constraint in lbs/MWh | FALSE | L | Annual | Allowances Banked | Thousand Tons | 0 | 0 | 0 | 0 | 0 | 0 | 0
7.23 - NJ Fossil CO2 Rate Limit: Unit 1659 | 59 | 8006 | Rate Constraint in lbs/MWh | FALSE | L | Annual | Allowances Withdrawn (1:1) | Thousand Tons | 0 | 0 | 0 | 0 | 0 | 0 | 0
7.23 - NJ Fossil CO2 Rate Limit: Unit 1659 | 59 | 8006 | Rate Constraint in lbs/MWh | FALSE | L | Annual | Allowances Withdrawn (1:n) | Thousand Tons | 0 | 0 | 0 | 0 | 0 | 0 | 0
7.23 - NJ Fossil CO2 Rate Limit: Unit 1659 | 59 | 8006 | Rate Constraint in lbs/MWh | FALSE | L | Annual | Total | Thousand Tons | 38.4785 | 34.4169 | 17.4059 | 1.5069 | 1.0331 | 0.44913 | 0.72619
7.23 - NJ Fossil CO2 Rate Limit: Unit 1659 | 59 | 8006 | Rate Constraint in lbs/MWh | FALSE | L | Annual | Fuel Consumed | TBtu | 0.51799 | 0.46331 | 0.23432 | 0.020286 | 0.013907 | 0.0060462 | 0.0097758
7.23 - NJ Fossil CO2 Rate Limit: Unit 1659 | 59 | 8006 | Rate Constraint in lbs/MWh | FALSE | L | Annual | Rate | lb/MMBtu | 148.5679 | 148.5679 | 148.5679 | 148.5679 | 148.5679 | 148.5679 | 148.5679
7.23 - NJ Fossil CO2 Rate Limit: Unit 1659 | 59 | 8006 | Rate Constraint in lbs/MWh | FALSE | L | Annual | Generation | TWh | 0.065527 | 0.05861 | 0.029641 | 0.0025662 | 0.0017593 | 0.00076485 | 0.0012367
7.23 - NJ Fossil CO2 Rate Limit: Unit 1659 | 59 | 8006 | Rate Constraint in lbs/MWh | FALSE | L | Annual | Qualifying Generation | TWh | 0.065527 | 0.05861 | 0.029641 | 0.0025662 | 0.0017593 | 0.00076485 | 0.0012367
7.23 - NJ Fossil CO2 Rate Limit: Unit 1659 | 59 | 8006 | Rate Constraint in lbs/MWh | FALSE | L | Annual | Constraint Shadow Price | US2022$/Ton | 0 | 0 | 0 | 0 | 0 | 0 | 0
7.23 - NJ Fossil CO2 Rate Limit: Unit 1660 | 60 | 8007 | Rate Constraint in lbs/MWh | FALSE | L | Annual | Seasons Included | Seasons | Winter, Spring, Summer, Fall | Winter, Spring, Summer, Fall | Winter, Spring, Summer, Fall | Winter, Spring, Summer, Fall | Winter, Spring, Summer, Fall | Winter, Spring, Summer, Fall | Winter, Spring, Summer, Fall
7.23 - NJ Fossil CO2 Rate Limit: Unit 1660 | 60 | 8007 | Rate Constraint in lbs/MWh | FALSE | L | Annual | Standard CO2 | lb/MWh | 1300 | 1300 | 1000 | 1000 | 1000 | 1000 | 1000
7.23 - NJ Fossil CO2 Rate Limit: Unit 1660 | 60 | 8007 | Rate Constraint in lbs/MWh | FALSE | L | Annual | Emissions at Affected Plants CO2 | Thousand Tons | 30.385 | 6.1927 | 0 | 0 | 0 | 0 | 0
7.23 - NJ Fossil CO2 Rate Limit: Unit 1660 | 60 | 8007 | Rate Constraint in lbs/MWh | FALSE | L | Annual | Allowances Purchased CO2 | Thousand Tons | 0 | 0 | 0 | 0 | 0 | 0 | 0
7.23 - NJ Fossil CO2 Rate Limit: Unit 1660 | 60 | 8007 | Rate Constraint in lbs/MWh | FALSE | L | Annual | Allowances Sold CO2 | Thousand Tons | 0 | 0 | 0 | 0 | 0 | 0 | 0
7.23 - NJ Fossil CO2 Rate Limit: Unit 1660 | 60 | 8007 | Rate Constraint in lbs/MWh | FALSE | L | Annual | Allowances Banked | Thousand Tons | 0 | 0 | 0 | 0 | 0 | 0 | 0
7.23 - NJ Fossil CO2 Rate Limit: Unit 1660 | 60 | 8007 | Rate Constraint in lbs/MWh | FALSE | L | Annual | Allowances Withdrawn (1:1) | Thousand Tons | 0 | 0 | 0 | 0 | 0 | 0 | 0
7.23 - NJ Fossil CO2 Rate Limit: Unit 1660 | 60 | 8007 | Rate Constraint in lbs/MWh | FALSE | L | Annual | Allowances Withdrawn (1:n) | Thousand Tons | 0 | 0 | 0 | 0 | 0 | 0 | 0
7.23 - NJ Fossil CO2 Rate Limit: Unit 1660 | 60 | 8007 | Rate Constraint in lbs/MWh | FALSE | L | Annual | Total | Thousand Tons | 30.385 | 6.1927 | 0 | 0 | 0 | 0 | 0
7.23 - NJ Fossil CO2 Rate Limit: Unit 1660 | 60 | 8007 | Rate Constraint in lbs/MWh | FALSE | L | Annual | Fuel Consumed | TBtu | 0.51905 | 0.10579 | 0 | 0 | 0 | 0 | 0
7.23 - NJ Fossil CO2 Rate Limit: Unit 1660 | 60 | 8007 | Rate Constraint in lbs/MWh | FALSE | L | Annual | Rate | lb/MMBtu | 117.08 | 117.08 | 0 | 0 | 0 | 0 | 0
7.23 - NJ Fossil CO2 Rate Limit: Unit 1660 | 60 | 8007 | Rate Constraint in lbs/MWh | FALSE | L | Annual | Generation | TWh | 0.047454 | 0.0096714 | 0 | 0 | 0 | 0 | 0
7.23 - NJ Fossil CO2 Rate Limit: Unit 1660 | 60 | 8007 | Rate Constraint in lbs/MWh | FALSE | L | Annual | Qualifying Generation | TWh | 0.047454 | 0.0096714 | 0 | 0 | 0 | 0 | 0
7.23 - NJ Fossil CO2 Rate Limit: Unit 1660 | 60 | 8007 | Rate Constraint in lbs/MWh | FALSE | L | Annual | Constraint Shadow Price | US2022$/Ton | 0 | 0 | 28.9231 | 45.7842 | 0 | 0 | 0
7.23 - NJ Fossil CO2 Rate Limit: Unit 1661 | 61 | 8008 | Rate Constraint in lbs/MWh | FALSE | L | Annual | Seasons Included | Seasons | Winter, Spring, Summer, Fall | Winter, Spring, Summer, Fall | Winter, Spring, Summer, Fall | Winter, Spring, Summer, Fall | Winter, Spring, Summer, Fall | Winter, Spring, Summer, Fall | Winter, Spring, Summer, Fall
7.23 - NJ Fossil CO2 Rate Limit: Unit 1661 | 61 | 8008 | Rate Constraint in lbs/MWh | FALSE | L | Annual | Standard CO2 | lb/MWh | 1300 | 1300 | 1000 | 1000 | 1000 | 1000 | 1000
7.23 - NJ Fossil CO2 Rate Limit: Unit 1661 | 61 | 8008 | Rate Constraint in lbs/MWh | FALSE | L | Annual | Emissions at Affected Plants CO2 | Thousand Tons | 200.3589 | 163.9208 | 22.3227 | 21.0297 | 0.23509 | 0.11754 | 0.11754
7.23 - NJ Fossil CO2 Rate Limit: Unit 1661 | 61 | 8008 | Rate Constraint in lbs/MWh | FALSE | L | Annual | Allowances Purchased CO2 | Thousand Tons | 0 | 0 | 0 | 0 | 0 | 0 | 0
7.23 - NJ Fossil CO2 Rate Limit: Unit 1661 | 61 | 8008 | Rate Constraint in lbs/MWh | FALSE | L | Annual | Allowances Sold CO2 | Thousand Tons | 0 | 0 | 0 | 0 | 0 | 0 | 0
7.23 - NJ Fossil CO2 Rate Limit: Unit 1661 | 61 | 8008 | Rate Constraint in lbs/MWh | FALSE | L | Annual | Allowances Banked | Thousand Tons | 0 | 0 | 0 | 0 | 0 | 0 | 0
7.23 - NJ Fossil CO2 Rate Limit: Unit 1661 | 61 | 8008 | Rate Constraint in lbs/MWh | FALSE | L | Annual | Allowances Withdrawn (1:1) | Thousand Tons | 0 | 0 | 0 | 0 | 0 | 0 | 0
7.23 - NJ Fossil CO2 Rate Limit: Unit 1661 | 61 | 8008 | Rate Constraint in lbs/MWh | FALSE | L | Annual | Allowances Withdrawn (1:n) | Thousand Tons | 0 | 0 | 0 | 0 | 0 | 0 | 0
7.23 - NJ Fossil CO2 Rate Limit: Unit 1661 | 61 | 8008 | Rate Constraint in lbs/MWh | FALSE | L | Annual | Total | Thousand Tons | 200.3589 | 163.9208 | 22.3227 | 21.0297 | 0.23509 | 0.11754 | 0.11754
7.23 - NJ Fossil CO2 Rate Limit: Unit 1661 | 61 | 8008 | Rate Constraint in lbs/MWh | FALSE | L | Annual | Fuel Consumed | TBtu | 3.4226 | 2.8001 | 0.38132 | 0.35924 | 0.0040158 | 0.0020079 | 0.0020079
7.23 - NJ Fossil CO2 Rate Limit: Unit 1661 | 61 | 8008 | Rate Constraint in lbs/MWh | FALSE | L | Annual | Rate | lb/MMBtu | 117.08 | 117.08 | 117.08 | 117.08 | 117.08 | 117.08 | 117.08
7.23 - NJ Fossil CO2 Rate Limit: Unit 1661 | 61 | 8008 | Rate Constraint in lbs/MWh | FALSE | L | Annual | Generation | TWh | 0.40266 | 0.32943 | 0.044862 | 0.042263 | 0.00047245 | 0.00023622 | 0.00023622
7.23 - NJ Fossil CO2 Rate Limit: Unit 1661 | 61 | 8008 | Rate Constraint in lbs/MWh | FALSE | L | Annual | Qualifying Generation | TWh | 0.40266 | 0.32943 | 0.044862 | 0.042263 | 0.00047245 | 0.00023622 | 0.00023622
7.23 - NJ Fossil CO2 Rate Limit: Unit 1661 | 61 | 8008 | Rate Constraint in lbs/MWh | FALSE | L | Annual | Constraint Shadow Price | US2022$/Ton | 0 | 0 | 0 | 0 | 0 | 0 | 0
7.23 - NJ Fossil CO2 Rate Limit: Unit 1670 | 62 | 8010 | Rate Constraint in lbs/MWh | FALSE | L | Annual | Seasons Included | Seasons | Winter, Spring, Summer, Fall | Winter, Spring, Summer, Fall | Winter, Spring, Summer, Fall | Winter, Spring, Summer, Fall | Winter, Spring, Summer, Fall | Winter, Spring, Summer, Fall | Winter, Spring, Summer, Fall
7.23 - NJ Fossil CO2 Rate Limit: Unit 1670 | 62 | 8010 | Rate Constraint in lbs/MWh | FALSE | L | Annual | Standard CO2 | lb/MWh | 1300 | 1300 | 1000 | 1000 | 1000 | 1000 | 1000
7.23 - NJ Fossil CO2 Rate Limit: Unit 1670 | 62 | 8010 | Rate Constraint in lbs/MWh | FALSE | L | Annual | Emissions at Affected Plants CO2 | Thousand Tons | 1537.6693 | 1216.8665 | 362.6224 | 278.9304 | 185.3965 | 100.0873 | 92.5367
7.23 - NJ Fossil CO2 Rate Limit: Unit 1670 | 62 | 8010 | Rate Constraint in lbs/MWh | FALSE | L | Annual | Allowances Purchased CO2 | Thousand Tons | 0 | 0 | 0 | 0 | 0 | 0 | 0
7.23 - NJ Fossil CO2 Rate Limit: Unit 1670 | 62 | 8010 | Rate Constraint in lbs/MWh | FALSE | L | Annual | Allowances Sold CO2 | Thousand Tons | 0 | 0 | 0 | 0 | 0 | 0 | 0
7.23 - NJ Fossil CO2 Rate Limit: Unit 1670 | 62 | 8010 | Rate Constraint in lbs/MWh | FALSE | L | Annual | Allowances Banked | Thousand Tons | 0 | 0 | 0 | 0 | 0 | 0 | 0
7.23 - NJ Fossil CO2 Rate Limit: Unit 1670 | 62 | 8010 | Rate Constraint in lbs/MWh | FALSE | L | Annual | Allowances Withdrawn (1:1) | Thousand Tons | 0 | 0 | 0 | 0 | 0 | 0 | 0
7.23 - NJ Fossil CO2 Rate Limit: Unit 1670 | 62 | 8010 | Rate Constraint in lbs/MWh | FALSE | L | Annual | Allowances Withdrawn (1:n) | Thousand Tons | 0 | 0 | 0 | 0 | 0 | 0 | 0
7.23 - NJ Fossil CO2 Rate Limit: Unit 1670 | 62 | 8010 | Rate Constraint in lbs/MWh | FALSE | L | Annual | Total | Thousand Tons | 1537.6693 | 1216.8665 | 362.6224 | 278.9304 | 185.3965 | 100.0873 | 92.5367
7.23 - NJ Fossil CO2 Rate Limit: Unit 1670 | 62 | 8010 | Rate Constraint in lbs/MWh | FALSE | L | Annual | Fuel Consumed | TBtu | 26.267 | 20.7869 | 6.1944 | 4.7648 | 3.167 | 1.7097 | 1.5807
7.23 - NJ Fossil CO2 Rate Limit: Unit 1670 | 62 | 8010 | Rate Constraint in lbs/MWh | FALSE | L | Annual | Rate | lb/MMBtu | 117.08 | 117.08 | 117.08 | 117.08 | 117.08 | 117.08 | 117.08
7.23 - NJ Fossil CO2 Rate Limit: Unit 1670 | 62 | 8010 | Rate Constraint in lbs/MWh | FALSE | L | Annual | Generation | TWh | 3.5992 | 2.8483 | 0.84879 | 0.65289 | 0.43396 | 0.23427 | 0.2166
7.23 - NJ Fossil CO2 Rate Limit: Unit 1670 | 62 | 8010 | Rate Constraint in lbs/MWh | FALSE | L | Annual | Qualifying Generation | TWh | 3.5992 | 2.8483 | 0.84879 | 0.65289 | 0.43396 | 0.23427 | 0.2166
7.23 - NJ Fossil CO2 Rate Limit: Unit 1670 | 62 | 8010 | Rate Constraint in lbs/MWh | FALSE | L | Annual | Constraint Shadow Price | US2022$/Ton | 0 | 0 | 0 | 0 | 0 | 0 | 0
7.23 - NJ Fossil CO2 Rate Limit: Unit 1671 | 63 | 8011 | Rate Constraint in lbs/MWh | FALSE | L | Annual | Seasons Included | Seasons | Winter, Spring, Summer, Fall | Winter, Spring, Summer, Fall | Winter, Spring, Summer, Fall | Winter, Spring, Summer, Fall | Winter, Spring, Summer, Fall | Winter, Spring, Summer, Fall | Winter, Spring, Summer, Fall
7.23 - NJ Fossil CO2 Rate Limit: Unit 1671 | 63 | 8011 | Rate Constraint in lbs/MWh | FALSE | L | Annual | Standard CO2 | lb/MWh | 1300 | 1300 | 1000 | 1000 | 1000 | 1000 | 1000
7.23 - NJ Fossil CO2 Rate Limit: Unit 1671 | 63 | 8011 | Rate Constraint in lbs/MWh | FALSE | L | Annual | Emissions at Affected Plants CO2 | Thousand Tons | 1584.5197 | 1312.1186 | 395.9783 | 287.5886 | 210.4917 | 108.9363 | 95.9266
7.23 - NJ Fossil CO2 Rate Limit: Unit 1671 | 63 | 8011 | Rate Constraint in lbs/MWh | FALSE | L | Annual | Allowances Purchased CO2 | Thousand Tons | 0 | 0 | 0 | 0 | 0 | 0 | 0
7.23 - NJ Fossil CO2 Rate Limit: Unit 1671 | 63 | 8011 | Rate Constraint in lbs/MWh | FALSE | L | Annual | Allowances Sold CO2 | Thousand Tons | 0 | 0 | 0 | 0 | 0 | 0 | 0
7.23 - NJ Fossil CO2 Rate Limit: Unit 1671 | 63 | 8011 | Rate Constraint in lbs/MWh | FALSE | L | Annual | Allowances Banked | Thousand Tons | 0 | 0 | 0 | 0 | 0 | 0 | 0
7.23 - NJ Fossil CO2 Rate Limit: Unit 1671 | 63 | 8011 | Rate Constraint in lbs/MWh | FALSE | L | Annual | Allowances Withdrawn (1:1) | Thousand Tons | 0 | 0 | 0 | 0 | 0 | 0 | 0
7.23 - NJ Fossil CO2 Rate Limit: Unit 1671 | 63 | 8011 | Rate Constraint in lbs/MWh | FALSE | L | Annual | Allowances Withdrawn (1:n) | Thousand Tons | 0 | 0 | 0 | 0 | 0 | 0 | 0
7.23 - NJ Fossil CO2 Rate Limit: Unit 1671 | 63 | 8011 | Rate Constraint in lbs/MWh | FALSE | L | Annual | Total | Thousand Tons | 1584.5197 | 1312.1186 | 395.9783 | 287.5886 | 210.4917 | 108.9363 | 95.9266
7.23 - NJ Fossil CO2 Rate Limit: Unit 1671 | 63 | 8011 | Rate Constraint in lbs/MWh | FALSE | L | Annual | Fuel Consumed | TBtu | 27.0673 | 22.4141 | 6.7642 | 4.9127 | 3.5957 | 1.8609 | 1.6387
7.23 - NJ Fossil CO2 Rate Limit: Unit 1671 | 63 | 8011 | Rate Constraint in lbs/MWh | FALSE | L | Annual | Rate | lb/MMBtu | 117.08 | 117.08 | 117.08 | 117.08 | 117.08 | 117.08 | 117.08
7.23 - NJ Fossil CO2 Rate Limit: Unit 1671 | 63 | 8011 | Rate Constraint in lbs/MWh | FALSE | L | Annual | Generation | TWh | 3.7089 | 3.0713 | 0.92686 | 0.67315 | 0.4927 | 0.25499 | 0.22453
7.23 - NJ Fossil CO2 Rate Limit: Unit 1671 | 63 | 8011 | Rate Constraint in lbs/MWh | FALSE | L | Annual | Qualifying Generation | TWh | 3.7089 | 3.0713 | 0.92686 | 0.67315 | 0.4927 | 0.25499 | 0.22453
7.23 - NJ Fossil CO2 Rate Limit: Unit 1671 | 63 | 8011 | Rate Constraint in lbs/MWh | FALSE | L | Annual | Constraint Shadow Price | US2022$/Ton | 0 | 0 | 0 | 0 | 0 | 0 | 0
7.23 - NJ Fossil CO2 Rate Limit: Unit 1672 | 64 | 8012 | Rate Constraint in lbs/MWh | FALSE | L | Annual | Seasons Included | Seasons | Winter, Spring, Summer, Fall | Winter, Spring, Summer, Fall | Winter, Spring, Summer, Fall | Winter, Spring, Summer, Fall | Winter, Spring, Summer, Fall | Winter, Spring, Summer, Fall | Winter, Spring, Summer, Fall
7.23 - NJ Fossil CO2 Rate Limit: Unit 1672 | 64 | 8012 | Rate Constraint in lbs/MWh | FALSE | L | Annual | Standard CO2 | lb/MWh | 1300 | 1300 | 1000 | 1000 | 1000 | 1000 | 1000
7.23 - NJ Fossil CO2 Rate Limit: Unit 1672 | 64 | 8012 | Rate Constraint in lbs/MWh | FALSE | L | Annual | Emissions at Affected Plants CO2 | Thousand Tons | 2083.8055 | 1440.6319 | 299.5914 | 180.6115 | 125.1851 | 50.6538 | 46.1201
7.23 - NJ Fossil CO2 Rate Limit: Unit 1672 | 64 | 8012 | Rate Constraint in lbs/MWh | FALSE | L | Annual | Allowances Purchased CO2 | Thousand Tons | 0 | 0 | 0 | 0 | 0 | 0 | 0
7.23 - NJ Fossil CO2 Rate Limit: Unit 1672 | 64 | 8012 | Rate Constraint in lbs/MWh | FALSE | L | Annual | Allowances Sold CO2 | Thousand Tons | 0 | 0 | 0 | 0 | 0 | 0 | 0
7.23 - NJ Fossil CO2 Rate Limit: Unit 1672 | 64 | 8012 | Rate Constraint in lbs/MWh | FALSE | L | Annual | Allowances Banked | Thousand Tons | 0 | 0 | 0 | 0 | 0 | 0 | 0
7.23 - NJ Fossil CO2 Rate Limit: Unit 1672 | 64 | 8012 | Rate Constraint in lbs/MWh | FALSE | L | Annual | Allowances Withdrawn (1:1) | Thousand Tons | 0 | 0 | 0 | 0 | 0 | 0 | 0
7.23 - NJ Fossil CO2 Rate Limit: Unit 1672 | 64 | 8012 | Rate Constraint in lbs/MWh | FALSE | L | Annual | Allowances Withdrawn (1:n) | Thousand Tons | 0 | 0 | 0 | 0 | 0 | 0 | 0
7.23 - NJ Fossil CO2 Rate Limit: Unit 1672 | 64 | 8012 | Rate Constraint in lbs/MWh | FALSE | L | Annual | Total | Thousand Tons | 2083.8055 | 1440.6319 | 299.5914 | 180.6115 | 125.1851 | 50.6538 | 46.1201
7.23 - NJ Fossil CO2 Rate Limit: Unit 1672 | 64 | 8012 | Rate Constraint in lbs/MWh | FALSE | L | Annual | Fuel Consumed | TBtu | 35.5963 | 24.6094 | 5.1177 | 3.0853 | 2.1385 | 0.86529 | 0.78784
7.23 - NJ Fossil CO2 Rate Limit: Unit 1672 | 64 | 8012 | Rate Constraint in lbs/MWh | FALSE | L | Annual | Rate | lb/MMBtu | 117.08 | 117.08 | 117.08 | 117.08 | 117.08 | 117.08 | 117.08
7.23 - NJ Fossil CO2 Rate Limit: Unit 1672 | 64 | 8012 | Rate Constraint in lbs/MWh | FALSE | L | Annual | Generation | TWh | 4.556 | 3.1498 | 0.65503 | 0.39489 | 0.2737 | 0.11075 | 0.10084
7.23 - NJ Fossil CO2 Rate Limit: Unit 1672 | 64 | 8012 | Rate Constraint in lbs/MWh | FALSE | L | Annual | Qualifying Generation | TWh | 4.556 | 3.1498 | 0.65503 | 0.39489 | 0.2737 | 0.11075 | 0.10084
7.23 - NJ Fossil CO2 Rate Limit: Unit 1672 | 64 | 8012 | Rate Constraint in lbs/MWh | FALSE | L | Annual | Constraint Shadow Price | US2022$/Ton | 0 | 0 | 0 | 0 | 0 | 0 | 0
7.23 - NJ Fossil CO2 Rate Limit: Unit 1673 | 65 | 8013 | Rate Constraint in lbs/MWh | FALSE | L | Annual | Seasons Included | Seasons | Winter, Spring, Summer, Fall | Winter, Spring, Summer, Fall | Winter, Spring, Summer, Fall | Winter, Spring, Summer, Fall | Winter, Spring, Summer, Fall | Winter, Spring, Summer, Fall | Winter, Spring, Summer, Fall
7.23 - NJ Fossil CO2 Rate Limit: Unit 1673 | 65 | 8013 | Rate Constraint in lbs/MWh | FALSE | L | Annual | Standard CO2 | lb/MWh | 1300 | 1300 | 1000 | 1000 | 1000 | 1000 | 1000
7.23 - NJ Fossil CO2 Rate Limit: Unit 1673 | 65 | 8013 | Rate Constraint in lbs/MWh | FALSE | L | Annual | Emissions at Affected Plants CO2 | Thousand Tons | 254.3939 | 144.0812 | 43.5158 | 18.8011 | 3.8125 | 0.61876 | 0.096468
7.23 - NJ Fossil CO2 Rate Limit: Unit 1673 | 65 | 8013 | Rate Constraint in lbs/MWh | FALSE | L | Annual | Allowances Purchased CO2 | Thousand Tons | 0 | 0 | 0 | 0 | 0 | 0 | 0
7.23 - NJ Fossil CO2 Rate Limit: Unit 1673 | 65 | 8013 | Rate Constraint in lbs/MWh | FALSE | L | Annual | Allowances Sold CO2 | Thousand Tons | 0 | 0 | 0 | 0 | 0 | 0 | 0
7.23 - NJ Fossil CO2 Rate Limit: Unit 1673 | 65 | 8013 | Rate Constraint in lbs/MWh | FALSE | L | Annual | Allowances Banked | Thousand Tons | 0 | 0 | 0 | 0 | 0 | 0 | 0
7.23 - NJ Fossil CO2 Rate Limit: Unit 1673 | 65 | 8013 | Rate Constraint in lbs/MWh | FALSE | L | Annual | Allowances Withdrawn (1:1) | Thousand Tons | 0 | 0 | 0 | 0 | 0 | 0 | 0
7.23 - NJ Fossil CO2 Rate Limit: Unit 1673 | 65 | 8013 | Rate Constraint in lbs/MWh | FALSE | L | Annual | Allowances Withdrawn (1:n) | Thousand Tons | 0 | 0 | 0 | 0 | 0 | 0 | 0
7.23 - NJ Fossil CO2 Rate Limit: Unit 1673 | 65 | 8013 | Rate Constraint in lbs/MWh | FALSE | L | Annual | Total | Thousand Tons | 254.3939 | 144.0812 | 43.5158 | 18.8011 | 3.8125 | 0.61876 | 0.096468
7.23 - NJ Fossil CO2 Rate Limit: Unit 1673 | 65 | 8013 | Rate Constraint in lbs/MWh | FALSE | L | Annual | Fuel Consumed | TBtu | 4.3456 | 2.4612 | 0.74335 | 0.32117 | 0.065126 | 0.01057 | 0.0016479
7.23 - NJ Fossil CO2 Rate Limit: Unit 1673 | 65 | 8013 | Rate Constraint in lbs/MWh | FALSE | L | Annual | Rate | lb/MMBtu | 117.08 | 117.08 | 117.08 | 117.08 | 117.08 | 117.08 | 117.08
7.23 - NJ Fossil CO2 Rate Limit: Unit 1673 | 65 | 8013 | Rate Constraint in lbs/MWh | FALSE | L | Annual | Generation | TWh | 0.52886 | 0.29953 | 0.090465 | 0.039086 | 0.0079258 | 0.0012864 | 0.00020055
7.23 - NJ Fossil CO2 Rate Limit: Unit 1673 | 65 | 8013 | Rate Constraint in lbs/MWh | FALSE | L | Annual | Qualifying Generation | TWh | 0.52886 | 0.29953 | 0.090465 | 0.039086 | 0.0079258 | 0.0012864 | 0.00020055
7.23 - NJ Fossil CO2 Rate Limit: Unit 1673 | 65 | 8013 | Rate Constraint in lbs/MWh | FALSE | L | Annual | Constraint Shadow Price | US2022$/Ton | 0 | 0 | 0 | 0 | 0 | 0 | 0
7.23 - NJ Fossil CO2 Rate Limit: Unit 1675 | 66 | 8015 | Rate Constraint in lbs/MWh | FALSE | L | Annual | Seasons Included | Seasons | Winter, Spring, Summer, Fall | Winter, Spring, Summer, Fall | Winter, Spring, Summer, Fall | Winter, Spring, Summer, Fall | Winter, Spring, Summer, Fall | Winter, Spring, Summer, Fall | Winter, Spring, Summer, Fall
7.23 - NJ Fossil CO2 Rate Limit: Unit 1675 | 66 | 8015 | Rate Constraint in lbs/MWh | FALSE | L | Annual | Standard CO2 | lb/MWh | 1945.709 | 1945.709 | 1496.6993 | 1496.6993 | 1496.6993 | 1496.6993 | 1496.6993
7.23 - NJ Fossil CO2 Rate Limit: Unit 1675 | 66 | 8015 | Rate Constraint in lbs/MWh | FALSE | L | Annual | Emissions at Affected Plants CO2 | Thousand Tons | 110.5056 | 82.9678 | 10.6276 | 3.2233 | 0.5614 | 0.091115 | 0.54719
7.23 - NJ Fossil CO2 Rate Limit: Unit 1675 | 66 | 8015 | Rate Constraint in lbs/MWh | FALSE | L | Annual | Allowances Purchased CO2 | Thousand Tons | 0 | 0 | 0 | 0 | 0 | 0 | 0
7.23 - NJ Fossil CO2 Rate Limit: Unit 1675 | 66 | 8015 | Rate Constraint in lbs/MWh | FALSE | L | Annual | Allowances Sold CO2 | Thousand Tons | 0 | 0 | 0 | 0 | 0 | 0 | 0
7.23 - NJ Fossil CO2 Rate Limit: Unit 1675 | 66 | 8015 | Rate Constraint in lbs/MWh | FALSE | L | Annual | Allowances Banked | Thousand Tons | 0 | 0 | 0 | 0 | 0 | 0 | 0
7.23 - NJ Fossil CO2 Rate Limit: Unit 1675 | 66 | 8015 | Rate Constraint in lbs/MWh | FALSE | L | Annual | Allowances Withdrawn (1:1) | Thousand Tons | 0 | 0 | 0 | 0 | 0 | 0 | 0
7.23 - NJ Fossil CO2 Rate Limit: Unit 1675 | 66 | 8015 | Rate Constraint in lbs/MWh | FALSE | L | Annual | Allowances Withdrawn (1:n) | Thousand Tons | 0 | 0 | 0 | 0 | 0 | 0 | 0
7.23 - NJ Fossil CO2 Rate Limit: Unit 1675 | 66 | 8015 | Rate Constraint in lbs/MWh | FALSE | L | Annual | Total | Thousand Tons | 110.5056 | 82.9678 | 10.6276 | 3.2233 | 0.5614 | 0.091115 | 0.54719
7.23 - NJ Fossil CO2 Rate Limit: Unit 1675 | 66 | 8015 | Rate Constraint in lbs/MWh | FALSE | L | Annual | Fuel Consumed | TBtu | 1.2612 | 0.94694 | 0.1213 | 0.036789 | 0.0064074 | 0.0010399 | 0.0062453
7.23 - NJ Fossil CO2 Rate Limit: Unit 1675 | 66 | 8015 | Rate Constraint in lbs/MWh | FALSE | L | Annual | Rate | lb/MMBtu | 175.2336 | 175.2336 | 175.2336 | 175.2336 | 175.2336 | 175.2336 | 175.2336
7.23 - NJ Fossil CO2 Rate Limit: Unit 1675 | 66 | 8015 | Rate Constraint in lbs/MWh | FALSE | L | Annual | Generation | TWh | 0.15419 | 0.11576 | 0.014828 | 0.0044974 | 0.00078331 | 0.00012713 | 0.00076349
7.23 - NJ Fossil CO2 Rate Limit: Unit 1675 | 66 | 8015 | Rate Constraint in lbs/MWh | FALSE | L | Annual | Qualifying Generation | TWh | 0.15419 | 0.11576 | 0.014828 | 0.0044974 | 0.00078331 | 0.00012713 | 0.00076349
7.23 - NJ Fossil CO2 Rate Limit: Unit 1675 | 66 | 8015 | Rate Constraint in lbs/MWh | FALSE | L | Annual | Constraint Shadow Price | US2022$/Ton | 0 | 0 | 0 | 0 | 0 | 0 | 0
7.23 - NJ Fossil CO2 Rate Limit: Unit 1676 | 67 | 8016 | Rate Constraint in lbs/MWh | FALSE | L | Annual | Seasons Included | Seasons | Winter, Spring, Summer, Fall | Winter, Spring, Summer, Fall | Winter, Spring, Summer, Fall | Winter, Spring, Summer, Fall | Winter, Spring, Summer, Fall | Winter, Spring, Summer, Fall | Winter, Spring, Summer, Fall
7.23 - NJ Fossil CO2 Rate Limit: Unit 1676 | 67 | 8016 | Rate Constraint in lbs/MWh | FALSE | L | Annual | Standard CO2 | lb/MWh | 1300 | 1300 | 1000 | 1000 | 1000 | 1000 | 1000
7.23 - NJ Fossil CO2 Rate Limit: Unit 1676 | 67 | 8016 | Rate Constraint in lbs/MWh | FALSE | L | Annual | Emissions at Affected Plants CO2 | Thousand Tons | 68.6676 | 66.7002 | 5.0576 | 5.0576 | 0 | 0 | 0
7.23 - NJ Fossil CO2 Rate Limit: Unit 1676 | 67 | 8016 | Rate Constraint in lbs/MWh | FALSE | L | Annual | Allowances Purchased CO2 | Thousand Tons | 0 | 0 | 0 | 0 | 0 | 0 | 0
7.23 - NJ Fossil CO2 Rate Limit: Unit 1676 | 67 | 8016 | Rate Constraint in lbs/MWh | FALSE | L | Annual | Allowances Sold CO2 | Thousand Tons | 0 | 0 | 0 | 0 | 0 | 0 | 0
7.23 - NJ Fossil CO2 Rate Limit: Unit 1676 | 67 | 8016 | Rate Constraint in lbs/MWh | FALSE | L | Annual | Allowances Banked | Thousand Tons | 0 | 0 | 0 | 0 | 0 | 0 | 0
7.23 - NJ Fossil CO2 Rate Limit: Unit 1676 | 67 | 8016 | Rate Constraint in lbs/MWh | FALSE | L | Annual | Allowances Withdrawn (1:1) | Thousand Tons | 0 | 0 | 0 | 0 | 0 | 0 | 0
7.23 - NJ Fossil CO2 Rate Limit: Unit 1676 | 67 | 8016 | Rate Constraint in lbs/MWh | FALSE | L | Annual | Allowances Withdrawn (1:n) | Thousand Tons | 0 | 0 | 0 | 0 | 0 | 0 | 0
7.23 - NJ Fossil CO2 Rate Limit: Unit 1676 | 67 | 8016 | Rate Constraint in lbs/MWh | FALSE | L | Annual | Total | Thousand Tons | 68.6676 | 66.7002 | 5.0576 | 5.0576 | 0 | 0 | 0
7.23 - NJ Fossil CO2 Rate Limit: Unit 1676 | 67 | 8016 | Rate Constraint in lbs/MWh | FALSE | L | Annual | Fuel Consumed | TBtu | 1.173 | 1.1394 | 0.091816 | 0.091816 | 0 | 0 | 0
7.23 - NJ Fossil CO2 Rate Limit: Unit 1676 | 67 | 8016 | Rate Constraint in lbs/MWh | FALSE | L | Annual | Rate | lb/MMBtu | 117.08 | 117.08 | 110.1678 | 110.1678 | 0 | 0 | 0
7.23 - NJ Fossil CO2 Rate Limit: Unit 1676 | 67 | 8016 | Rate Constraint in lbs/MWh | FALSE | L | Annual | Generation | TWh | 0.1309 | 0.12715 | 0.010115 | 0.010115 | 0 | 0 | 0
7.23 - NJ Fossil CO2 Rate Limit: Unit 1676 | 67 | 8016 | Rate Constraint in lbs/MWh | FALSE | L | Annual | Qualifying Generation | TWh | 0.1309 | 0.12715 | 0.010115 | 0.010115 | 0 | 0 | 0
7.23 - NJ Fossil CO2 Rate Limit: Unit 1676 | 67 | 8016 | Rate Constraint in lbs/MWh | FALSE | L | Annual | Constraint Shadow Price | US2022$/Ton | 0 | 0 | 91.4374 | 56.2784 | 21.6825 | 59.9363 | 100.8925
7.23 - NJ Fossil CO2 Rate Limit: Unit 1751 | 68 | 8017 | Rate Constraint in lbs/MWh | FALSE | L | Annual | Seasons Included | Seasons | Winter, Spring, Summer, Fall | Winter, Spring, Summer, Fall | Winter, Spring, Summer, Fall | Winter, Spring, Summer, Fall | Winter, Spring, Summer, Fall | Winter, Spring, Summer, Fall | Winter, Spring, Summer, Fall
7.23 - NJ Fossil CO2 Rate Limit: Unit 1751 | 68 | 8017 | Rate Constraint in lbs/MWh | FALSE | L | Annual | Standard CO2 | lb/MWh | 1990.8057 | 1990.8057 | 1531.389 | 1531.389 | 1531.389 | 1531.389 | 1531.389
7.23 - NJ Fossil CO2 Rate Limit: Unit 1751 | 68 | 8017 | Rate Constraint in lbs/MWh | FALSE | L | Annual | Emissions at Affected Plants CO2 | Thousand Tons | 1041.1605 | 1041.1605 | 1041.1605 | 834.3834 | 833.959 | 833.959 | 833.959
7.23 - NJ Fossil CO2 Rate Limit: Unit 1751 | 68 | 8017 | Rate Constraint in lbs/MWh | FALSE | L | Annual | Allowances Purchased CO2 | Thousand Tons | 0 | 0 | 0 | 0 | 0 | 0 | 0
7.23 - NJ Fossil CO2 Rate Limit: Unit 1751 | 68 | 8017 | Rate Constraint in lbs/MWh | FALSE | L | Annual | Allowances Sold CO2 | Thousand Tons | 0 | 0 | 0 | 0 | 0 | 0 | 0
7.23 - NJ Fossil CO2 Rate Limit: Unit 1751 | 68 | 8017 | Rate Constraint in lbs/MWh | FALSE | L | Annual | Allowances Banked | Thousand Tons | 0 | 0 | 0 | 0 | 0 | 0 | 0
7.23 - NJ Fossil CO2 Rate Limit: Unit 1751 | 68 | 8017 | Rate Constraint in lbs/MWh | FALSE | L | Annual | Allowances Withdrawn (1:1) | Thousand Tons | 0 | 0 | 0 | 0 | 0 | 0 | 0
7.23 - NJ Fossil CO2 Rate Limit: Unit 1751 | 68 | 8017 | Rate Constraint in lbs/MWh | FALSE | L | Annual | Allowances Withdrawn (1:n) | Thousand Tons | 0 | 0 | 0 | 0 | 0 | 0 | 0
7.23 - NJ Fossil CO2 Rate Limit: Unit 1751 | 68 | 8017 | Rate Constraint in lbs/MWh | FALSE | L | Annual | Total | Thousand Tons | 1041.1605 | 1041.1605 | 1041.1605 | 834.3834 | 833.959 | 833.959 | 833.959
7.23 - NJ Fossil CO2 Rate Limit: Unit 1751 | 68 | 8017 | Rate Constraint in lbs/MWh | FALSE | L | Annual | Fuel Consumed | TBtu | 11.6139 | 11.6139 | 11.6139 | 9.3074 | 9.3026 | 9.3026 | 9.3026
7.23 - NJ Fossil CO2 Rate Limit: Unit 1751 | 68 | 8017 | Rate Constraint in lbs/MWh | FALSE | L | Annual | Rate | lb/MMBtu | 179.295 | 179.295 | 179.295 | 179.295 | 179.295 | 179.295 | 179.295
7.23 - NJ Fossil CO2 Rate Limit: Unit 1751 | 68 | 8017 | Rate Constraint in lbs/MWh | FALSE | L | Annual | Generation | TWh | 1.9136 | 1.9136 | 1.9136 | 1.5336 | 1.5328 | 1.5328 | 1.5328
7.23 - NJ Fossil CO2 Rate Limit: Unit 1751 | 68 | 8017 | Rate Constraint in lbs/MWh | FALSE | L | Annual | Qualifying Generation | TWh | 1.9136 | 1.9136 | 1.9136 | 1.5336 | 1.5328 | 1.5328 | 1.5328
7.23 - NJ Fossil CO2 Rate Limit: Unit 1751 | 68 | 8017 | Rate Constraint in lbs/MWh | FALSE | L | Annual | Constraint Shadow Price | US2022$/Ton | 0 | 0 | 0 | 0 | 0 | 0 | 0
7.23 - NJ Fossil CO2 Rate Limit: Unit 1752 | 69 | 8018 | Rate Constraint in lbs/MWh | FALSE | L | Annual | Seasons Included | Seasons | Winter, Spring, Summer, Fall | Winter, Spring, Summer, Fall | Winter, Spring, Summer, Fall | Winter, Spring, Summer, Fall | Winter, Spring, Summer, Fall | Winter, Spring, Summer, Fall | Winter, Spring, Summer, Fall
7.23 - NJ Fossil CO2 Rate Limit: Unit 1752 | 69 | 8018 | Rate Constraint in lbs/MWh | FALSE | L | Annual | Standard CO2 | lb/MWh | 1990.8057 | 1990.8057 | 1531.389 | 1531.389 | 1531.389 | 1531.389 | 1531.389
7.23 - NJ Fossil CO2 Rate Limit: Unit 1752 | 69 | 8018 | Rate Constraint in lbs/MWh | FALSE | L | Annual | Emissions at Affected Plants CO2 | Thousand Tons | 2785.1444 | 2785.1444 | 2785.1444 | 2225.9744 | 2230.8725 | 2230.8725 | 2205.6815
7.23 - NJ Fossil CO2 Rate Limit: Unit 1752 | 69 | 8018 | Rate Constraint in lbs/MWh | FALSE | L | Annual | Allowances Purchased CO2 | Thousand Tons | 0 | 0 | 0 | 0 | 0 | 0 | 0
7.23 - NJ Fossil CO2 Rate Limit: Unit 1752 | 69 | 8018 | Rate Constraint in lbs/MWh | FALSE | L | Annual | Allowances Sold CO2 | Thousand Tons | 0 | 0 | 0 | 0 | 0 | 0 | 0
7.23 - NJ Fossil CO2 Rate Limit: Unit 1752 | 69 | 8018 | Rate Constraint in lbs/MWh | FALSE | L | Annual | Allowances Banked | Thousand Tons | 0 | 0 | 0 | 0 | 0 | 0 | 0
7.23 - NJ Fossil CO2 Rate Limit: Unit 1752 | 69 | 8018 | Rate Constraint in lbs/MWh | FALSE | L | Annual | Allowances Withdrawn (1:1) | Thousand Tons | 0 | 0 | 0 | 0 | 0 | 0 | 0
7.23 - NJ Fossil CO2 Rate Limit: Unit 1752 | 69 | 8018 | Rate Constraint in lbs/MWh | FALSE | L | Annual | Allowances Withdrawn (1:n) | Thousand Tons | 0 | 0 | 0 | 0 | 0 | 0 | 0
7.23 - NJ Fossil CO2 Rate Limit: Unit 1752 | 69 | 8018 | Rate Constraint in lbs/MWh | FALSE | L | Annual | Total | Thousand Tons | 2785.1444 | 2785.1444 | 2785.1444 | 2225.9744 | 2230.8725 | 2230.8725 | 2205.6815
7.23 - NJ Fossil CO2 Rate Limit: Unit 1752 | 69 | 8018 | Rate Constraint in lbs/MWh | FALSE | L | Annual | Fuel Consumed | TBtu | 31.0677 | 31.0677 | 31.0677 | 24.8303 | 24.8849 | 24.8849 | 24.6039
7.23 - NJ Fossil CO2 Rate Limit: Unit 1752 | 69 | 8018 | Rate Constraint in lbs/MWh | FALSE | L | Annual | Rate | lb/MMBtu | 179.295 | 179.295 | 179.295 | 179.295 | 179.295 | 179.295 | 179.295
7.23 - NJ Fossil CO2 Rate Limit: Unit 1752 | 69 | 8018 | Rate Constraint in lbs/MWh | FALSE | L | Annual | Generation | TWh | 5.1191 | 5.1191 | 5.1191 | 4.0913 | 4.1003 | 4.1003 | 4.054
7.23 - NJ Fossil CO2 Rate Limit: Unit 1752 | 69 | 8018 | Rate Constraint in lbs/MWh | FALSE | L | Annual | Qualifying Generation | TWh | 5.1191 | 5.1191 | 5.1191 | 4.0913 | 4.1003 | 4.1003 | 4.054
7.23 - NJ Fossil CO2 Rate Limit: Unit 1752 | 69 | 8018 | Rate Constraint in lbs/MWh | FALSE | L | Annual | Constraint Shadow Price | US2022$/Ton | 0 | 0 | 0 | 0 | 0 | 0 | 0
7.23 - NJ Fossil CO2 Rate Limit: Unit 2178 | 70 | 8019 | Rate Constraint in lbs/MWh | FALSE | L | Annual | Seasons Included | Seasons | Winter, Spring, Summer, Fall | Winter, Spring, Summer, Fall | Winter, Spring, Summer, Fall | Winter, Spring, Summer, Fall | Winter, Spring, Summer, Fall | Winter, Spring, Summer, Fall | Winter, Spring, Summer, Fall
7.23 - NJ Fossil CO2 Rate Limit: Unit 2178 | 70 | 8019 | Rate Constraint in lbs/MWh | FALSE | L | Annual | Standard CO2 | lb/MWh | 1300 | 1300 | 1000 | 1000 | 1000 | 1000 | 1000
7.23 - NJ Fossil CO2 Rate Limit: Unit 2178 | 70 | 8019 | Rate Constraint in lbs/MWh | FALSE | L | Annual | Emissions at Affected Plants CO2 | Thousand Tons | 0 | 0 | 0 | 0 | 0 | 0 | 0
7.23 - NJ Fossil CO2 Rate Limit: Unit 2178 | 70 | 8019 | Rate Constraint in lbs/MWh | FALSE | L | Annual | Allowances Purchased CO2 | Thousand Tons | 0 | 0 | 0 | 0 | 0 | 0 | 0
7.23 - NJ Fossil CO2 Rate Limit: Unit 2178 | 70 | 8019 | Rate Constraint in lbs/MWh | FALSE | L | Annual | Allowances Sold CO2 | Thousand Tons | 0 | 0 | 0 | 0 | 0 | 0 | 0
7.23 - NJ Fossil CO2 Rate Limit: Unit 2178 | 70 | 8019 | Rate Constraint in lbs/MWh | FALSE | L | Annual | Allowances Banked | Thousand Tons | 0 | 0 | 0 | 0 | 0 | 0 | 0
7.23 - NJ Fossil CO2 Rate Limit: Unit 2178 | 70 | 8019 | Rate Constraint in lbs/MWh | FALSE | L | Annual | Allowances Withdrawn (1:1) | Thousand Tons | 0 | 0 | 0 | 0 | 0 | 0 | 0
7.23 - NJ Fossil CO2 Rate Limit: Unit 2178 | 70 | 8019 | Rate Constraint in lbs/MWh | FALSE | L | Annual | Allowances Withdrawn (1:n) | Thousand Tons | 0 | 0 | 0 | 0 | 0 | 0 | 0
7.23 - NJ Fossil CO2 Rate Limit: Unit 2178 | 70 | 8019 | Rate Constraint in lbs/MWh | FALSE | L | Annual | Total | Thousand Tons | 0 | 0 | 0 | 0 | 0 | 0 | 0
7.23 - NJ Fossil CO2 Rate Limit: Unit 2178 | 70 | 8019 | Rate Constraint in lbs/MWh | FALSE | L | Annual | Fuel Consumed | TBtu | 0 | 0 | 0 | 0 | 0 | 0 | 0
7.23 - NJ Fossil CO2 Rate Limit: Unit 2178 | 70 | 8019 | Rate Constraint in lbs/MWh | FALSE | L | Annual | Rate | lb/MMBtu | 0 | 0 | 0 | 0 | 0 | 0 | 0
7.23 - NJ Fossil CO2 Rate Limit: Unit 2178 | 70 | 8019 | Rate Constraint in lbs/MWh | FALSE | L | Annual | Generation | TWh | 0 | 0 | 0 | 0 | 0 | 0 | 0
7.23 - NJ Fossil CO2 Rate Limit: Unit 2178 | 70 | 8019 | Rate Constraint in lbs/MWh | FALSE | L | Annual | Qualifying Generation | TWh | 0 | 0 | 0 | 0 | 0 | 0 | 0
7.23 - NJ Fossil CO2 Rate Limit: Unit 2178 | 70 | 8019 | Rate Constraint in lbs/MWh | FALSE | L | Annual | Constraint Shadow Price | US2022$/Ton | 0 | 0 | 0 | 0 | 0 | 0 | 0
7.23 - NJ Fossil CO2 Rate Limit: Unit 2659 | 71 | 8020 | Rate Constraint in lbs/MWh | FALSE | L | Annual | Seasons Included | Seasons | Winter, Spring, Summer, Fall | Winter, Spring, Summer, Fall | Winter, Spring, Summer, Fall | Winter, Spring, Summer, Fall | Winter, Spring, Summer, Fall | Winter, Spring, Summer, Fall | Winter, Spring, Summer, Fall
7.23 - NJ Fossil CO2 Rate Limit: Unit 2659 | 71 | 8020 | Rate Constraint in lbs/MWh | FALSE | L | Annual | Standard CO2 | lb/MWh | 2760.6148 | 2760.6148 | 2123.5499 | 2123.5499 | 2123.5499 | 2123.5499 | 2123.5499
7.23 - NJ Fossil CO2 Rate Limit: Unit 2659 | 71 | 8020 | Rate Constraint in lbs/MWh | FALSE | L | Annual | Emissions at Affected Plants CO2 | Thousand Tons | 0 | 0 | 0 | 0 | 0 | 0 | 0
7.23 - NJ Fossil CO2 Rate Limit: Unit 2659 | 71 | 8020 | Rate Constraint in lbs/MWh | FALSE | L | Annual | Allowances Purchased CO2 | Thousand Tons | 0 | 0 | 0 | 0 | 0 | 0 | 0
7.23 - NJ Fossil CO2 Rate Limit: Unit 2659 | 71 | 8020 | Rate Constraint in lbs/MWh | FALSE | L | Annual | Allowances Sold CO2 | Thousand Tons | 0 | 0 | 0 | 0 | 0 | 0 | 0
7.23 - NJ Fossil CO2 Rate Limit: Unit 2659 | 71 | 8020 | Rate Constraint in lbs/MWh | FALSE | L | Annual | Allowances Banked | Thousand Tons | 0 | 0 | 0 | 0 | 0 | 0 | 0
7.23 - NJ Fossil CO2 Rate Limit: Unit 2659 | 71 | 8020 | Rate Constraint in lbs/MWh | FALSE | L | Annual | Allowances Withdrawn (1:1) | Thousand Tons | 0 | 0 | 0 | 0 | 0 | 0 | 0
7.23 - NJ Fossil CO2 Rate Limit: Unit 2659 | 71 | 8020 | Rate Constraint in lbs/MWh | FALSE | L | Annual | Allowances Withdrawn (1:n) | Thousand Tons | 0 | 0 | 0 | 0 | 0 | 0 | 0
7.23 - NJ Fossil CO2 Rate Limit: Unit 2659 | 71 | 8020 | Rate Constraint in lbs/MWh | FALSE | L | Annual | Total | Thousand Tons | 0 | 0 | 0 | 0 | 0 | 0 | 0
7.23 - NJ Fossil CO2 Rate Limit: Unit 2659 | 71 | 8020 | Rate Constraint in lbs/MWh | FALSE | L | Annual | Fuel Consumed | TBtu | 0 | 0 | 0 | 0 | 0 | 0 | 0
7.23 - NJ Fossil CO2 Rate Limit: Unit 2659 | 71 | 8020 | Rate Constraint in lbs/MWh | FALSE | L | Annual | Rate | lb/MMBtu | 0 | 0 | 0 | 0 | 0 | 0 | 0
7.23 - NJ Fossil CO2 Rate Limit: Unit 2659 | 71 | 8020 | Rate Constraint in lbs/MWh | FALSE | L | Annual | Generation | TWh | 0 | 0 | 0 | 0 | 0 | 0 | 0
7.23 - NJ Fossil CO2 Rate Limit: Unit 2659 | 71 | 8020 | Rate Constraint in lbs/MWh | FALSE | L | Annual | Qualifying Generation | TWh | 0 | 0 | 0 | 0 | 0 | 0 | 0
7.23 - NJ Fossil CO2 Rate Limit: Unit 2659 | 71 | 8020 | Rate Constraint in lbs/MWh | FALSE | L | Annual | Constraint Shadow Price | US2022$/Ton | 159.147 | 138.7284 | 80.5822 | 84.1862 | 69.2868 | 66.4285 | 72.0871
7.23 - NJ Fossil CO2 Rate Limit: Unit 509 | 72 | 7976 | Rate Constraint in lbs/MWh | FALSE | L | Annual | Seasons Included | Seasons | Winter, Spring, Summer, Fall | Winter, Spring, Summer, Fall | Winter, Spring, Summer, Fall | Winter, Spring, Summer, Fall | Winter, Spring, Summer, Fall | Winter, Spring, Summer, Fall | Winter, Spring, Summer, Fall
7.23 - NJ Fossil CO2 Rate Limit: Unit 509 | 72 | 7976 | Rate Constraint in lbs/MWh | FALSE | L | Annual | Standard CO2 | lb/MWh | 1300 | 1300 | 1000 | 1000 | 1000 | 1000 | 1000
7.23 - NJ Fossil CO2 Rate Limit: Unit 509 | 72 | 7976 | Rate Constraint in lbs/MWh | FALSE | L | Annual | Emissions at Affected Plants CO2 | Thousand Tons | 9.3261 | 6.0952 | 0 | 0 | 0 | 0 | 0
7.23 - NJ Fossil CO2 Rate Limit: Unit 509 | 72 | 7976 | Rate Constraint in lbs/MWh | FALSE | L | Annual | Allowances Purchased CO2 | Thousand Tons | 0 | 0 | 0 | 0 | 0 | 0 | 0
7.23 - NJ Fossil CO2 Rate Limit: Unit 509 | 72 | 7976 | Rate Constraint in lbs/MWh | FALSE | L | Annual | Allowances Sold CO2 | Thousand Tons | 0 | 0 | 0 | 0 | 0 | 0 | 0
7.23 - NJ Fossil CO2 Rate Limit: Unit 509 | 72 | 7976 | Rate Constraint in lbs/MWh | FALSE | L | Annual | Allowances Banked | Thousand Tons | 0 | 0 | 0 | 0 | 0 | 0 | 0
7.23 - NJ Fossil CO2 Rate Limit: Unit 509 | 72 | 7976 | Rate Constraint in lbs/MWh | FALSE | L | Annual | Allowances Withdrawn (1:1) | Thousand Tons | 0 | 0 | 0 | 0 | 0 | 0 | 0
7.23 - NJ Fossil CO2 Rate Limit: Unit 509 | 72 | 7976 | Rate Constraint in lbs/MWh | FALSE | L | Annual | Allowances Withdrawn (1:n) | Thousand Tons | 0 | 0 | 0 | 0 | 0 | 0 | 0
7.23 - NJ Fossil CO2 Rate Limit: Unit 509 | 72 | 7976 | Rate Constraint in lbs/MWh | FALSE | L | Annual | Total | Thousand Tons | 9.3261 | 6.0952 | 0 | 0 | 0 | 0 | 0
7.23 - NJ Fossil CO2 Rate Limit: Unit 509 | 72 | 7976 | Rate Constraint in lbs/MWh | FALSE | L | Annual | Fuel Consumed | TBtu | 0.15931 | 0.10412 | 0 | 0 | 0 | 0 | 0
7.23 - NJ Fossil CO2 Rate Limit: Unit 509 | 72 | 7976 | Rate Constraint in lbs/MWh | FALSE | L | Annual | Rate | lb/MMBtu | 117.08 | 117.08 | 0 | 0 | 0 | 0 | 0
7.23 - NJ Fossil CO2 Rate Limit: Unit 509 | 72 | 7976 | Rate Constraint in lbs/MWh | FALSE | L | Annual | Generation | TWh | 0.014827 | 0.0096901 | 0 | 0 | 0 | 0 | 0
7.23 - NJ Fossil CO2 Rate Limit: Unit 509 | 72 | 7976 | Rate Constraint in lbs/MWh | FALSE | L | Annual | Qualifying Generation | TWh | 0.014827 | 0.0096901 | 0 | 0 | 0 | 0 | 0
7.23 - NJ Fossil CO2 Rate Limit: Unit 509 | 72 | 7976 | Rate Constraint in lbs/MWh | FALSE | L | Annual | Constraint Shadow Price | US2022$/Ton | 0 | 0 | 135.4979 | 216.3141 | 203.4454 | 215.8853 | 326.009
7.23 - NJ Fossil CO2 Rate Limit: Unit 510 | 73 | 7977 | Rate Constraint in lbs/MWh | FALSE | L | Annual | Seasons Included | Seasons | Winter, Spring, Summer, Fall | Winter, Spring, Summer, Fall | Winter, Spring, Summer, Fall | Winter, Spring, Summer, Fall | Winter, Spring, Summer, Fall | Winter, Spring, Summer, Fall | Winter, Spring, Summer, Fall
7.23 - NJ Fossil CO2 Rate Limit: Unit 510 | 73 | 7977 | Rate Constraint in lbs/MWh | FALSE | L | Annual | Standard CO2 | lb/MWh | 1300 | 1300 | 1000 | 1000 | 1000 | 1000 | 1000
7.23 - NJ Fossil CO2 Rate Limit: Unit 510 | 73 | 7977 | Rate Constraint in lbs/MWh | FALSE | L | Annual | Emissions at Affected Plants CO2 | Thousand Tons | 1.8648 | 1.2044 | 0 | 0 | 0 | 0 | 0
7.23 - NJ Fossil CO2 Rate Limit: Unit 510 | 73 | 7977 | Rate Constraint in lbs/MWh | FALSE | L | Annual | Allowances Purchased CO2 | Thousand Tons | 0 | 0 | 0 | 0 | 0 | 0 | 0
7.23 - NJ Fossil CO2 Rate Limit: Unit 510 | 73 | 7977 | Rate Constraint in lbs/MWh | FALSE | L | Annual | Allowances Sold CO2 | Thousand Tons | 0 | 0 | 0 | 0 | 0 | 0 | 0
7.23 - NJ Fossil CO2 Rate Limit: Unit 510 | 73 | 7977 | Rate Constraint in lbs/MWh | FALSE | L | Annual | Allowances Banked | Thousand Tons | 0 | 0 | 0 | 0 | 0 | 0 | 0
7.23 - NJ Fossil CO2 Rate Limit: Unit 510 | 73 | 7977 | Rate Constraint in lbs/MWh | FALSE | L | Annual | Allowances Withdrawn (1:1) | Thousand Tons | 0 | 0 | 0 | 0 | 0 | 0 | 0
7.23 - NJ Fossil CO2 Rate Limit: Unit 510 | 73 | 7977 | Rate Constraint in lbs/MWh | FALSE | L | Annual | Allowances Withdrawn (1:n) | Thousand Tons | 0 | 0 | 0 | 0 | 0 | 0 | 0
7.23 - NJ Fossil CO2 Rate Limit: Unit 510 | 73 | 7977 | Rate Constraint in lbs/MWh | FALSE | L | Annual | Total | Thousand Tons | 1.8648 | 1.2044 | 0 | 0 | 0 | 0 | 0
7.23 - NJ Fossil CO2 Rate Limit: Unit 510 | 73 | 7977 | Rate Constraint in lbs/MWh | FALSE | L | Annual | Fuel Consumed | TBtu | 0.031855 | 0.020574 | 0 | 0 | 0 | 0 | 0
7.23 - NJ Fossil CO2 Rate Limit: Unit 510 | 73 | 7977 | Rate Constraint in lbs/MWh | FALSE | L | Annual | Rate | lb/MMBtu | 117.08 | 117.08 | 0 | 0 | 0 | 0 | 0
7.23 - NJ Fossil CO2 Rate Limit: Unit 510 | 73 | 7977 | Rate Constraint in lbs/MWh | FALSE | L | Annual | Generation | TWh | 0.0029646 | 0.0019147 | 0 | 0 | 0 | 0 | 0
7.23 - NJ Fossil CO2 Rate Limit: Unit 510 | 73 | 7977 | Rate Constraint in lbs/MWh | FALSE | L | Annual | Qualifying Generation | TWh | 0.0029646 | 0.0019147 | 0 | 0 | 0 | 0 | 0
7.23 - NJ Fossil CO2 Rate Limit: Unit 510 | 73 | 7977 | Rate Constraint in lbs/MWh | FALSE | L | Annual | Constraint Shadow Price | US2022$/Ton | 0 | 0 | 135.4979 | 216.3141 | 203.4454 | 215.8853 | 314.2635
7.23 - NJ Fossil CO2 Rate Limit: Unit 511 | 74 | 7978 | Rate Constraint in lbs/MWh | FALSE | L | Annual | Seasons Included | Seasons | Winter, Spring, Summer, Fall | Winter, Spring, Summer, Fall | Winter, Spring, Summer, Fall | Winter, Spring, Summer, Fall | Winter, Spring, Summer, Fall | Winter, Spring, Summer, Fall | Winter, Spring, Summer, Fall
7.23 - NJ Fossil CO2 Rate Limit: Unit 511 | 74 | 7978 | Rate Constraint in lbs/MWh | FALSE | L | Annual | Standard CO2 | lb/MWh | 1300 | 1300 | 1000 | 1000 | 1000 | 1000 | 1000
7.23 - NJ Fossil CO2 Rate Limit: Unit 511 | 74 | 7978 | Rate Constraint in lbs/MWh | FALSE | L | Annual | Emissions at Affected Plants CO2 | Thousand Tons | 0 | 0 | 0 | 0 | 0 | 0 | 0
7.23 - NJ Fossil CO2 Rate Limit: Unit 511 | 74 | 7978 | Rate Constraint in lbs/MWh | FALSE | L | Annual | Allowances Purchased CO2 | Thousand Tons | 0 | 0 | 0 | 0 | 0 | 0 | 0
7.23 - NJ Fossil CO2 Rate Limit: Unit 511 | 74 | 7978 | Rate Constraint in lbs/MWh | FALSE | L | Annual | Allowances Sold CO2 | Thousand Tons | 0 | 0 | 0 | 0 | 0 | 0 | 0
7.23 - NJ Fossil CO2 Rate Limit: Unit 511 | 74 | 7978 | Rate Constraint in lbs/MWh | FALSE | L | Annual | Allowances Banked | Thousand Tons | 0 | 0 | 0 | 0 | 0 | 0 | 0
7.23 - NJ Fossil CO2 Rate Limit: Unit 511 | 74 | 7978 | Rate Constraint in lbs/MWh | FALSE | L | Annual | Allowances Withdrawn (1:1) | Thousand Tons | 0 | 0 | 0 | 0 | 0 | 0 | 0
7.23 - NJ Fossil CO2 Rate Limit: Unit 511 | 74 | 7978 | Rate Constraint in lbs/MWh | FALSE | L | Annual | Allowances Withdrawn (1:n) | Thousand Tons | 0 | 0 | 0 | 0 | 0 | 0 | 0
7.23 - NJ Fossil CO2 Rate Limit: Unit 511 | 74 | 7978 | Rate Constraint in lbs/MWh | FALSE | L | Annual | Total | Thousand Tons | 0 | 0 | 0 | 0 | 0 | 0 | 0
7.23 - NJ Fossil CO2 Rate Limit: Unit 511 | 74 | 7978 | Rate Constraint in lbs/MWh | FALSE | L | Annual | Fuel Consumed | TBtu | 0 | 0 | 0 | 0 | 0 | 0 | 0
7.23 - NJ Fossil CO2 Rate Limit: Unit 511 | 74 | 7978 | Rate Constraint in lbs/MWh | FALSE | L | Annual | Rate | lb/MMBtu | 0 | 0 | 0 | 0 | 0 | 0 | 0
7.23 - NJ Fossil CO2 Rate Limit: Unit 511 | 74 | 7978 | Rate Constraint in lbs/MWh | FALSE | L | Annual | Generation | TWh | 0 | 0 | 0 | 0 | 0 | 0 | 0
7.23 - NJ Fossil CO2 Rate Limit: Unit 511 | 74 | 7978 | Rate Constraint in lbs/MWh | FALSE | L | Annual | Qualifying Generation | TWh | 0 | 0 | 0 | 0 | 0 | 0 | 0
7.23 - NJ Fossil CO2 Rate Limit: Unit 511 | 74 | 7978 | Rate Constraint in lbs/MWh | FALSE | L | Annual | Constraint Shadow Price | US2022$/Ton | 131.3942 | 31.4849 | 23.4553 | 33.6996 | 25.4628 | 32.0801 | 75.4809
7.23 - NJ Fossil CO2 Rate Limit: Unit 512 | 75 | 7979 | Rate Constraint in lbs/MWh | FALSE | L | Annual | Seasons Included | Seasons | Winter, Spring, Summer, Fall | Winter, Spring, Summer, Fall | Winter, Spring, Summer, Fall | Winter, Spring, Summer, Fall | Winter, Spring, Summer, Fall | Winter, Spring, Summer, Fall | Winter, Spring, Summer, Fall
7.23 - NJ Fossil CO2 Rate Limit: Unit 512 | 75 | 7979 | Rate Constraint in lbs/MWh | FALSE | L | Annual | Standard CO2 | lb/MWh | 1375.4552 | 1375.4552 | 1058.0424 | 1058.0424 | 1058.0424 | 1058.0424 | 1058.0424
7.23 - NJ Fossil CO2 Rate Limit: Unit 512 | 75 | 7979 | Rate Constraint in lbs/MWh | FALSE | L | Annual | Emissions at Affected Plants CO2 | Thousand Tons | 0 | 0 | 0 | 0 | 0 | 0 | 0
7.23 - NJ Fossil CO2 Rate Limit: Unit 512 | 75 | 7979 | Rate Constraint in lbs/MWh | FALSE | L | Annual | Allowances Purchased CO2 | Thousand Tons | 0 | 0 | 0 | 0 | 0 | 0 | 0
7.23 - NJ Fossil CO2 Rate Limit: Unit 512 | 75 | 7979 | Rate Constraint in lbs/MWh | FALSE | L | Annual | Allowances Sold CO2 | Thousand Tons | 0 | 0 | 0 | 0 | 0 | 0 | 0
7.23 - NJ Fossil CO2 Rate Limit: Unit 512 | 75 | 7979 | Rate Constraint in lbs/MWh | FALSE | L | Annual | Allowances Banked | Thousand Tons | 0 | 0 | 0 | 0 | 0 | 0 | 0
7.23 - NJ Fossil CO2 Rate Limit: Unit 512 | 75 | 7979 | Rate Constraint in lbs/MWh | FALSE | L | Annual | Allowances Withdrawn (1:1) | Thousand Tons | 0 | 0 | 0 | 0 | 0 | 0 | 0
7.23 - NJ Fossil CO2 Rate Limit: Unit 512 | 75 | 7979 | Rate Constraint in lbs/MWh | FALSE | L | Annual | Allowances Withdrawn (1:n) | Thousand Tons | 0 | 0 | 0 | 0 | 0 | 0 | 0
7.23 - NJ Fossil CO2 Rate Limit: Unit 512 | 75 | 7979 | Rate Constraint in lbs/MWh | FALSE | L | Annual | Total | Thousand Tons | 0 | 0 | 0 | 0 | 0 | 0 | 0
7.23 - NJ Fossil CO2 Rate Limit: Unit 512 | 75 | 7979 | Rate Constraint in lbs/MWh | FALSE | L | Annual | Fuel Consumed | TBtu | 0 | 0 | 0 | 0 | 0 | 0 | 0
7.23 - NJ Fossil CO2 Rate Limit: Unit 512 | 75 | 7979 | Rate Constraint in lbs/MWh | FALSE | L | Annual | Rate | lb/MMBtu | 0 | 0 | 0 | 0 | 0 | 0 | 0
7.23 - NJ Fossil CO2 Rate Limit: Unit 512 | 75 | 7979 | Rate Constraint in lbs/MWh | FALSE | L | Annual | Generation | TWh | 0 | 0 | 0 | 0 | 0 | 0 | 0
7.23 - NJ Fossil CO2 Rate Limit: Unit 512 | 75 | 7979 | Rate Constraint in lbs/MWh | FALSE | L | Annual | Qualifying Generation | TWh | 0 | 0 | 0 | 0 | 0 | 0 | 0
7.23 - NJ Fossil CO2 Rate Limit: Unit 512 | 75 | 7979 | Rate Constraint in lbs/MWh | FALSE | L | Annual | Constraint Shadow Price | US2022$/Ton | 776.3607 | 354.6627 | 93.0519 | 116.7738 | 106.2008 | 115.1664 | 191.8147
7.23 - NJ Fossil CO2 Rate Limit: Unit 513 | 76 | 7980 | Rate Constraint in lbs/MWh | FALSE | L | Annual | Seasons Included | Seasons | Winter, Spring, Summer, Fall | Winter, Spring, Summer, Fall | Winter, Spring, Summer, Fall | Winter, Spring, Summer, Fall | Winter, Spring, Summer, Fall | Winter, Spring, Summer, Fall | Winter, Spring, Summer, Fall
7.23 - NJ Fossil CO2 Rate Limit: Unit 513 | 76 | 7980 | Rate Constraint in lbs/MWh | FALSE | L | Annual | Standard CO2 | lb/MWh | 1300 | 1300 | 1000 | 1000 | 1000 | 1000 | 1000
7.23 - NJ Fossil CO2 Rate Limit: Unit 513 | 76 | 7980 | Rate Constraint in lbs/MWh | FALSE | L | Annual | Emissions at Affected Plants CO2 | Thousand Tons | 31.0856 | 7.2817 | 0 | 0 | 0 | 0 | 0
7.23 - NJ Fossil CO2 Rate Limit: Unit 513 | 76 | 7980 | Rate Constraint in lbs/MWh | FALSE | L | Annual | Allowances Purchased CO2 | Thousand Tons | 0 | 0 | 0 | 0 | 0 | 0 | 0
7.23 - NJ Fossil CO2 Rate Limit: Unit 513 | 76 | 7980 | Rate Constraint in lbs/MWh | FALSE | L | Annual | Allowances Sold CO2 | Thousand Tons | 0 | 0 | 0 | 0 | 0 | 0 | 0
7.23 - NJ Fossil CO2 Rate Limit: Unit 513 | 76 | 7980 | Rate Constraint in lbs/MWh | FALSE | L | Annual | Allowances Banked | Thousand Tons | 0 | 0 | 0 | 0 | 0 | 0 | 0
7.23 - NJ Fossil CO2 Rate Limit: Unit 513 | 76 | 7980 | Rate Constraint in lbs/MWh | FALSE | L | Annual | Allowances Withdrawn (1:1) | Thousand Tons | 0 | 0 | 0 | 0 | 0 | 0 | 0
7.23 - NJ Fossil CO2 Rate Limit: Unit 513 | 76 | 7980 | Rate Constraint in lbs/MWh | FALSE | L | Annual | Allowances Withdrawn (1:n) | Thousand Tons | 0 | 0 | 0 | 0 | 0 | 0 | 0
7.23 - NJ Fossil CO2 Rate Limit: Unit 513 | 76 | 7980 | Rate Constraint in lbs/MWh | FALSE | L | Annual | Total | Thousand Tons | 31.0856 | 7.2817 | 0 | 0 | 0 | 0 | 0
7.23 - NJ Fossil CO2 Rate Limit: Unit 513 | 76 | 7980 | Rate Constraint in lbs/MWh | FALSE | L | Annual | Fuel Consumed | TBtu | 0.53102 | 0.12439 | 0 | 0 | 0 | 0 | 0
7.23 - NJ Fossil CO2 Rate Limit: Unit 513 | 76 | 7980 | Rate Constraint in lbs/MWh | FALSE | L | Annual | Rate | lb/MMBtu | 117.08 | 117.08 | 0 | 0 | 0 | 0 | 0
7.23 - NJ Fossil CO2 Rate Limit: Unit 513 | 76 | 7980 | Rate Constraint in lbs/MWh | FALSE | L | Annual | Generation | TWh | 0.04942 | 0.011576 | 0 | 0 | 0 | 0 | 0
7.23 - NJ Fossil CO2 Rate Limit: Unit 513 | 76 | 7980 | Rate Constraint in lbs/MWh | FALSE | L | Annual | Qualifying Generation | TWh | 0.04942 | 0.011576 | 0 | 0 | 0 | 0 | 0
7.23 - NJ Fossil CO2 Rate Limit: Unit 513 | 76 | 7980 | Rate Constraint in lbs/MWh | FALSE | L | Annual | Constraint Shadow Price | US2022$/Ton | 0 | 0 | 140.3811 | 221.1975 | 208.3289 | 220.7688 | 298.1006
7.23 - NJ Fossil CO2 Rate Limit: Unit 514 | 77 | 7981 | Rate Constraint in lbs/MWh | FALSE | L | Annual | Seasons Included | Seasons | Winter, Spring, Summer, Fall | Winter, Spring, Summer, Fall | Winter, Spring, Summer, Fall | Winter, Spring, Summer, Fall | Winter, Spring, Summer, Fall | Winter, Spring, Summer, Fall | Winter, Spring, Summer, Fall
7.23 - NJ Fossil CO2 Rate Limit: Unit 514 | 77 | 7981 | Rate Constraint in lbs/MWh | FALSE | L | Annual | Standard CO2 | lb/MWh | 1913.2414 | 1913.2414 | 1471.7241 | 1471.7241 | 1471.7241 | 1471.7241 | 1471.7241
7.23 - NJ Fossil CO2 Rate Limit: Unit 514 | 77 | 7981 | Rate Constraint in lbs/MWh | FALSE | L | Annual | Emissions at Affected Plants CO2 | Thousand Tons | 4.9944 | 4.218 | 0 | 0 | 0 | 0 | 0
7.23 - NJ Fossil CO2 Rate Limit: Unit 514 | 77 | 7981 | Rate Constraint in lbs/MWh | FALSE | L | Annual | Allowances Purchased CO2 | Thousand Tons | 0 | 0 | 0 | 0 | 0 | 0 | 0
7.23 - NJ Fossil CO2 Rate Limit: Unit 514 | 77 | 7981 | Rate Constraint in lbs/MWh | FALSE | L | Annual | Allowances Sold CO2 | Thousand Tons | 0 | 0 | 0 | 0 | 0 | 0 | 0
7.23 - NJ Fossil CO2 Rate Limit: Unit 514 | 77 | 7981 | Rate Constraint in lbs/MWh | FALSE | L | Annual | Allowances Banked | Thousand Tons | 0 | 0 | 0 | 0 | 0 | 0 | 0
7.23 - NJ Fossil CO2 Rate Limit: Unit 514 | 77 | 7981 | Rate Constraint in lbs/MWh | FALSE | L | Annual | Allowances Withdrawn (1:1) | Thousand Tons | 0 | 0 | 0 | 0 | 0 | 0 | 0
7.23 - NJ Fossil CO2 Rate Limit: Unit 514 | 77 | 7981 | Rate Constraint in lbs/MWh | FALSE | L | Annual | Allowances Withdrawn (1:n) | Thousand Tons | 0 | 0 | 0 | 0 | 0 | 0 | 0
7.23 - NJ Fossil CO2 Rate Limit: Unit 514 | 77 | 7981 | Rate Constraint in lbs/MWh | FALSE | L | Annual | Total | Thousand Tons | 4.9944 | 4.218 | 0 | 0 | 0 | 0 | 0
7.23 - NJ Fossil CO2 Rate Limit: Unit 514 | 77 | 7981 | Rate Constraint in lbs/MWh | FALSE | L | Annual | Fuel Consumed | TBtu | 0.057971 | 0.048958 | 0 | 0 | 0 | 0 | 0
7.23 - NJ Fossil CO2 Rate Limit: Unit 514 | 77 | 7981 | Rate Constraint in lbs/MWh | FALSE | L | Annual | Rate | lb/MMBtu | 172.3095 | 172.3095 | 0 | 0 | 0 | 0 | 0
7.23 - NJ Fossil CO2 Rate Limit: Unit 514 | 77 | 7981 | Rate Constraint in lbs/MWh | FALSE | L | Annual | Generation | TWh | 0.0066633 | 0.0056274 | 0 | 0 | 0 | 0 | 0
7.23 - NJ Fossil CO2 Rate Limit: Unit 514 | 77 | 7981 | Rate Constraint in lbs/MWh | FALSE | L | Annual | Qualifying Generation | TWh | 0.0066633 | 0.0056274 | 0 | 0 | 0 | 0 | 0
7.23 - NJ Fossil CO2 Rate Limit: Unit 514 | 77 | 7981 | Rate Constraint in lbs/MWh | FALSE | L | Annual | Constraint Shadow Price | US2022$/Ton | 0 | 0 | 1851.8155 | 2766.501 | 2686.0549 | 2778.1531 | 2591.5107
7.23 - NJ Fossil CO2 Rate Limit: Unit 524 | 78 | 7983 | Rate Constraint in lbs/MWh | FALSE | L | Annual | Seasons Included | Seasons | Winter, Spring, Summer, Fall | Winter, Spring, Summer, Fall | Winter, Spring, Summer, Fall | Winter, Spring, Summer, Fall | Winter, Spring, Summer, Fall | Winter, Spring, Summer, Fall | Winter, Spring, Summer, Fall
7.23 - NJ Fossil CO2 Rate Limit: Unit 524 | 78 | 7983 | Rate Constraint in lbs/MWh | FALSE | L | Annual | Standard CO2 | lb/MWh | 1300 | 1300 | 1000 | 1000 | 1000 | 1000 | 1000
7.23 - NJ Fossil CO2 Rate Limit: Unit 524 | 78 | 7983 | Rate Constraint in lbs/MWh | FALSE | L | Annual | Emissions at Affected Plants CO2 | Thousand Tons | 0 | 0 | 0 | 0 | 0 | 0 | 0
7.23 - NJ Fossil CO2 Rate Limit: Unit 524 | 78 | 7983 | Rate Constraint in lbs/MWh | FALSE | L | Annual | Allowances Purchased CO2 | Thousand Tons | 0 | 0 | 0 | 0 | 0 | 0 | 0
7.23 - NJ Fossil CO2 Rate Limit: Unit 524 | 78 | 7983 | Rate Constraint in lbs/MWh | FALSE | L | Annual | Allowances Sold CO2 | Thousand Tons | 0 | 0 | 0 | 0 | 0 | 0 | 0
7.23 - NJ Fossil CO2 Rate Limit: Unit 524 | 78 | 7983 | Rate Constraint in lbs/MWh | FALSE | L | Annual | Allowances Banked | Thousand Tons | 0 | 0 | 0 | 0 | 0 | 0 | 0
7.23 - NJ Fossil CO2 Rate Limit: Unit 524 | 78 | 7983 | Rate Constraint in lbs/MWh | FALSE | L | Annual | Allowances Withdrawn (1:1) | Thousand Tons | 0 | 0 | 0 | 0 | 0 | 0 | 0
7.23 - NJ Fossil CO2 Rate Limit: Unit 524 | 78 | 7983 | Rate Constraint in lbs/MWh | FALSE | L | Annual | Allowances Withdrawn (1:n) | Thousand Tons | 0 | 0 | 0 | 0 | 0 | 0 | 0
7.23 - NJ Fossil CO2 Rate Limit: Unit 524 | 78 | 7983 | Rate Constraint in lbs/MWh | FALSE | L | Annual | Total | Thousand Tons | 0 | 0 | 0 | 0 | 0 | 0 | 0
7.23 - NJ Fossil CO2 Rate Limit: Unit 524 | 78 | 7983 | Rate Constraint in lbs/MWh | FALSE | L | Annual | Fuel Consumed | TBtu | 0 | 0 | 0 | 0 | 0 | 0 | 0
7.23 - NJ Fossil CO2 Rate Limit: Unit 524 | 78 | 7983 | Rate Constraint in lbs/MWh | FALSE | L | Annual | Rate | lb/MMBtu | 0 | 0 | 0 | 0 | 0 | 0 | 0
7.23 - NJ Fossil CO2 Rate Limit: Unit 524 | 78 | 7983 | Rate Constraint in lbs/MWh | FALSE | L | Annual | Generation | TWh | 0 | 0 | 0 | 0 | 0 | 0 | 0
7.23 - NJ Fossil CO2 Rate Limit: Unit 524 | 78 | 7983 | Rate Constraint in lbs/MWh | FALSE | L | Annual | Qualifying Generation | TWh | 0 | 0 | 0 | 0 | 0 | 0 | 0
7.23 - NJ Fossil CO2 Rate Limit: Unit 524 | 78 | 7983 | Rate Constraint in lbs/MWh | FALSE | L | Annual | Constraint Shadow Price | US2022$/Ton | 0 | 0 | 0 | 0 | 0 | 0 | 0
7.23 - NJ Fossil CO2 Rate Limit: Unit 525 | 79 | 7984 | Rate Constraint in lbs/MWh | FALSE | L | Annual | Seasons Included | Seasons | Winter, Spring, Summer, Fall | Winter, Spring, Summer, Fall | Winter, Spring, Summer, Fall | Winter, Spring, Summer, Fall | Winter, Spring, Summer, Fall | Winter, Spring, Summer, Fall | Winter, Spring, Summer, Fall
7.23 - NJ Fossil CO2 Rate Limit: Unit 525 | 79 | 7984 | Rate Constraint in lbs/MWh | FALSE | L | Annual | Standard CO2 | lb/MWh | 1300 | 1300 | 1000 | 1000 | 1000 | 1000 | 1000
7.23 - NJ Fossil CO2 Rate Limit: Unit 525 | 79 | 7984 | Rate Constraint in lbs/MWh | FALSE | L | Annual | Emissions at Affected Plants CO2 | Thousand Tons | 0 | 0 | 0 | 0 | 0 | 0 | 0
7.23 - NJ Fossil CO2 Rate Limit: Unit 525 | 79 | 7984 | Rate Constraint in lbs/MWh | FALSE | L | Annual | Allowances Purchased CO2 | Thousand Tons | 0 | 0 | 0 | 0 | 0 | 0 | 0
7.23 - NJ Fossil CO2 Rate Limit: Unit 525 | 79 | 7984 | Rate Constraint in lbs/MWh | FALSE | L | Annual | Allowances Sold CO2 | Thousand Tons | 0 | 0 | 0 | 0 | 0 | 0 | 0
7.23 - NJ Fossil CO2 Rate Limit: Unit 525 | 79 | 7984 | Rate Constraint in lbs/MWh | FALSE | L | Annual | Allowances Banked | Thousand Tons | 0 | 0 | 0 | 0 | 0 | 0 | 0
7.23 - NJ Fossil CO2 Rate Limit: Unit 525 | 79 | 7984 | Rate Constraint in lbs/MWh | FALSE | L | Annual | Allowances Withdrawn (1:1) | Thousand Tons | 0 | 0 | 0 | 0 | 0 | 0 | 0
7.23 - NJ Fossil CO2 Rate Limit: Unit 525 | 79 | 7984 | Rate Constraint in lbs/MWh | FALSE | L | Annual | Allowances Withdrawn (1:n) | Thousand Tons | 0 | 0 | 0 | 0 | 0 | 0 | 0
7.23 - NJ Fossil CO2 Rate Limit: Unit 525 | 79 | 7984 | Rate Constraint in lbs/MWh | FALSE | L | Annual | Total | Thousand Tons | 0 | 0 | 0 | 0 | 0 | 0 | 0
7.23 - NJ Fossil CO2 Rate Limit: Unit 525 | 79 | 7984 | Rate Constraint in lbs/MWh | FALSE | L | Annual | Fuel Consumed | TBtu | 0 | 0 | 0 | 0 | 0 | 0 | 0
7.23 - NJ Fossil CO2 Rate Limit: Unit 525 | 79 | 7984 | Rate Constraint in lbs/MWh | FALSE | L | Annual | Rate | lb/MMBtu | 0 | 0 | 0 | 0 | 0 | 0 | 0
7.23 - NJ Fossil CO2 Rate Limit: Unit 525 | 79 | 7984 | Rate Constraint in lbs/MWh | FALSE | L | Annual | Generation | TWh | 0 | 0 | 0 | 0 | 0 | 0 | 0
7.23 - NJ Fossil CO2 Rate Limit: Unit 525 | 79 | 7984 | Rate Constraint in lbs/MWh | FALSE | L | Annual | Qualifying Generation | TWh | 0 | 0 | 0 | 0 | 0 | 0 | 0
7.23 - NJ Fossil CO2 Rate Limit: Unit 525 | 79 | 7984 | Rate Constraint in lbs/MWh | FALSE | L | Annual | Constraint Shadow Price | US2022$/Ton | 0 | 0 | 0 | 0 | 0 | 0 | 0
7.23 - NJ Fossil CO2 Rate Limit: Unit 526 | 80 | 7985 | Rate Constraint in lbs/MWh | FALSE | L | Annual | Seasons Included | Seasons | Winter, Spring, Summer, Fall | Winter, Spring, Summer, Fall | Winter, Spring, Summer, Fall | Winter, Spring, Summer, Fall | Winter, Spring, Summer, Fall | Winter, Spring, Summer, Fall | Winter, Spring, Summer, Fall
7.23 - NJ Fossil CO2 Rate Limit: Unit 526 | 80 | 7985 | Rate Constraint in lbs/MWh | FALSE | L | Annual | Standard CO2 | lb/MWh | 1300 | 1300 | 1000 | 1000 | 1000 | 1000 | 1000
7.23 - NJ Fossil CO2 Rate Limit: Unit 526 | 80 | 7985 | Rate Constraint in lbs/MWh | FALSE | L | Annual | Emissions at Affected Plants CO2 | Thousand Tons | 0 | 0 | 0 | 0 | 0 | 0 | 0
7.23 - NJ Fossil CO2 Rate Limit: Unit 526 | 80 | 7985 | Rate Constraint in lbs/MWh | FALSE | L | Annual | Allowances Purchased CO2 | Thousand Tons | 0 | 0 | 0 | 0 | 0 | 0 | 0
7.23 - NJ Fossil CO2 Rate Limit: Unit 526 | 80 | 7985 | Rate Constraint in lbs/MWh | FALSE | L | Annual | Allowances Sold CO2 | Thousand Tons | 0 | 0 | 0 | 0 | 0 | 0 | 0
7.23 - NJ Fossil CO2 Rate Limit: Unit 526 | 80 | 7985 | Rate Constraint in lbs/MWh | FALSE | L | Annual | Allowances Banked | Thousand Tons | 0 | 0 | 0 | 0 | 0 | 0 | 0
7.23 - NJ Fossil CO2 Rate Limit: Unit 526 | 80 | 7985 | Rate Constraint in lbs/MWh | FALSE | L | Annual | Allowances Withdrawn (1:1) | Thousand Tons | 0 | 0 | 0 | 0 | 0 | 0 | 0
7.23 - NJ Fossil CO2 Rate Limit: Unit 526 | 80 | 7985 | Rate Constraint in lbs/MWh | FALSE | L | Annual | Allowances Withdrawn (1:n) | Thousand Tons | 0 | 0 | 0 | 0 | 0 | 0 | 0
7.23 - NJ Fossil CO2 Rate Limit: Unit 526 | 80 | 7985 | Rate Constraint in lbs/MWh | FALSE | L | Annual | Total | Thousand Tons | 0 | 0 | 0 | 0 | 0 | 0 | 0
7.23 - NJ Fossil CO2 Rate Limit: Unit 526 | 80 | 7985 | Rate Constraint in lbs/MWh | FALSE | L | Annual | Fuel Consumed | TBtu | 0 | 0 | 0 | 0 | 0 | 0 | 0
7.23 - NJ Fossil CO2 Rate Limit: Unit 526 | 80 | 7985 | Rate Constraint in lbs/MWh | FALSE | L | Annual | Rate | lb/MMBtu | 0 | 0 | 0 | 0 | 0 | 0 | 0
7.23 - NJ Fossil CO2 Rate Limit: Unit 526 | 80 | 7985 | Rate Constraint in lbs/MWh | FALSE | L | Annual | Generation | TWh | 0 | 0 | 0 | 0 | 0 | 0 | 0
7.23 - NJ Fossil CO2 Rate Limit: Unit 526 | 80 | 7985 | Rate Constraint in lbs/MWh | FALSE | L | Annual | Qualifying Generation | TWh | 0 | 0 | 0 | 0 | 0 | 0 | 0
7.23 - NJ Fossil CO2 Rate Limit: Unit 526 | 80 | 7985 | Rate Constraint in lbs/MWh | FALSE | L | Annual | Constraint Shadow Price | US2022$/Ton | 0 | 0 | 0 | 0 | 0 | 0 | 0
7.23 - NJ Fossil CO2 Rate Limit: Unit 537 | 81 | 7986 | Rate Constraint in lbs/MWh | FALSE | L | Annual | Seasons Included | Seasons | Winter, Spring, Summer, Fall | Winter, Spring, Summer, Fall | Winter, Spring, Summer, Fall | Winter, Spring, Summer, Fall | Winter, Spring, Summer, Fall | Winter, Spring, Summer, Fall | Winter, Spring, Summer, Fall
7.23 - NJ Fossil CO2 Rate Limit: Unit 537 | 81 | 7986 | Rate Constraint in lbs/MWh | FALSE | L | Annual | Standard CO2 | lb/MWh | 1300 | 1300 | 1000 | 1000 | 1000 | 1000 | 1000
7.23 - NJ Fossil CO2 Rate Limit: Unit 537 | 81 | 7986 | Rate Constraint in lbs/MWh | FALSE | L | Annual | Emissions at Affected Plants CO2 | Thousand Tons | 1.8359 | 1.2044 | 0 | 0 | 0 | 0 | 0
7.23 - NJ Fossil CO2 Rate Limit: Unit 537 | 81 | 7986 | Rate Constraint in lbs/MWh | FALSE | L | Annual | Allowances Purchased CO2 | Thousand Tons | 0 | 0 | 0 | 0 | 0 | 0 | 0
7.23 - NJ Fossil CO2 Rate Limit: Unit 537 | 81 | 7986 | Rate Constraint in lbs/MWh | FALSE | L | Annual | Allowances Sold CO2 | Thousand Tons | 0 | 0 | 0 | 0 | 0 | 0 | 0
7.23 - NJ Fossil CO2 Rate Limit: Unit 537 | 81 | 7986 | Rate Constraint in lbs/MWh | FALSE | L | Annual | Allowances Banked | Thousand Tons | 0 | 0 | 0 | 0 | 0 | 0 | 0
7.23 - NJ Fossil CO2 Rate Limit: Unit 537 | 81 | 7986 | Rate Constraint in lbs/MWh | FALSE | L | Annual | Allowances Withdrawn (1:1) | Thousand Tons | 0 | 0 | 0 | 0 | 0 | 0 | 0
7.23 - NJ Fossil CO2 Rate Limit: Unit 537 | 81 | 7986 | Rate Constraint in lbs/MWh | FALSE | L | Annual | Allowances Withdrawn (1:n) | Thousand Tons | 0 | 0 | 0 | 0 | 0 | 0 | 0
7.23 - NJ Fossil CO2 Rate Limit: Unit 537 | 81 | 7986 | Rate Constraint in lbs/MWh | FALSE | L | Annual | Total | Thousand Tons | 1.8359 | 1.2044 | 0 | 0 | 0 | 0 | 0
7.23 - NJ Fossil CO2 Rate Limit: Unit 537 | 81 | 7986 | Rate Constraint in lbs/MWh | FALSE | L | Annual | Fuel Consumed | TBtu | 0.031362 | 0.020574 | 0 | 0 | 0 | 0 | 0
7.23 - NJ Fossil CO2 Rate Limit: Unit 537 | 81 | 7986 | Rate Constraint in lbs/MWh | FALSE | L | Annual | Rate | lb/MMBtu | 117.08 | 117.08 | 0 | 0 | 0 | 0 | 0
7.23 - NJ Fossil CO2 Rate Limit: Unit 537 | 81 | 7986 | Rate Constraint in lbs/MWh | FALSE | L | Annual | Generation | TWh | 0.0029188 | 0.0019147 | 0 | 0 | 0 | 0 | 0
7.23 - NJ Fossil CO2 Rate Limit: Unit 537 | 81 | 7986 | Rate Constraint in lbs/MWh | FALSE | L | Annual | Qualifying Generation | TWh | 0.0029188 | 0.0019147 | 0 | 0 | 0 | 0 | 0
7.23 - NJ Fossil CO2 Rate Limit: Unit 537 | 81 | 7986 | Rate Constraint in lbs/MWh | FALSE | L | Annual | Constraint Shadow Price | US2022$/Ton | 0 | 0 | 135.4979 | 216.3141 | 203.4454 | 215.8853 | 320.1811
7.23 - NJ Fossil CO2 Rate Limit: Unit 538 | 82 | 7987 | Rate Constraint in lbs/MWh | FALSE | L | Annual | Seasons Included | Seasons | Winter, Spring, Summer, Fall | Winter, Spring, Summer, Fall | Winter, Spring, Summer, Fall | Winter, Spring, Summer, Fall | Winter, Spring, Summer, Fall | Winter, Spring, Summer, Fall | Winter, Spring, Summer, Fall
7.23 - NJ Fossil CO2 Rate Limit: Unit 538 | 82 | 7987 | Rate Constraint in lbs/MWh | FALSE | L | Annual | Standard CO2 | lb/MWh | 1300 | 1300 | 1000 | 1000 | 1000 | 1000 | 1000
7.23 - NJ Fossil CO2 Rate Limit: Unit 538 | 82 | 7987 | Rate Constraint in lbs/MWh | FALSE | L | Annual | Emissions at Affected Plants CO2 | Thousand Tons | 0 | 0 | 0 | 0 | 0 | 0 | 0
7.23 - NJ Fossil CO2 Rate Limit: Unit 538 | 82 | 7987 | Rate Constraint in lbs/MWh | FALSE | L | Annual | Allowances Purchased CO2 | Thousand Tons | 0 | 0 | 0 | 0 | 0 | 0 | 0
7.23 - NJ Fossil CO2 Rate Limit: Unit 538 | 82 | 7987 | Rate Constraint in lbs/MWh | FALSE | L | Annual | Allowances Sold CO2 | Thousand Tons | 0 | 0 | 0 | 0 | 0 | 0 | 0
7.23 - NJ Fossil CO2 Rate Limit: Unit 538 | 82 | 7987 | Rate Constraint in lbs/MWh | FALSE | L | Annual | Allowances Banked | Thousand Tons | 0 | 0 | 0 | 0 | 0 | 0 | 0
7.23 - NJ Fossil CO2 Rate Limit: Unit 538 | 82 | 7987 | Rate Constraint in lbs/MWh | FALSE | L | Annual | Allowances Withdrawn (1:1) | Thousand Tons | 0 | 0 | 0 | 0 | 0 | 0 | 0
7.23 - NJ Fossil CO2 Rate Limit: Unit 538 | 82 | 7987 | Rate Constraint in lbs/MWh | FALSE | L | Annual | Allowances Withdrawn (1:n) | Thousand Tons | 0 | 0 | 0 | 0 | 0 | 0 | 0
7.23 - NJ Fossil CO2 Rate Limit: Unit 538 | 82 | 7987 | Rate Constraint in lbs/MWh | FALSE | L | Annual | Total | Thousand Tons | 0 | 0 | 0 | 0 | 0 | 0 | 0
7.23 - NJ Fossil CO2 Rate Limit: Unit 538 | 82 | 7987 | Rate Constraint in lbs/MWh | FALSE | L | Annual | Fuel Consumed | TBtu | 0 | 0 | 0 | 0 | 0 | 0 | 0
7.23 - NJ Fossil CO2 Rate Limit: Unit 538 | 82 | 7987 | Rate Constraint in lbs/MWh | FALSE | L | Annual | Rate | lb/MMBtu | 0 | 0 | 0 | 0 | 0 | 0 | 0
7.23 - NJ Fossil CO2 Rate Limit: Unit 538 | 82 | 7987 | Rate Constraint in lbs/MWh | FALSE | L | Annual | Generation | TWh | 0 | 0 | 0 | 0 | 0 | 0 | 0
7.23 - NJ Fossil CO2 Rate Limit: Unit 538 | 82 | 7987 | Rate Constraint in lbs/MWh | FALSE | L | Annual | Qualifying Generation | TWh | 0 | 0 | 0 | 0 | 0 | 0 | 0
7.23 - NJ Fossil CO2 Rate Limit: Unit 538 | 82 | 7987 | Rate Constraint in lbs/MWh | FALSE | L | Annual | Constraint Shadow Price | US2022$/Ton | 0 | 0 | 0 | 0 | 0 | 0 | 0
7.23 - NJ Fossil CO2 Rate Limit: Unit 539 | 83 | 7988 | Rate Constraint in lbs/MWh | FALSE | L | Annual | Seasons Included | Seasons | Winter, Spring, Summer, Fall | Winter, Spring, Summer, Fall | Winter, Spring, Summer, Fall | Winter, Spring, Summer, Fall | Winter, Spring, Summer, Fall | Winter, Spring, Summer, Fall | Winter, Spring, Summer, Fall
7.23 - NJ Fossil CO2 Rate Limit: Unit 539 | 83 | 7988 | Rate Constraint in lbs/MWh | FALSE | L | Annual | Standard CO2 | lb/MWh | 1300 | 1300 | 1000 | 1000 | 1000 | 1000 | 1000
7.23 - NJ Fossil CO2 Rate Limit: Unit 539 | 83 | 7988 | Rate Constraint in lbs/MWh | FALSE | L | Annual | Emissions at Affected Plants CO2 | Thousand Tons | 2.5509 | 2.0119 | 0 | 0 | 0 | 0 | 0
7.23 - NJ Fossil CO2 Rate Limit: Unit 539 | 83 | 7988 | Rate Constraint in lbs/MWh | FALSE | L | Annual | Allowances Purchased CO2 | Thousand Tons | 0 | 0 | 0 | 0 | 0 | 0 | 0
7.23 - NJ Fossil CO2 Rate Limit: Unit 539 | 83 | 7988 | Rate Constraint in lbs/MWh | FALSE | L | Annual | Allowances Sold CO2 | Thousand Tons | 0 | 0 | 0 | 0 | 0 | 0 | 0
7.23 - NJ Fossil CO2 Rate Limit: Unit 539 | 83 | 7988 | Rate Constraint in lbs/MWh | FALSE | L | Annual | Allowances Banked | Thousand Tons | 0 | 0 | 0 | 0 | 0 | 0 | 0
7.23 - NJ Fossil CO2 Rate Limit: Unit 539 | 83 | 7988 | Rate Constraint in lbs/MWh | FALSE | L | Annual | Allowances Withdrawn (1:1) | Thousand Tons | 0 | 0 | 0 | 0 | 0 | 0 | 0
7.23 - NJ Fossil CO2 Rate Limit: Unit 539 | 83 | 7988 | Rate Constraint in lbs/MWh | FALSE | L | Annual | Allowances Withdrawn (1:n) | Thousand Tons | 0 | 0 | 0 | 0 | 0 | 0 | 0
7.23 - NJ Fossil CO2 Rate Limit: Unit 539 | 83 | 7988 | Rate Constraint in lbs/MWh | FALSE | L | Annual | Total | Thousand Tons | 2.5509 | 2.0119 | 0 | 0 | 0 | 0 | 0
7.23 - NJ Fossil CO2 Rate Limit: Unit 539 | 83 | 7988 | Rate Constraint in lbs/MWh | FALSE | L | Annual | Fuel Consumed | TBtu | 0.043575 | 0.034368 | 0 | 0 | 0 | 0 | 0
7.23 - NJ Fossil CO2 Rate Limit: Unit 539 | 83 | 7988 | Rate Constraint in lbs/MWh | FALSE | L | Annual | Rate | lb/MMBtu | 117.08 | 117.08 | 0 | 0 | 0 | 0 | 0
7.23 - NJ Fossil CO2 Rate Limit: Unit 539 | 83 | 7988 | Rate Constraint in lbs/MWh | FALSE | L | Annual | Generation | TWh | 0.0040554 | 0.0031985 | 0 | 0 | 0 | 0 | 0
7.23 - NJ Fossil CO2 Rate Limit: Unit 539 | 83 | 7988 | Rate Constraint in lbs/MWh | FALSE | L | Annual | Qualifying Generation | TWh | 0.0040554 | 0.0031985 | 0 | 0 | 0 | 0 | 0
7.23 - NJ Fossil CO2 Rate Limit: Unit 539 | 83 | 7988 | Rate Constraint in lbs/MWh | FALSE | L | Annual | Constraint Shadow Price | US2022$/Ton | 0 | 0 | 122.6309 | 203.447 | 190.5785 | 203.0187 | 311.6017
7.23 - NJ Fossil CO2 Rate Limit: Unit 540 | 84 | 7989 | Rate Constraint in lbs/MWh | FALSE | L | Annual | Seasons Included | Seasons | Winter, Spring, Summer, Fall | Winter, Spring, Summer, Fall | Winter, Spring, Summer, Fall | Winter, Spring, Summer, Fall | Winter, Spring, Summer, Fall | Winter, Spring, Summer, Fall | Winter, Spring, Summer, Fall
7.23 - NJ Fossil CO2 Rate Limit: Unit 540 | 84 | 7989 | Rate Constraint in lbs/MWh | FALSE | L | Annual | Standard CO2 | lb/MWh | 1300 | 1300 | 1000 | 1000 | 1000 | 1000 | 1000
7.23 - NJ Fossil CO2 Rate Limit: Unit 540 | 84 | 7989 | Rate Constraint in lbs/MWh | FALSE | L | Annual | Emissions at Affected Plants CO2 | Thousand Tons | 0 | 0 | 0 | 0 | 0 | 0 | 0
7.23 - NJ Fossil CO2 Rate Limit: Unit 540 | 84 | 7989 | Rate Constraint in lbs/MWh | FALSE | L | Annual | Allowances Purchased CO2 | Thousand Tons | 0 | 0 | 0 | 0 | 0 | 0 | 0
7.23 - NJ Fossil CO2 Rate Limit: Unit 540 | 84 | 7989 | Rate Constraint in lbs/MWh | FALSE | L | Annual | Allowances Sold CO2 | Thousand Tons | 0 | 0 | 0 | 0 | 0 | 0 | 0
7.23 - NJ Fossil CO2 Rate Limit: Unit 540 | 84 | 7989 | Rate Constraint in lbs/MWh | FALSE | L | Annual | Allowances Banked | Thousand Tons | 0 | 0 | 0 | 0 | 0 | 0 | 0
7.23 - NJ Fossil CO2 Rate Limit: Unit 540 | 84 | 7989 | Rate Constraint in lbs/MWh | FALSE | L | Annual | Allowances Withdrawn (1:1) | Thousand Tons | 0 | 0 | 0 | 0 | 0 | 0 | 0
7.23 - NJ Fossil CO2 Rate Limit: Unit 540 | 84 | 7989 | Rate Constraint in lbs/MWh | FALSE | L | Annual | Allowances Withdrawn (1:n) | Thousand Tons | 0 | 0 | 0 | 0 | 0 | 0 | 0
7.23 - NJ Fossil CO2 Rate Limit: Unit 540 | 84 | 7989 | Rate Constraint in lbs/MWh | FALSE | L | Annual | Total | Thousand Tons | 0 | 0 | 0 | 0 | 0 | 0 | 0
7.23 - NJ Fossil CO2 Rate Limit: Unit 540 | 84 | 7989 | Rate Constraint in lbs/MWh | FALSE | L | Annual | Fuel Consumed | TBtu | 0 | 0 | 0 | 0 | 0 | 0 | 0
7.23 - NJ Fossil CO2 Rate Limit: Unit 540 | 84 | 7989 | Rate Constraint in lbs/MWh | FALSE | L | Annual | Rate | lb/MMBtu | 0 | 0 | 0 | 0 | 0 | 0 | 0
7.23 - NJ Fossil CO2 Rate Limit: Unit 540 | 84 | 7989 | Rate Constraint in lbs/MWh | FALSE | L | Annual | Generation | TWh | 0 | 0 | 0 | 0 | 0 | 0 | 0
7.23 - NJ Fossil CO2 Rate Limit: Unit 540 | 84 | 7989 | Rate Constraint in lbs/MWh | FALSE | L | Annual | Qualifying Generation | TWh | 0 | 0 | 0 | 0 | 0 | 0 | 0
7.23 - NJ Fossil CO2 Rate Limit: Unit 540 | 84 | 7989 | Rate Constraint in lbs/MWh | FALSE | L | Annual | Constraint Shadow Price | US2022$/Ton | 284.6413 | 107.2813 | 56.3475 | 73.1914 | 63.6439 | 71.5356 | 131.6838
7.23 - NJ Fossil CO2 Rate Limit: Unit 541 | 85 | 7990 | Rate Constraint in lbs/MWh | FALSE | L | Annual | Seasons Included | Seasons | Winter, Spring, Summer, Fall | Winter, Spring, Summer, Fall | Winter, Spring, Summer, Fall | Winter, Spring, Summer, Fall | Winter, Spring, Summer, Fall | Winter, Spring, Summer, Fall | Winter, Spring, Summer, Fall
7.23 - NJ Fossil CO2 Rate Limit: Unit 541 | 85 | 7990 | Rate Constraint in lbs/MWh | FALSE | L | Annual | Standard CO2 | lb/MWh | 1386.844 | 1386.844 | 1066.8031 | 1066.8031 | 1066.8031 | 1066.8031 | 1066.8031
7.23 - NJ Fossil CO2 Rate Limit: Unit 541 | 85 | 7990 | Rate Constraint in lbs/MWh | FALSE | L | Annual | Emissions at Affected Plants CO2 | Thousand Tons | 12.0648 | 12.5912 | 0 | 0 | 0 | 0 | 0
7.23 - NJ Fossil CO2 Rate Limit: Unit 541 | 85 | 7990 | Rate Constraint in lbs/MWh | FALSE | L | Annual | Allowances Purchased CO2 | Thousand Tons | 0 | 0 | 0 | 0 | 0 | 0 | 0
7.23 - NJ Fossil CO2 Rate Limit: Unit 541 | 85 | 7990 | Rate Constraint in lbs/MWh | FALSE | L | Annual | Allowances Sold CO2 | Thousand Tons | 0 | 0 | 0 | 0 | 0 | 0 | 0
7.23 - NJ Fossil CO2 Rate Limit: Unit 541 | 85 | 7990 | Rate Constraint in lbs/MWh | FALSE | L | Annual | Allowances Banked | Thousand Tons | 0 | 0 | 0 | 0 | 0 | 0 | 0
7.23 - NJ Fossil CO2 Rate Limit: Unit 541 | 85 | 7990 | Rate Constraint in lbs/MWh | FALSE | L | Annual | Allowances Withdrawn (1:1) | Thousand Tons | 0 | 0 | 0 | 0 | 0 | 0 | 0
7.23 - NJ Fossil CO2 Rate Limit: Unit 541 | 85 | 7990 | Rate Constraint in lbs/MWh | FALSE | L | Annual | Allowances Withdrawn (1:n) | Thousand Tons | 0 | 0 | 0 | 0 | 0 | 0 | 0
7.23 - NJ Fossil CO2 Rate Limit: Unit 541 | 85 | 7990 | Rate Constraint in lbs/MWh | FALSE | L | Annual | Total | Thousand Tons | 12.0648 | 12.5912 | 0 | 0 | 0 | 0 | 0
7.23 - NJ Fossil CO2 Rate Limit: Unit 541 | 85 | 7990 | Rate Constraint in lbs/MWh | FALSE | L | Annual | Fuel Consumed | TBtu | 0.19319 | 0.20162 | 0 | 0 | 0 | 0 | 0
7.23 - NJ Fossil CO2 Rate Limit: Unit 541 | 85 | 7990 | Rate Constraint in lbs/MWh | FALSE | L | Annual | Rate | lb/MMBtu | 124.9013 | 124.9013 | 0 | 0 | 0 | 0 | 0
7.23 - NJ Fossil CO2 Rate Limit: Unit 541 | 85 | 7990 | Rate Constraint in lbs/MWh | FALSE | L | Annual | Generation | TWh | 0.020068 | 0.020944 | 0 | 0 | 0 | 0 | 0
7.23 - NJ Fossil CO2 Rate Limit: Unit 541 | 85 | 7990 | Rate Constraint in lbs/MWh | FALSE | L | Annual | Qualifying Generation | TWh | 0.020068 | 0.020944 | 0 | 0 | 0 | 0 | 0
7.23 - NJ Fossil CO2 Rate Limit: Unit 541 | 85 | 7990 | Rate Constraint in lbs/MWh | FALSE | L | Annual | Constraint Shadow Price | US2022$/Ton | 0 | 0 | 421.2493 | 506.9393 | 484.1087 | 505.0054 | 738.7779
7.23 - NJ Fossil CO2 Rate Limit: Unit 542 | 86 | 7991 | Rate Constraint in lbs/MWh | FALSE | L | Annual | Seasons Included | Seasons | Winter, Spring, Summer, Fall | Winter, Spring, Summer, Fall | Winter, Spring, Summer, Fall | Winter, Spring, Summer, Fall | Winter, Spring, Summer, Fall | Winter, Spring, Summer, Fall | Winter, Spring, Summer, Fall
7.23 - NJ Fossil CO2 Rate Limit: Unit 542 | 86 | 7991 | Rate Constraint in lbs/MWh | FALSE | L | Annual | Standard CO2 | lb/MWh | 1300 | 1300 | 1000 | 1000 | 1000 | 1000 | 1000
7.23 - NJ Fossil CO2 Rate Limit: Unit 542 | 86 | 7991 | Rate Constraint in lbs/MWh | FALSE | L | Annual | Emissions at Affected Plants CO2 | Thousand Tons | 0 | 0 | 0 | 0 | 0 | 0 | 0
7.23 - NJ Fossil CO2 Rate Limit: Unit 542 | 86 | 7991 | Rate Constraint in lbs/MWh | FALSE | L | Annual | Allowances Purchased CO2 | Thousand Tons | 0 | 0 | 0 | 0 | 0 | 0 | 0
7.23 - NJ Fossil CO2 Rate Limit: Unit 542 | 86 | 7991 | Rate Constraint in lbs/MWh | FALSE | L | Annual | Allowances Sold CO2 | Thousand Tons | 0 | 0 | 0 | 0 | 0 | 0 | 0
7.23 - NJ Fossil CO2 Rate Limit: Unit 542 | 86 | 7991 | Rate Constraint in lbs/MWh | FALSE | L | Annual | Allowances Banked | Thousand Tons | 0 | 0 | 0 | 0 | 0 | 0 | 0
7.23 - NJ Fossil CO2 Rate Limit: Unit 542 | 86 | 7991 | Rate Constraint in lbs/MWh | FALSE | L | Annual | Allowances Withdrawn (1:1) | Thousand Tons | 0 | 0 | 0 | 0 | 0 | 0 | 0
7.23 - NJ Fossil CO2 Rate Limit: Unit 542 | 86 | 7991 | Rate Constraint in lbs/MWh | FALSE | L | Annual | Allowances Withdrawn (1:n) | Thousand Tons | 0 | 0 | 0 | 0 | 0 | 0 | 0
7.23 - NJ Fossil CO2 Rate Limit: Unit 542 | 86 | 7991 | Rate Constraint in lbs/MWh | FALSE | L | Annual | Total | Thousand Tons | 0 | 0 | 0 | 0 | 0 | 0 | 0
7.23 - NJ Fossil CO2 Rate Limit: Unit 542 | 86 | 7991 | Rate Constraint in lbs/MWh | FALSE | L | Annual | Fuel Consumed | TBtu | 0 | 0 | 0 | 0 | 0 | 0 | 0
7.23 - NJ Fossil CO2 Rate Limit: Unit 542 | 86 | 7991 | Rate Constraint in lbs/MWh | FALSE | L | Annual | Rate | lb/MMBtu | 0 | 0 | 0 | 0 | 0 | 0 | 0
7.23 - NJ Fossil CO2 Rate Limit: Unit 542 | 86 | 7991 | Rate Constraint in lbs/MWh | FALSE | L | Annual | Generation | TWh | 0 | 0 | 0 | 0 | 0 | 0 | 0
7.23 - NJ Fossil CO2 Rate Limit: Unit 542 | 86 | 7991 | Rate Constraint in lbs/MWh | FALSE | L | Annual | Qualifying Generation | TWh | 0 | 0 | 0 | 0 | 0 | 0 | 0
7.23 - NJ Fossil CO2 Rate Limit: Unit 542 | 86 | 7991 | Rate Constraint in lbs/MWh | FALSE | L | Annual | Constraint Shadow Price | US2022$/Ton | 80.4817 | 0 | 0 | 24.9212 | 17.5311 | 23.9872 | 0
7.23 - NJ Fossil CO2 Rate Limit: Unit 543 | 87 | 7992 | Rate Constraint in lbs/MWh | FALSE | L | Annual | Seasons Included | Seasons | Winter, Spring, Summer, Fall | Winter, Spring, Summer, Fall | Winter, Spring, Summer, Fall | Winter, Spring, Summer, Fall | Winter, Spring, Summer, Fall | Winter, Spring, Summer, Fall | Winter, Spring, Summer, Fall
7.23 - NJ Fossil CO2 Rate Limit: Unit 543 | 87 | 7992 | Rate Constraint in lbs/MWh | FALSE | L | Annual | Standard CO2 | lb/MWh | 1300 | 1300 | 1000 | 1000 | 1000 | 1000 | 1000
7.23 - NJ Fossil CO2 Rate Limit: Unit 543 | 87 | 7992 | Rate Constraint in lbs/MWh | FALSE | L | Annual | Emissions at Affected Plants CO2 | Thousand Tons | 0 | 0 | 0 | 0 | 0 | 0 | 0
7.23 - NJ Fossil CO2 Rate Limit: Unit 543 | 87 | 7992 | Rate Constraint in lbs/MWh | FALSE | L | Annual | Allowances Purchased CO2 | Thousand Tons | 0 | 0 | 0 | 0 | 0 | 0 | 0
7.23 - NJ Fossil CO2 Rate Limit: Unit 543 | 87 | 7992 | Rate Constraint in lbs/MWh | FALSE | L | Annual | Allowances Sold CO2 | Thousand Tons | 0 | 0 | 0 | 0 | 0 | 0 | 0
7.23 - NJ Fossil CO2 Rate Limit: Unit 543 | 87 | 7992 | Rate Constraint in lbs/MWh | FALSE | L | Annual | Allowances Banked | Thousand Tons | 0 | 0 | 0 | 0 | 0 | 0 | 0
7.23 - NJ Fossil CO2 Rate Limit: Unit 543 | 87 | 7992 | Rate Constraint in lbs/MWh | FALSE | L | Annual | Allowances Withdrawn (1:1) | Thousand Tons | 0 | 0 | 0 | 0 | 0 | 0 | 0
7.23 - NJ Fossil CO2 Rate Limit: Unit 543 | 87 | 7992 | Rate Constraint in lbs/MWh | FALSE | L | Annual | Allowances Withdrawn (1:n) | Thousand Tons | 0 | 0 | 0 | 0 | 0 | 0 | 0
7.23 - NJ Fossil CO2 Rate Limit: Unit 543 | 87 | 7992 | Rate Constraint in lbs/MWh | FALSE | L | Annual | Total | Thousand Tons | 0 | 0 | 0 | 0 | 0 | 0 | 0
7.23 - NJ Fossil CO2 Rate Limit: Unit 543 | 87 | 7992 | Rate Constraint in lbs/MWh | FALSE | L | Annual | Fuel Consumed | TBtu | 0 | 0 | 0 | 0 | 0 | 0 | 0
7.23 - NJ Fossil CO2 Rate Limit: Unit 543 | 87 | 7992 | Rate Constraint in lbs/MWh | FALSE | L | Annual | Rate | lb/MMBtu | 0 | 0 | 0 | 0 | 0 | 0 | 0
7.23 - NJ Fossil CO2 Rate Limit: Unit 543 | 87 | 7992 | Rate Constraint in lbs/MWh | FALSE | L | Annual | Generation | TWh | 0 | 0 | 0 | 0 | 0 | 0 | 0
7.23 - NJ Fossil CO2 Rate Limit: Unit 543 | 87 | 7992 | Rate Constraint in lbs/MWh | FALSE | L | Annual | Qualifying Generation | TWh | 0 | 0 | 0 | 0 | 0 | 0 | 0
7.23 - NJ Fossil CO2 Rate Limit: Unit 543 | 87 | 7992 | Rate Constraint in lbs/MWh | FALSE | L | Annual | Constraint Shadow Price | US2022$/Ton | 155.4434 | 8.4829 | 13.5582 | 51.6291 | 43.3438 | 50.7776 | 50.0982
7.23 - NJ Fossil CO2 Rate Limit: Unit 544 | 88 | 7993 | Rate Constraint in lbs/MWh | FALSE | L | Annual | Seasons Included | Seasons | Winter, Spring, Summer, Fall | Winter, Spring, Summer, Fall | Winter, Spring, Summer, Fall | Winter, Spring, Summer, Fall | Winter, Spring, Summer, Fall | Winter, Spring, Summer, Fall | Winter, Spring, Summer, Fall
7.23 - NJ Fossil CO2 Rate Limit: Unit 544 | 88 | 7993 | Rate Constraint in lbs/MWh | FALSE | L | Annual | Standard CO2 | lb/MWh | 1300 | 1300 | 1000 | 1000 | 1000 | 1000 | 1000
7.23 - NJ Fossil CO2 Rate Limit: Unit 544 | 88 | 7993 | Rate Constraint in lbs/MWh | FALSE | L | Annual | Emissions at Affected Plants CO2 | Thousand Tons | 10.1077 | 3.6389 | 0 | 0 | 0 | 0 | 0
7.23 - NJ Fossil CO2 Rate Limit: Unit 544 | 88 | 7993 | Rate Constraint in lbs/MWh | FALSE | L | Annual | Allowances Purchased CO2 | Thousand Tons | 0 | 0 | 0 | 0 | 0 | 0 | 0
7.23 - NJ Fossil CO2 Rate Limit: Unit 544 | 88 | 7993 | Rate Constraint in lbs/MWh | FALSE | L | Annual | Allowances Sold CO2 | Thousand Tons | 0 | 0 | 0 | 0 | 0 | 0 | 0
7.23 - NJ Fossil CO2 Rate Limit: Unit 544 | 88 | 7993 | Rate Constraint in lbs/MWh | FALSE | L | Annual | Allowances Banked | Thousand Tons | 0 | 0 | 0 | 0 | 0 | 0 | 0
7.23 - NJ Fossil CO2 Rate Limit: Unit 544 | 88 | 7993 | Rate Constraint in lbs/MWh | FALSE | L | Annual | Allowances Withdrawn (1:1) | Thousand Tons | 0 | 0 | 0 | 0 | 0 | 0 | 0
7.23 - NJ Fossil CO2 Rate Limit: Unit 544 | 88 | 7993 | Rate Constraint in lbs/MWh | FALSE | L | Annual | Allowances Withdrawn (1:n) | Thousand Tons | 0 | 0 | 0 | 0 | 0 | 0 | 0
7.23 - NJ Fossil CO2 Rate Limit: Unit 544 | 88 | 7993 | Rate Constraint in lbs/MWh | FALSE | L | Annual | Total | Thousand Tons | 10.1077 | 3.6389 | 0 | 0 | 0 | 0 | 0
7.23 - NJ Fossil CO2 Rate Limit: Unit 544 | 88 | 7993 | Rate Constraint in lbs/MWh | FALSE | L | Annual | Fuel Consumed | TBtu | 0.17266 | 0.062161 | 0 | 0 | 0 | 0 | 0
7.23 - NJ Fossil CO2 Rate Limit: Unit 544 | 88 | 7993 | Rate Constraint in lbs/MWh | FALSE | L | Annual | Rate | lb/MMBtu | 117.08 | 117.08 | 0 | 0 | 0 | 0 | 0
7.23 - NJ Fossil CO2 Rate Limit: Unit 544 | 88 | 7993 | Rate Constraint in lbs/MWh | FALSE | L | Annual | Generation | TWh | 0.016069 | 0.0057851 | 0 | 0 | 0 | 0 | 0
7.23 - NJ Fossil CO2 Rate Limit: Unit 544 | 88 | 7993 | Rate Constraint in lbs/MWh | FALSE | L | Annual | Qualifying Generation | TWh | 0.016069 | 0.0057851 | 0 | 0 | 0 | 0 | 0
7.23 - NJ Fossil CO2 Rate Limit: Unit 544 | 88 | 7993 | Rate Constraint in lbs/MWh | FALSE | L | Annual | Constraint Shadow Price | US2022$/Ton | 0 | 0 | 139.451 | 220.2672 | 207.3986 | 219.8384 | 203.2783
7.23 - NJ Fossil CO2 Rate Limit: Unit 545 | 89 | 7994 | Rate Constraint in lbs/MWh | FALSE | L | Annual | Seasons Included | Seasons | Winter, Spring, Summer, Fall | Winter, Spring, Summer, Fall | Winter, Spring, Summer, Fall | Winter, Spring, Summer, Fall | Winter, Spring, Summer, Fall | Winter, Spring, Summer, Fall | Winter, Spring, Summer, Fall
7.23 - NJ Fossil CO2 Rate Limit: Unit 545 | 89 | 7994 | Rate Constraint in lbs/MWh | FALSE | L | Annual | Standard CO2 | lb/MWh | 1300 | 1300 | 1000 | 1000 | 1000 | 1000 | 1000
7.23 - NJ Fossil CO2 Rate Limit: Unit 545 | 89 | 7994 | Rate Constraint in lbs/MWh | FALSE | L | Annual | Emissions at Affected Plants CO2 | Thousand Tons | 15.023 | 3.7905 | 0 | 0 | 0 | 0 | 0
7.23 - NJ Fossil CO2 Rate Limit: Unit 545 | 89 | 7994 | Rate Constraint in lbs/MWh | FALSE | L | Annual | Allowances Purchased CO2 | Thousand Tons | 0 | 0 | 0 | 0 | 0 | 0 | 0
7.23 - NJ Fossil CO2 Rate Limit: Unit 545 | 89 | 7994 | Rate Constraint in lbs/MWh | FALSE | L | Annual | Allowances Sold CO2 | Thousand Tons | 0 | 0 | 0 | 0 | 0 | 0 | 0
7.23 - NJ Fossil CO2 Rate Limit: Unit 545 | 89 | 7994 | Rate Constraint in lbs/MWh | FALSE | L | Annual | Allowances Banked | Thousand Tons | 0 | 0 | 0 | 0 | 0 | 0 | 0
7.23 - NJ Fossil CO2 Rate Limit: Unit 545 | 89 | 7994 | Rate Constraint in lbs/MWh | FALSE | L | Annual | Allowances Withdrawn (1:1) | Thousand Tons | 0 | 0 | 0 | 0 | 0 | 0 | 0
7.23 - NJ Fossil CO2 Rate Limit: Unit 545 | 89 | 7994 | Rate Constraint in lbs/MWh | FALSE | L | Annual | Allowances Withdrawn (1:n) | Thousand Tons | 0 | 0 | 0 | 0 | 0 | 0 | 0
7.23 - NJ Fossil CO2 Rate Limit: Unit 545 | 89 | 7994 | Rate Constraint in lbs/MWh | FALSE | L | Annual | Total | Thousand Tons | 15.023 | 3.7905 | 0 | 0 | 0 | 0 | 0
7.23 - NJ Fossil CO2 Rate Limit: Unit 545 | 89 | 7994 | Rate Constraint in lbs/MWh | FALSE | L | Annual | Fuel Consumed | TBtu | 0.25663 | 0.064751 | 0 | 0 | 0 | 0 | 0
7.23 - NJ Fossil CO2 Rate Limit: Unit 545 | 89 | 7994 | Rate Constraint in lbs/MWh | FALSE | L | Annual | Rate | lb/MMBtu | 117.08 | 117.08 | 0 | 0 | 0 | 0 | 0
7.23 - NJ Fossil CO2 Rate Limit: Unit 545 | 89 | 7994 | Rate Constraint in lbs/MWh | FALSE | L | Annual | Generation | TWh | 0.023883 | 0.0060262 | 0 | 0 | 0 | 0 | 0
7.23 - NJ Fossil CO2 Rate Limit: Unit 545 | 89 | 7994 | Rate Constraint in lbs/MWh | FALSE | L | Annual | Qualifying Generation | TWh | 0.023883 | 0.0060262 | 0 | 0 | 0 | 0 | 0
7.23 - NJ Fossil CO2 Rate Limit: Unit 545 | 89 | 7994 | Rate Constraint in lbs/MWh | FALSE | L | Annual | Constraint Shadow Price | US2022$/Ton | 0 | 0 | 139.451 | 220.2672 | 207.3986 | 219.8384 | 213.4668
7.23 - NJ Fossil CO2 Rate Limit: Unit 546 | 90 | 7995 | Rate Constraint in lbs/MWh | FALSE | L | Annual | Seasons Included | Seasons | Winter, Spring, Summer, Fall | Winter, Spring, Summer, Fall | Winter, Spring, Summer, Fall | Winter, Spring, Summer, Fall | Winter, Spring, Summer, Fall | Winter, Spring, Summer, Fall | Winter, Spring, Summer, Fall
7.23 - NJ Fossil CO2 Rate Limit: Unit 546 | 90 | 7995 | Rate Constraint in lbs/MWh | FALSE | L | Annual | Standard CO2 | lb/MWh | 1300 | 1300 | 1000 | 1000 | 1000 | 1000 | 1000
7.23 - NJ Fossil CO2 Rate Limit: Unit 546 | 90 | 7995 | Rate Constraint in lbs/MWh | FALSE | L | Annual | Emissions at Affected Plants CO2 | Thousand Tons | 0 | 0 | 0 | 0 | 0 | 0 | 0
7.23 - NJ Fossil CO2 Rate Limit: Unit 546 | 90 | 7995 | Rate Constraint in lbs/MWh | FALSE | L | Annual | Allowances Purchased CO2 | Thousand Tons | 0 | 0 | 0 | 0 | 0 | 0 | 0
7.23 - NJ Fossil CO2 Rate Limit: Unit 546 | 90 | 7995 | Rate Constraint in lbs/MWh | FALSE | L | Annual | Allowances Sold CO2 | Thousand Tons | 0 | 0 | 0 | 0 | 0 | 0 | 0
7.23 - NJ Fossil CO2 Rate Limit: Unit 546 | 90 | 7995 | Rate Constraint in lbs/MWh | FALSE | L | Annual | Allowances Banked | Thousand Tons | 0 | 0 | 0 | 0 | 0 | 0 | 0
7.23 - NJ Fossil CO2 Rate Limit: Unit 546 | 90 | 7995 | Rate Constraint in lbs/MWh | FALSE | L | Annual | Allowances Withdrawn (1:1) | Thousand Tons | 0 | 0 | 0 | 0 | 0 | 0 | 0
7.23 - NJ Fossil CO2 Rate Limit: Unit 546 | 90 | 7995 | Rate Constraint in lbs/MWh | FALSE | L | Annual | Allowances Withdrawn (1:n) | Thousand Tons | 0 | 0 | 0 | 0 | 0 | 0 | 0
7.23 - NJ Fossil CO2 Rate Limit: Unit 546 | 90 | 7995 | Rate Constraint in lbs/MWh | FALSE | L | Annual | Total | Thousand Tons | 0 | 0 | 0 | 0 | 0 | 0 | 0
7.23 - NJ Fossil CO2 Rate Limit: Unit 546 | 90 | 7995 | Rate Constraint in lbs/MWh | FALSE | L | Annual | Fuel Consumed | TBtu | 0 | 0 | 0 | 0 | 0 | 0 | 0
7.23 - NJ Fossil CO2 Rate Limit: Unit 546 | 90 | 7995 | Rate Constraint in lbs/MWh | FALSE | L | Annual | Rate | lb/MMBtu | 0 | 0 | 0 | 0 | 0 | 0 | 0
7.23 - NJ Fossil CO2 Rate Limit: Unit 546 | 90 | 7995 | Rate Constraint in lbs/MWh | FALSE | L | Annual | Generation | TWh | 0 | 0 | 0 | 0 | 0 | 0 | 0
7.23 - NJ Fossil CO2 Rate Limit: Unit 546 | 90 | 7995 | Rate Constraint in lbs/MWh | FALSE | L | Annual | Qualifying Generation | TWh | 0 | 0 | 0 | 0 | 0 | 0 | 0
7.23 - NJ Fossil CO2 Rate Limit: Unit 546 | 90 | 7995 | Rate Constraint in lbs/MWh | FALSE | L | Annual | Constraint Shadow Price | US2022$/Ton | 175.7285 | 15.8299 | 17.619 | 57.267 | 48.8127 | 56.4313 | 47.3151
7.23 - NJ Fossil CO2 Rate Limit: Unit 547 | 91 | 7996 | Rate Constraint in lbs/MWh | FALSE | L | Annual | Seasons Included | Seasons | Winter, Spring, Summer, Fall | Winter, Spring, Summer, Fall | Winter, Spring, Summer, Fall | Winter, Spring, Summer, Fall | Winter, Spring, Summer, Fall | Winter, Spring, Summer, Fall | Winter, Spring, Summer, Fall
7.23 - NJ Fossil CO2 Rate Limit: Unit 547 | 91 | 7996 | Rate Constraint in lbs/MWh | FALSE | L | Annual | Standard CO2 | lb/MWh | 1300 | 1300 | 1000 | 1000 | 1000 | 1000 | 1000
7.23 - NJ Fossil CO2 Rate Limit: Unit 547 | 91 | 7996 | Rate Constraint in lbs/MWh | FALSE | L | Annual | Emissions at Affected Plants CO2 | Thousand Tons | 2.3895 | 1.8117 | 0 | 0 | 0 | 0 | 0
7.23 - NJ Fossil CO2 Rate Limit: Unit 547 | 91 | 7996 | Rate Constraint in lbs/MWh | FALSE | L | Annual | Allowances Purchased CO2 | Thousand Tons | 0 | 0 | 0 | 0 | 0 | 0 | 0
7.23 - NJ Fossil CO2 Rate Limit: Unit 547 | 91 | 7996 | Rate Constraint in lbs/MWh | FALSE | L | Annual | Allowances Sold CO2 | Thousand Tons | 0 | 0 | 0 | 0 | 0 | 0 | 0
7.23 - NJ Fossil CO2 Rate Limit: Unit 547 | 91 | 7996 | Rate Constraint in lbs/MWh | FALSE | L | Annual | Allowances Banked | Thousand Tons | 0 | 0 | 0 | 0 | 0 | 0 | 0
7.23 - NJ Fossil CO2 Rate Limit: Unit 547 | 91 | 7996 | Rate Constraint in lbs/MWh | FALSE | L | Annual | Allowances Withdrawn (1:1) | Thousand Tons | 0 | 0 | 0 | 0 | 0 | 0 | 0
7.23 - NJ Fossil CO2 Rate Limit: Unit 547 | 91 | 7996 | Rate Constraint in lbs/MWh | FALSE | L | Annual | Allowances Withdrawn (1:n) | Thousand Tons | 0 | 0 | 0 | 0 | 0 | 0 | 0
7.23 - NJ Fossil CO2 Rate Limit: Unit 547 | 91 | 7996 | Rate Constraint in lbs/MWh | FALSE | L | Annual | Total | Thousand Tons | 2.3895 | 1.8117 | 0 | 0 | 0 | 0 | 0
7.23 - NJ Fossil CO2 Rate Limit: Unit 547 | 91 | 7996 | Rate Constraint in lbs/MWh | FALSE | L | Annual | Fuel Consumed | TBtu | 0.040818 | 0.030949 | 0 | 0 | 0 | 0 | 0
7.23 - NJ Fossil CO2 Rate Limit: Unit 547 | 91 | 7996 | Rate Constraint in lbs/MWh | FALSE | L | Annual | Rate | lb/MMBtu | 117.08 | 117.08 | 0 | 0 | 0 | 0 | 0
7.23 - NJ Fossil CO2 Rate Limit: Unit 547 | 91 | 7996 | Rate Constraint in lbs/MWh | FALSE | L | Annual | Generation | TWh | 0.0037988 | 0.0028803 | 0 | 0 | 0 | 0 | 0
7.23 - NJ Fossil CO2 Rate Limit: Unit 547 | 91 | 7996 | Rate Constraint in lbs/MWh | FALSE | L | Annual | Qualifying Generation | TWh | 0.0037988 | 0.0028803 | 0 | 0 | 0 | 0 | 0
7.23 - NJ Fossil CO2 Rate Limit: Unit 547 | 91 | 7996 | Rate Constraint in lbs/MWh | FALSE | L | Annual | Constraint Shadow Price | US2022$/Ton | 0 | 0 | 123.6386 | 204.4548 | 191.5862 | 204.026 | 216.8719
7.23 - NJ Fossil CO2 Rate Limit: Unit 658 | 92 | 7997 | Rate Constraint in lbs/MWh | FALSE | L | Annual | Seasons Included | Seasons | Winter, Spring, Summer, Fall | Winter, Spring, Summer, Fall | Winter, Spring, Summer, Fall | Winter, Spring, Summer, Fall | Winter, Spring, Summer, Fall | Winter, Spring, Summer, Fall | Winter, Spring, Summer, Fall
7.23 - NJ Fossil CO2 Rate Limit: Unit 658 | 92 | 7997 | Rate Constraint in lbs/MWh | FALSE | L | Annual | Standard CO2 | lb/MWh | 1300 | 1300 | 1000 | 1000 | 1000 | 1000 | 1000
7.23 - NJ Fossil CO2 Rate Limit: Unit 658 | 92 | 7997 | Rate Constraint in lbs/MWh | FALSE | L | Annual | Emissions at Affected Plants CO2 | Thousand Tons | 202.7368 | 171.795 | 0 | 0 | 0 | 0 | 0
7.23 - NJ Fossil CO2 Rate Limit: Unit 658 | 92 | 7997 | Rate Constraint in lbs/MWh | FALSE | L | Annual | Allowances Purchased CO2 | Thousand Tons | 0 | 0 | 0 | 0 | 0 | 0 | 0
7.23 - NJ Fossil CO2 Rate Limit: Unit 658 | 92 | 7997 | Rate Constraint in lbs/MWh | FALSE | L | Annual | Allowances Sold CO2 | Thousand Tons | 0 | 0 | 0 | 0 | 0 | 0 | 0
7.23 - NJ Fossil CO2 Rate Limit: Unit 658 | 92 | 7997 | Rate Constraint in lbs/MWh | FALSE | L | Annual | Allowances Banked | Thousand Tons | 0 | 0 | 0 | 0 | 0 | 0 | 0
7.23 - NJ Fossil CO2 Rate Limit: Unit 658 | 92 | 7997 | Rate Constraint in lbs/MWh | FALSE | L | Annual | Allowances Withdrawn (1:1) | Thousand Tons | 0 | 0 | 0 | 0 | 0 | 0 | 0
7.23 - NJ Fossil CO2 Rate Limit: Unit 658 | 92 | 7997 | Rate Constraint in lbs/MWh | FALSE | L | Annual | Allowances Withdrawn (1:n) | Thousand Tons | 0 | 0 | 0 | 0 | 0 | 0 | 0
7.23 - NJ Fossil CO2 Rate Limit: Unit 658 | 92 | 7997 | Rate Constraint in lbs/MWh | FALSE | L | Annual | Total | Thousand Tons | 202.7368 | 171.795 | 0 | 0 | 0 | 0 | 0
7.23 - NJ Fossil CO2 Rate Limit: Unit 658 | 92 | 7997 | Rate Constraint in lbs/MWh | FALSE | L | Annual | Fuel Consumed | TBtu | 3.4632 | 2.9347 | 0 | 0 | 0 | 0 | 0
7.23 - NJ Fossil CO2 Rate Limit: Unit 658 | 92 | 7997 | Rate Constraint in lbs/MWh | FALSE | L | Annual | Rate | lb/MMBtu | 117.08 | 117.08 | 0 | 0 | 0 | 0 | 0
7.23 - NJ Fossil CO2 Rate Limit: Unit 658 | 92 | 7997 | Rate Constraint in lbs/MWh | FALSE | L | Annual | Generation | TWh | 0.32231 | 0.27312 | 0 | 0 | 0 | 0 | 0
7.23 - NJ Fossil CO2 Rate Limit: Unit 658 | 92 | 7997 | Rate Constraint in lbs/MWh | FALSE | L | Annual | Qualifying Generation | TWh | 0.32231 | 0.27312 | 0 | 0 | 0 | 0 | 0
7.23 - NJ Fossil CO2 Rate Limit: Unit 658 | 92 | 7997 | Rate Constraint in lbs/MWh | FALSE | L | Annual | Constraint Shadow Price | US2022$/Ton | 0 | 0 | 16528.6917 | 9588.4126 | 18309.0899 | 26759.4985 | 28229.42
7.23 - NJ Fossil CO2 Rate Limit: Unit 663 | 93 | 7998 | Rate Constraint in lbs/MWh | FALSE | L | Annual | Seasons Included | Seasons | Winter, Spring, Summer, Fall | Winter, Spring, Summer, Fall | Winter, Spring, Summer, Fall | Winter, Spring, Summer, Fall | Winter, Spring, Summer, Fall | Winter, Spring, Summer, Fall | Winter, Spring, Summer, Fall
7.23 - NJ Fossil CO2 Rate Limit: Unit 663 | 93 | 7998 | Rate Constraint in lbs/MWh | FALSE | L | Annual | Standard CO2 | lb/MWh | 1300 | 1300 | 1000 | 1000 | 1000 | 1000 | 1000
7.23 - NJ Fossil CO2 Rate Limit: Unit 663 | 93 | 7998 | Rate Constraint in lbs/MWh | FALSE | L | Annual | Emissions at Affected Plants CO2 | Thousand Tons | 47.0687 | 34.7279 | 3.1594 | 1.3145 | 2.0965 | 5.0846 | 4.4732
7.23 - NJ Fossil CO2 Rate Limit: Unit 663 | 93 | 7998 | Rate Constraint in lbs/MWh | FALSE | L | Annual | Allowances Purchased CO2 | Thousand Tons | 0 | 0 | 0 | 0 | 0 | 0 | 0
7.23 - NJ Fossil CO2 Rate Limit: Unit 663 | 93 | 7998 | Rate Constraint in lbs/MWh | FALSE | L | Annual | Allowances Sold CO2 | Thousand Tons | 0 | 0 | 0 | 0 | 0 | 0 | 0
7.23 - NJ Fossil CO2 Rate Limit: Unit 663 | 93 | 7998 | Rate Constraint in lbs/MWh | FALSE | L | Annual | Allowances Banked | Thousand Tons | 0 | 0 | 0 | 0 | 0 | 0 | 0
7.23 - NJ Fossil CO2 Rate Limit: Unit 663 | 93 | 7998 | Rate Constraint in lbs/MWh | FALSE | L | Annual | Allowances Withdrawn (1:1) | Thousand Tons | 0 | 0 | 0 | 0 | 0 | 0 | 0
7.23 - NJ Fossil CO2 Rate Limit: Unit 663 | 93 | 7998 | Rate Constraint in lbs/MWh | FALSE | L | Annual | Allowances Withdrawn (1:n) | Thousand Tons | 0 | 0 | 0 | 0 | 0 | 0 | 0
7.23 - NJ Fossil CO2 Rate Limit: Unit 663 | 93 | 7998 | Rate Constraint in lbs/MWh | FALSE | L | Annual | Total | Thousand Tons | 47.0687 | 34.7279 | 3.1594 | 1.3145 | 2.0965 | 5.0846 | 4.4732
7.23 - NJ Fossil CO2 Rate Limit: Unit 663 | 93 | 7998 | Rate Constraint in lbs/MWh | FALSE | L | Annual | Fuel Consumed | TBtu | 0.80404 | 0.59323 | 0.067896 | 0.028248 | 0.045054 | 0.10927 | 0.096128
7.23 - NJ Fossil CO2 Rate Limit: Unit 663 | 93 | 7998 | Rate Constraint in lbs/MWh | FALSE | L | Annual | Rate | lb/MMBtu | 117.08 | 117.08 | 93.0665 | 93.0665 | 93.0665 | 93.0665 | 93.0665
7.23 - NJ Fossil CO2 Rate Limit: Unit 663 | 93 | 7998 | Rate Constraint in lbs/MWh | FALSE | L | Annual | Generation | TWh | 0.07483 | 0.05521 | 0.0063188 | 0.002629 | 0.004193 | 0.010169 | 0.0089463
7.23 - NJ Fossil CO2 Rate Limit: Unit 663 | 93 | 7998 | Rate Constraint in lbs/MWh | FALSE | L | Annual | Qualifying Generation | TWh | 0.07483 | 0.05521 | 0.0063188 | 0.002629 | 0.004193 | 0.010169 | 0.0089463
7.23 - NJ Fossil CO2 Rate Limit: Unit 663 | 93 | 7998 | Rate Constraint in lbs/MWh | FALSE | L | Annual | Constraint Shadow Price | US2022$/Ton | 0 | 0 | 167.316 | 166.4622 | 161.9681 | 164.8468 | 159.1209
AZ Hg Rule - MER Removal Annual v3.1 | 94 | 7278 | MACT Fuel Choice Floor in lbs/MMBtu | FALSE | L | Annual | Seasons Included | Seasons | Winter, Spring, Summer, Fall | Winter, Spring, Summer, Fall | Winter, Spring, Summer, Fall | Winter, Spring, Summer, Fall | Winter, Spring, Summer, Fall | Winter, Spring, Summer, Fall | Winter, Spring, Summer, Fall
AZ Hg Rule - MER Removal Annual v3.1 | 94 | 7278 | MACT Fuel Choice Floor in lbs/MMBtu | FALSE | L | Annual | Emission Floor MER | lbs/MMBtu | 8.44e-07 | 8.44e-07 | 8.44e-07 | 8.44e-07 | 8.44e-07 | 8.44e-07 | 8.44e-07
AZ Hg Rule - MER Removal Annual v3.1 | 94 | 7278 | MACT Fuel Choice Floor in lbs/MMBtu | FALSE | L | Annual | Emissions at Affected Plants MER | Lb | 22.6552 | 117.4742 | 102.9495 | 99.64 | 102.8711 | 99.9449 | 97.9609
AZ Hg Rule - MER Removal Annual v3.1 | 94 | 7278 | MACT Fuel Choice Floor in lbs/MMBtu | FALSE | L | Annual | Allowances Purchased MER | Lb | 0 | 0 | 0 | 0 | 0 | 0 | 0
AZ Hg Rule - MER Removal Annual v3.1 | 94 | 7278 | MACT Fuel Choice Floor in lbs/MMBtu | FALSE | L | Annual | Allowances Sold MER | Lb | 0 | 0 | 0 | 0 | 0 | 0 | 0
AZ Hg Rule - MER Removal Annual v3.1 | 94 | 7278 | MACT Fuel Choice Floor in lbs/MMBtu | FALSE | L | Annual | Allowances Banked | Lb | 0 | 0 | 0 | 0 | 0 | 0 | 0
AZ Hg Rule - MER Removal Annual v3.1 | 94 | 7278 | MACT Fuel Choice Floor in lbs/MMBtu | FALSE | L | Annual | Allowances Withdrawn (1:1) | Lb | 0 | 0 | 0 | 0 | 0 | 0 | 0
AZ Hg Rule - MER Removal Annual v3.1 | 94 | 7278 | MACT Fuel Choice Floor in lbs/MMBtu | FALSE | L | Annual | Allowances Withdrawn (1:n) | Lb | 0 | 0 | 0 | 0 | 0 | 0 | 0
AZ Hg Rule - MER Removal Annual v3.1 | 94 | 7278 | MACT Fuel Choice Floor in lbs/MMBtu | FALSE | L | Annual | Total | Lb | 22.6552 | 117.4742 | 102.9495 | 99.64 | 102.8711 | 99.9449 | 97.9609
AZ Hg Rule - MER Removal Annual v3.1 | 94 | 7278 | MACT Fuel Choice Floor in lbs/MMBtu | FALSE | L | Annual | Fuel Consumed | TBtu | 35.26 | 137.4107 | 153.8548 | 153.8548 | 153.7152 | 141.1296 | 141.1296
AZ Hg Rule - MER Removal Annual v3.1 | 94 | 7278 | MACT Fuel Choice Floor in lbs/MMBtu | FALSE | L | Annual | Rate | lbs/MMBtu | 6.4252e-07 | 8.5491e-07 | 6.6913e-07 | 6.4762e-07 | 6.6923e-07 | 7.0818e-07 | 6.9412e-07
AZ Hg Rule - MER Removal Annual v3.1 | 94 | 7278 | MACT Fuel Choice Floor in lbs/MMBtu | FALSE | L | Annual | Generation | TWh | 3.3671 | 13.1421 | 14.6509 | 14.6509 | 14.6389 | 13.5531 | 13.5531
AZ Hg Rule - MER Removal Annual v3.1 | 94 | 7278 | MACT Fuel Choice Floor in lbs/MMBtu | FALSE | L | Annual | Qualifying Generation | TWh | 3.3671 | 13.1421 | 14.6509 | 14.6509 | 14.6389 | 13.5531 | 13.5531
AZ Hg Rule - MER Removal Annual v3.1 | 94 | 7278 | MACT Fuel Choice Floor in lbs/MMBtu | FALSE | L | Annual | Constraint Shadow Price | US2022$/Lb | 0 | 0 | 0 | 0 | 0 | 0 | 0
BART NOX Annual- Antelope Valley 1- v5.16 | 95 | 7196 | Rate Constraint in lbs/MMBtu | FALSE | L | Annual | Seasons Included | Seasons | Winter, Spring, Summer, Fall | Winter, Spring, Summer, Fall | Winter, Spring, Summer, Fall | Winter, Spring, Summer, Fall | Winter, Spring, Summer, Fall | Winter, Spring, Summer, Fall | Winter, Spring, Summer, Fall
BART NOX Annual- Antelope Valley 1- v5.16 | 95 | 7196 | Rate Constraint in lbs/MMBtu | FALSE | L | Annual | Standard NOX | lb/MMBtu | 0.17 | 0.17 | 0.17 | 0.17 | 0.17 | 0.17 | 0.17
BART NOX Annual- Antelope Valley 1- v5.16 | 95 | 7196 | Rate Constraint in lbs/MMBtu | FALSE | L | Annual | Emissions at Affected Plants NOX | Thousand Tons | 1.1617 | 1.8499 | 1.6618 | 1.6047 | 1.4269 | 1.3548 | 1.3582
BART NOX Annual- Antelope Valley 1- v5.16 | 95 | 7196 | Rate Constraint in lbs/MMBtu | FALSE | L | Annual | Allowances Purchased NOX | Thousand Tons | 0 | 0 | 0 | 0 | 0 | 0 | 0
BART NOX Annual- Antelope Valley 1- v5.16 | 95 | 7196 | Rate Constraint in lbs/MMBtu | FALSE | L | Annual | Allowances Sold NOX | Thousand Tons | 0 | 0 | 0 | 0 | 0 | 0 | 0
BART NOX Annual- Antelope Valley 1- v5.16 | 95 | 7196 | Rate Constraint in lbs/MMBtu | FALSE | L | Annual | Allowances Banked | Thousand Tons | 0 | 0 | 0 | 0 | 0 | 0 | 0
BART NOX Annual- Antelope Valley 1- v5.16 | 95 | 7196 | Rate Constraint in lbs/MMBtu | FALSE | L | Annual | Allowances Withdrawn (1:1) | Thousand Tons | 0 | 0 | 0 | 0 | 0 | 0 | 0
BART NOX Annual- Antelope Valley 1- v5.16 | 95 | 7196 | Rate Constraint in lbs/MMBtu | FALSE | L | Annual | Allowances Withdrawn (1:n) | Thousand Tons | 0 | 0 | 0 | 0 | 0 | 0 | 0
BART NOX Annual- Antelope Valley 1- v5.16 | 95 | 7196 | Rate Constraint in lbs/MMBtu | FALSE | L | Annual | Total | Thousand Tons | 1.1617 | 1.8499 | 1.6618 | 1.6047 | 1.4269 | 1.3548 | 1.3582
BART NOX Annual- Antelope Valley 1- v5.16 | 95 | 7196 | Rate Constraint in lbs/MMBtu | FALSE | L | Annual | Fuel Consumed | TBtu | 21.9363 | 34.9301 | 36.3879 | 35.3103 | 31.8598 | 30.4983 | 30.5631
BART NOX Annual- Antelope Valley 1- v5.16 | 95 | 7196 | Rate Constraint in lbs/MMBtu | FALSE | L | Annual | Rate | lb/MMBtu | 0.10592 | 0.10592 | 0.091337 | 0.090892 | 0.089572 | 0.088842 | 0.088878
BART NOX Annual- Antelope Valley 1- v5.16 | 95 | 7196 | Rate Constraint in lbs/MMBtu | FALSE | L | Annual | Generation | TWh | 1.9375 | 3.0852 | 2.9078 | 2.8126 | 2.5135 | 2.3932 | 2.399
BART NOX Annual- Antelope Valley 1- v5.16 | 95 | 7196 | Rate Constraint in lbs/MMBtu | FALSE | L | Annual | Qualifying Generation | TWh | 1.9375 | 3.0852 | 2.9078 | 2.8126 | 2.5135 | 2.3932 | 2.399
BART NOX Annual- Antelope Valley 1- v5.16 | 95 | 7196 | Rate Constraint in lbs/MMBtu | FALSE | L | Annual | Rate | lb/MWh | 1.1992 | 1.1992 | 1.143 | 1.1411 | 1.1354 | 1.1322 | 1.1323
BART NOX Annual- Antelope Valley 1- v5.16 | 95 | 7196 | Rate Constraint in lbs/MMBtu | FALSE | L | Annual | Constraint Shadow Price | US2022$/Ton | 0 | 0 | 0 | 0 | 0 | 0 | 0
BART NOX Annual- Antelope Valley 2- v5.16 | 96 | 7197 | Rate Constraint in lbs/MMBtu | FALSE | L | Annual | Seasons Included | Seasons | Winter, Spring, Summer, Fall | Winter, Spring, Summer, Fall | Winter, Spring, Summer, Fall | Winter, Spring, Summer, Fall | Winter, Spring, Summer, Fall | Winter, Spring, Summer, Fall | Winter, Spring, Summer, Fall
BART NOX Annual- Antelope Valley 2- v5.16 | 96 | 7197 | Rate Constraint in lbs/MMBtu | FALSE | L | Annual | Standard NOX | lb/MMBtu | 0.17 | 0.17 | 0.17 | 0.17 | 0.17 | 0.17 | 0.17
BART NOX Annual- Antelope Valley 2- v5.16 | 96 | 7197 | Rate Constraint in lbs/MMBtu | FALSE | L | Annual | Emissions at Affected Plants NOX | Thousand Tons | 1.1695 | 1.8234 | 1.8995 | 1.841 | 1.5921 | 1.5371 | 1.5371
BART NOX Annual- Antelope Valley 2- v5.16 | 96 | 7197 | Rate Constraint in lbs/MMBtu | FALSE | L | Annual | Allowances Purchased NOX | Thousand Tons | 0 | 0 | 0 | 0 | 0 | 0 | 0
BART NOX Annual- Antelope Valley 2- v5.16 | 96 | 7197 | Rate Constraint in lbs/MMBtu | FALSE | L | Annual | Allowances Sold NOX | Thousand Tons | 0 | 0 | 0 | 0 | 0 | 0 | 0
BART NOX Annual- Antelope Valley 2- v5.16 | 96 | 7197 | Rate Constraint in lbs/MMBtu | FALSE | L | Annual | Allowances Banked | Thousand Tons | 0 | 0 | 0 | 0 | 0 | 0 | 0
BART NOX Annual- Antelope Valley 2- v5.16 | 96 | 7197 | Rate Constraint in lbs/MMBtu | FALSE | L | Annual | Allowances Withdrawn (1:1) | Thousand Tons | 0 | 0 | 0 | 0 | 0 | 0 | 0
BART NOX Annual- Antelope Valley 2- v5.16 | 96 | 7197 | Rate Constraint in lbs/MMBtu | FALSE | L | Annual | Allowances Withdrawn (1:n) | Thousand Tons | 0 | 0 | 0 | 0 | 0 | 0 | 0
BART NOX Annual- Antelope Valley 2- v5.16 | 96 | 7197 | Rate Constraint in lbs/MMBtu | FALSE | L | Annual | Total | Thousand Tons | 1.1695 | 1.8234 | 1.8995 | 1.841 | 1.5921 | 1.5371 | 1.5371
BART NOX Annual- Antelope Valley 2- v5.16 | 96 | 7197 | Rate Constraint in lbs/MMBtu | FALSE | L | Annual | Fuel Consumed | TBtu | 22.2859 | 34.748 | 36.1983 | 35.0833 | 30.3403 | 29.2916 | 29.2916
BART NOX Annual- Antelope Valley 2- v5.16 | 96 | 7197 | Rate Constraint in lbs/MMBtu | FALSE | L | Annual | Rate | lb/MMBtu | 0.10495 | 0.10495 | 0.10495 | 0.10495 | 0.10495 | 0.10495 | 0.10495
BART NOX Annual- Antelope Valley 2- v5.16 | 96 | 7197 | Rate Constraint in lbs/MMBtu | FALSE | L | Annual | Generation | TWh | 1.9787 | 3.0852 | 3.2139 | 3.1149 | 2.6938 | 2.6007 | 2.6007
BART NOX Annual- Antelope Valley 2- v5.16 | 96 | 7197 | Rate Constraint in lbs/MMBtu | FALSE | L | Annual | Qualifying Generation | TWh | 1.9787 | 3.0852 | 3.2139 | 3.1149 | 2.6938 | 2.6007 | 2.6007
BART NOX Annual- Antelope Valley 2- v5.16 | 96 | 7197 | Rate Constraint in lbs/MMBtu | FALSE | L | Annual | Rate | lb/MWh | 1.1821 | 1.1821 | 1.1821 | 1.1821 | 1.1821 | 1.1821 | 1.1821
BART NOX Annual- Antelope Valley 2- v5.16 | 96 | 7197 | Rate Constraint in lbs/MMBtu | FALSE | L | Annual | Constraint Shadow Price | US2022$/Ton | 0 | 0 | 0 | 0 | 0 | 0 | 0
BART NOX Annual- Arthur Kill- v5.16 | 97 | 7182 | Rate Constraint in lbs/MMBtu | FALSE | L | Annual | Seasons Included | Seasons | Winter, Spring, Summer, Fall | Winter, Spring, Summer, Fall | Winter, Spring, Summer, Fall | Winter, Spring, Summer, Fall | Winter, Spring, Summer, Fall | Winter, Spring, Summer, Fall | Winter, Spring, Summer, Fall
BART NOX Annual- Arthur Kill- v5.16 | 97 | 7182 | Rate Constraint in lbs/MMBtu | FALSE | L | Annual | Standard NOX | lb/MMBtu | 0.15 | 0.15 | 0.15 | 0.15 | 0.15 | 0.15 | 0.15
BART NOX Annual- Arthur Kill- v5.16 | 97 | 7182 | Rate Constraint in lbs/MMBtu | FALSE | L | Annual | Emissions at Affected Plants NOX | Thousand Tons | 0.12602 | 0.12602 | 0 | 0 | 0 | 0 | 0
BART NOX Annual- Arthur Kill- v5.16 | 97 | 7182 | Rate Constraint in lbs/MMBtu | FALSE | L | Annual | Allowances Purchased NOX | Thousand Tons | 0 | 0 | 0 | 0 | 0 | 0 | 0
BART NOX Annual- Arthur Kill- v5.16 | 97 | 7182 | Rate Constraint in lbs/MMBtu | FALSE | L | Annual | Allowances Sold NOX | Thousand Tons | 0 | 0 | 0 | 0 | 0 | 0 | 0
BART NOX Annual- Arthur Kill- v5.16 | 97 | 7182 | Rate Constraint in lbs/MMBtu | FALSE | L | Annual | Allowances Banked | Thousand Tons | 0 | 0 | 0 | 0 | 0 | 0 | 0
BART NOX Annual- Arthur Kill- v5.16 | 97 | 7182 | Rate Constraint in lbs/MMBtu | FALSE | L | Annual | Allowances Withdrawn (1:1) | Thousand Tons | 0 | 0 | 0 | 0 | 0 | 0 | 0
BART NOX Annual- Arthur Kill- v5.16 | 97 | 7182 | Rate Constraint in lbs/MMBtu | FALSE | L | Annual | Allowances Withdrawn (1:n) | Thousand Tons | 0 | 0 | 0 | 0 | 0 | 0 | 0
BART NOX Annual- Arthur Kill- v5.16 | 97 | 7182 | Rate Constraint in lbs/MMBtu | FALSE | L | Annual | Total | Thousand Tons | 0.12602 | 0.12602 | 0 | 0 | 0 | 0 | 0
BART NOX Annual- Arthur Kill- v5.16 | 97 | 7182 | Rate Constraint in lbs/MMBtu | FALSE | L | Annual | Fuel Consumed | TBtu | 3.6906 | 3.6906 | 0 | 0 | 0 | 0 | 0
BART NOX Annual- Arthur Kill- v5.16 | 97 | 7182 | Rate Constraint in lbs/MMBtu | FALSE | L | Annual | Rate | lb/MMBtu | 0.06829 | 0.06829 | 0 | 0 | 0 | 0 | 0
BART NOX Annual- Arthur Kill- v5.16 | 97 | 7182 | Rate Constraint in lbs/MMBtu | FALSE | L | Annual | Generation | TWh | 0.32873 | 0.32873 | 0 | 0 | 0 | 0 | 0
BART NOX Annual- Arthur Kill- v5.16 | 97 | 7182 | Rate Constraint in lbs/MMBtu | FALSE | L | Annual | Qualifying Generation | TWh | 0.32873 | 0.32873 | 0 | 0 | 0 | 0 | 0
BART NOX Annual- Arthur Kill- v5.16 | 97 | 7182 | Rate Constraint in lbs/MMBtu | FALSE | L | Annual | Rate | lb/MWh | 0.76669 | 0.76669 | 0 | 0 | 0 | 0 | 0
BART NOX Annual- Arthur Kill- v5.16 | 97 | 7182 | Rate Constraint in lbs/MMBtu | FALSE | L | Annual | Constraint Shadow Price | US2022$/Ton | 0 | 0 | 0 | 0 | 0 | 0 | 0
BART NOX Annual- Big Stone 1- v5.16 | 98 | 7161 | Rate Constraint in lbs/MMBtu | FALSE | L | Annual | Seasons Included | Seasons | Winter, Spring, Summer, Fall | Winter, Spring, Summer, Fall | Winter, Spring, Summer, Fall | Winter, Spring, Summer, Fall | Winter, Spring, Summer, Fall | Winter, Spring, Summer, Fall | Winter, Spring, Summer, Fall
BART NOX Annual- Big Stone 1- v5.16 | 98 | 7161 | Rate Constraint in lbs/MMBtu | FALSE | L | Annual | Standard NOX | lb/MMBtu | 0.1 | 0.1 | 0.1 | 0.1 | 0.1 | 0.1 | 0.1
BART NOX Annual- Big Stone 1- v5.16 | 98 | 7161 | Rate Constraint in lbs/MMBtu | FALSE | L | Annual | Emissions at Affected Plants NOX | Thousand Tons | 1.2173 | 1.2515 | 1.2515 | 1.2515 | 1.1472 | 1.041 | 1.041
BART NOX Annual- Big Stone 1- v5.16 | 98 | 7161 | Rate Constraint in lbs/MMBtu | FALSE | L | Annual | Allowances Purchased NOX | Thousand Tons | 0 | 0 | 0 | 0 | 0 | 0 | 0
BART NOX Annual- Big Stone 1- v5.16 | 98 | 7161 | Rate Constraint in lbs/MMBtu | FALSE | L | Annual | Allowances Sold NOX | Thousand Tons | 0 | 0 | 0 | 0 | 0 | 0 | 0
BART NOX Annual- Big Stone 1- v5.16 | 98 | 7161 | Rate Constraint in lbs/MMBtu | FALSE | L | Annual | Allowances Banked | Thousand Tons | 0 | 0 | 0 | 0 | 0 | 0 | 0
BART NOX Annual- Big Stone 1- v5.16 | 98 | 7161 | Rate Constraint in lbs/MMBtu | FALSE | L | Annual | Allowances Withdrawn (1:1) | Thousand Tons | 0 | 0 | 0 | 0 | 0 | 0 | 0
BART NOX Annual- Big Stone 1- v5.16 | 98 | 7161 | Rate Constraint in lbs/MMBtu | FALSE | L | Annual | Allowances Withdrawn (1:n) | Thousand Tons | 0 | 0 | 0 | 0 | 0 | 0 | 0
BART NOX Annual- Big Stone 1- v5.16 | 98 | 7161 | Rate Constraint in lbs/MMBtu | FALSE | L | Annual | Total | Thousand Tons | 1.2173 | 1.2515 | 1.2515 | 1.2515 | 1.1472 | 1.041 | 1.041
BART NOX Annual- Big Stone 1- v5.16 | 98 | 7161 | Rate Constraint in lbs/MMBtu | FALSE | L | Annual | Fuel Consumed | TBtu | 32.1751 | 33.0788 | 33.0788 | 33.0788 | 30.3211 | 27.5151 | 27.5151
BART NOX Annual- Big Stone 1- v5.16 | 98 | 7161 | Rate Constraint in lbs/MMBtu | FALSE | L | Annual | Rate | lb/MMBtu | 0.07567 | 0.07567 | 0.07567 | 0.07567 | 0.07567 | 0.07567 | 0.07567
BART NOX Annual- Big Stone 1- v5.16 | 98 | 7161 | Rate Constraint in lbs/MMBtu | FALSE | L | Annual | Generation | TWh | 3.1452 | 3.2335 | 3.2335 | 3.2335 | 2.9639 | 2.6897 | 2.6897
BART NOX Annual- Big Stone 1- v5.16 | 98 | 7161 | Rate Constraint in lbs/MMBtu | FALSE | L | Annual | Qualifying Generation | TWh | 3.1452 | 3.2335 | 3.2335 | 3.2335 | 2.9639 | 2.6897 | 2.6897
BART NOX Annual- Big Stone 1- v5.16 | 98 | 7161 | Rate Constraint in lbs/MMBtu | FALSE | L | Annual | Rate | lb/MWh | 0.7741 | 0.7741 | 0.7741 | 0.7741 | 0.7741 | 0.7741 | 0.7741
BART NOX Annual- Big Stone 1- v5.16 | 98 | 7161 | Rate Constraint in lbs/MMBtu | FALSE | L | Annual | Constraint Shadow Price | US2022$/Ton | 0 | 0 | 0 | 0 | 0 | 0 | 0
BART NOX Annual- Bowline Point 1- v6.17 | 99 | 7193 | Rate Constraint in lbs/MMBtu | FALSE | L | Annual | Seasons Included | Seasons | Winter, Spring, Summer, Fall | Winter, Spring, Summer, Fall | Winter, Spring, Summer, Fall | Winter, Spring, Summer, Fall | Winter, Spring, Summer, Fall | Winter, Spring, Summer, Fall | Winter, Spring, Summer, Fall
BART NOX Annual- Bowline Point 1- v6.17 | 99 | 7193 | Rate Constraint in lbs/MMBtu | FALSE | L | Annual | Standard NOX | lb/MMBtu | 0.15 | 0.15 | 0.15 | 0.15 | 0.15 | 0.15 | 0.15
BART NOX Annual- Bowline Point 1- v6.17 | 99 | 7193 | Rate Constraint in lbs/MMBtu | FALSE | L | Annual | Emissions at Affected Plants NOX | Thousand Tons | 0 | 0 | 0 | 0 | 0 | 0 | 0
BART NOX Annual- Bowline Point 1- v6.17 | 99 | 7193 | Rate Constraint in lbs/MMBtu | FALSE | L | Annual | Allowances Purchased NOX | Thousand Tons | 0 | 0 | 0 | 0 | 0 | 0 | 0
BART NOX Annual- Bowline Point 1- v6.17 | 99 | 7193 | Rate Constraint in lbs/MMBtu | FALSE | L | Annual | Allowances Sold NOX | Thousand Tons | 0 | 0 | 0 | 0 | 0 | 0 | 0
BART NOX Annual- Bowline Point 1- v6.17 | 99 | 7193 | Rate Constraint in lbs/MMBtu | FALSE | L | Annual | Allowances Banked | Thousand Tons | 0 | 0 | 0 | 0 | 0 | 0 | 0
BART NOX Annual- Bowline Point 1- v6.17 | 99 | 7193 | Rate Constraint in lbs/MMBtu | FALSE | L | Annual | Allowances Withdrawn (1:1) | Thousand Tons | 0 | 0 | 0 | 0 | 0 | 0 | 0
BART NOX Annual- Bowline Point 1- v6.17 | 99 | 7193 | Rate Constraint in lbs/MMBtu | FALSE | L | Annual | Allowances Withdrawn (1:n) | Thousand Tons | 0 | 0 | 0 | 0 | 0 | 0 | 0
BART NOX Annual- Bowline Point 1- v6.17 | 99 | 7193 | Rate Constraint in lbs/MMBtu | FALSE | L | Annual | Total | Thousand Tons | 0 | 0 | 0 | 0 | 0 | 0 | 0
BART NOX Annual- Bowline Point 1- v6.17 | 99 | 7193 | Rate Constraint in lbs/MMBtu | FALSE | L | Annual | Fuel Consumed | TBtu | 0 | 0 | 0 | 0 | 0 | 0 | 0
BART NOX Annual- Bowline Point 1- v6.17 | 99 | 7193 | Rate Constraint in lbs/MMBtu | FALSE | L | Annual | Rate | lb/MMBtu | 0 | 0 | 0 | 0 | 0 | 0 | 0
BART NOX Annual- Bowline Point 1- v6.17 | 99 | 7193 | Rate Constraint in lbs/MMBtu | FALSE | L | Annual | Generation | TWh | 0 | 0 | 0 | 0 | 0 | 0 | 0
BART NOX Annual- Bowline Point 1- v6.17 | 99 | 7193 | Rate Constraint in lbs/MMBtu | FALSE | L | Annual | Qualifying Generation | TWh | 0 | 0 | 0 | 0 | 0 | 0 | 0
BART NOX Annual- Bowline Point 1- v6.17 | 99 | 7193 | Rate Constraint in lbs/MMBtu | FALSE | L | Annual | Rate | lb/MWh | 0 | 0 | 0 | 0 | 0 | 0 | 0
BART NOX Annual- Bowline Point 1- v6.17 | 99 | 7193 | Rate Constraint in lbs/MMBtu | FALSE | L | Annual | Constraint Shadow Price | US2022$/Ton | 0 | 0 | 0 | 0 | 0 | 0 | 0
BART NOX Annual- Bowline Point 2- v6.17 | 100 | 7194 | Rate Constraint in lbs/MMBtu | FALSE | L | Annual | Seasons Included | Seasons | Winter, Spring, Summer, Fall | Winter, Spring, Summer, Fall | Winter, Spring, Summer, Fall | Winter, Spring, Summer, Fall | Winter, Spring, Summer, Fall | Winter, Spring, Summer, Fall | Winter, Spring, Summer, Fall
BART NOX Annual- Bowline Point 2- v6.17 | 100 | 7194 | Rate Constraint in lbs/MMBtu | FALSE | L | Annual | Standard NOX | lb/MMBtu | 0.15 | 0.15 | 0.15 | 0.15 | 0.15 | 0.15 | 0.15
BART NOX Annual- Bowline Point 2- v6.17 | 100 | 7194 | Rate Constraint in lbs/MMBtu | FALSE | L | Annual | Emissions at Affected Plants NOX | Thousand Tons | 0 | 0 | 0 | 0 | 0 | 0 | 0
BART NOX Annual- Bowline Point 2- v6.17 | 100 | 7194 | Rate Constraint in lbs/MMBtu | FALSE | L | Annual | Allowances Purchased NOX | Thousand Tons | 0 | 0 | 0 | 0 | 0 | 0 | 0
BART NOX Annual- Bowline Point 2- v6.17 | 100 | 7194 | Rate Constraint in lbs/MMBtu | FALSE | L | Annual | Allowances Sold NOX | Thousand Tons | 0 | 0 | 0 | 0 | 0 | 0 | 0
BART NOX Annual- Bowline Point 2- v6.17 | 100 | 7194 | Rate Constraint in lbs/MMBtu | FALSE | L | Annual | Allowances Banked | Thousand Tons | 0 | 0 | 0 | 0 | 0 | 0 | 0
BART NOX Annual- Bowline Point 2- v6.17 | 100 | 7194 | Rate Constraint in lbs/MMBtu | FALSE | L | Annual | Allowances Withdrawn (1:1) | Thousand Tons | 0 | 0 | 0 | 0 | 0 | 0 | 0
BART NOX Annual- Bowline Point 2- v6.17 | 100 | 7194 | Rate Constraint in lbs/MMBtu | FALSE | L | Annual | Allowances Withdrawn (1:n) | Thousand Tons | 0 | 0 | 0 | 0 | 0 | 0 | 0
BART NOX Annual- Bowline Point 2- v6.17 | 100 | 7194 | Rate Constraint in lbs/MMBtu | FALSE | L | Annual | Total | Thousand Tons | 0 | 0 | 0 | 0 | 0 | 0 | 0
BART NOX Annual- Bowline Point 2- v6.17 | 100 | 7194 | Rate Constraint in lbs/MMBtu | FALSE | L | Annual | Fuel Consumed | TBtu | 0 | 0 | 0 | 0 | 0 | 0 | 0
BART NOX Annual- Bowline Point 2- v6.17 | 100 | 7194 | Rate Constraint in lbs/MMBtu | FALSE | L | Annual | Rate | lb/MMBtu | 0 | 0 | 0 | 0 | 0 | 0 | 0
BART NOX Annual- Bowline Point 2- v6.17 | 100 | 7194 | Rate Constraint in lbs/MMBtu | FALSE | L | Annual | Generation | TWh | 0 | 0 | 0 | 0 | 0 | 0 | 0
BART NOX Annual- Bowline Point 2- v6.17 | 100 | 7194 | Rate Constraint in lbs/MMBtu | FALSE | L | Annual | Qualifying Generation | TWh | 0 | 0 | 0 | 0 | 0 | 0 | 0
BART NOX Annual- Bowline Point 2- v6.17 | 100 | 7194 | Rate Constraint in lbs/MMBtu | FALSE | L | Annual | Rate | lb/MWh | 0 | 0 | 0 | 0 | 0 | 0 | 0
BART NOX Annual- Bowline Point 2- v6.17 | 100 | 7194 | Rate Constraint in lbs/MMBtu | FALSE | L | Annual | Constraint Shadow Price | US2022$/Ton | 0 | 0 | 0 | 0 | 0 | 0 | 0
BART NOX Annual- E F Barrett- v5.16 | 102 | 7186 | Rate Constraint in lbs/MMBtu | FALSE | L | Annual | Seasons Included | Seasons | Winter, Spring, Summer, Fall | Winter, Spring, Summer, Fall | Winter, Spring, Summer, Fall | Winter, Spring, Summer, Fall | Winter, Spring, Summer, Fall | Winter, Spring, Summer, Fall | Winter, Spring, Summer, Fall
BART NOX Annual- E F Barrett- v5.16 | 102 | 7186 | Rate Constraint in lbs/MMBtu | FALSE | L | Annual | Standard NOX | lb/MMBtu | 0.1 | 0.1 | 0.1 | 0.1 | 0.1 | 0.1 | 0.1
BART NOX Annual- E F Barrett- v5.16 | 102 | 7186 | Rate Constraint in lbs/MMBtu | FALSE | L | Annual | Emissions at Affected Plants NOX | Thousand Tons | 0 | 0 | 0 | 0 | 0 | 0 | 0
BART NOX Annual- E F Barrett- v5.16 | 102 | 7186 | Rate Constraint in lbs/MMBtu | FALSE | L | Annual | Allowances Purchased NOX | Thousand Tons | 0 | 0 | 0 | 0 | 0 | 0 | 0
BART NOX Annual- E F Barrett- v5.16 | 102 | 7186 | Rate Constraint in lbs/MMBtu | FALSE | L | Annual | Allowances Sold NOX | Thousand Tons | 0 | 0 | 0 | 0 | 0 | 0 | 0
BART NOX Annual- E F Barrett- v5.16 | 102 | 7186 | Rate Constraint in lbs/MMBtu | FALSE | L | Annual | Allowances Banked | Thousand Tons | 0 | 0 | 0 | 0 | 0 | 0 | 0
BART NOX Annual- E F Barrett- v5.16 | 102 | 7186 | Rate Constraint in lbs/MMBtu | FALSE | L | Annual | Allowances Withdrawn (1:1) | Thousand Tons | 0 | 0 | 0 | 0 | 0 | 0 | 0
BART NOX Annual- E F Barrett- v5.16 | 102 | 7186 | Rate Constraint in lbs/MMBtu | FALSE | L | Annual | Allowances Withdrawn (1:n) | Thousand Tons | 0 | 0 | 0 | 0 | 0 | 0 | 0
BART NOX Annual- E F Barrett- v5.16 | 102 | 7186 | Rate Constraint in lbs/MMBtu | FALSE | L | Annual | Total | Thousand Tons | 0 | 0 | 0 | 0 | 0 | 0 | 0
BART NOX Annual- E F Barrett- v5.16 | 102 | 7186 | Rate Constraint in lbs/MMBtu | FALSE | L | Annual | Fuel Consumed | TBtu | 0 | 0 | 0 | 0 | 0 | 0 | 0
BART NOX Annual- E F Barrett- v5.16 | 102 | 7186 | Rate Constraint in lbs/MMBtu | FALSE | L | Annual | Rate | lb/MMBtu | 0 | 0 | 0 | 0 | 0 | 0 | 0
BART NOX Annual- E F Barrett- v5.16 | 102 | 7186 | Rate Constraint in lbs/MMBtu | FALSE | L | Annual | Generation | TWh | 0 | 0 | 0 | 0 | 0 | 0 | 0
BART NOX Annual- E F Barrett- v5.16 | 102 | 7186 | Rate Constraint in lbs/MMBtu | FALSE | L | Annual | Qualifying Generation | TWh | 0 | 0 | 0 | 0 | 0 | 0 | 0
BART NOX Annual- E F Barrett- v5.16 | 102 | 7186 | Rate Constraint in lbs/MMBtu | FALSE | L | Annual | Rate | lb/MWh | 0 | 0 | 0 | 0 | 0 | 0 | 0
BART NOX Annual- E F Barrett- v5.16 | 102 | 7186 | Rate Constraint in lbs/MMBtu | FALSE | L | Annual | Constraint Shadow Price | US2022$/Ton | 0 | 0 | 0 | 0 | 0 | 0 | 0
BART NOX Annual- Hunter 1- v5.16 | 103 | 7175 | Rate Constraint in lbs/MMBtu | FALSE | L | Annual | Seasons Included | Seasons | Winter, Spring, Summer, Fall | Winter, Spring, Summer, Fall | Winter, Spring, Summer, Fall | Winter, Spring, Summer, Fall | Winter, Spring, Summer, Fall | Winter, Spring, Summer, Fall | Winter, Spring, Summer, Fall
BART NOX Annual- Hunter 1- v5.16 | 103 | 7175 | Rate Constraint in lbs/MMBtu | FALSE | L | Annual | Standard NOX | lb/MMBtu | 0.26 | 0.26 | 0.26 | 0.26 | 0.26 | 0.26 | 0.26
BART NOX Annual- Hunter 1- v5.16 | 103 | 7175 | Rate Constraint in lbs/MMBtu | FALSE | L | Annual | Emissions at Affected Plants NOX | Thousand Tons | 3.211 | 3.211 | 3.211 | 3.211 | 3.211 | 3.211 | 3.211
BART NOX Annual- Hunter 1- v5.16 | 103 | 7175 | Rate Constraint in lbs/MMBtu | FALSE | L | Annual | Allowances Purchased NOX | Thousand Tons | 0 | 0 | 0 | 0 | 0 | 0 | 0
BART NOX Annual- Hunter 1- v5.16 | 103 | 7175 | Rate Constraint in lbs/MMBtu | FALSE | L | Annual | Allowances Sold NOX | Thousand Tons | 0 | 0 | 0 | 0 | 0 | 0 | 0
BART NOX Annual- Hunter 1- v5.16 | 103 | 7175 | Rate Constraint in lbs/MMBtu | FALSE | L | Annual | Allowances Banked | Thousand Tons | 0 | 0 | 0 | 0 | 0 | 0 | 0
BART NOX Annual- Hunter 1- v5.16 | 103 | 7175 | Rate Constraint in lbs/MMBtu | FALSE | L | Annual | Allowances Withdrawn (1:1) | Thousand Tons | 0 | 0 | 0 | 0 | 0 | 0 | 0
BART NOX Annual- Hunter 1- v5.16 | 103 | 7175 | Rate Constraint in lbs/MMBtu | FALSE | L | Annual | Allowances Withdrawn (1:n) | Thousand Tons | 0 | 0 | 0 | 0 | 0 | 0 | 0
BART NOX Annual- Hunter 1- v5.16 | 103 | 7175 | Rate Constraint in lbs/MMBtu | FALSE | L | Annual | Total | Thousand Tons | 3.211 | 3.211 | 3.211 | 3.211 | 3.211 | 3.211 | 3.211
BART NOX Annual- Hunter 1- v5.16 | 103 | 7175 | Rate Constraint in lbs/MMBtu | FALSE | L | Annual | Fuel Consumed | TBtu | 31.2081 | 31.2081 | 31.2081 | 31.2081 | 31.2081 | 31.2081 | 31.2081
BART NOX Annual- Hunter 1- v5.16 | 103 | 7175 | Rate Constraint in lbs/MMBtu | FALSE | L | Annual | Rate | lb/MMBtu | 0.20578 | 0.20578 | 0.20578 | 0.20578 | 0.20578 | 0.20578 | 0.20578
BART NOX Annual- Hunter 1- v5.16 | 103 | 7175 | Rate Constraint in lbs/MMBtu | FALSE | L | Annual | Generation | TWh | 3.0361 | 3.0361 | 3.0361 | 3.0361 | 3.0361 | 3.0361 | 3.0361
BART NOX Annual- Hunter 1- v5.16 | 103 | 7175 | Rate Constraint in lbs/MMBtu | FALSE | L | Annual | Qualifying Generation | TWh | 3.0361 | 3.0361 | 3.0361 | 3.0361 | 3.0361 | 3.0361 | 3.0361
BART NOX Annual- Hunter 1- v5.16 | 103 | 7175 | Rate Constraint in lbs/MMBtu | FALSE | L | Annual | Rate | lb/MWh | 2.1152 | 2.1152 | 2.1152 | 2.1152 | 2.1152 | 2.1152 | 2.1152
BART NOX Annual- Hunter 1- v5.16 | 103 | 7175 | Rate Constraint in lbs/MMBtu | FALSE | L | Annual | Constraint Shadow Price | US2022$/Ton | 0 | 0 | 0 | 0 | 0 | 0 | 0
BART NOX Annual- Hunter 2- v5.16 | 104 | 7176 | Rate Constraint in lbs/MMBtu | FALSE | L | Annual | Seasons Included | Seasons | Winter, Spring, Summer, Fall | Winter, Spring, Summer, Fall | Winter, Spring, Summer, Fall | Winter, Spring, Summer, Fall | Winter, Spring, Summer, Fall | Winter, Spring, Summer, Fall | Winter, Spring, Summer, Fall
BART NOX Annual- Hunter 2- v5.16 | 104 | 7176 | Rate Constraint in lbs/MMBtu | FALSE | L | Annual | Standard NOX | lb/MMBtu | 0.26 | 0.26 | 0.26 | 0.26 | 0.26 | 0.26 | 0.26
BART NOX Annual- Hunter 2- v5.16 | 104 | 7176 | Rate Constraint in lbs/MMBtu | FALSE | L | Annual | Emissions at Affected Plants NOX | Thousand Tons | 3.1234 | 3.1234 | 3.1234 | 3.1234 | 3.1234 | 3.1234 | 3.1234
BART NOX Annual- Hunter 2- v5.16 | 104 | 7176 | Rate Constraint in lbs/MMBtu | FALSE | L | Annual | Allowances Purchased NOX | Thousand Tons | 0 | 0 | 0 | 0 | 0 | 0 | 0
BART NOX Annual- Hunter 2- v5.16 | 104 | 7176 | Rate Constraint in lbs/MMBtu | FALSE | L | Annual | Allowances Sold NOX | Thousand Tons | 0 | 0 | 0 | 0 | 0 | 0 | 0
BART NOX Annual- Hunter 2- v5.16 | 104 | 7176 | Rate Constraint in lbs/MMBtu | FALSE | L | Annual | Allowances Banked | Thousand Tons | 0 | 0 | 0 | 0 | 0 | 0 | 0
BART NOX Annual- Hunter 2- v5.16 | 104 | 7176 | Rate Constraint in lbs/MMBtu | FALSE | L | Annual | Allowances Withdrawn (1:1) | Thousand Tons | 0 | 0 | 0 | 0 | 0 | 0 | 0
BART NOX Annual- Hunter 2- v5.16 | 104 | 7176 | Rate Constraint in lbs/MMBtu | FALSE | L | Annual | Allowances Withdrawn (1:n) | Thousand Tons | 0 | 0 | 0 | 0 | 0 | 0 | 0
BART NOX Annual- Hunter 2- v5.16 | 104 | 7176 | Rate Constraint in lbs/MMBtu | FALSE | L | Annual | Total | Thousand Tons | 3.1234 | 3.1234 | 3.1234 | 3.1234 | 3.1234 | 3.1234 | 3.1234
BART NOX Annual- Hunter 2- v5.16 | 104 | 7176 | Rate Constraint in lbs/MMBtu | FALSE | L | Annual | Fuel Consumed | TBtu | 31.1018 | 31.1018 | 31.1018 | 31.1018 | 31.1018 | 31.1018 | 31.1018
BART NOX Annual- Hunter 2- v5.16 | 104 | 7176 | Rate Constraint in lbs/MMBtu | FALSE | L | Annual | Rate | lb/MMBtu | 0.20085 | 0.20085 | 0.20085 | 0.20085 | 0.20085 | 0.20085 | 0.20085
BART NOX Annual- Hunter 2- v5.16 | 104 | 7176 | Rate Constraint in lbs/MMBtu | FALSE | L | Annual | Generation | TWh | 3.0361 | 3.0361 | 3.0361 | 3.0361 | 3.0361 | 3.0361 | 3.0361
BART NOX Annual- Hunter 2- v5.16 | 104 | 7176 | Rate Constraint in lbs/MMBtu | FALSE | L | Annual | Qualifying Generation | TWh | 3.0361 | 3.0361 | 3.0361 | 3.0361 | 3.0361 | 3.0361 | 3.0361
BART NOX Annual- Hunter 2- v5.16 | 104 | 7176 | Rate Constraint in lbs/MMBtu | FALSE | L | Annual | Rate | lb/MWh | 2.0575 | 2.0575 | 2.0575 | 2.0575 | 2.0575 | 2.0575 | 2.0575
BART NOX Annual- Hunter 2- v5.16 | 104 | 7176 | Rate Constraint in lbs/MMBtu | FALSE | L | Annual | Constraint Shadow Price | US2022$/Ton | 0 | 0 | 0 | 0 | 0 | 0 | 0
BART NOX Annual- Hunter 3- v6.17 | 105 | 7177 | Rate Constraint in lbs/MMBtu | FALSE | L | Annual | Seasons Included | Seasons | Winter, Spring, Summer, Fall | Winter, Spring, Summer, Fall | Winter, Spring, Summer, Fall | Winter, Spring, Summer, Fall | Winter, Spring, Summer, Fall | Winter, Spring, Summer, Fall | Winter, Spring, Summer, Fall
BART NOX Annual- Hunter 3- v6.17 | 105 | 7177 | Rate Constraint in lbs/MMBtu | FALSE | L | Annual | Standard NOX | lb/MMBtu | 0.34 | 0.34 | 0.34 | 0.34 | 0.34 | 0.34 | 0.34
BART NOX Annual- Hunter 3- v6.17 | 105 | 7177 | Rate Constraint in lbs/MMBtu | FALSE | L | Annual | Emissions at Affected Plants NOX | Thousand Tons | 4.6635 | 4.6635 | 4.6635 | 4.6635 | 4.6635 | 4.6635 | 4.6635
BART NOX Annual- Hunter 3- v6.17 | 105 | 7177 | Rate Constraint in lbs/MMBtu | FALSE | L | Annual | Allowances Purchased NOX | Thousand Tons | 0 | 0 | 0 | 0 | 0 | 0 | 0
BART NOX Annual- Hunter 3- v6.17 | 105 | 7177 | Rate Constraint in lbs/MMBtu | FALSE | L | Annual | Allowances Sold NOX | Thousand Tons | 0 | 0 | 0 | 0 | 0 | 0 | 0
BART NOX Annual- Hunter 3- v6.17 | 105 | 7177 | Rate Constraint in lbs/MMBtu | FALSE | L | Annual | Allowances Banked | Thousand Tons | 0 | 0 | 0 | 0 | 0 | 0 | 0
BART NOX Annual- Hunter 3- v6.17 | 105 | 7177 | Rate Constraint in lbs/MMBtu | FALSE | L | Annual | Allowances Withdrawn (1:1) | Thousand Tons | 0 | 0 | 0 | 0 | 0 | 0 | 0
BART NOX Annual- Hunter 3- v6.17 | 105 | 7177 | Rate Constraint in lbs/MMBtu | FALSE | L | Annual | Allowances Withdrawn (1:n) | Thousand Tons | 0 | 0 | 0 | 0 | 0 | 0 | 0
BART NOX Annual- Hunter 3- v6.17 | 105 | 7177 | Rate Constraint in lbs/MMBtu | FALSE | L | Annual | Total | Thousand Tons | 4.6635 | 4.6635 | 4.6635 | 4.6635 | 4.6635 | 4.6635 | 4.6635
BART NOX Annual- Hunter 3- v6.17 | 105 | 7177 | Rate Constraint in lbs/MMBtu | FALSE | L | Annual | Fuel Consumed | TBtu | 32.563 | 32.563 | 32.563 | 32.563 | 32.563 | 32.563 | 32.563
BART NOX Annual- Hunter 3- v6.17 | 105 | 7177 | Rate Constraint in lbs/MMBtu | FALSE | L | Annual | Rate | lb/MMBtu | 0.28643 | 0.28643 | 0.28643 | 0.28643 | 0.28643 | 0.28643 | 0.28643
BART NOX Annual- Hunter 3- v6.17 | 105 | 7177 | Rate Constraint in lbs/MMBtu | FALSE | L | Annual | Generation | TWh | 3.2063 | 3.2063 | 3.2063 | 3.2063 | 3.2063 | 3.2063 | 3.2063
BART NOX Annual- Hunter 3- v6.17 | 105 | 7177 | Rate Constraint in lbs/MMBtu | FALSE | L | Annual | Qualifying Generation | TWh | 3.2063 | 3.2063 | 3.2063 | 3.2063 | 3.2063 | 3.2063 | 3.2063
BART NOX Annual- Hunter 3- v6.17 | 105 | 7177 | Rate Constraint in lbs/MMBtu | FALSE | L | Annual | Rate | lb/MWh | 2.909 | 2.909 | 2.909 | 2.909 | 2.909 | 2.909 | 2.909
BART NOX Annual- Hunter 3- v6.17 | 105 | 7177 | Rate Constraint in lbs/MMBtu | FALSE | L | Annual | Constraint Shadow Price | US2022$/Ton | 0 | 0 | 0 | 0 | 0 | 0 | 0
BART NOX Annual- Huntington 1- v5.16 | 106 | 7178 | Rate Constraint in lbs/MMBtu | FALSE | L | Annual | Seasons Included | Seasons | Winter, Spring, Summer, Fall | Winter, Spring, Summer, Fall | Winter, Spring, Summer, Fall | Winter, Spring, Summer, Fall | Winter, Spring, Summer, Fall | Winter, Spring, Summer, Fall | Winter, Spring, Summer, Fall
BART NOX Annual- Huntington 1- v5.16 | 106 | 7178 | Rate Constraint in lbs/MMBtu | FALSE | L | Annual | Standard NOX | lb/MMBtu | 0.26 | 0.26 | 0.26 | 0.26 | 0.26 | 0.26 | 0.26
BART NOX Annual- Huntington 1- v5.16 | 106 | 7178 | Rate Constraint in lbs/MMBtu | FALSE | L | Annual | Emissions at Affected Plants NOX | Thousand Tons | 3.2342 | 3.2342 | 3.2342 | 3.2342 | 3.2342 | 3.2342 | 3.2342
BART NOX Annual- Huntington 1- v5.16 | 106 | 7178 | Rate Constraint in lbs/MMBtu | FALSE | L | Annual | Allowances Purchased NOX | Thousand Tons | 0 | 0 | 0 | 0 | 0 | 0 | 0
BART NOX Annual- Huntington 1- v5.16 | 106 | 7178 | Rate Constraint in lbs/MMBtu | FALSE | L | Annual | Allowances Sold NOX | Thousand Tons | 0 | 0 | 0 | 0 | 0 | 0 | 0
BART NOX Annual- Huntington 1- v5.16 | 106 | 7178 | Rate Constraint in lbs/MMBtu | FALSE | L | Annual | Allowances Banked | Thousand Tons | 0 | 0 | 0 | 0 | 0 | 0 | 0
BART NOX Annual- Huntington 1- v5.16 | 106 | 7178 | Rate Constraint in lbs/MMBtu | FALSE | L | Annual | Allowances Withdrawn (1:1) | Thousand Tons | 0 | 0 | 0 | 0 | 0 | 0 | 0
BART NOX Annual- Huntington 1- v5.16 | 106 | 7178 | Rate Constraint in lbs/MMBtu | FALSE | L | Annual | Allowances Withdrawn (1:n) | Thousand Tons | 0 | 0 | 0 | 0 | 0 | 0 | 0
BART NOX Annual- Huntington 1- v5.16 | 106 | 7178 | Rate Constraint in lbs/MMBtu | FALSE | L | Annual | Total | Thousand Tons | 3.2342 | 3.2342 | 3.2342 | 3.2342 | 3.2342 | 3.2342 | 3.2342
BART NOX Annual- Huntington 1- v5.16 | 106 | 7178 | Rate Constraint in lbs/MMBtu | FALSE | L | Annual | Fuel Consumed | TBtu | 32.1302 | 32.1302 | 32.1302 | 32.1302 | 32.1302 | 32.1302 | 32.1302
BART NOX Annual- Huntington 1- v5.16 | 106 | 7178 | Rate Constraint in lbs/MMBtu | FALSE | L | Annual | Rate | lb/MMBtu | 0.20132 | 0.20132 | 0.20132 | 0.20132 | 0.20132 | 0.20132 | 0.20132
BART NOX Annual- Huntington 1- v5.16 | 106 | 7178 | Rate Constraint in lbs/MMBtu | FALSE | L | Annual | Generation | TWh | 3.1246 | 3.1246 | 3.1246 | 3.1246 | 3.1246 | 3.1246 | 3.1246
BART NOX Annual- Huntington 1- v5.16 | 106 | 7178 | Rate Constraint in lbs/MMBtu | FALSE | L | Annual | Qualifying Generation | TWh | 3.1246 | 3.1246 | 3.1246 | 3.1246 | 3.1246 | 3.1246 | 3.1246
BART NOX Annual- Huntington 1- v5.16 | 106 | 7178 | Rate Constraint in lbs/MMBtu | FALSE | L | Annual | Rate | lb/MWh | 2.0702 | 2.0702 | 2.0702 | 2.0702 | 2.0702 | 2.0702 | 2.0702
BART NOX Annual- Huntington 1- v5.16 | 106 | 7178 | Rate Constraint in lbs/MMBtu | FALSE | L | Annual | Constraint Shadow Price | US2022$/Ton | 0 | 0 | 0 | 0 | 0 | 0 | 0
BART NOX Annual- Huntington 2- v5.16 | 107 | 7179 | Rate Constraint in lbs/MMBtu | FALSE | L | Annual | Seasons Included | Seasons | Winter, Spring, Summer, Fall | Winter, Spring, Summer, Fall | Winter, Spring, Summer, Fall | Winter, Spring, Summer, Fall | Winter, Spring, Summer, Fall | Winter, Spring, Summer, Fall | Winter, Spring, Summer, Fall
BART NOX Annual- Huntington 2- v5.16 | 107 | 7179 | Rate Constraint in lbs/MMBtu | FALSE | L | Annual | Standard NOX | lb/MMBtu | 0.26 | 0.26 | 0.26 | 0.26 | 0.26 | 0.26 | 0.26
BART NOX Annual- Huntington 2- v5.16 | 107 | 7179 | Rate Constraint in lbs/MMBtu | FALSE | L | Annual | Emissions at Affected Plants NOX | Thousand Tons | 3.1143 | 3.1143 | 3.1143 | 3.1143 | 3.1143 | 3.1143 | 2.7128
BART NOX Annual- Huntington 2- v5.16 | 107 | 7179 | Rate Constraint in lbs/MMBtu | FALSE | L | Annual | Allowances Purchased NOX | Thousand Tons | 0 | 0 | 0 | 0 | 0 | 0 | 0
BART NOX Annual- Huntington 2- v5.16 | 107 | 7179 | Rate Constraint in lbs/MMBtu | FALSE | L | Annual | Allowances Sold NOX | Thousand Tons | 0 | 0 | 0 | 0 | 0 | 0 | 0
BART NOX Annual- Huntington 2- v5.16 | 107 | 7179 | Rate Constraint in lbs/MMBtu | FALSE | L | Annual | Allowances Banked | Thousand Tons | 0 | 0 | 0 | 0 | 0 | 0 | 0
BART NOX Annual- Huntington 2- v5.16 | 107 | 7179 | Rate Constraint in lbs/MMBtu | FALSE | L | Annual | Allowances Withdrawn (1:1) | Thousand Tons | 0 | 0 | 0 | 0 | 0 | 0 | 0
BART NOX Annual- Huntington 2- v5.16 | 107 | 7179 | Rate Constraint in lbs/MMBtu | FALSE | L | Annual | Allowances Withdrawn (1:n) | Thousand Tons | 0 | 0 | 0 | 0 | 0 | 0 | 0
BART NOX Annual- Huntington 2- v5.16 | 107 | 7179 | Rate Constraint in lbs/MMBtu | FALSE | L | Annual | Total | Thousand Tons | 3.1143 | 3.1143 | 3.1143 | 3.1143 | 3.1143 | 3.1143 | 2.7128
BART NOX Annual- Huntington 2- v5.16 | 107 | 7179 | Rate Constraint in lbs/MMBtu | FALSE | L | Annual | Fuel Consumed | TBtu | 31.6289 | 31.6289 | 31.6289 | 31.6289 | 31.6289 | 31.6289 | 27.5513
BART NOX Annual- Huntington 2- v5.16 | 107 | 7179 | Rate Constraint in lbs/MMBtu | FALSE | L | Annual | Rate | lb/MMBtu | 0.19693 | 0.19693 | 0.19693 | 0.19693 | 0.19693 | 0.19693 | 0.19693
BART NOX Annual- Huntington 2- v5.16 | 107 | 7179 | Rate Constraint in lbs/MMBtu | FALSE | L | Annual | Generation | TWh | 3.0633 | 3.0633 | 3.0633 | 3.0633 | 3.0633 | 3.0633 | 2.6684
BART NOX Annual- Huntington 2- v5.16 | 107 | 7179 | Rate Constraint in lbs/MMBtu | FALSE | L | Annual | Qualifying Generation | TWh | 3.0633 | 3.0633 | 3.0633 | 3.0633 | 3.0633 | 3.0633 | 2.6684
BART NOX Annual- Huntington 2- v5.16 | 107 | 7179 | Rate Constraint in lbs/MMBtu | FALSE | L | Annual | Rate | lb/MWh | 2.0333 | 2.0333 | 2.0333 | 2.0333 | 2.0333 | 2.0333 | 2.0333
BART NOX Annual- Huntington 2- v5.16 | 107 | 7179 | Rate Constraint in lbs/MMBtu | FALSE | L | Annual | Constraint Shadow Price | US2022$/Ton | 0 | 0 | 0 | 0 | 0 | 0 | 0
BART NOX Annual- Merrimack 2- v7.23 | 108 | 7944 | Rate Constraint in lbs/MMBtu | FALSE | L | Annual | Seasons Included | Seasons | Winter, Spring, Summer, Fall | Winter, Spring, Summer, Fall | Winter, Spring, Summer, Fall | Winter, Spring, Summer, Fall | Winter, Spring, Summer, Fall | Winter, Spring, Summer, Fall | Winter, Spring, Summer, Fall
BART NOX Annual- Merrimack 2- v7.23 | 108 | 7944 | Rate Constraint in lbs/MMBtu | FALSE | L | Annual | Standard NOX | lb/MMBtu | 0.22 | 0.22 | 0.22 | 0.22 | 0.22 | 0.22 | 0.22
BART NOX Annual- Merrimack 2- v7.23 | 108 | 7944 | Rate Constraint in lbs/MMBtu | FALSE | L | Annual | Emissions at Affected Plants NOX | Thousand Tons | 0.20213 | 0.20213 | 0 | 0 | 0 | 0 | 0
BART NOX Annual- Merrimack 2- v7.23 | 108 | 7944 | Rate Constraint in lbs/MMBtu | FALSE | L | Annual | Allowances Purchased NOX | Thousand Tons | 0 | 0 | 0 | 0 | 0 | 0 | 0
BART NOX Annual- Merrimack 2- v7.23 | 108 | 7944 | Rate Constraint in lbs/MMBtu | FALSE | L | Annual | Allowances Sold NOX | Thousand Tons | 0 | 0 | 0 | 0 | 0 | 0 | 0
BART NOX Annual- Merrimack 2- v7.23 | 108 | 7944 | Rate Constraint in lbs/MMBtu | FALSE | L | Annual | Allowances Banked | Thousand Tons | 0 | 0 | 0 | 0 | 0 | 0 | 0
BART NOX Annual- Merrimack 2- v7.23 | 108 | 7944 | Rate Constraint in lbs/MMBtu | FALSE | L | Annual | Allowances Withdrawn (1:1) | Thousand Tons | 0 | 0 | 0 | 0 | 0 | 0 | 0
BART NOX Annual- Merrimack 2- v7.23 | 108 | 7944 | Rate Constraint in lbs/MMBtu | FALSE | L | Annual | Allowances Withdrawn (1:n) | Thousand Tons | 0 | 0 | 0 | 0 | 0 | 0 | 0
BART NOX Annual- Merrimack 2- v7.23 | 108 | 7944 | Rate Constraint in lbs/MMBtu | FALSE | L | Annual | Total | Thousand Tons | 0.20213 | 0.20213 | 0 | 0 | 0 | 0 | 0
BART NOX Annual- Merrimack 2- v7.23 | 108 | 7944 | Rate Constraint in lbs/MMBtu | FALSE | L | Annual | Fuel Consumed | TBtu | 5.7751 | 5.7751 | 0 | 0 | 0 | 0 | 0
BART NOX Annual- Merrimack 2- v7.23 | 108 | 7944 | Rate Constraint in lbs/MMBtu | FALSE | L | Annual | Rate | lb/MMBtu | 0.07 | 0.07 | 0 | 0 | 0 | 0 | 0
BART NOX Annual- Merrimack 2- v7.23 | 108 | 7944 | Rate Constraint in lbs/MMBtu | FALSE | L | Annual | Generation | TWh | 0.52558 | 0.52558 | 0 | 0 | 0 | 0 | 0
BART NOX Annual- Merrimack 2- v7.23 | 108 | 7944 | Rate Constraint in lbs/MMBtu | FALSE | L | Annual | Qualifying Generation | TWh | 0.52558 | 0.52558 | 0 | 0 | 0 | 0 | 0
BART NOX Annual- Merrimack 2- v7.23 | 108 | 7944 | Rate Constraint in lbs/MMBtu | FALSE | L | Annual | Rate | lb/MWh | 0.76916 | 0.76916 | 0 | 0 | 0 | 0 | 0
BART NOX Annual- Merrimack 2- v7.23 | 108 | 7944 | Rate Constraint in lbs/MMBtu | FALSE | L | Annual | Constraint Shadow Price | US2022$/Ton | 0 | 0 | 0 | 0 | 0 | 0 | 0
BART NOX Annual- Northeastern 3- v7.23 | 109 | 7946 | Rate Constraint in lbs/MMBtu | FALSE | L | Annual | Seasons Included | Seasons | Winter, Spring, Summer, Fall | Winter, Spring, Summer, Fall | Winter, Spring, Summer, Fall | Winter, Spring, Summer, Fall | Winter, Spring, Summer, Fall | Winter, Spring, Summer, Fall | Winter, Spring, Summer, Fall
BART NOX Annual- Northeastern 3- v7.23 | 109 | 7946 | Rate Constraint in lbs/MMBtu | FALSE | L | Annual | Standard NOX | lb/MMBtu | 0.15 | 0.15 | 0.15 | 0.15 | 0.15 | 0.15 | 0.15
BART NOX Annual- Northeastern 3- v7.23 | 109 | 7946 | Rate Constraint in lbs/MMBtu | FALSE | L | Annual | Emissions at Affected Plants NOX | Thousand Tons | 0 | 0 | 0 | 0 | 0 | 0 | 0
BART NOX Annual- Northeastern 3- v7.23 | 109 | 7946 | Rate Constraint in lbs/MMBtu | FALSE | L | Annual | Allowances Purchased NOX | Thousand Tons | 0 | 0 | 0 | 0 | 0 | 0 | 0
BART NOX Annual- Northeastern 3- v7.23 | 109 | 7946 | Rate Constraint in lbs/MMBtu | FALSE | L | Annual | Allowances Sold NOX | Thousand Tons | 0 | 0 | 0 | 0 | 0 | 0 | 0
BART NOX Annual- Northeastern 3- v7.23 | 109 | 7946 | Rate Constraint in lbs/MMBtu | FALSE | L | Annual | Allowances Banked | Thousand Tons | 0 | 0 | 0 | 0 | 0 | 0 | 0
BART NOX Annual- Northeastern 3- v7.23 | 109 | 7946 | Rate Constraint in lbs/MMBtu | FALSE | L | Annual | Allowances Withdrawn (1:1) | Thousand Tons | 0 | 0 | 0 | 0 | 0 | 0 | 0
BART NOX Annual- Northeastern 3- v7.23 | 109 | 7946 | Rate Constraint in lbs/MMBtu | FALSE | L | Annual | Allowances Withdrawn (1:n) | Thousand Tons | 0 | 0 | 0 | 0 | 0 | 0 | 0
BART NOX Annual- Northeastern 3- v7.23 | 109 | 7946 | Rate Constraint in lbs/MMBtu | FALSE | L | Annual | Total | Thousand Tons | 0 | 0 | 0 | 0 | 0 | 0 | 0
BART NOX Annual- Northeastern 3- v7.23 | 109 | 7946 | Rate Constraint in lbs/MMBtu | FALSE | L | Annual | Fuel Consumed | TBtu | 0 | 0 | 0 | 0 | 0 | 0 | 0
BART NOX Annual- Northeastern 3- v7.23 | 109 | 7946 | Rate Constraint in lbs/MMBtu | FALSE | L | Annual | Rate | lb/MMBtu | 0 | 0 | 0 | 0 | 0 | 0 | 0
BART NOX Annual- Northeastern 3- v7.23 | 109 | 7946 | Rate Constraint in lbs/MMBtu | FALSE | L | Annual | Generation | TWh | 0 | 0 | 0 | 0 | 0 | 0 | 0
BART NOX Annual- Northeastern 3- v7.23 | 109 | 7946 | Rate Constraint in lbs/MMBtu | FALSE | L | Annual | Qualifying Generation | TWh | 0 | 0 | 0 | 0 | 0 | 0 | 0
BART NOX Annual- Northeastern 3- v7.23 | 109 | 7946 | Rate Constraint in lbs/MMBtu | FALSE | L | Annual | Rate | lb/MWh | 0 | 0 | 0 | 0 | 0 | 0 | 0
BART NOX Annual- Northeastern 3- v7.23 | 109 | 7946 | Rate Constraint in lbs/MMBtu | FALSE | L | Annual | Constraint Shadow Price | US2022$/Ton | 0 | 0 | 0 | 0 | 0 | 0 | 0
BART NOX Annual- Northport 1- v5.16 | 110 | 7187 | Rate Constraint in lbs/MMBtu | FALSE | L | Annual | Seasons Included | Seasons | Winter, Spring, Summer, Fall | Winter, Spring, Summer, Fall | Winter, Spring, Summer, Fall | Winter, Spring, Summer, Fall | Winter, Spring, Summer, Fall | Winter, Spring, Summer, Fall | Winter, Spring, Summer, Fall
BART NOX Annual- Northport 1- v5.16 | 110 | 7187 | Rate Constraint in lbs/MMBtu | FALSE | L | Annual | Standard NOX | lb/MMBtu | 0.1 | 0.1 | 0.1 | 0.1 | 0.1 | 0.1 | 0.1
BART NOX Annual- Northport 1- v5.16 | 110 | 7187 | Rate Constraint in lbs/MMBtu | FALSE | L | Annual | Emissions at Affected Plants NOX | Thousand Tons | 0.044714 | 0 | 0 | 0 | 0 | 0 | 0
BART NOX Annual- Northport 1- v5.16 | 110 | 7187 | Rate Constraint in lbs/MMBtu | FALSE | L | Annual | Allowances Purchased NOX | Thousand Tons | 0 | 0 | 0 | 0 | 0 | 0 | 0
BART NOX Annual- Northport 1- v5.16 | 110 | 7187 | Rate Constraint in lbs/MMBtu | FALSE | L | Annual | Allowances Sold NOX | Thousand Tons | 0 | 0 | 0 | 0 | 0 | 0 | 0
BART NOX Annual- Northport 1- v5.16 | 110 | 7187 | Rate Constraint in lbs/MMBtu | FALSE | L | Annual | Allowances Banked | Thousand Tons | 0 | 0 | 0 | 0 | 0 | 0 | 0
BART NOX Annual- Northport 1- v5.16 | 110 | 7187 | Rate Constraint in lbs/MMBtu | FALSE | L | Annual | Allowances Withdrawn (1:1) | Thousand Tons | 0 | 0 | 0 | 0 | 0 | 0 | 0
BART NOX Annual- Northport 1- v5.16 | 110 | 7187 | Rate Constraint in lbs/MMBtu | FALSE | L | Annual | Allowances Withdrawn (1:n) | Thousand Tons | 0 | 0 | 0 | 0 | 0 | 0 | 0
BART NOX Annual- Northport 1- v5.16 | 110 | 7187 | Rate Constraint in lbs/MMBtu | FALSE | L | Annual | Total | Thousand Tons | 0.044714 | 0 | 0 | 0 | 0 | 0 | 0
BART NOX Annual- Northport 1- v5.16 | 110 | 7187 | Rate Constraint in lbs/MMBtu | FALSE | L | Annual | Fuel Consumed | TBtu | 1.386 | 0 | 0 | 0 | 0 | 0 | 0
BART NOX Annual- Northport 1- v5.16 | 110 | 7187 | Rate Constraint in lbs/MMBtu | FALSE | L | Annual | Rate | lb/MMBtu | 0.06452 | 0 | 0 | 0 | 0 | 0 | 0
BART NOX Annual- Northport 1- v5.16 | 110 | 7187 | Rate Constraint in lbs/MMBtu | FALSE | L | Annual | Generation | TWh | 0.12914 | 0 | 0 | 0 | 0 | 0 | 0
BART NOX Annual- Northport 1- v5.16 | 110 | 7187 | Rate Constraint in lbs/MMBtu | FALSE | L | Annual | Qualifying Generation | TWh | 0.12914 | 0 | 0 | 0 | 0 | 0 | 0
BART NOX Annual- Northport 1- v5.16 | 110 | 7187 | Rate Constraint in lbs/MMBtu | FALSE | L | Annual | Rate | lb/MWh | 0.69249 | 0 | 0 | 0 | 0 | 0 | 0
BART NOX Annual- Northport 1- v5.16 | 110 | 7187 | Rate Constraint in lbs/MMBtu | FALSE | L | Annual | Constraint Shadow Price | US2022$/Ton | 0 | 0 | 0 | 0 | 0 | 0 | 0
BART NOX Annual- Northport 2- v5.16 | 111 | 7188 | Rate Constraint in lbs/MMBtu | FALSE | L | Annual | Seasons Included | Seasons | Winter, Spring, Summer, Fall | Winter, Spring, Summer, Fall | Winter, Spring, Summer, Fall | Winter, Spring, Summer, Fall | Winter, Spring, Summer, Fall | Winter, Spring, Summer, Fall | Winter, Spring, Summer, Fall
BART NOX Annual- Northport 2- v5.16 | 111 | 7188 | Rate Constraint in lbs/MMBtu | FALSE | L | Annual | Standard NOX | lb/MMBtu | 0.1 | 0.1 | 0.1 | 0.1 | 0.1 | 0.1 | 0.1
BART NOX Annual- Northport 2- v5.16 | 111 | 7188 | Rate Constraint in lbs/MMBtu | FALSE | L | Annual | Emissions at Affected Plants NOX | Thousand Tons | 0.10612 | 0 | 0 | 0 | 0 | 0 | 0
BART NOX Annual- Northport 2- v5.16 | 111 | 7188 | Rate Constraint in lbs/MMBtu | FALSE | L | Annual | Allowances Purchased NOX | Thousand Tons | 0 | 0 | 0 | 0 | 0 | 0 | 0
BART NOX Annual- Northport 2- v5.16 | 111 | 7188 | Rate Constraint in lbs/MMBtu | FALSE | L | Annual | Allowances Sold NOX | Thousand Tons | 0 | 0 | 0 | 0 | 0 | 0 | 0
BART NOX Annual- Northport 2- v5.16 | 111 | 7188 | Rate Constraint in lbs/MMBtu | FALSE | L | Annual | Allowances Banked | Thousand Tons | 0 | 0 | 0 | 0 | 0 | 0 | 0
BART NOX Annual- Northport 2- v5.16 | 111 | 7188 | Rate Constraint in lbs/MMBtu | FALSE | L | Annual | Allowances Withdrawn (1:1) | Thousand Tons | 0 | 0 | 0 | 0 | 0 | 0 | 0
BART NOX Annual- Northport 2- v5.16 | 111 | 7188 | Rate Constraint in lbs/MMBtu | FALSE | L | Annual | Allowances Withdrawn (1:n) | Thousand Tons | 0 | 0 | 0 | 0 | 0 | 0 | 0
BART NOX Annual- Northport 2- v5.16 | 111 | 7188 | Rate Constraint in lbs/MMBtu | FALSE | L | Annual | Total | Thousand Tons | 0.10612 | 0 | 0 | 0 | 0 | 0 | 0
BART NOX Annual- Northport 2- v5.16 | 111 | 7188 | Rate Constraint in lbs/MMBtu | FALSE | L | Annual | Fuel Consumed | TBtu | 3.459 | 0 | 0 | 0 | 0 | 0 | 0
BART NOX Annual- Northport 2- v5.16 | 111 | 7188 | Rate Constraint in lbs/MMBtu | FALSE | L | Annual | Rate | lb/MMBtu | 0.06136 | 0 | 0 | 0 | 0 | 0 | 0
BART NOX Annual- Northport 2- v5.16 | 111 | 7188 | Rate Constraint in lbs/MMBtu | FALSE | L | Annual | Generation | TWh | 0.32045 | 0 | 0 | 0 | 0 | 0 | 0
BART NOX Annual- Northport 2- v5.16 | 111 | 7188 | Rate Constraint in lbs/MMBtu | FALSE | L | Annual | Qualifying Generation | TWh | 0.32045 | 0 | 0 | 0 | 0 | 0 | 0
BART NOX Annual- Northport 2- v5.16 | 111 | 7188 | Rate Constraint in lbs/MMBtu | FALSE | L | Annual | Rate | lb/MWh | 0.66232 | 0 | 0 | 0 | 0 | 0 | 0
BART NOX Annual- Northport 2- v5.16 | 111 | 7188 | Rate Constraint in lbs/MMBtu | FALSE | L | Annual | Constraint Shadow Price | US2022$/Ton | 0 | 0 | 0 | 0 | 0 | 0 | 0
BART NOX Annual- Northport 3- v5.16 | 112 | 7189 | Rate Constraint in lbs/MMBtu | FALSE | L | Annual | Seasons Included | Seasons | Winter, Spring, Summer, Fall | Winter, Spring, Summer, Fall | Winter, Spring, Summer, Fall | Winter, Spring, Summer, Fall | Winter, Spring, Summer, Fall | Winter, Spring, Summer, Fall | Winter, Spring, Summer, Fall
BART NOX Annual- Northport 3- v5.16 | 112 | 7189 | Rate Constraint in lbs/MMBtu | FALSE | L | Annual | Standard NOX | lb/MMBtu | 0.1 | 0.1 | 0.1 | 0.1 | 0.1 | 0.1 | 0.1
BART NOX Annual- Northport 3- v5.16 | 112 | 7189 | Rate Constraint in lbs/MMBtu | FALSE | L | Annual | Emissions at Affected Plants NOX | Thousand Tons | 0.18103 | 0.075618 | 0 | 0 | 0 | 0 | 0
BART NOX Annual- Northport 3- v5.16 | 112 | 7189 | Rate Constraint in lbs/MMBtu | FALSE | L | Annual | Allowances Purchased NOX | Thousand Tons | 0 | 0 | 0 | 0 | 0 | 0 | 0
BART NOX Annual- Northport 3- v5.16 | 112 | 7189 | Rate Constraint in lbs/MMBtu | FALSE | L | Annual | Allowances Sold NOX | Thousand Tons | 0 | 0 | 0 | 0 | 0 | 0 | 0
BART NOX Annual- Northport 3- v5.16 | 112 | 7189 | Rate Constraint in lbs/MMBtu | FALSE | L | Annual | Allowances Banked | Thousand Tons | 0 | 0 | 0 | 0 | 0 | 0 | 0
BART NOX Annual- Northport 3- v5.16 | 112 | 7189 | Rate Constraint in lbs/MMBtu | FALSE | L | Annual | Allowances Withdrawn (1:1) | Thousand Tons | 0 | 0 | 0 | 0 | 0 | 0 | 0
BART NOX Annual- Northport 3- v5.16 | 112 | 7189 | Rate Constraint in lbs/MMBtu | FALSE | L | Annual | Allowances Withdrawn (1:n) | Thousand Tons | 0 | 0 | 0 | 0 | 0 | 0 | 0
BART NOX Annual- Northport 3- v5.16 | 112 | 7189 | Rate Constraint in lbs/MMBtu | FALSE | L | Annual | Total | Thousand Tons | 0.18103 | 0.075618 | 0 | 0 | 0 | 0 | 0
BART NOX Annual- Northport 3- v5.16 | 112 | 7189 | Rate Constraint in lbs/MMBtu | FALSE | L | Annual | Fuel Consumed | TBtu | 5.6368 | 2.3546 | 0 | 0 | 0 | 0 | 0
BART NOX Annual- Northport 3- v5.16 | 112 | 7189 | Rate Constraint in lbs/MMBtu | FALSE | L | Annual | Rate | lb/MMBtu | 0.06423 | 0.06423 | 0 | 0 | 0 | 0 | 0
BART NOX Annual- Northport 3- v5.16 | 112 | 7189 | Rate Constraint in lbs/MMBtu | FALSE | L | Annual | Generation | TWh | 0.52646 | 0.21991 | 0 | 0 | 0 | 0 | 0
BART NOX Annual- Northport 3- v5.16 | 112 | 7189 | Rate Constraint in lbs/MMBtu | FALSE | L | Annual | Qualifying Generation | TWh | 0.52646 | 0.21991 | 0 | 0 | 0 | 0 | 0
BART NOX Annual- Northport 3- v5.16 | 112 | 7189 | Rate Constraint in lbs/MMBtu | FALSE | L | Annual | Rate | lb/MWh | 0.68771 | 0.68771 | 0 | 0 | 0 | 0 | 0
BART NOX Annual- Northport 3- v5.16 | 112 | 7189 | Rate Constraint in lbs/MMBtu | FALSE | L | Annual | Constraint Shadow Price | US2022$/Ton | 0 | 0 | 0 | 0 | 0 | 0 | 0
BART NOX Annual- Northport 4- v5.16 | 113 | 7190 | Rate Constraint in lbs/MMBtu | FALSE | L | Annual | Seasons Included | Seasons | Winter, Spring, Summer, Fall | Winter, Spring, Summer, Fall | Winter, Spring, Summer, Fall | Winter, Spring, Summer, Fall | Winter, Spring, Summer, Fall | Winter, Spring, Summer, Fall | Winter, Spring, Summer, Fall
BART NOX Annual- Northport 4- v5.16 | 113 | 7190 | Rate Constraint in lbs/MMBtu | FALSE | L | Annual | Standard NOX | lb/MMBtu | 0.1 | 0.1 | 0.1 | 0.1 | 0.1 | 0.1 | 0.1
BART NOX Annual- Northport 4- v5.16 | 113 | 7190 | Rate Constraint in lbs/MMBtu | FALSE | L | Annual | Emissions at Affected Plants NOX | Thousand Tons | 0.13905 | 0.058036 | 0 | 0 | 0 | 0 | 0
BART NOX Annual- Northport 4- v5.16 | 113 | 7190 | Rate Constraint in lbs/MMBtu | FALSE | L | Annual | Allowances Purchased NOX | Thousand Tons | 0 | 0 | 0 | 0 | 0 | 0 | 0
BART NOX Annual- Northport 4- v5.16 | 113 | 7190 | Rate Constraint in lbs/MMBtu | FALSE | L | Annual | Allowances Sold NOX | Thousand Tons | 0 | 0 | 0 | 0 | 0 | 0 | 0
BART NOX Annual- Northport 4- v5.16 | 113 | 7190 | Rate Constraint in lbs/MMBtu | FALSE | L | Annual | Allowances Banked | Thousand Tons | 0 | 0 | 0 | 0 | 0 | 0 | 0
BART NOX Annual- Northport 4- v5.16 | 113 | 7190 | Rate Constraint in lbs/MMBtu | FALSE | L | Annual | Allowances Withdrawn (1:1) | Thousand Tons | 0 | 0 | 0 | 0 | 0 | 0 | 0
BART NOX Annual- Northport 4- v5.16 | 113 | 7190 | Rate Constraint in lbs/MMBtu | FALSE | L | Annual | Allowances Withdrawn (1:n) | Thousand Tons | 0 | 0 | 0 | 0 | 0 | 0 | 0
BART NOX Annual- Northport 4- v5.16 | 113 | 7190 | Rate Constraint in lbs/MMBtu | FALSE | L | Annual | Total | Thousand Tons | 0.13905 | 0.058036 | 0 | 0 | 0 | 0 | 0
BART NOX Annual- Northport 4- v5.16 | 113 | 7190 | Rate Constraint in lbs/MMBtu | FALSE | L | Annual | Fuel Consumed | TBtu | 5.5879 | 2.3322 | 0 | 0 | 0 | 0 | 0
BART NOX Annual- Northport 4- v5.16 | 113 | 7190 | Rate Constraint in lbs/MMBtu | FALSE | L | Annual | Rate | lb/MMBtu | 0.04977 | 0.04977 | 0 | 0 | 0 | 0 | 0
BART NOX Annual- Northport 4- v5.16 | 113 | 7190 | Rate Constraint in lbs/MMBtu | FALSE | L | Annual | Generation | TWh | 0.52691 | 0.21991 | 0 | 0 | 0 | 0 | 0
BART NOX Annual- Northport 4- v5.16 | 113 | 7190 | Rate Constraint in lbs/MMBtu | FALSE | L | Annual | Qualifying Generation | TWh | 0.52691 | 0.21991 | 0 | 0 | 0 | 0 | 0
BART NOX Annual- Northport 4- v5.16 | 113 | 7190 | Rate Constraint in lbs/MMBtu | FALSE | L | Annual | Rate | lb/MWh | 0.52781 | 0.52781 | 0 | 0 | 0 | 0 | 0
BART NOX Annual- Northport 4- v5.16 | 113 | 7190 | Rate Constraint in lbs/MMBtu | FALSE | L | Annual | Constraint Shadow Price | US2022$/Ton | 0 | 0 | 0 | 0 | 0 | 0 | 0
BART NOX Annual- Ravenswood 1- v5.16 | 114 | 7183 | Rate Constraint in lbs/MMBtu | FALSE | L | Annual | Seasons Included | Seasons | Winter, Spring, Summer, Fall | Winter, Spring, Summer, Fall | Winter, Spring, Summer, Fall | Winter, Spring, Summer, Fall | Winter, Spring, Summer, Fall | Winter, Spring, Summer, Fall | Winter, Spring, Summer, Fall
BART NOX Annual- Ravenswood 1- v5.16 | 114 | 7183 | Rate Constraint in lbs/MMBtu | FALSE | L | Annual | Standard NOX | lb/MMBtu | 0.15 | 0.15 | 0.15 | 0.15 | 0.15 | 0.15 | 0.15
BART NOX Annual- Ravenswood 1- v5.16 | 114 | 7183 | Rate Constraint in lbs/MMBtu | FALSE | L | Annual | Emissions at Affected Plants NOX | Thousand Tons | 0 | 0 | 0.11183 | 0 | 0 | 0 | 0
BART NOX Annual- Ravenswood 1- v5.16 | 114 | 7183 | Rate Constraint in lbs/MMBtu | FALSE | L | Annual | Allowances Purchased NOX | Thousand Tons | 0 | 0 | 0 | 0 | 0 | 0 | 0
BART NOX Annual- Ravenswood 1- v5.16 | 114 | 7183 | Rate Constraint in lbs/MMBtu | FALSE | L | Annual | Allowances Sold NOX | Thousand Tons | 0 | 0 | 0 | 0 | 0 | 0 | 0
BART NOX Annual- Ravenswood 1- v5.16 | 114 | 7183 | Rate Constraint in lbs/MMBtu | FALSE | L | Annual | Allowances Banked | Thousand Tons | 0 | 0 | 0 | 0 | 0 | 0 | 0
BART NOX Annual- Ravenswood 1- v5.16 | 114 | 7183 | Rate Constraint in lbs/MMBtu | FALSE | L | Annual | Allowances Withdrawn (1:1) | Thousand Tons | 0 | 0 | 0 | 0 | 0 | 0 | 0
BART NOX Annual- Ravenswood 1- v5.16 | 114 | 7183 | Rate Constraint in lbs/MMBtu | FALSE | L | Annual | Allowances Withdrawn (1:n) | Thousand Tons | 0 | 0 | 0 | 0 | 0 | 0 | 0
BART NOX Annual- Ravenswood 1- v5.16 | 114 | 7183 | Rate Constraint in lbs/MMBtu | FALSE | L | Annual | Total | Thousand Tons | 0 | 0 | 0.11183 | 0 | 0 | 0 | 0
BART NOX Annual- Ravenswood 1- v5.16 | 114 | 7183 | Rate Constraint in lbs/MMBtu | FALSE | L | Annual | Fuel Consumed | TBtu | 0 | 0 | 3.4834 | 0 | 0 | 0 | 0
BART NOX Annual- Ravenswood 1- v5.16 | 114 | 7183 | Rate Constraint in lbs/MMBtu | FALSE | L | Annual | Rate | lb/MMBtu | 0 | 0 | 0.06421 | 0 | 0 | 0 | 0
BART NOX Annual- Ravenswood 1- v5.16 | 114 | 7183 | Rate Constraint in lbs/MMBtu | FALSE | L | Annual | Generation | TWh | 0 | 0 | 0.31624 | 0 | 0 | 0 | 0
BART NOX Annual- Ravenswood 1- v5.16 | 114 | 7183 | Rate Constraint in lbs/MMBtu | FALSE | L | Annual | Qualifying Generation | TWh | 0 | 0 | 0.31624 | 0 | 0 | 0 | 0
BART NOX Annual- Ravenswood 1- v5.16 | 114 | 7183 | Rate Constraint in lbs/MMBtu | FALSE | L | Annual | Rate | lb/MWh | 0 | 0 | 0.70727 | 0 | 0 | 0 | 0
BART NOX Annual- Ravenswood 1- v5.16 | 114 | 7183 | Rate Constraint in lbs/MMBtu | FALSE | L | Annual | Constraint Shadow Price | US2022$/Ton | 0 | 0 | 0 | 0 | 0 | 0 | 0
BART NOX Annual- Ravenswood 2- v5.16 | 115 | 7184 | Rate Constraint in lbs/MMBtu | FALSE | L | Annual | Seasons Included | Seasons | Winter, Spring, Summer, Fall | Winter, Spring, Summer, Fall | Winter, Spring, Summer, Fall | Winter, Spring, Summer, Fall | Winter, Spring, Summer, Fall | Winter, Spring, Summer, Fall | Winter, Spring, Summer, Fall
BART NOX Annual- Ravenswood 2- v5.16 | 115 | 7184 | Rate Constraint in lbs/MMBtu | FALSE | L | Annual | Standard NOX | lb/MMBtu | 0.15 | 0.15 | 0.15 | 0.15 | 0.15 | 0.15 | 0.15
BART NOX Annual- Ravenswood 2- v5.16 | 115 | 7184 | Rate Constraint in lbs/MMBtu | FALSE | L | Annual | Emissions at Affected Plants NOX | Thousand Tons | 0 | 0 | 0 | 0 | 0 | 0 | 0
BART NOX Annual- Ravenswood 2- v5.16 | 115 | 7184 | Rate Constraint in lbs/MMBtu | FALSE | L | Annual | Allowances Purchased NOX | Thousand Tons | 0 | 0 | 0 | 0 | 0 | 0 | 0
BART NOX Annual- Ravenswood 2- v5.16 | 115 | 7184 | Rate Constraint in lbs/MMBtu | FALSE | L | Annual | Allowances Sold NOX | Thousand Tons | 0 | 0 | 0 | 0 | 0 | 0 | 0
BART NOX Annual- Ravenswood 2- v5.16 | 115 | 7184 | Rate Constraint in lbs/MMBtu | FALSE | L | Annual | Allowances Banked | Thousand Tons | 0 | 0 | 0 | 0 | 0 | 0 | 0
BART NOX Annual- Ravenswood 2- v5.16 | 115 | 7184 | Rate Constraint in lbs/MMBtu | FALSE | L | Annual | Allowances Withdrawn (1:1) | Thousand Tons | 0 | 0 | 0 | 0 | 0 | 0 | 0
BART NOX Annual- Ravenswood 2- v5.16 | 115 | 7184 | Rate Constraint in lbs/MMBtu | FALSE | L | Annual | Allowances Withdrawn (1:n) | Thousand Tons | 0 | 0 | 0 | 0 | 0 | 0 | 0
BART NOX Annual- Ravenswood 2- v5.16 | 115 | 7184 | Rate Constraint in lbs/MMBtu | FALSE | L | Annual | Total | Thousand Tons | 0 | 0 | 0 | 0 | 0 | 0 | 0
BART NOX Annual- Ravenswood 2- v5.16 | 115 | 7184 | Rate Constraint in lbs/MMBtu | FALSE | L | Annual | Fuel Consumed | TBtu | 0 | 0 | 0 | 0 | 0 | 0 | 0
BART NOX Annual- Ravenswood 2- v5.16 | 115 | 7184 | Rate Constraint in lbs/MMBtu | FALSE | L | Annual | Rate | lb/MMBtu | 0 | 0 | 0 | 0 | 0 | 0 | 0
BART NOX Annual- Ravenswood 2- v5.16 | 115 | 7184 | Rate Constraint in lbs/MMBtu | FALSE | L | Annual | Generation | TWh | 0 | 0 | 0 | 0 | 0 | 0 | 0
BART NOX Annual- Ravenswood 2- v5.16 | 115 | 7184 | Rate Constraint in lbs/MMBtu | FALSE | L | Annual | Qualifying Generation | TWh | 0 | 0 | 0 | 0 | 0 | 0 | 0
BART NOX Annual- Ravenswood 2- v5.16 | 115 | 7184 | Rate Constraint in lbs/MMBtu | FALSE | L | Annual | Rate | lb/MWh | 0 | 0 | 0 | 0 | 0 | 0 | 0
BART NOX Annual- Ravenswood 2- v5.16 | 115 | 7184 | Rate Constraint in lbs/MMBtu | FALSE | L | Annual | Constraint Shadow Price | US2022$/Ton | 0 | 0 | 0 | 0 | 0 | 0 | 0
BART NOX Annual- Ravenswood 3- v5.16 | 116 | 7185 | Rate Constraint in lbs/MMBtu | FALSE | L | Annual | Seasons Included | Seasons | Winter, Spring, Summer, Fall | Winter, Spring, Summer, Fall | Winter, Spring, Summer, Fall | Winter, Spring, Summer, Fall | Winter, Spring, Summer, Fall | Winter, Spring, Summer, Fall | Winter, Spring, Summer, Fall
BART NOX Annual- Ravenswood 3- v5.16 | 116 | 7185 | Rate Constraint in lbs/MMBtu | FALSE | L | Annual | Standard NOX | lb/MMBtu | 0.15 | 0.15 | 0.15 | 0.15 | 0.15 | 0.15 | 0.15
BART NOX Annual- Ravenswood 3- v5.16 | 116 | 7185 | Rate Constraint in lbs/MMBtu | FALSE | L | Annual | Emissions at Affected Plants NOX | Thousand Tons | 0 | 0 | 0.17715 | 0 | 0 | 0 | 0
BART NOX Annual- Ravenswood 3- v5.16 | 116 | 7185 | Rate Constraint in lbs/MMBtu | FALSE | L | Annual | Allowances Purchased NOX | Thousand Tons | 0 | 0 | 0 | 0 | 0 | 0 | 0
BART NOX Annual- Ravenswood 3- v5.16 | 116 | 7185 | Rate Constraint in lbs/MMBtu | FALSE | L | Annual | Allowances Sold NOX | Thousand Tons | 0 | 0 | 0 | 0 | 0 | 0 | 0
BART NOX Annual- Ravenswood 3- v5.16 | 116 | 7185 | Rate Constraint in lbs/MMBtu | FALSE | L | Annual | Allowances Banked | Thousand Tons | 0 | 0 | 0 | 0 | 0 | 0 | 0
BART NOX Annual- Ravenswood 3- v5.16 | 116 | 7185 | Rate Constraint in lbs/MMBtu | FALSE | L | Annual | Allowances Withdrawn (1:1) | Thousand Tons | 0 | 0 | 0 | 0 | 0 | 0 | 0
BART NOX Annual- Ravenswood 3- v5.16 | 116 | 7185 | Rate Constraint in lbs/MMBtu | FALSE | L | Annual | Allowances Withdrawn (1:n) | Thousand Tons | 0 | 0 | 0 | 0 | 0 | 0 | 0
BART NOX Annual- Ravenswood 3- v5.16 | 116 | 7185 | Rate Constraint in lbs/MMBtu | FALSE | L | Annual | Total | Thousand Tons | 0 | 0 | 0.17715 | 0 | 0 | 0 | 0
BART NOX Annual- Ravenswood 3- v5.16 | 116 | 7185 | Rate Constraint in lbs/MMBtu | FALSE | L | Annual | Fuel Consumed | TBtu | 0 | 0 | 5.0534 | 0 | 0 | 0 | 0
BART NOX Annual- Ravenswood 3- v5.16 | 116 | 7185 | Rate Constraint in lbs/MMBtu | FALSE | L | Annual | Rate | lb/MMBtu | 0 | 0 | 0.07011 | 0 | 0 | 0 | 0
BART NOX Annual- Ravenswood 3- v5.16 | 116 | 7185 | Rate Constraint in lbs/MMBtu | FALSE | L | Annual | Generation | TWh | 0 | 0 | 0.45811 | 0 | 0 | 0 | 0
BART NOX Annual- Ravenswood 3- v5.16 | 116 | 7185 | Rate Constraint in lbs/MMBtu | FALSE | L | Annual | Qualifying Generation | TWh | 0 | 0 | 0.45811 | 0 | 0 | 0 | 0
BART NOX Annual- Ravenswood 3- v5.16 | 116 | 7185 | Rate Constraint in lbs/MMBtu | FALSE | L | Annual | Rate | lb/MWh | 0 | 0 | 0.77338 | 0 | 0 | 0 | 0
BART NOX Annual- Ravenswood 3- v5.16 | 116 | 7185 | Rate Constraint in lbs/MMBtu | FALSE | L | Annual | Constraint Shadow Price | US2022$/Ton | 0 | 0 | 0 | 0 | 0 | 0 | 0
BART NOX Annual- Seminole 1- v7.23 | 117 | 7947 | Rate Constraint in lbs/MMBtu | FALSE | L | Annual | Seasons Included | Seasons | Winter, Spring, Summer, Fall | Winter, Spring, Summer, Fall | Winter, Spring, Summer, Fall | Winter, Spring, Summer, Fall | Winter, Spring, Summer, Fall | Winter, Spring, Summer, Fall | Winter, Spring, Summer, Fall
BART NOX Annual- Seminole 1- v7.23 | 117 | 7947 | Rate Constraint in lbs/MMBtu | FALSE | L | Annual | Standard NOX | lb/MMBtu | 0.203 | 0.203 | 0.203 | 0.203 | 0.203 | 0.203 | 0.203
BART NOX Annual- Seminole 1- v7.23 | 117 | 7947 | Rate Constraint in lbs/MMBtu | FALSE | L | Annual | Emissions at Affected Plants NOX | Thousand Tons | 0.11779 | 0.11779 | 0 | 0 | 0 | 0 | 0
BART NOX Annual- Seminole 1- v7.23 | 117 | 7947 | Rate Constraint in lbs/MMBtu | FALSE | L | Annual | Allowances Purchased NOX | Thousand Tons | 0 | 0 | 0 | 0 | 0 | 0 | 0
BART NOX Annual- Seminole 1- v7.23 | 117 | 7947 | Rate Constraint in lbs/MMBtu | FALSE | L | Annual | Allowances Sold NOX | Thousand Tons | 0 | 0 | 0 | 0 | 0 | 0 | 0
BART NOX Annual- Seminole 1- v7.23 | 117 | 7947 | Rate Constraint in lbs/MMBtu | FALSE | L | Annual | Allowances Banked | Thousand Tons | 0 | 0 | 0 | 0 | 0 | 0 | 0
BART NOX Annual- Seminole 1- v7.23 | 117 | 7947 | Rate Constraint in lbs/MMBtu | FALSE | L | Annual | Allowances Withdrawn (1:1) | Thousand Tons | 0 | 0 | 0 | 0 | 0 | 0 | 0
BART NOX Annual- Seminole 1- v7.23 | 117 | 7947 | Rate Constraint in lbs/MMBtu | FALSE | L | Annual | Allowances Withdrawn (1:n) | Thousand Tons | 0 | 0 | 0 | 0 | 0 | 0 | 0
BART NOX Annual- Seminole 1- v7.23 | 117 | 7947 | Rate Constraint in lbs/MMBtu | FALSE | L | Annual | Total | Thousand Tons | 0.11779 | 0.11779 | 0 | 0 | 0 | 0 | 0
BART NOX Annual- Seminole 1- v7.23 | 117 | 7947 | Rate Constraint in lbs/MMBtu | FALSE | L | Annual | Fuel Consumed | TBtu | 2.0058 | 2.0058 | 0 | 0 | 0 | 0 | 0
BART NOX Annual- Seminole 1- v7.23 | 117 | 7947 | Rate Constraint in lbs/MMBtu | FALSE | L | Annual | Rate | lb/MMBtu | 0.11745 | 0.11745 | 0 | 0 | 0 | 0 | 0
BART NOX Annual- Seminole 1- v7.23 | 117 | 7947 | Rate Constraint in lbs/MMBtu | FALSE | L | Annual | Generation | TWh | 0.17257 | 0.17257 | 0 | 0 | 0 | 0 | 0
BART NOX Annual- Seminole 1- v7.23 | 117 | 7947 | Rate Constraint in lbs/MMBtu | FALSE | L | Annual | Qualifying Generation | TWh | 0.17257 | 0.17257 | 0 | 0 | 0 | 0 | 0
BART NOX Annual- Seminole 1- v7.23 | 117 | 7947 | Rate Constraint in lbs/MMBtu | FALSE | L | Annual | Rate | lb/MWh | 1.3652 | 1.3652 | 0 | 0 | 0 | 0 | 0
BART NOX Annual- Seminole 1- v7.23 | 117 | 7947 | Rate Constraint in lbs/MMBtu | FALSE | L | Annual | Constraint Shadow Price | US2022$/Ton | 0 | 0 | 0 | 0 | 0 | 0 | 0
BART NOX Annual- Seminole 2- v7.23 | 118 | 7948 | Rate Constraint in lbs/MMBtu | FALSE | L | Annual | Seasons Included | Seasons | Winter, Spring, Summer, Fall | Winter, Spring, Summer, Fall | Winter, Spring, Summer, Fall | Winter, Spring, Summer, Fall | Winter, Spring, Summer, Fall | Winter, Spring, Summer, Fall | Winter, Spring, Summer, Fall
BART NOX Annual- Seminole 2- v7.23 | 118 | 7948 | Rate Constraint in lbs/MMBtu | FALSE | L | Annual | Standard NOX | lb/MMBtu | 0.212 | 0.212 | 0.212 | 0.212 | 0.212 | 0.212 | 0.212
BART NOX Annual- Seminole 2- v7.23 | 118 | 7948 | Rate Constraint in lbs/MMBtu | FALSE | L | Annual | Emissions at Affected Plants NOX | Thousand Tons | 0.11779 | 0.11779 | 0 | 0 | 0 | 0 | 0
BART NOX Annual- Seminole 2- v7.23 | 118 | 7948 | Rate Constraint in lbs/MMBtu | FALSE | L | Annual | Allowances Purchased NOX | Thousand Tons | 0 | 0 | 0 | 0 | 0 | 0 | 0
BART NOX Annual- Seminole 2- v7.23 | 118 | 7948 | Rate Constraint in lbs/MMBtu | FALSE | L | Annual | Allowances Sold NOX | Thousand Tons | 0 | 0 | 0 | 0 | 0 | 0 | 0
BART NOX Annual- Seminole 2- v7.23 | 118 | 7948 | Rate Constraint in lbs/MMBtu | FALSE | L | Annual | Allowances Banked | Thousand Tons | 0 | 0 | 0 | 0 | 0 | 0 | 0
BART NOX Annual- Seminole 2- v7.23 | 118 | 7948 | Rate Constraint in lbs/MMBtu | FALSE | L | Annual | Allowances Withdrawn (1:1) | Thousand Tons | 0 | 0 | 0 | 0 | 0 | 0 | 0
BART NOX Annual- Seminole 2- v7.23 | 118 | 7948 | Rate Constraint in lbs/MMBtu | FALSE | L | Annual | Allowances Withdrawn (1:n) | Thousand Tons | 0 | 0 | 0 | 0 | 0 | 0 | 0
BART NOX Annual- Seminole 2- v7.23 | 118 | 7948 | Rate Constraint in lbs/MMBtu | FALSE | L | Annual | Total | Thousand Tons | 0.11779 | 0.11779 | 0 | 0 | 0 | 0 | 0
BART NOX Annual- Seminole 2- v7.23 | 118 | 7948 | Rate Constraint in lbs/MMBtu | FALSE | L | Annual | Fuel Consumed | TBtu | 2.0058 | 2.0058 | 0 | 0 | 0 | 0 | 0
BART NOX Annual- Seminole 2- v7.23 | 118 | 7948 | Rate Constraint in lbs/MMBtu | FALSE | L | Annual | Rate | lb/MMBtu | 0.11745 | 0.11745 | 0 | 0 | 0 | 0 | 0
BART NOX Annual- Seminole 2- v7.23 | 118 | 7948 | Rate Constraint in lbs/MMBtu | FALSE | L | Annual | Generation | TWh | 0.17257 | 0.17257 | 0 | 0 | 0 | 0 | 0
BART NOX Annual- Seminole 2- v7.23 | 118 | 7948 | Rate Constraint in lbs/MMBtu | FALSE | L | Annual | Qualifying Generation | TWh | 0.17257 | 0.17257 | 0 | 0 | 0 | 0 | 0
BART NOX Annual- Seminole 2- v7.23 | 118 | 7948 | Rate Constraint in lbs/MMBtu | FALSE | L | Annual | Rate | lb/MWh | 1.3652 | 1.3652 | 0 | 0 | 0 | 0 | 0
BART NOX Annual- Seminole 2- v7.23 | 118 | 7948 | Rate Constraint in lbs/MMBtu | FALSE | L | Annual | Constraint Shadow Price | US2022$/Ton | 0 | 0 | 0 | 0 | 0 | 0 | 0
BART NOX Annual- Seminole 3- v7.23 | 119 | 7949 | Rate Constraint in lbs/MMBtu | FALSE | L | Annual | Seasons Included | Seasons | Winter, Spring, Summer, Fall | Winter, Spring, Summer, Fall | Winter, Spring, Summer, Fall | Winter, Spring, Summer, Fall | Winter, Spring, Summer, Fall | Winter, Spring, Summer, Fall | Winter, Spring, Summer, Fall
BART NOX Annual- Seminole 3- v7.23 | 119 | 7949 | Rate Constraint in lbs/MMBtu | FALSE | L | Annual | Standard NOX | lb/MMBtu | 0.164 | 0.164 | 0.164 | 0.164 | 0.164 | 0.164 | 0.164
BART NOX Annual- Seminole 3- v7.23 | 119 | 7949 | Rate Constraint in lbs/MMBtu | FALSE | L | Annual | Emissions at Affected Plants NOX | Thousand Tons | 0.053128 | 0.053128 | 0 | 0 | 0 | 0 | 0
BART NOX Annual- Seminole 3- v7.23 | 119 | 7949 | Rate Constraint in lbs/MMBtu | FALSE | L | Annual | Allowances Purchased NOX | Thousand Tons | 0 | 0 | 0 | 0 | 0 | 0 | 0
BART NOX Annual- Seminole 3- v7.23 | 119 | 7949 | Rate Constraint in lbs/MMBtu | FALSE | L | Annual | Allowances Sold NOX | Thousand Tons | 0 | 0 | 0 | 0 | 0 | 0 | 0
BART NOX Annual- Seminole 3- v7.23 | 119 | 7949 | Rate Constraint in lbs/MMBtu | FALSE | L | Annual | Allowances Banked | Thousand Tons | 0 | 0 | 0 | 0 | 0 | 0 | 0
BART NOX Annual- Seminole 3- v7.23 | 119 | 7949 | Rate Constraint in lbs/MMBtu | FALSE | L | Annual | Allowances Withdrawn (1:1) | Thousand Tons | 0 | 0 | 0 | 0 | 0 | 0 | 0
BART NOX Annual- Seminole 3- v7.23 | 119 | 7949 | Rate Constraint in lbs/MMBtu | FALSE | L | Annual | Allowances Withdrawn (1:n) | Thousand Tons | 0 | 0 | 0 | 0 | 0 | 0 | 0
BART NOX Annual- Seminole 3- v7.23 | 119 | 7949 | Rate Constraint in lbs/MMBtu | FALSE | L | Annual | Total | Thousand Tons | 0.053128 | 0.053128 | 0 | 0 | 0 | 0 | 0
BART NOX Annual- Seminole 3- v7.23 | 119 | 7949 | Rate Constraint in lbs/MMBtu | FALSE | L | Annual | Fuel Consumed | TBtu | 1.0023 | 1.0023 | 0 | 0 | 0 | 0 | 0
BART NOX Annual- Seminole 3- v7.23 | 119 | 7949 | Rate Constraint in lbs/MMBtu | FALSE | L | Annual | Rate | lb/MMBtu | 0.10601 | 0.10601 | 0 | 0 | 0 | 0 | 0
BART NOX Annual- Seminole 3- v7.23 | 119 | 7949 | Rate Constraint in lbs/MMBtu | FALSE | L | Annual | Generation | TWh | 0.08725 | 0.08725 | 0 | 0 | 0 | 0 | 0
BART NOX Annual- Seminole 3- v7.23 | 119 | 7949 | Rate Constraint in lbs/MMBtu | FALSE | L | Annual | Qualifying Generation | TWh | 0.08725 | 0.08725 | 0 | 0 | 0 | 0 | 0
BART NOX Annual- Seminole 3- v7.23 | 119 | 7949 | Rate Constraint in lbs/MMBtu | FALSE | L | Annual | Rate | lb/MWh | 1.2178 | 1.2178 | 0 | 0 | 0 | 0 | 0
BART NOX Annual- Seminole 3- v7.23 | 119 | 7949 | Rate Constraint in lbs/MMBtu | FALSE | L | Annual | Constraint Shadow Price | US2022$/Ton | 0 | 0 | 0 | 0 | 0 | 0 | 0
BART NOX Annual- Southwestern 3- v7.23 | 120 | 7950 | Rate Constraint in lbs/MMBtu | FALSE | L | Annual | Seasons Included | Seasons | Winter, Spring, Summer, Fall | Winter, Spring, Summer, Fall | Winter, Spring, Summer, Fall | Winter, Spring, Summer, Fall | Winter, Spring, Summer, Fall | Winter, Spring, Summer, Fall | Winter, Spring, Summer, Fall
BART NOX Annual- Southwestern 3- v7.23 | 120 | 7950 | Rate Constraint in lbs/MMBtu | FALSE | L | Annual | Standard NOX | lb/MMBtu | 0.45 | 0.45 | 0.45 | 0.45 | 0.45 | 0.45 | 0.45
BART NOX Annual- Southwestern 3- v7.23 | 120 | 7950 | Rate Constraint in lbs/MMBtu | FALSE | L | Annual | Emissions at Affected Plants NOX | Thousand Tons | 0.097785 | 0.097785 | 0 | 0 | 0 | 0 | 0
BART NOX Annual- Southwestern 3- v7.23 | 120 | 7950 | Rate Constraint in lbs/MMBtu | FALSE | L | Annual | Allowances Purchased NOX | Thousand Tons | 0 | 0 | 0 | 0 | 0 | 0 | 0
BART NOX Annual- Southwestern 3- v7.23 | 120 | 7950 | Rate Constraint in lbs/MMBtu | FALSE | L | Annual | Allowances Sold NOX | Thousand Tons | 0 | 0 | 0 | 0 | 0 | 0 | 0
BART NOX Annual- Southwestern 3- v7.23 | 120 | 7950 | Rate Constraint in lbs/MMBtu | FALSE | L | Annual | Allowances Banked | Thousand Tons | 0 | 0 | 0 | 0 | 0 | 0 | 0
BART NOX Annual- Southwestern 3- v7.23 | 120 | 7950 | Rate Constraint in lbs/MMBtu | FALSE | L | Annual | Allowances Withdrawn (1:1) | Thousand Tons | 0 | 0 | 0 | 0 | 0 | 0 | 0
BART NOX Annual- Southwestern 3- v7.23 | 120 | 7950 | Rate Constraint in lbs/MMBtu | FALSE | L | Annual | Allowances Withdrawn (1:n) | Thousand Tons | 0 | 0 | 0 | 0 | 0 | 0 | 0
BART NOX Annual- Southwestern 3- v7.23 | 120 | 7950 | Rate Constraint in lbs/MMBtu | FALSE | L | Annual | Total | Thousand Tons | 0.097785 | 0.097785 | 0 | 0 | 0 | 0 | 0
BART NOX Annual- Southwestern 3- v7.23 | 120 | 7950 | Rate Constraint in lbs/MMBtu | FALSE | L | Annual | Fuel Consumed | TBtu | 0.67153 | 0.67153 | 0 | 0 | 0 | 0 | 0
BART NOX Annual- Southwestern 3- v7.23 | 120 | 7950 | Rate Constraint in lbs/MMBtu | FALSE | L | Annual | Rate | lb/MMBtu | 0.29123 | 0.29123 | 0 | 0 | 0 | 0 | 0
BART NOX Annual- Southwestern 3- v7.23 | 120 | 7950 | Rate Constraint in lbs/MMBtu | FALSE | L | Annual | Generation | TWh | 0.051684 | 0.051684 | 0 | 0 | 0 | 0 | 0
BART NOX Annual- Southwestern 3- v7.23 | 120 | 7950 | Rate Constraint in lbs/MMBtu | FALSE | L | Annual | Qualifying Generation | TWh | 0.051684 | 0.051684 | 0 | 0 | 0 | 0 | 0
BART NOX Annual- Southwestern 3- v7.23 | 120 | 7950 | Rate Constraint in lbs/MMBtu | FALSE | L | Annual | Rate | lb/MWh | 3.784 | 3.784 | 0 | 0 | 0 | 0 | 0
BART NOX Annual- Southwestern 3- v7.23 | 120 | 7950 | Rate Constraint in lbs/MMBtu | FALSE | L | Annual | Constraint Shadow Price | US2022$/Ton | 0 | 0 | 0 | 0 | 0 | 0 | 0
BART NOX Annual- Wyodak 1- v7.23 | 121 | 7945 | Rate Constraint in lbs/MMBtu | FALSE | L | Annual | Seasons Included | Seasons | Winter, Spring, Summer, Fall | Winter, Spring, Summer, Fall | Winter, Spring, Summer, Fall | Winter, Spring, Summer, Fall | Winter, Spring, Summer, Fall | Winter, Spring, Summer, Fall | Winter, Spring, Summer, Fall
BART NOX Annual- Wyodak 1- v7.23 | 121 | 7945 | Rate Constraint in lbs/MMBtu | FALSE | L | Annual | Standard NOX | lb/MMBtu | 0.23 | 0.23 | 0.23 | 0.23 | 0.23 | 0.23 | 0.23
BART NOX Annual- Wyodak 1- v7.23 | 121 | 7945 | Rate Constraint in lbs/MMBtu | FALSE | L | Annual | Emissions at Affected Plants NOX | Thousand Tons | 3.0968 | 3.0968 | 2.9812 | 2.9812 | 2.9812 | 2.9812 | 2.9812
BART NOX Annual- Wyodak 1- v7.23 | 121 | 7945 | Rate Constraint in lbs/MMBtu | FALSE | L | Annual | Allowances Purchased NOX | Thousand Tons | 0 | 0 | 0 | 0 | 0 | 0 | 0
BART NOX Annual- Wyodak 1- v7.23 | 121 | 7945 | Rate Constraint in lbs/MMBtu | FALSE | L | Annual | Allowances Sold NOX | Thousand Tons | 0 | 0 | 0 | 0 | 0 | 0 | 0
BART NOX Annual- Wyodak 1- v7.23 | 121 | 7945 | Rate Constraint in lbs/MMBtu | FALSE | L | Annual | Allowances Banked | Thousand Tons | 0 | 0 | 0 | 0 | 0 | 0 | 0
BART NOX Annual- Wyodak 1- v7.23 | 121 | 7945 | Rate Constraint in lbs/MMBtu | FALSE | L | Annual | Allowances Withdrawn (1:1) | Thousand Tons | 0 | 0 | 0 | 0 | 0 | 0 | 0
BART NOX Annual- Wyodak 1- v7.23 | 121 | 7945 | Rate Constraint in lbs/MMBtu | FALSE | L | Annual | Allowances Withdrawn (1:n) | Thousand Tons | 0 | 0 | 0 | 0 | 0 | 0 | 0
BART NOX Annual- Wyodak 1- v7.23 | 121 | 7945 | Rate Constraint in lbs/MMBtu | FALSE | L | Annual | Total | Thousand Tons | 3.0968 | 3.0968 | 2.9812 | 2.9812 | 2.9812 | 2.9812 | 2.9812
BART NOX Annual- Wyodak 1- v7.23 | 121 | 7945 | Rate Constraint in lbs/MMBtu | FALSE | L | Annual | Fuel Consumed | TBtu | 27.3713 | 27.3713 | 27.3713 | 27.3713 | 27.3713 | 27.3713 | 27.3713
BART NOX Annual- Wyodak 1- v7.23 | 121 | 7945 | Rate Constraint in lbs/MMBtu | FALSE | L | Annual | Rate | lb/MMBtu | 0.22628 | 0.22628 | 0.21783 | 0.21783 | 0.21783 | 0.21783 | 0.21783
BART NOX Annual- Wyodak 1- v7.23 | 121 | 7945 | Rate Constraint in lbs/MMBtu | FALSE | L | Annual | Generation | TWh | 2.2397 | 2.2397 | 2.1974 | 2.1974 | 2.1974 | 2.1974 | 2.1974
BART NOX Annual- Wyodak 1- v7.23 | 121 | 7945 | Rate Constraint in lbs/MMBtu | FALSE | L | Annual | Qualifying Generation | TWh | 2.2397 | 2.2397 | 2.1974 | 2.1974 | 2.1974 | 2.1974 | 2.1974
BART NOX Annual- Wyodak 1- v7.23 | 121 | 7945 | Rate Constraint in lbs/MMBtu | FALSE | L | Annual | Rate | lb/MWh | 2.7654 | 2.7654 | 2.7134 | 2.7134 | 2.7134 | 2.7134 | 2.7134
BART NOX Annual- Wyodak 1- v7.23 | 121 | 7945 | Rate Constraint in lbs/MMBtu | FALSE | L | Annual | Constraint Shadow Price | US2022$/Ton | 0 | 0 | 0 | 0 | 0 | 0 | 0
BART NOX Annual-Apache Station 2 -v5.13 | 122 | 7138 | Rate Constraint in lbs/MMBtu | FALSE | L | Annual | Seasons Included | Seasons | Winter, Spring, Summer, Fall | Winter, Spring, Summer, Fall | Winter, Spring, Summer, Fall | Winter, Spring, Summer, Fall | Winter, Spring, Summer, Fall | Winter, Spring, Summer, Fall | Winter, Spring, Summer, Fall
BART NOX Annual-Apache Station 2 -v5.13 | 122 | 7138 | Rate Constraint in lbs/MMBtu | FALSE | L | Annual | Standard NOX | lb/MMBtu | 0.085 | 0.085 | 0.085 | 0.085 | 0.085 | 0.085 | 0.085
BART NOX Annual-Apache Station 2 -v5.13 | 122 | 7138 | Rate Constraint in lbs/MMBtu | FALSE | L | Annual | Emissions at Affected Plants NOX | Thousand Tons | 0.011317 | 0.011317 | 0.0071712 | 0.0071712 | 0.0071712 | 0.0071712 | 0.0071712
BART NOX Annual-Apache Station 2 -v5.13 | 122 | 7138 | Rate Constraint in lbs/MMBtu | FALSE | L | Annual | Allowances Purchased NOX | Thousand Tons | 0 | 0 | 0 | 0 | 0 | 0 | 0
BART NOX Annual-Apache Station 2 -v5.13 | 122 | 7138 | Rate Constraint in lbs/MMBtu | FALSE | L | Annual | Allowances Sold NOX | Thousand Tons | 0 | 0 | 0 | 0 | 0 | 0 | 0
BART NOX Annual-Apache Station 2 -v5.13 | 122 | 7138 | Rate Constraint in lbs/MMBtu | FALSE | L | Annual | Allowances Banked | Thousand Tons | 0 | 0 | 0 | 0 | 0 | 0 | 0
BART NOX Annual-Apache Station 2 -v5.13 | 122 | 7138 | Rate Constraint in lbs/MMBtu | FALSE | L | Annual | Allowances Withdrawn (1:1) | Thousand Tons | 0 | 0 | 0 | 0 | 0 | 0 | 0
BART NOX Annual-Apache Station 2 -v5.13 | 122 | 7138 | Rate Constraint in lbs/MMBtu | FALSE | L | Annual | Allowances Withdrawn (1:n) | Thousand Tons | 0 | 0 | 0 | 0 | 0 | 0 | 0
BART NOX Annual-Apache Station 2 -v5.13 | 122 | 7138 | Rate Constraint in lbs/MMBtu | FALSE | L | Annual | Total | Thousand Tons | 0.011317 | 0.011317 | 0.0071712 | 0.0071712 | 0.0071712 | 0.0071712 | 0.0071712
BART NOX Annual-Apache Station 2 -v5.13 | 122 | 7138 | Rate Constraint in lbs/MMBtu | FALSE | L | Annual | Fuel Consumed | TBtu | 0.33913 | 0.33913 | 0.2149 | 0.2149 | 0.2149 | 0.2149 | 0.2149
BART NOX Annual-Apache Station 2 -v5.13 | 122 | 7138 | Rate Constraint in lbs/MMBtu | FALSE | L | Annual | Rate | lb/MMBtu | 0.06674 | 0.06674 | 0.06674 | 0.06674 | 0.06674 | 0.06674 | 0.06674
BART NOX Annual-Apache Station 2 -v5.13 | 122 | 7138 | Rate Constraint in lbs/MMBtu | FALSE | L | Annual | Generation | TWh | 0.03066 | 0.03066 | 0.019429 | 0.019429 | 0.019429 | 0.019429 | 0.019429
BART NOX Annual-Apache Station 2 -v5.13 | 122 | 7138 | Rate Constraint in lbs/MMBtu | FALSE | L | Annual | Qualifying Generation | TWh | 0.03066 | 0.03066 | 0.019429 | 0.019429 | 0.019429 | 0.019429 | 0.019429
BART NOX Annual-Apache Station 2 -v5.13 | 122 | 7138 | Rate Constraint in lbs/MMBtu | FALSE | L | Annual | Rate | lb/MWh | 0.73821 | 0.73821 | 0.73821 | 0.73821 | 0.73821 | 0.73821 | 0.73821
BART NOX Annual-Apache Station 2 -v5.13 | 122 | 7138 | Rate Constraint in lbs/MMBtu | FALSE | L | Annual | Constraint Shadow Price | US2022$/Ton | 0 | 0 | 0 | 0 | 0 | 0 | 0
BART NOX Annual-Apache Station 3 -v5.13 | 123 | 7139 | Rate Constraint in lbs/MMBtu | FALSE | L | Annual | Seasons Included | Seasons | Winter, Spring, Summer, Fall | Winter, Spring, Summer, Fall | Winter, Spring, Summer, Fall | Winter, Spring, Summer, Fall | Winter, Spring, Summer, Fall | Winter, Spring, Summer, Fall | Winter, Spring, Summer, Fall
BART NOX Annual-Apache Station 3 -v5.13 | 123 | 7139 | Rate Constraint in lbs/MMBtu | FALSE | L | Annual | Standard NOX | lb/MMBtu | 0.23 | 0.23 | 0.23 | 0.23 | 0.23 | 0.23 | 0.23
BART NOX Annual-Apache Station 3 -v5.13 | 123 | 7139 | Rate Constraint in lbs/MMBtu | FALSE | L | Annual | Emissions at Affected Plants NOX | Thousand Tons | 0.18016 | 0.40435 | 1.1793 | 1.1793 | 1.1664 | 0 | 0
BART NOX Annual-Apache Station 3 -v5.13 | 123 | 7139 | Rate Constraint in lbs/MMBtu | FALSE | L | Annual | Allowances Purchased NOX | Thousand Tons | 0 | 0 | 0 | 0 | 0 | 0 | 0
BART NOX Annual-Apache Station 3 -v5.13 | 123 | 7139 | Rate Constraint in lbs/MMBtu | FALSE | L | Annual | Allowances Sold NOX | Thousand Tons | 0 | 0 | 0 | 0 | 0 | 0 | 0
BART NOX Annual-Apache Station 3 -v5.13 | 123 | 7139 | Rate Constraint in lbs/MMBtu | FALSE | L | Annual | Allowances Banked | Thousand Tons | 0 | 0 | 0 | 0 | 0 | 0 | 0
BART NOX Annual-Apache Station 3 -v5.13 | 123 | 7139 | Rate Constraint in lbs/MMBtu | FALSE | L | Annual | Allowances Withdrawn (1:1) | Thousand Tons | 0 | 0 | 0 | 0 | 0 | 0 | 0
BART NOX Annual-Apache Station 3 -v5.13 | 123 | 7139 | Rate Constraint in lbs/MMBtu | FALSE | L | Annual | Allowances Withdrawn (1:n) | Thousand Tons | 0 | 0 | 0 | 0 | 0 | 0 | 0
BART NOX Annual-Apache Station 3 -v5.13 | 123 | 7139 | Rate Constraint in lbs/MMBtu | FALSE | L | Annual | Total | Thousand Tons | 0.18016 | 0.40435 | 1.1793 | 1.1793 | 1.1664 | 0 | 0
BART NOX Annual-Apache Station 3 -v5.13 | 123 | 7139 | Rate Constraint in lbs/MMBtu | FALSE | L | Annual | Fuel Consumed | TBtu | 1.944 | 4.3631 | 12.7253 | 12.7253 | 12.5856 | 0 | 0
BART NOX Annual-Apache Station 3 -v5.13 | 123 | 7139 | Rate Constraint in lbs/MMBtu | FALSE | L | Annual | Rate | lb/MMBtu | 0.18535 | 0.18535 | 0.18535 | 0.18535 | 0.18535 | 0 | 0
BART NOX Annual-Apache Station 3 -v5.13 | 123 | 7139 | Rate Constraint in lbs/MMBtu | FALSE | L | Annual | Generation | TWh | 0.1677 | 0.37639 | 1.0978 | 1.0978 | 1.0857 | 0 | 0
BART NOX Annual-Apache Station 3 -v5.13 | 123 | 7139 | Rate Constraint in lbs/MMBtu | FALSE | L | Annual | Qualifying Generation | TWh | 0.1677 | 0.37639 | 1.0978 | 1.0978 | 1.0857 | 0 | 0
BART NOX Annual-Apache Station 3 -v5.13 | 123 | 7139 | Rate Constraint in lbs/MMBtu | FALSE | L | Annual | Rate | lb/MWh | 2.1486 | 2.1486 | 2.1486 | 2.1486 | 2.1486 | 0 | 0
BART NOX Annual-Apache Station 3 -v5.13 | 123 | 7139 | Rate Constraint in lbs/MMBtu | FALSE | L | Annual | Constraint Shadow Price | US2022$/Ton | 0 | 0 | 0 | 0 | 0 | 0 | 0
BART NOX Annual-Big Cajun 2 -v5.14 | 124 | 7160 | Rate Constraint in lbs/MMBtu | FALSE | L | Annual | Seasons Included | Seasons | Winter, Spring, Summer, Fall | Winter, Spring, Summer, Fall | Winter, Spring, Summer, Fall | Winter, Spring, Summer, Fall | Winter, Spring, Summer, Fall | Winter, Spring, Summer, Fall | Winter, Spring, Summer, Fall
BART NOX Annual-Big Cajun 2 -v5.14 | 124 | 7160 | Rate Constraint in lbs/MMBtu | FALSE | L | Annual | Standard NOX | lb/MMBtu | 0.15 | 0.15 | 0.15 | 0.15 | 0.15 | 0.15 | 0.15
BART NOX Annual-Big Cajun 2 -v5.14 | 124 | 7160 | Rate Constraint in lbs/MMBtu | FALSE | L | Annual | Emissions at Affected Plants NOX | Thousand Tons | 0 | 0 | 0 | 0 | 0 | 0 | 0
BART NOX Annual-Big Cajun 2 -v5.14 | 124 | 7160 | Rate Constraint in lbs/MMBtu | FALSE | L | Annual | Allowances Purchased NOX | Thousand Tons | 0 | 0 | 0 | 0 | 0 | 0 | 0
BART NOX Annual-Big Cajun 2 -v5.14 | 124 | 7160 | Rate Constraint in lbs/MMBtu | FALSE | L | Annual | Allowances Sold NOX | Thousand Tons | 0 | 0 | 0 | 0 | 0 | 0 | 0
BART NOX Annual-Big Cajun 2 -v5.14 | 124 | 7160 | Rate Constraint in lbs/MMBtu | FALSE | L | Annual | Allowances Banked | Thousand Tons | 0 | 0 | 0 | 0 | 0 | 0 | 0
BART NOX Annual-Big Cajun 2 -v5.14 | 124 | 7160 | Rate Constraint in lbs/MMBtu | FALSE | L | Annual | Allowances Withdrawn (1:1) | Thousand Tons | 0 | 0 | 0 | 0 | 0 | 0 | 0
BART NOX Annual-Big Cajun 2 -v5.14 | 124 | 7160 | Rate Constraint in lbs/MMBtu | FALSE | L | Annual | Allowances Withdrawn (1:n) | Thousand Tons | 0 | 0 | 0 | 0 | 0 | 0 | 0
BART NOX Annual-Big Cajun 2 -v5.14 | 124 | 7160 | Rate Constraint in lbs/MMBtu | FALSE | L | Annual | Total | Thousand Tons | 0 | 0 | 0 | 0 | 0 | 0 | 0
BART NOX Annual-Big Cajun 2 -v5.14 | 124 | 7160 | Rate Constraint in lbs/MMBtu | FALSE | L | Annual | Fuel Consumed | TBtu | 0 | 0 | 0 | 0 | 0 | 0 | 0
BART NOX Annual-Big Cajun 2 -v5.14 | 124 | 7160 | Rate Constraint in lbs/MMBtu | FALSE | L | Annual | Rate | lb/MMBtu | 0 | 0 | 0 | 0 | 0 | 0 | 0
BART NOX Annual-Big Cajun 2 -v5.14 | 124 | 7160 | Rate Constraint in lbs/MMBtu | FALSE | L | Annual | Generation | TWh | 0 | 0 | 0 | 0 | 0 | 0 | 0
BART NOX Annual-Big Cajun 2 -v5.14 | 124 | 7160 | Rate Constraint in lbs/MMBtu | FALSE | L | Annual | Qualifying Generation | TWh | 0 | 0 | 0 | 0 | 0 | 0 | 0
BART NOX Annual-Big Cajun 2 -v5.14 | 124 | 7160 | Rate Constraint in lbs/MMBtu | FALSE | L | Annual | Rate | lb/MWh | 0 | 0 | 0 | 0 | 0 | 0 | 0
BART NOX Annual-Big Cajun 2 -v5.14 | 124 | 7160 | Rate Constraint in lbs/MMBtu | FALSE | L | Annual | Constraint Shadow Price | US2022$/Ton | 0 | 0 | 0 | 0 | 0 | 0 | 0
BART NOX AnnualCap- Oswego Harbor 5- v5.16 | 125 | 7191 | Rate Constraint in MTons | FALSE | L | Annual | Seasons Included | Seasons | Winter, Spring, Summer, Fall | Winter, Spring, Summer, Fall | Winter, Spring, Summer, Fall | Winter, Spring, Summer, Fall | Winter, Spring, Summer, Fall | Winter, Spring, Summer, Fall | Winter, Spring, Summer, Fall
BART NOX AnnualCap- Oswego Harbor 5- v5.16 | 125 | 7191 | Rate Constraint in MTons | FALSE | L | Annual | Standard NOX | Thousand Tons | 0.383 | 0.383 | 0.383 | 0.383 | 0.383 | 0.383 | 0.383
BART NOX AnnualCap- Oswego Harbor 5- v5.16 | 125 | 7191 | Rate Constraint in MTons | FALSE | L | Annual | Emissions at Affected Plants NOX | Thousand Tons | 0 | 0 | 0 | 0 | 0 | 0 | 0
BART NOX AnnualCap- Oswego Harbor 5- v5.16 | 125 | 7191 | Rate Constraint in MTons | FALSE | L | Annual | Allowances Purchased NOX | Thousand Tons | 0 | 0 | 0 | 0 | 0 | 0 | 0
BART NOX AnnualCap- Oswego Harbor 5- v5.16 | 125 | 7191 | Rate Constraint in MTons | FALSE | L | Annual | Allowances Sold NOX | Thousand Tons | 0 | 0 | 0 | 0 | 0 | 0 | 0
BART NOX AnnualCap- Oswego Harbor 5- v5.16 | 125 | 7191 | Rate Constraint in MTons | FALSE | L | Annual | Allowances Banked | Thousand Tons | 0 | 0 | 0 | 0 | 0 | 0 | 0
BART NOX AnnualCap- Oswego Harbor 5- v5.16 | 125 | 7191 | Rate Constraint in MTons | FALSE | L | Annual | Allowances Withdrawn (1:1) | Thousand Tons | 0 | 0 | 0 | 0 | 0 | 0 | 0
BART NOX AnnualCap- Oswego Harbor 5- v5.16 | 125 | 7191 | Rate Constraint in MTons | FALSE | L | Annual | Allowances Withdrawn (1:n) | Thousand Tons | 0 | 0 | 0 | 0 | 0 | 0 | 0
BART NOX AnnualCap- Oswego Harbor 5- v5.16 | 125 | 7191 | Rate Constraint in MTons | FALSE | L | Annual | Total | Thousand Tons | 0 | 0 | 0 | 0 | 0 | 0 | 0
BART NOX AnnualCap- Oswego Harbor 5- v5.16 | 125 | 7191 | Rate Constraint in MTons | FALSE | L | Annual | Fuel Consumed | TBtu | 0 | 0 | 0 | 0 | 0 | 0 | 0
BART NOX AnnualCap- Oswego Harbor 5- v5.16 | 125 | 7191 | Rate Constraint in MTons | FALSE | L | Annual | Rate | lb/MMBtu | 0 | 0 | 0 | 0 | 0 | 0 | 0
BART NOX AnnualCap- Oswego Harbor 5- v5.16 | 125 | 7191 | Rate Constraint in MTons | FALSE | L | Annual | Generation | TWh | 0 | 0 | 0 | 0 | 0 | 0 | 0
BART NOX AnnualCap- Oswego Harbor 5- v5.16 | 125 | 7191 | Rate Constraint in MTons | FALSE | L | Annual | Qualifying Generation | TWh | 0 | 0 | 0 | 0 | 0 | 0 | 0
BART NOX AnnualCap- Oswego Harbor 5- v5.16 | 125 | 7191 | Rate Constraint in MTons | FALSE | L | Annual | Rate | lb/MWh | 0 | 0 | 0 | 0 | 0 | 0 | 0
BART NOX AnnualCap- Oswego Harbor 5- v5.16 | 125 | 7191 | Rate Constraint in MTons | FALSE | L | Annual | Constraint Shadow Price | US2022$/Ton | 0 | 0 | 0 | 0 | 0 | 0 | 0
BART NOX AnnualCap- Oswego Harbor 6- v5.16 | 126 | 7192 | Rate Constraint in MTons | FALSE | L | Annual | Seasons Included | Seasons | Winter, Spring, Summer, Fall | Winter, Spring, Summer, Fall | Winter, Spring, Summer, Fall | Winter, Spring, Summer, Fall | Winter, Spring, Summer, Fall | Winter, Spring, Summer, Fall | Winter, Spring, Summer, Fall
BART NOX AnnualCap- Oswego Harbor 6- v5.16 | 126 | 7192 | Rate Constraint in MTons | FALSE | L | Annual | Standard NOX | Thousand Tons | 0.665 | 0.665 | 0.665 | 0.665 | 0.665 | 0.665 | 0.665
BART NOX AnnualCap- Oswego Harbor 6- v5.16 | 126 | 7192 | Rate Constraint in MTons | FALSE | L | Annual | Emissions at Affected Plants NOX | Thousand Tons | 0 | 0 | 0 | 0 | 0 | 0 | 0
BART NOX AnnualCap- Oswego Harbor 6- v5.16 | 126 | 7192 | Rate Constraint in MTons | FALSE | L | Annual | Allowances Purchased NOX | Thousand Tons | 0 | 0 | 0 | 0 | 0 | 0 | 0
BART NOX AnnualCap- Oswego Harbor 6- v5.16 | 126 | 7192 | Rate Constraint in MTons | FALSE | L | Annual | Allowances Sold NOX | Thousand Tons | 0 | 0 | 0 | 0 | 0 | 0 | 0
BART NOX AnnualCap- Oswego Harbor 6- v5.16 | 126 | 7192 | Rate Constraint in MTons | FALSE | L | Annual | Allowances Banked | Thousand Tons | 0 | 0 | 0 | 0 | 0 | 0 | 0
BART NOX AnnualCap- Oswego Harbor 6- v5.16 | 126 | 7192 | Rate Constraint in MTons | FALSE | L | Annual | Allowances Withdrawn (1:1) | Thousand Tons | 0 | 0 | 0 | 0 | 0 | 0 | 0
BART NOX AnnualCap- Oswego Harbor 6- v5.16 | 126 | 7192 | Rate Constraint in MTons | FALSE | L | Annual | Allowances Withdrawn (1:n) | Thousand Tons | 0 | 0 | 0 | 0 | 0 | 0 | 0
BART NOX AnnualCap- Oswego Harbor 6- v5.16 | 126 | 7192 | Rate Constraint in MTons | FALSE | L | Annual | Total | Thousand Tons | 0 | 0 | 0 | 0 | 0 | 0 | 0
BART NOX AnnualCap- Oswego Harbor 6- v5.16 | 126 | 7192 | Rate Constraint in MTons | FALSE | L | Annual | Fuel Consumed | TBtu | 0 | 0 | 0 | 0 | 0 | 0 | 0
BART NOX AnnualCap- Oswego Harbor 6- v5.16 | 126 | 7192 | Rate Constraint in MTons | FALSE | L | Annual | Rate | lb/MMBtu | 0 | 0 | 0 | 0 | 0 | 0 | 0
BART NOX AnnualCap- Oswego Harbor 6- v5.16 | 126 | 7192 | Rate Constraint in MTons | FALSE | L | Annual | Generation | TWh | 0 | 0 | 0 | 0 | 0 | 0 | 0
BART NOX AnnualCap- Oswego Harbor 6- v5.16 | 126 | 7192 | Rate Constraint in MTons | FALSE | L | Annual | Qualifying Generation | TWh | 0 | 0 | 0 | 0 | 0 | 0 | 0
BART NOX AnnualCap- Oswego Harbor 6- v5.16 | 126 | 7192 | Rate Constraint in MTons | FALSE | L | Annual | Rate | lb/MWh | 0 | 0 | 0 | 0 | 0 | 0 | 0
BART NOX AnnualCap- Oswego Harbor 6- v5.16 | 126 | 7192 | Rate Constraint in MTons | FALSE | L | Annual | Constraint Shadow Price | US2022$/Ton | 0 | 0 | 0 | 0 | 0 | 0 | 0
BART NOX Annual-Craig C2 -v5.13 | 128 | 7128 | Rate Constraint in lbs/MMBtu | FALSE | L | Annual | Seasons Included | Seasons | Winter, Spring, Summer, Fall | Winter, Spring, Summer, Fall | Winter, Spring, Summer, Fall | Winter, Spring, Summer, Fall | Winter, Spring, Summer, Fall | Winter, Spring, Summer, Fall | Winter, Spring, Summer, Fall
BART NOX Annual-Craig C2 -v5.13 | 128 | 7128 | Rate Constraint in lbs/MMBtu | FALSE | L | Annual | Standard NOX | lb/MMBtu | 0.08 | 0.08 | 0.08 | 0.08 | 0.08 | 0.08 | 0.08
BART NOX Annual-Craig C2 -v5.13 | 128 | 7128 | Rate Constraint in lbs/MMBtu | FALSE | L | Annual | Emissions at Affected Plants NOX | Thousand Tons | 0.59554 | 0 | 0 | 0 | 0 | 0 | 0
BART NOX Annual-Craig C2 -v5.13 | 128 | 7128 | Rate Constraint in lbs/MMBtu | FALSE | L | Annual | Allowances Purchased NOX | Thousand Tons | 0 | 0 | 0 | 0 | 0 | 0 | 0
BART NOX Annual-Craig C2 -v5.13 | 128 | 7128 | Rate Constraint in lbs/MMBtu | FALSE | L | Annual | Allowances Sold NOX | Thousand Tons | 0 | 0 | 0 | 0 | 0 | 0 | 0
BART NOX Annual-Craig C2 -v5.13 | 128 | 7128 | Rate Constraint in lbs/MMBtu | FALSE | L | Annual | Allowances Banked | Thousand Tons | 0 | 0 | 0 | 0 | 0 | 0 | 0
BART NOX Annual-Craig C2 -v5.13 | 128 | 7128 | Rate Constraint in lbs/MMBtu | FALSE | L | Annual | Allowances Withdrawn (1:1) | Thousand Tons | 0 | 0 | 0 | 0 | 0 | 0 | 0
BART NOX Annual-Craig C2 -v5.13 | 128 | 7128 | Rate Constraint in lbs/MMBtu | FALSE | L | Annual | Allowances Withdrawn (1:n) | Thousand Tons | 0 | 0 | 0 | 0 | 0 | 0 | 0
BART NOX Annual-Craig C2 -v5.13 | 128 | 7128 | Rate Constraint in lbs/MMBtu | FALSE | L | Annual | Total | Thousand Tons | 0.59554 | 0 | 0 | 0 | 0 | 0 | 0
BART NOX Annual-Craig C2 -v5.13 | 128 | 7128 | Rate Constraint in lbs/MMBtu | FALSE | L | Annual | Fuel Consumed | TBtu | 18.9421 | 0 | 0 | 0 | 0 | 0 | 0
BART NOX Annual-Craig C2 -v5.13 | 128 | 7128 | Rate Constraint in lbs/MMBtu | FALSE | L | Annual | Rate | lb/MMBtu | 0.06288 | 0 | 0 | 0 | 0 | 0 | 0
BART NOX Annual-Craig C2 -v5.13 | 128 | 7128 | Rate Constraint in lbs/MMBtu | FALSE | L | Annual | Generation | TWh | 1.8498 | 0 | 0 | 0 | 0 | 0 | 0
BART NOX Annual-Craig C2 -v5.13 | 128 | 7128 | Rate Constraint in lbs/MMBtu | FALSE | L | Annual | Qualifying Generation | TWh | 1.8498 | 0 | 0 | 0 | 0 | 0 | 0
BART NOX Annual-Craig C2 -v5.13 | 128 | 7128 | Rate Constraint in lbs/MMBtu | FALSE | L | Annual | Rate | lb/MWh | 0.64389 | 0 | 0 | 0 | 0 | 0 | 0
BART NOX Annual-Craig C2 -v5.13 | 128 | 7128 | Rate Constraint in lbs/MMBtu | FALSE | L | Annual | Constraint Shadow Price | US2022$/Ton | 0 | 0 | 0 | 0 | 0 | 0 | 0
BART NOX Annual-Four Corners 4 -v5.14 | 129 | 7129 | Rate Constraint in lbs/MMBtu | FALSE | L | Annual | Seasons Included | Seasons | Winter, Spring, Summer, Fall | Winter, Spring, Summer, Fall | Winter, Spring, Summer, Fall | Winter, Spring, Summer, Fall | Winter, Spring, Summer, Fall | Winter, Spring, Summer, Fall | Winter, Spring, Summer, Fall
BART NOX Annual-Four Corners 4 -v5.14 | 129 | 7129 | Rate Constraint in lbs/MMBtu | FALSE | L | Annual | Standard NOX | lb/MMBtu | 0.098 | 0.098 | 0.098 | 0.098 | 0.098 | 0.098 | 0.098
BART NOX Annual-Four Corners 4 -v5.14 | 129 | 7129 | Rate Constraint in lbs/MMBtu | FALSE | L | Annual | Emissions at Affected Plants NOX | Thousand Tons | 1.4813 | 1.5151 | 1.5151 | 1.5151 | 1.5151 | 1.3073 | 1.364
BART NOX Annual-Four Corners 4 -v5.14 | 129 | 7129 | Rate Constraint in lbs/MMBtu | FALSE | L | Annual | Allowances Purchased NOX | Thousand Tons | 0 | 0 | 0 | 0 | 0 | 0 | 0
BART NOX Annual-Four Corners 4 -v5.14 | 129 | 7129 | Rate Constraint in lbs/MMBtu | FALSE | L | Annual | Allowances Sold NOX | Thousand Tons | 0 | 0 | 0 | 0 | 0 | 0 | 0
BART NOX Annual-Four Corners 4 -v5.14 | 129 | 7129 | Rate Constraint in lbs/MMBtu | FALSE | L | Annual | Allowances Banked | Thousand Tons | 0 | 0 | 0 | 0 | 0 | 0 | 0
BART NOX Annual-Four Corners 4 -v5.14 | 129 | 7129 | Rate Constraint in lbs/MMBtu | FALSE | L | Annual | Allowances Withdrawn (1:1) | Thousand Tons | 0 | 0 | 0 | 0 | 0 | 0 | 0
BART NOX Annual-Four Corners 4 -v5.14 | 129 | 7129 | Rate Constraint in lbs/MMBtu | FALSE | L | Annual | Allowances Withdrawn (1:n) | Thousand Tons | 0 | 0 | 0 | 0 | 0 | 0 | 0
BART NOX Annual-Four Corners 4 -v5.14 | 129 | 7129 | Rate Constraint in lbs/MMBtu | FALSE | L | Annual | Total | Thousand Tons | 1.4813 | 1.5151 | 1.5151 | 1.5151 | 1.5151 | 1.3073 | 1.364
BART NOX Annual-Four Corners 4 -v5.14 | 129 | 7129 | Rate Constraint in lbs/MMBtu | FALSE | L | Annual | Fuel Consumed | TBtu | 50.9118 | 52.0734 | 52.0734 | 52.0734 | 52.0734 | 44.9309 | 46.881
BART NOX Annual-Four Corners 4 -v5.14 | 129 | 7129 | Rate Constraint in lbs/MMBtu | FALSE | L | Annual | Rate | lb/MMBtu | 0.05819 | 0.05819 | 0.05819 | 0.05819 | 0.05819 | 0.05819 | 0.05819
BART NOX Annual-Four Corners 4 -v5.14 | 129 | 7129 | Rate Constraint in lbs/MMBtu | FALSE | L | Annual | Generation | TWh | 5.2105 | 5.0925 | 5.0925 | 5.0925 | 5.0925 | 4.3615 | 4.5611
BART NOX Annual-Four Corners 4 -v5.14 | 129 | 7129 | Rate Constraint in lbs/MMBtu | FALSE | L | Annual | Qualifying Generation | TWh | 5.2105 | 5.0925 | 5.0925 | 5.0925 | 5.0925 | 4.3615 | 4.5611
BART NOX Annual-Four Corners 4 -v5.14 | 129 | 7129 | Rate Constraint in lbs/MMBtu | FALSE | L | Annual | Rate | lb/MWh | 0.56857 | 0.59502 | 0.59502 | 0.59502 | 0.59502 | 0.59945 | 0.5981
BART NOX Annual-Four Corners 4 -v5.14 | 129 | 7129 | Rate Constraint in lbs/MMBtu | FALSE | L | Annual | Constraint Shadow Price | US2022$/Ton | 0 | 0 | 0 | 0 | 0 | 0 | 0
BART NOX Annual-Four Corners 5 -v5.14 | 130 | 7130 | Rate Constraint in lbs/MMBtu | FALSE | L | Annual | Seasons Included | Seasons | Winter, Spring, Summer, Fall | Winter, Spring, Summer, Fall | Winter, Spring, Summer, Fall | Winter, Spring, Summer, Fall | Winter, Spring, Summer, Fall | Winter, Spring, Summer, Fall | Winter, Spring, Summer, Fall
BART NOX Annual-Four Corners 5 -v5.14 | 130 | 7130 | Rate Constraint in lbs/MMBtu | FALSE | L | Annual | Standard NOX | lb/MMBtu | 0.098 | 0.098 | 0.098 | 0.098 | 0.098 | 0.098 | 0.098
BART NOX Annual-Four Corners 5 -v5.14 | 130 | 7130 | Rate Constraint in lbs/MMBtu | FALSE | L | Annual | Emissions at Affected Plants NOX | Thousand Tons | 1.6039 | 1.6808 | 1.6808 | 1.6808 | 0.9944 | 0.7908 | 0.93899
BART NOX Annual-Four Corners 5 -v5.14 | 130 | 7130 | Rate Constraint in lbs/MMBtu | FALSE | L | Annual | Allowances Purchased NOX | Thousand Tons | 0 | 0 | 0 | 0 | 0 | 0 | 0
BART NOX Annual-Four Corners 5 -v5.14 | 130 | 7130 | Rate Constraint in lbs/MMBtu | FALSE | L | Annual | Allowances Sold NOX | Thousand Tons | 0 | 0 | 0 | 0 | 0 | 0 | 0
BART NOX Annual-Four Corners 5 -v5.14 | 130 | 7130 | Rate Constraint in lbs/MMBtu | FALSE | L | Annual | Allowances Banked | Thousand Tons | 0 | 0 | 0 | 0 | 0 | 0 | 0
BART NOX Annual-Four Corners 5 -v5.14 | 130 | 7130 | Rate Constraint in lbs/MMBtu | FALSE | L | Annual | Allowances Withdrawn (1:1) | Thousand Tons | 0 | 0 | 0 | 0 | 0 | 0 | 0
BART NOX Annual-Four Corners 5 -v5.14 | 130 | 7130 | Rate Constraint in lbs/MMBtu | FALSE | L | Annual | Allowances Withdrawn (1:n) | Thousand Tons | 0 | 0 | 0 | 0 | 0 | 0 | 0
BART NOX Annual-Four Corners 5 -v5.14 | 130 | 7130 | Rate Constraint in lbs/MMBtu | FALSE | L | Annual | Total | Thousand Tons | 1.6039 | 1.6808 | 1.6808 | 1.6808 | 0.9944 | 0.7908 | 0.93899
BART NOX Annual-Four Corners 5 -v5.14 | 130 | 7130 | Rate Constraint in lbs/MMBtu | FALSE | L | Annual | Fuel Consumed | TBtu | 49.6634 | 52.0467 | 52.0467 | 52.0467 | 30.7911 | 24.4868 | 29.0754
BART NOX Annual-Four Corners 5 -v5.14 | 130 | 7130 | Rate Constraint in lbs/MMBtu | FALSE | L | Annual | Rate | lb/MMBtu | 0.06459 | 0.06459 | 0.06459 | 0.06459 | 0.06459 | 0.06459 | 0.06459
BART NOX Annual-Four Corners 5 -v5.14 | 130 | 7130 | Rate Constraint in lbs/MMBtu | FALSE | L | Annual | Generation | TWh | 5.0853 | 4.6494 | 4.6494 | 4.6494 | 3.1471 | 2.5074 | 2.9772
BART NOX Annual-Four Corners 5 -v5.14 | 130 | 7130 | Rate Constraint in lbs/MMBtu | FALSE | L | Annual | Qualifying Generation | TWh | 5.0853 | 4.6494 | 4.6494 | 4.6494 | 3.1471 | 2.5074 | 2.9772
BART NOX Annual-Four Corners 5 -v5.14 | 130 | 7130 | Rate Constraint in lbs/MMBtu | FALSE | L | Annual | Rate | lb/MWh | 0.63079 | 0.72304 | 0.72304 | 0.72304 | 0.63194 | 0.63079 | 0.63079
BART NOX Annual-Four Corners 5 -v5.14 | 130 | 7130 | Rate Constraint in lbs/MMBtu | FALSE | L | Annual | Constraint Shadow Price | US2022$/Ton | 0 | 0 | 0 | 0 | 0 | 0 | 0
BART NOX Annual-Gerald Gentleman 1 -v5.14 | 131 | 7131 | Rate Constraint in lbs/MMBtu | FALSE | L | Annual | Seasons Included | Seasons | Winter, Spring, Summer, Fall | Winter, Spring, Summer, Fall | Winter, Spring, Summer, Fall | Winter, Spring, Summer, Fall | Winter, Spring, Summer, Fall | Winter, Spring, Summer, Fall | Winter, Spring, Summer, Fall
BART NOX Annual-Gerald Gentleman 1 -v5.14 | 131 | 7131 | Rate Constraint in lbs/MMBtu | FALSE | L | Annual | Standard NOX | lb/MMBtu | 0.23 | 0.23 | 0.23 | 0.23 | 0.23 | 0.23 | 0.23
BART NOX Annual-Gerald Gentleman 1 -v5.14 | 131 | 7131 | Rate Constraint in lbs/MMBtu | FALSE | L | Annual | Emissions at Affected Plants NOX | Thousand Tons | 4.7599 | 4.7599 | 4.7599 | 4.7599 | 4.7599 | 4.3514 | 4.3486
BART NOX Annual-Gerald Gentleman 1 -v5.14 | 131 | 7131 | Rate Constraint in lbs/MMBtu | FALSE | L | Annual | Allowances Purchased NOX | Thousand Tons | 0 | 0 | 0 | 0 | 0 | 0 | 0
BART NOX Annual-Gerald Gentleman 1 -v5.14 | 131 | 7131 | Rate Constraint in lbs/MMBtu | FALSE | L | Annual | Allowances Sold NOX | Thousand Tons | 0 | 0 | 0 | 0 | 0 | 0 | 0
BART NOX Annual-Gerald Gentleman 1 -v5.14 | 131 | 7131 | Rate Constraint in lbs/MMBtu | FALSE | L | Annual | Allowances Banked | Thousand Tons | 0 | 0 | 0 | 0 | 0 | 0 | 0
BART NOX Annual-Gerald Gentleman 1 -v5.14 | 131 | 7131 | Rate Constraint in lbs/MMBtu | FALSE | L | Annual | Allowances Withdrawn (1:1) | Thousand Tons | 0 | 0 | 0 | 0 | 0 | 0 | 0
BART NOX Annual-Gerald Gentleman 1 -v5.14 | 131 | 7131 | Rate Constraint in lbs/MMBtu | FALSE | L | Annual | Allowances Withdrawn (1:n) | Thousand Tons | 0 | 0 | 0 | 0 | 0 | 0 | 0
BART NOX Annual-Gerald Gentleman 1 -v5.14 | 131 | 7131 | Rate Constraint in lbs/MMBtu | FALSE | L | Annual | Total | Thousand Tons | 4.7599 | 4.7599 | 4.7599 | 4.7599 | 4.7599 | 4.3514 | 4.3486
BART NOX Annual-Gerald Gentleman 1 -v5.14 | 131 | 7131 | Rate Constraint in lbs/MMBtu | FALSE | L | Annual | Fuel Consumed | TBtu | 46.2152 | 46.2152 | 46.2152 | 46.2152 | 46.2152 | 42.2486 | 42.2211
BART NOX Annual-Gerald Gentleman 1 -v5.14 | 131 | 7131 | Rate Constraint in lbs/MMBtu | FALSE | L | Annual | Rate | lb/MMBtu | 0.20599 | 0.20599 | 0.20599 | 0.20599 | 0.20599 | 0.20599 | 0.20599
BART NOX Annual-Gerald Gentleman 1 -v5.14 | 131 | 7131 | Rate Constraint in lbs/MMBtu | FALSE | L | Annual | Generation | TWh | 4.6026 | 4.6026 | 4.6026 | 4.6026 | 4.6026 | 4.2076 | 4.2049
BART NOX Annual-Gerald Gentleman 1 -v5.14 | 131 | 7131 | Rate Constraint in lbs/MMBtu | FALSE | L | Annual | Qualifying Generation | TWh | 4.6026 | 4.6026 | 4.6026 | 4.6026 | 4.6026 | 4.2076 | 4.2049
BART NOX Annual-Gerald Gentleman 1 -v5.14 | 131 | 7131 | Rate Constraint in lbs/MMBtu | FALSE | L | Annual | Rate | lb/MWh | 2.0683 | 2.0683 | 2.0683 | 2.0683 | 2.0683 | 2.0683 | 2.0683
BART NOX Annual-Gerald Gentleman 1 -v5.14 | 131 | 7131 | Rate Constraint in lbs/MMBtu | FALSE | L | Annual | Constraint Shadow Price | US2022$/Ton | 0 | 0 | 0 | 0 | 0 | 0 | 0
BART NOX Annual-Gerald Gentleman 2 -v5.14 | 132 | 7132 | Rate Constraint in lbs/MMBtu | FALSE | L | Annual | Seasons Included | Seasons | Winter, Spring, Summer, Fall | Winter, Spring, Summer, Fall | Winter, Spring, Summer, Fall | Winter, Spring, Summer, Fall | Winter, Spring, Summer, Fall | Winter, Spring, Summer, Fall | Winter, Spring, Summer, Fall
BART NOX Annual-Gerald Gentleman 2 -v5.14 | 132 | 7132 | Rate Constraint in lbs/MMBtu | FALSE | L | Annual | Standard NOX | lb/MMBtu | 0.23 | 0.23 | 0.23 | 0.23 | 0.23 | 0.23 | 0.23
BART NOX Annual-Gerald Gentleman 2 -v5.14 | 132 | 7132 | Rate Constraint in lbs/MMBtu | FALSE | L | Annual | Emissions at Affected Plants NOX | Thousand Tons | 3.8462 | 3.8462 | 3.8462 | 3.8462 | 3.8462 | 3.5064 | 3.504
BART NOX Annual-Gerald Gentleman 2 -v5.14 | 132 | 7132 | Rate Constraint in lbs/MMBtu | FALSE | L | Annual | Allowances Purchased NOX | Thousand Tons | 0 | 0 | 0 | 0 | 0 | 0 | 0
BART NOX Annual-Gerald Gentleman 2 -v5.14 | 132 | 7132 | Rate Constraint in lbs/MMBtu | FALSE | L | Annual | Allowances Sold NOX | Thousand Tons | 0 | 0 | 0 | 0 | 0 | 0 | 0
BART NOX Annual-Gerald Gentleman 2 -v5.14 | 132 | 7132 | Rate Constraint in lbs/MMBtu | FALSE | L | Annual | Allowances Banked | Thousand Tons | 0 | 0 | 0 | 0 | 0 | 0 | 0
BART NOX Annual-Gerald Gentleman 2 -v5.14 | 132 | 7132 | Rate Constraint in lbs/MMBtu | FALSE | L | Annual | Allowances Withdrawn (1:1) | Thousand Tons | 0 | 0 | 0 | 0 | 0 | 0 | 0
BART NOX Annual-Gerald Gentleman 2 -v5.14 | 132 | 7132 | Rate Constraint in lbs/MMBtu | FALSE | L | Annual | Allowances Withdrawn (1:n) | Thousand Tons | 0 | 0 | 0 | 0 | 0 | 0 | 0
BART NOX Annual-Gerald Gentleman 2 -v5.14 | 132 | 7132 | Rate Constraint in lbs/MMBtu | FALSE | L | Annual | Total | Thousand Tons | 3.8462 | 3.8462 | 3.8462 | 3.8462 | 3.8462 | 3.5064 | 3.504
BART NOX Annual-Gerald Gentleman 2 -v5.14 | 132 | 7132 | Rate Constraint in lbs/MMBtu | FALSE | L | Annual | Fuel Consumed | TBtu | 48.7784 | 48.7784 | 48.7784 | 48.7784 | 48.7784 | 44.4687 | 44.4388
BART NOX Annual-Gerald Gentleman 2 -v5.14 | 132 | 7132 | Rate Constraint in lbs/MMBtu | FALSE | L | Annual | Rate | lb/MMBtu | 0.1577 | 0.1577 | 0.1577 | 0.1577 | 0.1577 | 0.1577 | 0.1577
BART NOX Annual-Gerald Gentleman 2 -v5.14 | 132 | 7132 | Rate Constraint in lbs/MMBtu | FALSE | L | Annual | Generation | TWh | 4.8449 | 4.8449 | 4.8449 | 4.8449 | 4.8449 | 4.4168 | 4.4139
BART NOX Annual-Gerald Gentleman 2 -v5.14 | 132 | 7132 | Rate Constraint in lbs/MMBtu | FALSE | L | Annual | Qualifying Generation | TWh | 4.8449 | 4.8449 | 4.8449 | 4.8449 | 4.8449 | 4.4168 | 4.4139
BART NOX Annual-Gerald Gentleman 2 -v5.14 | 132 | 7132 | Rate Constraint in lbs/MMBtu | FALSE | L | Annual | Rate | lb/MWh | 1.5877 | 1.5877 | 1.5877 | 1.5877 | 1.5877 | 1.5877 | 1.5877
BART NOX Annual-Gerald Gentleman 2 -v5.14 | 132 | 7132 | Rate Constraint in lbs/MMBtu | FALSE | L | Annual | Constraint Shadow Price | US2022$/Ton | 0 | 0 | 0 | 0 | 0 | 0 | 0
BART NOX Annual-Hayden H1 -v5.13 | 133 | 7133 | Rate Constraint in lbs/MMBtu | FALSE | L | Annual | Seasons Included | Seasons | Winter, Spring, Summer, Fall | Winter, Spring, Summer, Fall | Winter, Spring, Summer, Fall | Winter, Spring, Summer, Fall | Winter, Spring, Summer, Fall | Winter, Spring, Summer, Fall | Winter, Spring, Summer, Fall
BART NOX Annual-Hayden H1 -v5.13 | 133 | 7133 | Rate Constraint in lbs/MMBtu | FALSE | L | Annual | Standard NOX | lb/MMBtu | 0.08 | 0.08 | 0.08 | 0.08 | 0.08 | 0.08 | 0.08
BART NOX Annual-Hayden H1 -v5.13 | 133 | 7133 | Rate Constraint in lbs/MMBtu | FALSE | L | Annual | Emissions at Affected Plants NOX | Thousand Tons | 0.076387 | 0 | 0 | 0 | 0 | 0 | 0
BART NOX Annual-Hayden H1 -v5.13 | 133 | 7133 | Rate Constraint in lbs/MMBtu | FALSE | L | Annual | Allowances Purchased NOX | Thousand Tons | 0 | 0 | 0 | 0 | 0 | 0 | 0
BART NOX Annual-Hayden H1 -v5.13 | 133 | 7133 | Rate Constraint in lbs/MMBtu | FALSE | L | Annual | Allowances Sold NOX | Thousand Tons | 0 | 0 | 0 | 0 | 0 | 0 | 0
BART NOX Annual-Hayden H1 -v5.13 | 133 | 7133 | Rate Constraint in lbs/MMBtu | FALSE | L | Annual | Allowances Banked | Thousand Tons | 0 | 0 | 0 | 0 | 0 | 0 | 0
BART NOX Annual-Hayden H1 -v5.13 | 133 | 7133 | Rate Constraint in lbs/MMBtu | FALSE | L | Annual | Allowances Withdrawn (1:1) | Thousand Tons | 0 | 0 | 0 | 0 | 0 | 0 | 0
BART NOX Annual-Hayden H1 -v5.13 | 133 | 7133 | Rate Constraint in lbs/MMBtu | FALSE | L | Annual | Allowances Withdrawn (1:n) | Thousand Tons | 0 | 0 | 0 | 0 | 0 | 0 | 0
BART NOX Annual-Hayden H1 -v5.13 | 133 | 7133 | Rate Constraint in lbs/MMBtu | FALSE | L | Annual | Total | Thousand Tons | 0.076387 | 0 | 0 | 0 | 0 | 0 | 0
BART NOX Annual-Hayden H1 -v5.13 | 133 | 7133 | Rate Constraint in lbs/MMBtu | FALSE | L | Annual | Fuel Consumed | TBtu | 3.1954 | 0 | 0 | 0 | 0 | 0 | 0
BART NOX Annual-Hayden H1 -v5.13 | 133 | 7133 | Rate Constraint in lbs/MMBtu | FALSE | L | Annual | Rate | lb/MMBtu | 0.04781 | 0 | 0 | 0 | 0 | 0 | 0
BART NOX Annual-Hayden H1 -v5.13 | 133 | 7133 | Rate Constraint in lbs/MMBtu | FALSE | L | Annual | Generation | TWh | 0.29289 | 0 | 0 | 0 | 0 | 0 | 0
BART NOX Annual-Hayden H1 -v5.13 | 133 | 7133 | Rate Constraint in lbs/MMBtu | FALSE | L | Annual | Qualifying Generation | TWh | 0.29289 | 0 | 0 | 0 | 0 | 0 | 0
BART NOX Annual-Hayden H1 -v5.13 | 133 | 7133 | Rate Constraint in lbs/MMBtu | FALSE | L | Annual | Rate | lb/MWh | 0.52161 | 0 | 0 | 0 | 0 | 0 | 0
BART NOX Annual-Hayden H1 -v5.13 | 133 | 7133 | Rate Constraint in lbs/MMBtu | FALSE | L | Annual | Constraint Shadow Price | US2022$/Ton | 0 | 0 | 0 | 0 | 0 | 0 | 0
BART NOX Annual-Jeffrey Energy Center 1 -v5.13 | 134 | 7145 | Rate Constraint in lbs/MMBtu | FALSE | L | Annual | Seasons Included | Seasons | Winter, Spring, Summer, Fall | Winter, Spring, Summer, Fall | Winter, Spring, Summer, Fall | Winter, Spring, Summer, Fall | Winter, Spring, Summer, Fall | Winter, Spring, Summer, Fall | Winter, Spring, Summer, Fall
BART NOX Annual-Jeffrey Energy Center 1 -v5.13 | 134 | 7145 | Rate Constraint in lbs/MMBtu | FALSE | L | Annual | Standard NOX | lb/MMBtu | 0.15 | 0.15 | 0.15 | 0.15 | 0.15 | 0.15 | 0.15
BART NOX Annual-Jeffrey Energy Center 1 -v5.13 | 134 | 7145 | Rate Constraint in lbs/MMBtu | FALSE | L | Annual | Emissions at Affected Plants NOX | Thousand Tons | 1.0172 | 1.0172 | 1.0172 | 1.0172 | 0 | 0 | 0
BART NOX Annual-Jeffrey Energy Center 1 -v5.13 | 134 | 7145 | Rate Constraint in lbs/MMBtu | FALSE | L | Annual | Allowances Purchased NOX | Thousand Tons | 0 | 0 | 0 | 0 | 0 | 0 | 0
BART NOX Annual-Jeffrey Energy Center 1 -v5.13 | 134 | 7145 | Rate Constraint in lbs/MMBtu | FALSE | L | Annual | Allowances Sold NOX | Thousand Tons | 0 | 0 | 0 | 0 | 0 | 0 | 0
BART NOX Annual-Jeffrey Energy Center 1 -v5.13 | 134 | 7145 | Rate Constraint in lbs/MMBtu | FALSE | L | Annual | Allowances Banked | Thousand Tons | 0 | 0 | 0 | 0 | 0 | 0 | 0
BART NOX Annual-Jeffrey Energy Center 1 -v5.13 | 134 | 7145 | Rate Constraint in lbs/MMBtu | FALSE | L | Annual | Allowances Withdrawn (1:1) | Thousand Tons | 0 | 0 | 0 | 0 | 0 | 0 | 0
BART NOX Annual-Jeffrey Energy Center 1 -v5.13 | 134 | 7145 | Rate Constraint in lbs/MMBtu | FALSE | L | Annual | Allowances Withdrawn (1:n) | Thousand Tons | 0 | 0 | 0 | 0 | 0 | 0 | 0
BART NOX Annual-Jeffrey Energy Center 1 -v5.13 | 134 | 7145 | Rate Constraint in lbs/MMBtu | FALSE | L | Annual | Total | Thousand Tons | 1.0172 | 1.0172 | 1.0172 | 1.0172 | 0 | 0 | 0
BART NOX Annual-Jeffrey Energy Center 1 -v5.13 | 134 | 7145 | Rate Constraint in lbs/MMBtu | FALSE | L | Annual | Fuel Consumed | TBtu | 50.9634 | 50.9634 | 50.9634 | 50.9634 | 0 | 0 | 0
BART NOX Annual-Jeffrey Energy Center 1 -v5.13 | 134 | 7145 | Rate Constraint in lbs/MMBtu | FALSE | L | Annual | Rate | lb/MMBtu | 0.03992 | 0.03992 | 0.03992 | 0.03992 | 0 | 0 | 0
BART NOX Annual-Jeffrey Energy Center 1 -v5.13 | 134 | 7145 | Rate Constraint in lbs/MMBtu | FALSE | L | Annual | Generation | TWh | 4.6373 | 4.6373 | 3.0209 | 3.0209 | 0 | 0 | 0
BART NOX Annual-Jeffrey Energy Center 1 -v5.13 | 134 | 7145 | Rate Constraint in lbs/MMBtu | FALSE | L | Annual | Qualifying Generation | TWh | 4.6373 | 4.6373 | 3.0209 | 3.0209 | 0 | 0 | 0
BART NOX Annual-Jeffrey Energy Center 1 -v5.13 | 134 | 7145 | Rate Constraint in lbs/MMBtu | FALSE | L | Annual | Rate | lb/MWh | 0.43872 | 0.43872 | 0.67347 | 0.67347 | 0 | 0 | 0
BART NOX Annual-Jeffrey Energy Center 1 -v5.13 | 134 | 7145 | Rate Constraint in lbs/MMBtu | FALSE | L | Annual | Constraint Shadow Price | US2022$/Ton | 0 | 0 | 0 | 0 | 0 | 0 | 0
BART NOX Annual-Jeffrey Energy Center 2 -v5.13 | 135 | 7146 | Rate Constraint in lbs/MMBtu | FALSE | L | Annual | Seasons Included | Seasons | Winter, Spring, Summer, Fall | Winter, Spring, Summer, Fall | Winter, Spring, Summer, Fall | Winter, Spring, Summer, Fall | Winter, Spring, Summer, Fall | Winter, Spring, Summer, Fall | Winter, Spring, Summer, Fall
BART NOX Annual-Jeffrey Energy Center 2 -v5.13 | 135 | 7146 | Rate Constraint in lbs/MMBtu | FALSE | L | Annual | Standard NOX | lb/MMBtu | 0.15 | 0.15 | 0.15 | 0.15 | 0.15 | 0.15 | 0.15
BART NOX Annual-Jeffrey Energy Center 2 -v5.13 | 135 | 7146 | Rate Constraint in lbs/MMBtu | FALSE | L | Annual | Emissions at Affected Plants NOX | Thousand Tons | 2.2279 | 2.5888 | 2.5888 | 2.2132 | 2.0497 | 1.7096 | 1.6115
BART NOX Annual-Jeffrey Energy Center 2 -v5.13 | 135 | 7146 | Rate Constraint in lbs/MMBtu | FALSE | L | Annual | Allowances Purchased NOX | Thousand Tons | 0 | 0 | 0 | 0 | 0 | 0 | 0
BART NOX Annual-Jeffrey Energy Center 2 -v5.13 | 135 | 7146 | Rate Constraint in lbs/MMBtu | FALSE | L | Annual | Allowances Sold NOX | Thousand Tons | 0 | 0 | 0 | 0 | 0 | 0 | 0
BART NOX Annual-Jeffrey Energy Center 2 -v5.13 | 135 | 7146 | Rate Constraint in lbs/MMBtu | FALSE | L | Annual | Allowances Banked | Thousand Tons | 0 | 0 | 0 | 0 | 0 | 0 | 0
BART NOX Annual-Jeffrey Energy Center 2 -v5.13 | 135 | 7146 | Rate Constraint in lbs/MMBtu | FALSE | L | Annual | Allowances Withdrawn (1:1) | Thousand Tons | 0 | 0 | 0 | 0 | 0 | 0 | 0
BART NOX Annual-Jeffrey Energy Center 2 -v5.13 | 135 | 7146 | Rate Constraint in lbs/MMBtu | FALSE | L | Annual | Allowances Withdrawn (1:n) | Thousand Tons | 0 | 0 | 0 | 0 | 0 | 0 | 0
BART NOX Annual-Jeffrey Energy Center 2 -v5.13 | 135 | 7146 | Rate Constraint in lbs/MMBtu | FALSE | L | Annual | Total | Thousand Tons | 2.2279 | 2.5888 | 2.5888 | 2.2132 | 2.0497 | 1.7096 | 1.6115
BART NOX Annual-Jeffrey Energy Center 2 -v5.13 | 135 | 7146 | Rate Constraint in lbs/MMBtu | FALSE | L | Annual | Fuel Consumed | TBtu | 44.5589 | 51.776 | 51.776 | 45.0424 | 40.9932 | 34.1916 | 32.5857
BART NOX Annual-Jeffrey Energy Center 2 -v5.13 | 135 | 7146 | Rate Constraint in lbs/MMBtu | FALSE | L | Annual | Rate | lb/MMBtu | 0.1 | 0.1 | 0.1 | 0.098272 | 0.1 | 0.1 | 0.098906
BART NOX Annual-Jeffrey Energy Center 2 -v5.13 | 135 | 7146 | Rate Constraint in lbs/MMBtu | FALSE | L | Annual | Generation | TWh | 3.9959 | 4.6432 | 4.5712 | 3.9668 | 3.6762 | 3.0662 | 2.9219
BART NOX Annual-Jeffrey Energy Center 2 -v5.13 | 135 | 7146 | Rate Constraint in lbs/MMBtu | FALSE | L | Annual | Qualifying Generation | TWh | 3.9959 | 4.6432 | 4.5712 | 3.9668 | 3.6762 | 3.0662 | 2.9219
BART NOX Annual-Jeffrey Energy Center 2 -v5.13 | 135 | 7146 | Rate Constraint in lbs/MMBtu | FALSE | L | Annual | Rate | lb/MWh | 1.1151 | 1.1151 | 1.1327 | 1.1159 | 1.1151 | 1.1151 | 1.103
BART NOX Annual-Jeffrey Energy Center 2 -v5.13 | 135 | 7146 | Rate Constraint in lbs/MMBtu | FALSE | L | Annual | Constraint Shadow Price | US2022$/Ton | 0 | 0 | 0 | 0 | 0 | 0 | 0
BART NOX Annual-Jim Bridger 1 -v5.14 | 136 | 7165 | Rate Constraint in lbs/MMBtu | FALSE | L | Annual | Seasons Included | Seasons | Winter, Spring, Summer, Fall | Winter, Spring, Summer, Fall | Winter, Spring, Summer, Fall | Winter, Spring, Summer, Fall | Winter, Spring, Summer, Fall | Winter, Spring, Summer, Fall | Winter, Spring, Summer, Fall
BART NOX Annual-Jim Bridger 1 -v5.14 | 136 | 7165 | Rate Constraint in lbs/MMBtu | FALSE | L | Annual | Standard NOX | lb/MMBtu | 0.12 | 0.12 | 0.12 | 0.12 | 0.12 | 0.12 | 0.12
BART NOX Annual-Jim Bridger 1 -v5.14 | 136 | 7165 | Rate Constraint in lbs/MMBtu | FALSE | L | Annual | Emissions at Affected Plants NOX | Thousand Tons | 0.037212 | 0.037212 | 0.037212 | 0.037212 | 0.037212 | 0.037212 | 0.037212
BART NOX Annual-Jim Bridger 1 -v5.14 | 136 | 7165 | Rate Constraint in lbs/MMBtu | FALSE | L | Annual | Allowances Purchased NOX | Thousand Tons | 0 | 0 | 0 | 0 | 0 | 0 | 0
BART NOX Annual-Jim Bridger 1 -v5.14 | 136 | 7165 | Rate Constraint in lbs/MMBtu | FALSE | L | Annual | Allowances Sold NOX | Thousand Tons | 0 | 0 | 0 | 0 | 0 | 0 | 0
BART NOX Annual-Jim Bridger 1 -v5.14 | 136 | 7165 | Rate Constraint in lbs/MMBtu | FALSE | L | Annual | Allowances Banked | Thousand Tons | 0 | 0 | 0 | 0 | 0 | 0 | 0
BART NOX Annual-Jim Bridger 1 -v5.14 | 136 | 7165 | Rate Constraint in lbs/MMBtu | FALSE | L | Annual | Allowances Withdrawn (1:1) | Thousand Tons | 0 | 0 | 0 | 0 | 0 | 0 | 0
BART NOX Annual-Jim Bridger 1 -v5.14 | 136 | 7165 | Rate Constraint in lbs/MMBtu | FALSE | L | Annual | Allowances Withdrawn (1:n) | Thousand Tons | 0 | 0 | 0 | 0 | 0 | 0 | 0
BART NOX Annual-Jim Bridger 1 -v5.14 | 136 | 7165 | Rate Constraint in lbs/MMBtu | FALSE | L | Annual | Total | Thousand Tons | 0.037212 | 0.037212 | 0.037212 | 0.037212 | 0.037212 | 0.037212 | 0.037212
BART NOX Annual-Jim Bridger 1 -v5.14 | 136 | 7165 | Rate Constraint in lbs/MMBtu | FALSE | L | Annual | Fuel Consumed | TBtu | 1.0133 | 1.0133 | 1.0133 | 1.0133 | 1.0133 | 1.0133 | 1.0133
BART NOX Annual-Jim Bridger 1 -v5.14 | 136 | 7165 | Rate Constraint in lbs/MMBtu | FALSE | L | Annual | Rate | lb/MMBtu | 0.07345 | 0.07345 | 0.07345 | 0.07345 | 0.07345 | 0.07345 | 0.07345
BART NOX Annual-Jim Bridger 1 -v5.14 | 136 | 7165 | Rate Constraint in lbs/MMBtu | FALSE | L | Annual | Generation | TWh | 0.093031 | 0.093031 | 0.093031 | 0.093031 | 0.093031 | 0.093031 | 0.093031
BART NOX Annual-Jim Bridger 1 -v5.14 | 136 | 7165 | Rate Constraint in lbs/MMBtu | FALSE | L | Annual | Qualifying Generation | TWh | 0.093031 | 0.093031 | 0.093031 | 0.093031 | 0.093031 | 0.093031 | 0.093031
BART NOX Annual-Jim Bridger 1 -v5.14 | 136 | 7165 | Rate Constraint in lbs/MMBtu | FALSE | L | Annual | Rate | lb/MWh | 0.79999 | 0.79999 | 0.79999 | 0.79999 | 0.79999 | 0.79999 | 0.79999
BART NOX Annual-Jim Bridger 1 -v5.14 | 136 | 7165 | Rate Constraint in lbs/MMBtu | FALSE | L | Annual | Constraint Shadow Price | US2022$/Ton | 0 | 0 | 0 | 0 | 0 | 0 | 0
BART NOX Annual-Jim Bridger 2 -v5.14 | 137 | 7166 | Rate Constraint in lbs/MMBtu | FALSE | L | Annual | Seasons Included | Seasons | Winter, Spring, Summer, Fall | Winter, Spring, Summer, Fall | Winter, Spring, Summer, Fall | Winter, Spring, Summer, Fall | Winter, Spring, Summer, Fall | Winter, Spring, Summer, Fall | Winter, Spring, Summer, Fall
BART NOX Annual-Jim Bridger 2 -v5.14 | 137 | 7166 | Rate Constraint in lbs/MMBtu | FALSE | L | Annual | Standard NOX | lb/MMBtu | 0.12 | 0.12 | 0.12 | 0.12 | 0.12 | 0.12 | 0.12
BART NOX Annual-Jim Bridger 2 -v5.14 | 137 | 7166 | Rate Constraint in lbs/MMBtu | FALSE | L | Annual | Emissions at Affected Plants NOX | Thousand Tons | 0.037856 | 0.037856 | 0.037856 | 0.037856 | 0.037856 | 0.037856 | 0.037856
BART NOX Annual-Jim Bridger 2 -v5.14 | 137 | 7166 | Rate Constraint in lbs/MMBtu | FALSE | L | Annual | Allowances Purchased NOX | Thousand Tons | 0 | 0 | 0 | 0 | 0 | 0 | 0
BART NOX Annual-Jim Bridger 2 -v5.14 | 137 | 7166 | Rate Constraint in lbs/MMBtu | FALSE | L | Annual | Allowances Sold NOX | Thousand Tons | 0 | 0 | 0 | 0 | 0 | 0 | 0
BART NOX Annual-Jim Bridger 2 -v5.14 | 137 | 7166 | Rate Constraint in lbs/MMBtu | FALSE | L | Annual | Allowances Banked | Thousand Tons | 0 | 0 | 0 | 0 | 0 | 0 | 0
BART NOX Annual-Jim Bridger 2 -v5.14 | 137 | 7166 | Rate Constraint in lbs/MMBtu | FALSE | L | Annual | Allowances Withdrawn (1:1) | Thousand Tons | 0 | 0 | 0 | 0 | 0 | 0 | 0
BART NOX Annual-Jim Bridger 2 -v5.14 | 137 | 7166 | Rate Constraint in lbs/MMBtu | FALSE | L | Annual | Allowances Withdrawn (1:n) | Thousand Tons | 0 | 0 | 0 | 0 | 0 | 0 | 0
BART NOX Annual-Jim Bridger 2 -v5.14 | 137 | 7166 | Rate Constraint in lbs/MMBtu | FALSE | L | Annual | Total | Thousand Tons | 0.037856 | 0.037856 | 0.037856 | 0.037856 | 0.037856 | 0.037856 | 0.037856
BART NOX Annual-Jim Bridger 2 -v5.14 | 137 | 7166 | Rate Constraint in lbs/MMBtu | FALSE | L | Annual | Fuel Consumed | TBtu | 1.0308 | 1.0308 | 1.0308 | 1.0308 | 1.0308 | 1.0308 | 1.0308
BART NOX Annual-Jim Bridger 2 -v5.14 | 137 | 7166 | Rate Constraint in lbs/MMBtu | FALSE | L | Annual | Rate | lb/MMBtu | 0.07345 | 0.07345 | 0.07345 | 0.07345 | 0.07345 | 0.07345 | 0.07345
BART NOX Annual-Jim Bridger 2 -v5.14 | 137 | 7166 | Rate Constraint in lbs/MMBtu | FALSE | L | Annual | Generation | TWh | 0.094433 | 0.094433 | 0.094433 | 0.094433 | 0.094433 | 0.094433 | 0.094433
BART NOX Annual-Jim Bridger 2 -v5.14 | 137 | 7166 | Rate Constraint in lbs/MMBtu | FALSE | L | Annual | Qualifying Generation | TWh | 0.094433 | 0.094433 | 0.094433 | 0.094433 | 0.094433 | 0.094433 | 0.094433
BART NOX Annual-Jim Bridger 2 -v5.14 | 137 | 7166 | Rate Constraint in lbs/MMBtu | FALSE | L | Annual | Rate | lb/MWh | 0.80177 | 0.80177 | 0.80177 | 0.80177 | 0.80177 | 0.80177 | 0.80177
BART NOX Annual-Jim Bridger 2 -v5.14 | 137 | 7166 | Rate Constraint in lbs/MMBtu | FALSE | L | Annual | Constraint Shadow Price | US2022$/Ton | 0 | 0 | 0 | 0 | 0 | 0 | 0
BART NOX Annual-Jim Bridger 3 -v5.14 | 138 | 7167 | Rate Constraint in lbs/MMBtu | FALSE | L | Annual | Seasons Included | Seasons | Winter, Spring, Summer, Fall | Winter, Spring, Summer, Fall | Winter, Spring, Summer, Fall | Winter, Spring, Summer, Fall | Winter, Spring, Summer, Fall | Winter, Spring, Summer, Fall | Winter, Spring, Summer, Fall
BART NOX Annual-Jim Bridger 3 -v5.14 | 138 | 7167 | Rate Constraint in lbs/MMBtu | FALSE | L | Annual | Standard NOX | lb/MMBtu | 0.07 | 0.07 | 0.07 | 0.07 | 0.07 | 0.07 | 0.07
BART NOX Annual-Jim Bridger 3 -v5.14 | 138 | 7167 | Rate Constraint in lbs/MMBtu | FALSE | L | Annual | Emissions at Affected Plants NOX | Thousand Tons | 0.96129 | 0.96129 | 0.96129 | 0.96129 | 0.38147 | 0.38147 | 0.38147
BART NOX Annual-Jim Bridger 3 -v5.14 | 138 | 7167 | Rate Constraint in lbs/MMBtu | FALSE | L | Annual | Allowances Purchased NOX | Thousand Tons | 0 | 0 | 0 | 0 | 0 | 0 | 0
BART NOX Annual-Jim Bridger 3 -v5.14 | 138 | 7167 | Rate Constraint in lbs/MMBtu | FALSE | L | Annual | Allowances Sold NOX | Thousand Tons | 0 | 0 | 0 | 0 | 0 | 0 | 0
BART NOX Annual-Jim Bridger 3 -v5.14 | 138 | 7167 | Rate Constraint in lbs/MMBtu | FALSE | L | Annual | Allowances Banked | Thousand Tons | 0 | 0 | 0 | 0 | 0 | 0 | 0
BART NOX Annual-Jim Bridger 3 -v5.14 | 138 | 7167 | Rate Constraint in lbs/MMBtu | FALSE | L | Annual | Allowances Withdrawn (1:1) | Thousand Tons | 0 | 0 | 0 | 0 | 0 | 0 | 0
BART NOX Annual-Jim Bridger 3 -v5.14 | 138 | 7167 | Rate Constraint in lbs/MMBtu | FALSE | L | Annual | Allowances Withdrawn (1:n) | Thousand Tons | 0 | 0 | 0 | 0 | 0 | 0 | 0
BART NOX Annual-Jim Bridger 3 -v5.14 | 138 | 7167 | Rate Constraint in lbs/MMBtu | FALSE | L | Annual | Total | Thousand Tons | 0.96129 | 0.96129 | 0.96129 | 0.96129 | 0.38147 | 0.38147 | 0.38147
BART NOX Annual-Jim Bridger 3 -v5.14 | 138 | 7167 | Rate Constraint in lbs/MMBtu | FALSE | L | Annual | Fuel Consumed | TBtu | 37.1728 | 37.1728 | 37.1728 | 37.1728 | 14.7515 | 14.7515 | 14.7515
BART NOX Annual-Jim Bridger 3 -v5.14 | 138 | 7167 | Rate Constraint in lbs/MMBtu | FALSE | L | Annual | Rate | lb/MMBtu | 0.05172 | 0.05172 | 0.05172 | 0.05172 | 0.05172 | 0.05172 | 0.05172
BART NOX Annual-Jim Bridger 3 -v5.14 | 138 | 7167 | Rate Constraint in lbs/MMBtu | FALSE | L | Annual | Generation | TWh | 3.5603 | 3.5603 | 2.849 | 2.849 | 1.4128 | 1.4128 | 1.4128
BART NOX Annual-Jim Bridger 3 -v5.14 | 138 | 7167 | Rate Constraint in lbs/MMBtu | FALSE | L | Annual | Qualifying Generation | TWh | 3.5603 | 3.5603 | 2.849 | 2.849 | 1.4128 | 1.4128 | 1.4128
BART NOX Annual-Jim Bridger 3 -v5.14 | 138 | 7167 | Rate Constraint in lbs/MMBtu | FALSE | L | Annual | Rate | lb/MWh | 0.54001 | 0.54001 | 0.67481 | 0.67481 | 0.54001 | 0.54001 | 0.54001
BART NOX Annual-Jim Bridger 3 -v5.14 | 138 | 7167 | Rate Constraint in lbs/MMBtu | FALSE | L | Annual | Constraint Shadow Price | US2022$/Ton | 0 | 0 | 0 | 0 | 0 | 0 | 0
BART NOX Annual-Jim Bridger 4 -v5.14 | 139 | 7168 | Rate Constraint in lbs/MMBtu | FALSE | L | Annual | Seasons Included | Seasons | Winter, Spring, Summer, Fall | Winter, Spring, Summer, Fall | Winter, Spring, Summer, Fall | Winter, Spring, Summer, Fall | Winter, Spring, Summer, Fall | Winter, Spring, Summer, Fall | Winter, Spring, Summer, Fall
BART NOX Annual-Jim Bridger 4 -v5.14 | 139 | 7168 | Rate Constraint in lbs/MMBtu | FALSE | L | Annual | Standard NOX | lb/MMBtu | 0.07 | 0.07 | 0.07 | 0.07 | 0.07 | 0.07 | 0.07
BART NOX Annual-Jim Bridger 4 -v5.14 | 139 | 7168 | Rate Constraint in lbs/MMBtu | FALSE | L | Annual | Emissions at Affected Plants NOX | Thousand Tons | 1.0217 | 1.0217 | 1.0217 | 1.0217 | 1.0217 | 1.0217 | 1.0217
BART NOX Annual-Jim Bridger 4 -v5.14 | 139 | 7168 | Rate Constraint in lbs/MMBtu | FALSE | L | Annual | Allowances Purchased NOX | Thousand Tons | 0 | 0 | 0 | 0 | 0 | 0 | 0
BART NOX Annual-Jim Bridger 4 -v5.14 | 139 | 7168 | Rate Constraint in lbs/MMBtu | FALSE | L | Annual | Allowances Sold NOX | Thousand Tons | 0 | 0 | 0 | 0 | 0 | 0 | 0
BART NOX Annual-Jim Bridger 4 -v5.14 | 139 | 7168 | Rate Constraint in lbs/MMBtu | FALSE | L | Annual | Allowances Banked | Thousand Tons | 0 | 0 | 0 | 0 | 0 | 0 | 0
BART NOX Annual-Jim Bridger 4 -v5.14 | 139 | 7168 | Rate Constraint in lbs/MMBtu | FALSE | L | Annual | Allowances Withdrawn (1:1) | Thousand Tons | 0 | 0 | 0 | 0 | 0 | 0 | 0
BART NOX Annual-Jim Bridger 4 -v5.14 | 139 | 7168 | Rate Constraint in lbs/MMBtu | FALSE | L | Annual | Allowances Withdrawn (1:n) | Thousand Tons | 0 | 0 | 0 | 0 | 0 | 0 | 0
BART NOX Annual-Jim Bridger 4 -v5.14 | 139 | 7168 | Rate Constraint in lbs/MMBtu | FALSE | L | Annual | Total | Thousand Tons | 1.0217 | 1.0217 | 1.0217 | 1.0217 | 1.0217 | 1.0217 | 1.0217
BART NOX Annual-Jim Bridger 4 -v5.14 | 139 | 7168 | Rate Constraint in lbs/MMBtu | FALSE | L | Annual | Fuel Consumed | TBtu | 37.4719 | 37.4719 | 37.4719 | 37.4719 | 37.4719 | 37.4719 | 37.4719
BART NOX Annual-Jim Bridger 4 -v5.14 | 139 | 7168 | Rate Constraint in lbs/MMBtu | FALSE | L | Annual | Rate | lb/MMBtu | 0.05453 | 0.05453 | 0.05453 | 0.05453 | 0.05453 | 0.05453 | 0.05453
BART NOX Annual-Jim Bridger 4 -v5.14 | 139 | 7168 | Rate Constraint in lbs/MMBtu | FALSE | L | Annual | Generation | TWh | 3.5807 | 3.5807 | 3.3893 | 3.3893 | 3.3893 | 3.3893 | 3.3893
BART NOX Annual-Jim Bridger 4 -v5.14 | 139 | 7168 | Rate Constraint in lbs/MMBtu | FALSE | L | Annual | Qualifying Generation | TWh | 3.5807 | 3.5807 | 3.3893 | 3.3893 | 3.3893 | 3.3893 | 3.3893
BART NOX Annual-Jim Bridger 4 -v5.14 | 139 | 7168 | Rate Constraint in lbs/MMBtu | FALSE | L | Annual | Rate | lb/MWh | 0.57066 | 0.57066 | 0.60289 | 0.60289 | 0.60289 | 0.60289 | 0.60289
BART NOX Annual-Jim Bridger 4 -v5.14 | 139 | 7168 | Rate Constraint in lbs/MMBtu | FALSE | L | Annual | Constraint Shadow Price | US2022$/Ton | 0 | 0 | 0 | 0 | 0 | 0 | 0
BART NOX Annual-La Cygne 1 & 2 -v5.13 | 140 | 7147 | Rate Constraint in lbs/MMBtu | FALSE | L | Annual | Seasons Included | Seasons | Winter, Spring, Summer, Fall | Winter, Spring, Summer, Fall | Winter, Spring, Summer, Fall | Winter, Spring, Summer, Fall | Winter, Spring, Summer, Fall | Winter, Spring, Summer, Fall | Winter, Spring, Summer, Fall
BART NOX Annual-La Cygne 1 & 2 -v5.13 | 140 | 7147 | Rate Constraint in lbs/MMBtu | FALSE | L | Annual | Standard NOX | lb/MMBtu | 0.13 | 0.13 | 0.13 | 0.13 | 0.13 | 0.13 | 0.13
BART NOX Annual-La Cygne 1 & 2 -v5.13 | 140 | 7147 | Rate Constraint in lbs/MMBtu | FALSE | L | Annual | Emissions at Affected Plants NOX | Thousand Tons | 4.2616 | 5.0005 | 5.0005 | 4.4642 | 2.1657 | 0.98646 | 1.1368
BART NOX Annual-La Cygne 1 & 2 -v5.13 | 140 | 7147 | Rate Constraint in lbs/MMBtu | FALSE | L | Annual | Allowances Purchased NOX | Thousand Tons | 0 | 0 | 0 | 0 | 0 | 0 | 0
BART NOX Annual-La Cygne 1 & 2 -v5.13 | 140 | 7147 | Rate Constraint in lbs/MMBtu | FALSE | L | Annual | Allowances Sold NOX | Thousand Tons | 0 | 0 | 0 | 0 | 0 | 0 | 0
BART NOX Annual-La Cygne 1 & 2 -v5.13 | 140 | 7147 | Rate Constraint in lbs/MMBtu | FALSE | L | Annual | Allowances Banked | Thousand Tons | 0 | 0 | 0 | 0 | 0 | 0 | 0
BART NOX Annual-La Cygne 1 & 2 -v5.13 | 140 | 7147 | Rate Constraint in lbs/MMBtu | FALSE | L | Annual | Allowances Withdrawn (1:1) | Thousand Tons | 0 | 0 | 0 | 0 | 0 | 0 | 0
BART NOX Annual-La Cygne 1 & 2 -v5.13 | 140 | 7147 | Rate Constraint in lbs/MMBtu | FALSE | L | Annual | Allowances Withdrawn (1:n) | Thousand Tons | 0 | 0 | 0 | 0 | 0 | 0 | 0
BART NOX Annual-La Cygne 1 & 2 -v5.13 | 140 | 7147 | Rate Constraint in lbs/MMBtu | FALSE | L | Annual | Total | Thousand Tons | 4.2616 | 5.0005 | 5.0005 | 4.4642 | 2.1657 | 0.98646 | 1.1368
BART NOX Annual-La Cygne 1 & 2 -v5.13 | 140 | 7147 | Rate Constraint in lbs/MMBtu | FALSE | L | Annual | Fuel Consumed | TBtu | 92.261 | 109.0715 | 109.0715 | 97.113 | 46.9494 | 20.5384 | 23.669
BART NOX Annual-La Cygne 1 & 2 -v5.13 | 140 | 7147 | Rate Constraint in lbs/MMBtu | FALSE | L | Annual | Rate | lb/MMBtu | 0.092382 | 0.091692 | 0.091692 | 0.091939 | 0.092258 | 0.09606 | 0.09606
BART NOX Annual-La Cygne 1 & 2 -v5.13 | 140 | 7147 | Rate Constraint in lbs/MMBtu | FALSE | L | Annual | Generation | TWh | 8.3663 | 9.8767 | 9.2474 | 8.169 | 4.2563 | 1.8765 | 2.1625
BART NOX Annual-La Cygne 1 & 2 -v5.13 | 140 | 7147 | Rate Constraint in lbs/MMBtu | FALSE | L | Annual | Qualifying Generation | TWh | 8.3663 | 9.8767 | 9.2474 | 8.169 | 4.2563 | 1.8765 | 2.1625
BART NOX Annual-La Cygne 1 & 2 -v5.13 | 140 | 7147 | Rate Constraint in lbs/MMBtu | FALSE | L | Annual | Rate | lb/MWh | 1.0188 | 1.0126 | 1.0815 | 1.093 | 1.0177 | 1.0514 | 1.0514
BART NOX Annual-La Cygne 1 & 2 -v5.13 | 140 | 7147 | Rate Constraint in lbs/MMBtu | FALSE | L | Annual | Constraint Shadow Price | US2022$/Ton | 0 | 0 | 0 | 0 | 0 | 0 | 0
BART NOX Annual-Laramie 1 -v5.14 | 141 | 7169 | Rate Constraint in lbs/MMBtu | FALSE | L | Annual | Seasons Included | Seasons | Winter, Spring, Summer, Fall | Winter, Spring, Summer, Fall | Winter, Spring, Summer, Fall | Winter, Spring, Summer, Fall | Winter, Spring, Summer, Fall | Winter, Spring, Summer, Fall | Winter, Spring, Summer, Fall
BART NOX Annual-Laramie 1 -v5.14 | 141 | 7169 | Rate Constraint in lbs/MMBtu | FALSE | L | Annual | Standard NOX | lb/MMBtu | 0.06 | 0.06 | 0.06 | 0.06 | 0.06 | 0.06 | 0.06
BART NOX Annual-Laramie 1 -v5.14 | 141 | 7169 | Rate Constraint in lbs/MMBtu | FALSE | L | Annual | Emissions at Affected Plants NOX | Thousand Tons | 1.1684 | 1.1684 | 1.1684 | 1.1684 | 1.1519 | 1.1519 | 1.1519
BART NOX Annual-Laramie 1 -v5.14 | 141 | 7169 | Rate Constraint in lbs/MMBtu | FALSE | L | Annual | Allowances Purchased NOX | Thousand Tons | 0 | 0 | 0 | 0 | 0 | 0 | 0
BART NOX Annual-Laramie 1 -v5.14 | 141 | 7169 | Rate Constraint in lbs/MMBtu | FALSE | L | Annual | Allowances Sold NOX | Thousand Tons | 0 | 0 | 0 | 0 | 0 | 0 | 0
BART NOX Annual-Laramie 1 -v5.14 | 141 | 7169 | Rate Constraint in lbs/MMBtu | FALSE | L | Annual | Allowances Banked | Thousand Tons | 0 | 0 | 0 | 0 | 0 | 0 | 0
BART NOX Annual-Laramie 1 -v5.14 | 141 | 7169 | Rate Constraint in lbs/MMBtu | FALSE | L | Annual | Allowances Withdrawn (1:1) | Thousand Tons | 0 | 0 | 0 | 0 | 0 | 0 | 0
BART NOX Annual-Laramie 1 -v5.14 | 141 | 7169 | Rate Constraint in lbs/MMBtu | FALSE | L | Annual | Allowances Withdrawn (1:n) | Thousand Tons | 0 | 0 | 0 | 0 | 0 | 0 | 0
BART NOX Annual-Laramie 1 -v5.14 | 141 | 7169 | Rate Constraint in lbs/MMBtu | FALSE | L | Annual | Total | Thousand Tons | 1.1684 | 1.1684 | 1.1684 | 1.1684 | 1.1519 | 1.1519 | 1.1519
BART NOX Annual-Laramie 1 -v5.14 | 141 | 7169 | Rate Constraint in lbs/MMBtu | FALSE | L | Annual | Fuel Consumed | TBtu | 38.9525 | 38.9525 | 38.9525 | 38.9525 | 38.403 | 38.403 | 38.403
BART NOX Annual-Laramie 1 -v5.14 | 141 | 7169 | Rate Constraint in lbs/MMBtu | FALSE | L | Annual | Rate | lb/MMBtu | 0.05999 | 0.05999 | 0.05999 | 0.05999 | 0.05999 | 0.05999 | 0.05999
BART NOX Annual-Laramie 1 -v5.14 | 141 | 7169 | Rate Constraint in lbs/MMBtu | FALSE | L | Annual | Generation | TWh | 3.8121 | 3.8121 | 3.635 | 3.635 | 3.5986 | 3.5986 | 3.5986
BART NOX Annual-Laramie 1 -v5.14 | 141 | 7169 | Rate Constraint in lbs/MMBtu | FALSE | L | Annual | Qualifying Generation | TWh | 3.8121 | 3.8121 | 3.635 | 3.635 | 3.5986 | 3.5986 | 3.5986
BART NOX Annual-Laramie 1 -v5.14 | 141 | 7169 | Rate Constraint in lbs/MMBtu | FALSE | L | Annual | Rate | lb/MWh | 0.61298 | 0.61298 | 0.64285 | 0.64285 | 0.64018 | 0.64018 | 0.64018
BART NOX Annual-Laramie 1 -v5.14 | 141 | 7169 | Rate Constraint in lbs/MMBtu | FALSE | L | Annual | Constraint Shadow Price | US2022$/Ton | 0 | 0 | 0 | 0 | 0 | 0 | 0
BART NOX Annual-Laramie 2 -v5.14 | 142 | 7170 | Rate Constraint in lbs/MMBtu | FALSE | L | Annual | Seasons Included | Seasons | Winter, Spring, Summer, Fall | Winter, Spring, Summer, Fall | Winter, Spring, Summer, Fall | Winter, Spring, Summer, Fall | Winter, Spring, Summer, Fall | Winter, Spring, Summer, Fall | Winter, Spring, Summer, Fall
BART NOX Annual-Laramie 2 -v5.14 | 142 | 7170 | Rate Constraint in lbs/MMBtu | FALSE | L | Annual | Standard NOX | lb/MMBtu | 0.15 | 0.15 | 0.15 | 0.15 | 0.15 | 0.15 | 0.15
BART NOX Annual-Laramie 2 -v5.14 | 142 | 7170 | Rate Constraint in lbs/MMBtu | FALSE | L | Annual | Emissions at Affected Plants NOX | Thousand Tons | 2.7822 | 2.7822 | 2.7822 | 2.7822 | 2.7822 | 2.7822 | 2.7822
BART NOX Annual-Laramie 2 -v5.14 | 142 | 7170 | Rate Constraint in lbs/MMBtu | FALSE | L | Annual | Allowances Purchased NOX | Thousand Tons | 0 | 0 | 0 | 0 | 0 | 0 | 0
BART NOX Annual-Laramie 2 -v5.14 | 142 | 7170 | Rate Constraint in lbs/MMBtu | FALSE | L | Annual | Allowances Sold NOX | Thousand Tons | 0 | 0 | 0 | 0 | 0 | 0 | 0
BART NOX Annual-Laramie 2 -v5.14 | 142 | 7170 | Rate Constraint in lbs/MMBtu | FALSE | L | Annual | Allowances Banked | Thousand Tons | 0 | 0 | 0 | 0 | 0 | 0 | 0
BART NOX Annual-Laramie 2 -v5.14 | 142 | 7170 | Rate Constraint in lbs/MMBtu | FALSE | L | Annual | Allowances Withdrawn (1:1) | Thousand Tons | 0 | 0 | 0 | 0 | 0 | 0 | 0
BART NOX Annual-Laramie 2 -v5.14 | 142 | 7170 | Rate Constraint in lbs/MMBtu | FALSE | L | Annual | Allowances Withdrawn (1:n) | Thousand Tons | 0 | 0 | 0 | 0 | 0 | 0 | 0
BART NOX Annual-Laramie 2 -v5.14 | 142 | 7170 | Rate Constraint in lbs/MMBtu | FALSE | L | Annual | Total | Thousand Tons | 2.7822 | 2.7822 | 2.7822 | 2.7822 | 2.7822 | 2.7822 | 2.7822
BART NOX Annual-Laramie 2 -v5.14 | 142 | 7170 | Rate Constraint in lbs/MMBtu | FALSE | L | Annual | Fuel Consumed | TBtu | 39.4385 | 39.4385 | 39.4385 | 39.4385 | 39.4385 | 39.4385 | 39.4385
BART NOX Annual-Laramie 2 -v5.14 | 142 | 7170 | Rate Constraint in lbs/MMBtu | FALSE | L | Annual | Rate | lb/MMBtu | 0.14109 | 0.14109 | 0.14109 | 0.14109 | 0.14109 | 0.14109 | 0.14109
BART NOX Annual-Laramie 2 -v5.14 | 142 | 7170 | Rate Constraint in lbs/MMBtu | FALSE | L | Annual | Generation | TWh | 3.8802 | 3.8802 | 3.8802 | 3.8802 | 3.8802 | 3.8802 | 3.8802
BART NOX Annual-Laramie 2 -v5.14 | 142 | 7170 | Rate Constraint in lbs/MMBtu | FALSE | L | Annual | Qualifying Generation | TWh | 3.8802 | 3.8802 | 3.8802 | 3.8802 | 3.8802 | 3.8802 | 3.8802
BART NOX Annual-Laramie 2 -v5.14 | 142 | 7170 | Rate Constraint in lbs/MMBtu | FALSE | L | Annual | Rate | lb/MWh | 1.434 | 1.434 | 1.434 | 1.434 | 1.434 | 1.434 | 1.434
BART NOX Annual-Laramie 2 -v5.14 | 142 | 7170 | Rate Constraint in lbs/MMBtu | FALSE | L | Annual | Constraint Shadow Price | US2022$/Ton | 0 | 0 | 0 | 0 | 0 | 0 | 0
BART NOX Annual-Laramie 3 -v5.14 | 143 | 7195 | Rate Constraint in lbs/MMBtu | FALSE | L | Annual | Seasons Included | Seasons | Winter, Spring, Summer, Fall | Winter, Spring, Summer, Fall | Winter, Spring, Summer, Fall | Winter, Spring, Summer, Fall | Winter, Spring, Summer, Fall | Winter, Spring, Summer, Fall | Winter, Spring, Summer, Fall
BART NOX Annual-Laramie 3 -v5.14 | 143 | 7195 | Rate Constraint in lbs/MMBtu | FALSE | L | Annual | Standard NOX | lb/MMBtu | 0.15 | 0.15 | 0.15 | 0.15 | 0.15 | 0.15 | 0.15
BART NOX Annual-Laramie 3 -v5.14 | 143 | 7195 | Rate Constraint in lbs/MMBtu | FALSE | L | Annual | Emissions at Affected Plants NOX | Thousand Tons | 2.8163 | 2.8163 | 2.8163 | 2.8163 | 2.8163 | 2.8163 | 2.8163
BART NOX Annual-Laramie 3 -v5.14 | 143 | 7195 | Rate Constraint in lbs/MMBtu | FALSE | L | Annual | Allowances Purchased NOX | Thousand Tons | 0 | 0 | 0 | 0 | 0 | 0 | 0
BART NOX Annual-Laramie 3 -v5.14 | 143 | 7195 | Rate Constraint in lbs/MMBtu | FALSE | L | Annual | Allowances Sold NOX | Thousand Tons | 0 | 0 | 0 | 0 | 0 | 0 | 0
BART NOX Annual-Laramie 3 -v5.14 | 143 | 7195 | Rate Constraint in lbs/MMBtu | FALSE | L | Annual | Allowances Banked | Thousand Tons | 0 | 0 | 0 | 0 | 0 | 0 | 0
BART NOX Annual-Laramie 3 -v5.14 | 143 | 7195 | Rate Constraint in lbs/MMBtu | FALSE | L | Annual | Allowances Withdrawn (1:1) | Thousand Tons | 0 | 0 | 0 | 0 | 0 | 0 | 0
BART NOX Annual-Laramie 3 -v5.14 | 143 | 7195 | Rate Constraint in lbs/MMBtu | FALSE | L | Annual | Allowances Withdrawn (1:n) | Thousand Tons | 0 | 0 | 0 | 0 | 0 | 0 | 0
BART NOX Annual-Laramie 3 -v5.14 | 143 | 7195 | Rate Constraint in lbs/MMBtu | FALSE | L | Annual | Total | Thousand Tons | 2.8163 | 2.8163 | 2.8163 | 2.8163 | 2.8163 | 2.8163 | 2.8163
BART NOX Annual-Laramie 3 -v5.14 | 143 | 7195 | Rate Constraint in lbs/MMBtu | FALSE | L | Annual | Fuel Consumed | TBtu | 39.3337 | 39.3337 | 39.3337 | 39.3337 | 39.3337 | 39.3337 | 39.3337
BART NOX Annual-Laramie 3 -v5.14 | 143 | 7195 | Rate Constraint in lbs/MMBtu | FALSE | L | Annual | Rate | lb/MMBtu | 0.1432 | 0.1432 | 0.1432 | 0.1432 | 0.1432 | 0.1432 | 0.1432
BART NOX Annual-Laramie 3 -v5.14 | 143 | 7195 | Rate Constraint in lbs/MMBtu | FALSE | L | Annual | Generation | TWh | 3.8802 | 3.8802 | 3.8802 | 3.8802 | 3.8802 | 3.8802 | 3.8802
BART NOX Annual-Laramie 3 -v5.14 | 143 | 7195 | Rate Constraint in lbs/MMBtu | FALSE | L | Annual | Qualifying Generation | TWh | 3.8802 | 3.8802 | 3.8802 | 3.8802 | 3.8802 | 3.8802 | 3.8802
BART NOX Annual-Laramie 3 -v5.14 | 143 | 7195 | Rate Constraint in lbs/MMBtu | FALSE | L | Annual | Rate | lb/MWh | 1.4516 | 1.4516 | 1.4516 | 1.4516 | 1.4516 | 1.4516 | 1.4516
BART NOX Annual-Laramie 3 -v5.14 | 143 | 7195 | Rate Constraint in lbs/MMBtu | FALSE | L | Annual | Constraint Shadow Price | US2022$/Ton | 0 | 0 | 0 | 0 | 0 | 0 | 0
BART NOX Annual-Leland Olds 1 -v5.13 | 144 | 7148 | Rate Constraint in lbs/MMBtu | FALSE | L | Annual | Seasons Included | Seasons | Winter, Spring, Summer, Fall | Winter, Spring, Summer, Fall | Winter, Spring, Summer, Fall | Winter, Spring, Summer, Fall | Winter, Spring, Summer, Fall | Winter, Spring, Summer, Fall | Winter, Spring, Summer, Fall
BART NOX Annual-Leland Olds 1 -v5.13 | 144 | 7148 | Rate Constraint in lbs/MMBtu | FALSE | L | Annual | Standard NOX | lb/MMBtu | 0.19 | 0.19 | 0.19 | 0.19 | 0.19 | 0.19 | 0.19
BART NOX Annual-Leland Olds 1 -v5.13 | 144 | 7148 | Rate Constraint in lbs/MMBtu | FALSE | L | Annual | Emissions at Affected Plants NOX | Thousand Tons | 0.31514 | 0.89914 | 0.45703 | 0.45703 | 0 | 0 | 0
BART NOX Annual-Leland Olds 1 -v5.13 | 144 | 7148 | Rate Constraint in lbs/MMBtu | FALSE | L | Annual | Allowances Purchased NOX | Thousand Tons | 0 | 0 | 0 | 0 | 0 | 0 | 0
BART NOX Annual-Leland Olds 1 -v5.13 | 144 | 7148 | Rate Constraint in lbs/MMBtu | FALSE | L | Annual | Allowances Sold NOX | Thousand Tons | 0 | 0 | 0 | 0 | 0 | 0 | 0
BART NOX Annual-Leland Olds 1 -v5.13 | 144 | 7148 | Rate Constraint in lbs/MMBtu | FALSE | L | Annual | Allowances Banked | Thousand Tons | 0 | 0 | 0 | 0 | 0 | 0 | 0
BART NOX Annual-Leland Olds 1 -v5.13 | 144 | 7148 | Rate Constraint in lbs/MMBtu | FALSE | L | Annual | Allowances Withdrawn (1:1) | Thousand Tons | 0 | 0 | 0 | 0 | 0 | 0 | 0
BART NOX Annual-Leland Olds 1 -v5.13 | 144 | 7148 | Rate Constraint in lbs/MMBtu | FALSE | L | Annual | Allowances Withdrawn (1:n) | Thousand Tons | 0 | 0 | 0 | 0 | 0 | 0 | 0
BART NOX Annual-Leland Olds 1 -v5.13 | 144 | 7148 | Rate Constraint in lbs/MMBtu | FALSE | L | Annual | Total | Thousand Tons | 0.31514 | 0.89914 | 0.45703 | 0.45703 | 0 | 0 | 0
BART NOX Annual-Leland Olds 1 -v5.13 | 144 | 7148 | Rate Constraint in lbs/MMBtu | FALSE | L | Annual | Fuel Consumed | TBtu | 4.4561 | 12.7141 | 18.281 | 18.281 | 0 | 0 | 0
BART NOX Annual-Leland Olds 1 -v5.13 | 144 | 7148 | Rate Constraint in lbs/MMBtu | FALSE | L | Annual | Rate | lb/MMBtu | 0.14144 | 0.14144 | 0.05 | 0.05 | 0 | 0 | 0
BART NOX Annual-Leland Olds 1 -v5.13 | 144 | 7148 | Rate Constraint in lbs/MMBtu | FALSE | L | Annual | Generation | TWh | 0.37601 | 1.0728 | 0.95323 | 0.95323 | 0 | 0 | 0
BART NOX Annual-Leland Olds 1 -v5.13 | 144 | 7148 | Rate Constraint in lbs/MMBtu | FALSE | L | Annual | Qualifying Generation | TWh | 0.37601 | 1.0728 | 0.95323 | 0.95323 | 0 | 0 | 0
BART NOX Annual-Leland Olds 1 -v5.13 | 144 | 7148 | Rate Constraint in lbs/MMBtu | FALSE | L | Annual | Rate | lb/MWh | 1.6762 | 1.6762 | 0.9589 | 0.9589 | 0 | 0 | 0
BART NOX Annual-Leland Olds 1 -v5.13 | 144 | 7148 | Rate Constraint in lbs/MMBtu | FALSE | L | Annual | Constraint Shadow Price | US2022$/Ton | 0 | 0 | 0 | 0 | 0 | 0 | 0
BART NOX Annual-Leland Olds 2 -v5.13 | 145 | 7149 | Rate Constraint in lbs/MMBtu | FALSE | L | Annual | Seasons Included | Seasons | Winter, Spring, Summer, Fall | Winter, Spring, Summer, Fall | Winter, Spring, Summer, Fall | Winter, Spring, Summer, Fall | Winter, Spring, Summer, Fall | Winter, Spring, Summer, Fall | Winter, Spring, Summer, Fall
BART NOX Annual-Leland Olds 2 -v5.13 | 145 | 7149 | Rate Constraint in lbs/MMBtu | FALSE | L | Annual | Standard NOX | lb/MMBtu | 0.35 | 0.35 | 0.35 | 0.35 | 0.35 | 0.35 | 0.35
BART NOX Annual-Leland Olds 2 -v5.13 | 145 | 7149 | Rate Constraint in lbs/MMBtu | FALSE | L | Annual | Emissions at Affected Plants NOX | Thousand Tons | 1.4273 | 4.0028 | 0.88993 | 0.88993 | 0 | 0 | 0
BART NOX Annual-Leland Olds 2 -v5.13 | 145 | 7149 | Rate Constraint in lbs/MMBtu | FALSE | L | Annual | Allowances Purchased NOX | Thousand Tons | 0 | 0 | 0 | 0 | 0 | 0 | 0
BART NOX Annual-Leland Olds 2 -v5.13 | 145 | 7149 | Rate Constraint in lbs/MMBtu | FALSE | L | Annual | Allowances Sold NOX | Thousand Tons | 0 | 0 | 0 | 0 | 0 | 0 | 0
BART NOX Annual-Leland Olds 2 -v5.13 | 145 | 7149 | Rate Constraint in lbs/MMBtu | FALSE | L | Annual | Allowances Banked | Thousand Tons | 0 | 0 | 0 | 0 | 0 | 0 | 0
BART NOX Annual-Leland Olds 2 -v5.13 | 145 | 7149 | Rate Constraint in lbs/MMBtu | FALSE | L | Annual | Allowances Withdrawn (1:1) | Thousand Tons | 0 | 0 | 0 | 0 | 0 | 0 | 0
BART NOX Annual-Leland Olds 2 -v5.13 | 145 | 7149 | Rate Constraint in lbs/MMBtu | FALSE | L | Annual | Allowances Withdrawn (1:n) | Thousand Tons | 0 | 0 | 0 | 0 | 0 | 0 | 0
BART NOX Annual-Leland Olds 2 -v5.13 | 145 | 7149 | Rate Constraint in lbs/MMBtu | FALSE | L | Annual | Total | Thousand Tons | 1.4273 | 4.0028 | 0.88993 | 0.88993 | 0 | 0 | 0
BART NOX Annual-Leland Olds 2 -v5.13 | 145 | 7149 | Rate Constraint in lbs/MMBtu | FALSE | L | Annual | Fuel Consumed | TBtu | 9.8888 | 27.7328 | 35.5972 | 35.5972 | 0 | 0 | 0
BART NOX Annual-Leland Olds 2 -v5.13 | 145 | 7149 | Rate Constraint in lbs/MMBtu | FALSE | L | Annual | Rate | lb/MMBtu | 0.28867 | 0.28867 | 0.05 | 0.05 | 0 | 0 | 0
BART NOX Annual-Leland Olds 2 -v5.13 | 145 | 7149 | Rate Constraint in lbs/MMBtu | FALSE | L | Annual | Generation | TWh | 0.84153 | 2.36 | 1.8816 | 1.8816 | 0 | 0 | 0
BART NOX Annual-Leland Olds 2 -v5.13 | 145 | 7149 | Rate Constraint in lbs/MMBtu | FALSE | L | Annual | Qualifying Generation | TWh | 0.84153 | 2.36 | 1.8816 | 1.8816 | 0 | 0 | 0
BART NOX Annual-Leland Olds 2 -v5.13 | 145 | 7149 | Rate Constraint in lbs/MMBtu | FALSE | L | Annual | Rate | lb/MWh | 3.3922 | 3.3922 | 0.94592 | 0.94592 | 0 | 0 | 0
BART NOX Annual-Leland Olds 2 -v5.13 | 145 | 7149 | Rate Constraint in lbs/MMBtu | FALSE | L | Annual | Constraint Shadow Price | US2022$/Ton | 0 | 0 | 0 | 0 | 0 | 0 | 0
BART NOX Annual-Milton R Young B1 -v5.13 | 146 | 7151 | Rate Constraint in lbs/MMBtu | FALSE | L | Annual | Seasons Included | Seasons | Winter, Spring, Summer, Fall | Winter, Spring, Summer, Fall | Winter, Spring, Summer, Fall | Winter, Spring, Summer, Fall | Winter, Spring, Summer, Fall | Winter, Spring, Summer, Fall | Winter, Spring, Summer, Fall
BART NOX Annual-Milton R Young B1 -v5.13 | 146 | 7151 | Rate Constraint in lbs/MMBtu | FALSE | L | Annual | Standard NOX | lb/MMBtu | 0.36 | 0.36 | 0.36 | 0.36 | 0.36 | 0.36 | 0.36
BART NOX Annual-Milton R Young B1 -v5.13 | 146 | 7151 | Rate Constraint in lbs/MMBtu | FALSE | L | Annual | Emissions at Affected Plants NOX | Thousand Tons | 2.5412 | 1.6178 | 1.2794 | 1.2794 | 0.81185 | 0.8084 | 0.8084
BART NOX Annual-Milton R Young B1 -v5.13 | 146 | 7151 | Rate Constraint in lbs/MMBtu | FALSE | L | Annual | Allowances Purchased NOX | Thousand Tons | 0 | 0 | 0 | 0 | 0 | 0 | 0
BART NOX Annual-Milton R Young B1 -v5.13 | 146 | 7151 | Rate Constraint in lbs/MMBtu | FALSE | L | Annual | Allowances Sold NOX | Thousand Tons | 0 | 0 | 0 | 0 | 0 | 0 | 0
BART NOX Annual-Milton R Young B1 -v5.13 | 146 | 7151 | Rate Constraint in lbs/MMBtu | FALSE | L | Annual | Allowances Banked | Thousand Tons | 0 | 0 | 0 | 0 | 0 | 0 | 0
BART NOX Annual-Milton R Young B1 -v5.13 | 146 | 7151 | Rate Constraint in lbs/MMBtu | FALSE | L | Annual | Allowances Withdrawn (1:1) | Thousand Tons | 0 | 0 | 0 | 0 | 0 | 0 | 0
BART NOX Annual-Milton R Young B1 -v5.13 | 146 | 7151 | Rate Constraint in lbs/MMBtu | FALSE | L | Annual | Allowances Withdrawn (1:n) | Thousand Tons | 0 | 0 | 0 | 0 | 0 | 0 | 0
BART NOX Annual-Milton R Young B1 -v5.13 | 146 | 7151 | Rate Constraint in lbs/MMBtu | FALSE | L | Annual | Total | Thousand Tons | 2.5412 | 1.6178 | 1.2794 | 1.2794 | 0.81185 | 0.8084 | 0.8084
BART NOX Annual-Milton R Young B1 -v5.13 | 146 | 7151 | Rate Constraint in lbs/MMBtu | FALSE | L | Annual | Fuel Consumed | TBtu | 19.0186 | 19.6873 | 19.6873 | 19.6873 | 6.0761 | 6.0502 | 6.0502
BART NOX Annual-Milton R Young B1 -v5.13 | 146 | 7151 | Rate Constraint in lbs/MMBtu | FALSE | L | Annual | Rate | lb/MMBtu | 0.26723 | 0.16435 | 0.12997 | 0.12997 | 0.26723 | 0.26723 | 0.26723
BART NOX Annual-Milton R Young B1 -v5.13 | 146 | 7151 | Rate Constraint in lbs/MMBtu | FALSE | L | Annual | Generation | TWh | 1.6352 | 1.3921 | 1.2917 | 1.2917 | 0.5224 | 0.52018 | 0.52018
BART NOX Annual-Milton R Young B1 -v5.13 | 146 | 7151 | Rate Constraint in lbs/MMBtu | FALSE | L | Annual | Qualifying Generation | TWh | 1.6352 | 1.3921 | 1.2917 | 1.2917 | 0.5224 | 0.52018 | 0.52018
BART NOX Annual-Milton R Young B1 -v5.13 | 146 | 7151 | Rate Constraint in lbs/MMBtu | FALSE | L | Annual | Rate | lb/MWh | 3.1082 | 2.3243 | 1.981 | 1.981 | 3.1082 | 3.1082 | 3.1082
BART NOX Annual-Milton R Young B1 -v5.13 | 146 | 7151 | Rate Constraint in lbs/MMBtu | FALSE | L | Annual | Constraint Shadow Price | US2022$/Ton | 0 | 0 | 0 | 0 | 0 | 0 | 0
BART NOX Annual-Milton R Young B2 -v5.13 | 147 | 7152 | Rate Constraint in lbs/MMBtu | FALSE | L | Annual | Seasons Included | Seasons | Winter, Spring, Summer, Fall | Winter, Spring, Summer, Fall | Winter, Spring, Summer, Fall | Winter, Spring, Summer, Fall | Winter, Spring, Summer, Fall | Winter, Spring, Summer, Fall | Winter, Spring, Summer, Fall
BART NOX Annual-Milton R Young B2 -v5.13 | 147 | 7152 | Rate Constraint in lbs/MMBtu | FALSE | L | Annual | Standard NOX | lb/MMBtu | 0.35 | 0.35 | 0.35 | 0.35 | 0.35 | 0.35 | 0.35
BART NOX Annual-Milton R Young B2 -v5.13 | 147 | 7152 | Rate Constraint in lbs/MMBtu | FALSE | L | Annual | Emissions at Affected Plants NOX | Thousand Tons | 5.0022 | 5.1554 | 5.1554 | 5.1554 | 4.3219 | 4.2865 | 4.2865
BART NOX Annual-Milton R Young B2 -v5.13 | 147 | 7152 | Rate Constraint in lbs/MMBtu | FALSE | L | Annual | Allowances Purchased NOX | Thousand Tons | 0 | 0 | 0 | 0 | 0 | 0 | 0
BART NOX Annual-Milton R Young B2 -v5.13 | 147 | 7152 | Rate Constraint in lbs/MMBtu | FALSE | L | Annual | Allowances Sold NOX | Thousand Tons | 0 | 0 | 0 | 0 | 0 | 0 | 0
BART NOX Annual-Milton R Young B2 -v5.13 | 147 | 7152 | Rate Constraint in lbs/MMBtu | FALSE | L | Annual | Allowances Banked | Thousand Tons | 0 | 0 | 0 | 0 | 0 | 0 | 0
BART NOX Annual-Milton R Young B2 -v5.13 | 147 | 7152 | Rate Constraint in lbs/MMBtu | FALSE | L | Annual | Allowances Withdrawn (1:1) | Thousand Tons | 0 | 0 | 0 | 0 | 0 | 0 | 0
BART NOX Annual-Milton R Young B2 -v5.13 | 147 | 7152 | Rate Constraint in lbs/MMBtu | FALSE | L | Annual | Allowances Withdrawn (1:n) | Thousand Tons | 0 | 0 | 0 | 0 | 0 | 0 | 0
BART NOX Annual-Milton R Young B2 -v5.13 | 147 | 7152 | Rate Constraint in lbs/MMBtu | FALSE | L | Annual | Total | Thousand Tons | 5.0022 | 5.1554 | 5.1554 | 5.1554 | 4.3219 | 4.2865 | 4.2865
BART NOX Annual-Milton R Young B2 -v5.13 | 147 | 7152 | Rate Constraint in lbs/MMBtu | FALSE | L | Annual | Fuel Consumed | TBtu | 35.2852 | 36.3656 | 36.3656 | 36.3656 | 30.4863 | 30.2368 | 30.2368
BART NOX Annual-Milton R Young B2 -v5.13 | 147 | 7152 | Rate Constraint in lbs/MMBtu | FALSE | L | Annual | Rate | lb/MMBtu | 0.28353 | 0.28353 | 0.28353 | 0.28353 | 0.28353 | 0.28353 | 0.28353
BART NOX Annual-Milton R Young B2 -v5.13 | 147 | 7152 | Rate Constraint in lbs/MMBtu | FALSE | L | Annual | Generation | TWh | 3.0976 | 3.1925 | 3.1925 | 3.1925 | 2.6763 | 2.6544 | 2.6544
BART NOX Annual-Milton R Young B2 -v5.13 | 147 | 7152 | Rate Constraint in lbs/MMBtu | FALSE | L | Annual | Qualifying Generation | TWh | 3.0976 | 3.1925 | 3.1925 | 3.1925 | 2.6763 | 2.6544 | 2.6544
BART NOX Annual-Milton R Young B2 -v5.13 | 147 | 7152 | Rate Constraint in lbs/MMBtu | FALSE | L | Annual | Rate | lb/MWh | 3.2297 | 3.2297 | 3.2297 | 3.2297 | 3.2297 | 3.2297 | 3.2297
BART NOX Annual-Milton R Young B2 -v5.13 | 147 | 7152 | Rate Constraint in lbs/MMBtu | FALSE | L | Annual | Constraint Shadow Price | US2022$/Ton | 0 | 0 | 0 | 0 | 0 | 0 | 0
BART NOX Annual-Muskogee 4 -v6.17 | 148 | 7153 | Rate Constraint in lbs/MMBtu | FALSE | L | Annual | Seasons Included | Seasons | Winter, Spring, Summer, Fall | Winter, Spring, Summer, Fall | Winter, Spring, Summer, Fall | Winter, Spring, Summer, Fall | Winter, Spring, Summer, Fall | Winter, Spring, Summer, Fall | Winter, Spring, Summer, Fall
BART NOX Annual-Muskogee 4 -v6.17 | 148 | 7153 | Rate Constraint in lbs/MMBtu | FALSE | L | Annual | Standard NOX | lb/MMBtu | 0.15 | 0.15 | 0.15 | 0.15 | 0.15 | 0.15 | 0.15
BART NOX Annual-Muskogee 4 -v6.17 | 148 | 7153 | Rate Constraint in lbs/MMBtu | FALSE | L | Annual | Emissions at Affected Plants NOX | Thousand Tons | 0.05096 | 0.05096 | 0 | 0 | 0 | 0 | 0
BART NOX Annual-Muskogee 4 -v6.17 | 148 | 7153 | Rate Constraint in lbs/MMBtu | FALSE | L | Annual | Allowances Purchased NOX | Thousand Tons | 0 | 0 | 0 | 0 | 0 | 0 | 0
BART NOX Annual-Muskogee 4 -v6.17 | 148 | 7153 | Rate Constraint in lbs/MMBtu | FALSE | L | Annual | Allowances Sold NOX | Thousand Tons | 0 | 0 | 0 | 0 | 0 | 0 | 0
BART NOX Annual-Muskogee 4 -v6.17 | 148 | 7153 | Rate Constraint in lbs/MMBtu | FALSE | L | Annual | Allowances Banked | Thousand Tons | 0 | 0 | 0 | 0 | 0 | 0 | 0
BART NOX Annual-Muskogee 4 -v6.17 | 148 | 7153 | Rate Constraint in lbs/MMBtu | FALSE | L | Annual | Allowances Withdrawn (1:1) | Thousand Tons | 0 | 0 | 0 | 0 | 0 | 0 | 0
BART NOX Annual-Muskogee 4 -v6.17 | 148 | 7153 | Rate Constraint in lbs/MMBtu | FALSE | L | Annual | Allowances Withdrawn (1:n) | Thousand Tons | 0 | 0 | 0 | 0 | 0 | 0 | 0
BART NOX Annual-Muskogee 4 -v6.17 | 148 | 7153 | Rate Constraint in lbs/MMBtu | FALSE | L | Annual | Total | Thousand Tons | 0.05096 | 0.05096 | 0 | 0 | 0 | 0 | 0
BART NOX Annual-Muskogee 4 -v6.17 | 148 | 7153 | Rate Constraint in lbs/MMBtu | FALSE | L | Annual | Fuel Consumed | TBtu | 0.95574 | 0.95574 | 0 | 0 | 0 | 0 | 0
BART NOX Annual-Muskogee 4 -v6.17 | 148 | 7153 | Rate Constraint in lbs/MMBtu | FALSE | L | Annual | Rate | lb/MMBtu | 0.10664 | 0.10664 | 0 | 0 | 0 | 0 | 0
BART NOX Annual-Muskogee 4 -v6.17 | 148 | 7153 | Rate Constraint in lbs/MMBtu | FALSE | L | Annual | Generation | TWh | 0.084797 | 0.084797 | 0 | 0 | 0 | 0 | 0
BART NOX Annual-Muskogee 4 -v6.17 | 148 | 7153 | Rate Constraint in lbs/MMBtu | FALSE | L | Annual | Qualifying Generation | TWh | 0.084797 | 0.084797 | 0 | 0 | 0 | 0 | 0
BART NOX Annual-Muskogee 4 -v6.17 | 148 | 7153 | Rate Constraint in lbs/MMBtu | FALSE | L | Annual | Rate | lb/MWh | 1.2019 | 1.2019 | 0 | 0 | 0 | 0 | 0
BART NOX Annual-Muskogee 4 -v6.17 | 148 | 7153 | Rate Constraint in lbs/MMBtu | FALSE | L | Annual | Constraint Shadow Price | US2022$/Ton | 0 | 0 | 0 | 0 | 0 | 0 | 0
BART NOX Annual-Muskogee 5 -v6.17 | 149 | 7154 | Rate Constraint in lbs/MMBtu | FALSE | L | Annual | Seasons Included | Seasons | Winter, Spring, Summer, Fall | Winter, Spring, Summer, Fall | Winter, Spring, Summer, Fall | Winter, Spring, Summer, Fall | Winter, Spring, Summer, Fall | Winter, Spring, Summer, Fall | Winter, Spring, Summer, Fall
BART NOX Annual-Muskogee 5 -v6.17 | 149 | 7154 | Rate Constraint in lbs/MMBtu | FALSE | L | Annual | Standard NOX | lb/MMBtu | 0.15 | 0.15 | 0.15 | 0.15 | 0.15 | 0.15 | 0.15
BART NOX Annual-Muskogee 5 -v6.17 | 149 | 7154 | Rate Constraint in lbs/MMBtu | FALSE | L | Annual | Emissions at Affected Plants NOX | Thousand Tons | 0.047778 | 0.047778 | 0 | 0 | 0 | 0 | 0
BART NOX Annual-Muskogee 5 -v6.17 | 149 | 7154 | Rate Constraint in lbs/MMBtu | FALSE | L | Annual | Allowances Purchased NOX | Thousand Tons | 0 | 0 | 0 | 0 | 0 | 0 | 0
BART NOX Annual-Muskogee 5 -v6.17 | 149 | 7154 | Rate Constraint in lbs/MMBtu | FALSE | L | Annual | Allowances Sold NOX | Thousand Tons | 0 | 0 | 0 | 0 | 0 | 0 | 0
BART NOX Annual-Muskogee 5 -v6.17 | 149 | 7154 | Rate Constraint in lbs/MMBtu | FALSE | L | Annual | Allowances Banked | Thousand Tons | 0 | 0 | 0 | 0 | 0 | 0 | 0
BART NOX Annual-Muskogee 5 -v6.17 | 149 | 7154 | Rate Constraint in lbs/MMBtu | FALSE | L | Annual | Allowances Withdrawn (1:1) | Thousand Tons | 0 | 0 | 0 | 0 | 0 | 0 | 0
BART NOX Annual-Muskogee 5 -v6.17 | 149 | 7154 | Rate Constraint in lbs/MMBtu | FALSE | L | Annual | Allowances Withdrawn (1:n) | Thousand Tons | 0 | 0 | 0 | 0 | 0 | 0 | 0
BART NOX Annual-Muskogee 5 -v6.17 | 149 | 7154 | Rate Constraint in lbs/MMBtu | FALSE | L | Annual | Total | Thousand Tons | 0.047778 | 0.047778 | 0 | 0 | 0 | 0 | 0
BART NOX Annual-Muskogee 5 -v6.17 | 149 | 7154 | Rate Constraint in lbs/MMBtu | FALSE | L | Annual | Fuel Consumed | TBtu | 0.96279 | 0.96279 | 0 | 0 | 0 | 0 | 0
BART NOX Annual-Muskogee 5 -v6.17 | 149 | 7154 | Rate Constraint in lbs/MMBtu | FALSE | L | Annual | Rate | lb/MMBtu | 0.09925 | 0.09925 | 0 | 0 | 0 | 0 | 0
BART NOX Annual-Muskogee 5 -v6.17 | 149 | 7154 | Rate Constraint in lbs/MMBtu | FALSE | L | Annual | Generation | TWh | 0.085498 | 0.085498 | 0 | 0 | 0 | 0 | 0
BART NOX Annual-Muskogee 5 -v6.17 | 149 | 7154 | Rate Constraint in lbs/MMBtu | FALSE | L | Annual | Qualifying Generation | TWh | 0.085498 | 0.085498 | 0 | 0 | 0 | 0 | 0
BART NOX Annual-Muskogee 5 -v6.17 | 149 | 7154 | Rate Constraint in lbs/MMBtu | FALSE | L | Annual | Rate | lb/MWh | 1.1177 | 1.1177 | 0 | 0 | 0 | 0 | 0
BART NOX Annual-Muskogee 5 -v6.17 | 149 | 7154 | Rate Constraint in lbs/MMBtu | FALSE | L | Annual | Constraint Shadow Price | US2022$/Ton | 0 | 0 | 0 | 0 | 0 | 0 | 0
BART NOX Annual-Naughton 3 -v5.14 | 150 | 7173 | Rate Constraint in lbs/MMBtu | FALSE | L | Annual | Seasons Included | Seasons | Winter, Spring, Summer, Fall | Winter, Spring, Summer, Fall | Winter, Spring, Summer, Fall | Winter, Spring, Summer, Fall | Winter, Spring, Summer, Fall | Winter, Spring, Summer, Fall | Winter, Spring, Summer, Fall
BART NOX Annual-Naughton 3 -v5.14 | 150 | 7173 | Rate Constraint in lbs/MMBtu | FALSE | L | Annual | Standard NOX | lb/MMBtu | 0.12 | 0.12 | 0.12 | 0.12 | 0.12 | 0.12 | 0.12
BART NOX Annual-Naughton 3 -v5.14 | 150 | 7173 | Rate Constraint in lbs/MMBtu | FALSE | L | Annual | Emissions at Affected Plants NOX | Thousand Tons | 0.013535 | 0.013535 | 0 | 0 | 0 | 0 | 0
BART NOX Annual-Naughton 3 -v5.14 | 150 | 7173 | Rate Constraint in lbs/MMBtu | FALSE | L | Annual | Allowances Purchased NOX | Thousand Tons | 0 | 0 | 0 | 0 | 0 | 0 | 0
BART NOX Annual-Naughton 3 -v5.14 | 150 | 7173 | Rate Constraint in lbs/MMBtu | FALSE | L | Annual | Allowances Sold NOX | Thousand Tons | 0 | 0 | 0 | 0 | 0 | 0 | 0
BART NOX Annual-Naughton 3 -v5.14 | 150 | 7173 | Rate Constraint in lbs/MMBtu | FALSE | L | Annual | Allowances Banked | Thousand Tons | 0 | 0 | 0 | 0 | 0 | 0 | 0
BART NOX Annual-Naughton 3 -v5.14 | 150 | 7173 | Rate Constraint in lbs/MMBtu | FALSE | L | Annual | Allowances Withdrawn (1:1) | Thousand Tons | 0 | 0 | 0 | 0 | 0 | 0 | 0
BART NOX Annual-Naughton 3 -v5.14 | 150 | 7173 | Rate Constraint in lbs/MMBtu | FALSE | L | Annual | Allowances Withdrawn (1:n) | Thousand Tons | 0 | 0 | 0 | 0 | 0 | 0 | 0
BART NOX Annual-Naughton 3 -v5.14 | 150 | 7173 | Rate Constraint in lbs/MMBtu | FALSE | L | Annual | Total | Thousand Tons | 0.013535 | 0.013535 | 0 | 0 | 0 | 0 | 0
BART NOX Annual-Naughton 3 -v5.14 | 150 | 7173 | Rate Constraint in lbs/MMBtu | FALSE | L | Annual | Fuel Consumed | TBtu | 0.46754 | 0.46754 | 0 | 0 | 0 | 0 | 0
BART NOX Annual-Naughton 3 -v5.14 | 150 | 7173 | Rate Constraint in lbs/MMBtu | FALSE | L | Annual | Rate | lb/MMBtu | 0.0579 | 0.0579 | 0 | 0 | 0 | 0 | 0
BART NOX Annual-Naughton 3 -v5.14 | 150 | 7173 | Rate Constraint in lbs/MMBtu | FALSE | L | Annual | Generation | TWh | 0.043274 | 0.043274 | 0 | 0 | 0 | 0 | 0
BART NOX Annual-Naughton 3 -v5.14 | 150 | 7173 | Rate Constraint in lbs/MMBtu | FALSE | L | Annual | Qualifying Generation | TWh | 0.043274 | 0.043274 | 0 | 0 | 0 | 0 | 0
BART NOX Annual-Naughton 3 -v5.14 | 150 | 7173 | Rate Constraint in lbs/MMBtu | FALSE | L | Annual | Rate | lb/MWh | 0.62555 | 0.62555 | 0 | 0 | 0 | 0 | 0
BART NOX Annual-Naughton 3 -v5.14 | 150 | 7173 | Rate Constraint in lbs/MMBtu | FALSE | L | Annual | Constraint Shadow Price | US2022$/Ton | 0 | 0 | 0 | 0 | 0 | 0 | 0
BART NOX Annual-Nebraska City 1 -v5.14 | 151 | 7137 | Rate Constraint in lbs/MMBtu | FALSE | L | Annual | Seasons Included | Seasons | Winter, Spring, Summer, Fall | Winter, Spring, Summer, Fall | Winter, Spring, Summer, Fall | Winter, Spring, Summer, Fall | Winter, Spring, Summer, Fall | Winter, Spring, Summer, Fall | Winter, Spring, Summer, Fall
BART NOX Annual-Nebraska City 1 -v5.14 | 151 | 7137 | Rate Constraint in lbs/MMBtu | FALSE | L | Annual | Standard NOX | lb/MMBtu | 0.23 | 0.23 | 0.23 | 0.23 | 0.23 | 0.23 | 0.23
BART NOX Annual-Nebraska City 1 -v5.14 | 151 | 7137 | Rate Constraint in lbs/MMBtu | FALSE | L | Annual | Emissions at Affected Plants NOX | Thousand Tons | 4.1642 | 4.1642 | 4.1642 | 4.1642 | 3.4974 | 3.4974 | 3.4974
BART NOX Annual-Nebraska City 1 -v5.14 | 151 | 7137 | Rate Constraint in lbs/MMBtu | FALSE | L | Annual | Allowances Purchased NOX | Thousand Tons | 0 | 0 | 0 | 0 | 0 | 0 | 0
BART NOX Annual-Nebraska City 1 -v5.14 | 151 | 7137 | Rate Constraint in lbs/MMBtu | FALSE | L | Annual | Allowances Sold NOX | Thousand Tons | 0 | 0 | 0 | 0 | 0 | 0 | 0
BART NOX Annual-Nebraska City 1 -v5.14 | 151 | 7137 | Rate Constraint in lbs/MMBtu | FALSE | L | Annual | Allowances Banked | Thousand Tons | 0 | 0 | 0 | 0 | 0 | 0 | 0
BART NOX Annual-Nebraska City 1 -v5.14 | 151 | 7137 | Rate Constraint in lbs/MMBtu | FALSE | L | Annual | Allowances Withdrawn (1:1) | Thousand Tons | 0 | 0 | 0 | 0 | 0 | 0 | 0
BART NOX Annual-Nebraska City 1 -v5.14 | 151 | 7137 | Rate Constraint in lbs/MMBtu | FALSE | L | Annual | Allowances Withdrawn (1:n) | Thousand Tons | 0 | 0 | 0 | 0 | 0 | 0 | 0
BART NOX Annual-Nebraska City 1 -v5.14 | 151 | 7137 | Rate Constraint in lbs/MMBtu | FALSE | L | Annual | Total | Thousand Tons | 4.1642 | 4.1642 | 4.1642 | 4.1642 | 3.4974 | 3.4974 | 3.4974
BART NOX Annual-Nebraska City 1 -v5.14 | 151 | 7137 | Rate Constraint in lbs/MMBtu | FALSE | L | Annual | Fuel Consumed | TBtu | 44.4413 | 44.4413 | 44.4413 | 44.4413 | 37.3252 | 37.3252 | 37.3252
BART NOX Annual-Nebraska City 1 -v5.14 | 151 | 7137 | Rate Constraint in lbs/MMBtu | FALSE | L | Annual | Rate | lb/MMBtu | 0.1874 | 0.1874 | 0.1874 | 0.1874 | 0.1874 | 0.1874 | 0.1874
BART NOX Annual-Nebraska City 1 -v5.14 | 151 | 7137 | Rate Constraint in lbs/MMBtu | FALSE | L | Annual | Generation | TWh | 4.5265 | 4.5265 | 4.5265 | 4.5265 | 3.8017 | 3.8017 | 3.8017
BART NOX Annual-Nebraska City 1 -v5.14 | 151 | 7137 | Rate Constraint in lbs/MMBtu | FALSE | L | Annual | Qualifying Generation | TWh | 4.5265 | 4.5265 | 4.5265 | 4.5265 | 3.8017 | 3.8017 | 3.8017
BART NOX Annual-Nebraska City 1 -v5.14 | 151 | 7137 | Rate Constraint in lbs/MMBtu | FALSE | L | Annual | Rate | lb/MWh | 1.8399 | 1.8399 | 1.8399 | 1.8399 | 1.8399 | 1.8399 | 1.8399
BART NOX Annual-Nebraska City 1 -v5.14 | 151 | 7137 | Rate Constraint in lbs/MMBtu | FALSE | L | Annual | Constraint Shadow Price | US2022$/Ton | 0 | 0 | 0 | 0 | 0 | 0 | 0
BART NOX Annual-Northeastern 3313 -v5.13 | 152 | 7159 | Rate Constraint in lbs/MMBtu | FALSE | L | Annual | Seasons Included | Seasons | Winter, Spring, Summer, Fall | Winter, Spring, Summer, Fall | Winter, Spring, Summer, Fall | Winter, Spring, Summer, Fall | Winter, Spring, Summer, Fall | Winter, Spring, Summer, Fall | Winter, Spring, Summer, Fall
BART NOX Annual-Northeastern 3313 -v5.13 | 152 | 7159 | Rate Constraint in lbs/MMBtu | FALSE | L | Annual | Standard NOX | lb/MMBtu | 0.23 | 0.23 | 0.23 | 0.23 | 0.23 | 0.23 | 0.23
BART NOX Annual-Northeastern 3313 -v5.13 | 152 | 7159 | Rate Constraint in lbs/MMBtu | FALSE | L | Annual | Emissions at Affected Plants NOX | Thousand Tons | 0 | 0 | 0 | 0 | 0 | 0 | 0
BART NOX Annual-Northeastern 3313 -v5.13 | 152 | 7159 | Rate Constraint in lbs/MMBtu | FALSE | L | Annual | Allowances Purchased NOX | Thousand Tons | 0 | 0 | 0 | 0 | 0 | 0 | 0
BART NOX Annual-Northeastern 3313 -v5.13 | 152 | 7159 | Rate Constraint in lbs/MMBtu | FALSE | L | Annual | Allowances Sold NOX | Thousand Tons | 0 | 0 | 0 | 0 | 0 | 0 | 0
BART NOX Annual-Northeastern 3313 -v5.13 | 152 | 7159 | Rate Constraint in lbs/MMBtu | FALSE | L | Annual | Allowances Banked | Thousand Tons | 0 | 0 | 0 | 0 | 0 | 0 | 0
BART NOX Annual-Northeastern 3313 -v5.13 | 152 | 7159 | Rate Constraint in lbs/MMBtu | FALSE | L | Annual | Allowances Withdrawn (1:1) | Thousand Tons | 0 | 0 | 0 | 0 | 0 | 0 | 0
BART NOX Annual-Northeastern 3313 -v5.13 | 152 | 7159 | Rate Constraint in lbs/MMBtu | FALSE | L | Annual | Allowances Withdrawn (1:n) | Thousand Tons | 0 | 0 | 0 | 0 | 0 | 0 | 0
BART NOX Annual-Northeastern 3313 -v5.13 | 152 | 7159 | Rate Constraint in lbs/MMBtu | FALSE | L | Annual | Total | Thousand Tons | 0 | 0 | 0 | 0 | 0 | 0 | 0
BART NOX Annual-Northeastern 3313 -v5.13 | 152 | 7159 | Rate Constraint in lbs/MMBtu | FALSE | L | Annual | Fuel Consumed | TBtu | 0 | 0 | 0 | 0 | 0 | 0 | 0
BART NOX Annual-Northeastern 3313 -v5.13 | 152 | 7159 | Rate Constraint in lbs/MMBtu | FALSE | L | Annual | Rate | lb/MMBtu | 0 | 0 | 0 | 0 | 0 | 0 | 0
BART NOX Annual-Northeastern 3313 -v5.13 | 152 | 7159 | Rate Constraint in lbs/MMBtu | FALSE | L | Annual | Generation | TWh | 0 | 0 | 0 | 0 | 0 | 0 | 0
BART NOX Annual-Northeastern 3313 -v5.13 | 152 | 7159 | Rate Constraint in lbs/MMBtu | FALSE | L | Annual | Qualifying Generation | TWh | 0 | 0 | 0 | 0 | 0 | 0 | 0
BART NOX Annual-Northeastern 3313 -v5.13 | 152 | 7159 | Rate Constraint in lbs/MMBtu | FALSE | L | Annual | Rate | lb/MWh | 0 | 0 | 0 | 0 | 0 | 0 | 0
BART NOX Annual-Northeastern 3313 -v5.13 | 152 | 7159 | Rate Constraint in lbs/MMBtu | FALSE | L | Annual | Constraint Shadow Price | US2022$/Ton | 0 | 0 | 0 | 0 | 0 | 0 | 0
BART NOX Annual-Pawnee 1 -v5.13 | 153 | 7155 | Rate Constraint in lbs/MMBtu | FALSE | L | Annual | Seasons Included | Seasons | Winter, Spring, Summer, Fall | Winter, Spring, Summer, Fall | Winter, Spring, Summer, Fall | Winter, Spring, Summer, Fall | Winter, Spring, Summer, Fall | Winter, Spring, Summer, Fall | Winter, Spring, Summer, Fall
BART NOX Annual-Pawnee 1 -v5.13 | 153 | 7155 | Rate Constraint in lbs/MMBtu | FALSE | L | Annual | Standard NOX | lb/MMBtu | 0.07 | 0.07 | 0.07 | 0.07 | 0.07 | 0.07 | 0.07
BART NOX Annual-Pawnee 1 -v5.13 | 153 | 7155 | Rate Constraint in lbs/MMBtu | FALSE | L | Annual | Emissions at Affected Plants NOX | Thousand Tons | 0.02868 | 0.028747 | 0.034831 | 0.034831 | 0.034831 | 0.034831 | 0.034831
BART NOX Annual-Pawnee 1 -v5.13 | 153 | 7155 | Rate Constraint in lbs/MMBtu | FALSE | L | Annual | Allowances Purchased NOX | Thousand Tons | 0 | 0 | 0 | 0 | 0 | 0 | 0
BART NOX Annual-Pawnee 1 -v5.13 | 153 | 7155 | Rate Constraint in lbs/MMBtu | FALSE | L | Annual | Allowances Sold NOX | Thousand Tons | 0 | 0 | 0 | 0 | 0 | 0 | 0
BART NOX Annual-Pawnee 1 -v5.13 | 153 | 7155 | Rate Constraint in lbs/MMBtu | FALSE | L | Annual | Allowances Banked | Thousand Tons | 0 | 0 | 0 | 0 | 0 | 0 | 0
BART NOX Annual-Pawnee 1 -v5.13 | 153 | 7155 | Rate Constraint in lbs/MMBtu | FALSE | L | Annual | Allowances Withdrawn (1:1) | Thousand Tons | 0 | 0 | 0 | 0 | 0 | 0 | 0
BART NOX Annual-Pawnee 1 -v5.13 | 153 | 7155 | Rate Constraint in lbs/MMBtu | FALSE | L | Annual | Allowances Withdrawn (1:n) | Thousand Tons | 0 | 0 | 0 | 0 | 0 | 0 | 0
BART NOX Annual-Pawnee 1 -v5.13 | 153 | 7155 | Rate Constraint in lbs/MMBtu | FALSE | L | Annual | Total | Thousand Tons | 0.02868 | 0.028747 | 0.034831 | 0.034831 | 0.034831 | 0.034831 | 0.034831
BART NOX Annual-Pawnee 1 -v5.13 | 153 | 7155 | Rate Constraint in lbs/MMBtu | FALSE | L | Annual | Fuel Consumed | TBtu | 1.1359 | 1.1384 | 1.3642 | 1.3642 | 1.3642 | 1.3642 | 1.3642
BART NOX Annual-Pawnee 1 -v5.13 | 153 | 7155 | Rate Constraint in lbs/MMBtu | FALSE | L | Annual | Rate | lb/MMBtu | 0.050497 | 0.050505 | 0.051063 | 0.051063 | 0.051063 | 0.051063 | 0.051063
BART NOX Annual-Pawnee 1 -v5.13 | 153 | 7155 | Rate Constraint in lbs/MMBtu | FALSE | L | Annual | Generation | TWh | 0.1011 | 0.10133 | 0.11044 | 0.11044 | 0.11044 | 0.11044 | 0.11044
BART NOX Annual-Pawnee 1 -v5.13 | 153 | 7155 | Rate Constraint in lbs/MMBtu | FALSE | L | Annual | Qualifying Generation | TWh | 0.1011 | 0.10133 | 0.11044 | 0.11044 | 0.11044 | 0.11044 | 0.11044
BART NOX Annual-Pawnee 1 -v5.13 | 153 | 7155 | Rate Constraint in lbs/MMBtu | FALSE | L | Annual | Rate | lb/MWh | 0.56736 | 0.56739 | 0.63076 | 0.63076 | 0.63076 | 0.63076 | 0.63076
BART NOX Annual-Pawnee 1 -v5.13 | 153 | 7155 | Rate Constraint in lbs/MMBtu | FALSE | L | Annual | Constraint Shadow Price | US2022$/Ton | 0 | 0 | 0 | 0 | 0 | 0 | 0
BART NOX Annual-Ray D Nixon 1 -v5.13 | 154 | 7156 | Rate Constraint in lbs/MMBtu | FALSE | L | Annual | Seasons Included | Seasons | Winter, Spring, Summer, Fall | Winter, Spring, Summer, Fall | Winter, Spring, Summer, Fall | Winter, Spring, Summer, Fall | Winter, Spring, Summer, Fall | Winter, Spring, Summer, Fall | Winter, Spring, Summer, Fall
BART NOX Annual-Ray D Nixon 1 -v5.13 | 154 | 7156 | Rate Constraint in lbs/MMBtu | FALSE | L | Annual | Standard NOX | lb/MMBtu | 0.21 | 0.21 | 0.21 | 0.21 | 0.21 | 0.21 | 0.21
BART NOX Annual-Ray D Nixon 1 -v5.13 | 154 | 7156 | Rate Constraint in lbs/MMBtu | FALSE | L | Annual | Emissions at Affected Plants NOX | Thousand Tons | 1.086 | 0 | 0 | 0 | 0 | 0 | 0
BART NOX Annual-Ray D Nixon 1 -v5.13 | 154 | 7156 | Rate Constraint in lbs/MMBtu | FALSE | L | Annual | Allowances Purchased NOX | Thousand Tons | 0 | 0 | 0 | 0 | 0 | 0 | 0
BART NOX Annual-Ray D Nixon 1 -v5.13 | 154 | 7156 | Rate Constraint in lbs/MMBtu | FALSE | L | Annual | Allowances Sold NOX | Thousand Tons | 0 | 0 | 0 | 0 | 0 | 0 | 0
BART NOX Annual-Ray D Nixon 1 -v5.13 | 154 | 7156 | Rate Constraint in lbs/MMBtu | FALSE | L | Annual | Allowances Banked | Thousand Tons | 0 | 0 | 0 | 0 | 0 | 0 | 0
BART NOX Annual-Ray D Nixon 1 -v5.13 | 154 | 7156 | Rate Constraint in lbs/MMBtu | FALSE | L | Annual | Allowances Withdrawn (1:1) | Thousand Tons | 0 | 0 | 0 | 0 | 0 | 0 | 0
BART NOX Annual-Ray D Nixon 1 -v5.13 | 154 | 7156 | Rate Constraint in lbs/MMBtu | FALSE | L | Annual | Allowances Withdrawn (1:n) | Thousand Tons | 0 | 0 | 0 | 0 | 0 | 0 | 0
BART NOX Annual-Ray D Nixon 1 -v5.13 | 154 | 7156 | Rate Constraint in lbs/MMBtu | FALSE | L | Annual | Total | Thousand Tons | 1.086 | 0 | 0 | 0 | 0 | 0 | 0
BART NOX Annual-Ray D Nixon 1 -v5.13 | 154 | 7156 | Rate Constraint in lbs/MMBtu | FALSE | L | Annual | Fuel Consumed | TBtu | 13.3399 | 0 | 0 | 0 | 0 | 0 | 0
BART NOX Annual-Ray D Nixon 1 -v5.13 | 154 | 7156 | Rate Constraint in lbs/MMBtu | FALSE | L | Annual | Rate | lb/MMBtu | 0.16282 | 0 | 0 | 0 | 0 | 0 | 0
BART NOX Annual-Ray D Nixon 1 -v5.13 | 154 | 7156 | Rate Constraint in lbs/MMBtu | FALSE | L | Annual | Generation | TWh | 1.2757 | 0 | 0 | 0 | 0 | 0 | 0
BART NOX Annual-Ray D Nixon 1 -v5.13 | 154 | 7156 | Rate Constraint in lbs/MMBtu | FALSE | L | Annual | Qualifying Generation | TWh | 1.2757 | 0 | 0 | 0 | 0 | 0 | 0
BART NOX Annual-Ray D Nixon 1 -v5.13 | 154 | 7156 | Rate Constraint in lbs/MMBtu | FALSE | L | Annual | Rate | lb/MWh | 1.7026 | 0 | 0 | 0 | 0 | 0 | 0
BART NOX Annual-Ray D Nixon 1 -v5.13 | 154 | 7156 | Rate Constraint in lbs/MMBtu | FALSE | L | Annual | Constraint Shadow Price | US2022$/Ton | 0 | 0 | 0 | 0 | 0 | 0 | 0
BART NOX Annual-Sooner 1 -v5.13 | 155 | 7157 | Rate Constraint in lbs/MMBtu | FALSE | L | Annual | Seasons Included | Seasons | Winter, Spring, Summer, Fall | Winter, Spring, Summer, Fall | Winter, Spring, Summer, Fall | Winter, Spring, Summer, Fall | Winter, Spring, Summer, Fall | Winter, Spring, Summer, Fall | Winter, Spring, Summer, Fall
BART NOX Annual-Sooner 1 -v5.13 | 155 | 7157 | Rate Constraint in lbs/MMBtu | FALSE | L | Annual | Standard NOX | lb/MMBtu | 0.15 | 0.15 | 0.15 | 0.15 | 0.15 | 0.15 | 0.15
BART NOX Annual-Sooner 1 -v5.13 | 155 | 7157 | Rate Constraint in lbs/MMBtu | FALSE | L | Annual | Emissions at Affected Plants NOX | Thousand Tons | 1.401 | 2.1216 | 0.22985 | 0.22985 | 0 | 0 | 0
BART NOX Annual-Sooner 1 -v5.13 | 155 | 7157 | Rate Constraint in lbs/MMBtu | FALSE | L | Annual | Allowances Purchased NOX | Thousand Tons | 0 | 0 | 0 | 0 | 0 | 0 | 0
BART NOX Annual-Sooner 1 -v5.13 | 155 | 7157 | Rate Constraint in lbs/MMBtu | FALSE | L | Annual | Allowances Sold NOX | Thousand Tons | 0 | 0 | 0 | 0 | 0 | 0 | 0
BART NOX Annual-Sooner 1 -v5.13 | 155 | 7157 | Rate Constraint in lbs/MMBtu | FALSE | L | Annual | Allowances Banked | Thousand Tons | 0 | 0 | 0 | 0 | 0 | 0 | 0
BART NOX Annual-Sooner 1 -v5.13 | 155 | 7157 | Rate Constraint in lbs/MMBtu | FALSE | L | Annual | Allowances Withdrawn (1:1) | Thousand Tons | 0 | 0 | 0 | 0 | 0 | 0 | 0
BART NOX Annual-Sooner 1 -v5.13 | 155 | 7157 | Rate Constraint in lbs/MMBtu | FALSE | L | Annual | Allowances Withdrawn (1:n) | Thousand Tons | 0 | 0 | 0 | 0 | 0 | 0 | 0
BART NOX Annual-Sooner 1 -v5.13 | 155 | 7157 | Rate Constraint in lbs/MMBtu | FALSE | L | Annual | Total | Thousand Tons | 1.401 | 2.1216 | 0.22985 | 0.22985 | 0 | 0 | 0
BART NOX Annual-Sooner 1 -v5.13 | 155 | 7157 | Rate Constraint in lbs/MMBtu | FALSE | L | Annual | Fuel Consumed | TBtu | 22.7404 | 34.4359 | 37.3075 | 37.3075 | 0 | 0 | 0
BART NOX Annual-Sooner 1 -v5.13 | 155 | 7157 | Rate Constraint in lbs/MMBtu | FALSE | L | Annual | Rate | lb/MMBtu | 0.12322 | 0.12322 | 0.012322 | 0.012322 | 0 | 0 | 0
BART NOX Annual-Sooner 1 -v5.13 | 155 | 7157 | Rate Constraint in lbs/MMBtu | FALSE | L | Annual | Generation | TWh | 2.1411 | 3.2422 | 2.3083 | 2.3083 | 0 | 0 | 0
BART NOX Annual-Sooner 1 -v5.13 | 155 | 7157 | Rate Constraint in lbs/MMBtu | FALSE | L | Annual | Qualifying Generation | TWh | 2.1411 | 3.2422 | 2.3083 | 2.3083 | 0 | 0 | 0
BART NOX Annual-Sooner 1 -v5.13 | 155 | 7157 | Rate Constraint in lbs/MMBtu | FALSE | L | Annual | Rate | lb/MWh | 1.3087 | 1.3087 | 0.19915 | 0.19915 | 0 | 0 | 0
BART NOX Annual-Sooner 1 -v5.13 | 155 | 7157 | Rate Constraint in lbs/MMBtu | FALSE | L | Annual | Constraint Shadow Price | US2022$/Ton | 0 | 0 | 0 | 0 | 0 | 0 | 0
BART NOX Annual-Sooner 2 -v5.13 | 156 | 7158 | Rate Constraint in lbs/MMBtu | FALSE | L | Annual | Seasons Included | Seasons | Winter, Spring, Summer, Fall | Winter, Spring, Summer, Fall | Winter, Spring, Summer, Fall | Winter, Spring, Summer, Fall | Winter, Spring, Summer, Fall | Winter, Spring, Summer, Fall | Winter, Spring, Summer, Fall
BART NOX Annual-Sooner 2 -v5.13 | 156 | 7158 | Rate Constraint in lbs/MMBtu | FALSE | L | Annual | Standard NOX | lb/MMBtu | 0.15 | 0.15 | 0.15 | 0.15 | 0.15 | 0.15 | 0.15
BART NOX Annual-Sooner 2 -v5.13 | 156 | 7158 | Rate Constraint in lbs/MMBtu | FALSE | L | Annual | Emissions at Affected Plants NOX | Thousand Tons | 1.6273 | 2.1877 | 0.23765 | 0.23765 | 0 | 0 | 0
BART NOX Annual-Sooner 2 -v5.13 | 156 | 7158 | Rate Constraint in lbs/MMBtu | FALSE | L | Annual | Allowances Purchased NOX | Thousand Tons | 0 | 0 | 0 | 0 | 0 | 0 | 0
BART NOX Annual-Sooner 2 -v5.13 | 156 | 7158 | Rate Constraint in lbs/MMBtu | FALSE | L | Annual | Allowances Sold NOX | Thousand Tons | 0 | 0 | 0 | 0 | 0 | 0 | 0
BART NOX Annual-Sooner 2 -v5.13 | 156 | 7158 | Rate Constraint in lbs/MMBtu | FALSE | L | Annual | Allowances Banked | Thousand Tons | 0 | 0 | 0 | 0 | 0 | 0 | 0
BART NOX Annual-Sooner 2 -v5.13 | 156 | 7158 | Rate Constraint in lbs/MMBtu | FALSE | L | Annual | Allowances Withdrawn (1:1) | Thousand Tons | 0 | 0 | 0 | 0 | 0 | 0 | 0
BART NOX Annual-Sooner 2 -v5.13 | 156 | 7158 | Rate Constraint in lbs/MMBtu | FALSE | L | Annual | Allowances Withdrawn (1:n) | Thousand Tons | 0 | 0 | 0 | 0 | 0 | 0 | 0
BART NOX Annual-Sooner 2 -v5.13 | 156 | 7158 | Rate Constraint in lbs/MMBtu | FALSE | L | Annual | Total | Thousand Tons | 1.6273 | 2.1877 | 0.23765 | 0.23765 | 0 | 0 | 0
BART NOX Annual-Sooner 2 -v5.13 | 156 | 7158 | Rate Constraint in lbs/MMBtu | FALSE | L | Annual | Fuel Consumed | TBtu | 25.155 | 33.8184 | 36.7374 | 36.7374 | 0 | 0 | 0
BART NOX Annual-Sooner 2 -v5.13 | 156 | 7158 | Rate Constraint in lbs/MMBtu | FALSE | L | Annual | Rate | lb/MMBtu | 0.12938 | 0.12938 | 0.012938 | 0.012938 | 0 | 0 | 0
BART NOX Annual-Sooner 2 -v5.13 | 156 | 7158 | Rate Constraint in lbs/MMBtu | FALSE | L | Annual | Generation | TWh | 2.4005 | 3.2273 | 2.3203 | 2.3203 | 0 | 0 | 0
BART NOX Annual-Sooner 2 -v5.13 | 156 | 7158 | Rate Constraint in lbs/MMBtu | FALSE | L | Annual | Qualifying Generation | TWh | 2.4005 | 3.2273 | 2.3203 | 2.3203 | 0 | 0 | 0
BART NOX Annual-Sooner 2 -v5.13 | 156 | 7158 | Rate Constraint in lbs/MMBtu | FALSE | L | Annual | Rate | lb/MWh | 1.3558 | 1.3558 | 0.20485 | 0.20485 | 0 | 0 | 0
BART NOX Annual-Sooner 2 -v5.13 | 156 | 7158 | Rate Constraint in lbs/MMBtu | FALSE | L | Annual | Constraint Shadow Price | US2022$/Ton | 0 | 0 | 0 | 0 | 0 | 0 | 0
BART NOX Annual-Wyodak - v6.20 | 157 | 7659 | Rate Constraint in lbs/MMBtu | FALSE | L | Annual | Seasons Included | Seasons | Winter, Spring, Summer, Fall | Winter, Spring, Summer, Fall | Winter, Spring, Summer, Fall | Winter, Spring, Summer, Fall | Winter, Spring, Summer, Fall | Winter, Spring, Summer, Fall | Winter, Spring, Summer, Fall
BART NOX Annual-Wyodak - v6.20 | 157 | 7659 | Rate Constraint in lbs/MMBtu | FALSE | L | Annual | Standard NOX | lb/MMBtu | 0.23 | 0.23 | 0.23 | 0.23 | 0.23 | 0.23 | 0.23
BART NOX Annual-Wyodak - v6.20 | 157 | 7659 | Rate Constraint in lbs/MMBtu | FALSE | L | Annual | Emissions at Affected Plants NOX | Thousand Tons | 3.0968 | 3.0968 | 2.9812 | 2.9812 | 2.9812 | 2.9812 | 2.9812
BART NOX Annual-Wyodak - v6.20 | 157 | 7659 | Rate Constraint in lbs/MMBtu | FALSE | L | Annual | Allowances Purchased NOX | Thousand Tons | 0 | 0 | 0 | 0 | 0 | 0 | 0
BART NOX Annual-Wyodak - v6.20 | 157 | 7659 | Rate Constraint in lbs/MMBtu | FALSE | L | Annual | Allowances Sold NOX | Thousand Tons | 0 | 0 | 0 | 0 | 0 | 0 | 0
BART NOX Annual-Wyodak - v6.20 | 157 | 7659 | Rate Constraint in lbs/MMBtu | FALSE | L | Annual | Allowances Banked | Thousand Tons | 0 | 0 | 0 | 0 | 0 | 0 | 0
BART NOX Annual-Wyodak - v6.20 | 157 | 7659 | Rate Constraint in lbs/MMBtu | FALSE | L | Annual | Allowances Withdrawn (1:1) | Thousand Tons | 0 | 0 | 0 | 0 | 0 | 0 | 0
BART NOX Annual-Wyodak - v6.20 | 157 | 7659 | Rate Constraint in lbs/MMBtu | FALSE | L | Annual | Allowances Withdrawn (1:n) | Thousand Tons | 0 | 0 | 0 | 0 | 0 | 0 | 0
BART NOX Annual-Wyodak - v6.20 | 157 | 7659 | Rate Constraint in lbs/MMBtu | FALSE | L | Annual | Total | Thousand Tons | 3.0968 | 3.0968 | 2.9812 | 2.9812 | 2.9812 | 2.9812 | 2.9812
BART NOX Annual-Wyodak - v6.20 | 157 | 7659 | Rate Constraint in lbs/MMBtu | FALSE | L | Annual | Fuel Consumed | TBtu | 27.3713 | 27.3713 | 27.3713 | 27.3713 | 27.3713 | 27.3713 | 27.3713
BART NOX Annual-Wyodak - v6.20 | 157 | 7659 | Rate Constraint in lbs/MMBtu | FALSE | L | Annual | Rate | lb/MMBtu | 0.22628 | 0.22628 | 0.21783 | 0.21783 | 0.21783 | 0.21783 | 0.21783
BART NOX Annual-Wyodak - v6.20 | 157 | 7659 | Rate Constraint in lbs/MMBtu | FALSE | L | Annual | Generation | TWh | 2.2397 | 2.2397 | 2.1974 | 2.1974 | 2.1974 | 2.1974 | 2.1974
BART NOX Annual-Wyodak - v6.20 | 157 | 7659 | Rate Constraint in lbs/MMBtu | FALSE | L | Annual | Qualifying Generation | TWh | 2.2397 | 2.2397 | 2.1974 | 2.1974 | 2.1974 | 2.1974 | 2.1974
BART NOX Annual-Wyodak - v6.20 | 157 | 7659 | Rate Constraint in lbs/MMBtu | FALSE | L | Annual | Rate | lb/MWh | 2.7654 | 2.7654 | 2.7134 | 2.7134 | 2.7134 | 2.7134 | 2.7134
BART NOX Annual-Wyodak - v6.20 | 157 | 7659 | Rate Constraint in lbs/MMBtu | FALSE | L | Annual | Constraint Shadow Price | US2022$/Ton | 0 | 0 | 0 | 0 | 0 | 0 | 0
BART SO2 Annual- Arthur Kill- v5.16 | 158 | 7243 | Rate Constraint in lbs/MMBtu | FALSE | L | Annual | Seasons Included | Seasons | Winter, Spring, Summer, Fall | Winter, Spring, Summer, Fall | Winter, Spring, Summer, Fall | Winter, Spring, Summer, Fall | Winter, Spring, Summer, Fall | Winter, Spring, Summer, Fall | Winter, Spring, Summer, Fall
BART SO2 Annual- Arthur Kill- v5.16 | 158 | 7243 | Rate Constraint in lbs/MMBtu | FALSE | L | Annual | Standard SO2 | lb/MMBtu | 0.15 | 0.15 | 0.15 | 0.15 | 0.15 | 0.15 | 0.15
BART SO2 Annual- Arthur Kill- v5.16 | 158 | 7243 | Rate Constraint in lbs/MMBtu | FALSE | L | Annual | Emissions at Affected Plants SO2 | Thousand Tons | 0 | 0 | 0 | 0 | 0 | 0 | 0
BART SO2 Annual- Arthur Kill- v5.16 | 158 | 7243 | Rate Constraint in lbs/MMBtu | FALSE | L | Annual | Allowances Purchased SO2 | Thousand Tons | 0 | 0 | 0 | 0 | 0 | 0 | 0
BART SO2 Annual- Arthur Kill- v5.16 | 158 | 7243 | Rate Constraint in lbs/MMBtu | FALSE | L | Annual | Allowances Sold SO2 | Thousand Tons | 0 | 0 | 0 | 0 | 0 | 0 | 0
BART SO2 Annual- Arthur Kill- v5.16 | 158 | 7243 | Rate Constraint in lbs/MMBtu | FALSE | L | Annual | Allowances Banked | Thousand Tons | 0 | 0 | 0 | 0 | 0 | 0 | 0
BART SO2 Annual- Arthur Kill- v5.16 | 158 | 7243 | Rate Constraint in lbs/MMBtu | FALSE | L | Annual | Allowances Withdrawn (1:1) | Thousand Tons | 0 | 0 | 0 | 0 | 0 | 0 | 0
BART SO2 Annual- Arthur Kill- v5.16 | 158 | 7243 | Rate Constraint in lbs/MMBtu | FALSE | L | Annual | Allowances Withdrawn (1:n) | Thousand Tons | 0 | 0 | 0 | 0 | 0 | 0 | 0
BART SO2 Annual- Arthur Kill- v5.16 | 158 | 7243 | Rate Constraint in lbs/MMBtu | FALSE | L | Annual | Total | Thousand Tons | 0 | 0 | 0 | 0 | 0 | 0 | 0
BART SO2 Annual- Arthur Kill- v5.16 | 158 | 7243 | Rate Constraint in lbs/MMBtu | FALSE | L | Annual | Fuel Consumed | TBtu | 3.6906 | 3.6906 | 0 | 0 | 0 | 0 | 0
BART SO2 Annual- Arthur Kill- v5.16 | 158 | 7243 | Rate Constraint in lbs/MMBtu | FALSE | L | Annual | Rate | lb/MMBtu | 0 | 0 | 0 | 0 | 0 | 0 | 0
BART SO2 Annual- Arthur Kill- v5.16 | 158 | 7243 | Rate Constraint in lbs/MMBtu | FALSE | L | Annual | Generation | TWh | 0.32873 | 0.32873 | 0 | 0 | 0 | 0 | 0
BART SO2 Annual- Arthur Kill- v5.16 | 158 | 7243 | Rate Constraint in lbs/MMBtu | FALSE | L | Annual | Qualifying Generation | TWh | 0.32873 | 0.32873 | 0 | 0 | 0 | 0 | 0
BART SO2 Annual- Arthur Kill- v5.16 | 158 | 7243 | Rate Constraint in lbs/MMBtu | FALSE | L | Annual | Rate | lb/MWh | 0 | 0 | 0 | 0 | 0 | 0 | 0
BART SO2 Annual- Arthur Kill- v5.16 | 158 | 7243 | Rate Constraint in lbs/MMBtu | FALSE | L | Annual | Constraint Shadow Price | US2022$/Ton | 0 | 0 | 0 | 0 | 0 | 0 | 0
BART SO2 Annual- Big Stone 1- v5.16 | 159 | 7234 | Rate Constraint in lbs/MMBtu | FALSE | L | Annual | Seasons Included | Seasons | Winter, Spring, Summer, Fall | Winter, Spring, Summer, Fall | Winter, Spring, Summer, Fall | Winter, Spring, Summer, Fall | Winter, Spring, Summer, Fall | Winter, Spring, Summer, Fall | Winter, Spring, Summer, Fall
BART SO2 Annual- Big Stone 1- v5.16 | 159 | 7234 | Rate Constraint in lbs/MMBtu | FALSE | L | Annual | Standard SO2 | lb/MMBtu | 0.09 | 0.09 | 0.09 | 0.09 | 0.09 | 0.09 | 0.09
BART SO2 Annual- Big Stone 1- v5.16 | 159 | 7234 | Rate Constraint in lbs/MMBtu | FALSE | L | Annual | Emissions at Affected Plants SO2 | Thousand Tons | 1.1293 | 1.1611 | 1.1611 | 1.1611 | 1.0643 | 0.96578 | 0.96578
BART SO2 Annual- Big Stone 1- v5.16 | 159 | 7234 | Rate Constraint in lbs/MMBtu | FALSE | L | Annual | Allowances Purchased SO2 | Thousand Tons | 0 | 0 | 0 | 0 | 0 | 0 | 0
BART SO2 Annual- Big Stone 1- v5.16 | 159 | 7234 | Rate Constraint in lbs/MMBtu | FALSE | L | Annual | Allowances Sold SO2 | Thousand Tons | 0 | 0 | 0 | 0 | 0 | 0 | 0
BART SO2 Annual- Big Stone 1- v5.16 | 159 | 7234 | Rate Constraint in lbs/MMBtu | FALSE | L | Annual | Allowances Banked | Thousand Tons | 0 | 0 | 0 | 0 | 0 | 0 | 0
BART SO2 Annual- Big Stone 1- v5.16 | 159 | 7234 | Rate Constraint in lbs/MMBtu | FALSE | L | Annual | Allowances Withdrawn (1:1) | Thousand Tons | 0 | 0 | 0 | 0 | 0 | 0 | 0
BART SO2 Annual- Big Stone 1- v5.16 | 159 | 7234 | Rate Constraint in lbs/MMBtu | FALSE | L | Annual | Allowances Withdrawn (1:n) | Thousand Tons | 0 | 0 | 0 | 0 | 0 | 0 | 0
BART SO2 Annual- Big Stone 1- v5.16 | 159 | 7234 | Rate Constraint in lbs/MMBtu | FALSE | L | Annual | Total | Thousand Tons | 1.1293 | 1.1611 | 1.1611 | 1.1611 | 1.0643 | 0.96578 | 0.96578
BART SO2 Annual- Big Stone 1- v5.16 | 159 | 7234 | Rate Constraint in lbs/MMBtu | FALSE | L | Annual | Fuel Consumed | TBtu | 32.1751 | 33.0788 | 33.0788 | 33.0788 | 30.3211 | 27.5151 | 27.5151
BART SO2 Annual- Big Stone 1- v5.16 | 159 | 7234 | Rate Constraint in lbs/MMBtu | FALSE | L | Annual | Rate | lb/MMBtu | 0.0702 | 0.0702 | 0.0702 | 0.0702 | 0.0702 | 0.0702 | 0.0702
BART SO2 Annual- Big Stone 1- v5.16 | 159 | 7234 | Rate Constraint in lbs/MMBtu | FALSE | L | Annual | Generation | TWh | 3.1452 | 3.2335 | 3.2335 | 3.2335 | 2.9639 | 2.6897 | 2.6897
BART SO2 Annual- Big Stone 1- v5.16 | 159 | 7234 | Rate Constraint in lbs/MMBtu | FALSE | L | Annual | Qualifying Generation | TWh | 3.1452 | 3.2335 | 3.2335 | 3.2335 | 2.9639 | 2.6897 | 2.6897
BART SO2 Annual- Big Stone 1- v5.16 | 159 | 7234 | Rate Constraint in lbs/MMBtu | FALSE | L | Annual | Rate | lb/MWh | 0.71815 | 0.71815 | 0.71815 | 0.71815 | 0.71815 | 0.71815 | 0.71815
BART SO2 Annual- Big Stone 1- v5.16 | 159 | 7234 | Rate Constraint in lbs/MMBtu | FALSE | L | Annual | Constraint Shadow Price | US2022$/Ton | 0 | 0 | 0 | 0 | 0 | 0 | 0
BART SO2 Annual Cap-Deerhaven B2 -v5.13 | 160 | 7233 | Rate Constraint in MTons | FALSE | L | Annual | Seasons Included | Seasons | Winter, Spring, Summer, Fall | Winter, Spring, Summer, Fall | Winter, Spring, Summer, Fall | Winter, Spring, Summer, Fall | Winter, Spring, Summer, Fall | Winter, Spring, Summer, Fall | Winter, Spring, Summer, Fall
BART SO2 Annual Cap-Deerhaven B2 -v5.13 | 160 | 7233 | Rate Constraint in MTons | FALSE | L | Annual | Standard SO2 | Thousand Tons | 5.5 | 5.5 | 5.5 | 5.5 | 5.5 | 5.5 | 5.5
BART SO2 Annual Cap-Deerhaven B2 -v5.13 | 160 | 7233 | Rate Constraint in MTons | FALSE | L | Annual | Emissions at Affected Plants SO2 | Thousand Tons | 0 | 0 | 0 | 0 | 0 | 0 | 0
BART SO2 Annual Cap-Deerhaven B2 -v5.13 | 160 | 7233 | Rate Constraint in MTons | FALSE | L | Annual | Allowances Purchased SO2 | Thousand Tons | 0 | 0 | 0 | 0 | 0 | 0 | 0
BART SO2 Annual Cap-Deerhaven B2 -v5.13 | 160 | 7233 | Rate Constraint in MTons | FALSE | L | Annual | Allowances Sold SO2 | Thousand Tons | 0 | 0 | 0 | 0 | 0 | 0 | 0
BART SO2 Annual Cap-Deerhaven B2 -v5.13 | 160 | 7233 | Rate Constraint in MTons | FALSE | L | Annual | Allowances Banked | Thousand Tons | 0 | 0 | 0 | 0 | 0 | 0 | 0
BART SO2 Annual Cap-Deerhaven B2 -v5.13 | 160 | 7233 | Rate Constraint in MTons | FALSE | L | Annual | Allowances Withdrawn (1:1) | Thousand Tons | 0 | 0 | 0 | 0 | 0 | 0 | 0
BART SO2 Annual Cap-Deerhaven B2 -v5.13 | 160 | 7233 | Rate Constraint in MTons | FALSE | L | Annual | Allowances Withdrawn (1:n) | Thousand Tons | 0 | 0 | 0 | 0 | 0 | 0 | 0
BART SO2 Annual Cap-Deerhaven B2 -v5.13 | 160 | 7233 | Rate Constraint in MTons | FALSE | L | Annual | Total | Thousand Tons | 0 | 0 | 0 | 0 | 0 | 0 | 0
BART SO2 Annual Cap-Deerhaven B2 -v5.13 | 160 | 7233 | Rate Constraint in MTons | FALSE | L | Annual | Fuel Consumed | TBtu | 0.50003 | 0.50003 | 0 | 0 | 0 | 0 | 0
BART SO2 Annual Cap-Deerhaven B2 -v5.13 | 160 | 7233 | Rate Constraint in MTons | FALSE | L | Annual | Rate | lb/MMBtu | 0 | 0 | 0 | 0 | 0 | 0 | 0
BART SO2 Annual Cap-Deerhaven B2 -v5.13 | 160 | 7233 | Rate Constraint in MTons | FALSE | L | Annual | Generation | TWh | 0.040646 | 0.040646 | 0 | 0 | 0 | 0 | 0
BART SO2 Annual Cap-Deerhaven B2 -v5.13 | 160 | 7233 | Rate Constraint in MTons | FALSE | L | Annual | Qualifying Generation | TWh | 0.040646 | 0.040646 | 0 | 0 | 0 | 0 | 0
BART SO2 Annual Cap-Deerhaven B2 -v5.13 | 160 | 7233 | Rate Constraint in MTons | FALSE | L | Annual | Rate | lb/MWh | 0 | 0 | 0 | 0 | 0 | 0 | 0
BART SO2 Annual Cap-Deerhaven B2 -v5.13 | 160 | 7233 | Rate Constraint in MTons | FALSE | L | Annual | Constraint Shadow Price | US2022$/Ton | 0 | 0 | 0 | 0 | 0 | 0 | 0
BART SO2 Annual Cap-Northside 1-3 -v5.13 | 161 | 7232 | Rate Constraint in MTons | FALSE | L | Annual | Seasons Included | Seasons | Winter, Spring, Summer, Fall | Winter, Spring, Summer, Fall | Winter, Spring, Summer, Fall | Winter, Spring, Summer, Fall | Winter, Spring, Summer, Fall | Winter, Spring, Summer, Fall | Winter, Spring, Summer, Fall
BART SO2 Annual Cap-Northside 1-3 -v5.13 | 161 | 7232 | Rate Constraint in MTons | FALSE | L | Annual | Standard SO2 | Thousand Tons | 3.6 | 3.6 | 3.6 | 3.6 | 3.6 | 3.6 | 3.6
BART SO2 Annual Cap-Northside 1-3 -v5.13 | 161 | 7232 | Rate Constraint in MTons | FALSE | L | Annual | Emissions at Affected Plants SO2 | Thousand Tons | 3.6 | 3.6 | 3.6 | 3.6 | 3.6 | 3.6 | 3.6
BART SO2 Annual Cap-Northside 1-3 -v5.13 | 161 | 7232 | Rate Constraint in MTons | FALSE | L | Annual | Allowances Purchased SO2 | Thousand Tons | 0 | 0 | 0 | 0 | 0 | 0 | 0
BART SO2 Annual Cap-Northside 1-3 -v5.13 | 161 | 7232 | Rate Constraint in MTons | FALSE | L | Annual | Allowances Sold SO2 | Thousand Tons | 0 | 0 | 0 | 0 | 0 | 0 | 0
BART SO2 Annual Cap-Northside 1-3 -v5.13 | 161 | 7232 | Rate Constraint in MTons | FALSE | L | Annual | Allowances Banked | Thousand Tons | 0 | 0 | 0 | 0 | 0 | 0 | 0
BART SO2 Annual Cap-Northside 1-3 -v5.13 | 161 | 7232 | Rate Constraint in MTons | FALSE | L | Annual | Allowances Withdrawn (1:1) | Thousand Tons | 0 | 0 | 0 | 0 | 0 | 0 | 0
BART SO2 Annual Cap-Northside 1-3 -v5.13 | 161 | 7232 | Rate Constraint in MTons | FALSE | L | Annual | Allowances Withdrawn (1:n) | Thousand Tons | 0 | 0 | 0 | 0 | 0 | 0 | 0
BART SO2 Annual Cap-Northside 1-3 -v5.13 | 161 | 7232 | Rate Constraint in MTons | FALSE | L | Annual | Total | Thousand Tons | 3.6 | 3.6 | 3.6 | 3.6 | 3.6 | 3.6 | 3.6
BART SO2 Annual Cap-Northside 1-3 -v5.13 | 161 | 7232 | Rate Constraint in MTons | FALSE | L | Annual | Fuel Consumed | TBtu | 6.2338 | 6.2338 | 25.1397 | 25.1397 | 6.2338 | 6.2338 | 6.2338
BART SO2 Annual Cap-Northside 1-3 -v5.13 | 161 | 7232 | Rate Constraint in MTons | FALSE | L | Annual | Rate | lb/MMBtu | 1.155 | 1.155 | 0.2864 | 0.2864 | 1.155 | 1.155 | 1.155
BART SO2 Annual Cap-Northside 1-3 -v5.13 | 161 | 7232 | Rate Constraint in MTons | FALSE | L | Annual | Generation | TWh | 0.60073 | 0.60073 | 1.6759 | 1.6759 | 0.60073 | 0.60073 | 0.60073
BART SO2 Annual Cap-Northside 1-3 -v5.13 | 161 | 7232 | Rate Constraint in MTons | FALSE | L | Annual | Qualifying Generation | TWh | 0.60073 | 0.60073 | 1.6759 | 1.6759 | 0.60073 | 0.60073 | 0.60073
BART SO2 Annual Cap-Northside 1-3 -v5.13 | 161 | 7232 | Rate Constraint in MTons | FALSE | L | Annual | Rate | lb/MWh | 11.9854 | 11.9854 | 4.2962 | 4.2962 | 11.9854 | 11.9854 | 11.9854
BART SO2 Annual Cap-Northside 1-3 -v5.13 | 161 | 7232 | Rate Constraint in MTons | FALSE | L | Annual | Constraint Shadow Price | US2022$/Ton | 687.9508 | 1649.5789 | 3994.8916 | 4343.9542 | 1547.733 | 657.8084 | 1006.0536
BART SO2 Annual- Coal Creek 1- v6.17 | 162 | 7212 | Rate Constraint in lbs/MMBtu | FALSE | L | Annual | Seasons Included | Seasons | Winter, Spring, Summer, Fall | Winter, Spring, Summer, Fall | Winter, Spring, Summer, Fall | Winter, Spring, Summer, Fall | Winter, Spring, Summer, Fall | Winter, Spring, Summer, Fall | Winter, Spring, Summer, Fall
BART SO2 Annual- Coal Creek 1- v6.17 | 162 | 7212 | Rate Constraint in lbs/MMBtu | FALSE | L | Annual | Standard SO2 | lb/MMBtu | 0.15 | 0.15 | 0.15 | 0.15 | 0.15 | 0.15 | 0.15
BART SO2 Annual- Coal Creek 1- v6.17 | 162 | 7212 | Rate Constraint in lbs/MMBtu | FALSE | L | Annual | Emissions at Affected Plants SO2 | Thousand Tons | 2.9577 | 2.9577 | 2.9577 | 2.9577 | 2.9577 | 2.6841 | 2.6841
BART SO2 Annual- Coal Creek 1- v6.17 | 162 | 7212 | Rate Constraint in lbs/MMBtu | FALSE | L | Annual | Allowances Purchased SO2 | Thousand Tons | 0 | 0 | 0 | 0 | 0 | 0 | 0
BART SO2 Annual- Coal Creek 1- v6.17 | 162 | 7212 | Rate Constraint in lbs/MMBtu | FALSE | L | Annual | Allowances Sold SO2 | Thousand Tons | 0 | 0 | 0 | 0 | 0 | 0 | 0
BART SO2 Annual- Coal Creek 1- v6.17 | 162 | 7212 | Rate Constraint in lbs/MMBtu | FALSE | L | Annual | Allowances Banked | Thousand Tons | 0 | 0 | 0 | 0 | 0 | 0 | 0
BART SO2 Annual- Coal Creek 1- v6.17 | 162 | 7212 | Rate Constraint in lbs/MMBtu | FALSE | L | Annual | Allowances Withdrawn (1:1) | Thousand Tons | 0 | 0 | 0 | 0 | 0 | 0 | 0
BART SO2 Annual- Coal Creek 1- v6.17 | 162 | 7212 | Rate Constraint in lbs/MMBtu | FALSE | L | Annual | Allowances Withdrawn (1:n) | Thousand Tons | 0 | 0 | 0 | 0 | 0 | 0 | 0
BART SO2 Annual- Coal Creek 1- v6.17 | 162 | 7212 | Rate Constraint in lbs/MMBtu | FALSE | L | Annual | Total | Thousand Tons | 2.9577 | 2.9577 | 2.9577 | 2.9577 | 2.9577 | 2.6841 | 2.6841
BART SO2 Annual- Coal Creek 1- v6.17 | 162 | 7212 | Rate Constraint in lbs/MMBtu | FALSE | L | Annual | Fuel Consumed | TBtu | 40.3639 | 40.3639 | 40.3639 | 40.3639 | 40.3639 | 36.6296 | 36.6296
BART SO2 Annual- Coal Creek 1- v6.17 | 162 | 7212 | Rate Constraint in lbs/MMBtu | FALSE | L | Annual | Rate | lb/MMBtu | 0.14655 | 0.14655 | 0.14655 | 0.14655 | 0.14655 | 0.14655 | 0.14655
BART SO2 Annual- Coal Creek 1- v6.17 | 162 | 7212 | Rate Constraint in lbs/MMBtu | FALSE | L | Annual | Generation | TWh | 4.0567 | 4.0567 | 4.0567 | 4.0567 | 4.0567 | 3.6814 | 3.6814
BART SO2 Annual- Coal Creek 1- v6.17 | 162 | 7212 | Rate Constraint in lbs/MMBtu | FALSE | L | Annual | Qualifying Generation | TWh | 4.0567 | 4.0567 | 4.0567 | 4.0567 | 4.0567 | 3.6814 | 3.6814
BART SO2 Annual- Coal Creek 1- v6.17 | 162 | 7212 | Rate Constraint in lbs/MMBtu | FALSE | L | Annual | Rate | lb/MWh | 1.4582 | 1.4582 | 1.4582 | 1.4582 | 1.4582 | 1.4582 | 1.4582
BART SO2 Annual- Coal Creek 1- v6.17 | 162 | 7212 | Rate Constraint in lbs/MMBtu | FALSE | L | Annual | Constraint Shadow Price | US2022$/Ton | 0 | 0 | 0 | 0 | 0 | 0 | 0
BART SO2 Annual- Coal Creek 2- v6.17 | 163 | 7213 | Rate Constraint in lbs/MMBtu | FALSE | L | Annual | Seasons Included | Seasons | Winter, Spring, Summer, Fall | Winter, Spring, Summer, Fall | Winter, Spring, Summer, Fall | Winter, Spring, Summer, Fall | Winter, Spring, Summer, Fall | Winter, Spring, Summer, Fall | Winter, Spring, Summer, Fall
BART SO2 Annual- Coal Creek 2- v6.17 | 163 | 7213 | Rate Constraint in lbs/MMBtu | FALSE | L | Annual | Standard SO2 | lb/MMBtu | 0.15 | 0.15 | 0.15 | 0.15 | 0.15 | 0.15 | 0.15
BART SO2 Annual- Coal Creek 2- v6.17 | 163 | 7213 | Rate Constraint in lbs/MMBtu | FALSE | L | Annual | Emissions at Affected Plants SO2 | Thousand Tons | 2.9722 | 2.9722 | 2.9722 | 2.9722 | 2.9722 | 2.6973 | 2.6973
BART SO2 Annual- Coal Creek 2- v6.17 | 163 | 7213 | Rate Constraint in lbs/MMBtu | FALSE | L | Annual | Allowances Purchased SO2 | Thousand Tons | 0 | 0 | 0 | 0 | 0 | 0 | 0
BART SO2 Annual- Coal Creek 2- v6.17 | 163 | 7213 | Rate Constraint in lbs/MMBtu | FALSE | L | Annual | Allowances Sold SO2 | Thousand Tons | 0 | 0 | 0 | 0 | 0 | 0 | 0
BART SO2 Annual- Coal Creek 2- v6.17 | 163 | 7213 | Rate Constraint in lbs/MMBtu | FALSE | L | Annual | Allowances Banked | Thousand Tons | 0 | 0 | 0 | 0 | 0 | 0 | 0
BART SO2 Annual- Coal Creek 2- v6.17 | 163 | 7213 | Rate Constraint in lbs/MMBtu | FALSE | L | Annual | Allowances Withdrawn (1:1) | Thousand Tons | 0 | 0 | 0 | 0 | 0 | 0 | 0
BART SO2 Annual- Coal Creek 2- v6.17 | 163 | 7213 | Rate Constraint in lbs/MMBtu | FALSE | L | Annual | Allowances Withdrawn (1:n) | Thousand Tons | 0 | 0 | 0 | 0 | 0 | 0 | 0
BART SO2 Annual- Coal Creek 2- v6.17 | 163 | 7213 | Rate Constraint in lbs/MMBtu | FALSE | L | Annual | Total | Thousand Tons | 2.9722 | 2.9722 | 2.9722 | 2.9722 | 2.9722 | 2.6973 | 2.6973
BART SO2 Annual- Coal Creek 2- v6.17 | 163 | 7213 | Rate Constraint in lbs/MMBtu | FALSE | L | Annual | Fuel Consumed | TBtu | 40.7903 | 40.7903 | 40.7903 | 40.7903 | 40.7903 | 37.0165 | 37.0165
BART SO2 Annual- Coal Creek 2- v6.17 | 163 | 7213 | Rate Constraint in lbs/MMBtu | FALSE | L | Annual | Rate | lb/MMBtu | 0.14573 | 0.14573 | 0.14573 | 0.14573 | 0.14573 | 0.14573 | 0.14573
BART SO2 Annual- Coal Creek 2- v6.17 | 163 | 7213 | Rate Constraint in lbs/MMBtu | FALSE | L | Annual | Generation | TWh | 4.0995 | 4.0995 | 4.0995 | 4.0995 | 4.0995 | 3.7203 | 3.7203
BART SO2 Annual- Coal Creek 2- v6.17 | 163 | 7213 | Rate Constraint in lbs/MMBtu | FALSE | L | Annual | Qualifying Generation | TWh | 4.0995 | 4.0995 | 4.0995 | 4.0995 | 4.0995 | 3.7203 | 3.7203
BART SO2 Annual- Coal Creek 2- v6.17 | 163 | 7213 | Rate Constraint in lbs/MMBtu | FALSE | L | Annual | Rate | lb/MWh | 1.45 | 1.45 | 1.45 | 1.45 | 1.45 | 1.45 | 1.45
BART SO2 Annual- Coal Creek 2- v6.17 | 163 | 7213 | Rate Constraint in lbs/MMBtu | FALSE | L | Annual | Constraint Shadow Price | US2022$/Ton | 0 | 0 | 0 | 0 | 0 | 0 | 0
BART SO2 Annual- Flint Creek- v6.20 | 164 | 7643 | Rate Constraint in lbs/MMBtu | FALSE | L | Annual | Seasons Included | Seasons | Winter, Spring, Summer, Fall | Winter, Spring, Summer, Fall | Winter, Spring, Summer, Fall | Winter, Spring, Summer, Fall | Winter, Spring, Summer, Fall | Winter, Spring, Summer, Fall | Winter, Spring, Summer, Fall
BART SO2 Annual- Flint Creek- v6.20 | 164 | 7643 | Rate Constraint in lbs/MMBtu | FALSE | L | Annual | Standard SO2 | lb/MMBtu | 0.06 | 0.06 | 0.06 | 0.06 | 0.06 | 0.06 | 0.06
BART SO2 Annual- Flint Creek- v6.20 | 164 | 7643 | Rate Constraint in lbs/MMBtu | FALSE | L | Annual | Emissions at Affected Plants SO2 | Thousand Tons | 0.46592 | 0.98978 | 1.0723 | 0.90075 | 0.70681 | 0.52126 | 0.54231
BART SO2 Annual- Flint Creek- v6.20 | 164 | 7643 | Rate Constraint in lbs/MMBtu | FALSE | L | Annual | Allowances Purchased SO2 | Thousand Tons | 0 | 0 | 0 | 0 | 0 | 0 | 0
BART SO2 Annual- Flint Creek- v6.20 | 164 | 7643 | Rate Constraint in lbs/MMBtu | FALSE | L | Annual | Allowances Sold SO2 | Thousand Tons | 0 | 0 | 0 | 0 | 0 | 0 | 0
BART SO2 Annual- Flint Creek- v6.20 | 164 | 7643 | Rate Constraint in lbs/MMBtu | FALSE | L | Annual | Allowances Banked | Thousand Tons | 0 | 0 | 0 | 0 | 0 | 0 | 0
BART SO2 Annual- Flint Creek- v6.20 | 164 | 7643 | Rate Constraint in lbs/MMBtu | FALSE | L | Annual | Allowances Withdrawn (1:1) | Thousand Tons | 0 | 0 | 0 | 0 | 0 | 0 | 0
BART SO2 Annual- Flint Creek- v6.20 | 164 | 7643 | Rate Constraint in lbs/MMBtu | FALSE | L | Annual | Allowances Withdrawn (1:n) | Thousand Tons | 0 | 0 | 0 | 0 | 0 | 0 | 0
BART SO2 Annual- Flint Creek- v6.20 | 164 | 7643 | Rate Constraint in lbs/MMBtu | FALSE | L | Annual | Total | Thousand Tons | 0.46592 | 0.98978 | 1.0723 | 0.90075 | 0.70681 | 0.52126 | 0.54231
BART SO2 Annual- Flint Creek- v6.20 | 164 | 7643 | Rate Constraint in lbs/MMBtu | FALSE | L | Annual | Fuel Consumed | TBtu | 17.0666 | 32.9925 | 35.7438 | 30.0251 | 23.5603 | 19.0936 | 19.8649
BART SO2 Annual- Flint Creek- v6.20 | 164 | 7643 | Rate Constraint in lbs/MMBtu | FALSE | L | Annual | Rate | lb/MMBtu | 0.0546 | 0.06 | 0.06 | 0.06 | 0.06 | 0.0546 | 0.0546
BART SO2 Annual- Flint Creek- v6.20 | 164 | 7643 | Rate Constraint in lbs/MMBtu | FALSE | L | Annual | Generation | TWh | 1.6057 | 3.104 | 3.3629 | 2.8248 | 2.2166 | 1.7964 | 1.8689
BART SO2 Annual- Flint Creek- v6.20 | 164 | 7643 | Rate Constraint in lbs/MMBtu | FALSE | L | Annual | Qualifying Generation | TWh | 1.6057 | 3.104 | 3.3629 | 2.8248 | 2.2166 | 1.7964 | 1.8689
BART SO2 Annual- Flint Creek- v6.20 | 164 | 7643 | Rate Constraint in lbs/MMBtu | FALSE | L | Annual | Rate | lb/MWh | 0.58034 | 0.63774 | 0.63774 | 0.63774 | 0.63774 | 0.58034 | 0.58034
BART SO2 Annual- Flint Creek- v6.20 | 164 | 7643 | Rate Constraint in lbs/MMBtu | FALSE | L | Annual | Constraint Shadow Price | US2022$/Ton | 0 | 308.0995 | 400.2202 | 519.6662 | 23.7728 | 0 | 0
BART SO2 Annual- Hayden 1- v5.16 | 165 | 7202 | Rate Constraint in lbs/MMBtu | FALSE | L | Annual | Seasons Included | Seasons | Winter, Spring, Summer, Fall | Winter, Spring, Summer, Fall | Winter, Spring, Summer, Fall | Winter, Spring, Summer, Fall | Winter, Spring, Summer, Fall | Winter, Spring, Summer, Fall | Winter, Spring, Summer, Fall
BART SO2 Annual- Hayden 1- v5.16 | 165 | 7202 | Rate Constraint in lbs/MMBtu | FALSE | L | Annual | Standard SO2 | lb/MMBtu | 0.13 | 0.13 | 0.13 | 0.13 | 0.13 | 0.13 | 0.13
BART SO2 Annual- Hayden 1- v5.16 | 165 | 7202 | Rate Constraint in lbs/MMBtu | FALSE | L | Annual | Emissions at Affected Plants SO2 | Thousand Tons | 0.19689 | 0 | 0 | 0 | 0 | 0 | 0
BART SO2 Annual- Hayden 1- v5.16 | 165 | 7202 | Rate Constraint in lbs/MMBtu | FALSE | L | Annual | Allowances Purchased SO2 | Thousand Tons | 0 | 0 | 0 | 0 | 0 | 0 | 0
BART SO2 Annual- Hayden 1- v5.16 | 165 | 7202 | Rate Constraint in lbs/MMBtu | FALSE | L | Annual | Allowances Sold SO2 | Thousand Tons | 0 | 0 | 0 | 0 | 0 | 0 | 0
BART SO2 Annual- Hayden 1- v5.16 | 165 | 7202 | Rate Constraint in lbs/MMBtu | FALSE | L | Annual | Allowances Banked | Thousand Tons | 0 | 0 | 0 | 0 | 0 | 0 | 0
BART SO2 Annual- Hayden 1- v5.16 | 165 | 7202 | Rate Constraint in lbs/MMBtu | FALSE | L | Annual | Allowances Withdrawn (1:1) | Thousand Tons | 0 | 0 | 0 | 0 | 0 | 0 | 0
BART SO2 Annual- Hayden 1- v5.16 | 165 | 7202 | Rate Constraint in lbs/MMBtu | FALSE | L | Annual | Allowances Withdrawn (1:n) | Thousand Tons | 0 | 0 | 0 | 0 | 0 | 0 | 0
BART SO2 Annual- Hayden 1- v5.16 | 165 | 7202 | Rate Constraint in lbs/MMBtu | FALSE | L | Annual | Total | Thousand Tons | 0.19689 | 0 | 0 | 0 | 0 | 0 | 0
BART SO2 Annual- Hayden 1- v5.16 | 165 | 7202 | Rate Constraint in lbs/MMBtu | FALSE | L | Annual | Fuel Consumed | TBtu | 3.1954 | 0 | 0 | 0 | 0 | 0 | 0
BART SO2 Annual- Hayden 1- v5.16 | 165 | 7202 | Rate Constraint in lbs/MMBtu | FALSE | L | Annual | Rate | lb/MMBtu | 0.12323 | 0 | 0 | 0 | 0 | 0 | 0
BART SO2 Annual- Hayden 1- v5.16 | 165 | 7202 | Rate Constraint in lbs/MMBtu | FALSE | L | Annual | Generation | TWh | 0.29289 | 0 | 0 | 0 | 0 | 0 | 0
BART SO2 Annual- Hayden 1- v5.16 | 165 | 7202 | Rate Constraint in lbs/MMBtu | FALSE | L | Annual | Qualifying Generation | TWh | 0.29289 | 0 | 0 | 0 | 0 | 0 | 0
BART SO2 Annual- Hayden 1- v5.16 | 165 | 7202 | Rate Constraint in lbs/MMBtu | FALSE | L | Annual | Rate | lb/MWh | 1.3444 | 0 | 0 | 0 | 0 | 0 | 0
BART SO2 Annual- Hayden 1- v5.16 | 165 | 7202 | Rate Constraint in lbs/MMBtu | FALSE | L | Annual | Constraint Shadow Price | US2022$/Ton | 0 | 0 | 0 | 0 | 0 | 0 | 0
BART SO2 Annual- Nebraska City- v6.17 | 166 | 7206 | Rate Constraint in lbs/MMBtu | FALSE | L | Annual | Seasons Included | Seasons | Winter, Spring, Summer, Fall | Winter, Spring, Summer, Fall | Winter, Spring, Summer, Fall | Winter, Spring, Summer, Fall | Winter, Spring, Summer, Fall | Winter, Spring, Summer, Fall | Winter, Spring, Summer, Fall
BART SO2 Annual- Nebraska City- v6.17 | 166 | 7206 | Rate Constraint in lbs/MMBtu | FALSE | L | Annual | Standard SO2 | lb/MMBtu | 1.2 | 1.2 | 1.2 | 1.2 | 1.2 | 1.2 | 1.2
BART SO2 Annual- Nebraska City- v6.17 | 166 | 7206 | Rate Constraint in lbs/MMBtu | FALSE | L | Annual | Emissions at Affected Plants SO2 | Thousand Tons | 11.6063 | 11.6063 | 11.6063 | 11.6063 | 9.7478 | 9.7478 | 9.7478
BART SO2 Annual- Nebraska City- v6.17 | 166 | 7206 | Rate Constraint in lbs/MMBtu | FALSE | L | Annual | Allowances Purchased SO2 | Thousand Tons | 0 | 0 | 0 | 0 | 0 | 0 | 0
BART SO2 Annual- Nebraska City- v6.17 | 166 | 7206 | Rate Constraint in lbs/MMBtu | FALSE | L | Annual | Allowances Sold SO2 | Thousand Tons | 0 | 0 | 0 | 0 | 0 | 0 | 0
BART SO2 Annual- Nebraska City- v6.17 | 166 | 7206 | Rate Constraint in lbs/MMBtu | FALSE | L | Annual | Allowances Banked | Thousand Tons | 0 | 0 | 0 | 0 | 0 | 0 | 0
BART SO2 Annual- Nebraska City- v6.17 | 166 | 7206 | Rate Constraint in lbs/MMBtu | FALSE | L | Annual | Allowances Withdrawn (1:1) | Thousand Tons | 0 | 0 | 0 | 0 | 0 | 0 | 0
BART SO2 Annual- Nebraska City- v6.17 | 166 | 7206 | Rate Constraint in lbs/MMBtu | FALSE | L | Annual | Allowances Withdrawn (1:n) | Thousand Tons | 0 | 0 | 0 | 0 | 0 | 0 | 0
BART SO2 Annual- Nebraska City- v6.17 | 166 | 7206 | Rate Constraint in lbs/MMBtu | FALSE | L | Annual | Total | Thousand Tons | 11.6063 | 11.6063 | 11.6063 | 11.6063 | 9.7478 | 9.7478 | 9.7478
BART SO2 Annual- Nebraska City- v6.17 | 166 | 7206 | Rate Constraint in lbs/MMBtu | FALSE | L | Annual | Fuel Consumed | TBtu | 44.4413 | 44.4413 | 44.4413 | 44.4413 | 37.3252 | 37.3252 | 37.3252
BART SO2 Annual- Nebraska City- v6.17 | 166 | 7206 | Rate Constraint in lbs/MMBtu | FALSE | L | Annual | Rate | lb/MMBtu | 0.52232 | 0.52232 | 0.52232 | 0.52232 | 0.52232 | 0.52232 | 0.52232
BART SO2 Annual- Nebraska City- v6.17 | 166 | 7206 | Rate Constraint in lbs/MMBtu | FALSE | L | Annual | Generation | TWh | 4.5265 | 4.5265 | 4.5265 | 4.5265 | 3.8017 | 3.8017 | 3.8017
BART SO2 Annual- Nebraska City- v6.17 | 166 | 7206 | Rate Constraint in lbs/MMBtu | FALSE | L | Annual | Qualifying Generation | TWh | 4.5265 | 4.5265 | 4.5265 | 4.5265 | 3.8017 | 3.8017 | 3.8017
BART SO2 Annual- Nebraska City- v6.17 | 166 | 7206 | Rate Constraint in lbs/MMBtu | FALSE | L | Annual | Rate | lb/MWh | 5.1281 | 5.1281 | 5.1281 | 5.1281 | 5.1281 | 5.1281 | 5.1281
BART SO2 Annual- Nebraska City- v6.17 | 166 | 7206 | Rate Constraint in lbs/MMBtu | FALSE | L | Annual | Constraint Shadow Price | US2022$/Ton | 0 | 0 | 0 | 0 | 0 | 0 | 0
BART SO2 Annual- Northeastern 3- v7.23 | 167 | 7951 | Rate Constraint in lbs/MMBtu | FALSE | L | Annual | Seasons Included | Seasons | Winter, Spring, Summer, Fall | Winter, Spring, Summer, Fall | Winter, Spring, Summer, Fall | Winter, Spring, Summer, Fall | Winter, Spring, Summer, Fall | Winter, Spring, Summer, Fall | Winter, Spring, Summer, Fall
BART SO2 Annual- Northeastern 3- v7.23 | 167 | 7951 | Rate Constraint in lbs/MMBtu | FALSE | L | Annual | Standard SO2 | lb/MMBtu | 0.4 | 0.4 | 0.4 | 0.4 | 0.4 | 0.4 | 0.4
BART SO2 Annual- Northeastern 3- v7.23 | 167 | 7951 | Rate Constraint in lbs/MMBtu | FALSE | L | Annual | Emissions at Affected Plants SO2 | Thousand Tons | 0 | 0 | 0 | 0 | 0 | 0 | 0
BART SO2 Annual- Northeastern 3- v7.23 | 167 | 7951 | Rate Constraint in lbs/MMBtu | FALSE | L | Annual | Allowances Purchased SO2 | Thousand Tons | 0 | 0 | 0 | 0 | 0 | 0 | 0
BART SO2 Annual- Northeastern 3- v7.23 | 167 | 7951 | Rate Constraint in lbs/MMBtu | FALSE | L | Annual | Allowances Sold SO2 | Thousand Tons | 0 | 0 | 0 | 0 | 0 | 0 | 0
BART SO2 Annual- Northeastern 3- v7.23 | 167 | 7951 | Rate Constraint in lbs/MMBtu | FALSE | L | Annual | Allowances Banked | Thousand Tons | 0 | 0 | 0 | 0 | 0 | 0 | 0
BART SO2 Annual- Northeastern 3- v7.23 | 167 | 7951 | Rate Constraint in lbs/MMBtu | FALSE | L | Annual | Allowances Withdrawn (1:1) | Thousand Tons | 0 | 0 | 0 | 0 | 0 | 0 | 0
BART SO2 Annual- Northeastern 3- v7.23 | 167 | 7951 | Rate Constraint in lbs/MMBtu | FALSE | L | Annual | Allowances Withdrawn (1:n) | Thousand Tons | 0 | 0 | 0 | 0 | 0 | 0 | 0
BART SO2 Annual- Northeastern 3- v7.23 | 167 | 7951 | Rate Constraint in lbs/MMBtu | FALSE | L | Annual | Total | Thousand Tons | 0 | 0 | 0 | 0 | 0 | 0 | 0
BART SO2 Annual- Northeastern 3- v7.23 | 167 | 7951 | Rate Constraint in lbs/MMBtu | FALSE | L | Annual | Fuel Consumed | TBtu | 0 | 0 | 0 | 0 | 0 | 0 | 0
BART SO2 Annual- Northeastern 3- v7.23 | 167 | 7951 | Rate Constraint in lbs/MMBtu | FALSE | L | Annual | Rate | lb/MMBtu | 0 | 0 | 0 | 0 | 0 | 0 | 0
BART SO2 Annual- Northeastern 3- v7.23 | 167 | 7951 | Rate Constraint in lbs/MMBtu | FALSE | L | Annual | Generation | TWh | 0 | 0 | 0 | 0 | 0 | 0 | 0
BART SO2 Annual- Northeastern 3- v7.23 | 167 | 7951 | Rate Constraint in lbs/MMBtu | FALSE | L | Annual | Qualifying Generation | TWh | 0 | 0 | 0 | 0 | 0 | 0 | 0
BART SO2 Annual- Northeastern 3- v7.23 | 167 | 7951 | Rate Constraint in lbs/MMBtu | FALSE | L | Annual | Rate | lb/MWh | 0 | 0 | 0 | 0 | 0 | 0 | 0
BART SO2 Annual- Northeastern 3- v7.23 | 167 | 7951 | Rate Constraint in lbs/MMBtu | FALSE | L | Annual | Constraint Shadow Price | US2022$/Ton | 0 | 0 | 0 | 0 | 0 | 0 | 0
BART SO2 Annual- Oswego Harbor 5- v5.16 | 168 | 7244 | Rate Constraint in lbs/MMBtu | FALSE | L | Annual | Seasons Included | Seasons | Winter, Spring, Summer, Fall | Winter, Spring, Summer, Fall | Winter, Spring, Summer, Fall | Winter, Spring, Summer, Fall | Winter, Spring, Summer, Fall | Winter, Spring, Summer, Fall | Winter, Spring, Summer, Fall
BART SO2 Annual- Oswego Harbor 5- v5.16 | 168 | 7244 | Rate Constraint in lbs/MMBtu | FALSE | L | Annual | Standard SO2 | lb/MMBtu | 0.8 | 0.8 | 0.8 | 0.8 | 0.8 | 0.8 | 0.8
BART SO2 Annual- Oswego Harbor 5- v5.16 | 168 | 7244 | Rate Constraint in lbs/MMBtu | FALSE | L | Annual | Emissions at Affected Plants SO2 | Thousand Tons | 0 | 0 | 0 | 0 | 0 | 0 | 0
BART SO2 Annual- Oswego Harbor 5- v5.16 | 168 | 7244 | Rate Constraint in lbs/MMBtu | FALSE | L | Annual | Allowances Purchased SO2 | Thousand Tons | 0 | 0 | 0 | 0 | 0 | 0 | 0
BART SO2 Annual- Oswego Harbor 5- v5.16 | 168 | 7244 | Rate Constraint in lbs/MMBtu | FALSE | L | Annual | Allowances Sold SO2 | Thousand Tons | 0 | 0 | 0 | 0 | 0 | 0 | 0
BART SO2 Annual- Oswego Harbor 5- v5.16 | 168 | 7244 | Rate Constraint in lbs/MMBtu | FALSE | L | Annual | Allowances Banked | Thousand Tons | 0 | 0 | 0 | 0 | 0 | 0 | 0
BART SO2 Annual- Oswego Harbor 5- v5.16 | 168 | 7244 | Rate Constraint in lbs/MMBtu | FALSE | L | Annual | Allowances Withdrawn (1:1) | Thousand Tons | 0 | 0 | 0 | 0 | 0 | 0 | 0
BART SO2 Annual- Oswego Harbor 5- v5.16 | 168 | 7244 | Rate Constraint in lbs/MMBtu | FALSE | L | Annual | Allowances Withdrawn (1:n) | Thousand Tons | 0 | 0 | 0 | 0 | 0 | 0 | 0
BART SO2 Annual- Oswego Harbor 5- v5.16 | 168 | 7244 | Rate Constraint in lbs/MMBtu | FALSE | L | Annual | Total | Thousand Tons | 0 | 0 | 0 | 0 | 0 | 0 | 0
BART SO2 Annual- Oswego Harbor 5- v5.16 | 168 | 7244 | Rate Constraint in lbs/MMBtu | FALSE | L | Annual | Fuel Consumed | TBtu | 0 | 0 | 0 | 0 | 0 | 0 | 0
BART SO2 Annual- Oswego Harbor 5- v5.16 | 168 | 7244 | Rate Constraint in lbs/MMBtu | FALSE | L | Annual | Rate | lb/MMBtu | 0 | 0 | 0 | 0 | 0 | 0 | 0
BART SO2 Annual- Oswego Harbor 5- v5.16 | 168 | 7244 | Rate Constraint in lbs/MMBtu | FALSE | L | Annual | Generation | TWh | 0 | 0 | 0 | 0 | 0 | 0 | 0
BART SO2 Annual- Oswego Harbor 5- v5.16 | 168 | 7244 | Rate Constraint in lbs/MMBtu | FALSE | L | Annual | Qualifying Generation | TWh | 0 | 0 | 0 | 0 | 0 | 0 | 0
BART SO2 Annual- Oswego Harbor 5- v5.16 | 168 | 7244 | Rate Constraint in lbs/MMBtu | FALSE | L | Annual | Rate | lb/MWh | 0 | 0 | 0 | 0 | 0 | 0 | 0
BART SO2 Annual- Oswego Harbor 5- v5.16 | 168 | 7244 | Rate Constraint in lbs/MMBtu | FALSE | L | Annual | Constraint Shadow Price | US2022$/Ton | 0 | 0 | 0 | 0 | 0 | 0 | 0
BART SO2 Annual- Oswego Harbor 6- v6.17 | 169 | 7245 | Rate Constraint in lbs/MMBtu | FALSE | L | Annual | Seasons Included | Seasons | Winter, Spring, Summer, Fall | Winter, Spring, Summer, Fall | Winter, Spring, Summer, Fall | Winter, Spring, Summer, Fall | Winter, Spring, Summer, Fall | Winter, Spring, Summer, Fall | Winter, Spring, Summer, Fall
BART SO2 Annual- Oswego Harbor 6- v6.17 | 169 | 7245 | Rate Constraint in lbs/MMBtu | FALSE | L | Annual | Standard SO2 | lb/MMBtu | 0.8 | 0.8 | 0.8 | 0.8 | 0.8 | 0.8 | 0.8
BART SO2 Annual- Oswego Harbor 6- v6.17 | 169 | 7245 | Rate Constraint in lbs/MMBtu | FALSE | L | Annual | Emissions at Affected Plants SO2 | Thousand Tons | 0 | 0 | 0 | 0 | 0 | 0 | 0
BART SO2 Annual- Oswego Harbor 6- v6.17 | 169 | 7245 | Rate Constraint in lbs/MMBtu | FALSE | L | Annual | Allowances Purchased SO2 | Thousand Tons | 0 | 0 | 0 | 0 | 0 | 0 | 0
BART SO2 Annual- Oswego Harbor 6- v6.17 | 169 | 7245 | Rate Constraint in lbs/MMBtu | FALSE | L | Annual | Allowances Sold SO2 | Thousand Tons | 0 | 0 | 0 | 0 | 0 | 0 | 0
BART SO2 Annual- Oswego Harbor 6- v6.17 | 169 | 7245 | Rate Constraint in lbs/MMBtu | FALSE | L | Annual | Allowances Banked | Thousand Tons | 0 | 0 | 0 | 0 | 0 | 0 | 0
BART SO2 Annual- Oswego Harbor 6- v6.17 | 169 | 7245 | Rate Constraint in lbs/MMBtu | FALSE | L | Annual | Allowances Withdrawn (1:1) | Thousand Tons | 0 | 0 | 0 | 0 | 0 | 0 | 0
BART SO2 Annual- Oswego Harbor 6- v6.17 | 169 | 7245 | Rate Constraint in lbs/MMBtu | FALSE | L | Annual | Allowances Withdrawn (1:n) | Thousand Tons | 0 | 0 | 0 | 0 | 0 | 0 | 0
BART SO2 Annual- Oswego Harbor 6- v6.17 | 169 | 7245 | Rate Constraint in lbs/MMBtu | FALSE | L | Annual | Total | Thousand Tons | 0 | 0 | 0 | 0 | 0 | 0 | 0
BART SO2 Annual- Oswego Harbor 6- v6.17 | 169 | 7245 | Rate Constraint in lbs/MMBtu | FALSE | L | Annual | Fuel Consumed | TBtu | 0 | 0 | 0 | 0 | 0 | 0 | 0
BART SO2 Annual- Oswego Harbor 6- v6.17 | 169 | 7245 | Rate Constraint in lbs/MMBtu | FALSE | L | Annual | Rate | lb/MMBtu | 0 | 0 | 0 | 0 | 0 | 0 | 0
BART SO2 Annual- Oswego Harbor 6- v6.17 | 169 | 7245 | Rate Constraint in lbs/MMBtu | FALSE | L | Annual | Generation | TWh | 0 | 0 | 0 | 0 | 0 | 0 | 0
BART SO2 Annual- Oswego Harbor 6- v6.17 | 169 | 7245 | Rate Constraint in lbs/MMBtu | FALSE | L | Annual | Qualifying Generation | TWh | 0 | 0 | 0 | 0 | 0 | 0 | 0
BART SO2 Annual- Oswego Harbor 6- v6.17 | 169 | 7245 | Rate Constraint in lbs/MMBtu | FALSE | L | Annual | Rate | lb/MWh | 0 | 0 | 0 | 0 | 0 | 0 | 0
BART SO2 Annual- Oswego Harbor 6- v6.17 | 169 | 7245 | Rate Constraint in lbs/MMBtu | FALSE | L | Annual | Constraint Shadow Price | US2022$/Ton | 0 | 0 | 0 | 0 | 0 | 0 | 0
BART SO2 Annual- R S Nelson 3- v7.23 | 170 | 7952 | Rate Constraint in lbs/MMBtu | FALSE | L | Annual | Seasons Included | Seasons | Winter, Spring, Summer, Fall | Winter, Spring, Summer, Fall | Winter, Spring, Summer, Fall | Winter, Spring, Summer, Fall | Winter, Spring, Summer, Fall | Winter, Spring, Summer, Fall | Winter, Spring, Summer, Fall
BART SO2 Annual- R S Nelson 3- v7.23 | 170 | 7952 | Rate Constraint in lbs/MMBtu | FALSE | L | Annual | Standard SO2 | lb/MMBtu | 0.6 | 0.6 | 0.6 | 0.6 | 0.6 | 0.6 | 0.6
BART SO2 Annual- R S Nelson 3- v7.23 | 170 | 7952 | Rate Constraint in lbs/MMBtu | FALSE | L | Annual | Emissions at Affected Plants SO2 | Thousand Tons | 2.6067 | 7.7191 | 11.0429 | 11.0429 | 10.3466 | 9.0203 | 9.0011
BART SO2 Annual- R S Nelson 3- v7.23 | 170 | 7952 | Rate Constraint in lbs/MMBtu | FALSE | L | Annual | Allowances Purchased SO2 | Thousand Tons | 0 | 0 | 0 | 0 | 0 | 0 | 0
BART SO2 Annual- R S Nelson 3- v7.23 | 170 | 7952 | Rate Constraint in lbs/MMBtu | FALSE | L | Annual | Allowances Sold SO2 | Thousand Tons | 0 | 0 | 0 | 0 | 0 | 0 | 0
BART SO2 Annual- R S Nelson 3- v7.23 | 170 | 7952 | Rate Constraint in lbs/MMBtu | FALSE | L | Annual | Allowances Banked | Thousand Tons | 0 | 0 | 0 | 0 | 0 | 0 | 0
BART SO2 Annual- R S Nelson 3- v7.23 | 170 | 7952 | Rate Constraint in lbs/MMBtu | FALSE | L | Annual | Allowances Withdrawn (1:1) | Thousand Tons | 0 | 0 | 0 | 0 | 0 | 0 | 0
BART SO2 Annual- R S Nelson 3- v7.23 | 170 | 7952 | Rate Constraint in lbs/MMBtu | FALSE | L | Annual | Allowances Withdrawn (1:n) | Thousand Tons | 0 | 0 | 0 | 0 | 0 | 0 | 0
BART SO2 Annual- R S Nelson 3- v7.23 | 170 | 7952 | Rate Constraint in lbs/MMBtu | FALSE | L | Annual | Total | Thousand Tons | 2.6067 | 7.7191 | 11.0429 | 11.0429 | 10.3466 | 9.0203 | 9.0011
BART SO2 Annual- R S Nelson 3- v7.23 | 170 | 7952 | Rate Constraint in lbs/MMBtu | FALSE | L | Annual | Fuel Consumed | TBtu | 9.9813 | 29.5569 | 42.2841 | 42.2841 | 39.6178 | 34.5394 | 34.4661
BART SO2 Annual- R S Nelson 3- v7.23 | 170 | 7952 | Rate Constraint in lbs/MMBtu | FALSE | L | Annual | Rate | lb/MMBtu | 0.52232 | 0.52232 | 0.52232 | 0.52232 | 0.52232 | 0.52232 | 0.52232
BART SO2 Annual- R S Nelson 3- v7.23 | 170 | 7952 | Rate Constraint in lbs/MMBtu | FALSE | L | Annual | Generation | TWh | 0.84202 | 2.4934 | 3.5671 | 3.5671 | 3.3421 | 2.9137 | 2.9076
BART SO2 Annual- R S Nelson 3- v7.23 | 170 | 7952 | Rate Constraint in lbs/MMBtu | FALSE | L | Annual | Qualifying Generation | TWh | 0.84202 | 2.4934 | 3.5671 | 3.5671 | 3.3421 | 2.9137 | 2.9076
BART SO2 Annual- R S Nelson 3- v7.23 | 170 | 7952 | Rate Constraint in lbs/MMBtu | FALSE | L | Annual | Rate | lb/MWh | 6.1916 | 6.1916 | 6.1916 | 6.1916 | 6.1916 | 6.1916 | 6.1916
BART SO2 Annual- R S Nelson 3- v7.23 | 170 | 7952 | Rate Constraint in lbs/MMBtu | FALSE | L | Annual | Constraint Shadow Price | US2022$/Ton | 0 | 0 | 0 | 0 | 0 | 0 | 0
BART SO2 Annual Rate-Seminole 1&2 -v5.13 | 171 | 7231 | Rate Constraint in lbs/MMBtu | FALSE | L | Annual | Seasons Included | Seasons | Winter, Spring, Summer, Fall | Winter, Spring, Summer, Fall | Winter, Spring, Summer, Fall | Winter, Spring, Summer, Fall | Winter, Spring, Summer, Fall | Winter, Spring, Summer, Fall | Winter, Spring, Summer, Fall
BART SO2 Annual Rate-Seminole 1&2 -v5.13 | 171 | 7231 | Rate Constraint in lbs/MMBtu | FALSE | L | Annual | Standard SO2 | lb/MMBtu | 0.25 | 0.25 | 0.25 | 0.25 | 0.25 | 0.25 | 0.25
BART SO2 Annual Rate-Seminole 1&2 -v5.13 | 171 | 7231 | Rate Constraint in lbs/MMBtu | FALSE | L | Annual | Emissions at Affected Plants SO2 | Thousand Tons | 0.2465 | 0.57139 | 0 | 0 | 0 | 0 | 0
BART SO2 Annual Rate-Seminole 1&2 -v5.13 | 171 | 7231 | Rate Constraint in lbs/MMBtu | FALSE | L | Annual | Allowances Purchased SO2 | Thousand Tons | 0 | 0 | 0 | 0 | 0 | 0 | 0
BART SO2 Annual Rate-Seminole 1&2 -v5.13 | 171 | 7231 | Rate Constraint in lbs/MMBtu | FALSE | L | Annual | Allowances Sold SO2 | Thousand Tons | 0 | 0 | 0 | 0 | 0 | 0 | 0
BART SO2 Annual Rate-Seminole 1&2 -v5.13 | 171 | 7231 | Rate Constraint in lbs/MMBtu | FALSE | L | Annual | Allowances Banked | Thousand Tons | 0 | 0 | 0 | 0 | 0 | 0 | 0
BART SO2 Annual Rate-Seminole 1&2 -v5.13 | 171 | 7231 | Rate Constraint in lbs/MMBtu | FALSE | L | Annual | Allowances Withdrawn (1:1) | Thousand Tons | 0 | 0 | 0 | 0 | 0 | 0 | 0
BART SO2 Annual Rate-Seminole 1&2 -v5.13 | 171 | 7231 | Rate Constraint in lbs/MMBtu | FALSE | L | Annual | Allowances Withdrawn (1:n) | Thousand Tons | 0 | 0 | 0 | 0 | 0 | 0 | 0
BART SO2 Annual Rate-Seminole 1&2 -v5.13 | 171 | 7231 | Rate Constraint in lbs/MMBtu | FALSE | L | Annual | Total | Thousand Tons | 0.2465 | 0.57139 | 0 | 0 | 0 | 0 | 0
BART SO2 Annual Rate-Seminole 1&2 -v5.13 | 171 | 7231 | Rate Constraint in lbs/MMBtu | FALSE | L | Annual | Fuel Consumed | TBtu | 5.4822 | 12.7079 | 0 | 0 | 0 | 0 | 0
BART SO2 Annual Rate-Seminole 1&2 -v5.13 | 171 | 7231 | Rate Constraint in lbs/MMBtu | FALSE | L | Annual | Rate | lb/MMBtu | 0.089927 | 0.089927 | 0 | 0 | 0 | 0 | 0
BART SO2 Annual Rate-Seminole 1&2 -v5.13 | 171 | 7231 | Rate Constraint in lbs/MMBtu | FALSE | L | Annual | Generation | TWh | 0.55538 | 1.2874 | 0 | 0 | 0 | 0 | 0
BART SO2 Annual Rate-Seminole 1&2 -v5.13 | 171 | 7231 | Rate Constraint in lbs/MMBtu | FALSE | L | Annual | Qualifying Generation | TWh | 0.55538 | 1.2874 | 0 | 0 | 0 | 0 | 0
BART SO2 Annual Rate-Seminole 1&2 -v5.13 | 171 | 7231 | Rate Constraint in lbs/MMBtu | FALSE | L | Annual | Rate | lb/MWh | 0.88767 | 0.88767 | 0 | 0 | 0 | 0 | 0
BART SO2 Annual Rate-Seminole 1&2 -v5.13 | 171 | 7231 | Rate Constraint in lbs/MMBtu | FALSE | L | Annual | Constraint Shadow Price | US2022$/Ton | 0 | 0 | 0 | 0 | 0 | 0 | 0
BART SO2 Annual- Roseton 1- v5.16 | 172 | 7247 | Rate Constraint in lbs/MMBtu | FALSE | L | Annual | Seasons Included | Seasons | Winter, Spring, Summer, Fall | Winter, Spring, Summer, Fall | Winter, Spring, Summer, Fall | Winter, Spring, Summer, Fall | Winter, Spring, Summer, Fall | Winter, Spring, Summer, Fall | Winter, Spring, Summer, Fall
BART SO2 Annual- Roseton 1- v5.16 | 172 | 7247 | Rate Constraint in lbs/MMBtu | FALSE | L | Annual | Standard SO2 | lb/MMBtu | 0.55 | 0.55 | 0.55 | 0.55 | 0.55 | 0.55 | 0.55
BART SO2 Annual- Roseton 1- v5.16 | 172 | 7247 | Rate Constraint in lbs/MMBtu | FALSE | L | Annual | Emissions at Affected Plants SO2 | Thousand Tons | 0 | 0 | 0 | 0 | 0 | 0 | 0
BART SO2 Annual- Roseton 1- v5.16 | 172 | 7247 | Rate Constraint in lbs/MMBtu | FALSE | L | Annual | Allowances Purchased SO2 | Thousand Tons | 0 | 0 | 0 | 0 | 0 | 0 | 0
BART SO2 Annual- Roseton 1- v5.16 | 172 | 7247 | Rate Constraint in lbs/MMBtu | FALSE | L | Annual | Allowances Sold SO2 | Thousand Tons | 0 | 0 | 0 | 0 | 0 | 0 | 0
BART SO2 Annual- Roseton 1- v5.16 | 172 | 7247 | Rate Constraint in lbs/MMBtu | FALSE | L | Annual | Allowances Banked | Thousand Tons | 0 | 0 | 0 | 0 | 0 | 0 | 0
BART SO2 Annual- Roseton 1- v5.16 | 172 | 7247 | Rate Constraint in lbs/MMBtu | FALSE | L | Annual | Allowances Withdrawn (1:1) | Thousand Tons | 0 | 0 | 0 | 0 | 0 | 0 | 0
BART SO2 Annual- Roseton 1- v5.16 | 172 | 7247 | Rate Constraint in lbs/MMBtu | FALSE | L | Annual | Allowances Withdrawn (1:n) | Thousand Tons | 0 | 0 | 0 | 0 | 0 | 0 | 0
BART SO2 Annual- Roseton 1- v5.16 | 172 | 7247 | Rate Constraint in lbs/MMBtu | FALSE | L | Annual | Total | Thousand Tons | 0 | 0 | 0 | 0 | 0 | 0 | 0
BART SO2 Annual- Roseton 1- v5.16 | 172 | 7247 | Rate Constraint in lbs/MMBtu | FALSE | L | Annual | Fuel Consumed | TBtu | 0 | 0 | 0 | 0 | 0 | 0 | 0
BART SO2 Annual- Roseton 1- v5.16 | 172 | 7247 | Rate Constraint in lbs/MMBtu | FALSE | L | Annual | Rate | lb/MMBtu | 0 | 0 | 0 | 0 | 0 | 0 | 0
BART SO2 Annual- Roseton 1- v5.16 | 172 | 7247 | Rate Constraint in lbs/MMBtu | FALSE | L | Annual | Generation | TWh | 0 | 0 | 0 | 0 | 0 | 0 | 0
BART SO2 Annual- Roseton 1- v5.16 | 172 | 7247 | Rate Constraint in lbs/MMBtu | FALSE | L | Annual | Qualifying Generation | TWh | 0 | 0 | 0 | 0 | 0 | 0 | 0
BART SO2 Annual- Roseton 1- v5.16 | 172 | 7247 | Rate Constraint in lbs/MMBtu | FALSE | L | Annual | Rate | lb/MWh | 0 | 0 | 0 | 0 | 0 | 0 | 0
BART SO2 Annual- Roseton 1- v5.16 | 172 | 7247 | Rate Constraint in lbs/MMBtu | FALSE | L | Annual | Constraint Shadow Price | US2022$/Ton | 0 | 0 | 0 | 0 | 0 | 0 | 0
BART SO2 Annual- Roseton 2- v5.16 | 173 | 7248 | Rate Constraint in lbs/MMBtu | FALSE | L | Annual | Seasons Included | Seasons | Winter, Spring, Summer, Fall | Winter, Spring, Summer, Fall | Winter, Spring, Summer, Fall | Winter, Spring, Summer, Fall | Winter, Spring, Summer, Fall | Winter, Spring, Summer, Fall | Winter, Spring, Summer, Fall
BART SO2 Annual- Roseton 2- v5.16 | 173 | 7248 | Rate Constraint in lbs/MMBtu | FALSE | L | Annual | Standard SO2 | lb/MMBtu | 0.55 | 0.55 | 0.55 | 0.55 | 0.55 | 0.55 | 0.55
BART SO2 Annual- Roseton 2- v5.16 | 173 | 7248 | Rate Constraint in lbs/MMBtu | FALSE | L | Annual | Emissions at Affected Plants SO2 | Thousand Tons | 0 | 0 | 0 | 0 | 0 | 0 | 0
BART SO2 Annual- Roseton 2- v5.16 | 173 | 7248 | Rate Constraint in lbs/MMBtu | FALSE | L | Annual | Allowances Purchased SO2 | Thousand Tons | 0 | 0 | 0 | 0 | 0 | 0 | 0
BART SO2 Annual- Roseton 2- v5.16 | 173 | 7248 | Rate Constraint in lbs/MMBtu | FALSE | L | Annual | Allowances Sold SO2 | Thousand Tons | 0 | 0 | 0 | 0 | 0 | 0 | 0
BART SO2 Annual- Roseton 2- v5.16 | 173 | 7248 | Rate Constraint in lbs/MMBtu | FALSE | L | Annual | Allowances Banked | Thousand Tons | 0 | 0 | 0 | 0 | 0 | 0 | 0
BART SO2 Annual- Roseton 2- v5.16 | 173 | 7248 | Rate Constraint in lbs/MMBtu | FALSE | L | Annual | Allowances Withdrawn (1:1) | Thousand Tons | 0 | 0 | 0 | 0 | 0 | 0 | 0
BART SO2 Annual- Roseton 2- v5.16 | 173 | 7248 | Rate Constraint in lbs/MMBtu | FALSE | L | Annual | Allowances Withdrawn (1:n) | Thousand Tons | 0 | 0 | 0 | 0 | 0 | 0 | 0
BART SO2 Annual- Roseton 2- v5.16 | 173 | 7248 | Rate Constraint in lbs/MMBtu | FALSE | L | Annual | Total | Thousand Tons | 0 | 0 | 0 | 0 | 0 | 0 | 0
BART SO2 Annual- Roseton 2- v5.16 | 173 | 7248 | Rate Constraint in lbs/MMBtu | FALSE | L | Annual | Fuel Consumed | TBtu | 0 | 0 | 0 | 0 | 0 | 0 | 0
BART SO2 Annual- Roseton 2- v5.16 | 173 | 7248 | Rate Constraint in lbs/MMBtu | FALSE | L | Annual | Rate | lb/MMBtu | 0 | 0 | 0 | 0 | 0 | 0 | 0
BART SO2 Annual- Roseton 2- v5.16 | 173 | 7248 | Rate Constraint in lbs/MMBtu | FALSE | L | Annual | Generation | TWh | 0 | 0 | 0 | 0 | 0 | 0 | 0
BART SO2 Annual- Roseton 2- v5.16 | 173 | 7248 | Rate Constraint in lbs/MMBtu | FALSE | L | Annual | Qualifying Generation | TWh | 0 | 0 | 0 | 0 | 0 | 0 | 0
BART SO2 Annual- Roseton 2- v5.16 | 173 | 7248 | Rate Constraint in lbs/MMBtu | FALSE | L | Annual | Rate | lb/MWh | 0 | 0 | 0 | 0 | 0 | 0 | 0
BART SO2 Annual- Roseton 2- v5.16 | 173 | 7248 | Rate Constraint in lbs/MMBtu | FALSE | L | Annual | Constraint Shadow Price | US2022$/Ton | 0 | 0 | 0 | 0 | 0 | 0 | 0
BART SO2 Annual- Sherburne County 3- v5.16 | 174 | 7246 | Rate Constraint in lbs/MMBtu | FALSE | L | Annual | Seasons Included | Seasons | Winter, Spring, Summer, Fall | Winter, Spring, Summer, Fall | Winter, Spring, Summer, Fall | Winter, Spring, Summer, Fall | Winter, Spring, Summer, Fall | Winter, Spring, Summer, Fall | Winter, Spring, Summer, Fall
BART SO2 Annual- Sherburne County 3- v5.16 | 174 | 7246 | Rate Constraint in lbs/MMBtu | FALSE | L | Annual | Standard SO2 | lb/MMBtu | 0.29 | 0.29 | 0.29 | 0.29 | 0.29 | 0.29 | 0.29
BART SO2 Annual- Sherburne County 3- v5.16 | 174 | 7246 | Rate Constraint in lbs/MMBtu | FALSE | L | Annual | Emissions at Affected Plants SO2 | Thousand Tons | 3.6344 | 3.6344 | 3.6344 | 3.6344 | 3.3657 | 3.0539 | 3.0539
BART SO2 Annual- Sherburne County 3- v5.16 | 174 | 7246 | Rate Constraint in lbs/MMBtu | FALSE | L | Annual | Allowances Purchased SO2 | Thousand Tons | 0 | 0 | 0 | 0 | 0 | 0 | 0
BART SO2 Annual- Sherburne County 3- v5.16 | 174 | 7246 | Rate Constraint in lbs/MMBtu | FALSE | L | Annual | Allowances Sold SO2 | Thousand Tons | 0 | 0 | 0 | 0 | 0 | 0 | 0
BART SO2 Annual- Sherburne County 3- v5.16 | 174 | 7246 | Rate Constraint in lbs/MMBtu | FALSE | L | Annual | Allowances Banked | Thousand Tons | 0 | 0 | 0 | 0 | 0 | 0 | 0
BART SO2 Annual- Sherburne County 3- v5.16 | 174 | 7246 | Rate Constraint in lbs/MMBtu | FALSE | L | Annual | Allowances Withdrawn (1:1) | Thousand Tons | 0 | 0 | 0 | 0 | 0 | 0 | 0
BART SO2 Annual- Sherburne County 3- v5.16 | 174 | 7246 | Rate Constraint in lbs/MMBtu | FALSE | L | Annual | Allowances Withdrawn (1:n) | Thousand Tons | 0 | 0 | 0 | 0 | 0 | 0 | 0
BART SO2 Annual- Sherburne County 3- v5.16 | 174 | 7246 | Rate Constraint in lbs/MMBtu | FALSE | L | Annual | Total | Thousand Tons | 3.6344 | 3.6344 | 3.6344 | 3.6344 | 3.3657 | 3.0539 | 3.0539
BART SO2 Annual- Sherburne County 3- v5.16 | 174 | 7246 | Rate Constraint in lbs/MMBtu | FALSE | L | Annual | Fuel Consumed | TBtu | 59.7555 | 59.7555 | 59.7555 | 59.7555 | 55.3377 | 50.2106 | 50.2106
BART SO2 Annual- Sherburne County 3- v5.16 | 174 | 7246 | Rate Constraint in lbs/MMBtu | FALSE | L | Annual | Rate | lb/MMBtu | 0.12164 | 0.12164 | 0.12164 | 0.12164 | 0.12164 | 0.12164 | 0.12164
BART SO2 Annual- Sherburne County 3- v5.16 | 174 | 7246 | Rate Constraint in lbs/MMBtu | FALSE | L | Annual | Generation | TWh | 5.9648 | 5.9648 | 5.9648 | 5.9648 | 5.5238 | 5.012 | 5.012
BART SO2 Annual- Sherburne County 3- v5.16 | 174 | 7246 | Rate Constraint in lbs/MMBtu | FALSE | L | Annual | Qualifying Generation | TWh | 5.9648 | 5.9648 | 5.9648 | 5.9648 | 5.5238 | 5.012 | 5.012
BART SO2 Annual- Sherburne County 3- v5.16 | 174 | 7246 | Rate Constraint in lbs/MMBtu | FALSE | L | Annual | Rate | lb/MWh | 1.2186 | 1.2186 | 1.2186 | 1.2186 | 1.2186 | 1.2186 | 1.2186
BART SO2 Annual- Sherburne County 3- v5.16 | 174 | 7246 | Rate Constraint in lbs/MMBtu | FALSE | L | Annual | Constraint Shadow Price | US2022$/Ton | 0 | 0 | 0 | 0 | 0 | 0 | 0
BART SO2 Annual- White Bluff 1- v6.20 | 175 | 7641 | Rate Constraint in lbs/MMBtu | FALSE | L | Annual | Seasons Included | Seasons | Winter, Spring, Summer, Fall | Winter, Spring, Summer, Fall | Winter, Spring, Summer, Fall | Winter, Spring, Summer, Fall | Winter, Spring, Summer, Fall | Winter, Spring, Summer, Fall | Winter, Spring, Summer, Fall
BART SO2 Annual- White Bluff 1- v6.20 | 175 | 7641 | Rate Constraint in lbs/MMBtu | FALSE | L | Annual | Standard SO2 | lb/MMBtu | 0.6 | 0.6 | 0.6 | 0.6 | 0.6 | 0.6 | 0.6
BART SO2 Annual- White Bluff 1- v6.20 | 175 | 7641 | Rate Constraint in lbs/MMBtu | FALSE | L | Annual | Emissions at Affected Plants SO2 | Thousand Tons | 12.2297 | 0 | 0 | 0 | 0 | 0 | 0
BART SO2 Annual- White Bluff 1- v6.20 | 175 | 7641 | Rate Constraint in lbs/MMBtu | FALSE | L | Annual | Allowances Purchased SO2 | Thousand Tons | 0 | 0 | 0 | 0 | 0 | 0 | 0
BART SO2 Annual- White Bluff 1- v6.20 | 175 | 7641 | Rate Constraint in lbs/MMBtu | FALSE | L | Annual | Allowances Sold SO2 | Thousand Tons | 0 | 0 | 0 | 0 | 0 | 0 | 0
BART SO2 Annual- White Bluff 1- v6.20 | 175 | 7641 | Rate Constraint in lbs/MMBtu | FALSE | L | Annual | Allowances Banked | Thousand Tons | 0 | 0 | 0 | 0 | 0 | 0 | 0
BART SO2 Annual- White Bluff 1- v6.20 | 175 | 7641 | Rate Constraint in lbs/MMBtu | FALSE | L | Annual | Allowances Withdrawn (1:1) | Thousand Tons | 0 | 0 | 0 | 0 | 0 | 0 | 0
BART SO2 Annual- White Bluff 1- v6.20 | 175 | 7641 | Rate Constraint in lbs/MMBtu | FALSE | L | Annual | Allowances Withdrawn (1:n) | Thousand Tons | 0 | 0 | 0 | 0 | 0 | 0 | 0
BART SO2 Annual- White Bluff 1- v6.20 | 175 | 7641 | Rate Constraint in lbs/MMBtu | FALSE | L | Annual | Total | Thousand Tons | 12.2297 | 0 | 0 | 0 | 0 | 0 | 0
BART SO2 Annual- White Bluff 1- v6.20 | 175 | 7641 | Rate Constraint in lbs/MMBtu | FALSE | L | Annual | Fuel Consumed | TBtu | 46.8286 | 0 | 0 | 0 | 0 | 0 | 0
BART SO2 Annual- White Bluff 1- v6.20 | 175 | 7641 | Rate Constraint in lbs/MMBtu | FALSE | L | Annual | Rate | lb/MMBtu | 0.52232 | 0 | 0 | 0 | 0 | 0 | 0
BART SO2 Annual- White Bluff 1- v6.20 | 175 | 7641 | Rate Constraint in lbs/MMBtu | FALSE | L | Annual | Generation | TWh | 4.5298 | 0 | 0 | 0 | 0 | 0 | 0
BART SO2 Annual- White Bluff 1- v6.20 | 175 | 7641 | Rate Constraint in lbs/MMBtu | FALSE | L | Annual | Qualifying Generation | TWh | 4.5298 | 0 | 0 | 0 | 0 | 0 | 0
BART SO2 Annual- White Bluff 1- v6.20 | 175 | 7641 | Rate Constraint in lbs/MMBtu | FALSE | L | Annual | Rate | lb/MWh | 5.3997 | 0 | 0 | 0 | 0 | 0 | 0
BART SO2 Annual- White Bluff 1- v6.20 | 175 | 7641 | Rate Constraint in lbs/MMBtu | FALSE | L | Annual | Constraint Shadow Price | US2022$/Ton | 0 | 0 | 0 | 0 | 0 | 0 | 0
BART SO2 Annual- White Bluff 2- v6.20 | 176 | 7642 | Rate Constraint in lbs/MMBtu | FALSE | L | Annual | Seasons Included | Seasons | Winter, Spring, Summer, Fall | Winter, Spring, Summer, Fall | Winter, Spring, Summer, Fall | Winter, Spring, Summer, Fall | Winter, Spring, Summer, Fall | Winter, Spring, Summer, Fall | Winter, Spring, Summer, Fall
BART SO2 Annual- White Bluff 2- v6.20 | 176 | 7642 | Rate Constraint in lbs/MMBtu | FALSE | L | Annual | Standard SO2 | lb/MMBtu | 0.6 | 0.6 | 0.6 | 0.6 | 0.6 | 0.6 | 0.6
BART SO2 Annual- White Bluff 2- v6.20 | 176 | 7642 | Rate Constraint in lbs/MMBtu | FALSE | L | Annual | Emissions at Affected Plants SO2 | Thousand Tons | 12.5623 | 0.18149 | 0.18149 | 0.18149 | 0.16844 | 0.1525 | 0.1525
BART SO2 Annual- White Bluff 2- v6.20 | 176 | 7642 | Rate Constraint in lbs/MMBtu | FALSE | L | Annual | Allowances Purchased SO2 | Thousand Tons | 0 | 0 | 0 | 0 | 0 | 0 | 0
BART SO2 Annual- White Bluff 2- v6.20 | 176 | 7642 | Rate Constraint in lbs/MMBtu | FALSE | L | Annual | Allowances Sold SO2 | Thousand Tons | 0 | 0 | 0 | 0 | 0 | 0 | 0
BART SO2 Annual- White Bluff 2- v6.20 | 176 | 7642 | Rate Constraint in lbs/MMBtu | FALSE | L | Annual | Allowances Banked | Thousand Tons | 0 | 0 | 0 | 0 | 0 | 0 | 0
BART SO2 Annual- White Bluff 2- v6.20 | 176 | 7642 | Rate Constraint in lbs/MMBtu | FALSE | L | Annual | Allowances Withdrawn (1:1) | Thousand Tons | 0 | 0 | 0 | 0 | 0 | 0 | 0
BART SO2 Annual- White Bluff 2- v6.20 | 176 | 7642 | Rate Constraint in lbs/MMBtu | FALSE | L | Annual | Allowances Withdrawn (1:n) | Thousand Tons | 0 | 0 | 0 | 0 | 0 | 0 | 0
BART SO2 Annual- White Bluff 2- v6.20 | 176 | 7642 | Rate Constraint in lbs/MMBtu | FALSE | L | Annual | Total | Thousand Tons | 12.5623 | 0.18149 | 0.18149 | 0.18149 | 0.16844 | 0.1525 | 0.1525
BART SO2 Annual- White Bluff 2- v6.20 | 176 | 7642 | Rate Constraint in lbs/MMBtu | FALSE | L | Annual | Fuel Consumed | TBtu | 48.1021 | 0.69494 | 0.69494 | 0.69494 | 0.64498 | 0.58394 | 0.58394
BART SO2 Annual- White Bluff 2- v6.20 | 176 | 7642 | Rate Constraint in lbs/MMBtu | FALSE | L | Annual | Rate | lb/MMBtu | 0.52232 | 0.52232 | 0.52232 | 0.52232 | 0.52232 | 0.52232 | 0.52232
BART SO2 Annual- White Bluff 2- v6.20 | 176 | 7642 | Rate Constraint in lbs/MMBtu | FALSE | L | Annual | Generation | TWh | 4.7131 | 0.068091 | 0.068091 | 0.068091 | 0.063196 | 0.057215 | 0.057215
BART SO2 Annual- White Bluff 2- v6.20 | 176 | 7642 | Rate Constraint in lbs/MMBtu | FALSE | L | Annual | Qualifying Generation | TWh | 4.7131 | 0.068091 | 0.068091 | 0.068091 | 0.063196 | 0.057215 | 0.057215
BART SO2 Annual- White Bluff 2- v6.20 | 176 | 7642 | Rate Constraint in lbs/MMBtu | FALSE | L | Annual | Rate | lb/MWh | 5.3308 | 5.3308 | 5.3308 | 5.3308 | 5.3308 | 5.3308 | 5.3308
BART SO2 Annual- White Bluff 2- v6.20 | 176 | 7642 | Rate Constraint in lbs/MMBtu | FALSE | L | Annual | Constraint Shadow Price | US2022$/Ton | 0 | 0 | 0 | 0 | 0 | 0 | 0
BART SO2 Annual-Apache Station 2 -v5.13 | 177 | 7207 | Rate Constraint in lbs/MMBtu | FALSE | L | Annual | Seasons Included | Seasons | Winter, Spring, Summer, Fall | Winter, Spring, Summer, Fall | Winter, Spring, Summer, Fall | Winter, Spring, Summer, Fall | Winter, Spring, Summer, Fall | Winter, Spring, Summer, Fall | Winter, Spring, Summer, Fall
BART SO2 Annual-Apache Station 2 -v5.13 | 177 | 7207 | Rate Constraint in lbs/MMBtu | FALSE | L | Annual | Standard SO2 | lb/MMBtu | 0.00064 | 0.00064 | 0.00064 | 0.00064 | 0.00064 | 0.00064 | 0.00064
BART SO2 Annual-Apache Station 2 -v5.13 | 177 | 7207 | Rate Constraint in lbs/MMBtu | FALSE | L | Annual | Emissions at Affected Plants SO2 | Thousand Tons | 0 | 0 | 0 | 0 | 0 | 0 | 0
BART SO2 Annual-Apache Station 2 -v5.13 | 177 | 7207 | Rate Constraint in lbs/MMBtu | FALSE | L | Annual | Allowances Purchased SO2 | Thousand Tons | 0 | 0 | 0 | 0 | 0 | 0 | 0
BART SO2 Annual-Apache Station 2 -v5.13 | 177 | 7207 | Rate Constraint in lbs/MMBtu | FALSE | L | Annual | Allowances Sold SO2 | Thousand Tons | 0 | 0 | 0 | 0 | 0 | 0 | 0
BART SO2 Annual-Apache Station 2 -v5.13 | 177 | 7207 | Rate Constraint in lbs/MMBtu | FALSE | L | Annual | Allowances Banked | Thousand Tons | 0 | 0 | 0 | 0 | 0 | 0 | 0
BART SO2 Annual-Apache Station 2 -v5.13 | 177 | 7207 | Rate Constraint in lbs/MMBtu | FALSE | L | Annual | Allowances Withdrawn (1:1) | Thousand Tons | 0 | 0 | 0 | 0 | 0 | 0 | 0
BART SO2 Annual-Apache Station 2 -v5.13 | 177 | 7207 | Rate Constraint in lbs/MMBtu | FALSE | L | Annual | Allowances Withdrawn (1:n) | Thousand Tons | 0 | 0 | 0 | 0 | 0 | 0 | 0
BART SO2 Annual-Apache Station 2 -v5.13 | 177 | 7207 | Rate Constraint in lbs/MMBtu | FALSE | L | Annual | Total | Thousand Tons | 0 | 0 | 0 | 0 | 0 | 0 | 0
BART SO2 Annual-Apache Station 2 -v5.13 | 177 | 7207 | Rate Constraint in lbs/MMBtu | FALSE | L | Annual | Fuel Consumed | TBtu | 0.33913 | 0.33913 | 0.2149 | 0.2149 | 0.2149 | 0.2149 | 0.2149
BART SO2 Annual-Apache Station 2 -v5.13 | 177 | 7207 | Rate Constraint in lbs/MMBtu | FALSE | L | Annual | Rate | lb/MMBtu | 0 | 0 | 0 | 0 | 0 | 0 | 0
BART SO2 Annual-Apache Station 2 -v5.13 | 177 | 7207 | Rate Constraint in lbs/MMBtu | FALSE | L | Annual | Generation | TWh | 0.03066 | 0.03066 | 0.019429 | 0.019429 | 0.019429 | 0.019429 | 0.019429
BART SO2 Annual-Apache Station 2 -v5.13 | 177 | 7207 | Rate Constraint in lbs/MMBtu | FALSE | L | Annual | Qualifying Generation | TWh | 0.03066 | 0.03066 | 0.019429 | 0.019429 | 0.019429 | 0.019429 | 0.019429
BART SO2 Annual-Apache Station 2 -v5.13 | 177 | 7207 | Rate Constraint in lbs/MMBtu | FALSE | L | Annual | Rate | lb/MWh | 0 | 0 | 0 | 0 | 0 | 0 | 0
BART SO2 Annual-Apache Station 2 -v5.13 | 177 | 7207 | Rate Constraint in lbs/MMBtu | FALSE | L | Annual | Constraint Shadow Price | US2022$/Ton | 0 | 0 | 0 | 0 | 0 | 0 | 0
BART SO2 Annual-Apache Station 3 -v5.13 | 178 | 7208 | Rate Constraint in lbs/MMBtu | FALSE | L | Annual | Seasons Included | Seasons | Winter, Spring, Summer, Fall | Winter, Spring, Summer, Fall | Winter, Spring, Summer, Fall | Winter, Spring, Summer, Fall | Winter, Spring, Summer, Fall | Winter, Spring, Summer, Fall | Winter, Spring, Summer, Fall
BART SO2 Annual-Apache Station 3 -v5.13 | 178 | 7208 | Rate Constraint in lbs/MMBtu | FALSE | L | Annual | Standard SO2 | lb/MMBtu | 0.15 | 0.15 | 0.15 | 0.15 | 0.15 | 0.15 | 0.15
BART SO2 Annual-Apache Station 3 -v5.13 | 178 | 7208 | Rate Constraint in lbs/MMBtu | FALSE | L | Annual | Emissions at Affected Plants SO2 | Thousand Tons | 0.076155 | 0.17092 | 0.4985 | 0.4985 | 0.49303 | 0 | 0
BART SO2 Annual-Apache Station 3 -v5.13 | 178 | 7208 | Rate Constraint in lbs/MMBtu | FALSE | L | Annual | Allowances Purchased SO2 | Thousand Tons | 0 | 0 | 0 | 0 | 0 | 0 | 0
BART SO2 Annual-Apache Station 3 -v5.13 | 178 | 7208 | Rate Constraint in lbs/MMBtu | FALSE | L | Annual | Allowances Sold SO2 | Thousand Tons | 0 | 0 | 0 | 0 | 0 | 0 | 0
BART SO2 Annual-Apache Station 3 -v5.13 | 178 | 7208 | Rate Constraint in lbs/MMBtu | FALSE | L | Annual | Allowances Banked | Thousand Tons | 0 | 0 | 0 | 0 | 0 | 0 | 0
BART SO2 Annual-Apache Station 3 -v5.13 | 178 | 7208 | Rate Constraint in lbs/MMBtu | FALSE | L | Annual | Allowances Withdrawn (1:1) | Thousand Tons | 0 | 0 | 0 | 0 | 0 | 0 | 0
BART SO2 Annual-Apache Station 3 -v5.13 | 178 | 7208 | Rate Constraint in lbs/MMBtu | FALSE | L | Annual | Allowances Withdrawn (1:n) | Thousand Tons | 0 | 0 | 0 | 0 | 0 | 0 | 0
BART SO2 Annual-Apache Station 3 -v5.13 | 178 | 7208 | Rate Constraint in lbs/MMBtu | FALSE | L | Annual | Total | Thousand Tons | 0.076155 | 0.17092 | 0.4985 | 0.4985 | 0.49303 | 0 | 0
BART SO2 Annual-Apache Station 3 -v5.13 | 178 | 7208 | Rate Constraint in lbs/MMBtu | FALSE | L | Annual | Fuel Consumed | TBtu | 1.944 | 4.3631 | 12.7253 | 12.7253 | 12.5856 | 0 | 0
BART SO2 Annual-Apache Station 3 -v5.13 | 178 | 7208 | Rate Constraint in lbs/MMBtu | FALSE | L | Annual | Rate | lb/MMBtu | 0.078348 | 0.078348 | 0.078348 | 0.078348 | 0.078348 | 0 | 0
BART SO2 Annual-Apache Station 3 -v5.13 | 178 | 7208 | Rate Constraint in lbs/MMBtu | FALSE | L | Annual | Generation | TWh | 0.1677 | 0.37639 | 1.0978 | 1.0978 | 1.0857 | 0 | 0
BART SO2 Annual-Apache Station 3 -v5.13 | 178 | 7208 | Rate Constraint in lbs/MMBtu | FALSE | L | Annual | Qualifying Generation | TWh | 0.1677 | 0.37639 | 1.0978 | 1.0978 | 1.0857 | 0 | 0
BART SO2 Annual-Apache Station 3 -v5.13 | 178 | 7208 | Rate Constraint in lbs/MMBtu | FALSE | L | Annual | Rate | lb/MWh | 0.90821 | 0.90821 | 0.90821 | 0.90821 | 0.90821 | 0 | 0
BART SO2 Annual-Apache Station 3 -v5.13 | 178 | 7208 | Rate Constraint in lbs/MMBtu | FALSE | L | Annual | Constraint Shadow Price | US2022$/Ton | 0 | 0 | 0 | 0 | 0 | 0 | 0
BART SO2 Annual-Coronado U1B -v5.13 | 179 | 7214 | Rate Constraint in lbs/MMBtu | FALSE | L | Annual | Seasons Included | Seasons | Winter, Spring, Summer, Fall | Winter, Spring, Summer, Fall | Winter, Spring, Summer, Fall | Winter, Spring, Summer, Fall | Winter, Spring, Summer, Fall | Winter, Spring, Summer, Fall | Winter, Spring, Summer, Fall
BART SO2 Annual-Coronado U1B -v5.13 | 179 | 7214 | Rate Constraint in lbs/MMBtu | FALSE | L | Annual | Standard SO2 | lb/MMBtu | 0.06 | 0.06 | 0.06 | 0.06 | 0.06 | 0.06 | 0.06
BART SO2 Annual-Coronado U1B -v5.13 | 179 | 7214 | Rate Constraint in lbs/MMBtu | FALSE | L | Annual | Emissions at Affected Plants SO2 | Thousand Tons | 0.037145 | 0.25869 | 0.25869 | 0.21389 | 0.25869 | 0.25869 | 0.25869
BART SO2 Annual-Coronado U1B -v5.13 | 179 | 7214 | Rate Constraint in lbs/MMBtu | FALSE | L | Annual | Allowances Purchased SO2 | Thousand Tons | 0 | 0 | 0 | 0 | 0 | 0 | 0
BART SO2 Annual-Coronado U1B -v5.13 | 179 | 7214 | Rate Constraint in lbs/MMBtu | FALSE | L | Annual | Allowances Sold SO2 | Thousand Tons | 0 | 0 | 0 | 0 | 0 | 0 | 0
BART SO2 Annual-Coronado U1B -v5.13 | 179 | 7214 | Rate Constraint in lbs/MMBtu | FALSE | L | Annual | Allowances Banked | Thousand Tons | 0 | 0 | 0 | 0 | 0 | 0 | 0
BART SO2 Annual-Coronado U1B -v5.13 | 179 | 7214 | Rate Constraint in lbs/MMBtu | FALSE | L | Annual | Allowances Withdrawn (1:1) | Thousand Tons | 0 | 0 | 0 | 0 | 0 | 0 | 0
BART SO2 Annual-Coronado U1B -v5.13 | 179 | 7214 | Rate Constraint in lbs/MMBtu | FALSE | L | Annual | Allowances Withdrawn (1:n) | Thousand Tons | 0 | 0 | 0 | 0 | 0 | 0 | 0
BART SO2 Annual-Coronado U1B -v5.13 | 179 | 7214 | Rate Constraint in lbs/MMBtu | FALSE | L | Annual | Total | Thousand Tons | 0.037145 | 0.25869 | 0.25869 | 0.21389 | 0.25869 | 0.25869 | 0.25869
BART SO2 Annual-Coronado U1B -v5.13 | 179 | 7214 | Rate Constraint in lbs/MMBtu | FALSE | L | Annual | Fuel Consumed | TBtu | 6.4255 | 27.2168 | 27.2168 | 27.2168 | 27.2168 | 27.2168 | 27.2168
BART SO2 Annual-Coronado U1B -v5.13 | 179 | 7214 | Rate Constraint in lbs/MMBtu | FALSE | L | Annual | Rate | lb/MMBtu | 0.011562 | 0.01901 | 0.01901 | 0.015718 | 0.01901 | 0.01901 | 0.01901
BART SO2 Annual-Coronado U1B -v5.13 | 179 | 7214 | Rate Constraint in lbs/MMBtu | FALSE | L | Annual | Generation | TWh | 0.60169 | 2.5486 | 2.5486 | 2.5486 | 2.5486 | 2.5486 | 2.5486
BART SO2 Annual-Coronado U1B -v5.13 | 179 | 7214 | Rate Constraint in lbs/MMBtu | FALSE | L | Annual | Qualifying Generation | TWh | 0.60169 | 2.5486 | 2.5486 | 2.5486 | 2.5486 | 2.5486 | 2.5486
BART SO2 Annual-Coronado U1B -v5.13 | 179 | 7214 | Rate Constraint in lbs/MMBtu | FALSE | L | Annual | Rate | lb/MWh | 0.12347 | 0.20301 | 0.20301 | 0.16785 | 0.20301 | 0.20301 | 0.20301
BART SO2 Annual-Coronado U1B -v5.13 | 179 | 7214 | Rate Constraint in lbs/MMBtu | FALSE | L | Annual | Constraint Shadow Price | US2022$/Ton | 0 | 0 | 0 | 0 | 0 | 0 | 0
BART SO2 Annual-Coronado U2B -v5.13 | 180 | 7215 | Rate Constraint in lbs/MMBtu | FALSE | L | Annual | Seasons Included | Seasons | Winter, Spring, Summer, Fall | Winter, Spring, Summer, Fall | Winter, Spring, Summer, Fall | Winter, Spring, Summer, Fall | Winter, Spring, Summer, Fall | Winter, Spring, Summer, Fall | Winter, Spring, Summer, Fall
BART SO2 Annual-Coronado U2B -v5.13 | 180 | 7215 | Rate Constraint in lbs/MMBtu | FALSE | L | Annual | Standard SO2 | lb/MMBtu | 0.06 | 0.06 | 0.06 | 0.06 | 0.06 | 0.06 | 0.06
BART SO2 Annual-Coronado U2B -v5.13 | 180 | 7215 | Rate Constraint in lbs/MMBtu | FALSE | L | Annual | Emissions at Affected Plants SO2 | Thousand Tons | 0.061823 | 0.26186 | 0.26186 | 0.23147 | 0.26186 | 0.26186 | 0.26186
BART SO2 Annual-Coronado U2B -v5.13 | 180 | 7215 | Rate Constraint in lbs/MMBtu | FALSE | L | Annual | Allowances Purchased SO2 | Thousand Tons | 0 | 0 | 0 | 0 | 0 | 0 | 0
BART SO2 Annual-Coronado U2B -v5.13 | 180 | 7215 | Rate Constraint in lbs/MMBtu | FALSE | L | Annual | Allowances Sold SO2 | Thousand Tons | 0 | 0 | 0 | 0 | 0 | 0 | 0
BART SO2 Annual-Coronado U2B -v5.13 | 180 | 7215 | Rate Constraint in lbs/MMBtu | FALSE | L | Annual | Allowances Banked | Thousand Tons | 0 | 0 | 0 | 0 | 0 | 0 | 0
BART SO2 Annual-Coronado U2B -v5.13 | 180 | 7215 | Rate Constraint in lbs/MMBtu | FALSE | L | Annual | Allowances Withdrawn (1:1) | Thousand Tons | 0 | 0 | 0 | 0 | 0 | 0 | 0
BART SO2 Annual-Coronado U2B -v5.13 | 180 | 7215 | Rate Constraint in lbs/MMBtu | FALSE | L | Annual | Allowances Withdrawn (1:n) | Thousand Tons | 0 | 0 | 0 | 0 | 0 | 0 | 0
BART SO2 Annual-Coronado U2B -v5.13 | 180 | 7215 | Rate Constraint in lbs/MMBtu | FALSE | L | Annual | Total | Thousand Tons | 0.061823 | 0.26186 | 0.26186 | 0.23147 | 0.26186 | 0.26186 | 0.26186
BART SO2 Annual-Coronado U2B -v5.13 | 180 | 7215 | Rate Constraint in lbs/MMBtu | FALSE | L | Annual | Fuel Consumed | TBtu | 6.5044 | 27.5507 | 27.5507 | 27.5507 | 27.5507 | 27.5507 | 27.5507
BART SO2 Annual-Coronado U2B -v5.13 | 180 | 7215 | Rate Constraint in lbs/MMBtu | FALSE | L | Annual | Rate | lb/MMBtu | 0.01901 | 0.01901 | 0.01901 | 0.016804 | 0.01901 | 0.01901 | 0.01901
BART SO2 Annual-Coronado U2B -v5.13 | 180 | 7215 | Rate Constraint in lbs/MMBtu | FALSE | L | Annual | Generation | TWh | 0.6084 | 2.577 | 2.577 | 2.577 | 2.577 | 2.577 | 2.577
BART SO2 Annual-Coronado U2B -v5.13 | 180 | 7215 | Rate Constraint in lbs/MMBtu | FALSE | L | Annual | Qualifying Generation | TWh | 0.6084 | 2.577 | 2.577 | 2.577 | 2.577 | 2.577 | 2.577
BART SO2 Annual-Coronado U2B -v5.13 | 180 | 7215 | Rate Constraint in lbs/MMBtu | FALSE | L | Annual | Rate | lb/MWh | 0.20323 | 0.20323 | 0.20323 | 0.17965 | 0.20323 | 0.20323 | 0.20323
BART SO2 Annual-Coronado U2B -v5.13 | 180 | 7215 | Rate Constraint in lbs/MMBtu | FALSE | L | Annual | Constraint Shadow Price | US2022$/Ton | 0 | 0 | 0 | 0 | 0 | 0 | 0
BART SO2 Annual-Craig C2 -v5.14 | 181 | 7201 | Rate Constraint in lbs/MMBtu | FALSE | L | Annual | Seasons Included | Seasons | Winter, Spring, Summer, Fall | Winter, Spring, Summer, Fall | Winter, Spring, Summer, Fall | Winter, Spring, Summer, Fall | Winter, Spring, Summer, Fall | Winter, Spring, Summer, Fall | Winter, Spring, Summer, Fall
BART SO2 Annual-Craig C2 -v5.14 | 181 | 7201 | Rate Constraint in lbs/MMBtu | FALSE | L | Annual | Standard SO2 | lb/MMBtu | 0.11 | 0.11 | 0.11 | 0.11 | 0.11 | 0.11 | 0.11
BART SO2 Annual-Craig C2 -v5.14 | 181 | 7201 | Rate Constraint in lbs/MMBtu | FALSE | L | Annual | Emissions at Affected Plants SO2 | Thousand Tons | 0.43949 | 0 | 0 | 0 | 0 | 0 | 0
BART SO2 Annual-Craig C2 -v5.14 | 181 | 7201 | Rate Constraint in lbs/MMBtu | FALSE | L | Annual | Allowances Purchased SO2 | Thousand Tons | 0 | 0 | 0 | 0 | 0 | 0 | 0
BART SO2 Annual-Craig C2 -v5.14 | 181 | 7201 | Rate Constraint in lbs/MMBtu | FALSE | L | Annual | Allowances Sold SO2 | Thousand Tons | 0 | 0 | 0 | 0 | 0 | 0 | 0
BART SO2 Annual-Craig C2 -v5.14 | 181 | 7201 | Rate Constraint in lbs/MMBtu | FALSE | L | Annual | Allowances Banked | Thousand Tons | 0 | 0 | 0 | 0 | 0 | 0 | 0
BART SO2 Annual-Craig C2 -v5.14 | 181 | 7201 | Rate Constraint in lbs/MMBtu | FALSE | L | Annual | Allowances Withdrawn (1:1) | Thousand Tons | 0 | 0 | 0 | 0 | 0 | 0 | 0
BART SO2 Annual-Craig C2 -v5.14 | 181 | 7201 | Rate Constraint in lbs/MMBtu | FALSE | L | Annual | Allowances Withdrawn (1:n) | Thousand Tons | 0 | 0 | 0 | 0 | 0 | 0 | 0
BART SO2 Annual-Craig C2 -v5.14 | 181 | 7201 | Rate Constraint in lbs/MMBtu | FALSE | L | Annual | Total | Thousand Tons | 0.43949 | 0 | 0 | 0 | 0 | 0 | 0
BART SO2 Annual-Craig C2 -v5.14 | 181 | 7201 | Rate Constraint in lbs/MMBtu | FALSE | L | Annual | Fuel Consumed | TBtu | 18.9421 | 0 | 0 | 0 | 0 | 0 | 0
BART SO2 Annual-Craig C2 -v5.14 | 181 | 7201 | Rate Constraint in lbs/MMBtu | FALSE | L | Annual | Rate | lb/MMBtu | 0.046403 | 0 | 0 | 0 | 0 | 0 | 0
BART SO2 Annual-Craig C2 -v5.14 | 181 | 7201 | Rate Constraint in lbs/MMBtu | FALSE | L | Annual | Generation | TWh | 1.8498 | 0 | 0 | 0 | 0 | 0 | 0
BART SO2 Annual-Craig C2 -v5.14 | 181 | 7201 | Rate Constraint in lbs/MMBtu | FALSE | L | Annual | Qualifying Generation | TWh | 1.8498 | 0 | 0 | 0 | 0 | 0 | 0
BART SO2 Annual-Craig C2 -v5.14 | 181 | 7201 | Rate Constraint in lbs/MMBtu | FALSE | L | Annual | Rate | lb/MWh | 0.47517 | 0 | 0 | 0 | 0 | 0 | 0
BART SO2 Annual-Craig C2 -v5.14 | 181 | 7201 | Rate Constraint in lbs/MMBtu | FALSE | L | Annual | Constraint Shadow Price | US2022$/Ton | 0 | 0 | 0 | 0 | 0 | 0 | 0
BART SO2 Annual-Jeffrey Energy Center 1 -v5.13 | 182 | 7216 | Rate Constraint in lbs/MMBtu | FALSE | L | Annual | Seasons Included | Seasons | Winter, Spring, Summer, Fall | Winter, Spring, Summer, Fall | Winter, Spring, Summer, Fall | Winter, Spring, Summer, Fall | Winter, Spring, Summer, Fall | Winter, Spring, Summer, Fall | Winter, Spring, Summer, Fall
BART SO2 Annual-Jeffrey Energy Center 1 -v5.13 | 182 | 7216 | Rate Constraint in lbs/MMBtu | FALSE | L | Annual | Standard SO2 | lb/MMBtu | 0.15 | 0.15 | 0.15 | 0.15 | 0.15 | 0.15 | 0.15
BART SO2 Annual-Jeffrey Energy Center 1 -v5.13 | 182 | 7216 | Rate Constraint in lbs/MMBtu | FALSE | L | Annual | Emissions at Affected Plants SO2 | Thousand Tons | 0.22626 | 0.22626 | 0.22626 | 0.22626 | 0 | 0 | 0
BART SO2 Annual-Jeffrey Energy Center 1 -v5.13 | 182 | 7216 | Rate Constraint in lbs/MMBtu | FALSE | L | Annual | Allowances Purchased SO2 | Thousand Tons | 0 | 0 | 0 | 0 | 0 | 0 | 0
BART SO2 Annual-Jeffrey Energy Center 1 -v5.13 | 182 | 7216 | Rate Constraint in lbs/MMBtu | FALSE | L | Annual | Allowances Sold SO2 | Thousand Tons | 0 | 0 | 0 | 0 | 0 | 0 | 0
BART SO2 Annual-Jeffrey Energy Center 1 -v5.13 | 182 | 7216 | Rate Constraint in lbs/MMBtu | FALSE | L | Annual | Allowances Banked | Thousand Tons | 0 | 0 | 0 | 0 | 0 | 0 | 0
BART SO2 Annual-Jeffrey Energy Center 1 -v5.13 | 182 | 7216 | Rate Constraint in lbs/MMBtu | FALSE | L | Annual | Allowances Withdrawn (1:1) | Thousand Tons | 0 | 0 | 0 | 0 | 0 | 0 | 0
BART SO2 Annual-Jeffrey Energy Center 1 -v5.13 | 182 | 7216 | Rate Constraint in lbs/MMBtu | FALSE | L | Annual | Allowances Withdrawn (1:n) | Thousand Tons | 0 | 0 | 0 | 0 | 0 | 0 | 0
BART SO2 Annual-Jeffrey Energy Center 1 -v5.13 | 182 | 7216 | Rate Constraint in lbs/MMBtu | FALSE | L | Annual | Total | Thousand Tons | 0.22626 | 0.22626 | 0.22626 | 0.22626 | 0 | 0 | 0
BART SO2 Annual-Jeffrey Energy Center 1 -v5.13 | 182 | 7216 | Rate Constraint in lbs/MMBtu | FALSE | L | Annual | Fuel Consumed | TBtu | 50.9634 | 50.9634 | 50.9634 | 50.9634 | 0 | 0 | 0
BART SO2 Annual-Jeffrey Energy Center 1 -v5.13 | 182 | 7216 | Rate Constraint in lbs/MMBtu | FALSE | L | Annual | Rate | lb/MMBtu | 0.0088794 | 0.0088794 | 0.0088794 | 0.0088794 | 0 | 0 | 0
BART SO2 Annual-Jeffrey Energy Center 1 -v5.13 | 182 | 7216 | Rate Constraint in lbs/MMBtu | FALSE | L | Annual | Generation | TWh | 4.6373 | 4.6373 | 3.0209 | 3.0209 | 0 | 0 | 0
BART SO2 Annual-Jeffrey Energy Center 1 -v5.13 | 182 | 7216 | Rate Constraint in lbs/MMBtu | FALSE | L | Annual | Qualifying Generation | TWh | 4.6373 | 4.6373 | 3.0209 | 3.0209 | 0 | 0 | 0
BART SO2 Annual-Jeffrey Energy Center 1 -v5.13 | 182 | 7216 | Rate Constraint in lbs/MMBtu | FALSE | L | Annual | Rate | lb/MWh | 0.097585 | 0.097585 | 0.1498 | 0.1498 | 0 | 0 | 0
BART SO2 Annual-Jeffrey Energy Center 1 -v5.13 | 182 | 7216 | Rate Constraint in lbs/MMBtu | FALSE | L | Annual | Constraint Shadow Price | US2022$/Ton | 0 | 0 | 0 | 0 | 0 | 0 | 0
BART SO2 Annual-Jeffrey Energy Center 2 -v5.13 | 183 | 7217 | Rate Constraint in lbs/MMBtu | FALSE | L | Annual | Seasons Included | Seasons | Winter, Spring, Summer, Fall | Winter, Spring, Summer, Fall | Winter, Spring, Summer, Fall | Winter, Spring, Summer, Fall | Winter, Spring, Summer, Fall | Winter, Spring, Summer, Fall | Winter, Spring, Summer, Fall
BART SO2 Annual-Jeffrey Energy Center 2 -v5.13 | 183 | 7217 | Rate Constraint in lbs/MMBtu | FALSE | L | Annual | Standard SO2 | lb/MMBtu | 0.15 | 0.15 | 0.15 | 0.15 | 0.15 | 0.15 | 0.15
BART SO2 Annual-Jeffrey Energy Center 2 -v5.13 | 183 | 7217 | Rate Constraint in lbs/MMBtu | FALSE | L | Annual | Emissions at Affected Plants SO2 | Thousand Tons | 0.19783 | 0.22987 | 0.22987 | 0.19998 | 0.182 | 0.1518 | 0.14467
BART SO2 Annual-Jeffrey Energy Center 2 -v5.13 | 183 | 7217 | Rate Constraint in lbs/MMBtu | FALSE | L | Annual | Allowances Purchased SO2 | Thousand Tons | 0 | 0 | 0 | 0 | 0 | 0 | 0
BART SO2 Annual-Jeffrey Energy Center 2 -v5.13 | 183 | 7217 | Rate Constraint in lbs/MMBtu | FALSE | L | Annual | Allowances Sold SO2 | Thousand Tons | 0 | 0 | 0 | 0 | 0 | 0 | 0
BART SO2 Annual-Jeffrey Energy Center 2 -v5.13 | 183 | 7217 | Rate Constraint in lbs/MMBtu | FALSE | L | Annual | Allowances Banked | Thousand Tons | 0 | 0 | 0 | 0 | 0 | 0 | 0
BART SO2 Annual-Jeffrey Energy Center 2 -v5.13 | 183 | 7217 | Rate Constraint in lbs/MMBtu | FALSE | L | Annual | Allowances Withdrawn (1:1) | Thousand Tons | 0 | 0 | 0 | 0 | 0 | 0 | 0
BART SO2 Annual-Jeffrey Energy Center 2 -v5.13 | 183 | 7217 | Rate Constraint in lbs/MMBtu | FALSE | L | Annual | Allowances Withdrawn (1:n) | Thousand Tons | 0 | 0 | 0 | 0 | 0 | 0 | 0
BART SO2 Annual-Jeffrey Energy Center 2 -v5.13 | 183 | 7217 | Rate Constraint in lbs/MMBtu | FALSE | L | Annual | Total | Thousand Tons | 0.19783 | 0.22987 | 0.22987 | 0.19998 | 0.182 | 0.1518 | 0.14467
BART SO2 Annual-Jeffrey Energy Center 2 -v5.13 | 183 | 7217 | Rate Constraint in lbs/MMBtu | FALSE | L | Annual | Fuel Consumed | TBtu | 44.5589 | 51.776 | 51.776 | 45.0424 | 40.9932 | 34.1916 | 32.5857
BART SO2 Annual-Jeffrey Energy Center 2 -v5.13 | 183 | 7217 | Rate Constraint in lbs/MMBtu | FALSE | L | Annual | Rate | lb/MMBtu | 0.0088794 | 0.0088794 | 0.0088794 | 0.0088794 | 0.0088794 | 0.0088794 | 0.0088794
BART SO2 Annual-Jeffrey Energy Center 2 -v5.13 | 183 | 7217 | Rate Constraint in lbs/MMBtu | FALSE | L | Annual | Generation | TWh | 3.9959 | 4.6432 | 4.5712 | 3.9668 | 3.6762 | 3.0662 | 2.9219
BART SO2 Annual-Jeffrey Energy Center 2 -v5.13 | 183 | 7217 | Rate Constraint in lbs/MMBtu | FALSE | L | Annual | Qualifying Generation | TWh | 3.9959 | 4.6432 | 4.5712 | 3.9668 | 3.6762 | 3.0662 | 2.9219
BART SO2 Annual-Jeffrey Energy Center 2 -v5.13 | 183 | 7217 | Rate Constraint in lbs/MMBtu | FALSE | L | Annual | Rate | lb/MWh | 0.099015 | 0.099015 | 0.10057 | 0.10083 | 0.099015 | 0.099015 | 0.099024
BART SO2 Annual-Jeffrey Energy Center 2 -v5.13 | 183 | 7217 | Rate Constraint in lbs/MMBtu | FALSE | L | Annual | Constraint Shadow Price | US2022$/Ton | 0 | 0 | 0 | 0 | 0 | 0 | 0
BART SO2 Annual-La Cygne 1 -v5.13 | 184 | 7218 | Rate Constraint in lbs/MMBtu | FALSE | L | Annual | Seasons Included | Seasons | Winter, Spring, Summer, Fall | Winter, Spring, Summer, Fall | Winter, Spring, Summer, Fall | Winter, Spring, Summer, Fall | Winter, Spring, Summer, Fall | Winter, Spring, Summer, Fall | Winter, Spring, Summer, Fall
BART SO2 Annual-La Cygne 1 -v5.13 | 184 | 7218 | Rate Constraint in lbs/MMBtu | FALSE | L | Annual | Standard SO2 | lb/MMBtu | 0.15 | 0.15 | 0.15 | 0.15 | 0.15 | 0.15 | 0.15
BART SO2 Annual-La Cygne 1 -v5.13 | 184 | 7218 | Rate Constraint in lbs/MMBtu | FALSE | L | Annual | Emissions at Affected Plants SO2 | Thousand Tons | 0.52669 | 0.73963 | 0.73963 | 0.6212 | 0.27711 | 0 | 0
BART SO2 Annual-La Cygne 1 -v5.13 | 184 | 7218 | Rate Constraint in lbs/MMBtu | FALSE | L | Annual | Allowances Purchased SO2 | Thousand Tons | 0 | 0 | 0 | 0 | 0 | 0 | 0
BART SO2 Annual-La Cygne 1 -v5.13 | 184 | 7218 | Rate Constraint in lbs/MMBtu | FALSE | L | Annual | Allowances Sold SO2 | Thousand Tons | 0 | 0 | 0 | 0 | 0 | 0 | 0
BART SO2 Annual-La Cygne 1 -v5.13 | 184 | 7218 | Rate Constraint in lbs/MMBtu | FALSE | L | Annual | Allowances Banked | Thousand Tons | 0 | 0 | 0 | 0 | 0 | 0 | 0
BART SO2 Annual-La Cygne 1 -v5.13 | 184 | 7218 | Rate Constraint in lbs/MMBtu | FALSE | L | Annual | Allowances Withdrawn (1:1) | Thousand Tons | 0 | 0 | 0 | 0 | 0 | 0 | 0
BART SO2 Annual-La Cygne 1 -v5.13 | 184 | 7218 | Rate Constraint in lbs/MMBtu | FALSE | L | Annual | Allowances Withdrawn (1:n) | Thousand Tons | 0 | 0 | 0 | 0 | 0 | 0 | 0
BART SO2 Annual-La Cygne 1 -v5.13 | 184 | 7218 | Rate Constraint in lbs/MMBtu | FALSE | L | Annual | Total | Thousand Tons | 0.52669 | 0.73963 | 0.73963 | 0.6212 | 0.27711 | 0 | 0
BART SO2 Annual-La Cygne 1 -v5.13 | 184 | 7218 | Rate Constraint in lbs/MMBtu | FALSE | L | Annual | Fuel Consumed | TBtu | 41.5811 | 58.3916 | 58.3916 | 49.0418 | 21.8768 | 0 | 0
BART SO2 Annual-La Cygne 1 -v5.13 | 184 | 7218 | Rate Constraint in lbs/MMBtu | FALSE | L | Annual | Rate | lb/MMBtu | 0.025333 | 0.025333 | 0.025333 | 0.025333 | 0.025333 | 0 | 0
BART SO2 Annual-La Cygne 1 -v5.13 | 184 | 7218 | Rate Constraint in lbs/MMBtu | FALSE | L | Annual | Generation | TWh | 3.7359 | 5.2463 | 5.2463 | 4.4063 | 1.9656 | 0 | 0
BART SO2 Annual-La Cygne 1 -v5.13 | 184 | 7218 | Rate Constraint in lbs/MMBtu | FALSE | L | Annual | Qualifying Generation | TWh | 3.7359 | 5.2463 | 5.2463 | 4.4063 | 1.9656 | 0 | 0
BART SO2 Annual-La Cygne 1 -v5.13 | 184 | 7218 | Rate Constraint in lbs/MMBtu | FALSE | L | Annual | Rate | lb/MWh | 0.28196 | 0.28196 | 0.28196 | 0.28196 | 0.28196 | 0 | 0
BART SO2 Annual-La Cygne 1 -v5.13 | 184 | 7218 | Rate Constraint in lbs/MMBtu | FALSE | L | Annual | Constraint Shadow Price | US2022$/Ton | 0 | 0 | 0 | 0 | 0 | 0 | 0
BART SO2 Annual-La Cygne 2 -v5.13 | 185 | 7219 | Rate Constraint in lbs/MMBtu | FALSE | L | Annual | Seasons Included | Seasons | Winter, Spring, Summer, Fall | Winter, Spring, Summer, Fall | Winter, Spring, Summer, Fall | Winter, Spring, Summer, Fall | Winter, Spring, Summer, Fall | Winter, Spring, Summer, Fall | Winter, Spring, Summer, Fall
BART SO2 Annual-La Cygne 2 -v5.13 | 185 | 7219 | Rate Constraint in lbs/MMBtu | FALSE | L | Annual | Standard SO2 | lb/MMBtu | 0.15 | 0.15 | 0.15 | 0.15 | 0.15 | 0.15 | 0.15
BART SO2 Annual-La Cygne 2 -v5.13 | 185 | 7219 | Rate Constraint in lbs/MMBtu | FALSE | L | Annual | Emissions at Affected Plants SO2 | Thousand Tons | 0.4746 | 0.4746 | 0.4746 | 0.45017 | 0.2348 | 0.19233 | 0.22165
BART SO2 Annual-La Cygne 2 -v5.13 | 185 | 7219 | Rate Constraint in lbs/MMBtu | FALSE | L | Annual | Allowances Purchased SO2 | Thousand Tons | 0 | 0 | 0 | 0 | 0 | 0 | 0
BART SO2 Annual-La Cygne 2 -v5.13 | 185 | 7219 | Rate Constraint in lbs/MMBtu | FALSE | L | Annual | Allowances Sold SO2 | Thousand Tons | 0 | 0 | 0 | 0 | 0 | 0 | 0
BART SO2 Annual-La Cygne 2 -v5.13 | 185 | 7219 | Rate Constraint in lbs/MMBtu | FALSE | L | Annual | Allowances Banked | Thousand Tons | 0 | 0 | 0 | 0 | 0 | 0 | 0
BART SO2 Annual-La Cygne 2 -v5.13 | 185 | 7219 | Rate Constraint in lbs/MMBtu | FALSE | L | Annual | Allowances Withdrawn (1:1) | Thousand Tons | 0 | 0 | 0 | 0 | 0 | 0 | 0
BART SO2 Annual-La Cygne 2 -v5.13 | 185 | 7219 | Rate Constraint in lbs/MMBtu | FALSE | L | Annual | Allowances Withdrawn (1:n) | Thousand Tons | 0 | 0 | 0 | 0 | 0 | 0 | 0
BART SO2 Annual-La Cygne 2 -v5.13 | 185 | 7219 | Rate Constraint in lbs/MMBtu | FALSE | L | Annual | Total | Thousand Tons | 0.4746 | 0.4746 | 0.4746 | 0.45017 | 0.2348 | 0.19233 | 0.22165
BART SO2 Annual-La Cygne 2 -v5.13 | 185 | 7219 | Rate Constraint in lbs/MMBtu | FALSE | L | Annual | Fuel Consumed | TBtu | 50.6799 | 50.6799 | 50.6799 | 48.0712 | 25.0726 | 20.5384 | 23.669
BART SO2 Annual-La Cygne 2 -v5.13 | 185 | 7219 | Rate Constraint in lbs/MMBtu | FALSE | L | Annual | Rate | lb/MMBtu | 0.018729 | 0.018729 | 0.018729 | 0.018729 | 0.018729 | 0.018729 | 0.018729
BART SO2 Annual-La Cygne 2 -v5.13 | 185 | 7219 | Rate Constraint in lbs/MMBtu | FALSE | L | Annual | Generation | TWh | 4.6303 | 4.6303 | 4.0011 | 3.7628 | 2.2907 | 1.8765 | 2.1625
BART SO2 Annual-La Cygne 2 -v5.13 | 185 | 7219 | Rate Constraint in lbs/MMBtu | FALSE | L | Annual | Qualifying Generation | TWh | 4.6303 | 4.6303 | 4.0011 | 3.7628 | 2.2907 | 1.8765 | 2.1625
BART SO2 Annual-La Cygne 2 -v5.13 | 185 | 7219 | Rate Constraint in lbs/MMBtu | FALSE | L | Annual | Rate | lb/MWh | 0.205 | 0.205 | 0.23723 | 0.23928 | 0.205 | 0.205 | 0.205
BART SO2 Annual-La Cygne 2 -v5.13 | 185 | 7219 | Rate Constraint in lbs/MMBtu | FALSE | L | Annual | Constraint Shadow Price | US2022$/Ton | 0 | 0 | 0 | 0 | 0 | 0 | 0
BART SO2 Annual-Leland Olds 1 -v5.13 | 186 | 7220 | Rate Constraint in lbs/MMBtu | FALSE | L | Annual | Seasons Included | Seasons | Winter, Spring, Summer, Fall | Winter, Spring, Summer, Fall | Winter, Spring, Summer, Fall | Winter, Spring, Summer, Fall | Winter, Spring, Summer, Fall | Winter, Spring, Summer, Fall | Winter, Spring, Summer, Fall
BART SO2 Annual-Leland Olds 1 -v5.13 | 186 | 7220 | Rate Constraint in lbs/MMBtu | FALSE | L | Annual | Standard SO2 | lb/MMBtu | 0.15 | 0.15 | 0.15 | 0.15 | 0.15 | 0.15 | 0.15
BART SO2 Annual-Leland Olds 1 -v5.13 | 186 | 7220 | Rate Constraint in lbs/MMBtu | FALSE | L | Annual | Emissions at Affected Plants SO2 | Thousand Tons | 0.15912 | 0.454 | 0.65278 | 0.65278 | 0 | 0 | 0
BART SO2 Annual-Leland Olds 1 -v5.13 | 186 | 7220 | Rate Constraint in lbs/MMBtu | FALSE | L | Annual | Allowances Purchased SO2 | Thousand Tons | 0 | 0 | 0 | 0 | 0 | 0 | 0
BART SO2 Annual-Leland Olds 1 -v5.13 | 186 | 7220 | Rate Constraint in lbs/MMBtu | FALSE | L | Annual | Allowances Sold SO2 | Thousand Tons | 0 | 0 | 0 | 0 | 0 | 0 | 0
BART SO2 Annual-Leland Olds 1 -v5.13 | 186 | 7220 | Rate Constraint in lbs/MMBtu | FALSE | L | Annual | Allowances Banked | Thousand Tons | 0 | 0 | 0 | 0 | 0 | 0 | 0
BART SO2 Annual-Leland Olds 1 -v5.13 | 186 | 7220 | Rate Constraint in lbs/MMBtu | FALSE | L | Annual | Allowances Withdrawn (1:1) | Thousand Tons | 0 | 0 | 0 | 0 | 0 | 0 | 0
BART SO2 Annual-Leland Olds 1 -v5.13 | 186 | 7220 | Rate Constraint in lbs/MMBtu | FALSE | L | Annual | Allowances Withdrawn (1:n) | Thousand Tons | 0 | 0 | 0 | 0 | 0 | 0 | 0
BART SO2 Annual-Leland Olds 1 -v5.13 | 186 | 7220 | Rate Constraint in lbs/MMBtu | FALSE | L | Annual | Total | Thousand Tons | 0.15912 | 0.454 | 0.65278 | 0.65278 | 0 | 0 | 0
BART SO2 Annual-Leland Olds 1 -v5.13 | 186 | 7220 | Rate Constraint in lbs/MMBtu | FALSE | L | Annual | Fuel Consumed | TBtu | 4.4561 | 12.7141 | 18.281 | 18.281 | 0 | 0 | 0
BART SO2 Annual-Leland Olds 1 -v5.13 | 186 | 7220 | Rate Constraint in lbs/MMBtu | FALSE | L | Annual | Rate | lb/MMBtu | 0.071417 | 0.071417 | 0.071417 | 0.071417 | 0 | 0 | 0
BART SO2 Annual-Leland Olds 1 -v5.13 | 186 | 7220 | Rate Constraint in lbs/MMBtu | FALSE | L | Annual | Generation | TWh | 0.37601 | 1.0728 | 0.95323 | 0.95323 | 0 | 0 | 0
BART SO2 Annual-Leland Olds 1 -v5.13 | 186 | 7220 | Rate Constraint in lbs/MMBtu | FALSE | L | Annual | Qualifying Generation | TWh | 0.37601 | 1.0728 | 0.95323 | 0.95323 | 0 | 0 | 0
BART SO2 Annual-Leland Olds 1 -v5.13 | 186 | 7220 | Rate Constraint in lbs/MMBtu | FALSE | L | Annual | Rate | lb/MWh | 0.84636 | 0.84636 | 1.3696 | 1.3696 | 0 | 0 | 0
BART SO2 Annual-Leland Olds 1 -v5.13 | 186 | 7220 | Rate Constraint in lbs/MMBtu | FALSE | L | Annual | Constraint Shadow Price | US2022$/Ton | 0 | 0 | 0 | 0 | 0 | 0 | 0
BART SO2 Annual-Leland Olds 2 -v5.13 | 187 | 7221 | Rate Constraint in lbs/MMBtu | FALSE | L | Annual | Seasons Included | Seasons | Winter, Spring, Summer, Fall | Winter, Spring, Summer, Fall | Winter, Spring, Summer, Fall | Winter, Spring, Summer, Fall | Winter, Spring, Summer, Fall | Winter, Spring, Summer, Fall | Winter, Spring, Summer, Fall
BART SO2 Annual-Leland Olds 2 -v5.13 | 187 | 7221 | Rate Constraint in lbs/MMBtu | FALSE | L | Annual | Standard SO2 | lb/MMBtu | 0.15 | 0.15 | 0.15 | 0.15 | 0.15 | 0.15 | 0.15
BART SO2 Annual-Leland Olds 2 -v5.13 | 187 | 7221 | Rate Constraint in lbs/MMBtu | FALSE | L | Annual | Emissions at Affected Plants SO2 | Thousand Tons | 0.35311 | 0.99029 | 1.2711 | 1.2711 | 0 | 0 | 0
BART SO2 Annual-Leland Olds 2 -v5.13 | 187 | 7221 | Rate Constraint in lbs/MMBtu | FALSE | L | Annual | Allowances Purchased SO2 | Thousand Tons | 0 | 0 | 0 | 0 | 0 | 0 | 0
BART SO2 Annual-Leland Olds 2 -v5.13 | 187 | 7221 | Rate Constraint in lbs/MMBtu | FALSE | L | Annual | Allowances Sold SO2 | Thousand Tons | 0 | 0 | 0 | 0 | 0 | 0 | 0
BART SO2 Annual-Leland Olds 2 -v5.13 | 187 | 7221 | Rate Constraint in lbs/MMBtu | FALSE | L | Annual | Allowances Banked | Thousand Tons | 0 | 0 | 0 | 0 | 0 | 0 | 0
BART SO2 Annual-Leland Olds 2 -v5.13 | 187 | 7221 | Rate Constraint in lbs/MMBtu | FALSE | L | Annual | Allowances Withdrawn (1:1) | Thousand Tons | 0 | 0 | 0 | 0 | 0 | 0 | 0
BART SO2 Annual-Leland Olds 2 -v5.13 | 187 | 7221 | Rate Constraint in lbs/MMBtu | FALSE | L | Annual | Allowances Withdrawn (1:n) | Thousand Tons | 0 | 0 | 0 | 0 | 0 | 0 | 0
BART SO2 Annual-Leland Olds 2 -v5.13 | 187 | 7221 | Rate Constraint in lbs/MMBtu | FALSE | L | Annual | Total | Thousand Tons | 0.35311 | 0.99029 | 1.2711 | 1.2711 | 0 | 0 | 0
BART SO2 Annual-Leland Olds 2 -v5.13 | 187 | 7221 | Rate Constraint in lbs/MMBtu | FALSE | L | Annual | Fuel Consumed | TBtu | 9.8888 | 27.7328 | 35.5972 | 35.5972 | 0 | 0 | 0
BART SO2 Annual-Leland Olds 2 -v5.13 | 187 | 7221 | Rate Constraint in lbs/MMBtu | FALSE | L | Annual | Rate | lb/MMBtu | 0.071417 | 0.071417 | 0.071417 | 0.071417 | 0 | 0 | 0
BART SO2 Annual-Leland Olds 2 -v5.13 | 187 | 7221 | Rate Constraint in lbs/MMBtu | FALSE | L | Annual | Generation | TWh | 0.84153 | 2.36 | 1.8816 | 1.8816 | 0 | 0 | 0
BART SO2 Annual-Leland Olds 2 -v5.13 | 187 | 7221 | Rate Constraint in lbs/MMBtu | FALSE | L | Annual | Qualifying Generation | TWh | 0.84153 | 2.36 | 1.8816 | 1.8816 | 0 | 0 | 0
BART SO2 Annual-Leland Olds 2 -v5.13 | 187 | 7221 | Rate Constraint in lbs/MMBtu | FALSE | L | Annual | Rate | lb/MWh | 0.83922 | 0.83922 | 1.3511 | 1.3511 | 0 | 0 | 0
BART SO2 Annual-Leland Olds 2 -v5.13 | 187 | 7221 | Rate Constraint in lbs/MMBtu | FALSE | L | Annual | Constraint Shadow Price | US2022$/Ton | 0 | 0 | 0 | 0 | 0 | 0 | 0
BART SO2 Annual-Milton R Young B1 -v5.13 | 188 | 7222 | Rate Constraint in lbs/MMBtu | FALSE | L | Annual | Seasons Included | Seasons | Winter, Spring, Summer, Fall | Winter, Spring, Summer, Fall | Winter, Spring, Summer, Fall | Winter, Spring, Summer, Fall | Winter, Spring, Summer, Fall | Winter, Spring, Summer, Fall | Winter, Spring, Summer, Fall
BART SO2 Annual-Milton R Young B1 -v5.13 | 188 | 7222 | Rate Constraint in lbs/MMBtu | FALSE | L | Annual | Standard SO2 | lb/MMBtu | 0.15 | 0.15 | 0.15 | 0.15 | 0.15 | 0.15 | 0.15
BART SO2 Annual-Milton R Young B1 -v5.13 | 188 | 7222 | Rate Constraint in lbs/MMBtu | FALSE | L | Annual | Emissions at Affected Plants SO2 | Thousand Tons | 0.43917 | 0.45461 | 0.45461 | 0.45461 | 0.1403 | 0.13971 | 0.13971
BART SO2 Annual-Milton R Young B1 -v5.13 | 188 | 7222 | Rate Constraint in lbs/MMBtu | FALSE | L | Annual | Allowances Purchased SO2 | Thousand Tons | 0 | 0 | 0 | 0 | 0 | 0 | 0
BART SO2 Annual-Milton R Young B1 -v5.13 | 188 | 7222 | Rate Constraint in lbs/MMBtu | FALSE | L | Annual | Allowances Sold SO2 | Thousand Tons | 0 | 0 | 0 | 0 | 0 | 0 | 0
BART SO2 Annual-Milton R Young B1 -v5.13 | 188 | 7222 | Rate Constraint in lbs/MMBtu | FALSE | L | Annual | Allowances Banked | Thousand Tons | 0 | 0 | 0 | 0 | 0 | 0 | 0
BART SO2 Annual-Milton R Young B1 -v5.13 | 188 | 7222 | Rate Constraint in lbs/MMBtu | FALSE | L | Annual | Allowances Withdrawn (1:1) | Thousand Tons | 0 | 0 | 0 | 0 | 0 | 0 | 0
BART SO2 Annual-Milton R Young B1 -v5.13 | 188 | 7222 | Rate Constraint in lbs/MMBtu | FALSE | L | Annual | Allowances Withdrawn (1:n) | Thousand Tons | 0 | 0 | 0 | 0 | 0 | 0 | 0
BART SO2 Annual-Milton R Young B1 -v5.13 | 188 | 7222 | Rate Constraint in lbs/MMBtu | FALSE | L | Annual | Total | Thousand Tons | 0.43917 | 0.45461 | 0.45461 | 0.45461 | 0.1403 | 0.13971 | 0.13971
BART SO2 Annual-Milton R Young B1 -v5.13 | 188 | 7222 | Rate Constraint in lbs/MMBtu | FALSE | L | Annual | Fuel Consumed | TBtu | 19.0186 | 19.6873 | 19.6873 | 19.6873 | 6.0761 | 6.0502 | 6.0502
BART SO2 Annual-Milton R Young B1 -v5.13 | 188 | 7222 | Rate Constraint in lbs/MMBtu | FALSE | L | Annual | Rate | lb/MMBtu | 0.046183 | 0.046183 | 0.046183 | 0.046183 | 0.046183 | 0.046183 | 0.046183
BART SO2 Annual-Milton R Young B1 -v5.13 | 188 | 7222 | Rate Constraint in lbs/MMBtu | FALSE | L | Annual | Generation | TWh | 1.6352 | 1.3921 | 1.2917 | 1.2917 | 0.5224 | 0.52018 | 0.52018
BART SO2 Annual-Milton R Young B1 -v5.13 | 188 | 7222 | Rate Constraint in lbs/MMBtu | FALSE | L | Annual | Qualifying Generation | TWh | 1.6352 | 1.3921 | 1.2917 | 1.2917 | 0.5224 | 0.52018 | 0.52018
BART SO2 Annual-Milton R Young B1 -v5.13 | 188 | 7222 | Rate Constraint in lbs/MMBtu | FALSE | L | Annual | Rate | lb/MWh | 0.53715 | 0.65313 | 0.70392 | 0.70392 | 0.53715 | 0.53715 | 0.53715
BART SO2 Annual-Milton R Young B1 -v5.13 | 188 | 7222 | Rate Constraint in lbs/MMBtu | FALSE | L | Annual | Constraint Shadow Price | US2022$/Ton | 0 | 0 | 0 | 0 | 0 | 0 | 0
BART SO2 Annual-Milton R Young B2 -v5.13 | 189 | 7223 | Rate Constraint in lbs/MMBtu | FALSE | L | Annual | Seasons Included | Seasons | Winter, Spring, Summer, Fall | Winter, Spring, Summer, Fall | Winter, Spring, Summer, Fall | Winter, Spring, Summer, Fall | Winter, Spring, Summer, Fall | Winter, Spring, Summer, Fall | Winter, Spring, Summer, Fall
BART SO2 Annual-Milton R Young B2 -v5.13 | 189 | 7223 | Rate Constraint in lbs/MMBtu | FALSE | L | Annual | Standard SO2 | lb/MMBtu | 0.15 | 0.15 | 0.15 | 0.15 | 0.15 | 0.15 | 0.15
BART SO2 Annual-Milton R Young B2 -v5.13 | 189 | 7223 | Rate Constraint in lbs/MMBtu | FALSE | L | Annual | Emissions at Affected Plants SO2 | Thousand Tons | 1.302 | 1.3418 | 1.3418 | 1.3418 | 1.1249 | 1.1157 | 1.1157
BART SO2 Annual-Milton R Young B2 -v5.13 | 189 | 7223 | Rate Constraint in lbs/MMBtu | FALSE | L | Annual | Allowances Purchased SO2 | Thousand Tons | 0 | 0 | 0 | 0 | 0 | 0 | 0
BART SO2 Annual-Milton R Young B2 -v5.13 | 189 | 7223 | Rate Constraint in lbs/MMBtu | FALSE | L | Annual | Allowances Sold SO2 | Thousand Tons | 0 | 0 | 0 | 0 | 0 | 0 | 0
BART SO2 Annual-Milton R Young B2 -v5.13 | 189 | 7223 | Rate Constraint in lbs/MMBtu | FALSE | L | Annual | Allowances Banked | Thousand Tons | 0 | 0 | 0 | 0 | 0 | 0 | 0
BART SO2 Annual-Milton R Young B2 -v5.13 | 189 | 7223 | Rate Constraint in lbs/MMBtu | FALSE | L | Annual | Allowances Withdrawn (1:1) | Thousand Tons | 0 | 0 | 0 | 0 | 0 | 0 | 0
BART SO2 Annual-Milton R Young B2 -v5.13 | 189 | 7223 | Rate Constraint in lbs/MMBtu | FALSE | L | Annual | Allowances Withdrawn (1:n) | Thousand Tons | 0 | 0 | 0 | 0 | 0 | 0 | 0
BART SO2 Annual-Milton R Young B2 -v5.13 | 189 | 7223 | Rate Constraint in lbs/MMBtu | FALSE | L | Annual | Total | Thousand Tons | 1.302 | 1.3418 | 1.3418 | 1.3418 | 1.1249 | 1.1157 | 1.1157
BART SO2 Annual-Milton R Young B2 -v5.13 | 189 | 7223 | Rate Constraint in lbs/MMBtu | FALSE | L | Annual | Fuel Consumed | TBtu | 35.2852 | 36.3656 | 36.3656 | 36.3656 | 30.4863 | 30.2368 | 30.2368
BART SO2 Annual-Milton R Young B2 -v5.13 | 189 | 7223 | Rate Constraint in lbs/MMBtu | FALSE | L | Annual | Rate | lb/MMBtu | 0.073797 | 0.073797 | 0.073797 | 0.073797 | 0.073797 | 0.073797 | 0.073797
BART SO2 Annual-Milton R Young B2 -v5.13 | 189 | 7223 | Rate Constraint in lbs/MMBtu | FALSE | L | Annual | Generation | TWh | 3.0976 | 3.1925 | 3.1925 | 3.1925 | 2.6763 | 2.6544 | 2.6544
BART SO2 Annual-Milton R Young B2 -v5.13 | 189 | 7223 | Rate Constraint in lbs/MMBtu | FALSE | L | Annual | Qualifying Generation | TWh | 3.0976 | 3.1925 | 3.1925 | 3.1925 | 2.6763 | 2.6544 | 2.6544
BART SO2 Annual-Milton R Young B2 -v5.13 | 189 | 7223 | Rate Constraint in lbs/MMBtu | FALSE | L | Annual | Rate | lb/MWh | 0.84062 | 0.84062 | 0.84062 | 0.84062 | 0.84062 | 0.84062 | 0.84062
BART SO2 Annual-Milton R Young B2 -v5.13 | 189 | 7223 | Rate Constraint in lbs/MMBtu | FALSE | L | Annual | Constraint Shadow Price | US2022$/Ton | 0 | 0 | 0 | 0 | 0 | 0 | 0
BART SO2 Annual-Muskogee 4 -v5.13 | 190 | 7224 | Rate Constraint in lbs/MMBtu | FALSE | L | Annual | Seasons Included | Seasons | Winter, Spring, Summer, Fall | Winter, Spring, Summer, Fall | Winter, Spring, Summer, Fall | Winter, Spring, Summer, Fall | Winter, Spring, Summer, Fall | Winter, Spring, Summer, Fall | Winter, Spring, Summer, Fall
BART SO2 Annual-Muskogee 4 -v5.13 | 190 | 7224 | Rate Constraint in lbs/MMBtu | FALSE | L | Annual | Standard SO2 | lb/MMBtu | 0.06 | 0.06 | 0.06 | 0.06 | 0.06 | 0.06 | 0.06
BART SO2 Annual-Muskogee 4 -v5.13 | 190 | 7224 | Rate Constraint in lbs/MMBtu | FALSE | L | Annual | Emissions at Affected Plants SO2 | Thousand Tons | 0 | 0 | 0 | 0 | 0 | 0 | 0
BART SO2 Annual-Muskogee 4 -v5.13 | 190 | 7224 | Rate Constraint in lbs/MMBtu | FALSE | L | Annual | Allowances Purchased SO2 | Thousand Tons | 0 | 0 | 0 | 0 | 0 | 0 | 0
BART SO2 Annual-Muskogee 4 -v5.13 | 190 | 7224 | Rate Constraint in lbs/MMBtu | FALSE | L | Annual | Allowances Sold SO2 | Thousand Tons | 0 | 0 | 0 | 0 | 0 | 0 | 0
BART SO2 Annual-Muskogee 4 -v5.13 | 190 | 7224 | Rate Constraint in lbs/MMBtu | FALSE | L | Annual | Allowances Banked | Thousand Tons | 0 | 0 | 0 | 0 | 0 | 0 | 0
BART SO2 Annual-Muskogee 4 -v5.13 | 190 | 7224 | Rate Constraint in lbs/MMBtu | FALSE | L | Annual | Allowances Withdrawn (1:1) | Thousand Tons | 0 | 0 | 0 | 0 | 0 | 0 | 0
BART SO2 Annual-Muskogee 4 -v5.13 | 190 | 7224 | Rate Constraint in lbs/MMBtu | FALSE | L | Annual | Allowances Withdrawn (1:n) | Thousand Tons | 0 | 0 | 0 | 0 | 0 | 0 | 0
BART SO2 Annual-Muskogee 4 -v5.13 | 190 | 7224 | Rate Constraint in lbs/MMBtu | FALSE | L | Annual | Total | Thousand Tons | 0 | 0 | 0 | 0 | 0 | 0 | 0
BART SO2 Annual-Muskogee 4 -v5.13 | 190 | 7224 | Rate Constraint in lbs/MMBtu | FALSE | L | Annual | Fuel Consumed | TBtu | 0.95574 | 0.95574 | 0 | 0 | 0 | 0 | 0
BART SO2 Annual-Muskogee 4 -v5.13 | 190 | 7224 | Rate Constraint in lbs/MMBtu | FALSE | L | Annual | Rate | lb/MMBtu | 0 | 0 | 0 | 0 | 0 | 0 | 0
BART SO2 Annual-Muskogee 4 -v5.13 | 190 | 7224 | Rate Constraint in lbs/MMBtu | FALSE | L | Annual | Generation | TWh | 0.084797 | 0.084797 | 0 | 0 | 0 | 0 | 0
BART SO2 Annual-Muskogee 4 -v5.13 | 190 | 7224 | Rate Constraint in lbs/MMBtu | FALSE | L | Annual | Qualifying Generation | TWh | 0.084797 | 0.084797 | 0 | 0 | 0 | 0 | 0
BART SO2 Annual-Muskogee 4 -v5.13 | 190 | 7224 | Rate Constraint in lbs/MMBtu | FALSE | L | Annual | Rate | lb/MWh | 0 | 0 | 0 | 0 | 0 | 0 | 0
BART SO2 Annual-Muskogee 4 -v5.13 | 190 | 7224 | Rate Constraint in lbs/MMBtu | FALSE | L | Annual | Constraint Shadow Price | US2022$/Ton | 0 | 0 | 0 | 0 | 0 | 0 | 0
BART SO2 Annual-Muskogee 5 -v5.13 | 191 | 7225 | Rate Constraint in lbs/MMBtu | FALSE | L | Annual | Seasons Included | Seasons | Winter, Spring, Summer, Fall | Winter, Spring, Summer, Fall | Winter, Spring, Summer, Fall | Winter, Spring, Summer, Fall | Winter, Spring, Summer, Fall | Winter, Spring, Summer, Fall | Winter, Spring, Summer, Fall
BART SO2 Annual-Muskogee 5 -v5.13 | 191 | 7225 | Rate Constraint in lbs/MMBtu | FALSE | L | Annual | Standard SO2 | lb/MMBtu | 0.06 | 0.06 | 0.06 | 0.06 | 0.06 | 0.06 | 0.06
BART SO2 Annual-Muskogee 5 -v5.13 | 191 | 7225 | Rate Constraint in lbs/MMBtu | FALSE | L | Annual | Emissions at Affected Plants SO2 | Thousand Tons | 0 | 0 | 0 | 0 | 0 | 0 | 0
BART SO2 Annual-Muskogee 5 -v5.13 | 191 | 7225 | Rate Constraint in lbs/MMBtu | FALSE | L | Annual | Allowances Purchased SO2 | Thousand Tons | 0 | 0 | 0 | 0 | 0 | 0 | 0
BART SO2 Annual-Muskogee 5 -v5.13 | 191 | 7225 | Rate Constraint in lbs/MMBtu | FALSE | L | Annual | Allowances Sold SO2 | Thousand Tons | 0 | 0 | 0 | 0 | 0 | 0 | 0
BART SO2 Annual-Muskogee 5 -v5.13 | 191 | 7225 | Rate Constraint in lbs/MMBtu | FALSE | L | Annual | Allowances Banked | Thousand Tons | 0 | 0 | 0 | 0 | 0 | 0 | 0
BART SO2 Annual-Muskogee 5 -v5.13 | 191 | 7225 | Rate Constraint in lbs/MMBtu | FALSE | L | Annual | Allowances Withdrawn (1:1) | Thousand Tons | 0 | 0 | 0 | 0 | 0 | 0 | 0
BART SO2 Annual-Muskogee 5 -v5.13 | 191 | 7225 | Rate Constraint in lbs/MMBtu | FALSE | L | Annual | Allowances Withdrawn (1:n) | Thousand Tons | 0 | 0 | 0 | 0 | 0 | 0 | 0
BART SO2 Annual-Muskogee 5 -v5.13 | 191 | 7225 | Rate Constraint in lbs/MMBtu | FALSE | L | Annual | Total | Thousand Tons | 0 | 0 | 0 | 0 | 0 | 0 | 0
BART SO2 Annual-Muskogee 5 -v5.13 | 191 | 7225 | Rate Constraint in lbs/MMBtu | FALSE | L | Annual | Fuel Consumed | TBtu | 0.96279 | 0.96279 | 0 | 0 | 0 | 0 | 0
BART SO2 Annual-Muskogee 5 -v5.13 | 191 | 7225 | Rate Constraint in lbs/MMBtu | FALSE | L | Annual | Rate | lb/MMBtu | 0 | 0 | 0 | 0 | 0 | 0 | 0
BART SO2 Annual-Muskogee 5 -v5.13 | 191 | 7225 | Rate Constraint in lbs/MMBtu | FALSE | L | Annual | Generation | TWh | 0.085498 | 0.085498 | 0 | 0 | 0 | 0 | 0
BART SO2 Annual-Muskogee 5 -v5.13 | 191 | 7225 | Rate Constraint in lbs/MMBtu | FALSE | L | Annual | Qualifying Generation | TWh | 0.085498 | 0.085498 | 0 | 0 | 0 | 0 | 0
BART SO2 Annual-Muskogee 5 -v5.13 | 191 | 7225 | Rate Constraint in lbs/MMBtu | FALSE | L | Annual | Rate | lb/MWh | 0 | 0 | 0 | 0 | 0 | 0 | 0
BART SO2 Annual-Muskogee 5 -v5.13 | 191 | 7225 | Rate Constraint in lbs/MMBtu | FALSE | L | Annual | Constraint Shadow Price | US2022$/Ton | 0 | 0 | 0 | 0 | 0 | 0 | 0
BART SO2 Annual-Nelson -v6.20 | 192 | 7238 | Rate Constraint in lbs/MMBtu | FALSE | L | Annual | Seasons Included | Seasons | Winter, Spring, Summer, Fall | Winter, Spring, Summer, Fall | Winter, Spring, Summer, Fall | Winter, Spring, Summer, Fall | Winter, Spring, Summer, Fall | Winter, Spring, Summer, Fall | Winter, Spring, Summer, Fall
BART SO2 Annual-Nelson -v6.20 | 192 | 7238 | Rate Constraint in lbs/MMBtu | FALSE | L | Annual | Standard SO2 | lb/MMBtu | 0.6 | 0.6 | 0.6 | 0.6 | 0.6 | 0.6 | 0.6
BART SO2 Annual-Nelson -v6.20 | 192 | 7238 | Rate Constraint in lbs/MMBtu | FALSE | L | Annual | Emissions at Affected Plants SO2 | Thousand Tons | 2.6067 | 7.7191 | 11.0429 | 11.0429 | 10.3466 | 9.0203 | 9.0011
BART SO2 Annual-Nelson -v6.20 | 192 | 7238 | Rate Constraint in lbs/MMBtu | FALSE | L | Annual | Allowances Purchased SO2 | Thousand Tons | 0 | 0 | 0 | 0 | 0 | 0 | 0
BART SO2 Annual-Nelson -v6.20 | 192 | 7238 | Rate Constraint in lbs/MMBtu | FALSE | L | Annual | Allowances Sold SO2 | Thousand Tons | 0 | 0 | 0 | 0 | 0 | 0 | 0
BART SO2 Annual-Nelson -v6.20 | 192 | 7238 | Rate Constraint in lbs/MMBtu | FALSE | L | Annual | Allowances Banked | Thousand Tons | 0 | 0 | 0 | 0 | 0 | 0 | 0
BART SO2 Annual-Nelson -v6.20 | 192 | 7238 | Rate Constraint in lbs/MMBtu | FALSE | L | Annual | Allowances Withdrawn (1:1) | Thousand Tons | 0 | 0 | 0 | 0 | 0 | 0 | 0
BART SO2 Annual-Nelson -v6.20 | 192 | 7238 | Rate Constraint in lbs/MMBtu | FALSE | L | Annual | Allowances Withdrawn (1:n) | Thousand Tons | 0 | 0 | 0 | 0 | 0 | 0 | 0
BART SO2 Annual-Nelson -v6.20 | 192 | 7238 | Rate Constraint in lbs/MMBtu | FALSE | L | Annual | Total | Thousand Tons | 2.6067 | 7.7191 | 11.0429 | 11.0429 | 10.3466 | 9.0203 | 9.0011
BART SO2 Annual-Nelson -v6.20 | 192 | 7238 | Rate Constraint in lbs/MMBtu | FALSE | L | Annual | Fuel Consumed | TBtu | 9.9813 | 29.5569 | 42.2841 | 42.2841 | 39.6178 | 34.5394 | 34.4661
BART SO2 Annual-Nelson -v6.20 | 192 | 7238 | Rate Constraint in lbs/MMBtu | FALSE | L | Annual | Rate | lb/MMBtu | 0.52232 | 0.52232 | 0.52232 | 0.52232 | 0.52232 | 0.52232 | 0.52232
BART SO2 Annual-Nelson -v6.20 | 192 | 7238 | Rate Constraint in lbs/MMBtu | FALSE | L | Annual | Generation | TWh | 0.84202 | 2.4934 | 3.5671 | 3.5671 | 3.3421 | 2.9137 | 2.9076
BART SO2 Annual-Nelson -v6.20 | 192 | 7238 | Rate Constraint in lbs/MMBtu | FALSE | L | Annual | Qualifying Generation | TWh | 0.84202 | 2.4934 | 3.5671 | 3.5671 | 3.3421 | 2.9137 | 2.9076
BART SO2 Annual-Nelson -v6.20 | 192 | 7238 | Rate Constraint in lbs/MMBtu | FALSE | L | Annual | Rate | lb/MWh | 6.1916 | 6.1916 | 6.1916 | 6.1916 | 6.1916 | 6.1916 | 6.1916
BART SO2 Annual-Nelson -v6.20 | 192 | 7238 | Rate Constraint in lbs/MMBtu | FALSE | L | Annual | Constraint Shadow Price | US2022$/Ton | 0 | 0 | 0 | 0 | 0 | 0 | 0
BART SO2 Annual-Northeastern 3313 -v5.13 | 193 | 7230 | Rate Constraint in lbs/MMBtu | FALSE | L | Annual | Seasons Included | Seasons | Winter, Spring, Summer, Fall | Winter, Spring, Summer, Fall | Winter, Spring, Summer, Fall | Winter, Spring, Summer, Fall | Winter, Spring, Summer, Fall | Winter, Spring, Summer, Fall | Winter, Spring, Summer, Fall
BART SO2 Annual-Northeastern 3313 -v5.13 | 193 | 7230 | Rate Constraint in lbs/MMBtu | FALSE | L | Annual | Standard SO2 | lb/MMBtu | 0.13333 | 0 | 0 | 0 | 0 | 0 | 0
BART SO2 Annual-Northeastern 3313 -v5.13 | 193 | 7230 | Rate Constraint in lbs/MMBtu | FALSE | L | Annual | Emissions at Affected Plants SO2 | Thousand Tons | 0 | 0 | 0 | 0 | 0 | 0 | 0
BART SO2 Annual-Northeastern 3313 -v5.13 | 193 | 7230 | Rate Constraint in lbs/MMBtu | FALSE | L | Annual | Allowances Purchased SO2 | Thousand Tons | 0 | 0 | 0 | 0 | 0 | 0 | 0
BART SO2 Annual-Northeastern 3313 -v5.13 | 193 | 7230 | Rate Constraint in lbs/MMBtu | FALSE | L | Annual | Allowances Sold SO2 | Thousand Tons | 0 | 0 | 0 | 0 | 0 | 0 | 0
BART SO2 Annual-Northeastern 3313 -v5.13 | 193 | 7230 | Rate Constraint in lbs/MMBtu | FALSE | L | Annual | Allowances Banked | Thousand Tons | 0 | 0 | 0 | 0 | 0 | 0 | 0
BART SO2 Annual-Northeastern 3313 -v5.13 | 193 | 7230 | Rate Constraint in lbs/MMBtu | FALSE | L | Annual | Allowances Withdrawn (1:1) | Thousand Tons | 0 | 0 | 0 | 0 | 0 | 0 | 0
BART SO2 Annual-Northeastern 3313 -v5.13 | 193 | 7230 | Rate Constraint in lbs/MMBtu | FALSE | L | Annual | Allowances Withdrawn (1:n) | Thousand Tons | 0 | 0 | 0 | 0 | 0 | 0 | 0
BART SO2 Annual-Northeastern 3313 -v5.13 | 193 | 7230 | Rate Constraint in lbs/MMBtu | FALSE | L | Annual | Total | Thousand Tons | 0 | 0 | 0 | 0 | 0 | 0 | 0
BART SO2 Annual-Northeastern 3313 -v5.13 | 193 | 7230 | Rate Constraint in lbs/MMBtu | FALSE | L | Annual | Fuel Consumed | TBtu | 0 | 0 | 0 | 0 | 0 | 0 | 0
BART SO2 Annual-Northeastern 3313 -v5.13 | 193 | 7230 | Rate Constraint in lbs/MMBtu | FALSE | L | Annual | Rate | lb/MMBtu | 0 | 0 | 0 | 0 | 0 | 0 | 0
BART SO2 Annual-Northeastern 3313 -v5.13 | 193 | 7230 | Rate Constraint in lbs/MMBtu | FALSE | L | Annual | Generation | TWh | 0 | 0 | 0 | 0 | 0 | 0 | 0
BART SO2 Annual-Northeastern 3313 -v5.13 | 193 | 7230 | Rate Constraint in lbs/MMBtu | FALSE | L | Annual | Qualifying Generation | TWh | 0 | 0 | 0 | 0 | 0 | 0 | 0
BART SO2 Annual-Northeastern 3313 -v5.13 | 193 | 7230 | Rate Constraint in lbs/MMBtu | FALSE | L | Annual | Rate | lb/MWh | 0 | 0 | 0 | 0 | 0 | 0 | 0
BART SO2 Annual-Northeastern 3313 -v5.13 | 193 | 7230 | Rate Constraint in lbs/MMBtu | FALSE | L | Annual | Constraint Shadow Price | US2022$/Ton | 20127.3415 | 652389.1448 | 638363.7644 | 530802.6184 | 243491.9178 | 210942.0888 | 188700.9998
BART SO2 Annual-Pawnee 1 -v5.13 | 194 | 7226 | Rate Constraint in lbs/MMBtu | FALSE | L | Annual | Seasons Included | Seasons | Winter, Spring, Summer, Fall | Winter, Spring, Summer, Fall | Winter, Spring, Summer, Fall | Winter, Spring, Summer, Fall | Winter, Spring, Summer, Fall | Winter, Spring, Summer, Fall | Winter, Spring, Summer, Fall
BART SO2 Annual-Pawnee 1 -v5.13 | 194 | 7226 | Rate Constraint in lbs/MMBtu | FALSE | L | Annual | Standard SO2 | lb/MMBtu | 0.12 | 0.12 | 0.12 | 0.12 | 0.12 | 0.12 | 0.12
BART SO2 Annual-Pawnee 1 -v5.13 | 194 | 7226 | Rate Constraint in lbs/MMBtu | FALSE | L | Annual | Emissions at Affected Plants SO2 | Thousand Tons | 0.0058228 | 0.0059229 | 0.017506 | 0.017506 | 0.017506 | 0.014955 | 0.014955
BART SO2 Annual-Pawnee 1 -v5.13 | 194 | 7226 | Rate Constraint in lbs/MMBtu | FALSE | L | Annual | Allowances Purchased SO2 | Thousand Tons | 0 | 0 | 0 | 0 | 0 | 0 | 0
BART SO2 Annual-Pawnee 1 -v5.13 | 194 | 7226 | Rate Constraint in lbs/MMBtu | FALSE | L | Annual | Allowances Sold SO2 | Thousand Tons | 0 | 0 | 0 | 0 | 0 | 0 | 0
BART SO2 Annual-Pawnee 1 -v5.13 | 194 | 7226 | Rate Constraint in lbs/MMBtu | FALSE | L | Annual | Allowances Banked | Thousand Tons | 0 | 0 | 0 | 0 | 0 | 0 | 0
BART SO2 Annual-Pawnee 1 -v5.13 | 194 | 7226 | Rate Constraint in lbs/MMBtu | FALSE | L | Annual | Allowances Withdrawn (1:1) | Thousand Tons | 0 | 0 | 0 | 0 | 0 | 0 | 0
BART SO2 Annual-Pawnee 1 -v5.13 | 194 | 7226 | Rate Constraint in lbs/MMBtu | FALSE | L | Annual | Allowances Withdrawn (1:n) | Thousand Tons | 0 | 0 | 0 | 0 | 0 | 0 | 0
BART SO2 Annual-Pawnee 1 -v5.13 | 194 | 7226 | Rate Constraint in lbs/MMBtu | FALSE | L | Annual | Total | Thousand Tons | 0.0058228 | 0.0059229 | 0.017506 | 0.017506 | 0.017506 | 0.014955 | 0.014955
BART SO2 Annual-Pawnee 1 -v5.13 | 194 | 7226 | Rate Constraint in lbs/MMBtu | FALSE | L | Annual | Fuel Consumed | TBtu | 1.1359 | 1.1384 | 1.3642 | 1.3642 | 1.3642 | 1.3642 | 1.3642
BART SO2 Annual-Pawnee 1 -v5.13 | 194 | 7226 | Rate Constraint in lbs/MMBtu | FALSE | L | Annual | Rate | lb/MMBtu | 0.010252 | 0.010406 | 0.025665 | 0.025665 | 0.025665 | 0.021925 | 0.021925
BART SO2 Annual-Pawnee 1 -v5.13 | 194 | 7226 | Rate Constraint in lbs/MMBtu | FALSE | L | Annual | Generation | TWh | 0.1011 | 0.10133 | 0.11044 | 0.11044 | 0.11044 | 0.11044 | 0.11044
BART SO2 Annual-Pawnee 1 -v5.13 | 194 | 7226 | Rate Constraint in lbs/MMBtu | FALSE | L | Annual | Qualifying Generation | TWh | 0.1011 | 0.10133 | 0.11044 | 0.11044 | 0.11044 | 0.11044 | 0.11044
BART SO2 Annual-Pawnee 1 -v5.13 | 194 | 7226 | Rate Constraint in lbs/MMBtu | FALSE | L | Annual | Rate | lb/MWh | 0.11519 | 0.1169 | 0.31702 | 0.31702 | 0.31702 | 0.27083 | 0.27083
BART SO2 Annual-Pawnee 1 -v5.13 | 194 | 7226 | Rate Constraint in lbs/MMBtu | FALSE | L | Annual | Constraint Shadow Price | US2022$/Ton | 0 | 0 | 0 | 0 | 0 | 0 | 0
BART SO2 Annual-Ray D Nixon 1 -v5.13 | 195 | 7227 | Rate Constraint in lbs/MMBtu | FALSE | L | Annual | Seasons Included | Seasons | Winter, Spring, Summer, Fall | Winter, Spring, Summer, Fall | Winter, Spring, Summer, Fall | Winter, Spring, Summer, Fall | Winter, Spring, Summer, Fall | Winter, Spring, Summer, Fall | Winter, Spring, Summer, Fall
BART SO2 Annual-Ray D Nixon 1 -v5.13 | 195 | 7227 | Rate Constraint in lbs/MMBtu | FALSE | L | Annual | Standard SO2 | lb/MMBtu | 0.11 | 0.11 | 0.11 | 0.11 | 0.11 | 0.11 | 0.11
BART SO2 Annual-Ray D Nixon 1 -v5.13 | 195 | 7227 | Rate Constraint in lbs/MMBtu | FALSE | L | Annual | Emissions at Affected Plants SO2 | Thousand Tons | 0.4809 | 0 | 0 | 0 | 0 | 0 | 0
BART SO2 Annual-Ray D Nixon 1 -v5.13 | 195 | 7227 | Rate Constraint in lbs/MMBtu | FALSE | L | Annual | Allowances Purchased SO2 | Thousand Tons | 0 | 0 | 0 | 0 | 0 | 0 | 0
BART SO2 Annual-Ray D Nixon 1 -v5.13 | 195 | 7227 | Rate Constraint in lbs/MMBtu | FALSE | L | Annual | Allowances Sold SO2 | Thousand Tons | 0 | 0 | 0 | 0 | 0 | 0 | 0
BART SO2 Annual-Ray D Nixon 1 -v5.13 | 195 | 7227 | Rate Constraint in lbs/MMBtu | FALSE | L | Annual | Allowances Banked | Thousand Tons | 0 | 0 | 0 | 0 | 0 | 0 | 0
BART SO2 Annual-Ray D Nixon 1 -v5.13 | 195 | 7227 | Rate Constraint in lbs/MMBtu | FALSE | L | Annual | Allowances Withdrawn (1:1) | Thousand Tons | 0 | 0 | 0 | 0 | 0 | 0 | 0
BART SO2 Annual-Ray D Nixon 1 -v5.13 | 195 | 7227 | Rate Constraint in lbs/MMBtu | FALSE | L | Annual | Allowances Withdrawn (1:n) | Thousand Tons | 0 | 0 | 0 | 0 | 0 | 0 | 0
BART SO2 Annual-Ray D Nixon 1 -v5.13 | 195 | 7227 | Rate Constraint in lbs/MMBtu | FALSE | L | Annual | Total | Thousand Tons | 0.4809 | 0 | 0 | 0 | 0 | 0 | 0
BART SO2 Annual-Ray D Nixon 1 -v5.13 | 195 | 7227 | Rate Constraint in lbs/MMBtu | FALSE | L | Annual | Fuel Consumed | TBtu | 13.3399 | 0 | 0 | 0 | 0 | 0 | 0
BART SO2 Annual-Ray D Nixon 1 -v5.13 | 195 | 7227 | Rate Constraint in lbs/MMBtu | FALSE | L | Annual | Rate | lb/MMBtu | 0.0721 | 0 | 0 | 0 | 0 | 0 | 0
BART SO2 Annual-Ray D Nixon 1 -v5.13 | 195 | 7227 | Rate Constraint in lbs/MMBtu | FALSE | L | Annual | Generation | TWh | 1.2757 | 0 | 0 | 0 | 0 | 0 | 0
BART SO2 Annual-Ray D Nixon 1 -v5.13 | 195 | 7227 | Rate Constraint in lbs/MMBtu | FALSE | L | Annual | Qualifying Generation | TWh | 1.2757 | 0 | 0 | 0 | 0 | 0 | 0
BART SO2 Annual-Ray D Nixon 1 -v5.13 | 195 | 7227 | Rate Constraint in lbs/MMBtu | FALSE | L | Annual | Rate | lb/MWh | 0.75395 | 0 | 0 | 0 | 0 | 0 | 0
BART SO2 Annual-Ray D Nixon 1 -v5.13 | 195 | 7227 | Rate Constraint in lbs/MMBtu | FALSE | L | Annual | Constraint Shadow Price | US2022$/Ton | 0 | 0 | 0 | 0 | 0 | 0 | 0
BART SO2 Annual-Sooner 1 -v5.13 | 196 | 7228 | Rate Constraint in lbs/MMBtu | FALSE | L | Annual | Seasons Included | Seasons | Winter, Spring, Summer, Fall | Winter, Spring, Summer, Fall | Winter, Spring, Summer, Fall | Winter, Spring, Summer, Fall | Winter, Spring, Summer, Fall | Winter, Spring, Summer, Fall | Winter, Spring, Summer, Fall
BART SO2 Annual-Sooner 1 -v5.13 | 196 | 7228 | Rate Constraint in lbs/MMBtu | FALSE | L | Annual | Standard SO2 | lb/MMBtu | 0.06 | 0.06 | 0.06 | 0.06 | 0.06 | 0.06 | 0.06
BART SO2 Annual-Sooner 1 -v5.13 | 196 | 7228 | Rate Constraint in lbs/MMBtu | FALSE | L | Annual | Emissions at Affected Plants SO2 | Thousand Tons | 0.29694 | 0.44966 | 0.48716 | 0.48716 | 0 | 0 | 0
BART SO2 Annual-Sooner 1 -v5.13 | 196 | 7228 | Rate Constraint in lbs/MMBtu | FALSE | L | Annual | Allowances Purchased SO2 | Thousand Tons | 0 | 0 | 0 | 0 | 0 | 0 | 0
BART SO2 Annual-Sooner 1 -v5.13 | 196 | 7228 | Rate Constraint in lbs/MMBtu | FALSE | L | Annual | Allowances Sold SO2 | Thousand Tons | 0 | 0 | 0 | 0 | 0 | 0 | 0
BART SO2 Annual-Sooner 1 -v5.13 | 196 | 7228 | Rate Constraint in lbs/MMBtu | FALSE | L | Annual | Allowances Banked | Thousand Tons | 0 | 0 | 0 | 0 | 0 | 0 | 0
BART SO2 Annual-Sooner 1 -v5.13 | 196 | 7228 | Rate Constraint in lbs/MMBtu | FALSE | L | Annual | Allowances Withdrawn (1:1) | Thousand Tons | 0 | 0 | 0 | 0 | 0 | 0 | 0
BART SO2 Annual-Sooner 1 -v5.13 | 196 | 7228 | Rate Constraint in lbs/MMBtu | FALSE | L | Annual | Allowances Withdrawn (1:n) | Thousand Tons | 0 | 0 | 0 | 0 | 0 | 0 | 0
BART SO2 Annual-Sooner 1 -v5.13 | 196 | 7228 | Rate Constraint in lbs/MMBtu | FALSE | L | Annual | Total | Thousand Tons | 0.29694 | 0.44966 | 0.48716 | 0.48716 | 0 | 0 | 0
BART SO2 Annual-Sooner 1 -v5.13 | 196 | 7228 | Rate Constraint in lbs/MMBtu | FALSE | L | Annual | Fuel Consumed | TBtu | 22.7404 | 34.4359 | 37.3075 | 37.3075 | 0 | 0 | 0
BART SO2 Annual-Sooner 1 -v5.13 | 196 | 7228 | Rate Constraint in lbs/MMBtu | FALSE | L | Annual | Rate | lb/MMBtu | 0.026116 | 0.026116 | 0.026116 | 0.026116 | 0 | 0 | 0
BART SO2 Annual-Sooner 1 -v5.13 | 196 | 7228 | Rate Constraint in lbs/MMBtu | FALSE | L | Annual | Generation | TWh | 2.1411 | 3.2422 | 2.3083 | 2.3083 | 0 | 0 | 0
BART SO2 Annual-Sooner 1 -v5.13 | 196 | 7228 | Rate Constraint in lbs/MMBtu | FALSE | L | Annual | Qualifying Generation | TWh | 2.1411 | 3.2422 | 2.3083 | 2.3083 | 0 | 0 | 0
BART SO2 Annual-Sooner 1 -v5.13 | 196 | 7228 | Rate Constraint in lbs/MMBtu | FALSE | L | Annual | Rate | lb/MWh | 0.27738 | 0.27738 | 0.42209 | 0.42209 | 0 | 0 | 0
BART SO2 Annual-Sooner 1 -v5.13 | 196 | 7228 | Rate Constraint in lbs/MMBtu | FALSE | L | Annual | Constraint Shadow Price | US2022$/Ton | 0 | 0 | 0 | 0 | 0 | 0 | 0
BART SO2 Annual-Sooner 2 -v5.13 | 197 | 7229 | Rate Constraint in lbs/MMBtu | FALSE | L | Annual | Seasons Included | Seasons | Winter, Spring, Summer, Fall | Winter, Spring, Summer, Fall | Winter, Spring, Summer, Fall | Winter, Spring, Summer, Fall | Winter, Spring, Summer, Fall | Winter, Spring, Summer, Fall | Winter, Spring, Summer, Fall
BART SO2 Annual-Sooner 2 -v5.13 | 197 | 7229 | Rate Constraint in lbs/MMBtu | FALSE | L | Annual | Standard SO2 | lb/MMBtu | 0.06 | 0.06 | 0.06 | 0.06 | 0.06 | 0.06 | 0.06
BART SO2 Annual-Sooner 2 -v5.13 | 197 | 7229 | Rate Constraint in lbs/MMBtu | FALSE | L | Annual | Emissions at Affected Plants SO2 | Thousand Tons | 0.32847 | 0.4416 | 0.47972 | 0.47972 | 0 | 0 | 0
BART SO2 Annual-Sooner 2 -v5.13 | 197 | 7229 | Rate Constraint in lbs/MMBtu | FALSE | L | Annual | Allowances Purchased SO2 | Thousand Tons | 0 | 0 | 0 | 0 | 0 | 0 | 0
BART SO2 Annual-Sooner 2 -v5.13 | 197 | 7229 | Rate Constraint in lbs/MMBtu | FALSE | L | Annual | Allowances Sold SO2 | Thousand Tons | 0 | 0 | 0 | 0 | 0 | 0 | 0
BART SO2 Annual-Sooner 2 -v5.13 | 197 | 7229 | Rate Constraint in lbs/MMBtu | FALSE | L | Annual | Allowances Banked | Thousand Tons | 0 | 0 | 0 | 0 | 0 | 0 | 0
BART SO2 Annual-Sooner 2 -v5.13 | 197 | 7229 | Rate Constraint in lbs/MMBtu | FALSE | L | Annual | Allowances Withdrawn (1:1) | Thousand Tons | 0 | 0 | 0 | 0 | 0 | 0 | 0
BART SO2 Annual-Sooner 2 -v5.13 | 197 | 7229 | Rate Constraint in lbs/MMBtu | FALSE | L | Annual | Allowances Withdrawn (1:n) | Thousand Tons | 0 | 0 | 0 | 0 | 0 | 0 | 0
BART SO2 Annual-Sooner 2 -v5.13 | 197 | 7229 | Rate Constraint in lbs/MMBtu | FALSE | L | Annual | Total | Thousand Tons | 0.32847 | 0.4416 | 0.47972 | 0.47972 | 0 | 0 | 0
BART SO2 Annual-Sooner 2 -v5.13 | 197 | 7229 | Rate Constraint in lbs/MMBtu | FALSE | L | Annual | Fuel Consumed | TBtu | 25.155 | 33.8184 | 36.7374 | 36.7374 | 0 | 0 | 0
BART SO2 Annual-Sooner 2 -v5.13 | 197 | 7229 | Rate Constraint in lbs/MMBtu | FALSE | L | Annual | Rate | lb/MMBtu | 0.026116 | 0.026116 | 0.026116 | 0.026116 | 0 | 0 | 0
BART SO2 Annual-Sooner 2 -v5.13 | 197 | 7229 | Rate Constraint in lbs/MMBtu | FALSE | L | Annual | Generation | TWh | 2.4005 | 3.2273 | 2.3203 | 2.3203 | 0 | 0 | 0
BART SO2 Annual-Sooner 2 -v5.13 | 197 | 7229 | Rate Constraint in lbs/MMBtu | FALSE | L | Annual | Qualifying Generation | TWh | 2.4005 | 3.2273 | 2.3203 | 2.3203 | 0 | 0 | 0
BART SO2 Annual-Sooner 2 -v5.13 | 197 | 7229 | Rate Constraint in lbs/MMBtu | FALSE | L | Annual | Rate | lb/MWh | 0.27367 | 0.27367 | 0.4135 | 0.4135 | 0 | 0 | 0
BART SO2 Annual-Sooner 2 -v5.13 | 197 | 7229 | Rate Constraint in lbs/MMBtu | FALSE | L | Annual | Constraint Shadow Price | US2022$/Ton | 0 | 0 | 0 | 0 | 0 | 0 | 0
BART SO2 Cap-Coronado U1B&U2B -v6.20 | 198 | 7668 | Rate Constraint in MTons | FALSE | L | Annual | Seasons Included | Seasons | Winter, Spring, Summer, Fall | Winter, Spring, Summer, Fall | Winter, Spring, Summer, Fall | Winter, Spring, Summer, Fall | Winter, Spring, Summer, Fall | Winter, Spring, Summer, Fall | Winter, Spring, Summer, Fall
BART SO2 Cap-Coronado U1B&U2B -v6.20 | 198 | 7668 | Rate Constraint in MTons | FALSE | L | Annual | Standard SO2 | Thousand Tons | 1.97 | 1.97 | 1.97 | 1.97 | 1.97 | 1.97 | 1.97
BART SO2 Cap-Coronado U1B&U2B -v6.20 | 198 | 7668 | Rate Constraint in MTons | FALSE | L | Annual | Emissions at Affected Plants SO2 | Thousand Tons | 0.098968 | 0.52055 | 0.52055 | 0.44537 | 0.52055 | 0.52055 | 0.52055
BART SO2 Cap-Coronado U1B&U2B -v6.20 | 198 | 7668 | Rate Constraint in MTons | FALSE | L | Annual | Allowances Purchased SO2 | Thousand Tons | 0 | 0 | 0 | 0 | 0 | 0 | 0
BART SO2 Cap-Coronado U1B&U2B -v6.20 | 198 | 7668 | Rate Constraint in MTons | FALSE | L | Annual | Allowances Sold SO2 | Thousand Tons | 0 | 0 | 0 | 0 | 0 | 0 | 0
BART SO2 Cap-Coronado U1B&U2B -v6.20 | 198 | 7668 | Rate Constraint in MTons | FALSE | L | Annual | Allowances Banked | Thousand Tons | 0 | 0 | 0 | 0 | 0 | 0 | 0
BART SO2 Cap-Coronado U1B&U2B -v6.20 | 198 | 7668 | Rate Constraint in MTons | FALSE | L | Annual | Allowances Withdrawn (1:1) | Thousand Tons | 0 | 0 | 0 | 0 | 0 | 0 | 0
BART SO2 Cap-Coronado U1B&U2B -v6.20 | 198 | 7668 | Rate Constraint in MTons | FALSE | L | Annual | Allowances Withdrawn (1:n) | Thousand Tons | 0 | 0 | 0 | 0 | 0 | 0 | 0
BART SO2 Cap-Coronado U1B&U2B -v6.20 | 198 | 7668 | Rate Constraint in MTons | FALSE | L | Annual | Total | Thousand Tons | 0.098968 | 0.52055 | 0.52055 | 0.44537 | 0.52055 | 0.52055 | 0.52055
BART SO2 Cap-Coronado U1B&U2B -v6.20 | 198 | 7668 | Rate Constraint in MTons | FALSE | L | Annual | Fuel Consumed | TBtu | 12.9299 | 54.7675 | 54.7675 | 54.7675 | 54.7675 | 54.7675 | 54.7675
BART SO2 Cap-Coronado U1B&U2B -v6.20 | 198 | 7668 | Rate Constraint in MTons | FALSE | L | Annual | Rate | lb/MMBtu | 0.015308 | 0.01901 | 0.01901 | 0.016264 | 0.01901 | 0.01901 | 0.01901
BART SO2 Cap-Coronado U1B&U2B -v6.20 | 198 | 7668 | Rate Constraint in MTons | FALSE | L | Annual | Generation | TWh | 1.2101 | 5.1256 | 5.1256 | 5.1256 | 5.1256 | 5.1256 | 5.1256
BART SO2 Cap-Coronado U1B&U2B -v6.20 | 198 | 7668 | Rate Constraint in MTons | FALSE | L | Annual | Qualifying Generation | TWh | 1.2101 | 5.1256 | 5.1256 | 5.1256 | 5.1256 | 5.1256 | 5.1256
BART SO2 Cap-Coronado U1B&U2B -v6.20 | 198 | 7668 | Rate Constraint in MTons | FALSE | L | Annual | Rate | lb/MWh | 0.16357 | 0.20312 | 0.20312 | 0.17378 | 0.20312 | 0.20312 | 0.20312
BART SO2 Cap-Coronado U1B&U2B -v6.20 | 198 | 7668 | Rate Constraint in MTons | FALSE | L | Annual | Constraint Shadow Price | US2022$/Ton | 0 | 0 | 0 | 0 | 0 | 0 | 0
CA AB 32- CO2 Constraint- v.5.13 | 199 | 7281 | Rate Constraint in MTons | FALSE | L | Annual | Seasons Included | Seasons | Winter, Spring, Summer, Fall | Winter, Spring, Summer, Fall | Winter, Spring, Summer, Fall | Winter, Spring, Summer, Fall | Winter, Spring, Summer, Fall | Winter, Spring, Summer, Fall | Winter, Spring, Summer, Fall
CA AB 32- CO2 Constraint- v.5.13 | 199 | 7281 | Rate Constraint in MTons | FALSE | L | Annual | Standard CO2 | Thousand Tons | 0 | 0 | 0 | 0 | 0 | 0 | 0
CA AB 32- CO2 Constraint- v.5.13 | 199 | 7281 | Rate Constraint in MTons | FALSE | L | Annual | Emissions at Affected Plants CO2 | Thousand Tons | 56902.8894 | 67483.0282 | 62888.2307 | 46617.0921 | 23216.2678 | 17602.8624 | 18343.4715
CA AB 32- CO2 Constraint- v.5.13 | 199 | 7281 | Rate Constraint in MTons | FALSE | L | Annual | Allowances Purchased CO2 | Thousand Tons | -56902.8894 | -67483.0283 | -62888.2307 | -46617.0921 | -23216.2678 | -17602.8624 | -18343.4715
CA AB 32- CO2 Constraint- v.5.13 | 199 | 7281 | Rate Constraint in MTons | FALSE | L | Annual | Allowances Sold CO2 | Thousand Tons | 0 | 0 | 0 | 0 | 0 | 0 | 0
CA AB 32- CO2 Constraint- v.5.13 | 199 | 7281 | Rate Constraint in MTons | FALSE | L | Annual | Allowances Banked | Thousand Tons | 0 | 0 | 0 | 0 | 0 | 0 | 0
CA AB 32- CO2 Constraint- v.5.13 | 199 | 7281 | Rate Constraint in MTons | FALSE | L | Annual | Allowances Withdrawn (1:1) | Thousand Tons | 0 | 0 | 0 | 0 | 0 | 0 | 0
CA AB 32- CO2 Constraint- v.5.13 | 199 | 7281 | Rate Constraint in MTons | FALSE | L | Annual | Allowances Withdrawn (1:n) | Thousand Tons | 0 | 0 | 0 | 0 | 0 | 0 | 0
CA AB 32- CO2 Constraint- v.5.13 | 199 | 7281 | Rate Constraint in MTons | FALSE | L | Annual | Total | Thousand Tons | -1.0113e-05 | -1.3943e-05 | -1.1252e-05 | -1.1191e-06 | -4.5052e-06 | -7.9158e-06 | -8.6472e-06
CA AB 32- CO2 Constraint- v.5.13 | 199 | 7281 | Rate Constraint in MTons | FALSE | L | Annual | Fuel Consumed | TBtu | 1043.3005 | 1221.3886 | 1133.1991 | 884.4966 | 497.4697 | 419.8884 | 433.1944
CA AB 32- CO2 Constraint- v.5.13 | 199 | 7281 | Rate Constraint in MTons | FALSE | L | Annual | Rate | lb/MMBtu | 109.0825 | 110.5021 | 110.9924 | 105.4093 | 93.3374 | 83.8454 | 84.6893
CA AB 32- CO2 Constraint- v.5.13 | 199 | 7281 | Rate Constraint in MTons | FALSE | L | Annual | Generation | TWh | 146.7022 | 170.0431 | 198.5667 | 199.0882 | 166.364 | 140.443 | 152.8003
CA AB 32- CO2 Constraint- v.5.13 | 199 | 7281 | Rate Constraint in MTons | FALSE | L | Annual | Qualifying Generation | TWh | 140.0222 | 167.7907 | 155.9143 | 122.7272 | 68.6834 | 57.3226 | 59.8388
CA AB 32- CO2 Constraint- v.5.13 | 199 | 7281 | Rate Constraint in MTons | FALSE | L | Annual | Rate | lb/MWh | 812.7698 | 804.3717 | 806.7023 | 759.6866 | 676.0377 | 614.1681 | 613.0964
CA AB 32- CO2 Constraint- v.5.13 | 199 | 7281 | Rate Constraint in MTons | FALSE | L | Annual | Constraint Shadow Price | US2022$/Ton | 15.9205 | 15.9204 | 15.9201 | 15.9205 | 18.7303 | 72.9104 | 72.9104
CA NOx Annual v5.14 | 200 | 7279 | Rate Constraint in MTons | FALSE | L | Annual | Seasons Included | Seasons | Winter, Spring, Summer, Fall | Winter, Spring, Summer, Fall | Winter, Spring, Summer, Fall | Winter, Spring, Summer, Fall | Winter, Spring, Summer, Fall | Winter, Spring, Summer, Fall | Winter, Spring, Summer, Fall
CA NOx Annual v5.14 | 200 | 7279 | Rate Constraint in MTons | FALSE | L | Annual | Standard NOX | Thousand Tons | 5.286 | 5.286 | 5.286 | 5.286 | 5.286 | 5.286 | 5.286
CA NOx Annual v5.14 | 200 | 7279 | Rate Constraint in MTons | FALSE | L | Annual | Emissions at Affected Plants NOX | Thousand Tons | 0.82975 | 0.78267 | 0.65045 | 0.36696 | 0.054444 | 0.083287 | 0.040454
CA NOx Annual v5.14 | 200 | 7279 | Rate Constraint in MTons | FALSE | L | Annual | Allowances Purchased NOX | Thousand Tons | 0 | 0 | 0 | 0 | 0 | 0 | 0
CA NOx Annual v5.14 | 200 | 7279 | Rate Constraint in MTons | FALSE | L | Annual | Allowances Sold NOX | Thousand Tons | 0 | 0 | 0 | 0 | 0 | 0 | 0
CA NOx Annual v5.14 | 200 | 7279 | Rate Constraint in MTons | FALSE | L | Annual | Allowances Banked | Thousand Tons | 0 | 0 | 0 | 0 | 0 | 0 | 0
CA NOx Annual v5.14 | 200 | 7279 | Rate Constraint in MTons | FALSE | L | Annual | Allowances Withdrawn (1:1) | Thousand Tons | 0 | 0 | 0 | 0 | 0 | 0 | 0
CA NOx Annual v5.14 | 200 | 7279 | Rate Constraint in MTons | FALSE | L | Annual | Allowances Withdrawn (1:n) | Thousand Tons | 0 | 0 | 0 | 0 | 0 | 0 | 0
CA NOx Annual v5.14 | 200 | 7279 | Rate Constraint in MTons | FALSE | L | Annual | Total | Thousand Tons | 0.82975 | 0.78267 | 0.65045 | 0.36696 | 0.054444 | 0.083287 | 0.040454
CA NOx Annual v5.14 | 200 | 7279 | Rate Constraint in MTons | FALSE | L | Annual | Fuel Consumed | TBtu | 180.607 | 169.6401 | 130.5074 | 74.3475 | 11.3033 | 17.2762 | 9.1864
CA NOx Annual v5.14 | 200 | 7279 | Rate Constraint in MTons | FALSE | L | Annual | Rate | lb/MMBtu | 0.0091884 | 0.0092275 | 0.009968 | 0.0098714 | 0.0096333 | 0.0096419 | 0.0088075
CA NOx Annual v5.14 | 200 | 7279 | Rate Constraint in MTons | FALSE | L | Annual | Generation | TWh | 24.6977 | 23.3198 | 17.8406 | 10.298 | 1.5631 | 2.4201 | 1.2762
CA NOx Annual v5.14 | 200 | 7279 | Rate Constraint in MTons | FALSE | L | Annual | Qualifying Generation | TWh | 24.6977 | 23.3198 | 17.8406 | 10.298 | 1.5631 | 2.4201 | 1.2762
CA NOx Annual v5.14 | 200 | 7279 | Rate Constraint in MTons | FALSE | L | Annual | Rate | lb/MWh | 0.067192 | 0.067125 | 0.072918 | 0.071267 | 0.069662 | 0.068829 | 0.063401
CA NOx Annual v5.14 | 200 | 7279 | Rate Constraint in MTons | FALSE | L | Annual | Constraint Shadow Price | US2022$/Ton | 0 | 0 | 0 | 0 | 0 | 0 | 0
CA SO2 Annual v5.14 | 201 | 7280 | Rate Constraint in MTons | FALSE | L | Annual | Seasons Included | Seasons | Winter, Spring, Summer, Fall | Winter, Spring, Summer, Fall | Winter, Spring, Summer, Fall | Winter, Spring, Summer, Fall | Winter, Spring, Summer, Fall | Winter, Spring, Summer, Fall | Winter, Spring, Summer, Fall
CA SO2 Annual v5.14 | 201 | 7280 | Rate Constraint in MTons | FALSE | L | Annual | Standard SO2 | Thousand Tons | 2.219 | 2.219 | 2.219 | 2.219 | 2.219 | 2.219 | 2.219
CA SO2 Annual v5.14 | 201 | 7280 | Rate Constraint in MTons | FALSE | L | Annual | Emissions at Affected Plants SO2 | Thousand Tons | 0 | 0 | 0 | 0 | 0 | 0 | 0
CA SO2 Annual v5.14 | 201 | 7280 | Rate Constraint in MTons | FALSE | L | Annual | Allowances Purchased SO2 | Thousand Tons | 0 | 0 | 0 | 0 | 0 | 0 | 0
CA SO2 Annual v5.14 | 201 | 7280 | Rate Constraint in MTons | FALSE | L | Annual | Allowances Sold SO2 | Thousand Tons | 0 | 0 | 0 | 0 | 0 | 0 | 0
CA SO2 Annual v5.14 | 201 | 7280 | Rate Constraint in MTons | FALSE | L | Annual | Allowances Banked | Thousand Tons | 0 | 0 | 0 | 0 | 0 | 0 | 0
CA SO2 Annual v5.14 | 201 | 7280 | Rate Constraint in MTons | FALSE | L | Annual | Allowances Withdrawn (1:1) | Thousand Tons | 0 | 0 | 0 | 0 | 0 | 0 | 0
CA SO2 Annual v5.14 | 201 | 7280 | Rate Constraint in MTons | FALSE | L | Annual | Allowances Withdrawn (1:n) | Thousand Tons | 0 | 0 | 0 | 0 | 0 | 0 | 0
CA SO2 Annual v5.14 | 201 | 7280 | Rate Constraint in MTons | FALSE | L | Annual | Total | Thousand Tons | 0 | 0 | 0 | 0 | 0 | 0 | 0
CA SO2 Annual v5.14 | 201 | 7280 | Rate Constraint in MTons | FALSE | L | Annual | Fuel Consumed | TBtu | 0 | 0.031016 | 0 | 0 | 0 | 0 | 0
CA SO2 Annual v5.14 | 201 | 7280 | Rate Constraint in MTons | FALSE | L | Annual | Rate | lb/MMBtu | 0 | 0 | 0 | 0 | 0 | 0 | 0
CA SO2 Annual v5.14 | 201 | 7280 | Rate Constraint in MTons | FALSE | L | Annual | Generation | TWh | 0 | 0.0028866 | 0 | 0 | 0 | 0 | 0
CA SO2 Annual v5.14 | 201 | 7280 | Rate Constraint in MTons | FALSE | L | Annual | Qualifying Generation | TWh | 0 | 0.0028866 | 0 | 0 | 0 | 0 | 0
CA SO2 Annual v5.14 | 201 | 7280 | Rate Constraint in MTons | FALSE | L | Annual | Rate | lb/MWh | 0 | 0 | 0 | 0 | 0 | 0 | 0
CA SO2 Annual v5.14 | 201 | 7280 | Rate Constraint in MTons | FALSE | L | Annual | Constraint Shadow Price | US2022$/Ton | 0 | 0 | 0 | 0 | 0 | 0 | 0
CO - CO2 Cap Annual v6.21 | 202 | 7790 | Rate Constraint in MTons | FALSE | L | Annual | Seasons Included | Seasons | Winter, Spring, Summer, Fall | Winter, Spring, Summer, Fall | Winter, Spring, Summer, Fall | Winter, Spring, Summer, Fall | Winter, Spring, Summer, Fall | Winter, Spring, Summer, Fall | Winter, Spring, Summer, Fall
CO - CO2 Cap Annual v6.21 | 202 | 7790 | Rate Constraint in MTons | FALSE | L | Annual | Standard CO2 | Thousand Tons | 19040.0934 | 9066.7111 | 9066.7111 | 9066.7111 | 9066.7111 | 9066.7111 | 9066.7111
CO - CO2 Cap Annual v6.21 | 202 | 7790 | Rate Constraint in MTons | FALSE | L | Annual | Emissions at Affected Plants CO2 | Thousand Tons | 19040.0934 | 9066.7111 | 9066.7111 | 9066.7111 | 9066.7111 | 9066.7111 | 9066.7111
CO - CO2 Cap Annual v6.21 | 202 | 7790 | Rate Constraint in MTons | FALSE | L | Annual | Allowances Purchased CO2 | Thousand Tons | 0 | 0 | 0 | 0 | 0 | 0 | 0
CO - CO2 Cap Annual v6.21 | 202 | 7790 | Rate Constraint in MTons | FALSE | L | Annual | Allowances Sold CO2 | Thousand Tons | 0 | 0 | 0 | 0 | 0 | 0 | 0
CO - CO2 Cap Annual v6.21 | 202 | 7790 | Rate Constraint in MTons | FALSE | L | Annual | Allowances Banked | Thousand Tons | 0 | 0 | 0 | 0 | 0 | 0 | 0
CO - CO2 Cap Annual v6.21 | 202 | 7790 | Rate Constraint in MTons | FALSE | L | Annual | Allowances Withdrawn (1:1) | Thousand Tons | 0 | 0 | 0 | 0 | 0 | 0 | 0
CO - CO2 Cap Annual v6.21 | 202 | 7790 | Rate Constraint in MTons | FALSE | L | Annual | Allowances Withdrawn (1:n) | Thousand Tons | 0 | 0 | 0 | 0 | 0 | 0 | 0
CO - CO2 Cap Annual v6.21 | 202 | 7790 | Rate Constraint in MTons | FALSE | L | Annual | Total | Thousand Tons | 19040.0934 | 9066.7111 | 9066.7111 | 9066.7111 | 9066.7111 | 9066.7111 | 9066.7111
CO - CO2 Cap Annual v6.21 | 202 | 7790 | Rate Constraint in MTons | FALSE | L | Annual | Fuel Consumed | TBtu | 251.909 | 140.6352 | 174.5603 | 161.4551 | 130.0824 | 136.2374 | 145.3865
CO - CO2 Cap Annual v6.21 | 202 | 7790 | Rate Constraint in MTons | FALSE | L | Annual | Rate | lb/MMBtu | 151.1664 | 128.9394 | 103.8805 | 112.3125 | 139.3995 | 133.1017 | 124.7256
CO - CO2 Cap Annual v6.21 | 202 | 7790 | Rate Constraint in MTons | FALSE | L | Annual | Generation | TWh | 29.7221 | 18.1973 | 25.5417 | 22.7738 | 17.1803 | 18.2862 | 19.797
CO - CO2 Cap Annual v6.21 | 202 | 7790 | Rate Constraint in MTons | FALSE | L | Annual | Qualifying Generation | TWh | 29.7221 | 18.1973 | 25.5417 | 22.7738 | 17.1803 | 18.2862 | 19.797
CO - CO2 Cap Annual v6.21 | 202 | 7790 | Rate Constraint in MTons | FALSE | L | Annual | Rate | lb/MWh | 1281.2074 | 996.4875 | 709.9547 | 796.2396 | 1055.4765 | 991.6429 | 915.9702
CO - CO2 Cap Annual v6.21 | 202 | 7790 | Rate Constraint in MTons | FALSE | L | Annual | Constraint Shadow Price | US2022$/Ton | 22.1839 | 20.195 | 24.503 | 19.4643 | 13.5177 | 15.1542 | 17.764
CO Hg Rate Annual - Comanche 1,2 & 3 v5.14 | 203 | 7283 | Rate Constraint in lbs/MWh | FALSE | L | Annual | Seasons Included | Seasons | Winter, Spring, Summer, Fall | Winter, Spring, Summer, Fall | Winter, Spring, Summer, Fall | Winter, Spring, Summer, Fall | Winter, Spring, Summer, Fall | Winter, Spring, Summer, Fall | Winter, Spring, Summer, Fall
CO Hg Rate Annual - Comanche 1,2 & 3 v5.14 | 203 | 7283 | Rate Constraint in lbs/MWh | FALSE | L | Annual | Standard MER | lb/MWh | 1.3e-05 | 1.3e-05 | 1.3e-05 | 1.3e-05 | 1.3e-05 | 1.3e-05 | 1.3e-05
CO Hg Rate Annual - Comanche 1,2 & 3 v5.14 | 203 | 7283 | Rate Constraint in lbs/MWh | FALSE | L | Annual | Emissions at Affected Plants MER | Lb | 7.1972 | 8.8273 | 7.1972 | 16.1568 | 25.5866 | 23.0358 | 20.4824
CO Hg Rate Annual - Comanche 1,2 & 3 v5.14 | 203 | 7283 | Rate Constraint in lbs/MWh | FALSE | L | Annual | Allowances Purchased MER | Lb | 0 | 0 | 0 | 0 | 0 | 0 | 0
CO Hg Rate Annual - Comanche 1,2 & 3 v5.14 | 203 | 7283 | Rate Constraint in lbs/MWh | FALSE | L | Annual | Allowances Sold MER | Lb | 0 | 0 | 0 | 0 | 0 | 0 | 0
CO Hg Rate Annual - Comanche 1,2 & 3 v5.14 | 203 | 7283 | Rate Constraint in lbs/MWh | FALSE | L | Annual | Allowances Banked | Lb | 0 | 0 | 0 | 0 | 0 | 0 | 0
CO Hg Rate Annual - Comanche 1,2 & 3 v5.14 | 203 | 7283 | Rate Constraint in lbs/MWh | FALSE | L | Annual | Allowances Withdrawn (1:1) | Lb | 0 | 0 | 0 | 0 | 0 | 0 | 0
CO Hg Rate Annual - Comanche 1,2 & 3 v5.14 | 203 | 7283 | Rate Constraint in lbs/MWh | FALSE | L | Annual | Allowances Withdrawn (1:n) | Lb | 0 | 0 | 0 | 0 | 0 | 0 | 0
CO Hg Rate Annual - Comanche 1,2 & 3 v5.14 | 203 | 7283 | Rate Constraint in lbs/MWh | FALSE | L | Annual | Total | Lb | 7.1972 | 8.8273 | 7.1972 | 16.1568 | 25.5866 | 23.0358 | 20.4824
CO Hg Rate Annual - Comanche 1,2 & 3 v5.14 | 203 | 7283 | Rate Constraint in lbs/MWh | FALSE | L | Annual | Fuel Consumed | TBtu | 12.8264 | 15.7314 | 12.8264 | 28.7936 | 45.5988 | 41.0528 | 36.5024
CO Hg Rate Annual - Comanche 1,2 & 3 v5.14 | 203 | 7283 | Rate Constraint in lbs/MWh | FALSE | L | Annual | Rate | lb/MMBtu | 5.6112e-07 | 5.6112e-07 | 5.6112e-07 | 5.6112e-07 | 5.6112e-07 | 5.6112e-07 | 5.6112e-07
CO Hg Rate Annual - Comanche 1,2 & 3 v5.14 | 203 | 7283 | Rate Constraint in lbs/MWh | FALSE | L | Annual | Generation | TWh | 1.2264 | 1.5041 | 1.2264 | 2.753 | 4.3598 | 3.9251 | 3.49
CO Hg Rate Annual - Comanche 1,2 & 3 v5.14 | 203 | 7283 | Rate Constraint in lbs/MWh | FALSE | L | Annual | Qualifying Generation | TWh | 1.2264 | 1.5041 | 1.2264 | 2.753 | 4.3598 | 3.9251 | 3.49
CO Hg Rate Annual - Comanche 1,2 & 3 v5.14 | 203 | 7283 | Rate Constraint in lbs/MWh | FALSE | L | Annual | Constraint Shadow Price | US2022$/Lb | 0 | 0 | 0 | 0 | 0 | 0 | 0
CO Hg Rule - MER Removal Annual v3.1 | 204 | 7282 | MACT Fuel Choice Floor in lbs/MMBtu | FALSE | L | Annual | Seasons Included | Seasons | Winter, Spring, Summer, Fall | Winter, Spring, Summer, Fall | Winter, Spring, Summer, Fall | Winter, Spring, Summer, Fall | Winter, Spring, Summer, Fall | Winter, Spring, Summer, Fall | Winter, Spring, Summer, Fall
CO Hg Rule - MER Removal Annual v3.1 | 204 | 7282 | MACT Fuel Choice Floor in lbs/MMBtu | FALSE | L | Annual | Emission Floor MER | lbs/MMBtu | 8.248e-07 | 8.248e-07 | 8.248e-07 | 8.248e-07 | 8.248e-07 | 8.248e-07 | 8.248e-07
CO Hg Rule - MER Removal Annual v3.1 | 204 | 7282 | MACT Fuel Choice Floor in lbs/MMBtu | FALSE | L | Annual | Emissions at Affected Plants MER | Lb | 31.9484 | 8.9104 | 7.431 | 16.3906 | 25.8204 | 23.2456 | 20.6922
CO Hg Rule - MER Removal Annual v3.1 | 204 | 7282 | MACT Fuel Choice Floor in lbs/MMBtu | FALSE | L | Annual | Allowances Purchased MER | Lb | 0 | 0 | 0 | 0 | 0 | 0 | 0
CO Hg Rule - MER Removal Annual v3.1 | 204 | 7282 | MACT Fuel Choice Floor in lbs/MMBtu | FALSE | L | Annual | Allowances Sold MER | Lb | 0 | 0 | 0 | 0 | 0 | 0 | 0
CO Hg Rule - MER Removal Annual v3.1 | 204 | 7282 | MACT Fuel Choice Floor in lbs/MMBtu | FALSE | L | Annual | Allowances Banked | Lb | 0 | 0 | 0 | 0 | 0 | 0 | 0
CO Hg Rule - MER Removal Annual v3.1 | 204 | 7282 | MACT Fuel Choice Floor in lbs/MMBtu | FALSE | L | Annual | Allowances Withdrawn (1:1) | Lb | 0 | 0 | 0 | 0 | 0 | 0 | 0
CO Hg Rule - MER Removal Annual v3.1 | 204 | 7282 | MACT Fuel Choice Floor in lbs/MMBtu | FALSE | L | Annual | Allowances Withdrawn (1:n) | Lb | 0 | 0 | 0 | 0 | 0 | 0 | 0
CO Hg Rule - MER Removal Annual v3.1 | 204 | 7282 | MACT Fuel Choice Floor in lbs/MMBtu | FALSE | L | Annual | Total | Lb | 31.9484 | 8.9104 | 7.431 | 16.3906 | 25.8204 | 23.2456 | 20.6922
CO Hg Rule - MER Removal Annual v3.1 | 204 | 7282 | MACT Fuel Choice Floor in lbs/MMBtu | FALSE | L | Annual | Fuel Consumed | TBtu | 88.3583 | 16.8698 | 14.1906 | 30.1578 | 46.963 | 42.417 | 37.8666
CO Hg Rule - MER Removal Annual v3.1 | 204 | 7282 | MACT Fuel Choice Floor in lbs/MMBtu | FALSE | L | Annual | Rate | lbs/MMBtu | 3.6158e-07 | 5.2819e-07 | 5.2366e-07 | 5.435e-07 | 5.498e-07 | 5.4802e-07 | 5.4645e-07
CO Hg Rule - MER Removal Annual v3.1 | 204 | 7282 | MACT Fuel Choice Floor in lbs/MMBtu | FALSE | L | Annual | Generation | TWh | 8.6198 | 1.6054 | 1.3368 | 2.8634 | 4.4702 | 4.0356 | 3.6005
CO Hg Rule - MER Removal Annual v3.1 | 204 | 7282 | MACT Fuel Choice Floor in lbs/MMBtu | FALSE | L | Annual | Qualifying Generation | TWh | 8.6198 | 1.6054 | 1.3368 | 2.8634 | 4.4702 | 4.0356 | 3.6005
CO Hg Rule - MER Removal Annual v3.1 | 204 | 7282 | MACT Fuel Choice Floor in lbs/MMBtu | FALSE | L | Annual | Constraint Shadow Price | US2022$/Lb | 0 | 0 | 0 | 0 | 0 | 0 | 0
CO NOX Rate Annual - Craig 1,3 v5.14 | 205 | 7284 | Rate Constraint in lbs/MMBtu | FALSE | L | Annual | Seasons Included | Seasons | Winter, Spring, Summer, Fall | Winter, Spring, Summer, Fall | Winter, Spring, Summer, Fall | Winter, Spring, Summer, Fall | Winter, Spring, Summer, Fall | Winter, Spring, Summer, Fall | Winter, Spring, Summer, Fall
CO NOX Rate Annual - Craig 1,3 v5.14 | 205 | 7284 | Rate Constraint in lbs/MMBtu | FALSE | L | Annual | Standard NOX | lb/MMBtu | 0.28 | 0.28 | 0.28 | 0.28 | 0.28 | 0.28 | 0.28
CO NOX Rate Annual - Craig 1,3 v5.14 | 205 | 7284 | Rate Constraint in lbs/MMBtu | FALSE | L | Annual | Emissions at Affected Plants NOX | Thousand Tons | 2.6163 | 0 | 0 | 0 | 0 | 0 | 0
CO NOX Rate Annual - Craig 1,3 v5.14 | 205 | 7284 | Rate Constraint in lbs/MMBtu | FALSE | L | Annual | Allowances Purchased NOX | Thousand Tons | 0 | 0 | 0 | 0 | 0 | 0 | 0
CO NOX Rate Annual - Craig 1,3 v5.14 | 205 | 7284 | Rate Constraint in lbs/MMBtu | FALSE | L | Annual | Allowances Sold NOX | Thousand Tons | 0 | 0 | 0 | 0 | 0 | 0 | 0
CO NOX Rate Annual - Craig 1,3 v5.14 | 205 | 7284 | Rate Constraint in lbs/MMBtu | FALSE | L | Annual | Allowances Banked | Thousand Tons | 0 | 0 | 0 | 0 | 0 | 0 | 0
CO NOX Rate Annual - Craig 1,3 v5.14 | 205 | 7284 | Rate Constraint in lbs/MMBtu | FALSE | L | Annual | Allowances Withdrawn (1:1) | Thousand Tons | 0 | 0 | 0 | 0 | 0 | 0 | 0
CO NOX Rate Annual - Craig 1,3 v5.14 | 205 | 7284 | Rate Constraint in lbs/MMBtu | FALSE | L | Annual | Allowances Withdrawn (1:n) | Thousand Tons | 0 | 0 | 0 | 0 | 0 | 0 | 0
CO NOX Rate Annual - Craig 1,3 v5.14 | 205 | 7284 | Rate Constraint in lbs/MMBtu | FALSE | L | Annual | Total | Thousand Tons | 2.6163 | 0 | 0 | 0 | 0 | 0 | 0
CO NOX Rate Annual - Craig 1,3 v5.14 | 205 | 7284 | Rate Constraint in lbs/MMBtu | FALSE | L | Annual | Fuel Consumed | TBtu | 22.5351 | 0 | 0 | 0 | 0 | 0 | 0
CO NOX Rate Annual - Craig 1,3 v5.14 | 205 | 7284 | Rate Constraint in lbs/MMBtu | FALSE | L | Annual | Rate | lb/MMBtu | 0.2322 | 0 | 0 | 0 | 0 | 0 | 0
CO NOX Rate Annual - Craig 1,3 v5.14 | 205 | 7284 | Rate Constraint in lbs/MMBtu | FALSE | L | Annual | Generation | TWh | 2.2504 | 0 | 0 | 0 | 0 | 0 | 0
CO NOX Rate Annual - Craig 1,3 v5.14 | 205 | 7284 | Rate Constraint in lbs/MMBtu | FALSE | L | Annual | Qualifying Generation | TWh | 2.2504 | 0 | 0 | 0 | 0 | 0 | 0
CO NOX Rate Annual - Craig 1,3 v5.14 | 205 | 7284 | Rate Constraint in lbs/MMBtu | FALSE | L | Annual | Rate | lb/MWh | 2.3253 | 0 | 0 | 0 | 0 | 0 | 0
CO NOX Rate Annual - Craig 1,3 v5.14 | 205 | 7284 | Rate Constraint in lbs/MMBtu | FALSE | L | Annual | Constraint Shadow Price | US2022$/Ton | 0 | 0 | 0 | 0 | 0 | 0 | 0
CO NOX Rate Annual - Craig 2 v5.14 | 206 | 7285 | Rate Constraint in lbs/MMBtu | FALSE | L | Annual | Seasons Included | Seasons | Winter, Spring, Summer, Fall | Winter, Spring, Summer, Fall | Winter, Spring, Summer, Fall | Winter, Spring, Summer, Fall | Winter, Spring, Summer, Fall | Winter, Spring, Summer, Fall | Winter, Spring, Summer, Fall
CO NOX Rate Annual - Craig 2 v5.14 | 206 | 7285 | Rate Constraint in lbs/MMBtu | FALSE | L | Annual | Standard NOX | lb/MMBtu | 0.08 | 0.08 | 0.08 | 0.08 | 0.08 | 0.08 | 0.08
CO NOX Rate Annual - Craig 2 v5.14 | 206 | 7285 | Rate Constraint in lbs/MMBtu | FALSE | L | Annual | Emissions at Affected Plants NOX | Thousand Tons | 0.59554 | 0 | 0 | 0 | 0 | 0 | 0
CO NOX Rate Annual - Craig 2 v5.14 | 206 | 7285 | Rate Constraint in lbs/MMBtu | FALSE | L | Annual | Allowances Purchased NOX | Thousand Tons | 0 | 0 | 0 | 0 | 0 | 0 | 0
CO NOX Rate Annual - Craig 2 v5.14 | 206 | 7285 | Rate Constraint in lbs/MMBtu | FALSE | L | Annual | Allowances Sold NOX | Thousand Tons | 0 | 0 | 0 | 0 | 0 | 0 | 0
CO NOX Rate Annual - Craig 2 v5.14 | 206 | 7285 | Rate Constraint in lbs/MMBtu | FALSE | L | Annual | Allowances Banked | Thousand Tons | 0 | 0 | 0 | 0 | 0 | 0 | 0
CO NOX Rate Annual - Craig 2 v5.14 | 206 | 7285 | Rate Constraint in lbs/MMBtu | FALSE | L | Annual | Allowances Withdrawn (1:1) | Thousand Tons | 0 | 0 | 0 | 0 | 0 | 0 | 0
CO NOX Rate Annual - Craig 2 v5.14 | 206 | 7285 | Rate Constraint in lbs/MMBtu | FALSE | L | Annual | Allowances Withdrawn (1:n) | Thousand Tons | 0 | 0 | 0 | 0 | 0 | 0 | 0
CO NOX Rate Annual - Craig 2 v5.14 | 206 | 7285 | Rate Constraint in lbs/MMBtu | FALSE | L | Annual | Total | Thousand Tons | 0.59554 | 0 | 0 | 0 | 0 | 0 | 0
CO NOX Rate Annual - Craig 2 v5.14 | 206 | 7285 | Rate Constraint in lbs/MMBtu | FALSE | L | Annual | Fuel Consumed | TBtu | 18.9421 | 0 | 0 | 0 | 0 | 0 | 0
CO NOX Rate Annual - Craig 2 v5.14 | 206 | 7285 | Rate Constraint in lbs/MMBtu | FALSE | L | Annual | Rate | lb/MMBtu | 0.06288 | 0 | 0 | 0 | 0 | 0 | 0
CO NOX Rate Annual - Craig 2 v5.14 | 206 | 7285 | Rate Constraint in lbs/MMBtu | FALSE | L | Annual | Generation | TWh | 1.8498 | 0 | 0 | 0 | 0 | 0 | 0
CO NOX Rate Annual - Craig 2 v5.14 | 206 | 7285 | Rate Constraint in lbs/MMBtu | FALSE | L | Annual | Qualifying Generation | TWh | 1.8498 | 0 | 0 | 0 | 0 | 0 | 0
CO NOX Rate Annual - Craig 2 v5.14 | 206 | 7285 | Rate Constraint in lbs/MMBtu | FALSE | L | Annual | Rate | lb/MWh | 0.64389 | 0 | 0 | 0 | 0 | 0 | 0
CO NOX Rate Annual - Craig 2 v5.14 | 206 | 7285 | Rate Constraint in lbs/MMBtu | FALSE | L | Annual | Constraint Shadow Price | US2022$/Ton | 0 | 0 | 0 | 0 | 0 | 0 | 0
CT - CO2 Cap Annual v6.21 | 207 | 7789 | Rate Constraint in MTons | FALSE | L | Annual | Seasons Included | Seasons | Winter, Spring, Summer, Fall | Winter, Spring, Summer, Fall | Winter, Spring, Summer, Fall | Winter, Spring, Summer, Fall | Winter, Spring, Summer, Fall | Winter, Spring, Summer, Fall | Winter, Spring, Summer, Fall
CT - CO2 Cap Annual v6.21 | 207 | 7789 | Rate Constraint in MTons | FALSE | L | Annual | Standard CO2 | Thousand Tons | NA | NA | NA | 0 | 0 | 0 | 0
CT - CO2 Cap Annual v6.21 | 207 | 7789 | Rate Constraint in MTons | FALSE | L | Annual | Emissions at Affected Plants CO2 | Thousand Tons | 0 | 0 | 0 | 0 | 0 | 0 | 0
CT - CO2 Cap Annual v6.21 | 207 | 7789 | Rate Constraint in MTons | FALSE | L | Annual | Allowances Purchased CO2 | Thousand Tons | 0 | 0 | 0 | 0 | 0 | 0 | 0
CT - CO2 Cap Annual v6.21 | 207 | 7789 | Rate Constraint in MTons | FALSE | L | Annual | Allowances Sold CO2 | Thousand Tons | 0 | 0 | 0 | 0 | 0 | 0 | 0
CT - CO2 Cap Annual v6.21 | 207 | 7789 | Rate Constraint in MTons | FALSE | L | Annual | Allowances Banked | Thousand Tons | 0 | 0 | 0 | 0 | 0 | 0 | 0
CT - CO2 Cap Annual v6.21 | 207 | 7789 | Rate Constraint in MTons | FALSE | L | Annual | Allowances Withdrawn (1:1) | Thousand Tons | 0 | 0 | 0 | 0 | 0 | 0 | 0
CT - CO2 Cap Annual v6.21 | 207 | 7789 | Rate Constraint in MTons | FALSE | L | Annual | Allowances Withdrawn (1:n) | Thousand Tons | 0 | 0 | 0 | 0 | 0 | 0 | 0
CT - CO2 Cap Annual v6.21 | 207 | 7789 | Rate Constraint in MTons | FALSE | L | Annual | Total | Thousand Tons | 0 | 0 | 0 | 0 | 0 | 0 | 0
CT - CO2 Cap Annual v6.21 | 207 | 7789 | Rate Constraint in MTons | FALSE | L | Annual | Fuel Consumed | TBtu | 0 | 0 | 0 | 0.033526 | 0.34093 | 0.68777 | 0.26741
CT - CO2 Cap Annual v6.21 | 207 | 7789 | Rate Constraint in MTons | FALSE | L | Annual | Rate | lb/MMBtu | 0 | 0 | 0 | 0 | 0 | 0 | 0
CT - CO2 Cap Annual v6.21 | 207 | 7789 | Rate Constraint in MTons | FALSE | L | Annual | Generation | TWh | 0 | 0 | 0 | 0.0056343 | 0.034473 | 0.069769 | 0.027094
CT - CO2 Cap Annual v6.21 | 207 | 7789 | Rate Constraint in MTons | FALSE | L | Annual | Qualifying Generation | TWh | 0 | 0 | 0 | 0.0056343 | 0.034473 | 0.069769 | 0.027094
CT - CO2 Cap Annual v6.21 | 207 | 7789 | Rate Constraint in MTons | FALSE | L | Annual | Rate | lb/MWh | 0 | 0 | 0 | 0 | 0 | 0 | 0
CT - CO2 Cap Annual v6.21 | 207 | 7789 | Rate Constraint in MTons | FALSE | L | Annual | Constraint Shadow Price | US2022$/Ton | 0 | 0 | 0 | 2808.9885 | 2122.9789 | 2460.448 | 2483.43
CT Fac. Spec. - MER Rate Annual v3.1 | 208 | 7562 | MACT Fuel Choice Floor in lbs/MMBtu | FALSE | L | Annual | Seasons Included | Seasons | Winter, Spring, Summer, Fall | Winter, Spring, Summer, Fall | Winter, Spring, Summer, Fall | Winter, Spring, Summer, Fall | Winter, Spring, Summer, Fall | Winter, Spring, Summer, Fall | Winter, Spring, Summer, Fall
CT Fac. Spec. - MER Rate Annual v3.1 | 208 | 7562 | MACT Fuel Choice Floor in lbs/MMBtu | FALSE | L | Annual | Emission Floor MER | lbs/MMBtu | 6e-07 | 6e-07 | 6e-07 | 6e-07 | 6e-07 | 6e-07 | 6e-07
CT Fac. Spec. - MER Rate Annual v3.1 | 208 | 7562 | MACT Fuel Choice Floor in lbs/MMBtu | FALSE | L | Annual | Emissions at Affected Plants MER | Lb | 0 | 0 | 0 | 0 | 0 | 0 | 0
CT Fac. Spec. - MER Rate Annual v3.1 | 208 | 7562 | MACT Fuel Choice Floor in lbs/MMBtu | FALSE | L | Annual | Allowances Purchased MER | Lb | 0 | 0 | 0 | 0 | 0 | 0 | 0
CT Fac. Spec. - MER Rate Annual v3.1 | 208 | 7562 | MACT Fuel Choice Floor in lbs/MMBtu | FALSE | L | Annual | Allowances Sold MER | Lb | 0 | 0 | 0 | 0 | 0 | 0 | 0
CT Fac. Spec. - MER Rate Annual v3.1 | 208 | 7562 | MACT Fuel Choice Floor in lbs/MMBtu | FALSE | L | Annual | Allowances Banked | Lb | 0 | 0 | 0 | 0 | 0 | 0 | 0
CT Fac. Spec. - MER Rate Annual v3.1 | 208 | 7562 | MACT Fuel Choice Floor in lbs/MMBtu | FALSE | L | Annual | Allowances Withdrawn (1:1) | Lb | 0 | 0 | 0 | 0 | 0 | 0 | 0
CT Fac. Spec. - MER Rate Annual v3.1 | 208 | 7562 | MACT Fuel Choice Floor in lbs/MMBtu | FALSE | L | Annual | Allowances Withdrawn (1:n) | Lb | 0 | 0 | 0 | 0 | 0 | 0 | 0
CT Fac. Spec. - MER Rate Annual v3.1 | 208 | 7562 | MACT Fuel Choice Floor in lbs/MMBtu | FALSE | L | Annual | Total | Lb | 0 | 0 | 0 | 0 | 0 | 0 | 0
CT Fac. Spec. - MER Rate Annual v3.1 | 208 | 7562 | MACT Fuel Choice Floor in lbs/MMBtu | FALSE | L | Annual | Fuel Consumed | TBtu | 0 | 0 | 0 | 0 | 0 | 0 | 0
CT Fac. Spec. - MER Rate Annual v3.1 | 208 | 7562 | MACT Fuel Choice Floor in lbs/MMBtu | FALSE | L | Annual | Rate | lbs/MMBtu | 0 | 0 | 0 | 0 | 0 | 0 | 0
CT Fac. Spec. - MER Rate Annual v3.1 | 208 | 7562 | MACT Fuel Choice Floor in lbs/MMBtu | FALSE | L | Annual | Generation | TWh | 0 | 0 | 0 | 0 | 0 | 0 | 0
CT Fac. Spec. - MER Rate Annual v3.1 | 208 | 7562 | MACT Fuel Choice Floor in lbs/MMBtu | FALSE | L | Annual | Qualifying Generation | TWh | 0 | 0 | 0 | 0 | 0 | 0 | 0
CT Fac. Spec. - MER Rate Annual v3.1 | 208 | 7562 | MACT Fuel Choice Floor in lbs/MMBtu | FALSE | L | Annual | Constraint Shadow Price | US2022$/Lb | 0 | 0 | 0 | 0 | 0 | 0 | 0
CT Fac. Spec. - NOX Rate Winter v.4.10 Final, Unit 608 and retrofits | 209 | 7286 | Rate Constraint in lbs/MMBtu | FALSE | L | Annual | Seasons Included | Seasons | Winter, Spring, Fall | Winter, Spring, Fall | Winter, Spring, Fall | Winter, Spring, Fall | Winter, Spring, Fall | Winter, Spring, Fall | Winter, Spring, Fall
CT Fac. Spec. - NOX Rate Winter v.4.10 Final, Unit 608 and retrofits | 209 | 7286 | Rate Constraint in lbs/MMBtu | FALSE | L | Annual | Standard NOX | lb/MMBtu | 0.15 | 0.15 | 0.15 | 0.15 | 0.15 | 0.15 | 0.15
CT Fac. Spec. - NOX Rate Winter v.4.10 Final, Unit 608 and retrofits | 209 | 7286 | Rate Constraint in lbs/MMBtu | FALSE | L | Annual | Emissions at Affected Plants NOX | Thousand Tons | 0 | 1.1635e-05 | 0 | 0 | 0 | 0 | 0
CT Fac. Spec. - NOX Rate Winter v.4.10 Final, Unit 608 and retrofits | 209 | 7286 | Rate Constraint in lbs/MMBtu | FALSE | L | Annual | Allowances Purchased NOX | Thousand Tons | 0 | 0 | 0 | 0 | 0 | 0 | 0
CT Fac. Spec. - NOX Rate Winter v.4.10 Final, Unit 608 and retrofits | 209 | 7286 | Rate Constraint in lbs/MMBtu | FALSE | L | Annual | Allowances Sold NOX | Thousand Tons | 0 | 0 | 0 | 0 | 0 | 0 | 0
CT Fac. Spec. - NOX Rate Winter v.4.10 Final, Unit 608 and retrofits | 209 | 7286 | Rate Constraint in lbs/MMBtu | FALSE | L | Annual | Allowances Banked | Thousand Tons | 0 | 0 | 0 | 0 | 0 | 0 | 0
CT Fac. Spec. - NOX Rate Winter v.4.10 Final, Unit 608 and retrofits | 209 | 7286 | Rate Constraint in lbs/MMBtu | FALSE | L | Annual | Allowances Withdrawn (1:1) | Thousand Tons | 0 | 0 | 0 | 0 | 0 | 0 | 0
CT Fac. Spec. - NOX Rate Winter v.4.10 Final, Unit 608 and retrofits | 209 | 7286 | Rate Constraint in lbs/MMBtu | FALSE | L | Annual | Allowances Withdrawn (1:n) | Thousand Tons | 0 | 0 | 0 | 0 | 0 | 0 | 0
CT Fac. Spec. - NOX Rate Winter v.4.10 Final, Unit 608 and retrofits | 209 | 7286 | Rate Constraint in lbs/MMBtu | FALSE | L | Annual | Total | Thousand Tons | 0 | 1.1635e-05 | 0 | 0 | 0 | 0 | 0
CT Fac. Spec. - NOX Rate Winter v.4.10 Final, Unit 608 and retrofits | 209 | 7286 | Rate Constraint in lbs/MMBtu | FALSE | L | Annual | Fuel Consumed | TBtu | 0 | 0.0021059 | 0 | 0 | 0 | 0 | 0
CT Fac. Spec. - NOX Rate Winter v.4.10 Final, Unit 608 and retrofits | 209 | 7286 | Rate Constraint in lbs/MMBtu | FALSE | L | Annual | Rate | lb/MMBtu | 0 | 0.01105 | 0 | 0 | 0 | 0 | 0
CT Fac. Spec. - NOX Rate Winter v.4.10 Final, Unit 608 and retrofits | 209 | 7286 | Rate Constraint in lbs/MMBtu | FALSE | L | Annual | Generation | TWh | 0 | 0.00019456 | 0 | 0 | 0 | 0 | 0
CT Fac. Spec. - NOX Rate Winter v.4.10 Final, Unit 608 and retrofits | 209 | 7286 | Rate Constraint in lbs/MMBtu | FALSE | L | Annual | Qualifying Generation | TWh | 0 | 0.00019456 | 0 | 0 | 0 | 0 | 0
CT Fac. Spec. - NOX Rate Winter v.4.10 Final, Unit 608 and retrofits | 209 | 7286 | Rate Constraint in lbs/MMBtu | FALSE | L | Annual | Rate | lb/MWh | 0 | 0.11961 | 0 | 0 | 0 | 0 | 0
CT Fac. Spec. - NOX Rate Winter v.4.10 Final, Unit 608 and retrofits | 209 | 7286 | Rate Constraint in lbs/MMBtu | FALSE | L | Annual | Constraint Shadow Price | US2022$/Ton | 0 | 0 | 0 | 0 | 0 | 0 | 0
CT Fac. Spec. - NOX Rate Winter v.4.10 Final, Unit 609 and retrofits | 210 | 7286 | Rate Constraint in lbs/MMBtu | FALSE | L | Annual | Seasons Included | Seasons | Winter, Spring, Fall | Winter, Spring, Fall | Winter, Spring, Fall | Winter, Spring, Fall | Winter, Spring, Fall | Winter, Spring, Fall | Winter, Spring, Fall
CT Fac. Spec. - NOX Rate Winter v.4.10 Final, Unit 609 and retrofits | 210 | 7286 | Rate Constraint in lbs/MMBtu | FALSE | L | Annual | Standard NOX | lb/MMBtu | 0.15 | 0.15 | 0.15 | 0.15 | 0.15 | 0.15 | 0.15
CT Fac. Spec. - NOX Rate Winter v.4.10 Final, Unit 609 and retrofits | 210 | 7286 | Rate Constraint in lbs/MMBtu | FALSE | L | Annual | Emissions at Affected Plants NOX | Thousand Tons | 0 | 1.1325e-05 | 0 | 0 | 0 | 0 | 0
CT Fac. Spec. - NOX Rate Winter v.4.10 Final, Unit 609 and retrofits | 210 | 7286 | Rate Constraint in lbs/MMBtu | FALSE | L | Annual | Allowances Purchased NOX | Thousand Tons | 0 | 0 | 0 | 0 | 0 | 0 | 0
CT Fac. Spec. - NOX Rate Winter v.4.10 Final, Unit 609 and retrofits | 210 | 7286 | Rate Constraint in lbs/MMBtu | FALSE | L | Annual | Allowances Sold NOX | Thousand Tons | 0 | 0 | 0 | 0 | 0 | 0 | 0
CT Fac. Spec. - NOX Rate Winter v.4.10 Final, Unit 609 and retrofits | 210 | 7286 | Rate Constraint in lbs/MMBtu | FALSE | L | Annual | Allowances Banked | Thousand Tons | 0 | 0 | 0 | 0 | 0 | 0 | 0
CT Fac. Spec. - NOX Rate Winter v.4.10 Final, Unit 609 and retrofits | 210 | 7286 | Rate Constraint in lbs/MMBtu | FALSE | L | Annual | Allowances Withdrawn (1:1) | Thousand Tons | 0 | 0 | 0 | 0 | 0 | 0 | 0
CT Fac. Spec. - NOX Rate Winter v.4.10 Final, Unit 609 and retrofits | 210 | 7286 | Rate Constraint in lbs/MMBtu | FALSE | L | Annual | Allowances Withdrawn (1:n) | Thousand Tons | 0 | 0 | 0 | 0 | 0 | 0 | 0
CT Fac. Spec. - NOX Rate Winter v.4.10 Final, Unit 609 and retrofits | 210 | 7286 | Rate Constraint in lbs/MMBtu | FALSE | L | Annual | Total | Thousand Tons | 0 | 1.1325e-05 | 0 | 0 | 0 | 0 | 0
CT Fac. Spec. - NOX Rate Winter v.4.10 Final, Unit 609 and retrofits | 210 | 7286 | Rate Constraint in lbs/MMBtu | FALSE | L | Annual | Fuel Consumed | TBtu | 0 | 0.0020516 | 0 | 0 | 0 | 0 | 0
CT Fac. Spec. - NOX Rate Winter v.4.10 Final, Unit 609 and retrofits | 210 | 7286 | Rate Constraint in lbs/MMBtu | FALSE | L | Annual | Rate | lb/MMBtu | 0 | 0.01104 | 0 | 0 | 0 | 0 | 0
CT Fac. Spec. - NOX Rate Winter v.4.10 Final, Unit 609 and retrofits | 210 | 7286 | Rate Constraint in lbs/MMBtu | FALSE | L | Annual | Generation | TWh | 0 | 0.00018954 | 0 | 0 | 0 | 0 | 0
CT Fac. Spec. - NOX Rate Winter v.4.10 Final, Unit 609 and retrofits | 210 | 7286 | Rate Constraint in lbs/MMBtu | FALSE | L | Annual | Qualifying Generation | TWh | 0 | 0.00018954 | 0 | 0 | 0 | 0 | 0
CT Fac. Spec. - NOX Rate Winter v.4.10 Final, Unit 609 and retrofits | 210 | 7286 | Rate Constraint in lbs/MMBtu | FALSE | L | Annual | Rate | lb/MWh | 0 | 0.1195 | 0 | 0 | 0 | 0 | 0
CT Fac. Spec. - NOX Rate Winter v.4.10 Final, Unit 609 and retrofits | 210 | 7286 | Rate Constraint in lbs/MMBtu | FALSE | L | Annual | Constraint Shadow Price | US2022$/Ton | 0 | 0 | 0 | 0 | 0 | 0 | 0
CT Fac. Spec. - NOX Rate Winter v.4.10 Final, Unit 610 and retrofits | 211 | 7286 | Rate Constraint in lbs/MMBtu | FALSE | L | Annual | Seasons Included | Seasons | Winter, Spring, Fall | Winter, Spring, Fall | Winter, Spring, Fall | Winter, Spring, Fall | Winter, Spring, Fall | Winter, Spring, Fall | Winter, Spring, Fall
CT Fac. Spec. - NOX Rate Winter v.4.10 Final, Unit 610 and retrofits | 211 | 7286 | Rate Constraint in lbs/MMBtu | FALSE | L | Annual | Standard NOX | lb/MMBtu | 0.15 | 0.15 | 0.15 | 0.15 | 0.15 | 0.15 | 0.15
CT Fac. Spec. - NOX Rate Winter v.4.10 Final, Unit 610 and retrofits | 211 | 7286 | Rate Constraint in lbs/MMBtu | FALSE | L | Annual | Emissions at Affected Plants NOX | Thousand Tons | 0 | 1.1577e-05 | 0 | 0 | 0 | 0 | 0
CT Fac. Spec. - NOX Rate Winter v.4.10 Final, Unit 610 and retrofits | 211 | 7286 | Rate Constraint in lbs/MMBtu | FALSE | L | Annual | Allowances Purchased NOX | Thousand Tons | 0 | 0 | 0 | 0 | 0 | 0 | 0
CT Fac. Spec. - NOX Rate Winter v.4.10 Final, Unit 610 and retrofits | 211 | 7286 | Rate Constraint in lbs/MMBtu | FALSE | L | Annual | Allowances Sold NOX | Thousand Tons | 0 | 0 | 0 | 0 | 0 | 0 | 0
CT Fac. Spec. - NOX Rate Winter v.4.10 Final, Unit 610 and retrofits | 211 | 7286 | Rate Constraint in lbs/MMBtu | FALSE | L | Annual | Allowances Banked | Thousand Tons | 0 | 0 | 0 | 0 | 0 | 0 | 0
CT Fac. Spec. - NOX Rate Winter v.4.10 Final, Unit 610 and retrofits | 211 | 7286 | Rate Constraint in lbs/MMBtu | FALSE | L | Annual | Allowances Withdrawn (1:1) | Thousand Tons | 0 | 0 | 0 | 0 | 0 | 0 | 0
CT Fac. Spec. - NOX Rate Winter v.4.10 Final, Unit 610 and retrofits | 211 | 7286 | Rate Constraint in lbs/MMBtu | FALSE | L | Annual | Allowances Withdrawn (1:n) | Thousand Tons | 0 | 0 | 0 | 0 | 0 | 0 | 0
CT Fac. Spec. - NOX Rate Winter v.4.10 Final, Unit 610 and retrofits | 211 | 7286 | Rate Constraint in lbs/MMBtu | FALSE | L | Annual | Total | Thousand Tons | 0 | 1.1577e-05 | 0 | 0 | 0 | 0 | 0
CT Fac. Spec. - NOX Rate Winter v.4.10 Final, Unit 610 and retrofits | 211 | 7286 | Rate Constraint in lbs/MMBtu | FALSE | L | Annual | Fuel Consumed | TBtu | 0 | 0.0020878 | 0 | 0 | 0 | 0 | 0
CT Fac. Spec. - NOX Rate Winter v.4.10 Final, Unit 610 and retrofits | 211 | 7286 | Rate Constraint in lbs/MMBtu | FALSE | L | Annual | Rate | lb/MMBtu | 0 | 0.01109 | 0 | 0 | 0 | 0 | 0
CT Fac. Spec. - NOX Rate Winter v.4.10 Final, Unit 610 and retrofits | 211 | 7286 | Rate Constraint in lbs/MMBtu | FALSE | L | Annual | Generation | TWh | 0 | 0.00019289 | 0 | 0 | 0 | 0 | 0
CT Fac. Spec. - NOX Rate Winter v.4.10 Final, Unit 610 and retrofits | 211 | 7286 | Rate Constraint in lbs/MMBtu | FALSE | L | Annual | Qualifying Generation | TWh | 0 | 0.00019289 | 0 | 0 | 0 | 0 | 0
CT Fac. Spec. - NOX Rate Winter v.4.10 Final, Unit 610 and retrofits | 211 | 7286 | Rate Constraint in lbs/MMBtu | FALSE | L | Annual | Rate | lb/MWh | 0 | 0.12004 | 0 | 0 | 0 | 0 | 0
CT Fac. Spec. - NOX Rate Winter v.4.10 Final, Unit 610 and retrofits | 211 | 7286 | Rate Constraint in lbs/MMBtu | FALSE | L | Annual | Constraint Shadow Price | US2022$/Ton | 0 | 0 | 0 | 0 | 0 | 0 | 0
CT Fac. Spec. - NOX Rate Winter v.4.10 Final, Unit 611 and retrofits | 212 | 7286 | Rate Constraint in lbs/MMBtu | FALSE | L | Annual | Seasons Included | Seasons | Winter, Spring, Fall | Winter, Spring, Fall | Winter, Spring, Fall | Winter, Spring, Fall | Winter, Spring, Fall | Winter, Spring, Fall | Winter, Spring, Fall
CT Fac. Spec. - NOX Rate Winter v.4.10 Final, Unit 611 and retrofits | 212 | 7286 | Rate Constraint in lbs/MMBtu | FALSE | L | Annual | Standard NOX | lb/MMBtu | 0.15 | 0.15 | 0.15 | 0.15 | 0.15 | 0.15 | 0.15
CT Fac. Spec. - NOX Rate Winter v.4.10 Final, Unit 611 and retrofits | 212 | 7286 | Rate Constraint in lbs/MMBtu | FALSE | L | Annual | Emissions at Affected Plants NOX | Thousand Tons | 0 | 1.1124e-05 | 0 | 0 | 0 | 0 | 0
CT Fac. Spec. - NOX Rate Winter v.4.10 Final, Unit 611 and retrofits | 212 | 7286 | Rate Constraint in lbs/MMBtu | FALSE | L | Annual | Allowances Purchased NOX | Thousand Tons | 0 | 0 | 0 | 0 | 0 | 0 | 0
CT Fac. Spec. - NOX Rate Winter v.4.10 Final, Unit 611 and retrofits | 212 | 7286 | Rate Constraint in lbs/MMBtu | FALSE | L | Annual | Allowances Sold NOX | Thousand Tons | 0 | 0 | 0 | 0 | 0 | 0 | 0
CT Fac. Spec. - NOX Rate Winter v.4.10 Final, Unit 611 and retrofits | 212 | 7286 | Rate Constraint in lbs/MMBtu | FALSE | L | Annual | Allowances Banked | Thousand Tons | 0 | 0 | 0 | 0 | 0 | 0 | 0
CT Fac. Spec. - NOX Rate Winter v.4.10 Final, Unit 611 and retrofits | 212 | 7286 | Rate Constraint in lbs/MMBtu | FALSE | L | Annual | Allowances Withdrawn (1:1) | Thousand Tons | 0 | 0 | 0 | 0 | 0 | 0 | 0
CT Fac. Spec. - NOX Rate Winter v.4.10 Final, Unit 611 and retrofits | 212 | 7286 | Rate Constraint in lbs/MMBtu | FALSE | L | Annual | Allowances Withdrawn (1:n) | Thousand Tons | 0 | 0 | 0 | 0 | 0 | 0 | 0
CT Fac. Spec. - NOX Rate Winter v.4.10 Final, Unit 611 and retrofits | 212 | 7286 | Rate Constraint in lbs/MMBtu | FALSE | L | Annual | Total | Thousand Tons | 0 | 1.1124e-05 | 0 | 0 | 0 | 0 | 0
CT Fac. Spec. - NOX Rate Winter v.4.10 Final, Unit 611 and retrofits | 212 | 7286 | Rate Constraint in lbs/MMBtu | FALSE | L | Annual | Fuel Consumed | TBtu | 0 | 0.0020697 | 0 | 0 | 0 | 0 | 0
CT Fac. Spec. - NOX Rate Winter v.4.10 Final, Unit 611 and retrofits | 212 | 7286 | Rate Constraint in lbs/MMBtu | FALSE | L | Annual | Rate | lb/MMBtu | 0 | 0.01075 | 0 | 0 | 0 | 0 | 0
CT Fac. Spec. - NOX Rate Winter v.4.10 Final, Unit 611 and retrofits | 212 | 7286 | Rate Constraint in lbs/MMBtu | FALSE | L | Annual | Generation | TWh | 0 | 0.00019121 | 0 | 0 | 0 | 0 | 0
CT Fac. Spec. - NOX Rate Winter v.4.10 Final, Unit 611 and retrofits | 212 | 7286 | Rate Constraint in lbs/MMBtu | FALSE | L | Annual | Qualifying Generation | TWh | 0 | 0.00019121 | 0 | 0 | 0 | 0 | 0
CT Fac. Spec. - NOX Rate Winter v.4.10 Final, Unit 611 and retrofits | 212 | 7286 | Rate Constraint in lbs/MMBtu | FALSE | L | Annual | Rate | lb/MWh | 0 | 0.11636 | 0 | 0 | 0 | 0 | 0
CT Fac. Spec. - NOX Rate Winter v.4.10 Final, Unit 611 and retrofits | 212 | 7286 | Rate Constraint in lbs/MMBtu | FALSE | L | Annual | Constraint Shadow Price | US2022$/Ton | 0 | 0 | 0 | 0 | 0 | 0 | 0
CT Fac. Spec. - NOX Rate Winter v.4.10 Final, Unit 612 and retrofits | 213 | 7286 | Rate Constraint in lbs/MMBtu | FALSE | L | Annual | Seasons Included | Seasons | Winter, Spring, Fall | Winter, Spring, Fall | Winter, Spring, Fall | Winter, Spring, Fall | Winter, Spring, Fall | Winter, Spring, Fall | Winter, Spring, Fall
CT Fac. Spec. - NOX Rate Winter v.4.10 Final, Unit 612 and retrofits | 213 | 7286 | Rate Constraint in lbs/MMBtu | FALSE | L | Annual | Standard NOX | lb/MMBtu | 0.15 | 0.15 | 0.15 | 0.15 | 0.15 | 0.15 | 0.15
CT Fac. Spec. - NOX Rate Winter v.4.10 Final, Unit 612 and retrofits | 213 | 7286 | Rate Constraint in lbs/MMBtu | FALSE | L | Annual | Emissions at Affected Plants NOX | Thousand Tons | 0 | 1.2245e-05 | 0 | 0 | 0 | 0 | 0
CT Fac. Spec. - NOX Rate Winter v.4.10 Final, Unit 612 and retrofits | 213 | 7286 | Rate Constraint in lbs/MMBtu | FALSE | L | Annual | Allowances Purchased NOX | Thousand Tons | 0 | 0 | 0 | 0 | 0 | 0 | 0
CT Fac. Spec. - NOX Rate Winter v.4.10 Final, Unit 612 and retrofits | 213 | 7286 | Rate Constraint in lbs/MMBtu | FALSE | L | Annual | Allowances Sold NOX | Thousand Tons | 0 | 0 | 0 | 0 | 0 | 0 | 0
CT Fac. Spec. - NOX Rate Winter v.4.10 Final, Unit 612 and retrofits | 213 | 7286 | Rate Constraint in lbs/MMBtu | FALSE | L | Annual | Allowances Banked | Thousand Tons | 0 | 0 | 0 | 0 | 0 | 0 | 0
CT Fac. Spec. - NOX Rate Winter v.4.10 Final, Unit 612 and retrofits | 213 | 7286 | Rate Constraint in lbs/MMBtu | FALSE | L | Annual | Allowances Withdrawn (1:1) | Thousand Tons | 0 | 0 | 0 | 0 | 0 | 0 | 0
CT Fac. Spec. - NOX Rate Winter v.4.10 Final, Unit 612 and retrofits | 213 | 7286 | Rate Constraint in lbs/MMBtu | FALSE | L | Annual | Allowances Withdrawn (1:n) | Thousand Tons | 0 | 0 | 0 | 0 | 0 | 0 | 0
CT Fac. Spec. - NOX Rate Winter v.4.10 Final, Unit 612 and retrofits | 213 | 7286 | Rate Constraint in lbs/MMBtu | FALSE | L | Annual | Total | Thousand Tons | 0 | 1.2245e-05 | 0 | 0 | 0 | 0 | 0
CT Fac. Spec. - NOX Rate Winter v.4.10 Final, Unit 612 and retrofits | 213 | 7286 | Rate Constraint in lbs/MMBtu | FALSE | L | Annual | Fuel Consumed | TBtu | 0 | 0.0020878 | 0 | 0 | 0 | 0 | 0
CT Fac. Spec. - NOX Rate Winter v.4.10 Final, Unit 612 and retrofits | 213 | 7286 | Rate Constraint in lbs/MMBtu | FALSE | L | Annual | Rate | lb/MMBtu | 0 | 0.01173 | 0 | 0 | 0 | 0 | 0
CT Fac. Spec. - NOX Rate Winter v.4.10 Final, Unit 612 and retrofits | 213 | 7286 | Rate Constraint in lbs/MMBtu | FALSE | L | Annual | Generation | TWh | 0 | 0.00019289 | 0 | 0 | 0 | 0 | 0
CT Fac. Spec. - NOX Rate Winter v.4.10 Final, Unit 612 and retrofits | 213 | 7286 | Rate Constraint in lbs/MMBtu | FALSE | L | Annual | Qualifying Generation | TWh | 0 | 0.00019289 | 0 | 0 | 0 | 0 | 0
CT Fac. Spec. - NOX Rate Winter v.4.10 Final, Unit 612 and retrofits | 213 | 7286 | Rate Constraint in lbs/MMBtu | FALSE | L | Annual | Rate | lb/MWh | 0 | 0.12697 | 0 | 0 | 0 | 0 | 0
CT Fac. Spec. - NOX Rate Winter v.4.10 Final, Unit 612 and retrofits | 213 | 7286 | Rate Constraint in lbs/MMBtu | FALSE | L | Annual | Constraint Shadow Price | US2022$/Ton | 0 | 0 | 0 | 0 | 0 | 0 | 0
CT Fac. Spec. - NOX Rate Winter v.4.10 Final, Unit 613 and retrofits | 214 | 7286 | Rate Constraint in lbs/MMBtu | FALSE | L | Annual | Seasons Included | Seasons | Winter, Spring, Fall | Winter, Spring, Fall | Winter, Spring, Fall | Winter, Spring, Fall | Winter, Spring, Fall | Winter, Spring, Fall | Winter, Spring, Fall
CT Fac. Spec. - NOX Rate Winter v.4.10 Final, Unit 613 and retrofits | 214 | 7286 | Rate Constraint in lbs/MMBtu | FALSE | L | Annual | Standard NOX | lb/MMBtu | 0.15 | 0.15 | 0.15 | 0.15 | 0.15 | 0.15 | 0.15
CT Fac. Spec. - NOX Rate Winter v.4.10 Final, Unit 613 and retrofits | 214 | 7286 | Rate Constraint in lbs/MMBtu | FALSE | L | Annual | Emissions at Affected Plants NOX | Thousand Tons | 1.3457e-06 | 1.2243e-05 | 0 | 0 | 0 | 0 | 0
CT Fac. Spec. - NOX Rate Winter v.4.10 Final, Unit 613 and retrofits | 214 | 7286 | Rate Constraint in lbs/MMBtu | FALSE | L | Annual | Allowances Purchased NOX | Thousand Tons | 0 | 0 | 0 | 0 | 0 | 0 | 0
CT Fac. Spec. - NOX Rate Winter v.4.10 Final, Unit 613 and retrofits | 214 | 7286 | Rate Constraint in lbs/MMBtu | FALSE | L | Annual | Allowances Sold NOX | Thousand Tons | 0 | 0 | 0 | 0 | 0 | 0 | 0
CT Fac. Spec. - NOX Rate Winter v.4.10 Final, Unit 613 and retrofits | 214 | 7286 | Rate Constraint in lbs/MMBtu | FALSE | L | Annual | Allowances Banked | Thousand Tons | 0 | 0 | 0 | 0 | 0 | 0 | 0
CT Fac. Spec. - NOX Rate Winter v.4.10 Final, Unit 613 and retrofits | 214 | 7286 | Rate Constraint in lbs/MMBtu | FALSE | L | Annual | Allowances Withdrawn (1:1) | Thousand Tons | 0 | 0 | 0 | 0 | 0 | 0 | 0
CT Fac. Spec. - NOX Rate Winter v.4.10 Final, Unit 613 and retrofits | 214 | 7286 | Rate Constraint in lbs/MMBtu | FALSE | L | Annual | Allowances Withdrawn (1:n) | Thousand Tons | 0 | 0 | 0 | 0 | 0 | 0 | 0
CT Fac. Spec. - NOX Rate Winter v.4.10 Final, Unit 613 and retrofits | 214 | 7286 | Rate Constraint in lbs/MMBtu | FALSE | L | Annual | Total | Thousand Tons | 1.3457e-06 | 1.2243e-05 | 0 | 0 | 0 | 0 | 0
CT Fac. Spec. - NOX Rate Winter v.4.10 Final, Unit 613 and retrofits | 214 | 7286 | Rate Constraint in lbs/MMBtu | FALSE | L | Annual | Fuel Consumed | TBtu | 0.00023424 | 0.002131 | 0 | 0 | 0 | 0 | 0
CT Fac. Spec. - NOX Rate Winter v.4.10 Final, Unit 613 and retrofits | 214 | 7286 | Rate Constraint in lbs/MMBtu | FALSE | L | Annual | Rate | lb/MMBtu | 0.01149 | 0.01149 | 0 | 0 | 0 | 0 | 0
CT Fac. Spec. - NOX Rate Winter v.4.10 Final, Unit 613 and retrofits | 214 | 7286 | Rate Constraint in lbs/MMBtu | FALSE | L | Annual | Generation | TWh | 2.1799e-05 | 0.00019832 | 0 | 0 | 0 | 0 | 0
CT Fac. Spec. - NOX Rate Winter v.4.10 Final, Unit 613 and retrofits | 214 | 7286 | Rate Constraint in lbs/MMBtu | FALSE | L | Annual | Qualifying Generation | TWh | 2.1799e-05 | 0.00019832 | 0 | 0 | 0 | 0 | 0
CT Fac. Spec. - NOX Rate Winter v.4.10 Final, Unit 613 and retrofits | 214 | 7286 | Rate Constraint in lbs/MMBtu | FALSE | L | Annual | Rate | lb/MWh | 0.12346 | 0.12346 | 0 | 0 | 0 | 0 | 0
CT Fac. Spec. - NOX Rate Winter v.4.10 Final, Unit 613 and retrofits | 214 | 7286 | Rate Constraint in lbs/MMBtu | FALSE | L | Annual | Constraint Shadow Price | US2022$/Ton | 0 | 0 | 0 | 0 | 0 | 0 | 0
CT Fac. Spec. - NOX Rate Winter v.4.10 Final, Unit 614 and retrofits | 215 | 7286 | Rate Constraint in lbs/MMBtu | FALSE | L | Annual | Seasons Included | Seasons | Winter, Spring, Fall | Winter, Spring, Fall | Winter, Spring, Fall | Winter, Spring, Fall | Winter, Spring, Fall | Winter, Spring, Fall | Winter, Spring, Fall
CT Fac. Spec. - NOX Rate Winter v.4.10 Final, Unit 614 and retrofits | 215 | 7286 | Rate Constraint in lbs/MMBtu | FALSE | L | Annual | Standard NOX | lb/MMBtu | 0.15 | 0.15 | 0.15 | 0.15 | 0.15 | 0.15 | 0.15
CT Fac. Spec. - NOX Rate Winter v.4.10 Final, Unit 614 and retrofits | 215 | 7286 | Rate Constraint in lbs/MMBtu | FALSE | L | Annual | Emissions at Affected Plants NOX | Thousand Tons | 0 | 1.2057e-05 | 0 | 0 | 0 | 0 | 0
CT Fac. Spec. - NOX Rate Winter v.4.10 Final, Unit 614 and retrofits | 215 | 7286 | Rate Constraint in lbs/MMBtu | FALSE | L | Annual | Allowances Purchased NOX | Thousand Tons | 0 | 0 | 0 | 0 | 0 | 0 | 0
CT Fac. Spec. - NOX Rate Winter v.4.10 Final, Unit 614 and retrofits | 215 | 7286 | Rate Constraint in lbs/MMBtu | FALSE | L | Annual | Allowances Sold NOX | Thousand Tons | 0 | 0 | 0 | 0 | 0 | 0 | 0
CT Fac. Spec. - NOX Rate Winter v.4.10 Final, Unit 614 and retrofits | 215 | 7286 | Rate Constraint in lbs/MMBtu | FALSE | L | Annual | Allowances Banked | Thousand Tons | 0 | 0 | 0 | 0 | 0 | 0 | 0
CT Fac. Spec. - NOX Rate Winter v.4.10 Final, Unit 614 and retrofits | 215 | 7286 | Rate Constraint in lbs/MMBtu | FALSE | L | Annual | Allowances Withdrawn (1:1) | Thousand Tons | 0 | 0 | 0 | 0 | 0 | 0 | 0
CT Fac. Spec. - NOX Rate Winter v.4.10 Final, Unit 614 and retrofits | 215 | 7286 | Rate Constraint in lbs/MMBtu | FALSE | L | Annual | Allowances Withdrawn (1:n) | Thousand Tons | 0 | 0 | 0 | 0 | 0 | 0 | 0
CT Fac. Spec. - NOX Rate Winter v.4.10 Final, Unit 614 and retrofits | 215 | 7286 | Rate Constraint in lbs/MMBtu | FALSE | L | Annual | Total | Thousand Tons | 0 | 1.2057e-05 | 0 | 0 | 0 | 0 | 0
CT Fac. Spec. - NOX Rate Winter v.4.10 Final, Unit 614 and retrofits | 215 | 7286 | Rate Constraint in lbs/MMBtu | FALSE | L | Annual | Fuel Consumed | TBtu | 0 | 0.002077 | 0 | 0 | 0 | 0 | 0
CT Fac. Spec. - NOX Rate Winter v.4.10 Final, Unit 614 and retrofits | 215 | 7286 | Rate Constraint in lbs/MMBtu | FALSE | L | Annual | Rate | lb/MMBtu | 0 | 0.01161 | 0 | 0 | 0 | 0 | 0
CT Fac. Spec. - NOX Rate Winter v.4.10 Final, Unit 614 and retrofits | 215 | 7286 | Rate Constraint in lbs/MMBtu | FALSE | L | Annual | Generation | TWh | 0 | 0.0001933 | 0 | 0 | 0 | 0 | 0
CT Fac. Spec. - NOX Rate Winter v.4.10 Final, Unit 614 and retrofits | 215 | 7286 | Rate Constraint in lbs/MMBtu | FALSE | L | Annual | Qualifying Generation | TWh | 0 | 0.0001933 | 0 | 0 | 0 | 0 | 0
CT Fac. Spec. - NOX Rate Winter v.4.10 Final, Unit 614 and retrofits | 215 | 7286 | Rate Constraint in lbs/MMBtu | FALSE | L | Annual | Rate | lb/MWh | 0 | 0.12475 | 0 | 0 | 0 | 0 | 0
CT Fac. Spec. - NOX Rate Winter v.4.10 Final, Unit 614 and retrofits | 215 | 7286 | Rate Constraint in lbs/MMBtu | FALSE | L | Annual | Constraint Shadow Price | US2022$/Ton | 0 | 0 | 0 | 0 | 0 | 0 | 0
CT Fac. Spec. - NOX Rate Winter v.4.10 Final, Unit 616 and retrofits | 216 | 7286 | Rate Constraint in lbs/MMBtu | FALSE | L | Annual | Seasons Included | Seasons | Winter, Spring, Fall | Winter, Spring, Fall | Winter, Spring, Fall | Winter, Spring, Fall | Winter, Spring, Fall | Winter, Spring, Fall | Winter, Spring, Fall
CT Fac. Spec. - NOX Rate Winter v.4.10 Final, Unit 616 and retrofits | 216 | 7286 | Rate Constraint in lbs/MMBtu | FALSE | L | Annual | Standard NOX | lb/MMBtu | 0.15 | 0.15 | 0.15 | 0.15 | 0.15 | 0.15 | 0.15
CT Fac. Spec. - NOX Rate Winter v.4.10 Final, Unit 616 and retrofits | 216 | 7286 | Rate Constraint in lbs/MMBtu | FALSE | L | Annual | Emissions at Affected Plants NOX | Thousand Tons | 0 | 4.2153e-05 | 0 | 0 | 0 | 0 | 0
CT Fac. Spec. - NOX Rate Winter v.4.10 Final, Unit 616 and retrofits | 216 | 7286 | Rate Constraint in lbs/MMBtu | FALSE | L | Annual | Allowances Purchased NOX | Thousand Tons | 0 | 0 | 0 | 0 | 0 | 0 | 0
CT Fac. Spec. - NOX Rate Winter v.4.10 Final, Unit 616 and retrofits | 216 | 7286 | Rate Constraint in lbs/MMBtu | FALSE | L | Annual | Allowances Sold NOX | Thousand Tons | 0 | 0 | 0 | 0 | 0 | 0 | 0
CT Fac. Spec. - NOX Rate Winter v.4.10 Final, Unit 616 and retrofits | 216 | 7286 | Rate Constraint in lbs/MMBtu | FALSE | L | Annual | Allowances Banked | Thousand Tons | 0 | 0 | 0 | 0 | 0 | 0 | 0
CT Fac. Spec. - NOX Rate Winter v.4.10 Final, Unit 616 and retrofits | 216 | 7286 | Rate Constraint in lbs/MMBtu | FALSE | L | Annual | Allowances Withdrawn (1:1) | Thousand Tons | 0 | 0 | 0 | 0 | 0 | 0 | 0
CT Fac. Spec. - NOX Rate Winter v.4.10 Final, Unit 616 and retrofits | 216 | 7286 | Rate Constraint in lbs/MMBtu | FALSE | L | Annual | Allowances Withdrawn (1:n) | Thousand Tons | 0 | 0 | 0 | 0 | 0 | 0 | 0
CT Fac. Spec. - NOX Rate Winter v.4.10 Final, Unit 616 and retrofits | 216 | 7286 | Rate Constraint in lbs/MMBtu | FALSE | L | Annual | Total | Thousand Tons | 0 | 4.2153e-05 | 0 | 0 | 0 | 0 | 0
CT Fac. Spec. - NOX Rate Winter v.4.10 Final, Unit 616 and retrofits | 216 | 7286 | Rate Constraint in lbs/MMBtu | FALSE | L | Annual | Fuel Consumed | TBtu | 0 | 0.0043014 | 0 | 0 | 0 | 0 | 0
CT Fac. Spec. - NOX Rate Winter v.4.10 Final, Unit 616 and retrofits | 216 | 7286 | Rate Constraint in lbs/MMBtu | FALSE | L | Annual | Rate | lb/MMBtu | 0 | 0.0196 | 0 | 0 | 0 | 0 | 0
CT Fac. Spec. - NOX Rate Winter v.4.10 Final, Unit 616 and retrofits | 216 | 7286 | Rate Constraint in lbs/MMBtu | FALSE | L | Annual | Generation | TWh | 0 | 0.00040031 | 0 | 0 | 0 | 0 | 0
CT Fac. Spec. - NOX Rate Winter v.4.10 Final, Unit 616 and retrofits | 216 | 7286 | Rate Constraint in lbs/MMBtu | FALSE | L | Annual | Qualifying Generation | TWh | 0 | 0.00040031 | 0 | 0 | 0 | 0 | 0
CT Fac. Spec. - NOX Rate Winter v.4.10 Final, Unit 616 and retrofits | 216 | 7286 | Rate Constraint in lbs/MMBtu | FALSE | L | Annual | Rate | lb/MWh | 0 | 0.2106 | 0 | 0 | 0 | 0 | 0
CT Fac. Spec. - NOX Rate Winter v.4.10 Final, Unit 616 and retrofits | 216 | 7286 | Rate Constraint in lbs/MMBtu | FALSE | L | Annual | Constraint Shadow Price | US2022$/Ton | 0 | 0 | 0 | 0 | 0 | 0 | 0
CT Fac. Spec. - NOX Rate Winter v.4.10 Final, Unit 617 and retrofits | 217 | 7286 | Rate Constraint in lbs/MMBtu | FALSE | L | Annual | Seasons Included | Seasons | Winter, Spring, Fall | Winter, Spring, Fall | Winter, Spring, Fall | Winter, Spring, Fall | Winter, Spring, Fall | Winter, Spring, Fall | Winter, Spring, Fall
CT Fac. Spec. - NOX Rate Winter v.4.10 Final, Unit 617 and retrofits | 217 | 7286 | Rate Constraint in lbs/MMBtu | FALSE | L | Annual | Standard NOX | lb/MMBtu | 0.15 | 0.15 | 0.15 | 0.15 | 0.15 | 0.15 | 0.15
CT Fac. Spec. - NOX Rate Winter v.4.10 Final, Unit 617 and retrofits | 217 | 7286 | Rate Constraint in lbs/MMBtu | FALSE | L | Annual | Emissions at Affected Plants NOX | Thousand Tons | 0 | 0 | 0 | 0 | 0 | 0 | 0
CT Fac. Spec. - NOX Rate Winter v.4.10 Final, Unit 617 and retrofits | 217 | 7286 | Rate Constraint in lbs/MMBtu | FALSE | L | Annual | Allowances Purchased NOX | Thousand Tons | 0 | 0 | 0 | 0 | 0 | 0 | 0
CT Fac. Spec. - NOX Rate Winter v.4.10 Final, Unit 617 and retrofits | 217 | 7286 | Rate Constraint in lbs/MMBtu | FALSE | L | Annual | Allowances Sold NOX | Thousand Tons | 0 | 0 | 0 | 0 | 0 | 0 | 0
CT Fac. Spec. - NOX Rate Winter v.4.10 Final, Unit 617 and retrofits | 217 | 7286 | Rate Constraint in lbs/MMBtu | FALSE | L | Annual | Allowances Banked | Thousand Tons | 0 | 0 | 0 | 0 | 0 | 0 | 0
CT Fac. Spec. - NOX Rate Winter v.4.10 Final, Unit 617 and retrofits | 217 | 7286 | Rate Constraint in lbs/MMBtu | FALSE | L | Annual | Allowances Withdrawn (1:1) | Thousand Tons | 0 | 0 | 0 | 0 | 0 | 0 | 0
CT Fac. Spec. - NOX Rate Winter v.4.10 Final, Unit 617 and retrofits | 217 | 7286 | Rate Constraint in lbs/MMBtu | FALSE | L | Annual | Allowances Withdrawn (1:n) | Thousand Tons | 0 | 0 | 0 | 0 | 0 | 0 | 0
CT Fac. Spec. - NOX Rate Winter v.4.10 Final, Unit 617 and retrofits | 217 | 7286 | Rate Constraint in lbs/MMBtu | FALSE | L | Annual | Total | Thousand Tons | 0 | 0 | 0 | 0 | 0 | 0 | 0
CT Fac. Spec. - NOX Rate Winter v.4.10 Final, Unit 617 and retrofits | 217 | 7286 | Rate Constraint in lbs/MMBtu | FALSE | L | Annual | Fuel Consumed | TBtu | 0 | 0 | 0 | 0 | 0 | 0 | 0
CT Fac. Spec. - NOX Rate Winter v.4.10 Final, Unit 617 and retrofits | 217 | 7286 | Rate Constraint in lbs/MMBtu | FALSE | L | Annual | Rate | lb/MMBtu | 0 | 0 | 0 | 0 | 0 | 0 | 0
CT Fac. Spec. - NOX Rate Winter v.4.10 Final, Unit 617 and retrofits | 217 | 7286 | Rate Constraint in lbs/MMBtu | FALSE | L | Annual | Generation | TWh | 0 | 0 | 0 | 0 | 0 | 0 | 0
CT Fac. Spec. - NOX Rate Winter v.4.10 Final, Unit 617 and retrofits | 217 | 7286 | Rate Constraint in lbs/MMBtu | FALSE | L | Annual | Qualifying Generation | TWh | 0 | 0 | 0 | 0 | 0 | 0 | 0
CT Fac. Spec. - NOX Rate Winter v.4.10 Final, Unit 617 and retrofits | 217 | 7286 | Rate Constraint in lbs/MMBtu | FALSE | L | Annual | Rate | lb/MWh | 0 | 0 | 0 | 0 | 0 | 0 | 0
CT Fac. Spec. - NOX Rate Winter v.4.10 Final, Unit 617 and retrofits | 217 | 7286 | Rate Constraint in lbs/MMBtu | FALSE | L | Annual | Constraint Shadow Price | US2022$/Ton | 0 | 0 | 0 | 0 | 0 | 0 | 0
CT Fac. Spec. - NOX Rate Winter v.4.10 Final, Unit 618 and retrofits | 218 | 7286 | Rate Constraint in lbs/MMBtu | FALSE | L | Annual | Seasons Included | Seasons | Winter, Spring, Fall | Winter, Spring, Fall | Winter, Spring, Fall | Winter, Spring, Fall | Winter, Spring, Fall | Winter, Spring, Fall | Winter, Spring, Fall
CT Fac. Spec. - NOX Rate Winter v.4.10 Final, Unit 618 and retrofits | 218 | 7286 | Rate Constraint in lbs/MMBtu | FALSE | L | Annual | Standard NOX | lb/MMBtu | 0.15 | 0.15 | 0.15 | 0.15 | 0.15 | 0.15 | 0.15
CT Fac. Spec. - NOX Rate Winter v.4.10 Final, Unit 618 and retrofits | 218 | 7286 | Rate Constraint in lbs/MMBtu | FALSE | L | Annual | Emissions at Affected Plants NOX | Thousand Tons | 0 | 0 | 0 | 0 | 0 | 0 | 0
CT Fac. Spec. - NOX Rate Winter v.4.10 Final, Unit 618 and retrofits | 218 | 7286 | Rate Constraint in lbs/MMBtu | FALSE | L | Annual | Allowances Purchased NOX | Thousand Tons | 0 | 0 | 0 | 0 | 0 | 0 | 0
CT Fac. Spec. - NOX Rate Winter v.4.10 Final, Unit 618 and retrofits | 218 | 7286 | Rate Constraint in lbs/MMBtu | FALSE | L | Annual | Allowances Sold NOX | Thousand Tons | 0 | 0 | 0 | 0 | 0 | 0 | 0
CT Fac. Spec. - NOX Rate Winter v.4.10 Final, Unit 618 and retrofits | 218 | 7286 | Rate Constraint in lbs/MMBtu | FALSE | L | Annual | Allowances Banked | Thousand Tons | 0 | 0 | 0 | 0 | 0 | 0 | 0
CT Fac. Spec. - NOX Rate Winter v.4.10 Final, Unit 618 and retrofits | 218 | 7286 | Rate Constraint in lbs/MMBtu | FALSE | L | Annual | Allowances Withdrawn (1:1) | Thousand Tons | 0 | 0 | 0 | 0 | 0 | 0 | 0
CT Fac. Spec. - NOX Rate Winter v.4.10 Final, Unit 618 and retrofits | 218 | 7286 | Rate Constraint in lbs/MMBtu | FALSE | L | Annual | Allowances Withdrawn (1:n) | Thousand Tons | 0 | 0 | 0 | 0 | 0 | 0 | 0
CT Fac. Spec. - NOX Rate Winter v.4.10 Final, Unit 618 and retrofits | 218 | 7286 | Rate Constraint in lbs/MMBtu | FALSE | L | Annual | Total | Thousand Tons | 0 | 0 | 0 | 0 | 0 | 0 | 0
CT Fac. Spec. - NOX Rate Winter v.4.10 Final, Unit 618 and retrofits | 218 | 7286 | Rate Constraint in lbs/MMBtu | FALSE | L | Annual | Fuel Consumed | TBtu | 0 | 0 | 0 | 0 | 0 | 0 | 0
CT Fac. Spec. - NOX Rate Winter v.4.10 Final, Unit 618 and retrofits | 218 | 7286 | Rate Constraint in lbs/MMBtu | FALSE | L | Annual | Rate | lb/MMBtu | 0 | 0 | 0 | 0 | 0 | 0 | 0
CT Fac. Spec. - NOX Rate Winter v.4.10 Final, Unit 618 and retrofits | 218 | 7286 | Rate Constraint in lbs/MMBtu | FALSE | L | Annual | Generation | TWh | 0 | 0 | 0 | 0 | 0 | 0 | 0
CT Fac. Spec. - NOX Rate Winter v.4.10 Final, Unit 618 and retrofits | 218 | 7286 | Rate Constraint in lbs/MMBtu | FALSE | L | Annual | Qualifying Generation | TWh | 0 | 0 | 0 | 0 | 0 | 0 | 0
CT Fac. Spec. - NOX Rate Winter v.4.10 Final, Unit 618 and retrofits | 218 | 7286 | Rate Constraint in lbs/MMBtu | FALSE | L | Annual | Rate | lb/MWh | 0 | 0 | 0 | 0 | 0 | 0 | 0
CT Fac. Spec. - NOX Rate Winter v.4.10 Final, Unit 618 and retrofits | 218 | 7286 | Rate Constraint in lbs/MMBtu | FALSE | L | Annual | Constraint Shadow Price | US2022$/Ton | 0 | 0 | 0 | 0 | 0 | 0 | 0
CT Fac. Spec. - NOX Rate Winter v.4.10 Final, Unit 619 and retrofits | 219 | 7286 | Rate Constraint in lbs/MMBtu | FALSE | L | Annual | Seasons Included | Seasons | Winter, Spring, Fall | Winter, Spring, Fall | Winter, Spring, Fall | Winter, Spring, Fall | Winter, Spring, Fall | Winter, Spring, Fall | Winter, Spring, Fall
CT Fac. Spec. - NOX Rate Winter v.4.10 Final, Unit 619 and retrofits | 219 | 7286 | Rate Constraint in lbs/MMBtu | FALSE | L | Annual | Standard NOX | lb/MMBtu | 0.15 | 0.15 | 0.15 | 0.15 | 0.15 | 0.15 | 0.15
CT Fac. Spec. - NOX Rate Winter v.4.10 Final, Unit 619 and retrofits | 219 | 7286 | Rate Constraint in lbs/MMBtu | FALSE | L | Annual | Emissions at Affected Plants NOX | Thousand Tons | 0 | 0 | 0 | 0 | 0 | 0 | 0
CT Fac. Spec. - NOX Rate Winter v.4.10 Final, Unit 619 and retrofits | 219 | 7286 | Rate Constraint in lbs/MMBtu | FALSE | L | Annual | Allowances Purchased NOX | Thousand Tons | 0 | 0 | 0 | 0 | 0 | 0 | 0
CT Fac. Spec. - NOX Rate Winter v.4.10 Final, Unit 619 and retrofits | 219 | 7286 | Rate Constraint in lbs/MMBtu | FALSE | L | Annual | Allowances Sold NOX | Thousand Tons | 0 | 0 | 0 | 0 | 0 | 0 | 0
CT Fac. Spec. - NOX Rate Winter v.4.10 Final, Unit 619 and retrofits | 219 | 7286 | Rate Constraint in lbs/MMBtu | FALSE | L | Annual | Allowances Banked | Thousand Tons | 0 | 0 | 0 | 0 | 0 | 0 | 0
CT Fac. Spec. - NOX Rate Winter v.4.10 Final, Unit 619 and retrofits | 219 | 7286 | Rate Constraint in lbs/MMBtu | FALSE | L | Annual | Allowances Withdrawn (1:1) | Thousand Tons | 0 | 0 | 0 | 0 | 0 | 0 | 0
CT Fac. Spec. - NOX Rate Winter v.4.10 Final, Unit 619 and retrofits | 219 | 7286 | Rate Constraint in lbs/MMBtu | FALSE | L | Annual | Allowances Withdrawn (1:n) | Thousand Tons | 0 | 0 | 0 | 0 | 0 | 0 | 0
CT Fac. Spec. - NOX Rate Winter v.4.10 Final, Unit 619 and retrofits | 219 | 7286 | Rate Constraint in lbs/MMBtu | FALSE | L | Annual | Total | Thousand Tons | 0 | 0 | 0 | 0 | 0 | 0 | 0
CT Fac. Spec. - NOX Rate Winter v.4.10 Final, Unit 619 and retrofits | 219 | 7286 | Rate Constraint in lbs/MMBtu | FALSE | L | Annual | Fuel Consumed | TBtu | 0 | 0 | 0 | 0 | 0 | 0 | 0
CT Fac. Spec. - NOX Rate Winter v.4.10 Final, Unit 619 and retrofits | 219 | 7286 | Rate Constraint in lbs/MMBtu | FALSE | L | Annual | Rate | lb/MMBtu | 0 | 0 | 0 | 0 | 0 | 0 | 0
CT Fac. Spec. - NOX Rate Winter v.4.10 Final, Unit 619 and retrofits | 219 | 7286 | Rate Constraint in lbs/MMBtu | FALSE | L | Annual | Generation | TWh | 0 | 0 | 0 | 0 | 0 | 0 | 0
CT Fac. Spec. - NOX Rate Winter v.4.10 Final, Unit 619 and retrofits | 219 | 7286 | Rate Constraint in lbs/MMBtu | FALSE | L | Annual | Qualifying Generation | TWh | 0 | 0 | 0 | 0 | 0 | 0 | 0
CT Fac. Spec. - NOX Rate Winter v.4.10 Final, Unit 619 and retrofits | 219 | 7286 | Rate Constraint in lbs/MMBtu | FALSE | L | Annual | Rate | lb/MWh | 0 | 0 | 0 | 0 | 0 | 0 | 0
CT Fac. Spec. - NOX Rate Winter v.4.10 Final, Unit 619 and retrofits | 219 | 7286 | Rate Constraint in lbs/MMBtu | FALSE | L | Annual | Constraint Shadow Price | US2022$/Ton | 0 | 0 | 0 | 0 | 0 | 0 | 0
CT Fac. Spec. - NOX Rate Winter v.4.10 Final, Unit 620 and retrofits | 220 | 7286 | Rate Constraint in lbs/MMBtu | FALSE | L | Annual | Seasons Included | Seasons | Winter, Spring, Fall | Winter, Spring, Fall | Winter, Spring, Fall | Winter, Spring, Fall | Winter, Spring, Fall | Winter, Spring, Fall | Winter, Spring, Fall
CT Fac. Spec. - NOX Rate Winter v.4.10 Final, Unit 620 and retrofits | 220 | 7286 | Rate Constraint in lbs/MMBtu | FALSE | L | Annual | Standard NOX | lb/MMBtu | 0.15 | 0.15 | 0.15 | 0.15 | 0.15 | 0.15 | 0.15
CT Fac. Spec. - NOX Rate Winter v.4.10 Final, Unit 620 and retrofits | 220 | 7286 | Rate Constraint in lbs/MMBtu | FALSE | L | Annual | Emissions at Affected Plants NOX | Thousand Tons | 0 | 0 | 0 | 0 | 0 | 0 | 0
CT Fac. Spec. - NOX Rate Winter v.4.10 Final, Unit 620 and retrofits | 220 | 7286 | Rate Constraint in lbs/MMBtu | FALSE | L | Annual | Allowances Purchased NOX | Thousand Tons | 0 | 0 | 0 | 0 | 0 | 0 | 0
CT Fac. Spec. - NOX Rate Winter v.4.10 Final, Unit 620 and retrofits | 220 | 7286 | Rate Constraint in lbs/MMBtu | FALSE | L | Annual | Allowances Sold NOX | Thousand Tons | 0 | 0 | 0 | 0 | 0 | 0 | 0
CT Fac. Spec. - NOX Rate Winter v.4.10 Final, Unit 620 and retrofits | 220 | 7286 | Rate Constraint in lbs/MMBtu | FALSE | L | Annual | Allowances Banked | Thousand Tons | 0 | 0 | 0 | 0 | 0 | 0 | 0
CT Fac. Spec. - NOX Rate Winter v.4.10 Final, Unit 620 and retrofits | 220 | 7286 | Rate Constraint in lbs/MMBtu | FALSE | L | Annual | Allowances Withdrawn (1:1) | Thousand Tons | 0 | 0 | 0 | 0 | 0 | 0 | 0
CT Fac. Spec. - NOX Rate Winter v.4.10 Final, Unit 620 and retrofits | 220 | 7286 | Rate Constraint in lbs/MMBtu | FALSE | L | Annual | Allowances Withdrawn (1:n) | Thousand Tons | 0 | 0 | 0 | 0 | 0 | 0 | 0
CT Fac. Spec. - NOX Rate Winter v.4.10 Final, Unit 620 and retrofits | 220 | 7286 | Rate Constraint in lbs/MMBtu | FALSE | L | Annual | Total | Thousand Tons | 0 | 0 | 0 | 0 | 0 | 0 | 0
CT Fac. Spec. - NOX Rate Winter v.4.10 Final, Unit 620 and retrofits | 220 | 7286 | Rate Constraint in lbs/MMBtu | FALSE | L | Annual | Fuel Consumed | TBtu | 0 | 0 | 0 | 0 | 0 | 0 | 0
CT Fac. Spec. - NOX Rate Winter v.4.10 Final, Unit 620 and retrofits | 220 | 7286 | Rate Constraint in lbs/MMBtu | FALSE | L | Annual | Rate | lb/MMBtu | 0 | 0 | 0 | 0 | 0 | 0 | 0
CT Fac. Spec. - NOX Rate Winter v.4.10 Final, Unit 620 and retrofits | 220 | 7286 | Rate Constraint in lbs/MMBtu | FALSE | L | Annual | Generation | TWh | 0 | 0 | 0 | 0 | 0 | 0 | 0
CT Fac. Spec. - NOX Rate Winter v.4.10 Final, Unit 620 and retrofits | 220 | 7286 | Rate Constraint in lbs/MMBtu | FALSE | L | Annual | Qualifying Generation | TWh | 0 | 0 | 0 | 0 | 0 | 0 | 0
CT Fac. Spec. - NOX Rate Winter v.4.10 Final, Unit 620 and retrofits | 220 | 7286 | Rate Constraint in lbs/MMBtu | FALSE | L | Annual | Rate | lb/MWh | 0 | 0 | 0 | 0 | 0 | 0 | 0
CT Fac. Spec. - NOX Rate Winter v.4.10 Final, Unit 620 and retrofits | 220 | 7286 | Rate Constraint in lbs/MMBtu | FALSE | L | Annual | Constraint Shadow Price | US2022$/Ton | 0 | 0 | 0 | 0 | 0 | 0 | 0
CT Fac. Spec. - NOX Rate Winter v.4.10 Final, Unit 621 and retrofits | 221 | 7286 | Rate Constraint in lbs/MMBtu | FALSE | L | Annual | Seasons Included | Seasons | Winter, Spring, Fall | Winter, Spring, Fall | Winter, Spring, Fall | Winter, Spring, Fall | Winter, Spring, Fall | Winter, Spring, Fall | Winter, Spring, Fall
CT Fac. Spec. - NOX Rate Winter v.4.10 Final, Unit 621 and retrofits | 221 | 7286 | Rate Constraint in lbs/MMBtu | FALSE | L | Annual | Standard NOX | lb/MMBtu | 0.15 | 0.15 | 0.15 | 0.15 | 0.15 | 0.15 | 0.15
CT Fac. Spec. - NOX Rate Winter v.4.10 Final, Unit 621 and retrofits | 221 | 7286 | Rate Constraint in lbs/MMBtu | FALSE | L | Annual | Emissions at Affected Plants NOX | Thousand Tons | 0 | 0 | 0 | 0 | 0 | 0 | 0
CT Fac. Spec. - NOX Rate Winter v.4.10 Final, Unit 621 and retrofits | 221 | 7286 | Rate Constraint in lbs/MMBtu | FALSE | L | Annual | Allowances Purchased NOX | Thousand Tons | 0 | 0 | 0 | 0 | 0 | 0 | 0
CT Fac. Spec. - NOX Rate Winter v.4.10 Final, Unit 621 and retrofits | 221 | 7286 | Rate Constraint in lbs/MMBtu | FALSE | L | Annual | Allowances Sold NOX | Thousand Tons | 0 | 0 | 0 | 0 | 0 | 0 | 0
CT Fac. Spec. - NOX Rate Winter v.4.10 Final, Unit 621 and retrofits | 221 | 7286 | Rate Constraint in lbs/MMBtu | FALSE | L | Annual | Allowances Banked | Thousand Tons | 0 | 0 | 0 | 0 | 0 | 0 | 0
CT Fac. Spec. - NOX Rate Winter v.4.10 Final, Unit 621 and retrofits | 221 | 7286 | Rate Constraint in lbs/MMBtu | FALSE | L | Annual | Allowances Withdrawn (1:1) | Thousand Tons | 0 | 0 | 0 | 0 | 0 | 0 | 0
CT Fac. Spec. - NOX Rate Winter v.4.10 Final, Unit 621 and retrofits | 221 | 7286 | Rate Constraint in lbs/MMBtu | FALSE | L | Annual | Allowances Withdrawn (1:n) | Thousand Tons | 0 | 0 | 0 | 0 | 0 | 0 | 0
CT Fac. Spec. - NOX Rate Winter v.4.10 Final, Unit 621 and retrofits | 221 | 7286 | Rate Constraint in lbs/MMBtu | FALSE | L | Annual | Total | Thousand Tons | 0 | 0 | 0 | 0 | 0 | 0 | 0
CT Fac. Spec. - NOX Rate Winter v.4.10 Final, Unit 621 and retrofits | 221 | 7286 | Rate Constraint in lbs/MMBtu | FALSE | L | Annual | Fuel Consumed | TBtu | 0 | 0 | 0 | 0 | 0 | 0 | 0
CT Fac. Spec. - NOX Rate Winter v.4.10 Final, Unit 621 and retrofits | 221 | 7286 | Rate Constraint in lbs/MMBtu | FALSE | L | Annual | Rate | lb/MMBtu | 0 | 0 | 0 | 0 | 0 | 0 | 0
CT Fac. Spec. - NOX Rate Winter v.4.10 Final, Unit 621 and retrofits | 221 | 7286 | Rate Constraint in lbs/MMBtu | FALSE | L | Annual | Generation | TWh | 0 | 0 | 0 | 0 | 0 | 0 | 0
CT Fac. Spec. - NOX Rate Winter v.4.10 Final, Unit 621 and retrofits | 221 | 7286 | Rate Constraint in lbs/MMBtu | FALSE | L | Annual | Qualifying Generation | TWh | 0 | 0 | 0 | 0 | 0 | 0 | 0
CT Fac. Spec. - NOX Rate Winter v.4.10 Final, Unit 621 and retrofits | 221 | 7286 | Rate Constraint in lbs/MMBtu | FALSE | L | Annual | Rate | lb/MWh | 0 | 0 | 0 | 0 | 0 | 0 | 0
CT Fac. Spec. - NOX Rate Winter v.4.10 Final, Unit 621 and retrofits | 221 | 7286 | Rate Constraint in lbs/MMBtu | FALSE | L | Annual | Constraint Shadow Price | US2022$/Ton | 0 | 0 | 0 | 0 | 0 | 0 | 0
CT Fac. Spec. - NOX Rate Winter v.4.10 Final, Unit 622 and retrofits | 222 | 7286 | Rate Constraint in lbs/MMBtu | FALSE | L | Annual | Seasons Included | Seasons | Winter, Spring, Fall | Winter, Spring, Fall | Winter, Spring, Fall | Winter, Spring, Fall | Winter, Spring, Fall | Winter, Spring, Fall | Winter, Spring, Fall
CT Fac. Spec. - NOX Rate Winter v.4.10 Final, Unit 622 and retrofits | 222 | 7286 | Rate Constraint in lbs/MMBtu | FALSE | L | Annual | Standard NOX | lb/MMBtu | 0.15 | 0.15 | 0.15 | 0.15 | 0.15 | 0.15 | 0.15
CT Fac. Spec. - NOX Rate Winter v.4.10 Final, Unit 622 and retrofits | 222 | 7286 | Rate Constraint in lbs/MMBtu | FALSE | L | Annual | Emissions at Affected Plants NOX | Thousand Tons | 0 | 0 | 0 | 0 | 0 | 0 | 0
CT Fac. Spec. - NOX Rate Winter v.4.10 Final, Unit 622 and retrofits | 222 | 7286 | Rate Constraint in lbs/MMBtu | FALSE | L | Annual | Allowances Purchased NOX | Thousand Tons | 0 | 0 | 0 | 0 | 0 | 0 | 0
CT Fac. Spec. - NOX Rate Winter v.4.10 Final, Unit 622 and retrofits | 222 | 7286 | Rate Constraint in lbs/MMBtu | FALSE | L | Annual | Allowances Sold NOX | Thousand Tons | 0 | 0 | 0 | 0 | 0 | 0 | 0
CT Fac. Spec. - NOX Rate Winter v.4.10 Final, Unit 622 and retrofits | 222 | 7286 | Rate Constraint in lbs/MMBtu | FALSE | L | Annual | Allowances Banked | Thousand Tons | 0 | 0 | 0 | 0 | 0 | 0 | 0
CT Fac. Spec. - NOX Rate Winter v.4.10 Final, Unit 622 and retrofits | 222 | 7286 | Rate Constraint in lbs/MMBtu | FALSE | L | Annual | Allowances Withdrawn (1:1) | Thousand Tons | 0 | 0 | 0 | 0 | 0 | 0 | 0
CT Fac. Spec. - NOX Rate Winter v.4.10 Final, Unit 622 and retrofits | 222 | 7286 | Rate Constraint in lbs/MMBtu | FALSE | L | Annual | Allowances Withdrawn (1:n) | Thousand Tons | 0 | 0 | 0 | 0 | 0 | 0 | 0
CT Fac. Spec. - NOX Rate Winter v.4.10 Final, Unit 622 and retrofits | 222 | 7286 | Rate Constraint in lbs/MMBtu | FALSE | L | Annual | Total | Thousand Tons | 0 | 0 | 0 | 0 | 0 | 0 | 0
CT Fac. Spec. - NOX Rate Winter v.4.10 Final, Unit 622 and retrofits | 222 | 7286 | Rate Constraint in lbs/MMBtu | FALSE | L | Annual | Fuel Consumed | TBtu | 0 | 0 | 0 | 0 | 0 | 0 | 0
CT Fac. Spec. - NOX Rate Winter v.4.10 Final, Unit 622 and retrofits | 222 | 7286 | Rate Constraint in lbs/MMBtu | FALSE | L | Annual | Rate | lb/MMBtu | 0 | 0 | 0 | 0 | 0 | 0 | 0
CT Fac. Spec. - NOX Rate Winter v.4.10 Final, Unit 622 and retrofits | 222 | 7286 | Rate Constraint in lbs/MMBtu | FALSE | L | Annual | Generation | TWh | 0 | 0 | 0 | 0 | 0 | 0 | 0
CT Fac. Spec. - NOX Rate Winter v.4.10 Final, Unit 622 and retrofits | 222 | 7286 | Rate Constraint in lbs/MMBtu | FALSE | L | Annual | Qualifying Generation | TWh | 0 | 0 | 0 | 0 | 0 | 0 | 0
CT Fac. Spec. - NOX Rate Winter v.4.10 Final, Unit 622 and retrofits | 222 | 7286 | Rate Constraint in lbs/MMBtu | FALSE | L | Annual | Rate | lb/MWh | 0 | 0 | 0 | 0 | 0 | 0 | 0
CT Fac. Spec. - NOX Rate Winter v.4.10 Final, Unit 622 and retrofits | 222 | 7286 | Rate Constraint in lbs/MMBtu | FALSE | L | Annual | Constraint Shadow Price | US2022$/Ton | 0 | 0 | 0 | 0 | 0 | 0 | 0
CT Fac. Spec. - NOX Rate Winter v.4.10 Final, Unit 623 and retrofits | 223 | 7286 | Rate Constraint in lbs/MMBtu | FALSE | L | Annual | Seasons Included | Seasons | Winter, Spring, Fall | Winter, Spring, Fall | Winter, Spring, Fall | Winter, Spring, Fall | Winter, Spring, Fall | Winter, Spring, Fall | Winter, Spring, Fall
CT Fac. Spec. - NOX Rate Winter v.4.10 Final, Unit 623 and retrofits | 223 | 7286 | Rate Constraint in lbs/MMBtu | FALSE | L | Annual | Standard NOX | lb/MMBtu | 0.15 | 0.15 | 0.15 | 0.15 | 0.15 | 0.15 | 0.15
CT Fac. Spec. - NOX Rate Winter v.4.10 Final, Unit 623 and retrofits | 223 | 7286 | Rate Constraint in lbs/MMBtu | FALSE | L | Annual | Emissions at Affected Plants NOX | Thousand Tons | 0 | 0 | 0 | 0 | 0 | 0 | 0
CT Fac. Spec. - NOX Rate Winter v.4.10 Final, Unit 623 and retrofits | 223 | 7286 | Rate Constraint in lbs/MMBtu | FALSE | L | Annual | Allowances Purchased NOX | Thousand Tons | 0 | 0 | 0 | 0 | 0 | 0 | 0
CT Fac. Spec. - NOX Rate Winter v.4.10 Final, Unit 623 and retrofits | 223 | 7286 | Rate Constraint in lbs/MMBtu | FALSE | L | Annual | Allowances Sold NOX | Thousand Tons | 0 | 0 | 0 | 0 | 0 | 0 | 0
CT Fac. Spec. - NOX Rate Winter v.4.10 Final, Unit 623 and retrofits | 223 | 7286 | Rate Constraint in lbs/MMBtu | FALSE | L | Annual | Allowances Banked | Thousand Tons | 0 | 0 | 0 | 0 | 0 | 0 | 0
CT Fac. Spec. - NOX Rate Winter v.4.10 Final, Unit 623 and retrofits | 223 | 7286 | Rate Constraint in lbs/MMBtu | FALSE | L | Annual | Allowances Withdrawn (1:1) | Thousand Tons | 0 | 0 | 0 | 0 | 0 | 0 | 0
CT Fac. Spec. - NOX Rate Winter v.4.10 Final, Unit 623 and retrofits | 223 | 7286 | Rate Constraint in lbs/MMBtu | FALSE | L | Annual | Allowances Withdrawn (1:n) | Thousand Tons | 0 | 0 | 0 | 0 | 0 | 0 | 0
CT Fac. Spec. - NOX Rate Winter v.4.10 Final, Unit 623 and retrofits | 223 | 7286 | Rate Constraint in lbs/MMBtu | FALSE | L | Annual | Total | Thousand Tons | 0 | 0 | 0 | 0 | 0 | 0 | 0
CT Fac. Spec. - NOX Rate Winter v.4.10 Final, Unit 623 and retrofits | 223 | 7286 | Rate Constraint in lbs/MMBtu | FALSE | L | Annual | Fuel Consumed | TBtu | 0 | 0 | 0 | 0 | 0 | 0 | 0
CT Fac. Spec. - NOX Rate Winter v.4.10 Final, Unit 623 and retrofits | 223 | 7286 | Rate Constraint in lbs/MMBtu | FALSE | L | Annual | Rate | lb/MMBtu | 0 | 0 | 0 | 0 | 0 | 0 | 0
CT Fac. Spec. - NOX Rate Winter v.4.10 Final, Unit 623 and retrofits | 223 | 7286 | Rate Constraint in lbs/MMBtu | FALSE | L | Annual | Generation | TWh | 0 | 0 | 0 | 0 | 0 | 0 | 0
CT Fac. Spec. - NOX Rate Winter v.4.10 Final, Unit 623 and retrofits | 223 | 7286 | Rate Constraint in lbs/MMBtu | FALSE | L | Annual | Qualifying Generation | TWh | 0 | 0 | 0 | 0 | 0 | 0 | 0
CT Fac. Spec. - NOX Rate Winter v.4.10 Final, Unit 623 and retrofits | 223 | 7286 | Rate Constraint in lbs/MMBtu | FALSE | L | Annual | Rate | lb/MWh | 0 | 0 | 0 | 0 | 0 | 0 | 0
CT Fac. Spec. - NOX Rate Winter v.4.10 Final, Unit 623 and retrofits | 223 | 7286 | Rate Constraint in lbs/MMBtu | FALSE | L | Annual | Constraint Shadow Price | US2022$/Ton | 0 | 0 | 0 | 0 | 0 | 0 | 0
CT Fac. Spec. - NOX Rate Winter v.4.10 Final, Unit 624 and retrofits | 224 | 7286 | Rate Constraint in lbs/MMBtu | FALSE | L | Annual | Seasons Included | Seasons | Winter, Spring, Fall | Winter, Spring, Fall | Winter, Spring, Fall | Winter, Spring, Fall | Winter, Spring, Fall | Winter, Spring, Fall | Winter, Spring, Fall
CT Fac. Spec. - NOX Rate Winter v.4.10 Final, Unit 624 and retrofits | 224 | 7286 | Rate Constraint in lbs/MMBtu | FALSE | L | Annual | Standard NOX | lb/MMBtu | 0.15 | 0.15 | 0.15 | 0.15 | 0.15 | 0.15 | 0.15
CT Fac. Spec. - NOX Rate Winter v.4.10 Final, Unit 624 and retrofits | 224 | 7286 | Rate Constraint in lbs/MMBtu | FALSE | L | Annual | Emissions at Affected Plants NOX | Thousand Tons | 0 | 1.6225e-05 | 0 | 0 | 0 | 0 | 0
CT Fac. Spec. - NOX Rate Winter v.4.10 Final, Unit 624 and retrofits | 224 | 7286 | Rate Constraint in lbs/MMBtu | FALSE | L | Annual | Allowances Purchased NOX | Thousand Tons | 0 | 0 | 0 | 0 | 0 | 0 | 0
CT Fac. Spec. - NOX Rate Winter v.4.10 Final, Unit 624 and retrofits | 224 | 7286 | Rate Constraint in lbs/MMBtu | FALSE | L | Annual | Allowances Sold NOX | Thousand Tons | 0 | 0 | 0 | 0 | 0 | 0 | 0
CT Fac. Spec. - NOX Rate Winter v.4.10 Final, Unit 624 and retrofits | 224 | 7286 | Rate Constraint in lbs/MMBtu | FALSE | L | Annual | Allowances Banked | Thousand Tons | 0 | 0 | 0 | 0 | 0 | 0 | 0
CT Fac. Spec. - NOX Rate Winter v.4.10 Final, Unit 624 and retrofits | 224 | 7286 | Rate Constraint in lbs/MMBtu | FALSE | L | Annual | Allowances Withdrawn (1:1) | Thousand Tons | 0 | 0 | 0 | 0 | 0 | 0 | 0
CT Fac. Spec. - NOX Rate Winter v.4.10 Final, Unit 624 and retrofits | 224 | 7286 | Rate Constraint in lbs/MMBtu | FALSE | L | Annual | Allowances Withdrawn (1:n) | Thousand Tons | 0 | 0 | 0 | 0 | 0 | 0 | 0
CT Fac. Spec. - NOX Rate Winter v.4.10 Final, Unit 624 and retrofits | 224 | 7286 | Rate Constraint in lbs/MMBtu | FALSE | L | Annual | Total | Thousand Tons | 0 | 1.6225e-05 | 0 | 0 | 0 | 0 | 0
CT Fac. Spec. - NOX Rate Winter v.4.10 Final, Unit 624 and retrofits | 224 | 7286 | Rate Constraint in lbs/MMBtu | FALSE | L | Annual | Fuel Consumed | TBtu | 0 | 0.0022029 | 0 | 0 | 0 | 0 | 0
CT Fac. Spec. - NOX Rate Winter v.4.10 Final, Unit 624 and retrofits | 224 | 7286 | Rate Constraint in lbs/MMBtu | FALSE | L | Annual | Rate | lb/MMBtu | 0 | 0.01473 | 0 | 0 | 0 | 0 | 0
CT Fac. Spec. - NOX Rate Winter v.4.10 Final, Unit 624 and retrofits | 224 | 7286 | Rate Constraint in lbs/MMBtu | FALSE | L | Annual | Generation | TWh | 0 | 0.00020502 | 0 | 0 | 0 | 0 | 0
CT Fac. Spec. - NOX Rate Winter v.4.10 Final, Unit 624 and retrofits | 224 | 7286 | Rate Constraint in lbs/MMBtu | FALSE | L | Annual | Qualifying Generation | TWh | 0 | 0.00020502 | 0 | 0 | 0 | 0 | 0
CT Fac. Spec. - NOX Rate Winter v.4.10 Final, Unit 624 and retrofits | 224 | 7286 | Rate Constraint in lbs/MMBtu | FALSE | L | Annual | Rate | lb/MWh | 0 | 0.15827 | 0 | 0 | 0 | 0 | 0
CT Fac. Spec. - NOX Rate Winter v.4.10 Final, Unit 624 and retrofits | 224 | 7286 | Rate Constraint in lbs/MMBtu | FALSE | L | Annual | Constraint Shadow Price | US2022$/Ton | 0 | 0 | 0 | 0 | 0 | 0 | 0
CT Fac. Spec. - NOX Rate Winter v.4.10 Final, Unit 625 and retrofits | 225 | 7286 | Rate Constraint in lbs/MMBtu | FALSE | L | Annual | Seasons Included | Seasons | Winter, Spring, Fall | Winter, Spring, Fall | Winter, Spring, Fall | Winter, Spring, Fall | Winter, Spring, Fall | Winter, Spring, Fall | Winter, Spring, Fall
CT Fac. Spec. - NOX Rate Winter v.4.10 Final, Unit 625 and retrofits | 225 | 7286 | Rate Constraint in lbs/MMBtu | FALSE | L | Annual | Standard NOX | lb/MMBtu | 0.15 | 0.15 | 0.15 | 0.15 | 0.15 | 0.15 | 0.15
CT Fac. Spec. - NOX Rate Winter v.4.10 Final, Unit 625 and retrofits | 225 | 7286 | Rate Constraint in lbs/MMBtu | FALSE | L | Annual | Emissions at Affected Plants NOX | Thousand Tons | 0 | 1.7007e-05 | 0 | 0 | 0 | 0 | 0
CT Fac. Spec. - NOX Rate Winter v.4.10 Final, Unit 625 and retrofits | 225 | 7286 | Rate Constraint in lbs/MMBtu | FALSE | L | Annual | Allowances Purchased NOX | Thousand Tons | 0 | 0 | 0 | 0 | 0 | 0 | 0
CT Fac. Spec. - NOX Rate Winter v.4.10 Final, Unit 625 and retrofits | 225 | 7286 | Rate Constraint in lbs/MMBtu | FALSE | L | Annual | Allowances Sold NOX | Thousand Tons | 0 | 0 | 0 | 0 | 0 | 0 | 0
CT Fac. Spec. - NOX Rate Winter v.4.10 Final, Unit 625 and retrofits | 225 | 7286 | Rate Constraint in lbs/MMBtu | FALSE | L | Annual | Allowances Banked | Thousand Tons | 0 | 0 | 0 | 0 | 0 | 0 | 0
CT Fac. Spec. - NOX Rate Winter v.4.10 Final, Unit 625 and retrofits | 225 | 7286 | Rate Constraint in lbs/MMBtu | FALSE | L | Annual | Allowances Withdrawn (1:1) | Thousand Tons | 0 | 0 | 0 | 0 | 0 | 0 | 0
CT Fac. Spec. - NOX Rate Winter v.4.10 Final, Unit 625 and retrofits | 225 | 7286 | Rate Constraint in lbs/MMBtu | FALSE | L | Annual | Allowances Withdrawn (1:n) | Thousand Tons | 0 | 0 | 0 | 0 | 0 | 0 | 0
CT Fac. Spec. - NOX Rate Winter v.4.10 Final, Unit 625 and retrofits | 225 | 7286 | Rate Constraint in lbs/MMBtu | FALSE | L | Annual | Total | Thousand Tons | 0 | 1.7007e-05 | 0 | 0 | 0 | 0 | 0
CT Fac. Spec. - NOX Rate Winter v.4.10 Final, Unit 625 and retrofits | 225 | 7286 | Rate Constraint in lbs/MMBtu | FALSE | L | Annual | Fuel Consumed | TBtu | 0 | 0.0022029 | 0 | 0 | 0 | 0 | 0
CT Fac. Spec. - NOX Rate Winter v.4.10 Final, Unit 625 and retrofits | 225 | 7286 | Rate Constraint in lbs/MMBtu | FALSE | L | Annual | Rate | lb/MMBtu | 0 | 0.01544 | 0 | 0 | 0 | 0 | 0
CT Fac. Spec. - NOX Rate Winter v.4.10 Final, Unit 625 and retrofits | 225 | 7286 | Rate Constraint in lbs/MMBtu | FALSE | L | Annual | Generation | TWh | 0 | 0.00020502 | 0 | 0 | 0 | 0 | 0
CT Fac. Spec. - NOX Rate Winter v.4.10 Final, Unit 625 and retrofits | 225 | 7286 | Rate Constraint in lbs/MMBtu | FALSE | L | Annual | Qualifying Generation | TWh | 0 | 0.00020502 | 0 | 0 | 0 | 0 | 0
CT Fac. Spec. - NOX Rate Winter v.4.10 Final, Unit 625 and retrofits | 225 | 7286 | Rate Constraint in lbs/MMBtu | FALSE | L | Annual | Rate | lb/MWh | 0 | 0.1659 | 0 | 0 | 0 | 0 | 0
CT Fac. Spec. - NOX Rate Winter v.4.10 Final, Unit 625 and retrofits | 225 | 7286 | Rate Constraint in lbs/MMBtu | FALSE | L | Annual | Constraint Shadow Price | US2022$/Ton | 0 | 0 | 0 | 0 | 0 | 0 | 0
CT Fac. Spec. - NOX Rate Winter v.4.10 Final, Unit 626 and retrofits | 226 | 7286 | Rate Constraint in lbs/MMBtu | FALSE | L | Annual | Seasons Included | Seasons | Winter, Spring, Fall | Winter, Spring, Fall | Winter, Spring, Fall | Winter, Spring, Fall | Winter, Spring, Fall | Winter, Spring, Fall | Winter, Spring, Fall
CT Fac. Spec. - NOX Rate Winter v.4.10 Final, Unit 626 and retrofits | 226 | 7286 | Rate Constraint in lbs/MMBtu | FALSE | L | Annual | Standard NOX | lb/MMBtu | 0.15 | 0.15 | 0.15 | 0.15 | 0.15 | 0.15 | 0.15
CT Fac. Spec. - NOX Rate Winter v.4.10 Final, Unit 626 and retrofits | 226 | 7286 | Rate Constraint in lbs/MMBtu | FALSE | L | Annual | Emissions at Affected Plants NOX | Thousand Tons | 0 | 2.1236e-05 | 0 | 0 | 0 | 0 | 0
CT Fac. Spec. - NOX Rate Winter v.4.10 Final, Unit 626 and retrofits | 226 | 7286 | Rate Constraint in lbs/MMBtu | FALSE | L | Annual | Allowances Purchased NOX | Thousand Tons | 0 | 0 | 0 | 0 | 0 | 0 | 0
CT Fac. Spec. - NOX Rate Winter v.4.10 Final, Unit 626 and retrofits | 226 | 7286 | Rate Constraint in lbs/MMBtu | FALSE | L | Annual | Allowances Sold NOX | Thousand Tons | 0 | 0 | 0 | 0 | 0 | 0 | 0
CT Fac. Spec. - NOX Rate Winter v.4.10 Final, Unit 626 and retrofits | 226 | 7286 | Rate Constraint in lbs/MMBtu | FALSE | L | Annual | Allowances Banked | Thousand Tons | 0 | 0 | 0 | 0 | 0 | 0 | 0
CT Fac. Spec. - NOX Rate Winter v.4.10 Final, Unit 626 and retrofits | 226 | 7286 | Rate Constraint in lbs/MMBtu | FALSE | L | Annual | Allowances Withdrawn (1:1) | Thousand Tons | 0 | 0 | 0 | 0 | 0 | 0 | 0
CT Fac. Spec. - NOX Rate Winter v.4.10 Final, Unit 626 and retrofits | 226 | 7286 | Rate Constraint in lbs/MMBtu | FALSE | L | Annual | Allowances Withdrawn (1:n) | Thousand Tons | 0 | 0 | 0 | 0 | 0 | 0 | 0
CT Fac. Spec. - NOX Rate Winter v.4.10 Final, Unit 626 and retrofits | 226 | 7286 | Rate Constraint in lbs/MMBtu | FALSE | L | Annual | Total | Thousand Tons | 0 | 2.1236e-05 | 0 | 0 | 0 | 0 | 0
CT Fac. Spec. - NOX Rate Winter v.4.10 Final, Unit 626 and retrofits | 226 | 7286 | Rate Constraint in lbs/MMBtu | FALSE | L | Annual | Fuel Consumed | TBtu | 0 | 0.0022029 | 0 | 0 | 0 | 0 | 0
CT Fac. Spec. - NOX Rate Winter v.4.10 Final, Unit 626 and retrofits | 226 | 7286 | Rate Constraint in lbs/MMBtu | FALSE | L | Annual | Rate | lb/MMBtu | 0 | 0.01928 | 0 | 0 | 0 | 0 | 0
CT Fac. Spec. - NOX Rate Winter v.4.10 Final, Unit 626 and retrofits | 226 | 7286 | Rate Constraint in lbs/MMBtu | FALSE | L | Annual | Generation | TWh | 0 | 0.00020502 | 0 | 0 | 0 | 0 | 0
CT Fac. Spec. - NOX Rate Winter v.4.10 Final, Unit 626 and retrofits | 226 | 7286 | Rate Constraint in lbs/MMBtu | FALSE | L | Annual | Qualifying Generation | TWh | 0 | 0.00020502 | 0 | 0 | 0 | 0 | 0
CT Fac. Spec. - NOX Rate Winter v.4.10 Final, Unit 626 and retrofits | 226 | 7286 | Rate Constraint in lbs/MMBtu | FALSE | L | Annual | Rate | lb/MWh | 0 | 0.20716 | 0 | 0 | 0 | 0 | 0
CT Fac. Spec. - NOX Rate Winter v.4.10 Final, Unit 626 and retrofits | 226 | 7286 | Rate Constraint in lbs/MMBtu | FALSE | L | Annual | Constraint Shadow Price | US2022$/Ton | 0 | 0 | 0 | 0 | 0 | 0 | 0
CT Fac. Spec. - NOX Rate Winter v.4.10 Final, Unit 627 and retrofits | 227 | 7286 | Rate Constraint in lbs/MMBtu | FALSE | L | Annual | Seasons Included | Seasons | Winter, Spring, Fall | Winter, Spring, Fall | Winter, Spring, Fall | Winter, Spring, Fall | Winter, Spring, Fall | Winter, Spring, Fall | Winter, Spring, Fall
CT Fac. Spec. - NOX Rate Winter v.4.10 Final, Unit 627 and retrofits | 227 | 7286 | Rate Constraint in lbs/MMBtu | FALSE | L | Annual | Standard NOX | lb/MMBtu | 0.15 | 0.15 | 0.15 | 0.15 | 0.15 | 0.15 | 0.15
CT Fac. Spec. - NOX Rate Winter v.4.10 Final, Unit 627 and retrofits | 227 | 7286 | Rate Constraint in lbs/MMBtu | FALSE | L | Annual | Emissions at Affected Plants NOX | Thousand Tons | 0 | 2.0564e-05 | 0 | 0 | 0 | 0 | 0
CT Fac. Spec. - NOX Rate Winter v.4.10 Final, Unit 627 and retrofits | 227 | 7286 | Rate Constraint in lbs/MMBtu | FALSE | L | Annual | Allowances Purchased NOX | Thousand Tons | 0 | 0 | 0 | 0 | 0 | 0 | 0
CT Fac. Spec. - NOX Rate Winter v.4.10 Final, Unit 627 and retrofits | 227 | 7286 | Rate Constraint in lbs/MMBtu | FALSE | L | Annual | Allowances Sold NOX | Thousand Tons | 0 | 0 | 0 | 0 | 0 | 0 | 0
CT Fac. Spec. - NOX Rate Winter v.4.10 Final, Unit 627 and retrofits | 227 | 7286 | Rate Constraint in lbs/MMBtu | FALSE | L | Annual | Allowances Banked | Thousand Tons | 0 | 0 | 0 | 0 | 0 | 0 | 0
CT Fac. Spec. - NOX Rate Winter v.4.10 Final, Unit 627 and retrofits | 227 | 7286 | Rate Constraint in lbs/MMBtu | FALSE | L | Annual | Allowances Withdrawn (1:1) | Thousand Tons | 0 | 0 | 0 | 0 | 0 | 0 | 0
CT Fac. Spec. - NOX Rate Winter v.4.10 Final, Unit 627 and retrofits | 227 | 7286 | Rate Constraint in lbs/MMBtu | FALSE | L | Annual | Allowances Withdrawn (1:n) | Thousand Tons | 0 | 0 | 0 | 0 | 0 | 0 | 0
CT Fac. Spec. - NOX Rate Winter v.4.10 Final, Unit 627 and retrofits | 227 | 7286 | Rate Constraint in lbs/MMBtu | FALSE | L | Annual | Total | Thousand Tons | 0 | 2.0564e-05 | 0 | 0 | 0 | 0 | 0
CT Fac. Spec. - NOX Rate Winter v.4.10 Final, Unit 627 and retrofits | 227 | 7286 | Rate Constraint in lbs/MMBtu | FALSE | L | Annual | Fuel Consumed | TBtu | 0 | 0.0022029 | 0 | 0 | 0 | 0 | 0
CT Fac. Spec. - NOX Rate Winter v.4.10 Final, Unit 627 and retrofits | 227 | 7286 | Rate Constraint in lbs/MMBtu | FALSE | L | Annual | Rate | lb/MMBtu | 0 | 0.01867 | 0 | 0 | 0 | 0 | 0
CT Fac. Spec. - NOX Rate Winter v.4.10 Final, Unit 627 and retrofits | 227 | 7286 | Rate Constraint in lbs/MMBtu | FALSE | L | Annual | Generation | TWh | 0 | 0.00020502 | 0 | 0 | 0 | 0 | 0
CT Fac. Spec. - NOX Rate Winter v.4.10 Final, Unit 627 and retrofits | 227 | 7286 | Rate Constraint in lbs/MMBtu | FALSE | L | Annual | Qualifying Generation | TWh | 0 | 0.00020502 | 0 | 0 | 0 | 0 | 0
CT Fac. Spec. - NOX Rate Winter v.4.10 Final, Unit 627 and retrofits | 227 | 7286 | Rate Constraint in lbs/MMBtu | FALSE | L | Annual | Rate | lb/MWh | 0 | 0.20061 | 0 | 0 | 0 | 0 | 0
CT Fac. Spec. - NOX Rate Winter v.4.10 Final, Unit 627 and retrofits | 227 | 7286 | Rate Constraint in lbs/MMBtu | FALSE | L | Annual | Constraint Shadow Price | US2022$/Ton | 0 | 0 | 0 | 0 | 0 | 0 | 0
CT Fac. Spec. - NOX Rate Winter v.4.10 Final, Unit 628 and retrofits | 228 | 7286 | Rate Constraint in lbs/MMBtu | FALSE | L | Annual | Seasons Included | Seasons | Winter, Spring, Fall | Winter, Spring, Fall | Winter, Spring, Fall | Winter, Spring, Fall | Winter, Spring, Fall | Winter, Spring, Fall | Winter, Spring, Fall
CT Fac. Spec. - NOX Rate Winter v.4.10 Final, Unit 628 and retrofits | 228 | 7286 | Rate Constraint in lbs/MMBtu | FALSE | L | Annual | Standard NOX | lb/MMBtu | 0.15 | 0.15 | 0.15 | 0.15 | 0.15 | 0.15 | 0.15
CT Fac. Spec. - NOX Rate Winter v.4.10 Final, Unit 628 and retrofits | 228 | 7286 | Rate Constraint in lbs/MMBtu | FALSE | L | Annual | Emissions at Affected Plants NOX | Thousand Tons | 0 | 2.0233e-05 | 0 | 0 | 0 | 0 | 0
CT Fac. Spec. - NOX Rate Winter v.4.10 Final, Unit 628 and retrofits | 228 | 7286 | Rate Constraint in lbs/MMBtu | FALSE | L | Annual | Allowances Purchased NOX | Thousand Tons | 0 | 0 | 0 | 0 | 0 | 0 | 0
CT Fac. Spec. - NOX Rate Winter v.4.10 Final, Unit 628 and retrofits | 228 | 7286 | Rate Constraint in lbs/MMBtu | FALSE | L | Annual | Allowances Sold NOX | Thousand Tons | 0 | 0 | 0 | 0 | 0 | 0 | 0
CT Fac. Spec. - NOX Rate Winter v.4.10 Final, Unit 628 and retrofits | 228 | 7286 | Rate Constraint in lbs/MMBtu | FALSE | L | Annual | Allowances Banked | Thousand Tons | 0 | 0 | 0 | 0 | 0 | 0 | 0
CT Fac. Spec. - NOX Rate Winter v.4.10 Final, Unit 628 and retrofits | 228 | 7286 | Rate Constraint in lbs/MMBtu | FALSE | L | Annual | Allowances Withdrawn (1:1) | Thousand Tons | 0 | 0 | 0 | 0 | 0 | 0 | 0
CT Fac. Spec. - NOX Rate Winter v.4.10 Final, Unit 628 and retrofits | 228 | 7286 | Rate Constraint in lbs/MMBtu | FALSE | L | Annual | Allowances Withdrawn (1:n) | Thousand Tons | 0 | 0 | 0 | 0 | 0 | 0 | 0
CT Fac. Spec. - NOX Rate Winter v.4.10 Final, Unit 628 and retrofits | 228 | 7286 | Rate Constraint in lbs/MMBtu | FALSE | L | Annual | Total | Thousand Tons | 0 | 2.0233e-05 | 0 | 0 | 0 | 0 | 0
CT Fac. Spec. - NOX Rate Winter v.4.10 Final, Unit 628 and retrofits | 228 | 7286 | Rate Constraint in lbs/MMBtu | FALSE | L | Annual | Fuel Consumed | TBtu | 0 | 0.00026977 | 0 | 0 | 0 | 0 | 0
CT Fac. Spec. - NOX Rate Winter v.4.10 Final, Unit 628 and retrofits | 228 | 7286 | Rate Constraint in lbs/MMBtu | FALSE | L | Annual | Rate | lb/MMBtu | 0 | 0.15 | 0 | 0 | 0 | 0 | 0
CT Fac. Spec. - NOX Rate Winter v.4.10 Final, Unit 628 and retrofits | 228 | 7286 | Rate Constraint in lbs/MMBtu | FALSE | L | Annual | Generation | TWh | 0 | 2.5021e-05 | 0 | 0 | 0 | 0 | 0
CT Fac. Spec. - NOX Rate Winter v.4.10 Final, Unit 628 and retrofits | 228 | 7286 | Rate Constraint in lbs/MMBtu | FALSE | L | Annual | Qualifying Generation | TWh | 0 | 2.5021e-05 | 0 | 0 | 0 | 0 | 0
CT Fac. Spec. - NOX Rate Winter v.4.10 Final, Unit 628 and retrofits | 228 | 7286 | Rate Constraint in lbs/MMBtu | FALSE | L | Annual | Rate | lb/MWh | 0 | 1.6173 | 0 | 0 | 0 | 0 | 0
CT Fac. Spec. - NOX Rate Winter v.4.10 Final, Unit 628 and retrofits | 228 | 7286 | Rate Constraint in lbs/MMBtu | FALSE | L | Annual | Constraint Shadow Price | US2022$/Ton | 0 | 0 | 0 | 0 | 0 | 0 | 0
CT Fac. Spec. - NOX Rate Winter v.4.10 Final, Unit 629 and retrofits | 229 | 7286 | Rate Constraint in lbs/MMBtu | FALSE | L | Annual | Seasons Included | Seasons | Winter, Spring, Fall | Winter, Spring, Fall | Winter, Spring, Fall | Winter, Spring, Fall | Winter, Spring, Fall | Winter, Spring, Fall | Winter, Spring, Fall
CT Fac. Spec. - NOX Rate Winter v.4.10 Final, Unit 629 and retrofits | 229 | 7286 | Rate Constraint in lbs/MMBtu | FALSE | L | Annual | Standard NOX | lb/MMBtu | 0.15 | 0.15 | 0.15 | 0.15 | 0.15 | 0.15 | 0.15
CT Fac. Spec. - NOX Rate Winter v.4.10 Final, Unit 629 and retrofits | 229 | 7286 | Rate Constraint in lbs/MMBtu | FALSE | L | Annual | Emissions at Affected Plants NOX | Thousand Tons | 0 | 0 | 0 | 0 | 0 | 0 | 0
CT Fac. Spec. - NOX Rate Winter v.4.10 Final, Unit 629 and retrofits | 229 | 7286 | Rate Constraint in lbs/MMBtu | FALSE | L | Annual | Allowances Purchased NOX | Thousand Tons | 0 | 0 | 0 | 0 | 0 | 0 | 0
CT Fac. Spec. - NOX Rate Winter v.4.10 Final, Unit 629 and retrofits | 229 | 7286 | Rate Constraint in lbs/MMBtu | FALSE | L | Annual | Allowances Sold NOX | Thousand Tons | 0 | 0 | 0 | 0 | 0 | 0 | 0
CT Fac. Spec. - NOX Rate Winter v.4.10 Final, Unit 629 and retrofits | 229 | 7286 | Rate Constraint in lbs/MMBtu | FALSE | L | Annual | Allowances Banked | Thousand Tons | 0 | 0 | 0 | 0 | 0 | 0 | 0
CT Fac. Spec. - NOX Rate Winter v.4.10 Final, Unit 629 and retrofits | 229 | 7286 | Rate Constraint in lbs/MMBtu | FALSE | L | Annual | Allowances Withdrawn (1:1) | Thousand Tons | 0 | 0 | 0 | 0 | 0 | 0 | 0
CT Fac. Spec. - NOX Rate Winter v.4.10 Final, Unit 629 and retrofits | 229 | 7286 | Rate Constraint in lbs/MMBtu | FALSE | L | Annual | Allowances Withdrawn (1:n) | Thousand Tons | 0 | 0 | 0 | 0 | 0 | 0 | 0
CT Fac. Spec. - NOX Rate Winter v.4.10 Final, Unit 629 and retrofits | 229 | 7286 | Rate Constraint in lbs/MMBtu | FALSE | L | Annual | Total | Thousand Tons | 0 | 0 | 0 | 0 | 0 | 0 | 0
CT Fac. Spec. - NOX Rate Winter v.4.10 Final, Unit 629 and retrofits | 229 | 7286 | Rate Constraint in lbs/MMBtu | FALSE | L | Annual | Fuel Consumed | TBtu | 0 | 0 | 0 | 0 | 0 | 0 | 0
CT Fac. Spec. - NOX Rate Winter v.4.10 Final, Unit 629 and retrofits | 229 | 7286 | Rate Constraint in lbs/MMBtu | FALSE | L | Annual | Rate | lb/MMBtu | 0 | 0 | 0 | 0 | 0 | 0 | 0
CT Fac. Spec. - NOX Rate Winter v.4.10 Final, Unit 629 and retrofits | 229 | 7286 | Rate Constraint in lbs/MMBtu | FALSE | L | Annual | Generation | TWh | 0 | 0 | 0 | 0 | 0 | 0 | 0
CT Fac. Spec. - NOX Rate Winter v.4.10 Final, Unit 629 and retrofits | 229 | 7286 | Rate Constraint in lbs/MMBtu | FALSE | L | Annual | Qualifying Generation | TWh | 0 | 0 | 0 | 0 | 0 | 0 | 0
CT Fac. Spec. - NOX Rate Winter v.4.10 Final, Unit 629 and retrofits | 229 | 7286 | Rate Constraint in lbs/MMBtu | FALSE | L | Annual | Rate | lb/MWh | 0 | 0 | 0 | 0 | 0 | 0 | 0
CT Fac. Spec. - NOX Rate Winter v.4.10 Final, Unit 629 and retrofits | 229 | 7286 | Rate Constraint in lbs/MMBtu | FALSE | L | Annual | Constraint Shadow Price | US2022$/Ton | 0 | 0 | 0 | 0 | 0 | 0 | 0
CT Fac. Spec. - NOX Rate Winter v.4.10 Final, Unit 630 and retrofits | 230 | 7286 | Rate Constraint in lbs/MMBtu | FALSE | L | Annual | Seasons Included | Seasons | Winter, Spring, Fall | Winter, Spring, Fall | Winter, Spring, Fall | Winter, Spring, Fall | Winter, Spring, Fall | Winter, Spring, Fall | Winter, Spring, Fall
CT Fac. Spec. - NOX Rate Winter v.4.10 Final, Unit 630 and retrofits | 230 | 7286 | Rate Constraint in lbs/MMBtu | FALSE | L | Annual | Standard NOX | lb/MMBtu | 0.15 | 0.15 | 0.15 | 0.15 | 0.15 | 0.15 | 0.15
CT Fac. Spec. - NOX Rate Winter v.4.10 Final, Unit 630 and retrofits | 230 | 7286 | Rate Constraint in lbs/MMBtu | FALSE | L | Annual | Emissions at Affected Plants NOX | Thousand Tons | 0 | 1.9759e-05 | 0 | 0 | 0 | 0 | 0
CT Fac. Spec. - NOX Rate Winter v.4.10 Final, Unit 630 and retrofits | 230 | 7286 | Rate Constraint in lbs/MMBtu | FALSE | L | Annual | Allowances Purchased NOX | Thousand Tons | 0 | 0 | 0 | 0 | 0 | 0 | 0
CT Fac. Spec. - NOX Rate Winter v.4.10 Final, Unit 630 and retrofits | 230 | 7286 | Rate Constraint in lbs/MMBtu | FALSE | L | Annual | Allowances Sold NOX | Thousand Tons | 0 | 0 | 0 | 0 | 0 | 0 | 0
CT Fac. Spec. - NOX Rate Winter v.4.10 Final, Unit 630 and retrofits | 230 | 7286 | Rate Constraint in lbs/MMBtu | FALSE | L | Annual | Allowances Banked | Thousand Tons | 0 | 0 | 0 | 0 | 0 | 0 | 0
CT Fac. Spec. - NOX Rate Winter v.4.10 Final, Unit 630 and retrofits | 230 | 7286 | Rate Constraint in lbs/MMBtu | FALSE | L | Annual | Allowances Withdrawn (1:1) | Thousand Tons | 0 | 0 | 0 | 0 | 0 | 0 | 0
CT Fac. Spec. - NOX Rate Winter v.4.10 Final, Unit 630 and retrofits | 230 | 7286 | Rate Constraint in lbs/MMBtu | FALSE | L | Annual | Allowances Withdrawn (1:n) | Thousand Tons | 0 | 0 | 0 | 0 | 0 | 0 | 0
CT Fac. Spec. - NOX Rate Winter v.4.10 Final, Unit 630 and retrofits | 230 | 7286 | Rate Constraint in lbs/MMBtu | FALSE | L | Annual | Total | Thousand Tons | 0 | 1.9759e-05 | 0 | 0 | 0 | 0 | 0
CT Fac. Spec. - NOX Rate Winter v.4.10 Final, Unit 630 and retrofits | 230 | 7286 | Rate Constraint in lbs/MMBtu | FALSE | L | Annual | Fuel Consumed | TBtu | 0 | 0.00026346 | 0 | 0 | 0 | 0 | 0
CT Fac. Spec. - NOX Rate Winter v.4.10 Final, Unit 630 and retrofits | 230 | 7286 | Rate Constraint in lbs/MMBtu | FALSE | L | Annual | Rate | lb/MMBtu | 0 | 0.15 | 0 | 0 | 0 | 0 | 0
CT Fac. Spec. - NOX Rate Winter v.4.10 Final, Unit 630 and retrofits | 230 | 7286 | Rate Constraint in lbs/MMBtu | FALSE | L | Annual | Generation | TWh | 0 | 2.4435e-05 | 0 | 0 | 0 | 0 | 0
CT Fac. Spec. - NOX Rate Winter v.4.10 Final, Unit 630 and retrofits | 230 | 7286 | Rate Constraint in lbs/MMBtu | FALSE | L | Annual | Qualifying Generation | TWh | 0 | 2.4435e-05 | 0 | 0 | 0 | 0 | 0
CT Fac. Spec. - NOX Rate Winter v.4.10 Final, Unit 630 and retrofits | 230 | 7286 | Rate Constraint in lbs/MMBtu | FALSE | L | Annual | Rate | lb/MWh | 0 | 1.6173 | 0 | 0 | 0 | 0 | 0
CT Fac. Spec. - NOX Rate Winter v.4.10 Final, Unit 630 and retrofits | 230 | 7286 | Rate Constraint in lbs/MMBtu | FALSE | L | Annual | Constraint Shadow Price | US2022$/Ton | 0 | 0 | 0 | 0 | 0 | 0 | 0
CT Fac. Spec. - NOX Rate Winter v.4.10 Final, Unit 631 and retrofits | 231 | 7286 | Rate Constraint in lbs/MMBtu | FALSE | L | Annual | Seasons Included | Seasons | Winter, Spring, Fall | Winter, Spring, Fall | Winter, Spring, Fall | Winter, Spring, Fall | Winter, Spring, Fall | Winter, Spring, Fall | Winter, Spring, Fall
CT Fac. Spec. - NOX Rate Winter v.4.10 Final, Unit 631 and retrofits | 231 | 7286 | Rate Constraint in lbs/MMBtu | FALSE | L | Annual | Standard NOX | lb/MMBtu | 0.15 | 0.15 | 0.15 | 0.15 | 0.15 | 0.15 | 0.15
CT Fac. Spec. - NOX Rate Winter v.4.10 Final, Unit 631 and retrofits | 231 | 7286 | Rate Constraint in lbs/MMBtu | FALSE | L | Annual | Emissions at Affected Plants NOX | Thousand Tons | 0 | 1.6258e-05 | 0 | 0 | 0 | 0 | 0
CT Fac. Spec. - NOX Rate Winter v.4.10 Final, Unit 631 and retrofits | 231 | 7286 | Rate Constraint in lbs/MMBtu | FALSE | L | Annual | Allowances Purchased NOX | Thousand Tons | 0 | 0 | 0 | 0 | 0 | 0 | 0
CT Fac. Spec. - NOX Rate Winter v.4.10 Final, Unit 631 and retrofits | 231 | 7286 | Rate Constraint in lbs/MMBtu | FALSE | L | Annual | Allowances Sold NOX | Thousand Tons | 0 | 0 | 0 | 0 | 0 | 0 | 0
CT Fac. Spec. - NOX Rate Winter v.4.10 Final, Unit 631 and retrofits | 231 | 7286 | Rate Constraint in lbs/MMBtu | FALSE | L | Annual | Allowances Banked | Thousand Tons | 0 | 0 | 0 | 0 | 0 | 0 | 0
CT Fac. Spec. - NOX Rate Winter v.4.10 Final, Unit 631 and retrofits | 231 | 7286 | Rate Constraint in lbs/MMBtu | FALSE | L | Annual | Allowances Withdrawn (1:1) | Thousand Tons | 0 | 0 | 0 | 0 | 0 | 0 | 0
CT Fac. Spec. - NOX Rate Winter v.4.10 Final, Unit 631 and retrofits | 231 | 7286 | Rate Constraint in lbs/MMBtu | FALSE | L | Annual | Allowances Withdrawn (1:n) | Thousand Tons | 0 | 0 | 0 | 0 | 0 | 0 | 0
CT Fac. Spec. - NOX Rate Winter v.4.10 Final, Unit 631 and retrofits | 231 | 7286 | Rate Constraint in lbs/MMBtu | FALSE | L | Annual | Total | Thousand Tons | 0 | 1.6258e-05 | 0 | 0 | 0 | 0 | 0
CT Fac. Spec. - NOX Rate Winter v.4.10 Final, Unit 631 and retrofits | 231 | 7286 | Rate Constraint in lbs/MMBtu | FALSE | L | Annual | Fuel Consumed | TBtu | 0 | 0.00021677 | 0 | 0 | 0 | 0 | 0
CT Fac. Spec. - NOX Rate Winter v.4.10 Final, Unit 631 and retrofits | 231 | 7286 | Rate Constraint in lbs/MMBtu | FALSE | L | Annual | Rate | lb/MMBtu | 0 | 0.15 | 0 | 0 | 0 | 0 | 0
CT Fac. Spec. - NOX Rate Winter v.4.10 Final, Unit 631 and retrofits | 231 | 7286 | Rate Constraint in lbs/MMBtu | FALSE | L | Annual | Generation | TWh | 0 | 2.0105e-05 | 0 | 0 | 0 | 0 | 0
CT Fac. Spec. - NOX Rate Winter v.4.10 Final, Unit 631 and retrofits | 231 | 7286 | Rate Constraint in lbs/MMBtu | FALSE | L | Annual | Qualifying Generation | TWh | 0 | 2.0105e-05 | 0 | 0 | 0 | 0 | 0
CT Fac. Spec. - NOX Rate Winter v.4.10 Final, Unit 631 and retrofits | 231 | 7286 | Rate Constraint in lbs/MMBtu | FALSE | L | Annual | Rate | lb/MWh | 0 | 1.6173 | 0 | 0 | 0 | 0 | 0
CT Fac. Spec. - NOX Rate Winter v.4.10 Final, Unit 631 and retrofits | 231 | 7286 | Rate Constraint in lbs/MMBtu | FALSE | L | Annual | Constraint Shadow Price | US2022$/Ton | 0 | 0 | 0 | 0 | 0 | 0 | 0
CT Fac. Spec. - NOX Rate Winter v.4.10 Final, Unit 632 and retrofits | 232 | 7286 | Rate Constraint in lbs/MMBtu | FALSE | L | Annual | Seasons Included | Seasons | Winter, Spring, Fall | Winter, Spring, Fall | Winter, Spring, Fall | Winter, Spring, Fall | Winter, Spring, Fall | Winter, Spring, Fall | Winter, Spring, Fall
CT Fac. Spec. - NOX Rate Winter v.4.10 Final, Unit 632 and retrofits | 232 | 7286 | Rate Constraint in lbs/MMBtu | FALSE | L | Annual | Standard NOX | lb/MMBtu | 0.15 | 0.15 | 0.15 | 0.15 | 0.15 | 0.15 | 0.15
CT Fac. Spec. - NOX Rate Winter v.4.10 Final, Unit 632 and retrofits | 232 | 7286 | Rate Constraint in lbs/MMBtu | FALSE | L | Annual | Emissions at Affected Plants NOX | Thousand Tons | 0 | 0 | 0 | 0 | 0 | 0 | 0
CT Fac. Spec. - NOX Rate Winter v.4.10 Final, Unit 632 and retrofits | 232 | 7286 | Rate Constraint in lbs/MMBtu | FALSE | L | Annual | Allowances Purchased NOX | Thousand Tons | 0 | 0 | 0 | 0 | 0 | 0 | 0
CT Fac. Spec. - NOX Rate Winter v.4.10 Final, Unit 632 and retrofits | 232 | 7286 | Rate Constraint in lbs/MMBtu | FALSE | L | Annual | Allowances Sold NOX | Thousand Tons | 0 | 0 | 0 | 0 | 0 | 0 | 0
CT Fac. Spec. - NOX Rate Winter v.4.10 Final, Unit 632 and retrofits | 232 | 7286 | Rate Constraint in lbs/MMBtu | FALSE | L | Annual | Allowances Banked | Thousand Tons | 0 | 0 | 0 | 0 | 0 | 0 | 0
CT Fac. Spec. - NOX Rate Winter v.4.10 Final, Unit 632 and retrofits | 232 | 7286 | Rate Constraint in lbs/MMBtu | FALSE | L | Annual | Allowances Withdrawn (1:1) | Thousand Tons | 0 | 0 | 0 | 0 | 0 | 0 | 0
CT Fac. Spec. - NOX Rate Winter v.4.10 Final, Unit 632 and retrofits | 232 | 7286 | Rate Constraint in lbs/MMBtu | FALSE | L | Annual | Allowances Withdrawn (1:n) | Thousand Tons | 0 | 0 | 0 | 0 | 0 | 0 | 0
CT Fac. Spec. - NOX Rate Winter v.4.10 Final, Unit 632 and retrofits | 232 | 7286 | Rate Constraint in lbs/MMBtu | FALSE | L | Annual | Total | Thousand Tons | 0 | 0 | 0 | 0 | 0 | 0 | 0
CT Fac. Spec. - NOX Rate Winter v.4.10 Final, Unit 632 and retrofits | 232 | 7286 | Rate Constraint in lbs/MMBtu | FALSE | L | Annual | Fuel Consumed | TBtu | 0 | 0 | 0 | 0 | 0 | 0 | 0
CT Fac. Spec. - NOX Rate Winter v.4.10 Final, Unit 632 and retrofits | 232 | 7286 | Rate Constraint in lbs/MMBtu | FALSE | L | Annual | Rate | lb/MMBtu | 0 | 0 | 0 | 0 | 0 | 0 | 0
CT Fac. Spec. - NOX Rate Winter v.4.10 Final, Unit 632 and retrofits | 232 | 7286 | Rate Constraint in lbs/MMBtu | FALSE | L | Annual | Generation | TWh | 0 | 0 | 0 | 0 | 0 | 0 | 0
CT Fac. Spec. - NOX Rate Winter v.4.10 Final, Unit 632 and retrofits | 232 | 7286 | Rate Constraint in lbs/MMBtu | FALSE | L | Annual | Qualifying Generation | TWh | 0 | 0 | 0 | 0 | 0 | 0 | 0
CT Fac. Spec. - NOX Rate Winter v.4.10 Final, Unit 632 and retrofits | 232 | 7286 | Rate Constraint in lbs/MMBtu | FALSE | L | Annual | Rate | lb/MWh | 0 | 0 | 0 | 0 | 0 | 0 | 0
CT Fac. Spec. - NOX Rate Winter v.4.10 Final, Unit 632 and retrofits | 232 | 7286 | Rate Constraint in lbs/MMBtu | FALSE | L | Annual | Constraint Shadow Price | US2022$/Ton | 0 | 0 | 0 | 0 | 0 | 0 | 0
CT Fac. Spec. - NOX Rate Winter v.4.10 Final, Unit 636 and retrofits | 233 | 7286 | Rate Constraint in lbs/MMBtu | FALSE | L | Annual | Seasons Included | Seasons | Winter, Spring, Fall | Winter, Spring, Fall | Winter, Spring, Fall | Winter, Spring, Fall | Winter, Spring, Fall | Winter, Spring, Fall | Winter, Spring, Fall
CT Fac. Spec. - NOX Rate Winter v.4.10 Final, Unit 636 and retrofits | 233 | 7286 | Rate Constraint in lbs/MMBtu | FALSE | L | Annual | Standard NOX | lb/MMBtu | 0.15 | 0.15 | 0.15 | 0.15 | 0.15 | 0.15 | 0.15
CT Fac. Spec. - NOX Rate Winter v.4.10 Final, Unit 636 and retrofits | 233 | 7286 | Rate Constraint in lbs/MMBtu | FALSE | L | Annual | Emissions at Affected Plants NOX | Thousand Tons | 0 | 0 | 0 | 0 | 0 | 0 | 0
CT Fac. Spec. - NOX Rate Winter v.4.10 Final, Unit 636 and retrofits | 233 | 7286 | Rate Constraint in lbs/MMBtu | FALSE | L | Annual | Allowances Purchased NOX | Thousand Tons | 0 | 0 | 0 | 0 | 0 | 0 | 0
CT Fac. Spec. - NOX Rate Winter v.4.10 Final, Unit 636 and retrofits | 233 | 7286 | Rate Constraint in lbs/MMBtu | FALSE | L | Annual | Allowances Sold NOX | Thousand Tons | 0 | 0 | 0 | 0 | 0 | 0 | 0
CT Fac. Spec. - NOX Rate Winter v.4.10 Final, Unit 636 and retrofits | 233 | 7286 | Rate Constraint in lbs/MMBtu | FALSE | L | Annual | Allowances Banked | Thousand Tons | 0 | 0 | 0 | 0 | 0 | 0 | 0
CT Fac. Spec. - NOX Rate Winter v.4.10 Final, Unit 636 and retrofits | 233 | 7286 | Rate Constraint in lbs/MMBtu | FALSE | L | Annual | Allowances Withdrawn (1:1) | Thousand Tons | 0 | 0 | 0 | 0 | 0 | 0 | 0
CT Fac. Spec. - NOX Rate Winter v.4.10 Final, Unit 636 and retrofits | 233 | 7286 | Rate Constraint in lbs/MMBtu | FALSE | L | Annual | Allowances Withdrawn (1:n) | Thousand Tons | 0 | 0 | 0 | 0 | 0 | 0 | 0
CT Fac. Spec. - NOX Rate Winter v.4.10 Final, Unit 636 and retrofits | 233 | 7286 | Rate Constraint in lbs/MMBtu | FALSE | L | Annual | Total | Thousand Tons | 0 | 0 | 0 | 0 | 0 | 0 | 0
CT Fac. Spec. - NOX Rate Winter v.4.10 Final, Unit 636 and retrofits | 233 | 7286 | Rate Constraint in lbs/MMBtu | FALSE | L | Annual | Fuel Consumed | TBtu | 0 | 0 | 0 | 0 | 0 | 0 | 0
CT Fac. Spec. - NOX Rate Winter v.4.10 Final, Unit 636 and retrofits | 233 | 7286 | Rate Constraint in lbs/MMBtu | FALSE | L | Annual | Rate | lb/MMBtu | 0 | 0 | 0 | 0 | 0 | 0 | 0
CT Fac. Spec. - NOX Rate Winter v.4.10 Final, Unit 636 and retrofits | 233 | 7286 | Rate Constraint in lbs/MMBtu | FALSE | L | Annual | Generation | TWh | 0 | 0 | 0 | 0 | 0 | 0 | 0
CT Fac. Spec. - NOX Rate Winter v.4.10 Final, Unit 636 and retrofits | 233 | 7286 | Rate Constraint in lbs/MMBtu | FALSE | L | Annual | Qualifying Generation | TWh | 0 | 0 | 0 | 0 | 0 | 0 | 0
CT Fac. Spec. - NOX Rate Winter v.4.10 Final, Unit 636 and retrofits | 233 | 7286 | Rate Constraint in lbs/MMBtu | FALSE | L | Annual | Rate | lb/MWh | 0 | 0 | 0 | 0 | 0 | 0 | 0
CT Fac. Spec. - NOX Rate Winter v.4.10 Final, Unit 636 and retrofits | 233 | 7286 | Rate Constraint in lbs/MMBtu | FALSE | L | Annual | Constraint Shadow Price | US2022$/Ton | 0 | 0 | 0 | 0 | 0 | 0 | 0
CT Fac. Spec. - NOX Rate Winter v.4.10 Final, Unit 638 and retrofits | 234 | 7286 | Rate Constraint in lbs/MMBtu | FALSE | L | Annual | Seasons Included | Seasons | Winter, Spring, Fall | Winter, Spring, Fall | Winter, Spring, Fall | Winter, Spring, Fall | Winter, Spring, Fall | Winter, Spring, Fall | Winter, Spring, Fall
CT Fac. Spec. - NOX Rate Winter v.4.10 Final, Unit 638 and retrofits | 234 | 7286 | Rate Constraint in lbs/MMBtu | FALSE | L | Annual | Standard NOX | lb/MMBtu | 0.15 | 0.15 | 0.15 | 0.15 | 0.15 | 0.15 | 0.15
CT Fac. Spec. - NOX Rate Winter v.4.10 Final, Unit 638 and retrofits | 234 | 7286 | Rate Constraint in lbs/MMBtu | FALSE | L | Annual | Emissions at Affected Plants NOX | Thousand Tons | 0 | 0 | 0 | 0 | 0 | 0 | 0
CT Fac. Spec. - NOX Rate Winter v.4.10 Final, Unit 638 and retrofits | 234 | 7286 | Rate Constraint in lbs/MMBtu | FALSE | L | Annual | Allowances Purchased NOX | Thousand Tons | 0 | 0 | 0 | 0 | 0 | 0 | 0
CT Fac. Spec. - NOX Rate Winter v.4.10 Final, Unit 638 and retrofits | 234 | 7286 | Rate Constraint in lbs/MMBtu | FALSE | L | Annual | Allowances Sold NOX | Thousand Tons | 0 | 0 | 0 | 0 | 0 | 0 | 0
CT Fac. Spec. - NOX Rate Winter v.4.10 Final, Unit 638 and retrofits | 234 | 7286 | Rate Constraint in lbs/MMBtu | FALSE | L | Annual | Allowances Banked | Thousand Tons | 0 | 0 | 0 | 0 | 0 | 0 | 0
CT Fac. Spec. - NOX Rate Winter v.4.10 Final, Unit 638 and retrofits | 234 | 7286 | Rate Constraint in lbs/MMBtu | FALSE | L | Annual | Allowances Withdrawn (1:1) | Thousand Tons | 0 | 0 | 0 | 0 | 0 | 0 | 0
CT Fac. Spec. - NOX Rate Winter v.4.10 Final, Unit 638 and retrofits | 234 | 7286 | Rate Constraint in lbs/MMBtu | FALSE | L | Annual | Allowances Withdrawn (1:n) | Thousand Tons | 0 | 0 | 0 | 0 | 0 | 0 | 0
CT Fac. Spec. - NOX Rate Winter v.4.10 Final, Unit 638 and retrofits | 234 | 7286 | Rate Constraint in lbs/MMBtu | FALSE | L | Annual | Total | Thousand Tons | 0 | 0 | 0 | 0 | 0 | 0 | 0
CT Fac. Spec. - NOX Rate Winter v.4.10 Final, Unit 638 and retrofits | 234 | 7286 | Rate Constraint in lbs/MMBtu | FALSE | L | Annual | Fuel Consumed | TBtu | 0 | 0 | 0 | 0 | 0 | 0 | 0
CT Fac. Spec. - NOX Rate Winter v.4.10 Final, Unit 638 and retrofits | 234 | 7286 | Rate Constraint in lbs/MMBtu | FALSE | L | Annual | Rate | lb/MMBtu | 0 | 0 | 0 | 0 | 0 | 0 | 0
CT Fac. Spec. - NOX Rate Winter v.4.10 Final, Unit 638 and retrofits | 234 | 7286 | Rate Constraint in lbs/MMBtu | FALSE | L | Annual | Generation | TWh | 0 | 0 | 0 | 0 | 0 | 0 | 0
CT Fac. Spec. - NOX Rate Winter v.4.10 Final, Unit 638 and retrofits | 234 | 7286 | Rate Constraint in lbs/MMBtu | FALSE | L | Annual | Qualifying Generation | TWh | 0 | 0 | 0 | 0 | 0 | 0 | 0
CT Fac. Spec. - NOX Rate Winter v.4.10 Final, Unit 638 and retrofits | 234 | 7286 | Rate Constraint in lbs/MMBtu | FALSE | L | Annual | Rate | lb/MWh | 0 | 0 | 0 | 0 | 0 | 0 | 0
CT Fac. Spec. - NOX Rate Winter v.4.10 Final, Unit 638 and retrofits | 234 | 7286 | Rate Constraint in lbs/MMBtu | FALSE | L | Annual | Constraint Shadow Price | US2022$/Ton | 0 | 0 | 0 | 0 | 0 | 0 | 0
CT Fac. Spec. - NOX Rate Winter v.4.10 Final, Unit 639 and retrofits | 235 | 7286 | Rate Constraint in lbs/MMBtu | FALSE | L | Annual | Seasons Included | Seasons | Winter, Spring, Fall | Winter, Spring, Fall | Winter, Spring, Fall | Winter, Spring, Fall | Winter, Spring, Fall | Winter, Spring, Fall | Winter, Spring, Fall
CT Fac. Spec. - NOX Rate Winter v.4.10 Final, Unit 639 and retrofits | 235 | 7286 | Rate Constraint in lbs/MMBtu | FALSE | L | Annual | Standard NOX | lb/MMBtu | 0.15 | 0.15 | 0.15 | 0.15 | 0.15 | 0.15 | 0.15
CT Fac. Spec. - NOX Rate Winter v.4.10 Final, Unit 639 and retrofits | 235 | 7286 | Rate Constraint in lbs/MMBtu | FALSE | L | Annual | Emissions at Affected Plants NOX | Thousand Tons | 0 | 0 | 0 | 0 | 0 | 0 | 0
CT Fac. Spec. - NOX Rate Winter v.4.10 Final, Unit 639 and retrofits | 235 | 7286 | Rate Constraint in lbs/MMBtu | FALSE | L | Annual | Allowances Purchased NOX | Thousand Tons | 0 | 0 | 0 | 0 | 0 | 0 | 0
CT Fac. Spec. - NOX Rate Winter v.4.10 Final, Unit 639 and retrofits | 235 | 7286 | Rate Constraint in lbs/MMBtu | FALSE | L | Annual | Allowances Sold NOX | Thousand Tons | 0 | 0 | 0 | 0 | 0 | 0 | 0
CT Fac. Spec. - NOX Rate Winter v.4.10 Final, Unit 639 and retrofits | 235 | 7286 | Rate Constraint in lbs/MMBtu | FALSE | L | Annual | Allowances Banked | Thousand Tons | 0 | 0 | 0 | 0 | 0 | 0 | 0
CT Fac. Spec. - NOX Rate Winter v.4.10 Final, Unit 639 and retrofits | 235 | 7286 | Rate Constraint in lbs/MMBtu | FALSE | L | Annual | Allowances Withdrawn (1:1) | Thousand Tons | 0 | 0 | 0 | 0 | 0 | 0 | 0
CT Fac. Spec. - NOX Rate Winter v.4.10 Final, Unit 639 and retrofits | 235 | 7286 | Rate Constraint in lbs/MMBtu | FALSE | L | Annual | Allowances Withdrawn (1:n) | Thousand Tons | 0 | 0 | 0 | 0 | 0 | 0 | 0
CT Fac. Spec. - NOX Rate Winter v.4.10 Final, Unit 639 and retrofits | 235 | 7286 | Rate Constraint in lbs/MMBtu | FALSE | L | Annual | Total | Thousand Tons | 0 | 0 | 0 | 0 | 0 | 0 | 0
CT Fac. Spec. - NOX Rate Winter v.4.10 Final, Unit 639 and retrofits | 235 | 7286 | Rate Constraint in lbs/MMBtu | FALSE | L | Annual | Fuel Consumed | TBtu | 0 | 0 | 0 | 0 | 0 | 0 | 0
CT Fac. Spec. - NOX Rate Winter v.4.10 Final, Unit 639 and retrofits | 235 | 7286 | Rate Constraint in lbs/MMBtu | FALSE | L | Annual | Rate | lb/MMBtu | 0 | 0 | 0 | 0 | 0 | 0 | 0
CT Fac. Spec. - NOX Rate Winter v.4.10 Final, Unit 639 and retrofits | 235 | 7286 | Rate Constraint in lbs/MMBtu | FALSE | L | Annual | Generation | TWh | 0 | 0 | 0 | 0 | 0 | 0 | 0
CT Fac. Spec. - NOX Rate Winter v.4.10 Final, Unit 639 and retrofits | 235 | 7286 | Rate Constraint in lbs/MMBtu | FALSE | L | Annual | Qualifying Generation | TWh | 0 | 0 | 0 | 0 | 0 | 0 | 0
CT Fac. Spec. - NOX Rate Winter v.4.10 Final, Unit 639 and retrofits | 235 | 7286 | Rate Constraint in lbs/MMBtu | FALSE | L | Annual | Rate | lb/MWh | 0 | 0 | 0 | 0 | 0 | 0 | 0
CT Fac. Spec. - NOX Rate Winter v.4.10 Final, Unit 639 and retrofits | 235 | 7286 | Rate Constraint in lbs/MMBtu | FALSE | L | Annual | Constraint Shadow Price | US2022$/Ton | 0 | 0 | 0 | 0 | 0 | 0 | 0
CT Fac. Spec. - NOX Rate Winter v.4.10 Final, Unit 640 and retrofits | 236 | 7286 | Rate Constraint in lbs/MMBtu | FALSE | L | Annual | Seasons Included | Seasons | Winter, Spring, Fall | Winter, Spring, Fall | Winter, Spring, Fall | Winter, Spring, Fall | Winter, Spring, Fall | Winter, Spring, Fall | Winter, Spring, Fall
CT Fac. Spec. - NOX Rate Winter v.4.10 Final, Unit 640 and retrofits | 236 | 7286 | Rate Constraint in lbs/MMBtu | FALSE | L | Annual | Standard NOX | lb/MMBtu | 0.15 | 0.15 | 0.15 | 0.15 | 0.15 | 0.15 | 0.15
CT Fac. Spec. - NOX Rate Winter v.4.10 Final, Unit 640 and retrofits | 236 | 7286 | Rate Constraint in lbs/MMBtu | FALSE | L | Annual | Emissions at Affected Plants NOX | Thousand Tons | 0 | 0 | 0 | 0 | 0 | 0 | 0
CT Fac. Spec. - NOX Rate Winter v.4.10 Final, Unit 640 and retrofits | 236 | 7286 | Rate Constraint in lbs/MMBtu | FALSE | L | Annual | Allowances Purchased NOX | Thousand Tons | 0 | 0 | 0 | 0 | 0 | 0 | 0
CT Fac. Spec. - NOX Rate Winter v.4.10 Final, Unit 640 and retrofits | 236 | 7286 | Rate Constraint in lbs/MMBtu | FALSE | L | Annual | Allowances Sold NOX | Thousand Tons | 0 | 0 | 0 | 0 | 0 | 0 | 0
CT Fac. Spec. - NOX Rate Winter v.4.10 Final, Unit 640 and retrofits | 236 | 7286 | Rate Constraint in lbs/MMBtu | FALSE | L | Annual | Allowances Banked | Thousand Tons | 0 | 0 | 0 | 0 | 0 | 0 | 0
CT Fac. Spec. - NOX Rate Winter v.4.10 Final, Unit 640 and retrofits | 236 | 7286 | Rate Constraint in lbs/MMBtu | FALSE | L | Annual | Allowances Withdrawn (1:1) | Thousand Tons | 0 | 0 | 0 | 0 | 0 | 0 | 0
CT Fac. Spec. - NOX Rate Winter v.4.10 Final, Unit 640 and retrofits | 236 | 7286 | Rate Constraint in lbs/MMBtu | FALSE | L | Annual | Allowances Withdrawn (1:n) | Thousand Tons | 0 | 0 | 0 | 0 | 0 | 0 | 0
CT Fac. Spec. - NOX Rate Winter v.4.10 Final, Unit 640 and retrofits | 236 | 7286 | Rate Constraint in lbs/MMBtu | FALSE | L | Annual | Total | Thousand Tons | 0 | 0 | 0 | 0 | 0 | 0 | 0
CT Fac. Spec. - NOX Rate Winter v.4.10 Final, Unit 640 and retrofits | 236 | 7286 | Rate Constraint in lbs/MMBtu | FALSE | L | Annual | Fuel Consumed | TBtu | 0 | 0 | 0 | 0 | 0 | 0 | 0
CT Fac. Spec. - NOX Rate Winter v.4.10 Final, Unit 640 and retrofits | 236 | 7286 | Rate Constraint in lbs/MMBtu | FALSE | L | Annual | Rate | lb/MMBtu | 0 | 0 | 0 | 0 | 0 | 0 | 0
CT Fac. Spec. - NOX Rate Winter v.4.10 Final, Unit 640 and retrofits | 236 | 7286 | Rate Constraint in lbs/MMBtu | FALSE | L | Annual | Generation | TWh | 0 | 0 | 0 | 0 | 0 | 0 | 0
CT Fac. Spec. - NOX Rate Winter v.4.10 Final, Unit 640 and retrofits | 236 | 7286 | Rate Constraint in lbs/MMBtu | FALSE | L | Annual | Qualifying Generation | TWh | 0 | 0 | 0 | 0 | 0 | 0 | 0
CT Fac. Spec. - NOX Rate Winter v.4.10 Final, Unit 640 and retrofits | 236 | 7286 | Rate Constraint in lbs/MMBtu | FALSE | L | Annual | Rate | lb/MWh | 0 | 0 | 0 | 0 | 0 | 0 | 0
CT Fac. Spec. - NOX Rate Winter v.4.10 Final, Unit 640 and retrofits | 236 | 7286 | Rate Constraint in lbs/MMBtu | FALSE | L | Annual | Constraint Shadow Price | US2022$/Ton | 0 | 0 | 0 | 0 | 0 | 0 | 0
CT Fac. Spec. - NOX Rate Winter v.4.10 Final, Unit 641 and retrofits | 237 | 7286 | Rate Constraint in lbs/MMBtu | FALSE | L | Annual | Seasons Included | Seasons | Winter, Spring, Fall | Winter, Spring, Fall | Winter, Spring, Fall | Winter, Spring, Fall | Winter, Spring, Fall | Winter, Spring, Fall | Winter, Spring, Fall
CT Fac. Spec. - NOX Rate Winter v.4.10 Final, Unit 641 and retrofits | 237 | 7286 | Rate Constraint in lbs/MMBtu | FALSE | L | Annual | Standard NOX | lb/MMBtu | 0.15 | 0.15 | 0.15 | 0.15 | 0.15 | 0.15 | 0.15
CT Fac. Spec. - NOX Rate Winter v.4.10 Final, Unit 641 and retrofits | 237 | 7286 | Rate Constraint in lbs/MMBtu | FALSE | L | Annual | Emissions at Affected Plants NOX | Thousand Tons | 0 | 0 | 0 | 0 | 0 | 0 | 0
CT Fac. Spec. - NOX Rate Winter v.4.10 Final, Unit 641 and retrofits | 237 | 7286 | Rate Constraint in lbs/MMBtu | FALSE | L | Annual | Allowances Purchased NOX | Thousand Tons | 0 | 0 | 0 | 0 | 0 | 0 | 0
CT Fac. Spec. - NOX Rate Winter v.4.10 Final, Unit 641 and retrofits | 237 | 7286 | Rate Constraint in lbs/MMBtu | FALSE | L | Annual | Allowances Sold NOX | Thousand Tons | 0 | 0 | 0 | 0 | 0 | 0 | 0
CT Fac. Spec. - NOX Rate Winter v.4.10 Final, Unit 641 and retrofits | 237 | 7286 | Rate Constraint in lbs/MMBtu | FALSE | L | Annual | Allowances Banked | Thousand Tons | 0 | 0 | 0 | 0 | 0 | 0 | 0
CT Fac. Spec. - NOX Rate Winter v.4.10 Final, Unit 641 and retrofits | 237 | 7286 | Rate Constraint in lbs/MMBtu | FALSE | L | Annual | Allowances Withdrawn (1:1) | Thousand Tons | 0 | 0 | 0 | 0 | 0 | 0 | 0
CT Fac. Spec. - NOX Rate Winter v.4.10 Final, Unit 641 and retrofits | 237 | 7286 | Rate Constraint in lbs/MMBtu | FALSE | L | Annual | Allowances Withdrawn (1:n) | Thousand Tons | 0 | 0 | 0 | 0 | 0 | 0 | 0
CT Fac. Spec. - NOX Rate Winter v.4.10 Final, Unit 641 and retrofits | 237 | 7286 | Rate Constraint in lbs/MMBtu | FALSE | L | Annual | Total | Thousand Tons | 0 | 0 | 0 | 0 | 0 | 0 | 0
CT Fac. Spec. - NOX Rate Winter v.4.10 Final, Unit 641 and retrofits | 237 | 7286 | Rate Constraint in lbs/MMBtu | FALSE | L | Annual | Fuel Consumed | TBtu | 0 | 0 | 0 | 0 | 0 | 0 | 0
CT Fac. Spec. - NOX Rate Winter v.4.10 Final, Unit 641 and retrofits | 237 | 7286 | Rate Constraint in lbs/MMBtu | FALSE | L | Annual | Rate | lb/MMBtu | 0 | 0 | 0 | 0 | 0 | 0 | 0
CT Fac. Spec. - NOX Rate Winter v.4.10 Final, Unit 641 and retrofits | 237 | 7286 | Rate Constraint in lbs/MMBtu | FALSE | L | Annual | Generation | TWh | 0 | 0 | 0 | 0 | 0 | 0 | 0
CT Fac. Spec. - NOX Rate Winter v.4.10 Final, Unit 641 and retrofits | 237 | 7286 | Rate Constraint in lbs/MMBtu | FALSE | L | Annual | Qualifying Generation | TWh | 0 | 0 | 0 | 0 | 0 | 0 | 0
CT Fac. Spec. - NOX Rate Winter v.4.10 Final, Unit 641 and retrofits | 237 | 7286 | Rate Constraint in lbs/MMBtu | FALSE | L | Annual | Rate | lb/MWh | 0 | 0 | 0 | 0 | 0 | 0 | 0
CT Fac. Spec. - NOX Rate Winter v.4.10 Final, Unit 641 and retrofits | 237 | 7286 | Rate Constraint in lbs/MMBtu | FALSE | L | Annual | Constraint Shadow Price | US2022$/Ton | 0 | 0 | 0 | 0 | 0 | 0 | 0
CT Fac. Spec. - NOX Rate Winter v.4.10 Final, Unit 642 and retrofits | 238 | 7286 | Rate Constraint in lbs/MMBtu | FALSE | L | Annual | Seasons Included | Seasons | Winter, Spring, Fall | Winter, Spring, Fall | Winter, Spring, Fall | Winter, Spring, Fall | Winter, Spring, Fall | Winter, Spring, Fall | Winter, Spring, Fall
CT Fac. Spec. - NOX Rate Winter v.4.10 Final, Unit 642 and retrofits | 238 | 7286 | Rate Constraint in lbs/MMBtu | FALSE | L | Annual | Standard NOX | lb/MMBtu | 0.15 | 0.15 | 0.15 | 0.15 | 0.15 | 0.15 | 0.15
CT Fac. Spec. - NOX Rate Winter v.4.10 Final, Unit 642 and retrofits | 238 | 7286 | Rate Constraint in lbs/MMBtu | FALSE | L | Annual | Emissions at Affected Plants NOX | Thousand Tons | 0 | 0 | 0 | 0 | 0 | 0 | 0
CT Fac. Spec. - NOX Rate Winter v.4.10 Final, Unit 642 and retrofits | 238 | 7286 | Rate Constraint in lbs/MMBtu | FALSE | L | Annual | Allowances Purchased NOX | Thousand Tons | 0 | 0 | 0 | 0 | 0 | 0 | 0
CT Fac. Spec. - NOX Rate Winter v.4.10 Final, Unit 642 and retrofits | 238 | 7286 | Rate Constraint in lbs/MMBtu | FALSE | L | Annual | Allowances Sold NOX | Thousand Tons | 0 | 0 | 0 | 0 | 0 | 0 | 0
CT Fac. Spec. - NOX Rate Winter v.4.10 Final, Unit 642 and retrofits | 238 | 7286 | Rate Constraint in lbs/MMBtu | FALSE | L | Annual | Allowances Banked | Thousand Tons | 0 | 0 | 0 | 0 | 0 | 0 | 0
CT Fac. Spec. - NOX Rate Winter v.4.10 Final, Unit 642 and retrofits | 238 | 7286 | Rate Constraint in lbs/MMBtu | FALSE | L | Annual | Allowances Withdrawn (1:1) | Thousand Tons | 0 | 0 | 0 | 0 | 0 | 0 | 0
CT Fac. Spec. - NOX Rate Winter v.4.10 Final, Unit 642 and retrofits | 238 | 7286 | Rate Constraint in lbs/MMBtu | FALSE | L | Annual | Allowances Withdrawn (1:n) | Thousand Tons | 0 | 0 | 0 | 0 | 0 | 0 | 0
CT Fac. Spec. - NOX Rate Winter v.4.10 Final, Unit 642 and retrofits | 238 | 7286 | Rate Constraint in lbs/MMBtu | FALSE | L | Annual | Total | Thousand Tons | 0 | 0 | 0 | 0 | 0 | 0 | 0
CT Fac. Spec. - NOX Rate Winter v.4.10 Final, Unit 642 and retrofits | 238 | 7286 | Rate Constraint in lbs/MMBtu | FALSE | L | Annual | Fuel Consumed | TBtu | 0 | 0 | 0 | 0 | 0 | 0 | 0
CT Fac. Spec. - NOX Rate Winter v.4.10 Final, Unit 642 and retrofits | 238 | 7286 | Rate Constraint in lbs/MMBtu | FALSE | L | Annual | Rate | lb/MMBtu | 0 | 0 | 0 | 0 | 0 | 0 | 0
CT Fac. Spec. - NOX Rate Winter v.4.10 Final, Unit 642 and retrofits | 238 | 7286 | Rate Constraint in lbs/MMBtu | FALSE | L | Annual | Generation | TWh | 0 | 0 | 0 | 0 | 0 | 0 | 0
CT Fac. Spec. - NOX Rate Winter v.4.10 Final, Unit 642 and retrofits | 238 | 7286 | Rate Constraint in lbs/MMBtu | FALSE | L | Annual | Qualifying Generation | TWh | 0 | 0 | 0 | 0 | 0 | 0 | 0
CT Fac. Spec. - NOX Rate Winter v.4.10 Final, Unit 642 and retrofits | 238 | 7286 | Rate Constraint in lbs/MMBtu | FALSE | L | Annual | Rate | lb/MWh | 0 | 0 | 0 | 0 | 0 | 0 | 0
CT Fac. Spec. - NOX Rate Winter v.4.10 Final, Unit 642 and retrofits | 238 | 7286 | Rate Constraint in lbs/MMBtu | FALSE | L | Annual | Constraint Shadow Price | US2022$/Ton | 0 | 0 | 0 | 0 | 0 | 0 | 0
CT Fac. Spec. - NOX Rate Winter v.4.10 Final, Unit 643 and retrofits | 239 | 7286 | Rate Constraint in lbs/MMBtu | FALSE | L | Annual | Seasons Included | Seasons | Winter, Spring, Fall | Winter, Spring, Fall | Winter, Spring, Fall | Winter, Spring, Fall | Winter, Spring, Fall | Winter, Spring, Fall | Winter, Spring, Fall
CT Fac. Spec. - NOX Rate Winter v.4.10 Final, Unit 643 and retrofits | 239 | 7286 | Rate Constraint in lbs/MMBtu | FALSE | L | Annual | Standard NOX | lb/MMBtu | 0.15 | 0.15 | 0.15 | 0.15 | 0.15 | 0.15 | 0.15
CT Fac. Spec. - NOX Rate Winter v.4.10 Final, Unit 643 and retrofits | 239 | 7286 | Rate Constraint in lbs/MMBtu | FALSE | L | Annual | Emissions at Affected Plants NOX | Thousand Tons | 0 | 0 | 0 | 0 | 0 | 0 | 0
CT Fac. Spec. - NOX Rate Winter v.4.10 Final, Unit 643 and retrofits | 239 | 7286 | Rate Constraint in lbs/MMBtu | FALSE | L | Annual | Allowances Purchased NOX | Thousand Tons | 0 | 0 | 0 | 0 | 0 | 0 | 0
CT Fac. Spec. - NOX Rate Winter v.4.10 Final, Unit 643 and retrofits | 239 | 7286 | Rate Constraint in lbs/MMBtu | FALSE | L | Annual | Allowances Sold NOX | Thousand Tons | 0 | 0 | 0 | 0 | 0 | 0 | 0
CT Fac. Spec. - NOX Rate Winter v.4.10 Final, Unit 643 and retrofits | 239 | 7286 | Rate Constraint in lbs/MMBtu | FALSE | L | Annual | Allowances Banked | Thousand Tons | 0 | 0 | 0 | 0 | 0 | 0 | 0
CT Fac. Spec. - NOX Rate Winter v.4.10 Final, Unit 643 and retrofits | 239 | 7286 | Rate Constraint in lbs/MMBtu | FALSE | L | Annual | Allowances Withdrawn (1:1) | Thousand Tons | 0 | 0 | 0 | 0 | 0 | 0 | 0
CT Fac. Spec. - NOX Rate Winter v.4.10 Final, Unit 643 and retrofits | 239 | 7286 | Rate Constraint in lbs/MMBtu | FALSE | L | Annual | Allowances Withdrawn (1:n) | Thousand Tons | 0 | 0 | 0 | 0 | 0 | 0 | 0
CT Fac. Spec. - NOX Rate Winter v.4.10 Final, Unit 643 and retrofits | 239 | 7286 | Rate Constraint in lbs/MMBtu | FALSE | L | Annual | Total | Thousand Tons | 0 | 0 | 0 | 0 | 0 | 0 | 0
CT Fac. Spec. - NOX Rate Winter v.4.10 Final, Unit 643 and retrofits | 239 | 7286 | Rate Constraint in lbs/MMBtu | FALSE | L | Annual | Fuel Consumed | TBtu | 0 | 0 | 0 | 0 | 0 | 0 | 0
CT Fac. Spec. - NOX Rate Winter v.4.10 Final, Unit 643 and retrofits | 239 | 7286 | Rate Constraint in lbs/MMBtu | FALSE | L | Annual | Rate | lb/MMBtu | 0 | 0 | 0 | 0 | 0 | 0 | 0
CT Fac. Spec. - NOX Rate Winter v.4.10 Final, Unit 643 and retrofits | 239 | 7286 | Rate Constraint in lbs/MMBtu | FALSE | L | Annual | Generation | TWh | 0 | 0 | 0 | 0 | 0 | 0 | 0
CT Fac. Spec. - NOX Rate Winter v.4.10 Final, Unit 643 and retrofits | 239 | 7286 | Rate Constraint in lbs/MMBtu | FALSE | L | Annual | Qualifying Generation | TWh | 0 | 0 | 0 | 0 | 0 | 0 | 0
CT Fac. Spec. - NOX Rate Winter v.4.10 Final, Unit 643 and retrofits | 239 | 7286 | Rate Constraint in lbs/MMBtu | FALSE | L | Annual | Rate | lb/MWh | 0 | 0 | 0 | 0 | 0 | 0 | 0
CT Fac. Spec. - NOX Rate Winter v.4.10 Final, Unit 643 and retrofits | 239 | 7286 | Rate Constraint in lbs/MMBtu | FALSE | L | Annual | Constraint Shadow Price | US2022$/Ton | 0 | 0 | 0 | 0 | 0 | 0 | 0
CT Fac. Spec. - NOX Rate Winter v.4.10 Final, Unit 644 and retrofits | 240 | 7286 | Rate Constraint in lbs/MMBtu | FALSE | L | Annual | Seasons Included | Seasons | Winter, Spring, Fall | Winter, Spring, Fall | Winter, Spring, Fall | Winter, Spring, Fall | Winter, Spring, Fall | Winter, Spring, Fall | Winter, Spring, Fall
CT Fac. Spec. - NOX Rate Winter v.4.10 Final, Unit 644 and retrofits | 240 | 7286 | Rate Constraint in lbs/MMBtu | FALSE | L | Annual | Standard NOX | lb/MMBtu | 0.15 | 0.15 | 0.15 | 0.15 | 0.15 | 0.15 | 0.15
CT Fac. Spec. - NOX Rate Winter v.4.10 Final, Unit 644 and retrofits | 240 | 7286 | Rate Constraint in lbs/MMBtu | FALSE | L | Annual | Emissions at Affected Plants NOX | Thousand Tons | 0 | 0 | 0 | 0 | 0 | 0 | 0
CT Fac. Spec. - NOX Rate Winter v.4.10 Final, Unit 644 and retrofits | 240 | 7286 | Rate Constraint in lbs/MMBtu | FALSE | L | Annual | Allowances Purchased NOX | Thousand Tons | 0 | 0 | 0 | 0 | 0 | 0 | 0
CT Fac. Spec. - NOX Rate Winter v.4.10 Final, Unit 644 and retrofits | 240 | 7286 | Rate Constraint in lbs/MMBtu | FALSE | L | Annual | Allowances Sold NOX | Thousand Tons | 0 | 0 | 0 | 0 | 0 | 0 | 0
CT Fac. Spec. - NOX Rate Winter v.4.10 Final, Unit 644 and retrofits | 240 | 7286 | Rate Constraint in lbs/MMBtu | FALSE | L | Annual | Allowances Banked | Thousand Tons | 0 | 0 | 0 | 0 | 0 | 0 | 0
CT Fac. Spec. - NOX Rate Winter v.4.10 Final, Unit 644 and retrofits | 240 | 7286 | Rate Constraint in lbs/MMBtu | FALSE | L | Annual | Allowances Withdrawn (1:1) | Thousand Tons | 0 | 0 | 0 | 0 | 0 | 0 | 0
CT Fac. Spec. - NOX Rate Winter v.4.10 Final, Unit 644 and retrofits | 240 | 7286 | Rate Constraint in lbs/MMBtu | FALSE | L | Annual | Allowances Withdrawn (1:n) | Thousand Tons | 0 | 0 | 0 | 0 | 0 | 0 | 0
CT Fac. Spec. - NOX Rate Winter v.4.10 Final, Unit 644 and retrofits | 240 | 7286 | Rate Constraint in lbs/MMBtu | FALSE | L | Annual | Total | Thousand Tons | 0 | 0 | 0 | 0 | 0 | 0 | 0
CT Fac. Spec. - NOX Rate Winter v.4.10 Final, Unit 644 and retrofits | 240 | 7286 | Rate Constraint in lbs/MMBtu | FALSE | L | Annual | Fuel Consumed | TBtu | 0 | 0 | 0 | 0 | 0 | 0 | 0
CT Fac. Spec. - NOX Rate Winter v.4.10 Final, Unit 644 and retrofits | 240 | 7286 | Rate Constraint in lbs/MMBtu | FALSE | L | Annual | Rate | lb/MMBtu | 0 | 0 | 0 | 0 | 0 | 0 | 0
CT Fac. Spec. - NOX Rate Winter v.4.10 Final, Unit 644 and retrofits | 240 | 7286 | Rate Constraint in lbs/MMBtu | FALSE | L | Annual | Generation | TWh | 0 | 0 | 0 | 0 | 0 | 0 | 0
CT Fac. Spec. - NOX Rate Winter v.4.10 Final, Unit 644 and retrofits | 240 | 7286 | Rate Constraint in lbs/MMBtu | FALSE | L | Annual | Qualifying Generation | TWh | 0 | 0 | 0 | 0 | 0 | 0 | 0
CT Fac. Spec. - NOX Rate Winter v.4.10 Final, Unit 644 and retrofits | 240 | 7286 | Rate Constraint in lbs/MMBtu | FALSE | L | Annual | Rate | lb/MWh | 0 | 0 | 0 | 0 | 0 | 0 | 0
CT Fac. Spec. - NOX Rate Winter v.4.10 Final, Unit 644 and retrofits | 240 | 7286 | Rate Constraint in lbs/MMBtu | FALSE | L | Annual | Constraint Shadow Price | US2022$/Ton | 0 | 0 | 0 | 0 | 0 | 0 | 0
CT Fac. Spec. - NOX Rate Winter v.4.10 Final, Unit 645 and retrofits | 241 | 7286 | Rate Constraint in lbs/MMBtu | FALSE | L | Annual | Seasons Included | Seasons | Winter, Spring, Fall | Winter, Spring, Fall | Winter, Spring, Fall | Winter, Spring, Fall | Winter, Spring, Fall | Winter, Spring, Fall | Winter, Spring, Fall
CT Fac. Spec. - NOX Rate Winter v.4.10 Final, Unit 645 and retrofits | 241 | 7286 | Rate Constraint in lbs/MMBtu | FALSE | L | Annual | Standard NOX | lb/MMBtu | 0.15 | 0.15 | 0.15 | 0.15 | 0.15 | 0.15 | 0.15
CT Fac. Spec. - NOX Rate Winter v.4.10 Final, Unit 645 and retrofits | 241 | 7286 | Rate Constraint in lbs/MMBtu | FALSE | L | Annual | Emissions at Affected Plants NOX | Thousand Tons | 0 | 0 | 0 | 0 | 0 | 0 | 0
CT Fac. Spec. - NOX Rate Winter v.4.10 Final, Unit 645 and retrofits | 241 | 7286 | Rate Constraint in lbs/MMBtu | FALSE | L | Annual | Allowances Purchased NOX | Thousand Tons | 0 | 0 | 0 | 0 | 0 | 0 | 0
CT Fac. Spec. - NOX Rate Winter v.4.10 Final, Unit 645 and retrofits | 241 | 7286 | Rate Constraint in lbs/MMBtu | FALSE | L | Annual | Allowances Sold NOX | Thousand Tons | 0 | 0 | 0 | 0 | 0 | 0 | 0
CT Fac. Spec. - NOX Rate Winter v.4.10 Final, Unit 645 and retrofits | 241 | 7286 | Rate Constraint in lbs/MMBtu | FALSE | L | Annual | Allowances Banked | Thousand Tons | 0 | 0 | 0 | 0 | 0 | 0 | 0
CT Fac. Spec. - NOX Rate Winter v.4.10 Final, Unit 645 and retrofits | 241 | 7286 | Rate Constraint in lbs/MMBtu | FALSE | L | Annual | Allowances Withdrawn (1:1) | Thousand Tons | 0 | 0 | 0 | 0 | 0 | 0 | 0
CT Fac. Spec. - NOX Rate Winter v.4.10 Final, Unit 645 and retrofits | 241 | 7286 | Rate Constraint in lbs/MMBtu | FALSE | L | Annual | Allowances Withdrawn (1:n) | Thousand Tons | 0 | 0 | 0 | 0 | 0 | 0 | 0
CT Fac. Spec. - NOX Rate Winter v.4.10 Final, Unit 645 and retrofits | 241 | 7286 | Rate Constraint in lbs/MMBtu | FALSE | L | Annual | Total | Thousand Tons | 0 | 0 | 0 | 0 | 0 | 0 | 0
CT Fac. Spec. - NOX Rate Winter v.4.10 Final, Unit 645 and retrofits | 241 | 7286 | Rate Constraint in lbs/MMBtu | FALSE | L | Annual | Fuel Consumed | TBtu | 0 | 0 | 0 | 0 | 0 | 0 | 0
CT Fac. Spec. - NOX Rate Winter v.4.10 Final, Unit 645 and retrofits | 241 | 7286 | Rate Constraint in lbs/MMBtu | FALSE | L | Annual | Rate | lb/MMBtu | 0 | 0 | 0 | 0 | 0 | 0 | 0
CT Fac. Spec. - NOX Rate Winter v.4.10 Final, Unit 645 and retrofits | 241 | 7286 | Rate Constraint in lbs/MMBtu | FALSE | L | Annual | Generation | TWh | 0 | 0 | 0 | 0 | 0 | 0 | 0
CT Fac. Spec. - NOX Rate Winter v.4.10 Final, Unit 645 and retrofits | 241 | 7286 | Rate Constraint in lbs/MMBtu | FALSE | L | Annual | Qualifying Generation | TWh | 0 | 0 | 0 | 0 | 0 | 0 | 0
CT Fac. Spec. - NOX Rate Winter v.4.10 Final, Unit 645 and retrofits | 241 | 7286 | Rate Constraint in lbs/MMBtu | FALSE | L | Annual | Rate | lb/MWh | 0 | 0 | 0 | 0 | 0 | 0 | 0
CT Fac. Spec. - NOX Rate Winter v.4.10 Final, Unit 645 and retrofits | 241 | 7286 | Rate Constraint in lbs/MMBtu | FALSE | L | Annual | Constraint Shadow Price | US2022$/Ton | 0 | 0 | 0 | 0 | 0 | 0 | 0
CT Fac. Spec. - NOX Rate Winter v.4.10 Final, Unit 646 and retrofits | 242 | 7286 | Rate Constraint in lbs/MMBtu | FALSE | L | Annual | Seasons Included | Seasons | Winter, Spring, Fall | Winter, Spring, Fall | Winter, Spring, Fall | Winter, Spring, Fall | Winter, Spring, Fall | Winter, Spring, Fall | Winter, Spring, Fall
CT Fac. Spec. - NOX Rate Winter v.4.10 Final, Unit 646 and retrofits | 242 | 7286 | Rate Constraint in lbs/MMBtu | FALSE | L | Annual | Standard NOX | lb/MMBtu | 0.15 | 0.15 | 0.15 | 0.15 | 0.15 | 0.15 | 0.15
CT Fac. Spec. - NOX Rate Winter v.4.10 Final, Unit 646 and retrofits | 242 | 7286 | Rate Constraint in lbs/MMBtu | FALSE | L | Annual | Emissions at Affected Plants NOX | Thousand Tons | 0 | 0 | 0 | 0 | 0 | 0 | 0
CT Fac. Spec. - NOX Rate Winter v.4.10 Final, Unit 646 and retrofits | 242 | 7286 | Rate Constraint in lbs/MMBtu | FALSE | L | Annual | Allowances Purchased NOX | Thousand Tons | 0 | 0 | 0 | 0 | 0 | 0 | 0
CT Fac. Spec. - NOX Rate Winter v.4.10 Final, Unit 646 and retrofits | 242 | 7286 | Rate Constraint in lbs/MMBtu | FALSE | L | Annual | Allowances Sold NOX | Thousand Tons | 0 | 0 | 0 | 0 | 0 | 0 | 0
CT Fac. Spec. - NOX Rate Winter v.4.10 Final, Unit 646 and retrofits | 242 | 7286 | Rate Constraint in lbs/MMBtu | FALSE | L | Annual | Allowances Banked | Thousand Tons | 0 | 0 | 0 | 0 | 0 | 0 | 0
CT Fac. Spec. - NOX Rate Winter v.4.10 Final, Unit 646 and retrofits | 242 | 7286 | Rate Constraint in lbs/MMBtu | FALSE | L | Annual | Allowances Withdrawn (1:1) | Thousand Tons | 0 | 0 | 0 | 0 | 0 | 0 | 0
CT Fac. Spec. - NOX Rate Winter v.4.10 Final, Unit 646 and retrofits | 242 | 7286 | Rate Constraint in lbs/MMBtu | FALSE | L | Annual | Allowances Withdrawn (1:n) | Thousand Tons | 0 | 0 | 0 | 0 | 0 | 0 | 0
CT Fac. Spec. - NOX Rate Winter v.4.10 Final, Unit 646 and retrofits | 242 | 7286 | Rate Constraint in lbs/MMBtu | FALSE | L | Annual | Total | Thousand Tons | 0 | 0 | 0 | 0 | 0 | 0 | 0
CT Fac. Spec. - NOX Rate Winter v.4.10 Final, Unit 646 and retrofits | 242 | 7286 | Rate Constraint in lbs/MMBtu | FALSE | L | Annual | Fuel Consumed | TBtu | 0 | 0 | 0 | 0 | 0 | 0 | 0
CT Fac. Spec. - NOX Rate Winter v.4.10 Final, Unit 646 and retrofits | 242 | 7286 | Rate Constraint in lbs/MMBtu | FALSE | L | Annual | Rate | lb/MMBtu | 0 | 0 | 0 | 0 | 0 | 0 | 0
CT Fac. Spec. - NOX Rate Winter v.4.10 Final, Unit 646 and retrofits | 242 | 7286 | Rate Constraint in lbs/MMBtu | FALSE | L | Annual | Generation | TWh | 0 | 0 | 0 | 0 | 0 | 0 | 0
CT Fac. Spec. - NOX Rate Winter v.4.10 Final, Unit 646 and retrofits | 242 | 7286 | Rate Constraint in lbs/MMBtu | FALSE | L | Annual | Qualifying Generation | TWh | 0 | 0 | 0 | 0 | 0 | 0 | 0
CT Fac. Spec. - NOX Rate Winter v.4.10 Final, Unit 646 and retrofits | 242 | 7286 | Rate Constraint in lbs/MMBtu | FALSE | L | Annual | Rate | lb/MWh | 0 | 0 | 0 | 0 | 0 | 0 | 0
CT Fac. Spec. - NOX Rate Winter v.4.10 Final, Unit 646 and retrofits | 242 | 7286 | Rate Constraint in lbs/MMBtu | FALSE | L | Annual | Constraint Shadow Price | US2022$/Ton | 0 | 0 | 0 | 0 | 0 | 0 | 0
CT Fac. Spec. - NOX Rate Winter v.4.10 Final, Unit 647 and retrofits | 243 | 7286 | Rate Constraint in lbs/MMBtu | FALSE | L | Annual | Seasons Included | Seasons | Winter, Spring, Fall | Winter, Spring, Fall | Winter, Spring, Fall | Winter, Spring, Fall | Winter, Spring, Fall | Winter, Spring, Fall | Winter, Spring, Fall
CT Fac. Spec. - NOX Rate Winter v.4.10 Final, Unit 647 and retrofits | 243 | 7286 | Rate Constraint in lbs/MMBtu | FALSE | L | Annual | Standard NOX | lb/MMBtu | 0.15 | 0.15 | 0.15 | 0.15 | 0.15 | 0.15 | 0.15
CT Fac. Spec. - NOX Rate Winter v.4.10 Final, Unit 647 and retrofits | 243 | 7286 | Rate Constraint in lbs/MMBtu | FALSE | L | Annual | Emissions at Affected Plants NOX | Thousand Tons | 0 | 0 | 0 | 0 | 0 | 0 | 0
CT Fac. Spec. - NOX Rate Winter v.4.10 Final, Unit 647 and retrofits | 243 | 7286 | Rate Constraint in lbs/MMBtu | FALSE | L | Annual | Allowances Purchased NOX | Thousand Tons | 0 | 0 | 0 | 0 | 0 | 0 | 0
CT Fac. Spec. - NOX Rate Winter v.4.10 Final, Unit 647 and retrofits | 243 | 7286 | Rate Constraint in lbs/MMBtu | FALSE | L | Annual | Allowances Sold NOX | Thousand Tons | 0 | 0 | 0 | 0 | 0 | 0 | 0
CT Fac. Spec. - NOX Rate Winter v.4.10 Final, Unit 647 and retrofits | 243 | 7286 | Rate Constraint in lbs/MMBtu | FALSE | L | Annual | Allowances Banked | Thousand Tons | 0 | 0 | 0 | 0 | 0 | 0 | 0
CT Fac. Spec. - NOX Rate Winter v.4.10 Final, Unit 647 and retrofits | 243 | 7286 | Rate Constraint in lbs/MMBtu | FALSE | L | Annual | Allowances Withdrawn (1:1) | Thousand Tons | 0 | 0 | 0 | 0 | 0 | 0 | 0
CT Fac. Spec. - NOX Rate Winter v.4.10 Final, Unit 647 and retrofits | 243 | 7286 | Rate Constraint in lbs/MMBtu | FALSE | L | Annual | Allowances Withdrawn (1:n) | Thousand Tons | 0 | 0 | 0 | 0 | 0 | 0 | 0
CT Fac. Spec. - NOX Rate Winter v.4.10 Final, Unit 647 and retrofits | 243 | 7286 | Rate Constraint in lbs/MMBtu | FALSE | L | Annual | Total | Thousand Tons | 0 | 0 | 0 | 0 | 0 | 0 | 0
CT Fac. Spec. - NOX Rate Winter v.4.10 Final, Unit 647 and retrofits | 243 | 7286 | Rate Constraint in lbs/MMBtu | FALSE | L | Annual | Fuel Consumed | TBtu | 0 | 0 | 0 | 0 | 0 | 0 | 0
CT Fac. Spec. - NOX Rate Winter v.4.10 Final, Unit 647 and retrofits | 243 | 7286 | Rate Constraint in lbs/MMBtu | FALSE | L | Annual | Rate | lb/MMBtu | 0 | 0 | 0 | 0 | 0 | 0 | 0
CT Fac. Spec. - NOX Rate Winter v.4.10 Final, Unit 647 and retrofits | 243 | 7286 | Rate Constraint in lbs/MMBtu | FALSE | L | Annual | Generation | TWh | 0 | 0 | 0 | 0 | 0 | 0 | 0
CT Fac. Spec. - NOX Rate Winter v.4.10 Final, Unit 647 and retrofits | 243 | 7286 | Rate Constraint in lbs/MMBtu | FALSE | L | Annual | Qualifying Generation | TWh | 0 | 0 | 0 | 0 | 0 | 0 | 0
CT Fac. Spec. - NOX Rate Winter v.4.10 Final, Unit 647 and retrofits | 243 | 7286 | Rate Constraint in lbs/MMBtu | FALSE | L | Annual | Rate | lb/MWh | 0 | 0 | 0 | 0 | 0 | 0 | 0
CT Fac. Spec. - NOX Rate Winter v.4.10 Final, Unit 647 and retrofits | 243 | 7286 | Rate Constraint in lbs/MMBtu | FALSE | L | Annual | Constraint Shadow Price | US2022$/Ton | 0 | 0 | 0 | 0 | 0 | 0 | 0
CT Fac. Spec. - NOX Rate Winter v.4.10 Final, Unit 648 and retrofits | 244 | 7286 | Rate Constraint in lbs/MMBtu | FALSE | L | Annual | Seasons Included | Seasons | Winter, Spring, Fall | Winter, Spring, Fall | Winter, Spring, Fall | Winter, Spring, Fall | Winter, Spring, Fall | Winter, Spring, Fall | Winter, Spring, Fall
CT Fac. Spec. - NOX Rate Winter v.4.10 Final, Unit 648 and retrofits | 244 | 7286 | Rate Constraint in lbs/MMBtu | FALSE | L | Annual | Standard NOX | lb/MMBtu | 0.15 | 0.15 | 0.15 | 0.15 | 0.15 | 0.15 | 0.15
CT Fac. Spec. - NOX Rate Winter v.4.10 Final, Unit 648 and retrofits | 244 | 7286 | Rate Constraint in lbs/MMBtu | FALSE | L | Annual | Emissions at Affected Plants NOX | Thousand Tons | 0 | 0 | 0 | 0 | 0 | 0 | 0
CT Fac. Spec. - NOX Rate Winter v.4.10 Final, Unit 648 and retrofits | 244 | 7286 | Rate Constraint in lbs/MMBtu | FALSE | L | Annual | Allowances Purchased NOX | Thousand Tons | 0 | 0 | 0 | 0 | 0 | 0 | 0
CT Fac. Spec. - NOX Rate Winter v.4.10 Final, Unit 648 and retrofits | 244 | 7286 | Rate Constraint in lbs/MMBtu | FALSE | L | Annual | Allowances Sold NOX | Thousand Tons | 0 | 0 | 0 | 0 | 0 | 0 | 0
CT Fac. Spec. - NOX Rate Winter v.4.10 Final, Unit 648 and retrofits | 244 | 7286 | Rate Constraint in lbs/MMBtu | FALSE | L | Annual | Allowances Banked | Thousand Tons | 0 | 0 | 0 | 0 | 0 | 0 | 0
CT Fac. Spec. - NOX Rate Winter v.4.10 Final, Unit 648 and retrofits | 244 | 7286 | Rate Constraint in lbs/MMBtu | FALSE | L | Annual | Allowances Withdrawn (1:1) | Thousand Tons | 0 | 0 | 0 | 0 | 0 | 0 | 0
CT Fac. Spec. - NOX Rate Winter v.4.10 Final, Unit 648 and retrofits | 244 | 7286 | Rate Constraint in lbs/MMBtu | FALSE | L | Annual | Allowances Withdrawn (1:n) | Thousand Tons | 0 | 0 | 0 | 0 | 0 | 0 | 0
CT Fac. Spec. - NOX Rate Winter v.4.10 Final, Unit 648 and retrofits | 244 | 7286 | Rate Constraint in lbs/MMBtu | FALSE | L | Annual | Total | Thousand Tons | 0 | 0 | 0 | 0 | 0 | 0 | 0
CT Fac. Spec. - NOX Rate Winter v.4.10 Final, Unit 648 and retrofits | 244 | 7286 | Rate Constraint in lbs/MMBtu | FALSE | L | Annual | Fuel Consumed | TBtu | 0 | 0 | 0 | 0 | 0 | 0 | 0
CT Fac. Spec. - NOX Rate Winter v.4.10 Final, Unit 648 and retrofits | 244 | 7286 | Rate Constraint in lbs/MMBtu | FALSE | L | Annual | Rate | lb/MMBtu | 0 | 0 | 0 | 0 | 0 | 0 | 0
CT Fac. Spec. - NOX Rate Winter v.4.10 Final, Unit 648 and retrofits | 244 | 7286 | Rate Constraint in lbs/MMBtu | FALSE | L | Annual | Generation | TWh | 0 | 0 | 0 | 0 | 0 | 0 | 0
CT Fac. Spec. - NOX Rate Winter v.4.10 Final, Unit 648 and retrofits | 244 | 7286 | Rate Constraint in lbs/MMBtu | FALSE | L | Annual | Qualifying Generation | TWh | 0 | 0 | 0 | 0 | 0 | 0 | 0
CT Fac. Spec. - NOX Rate Winter v.4.10 Final, Unit 648 and retrofits | 244 | 7286 | Rate Constraint in lbs/MMBtu | FALSE | L | Annual | Rate | lb/MWh | 0 | 0 | 0 | 0 | 0 | 0 | 0
CT Fac. Spec. - NOX Rate Winter v.4.10 Final, Unit 648 and retrofits | 244 | 7286 | Rate Constraint in lbs/MMBtu | FALSE | L | Annual | Constraint Shadow Price | US2022$/Ton | 0 | 0 | 0 | 0 | 0 | 0 | 0
CT Fac. Spec. - NOX Rate Winter v.4.10 Final, Unit 649 and retrofits | 245 | 7286 | Rate Constraint in lbs/MMBtu | FALSE | L | Annual | Seasons Included | Seasons | Winter, Spring, Fall | Winter, Spring, Fall | Winter, Spring, Fall | Winter, Spring, Fall | Winter, Spring, Fall | Winter, Spring, Fall | Winter, Spring, Fall
CT Fac. Spec. - NOX Rate Winter v.4.10 Final, Unit 649 and retrofits | 245 | 7286 | Rate Constraint in lbs/MMBtu | FALSE | L | Annual | Standard NOX | lb/MMBtu | 0.15 | 0.15 | 0.15 | 0.15 | 0.15 | 0.15 | 0.15
CT Fac. Spec. - NOX Rate Winter v.4.10 Final, Unit 649 and retrofits | 245 | 7286 | Rate Constraint in lbs/MMBtu | FALSE | L | Annual | Emissions at Affected Plants NOX | Thousand Tons | 0 | 0 | 0 | 0 | 0 | 0 | 0
CT Fac. Spec. - NOX Rate Winter v.4.10 Final, Unit 649 and retrofits | 245 | 7286 | Rate Constraint in lbs/MMBtu | FALSE | L | Annual | Allowances Purchased NOX | Thousand Tons | 0 | 0 | 0 | 0 | 0 | 0 | 0
CT Fac. Spec. - NOX Rate Winter v.4.10 Final, Unit 649 and retrofits | 245 | 7286 | Rate Constraint in lbs/MMBtu | FALSE | L | Annual | Allowances Sold NOX | Thousand Tons | 0 | 0 | 0 | 0 | 0 | 0 | 0
CT Fac. Spec. - NOX Rate Winter v.4.10 Final, Unit 649 and retrofits | 245 | 7286 | Rate Constraint in lbs/MMBtu | FALSE | L | Annual | Allowances Banked | Thousand Tons | 0 | 0 | 0 | 0 | 0 | 0 | 0
CT Fac. Spec. - NOX Rate Winter v.4.10 Final, Unit 649 and retrofits | 245 | 7286 | Rate Constraint in lbs/MMBtu | FALSE | L | Annual | Allowances Withdrawn (1:1) | Thousand Tons | 0 | 0 | 0 | 0 | 0 | 0 | 0
CT Fac. Spec. - NOX Rate Winter v.4.10 Final, Unit 649 and retrofits | 245 | 7286 | Rate Constraint in lbs/MMBtu | FALSE | L | Annual | Allowances Withdrawn (1:n) | Thousand Tons | 0 | 0 | 0 | 0 | 0 | 0 | 0
CT Fac. Spec. - NOX Rate Winter v.4.10 Final, Unit 649 and retrofits | 245 | 7286 | Rate Constraint in lbs/MMBtu | FALSE | L | Annual | Total | Thousand Tons | 0 | 0 | 0 | 0 | 0 | 0 | 0
CT Fac. Spec. - NOX Rate Winter v.4.10 Final, Unit 649 and retrofits | 245 | 7286 | Rate Constraint in lbs/MMBtu | FALSE | L | Annual | Fuel Consumed | TBtu | 0 | 0 | 0 | 0 | 0 | 0 | 0
CT Fac. Spec. - NOX Rate Winter v.4.10 Final, Unit 649 and retrofits | 245 | 7286 | Rate Constraint in lbs/MMBtu | FALSE | L | Annual | Rate | lb/MMBtu | 0 | 0 | 0 | 0 | 0 | 0 | 0
CT Fac. Spec. - NOX Rate Winter v.4.10 Final, Unit 649 and retrofits | 245 | 7286 | Rate Constraint in lbs/MMBtu | FALSE | L | Annual | Generation | TWh | 0 | 0 | 0 | 0 | 0 | 0 | 0
CT Fac. Spec. - NOX Rate Winter v.4.10 Final, Unit 649 and retrofits | 245 | 7286 | Rate Constraint in lbs/MMBtu | FALSE | L | Annual | Qualifying Generation | TWh | 0 | 0 | 0 | 0 | 0 | 0 | 0
CT Fac. Spec. - NOX Rate Winter v.4.10 Final, Unit 649 and retrofits | 245 | 7286 | Rate Constraint in lbs/MMBtu | FALSE | L | Annual | Rate | lb/MWh | 0 | 0 | 0 | 0 | 0 | 0 | 0
CT Fac. Spec. - NOX Rate Winter v.4.10 Final, Unit 649 and retrofits | 245 | 7286 | Rate Constraint in lbs/MMBtu | FALSE | L | Annual | Constraint Shadow Price | US2022$/Ton | 0 | 0 | 0 | 0 | 0 | 0 | 0
CT Fac. Spec. - NOX Rate Winter v.4.10 Final, Unit 1717 and retrofits | 246 | 7286 | Rate Constraint in lbs/MMBtu | FALSE | L | Annual | Seasons Included | Seasons | Winter, Spring, Fall | Winter, Spring, Fall | Winter, Spring, Fall | Winter, Spring, Fall | Winter, Spring, Fall | Winter, Spring, Fall | Winter, Spring, Fall
CT Fac. Spec. - NOX Rate Winter v.4.10 Final, Unit 1717 and retrofits | 246 | 7286 | Rate Constraint in lbs/MMBtu | FALSE | L | Annual | Standard NOX | lb/MMBtu | 0.15 | 0.15 | 0.15 | 0.15 | 0.15 | 0.15 | 0.15
CT Fac. Spec. - NOX Rate Winter v.4.10 Final, Unit 1717 and retrofits | 246 | 7286 | Rate Constraint in lbs/MMBtu | FALSE | L | Annual | Emissions at Affected Plants NOX | Thousand Tons | 0.032539 | 0.031698 | 0.021024 | 0 | 0 | 0 | 0
CT Fac. Spec. - NOX Rate Winter v.4.10 Final, Unit 1717 and retrofits | 246 | 7286 | Rate Constraint in lbs/MMBtu | FALSE | L | Annual | Allowances Purchased NOX | Thousand Tons | 0 | 0 | 0 | 0 | 0 | 0 | 0
CT Fac. Spec. - NOX Rate Winter v.4.10 Final, Unit 1717 and retrofits | 246 | 7286 | Rate Constraint in lbs/MMBtu | FALSE | L | Annual | Allowances Sold NOX | Thousand Tons | 0 | 0 | 0 | 0 | 0 | 0 | 0
CT Fac. Spec. - NOX Rate Winter v.4.10 Final, Unit 1717 and retrofits | 246 | 7286 | Rate Constraint in lbs/MMBtu | FALSE | L | Annual | Allowances Banked | Thousand Tons | 0 | 0 | 0 | 0 | 0 | 0 | 0
CT Fac. Spec. - NOX Rate Winter v.4.10 Final, Unit 1717 and retrofits | 246 | 7286 | Rate Constraint in lbs/MMBtu | FALSE | L | Annual | Allowances Withdrawn (1:1) | Thousand Tons | 0 | 0 | 0 | 0 | 0 | 0 | 0
CT Fac. Spec. - NOX Rate Winter v.4.10 Final, Unit 1717 and retrofits | 246 | 7286 | Rate Constraint in lbs/MMBtu | FALSE | L | Annual | Allowances Withdrawn (1:n) | Thousand Tons | 0 | 0 | 0 | 0 | 0 | 0 | 0
CT Fac. Spec. - NOX Rate Winter v.4.10 Final, Unit 1717 and retrofits | 246 | 7286 | Rate Constraint in lbs/MMBtu | FALSE | L | Annual | Total | Thousand Tons | 0.032539 | 0.031698 | 0.021024 | 0 | 0 | 0 | 0
CT Fac. Spec. - NOX Rate Winter v.4.10 Final, Unit 1717 and retrofits | 246 | 7286 | Rate Constraint in lbs/MMBtu | FALSE | L | Annual | Fuel Consumed | TBtu | 3.2917 | 3.2066 | 2.1268 | 0 | 0 | 0 | 0
CT Fac. Spec. - NOX Rate Winter v.4.10 Final, Unit 1717 and retrofits | 246 | 7286 | Rate Constraint in lbs/MMBtu | FALSE | L | Annual | Rate | lb/MMBtu | 0.01977 | 0.01977 | 0.01977 | 0 | 0 | 0 | 0
CT Fac. Spec. - NOX Rate Winter v.4.10 Final, Unit 1717 and retrofits | 246 | 7286 | Rate Constraint in lbs/MMBtu | FALSE | L | Annual | Generation | TWh | 0.46382 | 0.45183 | 0.29968 | 0 | 0 | 0 | 0
CT Fac. Spec. - NOX Rate Winter v.4.10 Final, Unit 1717 and retrofits | 246 | 7286 | Rate Constraint in lbs/MMBtu | FALSE | L | Annual | Qualifying Generation | TWh | 0.46382 | 0.45183 | 0.29968 | 0 | 0 | 0 | 0
CT Fac. Spec. - NOX Rate Winter v.4.10 Final, Unit 1717 and retrofits | 246 | 7286 | Rate Constraint in lbs/MMBtu | FALSE | L | Annual | Rate | lb/MWh | 0.14031 | 0.14031 | 0.14031 | 0 | 0 | 0 | 0
CT Fac. Spec. - NOX Rate Winter v.4.10 Final, Unit 1717 and retrofits | 246 | 7286 | Rate Constraint in lbs/MMBtu | FALSE | L | Annual | Constraint Shadow Price | US2022$/Ton | 0 | 0 | 0 | 0 | 0 | 0 | 0
CT Fac. Spec. - NOX Rate Winter v.4.10 Final, Unit 1718 and retrofits | 247 | 7286 | Rate Constraint in lbs/MMBtu | FALSE | L | Annual | Seasons Included | Seasons | Winter, Spring, Fall | Winter, Spring, Fall | Winter, Spring, Fall | Winter, Spring, Fall | Winter, Spring, Fall | Winter, Spring, Fall | Winter, Spring, Fall
CT Fac. Spec. - NOX Rate Winter v.4.10 Final, Unit 1718 and retrofits | 247 | 7286 | Rate Constraint in lbs/MMBtu | FALSE | L | Annual | Standard NOX | lb/MMBtu | 0.15 | 0.15 | 0.15 | 0.15 | 0.15 | 0.15 | 0.15
CT Fac. Spec. - NOX Rate Winter v.4.10 Final, Unit 1718 and retrofits | 247 | 7286 | Rate Constraint in lbs/MMBtu | FALSE | L | Annual | Emissions at Affected Plants NOX | Thousand Tons | 0.031116 | 0.030312 | 0.018046 | 0 | 0 | 0 | 0
CT Fac. Spec. - NOX Rate Winter v.4.10 Final, Unit 1718 and retrofits | 247 | 7286 | Rate Constraint in lbs/MMBtu | FALSE | L | Annual | Allowances Purchased NOX | Thousand Tons | 0 | 0 | 0 | 0 | 0 | 0 | 0
CT Fac. Spec. - NOX Rate Winter v.4.10 Final, Unit 1718 and retrofits | 247 | 7286 | Rate Constraint in lbs/MMBtu | FALSE | L | Annual | Allowances Sold NOX | Thousand Tons | 0 | 0 | 0 | 0 | 0 | 0 | 0
CT Fac. Spec. - NOX Rate Winter v.4.10 Final, Unit 1718 and retrofits | 247 | 7286 | Rate Constraint in lbs/MMBtu | FALSE | L | Annual | Allowances Banked | Thousand Tons | 0 | 0 | 0 | 0 | 0 | 0 | 0
CT Fac. Spec. - NOX Rate Winter v.4.10 Final, Unit 1718 and retrofits | 247 | 7286 | Rate Constraint in lbs/MMBtu | FALSE | L | Annual | Allowances Withdrawn (1:1) | Thousand Tons | 0 | 0 | 0 | 0 | 0 | 0 | 0
CT Fac. Spec. - NOX Rate Winter v.4.10 Final, Unit 1718 and retrofits | 247 | 7286 | Rate Constraint in lbs/MMBtu | FALSE | L | Annual | Allowances Withdrawn (1:n) | Thousand Tons | 0 | 0 | 0 | 0 | 0 | 0 | 0
CT Fac. Spec. - NOX Rate Winter v.4.10 Final, Unit 1718 and retrofits | 247 | 7286 | Rate Constraint in lbs/MMBtu | FALSE | L | Annual | Total | Thousand Tons | 0.031116 | 0.030312 | 0.018046 | 0 | 0 | 0 | 0
CT Fac. Spec. - NOX Rate Winter v.4.10 Final, Unit 1718 and retrofits | 247 | 7286 | Rate Constraint in lbs/MMBtu | FALSE | L | Annual | Fuel Consumed | TBtu | 3.1478 | 3.0665 | 1.8256 | 0 | 0 | 0 | 0
CT Fac. Spec. - NOX Rate Winter v.4.10 Final, Unit 1718 and retrofits | 247 | 7286 | Rate Constraint in lbs/MMBtu | FALSE | L | Annual | Rate | lb/MMBtu | 0.01977 | 0.01977 | 0.01977 | 0 | 0 | 0 | 0
CT Fac. Spec. - NOX Rate Winter v.4.10 Final, Unit 1718 and retrofits | 247 | 7286 | Rate Constraint in lbs/MMBtu | FALSE | L | Annual | Generation | TWh | 0.44355 | 0.43208 | 0.25724 | 0 | 0 | 0 | 0
CT Fac. Spec. - NOX Rate Winter v.4.10 Final, Unit 1718 and retrofits | 247 | 7286 | Rate Constraint in lbs/MMBtu | FALSE | L | Annual | Qualifying Generation | TWh | 0.44355 | 0.43208 | 0.25724 | 0 | 0 | 0 | 0
CT Fac. Spec. - NOX Rate Winter v.4.10 Final, Unit 1718 and retrofits | 247 | 7286 | Rate Constraint in lbs/MMBtu | FALSE | L | Annual | Rate | lb/MWh | 0.14031 | 0.14031 | 0.14031 | 0 | 0 | 0 | 0
CT Fac. Spec. - NOX Rate Winter v.4.10 Final, Unit 1718 and retrofits | 247 | 7286 | Rate Constraint in lbs/MMBtu | FALSE | L | Annual | Constraint Shadow Price | US2022$/Ton | 0 | 0 | 0 | 0 | 0 | 0 | 0
CT Fac. Spec. - NOX Rate Winter v.4.10 Final, Unit 1719 and retrofits | 248 | 7286 | Rate Constraint in lbs/MMBtu | FALSE | L | Annual | Seasons Included | Seasons | Winter, Spring, Fall | Winter, Spring, Fall | Winter, Spring, Fall | Winter, Spring, Fall | Winter, Spring, Fall | Winter, Spring, Fall | Winter, Spring, Fall
CT Fac. Spec. - NOX Rate Winter v.4.10 Final, Unit 1719 and retrofits | 248 | 7286 | Rate Constraint in lbs/MMBtu | FALSE | L | Annual | Standard NOX | lb/MMBtu | 0.15 | 0.15 | 0.15 | 0.15 | 0.15 | 0.15 | 0.15
CT Fac. Spec. - NOX Rate Winter v.4.10 Final, Unit 1719 and retrofits | 248 | 7286 | Rate Constraint in lbs/MMBtu | FALSE | L | Annual | Emissions at Affected Plants NOX | Thousand Tons | 0.022857 | 0.030139 | 0.018304 | 0 | 0 | 0 | 0
CT Fac. Spec. - NOX Rate Winter v.4.10 Final, Unit 1719 and retrofits | 248 | 7286 | Rate Constraint in lbs/MMBtu | FALSE | L | Annual | Allowances Purchased NOX | Thousand Tons | 0 | 0 | 0 | 0 | 0 | 0 | 0
CT Fac. Spec. - NOX Rate Winter v.4.10 Final, Unit 1719 and retrofits | 248 | 7286 | Rate Constraint in lbs/MMBtu | FALSE | L | Annual | Allowances Sold NOX | Thousand Tons | 0 | 0 | 0 | 0 | 0 | 0 | 0
CT Fac. Spec. - NOX Rate Winter v.4.10 Final, Unit 1719 and retrofits | 248 | 7286 | Rate Constraint in lbs/MMBtu | FALSE | L | Annual | Allowances Banked | Thousand Tons | 0 | 0 | 0 | 0 | 0 | 0 | 0
CT Fac. Spec. - NOX Rate Winter v.4.10 Final, Unit 1719 and retrofits | 248 | 7286 | Rate Constraint in lbs/MMBtu | FALSE | L | Annual | Allowances Withdrawn (1:1) | Thousand Tons | 0 | 0 | 0 | 0 | 0 | 0 | 0
CT Fac. Spec. - NOX Rate Winter v.4.10 Final, Unit 1719 and retrofits | 248 | 7286 | Rate Constraint in lbs/MMBtu | FALSE | L | Annual | Allowances Withdrawn (1:n) | Thousand Tons | 0 | 0 | 0 | 0 | 0 | 0 | 0
CT Fac. Spec. - NOX Rate Winter v.4.10 Final, Unit 1719 and retrofits | 248 | 7286 | Rate Constraint in lbs/MMBtu | FALSE | L | Annual | Total | Thousand Tons | 0.022857 | 0.030139 | 0.018304 | 0 | 0 | 0 | 0
CT Fac. Spec. - NOX Rate Winter v.4.10 Final, Unit 1719 and retrofits | 248 | 7286 | Rate Constraint in lbs/MMBtu | FALSE | L | Annual | Fuel Consumed | TBtu | 2.3123 | 3.0489 | 1.8517 | 0 | 0 | 0 | 0
CT Fac. Spec. - NOX Rate Winter v.4.10 Final, Unit 1719 and retrofits | 248 | 7286 | Rate Constraint in lbs/MMBtu | FALSE | L | Annual | Rate | lb/MMBtu | 0.01977 | 0.01977 | 0.01977 | 0 | 0 | 0 | 0
CT Fac. Spec. - NOX Rate Winter v.4.10 Final, Unit 1719 and retrofits | 248 | 7286 | Rate Constraint in lbs/MMBtu | FALSE | L | Annual | Generation | TWh | 0.32582 | 0.42961 | 0.26092 | 0 | 0 | 0 | 0
CT Fac. Spec. - NOX Rate Winter v.4.10 Final, Unit 1719 and retrofits | 248 | 7286 | Rate Constraint in lbs/MMBtu | FALSE | L | Annual | Qualifying Generation | TWh | 0.32582 | 0.42961 | 0.26092 | 0 | 0 | 0 | 0
CT Fac. Spec. - NOX Rate Winter v.4.10 Final, Unit 1719 and retrofits | 248 | 7286 | Rate Constraint in lbs/MMBtu | FALSE | L | Annual | Rate | lb/MWh | 0.14031 | 0.14031 | 0.14031 | 0 | 0 | 0 | 0
CT Fac. Spec. - NOX Rate Winter v.4.10 Final, Unit 1719 and retrofits | 248 | 7286 | Rate Constraint in lbs/MMBtu | FALSE | L | Annual | Constraint Shadow Price | US2022$/Ton | 0 | 0 | 0 | 0 | 0 | 0 | 0
CT Fac. Spec. - NOX Rate Winter v.4.10 Final, Unit 1720 and retrofits | 249 | 7286 | Rate Constraint in lbs/MMBtu | FALSE | L | Annual | Seasons Included | Seasons | Winter, Spring, Fall | Winter, Spring, Fall | Winter, Spring, Fall | Winter, Spring, Fall | Winter, Spring, Fall | Winter, Spring, Fall | Winter, Spring, Fall
CT Fac. Spec. - NOX Rate Winter v.4.10 Final, Unit 1720 and retrofits | 249 | 7286 | Rate Constraint in lbs/MMBtu | FALSE | L | Annual | Standard NOX | lb/MMBtu | 0.15 | 0.15 | 0.15 | 0.15 | 0.15 | 0.15 | 0.15
CT Fac. Spec. - NOX Rate Winter v.4.10 Final, Unit 1720 and retrofits | 249 | 7286 | Rate Constraint in lbs/MMBtu | FALSE | L | Annual | Emissions at Affected Plants NOX | Thousand Tons | 0.0059414 | 0.0087509 | 0.0017809 | 0 | 0 | 0 | 0
CT Fac. Spec. - NOX Rate Winter v.4.10 Final, Unit 1720 and retrofits | 249 | 7286 | Rate Constraint in lbs/MMBtu | FALSE | L | Annual | Allowances Purchased NOX | Thousand Tons | 0 | 0 | 0 | 0 | 0 | 0 | 0
CT Fac. Spec. - NOX Rate Winter v.4.10 Final, Unit 1720 and retrofits | 249 | 7286 | Rate Constraint in lbs/MMBtu | FALSE | L | Annual | Allowances Sold NOX | Thousand Tons | 0 | 0 | 0 | 0 | 0 | 0 | 0
CT Fac. Spec. - NOX Rate Winter v.4.10 Final, Unit 1720 and retrofits | 249 | 7286 | Rate Constraint in lbs/MMBtu | FALSE | L | Annual | Allowances Banked | Thousand Tons | 0 | 0 | 0 | 0 | 0 | 0 | 0
CT Fac. Spec. - NOX Rate Winter v.4.10 Final, Unit 1720 and retrofits | 249 | 7286 | Rate Constraint in lbs/MMBtu | FALSE | L | Annual | Allowances Withdrawn (1:1) | Thousand Tons | 0 | 0 | 0 | 0 | 0 | 0 | 0
CT Fac. Spec. - NOX Rate Winter v.4.10 Final, Unit 1720 and retrofits | 249 | 7286 | Rate Constraint in lbs/MMBtu | FALSE | L | Annual | Allowances Withdrawn (1:n) | Thousand Tons | 0 | 0 | 0 | 0 | 0 | 0 | 0
CT Fac. Spec. - NOX Rate Winter v.4.10 Final, Unit 1720 and retrofits | 249 | 7286 | Rate Constraint in lbs/MMBtu | FALSE | L | Annual | Total | Thousand Tons | 0.0059414 | 0.0087509 | 0.0017809 | 0 | 0 | 0 | 0
CT Fac. Spec. - NOX Rate Winter v.4.10 Final, Unit 1720 and retrofits | 249 | 7286 | Rate Constraint in lbs/MMBtu | FALSE | L | Annual | Fuel Consumed | TBtu | 1.9353 | 2.8505 | 0.5801 | 0 | 0 | 0 | 0
CT Fac. Spec. - NOX Rate Winter v.4.10 Final, Unit 1720 and retrofits | 249 | 7286 | Rate Constraint in lbs/MMBtu | FALSE | L | Annual | Rate | lb/MMBtu | 0.00614 | 0.00614 | 0.00614 | 0 | 0 | 0 | 0
CT Fac. Spec. - NOX Rate Winter v.4.10 Final, Unit 1720 and retrofits | 249 | 7286 | Rate Constraint in lbs/MMBtu | FALSE | L | Annual | Generation | TWh | 0.26111 | 0.38458 | 0.078264 | 0 | 0 | 0 | 0
CT Fac. Spec. - NOX Rate Winter v.4.10 Final, Unit 1720 and retrofits | 249 | 7286 | Rate Constraint in lbs/MMBtu | FALSE | L | Annual | Qualifying Generation | TWh | 0.26111 | 0.38458 | 0.078264 | 0 | 0 | 0 | 0
CT Fac. Spec. - NOX Rate Winter v.4.10 Final, Unit 1720 and retrofits | 249 | 7286 | Rate Constraint in lbs/MMBtu | FALSE | L | Annual | Rate | lb/MWh | 0.04551 | 0.04551 | 0.04551 | 0 | 0 | 0 | 0
CT Fac. Spec. - NOX Rate Winter v.4.10 Final, Unit 1720 and retrofits | 249 | 7286 | Rate Constraint in lbs/MMBtu | FALSE | L | Annual | Constraint Shadow Price | US2022$/Ton | 0 | 0 | 0 | 0 | 0 | 0 | 0
CT Fac. Spec. - NOX Rate Winter v.4.10 Final, Unit 1721 and retrofits | 250 | 7286 | Rate Constraint in lbs/MMBtu | FALSE | L | Annual | Seasons Included | Seasons | Winter, Spring, Fall | Winter, Spring, Fall | Winter, Spring, Fall | Winter, Spring, Fall | Winter, Spring, Fall | Winter, Spring, Fall | Winter, Spring, Fall
CT Fac. Spec. - NOX Rate Winter v.4.10 Final, Unit 1721 and retrofits | 250 | 7286 | Rate Constraint in lbs/MMBtu | FALSE | L | Annual | Standard NOX | lb/MMBtu | 0.15 | 0.15 | 0.15 | 0.15 | 0.15 | 0.15 | 0.15
CT Fac. Spec. - NOX Rate Winter v.4.10 Final, Unit 1721 and retrofits | 250 | 7286 | Rate Constraint in lbs/MMBtu | FALSE | L | Annual | Emissions at Affected Plants NOX | Thousand Tons | 0.0050877 | 0.0062171 | 0.001771 | 0 | 0 | 0 | 0
CT Fac. Spec. - NOX Rate Winter v.4.10 Final, Unit 1721 and retrofits | 250 | 7286 | Rate Constraint in lbs/MMBtu | FALSE | L | Annual | Allowances Purchased NOX | Thousand Tons | 0 | 0 | 0 | 0 | 0 | 0 | 0
CT Fac. Spec. - NOX Rate Winter v.4.10 Final, Unit 1721 and retrofits | 250 | 7286 | Rate Constraint in lbs/MMBtu | FALSE | L | Annual | Allowances Sold NOX | Thousand Tons | 0 | 0 | 0 | 0 | 0 | 0 | 0
CT Fac. Spec. - NOX Rate Winter v.4.10 Final, Unit 1721 and retrofits | 250 | 7286 | Rate Constraint in lbs/MMBtu | FALSE | L | Annual | Allowances Banked | Thousand Tons | 0 | 0 | 0 | 0 | 0 | 0 | 0
CT Fac. Spec. - NOX Rate Winter v.4.10 Final, Unit 1721 and retrofits | 250 | 7286 | Rate Constraint in lbs/MMBtu | FALSE | L | Annual | Allowances Withdrawn (1:1) | Thousand Tons | 0 | 0 | 0 | 0 | 0 | 0 | 0
CT Fac. Spec. - NOX Rate Winter v.4.10 Final, Unit 1721 and retrofits | 250 | 7286 | Rate Constraint in lbs/MMBtu | FALSE | L | Annual | Allowances Withdrawn (1:n) | Thousand Tons | 0 | 0 | 0 | 0 | 0 | 0 | 0
CT Fac. Spec. - NOX Rate Winter v.4.10 Final, Unit 1721 and retrofits | 250 | 7286 | Rate Constraint in lbs/MMBtu | FALSE | L | Annual | Total | Thousand Tons | 0.0050877 | 0.0062171 | 0.001771 | 0 | 0 | 0 | 0
CT Fac. Spec. - NOX Rate Winter v.4.10 Final, Unit 1721 and retrofits | 250 | 7286 | Rate Constraint in lbs/MMBtu | FALSE | L | Annual | Fuel Consumed | TBtu | 1.6708 | 2.0417 | 0.58161 | 0 | 0 | 0 | 0
CT Fac. Spec. - NOX Rate Winter v.4.10 Final, Unit 1721 and retrofits | 250 | 7286 | Rate Constraint in lbs/MMBtu | FALSE | L | Annual | Rate | lb/MMBtu | 0.00609 | 0.00609 | 0.00609 | 0 | 0 | 0 | 0
CT Fac. Spec. - NOX Rate Winter v.4.10 Final, Unit 1721 and retrofits | 250 | 7286 | Rate Constraint in lbs/MMBtu | FALSE | L | Annual | Generation | TWh | 0.22476 | 0.27465 | 0.078236 | 0 | 0 | 0 | 0
CT Fac. Spec. - NOX Rate Winter v.4.10 Final, Unit 1721 and retrofits | 250 | 7286 | Rate Constraint in lbs/MMBtu | FALSE | L | Annual | Qualifying Generation | TWh | 0.22476 | 0.27465 | 0.078236 | 0 | 0 | 0 | 0
CT Fac. Spec. - NOX Rate Winter v.4.10 Final, Unit 1721 and retrofits | 250 | 7286 | Rate Constraint in lbs/MMBtu | FALSE | L | Annual | Rate | lb/MWh | 0.045273 | 0.045273 | 0.045273 | 0 | 0 | 0 | 0
CT Fac. Spec. - NOX Rate Winter v.4.10 Final, Unit 1721 and retrofits | 250 | 7286 | Rate Constraint in lbs/MMBtu | FALSE | L | Annual | Constraint Shadow Price | US2022$/Ton | 0 | 0 | 0 | 0 | 0 | 0 | 0
CT Fac. Spec. - NOX Rate Winter v.4.10 Final, Unit 1722 and retrofits | 251 | 7286 | Rate Constraint in lbs/MMBtu | FALSE | L | Annual | Seasons Included | Seasons | Winter, Spring, Fall | Winter, Spring, Fall | Winter, Spring, Fall | Winter, Spring, Fall | Winter, Spring, Fall | Winter, Spring, Fall | Winter, Spring, Fall
CT Fac. Spec. - NOX Rate Winter v.4.10 Final, Unit 1722 and retrofits | 251 | 7286 | Rate Constraint in lbs/MMBtu | FALSE | L | Annual | Standard NOX | lb/MMBtu | 0.15 | 0.15 | 0.15 | 0.15 | 0.15 | 0.15 | 0.15
CT Fac. Spec. - NOX Rate Winter v.4.10 Final, Unit 1722 and retrofits | 251 | 7286 | Rate Constraint in lbs/MMBtu | FALSE | L | Annual | Emissions at Affected Plants NOX | Thousand Tons | 0.0057665 | 0.0071455 | 0.0014542 | 0 | 0 | 0 | 0
CT Fac. Spec. - NOX Rate Winter v.4.10 Final, Unit 1722 and retrofits | 251 | 7286 | Rate Constraint in lbs/MMBtu | FALSE | L | Annual | Allowances Purchased NOX | Thousand Tons | 0 | 0 | 0 | 0 | 0 | 0 | 0
CT Fac. Spec. - NOX Rate Winter v.4.10 Final, Unit 1722 and retrofits | 251 | 7286 | Rate Constraint in lbs/MMBtu | FALSE | L | Annual | Allowances Sold NOX | Thousand Tons | 0 | 0 | 0 | 0 | 0 | 0 | 0
CT Fac. Spec. - NOX Rate Winter v.4.10 Final, Unit 1722 and retrofits | 251 | 7286 | Rate Constraint in lbs/MMBtu | FALSE | L | Annual | Allowances Banked | Thousand Tons | 0 | 0 | 0 | 0 | 0 | 0 | 0
CT Fac. Spec. - NOX Rate Winter v.4.10 Final, Unit 1722 and retrofits | 251 | 7286 | Rate Constraint in lbs/MMBtu | FALSE | L | Annual | Allowances Withdrawn (1:1) | Thousand Tons | 0 | 0 | 0 | 0 | 0 | 0 | 0
CT Fac. Spec. - NOX Rate Winter v.4.10 Final, Unit 1722 and retrofits | 251 | 7286 | Rate Constraint in lbs/MMBtu | FALSE | L | Annual | Allowances Withdrawn (1:n) | Thousand Tons | 0 | 0 | 0 | 0 | 0 | 0 | 0
CT Fac. Spec. - NOX Rate Winter v.4.10 Final, Unit 1722 and retrofits | 251 | 7286 | Rate Constraint in lbs/MMBtu | FALSE | L | Annual | Total | Thousand Tons | 0.0057665 | 0.0071455 | 0.0014542 | 0 | 0 | 0 | 0
CT Fac. Spec. - NOX Rate Winter v.4.10 Final, Unit 1722 and retrofits | 251 | 7286 | Rate Constraint in lbs/MMBtu | FALSE | L | Annual | Fuel Consumed | TBtu | 2.257 | 2.7967 | 0.56915 | 0 | 0 | 0 | 0
CT Fac. Spec. - NOX Rate Winter v.4.10 Final, Unit 1722 and retrofits | 251 | 7286 | Rate Constraint in lbs/MMBtu | FALSE | L | Annual | Rate | lb/MMBtu | 0.00511 | 0.00511 | 0.00511 | 0 | 0 | 0 | 0
CT Fac. Spec. - NOX Rate Winter v.4.10 Final, Unit 1722 and retrofits | 251 | 7286 | Rate Constraint in lbs/MMBtu | FALSE | L | Annual | Generation | TWh | 0.30467 | 0.37752 | 0.076829 | 0 | 0 | 0 | 0
CT Fac. Spec. - NOX Rate Winter v.4.10 Final, Unit 1722 and retrofits | 251 | 7286 | Rate Constraint in lbs/MMBtu | FALSE | L | Annual | Qualifying Generation | TWh | 0.30467 | 0.37752 | 0.076829 | 0 | 0 | 0 | 0
CT Fac. Spec. - NOX Rate Winter v.4.10 Final, Unit 1722 and retrofits | 251 | 7286 | Rate Constraint in lbs/MMBtu | FALSE | L | Annual | Rate | lb/MWh | 0.037855 | 0.037855 | 0.037855 | 0 | 0 | 0 | 0
CT Fac. Spec. - NOX Rate Winter v.4.10 Final, Unit 1722 and retrofits | 251 | 7286 | Rate Constraint in lbs/MMBtu | FALSE | L | Annual | Constraint Shadow Price | US2022$/Ton | 0 | 0 | 0 | 0 | 0 | 0 | 0
CT Fac. Spec. - NOX Rate Winter v.4.10 Final, Unit 1723 and retrofits | 252 | 7286 | Rate Constraint in lbs/MMBtu | FALSE | L | Annual | Seasons Included | Seasons | Winter, Spring, Fall | Winter, Spring, Fall | Winter, Spring, Fall | Winter, Spring, Fall | Winter, Spring, Fall | Winter, Spring, Fall | Winter, Spring, Fall
CT Fac. Spec. - NOX Rate Winter v.4.10 Final, Unit 1723 and retrofits | 252 | 7286 | Rate Constraint in lbs/MMBtu | FALSE | L | Annual | Standard NOX | lb/MMBtu | 0.15 | 0.15 | 0.15 | 0.15 | 0.15 | 0.15 | 0.15
CT Fac. Spec. - NOX Rate Winter v.4.10 Final, Unit 1723 and retrofits | 252 | 7286 | Rate Constraint in lbs/MMBtu | FALSE | L | Annual | Emissions at Affected Plants NOX | Thousand Tons | 0.009789 | 0.0087791 | 0.0048454 | 0 | 0 | 0 | 0
CT Fac. Spec. - NOX Rate Winter v.4.10 Final, Unit 1723 and retrofits | 252 | 7286 | Rate Constraint in lbs/MMBtu | FALSE | L | Annual | Allowances Purchased NOX | Thousand Tons | 0 | 0 | 0 | 0 | 0 | 0 | 0
CT Fac. Spec. - NOX Rate Winter v.4.10 Final, Unit 1723 and retrofits | 252 | 7286 | Rate Constraint in lbs/MMBtu | FALSE | L | Annual | Allowances Sold NOX | Thousand Tons | 0 | 0 | 0 | 0 | 0 | 0 | 0
CT Fac. Spec. - NOX Rate Winter v.4.10 Final, Unit 1723 and retrofits | 252 | 7286 | Rate Constraint in lbs/MMBtu | FALSE | L | Annual | Allowances Banked | Thousand Tons | 0 | 0 | 0 | 0 | 0 | 0 | 0
CT Fac. Spec. - NOX Rate Winter v.4.10 Final, Unit 1723 and retrofits | 252 | 7286 | Rate Constraint in lbs/MMBtu | FALSE | L | Annual | Allowances Withdrawn (1:1) | Thousand Tons | 0 | 0 | 0 | 0 | 0 | 0 | 0
CT Fac. Spec. - NOX Rate Winter v.4.10 Final, Unit 1723 and retrofits | 252 | 7286 | Rate Constraint in lbs/MMBtu | FALSE | L | Annual | Allowances Withdrawn (1:n) | Thousand Tons | 0 | 0 | 0 | 0 | 0 | 0 | 0
CT Fac. Spec. - NOX Rate Winter v.4.10 Final, Unit 1723 and retrofits | 252 | 7286 | Rate Constraint in lbs/MMBtu | FALSE | L | Annual | Total | Thousand Tons | 0.009789 | 0.0087791 | 0.0048454 | 0 | 0 | 0 | 0
CT Fac. Spec. - NOX Rate Winter v.4.10 Final, Unit 1723 and retrofits | 252 | 7286 | Rate Constraint in lbs/MMBtu | FALSE | L | Annual | Fuel Consumed | TBtu | 3.1225 | 2.8004 | 1.5456 | 0 | 0 | 0 | 0
CT Fac. Spec. - NOX Rate Winter v.4.10 Final, Unit 1723 and retrofits | 252 | 7286 | Rate Constraint in lbs/MMBtu | FALSE | L | Annual | Rate | lb/MMBtu | 0.00627 | 0.00627 | 0.00627 | 0 | 0 | 0 | 0
CT Fac. Spec. - NOX Rate Winter v.4.10 Final, Unit 1723 and retrofits | 252 | 7286 | Rate Constraint in lbs/MMBtu | FALSE | L | Annual | Generation | TWh | 0.42558 | 0.38168 | 0.21065 | 0 | 0 | 0 | 0
CT Fac. Spec. - NOX Rate Winter v.4.10 Final, Unit 1723 and retrofits | 252 | 7286 | Rate Constraint in lbs/MMBtu | FALSE | L | Annual | Qualifying Generation | TWh | 0.42558 | 0.38168 | 0.21065 | 0 | 0 | 0 | 0
CT Fac. Spec. - NOX Rate Winter v.4.10 Final, Unit 1723 and retrofits | 252 | 7286 | Rate Constraint in lbs/MMBtu | FALSE | L | Annual | Rate | lb/MWh | 0.046003 | 0.046003 | 0.046003 | 0 | 0 | 0 | 0
CT Fac. Spec. - NOX Rate Winter v.4.10 Final, Unit 1723 and retrofits | 252 | 7286 | Rate Constraint in lbs/MMBtu | FALSE | L | Annual | Constraint Shadow Price | US2022$/Ton | 0 | 0 | 0 | 0 | 0 | 0 | 0
CT Fac. Spec. - NOX Rate Winter v.4.10 Final, Unit 1724 and retrofits | 253 | 7286 | Rate Constraint in lbs/MMBtu | FALSE | L | Annual | Seasons Included | Seasons | Winter, Spring, Fall | Winter, Spring, Fall | Winter, Spring, Fall | Winter, Spring, Fall | Winter, Spring, Fall | Winter, Spring, Fall | Winter, Spring, Fall
CT Fac. Spec. - NOX Rate Winter v.4.10 Final, Unit 1724 and retrofits | 253 | 7286 | Rate Constraint in lbs/MMBtu | FALSE | L | Annual | Standard NOX | lb/MMBtu | 0.15 | 0.15 | 0.15 | 0.15 | 0.15 | 0.15 | 0.15
CT Fac. Spec. - NOX Rate Winter v.4.10 Final, Unit 1724 and retrofits | 253 | 7286 | Rate Constraint in lbs/MMBtu | FALSE | L | Annual | Emissions at Affected Plants NOX | Thousand Tons | 0.012125 | 0.012125 | 0.0067066 | 0 | 0 | 0 | 0
CT Fac. Spec. - NOX Rate Winter v.4.10 Final, Unit 1724 and retrofits | 253 | 7286 | Rate Constraint in lbs/MMBtu | FALSE | L | Annual | Allowances Purchased NOX | Thousand Tons | 0 | 0 | 0 | 0 | 0 | 0 | 0
CT Fac. Spec. - NOX Rate Winter v.4.10 Final, Unit 1724 and retrofits | 253 | 7286 | Rate Constraint in lbs/MMBtu | FALSE | L | Annual | Allowances Sold NOX | Thousand Tons | 0 | 0 | 0 | 0 | 0 | 0 | 0
CT Fac. Spec. - NOX Rate Winter v.4.10 Final, Unit 1724 and retrofits | 253 | 7286 | Rate Constraint in lbs/MMBtu | FALSE | L | Annual | Allowances Banked | Thousand Tons | 0 | 0 | 0 | 0 | 0 | 0 | 0
CT Fac. Spec. - NOX Rate Winter v.4.10 Final, Unit 1724 and retrofits | 253 | 7286 | Rate Constraint in lbs/MMBtu | FALSE | L | Annual | Allowances Withdrawn (1:1) | Thousand Tons | 0 | 0 | 0 | 0 | 0 | 0 | 0
CT Fac. Spec. - NOX Rate Winter v.4.10 Final, Unit 1724 and retrofits | 253 | 7286 | Rate Constraint in lbs/MMBtu | FALSE | L | Annual | Allowances Withdrawn (1:n) | Thousand Tons | 0 | 0 | 0 | 0 | 0 | 0 | 0
CT Fac. Spec. - NOX Rate Winter v.4.10 Final, Unit 1724 and retrofits | 253 | 7286 | Rate Constraint in lbs/MMBtu | FALSE | L | Annual | Total | Thousand Tons | 0.012125 | 0.012125 | 0.0067066 | 0 | 0 | 0 | 0
CT Fac. Spec. - NOX Rate Winter v.4.10 Final, Unit 1724 and retrofits | 253 | 7286 | Rate Constraint in lbs/MMBtu | FALSE | L | Annual | Fuel Consumed | TBtu | 3.6412 | 3.6412 | 2.014 | 0 | 0 | 0 | 0
CT Fac. Spec. - NOX Rate Winter v.4.10 Final, Unit 1724 and retrofits | 253 | 7286 | Rate Constraint in lbs/MMBtu | FALSE | L | Annual | Rate | lb/MMBtu | 0.00666 | 0.00666 | 0.00666 | 0 | 0 | 0 | 0
CT Fac. Spec. - NOX Rate Winter v.4.10 Final, Unit 1724 and retrofits | 253 | 7286 | Rate Constraint in lbs/MMBtu | FALSE | L | Annual | Generation | TWh | 0.49689 | 0.49689 | 0.27484 | 0 | 0 | 0 | 0
CT Fac. Spec. - NOX Rate Winter v.4.10 Final, Unit 1724 and retrofits | 253 | 7286 | Rate Constraint in lbs/MMBtu | FALSE | L | Annual | Qualifying Generation | TWh | 0.49689 | 0.49689 | 0.27484 | 0 | 0 | 0 | 0
CT Fac. Spec. - NOX Rate Winter v.4.10 Final, Unit 1724 and retrofits | 253 | 7286 | Rate Constraint in lbs/MMBtu | FALSE | L | Annual | Rate | lb/MWh | 0.048804 | 0.048804 | 0.048804 | 0 | 0 | 0 | 0
CT Fac. Spec. - NOX Rate Winter v.4.10 Final, Unit 1724 and retrofits | 253 | 7286 | Rate Constraint in lbs/MMBtu | FALSE | L | Annual | Constraint Shadow Price | US2022$/Ton | 0 | 0 | 0 | 0 | 0 | 0 | 0
CT Fac. Spec. - NOX Rate Winter v.4.10 Final, Unit 1725 and retrofits | 254 | 7286 | Rate Constraint in lbs/MMBtu | FALSE | L | Annual | Seasons Included | Seasons | Winter, Spring, Fall | Winter, Spring, Fall | Winter, Spring, Fall | Winter, Spring, Fall | Winter, Spring, Fall | Winter, Spring, Fall | Winter, Spring, Fall
CT Fac. Spec. - NOX Rate Winter v.4.10 Final, Unit 1725 and retrofits | 254 | 7286 | Rate Constraint in lbs/MMBtu | FALSE | L | Annual | Standard NOX | lb/MMBtu | 0.15 | 0.15 | 0.15 | 0.15 | 0.15 | 0.15 | 0.15
CT Fac. Spec. - NOX Rate Winter v.4.10 Final, Unit 1725 and retrofits | 254 | 7286 | Rate Constraint in lbs/MMBtu | FALSE | L | Annual | Emissions at Affected Plants NOX | Thousand Tons | 0.025364 | 0.028061 | 0.013159 | 0 | 0 | 1.8751e-06 | 2.8126e-06
CT Fac. Spec. - NOX Rate Winter v.4.10 Final, Unit 1725 and retrofits | 254 | 7286 | Rate Constraint in lbs/MMBtu | FALSE | L | Annual | Allowances Purchased NOX | Thousand Tons | 0 | 0 | 0 | 0 | 0 | 0 | 0
CT Fac. Spec. - NOX Rate Winter v.4.10 Final, Unit 1725 and retrofits | 254 | 7286 | Rate Constraint in lbs/MMBtu | FALSE | L | Annual | Allowances Sold NOX | Thousand Tons | 0 | 0 | 0 | 0 | 0 | 0 | 0
CT Fac. Spec. - NOX Rate Winter v.4.10 Final, Unit 1725 and retrofits | 254 | 7286 | Rate Constraint in lbs/MMBtu | FALSE | L | Annual | Allowances Banked | Thousand Tons | 0 | 0 | 0 | 0 | 0 | 0 | 0
CT Fac. Spec. - NOX Rate Winter v.4.10 Final, Unit 1725 and retrofits | 254 | 7286 | Rate Constraint in lbs/MMBtu | FALSE | L | Annual | Allowances Withdrawn (1:1) | Thousand Tons | 0 | 0 | 0 | 0 | 0 | 0 | 0
CT Fac. Spec. - NOX Rate Winter v.4.10 Final, Unit 1725 and retrofits | 254 | 7286 | Rate Constraint in lbs/MMBtu | FALSE | L | Annual | Allowances Withdrawn (1:n) | Thousand Tons | 0 | 0 | 0 | 0 | 0 | 0 | 0
CT Fac. Spec. - NOX Rate Winter v.4.10 Final, Unit 1725 and retrofits | 254 | 7286 | Rate Constraint in lbs/MMBtu | FALSE | L | Annual | Total | Thousand Tons | 0.025364 | 0.028061 | 0.013159 | 0 | 0 | 1.8751e-06 | 2.8126e-06
CT Fac. Spec. - NOX Rate Winter v.4.10 Final, Unit 1725 and retrofits | 254 | 7286 | Rate Constraint in lbs/MMBtu | FALSE | L | Annual | Fuel Consumed | TBtu | 8.2485 | 9.1256 | 4.2795 | 0 | 0 | 0.00060978 | 0.00091466
CT Fac. Spec. - NOX Rate Winter v.4.10 Final, Unit 1725 and retrofits | 254 | 7286 | Rate Constraint in lbs/MMBtu | FALSE | L | Annual | Rate | lb/MMBtu | 0.00615 | 0.00615 | 0.00615 | 0 | 0 | 0.00615 | 0.00615
CT Fac. Spec. - NOX Rate Winter v.4.10 Final, Unit 1725 and retrofits | 254 | 7286 | Rate Constraint in lbs/MMBtu | FALSE | L | Annual | Generation | TWh | 1.17 | 1.2944 | 0.60702 | 0 | 0 | 8.6493e-05 | 0.00012974
CT Fac. Spec. - NOX Rate Winter v.4.10 Final, Unit 1725 and retrofits | 254 | 7286 | Rate Constraint in lbs/MMBtu | FALSE | L | Annual | Qualifying Generation | TWh | 1.17 | 1.2944 | 0.60702 | 0 | 0 | 8.6493e-05 | 0.00012974
CT Fac. Spec. - NOX Rate Winter v.4.10 Final, Unit 1725 and retrofits | 254 | 7286 | Rate Constraint in lbs/MMBtu | FALSE | L | Annual | Rate | lb/MWh | 0.043357 | 0.043357 | 0.043357 | 0 | 0 | 0.043358 | 0.043357
CT Fac. Spec. - NOX Rate Winter v.4.10 Final, Unit 1725 and retrofits | 254 | 7286 | Rate Constraint in lbs/MMBtu | FALSE | L | Annual | Constraint Shadow Price | US2022$/Ton | 0 | 0 | 0 | 0 | 0 | 0 | 0
CT Fac. Spec. - NOX Rate Winter v.4.10 Final, Unit 1726 and retrofits | 255 | 7286 | Rate Constraint in lbs/MMBtu | FALSE | L | Annual | Seasons Included | Seasons | Winter, Spring, Fall | Winter, Spring, Fall | Winter, Spring, Fall | Winter, Spring, Fall | Winter, Spring, Fall | Winter, Spring, Fall | Winter, Spring, Fall
CT Fac. Spec. - NOX Rate Winter v.4.10 Final, Unit 1726 and retrofits | 255 | 7286 | Rate Constraint in lbs/MMBtu | FALSE | L | Annual | Standard NOX | lb/MMBtu | 0.15 | 0.15 | 0.15 | 0.15 | 0.15 | 0.15 | 0.15
CT Fac. Spec. - NOX Rate Winter v.4.10 Final, Unit 1726 and retrofits | 255 | 7286 | Rate Constraint in lbs/MMBtu | FALSE | L | Annual | Emissions at Affected Plants NOX | Thousand Tons | 0.0084946 | 0.0097147 | 0.0059487 | 0 | 0 | 6.8873e-07 | 2.2958e-07
CT Fac. Spec. - NOX Rate Winter v.4.10 Final, Unit 1726 and retrofits | 255 | 7286 | Rate Constraint in lbs/MMBtu | FALSE | L | Annual | Allowances Purchased NOX | Thousand Tons | 0 | 0 | 0 | 0 | 0 | 0 | 0
CT Fac. Spec. - NOX Rate Winter v.4.10 Final, Unit 1726 and retrofits | 255 | 7286 | Rate Constraint in lbs/MMBtu | FALSE | L | Annual | Allowances Sold NOX | Thousand Tons | 0 | 0 | 0 | 0 | 0 | 0 | 0
CT Fac. Spec. - NOX Rate Winter v.4.10 Final, Unit 1726 and retrofits | 255 | 7286 | Rate Constraint in lbs/MMBtu | FALSE | L | Annual | Allowances Banked | Thousand Tons | 0 | 0 | 0 | 0 | 0 | 0 | 0
CT Fac. Spec. - NOX Rate Winter v.4.10 Final, Unit 1726 and retrofits | 255 | 7286 | Rate Constraint in lbs/MMBtu | FALSE | L | Annual | Allowances Withdrawn (1:1) | Thousand Tons | 0 | 0 | 0 | 0 | 0 | 0 | 0
CT Fac. Spec. - NOX Rate Winter v.4.10 Final, Unit 1726 and retrofits | 255 | 7286 | Rate Constraint in lbs/MMBtu | FALSE | L | Annual | Allowances Withdrawn (1:n) | Thousand Tons | 0 | 0 | 0 | 0 | 0 | 0 | 0
CT Fac. Spec. - NOX Rate Winter v.4.10 Final, Unit 1726 and retrofits | 255 | 7286 | Rate Constraint in lbs/MMBtu | FALSE | L | Annual | Total | Thousand Tons | 0.0084946 | 0.0097147 | 0.0059487 | 0 | 0 | 6.8873e-07 | 2.2958e-07
CT Fac. Spec. - NOX Rate Winter v.4.10 Final, Unit 1726 and retrofits | 255 | 7286 | Rate Constraint in lbs/MMBtu | FALSE | L | Annual | Fuel Consumed | TBtu | 2.7625 | 3.1593 | 1.9345 | 0 | 0 | 0.00022398 | 7.4659e-05
CT Fac. Spec. - NOX Rate Winter v.4.10 Final, Unit 1726 and retrofits | 255 | 7286 | Rate Constraint in lbs/MMBtu | FALSE | L | Annual | Rate | lb/MMBtu | 0.00615 | 0.00615 | 0.00615 | 0 | 0 | 0.00615 | 0.00615
CT Fac. Spec. - NOX Rate Winter v.4.10 Final, Unit 1726 and retrofits | 255 | 7286 | Rate Constraint in lbs/MMBtu | FALSE | L | Annual | Generation | TWh | 0.39184 | 0.44812 | 0.2744 | 0 | 0 | 3.177e-05 | 1.059e-05
CT Fac. Spec. - NOX Rate Winter v.4.10 Final, Unit 1726 and retrofits | 255 | 7286 | Rate Constraint in lbs/MMBtu | FALSE | L | Annual | Qualifying Generation | TWh | 0.39184 | 0.44812 | 0.2744 | 0 | 0 | 3.177e-05 | 1.059e-05
CT Fac. Spec. - NOX Rate Winter v.4.10 Final, Unit 1726 and retrofits | 255 | 7286 | Rate Constraint in lbs/MMBtu | FALSE | L | Annual | Rate | lb/MWh | 0.043357 | 0.043357 | 0.043357 | 0 | 0 | 0.043357 | 0.043358
CT Fac. Spec. - NOX Rate Winter v.4.10 Final, Unit 1726 and retrofits | 255 | 7286 | Rate Constraint in lbs/MMBtu | FALSE | L | Annual | Constraint Shadow Price | US2022$/Ton | 0 | 0 | 0 | 0 | 0 | 0 | 0
CT Fac. Spec. - NOX Rate Winter v.4.10 Final, Unit 1730 and retrofits | 256 | 7286 | Rate Constraint in lbs/MMBtu | FALSE | L | Annual | Seasons Included | Seasons | Winter, Spring, Fall | Winter, Spring, Fall | Winter, Spring, Fall | Winter, Spring, Fall | Winter, Spring, Fall | Winter, Spring, Fall | Winter, Spring, Fall
CT Fac. Spec. - NOX Rate Winter v.4.10 Final, Unit 1730 and retrofits | 256 | 7286 | Rate Constraint in lbs/MMBtu | FALSE | L | Annual | Standard NOX | lb/MMBtu | 0.15 | 0.15 | 0.15 | 0.15 | 0.15 | 0.15 | 0.15
CT Fac. Spec. - NOX Rate Winter v.4.10 Final, Unit 1730 and retrofits | 256 | 7286 | Rate Constraint in lbs/MMBtu | FALSE | L | Annual | Emissions at Affected Plants NOX | Thousand Tons | 0.0095627 | 0.010466 | 0.0076578 | 0 | 0 | 0 | 0
CT Fac. Spec. - NOX Rate Winter v.4.10 Final, Unit 1730 and retrofits | 256 | 7286 | Rate Constraint in lbs/MMBtu | FALSE | L | Annual | Allowances Purchased NOX | Thousand Tons | 0 | 0 | 0 | 0 | 0 | 0 | 0
CT Fac. Spec. - NOX Rate Winter v.4.10 Final, Unit 1730 and retrofits | 256 | 7286 | Rate Constraint in lbs/MMBtu | FALSE | L | Annual | Allowances Sold NOX | Thousand Tons | 0 | 0 | 0 | 0 | 0 | 0 | 0
CT Fac. Spec. - NOX Rate Winter v.4.10 Final, Unit 1730 and retrofits | 256 | 7286 | Rate Constraint in lbs/MMBtu | FALSE | L | Annual | Allowances Banked | Thousand Tons | 0 | 0 | 0 | 0 | 0 | 0 | 0
CT Fac. Spec. - NOX Rate Winter v.4.10 Final, Unit 1730 and retrofits | 256 | 7286 | Rate Constraint in lbs/MMBtu | FALSE | L | Annual | Allowances Withdrawn (1:1) | Thousand Tons | 0 | 0 | 0 | 0 | 0 | 0 | 0
CT Fac. Spec. - NOX Rate Winter v.4.10 Final, Unit 1730 and retrofits | 256 | 7286 | Rate Constraint in lbs/MMBtu | FALSE | L | Annual | Allowances Withdrawn (1:n) | Thousand Tons | 0 | 0 | 0 | 0 | 0 | 0 | 0
CT Fac. Spec. - NOX Rate Winter v.4.10 Final, Unit 1730 and retrofits | 256 | 7286 | Rate Constraint in lbs/MMBtu | FALSE | L | Annual | Total | Thousand Tons | 0.0095627 | 0.010466 | 0.0076578 | 0 | 0 | 0 | 0
CT Fac. Spec. - NOX Rate Winter v.4.10 Final, Unit 1730 and retrofits | 256 | 7286 | Rate Constraint in lbs/MMBtu | FALSE | L | Annual | Fuel Consumed | TBtu | 2.3126 | 2.5311 | 1.8519 | 0 | 0 | 0 | 0
CT Fac. Spec. - NOX Rate Winter v.4.10 Final, Unit 1730 and retrofits | 256 | 7286 | Rate Constraint in lbs/MMBtu | FALSE | L | Annual | Rate | lb/MMBtu | 0.00827 | 0.00827 | 0.00827 | 0 | 0 | 0 | 0
CT Fac. Spec. - NOX Rate Winter v.4.10 Final, Unit 1730 and retrofits | 256 | 7286 | Rate Constraint in lbs/MMBtu | FALSE | L | Annual | Generation | TWh | 0.3249 | 0.35559 | 0.26018 | 0 | 0 | 0 | 0
CT Fac. Spec. - NOX Rate Winter v.4.10 Final, Unit 1730 and retrofits | 256 | 7286 | Rate Constraint in lbs/MMBtu | FALSE | L | Annual | Qualifying Generation | TWh | 0.3249 | 0.35559 | 0.26018 | 0 | 0 | 0 | 0
CT Fac. Spec. - NOX Rate Winter v.4.10 Final, Unit 1730 and retrofits | 256 | 7286 | Rate Constraint in lbs/MMBtu | FALSE | L | Annual | Rate | lb/MWh | 0.058866 | 0.058866 | 0.058866 | 0 | 0 | 0 | 0
CT Fac. Spec. - NOX Rate Winter v.4.10 Final, Unit 1730 and retrofits | 256 | 7286 | Rate Constraint in lbs/MMBtu | FALSE | L | Annual | Constraint Shadow Price | US2022$/Ton | 0 | 0 | 0 | 0 | 0 | 0 | 0
CT Fac. Spec. - NOX Rate Winter v.4.10 Final, Unit 1731 and retrofits | 257 | 7286 | Rate Constraint in lbs/MMBtu | FALSE | L | Annual | Seasons Included | Seasons | Winter, Spring, Fall | Winter, Spring, Fall | Winter, Spring, Fall | Winter, Spring, Fall | Winter, Spring, Fall | Winter, Spring, Fall | Winter, Spring, Fall
CT Fac. Spec. - NOX Rate Winter v.4.10 Final, Unit 1731 and retrofits | 257 | 7286 | Rate Constraint in lbs/MMBtu | FALSE | L | Annual | Standard NOX | lb/MMBtu | 0.15 | 0.15 | 0.15 | 0.15 | 0.15 | 0.15 | 0.15
CT Fac. Spec. - NOX Rate Winter v.4.10 Final, Unit 1731 and retrofits | 257 | 7286 | Rate Constraint in lbs/MMBtu | FALSE | L | Annual | Emissions at Affected Plants NOX | Thousand Tons | 0.0095627 | 0.0095627 | 0.0076578 | 0 | 0 | 0 | 0
CT Fac. Spec. - NOX Rate Winter v.4.10 Final, Unit 1731 and retrofits | 257 | 7286 | Rate Constraint in lbs/MMBtu | FALSE | L | Annual | Allowances Purchased NOX | Thousand Tons | 0 | 0 | 0 | 0 | 0 | 0 | 0
CT Fac. Spec. - NOX Rate Winter v.4.10 Final, Unit 1731 and retrofits | 257 | 7286 | Rate Constraint in lbs/MMBtu | FALSE | L | Annual | Allowances Sold NOX | Thousand Tons | 0 | 0 | 0 | 0 | 0 | 0 | 0
CT Fac. Spec. - NOX Rate Winter v.4.10 Final, Unit 1731 and retrofits | 257 | 7286 | Rate Constraint in lbs/MMBtu | FALSE | L | Annual | Allowances Banked | Thousand Tons | 0 | 0 | 0 | 0 | 0 | 0 | 0
CT Fac. Spec. - NOX Rate Winter v.4.10 Final, Unit 1731 and retrofits | 257 | 7286 | Rate Constraint in lbs/MMBtu | FALSE | L | Annual | Allowances Withdrawn (1:1) | Thousand Tons | 0 | 0 | 0 | 0 | 0 | 0 | 0
CT Fac. Spec. - NOX Rate Winter v.4.10 Final, Unit 1731 and retrofits | 257 | 7286 | Rate Constraint in lbs/MMBtu | FALSE | L | Annual | Allowances Withdrawn (1:n) | Thousand Tons | 0 | 0 | 0 | 0 | 0 | 0 | 0
CT Fac. Spec. - NOX Rate Winter v.4.10 Final, Unit 1731 and retrofits | 257 | 7286 | Rate Constraint in lbs/MMBtu | FALSE | L | Annual | Total | Thousand Tons | 0.0095627 | 0.0095627 | 0.0076578 | 0 | 0 | 0 | 0
CT Fac. Spec. - NOX Rate Winter v.4.10 Final, Unit 1731 and retrofits | 257 | 7286 | Rate Constraint in lbs/MMBtu | FALSE | L | Annual | Fuel Consumed | TBtu | 2.3126 | 2.3126 | 1.8519 | 0 | 0 | 0 | 0
CT Fac. Spec. - NOX Rate Winter v.4.10 Final, Unit 1731 and retrofits | 257 | 7286 | Rate Constraint in lbs/MMBtu | FALSE | L | Annual | Rate | lb/MMBtu | 0.00827 | 0.00827 | 0.00827 | 0 | 0 | 0 | 0
CT Fac. Spec. - NOX Rate Winter v.4.10 Final, Unit 1731 and retrofits | 257 | 7286 | Rate Constraint in lbs/MMBtu | FALSE | L | Annual | Generation | TWh | 0.3249 | 0.3249 | 0.26018 | 0 | 0 | 0 | 0
CT Fac. Spec. - NOX Rate Winter v.4.10 Final, Unit 1731 and retrofits | 257 | 7286 | Rate Constraint in lbs/MMBtu | FALSE | L | Annual | Qualifying Generation | TWh | 0.3249 | 0.3249 | 0.26018 | 0 | 0 | 0 | 0
CT Fac. Spec. - NOX Rate Winter v.4.10 Final, Unit 1731 and retrofits | 257 | 7286 | Rate Constraint in lbs/MMBtu | FALSE | L | Annual | Rate | lb/MWh | 0.058866 | 0.058866 | 0.058866 | 0 | 0 | 0 | 0
CT Fac. Spec. - NOX Rate Winter v.4.10 Final, Unit 1731 and retrofits | 257 | 7286 | Rate Constraint in lbs/MMBtu | FALSE | L | Annual | Constraint Shadow Price | US2022$/Ton | 0 | 0 | 0 | 0 | 0 | 0 | 0
CT Fac. Spec. - NOX Rate Winter v.4.10 Final, Unit 1732 and retrofits | 258 | 7286 | Rate Constraint in lbs/MMBtu | FALSE | L | Annual | Seasons Included | Seasons | Winter, Spring, Fall | Winter, Spring, Fall | Winter, Spring, Fall | Winter, Spring, Fall | Winter, Spring, Fall | Winter, Spring, Fall | Winter, Spring, Fall
CT Fac. Spec. - NOX Rate Winter v.4.10 Final, Unit 1732 and retrofits | 258 | 7286 | Rate Constraint in lbs/MMBtu | FALSE | L | Annual | Standard NOX | lb/MMBtu | 0.15 | 0.15 | 0.15 | 0.15 | 0.15 | 0.15 | 0.15
CT Fac. Spec. - NOX Rate Winter v.4.10 Final, Unit 1732 and retrofits | 258 | 7286 | Rate Constraint in lbs/MMBtu | FALSE | L | Annual | Emissions at Affected Plants NOX | Thousand Tons | 0.014479 | 0.014479 | 0.011595 | 0 | 0 | 0 | 0
CT Fac. Spec. - NOX Rate Winter v.4.10 Final, Unit 1732 and retrofits | 258 | 7286 | Rate Constraint in lbs/MMBtu | FALSE | L | Annual | Allowances Purchased NOX | Thousand Tons | 0 | 0 | 0 | 0 | 0 | 0 | 0
CT Fac. Spec. - NOX Rate Winter v.4.10 Final, Unit 1732 and retrofits | 258 | 7286 | Rate Constraint in lbs/MMBtu | FALSE | L | Annual | Allowances Sold NOX | Thousand Tons | 0 | 0 | 0 | 0 | 0 | 0 | 0
CT Fac. Spec. - NOX Rate Winter v.4.10 Final, Unit 1732 and retrofits | 258 | 7286 | Rate Constraint in lbs/MMBtu | FALSE | L | Annual | Allowances Banked | Thousand Tons | 0 | 0 | 0 | 0 | 0 | 0 | 0
CT Fac. Spec. - NOX Rate Winter v.4.10 Final, Unit 1732 and retrofits | 258 | 7286 | Rate Constraint in lbs/MMBtu | FALSE | L | Annual | Allowances Withdrawn (1:1) | Thousand Tons | 0 | 0 | 0 | 0 | 0 | 0 | 0
CT Fac. Spec. - NOX Rate Winter v.4.10 Final, Unit 1732 and retrofits | 258 | 7286 | Rate Constraint in lbs/MMBtu | FALSE | L | Annual | Allowances Withdrawn (1:n) | Thousand Tons | 0 | 0 | 0 | 0 | 0 | 0 | 0
CT Fac. Spec. - NOX Rate Winter v.4.10 Final, Unit 1732 and retrofits | 258 | 7286 | Rate Constraint in lbs/MMBtu | FALSE | L | Annual | Total | Thousand Tons | 0.014479 | 0.014479 | 0.011595 | 0 | 0 | 0 | 0
CT Fac. Spec. - NOX Rate Winter v.4.10 Final, Unit 1732 and retrofits | 258 | 7286 | Rate Constraint in lbs/MMBtu | FALSE | L | Annual | Fuel Consumed | TBtu | 3.5016 | 3.5016 | 2.8041 | 0 | 0 | 0 | 0
CT Fac. Spec. - NOX Rate Winter v.4.10 Final, Unit 1732 and retrofits | 258 | 7286 | Rate Constraint in lbs/MMBtu | FALSE | L | Annual | Rate | lb/MMBtu | 0.00827 | 0.00827 | 0.00827 | 0 | 0 | 0 | 0
CT Fac. Spec. - NOX Rate Winter v.4.10 Final, Unit 1732 and retrofits | 258 | 7286 | Rate Constraint in lbs/MMBtu | FALSE | L | Annual | Generation | TWh | 0.49194 | 0.49194 | 0.39394 | 0 | 0 | 0 | 0
CT Fac. Spec. - NOX Rate Winter v.4.10 Final, Unit 1732 and retrofits | 258 | 7286 | Rate Constraint in lbs/MMBtu | FALSE | L | Annual | Qualifying Generation | TWh | 0.49194 | 0.49194 | 0.39394 | 0 | 0 | 0 | 0
CT Fac. Spec. - NOX Rate Winter v.4.10 Final, Unit 1732 and retrofits | 258 | 7286 | Rate Constraint in lbs/MMBtu | FALSE | L | Annual | Rate | lb/MWh | 0.058866 | 0.058866 | 0.058866 | 0 | 0 | 0 | 0
CT Fac. Spec. - NOX Rate Winter v.4.10 Final, Unit 1732 and retrofits | 258 | 7286 | Rate Constraint in lbs/MMBtu | FALSE | L | Annual | Constraint Shadow Price | US2022$/Ton | 0 | 0 | 0 | 0 | 0 | 0 | 0
CT Fac. Spec. - NOX Rate Winter v.4.10 Final, Unit 1733 and retrofits | 259 | 7286 | Rate Constraint in lbs/MMBtu | FALSE | L | Annual | Seasons Included | Seasons | Winter, Spring, Fall | Winter, Spring, Fall | Winter, Spring, Fall | Winter, Spring, Fall | Winter, Spring, Fall | Winter, Spring, Fall | Winter, Spring, Fall
CT Fac. Spec. - NOX Rate Winter v.4.10 Final, Unit 1733 and retrofits | 259 | 7286 | Rate Constraint in lbs/MMBtu | FALSE | L | Annual | Standard NOX | lb/MMBtu | 0.15 | 0.15 | 0.15 | 0.15 | 0.15 | 0.15 | 0.15
CT Fac. Spec. - NOX Rate Winter v.4.10 Final, Unit 1733 and retrofits | 259 | 7286 | Rate Constraint in lbs/MMBtu | FALSE | L | Annual | Emissions at Affected Plants NOX | Thousand Tons | 0.021569 | 0.020458 | 0.0093608 | 0 | 0 | 1.4562e-05 | 3.4513e-06
CT Fac. Spec. - NOX Rate Winter v.4.10 Final, Unit 1733 and retrofits | 259 | 7286 | Rate Constraint in lbs/MMBtu | FALSE | L | Annual | Allowances Purchased NOX | Thousand Tons | 0 | 0 | 0 | 0 | 0 | 0 | 0
CT Fac. Spec. - NOX Rate Winter v.4.10 Final, Unit 1733 and retrofits | 259 | 7286 | Rate Constraint in lbs/MMBtu | FALSE | L | Annual | Allowances Sold NOX | Thousand Tons | 0 | 0 | 0 | 0 | 0 | 0 | 0
CT Fac. Spec. - NOX Rate Winter v.4.10 Final, Unit 1733 and retrofits | 259 | 7286 | Rate Constraint in lbs/MMBtu | FALSE | L | Annual | Allowances Banked | Thousand Tons | 0 | 0 | 0 | 0 | 0 | 0 | 0
CT Fac. Spec. - NOX Rate Winter v.4.10 Final, Unit 1733 and retrofits | 259 | 7286 | Rate Constraint in lbs/MMBtu | FALSE | L | Annual | Allowances Withdrawn (1:1) | Thousand Tons | 0 | 0 | 0 | 0 | 0 | 0 | 0
CT Fac. Spec. - NOX Rate Winter v.4.10 Final, Unit 1733 and retrofits | 259 | 7286 | Rate Constraint in lbs/MMBtu | FALSE | L | Annual | Allowances Withdrawn (1:n) | Thousand Tons | 0 | 0 | 0 | 0 | 0 | 0 | 0
CT Fac. Spec. - NOX Rate Winter v.4.10 Final, Unit 1733 and retrofits | 259 | 7286 | Rate Constraint in lbs/MMBtu | FALSE | L | Annual | Total | Thousand Tons | 0.021569 | 0.020458 | 0.0093608 | 0 | 0 | 1.4562e-05 | 3.4513e-06
CT Fac. Spec. - NOX Rate Winter v.4.10 Final, Unit 1733 and retrofits | 259 | 7286 | Rate Constraint in lbs/MMBtu | FALSE | L | Annual | Fuel Consumed | TBtu | 7.4761 | 7.0912 | 3.2447 | 0 | 0 | 0.0050475 | 0.0011963
CT Fac. Spec. - NOX Rate Winter v.4.10 Final, Unit 1733 and retrofits | 259 | 7286 | Rate Constraint in lbs/MMBtu | FALSE | L | Annual | Rate | lb/MMBtu | 0.00577 | 0.00577 | 0.00577 | 0 | 0 | 0.00577 | 0.00577
CT Fac. Spec. - NOX Rate Winter v.4.10 Final, Unit 1733 and retrofits | 259 | 7286 | Rate Constraint in lbs/MMBtu | FALSE | L | Annual | Generation | TWh | 1.0604 | 1.0058 | 0.46023 | 0 | 0 | 0.00071596 | 0.00016969
CT Fac. Spec. - NOX Rate Winter v.4.10 Final, Unit 1733 and retrofits | 259 | 7286 | Rate Constraint in lbs/MMBtu | FALSE | L | Annual | Qualifying Generation | TWh | 1.0604 | 1.0058 | 0.46023 | 0 | 0 | 0.00071596 | 0.00016969
CT Fac. Spec. - NOX Rate Winter v.4.10 Final, Unit 1733 and retrofits | 259 | 7286 | Rate Constraint in lbs/MMBtu | FALSE | L | Annual | Rate | lb/MWh | 0.040679 | 0.040679 | 0.040679 | 0 | 0 | 0.040679 | 0.040679
CT Fac. Spec. - NOX Rate Winter v.4.10 Final, Unit 1733 and retrofits | 259 | 7286 | Rate Constraint in lbs/MMBtu | FALSE | L | Annual | Constraint Shadow Price | US2022$/Ton | 0 | 0 | 0 | 0 | 0 | 0 | 0
CT Fac. Spec. - NOX Rate Winter v.4.10 Final, Unit 1734 and retrofits | 260 | 7286 | Rate Constraint in lbs/MMBtu | FALSE | L | Annual | Seasons Included | Seasons | Winter, Spring, Fall | Winter, Spring, Fall | Winter, Spring, Fall | Winter, Spring, Fall | Winter, Spring, Fall | Winter, Spring, Fall | Winter, Spring, Fall
CT Fac. Spec. - NOX Rate Winter v.4.10 Final, Unit 1734 and retrofits | 260 | 7286 | Rate Constraint in lbs/MMBtu | FALSE | L | Annual | Standard NOX | lb/MMBtu | 0.15 | 0.15 | 0.15 | 0.15 | 0.15 | 0.15 | 0.15
CT Fac. Spec. - NOX Rate Winter v.4.10 Final, Unit 1734 and retrofits | 260 | 7286 | Rate Constraint in lbs/MMBtu | FALSE | L | Annual | Emissions at Affected Plants NOX | Thousand Tons | 0.019866 | 0.019866 | 0.0090901 | 0 | 0 | 6.4412e-06 | 4.9547e-07
CT Fac. Spec. - NOX Rate Winter v.4.10 Final, Unit 1734 and retrofits | 260 | 7286 | Rate Constraint in lbs/MMBtu | FALSE | L | Annual | Allowances Purchased NOX | Thousand Tons | 0 | 0 | 0 | 0 | 0 | 0 | 0
CT Fac. Spec. - NOX Rate Winter v.4.10 Final, Unit 1734 and retrofits | 260 | 7286 | Rate Constraint in lbs/MMBtu | FALSE | L | Annual | Allowances Sold NOX | Thousand Tons | 0 | 0 | 0 | 0 | 0 | 0 | 0
CT Fac. Spec. - NOX Rate Winter v.4.10 Final, Unit 1734 and retrofits | 260 | 7286 | Rate Constraint in lbs/MMBtu | FALSE | L | Annual | Allowances Banked | Thousand Tons | 0 | 0 | 0 | 0 | 0 | 0 | 0
CT Fac. Spec. - NOX Rate Winter v.4.10 Final, Unit 1734 and retrofits | 260 | 7286 | Rate Constraint in lbs/MMBtu | FALSE | L | Annual | Allowances Withdrawn (1:1) | Thousand Tons | 0 | 0 | 0 | 0 | 0 | 0 | 0
CT Fac. Spec. - NOX Rate Winter v.4.10 Final, Unit 1734 and retrofits | 260 | 7286 | Rate Constraint in lbs/MMBtu | FALSE | L | Annual | Allowances Withdrawn (1:n) | Thousand Tons | 0 | 0 | 0 | 0 | 0 | 0 | 0
CT Fac. Spec. - NOX Rate Winter v.4.10 Final, Unit 1734 and retrofits | 260 | 7286 | Rate Constraint in lbs/MMBtu | FALSE | L | Annual | Total | Thousand Tons | 0.019866 | 0.019866 | 0.0090901 | 0 | 0 | 6.4412e-06 | 4.9547e-07
CT Fac. Spec. - NOX Rate Winter v.4.10 Final, Unit 1734 and retrofits | 260 | 7286 | Rate Constraint in lbs/MMBtu | FALSE | L | Annual | Fuel Consumed | TBtu | 6.8861 | 6.8861 | 3.1508 | 0 | 0 | 0.0022326 | 0.00017174
CT Fac. Spec. - NOX Rate Winter v.4.10 Final, Unit 1734 and retrofits | 260 | 7286 | Rate Constraint in lbs/MMBtu | FALSE | L | Annual | Rate | lb/MMBtu | 0.00577 | 0.00577 | 0.00577 | 0 | 0 | 0.00577 | 0.00577
CT Fac. Spec. - NOX Rate Winter v.4.10 Final, Unit 1734 and retrofits | 260 | 7286 | Rate Constraint in lbs/MMBtu | FALSE | L | Annual | Generation | TWh | 0.97675 | 0.97675 | 0.44692 | 0 | 0 | 0.00031669 | 2.436e-05
CT Fac. Spec. - NOX Rate Winter v.4.10 Final, Unit 1734 and retrofits | 260 | 7286 | Rate Constraint in lbs/MMBtu | FALSE | L | Annual | Qualifying Generation | TWh | 0.97675 | 0.97675 | 0.44692 | 0 | 0 | 0.00031669 | 2.436e-05
CT Fac. Spec. - NOX Rate Winter v.4.10 Final, Unit 1734 and retrofits | 260 | 7286 | Rate Constraint in lbs/MMBtu | FALSE | L | Annual | Rate | lb/MWh | 0.040679 | 0.040679 | 0.040679 | 0 | 0 | 0.040679 | 0.040679
CT Fac. Spec. - NOX Rate Winter v.4.10 Final, Unit 1734 and retrofits | 260 | 7286 | Rate Constraint in lbs/MMBtu | FALSE | L | Annual | Constraint Shadow Price | US2022$/Ton | 0 | 0 | 0 | 0 | 0 | 0 | 0
CT Fac. Spec. - NOX Rate Winter v.4.10 Final, Unit 1735 and retrofits | 261 | 7286 | Rate Constraint in lbs/MMBtu | FALSE | L | Annual | Seasons Included | Seasons | Winter, Spring, Fall | Winter, Spring, Fall | Winter, Spring, Fall | Winter, Spring, Fall | Winter, Spring, Fall | Winter, Spring, Fall | Winter, Spring, Fall
CT Fac. Spec. - NOX Rate Winter v.4.10 Final, Unit 1735 and retrofits | 261 | 7286 | Rate Constraint in lbs/MMBtu | FALSE | L | Annual | Standard NOX | lb/MMBtu | 0.15 | 0.15 | 0.15 | 0.15 | 0.15 | 0.15 | 0.15
CT Fac. Spec. - NOX Rate Winter v.4.10 Final, Unit 1735 and retrofits | 261 | 7286 | Rate Constraint in lbs/MMBtu | FALSE | L | Annual | Emissions at Affected Plants NOX | Thousand Tons | 0.022022 | 0.021934 | 0.010036 | 0 | 0 | 0 | 0
CT Fac. Spec. - NOX Rate Winter v.4.10 Final, Unit 1735 and retrofits | 261 | 7286 | Rate Constraint in lbs/MMBtu | FALSE | L | Annual | Allowances Purchased NOX | Thousand Tons | 0 | 0 | 0 | 0 | 0 | 0 | 0
CT Fac. Spec. - NOX Rate Winter v.4.10 Final, Unit 1735 and retrofits | 261 | 7286 | Rate Constraint in lbs/MMBtu | FALSE | L | Annual | Allowances Sold NOX | Thousand Tons | 0 | 0 | 0 | 0 | 0 | 0 | 0
CT Fac. Spec. - NOX Rate Winter v.4.10 Final, Unit 1735 and retrofits | 261 | 7286 | Rate Constraint in lbs/MMBtu | FALSE | L | Annual | Allowances Banked | Thousand Tons | 0 | 0 | 0 | 0 | 0 | 0 | 0
CT Fac. Spec. - NOX Rate Winter v.4.10 Final, Unit 1735 and retrofits | 261 | 7286 | Rate Constraint in lbs/MMBtu | FALSE | L | Annual | Allowances Withdrawn (1:1) | Thousand Tons | 0 | 0 | 0 | 0 | 0 | 0 | 0
CT Fac. Spec. - NOX Rate Winter v.4.10 Final, Unit 1735 and retrofits | 261 | 7286 | Rate Constraint in lbs/MMBtu | FALSE | L | Annual | Allowances Withdrawn (1:n) | Thousand Tons | 0 | 0 | 0 | 0 | 0 | 0 | 0
CT Fac. Spec. - NOX Rate Winter v.4.10 Final, Unit 1735 and retrofits | 261 | 7286 | Rate Constraint in lbs/MMBtu | FALSE | L | Annual | Total | Thousand Tons | 0.022022 | 0.021934 | 0.010036 | 0 | 0 | 0 | 0
CT Fac. Spec. - NOX Rate Winter v.4.10 Final, Unit 1735 and retrofits | 261 | 7286 | Rate Constraint in lbs/MMBtu | FALSE | L | Annual | Fuel Consumed | TBtu | 7.6332 | 7.6026 | 3.4787 | 0 | 0 | 0 | 0
CT Fac. Spec. - NOX Rate Winter v.4.10 Final, Unit 1735 and retrofits | 261 | 7286 | Rate Constraint in lbs/MMBtu | FALSE | L | Annual | Rate | lb/MMBtu | 0.00577 | 0.00577 | 0.00577 | 0 | 0 | 0 | 0
CT Fac. Spec. - NOX Rate Winter v.4.10 Final, Unit 1735 and retrofits | 261 | 7286 | Rate Constraint in lbs/MMBtu | FALSE | L | Annual | Generation | TWh | 1.0827 | 1.0784 | 0.49343 | 0 | 0 | 0 | 0
CT Fac. Spec. - NOX Rate Winter v.4.10 Final, Unit 1735 and retrofits | 261 | 7286 | Rate Constraint in lbs/MMBtu | FALSE | L | Annual | Qualifying Generation | TWh | 1.0827 | 1.0784 | 0.49343 | 0 | 0 | 0 | 0
CT Fac. Spec. - NOX Rate Winter v.4.10 Final, Unit 1735 and retrofits | 261 | 7286 | Rate Constraint in lbs/MMBtu | FALSE | L | Annual | Rate | lb/MWh | 0.040679 | 0.040679 | 0.040679 | 0 | 0 | 0 | 0
CT Fac. Spec. - NOX Rate Winter v.4.10 Final, Unit 1735 and retrofits | 261 | 7286 | Rate Constraint in lbs/MMBtu | FALSE | L | Annual | Constraint Shadow Price | US2022$/Ton | 0 | 0 | 0 | 0 | 0 | 0 | 0
CT Fac. Spec. - NOX Rate Winter v.4.10 Final, Unit 1736 and retrofits | 262 | 7286 | Rate Constraint in lbs/MMBtu | FALSE | L | Annual | Seasons Included | Seasons | Winter, Spring, Fall | Winter, Spring, Fall | Winter, Spring, Fall | Winter, Spring, Fall | Winter, Spring, Fall | Winter, Spring, Fall | Winter, Spring, Fall
CT Fac. Spec. - NOX Rate Winter v.4.10 Final, Unit 1736 and retrofits | 262 | 7286 | Rate Constraint in lbs/MMBtu | FALSE | L | Annual | Standard NOX | lb/MMBtu | 0.15 | 0.15 | 0.15 | 0.15 | 0.15 | 0.15 | 0.15
CT Fac. Spec. - NOX Rate Winter v.4.10 Final, Unit 1736 and retrofits | 262 | 7286 | Rate Constraint in lbs/MMBtu | FALSE | L | Annual | Emissions at Affected Plants NOX | Thousand Tons | 0 | 0 | 0 | 0 | 0 | 0 | 0
CT Fac. Spec. - NOX Rate Winter v.4.10 Final, Unit 1736 and retrofits | 262 | 7286 | Rate Constraint in lbs/MMBtu | FALSE | L | Annual | Allowances Purchased NOX | Thousand Tons | 0 | 0 | 0 | 0 | 0 | 0 | 0
CT Fac. Spec. - NOX Rate Winter v.4.10 Final, Unit 1736 and retrofits | 262 | 7286 | Rate Constraint in lbs/MMBtu | FALSE | L | Annual | Allowances Sold NOX | Thousand Tons | 0 | 0 | 0 | 0 | 0 | 0 | 0
CT Fac. Spec. - NOX Rate Winter v.4.10 Final, Unit 1736 and retrofits | 262 | 7286 | Rate Constraint in lbs/MMBtu | FALSE | L | Annual | Allowances Banked | Thousand Tons | 0 | 0 | 0 | 0 | 0 | 0 | 0
CT Fac. Spec. - NOX Rate Winter v.4.10 Final, Unit 1736 and retrofits | 262 | 7286 | Rate Constraint in lbs/MMBtu | FALSE | L | Annual | Allowances Withdrawn (1:1) | Thousand Tons | 0 | 0 | 0 | 0 | 0 | 0 | 0
CT Fac. Spec. - NOX Rate Winter v.4.10 Final, Unit 1736 and retrofits | 262 | 7286 | Rate Constraint in lbs/MMBtu | FALSE | L | Annual | Allowances Withdrawn (1:n) | Thousand Tons | 0 | 0 | 0 | 0 | 0 | 0 | 0
CT Fac. Spec. - NOX Rate Winter v.4.10 Final, Unit 1736 and retrofits | 262 | 7286 | Rate Constraint in lbs/MMBtu | FALSE | L | Annual | Total | Thousand Tons | 0 | 0 | 0 | 0 | 0 | 0 | 0
CT Fac. Spec. - NOX Rate Winter v.4.10 Final, Unit 1736 and retrofits | 262 | 7286 | Rate Constraint in lbs/MMBtu | FALSE | L | Annual | Fuel Consumed | TBtu | 0 | 0 | 0 | 0 | 0 | 0 | 0
CT Fac. Spec. - NOX Rate Winter v.4.10 Final, Unit 1736 and retrofits | 262 | 7286 | Rate Constraint in lbs/MMBtu | FALSE | L | Annual | Rate | lb/MMBtu | 0 | 0 | 0 | 0 | 0 | 0 | 0
CT Fac. Spec. - NOX Rate Winter v.4.10 Final, Unit 1736 and retrofits | 262 | 7286 | Rate Constraint in lbs/MMBtu | FALSE | L | Annual | Generation | TWh | 0 | 0 | 0 | 0 | 0 | 0 | 0
CT Fac. Spec. - NOX Rate Winter v.4.10 Final, Unit 1736 and retrofits | 262 | 7286 | Rate Constraint in lbs/MMBtu | FALSE | L | Annual | Qualifying Generation | TWh | 0 | 0 | 0 | 0 | 0 | 0 | 0
CT Fac. Spec. - NOX Rate Winter v.4.10 Final, Unit 1736 and retrofits | 262 | 7286 | Rate Constraint in lbs/MMBtu | FALSE | L | Annual | Rate | lb/MWh | 0 | 0 | 0 | 0 | 0 | 0 | 0
CT Fac. Spec. - NOX Rate Winter v.4.10 Final, Unit 1736 and retrofits | 262 | 7286 | Rate Constraint in lbs/MMBtu | FALSE | L | Annual | Constraint Shadow Price | US2022$/Ton | 86984.3392 | 87645.6654 | 49803.1178 | 0 | 0 | 0 | 0
CT Fac. Spec. - NOX Rate Winter v.4.10 Final, Unit 1737 and retrofits | 263 | 7286 | Rate Constraint in lbs/MMBtu | FALSE | L | Annual | Seasons Included | Seasons | Winter, Spring, Fall | Winter, Spring, Fall | Winter, Spring, Fall | Winter, Spring, Fall | Winter, Spring, Fall | Winter, Spring, Fall | Winter, Spring, Fall
CT Fac. Spec. - NOX Rate Winter v.4.10 Final, Unit 1737 and retrofits | 263 | 7286 | Rate Constraint in lbs/MMBtu | FALSE | L | Annual | Standard NOX | lb/MMBtu | 0.15 | 0.15 | 0.15 | 0.15 | 0.15 | 0.15 | 0.15
CT Fac. Spec. - NOX Rate Winter v.4.10 Final, Unit 1737 and retrofits | 263 | 7286 | Rate Constraint in lbs/MMBtu | FALSE | L | Annual | Emissions at Affected Plants NOX | Thousand Tons | 0 | 0 | 0 | 0 | 0 | 0 | 0
CT Fac. Spec. - NOX Rate Winter v.4.10 Final, Unit 1737 and retrofits | 263 | 7286 | Rate Constraint in lbs/MMBtu | FALSE | L | Annual | Allowances Purchased NOX | Thousand Tons | 0 | 0 | 0 | 0 | 0 | 0 | 0
CT Fac. Spec. - NOX Rate Winter v.4.10 Final, Unit 1737 and retrofits | 263 | 7286 | Rate Constraint in lbs/MMBtu | FALSE | L | Annual | Allowances Sold NOX | Thousand Tons | 0 | 0 | 0 | 0 | 0 | 0 | 0
CT Fac. Spec. - NOX Rate Winter v.4.10 Final, Unit 1737 and retrofits | 263 | 7286 | Rate Constraint in lbs/MMBtu | FALSE | L | Annual | Allowances Banked | Thousand Tons | 0 | 0 | 0 | 0 | 0 | 0 | 0
CT Fac. Spec. - NOX Rate Winter v.4.10 Final, Unit 1737 and retrofits | 263 | 7286 | Rate Constraint in lbs/MMBtu | FALSE | L | Annual | Allowances Withdrawn (1:1) | Thousand Tons | 0 | 0 | 0 | 0 | 0 | 0 | 0
CT Fac. Spec. - NOX Rate Winter v.4.10 Final, Unit 1737 and retrofits | 263 | 7286 | Rate Constraint in lbs/MMBtu | FALSE | L | Annual | Allowances Withdrawn (1:n) | Thousand Tons | 0 | 0 | 0 | 0 | 0 | 0 | 0
CT Fac. Spec. - NOX Rate Winter v.4.10 Final, Unit 1737 and retrofits | 263 | 7286 | Rate Constraint in lbs/MMBtu | FALSE | L | Annual | Total | Thousand Tons | 0 | 0 | 0 | 0 | 0 | 0 | 0
CT Fac. Spec. - NOX Rate Winter v.4.10 Final, Unit 1737 and retrofits | 263 | 7286 | Rate Constraint in lbs/MMBtu | FALSE | L | Annual | Fuel Consumed | TBtu | 0 | 0 | 0 | 0 | 0 | 0 | 0
CT Fac. Spec. - NOX Rate Winter v.4.10 Final, Unit 1737 and retrofits | 263 | 7286 | Rate Constraint in lbs/MMBtu | FALSE | L | Annual | Rate | lb/MMBtu | 0 | 0 | 0 | 0 | 0 | 0 | 0
CT Fac. Spec. - NOX Rate Winter v.4.10 Final, Unit 1737 and retrofits | 263 | 7286 | Rate Constraint in lbs/MMBtu | FALSE | L | Annual | Generation | TWh | 0 | 0 | 0 | 0 | 0 | 0 | 0
CT Fac. Spec. - NOX Rate Winter v.4.10 Final, Unit 1737 and retrofits | 263 | 7286 | Rate Constraint in lbs/MMBtu | FALSE | L | Annual | Qualifying Generation | TWh | 0 | 0 | 0 | 0 | 0 | 0 | 0
CT Fac. Spec. - NOX Rate Winter v.4.10 Final, Unit 1737 and retrofits | 263 | 7286 | Rate Constraint in lbs/MMBtu | FALSE | L | Annual | Rate | lb/MWh | 0 | 0 | 0 | 0 | 0 | 0 | 0
CT Fac. Spec. - NOX Rate Winter v.4.10 Final, Unit 1737 and retrofits | 263 | 7286 | Rate Constraint in lbs/MMBtu | FALSE | L | Annual | Constraint Shadow Price | US2022$/Ton | 74654.9029 | 74371.6247 | 35501.9768 | 6121.5735 | 0 | 55983.0854 | 52970.5655
CT Fac. Spec. - NOX Rate Winter v.4.10 Final, Unit 2198 and retrofits | 264 | 7286 | Rate Constraint in lbs/MMBtu | FALSE | L | Annual | Seasons Included | Seasons | Winter, Spring, Fall | Winter, Spring, Fall | Winter, Spring, Fall | Winter, Spring, Fall | Winter, Spring, Fall | Winter, Spring, Fall | Winter, Spring, Fall
CT Fac. Spec. - NOX Rate Winter v.4.10 Final, Unit 2198 and retrofits | 264 | 7286 | Rate Constraint in lbs/MMBtu | FALSE | L | Annual | Standard NOX | lb/MMBtu | 0.15 | 0.15 | 0.15 | 0.15 | 0.15 | 0.15 | 0.15
CT Fac. Spec. - NOX Rate Winter v.4.10 Final, Unit 2198 and retrofits | 264 | 7286 | Rate Constraint in lbs/MMBtu | FALSE | L | Annual | Emissions at Affected Plants NOX | Thousand Tons | 0 | 0 | 0 | 0 | 0 | 0 | 0
CT Fac. Spec. - NOX Rate Winter v.4.10 Final, Unit 2198 and retrofits | 264 | 7286 | Rate Constraint in lbs/MMBtu | FALSE | L | Annual | Allowances Purchased NOX | Thousand Tons | 0 | 0 | 0 | 0 | 0 | 0 | 0
CT Fac. Spec. - NOX Rate Winter v.4.10 Final, Unit 2198 and retrofits | 264 | 7286 | Rate Constraint in lbs/MMBtu | FALSE | L | Annual | Allowances Sold NOX | Thousand Tons | 0 | 0 | 0 | 0 | 0 | 0 | 0
CT Fac. Spec. - NOX Rate Winter v.4.10 Final, Unit 2198 and retrofits | 264 | 7286 | Rate Constraint in lbs/MMBtu | FALSE | L | Annual | Allowances Banked | Thousand Tons | 0 | 0 | 0 | 0 | 0 | 0 | 0
CT Fac. Spec. - NOX Rate Winter v.4.10 Final, Unit 2198 and retrofits | 264 | 7286 | Rate Constraint in lbs/MMBtu | FALSE | L | Annual | Allowances Withdrawn (1:1) | Thousand Tons | 0 | 0 | 0 | 0 | 0 | 0 | 0
CT Fac. Spec. - NOX Rate Winter v.4.10 Final, Unit 2198 and retrofits | 264 | 7286 | Rate Constraint in lbs/MMBtu | FALSE | L | Annual | Allowances Withdrawn (1:n) | Thousand Tons | 0 | 0 | 0 | 0 | 0 | 0 | 0
CT Fac. Spec. - NOX Rate Winter v.4.10 Final, Unit 2198 and retrofits | 264 | 7286 | Rate Constraint in lbs/MMBtu | FALSE | L | Annual | Total | Thousand Tons | 0 | 0 | 0 | 0 | 0 | 0 | 0
CT Fac. Spec. - NOX Rate Winter v.4.10 Final, Unit 2198 and retrofits | 264 | 7286 | Rate Constraint in lbs/MMBtu | FALSE | L | Annual | Fuel Consumed | TBtu | 0 | 0 | 0 | 0 | 0 | 0 | 0
CT Fac. Spec. - NOX Rate Winter v.4.10 Final, Unit 2198 and retrofits | 264 | 7286 | Rate Constraint in lbs/MMBtu | FALSE | L | Annual | Rate | lb/MMBtu | 0 | 0 | 0 | 0 | 0 | 0 | 0
CT Fac. Spec. - NOX Rate Winter v.4.10 Final, Unit 2198 and retrofits | 264 | 7286 | Rate Constraint in lbs/MMBtu | FALSE | L | Annual | Generation | TWh | 0 | 0 | 0 | 0 | 0 | 0 | 0
CT Fac. Spec. - NOX Rate Winter v.4.10 Final, Unit 2198 and retrofits | 264 | 7286 | Rate Constraint in lbs/MMBtu | FALSE | L | Annual | Qualifying Generation | TWh | 0 | 0 | 0 | 0 | 0 | 0 | 0
CT Fac. Spec. - NOX Rate Winter v.4.10 Final, Unit 2198 and retrofits | 264 | 7286 | Rate Constraint in lbs/MMBtu | FALSE | L | Annual | Rate | lb/MWh | 0 | 0 | 0 | 0 | 0 | 0 | 0
CT Fac. Spec. - NOX Rate Winter v.4.10 Final, Unit 2198 and retrofits | 264 | 7286 | Rate Constraint in lbs/MMBtu | FALSE | L | Annual | Constraint Shadow Price | US2022$/Ton | 0 | 0 | 0 | 0 | 0 | 0 | 0
CT Fac. Spec. - NOX Rate Winter v.4.10 Final, Unit 2199 and retrofits | 265 | 7286 | Rate Constraint in lbs/MMBtu | FALSE | L | Annual | Seasons Included | Seasons | Winter, Spring, Fall | Winter, Spring, Fall | Winter, Spring, Fall | Winter, Spring, Fall | Winter, Spring, Fall | Winter, Spring, Fall | Winter, Spring, Fall
CT Fac. Spec. - NOX Rate Winter v.4.10 Final, Unit 2199 and retrofits | 265 | 7286 | Rate Constraint in lbs/MMBtu | FALSE | L | Annual | Standard NOX | lb/MMBtu | 0.15 | 0.15 | 0.15 | 0.15 | 0.15 | 0.15 | 0.15
CT Fac. Spec. - NOX Rate Winter v.4.10 Final, Unit 2199 and retrofits | 265 | 7286 | Rate Constraint in lbs/MMBtu | FALSE | L | Annual | Emissions at Affected Plants NOX | Thousand Tons | 0 | 0 | 0 | 0 | 0 | 0 | 0
CT Fac. Spec. - NOX Rate Winter v.4.10 Final, Unit 2199 and retrofits | 265 | 7286 | Rate Constraint in lbs/MMBtu | FALSE | L | Annual | Allowances Purchased NOX | Thousand Tons | 0 | 0 | 0 | 0 | 0 | 0 | 0
CT Fac. Spec. - NOX Rate Winter v.4.10 Final, Unit 2199 and retrofits | 265 | 7286 | Rate Constraint in lbs/MMBtu | FALSE | L | Annual | Allowances Sold NOX | Thousand Tons | 0 | 0 | 0 | 0 | 0 | 0 | 0
CT Fac. Spec. - NOX Rate Winter v.4.10 Final, Unit 2199 and retrofits | 265 | 7286 | Rate Constraint in lbs/MMBtu | FALSE | L | Annual | Allowances Banked | Thousand Tons | 0 | 0 | 0 | 0 | 0 | 0 | 0
CT Fac. Spec. - NOX Rate Winter v.4.10 Final, Unit 2199 and retrofits | 265 | 7286 | Rate Constraint in lbs/MMBtu | FALSE | L | Annual | Allowances Withdrawn (1:1) | Thousand Tons | 0 | 0 | 0 | 0 | 0 | 0 | 0
CT Fac. Spec. - NOX Rate Winter v.4.10 Final, Unit 2199 and retrofits | 265 | 7286 | Rate Constraint in lbs/MMBtu | FALSE | L | Annual | Allowances Withdrawn (1:n) | Thousand Tons | 0 | 0 | 0 | 0 | 0 | 0 | 0
CT Fac. Spec. - NOX Rate Winter v.4.10 Final, Unit 2199 and retrofits | 265 | 7286 | Rate Constraint in lbs/MMBtu | FALSE | L | Annual | Total | Thousand Tons | 0 | 0 | 0 | 0 | 0 | 0 | 0
CT Fac. Spec. - NOX Rate Winter v.4.10 Final, Unit 2199 and retrofits | 265 | 7286 | Rate Constraint in lbs/MMBtu | FALSE | L | Annual | Fuel Consumed | TBtu | 0 | 0 | 0 | 0 | 0 | 0 | 0
CT Fac. Spec. - NOX Rate Winter v.4.10 Final, Unit 2199 and retrofits | 265 | 7286 | Rate Constraint in lbs/MMBtu | FALSE | L | Annual | Rate | lb/MMBtu | 0 | 0 | 0 | 0 | 0 | 0 | 0
CT Fac. Spec. - NOX Rate Winter v.4.10 Final, Unit 2199 and retrofits | 265 | 7286 | Rate Constraint in lbs/MMBtu | FALSE | L | Annual | Generation | TWh | 0 | 0 | 0 | 0 | 0 | 0 | 0
CT Fac. Spec. - NOX Rate Winter v.4.10 Final, Unit 2199 and retrofits | 265 | 7286 | Rate Constraint in lbs/MMBtu | FALSE | L | Annual | Qualifying Generation | TWh | 0 | 0 | 0 | 0 | 0 | 0 | 0
CT Fac. Spec. - NOX Rate Winter v.4.10 Final, Unit 2199 and retrofits | 265 | 7286 | Rate Constraint in lbs/MMBtu | FALSE | L | Annual | Rate | lb/MWh | 0 | 0 | 0 | 0 | 0 | 0 | 0
CT Fac. Spec. - NOX Rate Winter v.4.10 Final, Unit 2199 and retrofits | 265 | 7286 | Rate Constraint in lbs/MMBtu | FALSE | L | Annual | Constraint Shadow Price | US2022$/Ton | 0 | 0 | 0 | 0 | 0 | 0 | 0
CT Fac. Spec. - NOX Rate Winter v.4.10 Final, Unit 2299 and retrofits | 266 | 7286 | Rate Constraint in lbs/MMBtu | FALSE | L | Annual | Seasons Included | Seasons | Winter, Spring, Fall | Winter, Spring, Fall | Winter, Spring, Fall | Winter, Spring, Fall | Winter, Spring, Fall | Winter, Spring, Fall | Winter, Spring, Fall
CT Fac. Spec. - NOX Rate Winter v.4.10 Final, Unit 2299 and retrofits | 266 | 7286 | Rate Constraint in lbs/MMBtu | FALSE | L | Annual | Standard NOX | lb/MMBtu | 0.15 | 0.15 | 0.15 | 0.15 | 0.15 | 0.15 | 0.15
CT Fac. Spec. - NOX Rate Winter v.4.10 Final, Unit 2299 and retrofits | 266 | 7286 | Rate Constraint in lbs/MMBtu | FALSE | L | Annual | Emissions at Affected Plants NOX | Thousand Tons | 0 | 0 | 0 | 0 | 0 | 0 | 0
CT Fac. Spec. - NOX Rate Winter v.4.10 Final, Unit 2299 and retrofits | 266 | 7286 | Rate Constraint in lbs/MMBtu | FALSE | L | Annual | Allowances Purchased NOX | Thousand Tons | 0 | 0 | 0 | 0 | 0 | 0 | 0
CT Fac. Spec. - NOX Rate Winter v.4.10 Final, Unit 2299 and retrofits | 266 | 7286 | Rate Constraint in lbs/MMBtu | FALSE | L | Annual | Allowances Sold NOX | Thousand Tons | 0 | 0 | 0 | 0 | 0 | 0 | 0
CT Fac. Spec. - NOX Rate Winter v.4.10 Final, Unit 2299 and retrofits | 266 | 7286 | Rate Constraint in lbs/MMBtu | FALSE | L | Annual | Allowances Banked | Thousand Tons | 0 | 0 | 0 | 0 | 0 | 0 | 0
CT Fac. Spec. - NOX Rate Winter v.4.10 Final, Unit 2299 and retrofits | 266 | 7286 | Rate Constraint in lbs/MMBtu | FALSE | L | Annual | Allowances Withdrawn (1:1) | Thousand Tons | 0 | 0 | 0 | 0 | 0 | 0 | 0
CT Fac. Spec. - NOX Rate Winter v.4.10 Final, Unit 2299 and retrofits | 266 | 7286 | Rate Constraint in lbs/MMBtu | FALSE | L | Annual | Allowances Withdrawn (1:n) | Thousand Tons | 0 | 0 | 0 | 0 | 0 | 0 | 0
CT Fac. Spec. - NOX Rate Winter v.4.10 Final, Unit 2299 and retrofits | 266 | 7286 | Rate Constraint in lbs/MMBtu | FALSE | L | Annual | Total | Thousand Tons | 0 | 0 | 0 | 0 | 0 | 0 | 0
CT Fac. Spec. - NOX Rate Winter v.4.10 Final, Unit 2299 and retrofits | 266 | 7286 | Rate Constraint in lbs/MMBtu | FALSE | L | Annual | Fuel Consumed | TBtu | 0 | 0 | 0 | 0 | 0 | 0 | 0
CT Fac. Spec. - NOX Rate Winter v.4.10 Final, Unit 2299 and retrofits | 266 | 7286 | Rate Constraint in lbs/MMBtu | FALSE | L | Annual | Rate | lb/MMBtu | 0 | 0 | 0 | 0 | 0 | 0 | 0
CT Fac. Spec. - NOX Rate Winter v.4.10 Final, Unit 2299 and retrofits | 266 | 7286 | Rate Constraint in lbs/MMBtu | FALSE | L | Annual | Generation | TWh | 0 | 0 | 0 | 0 | 0 | 0 | 0
CT Fac. Spec. - NOX Rate Winter v.4.10 Final, Unit 2299 and retrofits | 266 | 7286 | Rate Constraint in lbs/MMBtu | FALSE | L | Annual | Qualifying Generation | TWh | 0 | 0 | 0 | 0 | 0 | 0 | 0
CT Fac. Spec. - NOX Rate Winter v.4.10 Final, Unit 2299 and retrofits | 266 | 7286 | Rate Constraint in lbs/MMBtu | FALSE | L | Annual | Rate | lb/MWh | 0 | 0 | 0 | 0 | 0 | 0 | 0
CT Fac. Spec. - NOX Rate Winter v.4.10 Final, Unit 2299 and retrofits | 266 | 7286 | Rate Constraint in lbs/MMBtu | FALSE | L | Annual | Constraint Shadow Price | US2022$/Ton | 0 | 0 | 0 | 0 | 0 | 0 | 0
CT Fac. Spec. - NOX Rate Winter v.4.10 Final, Unit 2300 and retrofits | 267 | 7286 | Rate Constraint in lbs/MMBtu | FALSE | L | Annual | Seasons Included | Seasons | Winter, Spring, Fall | Winter, Spring, Fall | Winter, Spring, Fall | Winter, Spring, Fall | Winter, Spring, Fall | Winter, Spring, Fall | Winter, Spring, Fall
CT Fac. Spec. - NOX Rate Winter v.4.10 Final, Unit 2300 and retrofits | 267 | 7286 | Rate Constraint in lbs/MMBtu | FALSE | L | Annual | Standard NOX | lb/MMBtu | 0.15 | 0.15 | 0.15 | 0.15 | 0.15 | 0.15 | 0.15
CT Fac. Spec. - NOX Rate Winter v.4.10 Final, Unit 2300 and retrofits | 267 | 7286 | Rate Constraint in lbs/MMBtu | FALSE | L | Annual | Emissions at Affected Plants NOX | Thousand Tons | 0 | 0 | 0 | 0 | 0 | 0 | 0
CT Fac. Spec. - NOX Rate Winter v.4.10 Final, Unit 2300 and retrofits | 267 | 7286 | Rate Constraint in lbs/MMBtu | FALSE | L | Annual | Allowances Purchased NOX | Thousand Tons | 0 | 0 | 0 | 0 | 0 | 0 | 0
CT Fac. Spec. - NOX Rate Winter v.4.10 Final, Unit 2300 and retrofits | 267 | 7286 | Rate Constraint in lbs/MMBtu | FALSE | L | Annual | Allowances Sold NOX | Thousand Tons | 0 | 0 | 0 | 0 | 0 | 0 | 0
CT Fac. Spec. - NOX Rate Winter v.4.10 Final, Unit 2300 and retrofits | 267 | 7286 | Rate Constraint in lbs/MMBtu | FALSE | L | Annual | Allowances Banked | Thousand Tons | 0 | 0 | 0 | 0 | 0 | 0 | 0
CT Fac. Spec. - NOX Rate Winter v.4.10 Final, Unit 2300 and retrofits | 267 | 7286 | Rate Constraint in lbs/MMBtu | FALSE | L | Annual | Allowances Withdrawn (1:1) | Thousand Tons | 0 | 0 | 0 | 0 | 0 | 0 | 0
CT Fac. Spec. - NOX Rate Winter v.4.10 Final, Unit 2300 and retrofits | 267 | 7286 | Rate Constraint in lbs/MMBtu | FALSE | L | Annual | Allowances Withdrawn (1:n) | Thousand Tons | 0 | 0 | 0 | 0 | 0 | 0 | 0
CT Fac. Spec. - NOX Rate Winter v.4.10 Final, Unit 2300 and retrofits | 267 | 7286 | Rate Constraint in lbs/MMBtu | FALSE | L | Annual | Total | Thousand Tons | 0 | 0 | 0 | 0 | 0 | 0 | 0
CT Fac. Spec. - NOX Rate Winter v.4.10 Final, Unit 2300 and retrofits | 267 | 7286 | Rate Constraint in lbs/MMBtu | FALSE | L | Annual | Fuel Consumed | TBtu | 0 | 0 | 0 | 0 | 0 | 0 | 0
CT Fac. Spec. - NOX Rate Winter v.4.10 Final, Unit 2300 and retrofits | 267 | 7286 | Rate Constraint in lbs/MMBtu | FALSE | L | Annual | Rate | lb/MMBtu | 0 | 0 | 0 | 0 | 0 | 0 | 0
CT Fac. Spec. - NOX Rate Winter v.4.10 Final, Unit 2300 and retrofits | 267 | 7286 | Rate Constraint in lbs/MMBtu | FALSE | L | Annual | Generation | TWh | 0 | 0 | 0 | 0 | 0 | 0 | 0
CT Fac. Spec. - NOX Rate Winter v.4.10 Final, Unit 2300 and retrofits | 267 | 7286 | Rate Constraint in lbs/MMBtu | FALSE | L | Annual | Qualifying Generation | TWh | 0 | 0 | 0 | 0 | 0 | 0 | 0
CT Fac. Spec. - NOX Rate Winter v.4.10 Final, Unit 2300 and retrofits | 267 | 7286 | Rate Constraint in lbs/MMBtu | FALSE | L | Annual | Rate | lb/MWh | 0 | 0 | 0 | 0 | 0 | 0 | 0
CT Fac. Spec. - NOX Rate Winter v.4.10 Final, Unit 2300 and retrofits | 267 | 7286 | Rate Constraint in lbs/MMBtu | FALSE | L | Annual | Constraint Shadow Price | US2022$/Ton | 0 | 0 | 0 | 0 | 0 | 0 | 0
CT Fac. Spec. - NOX Rate Winter v.4.10 Final, Unit 2301 and retrofits | 268 | 7286 | Rate Constraint in lbs/MMBtu | FALSE | L | Annual | Seasons Included | Seasons | Winter, Spring, Fall | Winter, Spring, Fall | Winter, Spring, Fall | Winter, Spring, Fall | Winter, Spring, Fall | Winter, Spring, Fall | Winter, Spring, Fall
CT Fac. Spec. - NOX Rate Winter v.4.10 Final, Unit 2301 and retrofits | 268 | 7286 | Rate Constraint in lbs/MMBtu | FALSE | L | Annual | Standard NOX | lb/MMBtu | 0.15 | 0.15 | 0.15 | 0.15 | 0.15 | 0.15 | 0.15
CT Fac. Spec. - NOX Rate Winter v.4.10 Final, Unit 2301 and retrofits | 268 | 7286 | Rate Constraint in lbs/MMBtu | FALSE | L | Annual | Emissions at Affected Plants NOX | Thousand Tons | 0 | 0 | 0 | 0 | 0 | 0 | 0
CT Fac. Spec. - NOX Rate Winter v.4.10 Final, Unit 2301 and retrofits | 268 | 7286 | Rate Constraint in lbs/MMBtu | FALSE | L | Annual | Allowances Purchased NOX | Thousand Tons | 0 | 0 | 0 | 0 | 0 | 0 | 0
CT Fac. Spec. - NOX Rate Winter v.4.10 Final, Unit 2301 and retrofits | 268 | 7286 | Rate Constraint in lbs/MMBtu | FALSE | L | Annual | Allowances Sold NOX | Thousand Tons | 0 | 0 | 0 | 0 | 0 | 0 | 0
CT Fac. Spec. - NOX Rate Winter v.4.10 Final, Unit 2301 and retrofits | 268 | 7286 | Rate Constraint in lbs/MMBtu | FALSE | L | Annual | Allowances Banked | Thousand Tons | 0 | 0 | 0 | 0 | 0 | 0 | 0
CT Fac. Spec. - NOX Rate Winter v.4.10 Final, Unit 2301 and retrofits | 268 | 7286 | Rate Constraint in lbs/MMBtu | FALSE | L | Annual | Allowances Withdrawn (1:1) | Thousand Tons | 0 | 0 | 0 | 0 | 0 | 0 | 0
CT Fac. Spec. - NOX Rate Winter v.4.10 Final, Unit 2301 and retrofits | 268 | 7286 | Rate Constraint in lbs/MMBtu | FALSE | L | Annual | Allowances Withdrawn (1:n) | Thousand Tons | 0 | 0 | 0 | 0 | 0 | 0 | 0
CT Fac. Spec. - NOX Rate Winter v.4.10 Final, Unit 2301 and retrofits | 268 | 7286 | Rate Constraint in lbs/MMBtu | FALSE | L | Annual | Total | Thousand Tons | 0 | 0 | 0 | 0 | 0 | 0 | 0
CT Fac. Spec. - NOX Rate Winter v.4.10 Final, Unit 2301 and retrofits | 268 | 7286 | Rate Constraint in lbs/MMBtu | FALSE | L | Annual | Fuel Consumed | TBtu | 0 | 0 | 0 | 0 | 0 | 0 | 0
CT Fac. Spec. - NOX Rate Winter v.4.10 Final, Unit 2301 and retrofits | 268 | 7286 | Rate Constraint in lbs/MMBtu | FALSE | L | Annual | Rate | lb/MMBtu | 0 | 0 | 0 | 0 | 0 | 0 | 0
CT Fac. Spec. - NOX Rate Winter v.4.10 Final, Unit 2301 and retrofits | 268 | 7286 | Rate Constraint in lbs/MMBtu | FALSE | L | Annual | Generation | TWh | 0 | 0 | 0 | 0 | 0 | 0 | 0
CT Fac. Spec. - NOX Rate Winter v.4.10 Final, Unit 2301 and retrofits | 268 | 7286 | Rate Constraint in lbs/MMBtu | FALSE | L | Annual | Qualifying Generation | TWh | 0 | 0 | 0 | 0 | 0 | 0 | 0
CT Fac. Spec. - NOX Rate Winter v.4.10 Final, Unit 2301 and retrofits | 268 | 7286 | Rate Constraint in lbs/MMBtu | FALSE | L | Annual | Rate | lb/MWh | 0 | 0 | 0 | 0 | 0 | 0 | 0
CT Fac. Spec. - NOX Rate Winter v.4.10 Final, Unit 2301 and retrofits | 268 | 7286 | Rate Constraint in lbs/MMBtu | FALSE | L | Annual | Constraint Shadow Price | US2022$/Ton | 0 | 0 | 0 | 0 | 0 | 0 | 0
CT Fac. Spec. - NOX Rate Winter v.4.10 Final, Unit 2302 and retrofits | 269 | 7286 | Rate Constraint in lbs/MMBtu | FALSE | L | Annual | Seasons Included | Seasons | Winter, Spring, Fall | Winter, Spring, Fall | Winter, Spring, Fall | Winter, Spring, Fall | Winter, Spring, Fall | Winter, Spring, Fall | Winter, Spring, Fall
CT Fac. Spec. - NOX Rate Winter v.4.10 Final, Unit 2302 and retrofits | 269 | 7286 | Rate Constraint in lbs/MMBtu | FALSE | L | Annual | Standard NOX | lb/MMBtu | 0.15 | 0.15 | 0.15 | 0.15 | 0.15 | 0.15 | 0.15
CT Fac. Spec. - NOX Rate Winter v.4.10 Final, Unit 2302 and retrofits | 269 | 7286 | Rate Constraint in lbs/MMBtu | FALSE | L | Annual | Emissions at Affected Plants NOX | Thousand Tons | 0 | 0 | 0 | 0 | 0 | 0 | 0
CT Fac. Spec. - NOX Rate Winter v.4.10 Final, Unit 2302 and retrofits | 269 | 7286 | Rate Constraint in lbs/MMBtu | FALSE | L | Annual | Allowances Purchased NOX | Thousand Tons | 0 | 0 | 0 | 0 | 0 | 0 | 0
CT Fac. Spec. - NOX Rate Winter v.4.10 Final, Unit 2302 and retrofits | 269 | 7286 | Rate Constraint in lbs/MMBtu | FALSE | L | Annual | Allowances Sold NOX | Thousand Tons | 0 | 0 | 0 | 0 | 0 | 0 | 0
CT Fac. Spec. - NOX Rate Winter v.4.10 Final, Unit 2302 and retrofits | 269 | 7286 | Rate Constraint in lbs/MMBtu | FALSE | L | Annual | Allowances Banked | Thousand Tons | 0 | 0 | 0 | 0 | 0 | 0 | 0
CT Fac. Spec. - NOX Rate Winter v.4.10 Final, Unit 2302 and retrofits | 269 | 7286 | Rate Constraint in lbs/MMBtu | FALSE | L | Annual | Allowances Withdrawn (1:1) | Thousand Tons | 0 | 0 | 0 | 0 | 0 | 0 | 0
CT Fac. Spec. - NOX Rate Winter v.4.10 Final, Unit 2302 and retrofits | 269 | 7286 | Rate Constraint in lbs/MMBtu | FALSE | L | Annual | Allowances Withdrawn (1:n) | Thousand Tons | 0 | 0 | 0 | 0 | 0 | 0 | 0
CT Fac. Spec. - NOX Rate Winter v.4.10 Final, Unit 2302 and retrofits | 269 | 7286 | Rate Constraint in lbs/MMBtu | FALSE | L | Annual | Total | Thousand Tons | 0 | 0 | 0 | 0 | 0 | 0 | 0
CT Fac. Spec. - NOX Rate Winter v.4.10 Final, Unit 2302 and retrofits | 269 | 7286 | Rate Constraint in lbs/MMBtu | FALSE | L | Annual | Fuel Consumed | TBtu | 0 | 0 | 0 | 0 | 0 | 0 | 0
CT Fac. Spec. - NOX Rate Winter v.4.10 Final, Unit 2302 and retrofits | 269 | 7286 | Rate Constraint in lbs/MMBtu | FALSE | L | Annual | Rate | lb/MMBtu | 0 | 0 | 0 | 0 | 0 | 0 | 0
CT Fac. Spec. - NOX Rate Winter v.4.10 Final, Unit 2302 and retrofits | 269 | 7286 | Rate Constraint in lbs/MMBtu | FALSE | L | Annual | Generation | TWh | 0 | 0 | 0 | 0 | 0 | 0 | 0
CT Fac. Spec. - NOX Rate Winter v.4.10 Final, Unit 2302 and retrofits | 269 | 7286 | Rate Constraint in lbs/MMBtu | FALSE | L | Annual | Qualifying Generation | TWh | 0 | 0 | 0 | 0 | 0 | 0 | 0
CT Fac. Spec. - NOX Rate Winter v.4.10 Final, Unit 2302 and retrofits | 269 | 7286 | Rate Constraint in lbs/MMBtu | FALSE | L | Annual | Rate | lb/MWh | 0 | 0 | 0 | 0 | 0 | 0 | 0
CT Fac. Spec. - NOX Rate Winter v.4.10 Final, Unit 2302 and retrofits | 269 | 7286 | Rate Constraint in lbs/MMBtu | FALSE | L | Annual | Constraint Shadow Price | US2022$/Ton | 0 | 0 | 0 | 0 | 0 | 0 | 0
CT Fac. Spec. - SO2 Rate Annual Non-Title IV v3.1, Unit 636 and retrofits | 270 | 7288 | Rate Constraint in lbs/MMBtu | FALSE | L | Annual | Seasons Included | Seasons | Winter, Spring, Summer, Fall | Winter, Spring, Summer, Fall | Winter, Spring, Summer, Fall | Winter, Spring, Summer, Fall | Winter, Spring, Summer, Fall | Winter, Spring, Summer, Fall | Winter, Spring, Summer, Fall
CT Fac. Spec. - SO2 Rate Annual Non-Title IV v3.1, Unit 636 and retrofits | 270 | 7288 | Rate Constraint in lbs/MMBtu | FALSE | L | Annual | Standard SO2 | lb/MMBtu | 0.55 | 0.55 | 0.55 | 0.55 | 0.55 | 0.55 | 0.55
CT Fac. Spec. - SO2 Rate Annual Non-Title IV v3.1, Unit 636 and retrofits | 270 | 7288 | Rate Constraint in lbs/MMBtu | FALSE | L | Annual | Emissions at Affected Plants SO2 | Thousand Tons | 0 | 0 | 0 | 0 | 0 | 0 | 0
CT Fac. Spec. - SO2 Rate Annual Non-Title IV v3.1, Unit 636 and retrofits | 270 | 7288 | Rate Constraint in lbs/MMBtu | FALSE | L | Annual | Allowances Purchased SO2 | Thousand Tons | 0 | 0 | 0 | 0 | 0 | 0 | 0
CT Fac. Spec. - SO2 Rate Annual Non-Title IV v3.1, Unit 636 and retrofits | 270 | 7288 | Rate Constraint in lbs/MMBtu | FALSE | L | Annual | Allowances Sold SO2 | Thousand Tons | 0 | 0 | 0 | 0 | 0 | 0 | 0
CT Fac. Spec. - SO2 Rate Annual Non-Title IV v3.1, Unit 636 and retrofits | 270 | 7288 | Rate Constraint in lbs/MMBtu | FALSE | L | Annual | Allowances Banked | Thousand Tons | 0 | 0 | 0 | 0 | 0 | 0 | 0
CT Fac. Spec. - SO2 Rate Annual Non-Title IV v3.1, Unit 636 and retrofits | 270 | 7288 | Rate Constraint in lbs/MMBtu | FALSE | L | Annual | Allowances Withdrawn (1:1) | Thousand Tons | 0 | 0 | 0 | 0 | 0 | 0 | 0
CT Fac. Spec. - SO2 Rate Annual Non-Title IV v3.1, Unit 636 and retrofits | 270 | 7288 | Rate Constraint in lbs/MMBtu | FALSE | L | Annual | Allowances Withdrawn (1:n) | Thousand Tons | 0 | 0 | 0 | 0 | 0 | 0 | 0
CT Fac. Spec. - SO2 Rate Annual Non-Title IV v3.1, Unit 636 and retrofits | 270 | 7288 | Rate Constraint in lbs/MMBtu | FALSE | L | Annual | Total | Thousand Tons | 0 | 0 | 0 | 0 | 0 | 0 | 0
CT Fac. Spec. - SO2 Rate Annual Non-Title IV v3.1, Unit 636 and retrofits | 270 | 7288 | Rate Constraint in lbs/MMBtu | FALSE | L | Annual | Fuel Consumed | TBtu | 0 | 0 | 0 | 0 | 0 | 0 | 0
CT Fac. Spec. - SO2 Rate Annual Non-Title IV v3.1, Unit 636 and retrofits | 270 | 7288 | Rate Constraint in lbs/MMBtu | FALSE | L | Annual | Rate | lb/MMBtu | 0 | 0 | 0 | 0 | 0 | 0 | 0
CT Fac. Spec. - SO2 Rate Annual Non-Title IV v3.1, Unit 636 and retrofits | 270 | 7288 | Rate Constraint in lbs/MMBtu | FALSE | L | Annual | Generation | TWh | 0 | 0 | 0 | 0 | 0 | 0 | 0
CT Fac. Spec. - SO2 Rate Annual Non-Title IV v3.1, Unit 636 and retrofits | 270 | 7288 | Rate Constraint in lbs/MMBtu | FALSE | L | Annual | Qualifying Generation | TWh | 0 | 0 | 0 | 0 | 0 | 0 | 0
CT Fac. Spec. - SO2 Rate Annual Non-Title IV v3.1, Unit 636 and retrofits | 270 | 7288 | Rate Constraint in lbs/MMBtu | FALSE | L | Annual | Rate | lb/MWh | 0 | 0 | 0 | 0 | 0 | 0 | 0
CT Fac. Spec. - SO2 Rate Annual Non-Title IV v3.1, Unit 636 and retrofits | 270 | 7288 | Rate Constraint in lbs/MMBtu | FALSE | L | Annual | Constraint Shadow Price | US2022$/Ton | 0 | 0 | 0 | 0 | 0 | 0 | 0
CT Fac. Spec. - SO2 Rate Annual Non-Title IV v3.1, Unit 638 and retrofits | 271 | 7288 | Rate Constraint in lbs/MMBtu | FALSE | L | Annual | Seasons Included | Seasons | Winter, Spring, Summer, Fall | Winter, Spring, Summer, Fall | Winter, Spring, Summer, Fall | Winter, Spring, Summer, Fall | Winter, Spring, Summer, Fall | Winter, Spring, Summer, Fall | Winter, Spring, Summer, Fall
CT Fac. Spec. - SO2 Rate Annual Non-Title IV v3.1, Unit 638 and retrofits | 271 | 7288 | Rate Constraint in lbs/MMBtu | FALSE | L | Annual | Standard SO2 | lb/MMBtu | 0.55 | 0.55 | 0.55 | 0.55 | 0.55 | 0.55 | 0.55
CT Fac. Spec. - SO2 Rate Annual Non-Title IV v3.1, Unit 638 and retrofits | 271 | 7288 | Rate Constraint in lbs/MMBtu | FALSE | L | Annual | Emissions at Affected Plants SO2 | Thousand Tons | 0 | 0 | 0 | 0 | 0 | 0 | 0
CT Fac. Spec. - SO2 Rate Annual Non-Title IV v3.1, Unit 638 and retrofits | 271 | 7288 | Rate Constraint in lbs/MMBtu | FALSE | L | Annual | Allowances Purchased SO2 | Thousand Tons | 0 | 0 | 0 | 0 | 0 | 0 | 0
CT Fac. Spec. - SO2 Rate Annual Non-Title IV v3.1, Unit 638 and retrofits | 271 | 7288 | Rate Constraint in lbs/MMBtu | FALSE | L | Annual | Allowances Sold SO2 | Thousand Tons | 0 | 0 | 0 | 0 | 0 | 0 | 0
CT Fac. Spec. - SO2 Rate Annual Non-Title IV v3.1, Unit 638 and retrofits | 271 | 7288 | Rate Constraint in lbs/MMBtu | FALSE | L | Annual | Allowances Banked | Thousand Tons | 0 | 0 | 0 | 0 | 0 | 0 | 0
CT Fac. Spec. - SO2 Rate Annual Non-Title IV v3.1, Unit 638 and retrofits | 271 | 7288 | Rate Constraint in lbs/MMBtu | FALSE | L | Annual | Allowances Withdrawn (1:1) | Thousand Tons | 0 | 0 | 0 | 0 | 0 | 0 | 0
CT Fac. Spec. - SO2 Rate Annual Non-Title IV v3.1, Unit 638 and retrofits | 271 | 7288 | Rate Constraint in lbs/MMBtu | FALSE | L | Annual | Allowances Withdrawn (1:n) | Thousand Tons | 0 | 0 | 0 | 0 | 0 | 0 | 0
CT Fac. Spec. - SO2 Rate Annual Non-Title IV v3.1, Unit 638 and retrofits | 271 | 7288 | Rate Constraint in lbs/MMBtu | FALSE | L | Annual | Total | Thousand Tons | 0 | 0 | 0 | 0 | 0 | 0 | 0
CT Fac. Spec. - SO2 Rate Annual Non-Title IV v3.1, Unit 638 and retrofits | 271 | 7288 | Rate Constraint in lbs/MMBtu | FALSE | L | Annual | Fuel Consumed | TBtu | 0 | 0 | 0 | 0 | 0 | 0 | 0
CT Fac. Spec. - SO2 Rate Annual Non-Title IV v3.1, Unit 638 and retrofits | 271 | 7288 | Rate Constraint in lbs/MMBtu | FALSE | L | Annual | Rate | lb/MMBtu | 0 | 0 | 0 | 0 | 0 | 0 | 0
CT Fac. Spec. - SO2 Rate Annual Non-Title IV v3.1, Unit 638 and retrofits | 271 | 7288 | Rate Constraint in lbs/MMBtu | FALSE | L | Annual | Generation | TWh | 0 | 0 | 0 | 0 | 0 | 0 | 0
CT Fac. Spec. - SO2 Rate Annual Non-Title IV v3.1, Unit 638 and retrofits | 271 | 7288 | Rate Constraint in lbs/MMBtu | FALSE | L | Annual | Qualifying Generation | TWh | 0 | 0 | 0 | 0 | 0 | 0 | 0
CT Fac. Spec. - SO2 Rate Annual Non-Title IV v3.1, Unit 638 and retrofits | 271 | 7288 | Rate Constraint in lbs/MMBtu | FALSE | L | Annual | Rate | lb/MWh | 0 | 0 | 0 | 0 | 0 | 0 | 0
CT Fac. Spec. - SO2 Rate Annual Non-Title IV v3.1, Unit 638 and retrofits | 271 | 7288 | Rate Constraint in lbs/MMBtu | FALSE | L | Annual | Constraint Shadow Price | US2022$/Ton | 0 | 0 | 0 | 0 | 0 | 0 | 0
CT Fac. Spec. - SO2 Rate Annual Non-Title IV v3.1, Unit 639 and retrofits | 272 | 7288 | Rate Constraint in lbs/MMBtu | FALSE | L | Annual | Seasons Included | Seasons | Winter, Spring, Summer, Fall | Winter, Spring, Summer, Fall | Winter, Spring, Summer, Fall | Winter, Spring, Summer, Fall | Winter, Spring, Summer, Fall | Winter, Spring, Summer, Fall | Winter, Spring, Summer, Fall
CT Fac. Spec. - SO2 Rate Annual Non-Title IV v3.1, Unit 639 and retrofits | 272 | 7288 | Rate Constraint in lbs/MMBtu | FALSE | L | Annual | Standard SO2 | lb/MMBtu | 0.55 | 0.55 | 0.55 | 0.55 | 0.55 | 0.55 | 0.55
CT Fac. Spec. - SO2 Rate Annual Non-Title IV v3.1, Unit 639 and retrofits | 272 | 7288 | Rate Constraint in lbs/MMBtu | FALSE | L | Annual | Emissions at Affected Plants SO2 | Thousand Tons | 0 | 0 | 0 | 0 | 0 | 0 | 0
CT Fac. Spec. - SO2 Rate Annual Non-Title IV v3.1, Unit 639 and retrofits | 272 | 7288 | Rate Constraint in lbs/MMBtu | FALSE | L | Annual | Allowances Purchased SO2 | Thousand Tons | 0 | 0 | 0 | 0 | 0 | 0 | 0
CT Fac. Spec. - SO2 Rate Annual Non-Title IV v3.1, Unit 639 and retrofits | 272 | 7288 | Rate Constraint in lbs/MMBtu | FALSE | L | Annual | Allowances Sold SO2 | Thousand Tons | 0 | 0 | 0 | 0 | 0 | 0 | 0
CT Fac. Spec. - SO2 Rate Annual Non-Title IV v3.1, Unit 639 and retrofits | 272 | 7288 | Rate Constraint in lbs/MMBtu | FALSE | L | Annual | Allowances Banked | Thousand Tons | 0 | 0 | 0 | 0 | 0 | 0 | 0
CT Fac. Spec. - SO2 Rate Annual Non-Title IV v3.1, Unit 639 and retrofits | 272 | 7288 | Rate Constraint in lbs/MMBtu | FALSE | L | Annual | Allowances Withdrawn (1:1) | Thousand Tons | 0 | 0 | 0 | 0 | 0 | 0 | 0
CT Fac. Spec. - SO2 Rate Annual Non-Title IV v3.1, Unit 639 and retrofits | 272 | 7288 | Rate Constraint in lbs/MMBtu | FALSE | L | Annual | Allowances Withdrawn (1:n) | Thousand Tons | 0 | 0 | 0 | 0 | 0 | 0 | 0
CT Fac. Spec. - SO2 Rate Annual Non-Title IV v3.1, Unit 639 and retrofits | 272 | 7288 | Rate Constraint in lbs/MMBtu | FALSE | L | Annual | Total | Thousand Tons | 0 | 0 | 0 | 0 | 0 | 0 | 0
CT Fac. Spec. - SO2 Rate Annual Non-Title IV v3.1, Unit 639 and retrofits | 272 | 7288 | Rate Constraint in lbs/MMBtu | FALSE | L | Annual | Fuel Consumed | TBtu | 0 | 0 | 0 | 0 | 0 | 0 | 0
CT Fac. Spec. - SO2 Rate Annual Non-Title IV v3.1, Unit 639 and retrofits | 272 | 7288 | Rate Constraint in lbs/MMBtu | FALSE | L | Annual | Rate | lb/MMBtu | 0 | 0 | 0 | 0 | 0 | 0 | 0
CT Fac. Spec. - SO2 Rate Annual Non-Title IV v3.1, Unit 639 and retrofits | 272 | 7288 | Rate Constraint in lbs/MMBtu | FALSE | L | Annual | Generation | TWh | 0 | 0 | 0 | 0 | 0 | 0 | 0
CT Fac. Spec. - SO2 Rate Annual Non-Title IV v3.1, Unit 639 and retrofits | 272 | 7288 | Rate Constraint in lbs/MMBtu | FALSE | L | Annual | Qualifying Generation | TWh | 0 | 0 | 0 | 0 | 0 | 0 | 0
CT Fac. Spec. - SO2 Rate Annual Non-Title IV v3.1, Unit 639 and retrofits | 272 | 7288 | Rate Constraint in lbs/MMBtu | FALSE | L | Annual | Rate | lb/MWh | 0 | 0 | 0 | 0 | 0 | 0 | 0
CT Fac. Spec. - SO2 Rate Annual Non-Title IV v3.1, Unit 639 and retrofits | 272 | 7288 | Rate Constraint in lbs/MMBtu | FALSE | L | Annual | Constraint Shadow Price | US2022$/Ton | 0 | 0 | 0 | 0 | 0 | 0 | 0
CT Fac. Spec. - SO2 Rate Annual Non-Title IV v3.1, Unit 640 and retrofits | 273 | 7288 | Rate Constraint in lbs/MMBtu | FALSE | L | Annual | Seasons Included | Seasons | Winter, Spring, Summer, Fall | Winter, Spring, Summer, Fall | Winter, Spring, Summer, Fall | Winter, Spring, Summer, Fall | Winter, Spring, Summer, Fall | Winter, Spring, Summer, Fall | Winter, Spring, Summer, Fall
CT Fac. Spec. - SO2 Rate Annual Non-Title IV v3.1, Unit 640 and retrofits | 273 | 7288 | Rate Constraint in lbs/MMBtu | FALSE | L | Annual | Standard SO2 | lb/MMBtu | 0.55 | 0.55 | 0.55 | 0.55 | 0.55 | 0.55 | 0.55
CT Fac. Spec. - SO2 Rate Annual Non-Title IV v3.1, Unit 640 and retrofits | 273 | 7288 | Rate Constraint in lbs/MMBtu | FALSE | L | Annual | Emissions at Affected Plants SO2 | Thousand Tons | 0 | 0 | 0 | 0 | 0 | 0 | 0
CT Fac. Spec. - SO2 Rate Annual Non-Title IV v3.1, Unit 640 and retrofits | 273 | 7288 | Rate Constraint in lbs/MMBtu | FALSE | L | Annual | Allowances Purchased SO2 | Thousand Tons | 0 | 0 | 0 | 0 | 0 | 0 | 0
CT Fac. Spec. - SO2 Rate Annual Non-Title IV v3.1, Unit 640 and retrofits | 273 | 7288 | Rate Constraint in lbs/MMBtu | FALSE | L | Annual | Allowances Sold SO2 | Thousand Tons | 0 | 0 | 0 | 0 | 0 | 0 | 0
CT Fac. Spec. - SO2 Rate Annual Non-Title IV v3.1, Unit 640 and retrofits | 273 | 7288 | Rate Constraint in lbs/MMBtu | FALSE | L | Annual | Allowances Banked | Thousand Tons | 0 | 0 | 0 | 0 | 0 | 0 | 0
CT Fac. Spec. - SO2 Rate Annual Non-Title IV v3.1, Unit 640 and retrofits | 273 | 7288 | Rate Constraint in lbs/MMBtu | FALSE | L | Annual | Allowances Withdrawn (1:1) | Thousand Tons | 0 | 0 | 0 | 0 | 0 | 0 | 0
CT Fac. Spec. - SO2 Rate Annual Non-Title IV v3.1, Unit 640 and retrofits | 273 | 7288 | Rate Constraint in lbs/MMBtu | FALSE | L | Annual | Allowances Withdrawn (1:n) | Thousand Tons | 0 | 0 | 0 | 0 | 0 | 0 | 0
CT Fac. Spec. - SO2 Rate Annual Non-Title IV v3.1, Unit 640 and retrofits | 273 | 7288 | Rate Constraint in lbs/MMBtu | FALSE | L | Annual | Total | Thousand Tons | 0 | 0 | 0 | 0 | 0 | 0 | 0
CT Fac. Spec. - SO2 Rate Annual Non-Title IV v3.1, Unit 640 and retrofits | 273 | 7288 | Rate Constraint in lbs/MMBtu | FALSE | L | Annual | Fuel Consumed | TBtu | 0 | 0 | 0 | 0 | 0 | 0 | 0
CT Fac. Spec. - SO2 Rate Annual Non-Title IV v3.1, Unit 640 and retrofits | 273 | 7288 | Rate Constraint in lbs/MMBtu | FALSE | L | Annual | Rate | lb/MMBtu | 0 | 0 | 0 | 0 | 0 | 0 | 0
CT Fac. Spec. - SO2 Rate Annual Non-Title IV v3.1, Unit 640 and retrofits | 273 | 7288 | Rate Constraint in lbs/MMBtu | FALSE | L | Annual | Generation | TWh | 0 | 0 | 0 | 0 | 0 | 0 | 0
CT Fac. Spec. - SO2 Rate Annual Non-Title IV v3.1, Unit 640 and retrofits | 273 | 7288 | Rate Constraint in lbs/MMBtu | FALSE | L | Annual | Qualifying Generation | TWh | 0 | 0 | 0 | 0 | 0 | 0 | 0
CT Fac. Spec. - SO2 Rate Annual Non-Title IV v3.1, Unit 640 and retrofits | 273 | 7288 | Rate Constraint in lbs/MMBtu | FALSE | L | Annual | Rate | lb/MWh | 0 | 0 | 0 | 0 | 0 | 0 | 0
CT Fac. Spec. - SO2 Rate Annual Non-Title IV v3.1, Unit 640 and retrofits | 273 | 7288 | Rate Constraint in lbs/MMBtu | FALSE | L | Annual | Constraint Shadow Price | US2022$/Ton | 0 | 0 | 0 | 0 | 0 | 0 | 0
CT Fac. Spec. - SO2 Rate Annual Non-Title IV v3.1, Unit 641 and retrofits | 274 | 7288 | Rate Constraint in lbs/MMBtu | FALSE | L | Annual | Seasons Included | Seasons | Winter, Spring, Summer, Fall | Winter, Spring, Summer, Fall | Winter, Spring, Summer, Fall | Winter, Spring, Summer, Fall | Winter, Spring, Summer, Fall | Winter, Spring, Summer, Fall | Winter, Spring, Summer, Fall
CT Fac. Spec. - SO2 Rate Annual Non-Title IV v3.1, Unit 641 and retrofits | 274 | 7288 | Rate Constraint in lbs/MMBtu | FALSE | L | Annual | Standard SO2 | lb/MMBtu | 0.55 | 0.55 | 0.55 | 0.55 | 0.55 | 0.55 | 0.55
CT Fac. Spec. - SO2 Rate Annual Non-Title IV v3.1, Unit 641 and retrofits | 274 | 7288 | Rate Constraint in lbs/MMBtu | FALSE | L | Annual | Emissions at Affected Plants SO2 | Thousand Tons | 0 | 0 | 0 | 0 | 0 | 0 | 0
CT Fac. Spec. - SO2 Rate Annual Non-Title IV v3.1, Unit 641 and retrofits | 274 | 7288 | Rate Constraint in lbs/MMBtu | FALSE | L | Annual | Allowances Purchased SO2 | Thousand Tons | 0 | 0 | 0 | 0 | 0 | 0 | 0
CT Fac. Spec. - SO2 Rate Annual Non-Title IV v3.1, Unit 641 and retrofits | 274 | 7288 | Rate Constraint in lbs/MMBtu | FALSE | L | Annual | Allowances Sold SO2 | Thousand Tons | 0 | 0 | 0 | 0 | 0 | 0 | 0
CT Fac. Spec. - SO2 Rate Annual Non-Title IV v3.1, Unit 641 and retrofits | 274 | 7288 | Rate Constraint in lbs/MMBtu | FALSE | L | Annual | Allowances Banked | Thousand Tons | 0 | 0 | 0 | 0 | 0 | 0 | 0
CT Fac. Spec. - SO2 Rate Annual Non-Title IV v3.1, Unit 641 and retrofits | 274 | 7288 | Rate Constraint in lbs/MMBtu | FALSE | L | Annual | Allowances Withdrawn (1:1) | Thousand Tons | 0 | 0 | 0 | 0 | 0 | 0 | 0
CT Fac. Spec. - SO2 Rate Annual Non-Title IV v3.1, Unit 641 and retrofits | 274 | 7288 | Rate Constraint in lbs/MMBtu | FALSE | L | Annual | Allowances Withdrawn (1:n) | Thousand Tons | 0 | 0 | 0 | 0 | 0 | 0 | 0
CT Fac. Spec. - SO2 Rate Annual Non-Title IV v3.1, Unit 641 and retrofits | 274 | 7288 | Rate Constraint in lbs/MMBtu | FALSE | L | Annual | Total | Thousand Tons | 0 | 0 | 0 | 0 | 0 | 0 | 0
CT Fac. Spec. - SO2 Rate Annual Non-Title IV v3.1, Unit 641 and retrofits | 274 | 7288 | Rate Constraint in lbs/MMBtu | FALSE | L | Annual | Fuel Consumed | TBtu | 0 | 0 | 0 | 0 | 0 | 0 | 0
CT Fac. Spec. - SO2 Rate Annual Non-Title IV v3.1, Unit 641 and retrofits | 274 | 7288 | Rate Constraint in lbs/MMBtu | FALSE | L | Annual | Rate | lb/MMBtu | 0 | 0 | 0 | 0 | 0 | 0 | 0
CT Fac. Spec. - SO2 Rate Annual Non-Title IV v3.1, Unit 641 and retrofits | 274 | 7288 | Rate Constraint in lbs/MMBtu | FALSE | L | Annual | Generation | TWh | 0 | 0 | 0 | 0 | 0 | 0 | 0
CT Fac. Spec. - SO2 Rate Annual Non-Title IV v3.1, Unit 641 and retrofits | 274 | 7288 | Rate Constraint in lbs/MMBtu | FALSE | L | Annual | Qualifying Generation | TWh | 0 | 0 | 0 | 0 | 0 | 0 | 0
CT Fac. Spec. - SO2 Rate Annual Non-Title IV v3.1, Unit 641 and retrofits | 274 | 7288 | Rate Constraint in lbs/MMBtu | FALSE | L | Annual | Rate | lb/MWh | 0 | 0 | 0 | 0 | 0 | 0 | 0
CT Fac. Spec. - SO2 Rate Annual Non-Title IV v3.1, Unit 641 and retrofits | 274 | 7288 | Rate Constraint in lbs/MMBtu | FALSE | L | Annual | Constraint Shadow Price | US2022$/Ton | 0 | 0 | 0 | 0 | 0 | 0 | 0
CT Fac. Spec. - SO2 Rate Annual Non-Title IV v3.1, Unit 642 and retrofits | 275 | 7288 | Rate Constraint in lbs/MMBtu | FALSE | L | Annual | Seasons Included | Seasons | Winter, Spring, Summer, Fall | Winter, Spring, Summer, Fall | Winter, Spring, Summer, Fall | Winter, Spring, Summer, Fall | Winter, Spring, Summer, Fall | Winter, Spring, Summer, Fall | Winter, Spring, Summer, Fall
CT Fac. Spec. - SO2 Rate Annual Non-Title IV v3.1, Unit 642 and retrofits | 275 | 7288 | Rate Constraint in lbs/MMBtu | FALSE | L | Annual | Standard SO2 | lb/MMBtu | 0.55 | 0.55 | 0.55 | 0.55 | 0.55 | 0.55 | 0.55
CT Fac. Spec. - SO2 Rate Annual Non-Title IV v3.1, Unit 642 and retrofits | 275 | 7288 | Rate Constraint in lbs/MMBtu | FALSE | L | Annual | Emissions at Affected Plants SO2 | Thousand Tons | 0 | 0 | 0 | 0 | 0 | 0 | 0
CT Fac. Spec. - SO2 Rate Annual Non-Title IV v3.1, Unit 642 and retrofits | 275 | 7288 | Rate Constraint in lbs/MMBtu | FALSE | L | Annual | Allowances Purchased SO2 | Thousand Tons | 0 | 0 | 0 | 0 | 0 | 0 | 0
CT Fac. Spec. - SO2 Rate Annual Non-Title IV v3.1, Unit 642 and retrofits | 275 | 7288 | Rate Constraint in lbs/MMBtu | FALSE | L | Annual | Allowances Sold SO2 | Thousand Tons | 0 | 0 | 0 | 0 | 0 | 0 | 0
CT Fac. Spec. - SO2 Rate Annual Non-Title IV v3.1, Unit 642 and retrofits | 275 | 7288 | Rate Constraint in lbs/MMBtu | FALSE | L | Annual | Allowances Banked | Thousand Tons | 0 | 0 | 0 | 0 | 0 | 0 | 0
CT Fac. Spec. - SO2 Rate Annual Non-Title IV v3.1, Unit 642 and retrofits | 275 | 7288 | Rate Constraint in lbs/MMBtu | FALSE | L | Annual | Allowances Withdrawn (1:1) | Thousand Tons | 0 | 0 | 0 | 0 | 0 | 0 | 0
CT Fac. Spec. - SO2 Rate Annual Non-Title IV v3.1, Unit 642 and retrofits | 275 | 7288 | Rate Constraint in lbs/MMBtu | FALSE | L | Annual | Allowances Withdrawn (1:n) | Thousand Tons | 0 | 0 | 0 | 0 | 0 | 0 | 0
CT Fac. Spec. - SO2 Rate Annual Non-Title IV v3.1, Unit 642 and retrofits | 275 | 7288 | Rate Constraint in lbs/MMBtu | FALSE | L | Annual | Total | Thousand Tons | 0 | 0 | 0 | 0 | 0 | 0 | 0
CT Fac. Spec. - SO2 Rate Annual Non-Title IV v3.1, Unit 642 and retrofits | 275 | 7288 | Rate Constraint in lbs/MMBtu | FALSE | L | Annual | Fuel Consumed | TBtu | 0 | 0 | 0 | 0 | 0 | 0 | 0
CT Fac. Spec. - SO2 Rate Annual Non-Title IV v3.1, Unit 642 and retrofits | 275 | 7288 | Rate Constraint in lbs/MMBtu | FALSE | L | Annual | Rate | lb/MMBtu | 0 | 0 | 0 | 0 | 0 | 0 | 0
CT Fac. Spec. - SO2 Rate Annual Non-Title IV v3.1, Unit 642 and retrofits | 275 | 7288 | Rate Constraint in lbs/MMBtu | FALSE | L | Annual | Generation | TWh | 0 | 0 | 0 | 0 | 0 | 0 | 0
CT Fac. Spec. - SO2 Rate Annual Non-Title IV v3.1, Unit 642 and retrofits | 275 | 7288 | Rate Constraint in lbs/MMBtu | FALSE | L | Annual | Qualifying Generation | TWh | 0 | 0 | 0 | 0 | 0 | 0 | 0
CT Fac. Spec. - SO2 Rate Annual Non-Title IV v3.1, Unit 642 and retrofits | 275 | 7288 | Rate Constraint in lbs/MMBtu | FALSE | L | Annual | Rate | lb/MWh | 0 | 0 | 0 | 0 | 0 | 0 | 0
CT Fac. Spec. - SO2 Rate Annual Non-Title IV v3.1, Unit 642 and retrofits | 275 | 7288 | Rate Constraint in lbs/MMBtu | FALSE | L | Annual | Constraint Shadow Price | US2022$/Ton | 0 | 0 | 0 | 0 | 0 | 0 | 0
CT Fac. Spec. - SO2 Rate Annual Non-Title IV v3.1, Unit 643 and retrofits | 276 | 7288 | Rate Constraint in lbs/MMBtu | FALSE | L | Annual | Seasons Included | Seasons | Winter, Spring, Summer, Fall | Winter, Spring, Summer, Fall | Winter, Spring, Summer, Fall | Winter, Spring, Summer, Fall | Winter, Spring, Summer, Fall | Winter, Spring, Summer, Fall | Winter, Spring, Summer, Fall
CT Fac. Spec. - SO2 Rate Annual Non-Title IV v3.1, Unit 643 and retrofits | 276 | 7288 | Rate Constraint in lbs/MMBtu | FALSE | L | Annual | Standard SO2 | lb/MMBtu | 0.55 | 0.55 | 0.55 | 0.55 | 0.55 | 0.55 | 0.55
CT Fac. Spec. - SO2 Rate Annual Non-Title IV v3.1, Unit 643 and retrofits | 276 | 7288 | Rate Constraint in lbs/MMBtu | FALSE | L | Annual | Emissions at Affected Plants SO2 | Thousand Tons | 0 | 0 | 0 | 0 | 0 | 0 | 0
CT Fac. Spec. - SO2 Rate Annual Non-Title IV v3.1, Unit 643 and retrofits | 276 | 7288 | Rate Constraint in lbs/MMBtu | FALSE | L | Annual | Allowances Purchased SO2 | Thousand Tons | 0 | 0 | 0 | 0 | 0 | 0 | 0
CT Fac. Spec. - SO2 Rate Annual Non-Title IV v3.1, Unit 643 and retrofits | 276 | 7288 | Rate Constraint in lbs/MMBtu | FALSE | L | Annual | Allowances Sold SO2 | Thousand Tons | 0 | 0 | 0 | 0 | 0 | 0 | 0
CT Fac. Spec. - SO2 Rate Annual Non-Title IV v3.1, Unit 643 and retrofits | 276 | 7288 | Rate Constraint in lbs/MMBtu | FALSE | L | Annual | Allowances Banked | Thousand Tons | 0 | 0 | 0 | 0 | 0 | 0 | 0
CT Fac. Spec. - SO2 Rate Annual Non-Title IV v3.1, Unit 643 and retrofits | 276 | 7288 | Rate Constraint in lbs/MMBtu | FALSE | L | Annual | Allowances Withdrawn (1:1) | Thousand Tons | 0 | 0 | 0 | 0 | 0 | 0 | 0
CT Fac. Spec. - SO2 Rate Annual Non-Title IV v3.1, Unit 643 and retrofits | 276 | 7288 | Rate Constraint in lbs/MMBtu | FALSE | L | Annual | Allowances Withdrawn (1:n) | Thousand Tons | 0 | 0 | 0 | 0 | 0 | 0 | 0
CT Fac. Spec. - SO2 Rate Annual Non-Title IV v3.1, Unit 643 and retrofits | 276 | 7288 | Rate Constraint in lbs/MMBtu | FALSE | L | Annual | Total | Thousand Tons | 0 | 0 | 0 | 0 | 0 | 0 | 0
CT Fac. Spec. - SO2 Rate Annual Non-Title IV v3.1, Unit 643 and retrofits | 276 | 7288 | Rate Constraint in lbs/MMBtu | FALSE | L | Annual | Fuel Consumed | TBtu | 0 | 0 | 0 | 0 | 0 | 0 | 0
CT Fac. Spec. - SO2 Rate Annual Non-Title IV v3.1, Unit 643 and retrofits | 276 | 7288 | Rate Constraint in lbs/MMBtu | FALSE | L | Annual | Rate | lb/MMBtu | 0 | 0 | 0 | 0 | 0 | 0 | 0
CT Fac. Spec. - SO2 Rate Annual Non-Title IV v3.1, Unit 643 and retrofits | 276 | 7288 | Rate Constraint in lbs/MMBtu | FALSE | L | Annual | Generation | TWh | 0 | 0 | 0 | 0 | 0 | 0 | 0
CT Fac. Spec. - SO2 Rate Annual Non-Title IV v3.1, Unit 643 and retrofits | 276 | 7288 | Rate Constraint in lbs/MMBtu | FALSE | L | Annual | Qualifying Generation | TWh | 0 | 0 | 0 | 0 | 0 | 0 | 0
CT Fac. Spec. - SO2 Rate Annual Non-Title IV v3.1, Unit 643 and retrofits | 276 | 7288 | Rate Constraint in lbs/MMBtu | FALSE | L | Annual | Rate | lb/MWh | 0 | 0 | 0 | 0 | 0 | 0 | 0
CT Fac. Spec. - SO2 Rate Annual Non-Title IV v3.1, Unit 643 and retrofits | 276 | 7288 | Rate Constraint in lbs/MMBtu | FALSE | L | Annual | Constraint Shadow Price | US2022$/Ton | 0 | 0 | 0 | 0 | 0 | 0 | 0
CT Fac. Spec. - SO2 Rate Annual Non-Title IV v3.1, Unit 644 and retrofits | 277 | 7288 | Rate Constraint in lbs/MMBtu | FALSE | L | Annual | Seasons Included | Seasons | Winter, Spring, Summer, Fall | Winter, Spring, Summer, Fall | Winter, Spring, Summer, Fall | Winter, Spring, Summer, Fall | Winter, Spring, Summer, Fall | Winter, Spring, Summer, Fall | Winter, Spring, Summer, Fall
CT Fac. Spec. - SO2 Rate Annual Non-Title IV v3.1, Unit 644 and retrofits | 277 | 7288 | Rate Constraint in lbs/MMBtu | FALSE | L | Annual | Standard SO2 | lb/MMBtu | 0.55 | 0.55 | 0.55 | 0.55 | 0.55 | 0.55 | 0.55
CT Fac. Spec. - SO2 Rate Annual Non-Title IV v3.1, Unit 644 and retrofits | 277 | 7288 | Rate Constraint in lbs/MMBtu | FALSE | L | Annual | Emissions at Affected Plants SO2 | Thousand Tons | 0 | 0 | 0 | 0 | 0 | 0 | 0
CT Fac. Spec. - SO2 Rate Annual Non-Title IV v3.1, Unit 644 and retrofits | 277 | 7288 | Rate Constraint in lbs/MMBtu | FALSE | L | Annual | Allowances Purchased SO2 | Thousand Tons | 0 | 0 | 0 | 0 | 0 | 0 | 0
CT Fac. Spec. - SO2 Rate Annual Non-Title IV v3.1, Unit 644 and retrofits | 277 | 7288 | Rate Constraint in lbs/MMBtu | FALSE | L | Annual | Allowances Sold SO2 | Thousand Tons | 0 | 0 | 0 | 0 | 0 | 0 | 0
CT Fac. Spec. - SO2 Rate Annual Non-Title IV v3.1, Unit 644 and retrofits | 277 | 7288 | Rate Constraint in lbs/MMBtu | FALSE | L | Annual | Allowances Banked | Thousand Tons | 0 | 0 | 0 | 0 | 0 | 0 | 0
CT Fac. Spec. - SO2 Rate Annual Non-Title IV v3.1, Unit 644 and retrofits | 277 | 7288 | Rate Constraint in lbs/MMBtu | FALSE | L | Annual | Allowances Withdrawn (1:1) | Thousand Tons | 0 | 0 | 0 | 0 | 0 | 0 | 0
CT Fac. Spec. - SO2 Rate Annual Non-Title IV v3.1, Unit 644 and retrofits | 277 | 7288 | Rate Constraint in lbs/MMBtu | FALSE | L | Annual | Allowances Withdrawn (1:n) | Thousand Tons | 0 | 0 | 0 | 0 | 0 | 0 | 0
CT Fac. Spec. - SO2 Rate Annual Non-Title IV v3.1, Unit 644 and retrofits | 277 | 7288 | Rate Constraint in lbs/MMBtu | FALSE | L | Annual | Total | Thousand Tons | 0 | 0 | 0 | 0 | 0 | 0 | 0
CT Fac. Spec. - SO2 Rate Annual Non-Title IV v3.1, Unit 644 and retrofits | 277 | 7288 | Rate Constraint in lbs/MMBtu | FALSE | L | Annual | Fuel Consumed | TBtu | 0 | 0 | 0 | 0 | 0 | 0 | 0
CT Fac. Spec. - SO2 Rate Annual Non-Title IV v3.1, Unit 644 and retrofits | 277 | 7288 | Rate Constraint in lbs/MMBtu | FALSE | L | Annual | Rate | lb/MMBtu | 0 | 0 | 0 | 0 | 0 | 0 | 0
CT Fac. Spec. - SO2 Rate Annual Non-Title IV v3.1, Unit 644 and retrofits | 277 | 7288 | Rate Constraint in lbs/MMBtu | FALSE | L | Annual | Generation | TWh | 0 | 0 | 0 | 0 | 0 | 0 | 0
CT Fac. Spec. - SO2 Rate Annual Non-Title IV v3.1, Unit 644 and retrofits | 277 | 7288 | Rate Constraint in lbs/MMBtu | FALSE | L | Annual | Qualifying Generation | TWh | 0 | 0 | 0 | 0 | 0 | 0 | 0
CT Fac. Spec. - SO2 Rate Annual Non-Title IV v3.1, Unit 644 and retrofits | 277 | 7288 | Rate Constraint in lbs/MMBtu | FALSE | L | Annual | Rate | lb/MWh | 0 | 0 | 0 | 0 | 0 | 0 | 0
CT Fac. Spec. - SO2 Rate Annual Non-Title IV v3.1, Unit 644 and retrofits | 277 | 7288 | Rate Constraint in lbs/MMBtu | FALSE | L | Annual | Constraint Shadow Price | US2022$/Ton | 0 | 0 | 0 | 0 | 0 | 0 | 0
CT Fac. Spec. - SO2 Rate Annual Non-Title IV v3.1, Unit 645 and retrofits | 278 | 7288 | Rate Constraint in lbs/MMBtu | FALSE | L | Annual | Seasons Included | Seasons | Winter, Spring, Summer, Fall | Winter, Spring, Summer, Fall | Winter, Spring, Summer, Fall | Winter, Spring, Summer, Fall | Winter, Spring, Summer, Fall | Winter, Spring, Summer, Fall | Winter, Spring, Summer, Fall
CT Fac. Spec. - SO2 Rate Annual Non-Title IV v3.1, Unit 645 and retrofits | 278 | 7288 | Rate Constraint in lbs/MMBtu | FALSE | L | Annual | Standard SO2 | lb/MMBtu | 0.55 | 0.55 | 0.55 | 0.55 | 0.55 | 0.55 | 0.55
CT Fac. Spec. - SO2 Rate Annual Non-Title IV v3.1, Unit 645 and retrofits | 278 | 7288 | Rate Constraint in lbs/MMBtu | FALSE | L | Annual | Emissions at Affected Plants SO2 | Thousand Tons | 0 | 0 | 0 | 0 | 0 | 0 | 0
CT Fac. Spec. - SO2 Rate Annual Non-Title IV v3.1, Unit 645 and retrofits | 278 | 7288 | Rate Constraint in lbs/MMBtu | FALSE | L | Annual | Allowances Purchased SO2 | Thousand Tons | 0 | 0 | 0 | 0 | 0 | 0 | 0
CT Fac. Spec. - SO2 Rate Annual Non-Title IV v3.1, Unit 645 and retrofits | 278 | 7288 | Rate Constraint in lbs/MMBtu | FALSE | L | Annual | Allowances Sold SO2 | Thousand Tons | 0 | 0 | 0 | 0 | 0 | 0 | 0
CT Fac. Spec. - SO2 Rate Annual Non-Title IV v3.1, Unit 645 and retrofits | 278 | 7288 | Rate Constraint in lbs/MMBtu | FALSE | L | Annual | Allowances Banked | Thousand Tons | 0 | 0 | 0 | 0 | 0 | 0 | 0
CT Fac. Spec. - SO2 Rate Annual Non-Title IV v3.1, Unit 645 and retrofits | 278 | 7288 | Rate Constraint in lbs/MMBtu | FALSE | L | Annual | Allowances Withdrawn (1:1) | Thousand Tons | 0 | 0 | 0 | 0 | 0 | 0 | 0
CT Fac. Spec. - SO2 Rate Annual Non-Title IV v3.1, Unit 645 and retrofits | 278 | 7288 | Rate Constraint in lbs/MMBtu | FALSE | L | Annual | Allowances Withdrawn (1:n) | Thousand Tons | 0 | 0 | 0 | 0 | 0 | 0 | 0
CT Fac. Spec. - SO2 Rate Annual Non-Title IV v3.1, Unit 645 and retrofits | 278 | 7288 | Rate Constraint in lbs/MMBtu | FALSE | L | Annual | Total | Thousand Tons | 0 | 0 | 0 | 0 | 0 | 0 | 0
CT Fac. Spec. - SO2 Rate Annual Non-Title IV v3.1, Unit 645 and retrofits | 278 | 7288 | Rate Constraint in lbs/MMBtu | FALSE | L | Annual | Fuel Consumed | TBtu | 0 | 0 | 0 | 0 | 0 | 0 | 0
CT Fac. Spec. - SO2 Rate Annual Non-Title IV v3.1, Unit 645 and retrofits | 278 | 7288 | Rate Constraint in lbs/MMBtu | FALSE | L | Annual | Rate | lb/MMBtu | 0 | 0 | 0 | 0 | 0 | 0 | 0
CT Fac. Spec. - SO2 Rate Annual Non-Title IV v3.1, Unit 645 and retrofits | 278 | 7288 | Rate Constraint in lbs/MMBtu | FALSE | L | Annual | Generation | TWh | 0 | 0 | 0 | 0 | 0 | 0 | 0
CT Fac. Spec. - SO2 Rate Annual Non-Title IV v3.1, Unit 645 and retrofits | 278 | 7288 | Rate Constraint in lbs/MMBtu | FALSE | L | Annual | Qualifying Generation | TWh | 0 | 0 | 0 | 0 | 0 | 0 | 0
CT Fac. Spec. - SO2 Rate Annual Non-Title IV v3.1, Unit 645 and retrofits | 278 | 7288 | Rate Constraint in lbs/MMBtu | FALSE | L | Annual | Rate | lb/MWh | 0 | 0 | 0 | 0 | 0 | 0 | 0
CT Fac. Spec. - SO2 Rate Annual Non-Title IV v3.1, Unit 645 and retrofits | 278 | 7288 | Rate Constraint in lbs/MMBtu | FALSE | L | Annual | Constraint Shadow Price | US2022$/Ton | 0 | 0 | 0 | 0 | 0 | 0 | 0
CT Fac. Spec. - SO2 Rate Annual Non-Title IV v3.1, Unit 646 and retrofits | 279 | 7288 | Rate Constraint in lbs/MMBtu | FALSE | L | Annual | Seasons Included | Seasons | Winter, Spring, Summer, Fall | Winter, Spring, Summer, Fall | Winter, Spring, Summer, Fall | Winter, Spring, Summer, Fall | Winter, Spring, Summer, Fall | Winter, Spring, Summer, Fall | Winter, Spring, Summer, Fall
CT Fac. Spec. - SO2 Rate Annual Non-Title IV v3.1, Unit 646 and retrofits | 279 | 7288 | Rate Constraint in lbs/MMBtu | FALSE | L | Annual | Standard SO2 | lb/MMBtu | 0.55 | 0.55 | 0.55 | 0.55 | 0.55 | 0.55 | 0.55
CT Fac. Spec. - SO2 Rate Annual Non-Title IV v3.1, Unit 646 and retrofits | 279 | 7288 | Rate Constraint in lbs/MMBtu | FALSE | L | Annual | Emissions at Affected Plants SO2 | Thousand Tons | 0 | 0 | 0 | 0 | 0 | 0 | 0
CT Fac. Spec. - SO2 Rate Annual Non-Title IV v3.1, Unit 646 and retrofits | 279 | 7288 | Rate Constraint in lbs/MMBtu | FALSE | L | Annual | Allowances Purchased SO2 | Thousand Tons | 0 | 0 | 0 | 0 | 0 | 0 | 0
CT Fac. Spec. - SO2 Rate Annual Non-Title IV v3.1, Unit 646 and retrofits | 279 | 7288 | Rate Constraint in lbs/MMBtu | FALSE | L | Annual | Allowances Sold SO2 | Thousand Tons | 0 | 0 | 0 | 0 | 0 | 0 | 0
CT Fac. Spec. - SO2 Rate Annual Non-Title IV v3.1, Unit 646 and retrofits | 279 | 7288 | Rate Constraint in lbs/MMBtu | FALSE | L | Annual | Allowances Banked | Thousand Tons | 0 | 0 | 0 | 0 | 0 | 0 | 0
CT Fac. Spec. - SO2 Rate Annual Non-Title IV v3.1, Unit 646 and retrofits | 279 | 7288 | Rate Constraint in lbs/MMBtu | FALSE | L | Annual | Allowances Withdrawn (1:1) | Thousand Tons | 0 | 0 | 0 | 0 | 0 | 0 | 0
CT Fac. Spec. - SO2 Rate Annual Non-Title IV v3.1, Unit 646 and retrofits | 279 | 7288 | Rate Constraint in lbs/MMBtu | FALSE | L | Annual | Allowances Withdrawn (1:n) | Thousand Tons | 0 | 0 | 0 | 0 | 0 | 0 | 0
CT Fac. Spec. - SO2 Rate Annual Non-Title IV v3.1, Unit 646 and retrofits | 279 | 7288 | Rate Constraint in lbs/MMBtu | FALSE | L | Annual | Total | Thousand Tons | 0 | 0 | 0 | 0 | 0 | 0 | 0
CT Fac. Spec. - SO2 Rate Annual Non-Title IV v3.1, Unit 646 and retrofits | 279 | 7288 | Rate Constraint in lbs/MMBtu | FALSE | L | Annual | Fuel Consumed | TBtu | 0 | 0 | 0 | 0 | 0 | 0 | 0
CT Fac. Spec. - SO2 Rate Annual Non-Title IV v3.1, Unit 646 and retrofits | 279 | 7288 | Rate Constraint in lbs/MMBtu | FALSE | L | Annual | Rate | lb/MMBtu | 0 | 0 | 0 | 0 | 0 | 0 | 0
CT Fac. Spec. - SO2 Rate Annual Non-Title IV v3.1, Unit 646 and retrofits | 279 | 7288 | Rate Constraint in lbs/MMBtu | FALSE | L | Annual | Generation | TWh | 0 | 0 | 0 | 0 | 0 | 0 | 0
CT Fac. Spec. - SO2 Rate Annual Non-Title IV v3.1, Unit 646 and retrofits | 279 | 7288 | Rate Constraint in lbs/MMBtu | FALSE | L | Annual | Qualifying Generation | TWh | 0 | 0 | 0 | 0 | 0 | 0 | 0
CT Fac. Spec. - SO2 Rate Annual Non-Title IV v3.1, Unit 646 and retrofits | 279 | 7288 | Rate Constraint in lbs/MMBtu | FALSE | L | Annual | Rate | lb/MWh | 0 | 0 | 0 | 0 | 0 | 0 | 0
CT Fac. Spec. - SO2 Rate Annual Non-Title IV v3.1, Unit 646 and retrofits | 279 | 7288 | Rate Constraint in lbs/MMBtu | FALSE | L | Annual | Constraint Shadow Price | US2022$/Ton | 0 | 0 | 0 | 0 | 0 | 0 | 0
CT Fac. Spec. - SO2 Rate Annual Non-Title IV v3.1, Unit 647 and retrofits | 280 | 7288 | Rate Constraint in lbs/MMBtu | FALSE | L | Annual | Seasons Included | Seasons | Winter, Spring, Summer, Fall | Winter, Spring, Summer, Fall | Winter, Spring, Summer, Fall | Winter, Spring, Summer, Fall | Winter, Spring, Summer, Fall | Winter, Spring, Summer, Fall | Winter, Spring, Summer, Fall
CT Fac. Spec. - SO2 Rate Annual Non-Title IV v3.1, Unit 647 and retrofits | 280 | 7288 | Rate Constraint in lbs/MMBtu | FALSE | L | Annual | Standard SO2 | lb/MMBtu | 0.55 | 0.55 | 0.55 | 0.55 | 0.55 | 0.55 | 0.55
CT Fac. Spec. - SO2 Rate Annual Non-Title IV v3.1, Unit 647 and retrofits | 280 | 7288 | Rate Constraint in lbs/MMBtu | FALSE | L | Annual | Emissions at Affected Plants SO2 | Thousand Tons | 0 | 0 | 0 | 0 | 0 | 0 | 0
CT Fac. Spec. - SO2 Rate Annual Non-Title IV v3.1, Unit 647 and retrofits | 280 | 7288 | Rate Constraint in lbs/MMBtu | FALSE | L | Annual | Allowances Purchased SO2 | Thousand Tons | 0 | 0 | 0 | 0 | 0 | 0 | 0
CT Fac. Spec. - SO2 Rate Annual Non-Title IV v3.1, Unit 647 and retrofits | 280 | 7288 | Rate Constraint in lbs/MMBtu | FALSE | L | Annual | Allowances Sold SO2 | Thousand Tons | 0 | 0 | 0 | 0 | 0 | 0 | 0
CT Fac. Spec. - SO2 Rate Annual Non-Title IV v3.1, Unit 647 and retrofits | 280 | 7288 | Rate Constraint in lbs/MMBtu | FALSE | L | Annual | Allowances Banked | Thousand Tons | 0 | 0 | 0 | 0 | 0 | 0 | 0
CT Fac. Spec. - SO2 Rate Annual Non-Title IV v3.1, Unit 647 and retrofits | 280 | 7288 | Rate Constraint in lbs/MMBtu | FALSE | L | Annual | Allowances Withdrawn (1:1) | Thousand Tons | 0 | 0 | 0 | 0 | 0 | 0 | 0
CT Fac. Spec. - SO2 Rate Annual Non-Title IV v3.1, Unit 647 and retrofits | 280 | 7288 | Rate Constraint in lbs/MMBtu | FALSE | L | Annual | Allowances Withdrawn (1:n) | Thousand Tons | 0 | 0 | 0 | 0 | 0 | 0 | 0
CT Fac. Spec. - SO2 Rate Annual Non-Title IV v3.1, Unit 647 and retrofits | 280 | 7288 | Rate Constraint in lbs/MMBtu | FALSE | L | Annual | Total | Thousand Tons | 0 | 0 | 0 | 0 | 0 | 0 | 0
CT Fac. Spec. - SO2 Rate Annual Non-Title IV v3.1, Unit 647 and retrofits | 280 | 7288 | Rate Constraint in lbs/MMBtu | FALSE | L | Annual | Fuel Consumed | TBtu | 0 | 0 | 0 | 0 | 0 | 0 | 0
CT Fac. Spec. - SO2 Rate Annual Non-Title IV v3.1, Unit 647 and retrofits | 280 | 7288 | Rate Constraint in lbs/MMBtu | FALSE | L | Annual | Rate | lb/MMBtu | 0 | 0 | 0 | 0 | 0 | 0 | 0
CT Fac. Spec. - SO2 Rate Annual Non-Title IV v3.1, Unit 647 and retrofits | 280 | 7288 | Rate Constraint in lbs/MMBtu | FALSE | L | Annual | Generation | TWh | 0 | 0 | 0 | 0 | 0 | 0 | 0
CT Fac. Spec. - SO2 Rate Annual Non-Title IV v3.1, Unit 647 and retrofits | 280 | 7288 | Rate Constraint in lbs/MMBtu | FALSE | L | Annual | Qualifying Generation | TWh | 0 | 0 | 0 | 0 | 0 | 0 | 0
CT Fac. Spec. - SO2 Rate Annual Non-Title IV v3.1, Unit 647 and retrofits | 280 | 7288 | Rate Constraint in lbs/MMBtu | FALSE | L | Annual | Rate | lb/MWh | 0 | 0 | 0 | 0 | 0 | 0 | 0
CT Fac. Spec. - SO2 Rate Annual Non-Title IV v3.1, Unit 647 and retrofits | 280 | 7288 | Rate Constraint in lbs/MMBtu | FALSE | L | Annual | Constraint Shadow Price | US2022$/Ton | 0 | 0 | 0 | 0 | 0 | 0 | 0
CT Fac. Spec. - SO2 Rate Annual Non-Title IV v3.1, Unit 648 and retrofits | 281 | 7288 | Rate Constraint in lbs/MMBtu | FALSE | L | Annual | Seasons Included | Seasons | Winter, Spring, Summer, Fall | Winter, Spring, Summer, Fall | Winter, Spring, Summer, Fall | Winter, Spring, Summer, Fall | Winter, Spring, Summer, Fall | Winter, Spring, Summer, Fall | Winter, Spring, Summer, Fall
CT Fac. Spec. - SO2 Rate Annual Non-Title IV v3.1, Unit 648 and retrofits | 281 | 7288 | Rate Constraint in lbs/MMBtu | FALSE | L | Annual | Standard SO2 | lb/MMBtu | 0.55 | 0.55 | 0.55 | 0.55 | 0.55 | 0.55 | 0.55
CT Fac. Spec. - SO2 Rate Annual Non-Title IV v3.1, Unit 648 and retrofits | 281 | 7288 | Rate Constraint in lbs/MMBtu | FALSE | L | Annual | Emissions at Affected Plants SO2 | Thousand Tons | 0 | 0 | 0 | 0 | 0 | 0 | 0
CT Fac. Spec. - SO2 Rate Annual Non-Title IV v3.1, Unit 648 and retrofits | 281 | 7288 | Rate Constraint in lbs/MMBtu | FALSE | L | Annual | Allowances Purchased SO2 | Thousand Tons | 0 | 0 | 0 | 0 | 0 | 0 | 0
CT Fac. Spec. - SO2 Rate Annual Non-Title IV v3.1, Unit 648 and retrofits | 281 | 7288 | Rate Constraint in lbs/MMBtu | FALSE | L | Annual | Allowances Sold SO2 | Thousand Tons | 0 | 0 | 0 | 0 | 0 | 0 | 0
CT Fac. Spec. - SO2 Rate Annual Non-Title IV v3.1, Unit 648 and retrofits | 281 | 7288 | Rate Constraint in lbs/MMBtu | FALSE | L | Annual | Allowances Banked | Thousand Tons | 0 | 0 | 0 | 0 | 0 | 0 | 0
CT Fac. Spec. - SO2 Rate Annual Non-Title IV v3.1, Unit 648 and retrofits | 281 | 7288 | Rate Constraint in lbs/MMBtu | FALSE | L | Annual | Allowances Withdrawn (1:1) | Thousand Tons | 0 | 0 | 0 | 0 | 0 | 0 | 0
CT Fac. Spec. - SO2 Rate Annual Non-Title IV v3.1, Unit 648 and retrofits | 281 | 7288 | Rate Constraint in lbs/MMBtu | FALSE | L | Annual | Allowances Withdrawn (1:n) | Thousand Tons | 0 | 0 | 0 | 0 | 0 | 0 | 0
CT Fac. Spec. - SO2 Rate Annual Non-Title IV v3.1, Unit 648 and retrofits | 281 | 7288 | Rate Constraint in lbs/MMBtu | FALSE | L | Annual | Total | Thousand Tons | 0 | 0 | 0 | 0 | 0 | 0 | 0
CT Fac. Spec. - SO2 Rate Annual Non-Title IV v3.1, Unit 648 and retrofits | 281 | 7288 | Rate Constraint in lbs/MMBtu | FALSE | L | Annual | Fuel Consumed | TBtu | 0 | 0 | 0 | 0 | 0 | 0 | 0
CT Fac. Spec. - SO2 Rate Annual Non-Title IV v3.1, Unit 648 and retrofits | 281 | 7288 | Rate Constraint in lbs/MMBtu | FALSE | L | Annual | Rate | lb/MMBtu | 0 | 0 | 0 | 0 | 0 | 0 | 0
CT Fac. Spec. - SO2 Rate Annual Non-Title IV v3.1, Unit 648 and retrofits | 281 | 7288 | Rate Constraint in lbs/MMBtu | FALSE | L | Annual | Generation | TWh | 0 | 0 | 0 | 0 | 0 | 0 | 0
CT Fac. Spec. - SO2 Rate Annual Non-Title IV v3.1, Unit 648 and retrofits | 281 | 7288 | Rate Constraint in lbs/MMBtu | FALSE | L | Annual | Qualifying Generation | TWh | 0 | 0 | 0 | 0 | 0 | 0 | 0
CT Fac. Spec. - SO2 Rate Annual Non-Title IV v3.1, Unit 648 and retrofits | 281 | 7288 | Rate Constraint in lbs/MMBtu | FALSE | L | Annual | Rate | lb/MWh | 0 | 0 | 0 | 0 | 0 | 0 | 0
CT Fac. Spec. - SO2 Rate Annual Non-Title IV v3.1, Unit 648 and retrofits | 281 | 7288 | Rate Constraint in lbs/MMBtu | FALSE | L | Annual | Constraint Shadow Price | US2022$/Ton | 0 | 0 | 0 | 0 | 0 | 0 | 0
CT Fac. Spec. - SO2 Rate Annual Non-Title IV v3.1, Unit 649 and retrofits | 282 | 7288 | Rate Constraint in lbs/MMBtu | FALSE | L | Annual | Seasons Included | Seasons | Winter, Spring, Summer, Fall | Winter, Spring, Summer, Fall | Winter, Spring, Summer, Fall | Winter, Spring, Summer, Fall | Winter, Spring, Summer, Fall | Winter, Spring, Summer, Fall | Winter, Spring, Summer, Fall
CT Fac. Spec. - SO2 Rate Annual Non-Title IV v3.1, Unit 649 and retrofits | 282 | 7288 | Rate Constraint in lbs/MMBtu | FALSE | L | Annual | Standard SO2 | lb/MMBtu | 0.55 | 0.55 | 0.55 | 0.55 | 0.55 | 0.55 | 0.55
CT Fac. Spec. - SO2 Rate Annual Non-Title IV v3.1, Unit 649 and retrofits | 282 | 7288 | Rate Constraint in lbs/MMBtu | FALSE | L | Annual | Emissions at Affected Plants SO2 | Thousand Tons | 0 | 0 | 0 | 0 | 0 | 0 | 0
CT Fac. Spec. - SO2 Rate Annual Non-Title IV v3.1, Unit 649 and retrofits | 282 | 7288 | Rate Constraint in lbs/MMBtu | FALSE | L | Annual | Allowances Purchased SO2 | Thousand Tons | 0 | 0 | 0 | 0 | 0 | 0 | 0
CT Fac. Spec. - SO2 Rate Annual Non-Title IV v3.1, Unit 649 and retrofits | 282 | 7288 | Rate Constraint in lbs/MMBtu | FALSE | L | Annual | Allowances Sold SO2 | Thousand Tons | 0 | 0 | 0 | 0 | 0 | 0 | 0
CT Fac. Spec. - SO2 Rate Annual Non-Title IV v3.1, Unit 649 and retrofits | 282 | 7288 | Rate Constraint in lbs/MMBtu | FALSE | L | Annual | Allowances Banked | Thousand Tons | 0 | 0 | 0 | 0 | 0 | 0 | 0
CT Fac. Spec. - SO2 Rate Annual Non-Title IV v3.1, Unit 649 and retrofits | 282 | 7288 | Rate Constraint in lbs/MMBtu | FALSE | L | Annual | Allowances Withdrawn (1:1) | Thousand Tons | 0 | 0 | 0 | 0 | 0 | 0 | 0
CT Fac. Spec. - SO2 Rate Annual Non-Title IV v3.1, Unit 649 and retrofits | 282 | 7288 | Rate Constraint in lbs/MMBtu | FALSE | L | Annual | Allowances Withdrawn (1:n) | Thousand Tons | 0 | 0 | 0 | 0 | 0 | 0 | 0
CT Fac. Spec. - SO2 Rate Annual Non-Title IV v3.1, Unit 649 and retrofits | 282 | 7288 | Rate Constraint in lbs/MMBtu | FALSE | L | Annual | Total | Thousand Tons | 0 | 0 | 0 | 0 | 0 | 0 | 0
CT Fac. Spec. - SO2 Rate Annual Non-Title IV v3.1, Unit 649 and retrofits | 282 | 7288 | Rate Constraint in lbs/MMBtu | FALSE | L | Annual | Fuel Consumed | TBtu | 0 | 0 | 0 | 0 | 0 | 0 | 0
CT Fac. Spec. - SO2 Rate Annual Non-Title IV v3.1, Unit 649 and retrofits | 282 | 7288 | Rate Constraint in lbs/MMBtu | FALSE | L | Annual | Rate | lb/MMBtu | 0 | 0 | 0 | 0 | 0 | 0 | 0
CT Fac. Spec. - SO2 Rate Annual Non-Title IV v3.1, Unit 649 and retrofits | 282 | 7288 | Rate Constraint in lbs/MMBtu | FALSE | L | Annual | Generation | TWh | 0 | 0 | 0 | 0 | 0 | 0 | 0
CT Fac. Spec. - SO2 Rate Annual Non-Title IV v3.1, Unit 649 and retrofits | 282 | 7288 | Rate Constraint in lbs/MMBtu | FALSE | L | Annual | Qualifying Generation | TWh | 0 | 0 | 0 | 0 | 0 | 0 | 0
CT Fac. Spec. - SO2 Rate Annual Non-Title IV v3.1, Unit 649 and retrofits | 282 | 7288 | Rate Constraint in lbs/MMBtu | FALSE | L | Annual | Rate | lb/MWh | 0 | 0 | 0 | 0 | 0 | 0 | 0
CT Fac. Spec. - SO2 Rate Annual Non-Title IV v3.1, Unit 649 and retrofits | 282 | 7288 | Rate Constraint in lbs/MMBtu | FALSE | L | Annual | Constraint Shadow Price | US2022$/Ton | 0 | 0 | 0 | 0 | 0 | 0 | 0
CT Fac. Spec. - SO2 Rate Annual Non-Title IV v3.1, Unit 1736 and retrofits | 283 | 7288 | Rate Constraint in lbs/MMBtu | FALSE | L | Annual | Seasons Included | Seasons | Winter, Spring, Summer, Fall | Winter, Spring, Summer, Fall | Winter, Spring, Summer, Fall | Winter, Spring, Summer, Fall | Winter, Spring, Summer, Fall | Winter, Spring, Summer, Fall | Winter, Spring, Summer, Fall
CT Fac. Spec. - SO2 Rate Annual Non-Title IV v3.1, Unit 1736 and retrofits | 283 | 7288 | Rate Constraint in lbs/MMBtu | FALSE | L | Annual | Standard SO2 | lb/MMBtu | 0.55 | 0.55 | 0.55 | 0.55 | 0.55 | 0.55 | 0.55
CT Fac. Spec. - SO2 Rate Annual Non-Title IV v3.1, Unit 1736 and retrofits | 283 | 7288 | Rate Constraint in lbs/MMBtu | FALSE | L | Annual | Emissions at Affected Plants SO2 | Thousand Tons | 0 | 0 | 0 | 0 | 0 | 0 | 0
CT Fac. Spec. - SO2 Rate Annual Non-Title IV v3.1, Unit 1736 and retrofits | 283 | 7288 | Rate Constraint in lbs/MMBtu | FALSE | L | Annual | Allowances Purchased SO2 | Thousand Tons | 0 | 0 | 0 | 0 | 0 | 0 | 0
CT Fac. Spec. - SO2 Rate Annual Non-Title IV v3.1, Unit 1736 and retrofits | 283 | 7288 | Rate Constraint in lbs/MMBtu | FALSE | L | Annual | Allowances Sold SO2 | Thousand Tons | 0 | 0 | 0 | 0 | 0 | 0 | 0
CT Fac. Spec. - SO2 Rate Annual Non-Title IV v3.1, Unit 1736 and retrofits | 283 | 7288 | Rate Constraint in lbs/MMBtu | FALSE | L | Annual | Allowances Banked | Thousand Tons | 0 | 0 | 0 | 0 | 0 | 0 | 0
CT Fac. Spec. - SO2 Rate Annual Non-Title IV v3.1, Unit 1736 and retrofits | 283 | 7288 | Rate Constraint in lbs/MMBtu | FALSE | L | Annual | Allowances Withdrawn (1:1) | Thousand Tons | 0 | 0 | 0 | 0 | 0 | 0 | 0
CT Fac. Spec. - SO2 Rate Annual Non-Title IV v3.1, Unit 1736 and retrofits | 283 | 7288 | Rate Constraint in lbs/MMBtu | FALSE | L | Annual | Allowances Withdrawn (1:n) | Thousand Tons | 0 | 0 | 0 | 0 | 0 | 0 | 0
CT Fac. Spec. - SO2 Rate Annual Non-Title IV v3.1, Unit 1736 and retrofits | 283 | 7288 | Rate Constraint in lbs/MMBtu | FALSE | L | Annual | Total | Thousand Tons | 0 | 0 | 0 | 0 | 0 | 0 | 0
CT Fac. Spec. - SO2 Rate Annual Non-Title IV v3.1, Unit 1736 and retrofits | 283 | 7288 | Rate Constraint in lbs/MMBtu | FALSE | L | Annual | Fuel Consumed | TBtu | 0.29756 | 0.29756 | 0.29756 | 0 | 0 | 0 | 0
CT Fac. Spec. - SO2 Rate Annual Non-Title IV v3.1, Unit 1736 and retrofits | 283 | 7288 | Rate Constraint in lbs/MMBtu | FALSE | L | Annual | Rate | lb/MMBtu | 0 | 0 | 0 | 0 | 0 | 0 | 0
CT Fac. Spec. - SO2 Rate Annual Non-Title IV v3.1, Unit 1736 and retrofits | 283 | 7288 | Rate Constraint in lbs/MMBtu | FALSE | L | Annual | Generation | TWh | 0.052451 | 0.052451 | 0.052451 | 0 | 0 | 0 | 0
CT Fac. Spec. - SO2 Rate Annual Non-Title IV v3.1, Unit 1736 and retrofits | 283 | 7288 | Rate Constraint in lbs/MMBtu | FALSE | L | Annual | Qualifying Generation | TWh | 0.052451 | 0.052451 | 0.052451 | 0 | 0 | 0 | 0
CT Fac. Spec. - SO2 Rate Annual Non-Title IV v3.1, Unit 1736 and retrofits | 283 | 7288 | Rate Constraint in lbs/MMBtu | FALSE | L | Annual | Rate | lb/MWh | 0 | 0 | 0 | 0 | 0 | 0 | 0
CT Fac. Spec. - SO2 Rate Annual Non-Title IV v3.1, Unit 1736 and retrofits | 283 | 7288 | Rate Constraint in lbs/MMBtu | FALSE | L | Annual | Constraint Shadow Price | US2022$/Ton | 0 | 0 | 0 | 0 | 0 | 0 | 0
CT Fac. Spec. - SO2 Rate Annual v3.1, Unit 608 and retrofits | 284 | 7287 | Rate Constraint in lbs/MMBtu | FALSE | L | Annual | Seasons Included | Seasons | Winter, Spring, Summer, Fall | Winter, Spring, Summer, Fall | Winter, Spring, Summer, Fall | Winter, Spring, Summer, Fall | Winter, Spring, Summer, Fall | Winter, Spring, Summer, Fall | Winter, Spring, Summer, Fall
CT Fac. Spec. - SO2 Rate Annual v3.1, Unit 608 and retrofits | 284 | 7287 | Rate Constraint in lbs/MMBtu | FALSE | L | Annual | Standard SO2 | lb/MMBtu | 0.33 | 0.33 | 0.33 | 0.33 | 0.33 | 0.33 | 0.33
CT Fac. Spec. - SO2 Rate Annual v3.1, Unit 608 and retrofits | 284 | 7287 | Rate Constraint in lbs/MMBtu | FALSE | L | Annual | Emissions at Affected Plants SO2 | Thousand Tons | 0 | 0 | 0 | 0 | 0 | 0 | 0
CT Fac. Spec. - SO2 Rate Annual v3.1, Unit 608 and retrofits | 284 | 7287 | Rate Constraint in lbs/MMBtu | FALSE | L | Annual | Allowances Purchased SO2 | Thousand Tons | 0 | 0 | 0 | 0 | 0 | 0 | 0
CT Fac. Spec. - SO2 Rate Annual v3.1, Unit 608 and retrofits | 284 | 7287 | Rate Constraint in lbs/MMBtu | FALSE | L | Annual | Allowances Sold SO2 | Thousand Tons | 0 | 0 | 0 | 0 | 0 | 0 | 0
CT Fac. Spec. - SO2 Rate Annual v3.1, Unit 608 and retrofits | 284 | 7287 | Rate Constraint in lbs/MMBtu | FALSE | L | Annual | Allowances Banked | Thousand Tons | 0 | 0 | 0 | 0 | 0 | 0 | 0
CT Fac. Spec. - SO2 Rate Annual v3.1, Unit 608 and retrofits | 284 | 7287 | Rate Constraint in lbs/MMBtu | FALSE | L | Annual | Allowances Withdrawn (1:1) | Thousand Tons | 0 | 0 | 0 | 0 | 0 | 0 | 0
CT Fac. Spec. - SO2 Rate Annual v3.1, Unit 608 and retrofits | 284 | 7287 | Rate Constraint in lbs/MMBtu | FALSE | L | Annual | Allowances Withdrawn (1:n) | Thousand Tons | 0 | 0 | 0 | 0 | 0 | 0 | 0
CT Fac. Spec. - SO2 Rate Annual v3.1, Unit 608 and retrofits | 284 | 7287 | Rate Constraint in lbs/MMBtu | FALSE | L | Annual | Total | Thousand Tons | 0 | 0 | 0 | 0 | 0 | 0 | 0
CT Fac. Spec. - SO2 Rate Annual v3.1, Unit 608 and retrofits | 284 | 7287 | Rate Constraint in lbs/MMBtu | FALSE | L | Annual | Fuel Consumed | TBtu | 0.054371 | 0.045781 | 0.0066849 | 0 | 0 | 0 | 0
CT Fac. Spec. - SO2 Rate Annual v3.1, Unit 608 and retrofits | 284 | 7287 | Rate Constraint in lbs/MMBtu | FALSE | L | Annual | Rate | lb/MMBtu | 0 | 0 | 0 | 0 | 0 | 0 | 0
CT Fac. Spec. - SO2 Rate Annual v3.1, Unit 608 and retrofits | 284 | 7287 | Rate Constraint in lbs/MMBtu | FALSE | L | Annual | Generation | TWh | 0.0050232 | 0.0042296 | 0.0006176 | 0 | 0 | 0 | 0
CT Fac. Spec. - SO2 Rate Annual v3.1, Unit 608 and retrofits | 284 | 7287 | Rate Constraint in lbs/MMBtu | FALSE | L | Annual | Qualifying Generation | TWh | 0.0050232 | 0.0042296 | 0.0006176 | 0 | 0 | 0 | 0
CT Fac. Spec. - SO2 Rate Annual v3.1, Unit 608 and retrofits | 284 | 7287 | Rate Constraint in lbs/MMBtu | FALSE | L | Annual | Rate | lb/MWh | 0 | 0 | 0 | 0 | 0 | 0 | 0
CT Fac. Spec. - SO2 Rate Annual v3.1, Unit 608 and retrofits | 284 | 7287 | Rate Constraint in lbs/MMBtu | FALSE | L | Annual | Constraint Shadow Price | US2022$/Ton | 0 | 0 | 0 | 0 | 0 | 0 | 0
CT Fac. Spec. - SO2 Rate Annual v3.1, Unit 609 and retrofits | 285 | 7287 | Rate Constraint in lbs/MMBtu | FALSE | L | Annual | Seasons Included | Seasons | Winter, Spring, Summer, Fall | Winter, Spring, Summer, Fall | Winter, Spring, Summer, Fall | Winter, Spring, Summer, Fall | Winter, Spring, Summer, Fall | Winter, Spring, Summer, Fall | Winter, Spring, Summer, Fall
CT Fac. Spec. - SO2 Rate Annual v3.1, Unit 609 and retrofits | 285 | 7287 | Rate Constraint in lbs/MMBtu | FALSE | L | Annual | Standard SO2 | lb/MMBtu | 0.33 | 0.33 | 0.33 | 0.33 | 0.33 | 0.33 | 0.33
CT Fac. Spec. - SO2 Rate Annual v3.1, Unit 609 and retrofits | 285 | 7287 | Rate Constraint in lbs/MMBtu | FALSE | L | Annual | Emissions at Affected Plants SO2 | Thousand Tons | 0 | 0 | 0 | 0 | 0 | 0 | 0
CT Fac. Spec. - SO2 Rate Annual v3.1, Unit 609 and retrofits | 285 | 7287 | Rate Constraint in lbs/MMBtu | FALSE | L | Annual | Allowances Purchased SO2 | Thousand Tons | 0 | 0 | 0 | 0 | 0 | 0 | 0
CT Fac. Spec. - SO2 Rate Annual v3.1, Unit 609 and retrofits | 285 | 7287 | Rate Constraint in lbs/MMBtu | FALSE | L | Annual | Allowances Sold SO2 | Thousand Tons | 0 | 0 | 0 | 0 | 0 | 0 | 0
CT Fac. Spec. - SO2 Rate Annual v3.1, Unit 609 and retrofits | 285 | 7287 | Rate Constraint in lbs/MMBtu | FALSE | L | Annual | Allowances Banked | Thousand Tons | 0 | 0 | 0 | 0 | 0 | 0 | 0
CT Fac. Spec. - SO2 Rate Annual v3.1, Unit 609 and retrofits | 285 | 7287 | Rate Constraint in lbs/MMBtu | FALSE | L | Annual | Allowances Withdrawn (1:1) | Thousand Tons | 0 | 0 | 0 | 0 | 0 | 0 | 0
CT Fac. Spec. - SO2 Rate Annual v3.1, Unit 609 and retrofits | 285 | 7287 | Rate Constraint in lbs/MMBtu | FALSE | L | Annual | Allowances Withdrawn (1:n) | Thousand Tons | 0 | 0 | 0 | 0 | 0 | 0 | 0
CT Fac. Spec. - SO2 Rate Annual v3.1, Unit 609 and retrofits | 285 | 7287 | Rate Constraint in lbs/MMBtu | FALSE | L | Annual | Total | Thousand Tons | 0 | 0 | 0 | 0 | 0 | 0 | 0
CT Fac. Spec. - SO2 Rate Annual v3.1, Unit 609 and retrofits | 285 | 7287 | Rate Constraint in lbs/MMBtu | FALSE | L | Annual | Fuel Consumed | TBtu | 0.052968 | 0.064571 | 0.0065124 | 0 | 0 | 0 | 0
CT Fac. Spec. - SO2 Rate Annual v3.1, Unit 609 and retrofits | 285 | 7287 | Rate Constraint in lbs/MMBtu | FALSE | L | Annual | Rate | lb/MMBtu | 0 | 0 | 0 | 0 | 0 | 0 | 0
CT Fac. Spec. - SO2 Rate Annual v3.1, Unit 609 and retrofits | 285 | 7287 | Rate Constraint in lbs/MMBtu | FALSE | L | Annual | Generation | TWh | 0.0048935 | 0.0059655 | 0.00060166 | 0 | 0 | 0 | 0
CT Fac. Spec. - SO2 Rate Annual v3.1, Unit 609 and retrofits | 285 | 7287 | Rate Constraint in lbs/MMBtu | FALSE | L | Annual | Qualifying Generation | TWh | 0.0048935 | 0.0059655 | 0.00060166 | 0 | 0 | 0 | 0
CT Fac. Spec. - SO2 Rate Annual v3.1, Unit 609 and retrofits | 285 | 7287 | Rate Constraint in lbs/MMBtu | FALSE | L | Annual | Rate | lb/MWh | 0 | 0 | 0 | 0 | 0 | 0 | 0
CT Fac. Spec. - SO2 Rate Annual v3.1, Unit 609 and retrofits | 285 | 7287 | Rate Constraint in lbs/MMBtu | FALSE | L | Annual | Constraint Shadow Price | US2022$/Ton | 0 | 0 | 0 | 0 | 0 | 0 | 0
CT Fac. Spec. - SO2 Rate Annual v3.1, Unit 610 and retrofits | 286 | 7287 | Rate Constraint in lbs/MMBtu | FALSE | L | Annual | Seasons Included | Seasons | Winter, Spring, Summer, Fall | Winter, Spring, Summer, Fall | Winter, Spring, Summer, Fall | Winter, Spring, Summer, Fall | Winter, Spring, Summer, Fall | Winter, Spring, Summer, Fall | Winter, Spring, Summer, Fall
CT Fac. Spec. - SO2 Rate Annual v3.1, Unit 610 and retrofits | 286 | 7287 | Rate Constraint in lbs/MMBtu | FALSE | L | Annual | Standard SO2 | lb/MMBtu | 0.33 | 0.33 | 0.33 | 0.33 | 0.33 | 0.33 | 0.33
CT Fac. Spec. - SO2 Rate Annual v3.1, Unit 610 and retrofits | 286 | 7287 | Rate Constraint in lbs/MMBtu | FALSE | L | Annual | Emissions at Affected Plants SO2 | Thousand Tons | 0 | 0 | 0 | 0 | 0 | 0 | 0
CT Fac. Spec. - SO2 Rate Annual v3.1, Unit 610 and retrofits | 286 | 7287 | Rate Constraint in lbs/MMBtu | FALSE | L | Annual | Allowances Purchased SO2 | Thousand Tons | 0 | 0 | 0 | 0 | 0 | 0 | 0
CT Fac. Spec. - SO2 Rate Annual v3.1, Unit 610 and retrofits | 286 | 7287 | Rate Constraint in lbs/MMBtu | FALSE | L | Annual | Allowances Sold SO2 | Thousand Tons | 0 | 0 | 0 | 0 | 0 | 0 | 0
CT Fac. Spec. - SO2 Rate Annual v3.1, Unit 610 and retrofits | 286 | 7287 | Rate Constraint in lbs/MMBtu | FALSE | L | Annual | Allowances Banked | Thousand Tons | 0 | 0 | 0 | 0 | 0 | 0 | 0
CT Fac. Spec. - SO2 Rate Annual v3.1, Unit 610 and retrofits | 286 | 7287 | Rate Constraint in lbs/MMBtu | FALSE | L | Annual | Allowances Withdrawn (1:1) | Thousand Tons | 0 | 0 | 0 | 0 | 0 | 0 | 0
CT Fac. Spec. - SO2 Rate Annual v3.1, Unit 610 and retrofits | 286 | 7287 | Rate Constraint in lbs/MMBtu | FALSE | L | Annual | Allowances Withdrawn (1:n) | Thousand Tons | 0 | 0 | 0 | 0 | 0 | 0 | 0
CT Fac. Spec. - SO2 Rate Annual v3.1, Unit 610 and retrofits | 286 | 7287 | Rate Constraint in lbs/MMBtu | FALSE | L | Annual | Total | Thousand Tons | 0 | 0 | 0 | 0 | 0 | 0 | 0
CT Fac. Spec. - SO2 Rate Annual v3.1, Unit 610 and retrofits | 286 | 7287 | Rate Constraint in lbs/MMBtu | FALSE | L | Annual | Fuel Consumed | TBtu | 0.053903 | 0.063906 | 0.0066274 | 0 | 0 | 0 | 0
CT Fac. Spec. - SO2 Rate Annual v3.1, Unit 610 and retrofits | 286 | 7287 | Rate Constraint in lbs/MMBtu | FALSE | L | Annual | Rate | lb/MMBtu | 0 | 0 | 0 | 0 | 0 | 0 | 0
CT Fac. Spec. - SO2 Rate Annual v3.1, Unit 610 and retrofits | 286 | 7287 | Rate Constraint in lbs/MMBtu | FALSE | L | Annual | Generation | TWh | 0.00498 | 0.0059041 | 0.00061229 | 0 | 0 | 0 | 0
CT Fac. Spec. - SO2 Rate Annual v3.1, Unit 610 and retrofits | 286 | 7287 | Rate Constraint in lbs/MMBtu | FALSE | L | Annual | Qualifying Generation | TWh | 0.00498 | 0.0059041 | 0.00061229 | 0 | 0 | 0 | 0
CT Fac. Spec. - SO2 Rate Annual v3.1, Unit 610 and retrofits | 286 | 7287 | Rate Constraint in lbs/MMBtu | FALSE | L | Annual | Rate | lb/MWh | 0 | 0 | 0 | 0 | 0 | 0 | 0
CT Fac. Spec. - SO2 Rate Annual v3.1, Unit 610 and retrofits | 286 | 7287 | Rate Constraint in lbs/MMBtu | FALSE | L | Annual | Constraint Shadow Price | US2022$/Ton | 0 | 0 | 0 | 0 | 0 | 0 | 0
CT Fac. Spec. - SO2 Rate Annual v3.1, Unit 611 and retrofits | 287 | 7287 | Rate Constraint in lbs/MMBtu | FALSE | L | Annual | Seasons Included | Seasons | Winter, Spring, Summer, Fall | Winter, Spring, Summer, Fall | Winter, Spring, Summer, Fall | Winter, Spring, Summer, Fall | Winter, Spring, Summer, Fall | Winter, Spring, Summer, Fall | Winter, Spring, Summer, Fall
CT Fac. Spec. - SO2 Rate Annual v3.1, Unit 611 and retrofits | 287 | 7287 | Rate Constraint in lbs/MMBtu | FALSE | L | Annual | Standard SO2 | lb/MMBtu | 0.33 | 0.33 | 0.33 | 0.33 | 0.33 | 0.33 | 0.33
CT Fac. Spec. - SO2 Rate Annual v3.1, Unit 611 and retrofits | 287 | 7287 | Rate Constraint in lbs/MMBtu | FALSE | L | Annual | Emissions at Affected Plants SO2 | Thousand Tons | 0 | 0 | 0 | 0 | 0 | 0 | 0
CT Fac. Spec. - SO2 Rate Annual v3.1, Unit 611 and retrofits | 287 | 7287 | Rate Constraint in lbs/MMBtu | FALSE | L | Annual | Allowances Purchased SO2 | Thousand Tons | 0 | 0 | 0 | 0 | 0 | 0 | 0
CT Fac. Spec. - SO2 Rate Annual v3.1, Unit 611 and retrofits | 287 | 7287 | Rate Constraint in lbs/MMBtu | FALSE | L | Annual | Allowances Sold SO2 | Thousand Tons | 0 | 0 | 0 | 0 | 0 | 0 | 0
CT Fac. Spec. - SO2 Rate Annual v3.1, Unit 611 and retrofits | 287 | 7287 | Rate Constraint in lbs/MMBtu | FALSE | L | Annual | Allowances Banked | Thousand Tons | 0 | 0 | 0 | 0 | 0 | 0 | 0
CT Fac. Spec. - SO2 Rate Annual v3.1, Unit 611 and retrofits | 287 | 7287 | Rate Constraint in lbs/MMBtu | FALSE | L | Annual | Allowances Withdrawn (1:1) | Thousand Tons | 0 | 0 | 0 | 0 | 0 | 0 | 0
CT Fac. Spec. - SO2 Rate Annual v3.1, Unit 611 and retrofits | 287 | 7287 | Rate Constraint in lbs/MMBtu | FALSE | L | Annual | Allowances Withdrawn (1:n) | Thousand Tons | 0 | 0 | 0 | 0 | 0 | 0 | 0
CT Fac. Spec. - SO2 Rate Annual v3.1, Unit 611 and retrofits | 287 | 7287 | Rate Constraint in lbs/MMBtu | FALSE | L | Annual | Total | Thousand Tons | 0 | 0 | 0 | 0 | 0 | 0 | 0
CT Fac. Spec. - SO2 Rate Annual v3.1, Unit 611 and retrofits | 287 | 7287 | Rate Constraint in lbs/MMBtu | FALSE | L | Annual | Fuel Consumed | TBtu | 0.059357 | 0.044993 | 0.0044101 | 0 | 0 | 0 | 0
CT Fac. Spec. - SO2 Rate Annual v3.1, Unit 611 and retrofits | 287 | 7287 | Rate Constraint in lbs/MMBtu | FALSE | L | Annual | Rate | lb/MMBtu | 0 | 0 | 0 | 0 | 0 | 0 | 0
CT Fac. Spec. - SO2 Rate Annual v3.1, Unit 611 and retrofits | 287 | 7287 | Rate Constraint in lbs/MMBtu | FALSE | L | Annual | Generation | TWh | 0.0054839 | 0.0041568 | 0.00040744 | 0 | 0 | 0 | 0
CT Fac. Spec. - SO2 Rate Annual v3.1, Unit 611 and retrofits | 287 | 7287 | Rate Constraint in lbs/MMBtu | FALSE | L | Annual | Qualifying Generation | TWh | 0.0054839 | 0.0041568 | 0.00040744 | 0 | 0 | 0 | 0
CT Fac. Spec. - SO2 Rate Annual v3.1, Unit 611 and retrofits | 287 | 7287 | Rate Constraint in lbs/MMBtu | FALSE | L | Annual | Rate | lb/MWh | 0 | 0 | 0 | 0 | 0 | 0 | 0
CT Fac. Spec. - SO2 Rate Annual v3.1, Unit 611 and retrofits | 287 | 7287 | Rate Constraint in lbs/MMBtu | FALSE | L | Annual | Constraint Shadow Price | US2022$/Ton | 0 | 0 | 0 | 0 | 0 | 0 | 0
CT Fac. Spec. - SO2 Rate Annual v3.1, Unit 612 and retrofits | 288 | 7287 | Rate Constraint in lbs/MMBtu | FALSE | L | Annual | Seasons Included | Seasons | Winter, Spring, Summer, Fall | Winter, Spring, Summer, Fall | Winter, Spring, Summer, Fall | Winter, Spring, Summer, Fall | Winter, Spring, Summer, Fall | Winter, Spring, Summer, Fall | Winter, Spring, Summer, Fall
CT Fac. Spec. - SO2 Rate Annual v3.1, Unit 612 and retrofits | 288 | 7287 | Rate Constraint in lbs/MMBtu | FALSE | L | Annual | Standard SO2 | lb/MMBtu | 0.33 | 0.33 | 0.33 | 0.33 | 0.33 | 0.33 | 0.33
CT Fac. Spec. - SO2 Rate Annual v3.1, Unit 612 and retrofits | 288 | 7287 | Rate Constraint in lbs/MMBtu | FALSE | L | Annual | Emissions at Affected Plants SO2 | Thousand Tons | 0 | 0 | 0 | 0 | 0 | 0 | 0
CT Fac. Spec. - SO2 Rate Annual v3.1, Unit 612 and retrofits | 288 | 7287 | Rate Constraint in lbs/MMBtu | FALSE | L | Annual | Allowances Purchased SO2 | Thousand Tons | 0 | 0 | 0 | 0 | 0 | 0 | 0
CT Fac. Spec. - SO2 Rate Annual v3.1, Unit 612 and retrofits | 288 | 7287 | Rate Constraint in lbs/MMBtu | FALSE | L | Annual | Allowances Sold SO2 | Thousand Tons | 0 | 0 | 0 | 0 | 0 | 0 | 0
CT Fac. Spec. - SO2 Rate Annual v3.1, Unit 612 and retrofits | 288 | 7287 | Rate Constraint in lbs/MMBtu | FALSE | L | Annual | Allowances Banked | Thousand Tons | 0 | 0 | 0 | 0 | 0 | 0 | 0
CT Fac. Spec. - SO2 Rate Annual v3.1, Unit 612 and retrofits | 288 | 7287 | Rate Constraint in lbs/MMBtu | FALSE | L | Annual | Allowances Withdrawn (1:1) | Thousand Tons | 0 | 0 | 0 | 0 | 0 | 0 | 0
CT Fac. Spec. - SO2 Rate Annual v3.1, Unit 612 and retrofits | 288 | 7287 | Rate Constraint in lbs/MMBtu | FALSE | L | Annual | Allowances Withdrawn (1:n) | Thousand Tons | 0 | 0 | 0 | 0 | 0 | 0 | 0
CT Fac. Spec. - SO2 Rate Annual v3.1, Unit 612 and retrofits | 288 | 7287 | Rate Constraint in lbs/MMBtu | FALSE | L | Annual | Total | Thousand Tons | 0 | 0 | 0 | 0 | 0 | 0 | 0
CT Fac. Spec. - SO2 Rate Annual v3.1, Unit 612 and retrofits | 288 | 7287 | Rate Constraint in lbs/MMBtu | FALSE | L | Annual | Fuel Consumed | TBtu | 0.053903 | 0.045387 | 0.0066274 | 0 | 0 | 0 | 0
CT Fac. Spec. - SO2 Rate Annual v3.1, Unit 612 and retrofits | 288 | 7287 | Rate Constraint in lbs/MMBtu | FALSE | L | Annual | Rate | lb/MMBtu | 0 | 0 | 0 | 0 | 0 | 0 | 0
CT Fac. Spec. - SO2 Rate Annual v3.1, Unit 612 and retrofits | 288 | 7287 | Rate Constraint in lbs/MMBtu | FALSE | L | Annual | Generation | TWh | 0.00498 | 0.0041932 | 0.00061229 | 0 | 0 | 0 | 0
CT Fac. Spec. - SO2 Rate Annual v3.1, Unit 612 and retrofits | 288 | 7287 | Rate Constraint in lbs/MMBtu | FALSE | L | Annual | Qualifying Generation | TWh | 0.00498 | 0.0041932 | 0.00061229 | 0 | 0 | 0 | 0
CT Fac. Spec. - SO2 Rate Annual v3.1, Unit 612 and retrofits | 288 | 7287 | Rate Constraint in lbs/MMBtu | FALSE | L | Annual | Rate | lb/MWh | 0 | 0 | 0 | 0 | 0 | 0 | 0
CT Fac. Spec. - SO2 Rate Annual v3.1, Unit 612 and retrofits | 288 | 7287 | Rate Constraint in lbs/MMBtu | FALSE | L | Annual | Constraint Shadow Price | US2022$/Ton | 0 | 0 | 0 | 0 | 0 | 0 | 0
CT Fac. Spec. - SO2 Rate Annual v3.1, Unit 613 and retrofits | 289 | 7287 | Rate Constraint in lbs/MMBtu | FALSE | L | Annual | Seasons Included | Seasons | Winter, Spring, Summer, Fall | Winter, Spring, Summer, Fall | Winter, Spring, Summer, Fall | Winter, Spring, Summer, Fall | Winter, Spring, Summer, Fall | Winter, Spring, Summer, Fall | Winter, Spring, Summer, Fall
CT Fac. Spec. - SO2 Rate Annual v3.1, Unit 613 and retrofits | 289 | 7287 | Rate Constraint in lbs/MMBtu | FALSE | L | Annual | Standard SO2 | lb/MMBtu | 0.33 | 0.33 | 0.33 | 0.33 | 0.33 | 0.33 | 0.33
CT Fac. Spec. - SO2 Rate Annual v3.1, Unit 613 and retrofits | 289 | 7287 | Rate Constraint in lbs/MMBtu | FALSE | L | Annual | Emissions at Affected Plants SO2 | Thousand Tons | 0 | 0 | 0 | 0 | 0 | 0 | 0
CT Fac. Spec. - SO2 Rate Annual v3.1, Unit 613 and retrofits | 289 | 7287 | Rate Constraint in lbs/MMBtu | FALSE | L | Annual | Allowances Purchased SO2 | Thousand Tons | 0 | 0 | 0 | 0 | 0 | 0 | 0
CT Fac. Spec. - SO2 Rate Annual v3.1, Unit 613 and retrofits | 289 | 7287 | Rate Constraint in lbs/MMBtu | FALSE | L | Annual | Allowances Sold SO2 | Thousand Tons | 0 | 0 | 0 | 0 | 0 | 0 | 0
CT Fac. Spec. - SO2 Rate Annual v3.1, Unit 613 and retrofits | 289 | 7287 | Rate Constraint in lbs/MMBtu | FALSE | L | Annual | Allowances Banked | Thousand Tons | 0 | 0 | 0 | 0 | 0 | 0 | 0
CT Fac. Spec. - SO2 Rate Annual v3.1, Unit 613 and retrofits | 289 | 7287 | Rate Constraint in lbs/MMBtu | FALSE | L | Annual | Allowances Withdrawn (1:1) | Thousand Tons | 0 | 0 | 0 | 0 | 0 | 0 | 0
CT Fac. Spec. - SO2 Rate Annual v3.1, Unit 613 and retrofits | 289 | 7287 | Rate Constraint in lbs/MMBtu | FALSE | L | Annual | Allowances Withdrawn (1:n) | Thousand Tons | 0 | 0 | 0 | 0 | 0 | 0 | 0
CT Fac. Spec. - SO2 Rate Annual v3.1, Unit 613 and retrofits | 289 | 7287 | Rate Constraint in lbs/MMBtu | FALSE | L | Annual | Total | Thousand Tons | 0 | 0 | 0 | 0 | 0 | 0 | 0
CT Fac. Spec. - SO2 Rate Annual v3.1, Unit 613 and retrofits | 289 | 7287 | Rate Constraint in lbs/MMBtu | FALSE | L | Annual | Fuel Consumed | TBtu | 0.063407 | 0.067071 | 0.0067646 | 0 | 0 | 0 | 0
CT Fac. Spec. - SO2 Rate Annual v3.1, Unit 613 and retrofits | 289 | 7287 | Rate Constraint in lbs/MMBtu | FALSE | L | Annual | Rate | lb/MMBtu | 0 | 0 | 0 | 0 | 0 | 0 | 0
CT Fac. Spec. - SO2 Rate Annual v3.1, Unit 613 and retrofits | 289 | 7287 | Rate Constraint in lbs/MMBtu | FALSE | L | Annual | Generation | TWh | 0.0059011 | 0.0062421 | 0.00062956 | 0 | 0 | 0 | 0
CT Fac. Spec. - SO2 Rate Annual v3.1, Unit 613 and retrofits | 289 | 7287 | Rate Constraint in lbs/MMBtu | FALSE | L | Annual | Qualifying Generation | TWh | 0.0059011 | 0.0062421 | 0.00062956 | 0 | 0 | 0 | 0
CT Fac. Spec. - SO2 Rate Annual v3.1, Unit 613 and retrofits | 289 | 7287 | Rate Constraint in lbs/MMBtu | FALSE | L | Annual | Rate | lb/MWh | 0 | 0 | 0 | 0 | 0 | 0 | 0
CT Fac. Spec. - SO2 Rate Annual v3.1, Unit 613 and retrofits | 289 | 7287 | Rate Constraint in lbs/MMBtu | FALSE | L | Annual | Constraint Shadow Price | US2022$/Ton | 0 | 0 | 0 | 0 | 0 | 0 | 0
CT Fac. Spec. - SO2 Rate Annual v3.1, Unit 614 and retrofits | 290 | 7287 | Rate Constraint in lbs/MMBtu | FALSE | L | Annual | Seasons Included | Seasons | Winter, Spring, Summer, Fall | Winter, Spring, Summer, Fall | Winter, Spring, Summer, Fall | Winter, Spring, Summer, Fall | Winter, Spring, Summer, Fall | Winter, Spring, Summer, Fall | Winter, Spring, Summer, Fall
CT Fac. Spec. - SO2 Rate Annual v3.1, Unit 614 and retrofits | 290 | 7287 | Rate Constraint in lbs/MMBtu | FALSE | L | Annual | Standard SO2 | lb/MMBtu | 0.33 | 0.33 | 0.33 | 0.33 | 0.33 | 0.33 | 0.33
CT Fac. Spec. - SO2 Rate Annual v3.1, Unit 614 and retrofits | 290 | 7287 | Rate Constraint in lbs/MMBtu | FALSE | L | Annual | Emissions at Affected Plants SO2 | Thousand Tons | 0 | 0 | 0 | 0 | 0 | 0 | 0
CT Fac. Spec. - SO2 Rate Annual v3.1, Unit 614 and retrofits | 290 | 7287 | Rate Constraint in lbs/MMBtu | FALSE | L | Annual | Allowances Purchased SO2 | Thousand Tons | 0 | 0 | 0 | 0 | 0 | 0 | 0
CT Fac. Spec. - SO2 Rate Annual v3.1, Unit 614 and retrofits | 290 | 7287 | Rate Constraint in lbs/MMBtu | FALSE | L | Annual | Allowances Sold SO2 | Thousand Tons | 0 | 0 | 0 | 0 | 0 | 0 | 0
CT Fac. Spec. - SO2 Rate Annual v3.1, Unit 614 and retrofits | 290 | 7287 | Rate Constraint in lbs/MMBtu | FALSE | L | Annual | Allowances Banked | Thousand Tons | 0 | 0 | 0 | 0 | 0 | 0 | 0
CT Fac. Spec. - SO2 Rate Annual v3.1, Unit 614 and retrofits | 290 | 7287 | Rate Constraint in lbs/MMBtu | FALSE | L | Annual | Allowances Withdrawn (1:1) | Thousand Tons | 0 | 0 | 0 | 0 | 0 | 0 | 0
CT Fac. Spec. - SO2 Rate Annual v3.1, Unit 614 and retrofits | 290 | 7287 | Rate Constraint in lbs/MMBtu | FALSE | L | Annual | Allowances Withdrawn (1:n) | Thousand Tons | 0 | 0 | 0 | 0 | 0 | 0 | 0
CT Fac. Spec. - SO2 Rate Annual v3.1, Unit 614 and retrofits | 290 | 7287 | Rate Constraint in lbs/MMBtu | FALSE | L | Annual | Total | Thousand Tons | 0 | 0 | 0 | 0 | 0 | 0 | 0
CT Fac. Spec. - SO2 Rate Annual v3.1, Unit 614 and retrofits | 290 | 7287 | Rate Constraint in lbs/MMBtu | FALSE | L | Annual | Fuel Consumed | TBtu | 0.061538 | 0.065373 | 0.0065933 | 0 | 0 | 0 | 0
CT Fac. Spec. - SO2 Rate Annual v3.1, Unit 614 and retrofits | 290 | 7287 | Rate Constraint in lbs/MMBtu | FALSE | L | Annual | Rate | lb/MMBtu | 0 | 0 | 0 | 0 | 0 | 0 | 0
CT Fac. Spec. - SO2 Rate Annual v3.1, Unit 614 and retrofits | 290 | 7287 | Rate Constraint in lbs/MMBtu | FALSE | L | Annual | Generation | TWh | 0.0057271 | 0.006084 | 0.00061362 | 0 | 0 | 0 | 0
CT Fac. Spec. - SO2 Rate Annual v3.1, Unit 614 and retrofits | 290 | 7287 | Rate Constraint in lbs/MMBtu | FALSE | L | Annual | Qualifying Generation | TWh | 0.0057271 | 0.006084 | 0.00061362 | 0 | 0 | 0 | 0
CT Fac. Spec. - SO2 Rate Annual v3.1, Unit 614 and retrofits | 290 | 7287 | Rate Constraint in lbs/MMBtu | FALSE | L | Annual | Rate | lb/MWh | 0 | 0 | 0 | 0 | 0 | 0 | 0
CT Fac. Spec. - SO2 Rate Annual v3.1, Unit 614 and retrofits | 290 | 7287 | Rate Constraint in lbs/MMBtu | FALSE | L | Annual | Constraint Shadow Price | US2022$/Ton | 0 | 0 | 0 | 0 | 0 | 0 | 0
CT Fac. Spec. - SO2 Rate Annual v3.1, Unit 616 and retrofits | 291 | 7287 | Rate Constraint in lbs/MMBtu | FALSE | L | Annual | Seasons Included | Seasons | Winter, Spring, Summer, Fall | Winter, Spring, Summer, Fall | Winter, Spring, Summer, Fall | Winter, Spring, Summer, Fall | Winter, Spring, Summer, Fall | Winter, Spring, Summer, Fall | Winter, Spring, Summer, Fall
CT Fac. Spec. - SO2 Rate Annual v3.1, Unit 616 and retrofits | 291 | 7287 | Rate Constraint in lbs/MMBtu | FALSE | L | Annual | Standard SO2 | lb/MMBtu | 0.33 | 0.33 | 0.33 | 0.33 | 0.33 | 0.33 | 0.33
CT Fac. Spec. - SO2 Rate Annual v3.1, Unit 616 and retrofits | 291 | 7287 | Rate Constraint in lbs/MMBtu | FALSE | L | Annual | Emissions at Affected Plants SO2 | Thousand Tons | 0 | 0 | 0 | 0 | 0 | 0 | 0
CT Fac. Spec. - SO2 Rate Annual v3.1, Unit 616 and retrofits | 291 | 7287 | Rate Constraint in lbs/MMBtu | FALSE | L | Annual | Allowances Purchased SO2 | Thousand Tons | 0 | 0 | 0 | 0 | 0 | 0 | 0
CT Fac. Spec. - SO2 Rate Annual v3.1, Unit 616 and retrofits | 291 | 7287 | Rate Constraint in lbs/MMBtu | FALSE | L | Annual | Allowances Sold SO2 | Thousand Tons | 0 | 0 | 0 | 0 | 0 | 0 | 0
CT Fac. Spec. - SO2 Rate Annual v3.1, Unit 616 and retrofits | 291 | 7287 | Rate Constraint in lbs/MMBtu | FALSE | L | Annual | Allowances Banked | Thousand Tons | 0 | 0 | 0 | 0 | 0 | 0 | 0
CT Fac. Spec. - SO2 Rate Annual v3.1, Unit 616 and retrofits | 291 | 7287 | Rate Constraint in lbs/MMBtu | FALSE | L | Annual | Allowances Withdrawn (1:1) | Thousand Tons | 0 | 0 | 0 | 0 | 0 | 0 | 0
CT Fac. Spec. - SO2 Rate Annual v3.1, Unit 616 and retrofits | 291 | 7287 | Rate Constraint in lbs/MMBtu | FALSE | L | Annual | Allowances Withdrawn (1:n) | Thousand Tons | 0 | 0 | 0 | 0 | 0 | 0 | 0
CT Fac. Spec. - SO2 Rate Annual v3.1, Unit 616 and retrofits | 291 | 7287 | Rate Constraint in lbs/MMBtu | FALSE | L | Annual | Total | Thousand Tons | 0 | 0 | 0 | 0 | 0 | 0 | 0
CT Fac. Spec. - SO2 Rate Annual v3.1, Unit 616 and retrofits | 291 | 7287 | Rate Constraint in lbs/MMBtu | FALSE | L | Annual | Fuel Consumed | TBtu | 0.12937 | 0.13736 | 0.013861 | 0 | 0 | 0 | 0
CT Fac. Spec. - SO2 Rate Annual v3.1, Unit 616 and retrofits | 291 | 7287 | Rate Constraint in lbs/MMBtu | FALSE | L | Annual | Rate | lb/MMBtu | 0 | 0 | 0 | 0 | 0 | 0 | 0
CT Fac. Spec. - SO2 Rate Annual v3.1, Unit 616 and retrofits | 291 | 7287 | Rate Constraint in lbs/MMBtu | FALSE | L | Annual | Generation | TWh | 0.01204 | 0.012784 | 0.00129 | 0 | 0 | 0 | 0
CT Fac. Spec. - SO2 Rate Annual v3.1, Unit 616 and retrofits | 291 | 7287 | Rate Constraint in lbs/MMBtu | FALSE | L | Annual | Qualifying Generation | TWh | 0.01204 | 0.012784 | 0.00129 | 0 | 0 | 0 | 0
CT Fac. Spec. - SO2 Rate Annual v3.1, Unit 616 and retrofits | 291 | 7287 | Rate Constraint in lbs/MMBtu | FALSE | L | Annual | Rate | lb/MWh | 0 | 0 | 0 | 0 | 0 | 0 | 0
CT Fac. Spec. - SO2 Rate Annual v3.1, Unit 616 and retrofits | 291 | 7287 | Rate Constraint in lbs/MMBtu | FALSE | L | Annual | Constraint Shadow Price | US2022$/Ton | 0 | 0 | 0 | 0 | 0 | 0 | 0
CT Fac. Spec. - SO2 Rate Annual v3.1, Unit 617 and retrofits | 292 | 7287 | Rate Constraint in lbs/MMBtu | FALSE | L | Annual | Seasons Included | Seasons | Winter, Spring, Summer, Fall | Winter, Spring, Summer, Fall | Winter, Spring, Summer, Fall | Winter, Spring, Summer, Fall | Winter, Spring, Summer, Fall | Winter, Spring, Summer, Fall | Winter, Spring, Summer, Fall
CT Fac. Spec. - SO2 Rate Annual v3.1, Unit 617 and retrofits | 292 | 7287 | Rate Constraint in lbs/MMBtu | FALSE | L | Annual | Standard SO2 | lb/MMBtu | 0.33 | 0.33 | 0.33 | 0.33 | 0.33 | 0.33 | 0.33
CT Fac. Spec. - SO2 Rate Annual v3.1, Unit 617 and retrofits | 292 | 7287 | Rate Constraint in lbs/MMBtu | FALSE | L | Annual | Emissions at Affected Plants SO2 | Thousand Tons | 0 | 0 | 0 | 0 | 0 | 0 | 0
CT Fac. Spec. - SO2 Rate Annual v3.1, Unit 617 and retrofits | 292 | 7287 | Rate Constraint in lbs/MMBtu | FALSE | L | Annual | Allowances Purchased SO2 | Thousand Tons | 0 | 0 | 0 | 0 | 0 | 0 | 0
CT Fac. Spec. - SO2 Rate Annual v3.1, Unit 617 and retrofits | 292 | 7287 | Rate Constraint in lbs/MMBtu | FALSE | L | Annual | Allowances Sold SO2 | Thousand Tons | 0 | 0 | 0 | 0 | 0 | 0 | 0
CT Fac. Spec. - SO2 Rate Annual v3.1, Unit 617 and retrofits | 292 | 7287 | Rate Constraint in lbs/MMBtu | FALSE | L | Annual | Allowances Banked | Thousand Tons | 0 | 0 | 0 | 0 | 0 | 0 | 0
CT Fac. Spec. - SO2 Rate Annual v3.1, Unit 617 and retrofits | 292 | 7287 | Rate Constraint in lbs/MMBtu | FALSE | L | Annual | Allowances Withdrawn (1:1) | Thousand Tons | 0 | 0 | 0 | 0 | 0 | 0 | 0
CT Fac. Spec. - SO2 Rate Annual v3.1, Unit 617 and retrofits | 292 | 7287 | Rate Constraint in lbs/MMBtu | FALSE | L | Annual | Allowances Withdrawn (1:n) | Thousand Tons | 0 | 0 | 0 | 0 | 0 | 0 | 0
CT Fac. Spec. - SO2 Rate Annual v3.1, Unit 617 and retrofits | 292 | 7287 | Rate Constraint in lbs/MMBtu | FALSE | L | Annual | Total | Thousand Tons | 0 | 0 | 0 | 0 | 0 | 0 | 0
CT Fac. Spec. - SO2 Rate Annual v3.1, Unit 617 and retrofits | 292 | 7287 | Rate Constraint in lbs/MMBtu | FALSE | L | Annual | Fuel Consumed | TBtu | 0.0077534 | 0.0098209 | 0 | 0 | 0 | 0 | 0
CT Fac. Spec. - SO2 Rate Annual v3.1, Unit 617 and retrofits | 292 | 7287 | Rate Constraint in lbs/MMBtu | FALSE | L | Annual | Rate | lb/MMBtu | 0 | 0 | 0 | 0 | 0 | 0 | 0
CT Fac. Spec. - SO2 Rate Annual v3.1, Unit 617 and retrofits | 292 | 7287 | Rate Constraint in lbs/MMBtu | FALSE | L | Annual | Generation | TWh | 0.00057377 | 0.00072678 | 0 | 0 | 0 | 0 | 0
CT Fac. Spec. - SO2 Rate Annual v3.1, Unit 617 and retrofits | 292 | 7287 | Rate Constraint in lbs/MMBtu | FALSE | L | Annual | Qualifying Generation | TWh | 0.00057377 | 0.00072678 | 0 | 0 | 0 | 0 | 0
CT Fac. Spec. - SO2 Rate Annual v3.1, Unit 617 and retrofits | 292 | 7287 | Rate Constraint in lbs/MMBtu | FALSE | L | Annual | Rate | lb/MWh | 0 | 0 | 0 | 0 | 0 | 0 | 0
CT Fac. Spec. - SO2 Rate Annual v3.1, Unit 617 and retrofits | 292 | 7287 | Rate Constraint in lbs/MMBtu | FALSE | L | Annual | Constraint Shadow Price | US2022$/Ton | 0 | 0 | 0 | 0 | 0 | 0 | 0
CT Fac. Spec. - SO2 Rate Annual v3.1, Unit 618 and retrofits | 293 | 7287 | Rate Constraint in lbs/MMBtu | FALSE | L | Annual | Seasons Included | Seasons | Winter, Spring, Summer, Fall | Winter, Spring, Summer, Fall | Winter, Spring, Summer, Fall | Winter, Spring, Summer, Fall | Winter, Spring, Summer, Fall | Winter, Spring, Summer, Fall | Winter, Spring, Summer, Fall
CT Fac. Spec. - SO2 Rate Annual v3.1, Unit 618 and retrofits | 293 | 7287 | Rate Constraint in lbs/MMBtu | FALSE | L | Annual | Standard SO2 | lb/MMBtu | 0.33 | 0.33 | 0.33 | 0.33 | 0.33 | 0.33 | 0.33
CT Fac. Spec. - SO2 Rate Annual v3.1, Unit 618 and retrofits | 293 | 7287 | Rate Constraint in lbs/MMBtu | FALSE | L | Annual | Emissions at Affected Plants SO2 | Thousand Tons | 0 | 0 | 0 | 0 | 0 | 0 | 0
CT Fac. Spec. - SO2 Rate Annual v3.1, Unit 618 and retrofits | 293 | 7287 | Rate Constraint in lbs/MMBtu | FALSE | L | Annual | Allowances Purchased SO2 | Thousand Tons | 0 | 0 | 0 | 0 | 0 | 0 | 0
CT Fac. Spec. - SO2 Rate Annual v3.1, Unit 618 and retrofits | 293 | 7287 | Rate Constraint in lbs/MMBtu | FALSE | L | Annual | Allowances Sold SO2 | Thousand Tons | 0 | 0 | 0 | 0 | 0 | 0 | 0
CT Fac. Spec. - SO2 Rate Annual v3.1, Unit 618 and retrofits | 293 | 7287 | Rate Constraint in lbs/MMBtu | FALSE | L | Annual | Allowances Banked | Thousand Tons | 0 | 0 | 0 | 0 | 0 | 0 | 0
CT Fac. Spec. - SO2 Rate Annual v3.1, Unit 618 and retrofits | 293 | 7287 | Rate Constraint in lbs/MMBtu | FALSE | L | Annual | Allowances Withdrawn (1:1) | Thousand Tons | 0 | 0 | 0 | 0 | 0 | 0 | 0
CT Fac. Spec. - SO2 Rate Annual v3.1, Unit 618 and retrofits | 293 | 7287 | Rate Constraint in lbs/MMBtu | FALSE | L | Annual | Allowances Withdrawn (1:n) | Thousand Tons | 0 | 0 | 0 | 0 | 0 | 0 | 0
CT Fac. Spec. - SO2 Rate Annual v3.1, Unit 618 and retrofits | 293 | 7287 | Rate Constraint in lbs/MMBtu | FALSE | L | Annual | Total | Thousand Tons | 0 | 0 | 0 | 0 | 0 | 0 | 0
CT Fac. Spec. - SO2 Rate Annual v3.1, Unit 618 and retrofits | 293 | 7287 | Rate Constraint in lbs/MMBtu | FALSE | L | Annual | Fuel Consumed | TBtu | 0.0077528 | 0.0098202 | 0 | 0 | 0 | 0 | 0
CT Fac. Spec. - SO2 Rate Annual v3.1, Unit 618 and retrofits | 293 | 7287 | Rate Constraint in lbs/MMBtu | FALSE | L | Annual | Rate | lb/MMBtu | 0 | 0 | 0 | 0 | 0 | 0 | 0
CT Fac. Spec. - SO2 Rate Annual v3.1, Unit 618 and retrofits | 293 | 7287 | Rate Constraint in lbs/MMBtu | FALSE | L | Annual | Generation | TWh | 0.00057377 | 0.00072678 | 0 | 0 | 0 | 0 | 0
CT Fac. Spec. - SO2 Rate Annual v3.1, Unit 618 and retrofits | 293 | 7287 | Rate Constraint in lbs/MMBtu | FALSE | L | Annual | Qualifying Generation | TWh | 0.00057377 | 0.00072678 | 0 | 0 | 0 | 0 | 0
CT Fac. Spec. - SO2 Rate Annual v3.1, Unit 618 and retrofits | 293 | 7287 | Rate Constraint in lbs/MMBtu | FALSE | L | Annual | Rate | lb/MWh | 0 | 0 | 0 | 0 | 0 | 0 | 0
CT Fac. Spec. - SO2 Rate Annual v3.1, Unit 618 and retrofits | 293 | 7287 | Rate Constraint in lbs/MMBtu | FALSE | L | Annual | Constraint Shadow Price | US2022$/Ton | 0 | 0 | 0 | 0 | 0 | 0 | 0
CT Fac. Spec. - SO2 Rate Annual v3.1, Unit 619 and retrofits | 294 | 7287 | Rate Constraint in lbs/MMBtu | FALSE | L | Annual | Seasons Included | Seasons | Winter, Spring, Summer, Fall | Winter, Spring, Summer, Fall | Winter, Spring, Summer, Fall | Winter, Spring, Summer, Fall | Winter, Spring, Summer, Fall | Winter, Spring, Summer, Fall | Winter, Spring, Summer, Fall
CT Fac. Spec. - SO2 Rate Annual v3.1, Unit 619 and retrofits | 294 | 7287 | Rate Constraint in lbs/MMBtu | FALSE | L | Annual | Standard SO2 | lb/MMBtu | 0.33 | 0.33 | 0.33 | 0.33 | 0.33 | 0.33 | 0.33
CT Fac. Spec. - SO2 Rate Annual v3.1, Unit 619 and retrofits | 294 | 7287 | Rate Constraint in lbs/MMBtu | FALSE | L | Annual | Emissions at Affected Plants SO2 | Thousand Tons | 0 | 0 | 0 | 0 | 0 | 0 | 0
CT Fac. Spec. - SO2 Rate Annual v3.1, Unit 619 and retrofits | 294 | 7287 | Rate Constraint in lbs/MMBtu | FALSE | L | Annual | Allowances Purchased SO2 | Thousand Tons | 0 | 0 | 0 | 0 | 0 | 0 | 0
CT Fac. Spec. - SO2 Rate Annual v3.1, Unit 619 and retrofits | 294 | 7287 | Rate Constraint in lbs/MMBtu | FALSE | L | Annual | Allowances Sold SO2 | Thousand Tons | 0 | 0 | 0 | 0 | 0 | 0 | 0
CT Fac. Spec. - SO2 Rate Annual v3.1, Unit 619 and retrofits | 294 | 7287 | Rate Constraint in lbs/MMBtu | FALSE | L | Annual | Allowances Banked | Thousand Tons | 0 | 0 | 0 | 0 | 0 | 0 | 0
CT Fac. Spec. - SO2 Rate Annual v3.1, Unit 619 and retrofits | 294 | 7287 | Rate Constraint in lbs/MMBtu | FALSE | L | Annual | Allowances Withdrawn (1:1) | Thousand Tons | 0 | 0 | 0 | 0 | 0 | 0 | 0
CT Fac. Spec. - SO2 Rate Annual v3.1, Unit 619 and retrofits | 294 | 7287 | Rate Constraint in lbs/MMBtu | FALSE | L | Annual | Allowances Withdrawn (1:n) | Thousand Tons | 0 | 0 | 0 | 0 | 0 | 0 | 0
CT Fac. Spec. - SO2 Rate Annual v3.1, Unit 619 and retrofits | 294 | 7287 | Rate Constraint in lbs/MMBtu | FALSE | L | Annual | Total | Thousand Tons | 0 | 0 | 0 | 0 | 0 | 0 | 0
CT Fac. Spec. - SO2 Rate Annual v3.1, Unit 619 and retrofits | 294 | 7287 | Rate Constraint in lbs/MMBtu | FALSE | L | Annual | Fuel Consumed | TBtu | 0.0077528 | 0.0098202 | 0 | 0 | 0 | 0 | 0
CT Fac. Spec. - SO2 Rate Annual v3.1, Unit 619 and retrofits | 294 | 7287 | Rate Constraint in lbs/MMBtu | FALSE | L | Annual | Rate | lb/MMBtu | 0 | 0 | 0 | 0 | 0 | 0 | 0
CT Fac. Spec. - SO2 Rate Annual v3.1, Unit 619 and retrofits | 294 | 7287 | Rate Constraint in lbs/MMBtu | FALSE | L | Annual | Generation | TWh | 0.00057377 | 0.00072678 | 0 | 0 | 0 | 0 | 0
CT Fac. Spec. - SO2 Rate Annual v3.1, Unit 619 and retrofits | 294 | 7287 | Rate Constraint in lbs/MMBtu | FALSE | L | Annual | Qualifying Generation | TWh | 0.00057377 | 0.00072678 | 0 | 0 | 0 | 0 | 0
CT Fac. Spec. - SO2 Rate Annual v3.1, Unit 619 and retrofits | 294 | 7287 | Rate Constraint in lbs/MMBtu | FALSE | L | Annual | Rate | lb/MWh | 0 | 0 | 0 | 0 | 0 | 0 | 0
CT Fac. Spec. - SO2 Rate Annual v3.1, Unit 619 and retrofits | 294 | 7287 | Rate Constraint in lbs/MMBtu | FALSE | L | Annual | Constraint Shadow Price | US2022$/Ton | 0 | 0 | 0 | 0 | 0 | 0 | 0
CT Fac. Spec. - SO2 Rate Annual v3.1, Unit 620 and retrofits | 295 | 7287 | Rate Constraint in lbs/MMBtu | FALSE | L | Annual | Seasons Included | Seasons | Winter, Spring, Summer, Fall | Winter, Spring, Summer, Fall | Winter, Spring, Summer, Fall | Winter, Spring, Summer, Fall | Winter, Spring, Summer, Fall | Winter, Spring, Summer, Fall | Winter, Spring, Summer, Fall
CT Fac. Spec. - SO2 Rate Annual v3.1, Unit 620 and retrofits | 295 | 7287 | Rate Constraint in lbs/MMBtu | FALSE | L | Annual | Standard SO2 | lb/MMBtu | 0.33 | 0.33 | 0.33 | 0.33 | 0.33 | 0.33 | 0.33
CT Fac. Spec. - SO2 Rate Annual v3.1, Unit 620 and retrofits | 295 | 7287 | Rate Constraint in lbs/MMBtu | FALSE | L | Annual | Emissions at Affected Plants SO2 | Thousand Tons | 0 | 0 | 0 | 0 | 0 | 0 | 0
CT Fac. Spec. - SO2 Rate Annual v3.1, Unit 620 and retrofits | 295 | 7287 | Rate Constraint in lbs/MMBtu | FALSE | L | Annual | Allowances Purchased SO2 | Thousand Tons | 0 | 0 | 0 | 0 | 0 | 0 | 0
CT Fac. Spec. - SO2 Rate Annual v3.1, Unit 620 and retrofits | 295 | 7287 | Rate Constraint in lbs/MMBtu | FALSE | L | Annual | Allowances Sold SO2 | Thousand Tons | 0 | 0 | 0 | 0 | 0 | 0 | 0
CT Fac. Spec. - SO2 Rate Annual v3.1, Unit 620 and retrofits | 295 | 7287 | Rate Constraint in lbs/MMBtu | FALSE | L | Annual | Allowances Banked | Thousand Tons | 0 | 0 | 0 | 0 | 0 | 0 | 0
CT Fac. Spec. - SO2 Rate Annual v3.1, Unit 620 and retrofits | 295 | 7287 | Rate Constraint in lbs/MMBtu | FALSE | L | Annual | Allowances Withdrawn (1:1) | Thousand Tons | 0 | 0 | 0 | 0 | 0 | 0 | 0
CT Fac. Spec. - SO2 Rate Annual v3.1, Unit 620 and retrofits | 295 | 7287 | Rate Constraint in lbs/MMBtu | FALSE | L | Annual | Allowances Withdrawn (1:n) | Thousand Tons | 0 | 0 | 0 | 0 | 0 | 0 | 0
CT Fac. Spec. - SO2 Rate Annual v3.1, Unit 620 and retrofits | 295 | 7287 | Rate Constraint in lbs/MMBtu | FALSE | L | Annual | Total | Thousand Tons | 0 | 0 | 0 | 0 | 0 | 0 | 0
CT Fac. Spec. - SO2 Rate Annual v3.1, Unit 620 and retrofits | 295 | 7287 | Rate Constraint in lbs/MMBtu | FALSE | L | Annual | Fuel Consumed | TBtu | 0.035613 | 0.037488 | 0 | 0 | 0 | 0 | 0
CT Fac. Spec. - SO2 Rate Annual v3.1, Unit 620 and retrofits | 295 | 7287 | Rate Constraint in lbs/MMBtu | FALSE | L | Annual | Rate | lb/MMBtu | 0 | 0 | 0 | 0 | 0 | 0 | 0
CT Fac. Spec. - SO2 Rate Annual v3.1, Unit 620 and retrofits | 295 | 7287 | Rate Constraint in lbs/MMBtu | FALSE | L | Annual | Generation | TWh | 0.0031561 | 0.0033222 | 0 | 0 | 0 | 0 | 0
CT Fac. Spec. - SO2 Rate Annual v3.1, Unit 620 and retrofits | 295 | 7287 | Rate Constraint in lbs/MMBtu | FALSE | L | Annual | Qualifying Generation | TWh | 0.0031561 | 0.0033222 | 0 | 0 | 0 | 0 | 0
CT Fac. Spec. - SO2 Rate Annual v3.1, Unit 620 and retrofits | 295 | 7287 | Rate Constraint in lbs/MMBtu | FALSE | L | Annual | Rate | lb/MWh | 0 | 0 | 0 | 0 | 0 | 0 | 0
CT Fac. Spec. - SO2 Rate Annual v3.1, Unit 620 and retrofits | 295 | 7287 | Rate Constraint in lbs/MMBtu | FALSE | L | Annual | Constraint Shadow Price | US2022$/Ton | 0 | 0 | 0 | 0 | 0 | 0 | 0
CT Fac. Spec. - SO2 Rate Annual v3.1, Unit 621 and retrofits | 296 | 7287 | Rate Constraint in lbs/MMBtu | FALSE | L | Annual | Seasons Included | Seasons | Winter, Spring, Summer, Fall | Winter, Spring, Summer, Fall | Winter, Spring, Summer, Fall | Winter, Spring, Summer, Fall | Winter, Spring, Summer, Fall | Winter, Spring, Summer, Fall | Winter, Spring, Summer, Fall
CT Fac. Spec. - SO2 Rate Annual v3.1, Unit 621 and retrofits | 296 | 7287 | Rate Constraint in lbs/MMBtu | FALSE | L | Annual | Standard SO2 | lb/MMBtu | 0.33 | 0.33 | 0.33 | 0.33 | 0.33 | 0.33 | 0.33
CT Fac. Spec. - SO2 Rate Annual v3.1, Unit 621 and retrofits | 296 | 7287 | Rate Constraint in lbs/MMBtu | FALSE | L | Annual | Emissions at Affected Plants SO2 | Thousand Tons | 0 | 0 | 0 | 0 | 0 | 0 | 0
CT Fac. Spec. - SO2 Rate Annual v3.1, Unit 621 and retrofits | 296 | 7287 | Rate Constraint in lbs/MMBtu | FALSE | L | Annual | Allowances Purchased SO2 | Thousand Tons | 0 | 0 | 0 | 0 | 0 | 0 | 0
CT Fac. Spec. - SO2 Rate Annual v3.1, Unit 621 and retrofits | 296 | 7287 | Rate Constraint in lbs/MMBtu | FALSE | L | Annual | Allowances Sold SO2 | Thousand Tons | 0 | 0 | 0 | 0 | 0 | 0 | 0
CT Fac. Spec. - SO2 Rate Annual v3.1, Unit 621 and retrofits | 296 | 7287 | Rate Constraint in lbs/MMBtu | FALSE | L | Annual | Allowances Banked | Thousand Tons | 0 | 0 | 0 | 0 | 0 | 0 | 0
CT Fac. Spec. - SO2 Rate Annual v3.1, Unit 621 and retrofits | 296 | 7287 | Rate Constraint in lbs/MMBtu | FALSE | L | Annual | Allowances Withdrawn (1:1) | Thousand Tons | 0 | 0 | 0 | 0 | 0 | 0 | 0
CT Fac. Spec. - SO2 Rate Annual v3.1, Unit 621 and retrofits | 296 | 7287 | Rate Constraint in lbs/MMBtu | FALSE | L | Annual | Allowances Withdrawn (1:n) | Thousand Tons | 0 | 0 | 0 | 0 | 0 | 0 | 0
CT Fac. Spec. - SO2 Rate Annual v3.1, Unit 621 and retrofits | 296 | 7287 | Rate Constraint in lbs/MMBtu | FALSE | L | Annual | Total | Thousand Tons | 0 | 0 | 0 | 0 | 0 | 0 | 0
CT Fac. Spec. - SO2 Rate Annual v3.1, Unit 621 and retrofits | 296 | 7287 | Rate Constraint in lbs/MMBtu | FALSE | L | Annual | Fuel Consumed | TBtu | 0.03562 | 0.037494 | 0 | 0 | 0 | 0 | 0
CT Fac. Spec. - SO2 Rate Annual v3.1, Unit 621 and retrofits | 296 | 7287 | Rate Constraint in lbs/MMBtu | FALSE | L | Annual | Rate | lb/MMBtu | 0 | 0 | 0 | 0 | 0 | 0 | 0
CT Fac. Spec. - SO2 Rate Annual v3.1, Unit 621 and retrofits | 296 | 7287 | Rate Constraint in lbs/MMBtu | FALSE | L | Annual | Generation | TWh | 0.0031561 | 0.0033222 | 0 | 0 | 0 | 0 | 0
CT Fac. Spec. - SO2 Rate Annual v3.1, Unit 621 and retrofits | 296 | 7287 | Rate Constraint in lbs/MMBtu | FALSE | L | Annual | Qualifying Generation | TWh | 0.0031561 | 0.0033222 | 0 | 0 | 0 | 0 | 0
CT Fac. Spec. - SO2 Rate Annual v3.1, Unit 621 and retrofits | 296 | 7287 | Rate Constraint in lbs/MMBtu | FALSE | L | Annual | Rate | lb/MWh | 0 | 0 | 0 | 0 | 0 | 0 | 0
CT Fac. Spec. - SO2 Rate Annual v3.1, Unit 621 and retrofits | 296 | 7287 | Rate Constraint in lbs/MMBtu | FALSE | L | Annual | Constraint Shadow Price | US2022$/Ton | 0 | 0 | 0 | 0 | 0 | 0 | 0
CT Fac. Spec. - SO2 Rate Annual v3.1, Unit 622 and retrofits | 297 | 7287 | Rate Constraint in lbs/MMBtu | FALSE | L | Annual | Seasons Included | Seasons | Winter, Spring, Summer, Fall | Winter, Spring, Summer, Fall | Winter, Spring, Summer, Fall | Winter, Spring, Summer, Fall | Winter, Spring, Summer, Fall | Winter, Spring, Summer, Fall | Winter, Spring, Summer, Fall
CT Fac. Spec. - SO2 Rate Annual v3.1, Unit 622 and retrofits | 297 | 7287 | Rate Constraint in lbs/MMBtu | FALSE | L | Annual | Standard SO2 | lb/MMBtu | 0.33 | 0.33 | 0.33 | 0.33 | 0.33 | 0.33 | 0.33
CT Fac. Spec. - SO2 Rate Annual v3.1, Unit 622 and retrofits | 297 | 7287 | Rate Constraint in lbs/MMBtu | FALSE | L | Annual | Emissions at Affected Plants SO2 | Thousand Tons | 0 | 0 | 0 | 0 | 0 | 0 | 0
CT Fac. Spec. - SO2 Rate Annual v3.1, Unit 622 and retrofits | 297 | 7287 | Rate Constraint in lbs/MMBtu | FALSE | L | Annual | Allowances Purchased SO2 | Thousand Tons | 0 | 0 | 0 | 0 | 0 | 0 | 0
CT Fac. Spec. - SO2 Rate Annual v3.1, Unit 622 and retrofits | 297 | 7287 | Rate Constraint in lbs/MMBtu | FALSE | L | Annual | Allowances Sold SO2 | Thousand Tons | 0 | 0 | 0 | 0 | 0 | 0 | 0
CT Fac. Spec. - SO2 Rate Annual v3.1, Unit 622 and retrofits | 297 | 7287 | Rate Constraint in lbs/MMBtu | FALSE | L | Annual | Allowances Banked | Thousand Tons | 0 | 0 | 0 | 0 | 0 | 0 | 0
CT Fac. Spec. - SO2 Rate Annual v3.1, Unit 622 and retrofits | 297 | 7287 | Rate Constraint in lbs/MMBtu | FALSE | L | Annual | Allowances Withdrawn (1:1) | Thousand Tons | 0 | 0 | 0 | 0 | 0 | 0 | 0
CT Fac. Spec. - SO2 Rate Annual v3.1, Unit 622 and retrofits | 297 | 7287 | Rate Constraint in lbs/MMBtu | FALSE | L | Annual | Allowances Withdrawn (1:n) | Thousand Tons | 0 | 0 | 0 | 0 | 0 | 0 | 0
CT Fac. Spec. - SO2 Rate Annual v3.1, Unit 622 and retrofits | 297 | 7287 | Rate Constraint in lbs/MMBtu | FALSE | L | Annual | Total | Thousand Tons | 0 | 0 | 0 | 0 | 0 | 0 | 0
CT Fac. Spec. - SO2 Rate Annual v3.1, Unit 622 and retrofits | 297 | 7287 | Rate Constraint in lbs/MMBtu | FALSE | L | Annual | Fuel Consumed | TBtu | 0.03562 | 0.037494 | 0 | 0 | 0 | 0 | 0
CT Fac. Spec. - SO2 Rate Annual v3.1, Unit 622 and retrofits | 297 | 7287 | Rate Constraint in lbs/MMBtu | FALSE | L | Annual | Rate | lb/MMBtu | 0 | 0 | 0 | 0 | 0 | 0 | 0
CT Fac. Spec. - SO2 Rate Annual v3.1, Unit 622 and retrofits | 297 | 7287 | Rate Constraint in lbs/MMBtu | FALSE | L | Annual | Generation | TWh | 0.0031561 | 0.0033222 | 0 | 0 | 0 | 0 | 0
CT Fac. Spec. - SO2 Rate Annual v3.1, Unit 622 and retrofits | 297 | 7287 | Rate Constraint in lbs/MMBtu | FALSE | L | Annual | Qualifying Generation | TWh | 0.0031561 | 0.0033222 | 0 | 0 | 0 | 0 | 0
CT Fac. Spec. - SO2 Rate Annual v3.1, Unit 622 and retrofits | 297 | 7287 | Rate Constraint in lbs/MMBtu | FALSE | L | Annual | Rate | lb/MWh | 0 | 0 | 0 | 0 | 0 | 0 | 0
CT Fac. Spec. - SO2 Rate Annual v3.1, Unit 622 and retrofits | 297 | 7287 | Rate Constraint in lbs/MMBtu | FALSE | L | Annual | Constraint Shadow Price | US2022$/Ton | 0 | 0 | 0 | 0 | 0 | 0 | 0
CT Fac. Spec. - SO2 Rate Annual v3.1, Unit 623 and retrofits | 298 | 7287 | Rate Constraint in lbs/MMBtu | FALSE | L | Annual | Seasons Included | Seasons | Winter, Spring, Summer, Fall | Winter, Spring, Summer, Fall | Winter, Spring, Summer, Fall | Winter, Spring, Summer, Fall | Winter, Spring, Summer, Fall | Winter, Spring, Summer, Fall | Winter, Spring, Summer, Fall
CT Fac. Spec. - SO2 Rate Annual v3.1, Unit 623 and retrofits | 298 | 7287 | Rate Constraint in lbs/MMBtu | FALSE | L | Annual | Standard SO2 | lb/MMBtu | 0.33 | 0.33 | 0.33 | 0.33 | 0.33 | 0.33 | 0.33
CT Fac. Spec. - SO2 Rate Annual v3.1, Unit 623 and retrofits | 298 | 7287 | Rate Constraint in lbs/MMBtu | FALSE | L | Annual | Emissions at Affected Plants SO2 | Thousand Tons | 0 | 0 | 0 | 0 | 0 | 0 | 0
CT Fac. Spec. - SO2 Rate Annual v3.1, Unit 623 and retrofits | 298 | 7287 | Rate Constraint in lbs/MMBtu | FALSE | L | Annual | Allowances Purchased SO2 | Thousand Tons | 0 | 0 | 0 | 0 | 0 | 0 | 0
CT Fac. Spec. - SO2 Rate Annual v3.1, Unit 623 and retrofits | 298 | 7287 | Rate Constraint in lbs/MMBtu | FALSE | L | Annual | Allowances Sold SO2 | Thousand Tons | 0 | 0 | 0 | 0 | 0 | 0 | 0
CT Fac. Spec. - SO2 Rate Annual v3.1, Unit 623 and retrofits | 298 | 7287 | Rate Constraint in lbs/MMBtu | FALSE | L | Annual | Allowances Banked | Thousand Tons | 0 | 0 | 0 | 0 | 0 | 0 | 0
CT Fac. Spec. - SO2 Rate Annual v3.1, Unit 623 and retrofits | 298 | 7287 | Rate Constraint in lbs/MMBtu | FALSE | L | Annual | Allowances Withdrawn (1:1) | Thousand Tons | 0 | 0 | 0 | 0 | 0 | 0 | 0
CT Fac. Spec. - SO2 Rate Annual v3.1, Unit 623 and retrofits | 298 | 7287 | Rate Constraint in lbs/MMBtu | FALSE | L | Annual | Allowances Withdrawn (1:n) | Thousand Tons | 0 | 0 | 0 | 0 | 0 | 0 | 0
CT Fac. Spec. - SO2 Rate Annual v3.1, Unit 623 and retrofits | 298 | 7287 | Rate Constraint in lbs/MMBtu | FALSE | L | Annual | Total | Thousand Tons | 0 | 0 | 0 | 0 | 0 | 0 | 0
CT Fac. Spec. - SO2 Rate Annual v3.1, Unit 623 and retrofits | 298 | 7287 | Rate Constraint in lbs/MMBtu | FALSE | L | Annual | Fuel Consumed | TBtu | 0.03562 | 0.037494 | 0 | 0 | 0 | 0 | 0
CT Fac. Spec. - SO2 Rate Annual v3.1, Unit 623 and retrofits | 298 | 7287 | Rate Constraint in lbs/MMBtu | FALSE | L | Annual | Rate | lb/MMBtu | 0 | 0 | 0 | 0 | 0 | 0 | 0
CT Fac. Spec. - SO2 Rate Annual v3.1, Unit 623 and retrofits | 298 | 7287 | Rate Constraint in lbs/MMBtu | FALSE | L | Annual | Generation | TWh | 0.0031561 | 0.0033222 | 0 | 0 | 0 | 0 | 0
CT Fac. Spec. - SO2 Rate Annual v3.1, Unit 623 and retrofits | 298 | 7287 | Rate Constraint in lbs/MMBtu | FALSE | L | Annual | Qualifying Generation | TWh | 0.0031561 | 0.0033222 | 0 | 0 | 0 | 0 | 0
CT Fac. Spec. - SO2 Rate Annual v3.1, Unit 623 and retrofits | 298 | 7287 | Rate Constraint in lbs/MMBtu | FALSE | L | Annual | Rate | lb/MWh | 0 | 0 | 0 | 0 | 0 | 0 | 0
CT Fac. Spec. - SO2 Rate Annual v3.1, Unit 623 and retrofits | 298 | 7287 | Rate Constraint in lbs/MMBtu | FALSE | L | Annual | Constraint Shadow Price | US2022$/Ton | 0 | 0 | 0 | 0 | 0 | 0 | 0
CT Fac. Spec. - SO2 Rate Annual v3.1, Unit 624 and retrofits | 299 | 7287 | Rate Constraint in lbs/MMBtu | FALSE | L | Annual | Seasons Included | Seasons | Winter, Spring, Summer, Fall | Winter, Spring, Summer, Fall | Winter, Spring, Summer, Fall | Winter, Spring, Summer, Fall | Winter, Spring, Summer, Fall | Winter, Spring, Summer, Fall | Winter, Spring, Summer, Fall
CT Fac. Spec. - SO2 Rate Annual v3.1, Unit 624 and retrofits | 299 | 7287 | Rate Constraint in lbs/MMBtu | FALSE | L | Annual | Standard SO2 | lb/MMBtu | 0.33 | 0.33 | 0.33 | 0.33 | 0.33 | 0.33 | 0.33
CT Fac. Spec. - SO2 Rate Annual v3.1, Unit 624 and retrofits | 299 | 7287 | Rate Constraint in lbs/MMBtu | FALSE | L | Annual | Emissions at Affected Plants SO2 | Thousand Tons | 0 | 0 | 0 | 0 | 0 | 0 | 0
CT Fac. Spec. - SO2 Rate Annual v3.1, Unit 624 and retrofits | 299 | 7287 | Rate Constraint in lbs/MMBtu | FALSE | L | Annual | Allowances Purchased SO2 | Thousand Tons | 0 | 0 | 0 | 0 | 0 | 0 | 0
CT Fac. Spec. - SO2 Rate Annual v3.1, Unit 624 and retrofits | 299 | 7287 | Rate Constraint in lbs/MMBtu | FALSE | L | Annual | Allowances Sold SO2 | Thousand Tons | 0 | 0 | 0 | 0 | 0 | 0 | 0
CT Fac. Spec. - SO2 Rate Annual v3.1, Unit 624 and retrofits | 299 | 7287 | Rate Constraint in lbs/MMBtu | FALSE | L | Annual | Allowances Banked | Thousand Tons | 0 | 0 | 0 | 0 | 0 | 0 | 0
CT Fac. Spec. - SO2 Rate Annual v3.1, Unit 624 and retrofits | 299 | 7287 | Rate Constraint in lbs/MMBtu | FALSE | L | Annual | Allowances Withdrawn (1:1) | Thousand Tons | 0 | 0 | 0 | 0 | 0 | 0 | 0
CT Fac. Spec. - SO2 Rate Annual v3.1, Unit 624 and retrofits | 299 | 7287 | Rate Constraint in lbs/MMBtu | FALSE | L | Annual | Allowances Withdrawn (1:n) | Thousand Tons | 0 | 0 | 0 | 0 | 0 | 0 | 0
CT Fac. Spec. - SO2 Rate Annual v3.1, Unit 624 and retrofits | 299 | 7287 | Rate Constraint in lbs/MMBtu | FALSE | L | Annual | Total | Thousand Tons | 0 | 0 | 0 | 0 | 0 | 0 | 0
CT Fac. Spec. - SO2 Rate Annual v3.1, Unit 624 and retrofits | 299 | 7287 | Rate Constraint in lbs/MMBtu | FALSE | L | Annual | Fuel Consumed | TBtu | 0.065267 | 0.069335 | 0.0069929 | 0 | 0 | 0 | 0
CT Fac. Spec. - SO2 Rate Annual v3.1, Unit 624 and retrofits | 299 | 7287 | Rate Constraint in lbs/MMBtu | FALSE | L | Annual | Rate | lb/MMBtu | 0 | 0 | 0 | 0 | 0 | 0 | 0
CT Fac. Spec. - SO2 Rate Annual v3.1, Unit 624 and retrofits | 299 | 7287 | Rate Constraint in lbs/MMBtu | FALSE | L | Annual | Generation | TWh | 0.0060742 | 0.0064528 | 0.00065081 | 0 | 0 | 0 | 0
CT Fac. Spec. - SO2 Rate Annual v3.1, Unit 624 and retrofits | 299 | 7287 | Rate Constraint in lbs/MMBtu | FALSE | L | Annual | Qualifying Generation | TWh | 0.0060742 | 0.0064528 | 0.00065081 | 0 | 0 | 0 | 0
CT Fac. Spec. - SO2 Rate Annual v3.1, Unit 624 and retrofits | 299 | 7287 | Rate Constraint in lbs/MMBtu | FALSE | L | Annual | Rate | lb/MWh | 0 | 0 | 0 | 0 | 0 | 0 | 0
CT Fac. Spec. - SO2 Rate Annual v3.1, Unit 624 and retrofits | 299 | 7287 | Rate Constraint in lbs/MMBtu | FALSE | L | Annual | Constraint Shadow Price | US2022$/Ton | 0 | 0 | 0 | 0 | 0 | 0 | 0
CT Fac. Spec. - SO2 Rate Annual v3.1, Unit 625 and retrofits | 300 | 7287 | Rate Constraint in lbs/MMBtu | FALSE | L | Annual | Seasons Included | Seasons | Winter, Spring, Summer, Fall | Winter, Spring, Summer, Fall | Winter, Spring, Summer, Fall | Winter, Spring, Summer, Fall | Winter, Spring, Summer, Fall | Winter, Spring, Summer, Fall | Winter, Spring, Summer, Fall
CT Fac. Spec. - SO2 Rate Annual v3.1, Unit 625 and retrofits | 300 | 7287 | Rate Constraint in lbs/MMBtu | FALSE | L | Annual | Standard SO2 | lb/MMBtu | 0.33 | 0.33 | 0.33 | 0.33 | 0.33 | 0.33 | 0.33
CT Fac. Spec. - SO2 Rate Annual v3.1, Unit 625 and retrofits | 300 | 7287 | Rate Constraint in lbs/MMBtu | FALSE | L | Annual | Emissions at Affected Plants SO2 | Thousand Tons | 0 | 0 | 0 | 0 | 0 | 0 | 0
CT Fac. Spec. - SO2 Rate Annual v3.1, Unit 625 and retrofits | 300 | 7287 | Rate Constraint in lbs/MMBtu | FALSE | L | Annual | Allowances Purchased SO2 | Thousand Tons | 0 | 0 | 0 | 0 | 0 | 0 | 0
CT Fac. Spec. - SO2 Rate Annual v3.1, Unit 625 and retrofits | 300 | 7287 | Rate Constraint in lbs/MMBtu | FALSE | L | Annual | Allowances Sold SO2 | Thousand Tons | 0 | 0 | 0 | 0 | 0 | 0 | 0
CT Fac. Spec. - SO2 Rate Annual v3.1, Unit 625 and retrofits | 300 | 7287 | Rate Constraint in lbs/MMBtu | FALSE | L | Annual | Allowances Banked | Thousand Tons | 0 | 0 | 0 | 0 | 0 | 0 | 0
CT Fac. Spec. - SO2 Rate Annual v3.1, Unit 625 and retrofits | 300 | 7287 | Rate Constraint in lbs/MMBtu | FALSE | L | Annual | Allowances Withdrawn (1:1) | Thousand Tons | 0 | 0 | 0 | 0 | 0 | 0 | 0
CT Fac. Spec. - SO2 Rate Annual v3.1, Unit 625 and retrofits | 300 | 7287 | Rate Constraint in lbs/MMBtu | FALSE | L | Annual | Allowances Withdrawn (1:n) | Thousand Tons | 0 | 0 | 0 | 0 | 0 | 0 | 0
CT Fac. Spec. - SO2 Rate Annual v3.1, Unit 625 and retrofits | 300 | 7287 | Rate Constraint in lbs/MMBtu | FALSE | L | Annual | Total | Thousand Tons | 0 | 0 | 0 | 0 | 0 | 0 | 0
CT Fac. Spec. - SO2 Rate Annual v3.1, Unit 625 and retrofits | 300 | 7287 | Rate Constraint in lbs/MMBtu | FALSE | L | Annual | Fuel Consumed | TBtu | 0.065267 | 0.069335 | 0.0069929 | 0 | 0 | 0 | 0
CT Fac. Spec. - SO2 Rate Annual v3.1, Unit 625 and retrofits | 300 | 7287 | Rate Constraint in lbs/MMBtu | FALSE | L | Annual | Rate | lb/MMBtu | 0 | 0 | 0 | 0 | 0 | 0 | 0
CT Fac. Spec. - SO2 Rate Annual v3.1, Unit 625 and retrofits | 300 | 7287 | Rate Constraint in lbs/MMBtu | FALSE | L | Annual | Generation | TWh | 0.0060742 | 0.0064528 | 0.00065081 | 0 | 0 | 0 | 0
CT Fac. Spec. - SO2 Rate Annual v3.1, Unit 625 and retrofits | 300 | 7287 | Rate Constraint in lbs/MMBtu | FALSE | L | Annual | Qualifying Generation | TWh | 0.0060742 | 0.0064528 | 0.00065081 | 0 | 0 | 0 | 0
CT Fac. Spec. - SO2 Rate Annual v3.1, Unit 625 and retrofits | 300 | 7287 | Rate Constraint in lbs/MMBtu | FALSE | L | Annual | Rate | lb/MWh | 0 | 0 | 0 | 0 | 0 | 0 | 0
CT Fac. Spec. - SO2 Rate Annual v3.1, Unit 625 and retrofits | 300 | 7287 | Rate Constraint in lbs/MMBtu | FALSE | L | Annual | Constraint Shadow Price | US2022$/Ton | 0 | 0 | 0 | 0 | 0 | 0 | 0
CT Fac. Spec. - SO2 Rate Annual v3.1, Unit 626 and retrofits | 301 | 7287 | Rate Constraint in lbs/MMBtu | FALSE | L | Annual | Seasons Included | Seasons | Winter, Spring, Summer, Fall | Winter, Spring, Summer, Fall | Winter, Spring, Summer, Fall | Winter, Spring, Summer, Fall | Winter, Spring, Summer, Fall | Winter, Spring, Summer, Fall | Winter, Spring, Summer, Fall
CT Fac. Spec. - SO2 Rate Annual v3.1, Unit 626 and retrofits | 301 | 7287 | Rate Constraint in lbs/MMBtu | FALSE | L | Annual | Standard SO2 | lb/MMBtu | 0.33 | 0.33 | 0.33 | 0.33 | 0.33 | 0.33 | 0.33
CT Fac. Spec. - SO2 Rate Annual v3.1, Unit 626 and retrofits | 301 | 7287 | Rate Constraint in lbs/MMBtu | FALSE | L | Annual | Emissions at Affected Plants SO2 | Thousand Tons | 0 | 0 | 0 | 0 | 0 | 0 | 0
CT Fac. Spec. - SO2 Rate Annual v3.1, Unit 626 and retrofits | 301 | 7287 | Rate Constraint in lbs/MMBtu | FALSE | L | Annual | Allowances Purchased SO2 | Thousand Tons | 0 | 0 | 0 | 0 | 0 | 0 | 0
CT Fac. Spec. - SO2 Rate Annual v3.1, Unit 626 and retrofits | 301 | 7287 | Rate Constraint in lbs/MMBtu | FALSE | L | Annual | Allowances Sold SO2 | Thousand Tons | 0 | 0 | 0 | 0 | 0 | 0 | 0
CT Fac. Spec. - SO2 Rate Annual v3.1, Unit 626 and retrofits | 301 | 7287 | Rate Constraint in lbs/MMBtu | FALSE | L | Annual | Allowances Banked | Thousand Tons | 0 | 0 | 0 | 0 | 0 | 0 | 0
CT Fac. Spec. - SO2 Rate Annual v3.1, Unit 626 and retrofits | 301 | 7287 | Rate Constraint in lbs/MMBtu | FALSE | L | Annual | Allowances Withdrawn (1:1) | Thousand Tons | 0 | 0 | 0 | 0 | 0 | 0 | 0
CT Fac. Spec. - SO2 Rate Annual v3.1, Unit 626 and retrofits | 301 | 7287 | Rate Constraint in lbs/MMBtu | FALSE | L | Annual | Allowances Withdrawn (1:n) | Thousand Tons | 0 | 0 | 0 | 0 | 0 | 0 | 0
CT Fac. Spec. - SO2 Rate Annual v3.1, Unit 626 and retrofits | 301 | 7287 | Rate Constraint in lbs/MMBtu | FALSE | L | Annual | Total | Thousand Tons | 0 | 0 | 0 | 0 | 0 | 0 | 0
CT Fac. Spec. - SO2 Rate Annual v3.1, Unit 626 and retrofits | 301 | 7287 | Rate Constraint in lbs/MMBtu | FALSE | L | Annual | Fuel Consumed | TBtu | 0.065267 | 0.069335 | 0.0069929 | 0 | 0 | 0 | 0
CT Fac. Spec. - SO2 Rate Annual v3.1, Unit 626 and retrofits | 301 | 7287 | Rate Constraint in lbs/MMBtu | FALSE | L | Annual | Rate | lb/MMBtu | 0 | 0 | 0 | 0 | 0 | 0 | 0
CT Fac. Spec. - SO2 Rate Annual v3.1, Unit 626 and retrofits | 301 | 7287 | Rate Constraint in lbs/MMBtu | FALSE | L | Annual | Generation | TWh | 0.0060742 | 0.0064528 | 0.00065081 | 0 | 0 | 0 | 0
CT Fac. Spec. - SO2 Rate Annual v3.1, Unit 626 and retrofits | 301 | 7287 | Rate Constraint in lbs/MMBtu | FALSE | L | Annual | Qualifying Generation | TWh | 0.0060742 | 0.0064528 | 0.00065081 | 0 | 0 | 0 | 0
CT Fac. Spec. - SO2 Rate Annual v3.1, Unit 626 and retrofits | 301 | 7287 | Rate Constraint in lbs/MMBtu | FALSE | L | Annual | Rate | lb/MWh | 0 | 0 | 0 | 0 | 0 | 0 | 0
CT Fac. Spec. - SO2 Rate Annual v3.1, Unit 626 and retrofits | 301 | 7287 | Rate Constraint in lbs/MMBtu | FALSE | L | Annual | Constraint Shadow Price | US2022$/Ton | 0 | 0 | 0 | 0 | 0 | 0 | 0
CT Fac. Spec. - SO2 Rate Annual v3.1, Unit 627 and retrofits | 302 | 7287 | Rate Constraint in lbs/MMBtu | FALSE | L | Annual | Seasons Included | Seasons | Winter, Spring, Summer, Fall | Winter, Spring, Summer, Fall | Winter, Spring, Summer, Fall | Winter, Spring, Summer, Fall | Winter, Spring, Summer, Fall | Winter, Spring, Summer, Fall | Winter, Spring, Summer, Fall
CT Fac. Spec. - SO2 Rate Annual v3.1, Unit 627 and retrofits | 302 | 7287 | Rate Constraint in lbs/MMBtu | FALSE | L | Annual | Standard SO2 | lb/MMBtu | 0.33 | 0.33 | 0.33 | 0.33 | 0.33 | 0.33 | 0.33
CT Fac. Spec. - SO2 Rate Annual v3.1, Unit 627 and retrofits | 302 | 7287 | Rate Constraint in lbs/MMBtu | FALSE | L | Annual | Emissions at Affected Plants SO2 | Thousand Tons | 0 | 0 | 0 | 0 | 0 | 0 | 0
CT Fac. Spec. - SO2 Rate Annual v3.1, Unit 627 and retrofits | 302 | 7287 | Rate Constraint in lbs/MMBtu | FALSE | L | Annual | Allowances Purchased SO2 | Thousand Tons | 0 | 0 | 0 | 0 | 0 | 0 | 0
CT Fac. Spec. - SO2 Rate Annual v3.1, Unit 627 and retrofits | 302 | 7287 | Rate Constraint in lbs/MMBtu | FALSE | L | Annual | Allowances Sold SO2 | Thousand Tons | 0 | 0 | 0 | 0 | 0 | 0 | 0
CT Fac. Spec. - SO2 Rate Annual v3.1, Unit 627 and retrofits | 302 | 7287 | Rate Constraint in lbs/MMBtu | FALSE | L | Annual | Allowances Banked | Thousand Tons | 0 | 0 | 0 | 0 | 0 | 0 | 0
CT Fac. Spec. - SO2 Rate Annual v3.1, Unit 627 and retrofits | 302 | 7287 | Rate Constraint in lbs/MMBtu | FALSE | L | Annual | Allowances Withdrawn (1:1) | Thousand Tons | 0 | 0 | 0 | 0 | 0 | 0 | 0
CT Fac. Spec. - SO2 Rate Annual v3.1, Unit 627 and retrofits | 302 | 7287 | Rate Constraint in lbs/MMBtu | FALSE | L | Annual | Allowances Withdrawn (1:n) | Thousand Tons | 0 | 0 | 0 | 0 | 0 | 0 | 0
CT Fac. Spec. - SO2 Rate Annual v3.1, Unit 627 and retrofits | 302 | 7287 | Rate Constraint in lbs/MMBtu | FALSE | L | Annual | Total | Thousand Tons | 0 | 0 | 0 | 0 | 0 | 0 | 0
CT Fac. Spec. - SO2 Rate Annual v3.1, Unit 627 and retrofits | 302 | 7287 | Rate Constraint in lbs/MMBtu | FALSE | L | Annual | Fuel Consumed | TBtu | 0.065267 | 0.069335 | 0.0069929 | 0 | 0 | 0 | 0
CT Fac. Spec. - SO2 Rate Annual v3.1, Unit 627 and retrofits | 302 | 7287 | Rate Constraint in lbs/MMBtu | FALSE | L | Annual | Rate | lb/MMBtu | 0 | 0 | 0 | 0 | 0 | 0 | 0
CT Fac. Spec. - SO2 Rate Annual v3.1, Unit 627 and retrofits | 302 | 7287 | Rate Constraint in lbs/MMBtu | FALSE | L | Annual | Generation | TWh | 0.0060742 | 0.0064528 | 0.00065081 | 0 | 0 | 0 | 0
CT Fac. Spec. - SO2 Rate Annual v3.1, Unit 627 and retrofits | 302 | 7287 | Rate Constraint in lbs/MMBtu | FALSE | L | Annual | Qualifying Generation | TWh | 0.0060742 | 0.0064528 | 0.00065081 | 0 | 0 | 0 | 0
CT Fac. Spec. - SO2 Rate Annual v3.1, Unit 627 and retrofits | 302 | 7287 | Rate Constraint in lbs/MMBtu | FALSE | L | Annual | Rate | lb/MWh | 0 | 0 | 0 | 0 | 0 | 0 | 0
CT Fac. Spec. - SO2 Rate Annual v3.1, Unit 627 and retrofits | 302 | 7287 | Rate Constraint in lbs/MMBtu | FALSE | L | Annual | Constraint Shadow Price | US2022$/Ton | 0 | 0 | 0 | 0 | 0 | 0 | 0
CT Fac. Spec. - SO2 Rate Annual v3.1, Unit 628 and retrofits | 303 | 7287 | Rate Constraint in lbs/MMBtu | FALSE | L | Annual | Seasons Included | Seasons | Winter, Spring, Summer, Fall | Winter, Spring, Summer, Fall | Winter, Spring, Summer, Fall | Winter, Spring, Summer, Fall | Winter, Spring, Summer, Fall | Winter, Spring, Summer, Fall | Winter, Spring, Summer, Fall
CT Fac. Spec. - SO2 Rate Annual v3.1, Unit 628 and retrofits | 303 | 7287 | Rate Constraint in lbs/MMBtu | FALSE | L | Annual | Standard SO2 | lb/MMBtu | 0.33 | 0.33 | 0.33 | 0.33 | 0.33 | 0.33 | 0.33
CT Fac. Spec. - SO2 Rate Annual v3.1, Unit 628 and retrofits | 303 | 7287 | Rate Constraint in lbs/MMBtu | FALSE | L | Annual | Emissions at Affected Plants SO2 | Thousand Tons | 0 | 0 | 0 | 0 | 0 | 0 | 0
CT Fac. Spec. - SO2 Rate Annual v3.1, Unit 628 and retrofits | 303 | 7287 | Rate Constraint in lbs/MMBtu | FALSE | L | Annual | Allowances Purchased SO2 | Thousand Tons | 0 | 0 | 0 | 0 | 0 | 0 | 0
CT Fac. Spec. - SO2 Rate Annual v3.1, Unit 628 and retrofits | 303 | 7287 | Rate Constraint in lbs/MMBtu | FALSE | L | Annual | Allowances Sold SO2 | Thousand Tons | 0 | 0 | 0 | 0 | 0 | 0 | 0
CT Fac. Spec. - SO2 Rate Annual v3.1, Unit 628 and retrofits | 303 | 7287 | Rate Constraint in lbs/MMBtu | FALSE | L | Annual | Allowances Banked | Thousand Tons | 0 | 0 | 0 | 0 | 0 | 0 | 0
CT Fac. Spec. - SO2 Rate Annual v3.1, Unit 628 and retrofits | 303 | 7287 | Rate Constraint in lbs/MMBtu | FALSE | L | Annual | Allowances Withdrawn (1:1) | Thousand Tons | 0 | 0 | 0 | 0 | 0 | 0 | 0
CT Fac. Spec. - SO2 Rate Annual v3.1, Unit 628 and retrofits | 303 | 7287 | Rate Constraint in lbs/MMBtu | FALSE | L | Annual | Allowances Withdrawn (1:n) | Thousand Tons | 0 | 0 | 0 | 0 | 0 | 0 | 0
CT Fac. Spec. - SO2 Rate Annual v3.1, Unit 628 and retrofits | 303 | 7287 | Rate Constraint in lbs/MMBtu | FALSE | L | Annual | Total | Thousand Tons | 0 | 0 | 0 | 0 | 0 | 0 | 0
CT Fac. Spec. - SO2 Rate Annual v3.1, Unit 628 and retrofits | 303 | 7287 | Rate Constraint in lbs/MMBtu | FALSE | L | Annual | Fuel Consumed | TBtu | 0.021694 | 0.025041 | 0 | 0 | 0 | 0 | 0
CT Fac. Spec. - SO2 Rate Annual v3.1, Unit 628 and retrofits | 303 | 7287 | Rate Constraint in lbs/MMBtu | FALSE | L | Annual | Rate | lb/MMBtu | 0 | 0 | 0 | 0 | 0 | 0 | 0
CT Fac. Spec. - SO2 Rate Annual v3.1, Unit 628 and retrofits | 303 | 7287 | Rate Constraint in lbs/MMBtu | FALSE | L | Annual | Generation | TWh | 0.0020121 | 0.0023225 | 0 | 0 | 0 | 0 | 0
CT Fac. Spec. - SO2 Rate Annual v3.1, Unit 628 and retrofits | 303 | 7287 | Rate Constraint in lbs/MMBtu | FALSE | L | Annual | Qualifying Generation | TWh | 0.0020121 | 0.0023225 | 0 | 0 | 0 | 0 | 0
CT Fac. Spec. - SO2 Rate Annual v3.1, Unit 628 and retrofits | 303 | 7287 | Rate Constraint in lbs/MMBtu | FALSE | L | Annual | Rate | lb/MWh | 0 | 0 | 0 | 0 | 0 | 0 | 0
CT Fac. Spec. - SO2 Rate Annual v3.1, Unit 628 and retrofits | 303 | 7287 | Rate Constraint in lbs/MMBtu | FALSE | L | Annual | Constraint Shadow Price | US2022$/Ton | 0 | 0 | 0 | 0 | 0 | 0 | 0
CT Fac. Spec. - SO2 Rate Annual v3.1, Unit 629 and retrofits | 304 | 7287 | Rate Constraint in lbs/MMBtu | FALSE | L | Annual | Seasons Included | Seasons | Winter, Spring, Summer, Fall | Winter, Spring, Summer, Fall | Winter, Spring, Summer, Fall | Winter, Spring, Summer, Fall | Winter, Spring, Summer, Fall | Winter, Spring, Summer, Fall | Winter, Spring, Summer, Fall
CT Fac. Spec. - SO2 Rate Annual v3.1, Unit 629 and retrofits | 304 | 7287 | Rate Constraint in lbs/MMBtu | FALSE | L | Annual | Standard SO2 | lb/MMBtu | 0.33 | 0.33 | 0.33 | 0.33 | 0.33 | 0.33 | 0.33
CT Fac. Spec. - SO2 Rate Annual v3.1, Unit 629 and retrofits | 304 | 7287 | Rate Constraint in lbs/MMBtu | FALSE | L | Annual | Emissions at Affected Plants SO2 | Thousand Tons | 0 | 0 | 0 | 0 | 0 | 0 | 0
CT Fac. Spec. - SO2 Rate Annual v3.1, Unit 629 and retrofits | 304 | 7287 | Rate Constraint in lbs/MMBtu | FALSE | L | Annual | Allowances Purchased SO2 | Thousand Tons | 0 | 0 | 0 | 0 | 0 | 0 | 0
CT Fac. Spec. - SO2 Rate Annual v3.1, Unit 629 and retrofits | 304 | 7287 | Rate Constraint in lbs/MMBtu | FALSE | L | Annual | Allowances Sold SO2 | Thousand Tons | 0 | 0 | 0 | 0 | 0 | 0 | 0
CT Fac. Spec. - SO2 Rate Annual v3.1, Unit 629 and retrofits | 304 | 7287 | Rate Constraint in lbs/MMBtu | FALSE | L | Annual | Allowances Banked | Thousand Tons | 0 | 0 | 0 | 0 | 0 | 0 | 0
CT Fac. Spec. - SO2 Rate Annual v3.1, Unit 629 and retrofits | 304 | 7287 | Rate Constraint in lbs/MMBtu | FALSE | L | Annual | Allowances Withdrawn (1:1) | Thousand Tons | 0 | 0 | 0 | 0 | 0 | 0 | 0
CT Fac. Spec. - SO2 Rate Annual v3.1, Unit 629 and retrofits | 304 | 7287 | Rate Constraint in lbs/MMBtu | FALSE | L | Annual | Allowances Withdrawn (1:n) | Thousand Tons | 0 | 0 | 0 | 0 | 0 | 0 | 0
CT Fac. Spec. - SO2 Rate Annual v3.1, Unit 629 and retrofits | 304 | 7287 | Rate Constraint in lbs/MMBtu | FALSE | L | Annual | Total | Thousand Tons | 0 | 0 | 0 | 0 | 0 | 0 | 0
CT Fac. Spec. - SO2 Rate Annual v3.1, Unit 629 and retrofits | 304 | 7287 | Rate Constraint in lbs/MMBtu | FALSE | L | Annual | Fuel Consumed | TBtu | 0.021189 | 0.022304 | 0 | 0 | 0 | 0 | 0
CT Fac. Spec. - SO2 Rate Annual v3.1, Unit 629 and retrofits | 304 | 7287 | Rate Constraint in lbs/MMBtu | FALSE | L | Annual | Rate | lb/MMBtu | 0 | 0 | 0 | 0 | 0 | 0 | 0
CT Fac. Spec. - SO2 Rate Annual v3.1, Unit 629 and retrofits | 304 | 7287 | Rate Constraint in lbs/MMBtu | FALSE | L | Annual | Generation | TWh | 0.001965 | 0.0020684 | 0 | 0 | 0 | 0 | 0
CT Fac. Spec. - SO2 Rate Annual v3.1, Unit 629 and retrofits | 304 | 7287 | Rate Constraint in lbs/MMBtu | FALSE | L | Annual | Qualifying Generation | TWh | 0.001965 | 0.0020684 | 0 | 0 | 0 | 0 | 0
CT Fac. Spec. - SO2 Rate Annual v3.1, Unit 629 and retrofits | 304 | 7287 | Rate Constraint in lbs/MMBtu | FALSE | L | Annual | Rate | lb/MWh | 0 | 0 | 0 | 0 | 0 | 0 | 0
CT Fac. Spec. - SO2 Rate Annual v3.1, Unit 629 and retrofits | 304 | 7287 | Rate Constraint in lbs/MMBtu | FALSE | L | Annual | Constraint Shadow Price | US2022$/Ton | 0 | 0 | 0 | 0 | 0 | 0 | 0
CT Fac. Spec. - SO2 Rate Annual v3.1, Unit 630 and retrofits | 305 | 7287 | Rate Constraint in lbs/MMBtu | FALSE | L | Annual | Seasons Included | Seasons | Winter, Spring, Summer, Fall | Winter, Spring, Summer, Fall | Winter, Spring, Summer, Fall | Winter, Spring, Summer, Fall | Winter, Spring, Summer, Fall | Winter, Spring, Summer, Fall | Winter, Spring, Summer, Fall
CT Fac. Spec. - SO2 Rate Annual v3.1, Unit 630 and retrofits | 305 | 7287 | Rate Constraint in lbs/MMBtu | FALSE | L | Annual | Standard SO2 | lb/MMBtu | 0.33 | 0.33 | 0.33 | 0.33 | 0.33 | 0.33 | 0.33
CT Fac. Spec. - SO2 Rate Annual v3.1, Unit 630 and retrofits | 305 | 7287 | Rate Constraint in lbs/MMBtu | FALSE | L | Annual | Emissions at Affected Plants SO2 | Thousand Tons | 0 | 0 | 0 | 0 | 0 | 0 | 0
CT Fac. Spec. - SO2 Rate Annual v3.1, Unit 630 and retrofits | 305 | 7287 | Rate Constraint in lbs/MMBtu | FALSE | L | Annual | Allowances Purchased SO2 | Thousand Tons | 0 | 0 | 0 | 0 | 0 | 0 | 0
CT Fac. Spec. - SO2 Rate Annual v3.1, Unit 630 and retrofits | 305 | 7287 | Rate Constraint in lbs/MMBtu | FALSE | L | Annual | Allowances Sold SO2 | Thousand Tons | 0 | 0 | 0 | 0 | 0 | 0 | 0
CT Fac. Spec. - SO2 Rate Annual v3.1, Unit 630 and retrofits | 305 | 7287 | Rate Constraint in lbs/MMBtu | FALSE | L | Annual | Allowances Banked | Thousand Tons | 0 | 0 | 0 | 0 | 0 | 0 | 0
CT Fac. Spec. - SO2 Rate Annual v3.1, Unit 630 and retrofits | 305 | 7287 | Rate Constraint in lbs/MMBtu | FALSE | L | Annual | Allowances Withdrawn (1:1) | Thousand Tons | 0 | 0 | 0 | 0 | 0 | 0 | 0
CT Fac. Spec. - SO2 Rate Annual v3.1, Unit 630 and retrofits | 305 | 7287 | Rate Constraint in lbs/MMBtu | FALSE | L | Annual | Allowances Withdrawn (1:n) | Thousand Tons | 0 | 0 | 0 | 0 | 0 | 0 | 0
CT Fac. Spec. - SO2 Rate Annual v3.1, Unit 630 and retrofits | 305 | 7287 | Rate Constraint in lbs/MMBtu | FALSE | L | Annual | Total | Thousand Tons | 0 | 0 | 0 | 0 | 0 | 0 | 0
CT Fac. Spec. - SO2 Rate Annual v3.1, Unit 630 and retrofits | 305 | 7287 | Rate Constraint in lbs/MMBtu | FALSE | L | Annual | Fuel Consumed | TBtu | 0.021187 | 0.022565 | 0 | 0 | 0 | 0 | 0
CT Fac. Spec. - SO2 Rate Annual v3.1, Unit 630 and retrofits | 305 | 7287 | Rate Constraint in lbs/MMBtu | FALSE | L | Annual | Rate | lb/MMBtu | 0 | 0 | 0 | 0 | 0 | 0 | 0
CT Fac. Spec. - SO2 Rate Annual v3.1, Unit 630 and retrofits | 305 | 7287 | Rate Constraint in lbs/MMBtu | FALSE | L | Annual | Generation | TWh | 0.001965 | 0.0020928 | 0 | 0 | 0 | 0 | 0
CT Fac. Spec. - SO2 Rate Annual v3.1, Unit 630 and retrofits | 305 | 7287 | Rate Constraint in lbs/MMBtu | FALSE | L | Annual | Qualifying Generation | TWh | 0.001965 | 0.0020928 | 0 | 0 | 0 | 0 | 0
CT Fac. Spec. - SO2 Rate Annual v3.1, Unit 630 and retrofits | 305 | 7287 | Rate Constraint in lbs/MMBtu | FALSE | L | Annual | Rate | lb/MWh | 0 | 0 | 0 | 0 | 0 | 0 | 0
CT Fac. Spec. - SO2 Rate Annual v3.1, Unit 630 and retrofits | 305 | 7287 | Rate Constraint in lbs/MMBtu | FALSE | L | Annual | Constraint Shadow Price | US2022$/Ton | 0 | 0 | 0 | 0 | 0 | 0 | 0
CT Fac. Spec. - SO2 Rate Annual v3.1, Unit 631 and retrofits | 306 | 7287 | Rate Constraint in lbs/MMBtu | FALSE | L | Annual | Seasons Included | Seasons | Winter, Spring, Summer, Fall | Winter, Spring, Summer, Fall | Winter, Spring, Summer, Fall | Winter, Spring, Summer, Fall | Winter, Spring, Summer, Fall | Winter, Spring, Summer, Fall | Winter, Spring, Summer, Fall
CT Fac. Spec. - SO2 Rate Annual v3.1, Unit 631 and retrofits | 306 | 7287 | Rate Constraint in lbs/MMBtu | FALSE | L | Annual | Standard SO2 | lb/MMBtu | 0.33 | 0.33 | 0.33 | 0.33 | 0.33 | 0.33 | 0.33
CT Fac. Spec. - SO2 Rate Annual v3.1, Unit 631 and retrofits | 306 | 7287 | Rate Constraint in lbs/MMBtu | FALSE | L | Annual | Emissions at Affected Plants SO2 | Thousand Tons | 0 | 0 | 0 | 0 | 0 | 0 | 0
CT Fac. Spec. - SO2 Rate Annual v3.1, Unit 631 and retrofits | 306 | 7287 | Rate Constraint in lbs/MMBtu | FALSE | L | Annual | Allowances Purchased SO2 | Thousand Tons | 0 | 0 | 0 | 0 | 0 | 0 | 0
CT Fac. Spec. - SO2 Rate Annual v3.1, Unit 631 and retrofits | 306 | 7287 | Rate Constraint in lbs/MMBtu | FALSE | L | Annual | Allowances Sold SO2 | Thousand Tons | 0 | 0 | 0 | 0 | 0 | 0 | 0
CT Fac. Spec. - SO2 Rate Annual v3.1, Unit 631 and retrofits | 306 | 7287 | Rate Constraint in lbs/MMBtu | FALSE | L | Annual | Allowances Banked | Thousand Tons | 0 | 0 | 0 | 0 | 0 | 0 | 0
CT Fac. Spec. - SO2 Rate Annual v3.1, Unit 631 and retrofits | 306 | 7287 | Rate Constraint in lbs/MMBtu | FALSE | L | Annual | Allowances Withdrawn (1:1) | Thousand Tons | 0 | 0 | 0 | 0 | 0 | 0 | 0
CT Fac. Spec. - SO2 Rate Annual v3.1, Unit 631 and retrofits | 306 | 7287 | Rate Constraint in lbs/MMBtu | FALSE | L | Annual | Allowances Withdrawn (1:n) | Thousand Tons | 0 | 0 | 0 | 0 | 0 | 0 | 0
CT Fac. Spec. - SO2 Rate Annual v3.1, Unit 631 and retrofits | 306 | 7287 | Rate Constraint in lbs/MMBtu | FALSE | L | Annual | Total | Thousand Tons | 0 | 0 | 0 | 0 | 0 | 0 | 0
CT Fac. Spec. - SO2 Rate Annual v3.1, Unit 631 and retrofits | 306 | 7287 | Rate Constraint in lbs/MMBtu | FALSE | L | Annual | Fuel Consumed | TBtu | 0.021549 | 0.0229 | 0 | 0 | 0 | 0 | 0
CT Fac. Spec. - SO2 Rate Annual v3.1, Unit 631 and retrofits | 306 | 7287 | Rate Constraint in lbs/MMBtu | FALSE | L | Annual | Rate | lb/MMBtu | 0 | 0 | 0 | 0 | 0 | 0 | 0
CT Fac. Spec. - SO2 Rate Annual v3.1, Unit 631 and retrofits | 306 | 7287 | Rate Constraint in lbs/MMBtu | FALSE | L | Annual | Generation | TWh | 0.0019986 | 0.0021239 | 0 | 0 | 0 | 0 | 0
CT Fac. Spec. - SO2 Rate Annual v3.1, Unit 631 and retrofits | 306 | 7287 | Rate Constraint in lbs/MMBtu | FALSE | L | Annual | Qualifying Generation | TWh | 0.0019986 | 0.0021239 | 0 | 0 | 0 | 0 | 0
CT Fac. Spec. - SO2 Rate Annual v3.1, Unit 631 and retrofits | 306 | 7287 | Rate Constraint in lbs/MMBtu | FALSE | L | Annual | Rate | lb/MWh | 0 | 0 | 0 | 0 | 0 | 0 | 0
CT Fac. Spec. - SO2 Rate Annual v3.1, Unit 631 and retrofits | 306 | 7287 | Rate Constraint in lbs/MMBtu | FALSE | L | Annual | Constraint Shadow Price | US2022$/Ton | 0 | 0 | 0 | 0 | 0 | 0 | 0
CT Fac. Spec. - SO2 Rate Annual v3.1, Unit 632 and retrofits | 307 | 7287 | Rate Constraint in lbs/MMBtu | FALSE | L | Annual | Seasons Included | Seasons | Winter, Spring, Summer, Fall | Winter, Spring, Summer, Fall | Winter, Spring, Summer, Fall | Winter, Spring, Summer, Fall | Winter, Spring, Summer, Fall | Winter, Spring, Summer, Fall | Winter, Spring, Summer, Fall
CT Fac. Spec. - SO2 Rate Annual v3.1, Unit 632 and retrofits | 307 | 7287 | Rate Constraint in lbs/MMBtu | FALSE | L | Annual | Standard SO2 | lb/MMBtu | 0.33 | 0.33 | 0.33 | 0.33 | 0.33 | 0.33 | 0.33
CT Fac. Spec. - SO2 Rate Annual v3.1, Unit 632 and retrofits | 307 | 7287 | Rate Constraint in lbs/MMBtu | FALSE | L | Annual | Emissions at Affected Plants SO2 | Thousand Tons | 0 | 0 | 0 | 0 | 0 | 0 | 0
CT Fac. Spec. - SO2 Rate Annual v3.1, Unit 632 and retrofits | 307 | 7287 | Rate Constraint in lbs/MMBtu | FALSE | L | Annual | Allowances Purchased SO2 | Thousand Tons | 0 | 0 | 0 | 0 | 0 | 0 | 0
CT Fac. Spec. - SO2 Rate Annual v3.1, Unit 632 and retrofits | 307 | 7287 | Rate Constraint in lbs/MMBtu | FALSE | L | Annual | Allowances Sold SO2 | Thousand Tons | 0 | 0 | 0 | 0 | 0 | 0 | 0
CT Fac. Spec. - SO2 Rate Annual v3.1, Unit 632 and retrofits | 307 | 7287 | Rate Constraint in lbs/MMBtu | FALSE | L | Annual | Allowances Banked | Thousand Tons | 0 | 0 | 0 | 0 | 0 | 0 | 0
CT Fac. Spec. - SO2 Rate Annual v3.1, Unit 632 and retrofits | 307 | 7287 | Rate Constraint in lbs/MMBtu | FALSE | L | Annual | Allowances Withdrawn (1:1) | Thousand Tons | 0 | 0 | 0 | 0 | 0 | 0 | 0
CT Fac. Spec. - SO2 Rate Annual v3.1, Unit 632 and retrofits | 307 | 7287 | Rate Constraint in lbs/MMBtu | FALSE | L | Annual | Allowances Withdrawn (1:n) | Thousand Tons | 0 | 0 | 0 | 0 | 0 | 0 | 0
CT Fac. Spec. - SO2 Rate Annual v3.1, Unit 632 and retrofits | 307 | 7287 | Rate Constraint in lbs/MMBtu | FALSE | L | Annual | Total | Thousand Tons | 0 | 0 | 0 | 0 | 0 | 0 | 0
CT Fac. Spec. - SO2 Rate Annual v3.1, Unit 632 and retrofits | 307 | 7287 | Rate Constraint in lbs/MMBtu | FALSE | L | Annual | Fuel Consumed | TBtu | 0.059746 | 0.062891 | 0 | 0 | 0 | 0 | 0
CT Fac. Spec. - SO2 Rate Annual v3.1, Unit 632 and retrofits | 307 | 7287 | Rate Constraint in lbs/MMBtu | FALSE | L | Annual | Rate | lb/MMBtu | 0 | 0 | 0 | 0 | 0 | 0 | 0
CT Fac. Spec. - SO2 Rate Annual v3.1, Unit 632 and retrofits | 307 | 7287 | Rate Constraint in lbs/MMBtu | FALSE | L | Annual | Generation | TWh | 0.0050448 | 0.0053104 | 0 | 0 | 0 | 0 | 0
CT Fac. Spec. - SO2 Rate Annual v3.1, Unit 632 and retrofits | 307 | 7287 | Rate Constraint in lbs/MMBtu | FALSE | L | Annual | Qualifying Generation | TWh | 0.0050448 | 0.0053104 | 0 | 0 | 0 | 0 | 0
CT Fac. Spec. - SO2 Rate Annual v3.1, Unit 632 and retrofits | 307 | 7287 | Rate Constraint in lbs/MMBtu | FALSE | L | Annual | Rate | lb/MWh | 0 | 0 | 0 | 0 | 0 | 0 | 0
CT Fac. Spec. - SO2 Rate Annual v3.1, Unit 632 and retrofits | 307 | 7287 | Rate Constraint in lbs/MMBtu | FALSE | L | Annual | Constraint Shadow Price | US2022$/Ton | 0 | 0 | 0 | 0 | 0 | 0 | 0
CT Fac. Spec. - SO2 Rate Annual v3.1, Unit 1717 and retrofits | 308 | 7287 | Rate Constraint in lbs/MMBtu | FALSE | L | Annual | Seasons Included | Seasons | Winter, Spring, Summer, Fall | Winter, Spring, Summer, Fall | Winter, Spring, Summer, Fall | Winter, Spring, Summer, Fall | Winter, Spring, Summer, Fall | Winter, Spring, Summer, Fall | Winter, Spring, Summer, Fall
CT Fac. Spec. - SO2 Rate Annual v3.1, Unit 1717 and retrofits | 308 | 7287 | Rate Constraint in lbs/MMBtu | FALSE | L | Annual | Standard SO2 | lb/MMBtu | 0.33 | 0.33 | 0.33 | 0.33 | 0.33 | 0.33 | 0.33
CT Fac. Spec. - SO2 Rate Annual v3.1, Unit 1717 and retrofits | 308 | 7287 | Rate Constraint in lbs/MMBtu | FALSE | L | Annual | Emissions at Affected Plants SO2 | Thousand Tons | 0 | 0 | 0 | 0 | 0 | 0 | 0
CT Fac. Spec. - SO2 Rate Annual v3.1, Unit 1717 and retrofits | 308 | 7287 | Rate Constraint in lbs/MMBtu | FALSE | L | Annual | Allowances Purchased SO2 | Thousand Tons | 0 | 0 | 0 | 0 | 0 | 0 | 0
CT Fac. Spec. - SO2 Rate Annual v3.1, Unit 1717 and retrofits | 308 | 7287 | Rate Constraint in lbs/MMBtu | FALSE | L | Annual | Allowances Sold SO2 | Thousand Tons | 0 | 0 | 0 | 0 | 0 | 0 | 0
CT Fac. Spec. - SO2 Rate Annual v3.1, Unit 1717 and retrofits | 308 | 7287 | Rate Constraint in lbs/MMBtu | FALSE | L | Annual | Allowances Banked | Thousand Tons | 0 | 0 | 0 | 0 | 0 | 0 | 0
CT Fac. Spec. - SO2 Rate Annual v3.1, Unit 1717 and retrofits | 308 | 7287 | Rate Constraint in lbs/MMBtu | FALSE | L | Annual | Allowances Withdrawn (1:1) | Thousand Tons | 0 | 0 | 0 | 0 | 0 | 0 | 0
CT Fac. Spec. - SO2 Rate Annual v3.1, Unit 1717 and retrofits | 308 | 7287 | Rate Constraint in lbs/MMBtu | FALSE | L | Annual | Allowances Withdrawn (1:n) | Thousand Tons | 0 | 0 | 0 | 0 | 0 | 0 | 0
CT Fac. Spec. - SO2 Rate Annual v3.1, Unit 1717 and retrofits | 308 | 7287 | Rate Constraint in lbs/MMBtu | FALSE | L | Annual | Total | Thousand Tons | 0 | 0 | 0 | 0 | 0 | 0 | 0
CT Fac. Spec. - SO2 Rate Annual v3.1, Unit 1717 and retrofits | 308 | 7287 | Rate Constraint in lbs/MMBtu | FALSE | L | Annual | Fuel Consumed | TBtu | 7.5493 | 7.4642 | 5.807 | 0 | 0 | 0 | 0
CT Fac. Spec. - SO2 Rate Annual v3.1, Unit 1717 and retrofits | 308 | 7287 | Rate Constraint in lbs/MMBtu | FALSE | L | Annual | Rate | lb/MMBtu | 0 | 0 | 0 | 0 | 0 | 0 | 0
CT Fac. Spec. - SO2 Rate Annual v3.1, Unit 1717 and retrofits | 308 | 7287 | Rate Constraint in lbs/MMBtu | FALSE | L | Annual | Generation | TWh | 1.0637 | 1.0517 | 0.81823 | 0 | 0 | 0 | 0
CT Fac. Spec. - SO2 Rate Annual v3.1, Unit 1717 and retrofits | 308 | 7287 | Rate Constraint in lbs/MMBtu | FALSE | L | Annual | Qualifying Generation | TWh | 1.0637 | 1.0517 | 0.81823 | 0 | 0 | 0 | 0
CT Fac. Spec. - SO2 Rate Annual v3.1, Unit 1717 and retrofits | 308 | 7287 | Rate Constraint in lbs/MMBtu | FALSE | L | Annual | Rate | lb/MWh | 0 | 0 | 0 | 0 | 0 | 0 | 0
CT Fac. Spec. - SO2 Rate Annual v3.1, Unit 1717 and retrofits | 308 | 7287 | Rate Constraint in lbs/MMBtu | FALSE | L | Annual | Constraint Shadow Price | US2022$/Ton | 0 | 0 | 0 | 0 | 0 | 0 | 0
CT Fac. Spec. - SO2 Rate Annual v3.1, Unit 1718 and retrofits | 309 | 7287 | Rate Constraint in lbs/MMBtu | FALSE | L | Annual | Seasons Included | Seasons | Winter, Spring, Summer, Fall | Winter, Spring, Summer, Fall | Winter, Spring, Summer, Fall | Winter, Spring, Summer, Fall | Winter, Spring, Summer, Fall | Winter, Spring, Summer, Fall | Winter, Spring, Summer, Fall
CT Fac. Spec. - SO2 Rate Annual v3.1, Unit 1718 and retrofits | 309 | 7287 | Rate Constraint in lbs/MMBtu | FALSE | L | Annual | Standard SO2 | lb/MMBtu | 0.33 | 0.33 | 0.33 | 0.33 | 0.33 | 0.33 | 0.33
CT Fac. Spec. - SO2 Rate Annual v3.1, Unit 1718 and retrofits | 309 | 7287 | Rate Constraint in lbs/MMBtu | FALSE | L | Annual | Emissions at Affected Plants SO2 | Thousand Tons | 0 | 0 | 0 | 0 | 0 | 0 | 0
CT Fac. Spec. - SO2 Rate Annual v3.1, Unit 1718 and retrofits | 309 | 7287 | Rate Constraint in lbs/MMBtu | FALSE | L | Annual | Allowances Purchased SO2 | Thousand Tons | 0 | 0 | 0 | 0 | 0 | 0 | 0
CT Fac. Spec. - SO2 Rate Annual v3.1, Unit 1718 and retrofits | 309 | 7287 | Rate Constraint in lbs/MMBtu | FALSE | L | Annual | Allowances Sold SO2 | Thousand Tons | 0 | 0 | 0 | 0 | 0 | 0 | 0
CT Fac. Spec. - SO2 Rate Annual v3.1, Unit 1718 and retrofits | 309 | 7287 | Rate Constraint in lbs/MMBtu | FALSE | L | Annual | Allowances Banked | Thousand Tons | 0 | 0 | 0 | 0 | 0 | 0 | 0
CT Fac. Spec. - SO2 Rate Annual v3.1, Unit 1718 and retrofits | 309 | 7287 | Rate Constraint in lbs/MMBtu | FALSE | L | Annual | Allowances Withdrawn (1:1) | Thousand Tons | 0 | 0 | 0 | 0 | 0 | 0 | 0
CT Fac. Spec. - SO2 Rate Annual v3.1, Unit 1718 and retrofits | 309 | 7287 | Rate Constraint in lbs/MMBtu | FALSE | L | Annual | Allowances Withdrawn (1:n) | Thousand Tons | 0 | 0 | 0 | 0 | 0 | 0 | 0
CT Fac. Spec. - SO2 Rate Annual v3.1, Unit 1718 and retrofits | 309 | 7287 | Rate Constraint in lbs/MMBtu | FALSE | L | Annual | Total | Thousand Tons | 0 | 0 | 0 | 0 | 0 | 0 | 0
CT Fac. Spec. - SO2 Rate Annual v3.1, Unit 1718 and retrofits | 309 | 7287 | Rate Constraint in lbs/MMBtu | FALSE | L | Annual | Fuel Consumed | TBtu | 7.2193 | 7.1379 | 5.3449 | 0 | 0 | 0 | 0
CT Fac. Spec. - SO2 Rate Annual v3.1, Unit 1718 and retrofits | 309 | 7287 | Rate Constraint in lbs/MMBtu | FALSE | L | Annual | Rate | lb/MMBtu | 0 | 0 | 0 | 0 | 0 | 0 | 0
CT Fac. Spec. - SO2 Rate Annual v3.1, Unit 1718 and retrofits | 309 | 7287 | Rate Constraint in lbs/MMBtu | FALSE | L | Annual | Generation | TWh | 1.0172 | 1.0058 | 0.75312 | 0 | 0 | 0 | 0
CT Fac. Spec. - SO2 Rate Annual v3.1, Unit 1718 and retrofits | 309 | 7287 | Rate Constraint in lbs/MMBtu | FALSE | L | Annual | Qualifying Generation | TWh | 1.0172 | 1.0058 | 0.75312 | 0 | 0 | 0 | 0
CT Fac. Spec. - SO2 Rate Annual v3.1, Unit 1718 and retrofits | 309 | 7287 | Rate Constraint in lbs/MMBtu | FALSE | L | Annual | Rate | lb/MWh | 0 | 0 | 0 | 0 | 0 | 0 | 0
CT Fac. Spec. - SO2 Rate Annual v3.1, Unit 1718 and retrofits | 309 | 7287 | Rate Constraint in lbs/MMBtu | FALSE | L | Annual | Constraint Shadow Price | US2022$/Ton | 0 | 0 | 0 | 0 | 0 | 0 | 0
CT Fac. Spec. - SO2 Rate Annual v3.1, Unit 1719 and retrofits | 310 | 7287 | Rate Constraint in lbs/MMBtu | FALSE | L | Annual | Seasons Included | Seasons | Winter, Spring, Summer, Fall | Winter, Spring, Summer, Fall | Winter, Spring, Summer, Fall | Winter, Spring, Summer, Fall | Winter, Spring, Summer, Fall | Winter, Spring, Summer, Fall | Winter, Spring, Summer, Fall
CT Fac. Spec. - SO2 Rate Annual v3.1, Unit 1719 and retrofits | 310 | 7287 | Rate Constraint in lbs/MMBtu | FALSE | L | Annual | Standard SO2 | lb/MMBtu | 0.33 | 0.33 | 0.33 | 0.33 | 0.33 | 0.33 | 0.33
CT Fac. Spec. - SO2 Rate Annual v3.1, Unit 1719 and retrofits | 310 | 7287 | Rate Constraint in lbs/MMBtu | FALSE | L | Annual | Emissions at Affected Plants SO2 | Thousand Tons | 0 | 0 | 0 | 0 | 0 | 0 | 0
CT Fac. Spec. - SO2 Rate Annual v3.1, Unit 1719 and retrofits | 310 | 7287 | Rate Constraint in lbs/MMBtu | FALSE | L | Annual | Allowances Purchased SO2 | Thousand Tons | 0 | 0 | 0 | 0 | 0 | 0 | 0
CT Fac. Spec. - SO2 Rate Annual v3.1, Unit 1719 and retrofits | 310 | 7287 | Rate Constraint in lbs/MMBtu | FALSE | L | Annual | Allowances Sold SO2 | Thousand Tons | 0 | 0 | 0 | 0 | 0 | 0 | 0
CT Fac. Spec. - SO2 Rate Annual v3.1, Unit 1719 and retrofits | 310 | 7287 | Rate Constraint in lbs/MMBtu | FALSE | L | Annual | Allowances Banked | Thousand Tons | 0 | 0 | 0 | 0 | 0 | 0 | 0
CT Fac. Spec. - SO2 Rate Annual v3.1, Unit 1719 and retrofits | 310 | 7287 | Rate Constraint in lbs/MMBtu | FALSE | L | Annual | Allowances Withdrawn (1:1) | Thousand Tons | 0 | 0 | 0 | 0 | 0 | 0 | 0
CT Fac. Spec. - SO2 Rate Annual v3.1, Unit 1719 and retrofits | 310 | 7287 | Rate Constraint in lbs/MMBtu | FALSE | L | Annual | Allowances Withdrawn (1:n) | Thousand Tons | 0 | 0 | 0 | 0 | 0 | 0 | 0
CT Fac. Spec. - SO2 Rate Annual v3.1, Unit 1719 and retrofits | 310 | 7287 | Rate Constraint in lbs/MMBtu | FALSE | L | Annual | Total | Thousand Tons | 0 | 0 | 0 | 0 | 0 | 0 | 0
CT Fac. Spec. - SO2 Rate Annual v3.1, Unit 1719 and retrofits | 310 | 7287 | Rate Constraint in lbs/MMBtu | FALSE | L | Annual | Fuel Consumed | TBtu | 6.0215 | 7.0971 | 5.3509 | 0 | 0 | 0 | 0
CT Fac. Spec. - SO2 Rate Annual v3.1, Unit 1719 and retrofits | 310 | 7287 | Rate Constraint in lbs/MMBtu | FALSE | L | Annual | Rate | lb/MMBtu | 0 | 0 | 0 | 0 | 0 | 0 | 0
CT Fac. Spec. - SO2 Rate Annual v3.1, Unit 1719 and retrofits | 310 | 7287 | Rate Constraint in lbs/MMBtu | FALSE | L | Annual | Generation | TWh | 0.84845 | 1 | 0.75396 | 0 | 0 | 0 | 0
CT Fac. Spec. - SO2 Rate Annual v3.1, Unit 1719 and retrofits | 310 | 7287 | Rate Constraint in lbs/MMBtu | FALSE | L | Annual | Qualifying Generation | TWh | 0.84845 | 1 | 0.75396 | 0 | 0 | 0 | 0
CT Fac. Spec. - SO2 Rate Annual v3.1, Unit 1719 and retrofits | 310 | 7287 | Rate Constraint in lbs/MMBtu | FALSE | L | Annual | Rate | lb/MWh | 0 | 0 | 0 | 0 | 0 | 0 | 0
CT Fac. Spec. - SO2 Rate Annual v3.1, Unit 1719 and retrofits | 310 | 7287 | Rate Constraint in lbs/MMBtu | FALSE | L | Annual | Constraint Shadow Price | US2022$/Ton | 0 | 0 | 0 | 0 | 0 | 0 | 0
CT Fac. Spec. - SO2 Rate Annual v3.1, Unit 1720 and retrofits | 311 | 7287 | Rate Constraint in lbs/MMBtu | FALSE | L | Annual | Seasons Included | Seasons | Winter, Spring, Summer, Fall | Winter, Spring, Summer, Fall | Winter, Spring, Summer, Fall | Winter, Spring, Summer, Fall | Winter, Spring, Summer, Fall | Winter, Spring, Summer, Fall | Winter, Spring, Summer, Fall
CT Fac. Spec. - SO2 Rate Annual v3.1, Unit 1720 and retrofits | 311 | 7287 | Rate Constraint in lbs/MMBtu | FALSE | L | Annual | Standard SO2 | lb/MMBtu | 0.33 | 0.33 | 0.33 | 0.33 | 0.33 | 0.33 | 0.33
CT Fac. Spec. - SO2 Rate Annual v3.1, Unit 1720 and retrofits | 311 | 7287 | Rate Constraint in lbs/MMBtu | FALSE | L | Annual | Emissions at Affected Plants SO2 | Thousand Tons | 0 | 0 | 0 | 0 | 0 | 0 | 0
CT Fac. Spec. - SO2 Rate Annual v3.1, Unit 1720 and retrofits | 311 | 7287 | Rate Constraint in lbs/MMBtu | FALSE | L | Annual | Allowances Purchased SO2 | Thousand Tons | 0 | 0 | 0 | 0 | 0 | 0 | 0
CT Fac. Spec. - SO2 Rate Annual v3.1, Unit 1720 and retrofits | 311 | 7287 | Rate Constraint in lbs/MMBtu | FALSE | L | Annual | Allowances Sold SO2 | Thousand Tons | 0 | 0 | 0 | 0 | 0 | 0 | 0
CT Fac. Spec. - SO2 Rate Annual v3.1, Unit 1720 and retrofits | 311 | 7287 | Rate Constraint in lbs/MMBtu | FALSE | L | Annual | Allowances Banked | Thousand Tons | 0 | 0 | 0 | 0 | 0 | 0 | 0
CT Fac. Spec. - SO2 Rate Annual v3.1, Unit 1720 and retrofits | 311 | 7287 | Rate Constraint in lbs/MMBtu | FALSE | L | Annual | Allowances Withdrawn (1:1) | Thousand Tons | 0 | 0 | 0 | 0 | 0 | 0 | 0
CT Fac. Spec. - SO2 Rate Annual v3.1, Unit 1720 and retrofits | 311 | 7287 | Rate Constraint in lbs/MMBtu | FALSE | L | Annual | Allowances Withdrawn (1:n) | Thousand Tons | 0 | 0 | 0 | 0 | 0 | 0 | 0
CT Fac. Spec. - SO2 Rate Annual v3.1, Unit 1720 and retrofits | 311 | 7287 | Rate Constraint in lbs/MMBtu | FALSE | L | Annual | Total | Thousand Tons | 0 | 0 | 0 | 0 | 0 | 0 | 0
CT Fac. Spec. - SO2 Rate Annual v3.1, Unit 1720 and retrofits | 311 | 7287 | Rate Constraint in lbs/MMBtu | FALSE | L | Annual | Fuel Consumed | TBtu | 3.0795 | 3.7059 | 1.7169 | 0 | 0 | 0 | 0
CT Fac. Spec. - SO2 Rate Annual v3.1, Unit 1720 and retrofits | 311 | 7287 | Rate Constraint in lbs/MMBtu | FALSE | L | Annual | Rate | lb/MMBtu | 0 | 0 | 0 | 0 | 0 | 0 | 0
CT Fac. Spec. - SO2 Rate Annual v3.1, Unit 1720 and retrofits | 311 | 7287 | Rate Constraint in lbs/MMBtu | FALSE | L | Annual | Generation | TWh | 0.41548 | 0.49998 | 0.23164 | 0 | 0 | 0 | 0
CT Fac. Spec. - SO2 Rate Annual v3.1, Unit 1720 and retrofits | 311 | 7287 | Rate Constraint in lbs/MMBtu | FALSE | L | Annual | Qualifying Generation | TWh | 0.41548 | 0.49998 | 0.23164 | 0 | 0 | 0 | 0
CT Fac. Spec. - SO2 Rate Annual v3.1, Unit 1720 and retrofits | 311 | 7287 | Rate Constraint in lbs/MMBtu | FALSE | L | Annual | Rate | lb/MWh | 0 | 0 | 0 | 0 | 0 | 0 | 0
CT Fac. Spec. - SO2 Rate Annual v3.1, Unit 1720 and retrofits | 311 | 7287 | Rate Constraint in lbs/MMBtu | FALSE | L | Annual | Constraint Shadow Price | US2022$/Ton | 0 | 0 | 0 | 0 | 0 | 0 | 0
CT Fac. Spec. - SO2 Rate Annual v3.1, Unit 1721 and retrofits | 312 | 7287 | Rate Constraint in lbs/MMBtu | FALSE | L | Annual | Seasons Included | Seasons | Winter, Spring, Summer, Fall | Winter, Spring, Summer, Fall | Winter, Spring, Summer, Fall | Winter, Spring, Summer, Fall | Winter, Spring, Summer, Fall | Winter, Spring, Summer, Fall | Winter, Spring, Summer, Fall
CT Fac. Spec. - SO2 Rate Annual v3.1, Unit 1721 and retrofits | 312 | 7287 | Rate Constraint in lbs/MMBtu | FALSE | L | Annual | Standard SO2 | lb/MMBtu | 0.33 | 0.33 | 0.33 | 0.33 | 0.33 | 0.33 | 0.33
CT Fac. Spec. - SO2 Rate Annual v3.1, Unit 1721 and retrofits | 312 | 7287 | Rate Constraint in lbs/MMBtu | FALSE | L | Annual | Emissions at Affected Plants SO2 | Thousand Tons | 0 | 0 | 0 | 0 | 0 | 0 | 0
CT Fac. Spec. - SO2 Rate Annual v3.1, Unit 1721 and retrofits | 312 | 7287 | Rate Constraint in lbs/MMBtu | FALSE | L | Annual | Allowances Purchased SO2 | Thousand Tons | 0 | 0 | 0 | 0 | 0 | 0 | 0
CT Fac. Spec. - SO2 Rate Annual v3.1, Unit 1721 and retrofits | 312 | 7287 | Rate Constraint in lbs/MMBtu | FALSE | L | Annual | Allowances Sold SO2 | Thousand Tons | 0 | 0 | 0 | 0 | 0 | 0 | 0
CT Fac. Spec. - SO2 Rate Annual v3.1, Unit 1721 and retrofits | 312 | 7287 | Rate Constraint in lbs/MMBtu | FALSE | L | Annual | Allowances Banked | Thousand Tons | 0 | 0 | 0 | 0 | 0 | 0 | 0
CT Fac. Spec. - SO2 Rate Annual v3.1, Unit 1721 and retrofits | 312 | 7287 | Rate Constraint in lbs/MMBtu | FALSE | L | Annual | Allowances Withdrawn (1:1) | Thousand Tons | 0 | 0 | 0 | 0 | 0 | 0 | 0
CT Fac. Spec. - SO2 Rate Annual v3.1, Unit 1721 and retrofits | 312 | 7287 | Rate Constraint in lbs/MMBtu | FALSE | L | Annual | Allowances Withdrawn (1:n) | Thousand Tons | 0 | 0 | 0 | 0 | 0 | 0 | 0
CT Fac. Spec. - SO2 Rate Annual v3.1, Unit 1721 and retrofits | 312 | 7287 | Rate Constraint in lbs/MMBtu | FALSE | L | Annual | Total | Thousand Tons | 0 | 0 | 0 | 0 | 0 | 0 | 0
CT Fac. Spec. - SO2 Rate Annual v3.1, Unit 1721 and retrofits | 312 | 7287 | Rate Constraint in lbs/MMBtu | FALSE | L | Annual | Fuel Consumed | TBtu | 2.818 | 2.8994 | 1.7214 | 0 | 0 | 0 | 0
CT Fac. Spec. - SO2 Rate Annual v3.1, Unit 1721 and retrofits | 312 | 7287 | Rate Constraint in lbs/MMBtu | FALSE | L | Annual | Rate | lb/MMBtu | 0 | 0 | 0 | 0 | 0 | 0 | 0
CT Fac. Spec. - SO2 Rate Annual v3.1, Unit 1721 and retrofits | 312 | 7287 | Rate Constraint in lbs/MMBtu | FALSE | L | Annual | Generation | TWh | 0.37907 | 0.39001 | 0.23156 | 0 | 0 | 0 | 0
CT Fac. Spec. - SO2 Rate Annual v3.1, Unit 1721 and retrofits | 312 | 7287 | Rate Constraint in lbs/MMBtu | FALSE | L | Annual | Qualifying Generation | TWh | 0.37907 | 0.39001 | 0.23156 | 0 | 0 | 0 | 0
CT Fac. Spec. - SO2 Rate Annual v3.1, Unit 1721 and retrofits | 312 | 7287 | Rate Constraint in lbs/MMBtu | FALSE | L | Annual | Rate | lb/MWh | 0 | 0 | 0 | 0 | 0 | 0 | 0
CT Fac. Spec. - SO2 Rate Annual v3.1, Unit 1721 and retrofits | 312 | 7287 | Rate Constraint in lbs/MMBtu | FALSE | L | Annual | Constraint Shadow Price | US2022$/Ton | 0 | 0 | 0 | 0 | 0 | 0 | 0
CT Fac. Spec. - SO2 Rate Annual v3.1, Unit 1722 and retrofits | 313 | 7287 | Rate Constraint in lbs/MMBtu | FALSE | L | Annual | Seasons Included | Seasons | Winter, Spring, Summer, Fall | Winter, Spring, Summer, Fall | Winter, Spring, Summer, Fall | Winter, Spring, Summer, Fall | Winter, Spring, Summer, Fall | Winter, Spring, Summer, Fall | Winter, Spring, Summer, Fall
CT Fac. Spec. - SO2 Rate Annual v3.1, Unit 1722 and retrofits | 313 | 7287 | Rate Constraint in lbs/MMBtu | FALSE | L | Annual | Standard SO2 | lb/MMBtu | 0.33 | 0.33 | 0.33 | 0.33 | 0.33 | 0.33 | 0.33
CT Fac. Spec. - SO2 Rate Annual v3.1, Unit 1722 and retrofits | 313 | 7287 | Rate Constraint in lbs/MMBtu | FALSE | L | Annual | Emissions at Affected Plants SO2 | Thousand Tons | 0 | 0 | 0 | 0 | 0 | 0 | 0
CT Fac. Spec. - SO2 Rate Annual v3.1, Unit 1722 and retrofits | 313 | 7287 | Rate Constraint in lbs/MMBtu | FALSE | L | Annual | Allowances Purchased SO2 | Thousand Tons | 0 | 0 | 0 | 0 | 0 | 0 | 0
CT Fac. Spec. - SO2 Rate Annual v3.1, Unit 1722 and retrofits | 313 | 7287 | Rate Constraint in lbs/MMBtu | FALSE | L | Annual | Allowances Sold SO2 | Thousand Tons | 0 | 0 | 0 | 0 | 0 | 0 | 0
CT Fac. Spec. - SO2 Rate Annual v3.1, Unit 1722 and retrofits | 313 | 7287 | Rate Constraint in lbs/MMBtu | FALSE | L | Annual | Allowances Banked | Thousand Tons | 0 | 0 | 0 | 0 | 0 | 0 | 0
CT Fac. Spec. - SO2 Rate Annual v3.1, Unit 1722 and retrofits | 313 | 7287 | Rate Constraint in lbs/MMBtu | FALSE | L | Annual | Allowances Withdrawn (1:1) | Thousand Tons | 0 | 0 | 0 | 0 | 0 | 0 | 0
CT Fac. Spec. - SO2 Rate Annual v3.1, Unit 1722 and retrofits | 313 | 7287 | Rate Constraint in lbs/MMBtu | FALSE | L | Annual | Allowances Withdrawn (1:n) | Thousand Tons | 0 | 0 | 0 | 0 | 0 | 0 | 0
CT Fac. Spec. - SO2 Rate Annual v3.1, Unit 1722 and retrofits | 313 | 7287 | Rate Constraint in lbs/MMBtu | FALSE | L | Annual | Total | Thousand Tons | 0 | 0 | 0 | 0 | 0 | 0 | 0
CT Fac. Spec. - SO2 Rate Annual v3.1, Unit 1722 and retrofits | 313 | 7287 | Rate Constraint in lbs/MMBtu | FALSE | L | Annual | Fuel Consumed | TBtu | 3.3796 | 3.6359 | 1.6845 | 0 | 0 | 0 | 0
CT Fac. Spec. - SO2 Rate Annual v3.1, Unit 1722 and retrofits | 313 | 7287 | Rate Constraint in lbs/MMBtu | FALSE | L | Annual | Rate | lb/MMBtu | 0 | 0 | 0 | 0 | 0 | 0 | 0
CT Fac. Spec. - SO2 Rate Annual v3.1, Unit 1722 and retrofits | 313 | 7287 | Rate Constraint in lbs/MMBtu | FALSE | L | Annual | Generation | TWh | 0.45621 | 0.49081 | 0.22739 | 0 | 0 | 0 | 0
CT Fac. Spec. - SO2 Rate Annual v3.1, Unit 1722 and retrofits | 313 | 7287 | Rate Constraint in lbs/MMBtu | FALSE | L | Annual | Qualifying Generation | TWh | 0.45621 | 0.49081 | 0.22739 | 0 | 0 | 0 | 0
CT Fac. Spec. - SO2 Rate Annual v3.1, Unit 1722 and retrofits | 313 | 7287 | Rate Constraint in lbs/MMBtu | FALSE | L | Annual | Rate | lb/MWh | 0 | 0 | 0 | 0 | 0 | 0 | 0
CT Fac. Spec. - SO2 Rate Annual v3.1, Unit 1722 and retrofits | 313 | 7287 | Rate Constraint in lbs/MMBtu | FALSE | L | Annual | Constraint Shadow Price | US2022$/Ton | 0 | 0 | 0 | 0 | 0 | 0 | 0
CT Fac. Spec. - SO2 Rate Annual v3.1, Unit 1723 and retrofits | 314 | 7287 | Rate Constraint in lbs/MMBtu | FALSE | L | Annual | Seasons Included | Seasons | Winter, Spring, Summer, Fall | Winter, Spring, Summer, Fall | Winter, Spring, Summer, Fall | Winter, Spring, Summer, Fall | Winter, Spring, Summer, Fall | Winter, Spring, Summer, Fall | Winter, Spring, Summer, Fall
CT Fac. Spec. - SO2 Rate Annual v3.1, Unit 1723 and retrofits | 314 | 7287 | Rate Constraint in lbs/MMBtu | FALSE | L | Annual | Standard SO2 | lb/MMBtu | 0.33 | 0.33 | 0.33 | 0.33 | 0.33 | 0.33 | 0.33
CT Fac. Spec. - SO2 Rate Annual v3.1, Unit 1723 and retrofits | 314 | 7287 | Rate Constraint in lbs/MMBtu | FALSE | L | Annual | Emissions at Affected Plants SO2 | Thousand Tons | 0 | 0 | 0 | 0 | 0 | 0 | 0
CT Fac. Spec. - SO2 Rate Annual v3.1, Unit 1723 and retrofits | 314 | 7287 | Rate Constraint in lbs/MMBtu | FALSE | L | Annual | Allowances Purchased SO2 | Thousand Tons | 0 | 0 | 0 | 0 | 0 | 0 | 0
CT Fac. Spec. - SO2 Rate Annual v3.1, Unit 1723 and retrofits | 314 | 7287 | Rate Constraint in lbs/MMBtu | FALSE | L | Annual | Allowances Sold SO2 | Thousand Tons | 0 | 0 | 0 | 0 | 0 | 0 | 0
CT Fac. Spec. - SO2 Rate Annual v3.1, Unit 1723 and retrofits | 314 | 7287 | Rate Constraint in lbs/MMBtu | FALSE | L | Annual | Allowances Banked | Thousand Tons | 0 | 0 | 0 | 0 | 0 | 0 | 0
CT Fac. Spec. - SO2 Rate Annual v3.1, Unit 1723 and retrofits | 314 | 7287 | Rate Constraint in lbs/MMBtu | FALSE | L | Annual | Allowances Withdrawn (1:1) | Thousand Tons | 0 | 0 | 0 | 0 | 0 | 0 | 0
CT Fac. Spec. - SO2 Rate Annual v3.1, Unit 1723 and retrofits | 314 | 7287 | Rate Constraint in lbs/MMBtu | FALSE | L | Annual | Allowances Withdrawn (1:n) | Thousand Tons | 0 | 0 | 0 | 0 | 0 | 0 | 0
CT Fac. Spec. - SO2 Rate Annual v3.1, Unit 1723 and retrofits | 314 | 7287 | Rate Constraint in lbs/MMBtu | FALSE | L | Annual | Total | Thousand Tons | 0 | 0 | 0 | 0 | 0 | 0 | 0
CT Fac. Spec. - SO2 Rate Annual v3.1, Unit 1723 and retrofits | 314 | 7287 | Rate Constraint in lbs/MMBtu | FALSE | L | Annual | Fuel Consumed | TBtu | 4.1964 | 3.6032 | 2.6126 | 0 | 0 | 0 | 0
CT Fac. Spec. - SO2 Rate Annual v3.1, Unit 1723 and retrofits | 314 | 7287 | Rate Constraint in lbs/MMBtu | FALSE | L | Annual | Rate | lb/MMBtu | 0 | 0 | 0 | 0 | 0 | 0 | 0
CT Fac. Spec. - SO2 Rate Annual v3.1, Unit 1723 and retrofits | 314 | 7287 | Rate Constraint in lbs/MMBtu | FALSE | L | Annual | Generation | TWh | 0.57196 | 0.49111 | 0.35609 | 0 | 0 | 0 | 0
CT Fac. Spec. - SO2 Rate Annual v3.1, Unit 1723 and retrofits | 314 | 7287 | Rate Constraint in lbs/MMBtu | FALSE | L | Annual | Qualifying Generation | TWh | 0.57196 | 0.49111 | 0.35609 | 0 | 0 | 0 | 0
CT Fac. Spec. - SO2 Rate Annual v3.1, Unit 1723 and retrofits | 314 | 7287 | Rate Constraint in lbs/MMBtu | FALSE | L | Annual | Rate | lb/MWh | 0 | 0 | 0 | 0 | 0 | 0 | 0
CT Fac. Spec. - SO2 Rate Annual v3.1, Unit 1723 and retrofits | 314 | 7287 | Rate Constraint in lbs/MMBtu | FALSE | L | Annual | Constraint Shadow Price | US2022$/Ton | 0 | 0 | 0 | 0 | 0 | 0 | 0
CT Fac. Spec. - SO2 Rate Annual v3.1, Unit 1724 and retrofits | 315 | 7287 | Rate Constraint in lbs/MMBtu | FALSE | L | Annual | Seasons Included | Seasons | Winter, Spring, Summer, Fall | Winter, Spring, Summer, Fall | Winter, Spring, Summer, Fall | Winter, Spring, Summer, Fall | Winter, Spring, Summer, Fall | Winter, Spring, Summer, Fall | Winter, Spring, Summer, Fall
CT Fac. Spec. - SO2 Rate Annual v3.1, Unit 1724 and retrofits | 315 | 7287 | Rate Constraint in lbs/MMBtu | FALSE | L | Annual | Standard SO2 | lb/MMBtu | 0.33 | 0.33 | 0.33 | 0.33 | 0.33 | 0.33 | 0.33
CT Fac. Spec. - SO2 Rate Annual v3.1, Unit 1724 and retrofits | 315 | 7287 | Rate Constraint in lbs/MMBtu | FALSE | L | Annual | Emissions at Affected Plants SO2 | Thousand Tons | 0 | 0 | 0 | 0 | 0 | 0 | 0
CT Fac. Spec. - SO2 Rate Annual v3.1, Unit 1724 and retrofits | 315 | 7287 | Rate Constraint in lbs/MMBtu | FALSE | L | Annual | Allowances Purchased SO2 | Thousand Tons | 0 | 0 | 0 | 0 | 0 | 0 | 0
CT Fac. Spec. - SO2 Rate Annual v3.1, Unit 1724 and retrofits | 315 | 7287 | Rate Constraint in lbs/MMBtu | FALSE | L | Annual | Allowances Sold SO2 | Thousand Tons | 0 | 0 | 0 | 0 | 0 | 0 | 0
CT Fac. Spec. - SO2 Rate Annual v3.1, Unit 1724 and retrofits | 315 | 7287 | Rate Constraint in lbs/MMBtu | FALSE | L | Annual | Allowances Banked | Thousand Tons | 0 | 0 | 0 | 0 | 0 | 0 | 0
CT Fac. Spec. - SO2 Rate Annual v3.1, Unit 1724 and retrofits | 315 | 7287 | Rate Constraint in lbs/MMBtu | FALSE | L | Annual | Allowances Withdrawn (1:1) | Thousand Tons | 0 | 0 | 0 | 0 | 0 | 0 | 0
CT Fac. Spec. - SO2 Rate Annual v3.1, Unit 1724 and retrofits | 315 | 7287 | Rate Constraint in lbs/MMBtu | FALSE | L | Annual | Allowances Withdrawn (1:n) | Thousand Tons | 0 | 0 | 0 | 0 | 0 | 0 | 0
CT Fac. Spec. - SO2 Rate Annual v3.1, Unit 1724 and retrofits | 315 | 7287 | Rate Constraint in lbs/MMBtu | FALSE | L | Annual | Total | Thousand Tons | 0 | 0 | 0 | 0 | 0 | 0 | 0
CT Fac. Spec. - SO2 Rate Annual v3.1, Unit 1724 and retrofits | 315 | 7287 | Rate Constraint in lbs/MMBtu | FALSE | L | Annual | Fuel Consumed | TBtu | 4.7428 | 5.3044 | 3.1084 | 0 | 0 | 0 | 0
CT Fac. Spec. - SO2 Rate Annual v3.1, Unit 1724 and retrofits | 315 | 7287 | Rate Constraint in lbs/MMBtu | FALSE | L | Annual | Rate | lb/MMBtu | 0 | 0 | 0 | 0 | 0 | 0 | 0
CT Fac. Spec. - SO2 Rate Annual v3.1, Unit 1724 and retrofits | 315 | 7287 | Rate Constraint in lbs/MMBtu | FALSE | L | Annual | Generation | TWh | 0.64721 | 0.72385 | 0.42419 | 0 | 0 | 0 | 0
CT Fac. Spec. - SO2 Rate Annual v3.1, Unit 1724 and retrofits | 315 | 7287 | Rate Constraint in lbs/MMBtu | FALSE | L | Annual | Qualifying Generation | TWh | 0.64721 | 0.72385 | 0.42419 | 0 | 0 | 0 | 0
CT Fac. Spec. - SO2 Rate Annual v3.1, Unit 1724 and retrofits | 315 | 7287 | Rate Constraint in lbs/MMBtu | FALSE | L | Annual | Rate | lb/MWh | 0 | 0 | 0 | 0 | 0 | 0 | 0
CT Fac. Spec. - SO2 Rate Annual v3.1, Unit 1724 and retrofits | 315 | 7287 | Rate Constraint in lbs/MMBtu | FALSE | L | Annual | Constraint Shadow Price | US2022$/Ton | 0 | 0 | 0 | 0 | 0 | 0 | 0
CT Fac. Spec. - SO2 Rate Annual v3.1, Unit 1725 and retrofits | 316 | 7287 | Rate Constraint in lbs/MMBtu | FALSE | L | Annual | Seasons Included | Seasons | Winter, Spring, Summer, Fall | Winter, Spring, Summer, Fall | Winter, Spring, Summer, Fall | Winter, Spring, Summer, Fall | Winter, Spring, Summer, Fall | Winter, Spring, Summer, Fall | Winter, Spring, Summer, Fall
CT Fac. Spec. - SO2 Rate Annual v3.1, Unit 1725 and retrofits | 316 | 7287 | Rate Constraint in lbs/MMBtu | FALSE | L | Annual | Standard SO2 | lb/MMBtu | 0.33 | 0.33 | 0.33 | 0.33 | 0.33 | 0.33 | 0.33
CT Fac. Spec. - SO2 Rate Annual v3.1, Unit 1725 and retrofits | 316 | 7287 | Rate Constraint in lbs/MMBtu | FALSE | L | Annual | Emissions at Affected Plants SO2 | Thousand Tons | 0 | 0 | 0 | 0 | 0 | 0 | 0
CT Fac. Spec. - SO2 Rate Annual v3.1, Unit 1725 and retrofits | 316 | 7287 | Rate Constraint in lbs/MMBtu | FALSE | L | Annual | Allowances Purchased SO2 | Thousand Tons | 0 | 0 | 0 | 0 | 0 | 0 | 0
CT Fac. Spec. - SO2 Rate Annual v3.1, Unit 1725 and retrofits | 316 | 7287 | Rate Constraint in lbs/MMBtu | FALSE | L | Annual | Allowances Sold SO2 | Thousand Tons | 0 | 0 | 0 | 0 | 0 | 0 | 0
CT Fac. Spec. - SO2 Rate Annual v3.1, Unit 1725 and retrofits | 316 | 7287 | Rate Constraint in lbs/MMBtu | FALSE | L | Annual | Allowances Banked | Thousand Tons | 0 | 0 | 0 | 0 | 0 | 0 | 0
CT Fac. Spec. - SO2 Rate Annual v3.1, Unit 1725 and retrofits | 316 | 7287 | Rate Constraint in lbs/MMBtu | FALSE | L | Annual | Allowances Withdrawn (1:1) | Thousand Tons | 0 | 0 | 0 | 0 | 0 | 0 | 0
CT Fac. Spec. - SO2 Rate Annual v3.1, Unit 1725 and retrofits | 316 | 7287 | Rate Constraint in lbs/MMBtu | FALSE | L | Annual | Allowances Withdrawn (1:n) | Thousand Tons | 0 | 0 | 0 | 0 | 0 | 0 | 0
CT Fac. Spec. - SO2 Rate Annual v3.1, Unit 1725 and retrofits | 316 | 7287 | Rate Constraint in lbs/MMBtu | FALSE | L | Annual | Total | Thousand Tons | 0 | 0 | 0 | 0 | 0 | 0 | 0
CT Fac. Spec. - SO2 Rate Annual v3.1, Unit 1725 and retrofits | 316 | 7287 | Rate Constraint in lbs/MMBtu | FALSE | L | Annual | Fuel Consumed | TBtu | 16.1525 | 17.0297 | 11.4512 | 0.0013458 | 0 | 0.00060978 | 0.00091466
CT Fac. Spec. - SO2 Rate Annual v3.1, Unit 1725 and retrofits | 316 | 7287 | Rate Constraint in lbs/MMBtu | FALSE | L | Annual | Rate | lb/MMBtu | 0 | 0 | 0 | 0 | 0 | 0 | 0
CT Fac. Spec. - SO2 Rate Annual v3.1, Unit 1725 and retrofits | 316 | 7287 | Rate Constraint in lbs/MMBtu | FALSE | L | Annual | Generation | TWh | 2.2911 | 2.4156 | 1.6243 | 0.0001909 | 0 | 8.6493e-05 | 0.00012974
CT Fac. Spec. - SO2 Rate Annual v3.1, Unit 1725 and retrofits | 316 | 7287 | Rate Constraint in lbs/MMBtu | FALSE | L | Annual | Qualifying Generation | TWh | 2.2911 | 2.4156 | 1.6243 | 0.0001909 | 0 | 8.6493e-05 | 0.00012974
CT Fac. Spec. - SO2 Rate Annual v3.1, Unit 1725 and retrofits | 316 | 7287 | Rate Constraint in lbs/MMBtu | FALSE | L | Annual | Rate | lb/MWh | 0 | 0 | 0 | 0 | 0 | 0 | 0
CT Fac. Spec. - SO2 Rate Annual v3.1, Unit 1725 and retrofits | 316 | 7287 | Rate Constraint in lbs/MMBtu | FALSE | L | Annual | Constraint Shadow Price | US2022$/Ton | 0 | 0 | 0 | 0 | 0 | 0 | 0
CT Fac. Spec. - SO2 Rate Annual v3.1, Unit 1726 and retrofits | 317 | 7287 | Rate Constraint in lbs/MMBtu | FALSE | L | Annual | Seasons Included | Seasons | Winter, Spring, Summer, Fall | Winter, Spring, Summer, Fall | Winter, Spring, Summer, Fall | Winter, Spring, Summer, Fall | Winter, Spring, Summer, Fall | Winter, Spring, Summer, Fall | Winter, Spring, Summer, Fall
CT Fac. Spec. - SO2 Rate Annual v3.1, Unit 1726 and retrofits | 317 | 7287 | Rate Constraint in lbs/MMBtu | FALSE | L | Annual | Standard SO2 | lb/MMBtu | 0.33 | 0.33 | 0.33 | 0.33 | 0.33 | 0.33 | 0.33
CT Fac. Spec. - SO2 Rate Annual v3.1, Unit 1726 and retrofits | 317 | 7287 | Rate Constraint in lbs/MMBtu | FALSE | L | Annual | Emissions at Affected Plants SO2 | Thousand Tons | 0 | 0 | 0 | 0 | 0 | 0 | 0
CT Fac. Spec. - SO2 Rate Annual v3.1, Unit 1726 and retrofits | 317 | 7287 | Rate Constraint in lbs/MMBtu | FALSE | L | Annual | Allowances Purchased SO2 | Thousand Tons | 0 | 0 | 0 | 0 | 0 | 0 | 0
CT Fac. Spec. - SO2 Rate Annual v3.1, Unit 1726 and retrofits | 317 | 7287 | Rate Constraint in lbs/MMBtu | FALSE | L | Annual | Allowances Sold SO2 | Thousand Tons | 0 | 0 | 0 | 0 | 0 | 0 | 0
CT Fac. Spec. - SO2 Rate Annual v3.1, Unit 1726 and retrofits | 317 | 7287 | Rate Constraint in lbs/MMBtu | FALSE | L | Annual | Allowances Banked | Thousand Tons | 0 | 0 | 0 | 0 | 0 | 0 | 0
CT Fac. Spec. - SO2 Rate Annual v3.1, Unit 1726 and retrofits | 317 | 7287 | Rate Constraint in lbs/MMBtu | FALSE | L | Annual | Allowances Withdrawn (1:1) | Thousand Tons | 0 | 0 | 0 | 0 | 0 | 0 | 0
CT Fac. Spec. - SO2 Rate Annual v3.1, Unit 1726 and retrofits | 317 | 7287 | Rate Constraint in lbs/MMBtu | FALSE | L | Annual | Allowances Withdrawn (1:n) | Thousand Tons | 0 | 0 | 0 | 0 | 0 | 0 | 0
CT Fac. Spec. - SO2 Rate Annual v3.1, Unit 1726 and retrofits | 317 | 7287 | Rate Constraint in lbs/MMBtu | FALSE | L | Annual | Total | Thousand Tons | 0 | 0 | 0 | 0 | 0 | 0 | 0
CT Fac. Spec. - SO2 Rate Annual v3.1, Unit 1726 and retrofits | 317 | 7287 | Rate Constraint in lbs/MMBtu | FALSE | L | Annual | Fuel Consumed | TBtu | 6.3355 | 6.7323 | 5.023 | 0.00032956 | 0 | 0.00022398 | 7.4659e-05
CT Fac. Spec. - SO2 Rate Annual v3.1, Unit 1726 and retrofits | 317 | 7287 | Rate Constraint in lbs/MMBtu | FALSE | L | Annual | Rate | lb/MMBtu | 0 | 0 | 0 | 0 | 0 | 0 | 0
CT Fac. Spec. - SO2 Rate Annual v3.1, Unit 1726 and retrofits | 317 | 7287 | Rate Constraint in lbs/MMBtu | FALSE | L | Annual | Generation | TWh | 0.89865 | 0.95493 | 0.71248 | 4.6746e-05 | 0 | 3.177e-05 | 1.059e-05
CT Fac. Spec. - SO2 Rate Annual v3.1, Unit 1726 and retrofits | 317 | 7287 | Rate Constraint in lbs/MMBtu | FALSE | L | Annual | Qualifying Generation | TWh | 0.89865 | 0.95493 | 0.71248 | 4.6746e-05 | 0 | 3.177e-05 | 1.059e-05
CT Fac. Spec. - SO2 Rate Annual v3.1, Unit 1726 and retrofits | 317 | 7287 | Rate Constraint in lbs/MMBtu | FALSE | L | Annual | Rate | lb/MWh | 0 | 0 | 0 | 0 | 0 | 0 | 0
CT Fac. Spec. - SO2 Rate Annual v3.1, Unit 1726 and retrofits | 317 | 7287 | Rate Constraint in lbs/MMBtu | FALSE | L | Annual | Constraint Shadow Price | US2022$/Ton | 0 | 0 | 0 | 0 | 0 | 0 | 0
CT Fac. Spec. - SO2 Rate Annual v3.1, Unit 1730 and retrofits | 318 | 7287 | Rate Constraint in lbs/MMBtu | FALSE | L | Annual | Seasons Included | Seasons | Winter, Spring, Summer, Fall | Winter, Spring, Summer, Fall | Winter, Spring, Summer, Fall | Winter, Spring, Summer, Fall | Winter, Spring, Summer, Fall | Winter, Spring, Summer, Fall | Winter, Spring, Summer, Fall
CT Fac. Spec. - SO2 Rate Annual v3.1, Unit 1730 and retrofits | 318 | 7287 | Rate Constraint in lbs/MMBtu | FALSE | L | Annual | Standard SO2 | lb/MMBtu | 0.33 | 0.33 | 0.33 | 0.33 | 0.33 | 0.33 | 0.33
CT Fac. Spec. - SO2 Rate Annual v3.1, Unit 1730 and retrofits | 318 | 7287 | Rate Constraint in lbs/MMBtu | FALSE | L | Annual | Emissions at Affected Plants SO2 | Thousand Tons | 0 | 0 | 0 | 0 | 0 | 0 | 0
CT Fac. Spec. - SO2 Rate Annual v3.1, Unit 1730 and retrofits | 318 | 7287 | Rate Constraint in lbs/MMBtu | FALSE | L | Annual | Allowances Purchased SO2 | Thousand Tons | 0 | 0 | 0 | 0 | 0 | 0 | 0
CT Fac. Spec. - SO2 Rate Annual v3.1, Unit 1730 and retrofits | 318 | 7287 | Rate Constraint in lbs/MMBtu | FALSE | L | Annual | Allowances Sold SO2 | Thousand Tons | 0 | 0 | 0 | 0 | 0 | 0 | 0
CT Fac. Spec. - SO2 Rate Annual v3.1, Unit 1730 and retrofits | 318 | 7287 | Rate Constraint in lbs/MMBtu | FALSE | L | Annual | Allowances Banked | Thousand Tons | 0 | 0 | 0 | 0 | 0 | 0 | 0
CT Fac. Spec. - SO2 Rate Annual v3.1, Unit 1730 and retrofits | 318 | 7287 | Rate Constraint in lbs/MMBtu | FALSE | L | Annual | Allowances Withdrawn (1:1) | Thousand Tons | 0 | 0 | 0 | 0 | 0 | 0 | 0
CT Fac. Spec. - SO2 Rate Annual v3.1, Unit 1730 and retrofits | 318 | 7287 | Rate Constraint in lbs/MMBtu | FALSE | L | Annual | Allowances Withdrawn (1:n) | Thousand Tons | 0 | 0 | 0 | 0 | 0 | 0 | 0
CT Fac. Spec. - SO2 Rate Annual v3.1, Unit 1730 and retrofits | 318 | 7287 | Rate Constraint in lbs/MMBtu | FALSE | L | Annual | Total | Thousand Tons | 0 | 0 | 0 | 0 | 0 | 0 | 0
CT Fac. Spec. - SO2 Rate Annual v3.1, Unit 1730 and retrofits | 318 | 7287 | Rate Constraint in lbs/MMBtu | FALSE | L | Annual | Fuel Consumed | TBtu | 5.8827 | 6.6613 | 5.422 | 0 | 0 | 0 | 0
CT Fac. Spec. - SO2 Rate Annual v3.1, Unit 1730 and retrofits | 318 | 7287 | Rate Constraint in lbs/MMBtu | FALSE | L | Annual | Rate | lb/MMBtu | 0 | 0 | 0 | 0 | 0 | 0 | 0
CT Fac. Spec. - SO2 Rate Annual v3.1, Unit 1730 and retrofits | 318 | 7287 | Rate Constraint in lbs/MMBtu | FALSE | L | Annual | Generation | TWh | 0.82645 | 0.93583 | 0.76173 | 0 | 0 | 0 | 0
CT Fac. Spec. - SO2 Rate Annual v3.1, Unit 1730 and retrofits | 318 | 7287 | Rate Constraint in lbs/MMBtu | FALSE | L | Annual | Qualifying Generation | TWh | 0.82645 | 0.93583 | 0.76173 | 0 | 0 | 0 | 0
CT Fac. Spec. - SO2 Rate Annual v3.1, Unit 1730 and retrofits | 318 | 7287 | Rate Constraint in lbs/MMBtu | FALSE | L | Annual | Rate | lb/MWh | 0 | 0 | 0 | 0 | 0 | 0 | 0
CT Fac. Spec. - SO2 Rate Annual v3.1, Unit 1730 and retrofits | 318 | 7287 | Rate Constraint in lbs/MMBtu | FALSE | L | Annual | Constraint Shadow Price | US2022$/Ton | 0 | 0 | 0 | 0 | 0 | 0 | 0
CT Fac. Spec. - SO2 Rate Annual v3.1, Unit 1731 and retrofits | 319 | 7287 | Rate Constraint in lbs/MMBtu | FALSE | L | Annual | Seasons Included | Seasons | Winter, Spring, Summer, Fall | Winter, Spring, Summer, Fall | Winter, Spring, Summer, Fall | Winter, Spring, Summer, Fall | Winter, Spring, Summer, Fall | Winter, Spring, Summer, Fall | Winter, Spring, Summer, Fall
CT Fac. Spec. - SO2 Rate Annual v3.1, Unit 1731 and retrofits | 319 | 7287 | Rate Constraint in lbs/MMBtu | FALSE | L | Annual | Standard SO2 | lb/MMBtu | 0.33 | 0.33 | 0.33 | 0.33 | 0.33 | 0.33 | 0.33
CT Fac. Spec. - SO2 Rate Annual v3.1, Unit 1731 and retrofits | 319 | 7287 | Rate Constraint in lbs/MMBtu | FALSE | L | Annual | Emissions at Affected Plants SO2 | Thousand Tons | 0 | 0 | 0 | 0 | 0 | 0 | 0
CT Fac. Spec. - SO2 Rate Annual v3.1, Unit 1731 and retrofits | 319 | 7287 | Rate Constraint in lbs/MMBtu | FALSE | L | Annual | Allowances Purchased SO2 | Thousand Tons | 0 | 0 | 0 | 0 | 0 | 0 | 0
CT Fac. Spec. - SO2 Rate Annual v3.1, Unit 1731 and retrofits | 319 | 7287 | Rate Constraint in lbs/MMBtu | FALSE | L | Annual | Allowances Sold SO2 | Thousand Tons | 0 | 0 | 0 | 0 | 0 | 0 | 0
CT Fac. Spec. - SO2 Rate Annual v3.1, Unit 1731 and retrofits | 319 | 7287 | Rate Constraint in lbs/MMBtu | FALSE | L | Annual | Allowances Banked | Thousand Tons | 0 | 0 | 0 | 0 | 0 | 0 | 0
CT Fac. Spec. - SO2 Rate Annual v3.1, Unit 1731 and retrofits | 319 | 7287 | Rate Constraint in lbs/MMBtu | FALSE | L | Annual | Allowances Withdrawn (1:1) | Thousand Tons | 0 | 0 | 0 | 0 | 0 | 0 | 0
CT Fac. Spec. - SO2 Rate Annual v3.1, Unit 1731 and retrofits | 319 | 7287 | Rate Constraint in lbs/MMBtu | FALSE | L | Annual | Allowances Withdrawn (1:n) | Thousand Tons | 0 | 0 | 0 | 0 | 0 | 0 | 0
CT Fac. Spec. - SO2 Rate Annual v3.1, Unit 1731 and retrofits | 319 | 7287 | Rate Constraint in lbs/MMBtu | FALSE | L | Annual | Total | Thousand Tons | 0 | 0 | 0 | 0 | 0 | 0 | 0
CT Fac. Spec. - SO2 Rate Annual v3.1, Unit 1731 and retrofits | 319 | 7287 | Rate Constraint in lbs/MMBtu | FALSE | L | Annual | Fuel Consumed | TBtu | 3.0122 | 6.4428 | 5.422 | 0 | 0 | 0 | 0
CT Fac. Spec. - SO2 Rate Annual v3.1, Unit 1731 and retrofits | 319 | 7287 | Rate Constraint in lbs/MMBtu | FALSE | L | Annual | Rate | lb/MMBtu | 0 | 0 | 0 | 0 | 0 | 0 | 0
CT Fac. Spec. - SO2 Rate Annual v3.1, Unit 1731 and retrofits | 319 | 7287 | Rate Constraint in lbs/MMBtu | FALSE | L | Annual | Generation | TWh | 0.42319 | 0.90514 | 0.76173 | 0 | 0 | 0 | 0
CT Fac. Spec. - SO2 Rate Annual v3.1, Unit 1731 and retrofits | 319 | 7287 | Rate Constraint in lbs/MMBtu | FALSE | L | Annual | Qualifying Generation | TWh | 0.42319 | 0.90514 | 0.76173 | 0 | 0 | 0 | 0
CT Fac. Spec. - SO2 Rate Annual v3.1, Unit 1731 and retrofits | 319 | 7287 | Rate Constraint in lbs/MMBtu | FALSE | L | Annual | Rate | lb/MWh | 0 | 0 | 0 | 0 | 0 | 0 | 0
CT Fac. Spec. - SO2 Rate Annual v3.1, Unit 1731 and retrofits | 319 | 7287 | Rate Constraint in lbs/MMBtu | FALSE | L | Annual | Constraint Shadow Price | US2022$/Ton | 0 | 0 | 0 | 0 | 0 | 0 | 0
CT Fac. Spec. - SO2 Rate Annual v3.1, Unit 1732 and retrofits | 320 | 7287 | Rate Constraint in lbs/MMBtu | FALSE | L | Annual | Seasons Included | Seasons | Winter, Spring, Summer, Fall | Winter, Spring, Summer, Fall | Winter, Spring, Summer, Fall | Winter, Spring, Summer, Fall | Winter, Spring, Summer, Fall | Winter, Spring, Summer, Fall | Winter, Spring, Summer, Fall
CT Fac. Spec. - SO2 Rate Annual v3.1, Unit 1732 and retrofits | 320 | 7287 | Rate Constraint in lbs/MMBtu | FALSE | L | Annual | Standard SO2 | lb/MMBtu | 0.33 | 0.33 | 0.33 | 0.33 | 0.33 | 0.33 | 0.33
CT Fac. Spec. - SO2 Rate Annual v3.1, Unit 1732 and retrofits | 320 | 7287 | Rate Constraint in lbs/MMBtu | FALSE | L | Annual | Emissions at Affected Plants SO2 | Thousand Tons | 0 | 0 | 0 | 0 | 0 | 0 | 0
CT Fac. Spec. - SO2 Rate Annual v3.1, Unit 1732 and retrofits | 320 | 7287 | Rate Constraint in lbs/MMBtu | FALSE | L | Annual | Allowances Purchased SO2 | Thousand Tons | 0 | 0 | 0 | 0 | 0 | 0 | 0
CT Fac. Spec. - SO2 Rate Annual v3.1, Unit 1732 and retrofits | 320 | 7287 | Rate Constraint in lbs/MMBtu | FALSE | L | Annual | Allowances Sold SO2 | Thousand Tons | 0 | 0 | 0 | 0 | 0 | 0 | 0
CT Fac. Spec. - SO2 Rate Annual v3.1, Unit 1732 and retrofits | 320 | 7287 | Rate Constraint in lbs/MMBtu | FALSE | L | Annual | Allowances Banked | Thousand Tons | 0 | 0 | 0 | 0 | 0 | 0 | 0
CT Fac. Spec. - SO2 Rate Annual v3.1, Unit 1732 and retrofits | 320 | 7287 | Rate Constraint in lbs/MMBtu | FALSE | L | Annual | Allowances Withdrawn (1:1) | Thousand Tons | 0 | 0 | 0 | 0 | 0 | 0 | 0
CT Fac. Spec. - SO2 Rate Annual v3.1, Unit 1732 and retrofits | 320 | 7287 | Rate Constraint in lbs/MMBtu | FALSE | L | Annual | Allowances Withdrawn (1:n) | Thousand Tons | 0 | 0 | 0 | 0 | 0 | 0 | 0
CT Fac. Spec. - SO2 Rate Annual v3.1, Unit 1732 and retrofits | 320 | 7287 | Rate Constraint in lbs/MMBtu | FALSE | L | Annual | Total | Thousand Tons | 0 | 0 | 0 | 0 | 0 | 0 | 0
CT Fac. Spec. - SO2 Rate Annual v3.1, Unit 1732 and retrofits | 320 | 7287 | Rate Constraint in lbs/MMBtu | FALSE | L | Annual | Fuel Consumed | TBtu | 6.5738 | 9.0424 | 8.2095 | 0 | 0 | 0 | 0
CT Fac. Spec. - SO2 Rate Annual v3.1, Unit 1732 and retrofits | 320 | 7287 | Rate Constraint in lbs/MMBtu | FALSE | L | Annual | Rate | lb/MMBtu | 0 | 0 | 0 | 0 | 0 | 0 | 0
CT Fac. Spec. - SO2 Rate Annual v3.1, Unit 1732 and retrofits | 320 | 7287 | Rate Constraint in lbs/MMBtu | FALSE | L | Annual | Generation | TWh | 0.92355 | 1.2704 | 1.1533 | 0 | 0 | 0 | 0
CT Fac. Spec. - SO2 Rate Annual v3.1, Unit 1732 and retrofits | 320 | 7287 | Rate Constraint in lbs/MMBtu | FALSE | L | Annual | Qualifying Generation | TWh | 0.92355 | 1.2704 | 1.1533 | 0 | 0 | 0 | 0
CT Fac. Spec. - SO2 Rate Annual v3.1, Unit 1732 and retrofits | 320 | 7287 | Rate Constraint in lbs/MMBtu | FALSE | L | Annual | Rate | lb/MWh | 0 | 0 | 0 | 0 | 0 | 0 | 0
CT Fac. Spec. - SO2 Rate Annual v3.1, Unit 1732 and retrofits | 320 | 7287 | Rate Constraint in lbs/MMBtu | FALSE | L | Annual | Constraint Shadow Price | US2022$/Ton | 0 | 0 | 0 | 0 | 0 | 0 | 0
CT Fac. Spec. - SO2 Rate Annual v3.1, Unit 1733 and retrofits | 321 | 7287 | Rate Constraint in lbs/MMBtu | FALSE | L | Annual | Seasons Included | Seasons | Winter, Spring, Summer, Fall | Winter, Spring, Summer, Fall | Winter, Spring, Summer, Fall | Winter, Spring, Summer, Fall | Winter, Spring, Summer, Fall | Winter, Spring, Summer, Fall | Winter, Spring, Summer, Fall
CT Fac. Spec. - SO2 Rate Annual v3.1, Unit 1733 and retrofits | 321 | 7287 | Rate Constraint in lbs/MMBtu | FALSE | L | Annual | Standard SO2 | lb/MMBtu | 0.33 | 0.33 | 0.33 | 0.33 | 0.33 | 0.33 | 0.33
CT Fac. Spec. - SO2 Rate Annual v3.1, Unit 1733 and retrofits | 321 | 7287 | Rate Constraint in lbs/MMBtu | FALSE | L | Annual | Emissions at Affected Plants SO2 | Thousand Tons | 0 | 0 | 0 | 0 | 0 | 0 | 0
CT Fac. Spec. - SO2 Rate Annual v3.1, Unit 1733 and retrofits | 321 | 7287 | Rate Constraint in lbs/MMBtu | FALSE | L | Annual | Allowances Purchased SO2 | Thousand Tons | 0 | 0 | 0 | 0 | 0 | 0 | 0
CT Fac. Spec. - SO2 Rate Annual v3.1, Unit 1733 and retrofits | 321 | 7287 | Rate Constraint in lbs/MMBtu | FALSE | L | Annual | Allowances Sold SO2 | Thousand Tons | 0 | 0 | 0 | 0 | 0 | 0 | 0
CT Fac. Spec. - SO2 Rate Annual v3.1, Unit 1733 and retrofits | 321 | 7287 | Rate Constraint in lbs/MMBtu | FALSE | L | Annual | Allowances Banked | Thousand Tons | 0 | 0 | 0 | 0 | 0 | 0 | 0
CT Fac. Spec. - SO2 Rate Annual v3.1, Unit 1733 and retrofits | 321 | 7287 | Rate Constraint in lbs/MMBtu | FALSE | L | Annual | Allowances Withdrawn (1:1) | Thousand Tons | 0 | 0 | 0 | 0 | 0 | 0 | 0
CT Fac. Spec. - SO2 Rate Annual v3.1, Unit 1733 and retrofits | 321 | 7287 | Rate Constraint in lbs/MMBtu | FALSE | L | Annual | Allowances Withdrawn (1:n) | Thousand Tons | 0 | 0 | 0 | 0 | 0 | 0 | 0
CT Fac. Spec. - SO2 Rate Annual v3.1, Unit 1733 and retrofits | 321 | 7287 | Rate Constraint in lbs/MMBtu | FALSE | L | Annual | Total | Thousand Tons | 0 | 0 | 0 | 0 | 0 | 0 | 0
CT Fac. Spec. - SO2 Rate Annual v3.1, Unit 1733 and retrofits | 321 | 7287 | Rate Constraint in lbs/MMBtu | FALSE | L | Annual | Fuel Consumed | TBtu | 13.4689 | 13.084 | 9.2374 | 0.005567 | 0 | 0.0050475 | 0.0011963
CT Fac. Spec. - SO2 Rate Annual v3.1, Unit 1733 and retrofits | 321 | 7287 | Rate Constraint in lbs/MMBtu | FALSE | L | Annual | Rate | lb/MMBtu | 0 | 0 | 0 | 0 | 0 | 0 | 0
CT Fac. Spec. - SO2 Rate Annual v3.1, Unit 1733 and retrofits | 321 | 7287 | Rate Constraint in lbs/MMBtu | FALSE | L | Annual | Generation | TWh | 1.9105 | 1.8559 | 1.3103 | 0.00078965 | 0 | 0.00071596 | 0.00016969
CT Fac. Spec. - SO2 Rate Annual v3.1, Unit 1733 and retrofits | 321 | 7287 | Rate Constraint in lbs/MMBtu | FALSE | L | Annual | Qualifying Generation | TWh | 1.9105 | 1.8559 | 1.3103 | 0.00078965 | 0 | 0.00071596 | 0.00016969
CT Fac. Spec. - SO2 Rate Annual v3.1, Unit 1733 and retrofits | 321 | 7287 | Rate Constraint in lbs/MMBtu | FALSE | L | Annual | Rate | lb/MWh | 0 | 0 | 0 | 0 | 0 | 0 | 0
CT Fac. Spec. - SO2 Rate Annual v3.1, Unit 1733 and retrofits | 321 | 7287 | Rate Constraint in lbs/MMBtu | FALSE | L | Annual | Constraint Shadow Price | US2022$/Ton | 0 | 0 | 0 | 0 | 0 | 0 | 0
CT Fac. Spec. - SO2 Rate Annual v3.1, Unit 1734 and retrofits | 322 | 7287 | Rate Constraint in lbs/MMBtu | FALSE | L | Annual | Seasons Included | Seasons | Winter, Spring, Summer, Fall | Winter, Spring, Summer, Fall | Winter, Spring, Summer, Fall | Winter, Spring, Summer, Fall | Winter, Spring, Summer, Fall | Winter, Spring, Summer, Fall | Winter, Spring, Summer, Fall
CT Fac. Spec. - SO2 Rate Annual v3.1, Unit 1734 and retrofits | 322 | 7287 | Rate Constraint in lbs/MMBtu | FALSE | L | Annual | Standard SO2 | lb/MMBtu | 0.33 | 0.33 | 0.33 | 0.33 | 0.33 | 0.33 | 0.33
CT Fac. Spec. - SO2 Rate Annual v3.1, Unit 1734 and retrofits | 322 | 7287 | Rate Constraint in lbs/MMBtu | FALSE | L | Annual | Emissions at Affected Plants SO2 | Thousand Tons | 0 | 0 | 0 | 0 | 0 | 0 | 0
CT Fac. Spec. - SO2 Rate Annual v3.1, Unit 1734 and retrofits | 322 | 7287 | Rate Constraint in lbs/MMBtu | FALSE | L | Annual | Allowances Purchased SO2 | Thousand Tons | 0 | 0 | 0 | 0 | 0 | 0 | 0
CT Fac. Spec. - SO2 Rate Annual v3.1, Unit 1734 and retrofits | 322 | 7287 | Rate Constraint in lbs/MMBtu | FALSE | L | Annual | Allowances Sold SO2 | Thousand Tons | 0 | 0 | 0 | 0 | 0 | 0 | 0
CT Fac. Spec. - SO2 Rate Annual v3.1, Unit 1734 and retrofits | 322 | 7287 | Rate Constraint in lbs/MMBtu | FALSE | L | Annual | Allowances Banked | Thousand Tons | 0 | 0 | 0 | 0 | 0 | 0 | 0
CT Fac. Spec. - SO2 Rate Annual v3.1, Unit 1734 and retrofits | 322 | 7287 | Rate Constraint in lbs/MMBtu | FALSE | L | Annual | Allowances Withdrawn (1:1) | Thousand Tons | 0 | 0 | 0 | 0 | 0 | 0 | 0
CT Fac. Spec. - SO2 Rate Annual v3.1, Unit 1734 and retrofits | 322 | 7287 | Rate Constraint in lbs/MMBtu | FALSE | L | Annual | Allowances Withdrawn (1:n) | Thousand Tons | 0 | 0 | 0 | 0 | 0 | 0 | 0
CT Fac. Spec. - SO2 Rate Annual v3.1, Unit 1734 and retrofits | 322 | 7287 | Rate Constraint in lbs/MMBtu | FALSE | L | Annual | Total | Thousand Tons | 0 | 0 | 0 | 0 | 0 | 0 | 0
CT Fac. Spec. - SO2 Rate Annual v3.1, Unit 1734 and retrofits | 322 | 7287 | Rate Constraint in lbs/MMBtu | FALSE | L | Annual | Fuel Consumed | TBtu | 12.7055 | 12.7055 | 8.9702 | 0.0007581 | 0 | 0.0022326 | 0.00017174
CT Fac. Spec. - SO2 Rate Annual v3.1, Unit 1734 and retrofits | 322 | 7287 | Rate Constraint in lbs/MMBtu | FALSE | L | Annual | Rate | lb/MMBtu | 0 | 0 | 0 | 0 | 0 | 0 | 0
CT Fac. Spec. - SO2 Rate Annual v3.1, Unit 1734 and retrofits | 322 | 7287 | Rate Constraint in lbs/MMBtu | FALSE | L | Annual | Generation | TWh | 1.8022 | 1.8022 | 1.2724 | 0.00010753 | 0 | 0.00031669 | 2.436e-05
CT Fac. Spec. - SO2 Rate Annual v3.1, Unit 1734 and retrofits | 322 | 7287 | Rate Constraint in lbs/MMBtu | FALSE | L | Annual | Qualifying Generation | TWh | 1.8022 | 1.8022 | 1.2724 | 0.00010753 | 0 | 0.00031669 | 2.436e-05
CT Fac. Spec. - SO2 Rate Annual v3.1, Unit 1734 and retrofits | 322 | 7287 | Rate Constraint in lbs/MMBtu | FALSE | L | Annual | Rate | lb/MWh | 0 | 0 | 0 | 0 | 0 | 0 | 0
CT Fac. Spec. - SO2 Rate Annual v3.1, Unit 1734 and retrofits | 322 | 7287 | Rate Constraint in lbs/MMBtu | FALSE | L | Annual | Constraint Shadow Price | US2022$/Ton | 0 | 0 | 0 | 0 | 0 | 0 | 0
CT Fac. Spec. - SO2 Rate Annual v3.1, Unit 1735 and retrofits | 323 | 7287 | Rate Constraint in lbs/MMBtu | FALSE | L | Annual | Seasons Included | Seasons | Winter, Spring, Summer, Fall | Winter, Spring, Summer, Fall | Winter, Spring, Summer, Fall | Winter, Spring, Summer, Fall | Winter, Spring, Summer, Fall | Winter, Spring, Summer, Fall | Winter, Spring, Summer, Fall
CT Fac. Spec. - SO2 Rate Annual v3.1, Unit 1735 and retrofits | 323 | 7287 | Rate Constraint in lbs/MMBtu | FALSE | L | Annual | Standard SO2 | lb/MMBtu | 0.33 | 0.33 | 0.33 | 0.33 | 0.33 | 0.33 | 0.33
CT Fac. Spec. - SO2 Rate Annual v3.1, Unit 1735 and retrofits | 323 | 7287 | Rate Constraint in lbs/MMBtu | FALSE | L | Annual | Emissions at Affected Plants SO2 | Thousand Tons | 0 | 0 | 0 | 0 | 0 | 0 | 0
CT Fac. Spec. - SO2 Rate Annual v3.1, Unit 1735 and retrofits | 323 | 7287 | Rate Constraint in lbs/MMBtu | FALSE | L | Annual | Allowances Purchased SO2 | Thousand Tons | 0 | 0 | 0 | 0 | 0 | 0 | 0
CT Fac. Spec. - SO2 Rate Annual v3.1, Unit 1735 and retrofits | 323 | 7287 | Rate Constraint in lbs/MMBtu | FALSE | L | Annual | Allowances Sold SO2 | Thousand Tons | 0 | 0 | 0 | 0 | 0 | 0 | 0
CT Fac. Spec. - SO2 Rate Annual v3.1, Unit 1735 and retrofits | 323 | 7287 | Rate Constraint in lbs/MMBtu | FALSE | L | Annual | Allowances Banked | Thousand Tons | 0 | 0 | 0 | 0 | 0 | 0 | 0
CT Fac. Spec. - SO2 Rate Annual v3.1, Unit 1735 and retrofits | 323 | 7287 | Rate Constraint in lbs/MMBtu | FALSE | L | Annual | Allowances Withdrawn (1:1) | Thousand Tons | 0 | 0 | 0 | 0 | 0 | 0 | 0
CT Fac. Spec. - SO2 Rate Annual v3.1, Unit 1735 and retrofits | 323 | 7287 | Rate Constraint in lbs/MMBtu | FALSE | L | Annual | Allowances Withdrawn (1:n) | Thousand Tons | 0 | 0 | 0 | 0 | 0 | 0 | 0
CT Fac. Spec. - SO2 Rate Annual v3.1, Unit 1735 and retrofits | 323 | 7287 | Rate Constraint in lbs/MMBtu | FALSE | L | Annual | Total | Thousand Tons | 0 | 0 | 0 | 0 | 0 | 0 | 0
CT Fac. Spec. - SO2 Rate Annual v3.1, Unit 1735 and retrofits | 323 | 7287 | Rate Constraint in lbs/MMBtu | FALSE | L | Annual | Fuel Consumed | TBtu | 14.0582 | 14.0276 | 9.9036 | 0 | 0 | 0 | 0
CT Fac. Spec. - SO2 Rate Annual v3.1, Unit 1735 and retrofits | 323 | 7287 | Rate Constraint in lbs/MMBtu | FALSE | L | Annual | Rate | lb/MMBtu | 0 | 0 | 0 | 0 | 0 | 0 | 0
CT Fac. Spec. - SO2 Rate Annual v3.1, Unit 1735 and retrofits | 323 | 7287 | Rate Constraint in lbs/MMBtu | FALSE | L | Annual | Generation | TWh | 1.9941 | 1.9897 | 1.4048 | 0 | 0 | 0 | 0
CT Fac. Spec. - SO2 Rate Annual v3.1, Unit 1735 and retrofits | 323 | 7287 | Rate Constraint in lbs/MMBtu | FALSE | L | Annual | Qualifying Generation | TWh | 1.9941 | 1.9897 | 1.4048 | 0 | 0 | 0 | 0
CT Fac. Spec. - SO2 Rate Annual v3.1, Unit 1735 and retrofits | 323 | 7287 | Rate Constraint in lbs/MMBtu | FALSE | L | Annual | Rate | lb/MWh | 0 | 0 | 0 | 0 | 0 | 0 | 0
CT Fac. Spec. - SO2 Rate Annual v3.1, Unit 1735 and retrofits | 323 | 7287 | Rate Constraint in lbs/MMBtu | FALSE | L | Annual | Constraint Shadow Price | US2022$/Ton | 0 | 0 | 0 | 0 | 0 | 0 | 0
CT Fac. Spec. - SO2 Rate Annual v3.1, Unit 1737 and retrofits | 324 | 7287 | Rate Constraint in lbs/MMBtu | FALSE | L | Annual | Seasons Included | Seasons | Winter, Spring, Summer, Fall | Winter, Spring, Summer, Fall | Winter, Spring, Summer, Fall | Winter, Spring, Summer, Fall | Winter, Spring, Summer, Fall | Winter, Spring, Summer, Fall | Winter, Spring, Summer, Fall
CT Fac. Spec. - SO2 Rate Annual v3.1, Unit 1737 and retrofits | 324 | 7287 | Rate Constraint in lbs/MMBtu | FALSE | L | Annual | Standard SO2 | lb/MMBtu | 0.33 | 0.33 | 0.33 | 0.33 | 0.33 | 0.33 | 0.33
CT Fac. Spec. - SO2 Rate Annual v3.1, Unit 1737 and retrofits | 324 | 7287 | Rate Constraint in lbs/MMBtu | FALSE | L | Annual | Emissions at Affected Plants SO2 | Thousand Tons | 0 | 0 | 0 | 0 | 0 | 0 | 0
CT Fac. Spec. - SO2 Rate Annual v3.1, Unit 1737 and retrofits | 324 | 7287 | Rate Constraint in lbs/MMBtu | FALSE | L | Annual | Allowances Purchased SO2 | Thousand Tons | 0 | 0 | 0 | 0 | 0 | 0 | 0
CT Fac. Spec. - SO2 Rate Annual v3.1, Unit 1737 and retrofits | 324 | 7287 | Rate Constraint in lbs/MMBtu | FALSE | L | Annual | Allowances Sold SO2 | Thousand Tons | 0 | 0 | 0 | 0 | 0 | 0 | 0
CT Fac. Spec. - SO2 Rate Annual v3.1, Unit 1737 and retrofits | 324 | 7287 | Rate Constraint in lbs/MMBtu | FALSE | L | Annual | Allowances Banked | Thousand Tons | 0 | 0 | 0 | 0 | 0 | 0 | 0
CT Fac. Spec. - SO2 Rate Annual v3.1, Unit 1737 and retrofits | 324 | 7287 | Rate Constraint in lbs/MMBtu | FALSE | L | Annual | Allowances Withdrawn (1:1) | Thousand Tons | 0 | 0 | 0 | 0 | 0 | 0 | 0
CT Fac. Spec. - SO2 Rate Annual v3.1, Unit 1737 and retrofits | 324 | 7287 | Rate Constraint in lbs/MMBtu | FALSE | L | Annual | Allowances Withdrawn (1:n) | Thousand Tons | 0 | 0 | 0 | 0 | 0 | 0 | 0
CT Fac. Spec. - SO2 Rate Annual v3.1, Unit 1737 and retrofits | 324 | 7287 | Rate Constraint in lbs/MMBtu | FALSE | L | Annual | Total | Thousand Tons | 0 | 0 | 0 | 0 | 0 | 0 | 0
CT Fac. Spec. - SO2 Rate Annual v3.1, Unit 1737 and retrofits | 324 | 7287 | Rate Constraint in lbs/MMBtu | FALSE | L | Annual | Fuel Consumed | TBtu | 0.6509 | 0.6509 | 0.6509 | 0.025526 | 0.00070904 | 0 | 0
CT Fac. Spec. - SO2 Rate Annual v3.1, Unit 1737 and retrofits | 324 | 7287 | Rate Constraint in lbs/MMBtu | FALSE | L | Annual | Rate | lb/MMBtu | 0 | 0 | 0 | 0 | 0 | 0 | 0
CT Fac. Spec. - SO2 Rate Annual v3.1, Unit 1737 and retrofits | 324 | 7287 | Rate Constraint in lbs/MMBtu | FALSE | L | Annual | Generation | TWh | 0.11474 | 0.11474 | 0.11474 | 0.0044995 | 0.00012499 | 0 | 0
CT Fac. Spec. - SO2 Rate Annual v3.1, Unit 1737 and retrofits | 324 | 7287 | Rate Constraint in lbs/MMBtu | FALSE | L | Annual | Qualifying Generation | TWh | 0.11474 | 0.11474 | 0.11474 | 0.0044995 | 0.00012499 | 0 | 0
CT Fac. Spec. - SO2 Rate Annual v3.1, Unit 1737 and retrofits | 324 | 7287 | Rate Constraint in lbs/MMBtu | FALSE | L | Annual | Rate | lb/MWh | 0 | 0 | 0 | 0 | 0 | 0 | 0
CT Fac. Spec. - SO2 Rate Annual v3.1, Unit 1737 and retrofits | 324 | 7287 | Rate Constraint in lbs/MMBtu | FALSE | L | Annual | Constraint Shadow Price | US2022$/Ton | 0 | 0 | 0 | 0 | 0 | 0 | 0
CT Fac. Spec. - SO2 Rate Annual v3.1, Unit 2198 and retrofits | 325 | 7287 | Rate Constraint in lbs/MMBtu | FALSE | L | Annual | Seasons Included | Seasons | Winter, Spring, Summer, Fall | Winter, Spring, Summer, Fall | Winter, Spring, Summer, Fall | Winter, Spring, Summer, Fall | Winter, Spring, Summer, Fall | Winter, Spring, Summer, Fall | Winter, Spring, Summer, Fall
CT Fac. Spec. - SO2 Rate Annual v3.1, Unit 2198 and retrofits | 325 | 7287 | Rate Constraint in lbs/MMBtu | FALSE | L | Annual | Standard SO2 | lb/MMBtu | 0.33 | 0.33 | 0.33 | 0.33 | 0.33 | 0.33 | 0.33
CT Fac. Spec. - SO2 Rate Annual v3.1, Unit 2198 and retrofits | 325 | 7287 | Rate Constraint in lbs/MMBtu | FALSE | L | Annual | Emissions at Affected Plants SO2 | Thousand Tons | 0 | 0 | 0 | 0 | 0 | 0 | 0
CT Fac. Spec. - SO2 Rate Annual v3.1, Unit 2198 and retrofits | 325 | 7287 | Rate Constraint in lbs/MMBtu | FALSE | L | Annual | Allowances Purchased SO2 | Thousand Tons | 0 | 0 | 0 | 0 | 0 | 0 | 0
CT Fac. Spec. - SO2 Rate Annual v3.1, Unit 2198 and retrofits | 325 | 7287 | Rate Constraint in lbs/MMBtu | FALSE | L | Annual | Allowances Sold SO2 | Thousand Tons | 0 | 0 | 0 | 0 | 0 | 0 | 0
CT Fac. Spec. - SO2 Rate Annual v3.1, Unit 2198 and retrofits | 325 | 7287 | Rate Constraint in lbs/MMBtu | FALSE | L | Annual | Allowances Banked | Thousand Tons | 0 | 0 | 0 | 0 | 0 | 0 | 0
CT Fac. Spec. - SO2 Rate Annual v3.1, Unit 2198 and retrofits | 325 | 7287 | Rate Constraint in lbs/MMBtu | FALSE | L | Annual | Allowances Withdrawn (1:1) | Thousand Tons | 0 | 0 | 0 | 0 | 0 | 0 | 0
CT Fac. Spec. - SO2 Rate Annual v3.1, Unit 2198 and retrofits | 325 | 7287 | Rate Constraint in lbs/MMBtu | FALSE | L | Annual | Allowances Withdrawn (1:n) | Thousand Tons | 0 | 0 | 0 | 0 | 0 | 0 | 0
CT Fac. Spec. - SO2 Rate Annual v3.1, Unit 2198 and retrofits | 325 | 7287 | Rate Constraint in lbs/MMBtu | FALSE | L | Annual | Total | Thousand Tons | 0 | 0 | 0 | 0 | 0 | 0 | 0
CT Fac. Spec. - SO2 Rate Annual v3.1, Unit 2198 and retrofits | 325 | 7287 | Rate Constraint in lbs/MMBtu | FALSE | L | Annual | Fuel Consumed | TBtu | 0 | 0 | 0 | 0 | 0 | 0 | 0
CT Fac. Spec. - SO2 Rate Annual v3.1, Unit 2198 and retrofits | 325 | 7287 | Rate Constraint in lbs/MMBtu | FALSE | L | Annual | Rate | lb/MMBtu | 0 | 0 | 0 | 0 | 0 | 0 | 0
CT Fac. Spec. - SO2 Rate Annual v3.1, Unit 2198 and retrofits | 325 | 7287 | Rate Constraint in lbs/MMBtu | FALSE | L | Annual | Generation | TWh | 0 | 0 | 0 | 0 | 0 | 0 | 0
CT Fac. Spec. - SO2 Rate Annual v3.1, Unit 2198 and retrofits | 325 | 7287 | Rate Constraint in lbs/MMBtu | FALSE | L | Annual | Qualifying Generation | TWh | 0 | 0 | 0 | 0 | 0 | 0 | 0
CT Fac. Spec. - SO2 Rate Annual v3.1, Unit 2198 and retrofits | 325 | 7287 | Rate Constraint in lbs/MMBtu | FALSE | L | Annual | Rate | lb/MWh | 0 | 0 | 0 | 0 | 0 | 0 | 0
CT Fac. Spec. - SO2 Rate Annual v3.1, Unit 2198 and retrofits | 325 | 7287 | Rate Constraint in lbs/MMBtu | FALSE | L | Annual | Constraint Shadow Price | US2022$/Ton | 0 | 0 | 0 | 0 | 0 | 0 | 0
CT Fac. Spec. - SO2 Rate Annual v3.1, Unit 2199 and retrofits | 326 | 7287 | Rate Constraint in lbs/MMBtu | FALSE | L | Annual | Seasons Included | Seasons | Winter, Spring, Summer, Fall | Winter, Spring, Summer, Fall | Winter, Spring, Summer, Fall | Winter, Spring, Summer, Fall | Winter, Spring, Summer, Fall | Winter, Spring, Summer, Fall | Winter, Spring, Summer, Fall
CT Fac. Spec. - SO2 Rate Annual v3.1, Unit 2199 and retrofits | 326 | 7287 | Rate Constraint in lbs/MMBtu | FALSE | L | Annual | Standard SO2 | lb/MMBtu | 0.33 | 0.33 | 0.33 | 0.33 | 0.33 | 0.33 | 0.33
CT Fac. Spec. - SO2 Rate Annual v3.1, Unit 2199 and retrofits | 326 | 7287 | Rate Constraint in lbs/MMBtu | FALSE | L | Annual | Emissions at Affected Plants SO2 | Thousand Tons | 0 | 0 | 0 | 0 | 0 | 0 | 0
CT Fac. Spec. - SO2 Rate Annual v3.1, Unit 2199 and retrofits | 326 | 7287 | Rate Constraint in lbs/MMBtu | FALSE | L | Annual | Allowances Purchased SO2 | Thousand Tons | 0 | 0 | 0 | 0 | 0 | 0 | 0
CT Fac. Spec. - SO2 Rate Annual v3.1, Unit 2199 and retrofits | 326 | 7287 | Rate Constraint in lbs/MMBtu | FALSE | L | Annual | Allowances Sold SO2 | Thousand Tons | 0 | 0 | 0 | 0 | 0 | 0 | 0
CT Fac. Spec. - SO2 Rate Annual v3.1, Unit 2199 and retrofits | 326 | 7287 | Rate Constraint in lbs/MMBtu | FALSE | L | Annual | Allowances Banked | Thousand Tons | 0 | 0 | 0 | 0 | 0 | 0 | 0
CT Fac. Spec. - SO2 Rate Annual v3.1, Unit 2199 and retrofits | 326 | 7287 | Rate Constraint in lbs/MMBtu | FALSE | L | Annual | Allowances Withdrawn (1:1) | Thousand Tons | 0 | 0 | 0 | 0 | 0 | 0 | 0
CT Fac. Spec. - SO2 Rate Annual v3.1, Unit 2199 and retrofits | 326 | 7287 | Rate Constraint in lbs/MMBtu | FALSE | L | Annual | Allowances Withdrawn (1:n) | Thousand Tons | 0 | 0 | 0 | 0 | 0 | 0 | 0
CT Fac. Spec. - SO2 Rate Annual v3.1, Unit 2199 and retrofits | 326 | 7287 | Rate Constraint in lbs/MMBtu | FALSE | L | Annual | Total | Thousand Tons | 0 | 0 | 0 | 0 | 0 | 0 | 0
CT Fac. Spec. - SO2 Rate Annual v3.1, Unit 2199 and retrofits | 326 | 7287 | Rate Constraint in lbs/MMBtu | FALSE | L | Annual | Fuel Consumed | TBtu | 0 | 0 | 0 | 0 | 0 | 0 | 0
CT Fac. Spec. - SO2 Rate Annual v3.1, Unit 2199 and retrofits | 326 | 7287 | Rate Constraint in lbs/MMBtu | FALSE | L | Annual | Rate | lb/MMBtu | 0 | 0 | 0 | 0 | 0 | 0 | 0
CT Fac. Spec. - SO2 Rate Annual v3.1, Unit 2199 and retrofits | 326 | 7287 | Rate Constraint in lbs/MMBtu | FALSE | L | Annual | Generation | TWh | 0 | 0 | 0 | 0 | 0 | 0 | 0
CT Fac. Spec. - SO2 Rate Annual v3.1, Unit 2199 and retrofits | 326 | 7287 | Rate Constraint in lbs/MMBtu | FALSE | L | Annual | Qualifying Generation | TWh | 0 | 0 | 0 | 0 | 0 | 0 | 0
CT Fac. Spec. - SO2 Rate Annual v3.1, Unit 2199 and retrofits | 326 | 7287 | Rate Constraint in lbs/MMBtu | FALSE | L | Annual | Rate | lb/MWh | 0 | 0 | 0 | 0 | 0 | 0 | 0
CT Fac. Spec. - SO2 Rate Annual v3.1, Unit 2199 and retrofits | 326 | 7287 | Rate Constraint in lbs/MMBtu | FALSE | L | Annual | Constraint Shadow Price | US2022$/Ton | 0 | 0 | 0 | 0 | 0 | 0 | 0
CT Fac. Spec. - SO2 Rate Annual v3.1, Unit 2299 and retrofits | 327 | 7287 | Rate Constraint in lbs/MMBtu | FALSE | L | Annual | Seasons Included | Seasons | Winter, Spring, Summer, Fall | Winter, Spring, Summer, Fall | Winter, Spring, Summer, Fall | Winter, Spring, Summer, Fall | Winter, Spring, Summer, Fall | Winter, Spring, Summer, Fall | Winter, Spring, Summer, Fall
CT Fac. Spec. - SO2 Rate Annual v3.1, Unit 2299 and retrofits | 327 | 7287 | Rate Constraint in lbs/MMBtu | FALSE | L | Annual | Standard SO2 | lb/MMBtu | 0.33 | 0.33 | 0.33 | 0.33 | 0.33 | 0.33 | 0.33
CT Fac. Spec. - SO2 Rate Annual v3.1, Unit 2299 and retrofits | 327 | 7287 | Rate Constraint in lbs/MMBtu | FALSE | L | Annual | Emissions at Affected Plants SO2 | Thousand Tons | 0 | 0 | 0 | 0 | 0 | 0 | 0
CT Fac. Spec. - SO2 Rate Annual v3.1, Unit 2299 and retrofits | 327 | 7287 | Rate Constraint in lbs/MMBtu | FALSE | L | Annual | Allowances Purchased SO2 | Thousand Tons | 0 | 0 | 0 | 0 | 0 | 0 | 0
CT Fac. Spec. - SO2 Rate Annual v3.1, Unit 2299 and retrofits | 327 | 7287 | Rate Constraint in lbs/MMBtu | FALSE | L | Annual | Allowances Sold SO2 | Thousand Tons | 0 | 0 | 0 | 0 | 0 | 0 | 0
CT Fac. Spec. - SO2 Rate Annual v3.1, Unit 2299 and retrofits | 327 | 7287 | Rate Constraint in lbs/MMBtu | FALSE | L | Annual | Allowances Banked | Thousand Tons | 0 | 0 | 0 | 0 | 0 | 0 | 0
CT Fac. Spec. - SO2 Rate Annual v3.1, Unit 2299 and retrofits | 327 | 7287 | Rate Constraint in lbs/MMBtu | FALSE | L | Annual | Allowances Withdrawn (1:1) | Thousand Tons | 0 | 0 | 0 | 0 | 0 | 0 | 0
CT Fac. Spec. - SO2 Rate Annual v3.1, Unit 2299 and retrofits | 327 | 7287 | Rate Constraint in lbs/MMBtu | FALSE | L | Annual | Allowances Withdrawn (1:n) | Thousand Tons | 0 | 0 | 0 | 0 | 0 | 0 | 0
CT Fac. Spec. - SO2 Rate Annual v3.1, Unit 2299 and retrofits | 327 | 7287 | Rate Constraint in lbs/MMBtu | FALSE | L | Annual | Total | Thousand Tons | 0 | 0 | 0 | 0 | 0 | 0 | 0
CT Fac. Spec. - SO2 Rate Annual v3.1, Unit 2299 and retrofits | 327 | 7287 | Rate Constraint in lbs/MMBtu | FALSE | L | Annual | Fuel Consumed | TBtu | 0 | 0 | 0 | 0 | 0 | 0 | 0
CT Fac. Spec. - SO2 Rate Annual v3.1, Unit 2299 and retrofits | 327 | 7287 | Rate Constraint in lbs/MMBtu | FALSE | L | Annual | Rate | lb/MMBtu | 0 | 0 | 0 | 0 | 0 | 0 | 0
CT Fac. Spec. - SO2 Rate Annual v3.1, Unit 2299 and retrofits | 327 | 7287 | Rate Constraint in lbs/MMBtu | FALSE | L | Annual | Generation | TWh | 0 | 0 | 0 | 0 | 0 | 0 | 0
CT Fac. Spec. - SO2 Rate Annual v3.1, Unit 2299 and retrofits | 327 | 7287 | Rate Constraint in lbs/MMBtu | FALSE | L | Annual | Qualifying Generation | TWh | 0 | 0 | 0 | 0 | 0 | 0 | 0
CT Fac. Spec. - SO2 Rate Annual v3.1, Unit 2299 and retrofits | 327 | 7287 | Rate Constraint in lbs/MMBtu | FALSE | L | Annual | Rate | lb/MWh | 0 | 0 | 0 | 0 | 0 | 0 | 0
CT Fac. Spec. - SO2 Rate Annual v3.1, Unit 2299 and retrofits | 327 | 7287 | Rate Constraint in lbs/MMBtu | FALSE | L | Annual | Constraint Shadow Price | US2022$/Ton | 0 | 0 | 0 | 0 | 0 | 0 | 0
CT Fac. Spec. - SO2 Rate Annual v3.1, Unit 2300 and retrofits | 328 | 7287 | Rate Constraint in lbs/MMBtu | FALSE | L | Annual | Seasons Included | Seasons | Winter, Spring, Summer, Fall | Winter, Spring, Summer, Fall | Winter, Spring, Summer, Fall | Winter, Spring, Summer, Fall | Winter, Spring, Summer, Fall | Winter, Spring, Summer, Fall | Winter, Spring, Summer, Fall
CT Fac. Spec. - SO2 Rate Annual v3.1, Unit 2300 and retrofits | 328 | 7287 | Rate Constraint in lbs/MMBtu | FALSE | L | Annual | Standard SO2 | lb/MMBtu | 0.33 | 0.33 | 0.33 | 0.33 | 0.33 | 0.33 | 0.33
CT Fac. Spec. - SO2 Rate Annual v3.1, Unit 2300 and retrofits | 328 | 7287 | Rate Constraint in lbs/MMBtu | FALSE | L | Annual | Emissions at Affected Plants SO2 | Thousand Tons | 0 | 0 | 0 | 0 | 0 | 0 | 0
CT Fac. Spec. - SO2 Rate Annual v3.1, Unit 2300 and retrofits | 328 | 7287 | Rate Constraint in lbs/MMBtu | FALSE | L | Annual | Allowances Purchased SO2 | Thousand Tons | 0 | 0 | 0 | 0 | 0 | 0 | 0
CT Fac. Spec. - SO2 Rate Annual v3.1, Unit 2300 and retrofits | 328 | 7287 | Rate Constraint in lbs/MMBtu | FALSE | L | Annual | Allowances Sold SO2 | Thousand Tons | 0 | 0 | 0 | 0 | 0 | 0 | 0
CT Fac. Spec. - SO2 Rate Annual v3.1, Unit 2300 and retrofits | 328 | 7287 | Rate Constraint in lbs/MMBtu | FALSE | L | Annual | Allowances Banked | Thousand Tons | 0 | 0 | 0 | 0 | 0 | 0 | 0
CT Fac. Spec. - SO2 Rate Annual v3.1, Unit 2300 and retrofits | 328 | 7287 | Rate Constraint in lbs/MMBtu | FALSE | L | Annual | Allowances Withdrawn (1:1) | Thousand Tons | 0 | 0 | 0 | 0 | 0 | 0 | 0
CT Fac. Spec. - SO2 Rate Annual v3.1, Unit 2300 and retrofits | 328 | 7287 | Rate Constraint in lbs/MMBtu | FALSE | L | Annual | Allowances Withdrawn (1:n) | Thousand Tons | 0 | 0 | 0 | 0 | 0 | 0 | 0
CT Fac. Spec. - SO2 Rate Annual v3.1, Unit 2300 and retrofits | 328 | 7287 | Rate Constraint in lbs/MMBtu | FALSE | L | Annual | Total | Thousand Tons | 0 | 0 | 0 | 0 | 0 | 0 | 0
CT Fac. Spec. - SO2 Rate Annual v3.1, Unit 2300 and retrofits | 328 | 7287 | Rate Constraint in lbs/MMBtu | FALSE | L | Annual | Fuel Consumed | TBtu | 0 | 0 | 0 | 0 | 0 | 0 | 0
CT Fac. Spec. - SO2 Rate Annual v3.1, Unit 2300 and retrofits | 328 | 7287 | Rate Constraint in lbs/MMBtu | FALSE | L | Annual | Rate | lb/MMBtu | 0 | 0 | 0 | 0 | 0 | 0 | 0
CT Fac. Spec. - SO2 Rate Annual v3.1, Unit 2300 and retrofits | 328 | 7287 | Rate Constraint in lbs/MMBtu | FALSE | L | Annual | Generation | TWh | 0 | 0 | 0 | 0 | 0 | 0 | 0
CT Fac. Spec. - SO2 Rate Annual v3.1, Unit 2300 and retrofits | 328 | 7287 | Rate Constraint in lbs/MMBtu | FALSE | L | Annual | Qualifying Generation | TWh | 0 | 0 | 0 | 0 | 0 | 0 | 0
CT Fac. Spec. - SO2 Rate Annual v3.1, Unit 2300 and retrofits | 328 | 7287 | Rate Constraint in lbs/MMBtu | FALSE | L | Annual | Rate | lb/MWh | 0 | 0 | 0 | 0 | 0 | 0 | 0
CT Fac. Spec. - SO2 Rate Annual v3.1, Unit 2300 and retrofits | 328 | 7287 | Rate Constraint in lbs/MMBtu | FALSE | L | Annual | Constraint Shadow Price | US2022$/Ton | 0 | 0 | 0 | 0 | 0 | 0 | 0
CT Fac. Spec. - SO2 Rate Annual v3.1, Unit 2301 and retrofits | 329 | 7287 | Rate Constraint in lbs/MMBtu | FALSE | L | Annual | Seasons Included | Seasons | Winter, Spring, Summer, Fall | Winter, Spring, Summer, Fall | Winter, Spring, Summer, Fall | Winter, Spring, Summer, Fall | Winter, Spring, Summer, Fall | Winter, Spring, Summer, Fall | Winter, Spring, Summer, Fall
CT Fac. Spec. - SO2 Rate Annual v3.1, Unit 2301 and retrofits | 329 | 7287 | Rate Constraint in lbs/MMBtu | FALSE | L | Annual | Standard SO2 | lb/MMBtu | 0.33 | 0.33 | 0.33 | 0.33 | 0.33 | 0.33 | 0.33
CT Fac. Spec. - SO2 Rate Annual v3.1, Unit 2301 and retrofits | 329 | 7287 | Rate Constraint in lbs/MMBtu | FALSE | L | Annual | Emissions at Affected Plants SO2 | Thousand Tons | 0 | 0 | 0 | 0 | 0 | 0 | 0
CT Fac. Spec. - SO2 Rate Annual v3.1, Unit 2301 and retrofits | 329 | 7287 | Rate Constraint in lbs/MMBtu | FALSE | L | Annual | Allowances Purchased SO2 | Thousand Tons | 0 | 0 | 0 | 0 | 0 | 0 | 0
CT Fac. Spec. - SO2 Rate Annual v3.1, Unit 2301 and retrofits | 329 | 7287 | Rate Constraint in lbs/MMBtu | FALSE | L | Annual | Allowances Sold SO2 | Thousand Tons | 0 | 0 | 0 | 0 | 0 | 0 | 0
CT Fac. Spec. - SO2 Rate Annual v3.1, Unit 2301 and retrofits | 329 | 7287 | Rate Constraint in lbs/MMBtu | FALSE | L | Annual | Allowances Banked | Thousand Tons | 0 | 0 | 0 | 0 | 0 | 0 | 0
CT Fac. Spec. - SO2 Rate Annual v3.1, Unit 2301 and retrofits | 329 | 7287 | Rate Constraint in lbs/MMBtu | FALSE | L | Annual | Allowances Withdrawn (1:1) | Thousand Tons | 0 | 0 | 0 | 0 | 0 | 0 | 0
CT Fac. Spec. - SO2 Rate Annual v3.1, Unit 2301 and retrofits | 329 | 7287 | Rate Constraint in lbs/MMBtu | FALSE | L | Annual | Allowances Withdrawn (1:n) | Thousand Tons | 0 | 0 | 0 | 0 | 0 | 0 | 0
CT Fac. Spec. - SO2 Rate Annual v3.1, Unit 2301 and retrofits | 329 | 7287 | Rate Constraint in lbs/MMBtu | FALSE | L | Annual | Total | Thousand Tons | 0 | 0 | 0 | 0 | 0 | 0 | 0
CT Fac. Spec. - SO2 Rate Annual v3.1, Unit 2301 and retrofits | 329 | 7287 | Rate Constraint in lbs/MMBtu | FALSE | L | Annual | Fuel Consumed | TBtu | 0 | 0 | 0 | 0 | 0 | 0 | 0
CT Fac. Spec. - SO2 Rate Annual v3.1, Unit 2301 and retrofits | 329 | 7287 | Rate Constraint in lbs/MMBtu | FALSE | L | Annual | Rate | lb/MMBtu | 0 | 0 | 0 | 0 | 0 | 0 | 0
CT Fac. Spec. - SO2 Rate Annual v3.1, Unit 2301 and retrofits | 329 | 7287 | Rate Constraint in lbs/MMBtu | FALSE | L | Annual | Generation | TWh | 0 | 0 | 0 | 0 | 0 | 0 | 0
CT Fac. Spec. - SO2 Rate Annual v3.1, Unit 2301 and retrofits | 329 | 7287 | Rate Constraint in lbs/MMBtu | FALSE | L | Annual | Qualifying Generation | TWh | 0 | 0 | 0 | 0 | 0 | 0 | 0
CT Fac. Spec. - SO2 Rate Annual v3.1, Unit 2301 and retrofits | 329 | 7287 | Rate Constraint in lbs/MMBtu | FALSE | L | Annual | Rate | lb/MWh | 0 | 0 | 0 | 0 | 0 | 0 | 0
CT Fac. Spec. - SO2 Rate Annual v3.1, Unit 2301 and retrofits | 329 | 7287 | Rate Constraint in lbs/MMBtu | FALSE | L | Annual | Constraint Shadow Price | US2022$/Ton | 682.9527 | 2035.3021 | 0 | 0 | 0 | 0 | 0
CT Fac. Spec. - SO2 Rate Annual v3.1, Unit 2302 and retrofits | 330 | 7287 | Rate Constraint in lbs/MMBtu | FALSE | L | Annual | Seasons Included | Seasons | Winter, Spring, Summer, Fall | Winter, Spring, Summer, Fall | Winter, Spring, Summer, Fall | Winter, Spring, Summer, Fall | Winter, Spring, Summer, Fall | Winter, Spring, Summer, Fall | Winter, Spring, Summer, Fall
CT Fac. Spec. - SO2 Rate Annual v3.1, Unit 2302 and retrofits | 330 | 7287 | Rate Constraint in lbs/MMBtu | FALSE | L | Annual | Standard SO2 | lb/MMBtu | 0.33 | 0.33 | 0.33 | 0.33 | 0.33 | 0.33 | 0.33
CT Fac. Spec. - SO2 Rate Annual v3.1, Unit 2302 and retrofits | 330 | 7287 | Rate Constraint in lbs/MMBtu | FALSE | L | Annual | Emissions at Affected Plants SO2 | Thousand Tons | 0 | 0 | 0 | 0 | 0 | 0 | 0
CT Fac. Spec. - SO2 Rate Annual v3.1, Unit 2302 and retrofits | 330 | 7287 | Rate Constraint in lbs/MMBtu | FALSE | L | Annual | Allowances Purchased SO2 | Thousand Tons | 0 | 0 | 0 | 0 | 0 | 0 | 0
CT Fac. Spec. - SO2 Rate Annual v3.1, Unit 2302 and retrofits | 330 | 7287 | Rate Constraint in lbs/MMBtu | FALSE | L | Annual | Allowances Sold SO2 | Thousand Tons | 0 | 0 | 0 | 0 | 0 | 0 | 0
CT Fac. Spec. - SO2 Rate Annual v3.1, Unit 2302 and retrofits | 330 | 7287 | Rate Constraint in lbs/MMBtu | FALSE | L | Annual | Allowances Banked | Thousand Tons | 0 | 0 | 0 | 0 | 0 | 0 | 0
CT Fac. Spec. - SO2 Rate Annual v3.1, Unit 2302 and retrofits | 330 | 7287 | Rate Constraint in lbs/MMBtu | FALSE | L | Annual | Allowances Withdrawn (1:1) | Thousand Tons | 0 | 0 | 0 | 0 | 0 | 0 | 0
CT Fac. Spec. - SO2 Rate Annual v3.1, Unit 2302 and retrofits | 330 | 7287 | Rate Constraint in lbs/MMBtu | FALSE | L | Annual | Allowances Withdrawn (1:n) | Thousand Tons | 0 | 0 | 0 | 0 | 0 | 0 | 0
CT Fac. Spec. - SO2 Rate Annual v3.1, Unit 2302 and retrofits | 330 | 7287 | Rate Constraint in lbs/MMBtu | FALSE | L | Annual | Total | Thousand Tons | 0 | 0 | 0 | 0 | 0 | 0 | 0
CT Fac. Spec. - SO2 Rate Annual v3.1, Unit 2302 and retrofits | 330 | 7287 | Rate Constraint in lbs/MMBtu | FALSE | L | Annual | Fuel Consumed | TBtu | 0 | 0 | 0 | 0 | 0 | 0 | 0
CT Fac. Spec. - SO2 Rate Annual v3.1, Unit 2302 and retrofits | 330 | 7287 | Rate Constraint in lbs/MMBtu | FALSE | L | Annual | Rate | lb/MMBtu | 0 | 0 | 0 | 0 | 0 | 0 | 0
CT Fac. Spec. - SO2 Rate Annual v3.1, Unit 2302 and retrofits | 330 | 7287 | Rate Constraint in lbs/MMBtu | FALSE | L | Annual | Generation | TWh | 0 | 0 | 0 | 0 | 0 | 0 | 0
CT Fac. Spec. - SO2 Rate Annual v3.1, Unit 2302 and retrofits | 330 | 7287 | Rate Constraint in lbs/MMBtu | FALSE | L | Annual | Qualifying Generation | TWh | 0 | 0 | 0 | 0 | 0 | 0 | 0
CT Fac. Spec. - SO2 Rate Annual v3.1, Unit 2302 and retrofits | 330 | 7287 | Rate Constraint in lbs/MMBtu | FALSE | L | Annual | Rate | lb/MWh | 0 | 0 | 0 | 0 | 0 | 0 | 0
CT Fac. Spec. - SO2 Rate Annual v3.1, Unit 2302 and retrofits | 330 | 7287 | Rate Constraint in lbs/MMBtu | FALSE | L | Annual | Constraint Shadow Price | US2022$/Ton | 0 | 0 | 0 | 0 | 0 | 0 | 0
DE Facility Specific - NOx Annual Rate v3.1, Unit 2192 and retrofits | 331 | 7289 | Rate Constraint in lbs/MMBtu | FALSE | L | Annual | Seasons Included | Seasons | Winter, Spring, Summer, Fall | Winter, Spring, Summer, Fall | Winter, Spring, Summer, Fall | Winter, Spring, Summer, Fall | Winter, Spring, Summer, Fall | Winter, Spring, Summer, Fall | Winter, Spring, Summer, Fall
DE Facility Specific - NOx Annual Rate v3.1, Unit 2192 and retrofits | 331 | 7289 | Rate Constraint in lbs/MMBtu | FALSE | L | Annual | Standard NOX | lb/MMBtu | 0.125 | 0.125 | 0.125 | 0.125 | 0.125 | 0.125 | 0.125
DE Facility Specific - NOx Annual Rate v3.1, Unit 2192 and retrofits | 331 | 7289 | Rate Constraint in lbs/MMBtu | FALSE | L | Annual | Emissions at Affected Plants NOX | Thousand Tons | 0 | 0 | 0 | 0 | 0 | 0 | 0
DE Facility Specific - NOx Annual Rate v3.1, Unit 2192 and retrofits | 331 | 7289 | Rate Constraint in lbs/MMBtu | FALSE | L | Annual | Allowances Purchased NOX | Thousand Tons | 0 | 0 | 0 | 0 | 0 | 0 | 0
DE Facility Specific - NOx Annual Rate v3.1, Unit 2192 and retrofits | 331 | 7289 | Rate Constraint in lbs/MMBtu | FALSE | L | Annual | Allowances Sold NOX | Thousand Tons | 0 | 0 | 0 | 0 | 0 | 0 | 0
DE Facility Specific - NOx Annual Rate v3.1, Unit 2192 and retrofits | 331 | 7289 | Rate Constraint in lbs/MMBtu | FALSE | L | Annual | Allowances Banked | Thousand Tons | 0 | 0 | 0 | 0 | 0 | 0 | 0
DE Facility Specific - NOx Annual Rate v3.1, Unit 2192 and retrofits | 331 | 7289 | Rate Constraint in lbs/MMBtu | FALSE | L | Annual | Allowances Withdrawn (1:1) | Thousand Tons | 0 | 0 | 0 | 0 | 0 | 0 | 0
DE Facility Specific - NOx Annual Rate v3.1, Unit 2192 and retrofits | 331 | 7289 | Rate Constraint in lbs/MMBtu | FALSE | L | Annual | Allowances Withdrawn (1:n) | Thousand Tons | 0 | 0 | 0 | 0 | 0 | 0 | 0
DE Facility Specific - NOx Annual Rate v3.1, Unit 2192 and retrofits | 331 | 7289 | Rate Constraint in lbs/MMBtu | FALSE | L | Annual | Total | Thousand Tons | 0 | 0 | 0 | 0 | 0 | 0 | 0
DE Facility Specific - NOx Annual Rate v3.1, Unit 2192 and retrofits | 331 | 7289 | Rate Constraint in lbs/MMBtu | FALSE | L | Annual | Fuel Consumed | TBtu | 0 | 0 | 0 | 0 | 0 | 0 | 0
DE Facility Specific - NOx Annual Rate v3.1, Unit 2192 and retrofits | 331 | 7289 | Rate Constraint in lbs/MMBtu | FALSE | L | Annual | Rate | lb/MMBtu | 0 | 0 | 0 | 0 | 0 | 0 | 0
DE Facility Specific - NOx Annual Rate v3.1, Unit 2192 and retrofits | 331 | 7289 | Rate Constraint in lbs/MMBtu | FALSE | L | Annual | Generation | TWh | 0 | 0 | 0 | 0 | 0 | 0 | 0
DE Facility Specific - NOx Annual Rate v3.1, Unit 2192 and retrofits | 331 | 7289 | Rate Constraint in lbs/MMBtu | FALSE | L | Annual | Qualifying Generation | TWh | 0 | 0 | 0 | 0 | 0 | 0 | 0
DE Facility Specific - NOx Annual Rate v3.1, Unit 2192 and retrofits | 331 | 7289 | Rate Constraint in lbs/MMBtu | FALSE | L | Annual | Rate | lb/MWh | 0 | 0 | 0 | 0 | 0 | 0 | 0
DE Facility Specific - NOx Annual Rate v3.1, Unit 2192 and retrofits | 331 | 7289 | Rate Constraint in lbs/MMBtu | FALSE | L | Annual | Constraint Shadow Price | US2022$/Ton | 0 | 0 | 0 | 0 | 0 | 0 | 0
DE Facility Specific - NOx Annual Rate v3.1, Unit 2193 and retrofits | 332 | 7289 | Rate Constraint in lbs/MMBtu | FALSE | L | Annual | Seasons Included | Seasons | Winter, Spring, Summer, Fall | Winter, Spring, Summer, Fall | Winter, Spring, Summer, Fall | Winter, Spring, Summer, Fall | Winter, Spring, Summer, Fall | Winter, Spring, Summer, Fall | Winter, Spring, Summer, Fall
DE Facility Specific - NOx Annual Rate v3.1, Unit 2193 and retrofits | 332 | 7289 | Rate Constraint in lbs/MMBtu | FALSE | L | Annual | Standard NOX | lb/MMBtu | 0.125 | 0.125 | 0.125 | 0.125 | 0.125 | 0.125 | 0.125
DE Facility Specific - NOx Annual Rate v3.1, Unit 2193 and retrofits | 332 | 7289 | Rate Constraint in lbs/MMBtu | FALSE | L | Annual | Emissions at Affected Plants NOX | Thousand Tons | 0 | 0 | 0 | 0 | 0 | 0 | 0
DE Facility Specific - NOx Annual Rate v3.1, Unit 2193 and retrofits | 332 | 7289 | Rate Constraint in lbs/MMBtu | FALSE | L | Annual | Allowances Purchased NOX | Thousand Tons | 0 | 0 | 0 | 0 | 0 | 0 | 0
DE Facility Specific - NOx Annual Rate v3.1, Unit 2193 and retrofits | 332 | 7289 | Rate Constraint in lbs/MMBtu | FALSE | L | Annual | Allowances Sold NOX | Thousand Tons | 0 | 0 | 0 | 0 | 0 | 0 | 0
DE Facility Specific - NOx Annual Rate v3.1, Unit 2193 and retrofits | 332 | 7289 | Rate Constraint in lbs/MMBtu | FALSE | L | Annual | Allowances Banked | Thousand Tons | 0 | 0 | 0 | 0 | 0 | 0 | 0
DE Facility Specific - NOx Annual Rate v3.1, Unit 2193 and retrofits | 332 | 7289 | Rate Constraint in lbs/MMBtu | FALSE | L | Annual | Allowances Withdrawn (1:1) | Thousand Tons | 0 | 0 | 0 | 0 | 0 | 0 | 0
DE Facility Specific - NOx Annual Rate v3.1, Unit 2193 and retrofits | 332 | 7289 | Rate Constraint in lbs/MMBtu | FALSE | L | Annual | Allowances Withdrawn (1:n) | Thousand Tons | 0 | 0 | 0 | 0 | 0 | 0 | 0
DE Facility Specific - NOx Annual Rate v3.1, Unit 2193 and retrofits | 332 | 7289 | Rate Constraint in lbs/MMBtu | FALSE | L | Annual | Total | Thousand Tons | 0 | 0 | 0 | 0 | 0 | 0 | 0
DE Facility Specific - NOx Annual Rate v3.1, Unit 2193 and retrofits | 332 | 7289 | Rate Constraint in lbs/MMBtu | FALSE | L | Annual | Fuel Consumed | TBtu | 0 | 0 | 0 | 0 | 0 | 0 | 0
DE Facility Specific - NOx Annual Rate v3.1, Unit 2193 and retrofits | 332 | 7289 | Rate Constraint in lbs/MMBtu | FALSE | L | Annual | Rate | lb/MMBtu | 0 | 0 | 0 | 0 | 0 | 0 | 0
DE Facility Specific - NOx Annual Rate v3.1, Unit 2193 and retrofits | 332 | 7289 | Rate Constraint in lbs/MMBtu | FALSE | L | Annual | Generation | TWh | 0 | 0 | 0 | 0 | 0 | 0 | 0
DE Facility Specific - NOx Annual Rate v3.1, Unit 2193 and retrofits | 332 | 7289 | Rate Constraint in lbs/MMBtu | FALSE | L | Annual | Qualifying Generation | TWh | 0 | 0 | 0 | 0 | 0 | 0 | 0
DE Facility Specific - NOx Annual Rate v3.1, Unit 2193 and retrofits | 332 | 7289 | Rate Constraint in lbs/MMBtu | FALSE | L | Annual | Rate | lb/MWh | 0 | 0 | 0 | 0 | 0 | 0 | 0
DE Facility Specific - NOx Annual Rate v3.1, Unit 2193 and retrofits | 332 | 7289 | Rate Constraint in lbs/MMBtu | FALSE | L | Annual | Constraint Shadow Price | US2022$/Ton | 0 | 0 | 0 | 0 | 0 | 0 | 0
DE Facility Specific - NOx Annual Rate v3.1, Unit 2194 and retrofits | 333 | 7289 | Rate Constraint in lbs/MMBtu | FALSE | L | Annual | Seasons Included | Seasons | Winter, Spring, Summer, Fall | Winter, Spring, Summer, Fall | Winter, Spring, Summer, Fall | Winter, Spring, Summer, Fall | Winter, Spring, Summer, Fall | Winter, Spring, Summer, Fall | Winter, Spring, Summer, Fall
DE Facility Specific - NOx Annual Rate v3.1, Unit 2194 and retrofits | 333 | 7289 | Rate Constraint in lbs/MMBtu | FALSE | L | Annual | Standard NOX | lb/MMBtu | 0.125 | 0.125 | 0.125 | 0.125 | 0.125 | 0.125 | 0.125
DE Facility Specific - NOx Annual Rate v3.1, Unit 2194 and retrofits | 333 | 7289 | Rate Constraint in lbs/MMBtu | FALSE | L | Annual | Emissions at Affected Plants NOX | Thousand Tons | 0 | 0 | 0 | 0 | 0 | 0 | 0
DE Facility Specific - NOx Annual Rate v3.1, Unit 2194 and retrofits | 333 | 7289 | Rate Constraint in lbs/MMBtu | FALSE | L | Annual | Allowances Purchased NOX | Thousand Tons | 0 | 0 | 0 | 0 | 0 | 0 | 0
DE Facility Specific - NOx Annual Rate v3.1, Unit 2194 and retrofits | 333 | 7289 | Rate Constraint in lbs/MMBtu | FALSE | L | Annual | Allowances Sold NOX | Thousand Tons | 0 | 0 | 0 | 0 | 0 | 0 | 0
DE Facility Specific - NOx Annual Rate v3.1, Unit 2194 and retrofits | 333 | 7289 | Rate Constraint in lbs/MMBtu | FALSE | L | Annual | Allowances Banked | Thousand Tons | 0 | 0 | 0 | 0 | 0 | 0 | 0
DE Facility Specific - NOx Annual Rate v3.1, Unit 2194 and retrofits | 333 | 7289 | Rate Constraint in lbs/MMBtu | FALSE | L | Annual | Allowances Withdrawn (1:1) | Thousand Tons | 0 | 0 | 0 | 0 | 0 | 0 | 0
DE Facility Specific - NOx Annual Rate v3.1, Unit 2194 and retrofits | 333 | 7289 | Rate Constraint in lbs/MMBtu | FALSE | L | Annual | Allowances Withdrawn (1:n) | Thousand Tons | 0 | 0 | 0 | 0 | 0 | 0 | 0
DE Facility Specific - NOx Annual Rate v3.1, Unit 2194 and retrofits | 333 | 7289 | Rate Constraint in lbs/MMBtu | FALSE | L | Annual | Total | Thousand Tons | 0 | 0 | 0 | 0 | 0 | 0 | 0
DE Facility Specific - NOx Annual Rate v3.1, Unit 2194 and retrofits | 333 | 7289 | Rate Constraint in lbs/MMBtu | FALSE | L | Annual | Fuel Consumed | TBtu | 0 | 0 | 0 | 0 | 0 | 0 | 0
DE Facility Specific - NOx Annual Rate v3.1, Unit 2194 and retrofits | 333 | 7289 | Rate Constraint in lbs/MMBtu | FALSE | L | Annual | Rate | lb/MMBtu | 0 | 0 | 0 | 0 | 0 | 0 | 0
DE Facility Specific - NOx Annual Rate v3.1, Unit 2194 and retrofits | 333 | 7289 | Rate Constraint in lbs/MMBtu | FALSE | L | Annual | Generation | TWh | 0 | 0 | 0 | 0 | 0 | 0 | 0
DE Facility Specific - NOx Annual Rate v3.1, Unit 2194 and retrofits | 333 | 7289 | Rate Constraint in lbs/MMBtu | FALSE | L | Annual | Qualifying Generation | TWh | 0 | 0 | 0 | 0 | 0 | 0 | 0
DE Facility Specific - NOx Annual Rate v3.1, Unit 2194 and retrofits | 333 | 7289 | Rate Constraint in lbs/MMBtu | FALSE | L | Annual | Rate | lb/MWh | 0 | 0 | 0 | 0 | 0 | 0 | 0
DE Facility Specific - NOx Annual Rate v3.1, Unit 2194 and retrofits | 333 | 7289 | Rate Constraint in lbs/MMBtu | FALSE | L | Annual | Constraint Shadow Price | US2022$/Ton | 0 | 0 | 0 | 0 | 0 | 0 | 0
DE Facility Specific - SO2 Annual Rate v3.1, Unit 2192 and retrofits | 334 | 7295 | Rate Constraint in lbs/MMBtu | FALSE | L | Annual | Seasons Included | Seasons | Winter, Spring, Summer, Fall | Winter, Spring, Summer, Fall | Winter, Spring, Summer, Fall | Winter, Spring, Summer, Fall | Winter, Spring, Summer, Fall | Winter, Spring, Summer, Fall | Winter, Spring, Summer, Fall
DE Facility Specific - SO2 Annual Rate v3.1, Unit 2192 and retrofits | 334 | 7295 | Rate Constraint in lbs/MMBtu | FALSE | L | Annual | Standard SO2 | lb/MMBtu | 0.26 | 0.26 | 0.26 | 0.26 | 0.26 | 0.26 | 0.26
DE Facility Specific - SO2 Annual Rate v3.1, Unit 2192 and retrofits | 334 | 7295 | Rate Constraint in lbs/MMBtu | FALSE | L | Annual | Emissions at Affected Plants SO2 | Thousand Tons | 0 | 0 | 0 | 0 | 0 | 0 | 0
DE Facility Specific - SO2 Annual Rate v3.1, Unit 2192 and retrofits | 334 | 7295 | Rate Constraint in lbs/MMBtu | FALSE | L | Annual | Allowances Purchased SO2 | Thousand Tons | 0 | 0 | 0 | 0 | 0 | 0 | 0
DE Facility Specific - SO2 Annual Rate v3.1, Unit 2192 and retrofits | 334 | 7295 | Rate Constraint in lbs/MMBtu | FALSE | L | Annual | Allowances Sold SO2 | Thousand Tons | 0 | 0 | 0 | 0 | 0 | 0 | 0
DE Facility Specific - SO2 Annual Rate v3.1, Unit 2192 and retrofits | 334 | 7295 | Rate Constraint in lbs/MMBtu | FALSE | L | Annual | Allowances Banked | Thousand Tons | 0 | 0 | 0 | 0 | 0 | 0 | 0
DE Facility Specific - SO2 Annual Rate v3.1, Unit 2192 and retrofits | 334 | 7295 | Rate Constraint in lbs/MMBtu | FALSE | L | Annual | Allowances Withdrawn (1:1) | Thousand Tons | 0 | 0 | 0 | 0 | 0 | 0 | 0
DE Facility Specific - SO2 Annual Rate v3.1, Unit 2192 and retrofits | 334 | 7295 | Rate Constraint in lbs/MMBtu | FALSE | L | Annual | Allowances Withdrawn (1:n) | Thousand Tons | 0 | 0 | 0 | 0 | 0 | 0 | 0
DE Facility Specific - SO2 Annual Rate v3.1, Unit 2192 and retrofits | 334 | 7295 | Rate Constraint in lbs/MMBtu | FALSE | L | Annual | Total | Thousand Tons | 0 | 0 | 0 | 0 | 0 | 0 | 0
DE Facility Specific - SO2 Annual Rate v3.1, Unit 2192 and retrofits | 334 | 7295 | Rate Constraint in lbs/MMBtu | FALSE | L | Annual | Fuel Consumed | TBtu | 0 | 0 | 0 | 0 | 0 | 0 | 0
DE Facility Specific - SO2 Annual Rate v3.1, Unit 2192 and retrofits | 334 | 7295 | Rate Constraint in lbs/MMBtu | FALSE | L | Annual | Rate | lb/MMBtu | 0 | 0 | 0 | 0 | 0 | 0 | 0
DE Facility Specific - SO2 Annual Rate v3.1, Unit 2192 and retrofits | 334 | 7295 | Rate Constraint in lbs/MMBtu | FALSE | L | Annual | Generation | TWh | 0 | 0 | 0 | 0 | 0 | 0 | 0
DE Facility Specific - SO2 Annual Rate v3.1, Unit 2192 and retrofits | 334 | 7295 | Rate Constraint in lbs/MMBtu | FALSE | L | Annual | Qualifying Generation | TWh | 0 | 0 | 0 | 0 | 0 | 0 | 0
DE Facility Specific - SO2 Annual Rate v3.1, Unit 2192 and retrofits | 334 | 7295 | Rate Constraint in lbs/MMBtu | FALSE | L | Annual | Rate | lb/MWh | 0 | 0 | 0 | 0 | 0 | 0 | 0
DE Facility Specific - SO2 Annual Rate v3.1, Unit 2192 and retrofits | 334 | 7295 | Rate Constraint in lbs/MMBtu | FALSE | L | Annual | Constraint Shadow Price | US2022$/Ton | 0 | 0 | 0 | 0 | 0 | 0 | 0
DE Facility Specific - SO2 Annual Rate v3.1, Unit 2193 and retrofits | 335 | 7295 | Rate Constraint in lbs/MMBtu | FALSE | L | Annual | Seasons Included | Seasons | Winter, Spring, Summer, Fall | Winter, Spring, Summer, Fall | Winter, Spring, Summer, Fall | Winter, Spring, Summer, Fall | Winter, Spring, Summer, Fall | Winter, Spring, Summer, Fall | Winter, Spring, Summer, Fall
DE Facility Specific - SO2 Annual Rate v3.1, Unit 2193 and retrofits | 335 | 7295 | Rate Constraint in lbs/MMBtu | FALSE | L | Annual | Standard SO2 | lb/MMBtu | 0.26 | 0.26 | 0.26 | 0.26 | 0.26 | 0.26 | 0.26
DE Facility Specific - SO2 Annual Rate v3.1, Unit 2193 and retrofits | 335 | 7295 | Rate Constraint in lbs/MMBtu | FALSE | L | Annual | Emissions at Affected Plants SO2 | Thousand Tons | 0 | 0 | 0 | 0 | 0 | 0 | 0
DE Facility Specific - SO2 Annual Rate v3.1, Unit 2193 and retrofits | 335 | 7295 | Rate Constraint in lbs/MMBtu | FALSE | L | Annual | Allowances Purchased SO2 | Thousand Tons | 0 | 0 | 0 | 0 | 0 | 0 | 0
DE Facility Specific - SO2 Annual Rate v3.1, Unit 2193 and retrofits | 335 | 7295 | Rate Constraint in lbs/MMBtu | FALSE | L | Annual | Allowances Sold SO2 | Thousand Tons | 0 | 0 | 0 | 0 | 0 | 0 | 0
DE Facility Specific - SO2 Annual Rate v3.1, Unit 2193 and retrofits | 335 | 7295 | Rate Constraint in lbs/MMBtu | FALSE | L | Annual | Allowances Banked | Thousand Tons | 0 | 0 | 0 | 0 | 0 | 0 | 0
DE Facility Specific - SO2 Annual Rate v3.1, Unit 2193 and retrofits | 335 | 7295 | Rate Constraint in lbs/MMBtu | FALSE | L | Annual | Allowances Withdrawn (1:1) | Thousand Tons | 0 | 0 | 0 | 0 | 0 | 0 | 0
DE Facility Specific - SO2 Annual Rate v3.1, Unit 2193 and retrofits | 335 | 7295 | Rate Constraint in lbs/MMBtu | FALSE | L | Annual | Allowances Withdrawn (1:n) | Thousand Tons | 0 | 0 | 0 | 0 | 0 | 0 | 0
DE Facility Specific - SO2 Annual Rate v3.1, Unit 2193 and retrofits | 335 | 7295 | Rate Constraint in lbs/MMBtu | FALSE | L | Annual | Total | Thousand Tons | 0 | 0 | 0 | 0 | 0 | 0 | 0
DE Facility Specific - SO2 Annual Rate v3.1, Unit 2193 and retrofits | 335 | 7295 | Rate Constraint in lbs/MMBtu | FALSE | L | Annual | Fuel Consumed | TBtu | 0 | 0 | 0 | 0 | 0 | 0 | 0
DE Facility Specific - SO2 Annual Rate v3.1, Unit 2193 and retrofits | 335 | 7295 | Rate Constraint in lbs/MMBtu | FALSE | L | Annual | Rate | lb/MMBtu | 0 | 0 | 0 | 0 | 0 | 0 | 0
DE Facility Specific - SO2 Annual Rate v3.1, Unit 2193 and retrofits | 335 | 7295 | Rate Constraint in lbs/MMBtu | FALSE | L | Annual | Generation | TWh | 0 | 0 | 0 | 0 | 0 | 0 | 0
DE Facility Specific - SO2 Annual Rate v3.1, Unit 2193 and retrofits | 335 | 7295 | Rate Constraint in lbs/MMBtu | FALSE | L | Annual | Qualifying Generation | TWh | 0 | 0 | 0 | 0 | 0 | 0 | 0
DE Facility Specific - SO2 Annual Rate v3.1, Unit 2193 and retrofits | 335 | 7295 | Rate Constraint in lbs/MMBtu | FALSE | L | Annual | Rate | lb/MWh | 0 | 0 | 0 | 0 | 0 | 0 | 0
DE Facility Specific - SO2 Annual Rate v3.1, Unit 2193 and retrofits | 335 | 7295 | Rate Constraint in lbs/MMBtu | FALSE | L | Annual | Constraint Shadow Price | US2022$/Ton | 0 | 0 | 0 | 0 | 0 | 0 | 0
DE Facility Specific - SO2 Annual Rate v3.1, Unit 2194 and retrofits | 336 | 7295 | Rate Constraint in lbs/MMBtu | FALSE | L | Annual | Seasons Included | Seasons | Winter, Spring, Summer, Fall | Winter, Spring, Summer, Fall | Winter, Spring, Summer, Fall | Winter, Spring, Summer, Fall | Winter, Spring, Summer, Fall | Winter, Spring, Summer, Fall | Winter, Spring, Summer, Fall
DE Facility Specific - SO2 Annual Rate v3.1, Unit 2194 and retrofits | 336 | 7295 | Rate Constraint in lbs/MMBtu | FALSE | L | Annual | Standard SO2 | lb/MMBtu | 0.26 | 0.26 | 0.26 | 0.26 | 0.26 | 0.26 | 0.26
DE Facility Specific - SO2 Annual Rate v3.1, Unit 2194 and retrofits | 336 | 7295 | Rate Constraint in lbs/MMBtu | FALSE | L | Annual | Emissions at Affected Plants SO2 | Thousand Tons | 0 | 0 | 0 | 0 | 0 | 0 | 0
DE Facility Specific - SO2 Annual Rate v3.1, Unit 2194 and retrofits | 336 | 7295 | Rate Constraint in lbs/MMBtu | FALSE | L | Annual | Allowances Purchased SO2 | Thousand Tons | 0 | 0 | 0 | 0 | 0 | 0 | 0
DE Facility Specific - SO2 Annual Rate v3.1, Unit 2194 and retrofits | 336 | 7295 | Rate Constraint in lbs/MMBtu | FALSE | L | Annual | Allowances Sold SO2 | Thousand Tons | 0 | 0 | 0 | 0 | 0 | 0 | 0
DE Facility Specific - SO2 Annual Rate v3.1, Unit 2194 and retrofits | 336 | 7295 | Rate Constraint in lbs/MMBtu | FALSE | L | Annual | Allowances Banked | Thousand Tons | 0 | 0 | 0 | 0 | 0 | 0 | 0
DE Facility Specific - SO2 Annual Rate v3.1, Unit 2194 and retrofits | 336 | 7295 | Rate Constraint in lbs/MMBtu | FALSE | L | Annual | Allowances Withdrawn (1:1) | Thousand Tons | 0 | 0 | 0 | 0 | 0 | 0 | 0
DE Facility Specific - SO2 Annual Rate v3.1, Unit 2194 and retrofits | 336 | 7295 | Rate Constraint in lbs/MMBtu | FALSE | L | Annual | Allowances Withdrawn (1:n) | Thousand Tons | 0 | 0 | 0 | 0 | 0 | 0 | 0
DE Facility Specific - SO2 Annual Rate v3.1, Unit 2194 and retrofits | 336 | 7295 | Rate Constraint in lbs/MMBtu | FALSE | L | Annual | Total | Thousand Tons | 0 | 0 | 0 | 0 | 0 | 0 | 0
DE Facility Specific - SO2 Annual Rate v3.1, Unit 2194 and retrofits | 336 | 7295 | Rate Constraint in lbs/MMBtu | FALSE | L | Annual | Fuel Consumed | TBtu | 0 | 0 | 0 | 0 | 0 | 0 | 0
DE Facility Specific - SO2 Annual Rate v3.1, Unit 2194 and retrofits | 336 | 7295 | Rate Constraint in lbs/MMBtu | FALSE | L | Annual | Rate | lb/MMBtu | 0 | 0 | 0 | 0 | 0 | 0 | 0
DE Facility Specific - SO2 Annual Rate v3.1, Unit 2194 and retrofits | 336 | 7295 | Rate Constraint in lbs/MMBtu | FALSE | L | Annual | Generation | TWh | 0 | 0 | 0 | 0 | 0 | 0 | 0
DE Facility Specific - SO2 Annual Rate v3.1, Unit 2194 and retrofits | 336 | 7295 | Rate Constraint in lbs/MMBtu | FALSE | L | Annual | Qualifying Generation | TWh | 0 | 0 | 0 | 0 | 0 | 0 | 0
DE Facility Specific - SO2 Annual Rate v3.1, Unit 2194 and retrofits | 336 | 7295 | Rate Constraint in lbs/MMBtu | FALSE | L | Annual | Rate | lb/MWh | 0 | 0 | 0 | 0 | 0 | 0 | 0
DE Facility Specific - SO2 Annual Rate v3.1, Unit 2194 and retrofits | 336 | 7295 | Rate Constraint in lbs/MMBtu | FALSE | L | Annual | Constraint Shadow Price | US2022$/Ton | 0 | 0 | 0 | 0 | 0 | 0 | 0
DE Unit Level EdMoore3 - MER Cap Annual v3.1 | 337 | 7302 | Rate Constraint in MTons | FALSE | L | Annual | Seasons Included | Seasons | Winter, Spring, Summer, Fall | Winter, Spring, Summer, Fall | Winter, Spring, Summer, Fall | Winter, Spring, Summer, Fall | Winter, Spring, Summer, Fall | Winter, Spring, Summer, Fall | Winter, Spring, Summer, Fall
DE Unit Level EdMoore3 - MER Cap Annual v3.1 | 337 | 7302 | Rate Constraint in MTons | FALSE | L | Annual | Standard MER | Lb | 6.6 | 6.6 | 6.6 | 6.6 | 6.6 | 6.6 | 6.6
DE Unit Level EdMoore3 - MER Cap Annual v3.1 | 337 | 7302 | Rate Constraint in MTons | FALSE | L | Annual | Emissions at Affected Plants MER | Lb | 0 | 0 | 0 | 0 | 0 | 0 | 0
DE Unit Level EdMoore3 - MER Cap Annual v3.1 | 337 | 7302 | Rate Constraint in MTons | FALSE | L | Annual | Allowances Purchased MER | Lb | 0 | 0 | 0 | 0 | 0 | 0 | 0
DE Unit Level EdMoore3 - MER Cap Annual v3.1 | 337 | 7302 | Rate Constraint in MTons | FALSE | L | Annual | Allowances Sold MER | Lb | 0 | 0 | 0 | 0 | 0 | 0 | 0
DE Unit Level EdMoore3 - MER Cap Annual v3.1 | 337 | 7302 | Rate Constraint in MTons | FALSE | L | Annual | Allowances Banked | Lb | 0 | 0 | 0 | 0 | 0 | 0 | 0
DE Unit Level EdMoore3 - MER Cap Annual v3.1 | 337 | 7302 | Rate Constraint in MTons | FALSE | L | Annual | Allowances Withdrawn (1:1) | Lb | 0 | 0 | 0 | 0 | 0 | 0 | 0
DE Unit Level EdMoore3 - MER Cap Annual v3.1 | 337 | 7302 | Rate Constraint in MTons | FALSE | L | Annual | Allowances Withdrawn (1:n) | Lb | 0 | 0 | 0 | 0 | 0 | 0 | 0
DE Unit Level EdMoore3 - MER Cap Annual v3.1 | 337 | 7302 | Rate Constraint in MTons | FALSE | L | Annual | Total | Lb | 0 | 0 | 0 | 0 | 0 | 0 | 0
DE Unit Level EdMoore3 - MER Cap Annual v3.1 | 337 | 7302 | Rate Constraint in MTons | FALSE | L | Annual | Fuel Consumed | TBtu | 0 | 0 | 0 | 0 | 0 | 0 | 0
DE Unit Level EdMoore3 - MER Cap Annual v3.1 | 337 | 7302 | Rate Constraint in MTons | FALSE | L | Annual | Rate | lb/MMBtu | 0 | 0 | 0 | 0 | 0 | 0 | 0
DE Unit Level EdMoore3 - MER Cap Annual v3.1 | 337 | 7302 | Rate Constraint in MTons | FALSE | L | Annual | Generation | TWh | 0 | 0 | 0 | 0 | 0 | 0 | 0
DE Unit Level EdMoore3 - MER Cap Annual v3.1 | 337 | 7302 | Rate Constraint in MTons | FALSE | L | Annual | Qualifying Generation | TWh | 0 | 0 | 0 | 0 | 0 | 0 | 0
DE Unit Level EdMoore3 - MER Cap Annual v3.1 | 337 | 7302 | Rate Constraint in MTons | FALSE | L | Annual | Rate | lb/MWh | 0 | 0 | 0 | 0 | 0 | 0 | 0
DE Unit Level EdMoore3 - MER Cap Annual v3.1 | 337 | 7302 | Rate Constraint in MTons | FALSE | L | Annual | Constraint Shadow Price | US2022$/Lb | 0 | 0 | 0 | 0 | 0 | 0 | 0
DE Unit Level EdMoore3 - NOX Cap Annual v3.1 | 338 | 7290 | Rate Constraint in MTons | FALSE | L | Annual | Seasons Included | Seasons | Winter, Spring, Summer, Fall | Winter, Spring, Summer, Fall | Winter, Spring, Summer, Fall | Winter, Spring, Summer, Fall | Winter, Spring, Summer, Fall | Winter, Spring, Summer, Fall | Winter, Spring, Summer, Fall
DE Unit Level EdMoore3 - NOX Cap Annual v3.1 | 338 | 7290 | Rate Constraint in MTons | FALSE | L | Annual | Standard NOX | Thousand Tons | 0.773 | 0.773 | 0.773 | 0.773 | 0.773 | 0.773 | 0.773
DE Unit Level EdMoore3 - NOX Cap Annual v3.1 | 338 | 7290 | Rate Constraint in MTons | FALSE | L | Annual | Emissions at Affected Plants NOX | Thousand Tons | 0 | 0 | 0 | 0 | 0 | 0 | 0
DE Unit Level EdMoore3 - NOX Cap Annual v3.1 | 338 | 7290 | Rate Constraint in MTons | FALSE | L | Annual | Allowances Purchased NOX | Thousand Tons | 0 | 0 | 0 | 0 | 0 | 0 | 0
DE Unit Level EdMoore3 - NOX Cap Annual v3.1 | 338 | 7290 | Rate Constraint in MTons | FALSE | L | Annual | Allowances Sold NOX | Thousand Tons | 0 | 0 | 0 | 0 | 0 | 0 | 0
DE Unit Level EdMoore3 - NOX Cap Annual v3.1 | 338 | 7290 | Rate Constraint in MTons | FALSE | L | Annual | Allowances Banked | Thousand Tons | 0 | 0 | 0 | 0 | 0 | 0 | 0
DE Unit Level EdMoore3 - NOX Cap Annual v3.1 | 338 | 7290 | Rate Constraint in MTons | FALSE | L | Annual | Allowances Withdrawn (1:1) | Thousand Tons | 0 | 0 | 0 | 0 | 0 | 0 | 0
DE Unit Level EdMoore3 - NOX Cap Annual v3.1 | 338 | 7290 | Rate Constraint in MTons | FALSE | L | Annual | Allowances Withdrawn (1:n) | Thousand Tons | 0 | 0 | 0 | 0 | 0 | 0 | 0
DE Unit Level EdMoore3 - NOX Cap Annual v3.1 | 338 | 7290 | Rate Constraint in MTons | FALSE | L | Annual | Total | Thousand Tons | 0 | 0 | 0 | 0 | 0 | 0 | 0
DE Unit Level EdMoore3 - NOX Cap Annual v3.1 | 338 | 7290 | Rate Constraint in MTons | FALSE | L | Annual | Fuel Consumed | TBtu | 0 | 0 | 0 | 0 | 0 | 0 | 0
DE Unit Level EdMoore3 - NOX Cap Annual v3.1 | 338 | 7290 | Rate Constraint in MTons | FALSE | L | Annual | Rate | lb/MMBtu | 0 | 0 | 0 | 0 | 0 | 0 | 0
DE Unit Level EdMoore3 - NOX Cap Annual v3.1 | 338 | 7290 | Rate Constraint in MTons | FALSE | L | Annual | Generation | TWh | 0 | 0 | 0 | 0 | 0 | 0 | 0
DE Unit Level EdMoore3 - NOX Cap Annual v3.1 | 338 | 7290 | Rate Constraint in MTons | FALSE | L | Annual | Qualifying Generation | TWh | 0 | 0 | 0 | 0 | 0 | 0 | 0
DE Unit Level EdMoore3 - NOX Cap Annual v3.1 | 338 | 7290 | Rate Constraint in MTons | FALSE | L | Annual | Rate | lb/MWh | 0 | 0 | 0 | 0 | 0 | 0 | 0
DE Unit Level EdMoore3 - NOX Cap Annual v3.1 | 338 | 7290 | Rate Constraint in MTons | FALSE | L | Annual | Constraint Shadow Price | US2022$/Ton | 0 | 0 | 0 | 0 | 0 | 0 | 0
DE Unit Level EdMoore3 - SO2 Cap Annual v3.1 | 339 | 7296 | Rate Constraint in MTons | FALSE | L | Annual | Seasons Included | Seasons | Winter, Spring, Summer, Fall | Winter, Spring, Summer, Fall | Winter, Spring, Summer, Fall | Winter, Spring, Summer, Fall | Winter, Spring, Summer, Fall | Winter, Spring, Summer, Fall | Winter, Spring, Summer, Fall
DE Unit Level EdMoore3 - SO2 Cap Annual v3.1 | 339 | 7296 | Rate Constraint in MTons | FALSE | L | Annual | Standard SO2 | Thousand Tons | 1.391 | 1.391 | 1.391 | 1.391 | 1.391 | 1.391 | 1.391
DE Unit Level EdMoore3 - SO2 Cap Annual v3.1 | 339 | 7296 | Rate Constraint in MTons | FALSE | L | Annual | Emissions at Affected Plants SO2 | Thousand Tons | 0 | 0 | 0 | 0 | 0 | 0 | 0
DE Unit Level EdMoore3 - SO2 Cap Annual v3.1 | 339 | 7296 | Rate Constraint in MTons | FALSE | L | Annual | Allowances Purchased SO2 | Thousand Tons | 0 | 0 | 0 | 0 | 0 | 0 | 0
DE Unit Level EdMoore3 - SO2 Cap Annual v3.1 | 339 | 7296 | Rate Constraint in MTons | FALSE | L | Annual | Allowances Sold SO2 | Thousand Tons | 0 | 0 | 0 | 0 | 0 | 0 | 0
DE Unit Level EdMoore3 - SO2 Cap Annual v3.1 | 339 | 7296 | Rate Constraint in MTons | FALSE | L | Annual | Allowances Banked | Thousand Tons | 0 | 0 | 0 | 0 | 0 | 0 | 0
DE Unit Level EdMoore3 - SO2 Cap Annual v3.1 | 339 | 7296 | Rate Constraint in MTons | FALSE | L | Annual | Allowances Withdrawn (1:1) | Thousand Tons | 0 | 0 | 0 | 0 | 0 | 0 | 0
DE Unit Level EdMoore3 - SO2 Cap Annual v3.1 | 339 | 7296 | Rate Constraint in MTons | FALSE | L | Annual | Allowances Withdrawn (1:n) | Thousand Tons | 0 | 0 | 0 | 0 | 0 | 0 | 0
DE Unit Level EdMoore3 - SO2 Cap Annual v3.1 | 339 | 7296 | Rate Constraint in MTons | FALSE | L | Annual | Total | Thousand Tons | 0 | 0 | 0 | 0 | 0 | 0 | 0
DE Unit Level EdMoore3 - SO2 Cap Annual v3.1 | 339 | 7296 | Rate Constraint in MTons | FALSE | L | Annual | Fuel Consumed | TBtu | 0 | 0 | 0 | 0 | 0 | 0 | 0
DE Unit Level EdMoore3 - SO2 Cap Annual v3.1 | 339 | 7296 | Rate Constraint in MTons | FALSE | L | Annual | Rate | lb/MMBtu | 0 | 0 | 0 | 0 | 0 | 0 | 0
DE Unit Level EdMoore3 - SO2 Cap Annual v3.1 | 339 | 7296 | Rate Constraint in MTons | FALSE | L | Annual | Generation | TWh | 0 | 0 | 0 | 0 | 0 | 0 | 0
DE Unit Level EdMoore3 - SO2 Cap Annual v3.1 | 339 | 7296 | Rate Constraint in MTons | FALSE | L | Annual | Qualifying Generation | TWh | 0 | 0 | 0 | 0 | 0 | 0 | 0
DE Unit Level EdMoore3 - SO2 Cap Annual v3.1 | 339 | 7296 | Rate Constraint in MTons | FALSE | L | Annual | Rate | lb/MWh | 0 | 0 | 0 | 0 | 0 | 0 | 0
DE Unit Level EdMoore3 - SO2 Cap Annual v3.1 | 339 | 7296 | Rate Constraint in MTons | FALSE | L | Annual | Constraint Shadow Price | US2022$/Ton | 0 | 0 | 0 | 0 | 0 | 0 | 0
DE Unit Level EdMoore4 - MER Cap Annual v3.1 | 340 | 7303 | Rate Constraint in MTons | FALSE | L | Annual | Seasons Included | Seasons | Winter, Spring, Summer, Fall | Winter, Spring, Summer, Fall | Winter, Spring, Summer, Fall | Winter, Spring, Summer, Fall | Winter, Spring, Summer, Fall | Winter, Spring, Summer, Fall | Winter, Spring, Summer, Fall
DE Unit Level EdMoore4 - MER Cap Annual v3.1 | 340 | 7303 | Rate Constraint in MTons | FALSE | L | Annual | Standard MER | Lb | 11.4 | 11.4 | 11.4 | 11.4 | 11.4 | 11.4 | 11.4
DE Unit Level EdMoore4 - MER Cap Annual v3.1 | 340 | 7303 | Rate Constraint in MTons | FALSE | L | Annual | Emissions at Affected Plants MER | Lb | 0 | 0 | 0 | 0 | 0 | 0 | 0
DE Unit Level EdMoore4 - MER Cap Annual v3.1 | 340 | 7303 | Rate Constraint in MTons | FALSE | L | Annual | Allowances Purchased MER | Lb | 0 | 0 | 0 | 0 | 0 | 0 | 0
DE Unit Level EdMoore4 - MER Cap Annual v3.1 | 340 | 7303 | Rate Constraint in MTons | FALSE | L | Annual | Allowances Sold MER | Lb | 0 | 0 | 0 | 0 | 0 | 0 | 0
DE Unit Level EdMoore4 - MER Cap Annual v3.1 | 340 | 7303 | Rate Constraint in MTons | FALSE | L | Annual | Allowances Banked | Lb | 0 | 0 | 0 | 0 | 0 | 0 | 0
DE Unit Level EdMoore4 - MER Cap Annual v3.1 | 340 | 7303 | Rate Constraint in MTons | FALSE | L | Annual | Allowances Withdrawn (1:1) | Lb | 0 | 0 | 0 | 0 | 0 | 0 | 0
DE Unit Level EdMoore4 - MER Cap Annual v3.1 | 340 | 7303 | Rate Constraint in MTons | FALSE | L | Annual | Allowances Withdrawn (1:n) | Lb | 0 | 0 | 0 | 0 | 0 | 0 | 0
DE Unit Level EdMoore4 - MER Cap Annual v3.1 | 340 | 7303 | Rate Constraint in MTons | FALSE | L | Annual | Total | Lb | 0 | 0 | 0 | 0 | 0 | 0 | 0
DE Unit Level EdMoore4 - MER Cap Annual v3.1 | 340 | 7303 | Rate Constraint in MTons | FALSE | L | Annual | Fuel Consumed | TBtu | 0 | 0 | 0 | 0 | 0 | 0 | 0
DE Unit Level EdMoore4 - MER Cap Annual v3.1 | 340 | 7303 | Rate Constraint in MTons | FALSE | L | Annual | Rate | lb/MMBtu | 0 | 0 | 0 | 0 | 0 | 0 | 0
DE Unit Level EdMoore4 - MER Cap Annual v3.1 | 340 | 7303 | Rate Constraint in MTons | FALSE | L | Annual | Generation | TWh | 0 | 0 | 0 | 0 | 0 | 0 | 0
DE Unit Level EdMoore4 - MER Cap Annual v3.1 | 340 | 7303 | Rate Constraint in MTons | FALSE | L | Annual | Qualifying Generation | TWh | 0 | 0 | 0 | 0 | 0 | 0 | 0
DE Unit Level EdMoore4 - MER Cap Annual v3.1 | 340 | 7303 | Rate Constraint in MTons | FALSE | L | Annual | Rate | lb/MWh | 0 | 0 | 0 | 0 | 0 | 0 | 0
DE Unit Level EdMoore4 - MER Cap Annual v3.1 | 340 | 7303 | Rate Constraint in MTons | FALSE | L | Annual | Constraint Shadow Price | US2022$/Lb | 0 | 0 | 0 | 0 | 0 | 0 | 0
DE Unit Level EdMoore4 - NOX Cap Annual v3.1 | 341 | 7291 | Rate Constraint in MTons | FALSE | L | Annual | Seasons Included | Seasons | Winter, Spring, Summer, Fall | Winter, Spring, Summer, Fall | Winter, Spring, Summer, Fall | Winter, Spring, Summer, Fall | Winter, Spring, Summer, Fall | Winter, Spring, Summer, Fall | Winter, Spring, Summer, Fall
DE Unit Level EdMoore4 - NOX Cap Annual v3.1 | 341 | 7291 | Rate Constraint in MTons | FALSE | L | Annual | Standard NOX | Thousand Tons | 1.339 | 1.339 | 1.339 | 1.339 | 1.339 | 1.339 | 1.339
DE Unit Level EdMoore4 - NOX Cap Annual v3.1 | 341 | 7291 | Rate Constraint in MTons | FALSE | L | Annual | Emissions at Affected Plants NOX | Thousand Tons | 0 | 0 | 0 | 0 | 0 | 0 | 0
DE Unit Level EdMoore4 - NOX Cap Annual v3.1 | 341 | 7291 | Rate Constraint in MTons | FALSE | L | Annual | Allowances Purchased NOX | Thousand Tons | 0 | 0 | 0 | 0 | 0 | 0 | 0
DE Unit Level EdMoore4 - NOX Cap Annual v3.1 | 341 | 7291 | Rate Constraint in MTons | FALSE | L | Annual | Allowances Sold NOX | Thousand Tons | 0 | 0 | 0 | 0 | 0 | 0 | 0
DE Unit Level EdMoore4 - NOX Cap Annual v3.1 | 341 | 7291 | Rate Constraint in MTons | FALSE | L | Annual | Allowances Banked | Thousand Tons | 0 | 0 | 0 | 0 | 0 | 0 | 0
DE Unit Level EdMoore4 - NOX Cap Annual v3.1 | 341 | 7291 | Rate Constraint in MTons | FALSE | L | Annual | Allowances Withdrawn (1:1) | Thousand Tons | 0 | 0 | 0 | 0 | 0 | 0 | 0
DE Unit Level EdMoore4 - NOX Cap Annual v3.1 | 341 | 7291 | Rate Constraint in MTons | FALSE | L | Annual | Allowances Withdrawn (1:n) | Thousand Tons | 0 | 0 | 0 | 0 | 0 | 0 | 0
DE Unit Level EdMoore4 - NOX Cap Annual v3.1 | 341 | 7291 | Rate Constraint in MTons | FALSE | L | Annual | Total | Thousand Tons | 0 | 0 | 0 | 0 | 0 | 0 | 0
DE Unit Level EdMoore4 - NOX Cap Annual v3.1 | 341 | 7291 | Rate Constraint in MTons | FALSE | L | Annual | Fuel Consumed | TBtu | 0 | 0 | 0 | 0 | 0 | 0 | 0
DE Unit Level EdMoore4 - NOX Cap Annual v3.1 | 341 | 7291 | Rate Constraint in MTons | FALSE | L | Annual | Rate | lb/MMBtu | 0 | 0 | 0 | 0 | 0 | 0 | 0
DE Unit Level EdMoore4 - NOX Cap Annual v3.1 | 341 | 7291 | Rate Constraint in MTons | FALSE | L | Annual | Generation | TWh | 0 | 0 | 0 | 0 | 0 | 0 | 0
DE Unit Level EdMoore4 - NOX Cap Annual v3.1 | 341 | 7291 | Rate Constraint in MTons | FALSE | L | Annual | Qualifying Generation | TWh | 0 | 0 | 0 | 0 | 0 | 0 | 0
DE Unit Level EdMoore4 - NOX Cap Annual v3.1 | 341 | 7291 | Rate Constraint in MTons | FALSE | L | Annual | Rate | lb/MWh | 0 | 0 | 0 | 0 | 0 | 0 | 0
DE Unit Level EdMoore4 - NOX Cap Annual v3.1 | 341 | 7291 | Rate Constraint in MTons | FALSE | L | Annual | Constraint Shadow Price | US2022$/Ton | 0 | 0 | 0 | 0 | 0 | 0 | 0
DE Unit Level EdMoore4 - SO2 Cap Annual v3.1 | 342 | 7297 | Rate Constraint in MTons | FALSE | L | Annual | Seasons Included | Seasons | Winter, Spring, Summer, Fall | Winter, Spring, Summer, Fall | Winter, Spring, Summer, Fall | Winter, Spring, Summer, Fall | Winter, Spring, Summer, Fall | Winter, Spring, Summer, Fall | Winter, Spring, Summer, Fall
DE Unit Level EdMoore4 - SO2 Cap Annual v3.1 | 342 | 7297 | Rate Constraint in MTons | FALSE | L | Annual | Standard SO2 | Thousand Tons | 2.41 | 2.41 | 2.41 | 2.41 | 2.41 | 2.41 | 2.41
DE Unit Level EdMoore4 - SO2 Cap Annual v3.1 | 342 | 7297 | Rate Constraint in MTons | FALSE | L | Annual | Emissions at Affected Plants SO2 | Thousand Tons | 0 | 0 | 0 | 0 | 0 | 0 | 0
DE Unit Level EdMoore4 - SO2 Cap Annual v3.1 | 342 | 7297 | Rate Constraint in MTons | FALSE | L | Annual | Allowances Purchased SO2 | Thousand Tons | 0 | 0 | 0 | 0 | 0 | 0 | 0
DE Unit Level EdMoore4 - SO2 Cap Annual v3.1 | 342 | 7297 | Rate Constraint in MTons | FALSE | L | Annual | Allowances Sold SO2 | Thousand Tons | 0 | 0 | 0 | 0 | 0 | 0 | 0
DE Unit Level EdMoore4 - SO2 Cap Annual v3.1 | 342 | 7297 | Rate Constraint in MTons | FALSE | L | Annual | Allowances Banked | Thousand Tons | 0 | 0 | 0 | 0 | 0 | 0 | 0
DE Unit Level EdMoore4 - SO2 Cap Annual v3.1 | 342 | 7297 | Rate Constraint in MTons | FALSE | L | Annual | Allowances Withdrawn (1:1) | Thousand Tons | 0 | 0 | 0 | 0 | 0 | 0 | 0
DE Unit Level EdMoore4 - SO2 Cap Annual v3.1 | 342 | 7297 | Rate Constraint in MTons | FALSE | L | Annual | Allowances Withdrawn (1:n) | Thousand Tons | 0 | 0 | 0 | 0 | 0 | 0 | 0
DE Unit Level EdMoore4 - SO2 Cap Annual v3.1 | 342 | 7297 | Rate Constraint in MTons | FALSE | L | Annual | Total | Thousand Tons | 0 | 0 | 0 | 0 | 0 | 0 | 0
DE Unit Level EdMoore4 - SO2 Cap Annual v3.1 | 342 | 7297 | Rate Constraint in MTons | FALSE | L | Annual | Fuel Consumed | TBtu | 0 | 0 | 0 | 0 | 0 | 0 | 0
DE Unit Level EdMoore4 - SO2 Cap Annual v3.1 | 342 | 7297 | Rate Constraint in MTons | FALSE | L | Annual | Rate | lb/MMBtu | 0 | 0 | 0 | 0 | 0 | 0 | 0
DE Unit Level EdMoore4 - SO2 Cap Annual v3.1 | 342 | 7297 | Rate Constraint in MTons | FALSE | L | Annual | Generation | TWh | 0 | 0 | 0 | 0 | 0 | 0 | 0
DE Unit Level EdMoore4 - SO2 Cap Annual v3.1 | 342 | 7297 | Rate Constraint in MTons | FALSE | L | Annual | Qualifying Generation | TWh | 0 | 0 | 0 | 0 | 0 | 0 | 0
DE Unit Level EdMoore4 - SO2 Cap Annual v3.1 | 342 | 7297 | Rate Constraint in MTons | FALSE | L | Annual | Rate | lb/MWh | 0 | 0 | 0 | 0 | 0 | 0 | 0
DE Unit Level EdMoore4 - SO2 Cap Annual v3.1 | 342 | 7297 | Rate Constraint in MTons | FALSE | L | Annual | Constraint Shadow Price | US2022$/Ton | 0 | 0 | 0 | 0 | 0 | 0 | 0
DE Unit Level EdMoore5 - NOX Cap Annual v3.1 | 343 | 7292 | Rate Constraint in MTons | FALSE | L | Annual | Seasons Included | Seasons | Winter, Spring, Summer, Fall | Winter, Spring, Summer, Fall | Winter, Spring, Summer, Fall | Winter, Spring, Summer, Fall | Winter, Spring, Summer, Fall | Winter, Spring, Summer, Fall | Winter, Spring, Summer, Fall
DE Unit Level EdMoore5 - NOX Cap Annual v3.1 | 343 | 7292 | Rate Constraint in MTons | FALSE | L | Annual | Standard NOX | Thousand Tons | 1.348 | 1.348 | 1.348 | 1.348 | 1.348 | 1.348 | 1.348
DE Unit Level EdMoore5 - NOX Cap Annual v3.1 | 343 | 7292 | Rate Constraint in MTons | FALSE | L | Annual | Emissions at Affected Plants NOX | Thousand Tons | 0 | 0 | 0 | 0 | 0 | 0 | 0
DE Unit Level EdMoore5 - NOX Cap Annual v3.1 | 343 | 7292 | Rate Constraint in MTons | FALSE | L | Annual | Allowances Purchased NOX | Thousand Tons | 0 | 0 | 0 | 0 | 0 | 0 | 0
DE Unit Level EdMoore5 - NOX Cap Annual v3.1 | 343 | 7292 | Rate Constraint in MTons | FALSE | L | Annual | Allowances Sold NOX | Thousand Tons | 0 | 0 | 0 | 0 | 0 | 0 | 0
DE Unit Level EdMoore5 - NOX Cap Annual v3.1 | 343 | 7292 | Rate Constraint in MTons | FALSE | L | Annual | Allowances Banked | Thousand Tons | 0 | 0 | 0 | 0 | 0 | 0 | 0
DE Unit Level EdMoore5 - NOX Cap Annual v3.1 | 343 | 7292 | Rate Constraint in MTons | FALSE | L | Annual | Allowances Withdrawn (1:1) | Thousand Tons | 0 | 0 | 0 | 0 | 0 | 0 | 0
DE Unit Level EdMoore5 - NOX Cap Annual v3.1 | 343 | 7292 | Rate Constraint in MTons | FALSE | L | Annual | Allowances Withdrawn (1:n) | Thousand Tons | 0 | 0 | 0 | 0 | 0 | 0 | 0
DE Unit Level EdMoore5 - NOX Cap Annual v3.1 | 343 | 7292 | Rate Constraint in MTons | FALSE | L | Annual | Total | Thousand Tons | 0 | 0 | 0 | 0 | 0 | 0 | 0
DE Unit Level EdMoore5 - NOX Cap Annual v3.1 | 343 | 7292 | Rate Constraint in MTons | FALSE | L | Annual | Fuel Consumed | TBtu | 0 | 0 | 0 | 0 | 0 | 0 | 0
DE Unit Level EdMoore5 - NOX Cap Annual v3.1 | 343 | 7292 | Rate Constraint in MTons | FALSE | L | Annual | Rate | lb/MMBtu | 0 | 0 | 0 | 0 | 0 | 0 | 0
DE Unit Level EdMoore5 - NOX Cap Annual v3.1 | 343 | 7292 | Rate Constraint in MTons | FALSE | L | Annual | Generation | TWh | 0 | 0 | 0 | 0 | 0 | 0 | 0
DE Unit Level EdMoore5 - NOX Cap Annual v3.1 | 343 | 7292 | Rate Constraint in MTons | FALSE | L | Annual | Qualifying Generation | TWh | 0 | 0 | 0 | 0 | 0 | 0 | 0
DE Unit Level EdMoore5 - NOX Cap Annual v3.1 | 343 | 7292 | Rate Constraint in MTons | FALSE | L | Annual | Rate | lb/MWh | 0 | 0 | 0 | 0 | 0 | 0 | 0
DE Unit Level EdMoore5 - NOX Cap Annual v3.1 | 343 | 7292 | Rate Constraint in MTons | FALSE | L | Annual | Constraint Shadow Price | US2022$/Ton | 0 | 0 | 0 | 0 | 0 | 0 | 0
DE Unit Level EdMoore5 - SO2 Cap Annual v3.1 | 344 | 7298 | Rate Constraint in MTons | FALSE | L | Annual | Seasons Included | Seasons | Winter, Spring, Summer, Fall | Winter, Spring, Summer, Fall | Winter, Spring, Summer, Fall | Winter, Spring, Summer, Fall | Winter, Spring, Summer, Fall | Winter, Spring, Summer, Fall | Winter, Spring, Summer, Fall
DE Unit Level EdMoore5 - SO2 Cap Annual v3.1 | 344 | 7298 | Rate Constraint in MTons | FALSE | L | Annual | Standard SO2 | Thousand Tons | 2.427 | 2.427 | 2.427 | 2.427 | 2.427 | 2.427 | 2.427
DE Unit Level EdMoore5 - SO2 Cap Annual v3.1 | 344 | 7298 | Rate Constraint in MTons | FALSE | L | Annual | Emissions at Affected Plants SO2 | Thousand Tons | 0 | 0 | 0 | 0 | 0 | 0 | 0
DE Unit Level EdMoore5 - SO2 Cap Annual v3.1 | 344 | 7298 | Rate Constraint in MTons | FALSE | L | Annual | Allowances Purchased SO2 | Thousand Tons | 0 | 0 | 0 | 0 | 0 | 0 | 0
DE Unit Level EdMoore5 - SO2 Cap Annual v3.1 | 344 | 7298 | Rate Constraint in MTons | FALSE | L | Annual | Allowances Sold SO2 | Thousand Tons | 0 | 0 | 0 | 0 | 0 | 0 | 0
DE Unit Level EdMoore5 - SO2 Cap Annual v3.1 | 344 | 7298 | Rate Constraint in MTons | FALSE | L | Annual | Allowances Banked | Thousand Tons | 0 | 0 | 0 | 0 | 0 | 0 | 0
DE Unit Level EdMoore5 - SO2 Cap Annual v3.1 | 344 | 7298 | Rate Constraint in MTons | FALSE | L | Annual | Allowances Withdrawn (1:1) | Thousand Tons | 0 | 0 | 0 | 0 | 0 | 0 | 0
DE Unit Level EdMoore5 - SO2 Cap Annual v3.1 | 344 | 7298 | Rate Constraint in MTons | FALSE | L | Annual | Allowances Withdrawn (1:n) | Thousand Tons | 0 | 0 | 0 | 0 | 0 | 0 | 0
DE Unit Level EdMoore5 - SO2 Cap Annual v3.1 | 344 | 7298 | Rate Constraint in MTons | FALSE | L | Annual | Total | Thousand Tons | 0 | 0 | 0 | 0 | 0 | 0 | 0
DE Unit Level EdMoore5 - SO2 Cap Annual v3.1 | 344 | 7298 | Rate Constraint in MTons | FALSE | L | Annual | Fuel Consumed | TBtu | 0 | 0 | 0 | 0 | 0 | 0 | 0
DE Unit Level EdMoore5 - SO2 Cap Annual v3.1 | 344 | 7298 | Rate Constraint in MTons | FALSE | L | Annual | Rate | lb/MMBtu | 0 | 0 | 0 | 0 | 0 | 0 | 0
DE Unit Level EdMoore5 - SO2 Cap Annual v3.1 | 344 | 7298 | Rate Constraint in MTons | FALSE | L | Annual | Generation | TWh | 0 | 0 | 0 | 0 | 0 | 0 | 0
DE Unit Level EdMoore5 - SO2 Cap Annual v3.1 | 344 | 7298 | Rate Constraint in MTons | FALSE | L | Annual | Qualifying Generation | TWh | 0 | 0 | 0 | 0 | 0 | 0 | 0
DE Unit Level EdMoore5 - SO2 Cap Annual v3.1 | 344 | 7298 | Rate Constraint in MTons | FALSE | L | Annual | Rate | lb/MWh | 0 | 0 | 0 | 0 | 0 | 0 | 0
DE Unit Level EdMoore5 - SO2 Cap Annual v3.1 | 344 | 7298 | Rate Constraint in MTons | FALSE | L | Annual | Constraint Shadow Price | US2022$/Ton | 0 | 0 | 0 | 0 | 0 | 0 | 0
Env-A 1300, NOx RACT - Merrimack 1 Rate | 349 | 7975 | Rate Constraint in lbs/MMBtu | FALSE | L | Annual | Seasons Included | Seasons | Winter, Spring, Summer, Fall | Winter, Spring, Summer, Fall | Winter, Spring, Summer, Fall | Winter, Spring, Summer, Fall | Winter, Spring, Summer, Fall | Winter, Spring, Summer, Fall | Winter, Spring, Summer, Fall
Env-A 1300, NOx RACT - Merrimack 1 Rate | 349 | 7975 | Rate Constraint in lbs/MMBtu | FALSE | L | Annual | Standard NOX | lb/MMBtu | 0.22 | 0.22 | 0.22 | 0.22 | 0.22 | 0.22 | 0.22
Env-A 1300, NOx RACT - Merrimack 1 Rate | 349 | 7975 | Rate Constraint in lbs/MMBtu | FALSE | L | Annual | Emissions at Affected Plants NOX | Thousand Tons | 0.070448 | 0.070448 | 0 | 0 | 0 | 0 | 0
Env-A 1300, NOx RACT - Merrimack 1 Rate | 349 | 7975 | Rate Constraint in lbs/MMBtu | FALSE | L | Annual | Allowances Purchased NOX | Thousand Tons | 0 | 0 | 0 | 0 | 0 | 0 | 0
Env-A 1300, NOx RACT - Merrimack 1 Rate | 349 | 7975 | Rate Constraint in lbs/MMBtu | FALSE | L | Annual | Allowances Sold NOX | Thousand Tons | 0 | 0 | 0 | 0 | 0 | 0 | 0
Env-A 1300, NOx RACT - Merrimack 1 Rate | 349 | 7975 | Rate Constraint in lbs/MMBtu | FALSE | L | Annual | Allowances Banked | Thousand Tons | 0 | 0 | 0 | 0 | 0 | 0 | 0
Env-A 1300, NOx RACT - Merrimack 1 Rate | 349 | 7975 | Rate Constraint in lbs/MMBtu | FALSE | L | Annual | Allowances Withdrawn (1:1) | Thousand Tons | 0 | 0 | 0 | 0 | 0 | 0 | 0
Env-A 1300, NOx RACT - Merrimack 1 Rate | 349 | 7975 | Rate Constraint in lbs/MMBtu | FALSE | L | Annual | Allowances Withdrawn (1:n) | Thousand Tons | 0 | 0 | 0 | 0 | 0 | 0 | 0
Env-A 1300, NOx RACT - Merrimack 1 Rate | 349 | 7975 | Rate Constraint in lbs/MMBtu | FALSE | L | Annual | Total | Thousand Tons | 0.070448 | 0.070448 | 0 | 0 | 0 | 0 | 0
Env-A 1300, NOx RACT - Merrimack 1 Rate | 349 | 7975 | Rate Constraint in lbs/MMBtu | FALSE | L | Annual | Fuel Consumed | TBtu | 2.0128 | 2.0128 | 0 | 0 | 0 | 0 | 0
Env-A 1300, NOx RACT - Merrimack 1 Rate | 349 | 7975 | Rate Constraint in lbs/MMBtu | FALSE | L | Annual | Rate | lb/MMBtu | 0.07 | 0.07 | 0 | 0 | 0 | 0 | 0
Env-A 1300, NOx RACT - Merrimack 1 Rate | 349 | 7975 | Rate Constraint in lbs/MMBtu | FALSE | L | Annual | Generation | TWh | 0.17672 | 0.17672 | 0 | 0 | 0 | 0 | 0
Env-A 1300, NOx RACT - Merrimack 1 Rate | 349 | 7975 | Rate Constraint in lbs/MMBtu | FALSE | L | Annual | Qualifying Generation | TWh | 0.17672 | 0.17672 | 0 | 0 | 0 | 0 | 0
Env-A 1300, NOx RACT - Merrimack 1 Rate | 349 | 7975 | Rate Constraint in lbs/MMBtu | FALSE | L | Annual | Rate | lb/MWh | 0.7973 | 0.7973 | 0 | 0 | 0 | 0 | 0
Env-A 1300, NOx RACT - Merrimack 1 Rate | 349 | 7975 | Rate Constraint in lbs/MMBtu | FALSE | L | Annual | Constraint Shadow Price | US2022$/Ton | 0 | 0 | 0 | 0 | 0 | 0 | 0
IL Climate ParentID 1082- CO2 Cap Annual v6.20 | 350 | 7769 | Rate Constraint in MTons | FALSE | L | Annual | Seasons Included | Seasons | Winter, Spring, Summer, Fall | Winter, Spring, Summer, Fall | Winter, Spring, Summer, Fall | Winter, Spring, Summer, Fall | Winter, Spring, Summer, Fall | Winter, Spring, Summer, Fall | Winter, Spring, Summer, Fall
IL Climate ParentID 1082- CO2 Cap Annual v6.20 | 350 | 7769 | Rate Constraint in MTons | FALSE | L | Annual | Standard CO2 | Thousand Tons | NA | NA | 16.0643 | 16.0643 | 16.0643 | 16.0643 | 16.0643
IL Climate ParentID 1082- CO2 Cap Annual v6.20 | 350 | 7769 | Rate Constraint in MTons | FALSE | L | Annual | Emissions at Affected Plants CO2 | Thousand Tons | 0 | 0 | 9.5926 | 0 | 0 | 0 | 0
IL Climate ParentID 1082- CO2 Cap Annual v6.20 | 350 | 7769 | Rate Constraint in MTons | FALSE | L | Annual | Allowances Purchased CO2 | Thousand Tons | 0 | 0 | 0 | 0 | 0 | 0 | 0
IL Climate ParentID 1082- CO2 Cap Annual v6.20 | 350 | 7769 | Rate Constraint in MTons | FALSE | L | Annual | Allowances Sold CO2 | Thousand Tons | 0 | 0 | 0 | 0 | 0 | 0 | 0
IL Climate ParentID 1082- CO2 Cap Annual v6.20 | 350 | 7769 | Rate Constraint in MTons | FALSE | L | Annual | Allowances Banked | Thousand Tons | 0 | 0 | 0 | 0 | 0 | 0 | 0
IL Climate ParentID 1082- CO2 Cap Annual v6.20 | 350 | 7769 | Rate Constraint in MTons | FALSE | L | Annual | Allowances Withdrawn (1:1) | Thousand Tons | 0 | 0 | 0 | 0 | 0 | 0 | 0
IL Climate ParentID 1082- CO2 Cap Annual v6.20 | 350 | 7769 | Rate Constraint in MTons | FALSE | L | Annual | Allowances Withdrawn (1:n) | Thousand Tons | 0 | 0 | 0 | 0 | 0 | 0 | 0
IL Climate ParentID 1082- CO2 Cap Annual v6.20 | 350 | 7769 | Rate Constraint in MTons | FALSE | L | Annual | Total | Thousand Tons | 0 | 0 | 9.5926 | 0 | 0 | 0 | 0
IL Climate ParentID 1082- CO2 Cap Annual v6.20 | 350 | 7769 | Rate Constraint in MTons | FALSE | L | Annual | Fuel Consumed | TBtu | 0 | 0 | 0.16386 | 0 | 0 | 0 | 0
IL Climate ParentID 1082- CO2 Cap Annual v6.20 | 350 | 7769 | Rate Constraint in MTons | FALSE | L | Annual | Rate | lb/MMBtu | 0 | 0 | 117.08 | 0 | 0 | 0 | 0
IL Climate ParentID 1082- CO2 Cap Annual v6.20 | 350 | 7769 | Rate Constraint in MTons | FALSE | L | Annual | Generation | TWh | 0 | 0 | 0.01436 | 0 | 0 | 0 | 0
IL Climate ParentID 1082- CO2 Cap Annual v6.20 | 350 | 7769 | Rate Constraint in MTons | FALSE | L | Annual | Qualifying Generation | TWh | 0 | 0 | 0.01436 | 0 | 0 | 0 | 0
IL Climate ParentID 1082- CO2 Cap Annual v6.20 | 350 | 7769 | Rate Constraint in MTons | FALSE | L | Annual | Rate | lb/MWh | 0 | 0 | 1335.9999 | 0 | 0 | 0 | 0
IL Climate ParentID 1082- CO2 Cap Annual v6.20 | 350 | 7769 | Rate Constraint in MTons | FALSE | L | Annual | Constraint Shadow Price | US2022$/Ton | 0 | 0 | 0 | 0 | 0 | 0 | 0
IL Climate ParentID 1087- CO2 Cap Annual v6.20 | 351 | 7770 | Rate Constraint in MTons | FALSE | L | Annual | Seasons Included | Seasons | Winter, Spring, Summer, Fall | Winter, Spring, Summer, Fall | Winter, Spring, Summer, Fall | Winter, Spring, Summer, Fall | Winter, Spring, Summer, Fall | Winter, Spring, Summer, Fall | Winter, Spring, Summer, Fall
IL Climate ParentID 1087- CO2 Cap Annual v6.20 | 351 | 7770 | Rate Constraint in MTons | FALSE | L | Annual | Standard CO2 | Thousand Tons | NA | NA | 0.84671 | 0.84671 | 0.84671 | 0.84671 | 0.84671
IL Climate ParentID 1087- CO2 Cap Annual v6.20 | 351 | 7770 | Rate Constraint in MTons | FALSE | L | Annual | Emissions at Affected Plants CO2 | Thousand Tons | 0 | 0 | 0.65737 | 0 | 0 | 0 | 0
IL Climate ParentID 1087- CO2 Cap Annual v6.20 | 351 | 7770 | Rate Constraint in MTons | FALSE | L | Annual | Allowances Purchased CO2 | Thousand Tons | 0 | 0 | 0 | 0 | 0 | 0 | 0
IL Climate ParentID 1087- CO2 Cap Annual v6.20 | 351 | 7770 | Rate Constraint in MTons | FALSE | L | Annual | Allowances Sold CO2 | Thousand Tons | 0 | 0 | 0 | 0 | 0 | 0 | 0
IL Climate ParentID 1087- CO2 Cap Annual v6.20 | 351 | 7770 | Rate Constraint in MTons | FALSE | L | Annual | Allowances Banked | Thousand Tons | 0 | 0 | 0 | 0 | 0 | 0 | 0
IL Climate ParentID 1087- CO2 Cap Annual v6.20 | 351 | 7770 | Rate Constraint in MTons | FALSE | L | Annual | Allowances Withdrawn (1:1) | Thousand Tons | 0 | 0 | 0 | 0 | 0 | 0 | 0
IL Climate ParentID 1087- CO2 Cap Annual v6.20 | 351 | 7770 | Rate Constraint in MTons | FALSE | L | Annual | Allowances Withdrawn (1:n) | Thousand Tons | 0 | 0 | 0 | 0 | 0 | 0 | 0
IL Climate ParentID 1087- CO2 Cap Annual v6.20 | 351 | 7770 | Rate Constraint in MTons | FALSE | L | Annual | Total | Thousand Tons | 0 | 0 | 0.65737 | 0 | 0 | 0 | 0
IL Climate ParentID 1087- CO2 Cap Annual v6.20 | 351 | 7770 | Rate Constraint in MTons | FALSE | L | Annual | Fuel Consumed | TBtu | 0 | 0 | 0.011229 | 0 | 0 | 0 | 0
IL Climate ParentID 1087- CO2 Cap Annual v6.20 | 351 | 7770 | Rate Constraint in MTons | FALSE | L | Annual | Rate | lb/MMBtu | 0 | 0 | 117.08 | 0 | 0 | 0 | 0
IL Climate ParentID 1087- CO2 Cap Annual v6.20 | 351 | 7770 | Rate Constraint in MTons | FALSE | L | Annual | Generation | TWh | 0 | 0 | 0.00098409 | 0 | 0 | 0 | 0
IL Climate ParentID 1087- CO2 Cap Annual v6.20 | 351 | 7770 | Rate Constraint in MTons | FALSE | L | Annual | Qualifying Generation | TWh | 0 | 0 | 0.00098409 | 0 | 0 | 0 | 0
IL Climate ParentID 1087- CO2 Cap Annual v6.20 | 351 | 7770 | Rate Constraint in MTons | FALSE | L | Annual | Rate | lb/MWh | 0 | 0 | 1335.9999 | 0 | 0 | 0 | 0
IL Climate ParentID 1087- CO2 Cap Annual v6.20 | 351 | 7770 | Rate Constraint in MTons | FALSE | L | Annual | Constraint Shadow Price | US2022$/Ton | 0 | 0 | 0 | 0 | 0 | 0 | 0
IL Climate ParentID 1583- CO2 Cap Annual v6.20 | 352 | 7771 | Rate Constraint in MTons | FALSE | L | Annual | Seasons Included | Seasons | Winter, Spring, Summer, Fall | Winter, Spring, Summer, Fall | Winter, Spring, Summer, Fall | Winter, Spring, Summer, Fall | Winter, Spring, Summer, Fall | Winter, Spring, Summer, Fall | Winter, Spring, Summer, Fall
IL Climate ParentID 1583- CO2 Cap Annual v6.20 | 352 | 7771 | Rate Constraint in MTons | FALSE | L | Annual | Standard CO2 | Thousand Tons | NA | NA | 129.2208 | 129.2208 | 129.2208 | 129.2208 | 129.2208
IL Climate ParentID 1583- CO2 Cap Annual v6.20 | 352 | 7771 | Rate Constraint in MTons | FALSE | L | Annual | Emissions at Affected Plants CO2 | Thousand Tons | 0 | 0 | 129.2208 | 84.8109 | 0 | 0 | 0
IL Climate ParentID 1583- CO2 Cap Annual v6.20 | 352 | 7771 | Rate Constraint in MTons | FALSE | L | Annual | Allowances Purchased CO2 | Thousand Tons | 0 | 0 | 0 | 0 | 0 | 0 | 0
IL Climate ParentID 1583- CO2 Cap Annual v6.20 | 352 | 7771 | Rate Constraint in MTons | FALSE | L | Annual | Allowances Sold CO2 | Thousand Tons | 0 | 0 | 0 | 0 | 0 | 0 | 0
IL Climate ParentID 1583- CO2 Cap Annual v6.20 | 352 | 7771 | Rate Constraint in MTons | FALSE | L | Annual | Allowances Banked | Thousand Tons | 0 | 0 | 0 | 0 | 0 | 0 | 0
IL Climate ParentID 1583- CO2 Cap Annual v6.20 | 352 | 7771 | Rate Constraint in MTons | FALSE | L | Annual | Allowances Withdrawn (1:1) | Thousand Tons | 0 | 0 | 0 | 0 | 0 | 0 | 0
IL Climate ParentID 1583- CO2 Cap Annual v6.20 | 352 | 7771 | Rate Constraint in MTons | FALSE | L | Annual | Allowances Withdrawn (1:n) | Thousand Tons | 0 | 0 | 0 | 0 | 0 | 0 | 0
IL Climate ParentID 1583- CO2 Cap Annual v6.20 | 352 | 7771 | Rate Constraint in MTons | FALSE | L | Annual | Total | Thousand Tons | 0 | 0 | 129.2208 | 84.8109 | 0 | 0 | 0
IL Climate ParentID 1583- CO2 Cap Annual v6.20 | 352 | 7771 | Rate Constraint in MTons | FALSE | L | Annual | Fuel Consumed | TBtu | 0 | 0 | 2.2074 | 1.4488 | 0 | 0 | 0
IL Climate ParentID 1583- CO2 Cap Annual v6.20 | 352 | 7771 | Rate Constraint in MTons | FALSE | L | Annual | Rate | lb/MMBtu | 0 | 0 | 117.08 | 117.08 | 0 | 0 | 0
IL Climate ParentID 1583- CO2 Cap Annual v6.20 | 352 | 7771 | Rate Constraint in MTons | FALSE | L | Annual | Generation | TWh | 0 | 0 | 0.30094 | 0.19751 | 0 | 0 | 0
IL Climate ParentID 1583- CO2 Cap Annual v6.20 | 352 | 7771 | Rate Constraint in MTons | FALSE | L | Annual | Qualifying Generation | TWh | 0 | 0 | 0.30094 | 0.19751 | 0 | 0 | 0
IL Climate ParentID 1583- CO2 Cap Annual v6.20 | 352 | 7771 | Rate Constraint in MTons | FALSE | L | Annual | Rate | lb/MWh | 0 | 0 | 858.7818 | 858.7818 | 0 | 0 | 0
IL Climate ParentID 1583- CO2 Cap Annual v6.20 | 352 | 7771 | Rate Constraint in MTons | FALSE | L | Annual | Constraint Shadow Price | US2022$/Ton | 0 | 0 | 4.2182 | 0 | 0 | 0 | 0
IL Climate ParentID 1584- CO2 Cap Annual v6.20 | 353 | 7772 | Rate Constraint in MTons | FALSE | L | Annual | Seasons Included | Seasons | Winter, Spring, Summer, Fall | Winter, Spring, Summer, Fall | Winter, Spring, Summer, Fall | Winter, Spring, Summer, Fall | Winter, Spring, Summer, Fall | Winter, Spring, Summer, Fall | Winter, Spring, Summer, Fall
IL Climate ParentID 1584- CO2 Cap Annual v6.20 | 353 | 7772 | Rate Constraint in MTons | FALSE | L | Annual | Standard CO2 | Thousand Tons | NA | NA | 789.6032 | 789.6032 | 789.6032 | 789.6032 | 789.6032
IL Climate ParentID 1584- CO2 Cap Annual v6.20 | 353 | 7772 | Rate Constraint in MTons | FALSE | L | Annual | Emissions at Affected Plants CO2 | Thousand Tons | 0 | 0 | 656.9985 | 301.0839 | 0 | 0 | 0
IL Climate ParentID 1584- CO2 Cap Annual v6.20 | 353 | 7772 | Rate Constraint in MTons | FALSE | L | Annual | Allowances Purchased CO2 | Thousand Tons | 0 | 0 | 0 | 0 | 0 | 0 | 0
IL Climate ParentID 1584- CO2 Cap Annual v6.20 | 353 | 7772 | Rate Constraint in MTons | FALSE | L | Annual | Allowances Sold CO2 | Thousand Tons | 0 | 0 | 0 | 0 | 0 | 0 | 0
IL Climate ParentID 1584- CO2 Cap Annual v6.20 | 353 | 7772 | Rate Constraint in MTons | FALSE | L | Annual | Allowances Banked | Thousand Tons | 0 | 0 | 0 | 0 | 0 | 0 | 0
IL Climate ParentID 1584- CO2 Cap Annual v6.20 | 353 | 7772 | Rate Constraint in MTons | FALSE | L | Annual | Allowances Withdrawn (1:1) | Thousand Tons | 0 | 0 | 0 | 0 | 0 | 0 | 0
IL Climate ParentID 1584- CO2 Cap Annual v6.20 | 353 | 7772 | Rate Constraint in MTons | FALSE | L | Annual | Allowances Withdrawn (1:n) | Thousand Tons | 0 | 0 | 0 | 0 | 0 | 0 | 0
IL Climate ParentID 1584- CO2 Cap Annual v6.20 | 353 | 7772 | Rate Constraint in MTons | FALSE | L | Annual | Total | Thousand Tons | 0 | 0 | 656.9985 | 301.0839 | 0 | 0 | 0
IL Climate ParentID 1584- CO2 Cap Annual v6.20 | 353 | 7772 | Rate Constraint in MTons | FALSE | L | Annual | Fuel Consumed | TBtu | 0 | 0 | 11.2231 | 5.1432 | 0 | 0 | 0
IL Climate ParentID 1584- CO2 Cap Annual v6.20 | 353 | 7772 | Rate Constraint in MTons | FALSE | L | Annual | Rate | lb/MMBtu | 0 | 0 | 117.08 | 117.08 | 0 | 0 | 0
IL Climate ParentID 1584- CO2 Cap Annual v6.20 | 353 | 7772 | Rate Constraint in MTons | FALSE | L | Annual | Generation | TWh | 0 | 0 | 1.5307 | 0.70148 | 0 | 0 | 0
IL Climate ParentID 1584- CO2 Cap Annual v6.20 | 353 | 7772 | Rate Constraint in MTons | FALSE | L | Annual | Qualifying Generation | TWh | 0 | 0 | 1.5307 | 0.70148 | 0 | 0 | 0
IL Climate ParentID 1584- CO2 Cap Annual v6.20 | 353 | 7772 | Rate Constraint in MTons | FALSE | L | Annual | Rate | lb/MWh | 0 | 0 | 858.4306 | 858.4306 | 0 | 0 | 0
IL Climate ParentID 1584- CO2 Cap Annual v6.20 | 353 | 7772 | Rate Constraint in MTons | FALSE | L | Annual | Constraint Shadow Price | US2022$/Ton | 0 | 0 | 0 | 0 | 0 | 0 | 0
IL Climate ParentID 1585- CO2 Cap Annual v6.20 | 354 | 7773 | Rate Constraint in MTons | FALSE | L | Annual | Seasons Included | Seasons | Winter, Spring, Summer, Fall | Winter, Spring, Summer, Fall | Winter, Spring, Summer, Fall | Winter, Spring, Summer, Fall | Winter, Spring, Summer, Fall | Winter, Spring, Summer, Fall | Winter, Spring, Summer, Fall
IL Climate ParentID 1585- CO2 Cap Annual v6.20 | 354 | 7773 | Rate Constraint in MTons | FALSE | L | Annual | Standard CO2 | Thousand Tons | NA | NA | 122.4545 | 122.4545 | 122.4545 | 122.4545 | 122.4545
IL Climate ParentID 1585- CO2 Cap Annual v6.20 | 354 | 7773 | Rate Constraint in MTons | FALSE | L | Annual | Emissions at Affected Plants CO2 | Thousand Tons | 0 | 0 | 122.4545 | 122.4545 | 0 | 0 | 0
IL Climate ParentID 1585- CO2 Cap Annual v6.20 | 354 | 7773 | Rate Constraint in MTons | FALSE | L | Annual | Allowances Purchased CO2 | Thousand Tons | 0 | 0 | 0 | 0 | 0 | 0 | 0
IL Climate ParentID 1585- CO2 Cap Annual v6.20 | 354 | 7773 | Rate Constraint in MTons | FALSE | L | Annual | Allowances Sold CO2 | Thousand Tons | 0 | 0 | 0 | 0 | 0 | 0 | 0
IL Climate ParentID 1585- CO2 Cap Annual v6.20 | 354 | 7773 | Rate Constraint in MTons | FALSE | L | Annual | Allowances Banked | Thousand Tons | 0 | 0 | 0 | 0 | 0 | 0 | 0
IL Climate ParentID 1585- CO2 Cap Annual v6.20 | 354 | 7773 | Rate Constraint in MTons | FALSE | L | Annual | Allowances Withdrawn (1:1) | Thousand Tons | 0 | 0 | 0 | 0 | 0 | 0 | 0
IL Climate ParentID 1585- CO2 Cap Annual v6.20 | 354 | 7773 | Rate Constraint in MTons | FALSE | L | Annual | Allowances Withdrawn (1:n) | Thousand Tons | 0 | 0 | 0 | 0 | 0 | 0 | 0
IL Climate ParentID 1585- CO2 Cap Annual v6.20 | 354 | 7773 | Rate Constraint in MTons | FALSE | L | Annual | Total | Thousand Tons | 0 | 0 | 122.4545 | 122.4545 | 0 | 0 | 0
IL Climate ParentID 1585- CO2 Cap Annual v6.20 | 354 | 7773 | Rate Constraint in MTons | FALSE | L | Annual | Fuel Consumed | TBtu | 0 | 0 | 2.0918 | 2.0918 | 0 | 0 | 0
IL Climate ParentID 1585- CO2 Cap Annual v6.20 | 354 | 7773 | Rate Constraint in MTons | FALSE | L | Annual | Rate | lb/MMBtu | 0 | 0 | 117.08 | 117.08 | 0 | 0 | 0
IL Climate ParentID 1585- CO2 Cap Annual v6.20 | 354 | 7773 | Rate Constraint in MTons | FALSE | L | Annual | Generation | TWh | 0 | 0 | 0.28518 | 0.28518 | 0 | 0 | 0
IL Climate ParentID 1585- CO2 Cap Annual v6.20 | 354 | 7773 | Rate Constraint in MTons | FALSE | L | Annual | Qualifying Generation | TWh | 0 | 0 | 0.28518 | 0.28518 | 0 | 0 | 0
IL Climate ParentID 1585- CO2 Cap Annual v6.20 | 354 | 7773 | Rate Constraint in MTons | FALSE | L | Annual | Rate | lb/MWh | 0 | 0 | 858.7818 | 858.7818 | 0 | 0 | 0
IL Climate ParentID 1585- CO2 Cap Annual v6.20 | 354 | 7773 | Rate Constraint in MTons | FALSE | L | Annual | Constraint Shadow Price | US2022$/Ton | 0 | 0 | 12.6211 | 2.3584 | 0 | 0 | 0
IL Climate ParentID 1586- CO2 Cap Annual v6.20 | 355 | 7774 | Rate Constraint in MTons | FALSE | L | Annual | Seasons Included | Seasons | Winter, Spring, Summer, Fall | Winter, Spring, Summer, Fall | Winter, Spring, Summer, Fall | Winter, Spring, Summer, Fall | Winter, Spring, Summer, Fall | Winter, Spring, Summer, Fall | Winter, Spring, Summer, Fall
IL Climate ParentID 1586- CO2 Cap Annual v6.20 | 355 | 7774 | Rate Constraint in MTons | FALSE | L | Annual | Standard CO2 | Thousand Tons | NA | NA | 1517.1052 | 1517.1052 | 1517.1052 | 1517.1052 | 1517.1052
IL Climate ParentID 1586- CO2 Cap Annual v6.20 | 355 | 7774 | Rate Constraint in MTons | FALSE | L | Annual | Emissions at Affected Plants CO2 | Thousand Tons | 0 | 0 | 1204.8182 | 348.8408 | 0 | 0 | 0
IL Climate ParentID 1586- CO2 Cap Annual v6.20 | 355 | 7774 | Rate Constraint in MTons | FALSE | L | Annual | Allowances Purchased CO2 | Thousand Tons | 0 | 0 | 0 | 0 | 0 | 0 | 0
IL Climate ParentID 1586- CO2 Cap Annual v6.20 | 355 | 7774 | Rate Constraint in MTons | FALSE | L | Annual | Allowances Sold CO2 | Thousand Tons | 0 | 0 | 0 | 0 | 0 | 0 | 0
IL Climate ParentID 1586- CO2 Cap Annual v6.20 | 355 | 7774 | Rate Constraint in MTons | FALSE | L | Annual | Allowances Banked | Thousand Tons | 0 | 0 | 0 | 0 | 0 | 0 | 0
IL Climate ParentID 1586- CO2 Cap Annual v6.20 | 355 | 7774 | Rate Constraint in MTons | FALSE | L | Annual | Allowances Withdrawn (1:1) | Thousand Tons | 0 | 0 | 0 | 0 | 0 | 0 | 0
IL Climate ParentID 1586- CO2 Cap Annual v6.20 | 355 | 7774 | Rate Constraint in MTons | FALSE | L | Annual | Allowances Withdrawn (1:n) | Thousand Tons | 0 | 0 | 0 | 0 | 0 | 0 | 0
IL Climate ParentID 1586- CO2 Cap Annual v6.20 | 355 | 7774 | Rate Constraint in MTons | FALSE | L | Annual | Total | Thousand Tons | 0 | 0 | 1204.8182 | 348.8408 | 0 | 0 | 0
IL Climate ParentID 1586- CO2 Cap Annual v6.20 | 355 | 7774 | Rate Constraint in MTons | FALSE | L | Annual | Fuel Consumed | TBtu | 0 | 0 | 20.5811 | 5.959 | 0 | 0 | 0
IL Climate ParentID 1586- CO2 Cap Annual v6.20 | 355 | 7774 | Rate Constraint in MTons | FALSE | L | Annual | Rate | lb/MMBtu | 0 | 0 | 117.08 | 117.08 | 0 | 0 | 0
IL Climate ParentID 1586- CO2 Cap Annual v6.20 | 355 | 7774 | Rate Constraint in MTons | FALSE | L | Annual | Generation | TWh | 0 | 0 | 2.7325 | 0.79116 | 0 | 0 | 0
IL Climate ParentID 1586- CO2 Cap Annual v6.20 | 355 | 7774 | Rate Constraint in MTons | FALSE | L | Annual | Qualifying Generation | TWh | 0 | 0 | 2.7325 | 0.79116 | 0 | 0 | 0
IL Climate ParentID 1586- CO2 Cap Annual v6.20 | 355 | 7774 | Rate Constraint in MTons | FALSE | L | Annual | Rate | lb/MWh | 0 | 0 | 881.8466 | 881.8466 | 0 | 0 | 0
IL Climate ParentID 1586- CO2 Cap Annual v6.20 | 355 | 7774 | Rate Constraint in MTons | FALSE | L | Annual | Constraint Shadow Price | US2022$/Ton | 0 | 0 | 0 | 0 | 0 | 0 | 0
IL Climate ParentID 1706- CO2 Cap Annual v6.20 | 356 | 7775 | Rate Constraint in MTons | FALSE | L | Annual | Seasons Included | Seasons | Winter, Spring, Summer, Fall | Winter, Spring, Summer, Fall | Winter, Spring, Summer, Fall | Winter, Spring, Summer, Fall | Winter, Spring, Summer, Fall | Winter, Spring, Summer, Fall | Winter, Spring, Summer, Fall
IL Climate ParentID 1706- CO2 Cap Annual v6.20 | 356 | 7775 | Rate Constraint in MTons | FALSE | L | Annual | Standard CO2 | Thousand Tons | NA | NA | 336.292 | 336.292 | 336.292 | 336.292 | 336.292
IL Climate ParentID 1706- CO2 Cap Annual v6.20 | 356 | 7775 | Rate Constraint in MTons | FALSE | L | Annual | Emissions at Affected Plants CO2 | Thousand Tons | 0 | 0 | 336.292 | 122.9742 | 0 | 0 | 0
IL Climate ParentID 1706- CO2 Cap Annual v6.20 | 356 | 7775 | Rate Constraint in MTons | FALSE | L | Annual | Allowances Purchased CO2 | Thousand Tons | 0 | 0 | 0 | 0 | 0 | 0 | 0
IL Climate ParentID 1706- CO2 Cap Annual v6.20 | 356 | 7775 | Rate Constraint in MTons | FALSE | L | Annual | Allowances Sold CO2 | Thousand Tons | 0 | 0 | 0 | 0 | 0 | 0 | 0
IL Climate ParentID 1706- CO2 Cap Annual v6.20 | 356 | 7775 | Rate Constraint in MTons | FALSE | L | Annual | Allowances Banked | Thousand Tons | 0 | 0 | 0 | 0 | 0 | 0 | 0
IL Climate ParentID 1706- CO2 Cap Annual v6.20 | 356 | 7775 | Rate Constraint in MTons | FALSE | L | Annual | Allowances Withdrawn (1:1) | Thousand Tons | 0 | 0 | 0 | 0 | 0 | 0 | 0
IL Climate ParentID 1706- CO2 Cap Annual v6.20 | 356 | 7775 | Rate Constraint in MTons | FALSE | L | Annual | Allowances Withdrawn (1:n) | Thousand Tons | 0 | 0 | 0 | 0 | 0 | 0 | 0
IL Climate ParentID 1706- CO2 Cap Annual v6.20 | 356 | 7775 | Rate Constraint in MTons | FALSE | L | Annual | Total | Thousand Tons | 0 | 0 | 336.292 | 122.9742 | 0 | 0 | 0
IL Climate ParentID 1706- CO2 Cap Annual v6.20 | 356 | 7775 | Rate Constraint in MTons | FALSE | L | Annual | Fuel Consumed | TBtu | 0 | 0 | 5.7447 | 2.1007 | 0 | 0 | 0
IL Climate ParentID 1706- CO2 Cap Annual v6.20 | 356 | 7775 | Rate Constraint in MTons | FALSE | L | Annual | Rate | lb/MMBtu | 0 | 0 | 117.08 | 117.08 | 0 | 0 | 0
IL Climate ParentID 1706- CO2 Cap Annual v6.20 | 356 | 7775 | Rate Constraint in MTons | FALSE | L | Annual | Generation | TWh | 0 | 0 | 0.74761 | 0.27338 | 0 | 0 | 0
IL Climate ParentID 1706- CO2 Cap Annual v6.20 | 356 | 7775 | Rate Constraint in MTons | FALSE | L | Annual | Qualifying Generation | TWh | 0 | 0 | 0.74761 | 0.27338 | 0 | 0 | 0
IL Climate ParentID 1706- CO2 Cap Annual v6.20 | 356 | 7775 | Rate Constraint in MTons | FALSE | L | Annual | Rate | lb/MWh | 0 | 0 | 899.6427 | 899.6427 | 0 | 0 | 0
IL Climate ParentID 1706- CO2 Cap Annual v6.20 | 356 | 7775 | Rate Constraint in MTons | FALSE | L | Annual | Constraint Shadow Price | US2022$/Ton | 0 | 0 | 7.2512 | 0 | 0 | 0 | 0
IL Climate ParentID 2571- CO2 Cap Annual v6.20 | 357 | 7782 | Rate Constraint in MTons | FALSE | L | Annual | Seasons Included | Seasons | Winter, Spring, Summer, Fall | Winter, Spring, Summer, Fall | Winter, Spring, Summer, Fall | Winter, Spring, Summer, Fall | Winter, Spring, Summer, Fall | Winter, Spring, Summer, Fall | Winter, Spring, Summer, Fall
IL Climate ParentID 2571- CO2 Cap Annual v6.20 | 357 | 7782 | Rate Constraint in MTons | FALSE | L | Annual | Standard CO2 | Thousand Tons | NA | NA | 555.3467 | 555.3467 | 555.3467 | 555.3467 | 555.3467
IL Climate ParentID 2571- CO2 Cap Annual v6.20 | 357 | 7782 | Rate Constraint in MTons | FALSE | L | Annual | Emissions at Affected Plants CO2 | Thousand Tons | 0 | 0 | 159.7145 | 159.7145 | 0 | 0 | 0
IL Climate ParentID 2571- CO2 Cap Annual v6.20 | 357 | 7782 | Rate Constraint in MTons | FALSE | L | Annual | Allowances Purchased CO2 | Thousand Tons | 0 | 0 | 0 | 0 | 0 | 0 | 0
IL Climate ParentID 2571- CO2 Cap Annual v6.20 | 357 | 7782 | Rate Constraint in MTons | FALSE | L | Annual | Allowances Sold CO2 | Thousand Tons | 0 | 0 | 0 | 0 | 0 | 0 | 0
IL Climate ParentID 2571- CO2 Cap Annual v6.20 | 357 | 7782 | Rate Constraint in MTons | FALSE | L | Annual | Allowances Banked | Thousand Tons | 0 | 0 | 0 | 0 | 0 | 0 | 0
IL Climate ParentID 2571- CO2 Cap Annual v6.20 | 357 | 7782 | Rate Constraint in MTons | FALSE | L | Annual | Allowances Withdrawn (1:1) | Thousand Tons | 0 | 0 | 0 | 0 | 0 | 0 | 0
IL Climate ParentID 2571- CO2 Cap Annual v6.20 | 357 | 7782 | Rate Constraint in MTons | FALSE | L | Annual | Allowances Withdrawn (1:n) | Thousand Tons | 0 | 0 | 0 | 0 | 0 | 0 | 0
IL Climate ParentID 2571- CO2 Cap Annual v6.20 | 357 | 7782 | Rate Constraint in MTons | FALSE | L | Annual | Total | Thousand Tons | 0 | 0 | 159.7145 | 159.7145 | 0 | 0 | 0
IL Climate ParentID 2571- CO2 Cap Annual v6.20 | 357 | 7782 | Rate Constraint in MTons | FALSE | L | Annual | Fuel Consumed | TBtu | 0 | 0 | 15.5013 | 15.5013 | 0 | 0 | 0
IL Climate ParentID 2571- CO2 Cap Annual v6.20 | 357 | 7782 | Rate Constraint in MTons | FALSE | L | Annual | Rate | lb/MMBtu | 0 | 0 | 20.6066 | 20.6066 | 0 | 0 | 0
IL Climate ParentID 2571- CO2 Cap Annual v6.20 | 357 | 7782 | Rate Constraint in MTons | FALSE | L | Annual | Generation | TWh | 0 | 0 | 0.87838 | 0.87838 | 0 | 0 | 0
IL Climate ParentID 2571- CO2 Cap Annual v6.20 | 357 | 7782 | Rate Constraint in MTons | FALSE | L | Annual | Qualifying Generation | TWh | 0 | 0 | 0.87838 | 0.87838 | 0 | 0 | 0
IL Climate ParentID 2571- CO2 Cap Annual v6.20 | 357 | 7782 | Rate Constraint in MTons | FALSE | L | Annual | Rate | lb/MWh | 0 | 0 | 363.6585 | 363.6585 | 0 | 0 | 0
IL Climate ParentID 2571- CO2 Cap Annual v6.20 | 357 | 7782 | Rate Constraint in MTons | FALSE | L | Annual | Constraint Shadow Price | US2022$/Ton | 0 | 0 | 0 | 0 | 0 | 0 | 0
IL Climate ParentID 311- CO2 Cap Annual v6.20 | 358 | 7744 | Rate Constraint in MTons | FALSE | L | Annual | Seasons Included | Seasons | Winter, Spring, Summer, Fall | Winter, Spring, Summer, Fall | Winter, Spring, Summer, Fall | Winter, Spring, Summer, Fall | Winter, Spring, Summer, Fall | Winter, Spring, Summer, Fall | Winter, Spring, Summer, Fall
IL Climate ParentID 311- CO2 Cap Annual v6.20 | 358 | 7744 | Rate Constraint in MTons | FALSE | L | Annual | Standard CO2 | Thousand Tons | NA | NA | 194.7601 | 194.7601 | 194.7601 | 194.7601 | 194.7601
IL Climate ParentID 311- CO2 Cap Annual v6.20 | 358 | 7744 | Rate Constraint in MTons | FALSE | L | Annual | Emissions at Affected Plants CO2 | Thousand Tons | 0 | 0 | 9.9261 | 0.28424 | 0 | 0 | 0
IL Climate ParentID 311- CO2 Cap Annual v6.20 | 358 | 7744 | Rate Constraint in MTons | FALSE | L | Annual | Allowances Purchased CO2 | Thousand Tons | 0 | 0 | 0 | 0 | 0 | 0 | 0
IL Climate ParentID 311- CO2 Cap Annual v6.20 | 358 | 7744 | Rate Constraint in MTons | FALSE | L | Annual | Allowances Sold CO2 | Thousand Tons | 0 | 0 | 0 | 0 | 0 | 0 | 0
IL Climate ParentID 311- CO2 Cap Annual v6.20 | 358 | 7744 | Rate Constraint in MTons | FALSE | L | Annual | Allowances Banked | Thousand Tons | 0 | 0 | 0 | 0 | 0 | 0 | 0
IL Climate ParentID 311- CO2 Cap Annual v6.20 | 358 | 7744 | Rate Constraint in MTons | FALSE | L | Annual | Allowances Withdrawn (1:1) | Thousand Tons | 0 | 0 | 0 | 0 | 0 | 0 | 0
IL Climate ParentID 311- CO2 Cap Annual v6.20 | 358 | 7744 | Rate Constraint in MTons | FALSE | L | Annual | Allowances Withdrawn (1:n) | Thousand Tons | 0 | 0 | 0 | 0 | 0 | 0 | 0
IL Climate ParentID 311- CO2 Cap Annual v6.20 | 358 | 7744 | Rate Constraint in MTons | FALSE | L | Annual | Total | Thousand Tons | 0 | 0 | 9.9261 | 0.28424 | 0 | 0 | 0
IL Climate ParentID 311- CO2 Cap Annual v6.20 | 358 | 7744 | Rate Constraint in MTons | FALSE | L | Annual | Fuel Consumed | TBtu | 0 | 0 | 0.16956 | 0.0048554 | 0 | 0 | 0
IL Climate ParentID 311- CO2 Cap Annual v6.20 | 358 | 7744 | Rate Constraint in MTons | FALSE | L | Annual | Rate | lb/MMBtu | 0 | 0 | 117.08 | 117.08 | 0 | 0 | 0
IL Climate ParentID 311- CO2 Cap Annual v6.20 | 358 | 7744 | Rate Constraint in MTons | FALSE | L | Annual | Generation | TWh | 0 | 0 | 0.01578 | 0.00045188 | 0 | 0 | 0
IL Climate ParentID 311- CO2 Cap Annual v6.20 | 358 | 7744 | Rate Constraint in MTons | FALSE | L | Annual | Qualifying Generation | TWh | 0 | 0 | 0.01578 | 0.00045188 | 0 | 0 | 0
IL Climate ParentID 311- CO2 Cap Annual v6.20 | 358 | 7744 | Rate Constraint in MTons | FALSE | L | Annual | Rate | lb/MWh | 0 | 0 | 1258.0246 | 1258.0246 | 0 | 0 | 0
IL Climate ParentID 311- CO2 Cap Annual v6.20 | 358 | 7744 | Rate Constraint in MTons | FALSE | L | Annual | Constraint Shadow Price | US2022$/Ton | 0 | 0 | 0 | 0 | 0 | 0 | 0
IL Climate ParentID 321- CO2 Cap Annual v6.20 | 359 | 7746 | Rate Constraint in MTons | FALSE | L | Annual | Seasons Included | Seasons | Winter, Spring, Summer, Fall | Winter, Spring, Summer, Fall | Winter, Spring, Summer, Fall | Winter, Spring, Summer, Fall | Winter, Spring, Summer, Fall | Winter, Spring, Summer, Fall | Winter, Spring, Summer, Fall
IL Climate ParentID 321- CO2 Cap Annual v6.20 | 359 | 7746 | Rate Constraint in MTons | FALSE | L | Annual | Standard CO2 | Thousand Tons | NA | NA | 212.9442 | 212.9442 | 212.9442 | 212.9442 | 212.9442
IL Climate ParentID 321- CO2 Cap Annual v6.20 | 359 | 7746 | Rate Constraint in MTons | FALSE | L | Annual | Emissions at Affected Plants CO2 | Thousand Tons | 0 | 0 | 25.142 | 0.50989 | 0 | 0 | 0
IL Climate ParentID 321- CO2 Cap Annual v6.20 | 359 | 7746 | Rate Constraint in MTons | FALSE | L | Annual | Allowances Purchased CO2 | Thousand Tons | 0 | 0 | 0 | 0 | 0 | 0 | 0
IL Climate ParentID 321- CO2 Cap Annual v6.20 | 359 | 7746 | Rate Constraint in MTons | FALSE | L | Annual | Allowances Sold CO2 | Thousand Tons | 0 | 0 | 0 | 0 | 0 | 0 | 0
IL Climate ParentID 321- CO2 Cap Annual v6.20 | 359 | 7746 | Rate Constraint in MTons | FALSE | L | Annual | Allowances Banked | Thousand Tons | 0 | 0 | 0 | 0 | 0 | 0 | 0
IL Climate ParentID 321- CO2 Cap Annual v6.20 | 359 | 7746 | Rate Constraint in MTons | FALSE | L | Annual | Allowances Withdrawn (1:1) | Thousand Tons | 0 | 0 | 0 | 0 | 0 | 0 | 0
IL Climate ParentID 321- CO2 Cap Annual v6.20 | 359 | 7746 | Rate Constraint in MTons | FALSE | L | Annual | Allowances Withdrawn (1:n) | Thousand Tons | 0 | 0 | 0 | 0 | 0 | 0 | 0
IL Climate ParentID 321- CO2 Cap Annual v6.20 | 359 | 7746 | Rate Constraint in MTons | FALSE | L | Annual | Total | Thousand Tons | 0 | 0 | 25.142 | 0.50989 | 0 | 0 | 0
IL Climate ParentID 321- CO2 Cap Annual v6.20 | 359 | 7746 | Rate Constraint in MTons | FALSE | L | Annual | Fuel Consumed | TBtu | 0 | 0 | 0.42948 | 0.0087101 | 0 | 0 | 0
IL Climate ParentID 321- CO2 Cap Annual v6.20 | 359 | 7746 | Rate Constraint in MTons | FALSE | L | Annual | Rate | lb/MMBtu | 0 | 0 | 117.08 | 117.08 | 0 | 0 | 0
IL Climate ParentID 321- CO2 Cap Annual v6.20 | 359 | 7746 | Rate Constraint in MTons | FALSE | L | Annual | Generation | TWh | 0 | 0 | 0.039802 | 0.00080693 | 0 | 0 | 0
IL Climate ParentID 321- CO2 Cap Annual v6.20 | 359 | 7746 | Rate Constraint in MTons | FALSE | L | Annual | Qualifying Generation | TWh | 0 | 0 | 0.039802 | 0.00080693 | 0 | 0 | 0
IL Climate ParentID 321- CO2 Cap Annual v6.20 | 359 | 7746 | Rate Constraint in MTons | FALSE | L | Annual | Rate | lb/MWh | 0 | 0 | 1263.3468 | 1263.7758 | 0 | 0 | 0
IL Climate ParentID 321- CO2 Cap Annual v6.20 | 359 | 7746 | Rate Constraint in MTons | FALSE | L | Annual | Constraint Shadow Price | US2022$/Ton | 0 | 0 | 0 | 0 | 0 | 0 | 0
IL Climate ParentID 322- CO2 Cap Annual v6.20 | 360 | 7747 | Rate Constraint in MTons | FALSE | L | Annual | Seasons Included | Seasons | Winter, Spring, Summer, Fall | Winter, Spring, Summer, Fall | Winter, Spring, Summer, Fall | Winter, Spring, Summer, Fall | Winter, Spring, Summer, Fall | Winter, Spring, Summer, Fall | Winter, Spring, Summer, Fall
IL Climate ParentID 322- CO2 Cap Annual v6.20 | 360 | 7747 | Rate Constraint in MTons | FALSE | L | Annual | Standard CO2 | Thousand Tons | NA | NA | 4.4657 | 4.4657 | 4.4657 | 4.4657 | 4.4657
IL Climate ParentID 322- CO2 Cap Annual v6.20 | 360 | 7747 | Rate Constraint in MTons | FALSE | L | Annual | Emissions at Affected Plants CO2 | Thousand Tons | 0 | 0 | 4.4657 | 1.1433 | 0 | 0 | 0
IL Climate ParentID 322- CO2 Cap Annual v6.20 | 360 | 7747 | Rate Constraint in MTons | FALSE | L | Annual | Allowances Purchased CO2 | Thousand Tons | 0 | 0 | 0 | 0 | 0 | 0 | 0
IL Climate ParentID 322- CO2 Cap Annual v6.20 | 360 | 7747 | Rate Constraint in MTons | FALSE | L | Annual | Allowances Sold CO2 | Thousand Tons | 0 | 0 | 0 | 0 | 0 | 0 | 0
IL Climate ParentID 322- CO2 Cap Annual v6.20 | 360 | 7747 | Rate Constraint in MTons | FALSE | L | Annual | Allowances Banked | Thousand Tons | 0 | 0 | 0 | 0 | 0 | 0 | 0
IL Climate ParentID 322- CO2 Cap Annual v6.20 | 360 | 7747 | Rate Constraint in MTons | FALSE | L | Annual | Allowances Withdrawn (1:1) | Thousand Tons | 0 | 0 | 0 | 0 | 0 | 0 | 0
IL Climate ParentID 322- CO2 Cap Annual v6.20 | 360 | 7747 | Rate Constraint in MTons | FALSE | L | Annual | Allowances Withdrawn (1:n) | Thousand Tons | 0 | 0 | 0 | 0 | 0 | 0 | 0
IL Climate ParentID 322- CO2 Cap Annual v6.20 | 360 | 7747 | Rate Constraint in MTons | FALSE | L | Annual | Total | Thousand Tons | 0 | 0 | 4.4657 | 1.1433 | 0 | 0 | 0
IL Climate ParentID 322- CO2 Cap Annual v6.20 | 360 | 7747 | Rate Constraint in MTons | FALSE | L | Annual | Fuel Consumed | TBtu | 0 | 0 | 0.076284 | 0.019531 | 0 | 0 | 0
IL Climate ParentID 322- CO2 Cap Annual v6.20 | 360 | 7747 | Rate Constraint in MTons | FALSE | L | Annual | Rate | lb/MMBtu | 0 | 0 | 117.08 | 117.08 | 0 | 0 | 0
IL Climate ParentID 322- CO2 Cap Annual v6.20 | 360 | 7747 | Rate Constraint in MTons | FALSE | L | Annual | Generation | TWh | 0 | 0 | 0.0070995 | 0.0018177 | 0 | 0 | 0
IL Climate ParentID 322- CO2 Cap Annual v6.20 | 360 | 7747 | Rate Constraint in MTons | FALSE | L | Annual | Qualifying Generation | TWh | 0 | 0 | 0.0070995 | 0.0018177 | 0 | 0 | 0
IL Climate ParentID 322- CO2 Cap Annual v6.20 | 360 | 7747 | Rate Constraint in MTons | FALSE | L | Annual | Rate | lb/MWh | 0 | 0 | 1258.0246 | 1258.0246 | 0 | 0 | 0
IL Climate ParentID 322- CO2 Cap Annual v6.20 | 360 | 7747 | Rate Constraint in MTons | FALSE | L | Annual | Constraint Shadow Price | US2022$/Ton | 0 | 0 | 1.0016 | 0 | 0 | 0 | 0
IL Climate ParentID 323- CO2 Cap Annual v6.20 | 361 | 7748 | Rate Constraint in MTons | FALSE | L | Annual | Seasons Included | Seasons | Winter, Spring, Summer, Fall | Winter, Spring, Summer, Fall | Winter, Spring, Summer, Fall | Winter, Spring, Summer, Fall | Winter, Spring, Summer, Fall | Winter, Spring, Summer, Fall | Winter, Spring, Summer, Fall
IL Climate ParentID 323- CO2 Cap Annual v6.20 | 361 | 7748 | Rate Constraint in MTons | FALSE | L | Annual | Standard CO2 | Thousand Tons | NA | NA | 48.0539 | 48.0539 | 48.0539 | 48.0539 | 48.0539
IL Climate ParentID 323- CO2 Cap Annual v6.20 | 361 | 7748 | Rate Constraint in MTons | FALSE | L | Annual | Emissions at Affected Plants CO2 | Thousand Tons | 0 | 0 | 3.9591 | 0.19622 | 0 | 0 | 0
IL Climate ParentID 323- CO2 Cap Annual v6.20 | 361 | 7748 | Rate Constraint in MTons | FALSE | L | Annual | Allowances Purchased CO2 | Thousand Tons | 0 | 0 | 0 | 0 | 0 | 0 | 0
IL Climate ParentID 323- CO2 Cap Annual v6.20 | 361 | 7748 | Rate Constraint in MTons | FALSE | L | Annual | Allowances Sold CO2 | Thousand Tons | 0 | 0 | 0 | 0 | 0 | 0 | 0
IL Climate ParentID 323- CO2 Cap Annual v6.20 | 361 | 7748 | Rate Constraint in MTons | FALSE | L | Annual | Allowances Banked | Thousand Tons | 0 | 0 | 0 | 0 | 0 | 0 | 0
IL Climate ParentID 323- CO2 Cap Annual v6.20 | 361 | 7748 | Rate Constraint in MTons | FALSE | L | Annual | Allowances Withdrawn (1:1) | Thousand Tons | 0 | 0 | 0 | 0 | 0 | 0 | 0
IL Climate ParentID 323- CO2 Cap Annual v6.20 | 361 | 7748 | Rate Constraint in MTons | FALSE | L | Annual | Allowances Withdrawn (1:n) | Thousand Tons | 0 | 0 | 0 | 0 | 0 | 0 | 0
IL Climate ParentID 323- CO2 Cap Annual v6.20 | 361 | 7748 | Rate Constraint in MTons | FALSE | L | Annual | Total | Thousand Tons | 0 | 0 | 3.9591 | 0.19622 | 0 | 0 | 0
IL Climate ParentID 323- CO2 Cap Annual v6.20 | 361 | 7748 | Rate Constraint in MTons | FALSE | L | Annual | Fuel Consumed | TBtu | 0 | 0 | 0.067631 | 0.003352 | 0 | 0 | 0
IL Climate ParentID 323- CO2 Cap Annual v6.20 | 361 | 7748 | Rate Constraint in MTons | FALSE | L | Annual | Rate | lb/MMBtu | 0 | 0 | 117.08 | 117.08 | 0 | 0 | 0
IL Climate ParentID 323- CO2 Cap Annual v6.20 | 361 | 7748 | Rate Constraint in MTons | FALSE | L | Annual | Generation | TWh | 0 | 0 | 0.0061569 | 0.00030516 | 0 | 0 | 0
IL Climate ParentID 323- CO2 Cap Annual v6.20 | 361 | 7748 | Rate Constraint in MTons | FALSE | L | Annual | Qualifying Generation | TWh | 0 | 0 | 0.0061569 | 0.00030516 | 0 | 0 | 0
IL Climate ParentID 323- CO2 Cap Annual v6.20 | 361 | 7748 | Rate Constraint in MTons | FALSE | L | Annual | Rate | lb/MWh | 0 | 0 | 1286.0627 | 1286.0648 | 0 | 0 | 0
IL Climate ParentID 323- CO2 Cap Annual v6.20 | 361 | 7748 | Rate Constraint in MTons | FALSE | L | Annual | Constraint Shadow Price | US2022$/Ton | 0 | 0 | 0 | 0 | 0 | 0 | 0
IL Climate ParentID 324- CO2 Cap Annual v6.20 | 362 | 7749 | Rate Constraint in MTons | FALSE | L | Annual | Seasons Included | Seasons | Winter, Spring, Summer, Fall | Winter, Spring, Summer, Fall | Winter, Spring, Summer, Fall | Winter, Spring, Summer, Fall | Winter, Spring, Summer, Fall | Winter, Spring, Summer, Fall | Winter, Spring, Summer, Fall
IL Climate ParentID 324- CO2 Cap Annual v6.20 | 362 | 7749 | Rate Constraint in MTons | FALSE | L | Annual | Standard CO2 | Thousand Tons | NA | NA | 28.5974 | 28.5974 | 28.5974 | 28.5974 | 28.5974
IL Climate ParentID 324- CO2 Cap Annual v6.20 | 362 | 7749 | Rate Constraint in MTons | FALSE | L | Annual | Emissions at Affected Plants CO2 | Thousand Tons | 0 | 0 | 10.7951 | 2.4243 | 0 | 0 | 0
IL Climate ParentID 324- CO2 Cap Annual v6.20 | 362 | 7749 | Rate Constraint in MTons | FALSE | L | Annual | Allowances Purchased CO2 | Thousand Tons | 0 | 0 | 0 | 0 | 0 | 0 | 0
IL Climate ParentID 324- CO2 Cap Annual v6.20 | 362 | 7749 | Rate Constraint in MTons | FALSE | L | Annual | Allowances Sold CO2 | Thousand Tons | 0 | 0 | 0 | 0 | 0 | 0 | 0
IL Climate ParentID 324- CO2 Cap Annual v6.20 | 362 | 7749 | Rate Constraint in MTons | FALSE | L | Annual | Allowances Banked | Thousand Tons | 0 | 0 | 0 | 0 | 0 | 0 | 0
IL Climate ParentID 324- CO2 Cap Annual v6.20 | 362 | 7749 | Rate Constraint in MTons | FALSE | L | Annual | Allowances Withdrawn (1:1) | Thousand Tons | 0 | 0 | 0 | 0 | 0 | 0 | 0
IL Climate ParentID 324- CO2 Cap Annual v6.20 | 362 | 7749 | Rate Constraint in MTons | FALSE | L | Annual | Allowances Withdrawn (1:n) | Thousand Tons | 0 | 0 | 0 | 0 | 0 | 0 | 0
IL Climate ParentID 324- CO2 Cap Annual v6.20 | 362 | 7749 | Rate Constraint in MTons | FALSE | L | Annual | Total | Thousand Tons | 0 | 0 | 10.7951 | 2.4243 | 0 | 0 | 0
IL Climate ParentID 324- CO2 Cap Annual v6.20 | 362 | 7749 | Rate Constraint in MTons | FALSE | L | Annual | Fuel Consumed | TBtu | 0 | 0 | 0.18441 | 0.041413 | 0 | 0 | 0
IL Climate ParentID 324- CO2 Cap Annual v6.20 | 362 | 7749 | Rate Constraint in MTons | FALSE | L | Annual | Rate | lb/MMBtu | 0 | 0 | 117.08 | 117.08 | 0 | 0 | 0
IL Climate ParentID 324- CO2 Cap Annual v6.20 | 362 | 7749 | Rate Constraint in MTons | FALSE | L | Annual | Generation | TWh | 0 | 0 | 0.017162 | 0.0038542 | 0 | 0 | 0
IL Climate ParentID 324- CO2 Cap Annual v6.20 | 362 | 7749 | Rate Constraint in MTons | FALSE | L | Annual | Qualifying Generation | TWh | 0 | 0 | 0.017162 | 0.0038542 | 0 | 0 | 0
IL Climate ParentID 324- CO2 Cap Annual v6.20 | 362 | 7749 | Rate Constraint in MTons | FALSE | L | Annual | Rate | lb/MWh | 0 | 0 | 1258.0246 | 1258.0246 | 0 | 0 | 0
IL Climate ParentID 324- CO2 Cap Annual v6.20 | 362 | 7749 | Rate Constraint in MTons | FALSE | L | Annual | Constraint Shadow Price | US2022$/Ton | 0 | 0 | 0 | 0 | 0 | 0 | 0
IL Climate ParentID 325- CO2 Cap Annual v6.20 | 363 | 7750 | Rate Constraint in MTons | FALSE | L | Annual | Seasons Included | Seasons | Winter, Spring, Summer, Fall | Winter, Spring, Summer, Fall | Winter, Spring, Summer, Fall | Winter, Spring, Summer, Fall | Winter, Spring, Summer, Fall | Winter, Spring, Summer, Fall | Winter, Spring, Summer, Fall
IL Climate ParentID 325- CO2 Cap Annual v6.20 | 363 | 7750 | Rate Constraint in MTons | FALSE | L | Annual | Standard CO2 | Thousand Tons | NA | NA | 19.5472 | 19.5472 | 19.5472 | 19.5472 | 19.5472
IL Climate ParentID 325- CO2 Cap Annual v6.20 | 363 | 7750 | Rate Constraint in MTons | FALSE | L | Annual | Emissions at Affected Plants CO2 | Thousand Tons | 0 | 0 | 0.19988 | 0.19988 | 0 | 0 | 0
IL Climate ParentID 325- CO2 Cap Annual v6.20 | 363 | 7750 | Rate Constraint in MTons | FALSE | L | Annual | Allowances Purchased CO2 | Thousand Tons | 0 | 0 | 0 | 0 | 0 | 0 | 0
IL Climate ParentID 325- CO2 Cap Annual v6.20 | 363 | 7750 | Rate Constraint in MTons | FALSE | L | Annual | Allowances Sold CO2 | Thousand Tons | 0 | 0 | 0 | 0 | 0 | 0 | 0
IL Climate ParentID 325- CO2 Cap Annual v6.20 | 363 | 7750 | Rate Constraint in MTons | FALSE | L | Annual | Allowances Banked | Thousand Tons | 0 | 0 | 0 | 0 | 0 | 0 | 0
IL Climate ParentID 325- CO2 Cap Annual v6.20 | 363 | 7750 | Rate Constraint in MTons | FALSE | L | Annual | Allowances Withdrawn (1:1) | Thousand Tons | 0 | 0 | 0 | 0 | 0 | 0 | 0
IL Climate ParentID 325- CO2 Cap Annual v6.20 | 363 | 7750 | Rate Constraint in MTons | FALSE | L | Annual | Allowances Withdrawn (1:n) | Thousand Tons | 0 | 0 | 0 | 0 | 0 | 0 | 0
IL Climate ParentID 325- CO2 Cap Annual v6.20 | 363 | 7750 | Rate Constraint in MTons | FALSE | L | Annual | Total | Thousand Tons | 0 | 0 | 0.19988 | 0.19988 | 0 | 0 | 0
IL Climate ParentID 325- CO2 Cap Annual v6.20 | 363 | 7750 | Rate Constraint in MTons | FALSE | L | Annual | Fuel Consumed | TBtu | 0 | 0 | 0.0034144 | 0.0034144 | 0 | 0 | 0
IL Climate ParentID 325- CO2 Cap Annual v6.20 | 363 | 7750 | Rate Constraint in MTons | FALSE | L | Annual | Rate | lb/MMBtu | 0 | 0 | 117.08 | 117.08 | 0 | 0 | 0
IL Climate ParentID 325- CO2 Cap Annual v6.20 | 363 | 7750 | Rate Constraint in MTons | FALSE | L | Annual | Generation | TWh | 0 | 0 | 0.00028247 | 0.00028247 | 0 | 0 | 0
IL Climate ParentID 325- CO2 Cap Annual v6.20 | 363 | 7750 | Rate Constraint in MTons | FALSE | L | Annual | Qualifying Generation | TWh | 0 | 0 | 0.00028247 | 0.00028247 | 0 | 0 | 0
IL Climate ParentID 325- CO2 Cap Annual v6.20 | 363 | 7750 | Rate Constraint in MTons | FALSE | L | Annual | Rate | lb/MWh | 0 | 0 | 1415.2249 | 1415.2249 | 0 | 0 | 0
IL Climate ParentID 325- CO2 Cap Annual v6.20 | 363 | 7750 | Rate Constraint in MTons | FALSE | L | Annual | Constraint Shadow Price | US2022$/Ton | 0 | 0 | 0 | 0 | 0 | 0 | 0
IL Climate ParentID 326- CO2 Cap Annual v6.20 | 364 | 7751 | Rate Constraint in MTons | FALSE | L | Annual | Seasons Included | Seasons | Winter, Spring, Summer, Fall | Winter, Spring, Summer, Fall | Winter, Spring, Summer, Fall | Winter, Spring, Summer, Fall | Winter, Spring, Summer, Fall | Winter, Spring, Summer, Fall | Winter, Spring, Summer, Fall
IL Climate ParentID 326- CO2 Cap Annual v6.20 | 364 | 7751 | Rate Constraint in MTons | FALSE | L | Annual | Standard CO2 | Thousand Tons | NA | NA | 63.1947 | 63.1947 | 63.1947 | 63.1947 | 63.1947
IL Climate ParentID 326- CO2 Cap Annual v6.20 | 364 | 7751 | Rate Constraint in MTons | FALSE | L | Annual | Emissions at Affected Plants CO2 | Thousand Tons | 0 | 0 | 0.41959 | 0.41959 | 0 | 0 | 0
IL Climate ParentID 326- CO2 Cap Annual v6.20 | 364 | 7751 | Rate Constraint in MTons | FALSE | L | Annual | Allowances Purchased CO2 | Thousand Tons | 0 | 0 | 0 | 0 | 0 | 0 | 0
IL Climate ParentID 326- CO2 Cap Annual v6.20 | 364 | 7751 | Rate Constraint in MTons | FALSE | L | Annual | Allowances Sold CO2 | Thousand Tons | 0 | 0 | 0 | 0 | 0 | 0 | 0
IL Climate ParentID 326- CO2 Cap Annual v6.20 | 364 | 7751 | Rate Constraint in MTons | FALSE | L | Annual | Allowances Banked | Thousand Tons | 0 | 0 | 0 | 0 | 0 | 0 | 0
IL Climate ParentID 326- CO2 Cap Annual v6.20 | 364 | 7751 | Rate Constraint in MTons | FALSE | L | Annual | Allowances Withdrawn (1:1) | Thousand Tons | 0 | 0 | 0 | 0 | 0 | 0 | 0
IL Climate ParentID 326- CO2 Cap Annual v6.20 | 364 | 7751 | Rate Constraint in MTons | FALSE | L | Annual | Allowances Withdrawn (1:n) | Thousand Tons | 0 | 0 | 0 | 0 | 0 | 0 | 0
IL Climate ParentID 326- CO2 Cap Annual v6.20 | 364 | 7751 | Rate Constraint in MTons | FALSE | L | Annual | Total | Thousand Tons | 0 | 0 | 0.41959 | 0.41959 | 0 | 0 | 0
IL Climate ParentID 326- CO2 Cap Annual v6.20 | 364 | 7751 | Rate Constraint in MTons | FALSE | L | Annual | Fuel Consumed | TBtu | 0 | 0 | 0.0071676 | 0.0071676 | 0 | 0 | 0
IL Climate ParentID 326- CO2 Cap Annual v6.20 | 364 | 7751 | Rate Constraint in MTons | FALSE | L | Annual | Rate | lb/MMBtu | 0 | 0 | 117.08 | 117.08 | 0 | 0 | 0
IL Climate ParentID 326- CO2 Cap Annual v6.20 | 364 | 7751 | Rate Constraint in MTons | FALSE | L | Annual | Generation | TWh | 0 | 0 | 0.00056444 | 0.00056444 | 0 | 0 | 0
IL Climate ParentID 326- CO2 Cap Annual v6.20 | 364 | 7751 | Rate Constraint in MTons | FALSE | L | Annual | Qualifying Generation | TWh | 0 | 0 | 0.00056444 | 0.00056444 | 0 | 0 | 0
IL Climate ParentID 326- CO2 Cap Annual v6.20 | 364 | 7751 | Rate Constraint in MTons | FALSE | L | Annual | Rate | lb/MWh | 0 | 0 | 1486.7553 | 1486.7553 | 0 | 0 | 0
IL Climate ParentID 326- CO2 Cap Annual v6.20 | 364 | 7751 | Rate Constraint in MTons | FALSE | L | Annual | Constraint Shadow Price | US2022$/Ton | 0 | 0 | 0 | 0 | 0 | 0 | 0
IL Climate ParentID 328- CO2 Cap Annual v6.20 | 365 | 7753 | Rate Constraint in MTons | FALSE | L | Annual | Seasons Included | Seasons | Winter, Spring, Summer, Fall | Winter, Spring, Summer, Fall | Winter, Spring, Summer, Fall | Winter, Spring, Summer, Fall | Winter, Spring, Summer, Fall | Winter, Spring, Summer, Fall | Winter, Spring, Summer, Fall
IL Climate ParentID 328- CO2 Cap Annual v6.20 | 365 | 7753 | Rate Constraint in MTons | FALSE | L | Annual | Standard CO2 | Thousand Tons | NA | NA | 4.9553 | 4.9553 | 4.9553 | 4.9553 | 4.9553
IL Climate ParentID 328- CO2 Cap Annual v6.20 | 365 | 7753 | Rate Constraint in MTons | FALSE | L | Annual | Emissions at Affected Plants CO2 | Thousand Tons | 0 | 0 | 0.39099 | 0.39099 | 0 | 0 | 0
IL Climate ParentID 328- CO2 Cap Annual v6.20 | 365 | 7753 | Rate Constraint in MTons | FALSE | L | Annual | Allowances Purchased CO2 | Thousand Tons | 0 | 0 | 0 | 0 | 0 | 0 | 0
IL Climate ParentID 328- CO2 Cap Annual v6.20 | 365 | 7753 | Rate Constraint in MTons | FALSE | L | Annual | Allowances Sold CO2 | Thousand Tons | 0 | 0 | 0 | 0 | 0 | 0 | 0
IL Climate ParentID 328- CO2 Cap Annual v6.20 | 365 | 7753 | Rate Constraint in MTons | FALSE | L | Annual | Allowances Banked | Thousand Tons | 0 | 0 | 0 | 0 | 0 | 0 | 0
IL Climate ParentID 328- CO2 Cap Annual v6.20 | 365 | 7753 | Rate Constraint in MTons | FALSE | L | Annual | Allowances Withdrawn (1:1) | Thousand Tons | 0 | 0 | 0 | 0 | 0 | 0 | 0
IL Climate ParentID 328- CO2 Cap Annual v6.20 | 365 | 7753 | Rate Constraint in MTons | FALSE | L | Annual | Allowances Withdrawn (1:n) | Thousand Tons | 0 | 0 | 0 | 0 | 0 | 0 | 0
IL Climate ParentID 328- CO2 Cap Annual v6.20 | 365 | 7753 | Rate Constraint in MTons | FALSE | L | Annual | Total | Thousand Tons | 0 | 0 | 0.39099 | 0.39099 | 0 | 0 | 0
IL Climate ParentID 328- CO2 Cap Annual v6.20 | 365 | 7753 | Rate Constraint in MTons | FALSE | L | Annual | Fuel Consumed | TBtu | 0 | 0 | 0.0066791 | 0.0066791 | 0 | 0 | 0
IL Climate ParentID 328- CO2 Cap Annual v6.20 | 365 | 7753 | Rate Constraint in MTons | FALSE | L | Annual | Rate | lb/MMBtu | 0 | 0 | 117.08 | 117.08 | 0 | 0 | 0
IL Climate ParentID 328- CO2 Cap Annual v6.20 | 365 | 7753 | Rate Constraint in MTons | FALSE | L | Annual | Generation | TWh | 0 | 0 | 0.00051949 | 0.00051949 | 0 | 0 | 0
IL Climate ParentID 328- CO2 Cap Annual v6.20 | 365 | 7753 | Rate Constraint in MTons | FALSE | L | Annual | Qualifying Generation | TWh | 0 | 0 | 0.00051949 | 0.00051949 | 0 | 0 | 0
IL Climate ParentID 328- CO2 Cap Annual v6.20 | 365 | 7753 | Rate Constraint in MTons | FALSE | L | Annual | Rate | lb/MWh | 0 | 0 | 1505.2976 | 1505.2976 | 0 | 0 | 0
IL Climate ParentID 328- CO2 Cap Annual v6.20 | 365 | 7753 | Rate Constraint in MTons | FALSE | L | Annual | Constraint Shadow Price | US2022$/Ton | 0 | 0 | 0 | 0 | 0 | 0 | 0
IL Climate ParentID 329- CO2 Cap Annual v6.20 | 366 | 7754 | Rate Constraint in MTons | FALSE | L | Annual | Seasons Included | Seasons | Winter, Spring, Summer, Fall | Winter, Spring, Summer, Fall | Winter, Spring, Summer, Fall | Winter, Spring, Summer, Fall | Winter, Spring, Summer, Fall | Winter, Spring, Summer, Fall | Winter, Spring, Summer, Fall
IL Climate ParentID 329- CO2 Cap Annual v6.20 | 366 | 7754 | Rate Constraint in MTons | FALSE | L | Annual | Standard CO2 | Thousand Tons | NA | NA | 24.3959 | 24.3959 | 24.3959 | 24.3959 | 24.3959
IL Climate ParentID 329- CO2 Cap Annual v6.20 | 366 | 7754 | Rate Constraint in MTons | FALSE | L | Annual | Emissions at Affected Plants CO2 | Thousand Tons | 0 | 0 | 0.19136 | 0.19136 | 0 | 0 | 0
IL Climate ParentID 329- CO2 Cap Annual v6.20 | 366 | 7754 | Rate Constraint in MTons | FALSE | L | Annual | Allowances Purchased CO2 | Thousand Tons | 0 | 0 | 0 | 0 | 0 | 0 | 0
IL Climate ParentID 329- CO2 Cap Annual v6.20 | 366 | 7754 | Rate Constraint in MTons | FALSE | L | Annual | Allowances Sold CO2 | Thousand Tons | 0 | 0 | 0 | 0 | 0 | 0 | 0
IL Climate ParentID 329- CO2 Cap Annual v6.20 | 366 | 7754 | Rate Constraint in MTons | FALSE | L | Annual | Allowances Banked | Thousand Tons | 0 | 0 | 0 | 0 | 0 | 0 | 0
IL Climate ParentID 329- CO2 Cap Annual v6.20 | 366 | 7754 | Rate Constraint in MTons | FALSE | L | Annual | Allowances Withdrawn (1:1) | Thousand Tons | 0 | 0 | 0 | 0 | 0 | 0 | 0
IL Climate ParentID 329- CO2 Cap Annual v6.20 | 366 | 7754 | Rate Constraint in MTons | FALSE | L | Annual | Allowances Withdrawn (1:n) | Thousand Tons | 0 | 0 | 0 | 0 | 0 | 0 | 0
IL Climate ParentID 329- CO2 Cap Annual v6.20 | 366 | 7754 | Rate Constraint in MTons | FALSE | L | Annual | Total | Thousand Tons | 0 | 0 | 0.19136 | 0.19136 | 0 | 0 | 0
IL Climate ParentID 329- CO2 Cap Annual v6.20 | 366 | 7754 | Rate Constraint in MTons | FALSE | L | Annual | Fuel Consumed | TBtu | 0 | 0 | 0.0032688 | 0.0032688 | 0 | 0 | 0
IL Climate ParentID 329- CO2 Cap Annual v6.20 | 366 | 7754 | Rate Constraint in MTons | FALSE | L | Annual | Rate | lb/MMBtu | 0 | 0 | 117.08 | 117.08 | 0 | 0 | 0
IL Climate ParentID 329- CO2 Cap Annual v6.20 | 366 | 7754 | Rate Constraint in MTons | FALSE | L | Annual | Generation | TWh | 0 | 0 | 0.0002502 | 0.0002502 | 0 | 0 | 0
IL Climate ParentID 329- CO2 Cap Annual v6.20 | 366 | 7754 | Rate Constraint in MTons | FALSE | L | Annual | Qualifying Generation | TWh | 0 | 0 | 0.0002502 | 0.0002502 | 0 | 0 | 0
IL Climate ParentID 329- CO2 Cap Annual v6.20 | 366 | 7754 | Rate Constraint in MTons | FALSE | L | Annual | Rate | lb/MWh | 0 | 0 | 1529.6502 | 1529.6502 | 0 | 0 | 0
IL Climate ParentID 329- CO2 Cap Annual v6.20 | 366 | 7754 | Rate Constraint in MTons | FALSE | L | Annual | Constraint Shadow Price | US2022$/Ton | 0 | 0 | 0 | 0 | 0 | 0 | 0
IL Climate ParentID 330- CO2 Cap Annual v6.20 | 367 | 7755 | Rate Constraint in MTons | FALSE | L | Annual | Seasons Included | Seasons | Winter, Spring, Summer, Fall | Winter, Spring, Summer, Fall | Winter, Spring, Summer, Fall | Winter, Spring, Summer, Fall | Winter, Spring, Summer, Fall | Winter, Spring, Summer, Fall | Winter, Spring, Summer, Fall
IL Climate ParentID 330- CO2 Cap Annual v6.20 | 367 | 7755 | Rate Constraint in MTons | FALSE | L | Annual | Standard CO2 | Thousand Tons | NA | NA | 99.3289 | 99.3289 | 99.3289 | 99.3289 | 99.3289
IL Climate ParentID 330- CO2 Cap Annual v6.20 | 367 | 7755 | Rate Constraint in MTons | FALSE | L | Annual | Emissions at Affected Plants CO2 | Thousand Tons | 0 | 0 | 0.28506 | 0.28506 | 0 | 0 | 0
IL Climate ParentID 330- CO2 Cap Annual v6.20 | 367 | 7755 | Rate Constraint in MTons | FALSE | L | Annual | Allowances Purchased CO2 | Thousand Tons | 0 | 0 | 0 | 0 | 0 | 0 | 0
IL Climate ParentID 330- CO2 Cap Annual v6.20 | 367 | 7755 | Rate Constraint in MTons | FALSE | L | Annual | Allowances Sold CO2 | Thousand Tons | 0 | 0 | 0 | 0 | 0 | 0 | 0
IL Climate ParentID 330- CO2 Cap Annual v6.20 | 367 | 7755 | Rate Constraint in MTons | FALSE | L | Annual | Allowances Banked | Thousand Tons | 0 | 0 | 0 | 0 | 0 | 0 | 0
IL Climate ParentID 330- CO2 Cap Annual v6.20 | 367 | 7755 | Rate Constraint in MTons | FALSE | L | Annual | Allowances Withdrawn (1:1) | Thousand Tons | 0 | 0 | 0 | 0 | 0 | 0 | 0
IL Climate ParentID 330- CO2 Cap Annual v6.20 | 367 | 7755 | Rate Constraint in MTons | FALSE | L | Annual | Allowances Withdrawn (1:n) | Thousand Tons | 0 | 0 | 0 | 0 | 0 | 0 | 0
IL Climate ParentID 330- CO2 Cap Annual v6.20 | 367 | 7755 | Rate Constraint in MTons | FALSE | L | Annual | Total | Thousand Tons | 0 | 0 | 0.28506 | 0.28506 | 0 | 0 | 0
IL Climate ParentID 330- CO2 Cap Annual v6.20 | 367 | 7755 | Rate Constraint in MTons | FALSE | L | Annual | Fuel Consumed | TBtu | 0 | 0 | 0.0048695 | 0.0048695 | 0 | 0 | 0
IL Climate ParentID 330- CO2 Cap Annual v6.20 | 367 | 7755 | Rate Constraint in MTons | FALSE | L | Annual | Rate | lb/MMBtu | 0 | 0 | 117.08 | 117.08 | 0 | 0 | 0
IL Climate ParentID 330- CO2 Cap Annual v6.20 | 367 | 7755 | Rate Constraint in MTons | FALSE | L | Annual | Generation | TWh | 0 | 0 | 0.00040648 | 0.00040648 | 0 | 0 | 0
IL Climate ParentID 330- CO2 Cap Annual v6.20 | 367 | 7755 | Rate Constraint in MTons | FALSE | L | Annual | Qualifying Generation | TWh | 0 | 0 | 0.00040648 | 0.00040648 | 0 | 0 | 0
IL Climate ParentID 330- CO2 Cap Annual v6.20 | 367 | 7755 | Rate Constraint in MTons | FALSE | L | Annual | Rate | lb/MWh | 0 | 0 | 1402.5597 | 1402.5597 | 0 | 0 | 0
IL Climate ParentID 330- CO2 Cap Annual v6.20 | 367 | 7755 | Rate Constraint in MTons | FALSE | L | Annual | Constraint Shadow Price | US2022$/Ton | 0 | 0 | 0 | 0 | 0 | 0 | 0
IL Climate ParentID 331- CO2 Cap Annual v6.20 | 368 | 7756 | Rate Constraint in MTons | FALSE | L | Annual | Seasons Included | Seasons | Winter, Spring, Summer, Fall | Winter, Spring, Summer, Fall | Winter, Spring, Summer, Fall | Winter, Spring, Summer, Fall | Winter, Spring, Summer, Fall | Winter, Spring, Summer, Fall | Winter, Spring, Summer, Fall
IL Climate ParentID 331- CO2 Cap Annual v6.20 | 368 | 7756 | Rate Constraint in MTons | FALSE | L | Annual | Standard CO2 | Thousand Tons | NA | NA | 43.4235 | 43.4235 | 43.4235 | 43.4235 | 43.4235
IL Climate ParentID 331- CO2 Cap Annual v6.20 | 368 | 7756 | Rate Constraint in MTons | FALSE | L | Annual | Emissions at Affected Plants CO2 | Thousand Tons | 0 | 0 | 0.28488 | 0.17318 | 0 | 0 | 0
IL Climate ParentID 331- CO2 Cap Annual v6.20 | 368 | 7756 | Rate Constraint in MTons | FALSE | L | Annual | Allowances Purchased CO2 | Thousand Tons | 0 | 0 | 0 | 0 | 0 | 0 | 0
IL Climate ParentID 331- CO2 Cap Annual v6.20 | 368 | 7756 | Rate Constraint in MTons | FALSE | L | Annual | Allowances Sold CO2 | Thousand Tons | 0 | 0 | 0 | 0 | 0 | 0 | 0
IL Climate ParentID 331- CO2 Cap Annual v6.20 | 368 | 7756 | Rate Constraint in MTons | FALSE | L | Annual | Allowances Banked | Thousand Tons | 0 | 0 | 0 | 0 | 0 | 0 | 0
IL Climate ParentID 331- CO2 Cap Annual v6.20 | 368 | 7756 | Rate Constraint in MTons | FALSE | L | Annual | Allowances Withdrawn (1:1) | Thousand Tons | 0 | 0 | 0 | 0 | 0 | 0 | 0
IL Climate ParentID 331- CO2 Cap Annual v6.20 | 368 | 7756 | Rate Constraint in MTons | FALSE | L | Annual | Allowances Withdrawn (1:n) | Thousand Tons | 0 | 0 | 0 | 0 | 0 | 0 | 0
IL Climate ParentID 331- CO2 Cap Annual v6.20 | 368 | 7756 | Rate Constraint in MTons | FALSE | L | Annual | Total | Thousand Tons | 0 | 0 | 0.28488 | 0.17318 | 0 | 0 | 0
IL Climate ParentID 331- CO2 Cap Annual v6.20 | 368 | 7756 | Rate Constraint in MTons | FALSE | L | Annual | Fuel Consumed | TBtu | 0 | 0 | 0.0048664 | 0.0029583 | 0 | 0 | 0
IL Climate ParentID 331- CO2 Cap Annual v6.20 | 368 | 7756 | Rate Constraint in MTons | FALSE | L | Annual | Rate | lb/MMBtu | 0 | 0 | 117.08 | 117.08 | 0 | 0 | 0
IL Climate ParentID 331- CO2 Cap Annual v6.20 | 368 | 7756 | Rate Constraint in MTons | FALSE | L | Annual | Generation | TWh | 0 | 0 | 0.00041158 | 0.0002502 | 0 | 0 | 0
IL Climate ParentID 331- CO2 Cap Annual v6.20 | 368 | 7756 | Rate Constraint in MTons | FALSE | L | Annual | Qualifying Generation | TWh | 0 | 0 | 0.00041158 | 0.0002502 | 0 | 0 | 0
IL Climate ParentID 331- CO2 Cap Annual v6.20 | 368 | 7756 | Rate Constraint in MTons | FALSE | L | Annual | Rate | lb/MWh | 0 | 0 | 1384.3302 | 1384.3344 | 0 | 0 | 0
IL Climate ParentID 331- CO2 Cap Annual v6.20 | 368 | 7756 | Rate Constraint in MTons | FALSE | L | Annual | Constraint Shadow Price | US2022$/Ton | 0 | 0 | 0 | 0 | 0 | 0 | 0
IL Climate ParentID 336- CO2 Cap Annual v6.20 | 369 | 7757 | Rate Constraint in MTons | FALSE | L | Annual | Seasons Included | Seasons | Winter, Spring, Summer, Fall | Winter, Spring, Summer, Fall | Winter, Spring, Summer, Fall | Winter, Spring, Summer, Fall | Winter, Spring, Summer, Fall | Winter, Spring, Summer, Fall | Winter, Spring, Summer, Fall
IL Climate ParentID 336- CO2 Cap Annual v6.20 | 369 | 7757 | Rate Constraint in MTons | FALSE | L | Annual | Standard CO2 | Thousand Tons | NA | NA | 190.9653 | 190.9653 | 190.9653 | 190.9653 | 190.9653
IL Climate ParentID 336- CO2 Cap Annual v6.20 | 369 | 7757 | Rate Constraint in MTons | FALSE | L | Annual | Emissions at Affected Plants CO2 | Thousand Tons | 0 | 0 | 1.9411 | 0.25126 | 0 | 0 | 0
IL Climate ParentID 336- CO2 Cap Annual v6.20 | 369 | 7757 | Rate Constraint in MTons | FALSE | L | Annual | Allowances Purchased CO2 | Thousand Tons | 0 | 0 | 0 | 0 | 0 | 0 | 0
IL Climate ParentID 336- CO2 Cap Annual v6.20 | 369 | 7757 | Rate Constraint in MTons | FALSE | L | Annual | Allowances Sold CO2 | Thousand Tons | 0 | 0 | 0 | 0 | 0 | 0 | 0
IL Climate ParentID 336- CO2 Cap Annual v6.20 | 369 | 7757 | Rate Constraint in MTons | FALSE | L | Annual | Allowances Banked | Thousand Tons | 0 | 0 | 0 | 0 | 0 | 0 | 0
IL Climate ParentID 336- CO2 Cap Annual v6.20 | 369 | 7757 | Rate Constraint in MTons | FALSE | L | Annual | Allowances Withdrawn (1:1) | Thousand Tons | 0 | 0 | 0 | 0 | 0 | 0 | 0
IL Climate ParentID 336- CO2 Cap Annual v6.20 | 369 | 7757 | Rate Constraint in MTons | FALSE | L | Annual | Allowances Withdrawn (1:n) | Thousand Tons | 0 | 0 | 0 | 0 | 0 | 0 | 0
IL Climate ParentID 336- CO2 Cap Annual v6.20 | 369 | 7757 | Rate Constraint in MTons | FALSE | L | Annual | Total | Thousand Tons | 0 | 0 | 1.9411 | 0.25126 | 0 | 0 | 0
IL Climate ParentID 336- CO2 Cap Annual v6.20 | 369 | 7757 | Rate Constraint in MTons | FALSE | L | Annual | Fuel Consumed | TBtu | 0 | 0 | 0.033159 | 0.004292 | 0 | 0 | 0
IL Climate ParentID 336- CO2 Cap Annual v6.20 | 369 | 7757 | Rate Constraint in MTons | FALSE | L | Annual | Rate | lb/MMBtu | 0 | 0 | 117.08 | 117.08 | 0 | 0 | 0
IL Climate ParentID 336- CO2 Cap Annual v6.20 | 369 | 7757 | Rate Constraint in MTons | FALSE | L | Annual | Generation | TWh | 0 | 0 | 0.0029381 | 0.0003803 | 0 | 0 | 0
IL Climate ParentID 336- CO2 Cap Annual v6.20 | 369 | 7757 | Rate Constraint in MTons | FALSE | L | Annual | Qualifying Generation | TWh | 0 | 0 | 0.0029381 | 0.0003803 | 0 | 0 | 0
IL Climate ParentID 336- CO2 Cap Annual v6.20 | 369 | 7757 | Rate Constraint in MTons | FALSE | L | Annual | Rate | lb/MWh | 0 | 0 | 1321.3649 | 1321.3649 | 0 | 0 | 0
IL Climate ParentID 336- CO2 Cap Annual v6.20 | 369 | 7757 | Rate Constraint in MTons | FALSE | L | Annual | Constraint Shadow Price | US2022$/Ton | 0 | 0 | 0 | 0 | 0 | 0 | 0
IL Climate ParentID 3563- CO2 Cap Annual v6.20 | 370 | 7783 | Rate Constraint in MTons | FALSE | L | Annual | Seasons Included | Seasons | Winter, Spring, Summer, Fall | Winter, Spring, Summer, Fall | Winter, Spring, Summer, Fall | Winter, Spring, Summer, Fall | Winter, Spring, Summer, Fall | Winter, Spring, Summer, Fall | Winter, Spring, Summer, Fall
IL Climate ParentID 3563- CO2 Cap Annual v6.20 | 370 | 7783 | Rate Constraint in MTons | FALSE | L | Annual | Standard CO2 | Thousand Tons | NA | NA | 3726.0581 | 3726.0581 | 3726.0581 | 3726.0581 | 3726.0581
IL Climate ParentID 3563- CO2 Cap Annual v6.20 | 370 | 7783 | Rate Constraint in MTons | FALSE | L | Annual | Emissions at Affected Plants CO2 | Thousand Tons | 0 | 0 | 539.9758 | 536.9566 | 0 | 0 | 0
IL Climate ParentID 3563- CO2 Cap Annual v6.20 | 370 | 7783 | Rate Constraint in MTons | FALSE | L | Annual | Allowances Purchased CO2 | Thousand Tons | 0 | 0 | 0 | 0 | 0 | 0 | 0
IL Climate ParentID 3563- CO2 Cap Annual v6.20 | 370 | 7783 | Rate Constraint in MTons | FALSE | L | Annual | Allowances Sold CO2 | Thousand Tons | 0 | 0 | 0 | 0 | 0 | 0 | 0
IL Climate ParentID 3563- CO2 Cap Annual v6.20 | 370 | 7783 | Rate Constraint in MTons | FALSE | L | Annual | Allowances Banked | Thousand Tons | 0 | 0 | 0 | 0 | 0 | 0 | 0
IL Climate ParentID 3563- CO2 Cap Annual v6.20 | 370 | 7783 | Rate Constraint in MTons | FALSE | L | Annual | Allowances Withdrawn (1:1) | Thousand Tons | 0 | 0 | 0 | 0 | 0 | 0 | 0
IL Climate ParentID 3563- CO2 Cap Annual v6.20 | 370 | 7783 | Rate Constraint in MTons | FALSE | L | Annual | Allowances Withdrawn (1:n) | Thousand Tons | 0 | 0 | 0 | 0 | 0 | 0 | 0
IL Climate ParentID 3563- CO2 Cap Annual v6.20 | 370 | 7783 | Rate Constraint in MTons | FALSE | L | Annual | Total | Thousand Tons | 0 | 0 | 539.9758 | 536.9566 | 0 | 0 | 0
IL Climate ParentID 3563- CO2 Cap Annual v6.20 | 370 | 7783 | Rate Constraint in MTons | FALSE | L | Annual | Fuel Consumed | TBtu | 0 | 0 | 52.1149 | 52.1149 | 0 | 0 | 0
IL Climate ParentID 3563- CO2 Cap Annual v6.20 | 370 | 7783 | Rate Constraint in MTons | FALSE | L | Annual | Rate | lb/MMBtu | 0 | 0 | 20.7225 | 20.6066 | 0 | 0 | 0
IL Climate ParentID 3563- CO2 Cap Annual v6.20 | 370 | 7783 | Rate Constraint in MTons | FALSE | L | Annual | Generation | TWh | 0 | 0 | 3.9501 | 3.9501 | 0 | 0 | 0
IL Climate ParentID 3563- CO2 Cap Annual v6.20 | 370 | 7783 | Rate Constraint in MTons | FALSE | L | Annual | Qualifying Generation | TWh | 0 | 0 | 3.9501 | 3.9501 | 0 | 0 | 0
IL Climate ParentID 3563- CO2 Cap Annual v6.20 | 370 | 7783 | Rate Constraint in MTons | FALSE | L | Annual | Rate | lb/MWh | 0 | 0 | 273.396 | 271.8674 | 0 | 0 | 0
IL Climate ParentID 3563- CO2 Cap Annual v6.20 | 370 | 7783 | Rate Constraint in MTons | FALSE | L | Annual | Constraint Shadow Price | US2022$/Ton | 0 | 0 | 0 | 0 | 0 | 0 | 0
IL Climate ParentID 3564- CO2 Cap Annual v6.20 | 371 | 7784 | Rate Constraint in MTons | FALSE | L | Annual | Seasons Included | Seasons | Winter, Spring, Summer, Fall | Winter, Spring, Summer, Fall | Winter, Spring, Summer, Fall | Winter, Spring, Summer, Fall | Winter, Spring, Summer, Fall | Winter, Spring, Summer, Fall | Winter, Spring, Summer, Fall
IL Climate ParentID 3564- CO2 Cap Annual v6.20 | 371 | 7784 | Rate Constraint in MTons | FALSE | L | Annual | Standard CO2 | Thousand Tons | NA | NA | 3621.2811 | 3621.2811 | 3621.2811 | 3621.2811 | 3621.2811
IL Climate ParentID 3564- CO2 Cap Annual v6.20 | 371 | 7784 | Rate Constraint in MTons | FALSE | L | Annual | Emissions at Affected Plants CO2 | Thousand Tons | 0 | 0 | 3621.2811 | 3601.0329 | 0 | 0 | 0
IL Climate ParentID 3564- CO2 Cap Annual v6.20 | 371 | 7784 | Rate Constraint in MTons | FALSE | L | Annual | Allowances Purchased CO2 | Thousand Tons | 0 | 0 | 0 | 0 | 0 | 0 | 0
IL Climate ParentID 3564- CO2 Cap Annual v6.20 | 371 | 7784 | Rate Constraint in MTons | FALSE | L | Annual | Allowances Sold CO2 | Thousand Tons | 0 | 0 | 0 | 0 | 0 | 0 | 0
IL Climate ParentID 3564- CO2 Cap Annual v6.20 | 371 | 7784 | Rate Constraint in MTons | FALSE | L | Annual | Allowances Banked | Thousand Tons | 0 | 0 | 0 | 0 | 0 | 0 | 0
IL Climate ParentID 3564- CO2 Cap Annual v6.20 | 371 | 7784 | Rate Constraint in MTons | FALSE | L | Annual | Allowances Withdrawn (1:1) | Thousand Tons | 0 | 0 | 0 | 0 | 0 | 0 | 0
IL Climate ParentID 3564- CO2 Cap Annual v6.20 | 371 | 7784 | Rate Constraint in MTons | FALSE | L | Annual | Allowances Withdrawn (1:n) | Thousand Tons | 0 | 0 | 0 | 0 | 0 | 0 | 0
IL Climate ParentID 3564- CO2 Cap Annual v6.20 | 371 | 7784 | Rate Constraint in MTons | FALSE | L | Annual | Total | Thousand Tons | 0 | 0 | 3621.2811 | 3601.0329 | 0 | 0 | 0
IL Climate ParentID 3564- CO2 Cap Annual v6.20 | 371 | 7784 | Rate Constraint in MTons | FALSE | L | Annual | Fuel Consumed | TBtu | 0 | 0 | 51.8652 | 51.8652 | 0 | 0 | 0
IL Climate ParentID 3564- CO2 Cap Annual v6.20 | 371 | 7784 | Rate Constraint in MTons | FALSE | L | Annual | Rate | lb/MMBtu | 0 | 0 | 139.642 | 138.8612 | 0 | 0 | 0
IL Climate ParentID 3564- CO2 Cap Annual v6.20 | 371 | 7784 | Rate Constraint in MTons | FALSE | L | Annual | Generation | TWh | 0 | 0 | 4.9729 | 4.9729 | 0 | 0 | 0
IL Climate ParentID 3564- CO2 Cap Annual v6.20 | 371 | 7784 | Rate Constraint in MTons | FALSE | L | Annual | Qualifying Generation | TWh | 0 | 0 | 4.9729 | 4.9729 | 0 | 0 | 0
IL Climate ParentID 3564- CO2 Cap Annual v6.20 | 371 | 7784 | Rate Constraint in MTons | FALSE | L | Annual | Rate | lb/MWh | 0 | 0 | 1456.4162 | 1448.2727 | 0 | 0 | 0
IL Climate ParentID 3564- CO2 Cap Annual v6.20 | 371 | 7784 | Rate Constraint in MTons | FALSE | L | Annual | Constraint Shadow Price | US2022$/Ton | 0 | 0 | 6.2025 | 0 | 0 | 0 | 0
IL Climate ParentID 450- CO2 Cap Annual v6.20 | 372 | 7758 | Rate Constraint in MTons | FALSE | L | Annual | Seasons Included | Seasons | Winter, Spring, Summer, Fall | Winter, Spring, Summer, Fall | Winter, Spring, Summer, Fall | Winter, Spring, Summer, Fall | Winter, Spring, Summer, Fall | Winter, Spring, Summer, Fall | Winter, Spring, Summer, Fall
IL Climate ParentID 450- CO2 Cap Annual v6.20 | 372 | 7758 | Rate Constraint in MTons | FALSE | L | Annual | Standard CO2 | Thousand Tons | NA | NA | 29.8709 | 29.8709 | 29.8709 | 29.8709 | 29.8709
IL Climate ParentID 450- CO2 Cap Annual v6.20 | 372 | 7758 | Rate Constraint in MTons | FALSE | L | Annual | Emissions at Affected Plants CO2 | Thousand Tons | 0 | 0 | 21.4062 | 3.344 | 0 | 0 | 0
IL Climate ParentID 450- CO2 Cap Annual v6.20 | 372 | 7758 | Rate Constraint in MTons | FALSE | L | Annual | Allowances Purchased CO2 | Thousand Tons | 0 | 0 | 0 | 0 | 0 | 0 | 0
IL Climate ParentID 450- CO2 Cap Annual v6.20 | 372 | 7758 | Rate Constraint in MTons | FALSE | L | Annual | Allowances Sold CO2 | Thousand Tons | 0 | 0 | 0 | 0 | 0 | 0 | 0
IL Climate ParentID 450- CO2 Cap Annual v6.20 | 372 | 7758 | Rate Constraint in MTons | FALSE | L | Annual | Allowances Banked | Thousand Tons | 0 | 0 | 0 | 0 | 0 | 0 | 0
IL Climate ParentID 450- CO2 Cap Annual v6.20 | 372 | 7758 | Rate Constraint in MTons | FALSE | L | Annual | Allowances Withdrawn (1:1) | Thousand Tons | 0 | 0 | 0 | 0 | 0 | 0 | 0
IL Climate ParentID 450- CO2 Cap Annual v6.20 | 372 | 7758 | Rate Constraint in MTons | FALSE | L | Annual | Allowances Withdrawn (1:n) | Thousand Tons | 0 | 0 | 0 | 0 | 0 | 0 | 0
IL Climate ParentID 450- CO2 Cap Annual v6.20 | 372 | 7758 | Rate Constraint in MTons | FALSE | L | Annual | Total | Thousand Tons | 0 | 0 | 21.4062 | 3.344 | 0 | 0 | 0
IL Climate ParentID 450- CO2 Cap Annual v6.20 | 372 | 7758 | Rate Constraint in MTons | FALSE | L | Annual | Fuel Consumed | TBtu | 0 | 0 | 0.36567 | 0.057123 | 0 | 0 | 0
IL Climate ParentID 450- CO2 Cap Annual v6.20 | 372 | 7758 | Rate Constraint in MTons | FALSE | L | Annual | Rate | lb/MMBtu | 0 | 0 | 117.08 | 117.08 | 0 | 0 | 0
IL Climate ParentID 450- CO2 Cap Annual v6.20 | 372 | 7758 | Rate Constraint in MTons | FALSE | L | Annual | Generation | TWh | 0 | 0 | 0.034031 | 0.0053162 | 0 | 0 | 0
IL Climate ParentID 450- CO2 Cap Annual v6.20 | 372 | 7758 | Rate Constraint in MTons | FALSE | L | Annual | Qualifying Generation | TWh | 0 | 0 | 0.034031 | 0.0053162 | 0 | 0 | 0
IL Climate ParentID 450- CO2 Cap Annual v6.20 | 372 | 7758 | Rate Constraint in MTons | FALSE | L | Annual | Rate | lb/MWh | 0 | 0 | 1258.0246 | 1258.0246 | 0 | 0 | 0
IL Climate ParentID 450- CO2 Cap Annual v6.20 | 372 | 7758 | Rate Constraint in MTons | FALSE | L | Annual | Constraint Shadow Price | US2022$/Ton | 0 | 0 | 0 | 0 | 0 | 0 | 0
IL Climate ParentID 451- CO2 Cap Annual v6.20 | 373 | 7759 | Rate Constraint in MTons | FALSE | L | Annual | Seasons Included | Seasons | Winter, Spring, Summer, Fall | Winter, Spring, Summer, Fall | Winter, Spring, Summer, Fall | Winter, Spring, Summer, Fall | Winter, Spring, Summer, Fall | Winter, Spring, Summer, Fall | Winter, Spring, Summer, Fall
IL Climate ParentID 451- CO2 Cap Annual v6.20 | 373 | 7759 | Rate Constraint in MTons | FALSE | L | Annual | Standard CO2 | Thousand Tons | NA | NA | 28.5997 | 28.5997 | 28.5997 | 28.5997 | 28.5997
IL Climate ParentID 451- CO2 Cap Annual v6.20 | 373 | 7759 | Rate Constraint in MTons | FALSE | L | Annual | Emissions at Affected Plants CO2 | Thousand Tons | 0 | 0 | 4.382 | 1.9532 | 0 | 0 | 0
IL Climate ParentID 451- CO2 Cap Annual v6.20 | 373 | 7759 | Rate Constraint in MTons | FALSE | L | Annual | Allowances Purchased CO2 | Thousand Tons | 0 | 0 | 0 | 0 | 0 | 0 | 0
IL Climate ParentID 451- CO2 Cap Annual v6.20 | 373 | 7759 | Rate Constraint in MTons | FALSE | L | Annual | Allowances Sold CO2 | Thousand Tons | 0 | 0 | 0 | 0 | 0 | 0 | 0
IL Climate ParentID 451- CO2 Cap Annual v6.20 | 373 | 7759 | Rate Constraint in MTons | FALSE | L | Annual | Allowances Banked | Thousand Tons | 0 | 0 | 0 | 0 | 0 | 0 | 0
IL Climate ParentID 451- CO2 Cap Annual v6.20 | 373 | 7759 | Rate Constraint in MTons | FALSE | L | Annual | Allowances Withdrawn (1:1) | Thousand Tons | 0 | 0 | 0 | 0 | 0 | 0 | 0
IL Climate ParentID 451- CO2 Cap Annual v6.20 | 373 | 7759 | Rate Constraint in MTons | FALSE | L | Annual | Allowances Withdrawn (1:n) | Thousand Tons | 0 | 0 | 0 | 0 | 0 | 0 | 0
IL Climate ParentID 451- CO2 Cap Annual v6.20 | 373 | 7759 | Rate Constraint in MTons | FALSE | L | Annual | Total | Thousand Tons | 0 | 0 | 4.382 | 1.9532 | 0 | 0 | 0
IL Climate ParentID 451- CO2 Cap Annual v6.20 | 373 | 7759 | Rate Constraint in MTons | FALSE | L | Annual | Fuel Consumed | TBtu | 0 | 0 | 0.074855 | 0.033365 | 0 | 0 | 0
IL Climate ParentID 451- CO2 Cap Annual v6.20 | 373 | 7759 | Rate Constraint in MTons | FALSE | L | Annual | Rate | lb/MMBtu | 0 | 0 | 117.08 | 117.08 | 0 | 0 | 0
IL Climate ParentID 451- CO2 Cap Annual v6.20 | 373 | 7759 | Rate Constraint in MTons | FALSE | L | Annual | Generation | TWh | 0 | 0 | 0.0069109 | 0.0030804 | 0 | 0 | 0
IL Climate ParentID 451- CO2 Cap Annual v6.20 | 373 | 7759 | Rate Constraint in MTons | FALSE | L | Annual | Qualifying Generation | TWh | 0 | 0 | 0.0069109 | 0.0030804 | 0 | 0 | 0
IL Climate ParentID 451- CO2 Cap Annual v6.20 | 373 | 7759 | Rate Constraint in MTons | FALSE | L | Annual | Rate | lb/MWh | 0 | 0 | 1268.1524 | 1268.1524 | 0 | 0 | 0
IL Climate ParentID 451- CO2 Cap Annual v6.20 | 373 | 7759 | Rate Constraint in MTons | FALSE | L | Annual | Constraint Shadow Price | US2022$/Ton | 0 | 0 | 0 | 0 | 0 | 0 | 0
IL Climate ParentID 452- CO2 Cap Annual v6.20 | 374 | 7760 | Rate Constraint in MTons | FALSE | L | Annual | Seasons Included | Seasons | Winter, Spring, Summer, Fall | Winter, Spring, Summer, Fall | Winter, Spring, Summer, Fall | Winter, Spring, Summer, Fall | Winter, Spring, Summer, Fall | Winter, Spring, Summer, Fall | Winter, Spring, Summer, Fall
IL Climate ParentID 452- CO2 Cap Annual v6.20 | 374 | 7760 | Rate Constraint in MTons | FALSE | L | Annual | Standard CO2 | Thousand Tons | NA | NA | 70.0018 | 70.0018 | 70.0018 | 70.0018 | 70.0018
IL Climate ParentID 452- CO2 Cap Annual v6.20 | 374 | 7760 | Rate Constraint in MTons | FALSE | L | Annual | Emissions at Affected Plants CO2 | Thousand Tons | 0 | 0 | 22.3205 | 3.5556 | 0 | 0 | 0
IL Climate ParentID 452- CO2 Cap Annual v6.20 | 374 | 7760 | Rate Constraint in MTons | FALSE | L | Annual | Allowances Purchased CO2 | Thousand Tons | 0 | 0 | 0 | 0 | 0 | 0 | 0
IL Climate ParentID 452- CO2 Cap Annual v6.20 | 374 | 7760 | Rate Constraint in MTons | FALSE | L | Annual | Allowances Sold CO2 | Thousand Tons | 0 | 0 | 0 | 0 | 0 | 0 | 0
IL Climate ParentID 452- CO2 Cap Annual v6.20 | 374 | 7760 | Rate Constraint in MTons | FALSE | L | Annual | Allowances Banked | Thousand Tons | 0 | 0 | 0 | 0 | 0 | 0 | 0
IL Climate ParentID 452- CO2 Cap Annual v6.20 | 374 | 7760 | Rate Constraint in MTons | FALSE | L | Annual | Allowances Withdrawn (1:1) | Thousand Tons | 0 | 0 | 0 | 0 | 0 | 0 | 0
IL Climate ParentID 452- CO2 Cap Annual v6.20 | 374 | 7760 | Rate Constraint in MTons | FALSE | L | Annual | Allowances Withdrawn (1:n) | Thousand Tons | 0 | 0 | 0 | 0 | 0 | 0 | 0
IL Climate ParentID 452- CO2 Cap Annual v6.20 | 374 | 7760 | Rate Constraint in MTons | FALSE | L | Annual | Total | Thousand Tons | 0 | 0 | 22.3205 | 3.5556 | 0 | 0 | 0
IL Climate ParentID 452- CO2 Cap Annual v6.20 | 374 | 7760 | Rate Constraint in MTons | FALSE | L | Annual | Fuel Consumed | TBtu | 0 | 0 | 0.38129 | 0.060738 | 0 | 0 | 0
IL Climate ParentID 452- CO2 Cap Annual v6.20 | 374 | 7760 | Rate Constraint in MTons | FALSE | L | Annual | Rate | lb/MMBtu | 0 | 0 | 117.08 | 117.08 | 0 | 0 | 0
IL Climate ParentID 452- CO2 Cap Annual v6.20 | 374 | 7760 | Rate Constraint in MTons | FALSE | L | Annual | Generation | TWh | 0 | 0 | 0.035485 | 0.0056527 | 0 | 0 | 0
IL Climate ParentID 452- CO2 Cap Annual v6.20 | 374 | 7760 | Rate Constraint in MTons | FALSE | L | Annual | Qualifying Generation | TWh | 0 | 0 | 0.035485 | 0.0056527 | 0 | 0 | 0
IL Climate ParentID 452- CO2 Cap Annual v6.20 | 374 | 7760 | Rate Constraint in MTons | FALSE | L | Annual | Rate | lb/MWh | 0 | 0 | 1258.0246 | 1258.0246 | 0 | 0 | 0
IL Climate ParentID 452- CO2 Cap Annual v6.20 | 374 | 7760 | Rate Constraint in MTons | FALSE | L | Annual | Constraint Shadow Price | US2022$/Ton | 0 | 0 | 0 | 0 | 0 | 0 | 0
IL Climate ParentID 455- CO2 Cap Annual v6.20 | 375 | 7762 | Rate Constraint in MTons | FALSE | L | Annual | Seasons Included | Seasons | Winter, Spring, Summer, Fall | Winter, Spring, Summer, Fall | Winter, Spring, Summer, Fall | Winter, Spring, Summer, Fall | Winter, Spring, Summer, Fall | Winter, Spring, Summer, Fall | Winter, Spring, Summer, Fall
IL Climate ParentID 455- CO2 Cap Annual v6.20 | 375 | 7762 | Rate Constraint in MTons | FALSE | L | Annual | Standard CO2 | Thousand Tons | NA | NA | 6.7789 | 6.7789 | 6.7789 | 6.7789 | 6.7789
IL Climate ParentID 455- CO2 Cap Annual v6.20 | 375 | 7762 | Rate Constraint in MTons | FALSE | L | Annual | Emissions at Affected Plants CO2 | Thousand Tons | 0 | 0 | 0.56881 | 0 | 0 | 0 | 0
IL Climate ParentID 455- CO2 Cap Annual v6.20 | 375 | 7762 | Rate Constraint in MTons | FALSE | L | Annual | Allowances Purchased CO2 | Thousand Tons | 0 | 0 | 0 | 0 | 0 | 0 | 0
IL Climate ParentID 455- CO2 Cap Annual v6.20 | 375 | 7762 | Rate Constraint in MTons | FALSE | L | Annual | Allowances Sold CO2 | Thousand Tons | 0 | 0 | 0 | 0 | 0 | 0 | 0
IL Climate ParentID 455- CO2 Cap Annual v6.20 | 375 | 7762 | Rate Constraint in MTons | FALSE | L | Annual | Allowances Banked | Thousand Tons | 0 | 0 | 0 | 0 | 0 | 0 | 0
IL Climate ParentID 455- CO2 Cap Annual v6.20 | 375 | 7762 | Rate Constraint in MTons | FALSE | L | Annual | Allowances Withdrawn (1:1) | Thousand Tons | 0 | 0 | 0 | 0 | 0 | 0 | 0
IL Climate ParentID 455- CO2 Cap Annual v6.20 | 375 | 7762 | Rate Constraint in MTons | FALSE | L | Annual | Allowances Withdrawn (1:n) | Thousand Tons | 0 | 0 | 0 | 0 | 0 | 0 | 0
IL Climate ParentID 455- CO2 Cap Annual v6.20 | 375 | 7762 | Rate Constraint in MTons | FALSE | L | Annual | Total | Thousand Tons | 0 | 0 | 0.56881 | 0 | 0 | 0 | 0
IL Climate ParentID 455- CO2 Cap Annual v6.20 | 375 | 7762 | Rate Constraint in MTons | FALSE | L | Annual | Fuel Consumed | TBtu | 0 | 0 | 0.0097166 | 0 | 0 | 0 | 0
IL Climate ParentID 455- CO2 Cap Annual v6.20 | 375 | 7762 | Rate Constraint in MTons | FALSE | L | Annual | Rate | lb/MMBtu | 0 | 0 | 117.08 | 0 | 0 | 0 | 0
IL Climate ParentID 455- CO2 Cap Annual v6.20 | 375 | 7762 | Rate Constraint in MTons | FALSE | L | Annual | Generation | TWh | 0 | 0 | 0.00072056 | 0 | 0 | 0 | 0
IL Climate ParentID 455- CO2 Cap Annual v6.20 | 375 | 7762 | Rate Constraint in MTons | FALSE | L | Annual | Qualifying Generation | TWh | 0 | 0 | 0.00072056 | 0 | 0 | 0 | 0
IL Climate ParentID 455- CO2 Cap Annual v6.20 | 375 | 7762 | Rate Constraint in MTons | FALSE | L | Annual | Rate | lb/MWh | 0 | 0 | 1578.7848 | 0 | 0 | 0 | 0
IL Climate ParentID 455- CO2 Cap Annual v6.20 | 375 | 7762 | Rate Constraint in MTons | FALSE | L | Annual | Constraint Shadow Price | US2022$/Ton | 0 | 0 | 0 | 0 | 0 | 0 | 0
IL Climate ParentID 456- CO2 Cap Annual v6.20 | 376 | 7763 | Rate Constraint in MTons | FALSE | L | Annual | Seasons Included | Seasons | Winter, Spring, Summer, Fall | Winter, Spring, Summer, Fall | Winter, Spring, Summer, Fall | Winter, Spring, Summer, Fall | Winter, Spring, Summer, Fall | Winter, Spring, Summer, Fall | Winter, Spring, Summer, Fall
IL Climate ParentID 456- CO2 Cap Annual v6.20 | 376 | 7763 | Rate Constraint in MTons | FALSE | L | Annual | Standard CO2 | Thousand Tons | NA | NA | 2.0526 | 2.0526 | 2.0526 | 2.0526 | 2.0526
IL Climate ParentID 456- CO2 Cap Annual v6.20 | 376 | 7763 | Rate Constraint in MTons | FALSE | L | Annual | Emissions at Affected Plants CO2 | Thousand Tons | 0 | 0 | 0.39701 | 0 | 0 | 0 | 0
IL Climate ParentID 456- CO2 Cap Annual v6.20 | 376 | 7763 | Rate Constraint in MTons | FALSE | L | Annual | Allowances Purchased CO2 | Thousand Tons | 0 | 0 | 0 | 0 | 0 | 0 | 0
IL Climate ParentID 456- CO2 Cap Annual v6.20 | 376 | 7763 | Rate Constraint in MTons | FALSE | L | Annual | Allowances Sold CO2 | Thousand Tons | 0 | 0 | 0 | 0 | 0 | 0 | 0
IL Climate ParentID 456- CO2 Cap Annual v6.20 | 376 | 7763 | Rate Constraint in MTons | FALSE | L | Annual | Allowances Banked | Thousand Tons | 0 | 0 | 0 | 0 | 0 | 0 | 0
IL Climate ParentID 456- CO2 Cap Annual v6.20 | 376 | 7763 | Rate Constraint in MTons | FALSE | L | Annual | Allowances Withdrawn (1:1) | Thousand Tons | 0 | 0 | 0 | 0 | 0 | 0 | 0
IL Climate ParentID 456- CO2 Cap Annual v6.20 | 376 | 7763 | Rate Constraint in MTons | FALSE | L | Annual | Allowances Withdrawn (1:n) | Thousand Tons | 0 | 0 | 0 | 0 | 0 | 0 | 0
IL Climate ParentID 456- CO2 Cap Annual v6.20 | 376 | 7763 | Rate Constraint in MTons | FALSE | L | Annual | Total | Thousand Tons | 0 | 0 | 0.39701 | 0 | 0 | 0 | 0
IL Climate ParentID 456- CO2 Cap Annual v6.20 | 376 | 7763 | Rate Constraint in MTons | FALSE | L | Annual | Fuel Consumed | TBtu | 0 | 0 | 0.0067819 | 0 | 0 | 0 | 0
IL Climate ParentID 456- CO2 Cap Annual v6.20 | 376 | 7763 | Rate Constraint in MTons | FALSE | L | Annual | Rate | lb/MMBtu | 0 | 0 | 117.08 | 0 | 0 | 0 | 0
IL Climate ParentID 456- CO2 Cap Annual v6.20 | 376 | 7763 | Rate Constraint in MTons | FALSE | L | Annual | Generation | TWh | 0 | 0 | 0.00050039 | 0 | 0 | 0 | 0
IL Climate ParentID 456- CO2 Cap Annual v6.20 | 376 | 7763 | Rate Constraint in MTons | FALSE | L | Annual | Qualifying Generation | TWh | 0 | 0 | 0.00050039 | 0 | 0 | 0 | 0
IL Climate ParentID 456- CO2 Cap Annual v6.20 | 376 | 7763 | Rate Constraint in MTons | FALSE | L | Annual | Rate | lb/MWh | 0 | 0 | 1586.8145 | 0 | 0 | 0 | 0
IL Climate ParentID 456- CO2 Cap Annual v6.20 | 376 | 7763 | Rate Constraint in MTons | FALSE | L | Annual | Constraint Shadow Price | US2022$/Ton | 0 | 0 | 0 | 0 | 0 | 0 | 0
IL Climate ParentID 463- CO2 Cap Annual v6.20 | 377 | 7764 | Rate Constraint in MTons | FALSE | L | Annual | Seasons Included | Seasons | Winter, Spring, Summer, Fall | Winter, Spring, Summer, Fall | Winter, Spring, Summer, Fall | Winter, Spring, Summer, Fall | Winter, Spring, Summer, Fall | Winter, Spring, Summer, Fall | Winter, Spring, Summer, Fall
IL Climate ParentID 463- CO2 Cap Annual v6.20 | 377 | 7764 | Rate Constraint in MTons | FALSE | L | Annual | Standard CO2 | Thousand Tons | NA | NA | 4.0397 | 4.0397 | 4.0397 | 4.0397 | 4.0397
IL Climate ParentID 463- CO2 Cap Annual v6.20 | 377 | 7764 | Rate Constraint in MTons | FALSE | L | Annual | Emissions at Affected Plants CO2 | Thousand Tons | 0 | 0 | 1.0183 | 0.44703 | 0 | 0 | 0
IL Climate ParentID 463- CO2 Cap Annual v6.20 | 377 | 7764 | Rate Constraint in MTons | FALSE | L | Annual | Allowances Purchased CO2 | Thousand Tons | 0 | 0 | 0 | 0 | 0 | 0 | 0
IL Climate ParentID 463- CO2 Cap Annual v6.20 | 377 | 7764 | Rate Constraint in MTons | FALSE | L | Annual | Allowances Sold CO2 | Thousand Tons | 0 | 0 | 0 | 0 | 0 | 0 | 0
IL Climate ParentID 463- CO2 Cap Annual v6.20 | 377 | 7764 | Rate Constraint in MTons | FALSE | L | Annual | Allowances Banked | Thousand Tons | 0 | 0 | 0 | 0 | 0 | 0 | 0
IL Climate ParentID 463- CO2 Cap Annual v6.20 | 377 | 7764 | Rate Constraint in MTons | FALSE | L | Annual | Allowances Withdrawn (1:1) | Thousand Tons | 0 | 0 | 0 | 0 | 0 | 0 | 0
IL Climate ParentID 463- CO2 Cap Annual v6.20 | 377 | 7764 | Rate Constraint in MTons | FALSE | L | Annual | Allowances Withdrawn (1:n) | Thousand Tons | 0 | 0 | 0 | 0 | 0 | 0 | 0
IL Climate ParentID 463- CO2 Cap Annual v6.20 | 377 | 7764 | Rate Constraint in MTons | FALSE | L | Annual | Total | Thousand Tons | 0 | 0 | 1.0183 | 0.44703 | 0 | 0 | 0
IL Climate ParentID 463- CO2 Cap Annual v6.20 | 377 | 7764 | Rate Constraint in MTons | FALSE | L | Annual | Fuel Consumed | TBtu | 0 | 0 | 0.017395 | 0.0076364 | 0 | 0 | 0
IL Climate ParentID 463- CO2 Cap Annual v6.20 | 377 | 7764 | Rate Constraint in MTons | FALSE | L | Annual | Rate | lb/MMBtu | 0 | 0 | 117.08 | 117.08 | 0 | 0 | 0
IL Climate ParentID 463- CO2 Cap Annual v6.20 | 377 | 7764 | Rate Constraint in MTons | FALSE | L | Annual | Generation | TWh | 0 | 0 | 0.0015852 | 0.00069592 | 0 | 0 | 0
IL Climate ParentID 463- CO2 Cap Annual v6.20 | 377 | 7764 | Rate Constraint in MTons | FALSE | L | Annual | Qualifying Generation | TWh | 0 | 0 | 0.0015852 | 0.00069592 | 0 | 0 | 0
IL Climate ParentID 463- CO2 Cap Annual v6.20 | 377 | 7764 | Rate Constraint in MTons | FALSE | L | Annual | Rate | lb/MWh | 0 | 0 | 1284.7188 | 1284.7188 | 0 | 0 | 0
IL Climate ParentID 463- CO2 Cap Annual v6.20 | 377 | 7764 | Rate Constraint in MTons | FALSE | L | Annual | Constraint Shadow Price | US2022$/Ton | 0 | 0 | 0 | 0 | 0 | 0 | 0
IL Climate ParentID 465- CO2 Cap Annual v6.20 | 378 | 7765 | Rate Constraint in MTons | FALSE | L | Annual | Seasons Included | Seasons | Winter, Spring, Summer, Fall | Winter, Spring, Summer, Fall | Winter, Spring, Summer, Fall | Winter, Spring, Summer, Fall | Winter, Spring, Summer, Fall | Winter, Spring, Summer, Fall | Winter, Spring, Summer, Fall
IL Climate ParentID 465- CO2 Cap Annual v6.20 | 378 | 7765 | Rate Constraint in MTons | FALSE | L | Annual | Standard CO2 | Thousand Tons | NA | NA | 3.2636 | 3.2636 | 3.2636 | 3.2636 | 3.2636
IL Climate ParentID 465- CO2 Cap Annual v6.20 | 378 | 7765 | Rate Constraint in MTons | FALSE | L | Annual | Emissions at Affected Plants CO2 | Thousand Tons | 0 | 0 | 0.18364 | 0 | 0 | 0 | 0
IL Climate ParentID 465- CO2 Cap Annual v6.20 | 378 | 7765 | Rate Constraint in MTons | FALSE | L | Annual | Allowances Purchased CO2 | Thousand Tons | 0 | 0 | 0 | 0 | 0 | 0 | 0
IL Climate ParentID 465- CO2 Cap Annual v6.20 | 378 | 7765 | Rate Constraint in MTons | FALSE | L | Annual | Allowances Sold CO2 | Thousand Tons | 0 | 0 | 0 | 0 | 0 | 0 | 0
IL Climate ParentID 465- CO2 Cap Annual v6.20 | 378 | 7765 | Rate Constraint in MTons | FALSE | L | Annual | Allowances Banked | Thousand Tons | 0 | 0 | 0 | 0 | 0 | 0 | 0
IL Climate ParentID 465- CO2 Cap Annual v6.20 | 378 | 7765 | Rate Constraint in MTons | FALSE | L | Annual | Allowances Withdrawn (1:1) | Thousand Tons | 0 | 0 | 0 | 0 | 0 | 0 | 0
IL Climate ParentID 465- CO2 Cap Annual v6.20 | 378 | 7765 | Rate Constraint in MTons | FALSE | L | Annual | Allowances Withdrawn (1:n) | Thousand Tons | 0 | 0 | 0 | 0 | 0 | 0 | 0
IL Climate ParentID 465- CO2 Cap Annual v6.20 | 378 | 7765 | Rate Constraint in MTons | FALSE | L | Annual | Total | Thousand Tons | 0 | 0 | 0.18364 | 0 | 0 | 0 | 0
IL Climate ParentID 465- CO2 Cap Annual v6.20 | 378 | 7765 | Rate Constraint in MTons | FALSE | L | Annual | Fuel Consumed | TBtu | 0 | 0 | 0.0031369 | 0 | 0 | 0 | 0
IL Climate ParentID 465- CO2 Cap Annual v6.20 | 378 | 7765 | Rate Constraint in MTons | FALSE | L | Annual | Rate | lb/MMBtu | 0 | 0 | 117.08 | 0 | 0 | 0 | 0
IL Climate ParentID 465- CO2 Cap Annual v6.20 | 378 | 7765 | Rate Constraint in MTons | FALSE | L | Annual | Generation | TWh | 0 | 0 | 0.00023352 | 0 | 0 | 0 | 0
IL Climate ParentID 465- CO2 Cap Annual v6.20 | 378 | 7765 | Rate Constraint in MTons | FALSE | L | Annual | Qualifying Generation | TWh | 0 | 0 | 0.00023352 | 0 | 0 | 0 | 0
IL Climate ParentID 465- CO2 Cap Annual v6.20 | 378 | 7765 | Rate Constraint in MTons | FALSE | L | Annual | Rate | lb/MWh | 0 | 0 | 1572.7942 | 0 | 0 | 0 | 0
IL Climate ParentID 465- CO2 Cap Annual v6.20 | 378 | 7765 | Rate Constraint in MTons | FALSE | L | Annual | Constraint Shadow Price | US2022$/Ton | 0 | 0 | 0 | 0 | 0 | 0 | 0
IL Climate ParentID 466- CO2 Cap Annual v6.20 | 379 | 7766 | Rate Constraint in MTons | FALSE | L | Annual | Seasons Included | Seasons | Winter, Spring, Summer, Fall | Winter, Spring, Summer, Fall | Winter, Spring, Summer, Fall | Winter, Spring, Summer, Fall | Winter, Spring, Summer, Fall | Winter, Spring, Summer, Fall | Winter, Spring, Summer, Fall
IL Climate ParentID 466- CO2 Cap Annual v6.20 | 379 | 7766 | Rate Constraint in MTons | FALSE | L | Annual | Standard CO2 | Thousand Tons | NA | NA | 3.9303 | 3.9303 | 3.9303 | 3.9303 | 3.9303
IL Climate ParentID 466- CO2 Cap Annual v6.20 | 379 | 7766 | Rate Constraint in MTons | FALSE | L | Annual | Emissions at Affected Plants CO2 | Thousand Tons | 0 | 0 | 0.29901 | 0 | 0 | 0 | 0
IL Climate ParentID 466- CO2 Cap Annual v6.20 | 379 | 7766 | Rate Constraint in MTons | FALSE | L | Annual | Allowances Purchased CO2 | Thousand Tons | 0 | 0 | 0 | 0 | 0 | 0 | 0
IL Climate ParentID 466- CO2 Cap Annual v6.20 | 379 | 7766 | Rate Constraint in MTons | FALSE | L | Annual | Allowances Sold CO2 | Thousand Tons | 0 | 0 | 0 | 0 | 0 | 0 | 0
IL Climate ParentID 466- CO2 Cap Annual v6.20 | 379 | 7766 | Rate Constraint in MTons | FALSE | L | Annual | Allowances Banked | Thousand Tons | 0 | 0 | 0 | 0 | 0 | 0 | 0
IL Climate ParentID 466- CO2 Cap Annual v6.20 | 379 | 7766 | Rate Constraint in MTons | FALSE | L | Annual | Allowances Withdrawn (1:1) | Thousand Tons | 0 | 0 | 0 | 0 | 0 | 0 | 0
IL Climate ParentID 466- CO2 Cap Annual v6.20 | 379 | 7766 | Rate Constraint in MTons | FALSE | L | Annual | Allowances Withdrawn (1:n) | Thousand Tons | 0 | 0 | 0 | 0 | 0 | 0 | 0
IL Climate ParentID 466- CO2 Cap Annual v6.20 | 379 | 7766 | Rate Constraint in MTons | FALSE | L | Annual | Total | Thousand Tons | 0 | 0 | 0.29901 | 0 | 0 | 0 | 0
IL Climate ParentID 466- CO2 Cap Annual v6.20 | 379 | 7766 | Rate Constraint in MTons | FALSE | L | Annual | Fuel Consumed | TBtu | 0 | 0 | 0.0051078 | 0 | 0 | 0 | 0
IL Climate ParentID 466- CO2 Cap Annual v6.20 | 379 | 7766 | Rate Constraint in MTons | FALSE | L | Annual | Rate | lb/MMBtu | 0 | 0 | 117.08 | 0 | 0 | 0 | 0
IL Climate ParentID 466- CO2 Cap Annual v6.20 | 379 | 7766 | Rate Constraint in MTons | FALSE | L | Annual | Generation | TWh | 0 | 0 | 0.00034694 | 0 | 0 | 0 | 0
IL Climate ParentID 466- CO2 Cap Annual v6.20 | 379 | 7766 | Rate Constraint in MTons | FALSE | L | Annual | Qualifying Generation | TWh | 0 | 0 | 0.00034694 | 0 | 0 | 0 | 0
IL Climate ParentID 466- CO2 Cap Annual v6.20 | 379 | 7766 | Rate Constraint in MTons | FALSE | L | Annual | Rate | lb/MWh | 0 | 0 | 1723.7103 | 0 | 0 | 0 | 0
IL Climate ParentID 466- CO2 Cap Annual v6.20 | 379 | 7766 | Rate Constraint in MTons | FALSE | L | Annual | Constraint Shadow Price | US2022$/Ton | 0 | 0 | 0 | 0 | 0 | 0 | 0
IL Climate ParentID 467- CO2 Cap Annual v6.20 | 380 | 7767 | Rate Constraint in MTons | FALSE | L | Annual | Seasons Included | Seasons | Winter, Spring, Summer, Fall | Winter, Spring, Summer, Fall | Winter, Spring, Summer, Fall | Winter, Spring, Summer, Fall | Winter, Spring, Summer, Fall | Winter, Spring, Summer, Fall | Winter, Spring, Summer, Fall
IL Climate ParentID 467- CO2 Cap Annual v6.20 | 380 | 7767 | Rate Constraint in MTons | FALSE | L | Annual | Standard CO2 | Thousand Tons | NA | NA | 45.8853 | 45.8853 | 45.8853 | 45.8853 | 45.8853
IL Climate ParentID 467- CO2 Cap Annual v6.20 | 380 | 7767 | Rate Constraint in MTons | FALSE | L | Annual | Emissions at Affected Plants CO2 | Thousand Tons | 0 | 0 | 0.86855 | 0 | 0 | 0 | 0
IL Climate ParentID 467- CO2 Cap Annual v6.20 | 380 | 7767 | Rate Constraint in MTons | FALSE | L | Annual | Allowances Purchased CO2 | Thousand Tons | 0 | 0 | 0 | 0 | 0 | 0 | 0
IL Climate ParentID 467- CO2 Cap Annual v6.20 | 380 | 7767 | Rate Constraint in MTons | FALSE | L | Annual | Allowances Sold CO2 | Thousand Tons | 0 | 0 | 0 | 0 | 0 | 0 | 0
IL Climate ParentID 467- CO2 Cap Annual v6.20 | 380 | 7767 | Rate Constraint in MTons | FALSE | L | Annual | Allowances Banked | Thousand Tons | 0 | 0 | 0 | 0 | 0 | 0 | 0
IL Climate ParentID 467- CO2 Cap Annual v6.20 | 380 | 7767 | Rate Constraint in MTons | FALSE | L | Annual | Allowances Withdrawn (1:1) | Thousand Tons | 0 | 0 | 0 | 0 | 0 | 0 | 0
IL Climate ParentID 467- CO2 Cap Annual v6.20 | 380 | 7767 | Rate Constraint in MTons | FALSE | L | Annual | Allowances Withdrawn (1:n) | Thousand Tons | 0 | 0 | 0 | 0 | 0 | 0 | 0
IL Climate ParentID 467- CO2 Cap Annual v6.20 | 380 | 7767 | Rate Constraint in MTons | FALSE | L | Annual | Total | Thousand Tons | 0 | 0 | 0.86855 | 0 | 0 | 0 | 0
IL Climate ParentID 467- CO2 Cap Annual v6.20 | 380 | 7767 | Rate Constraint in MTons | FALSE | L | Annual | Fuel Consumed | TBtu | 0 | 0 | 0.014837 | 0 | 0 | 0 | 0
IL Climate ParentID 467- CO2 Cap Annual v6.20 | 380 | 7767 | Rate Constraint in MTons | FALSE | L | Annual | Rate | lb/MMBtu | 0 | 0 | 117.08 | 0 | 0 | 0 | 0
IL Climate ParentID 467- CO2 Cap Annual v6.20 | 380 | 7767 | Rate Constraint in MTons | FALSE | L | Annual | Generation | TWh | 0 | 0 | 0.0012183 | 0 | 0 | 0 | 0
IL Climate ParentID 467- CO2 Cap Annual v6.20 | 380 | 7767 | Rate Constraint in MTons | FALSE | L | Annual | Qualifying Generation | TWh | 0 | 0 | 0.0012183 | 0 | 0 | 0 | 0
IL Climate ParentID 467- CO2 Cap Annual v6.20 | 380 | 7767 | Rate Constraint in MTons | FALSE | L | Annual | Rate | lb/MWh | 0 | 0 | 1425.8588 | 0 | 0 | 0 | 0
IL Climate ParentID 467- CO2 Cap Annual v6.20 | 380 | 7767 | Rate Constraint in MTons | FALSE | L | Annual | Constraint Shadow Price | US2022$/Ton | 0 | 0 | 0 | 0 | 0 | 0 | 0
IL CPS- Midwest MER Rate Annual v5.12 | 381 | 7317 | MACT Fuel Choice Floor in lbs/MMBtu | FALSE | L | Annual | Seasons Included | Seasons | Winter, Spring, Summer, Fall | Winter, Spring, Summer, Fall | Winter, Spring, Summer, Fall | Winter, Spring, Summer, Fall | Winter, Spring, Summer, Fall | Winter, Spring, Summer, Fall | Winter, Spring, Summer, Fall
IL CPS- Midwest MER Rate Annual v5.12 | 381 | 7317 | MACT Fuel Choice Floor in lbs/MMBtu | FALSE | L | Annual | Emission Floor MER | lbs/MMBtu | 7.4e-07 | 7.4e-07 | 7.4e-07 | 7.4e-07 | 7.4e-07 | 7.4e-07 | 7.4e-07
IL CPS- Midwest MER Rate Annual v5.12 | 381 | 7317 | MACT Fuel Choice Floor in lbs/MMBtu | FALSE | L | Annual | Emissions at Affected Plants MER | Lb | 29.7739 | 0 | 0 | 0 | 0 | 0 | 0
IL CPS- Midwest MER Rate Annual v5.12 | 381 | 7317 | MACT Fuel Choice Floor in lbs/MMBtu | FALSE | L | Annual | Allowances Purchased MER | Lb | 0 | 0 | 0 | 0 | 0 | 0 | 0
IL CPS- Midwest MER Rate Annual v5.12 | 381 | 7317 | MACT Fuel Choice Floor in lbs/MMBtu | FALSE | L | Annual | Allowances Sold MER | Lb | 0 | 0 | 0 | 0 | 0 | 0 | 0
IL CPS- Midwest MER Rate Annual v5.12 | 381 | 7317 | MACT Fuel Choice Floor in lbs/MMBtu | FALSE | L | Annual | Allowances Banked | Lb | 0 | 0 | 0 | 0 | 0 | 0 | 0
IL CPS- Midwest MER Rate Annual v5.12 | 381 | 7317 | MACT Fuel Choice Floor in lbs/MMBtu | FALSE | L | Annual | Allowances Withdrawn (1:1) | Lb | 0 | 0 | 0 | 0 | 0 | 0 | 0
IL CPS- Midwest MER Rate Annual v5.12 | 381 | 7317 | MACT Fuel Choice Floor in lbs/MMBtu | FALSE | L | Annual | Allowances Withdrawn (1:n) | Lb | 0 | 0 | 0 | 0 | 0 | 0 | 0
IL CPS- Midwest MER Rate Annual v5.12 | 381 | 7317 | MACT Fuel Choice Floor in lbs/MMBtu | FALSE | L | Annual | Total | Lb | 29.7739 | 0 | 0 | 0 | 0 | 0 | 0
IL CPS- Midwest MER Rate Annual v5.12 | 381 | 7317 | MACT Fuel Choice Floor in lbs/MMBtu | FALSE | L | Annual | Fuel Consumed | TBtu | 53.0611 | 0 | 0 | 0 | 0 | 0 | 0
IL CPS- Midwest MER Rate Annual v5.12 | 381 | 7317 | MACT Fuel Choice Floor in lbs/MMBtu | FALSE | L | Annual | Rate | lbs/MMBtu | 5.6112e-07 | 0 | 0 | 0 | 0 | 0 | 0
IL CPS- Midwest MER Rate Annual v5.12 | 381 | 7317 | MACT Fuel Choice Floor in lbs/MMBtu | FALSE | L | Annual | Generation | TWh | 4.6351 | 0 | 0 | 0 | 0 | 0 | 0
IL CPS- Midwest MER Rate Annual v5.12 | 381 | 7317 | MACT Fuel Choice Floor in lbs/MMBtu | FALSE | L | Annual | Qualifying Generation | TWh | 4.6351 | 0 | 0 | 0 | 0 | 0 | 0
IL CPS- Midwest MER Rate Annual v5.12 | 381 | 7317 | MACT Fuel Choice Floor in lbs/MMBtu | FALSE | L | Annual | Constraint Shadow Price | US2022$/Lb | 0 | 0 | 0 | 0 | 0 | 0 | 0
IL CPS- Midwest NOX rate Annual v5.12 | 382 | 7308 | Rate Constraint in lbs/MMBtu | FALSE | L | Annual | Seasons Included | Seasons | Winter, Spring, Summer, Fall | Winter, Spring, Summer, Fall | Winter, Spring, Summer, Fall | Winter, Spring, Summer, Fall | Winter, Spring, Summer, Fall | Winter, Spring, Summer, Fall | Winter, Spring, Summer, Fall
IL CPS- Midwest NOX rate Annual v5.12 | 382 | 7308 | Rate Constraint in lbs/MMBtu | FALSE | L | Annual | Standard NOX | lb/MMBtu | 0.11 | 0.11 | 0.11 | 0.11 | 0.11 | 0.11 | 0.11
IL CPS- Midwest NOX rate Annual v5.12 | 382 | 7308 | Rate Constraint in lbs/MMBtu | FALSE | L | Annual | Emissions at Affected Plants NOX | Thousand Tons | 2.4862 | 0 | 0 | 0 | 0 | 0 | 0
IL CPS- Midwest NOX rate Annual v5.12 | 382 | 7308 | Rate Constraint in lbs/MMBtu | FALSE | L | Annual | Allowances Purchased NOX | Thousand Tons | 0 | 0 | 0 | 0 | 0 | 0 | 0
IL CPS- Midwest NOX rate Annual v5.12 | 382 | 7308 | Rate Constraint in lbs/MMBtu | FALSE | L | Annual | Allowances Sold NOX | Thousand Tons | 0 | 0 | 0 | 0 | 0 | 0 | 0
IL CPS- Midwest NOX rate Annual v5.12 | 382 | 7308 | Rate Constraint in lbs/MMBtu | FALSE | L | Annual | Allowances Banked | Thousand Tons | 0 | 0 | 0 | 0 | 0 | 0 | 0
IL CPS- Midwest NOX rate Annual v5.12 | 382 | 7308 | Rate Constraint in lbs/MMBtu | FALSE | L | Annual | Allowances Withdrawn (1:1) | Thousand Tons | 0 | 0 | 0 | 0 | 0 | 0 | 0
IL CPS- Midwest NOX rate Annual v5.12 | 382 | 7308 | Rate Constraint in lbs/MMBtu | FALSE | L | Annual | Allowances Withdrawn (1:n) | Thousand Tons | 0 | 0 | 0 | 0 | 0 | 0 | 0
IL CPS- Midwest NOX rate Annual v5.12 | 382 | 7308 | Rate Constraint in lbs/MMBtu | FALSE | L | Annual | Total | Thousand Tons | 2.4862 | 0 | 0 | 0 | 0 | 0 | 0
IL CPS- Midwest NOX rate Annual v5.12 | 382 | 7308 | Rate Constraint in lbs/MMBtu | FALSE | L | Annual | Fuel Consumed | TBtu | 53.0611 | 0 | 0 | 0 | 0 | 0 | 0
IL CPS- Midwest NOX rate Annual v5.12 | 382 | 7308 | Rate Constraint in lbs/MMBtu | FALSE | L | Annual | Rate | lb/MMBtu | 0.093712 | 0 | 0 | 0 | 0 | 0 | 0
IL CPS- Midwest NOX rate Annual v5.12 | 382 | 7308 | Rate Constraint in lbs/MMBtu | FALSE | L | Annual | Generation | TWh | 4.6351 | 0 | 0 | 0 | 0 | 0 | 0
IL CPS- Midwest NOX rate Annual v5.12 | 382 | 7308 | Rate Constraint in lbs/MMBtu | FALSE | L | Annual | Qualifying Generation | TWh | 4.6351 | 0 | 0 | 0 | 0 | 0 | 0
IL CPS- Midwest NOX rate Annual v5.12 | 382 | 7308 | Rate Constraint in lbs/MMBtu | FALSE | L | Annual | Rate | lb/MWh | 1.0728 | 0 | 0 | 0 | 0 | 0 | 0
IL CPS- Midwest NOX rate Annual v5.12 | 382 | 7308 | Rate Constraint in lbs/MMBtu | FALSE | L | Annual | Constraint Shadow Price | US2022$/Ton | 0 | 0 | 0 | 0 | 0 | 0 | 0
IL CPS- Midwest NOX rate Summer v5.12 | 383 | 7310 | Rate Constraint in lbs/MMBtu | FALSE | L | Annual | Seasons Included | Seasons | Summer | Summer | Summer | Summer | Summer | Summer | Summer
IL CPS- Midwest NOX rate Summer v5.12 | 383 | 7310 | Rate Constraint in lbs/MMBtu | FALSE | L | Annual | Standard NOX | lb/MMBtu | 0.11 | 0.11 | 0.11 | 0.11 | 0.11 | 0.11 | 0.11
IL CPS- Midwest NOX rate Summer v5.12 | 383 | 7310 | Rate Constraint in lbs/MMBtu | FALSE | L | Annual | Emissions at Affected Plants NOX | Thousand Tons | 0.76157 | 0 | 0 | 0 | 0 | 0 | 0
IL CPS- Midwest NOX rate Summer v5.12 | 383 | 7310 | Rate Constraint in lbs/MMBtu | FALSE | L | Annual | Allowances Purchased NOX | Thousand Tons | 0 | 0 | 0 | 0 | 0 | 0 | 0
IL CPS- Midwest NOX rate Summer v5.12 | 383 | 7310 | Rate Constraint in lbs/MMBtu | FALSE | L | Annual | Allowances Sold NOX | Thousand Tons | 0 | 0 | 0 | 0 | 0 | 0 | 0
IL CPS- Midwest NOX rate Summer v5.12 | 383 | 7310 | Rate Constraint in lbs/MMBtu | FALSE | L | Annual | Allowances Banked | Thousand Tons | 0 | 0 | 0 | 0 | 0 | 0 | 0
IL CPS- Midwest NOX rate Summer v5.12 | 383 | 7310 | Rate Constraint in lbs/MMBtu | FALSE | L | Annual | Allowances Withdrawn (1:1) | Thousand Tons | 0 | 0 | 0 | 0 | 0 | 0 | 0
IL CPS- Midwest NOX rate Summer v5.12 | 383 | 7310 | Rate Constraint in lbs/MMBtu | FALSE | L | Annual | Allowances Withdrawn (1:n) | Thousand Tons | 0 | 0 | 0 | 0 | 0 | 0 | 0
IL CPS- Midwest NOX rate Summer v5.12 | 383 | 7310 | Rate Constraint in lbs/MMBtu | FALSE | L | Annual | Total | Thousand Tons | 0.76157 | 0 | 0 | 0 | 0 | 0 | 0
IL CPS- Midwest NOX rate Summer v5.12 | 383 | 7310 | Rate Constraint in lbs/MMBtu | FALSE | L | Annual | Fuel Consumed | TBtu | 16.4253 | 0 | 0 | 0 | 0 | 0 | 0
IL CPS- Midwest NOX rate Summer v5.12 | 383 | 7310 | Rate Constraint in lbs/MMBtu | FALSE | L | Annual | Rate | lb/MMBtu | 0.092732 | 0 | 0 | 0 | 0 | 0 | 0
IL CPS- Midwest NOX rate Summer v5.12 | 383 | 7310 | Rate Constraint in lbs/MMBtu | FALSE | L | Annual | Generation | TWh | 1.4342 | 0 | 0 | 0 | 0 | 0 | 0
IL CPS- Midwest NOX rate Summer v5.12 | 383 | 7310 | Rate Constraint in lbs/MMBtu | FALSE | L | Annual | Qualifying Generation | TWh | 1.4342 | 0 | 0 | 0 | 0 | 0 | 0
IL CPS- Midwest NOX rate Summer v5.12 | 383 | 7310 | Rate Constraint in lbs/MMBtu | FALSE | L | Annual | Rate | lb/MWh | 1.062 | 0 | 0 | 0 | 0 | 0 | 0
IL CPS- Midwest NOX rate Summer v5.12 | 383 | 7310 | Rate Constraint in lbs/MMBtu | FALSE | L | Annual | Constraint Shadow Price | US2022$/Ton | 0 | 0 | 0 | 0 | 0 | 0 | 0
IL CPS- Midwest SO2 Rate Annual v5.12 | 384 | 7314 | Rate Constraint in lbs/MMBtu | FALSE | L | Annual | Seasons Included | Seasons | Winter, Spring, Summer, Fall | Winter, Spring, Summer, Fall | Winter, Spring, Summer, Fall | Winter, Spring, Summer, Fall | Winter, Spring, Summer, Fall | Winter, Spring, Summer, Fall | Winter, Spring, Summer, Fall
IL CPS- Midwest SO2 Rate Annual v5.12 | 384 | 7314 | Rate Constraint in lbs/MMBtu | FALSE | L | Annual | Standard SO2 | lb/MMBtu | 0.11 | 0.11 | 0.11 | 0.11 | 0.11 | 0.11 | 0.11
IL CPS- Midwest SO2 Rate Annual v5.12 | 384 | 7314 | Rate Constraint in lbs/MMBtu | FALSE | L | Annual | Emissions at Affected Plants SO2 | Thousand Tons | 2.8408 | 0 | 0 | 0 | 0 | 0 | 0
IL CPS- Midwest SO2 Rate Annual v5.12 | 384 | 7314 | Rate Constraint in lbs/MMBtu | FALSE | L | Annual | Allowances Purchased SO2 | Thousand Tons | 0 | 0 | 0 | 0 | 0 | 0 | 0
IL CPS- Midwest SO2 Rate Annual v5.12 | 384 | 7314 | Rate Constraint in lbs/MMBtu | FALSE | L | Annual | Allowances Sold SO2 | Thousand Tons | 0 | 0 | 0 | 0 | 0 | 0 | 0
IL CPS- Midwest SO2 Rate Annual v5.12 | 384 | 7314 | Rate Constraint in lbs/MMBtu | FALSE | L | Annual | Allowances Banked | Thousand Tons | 0 | 0 | 0 | 0 | 0 | 0 | 0
IL CPS- Midwest SO2 Rate Annual v5.12 | 384 | 7314 | Rate Constraint in lbs/MMBtu | FALSE | L | Annual | Allowances Withdrawn (1:1) | Thousand Tons | 0 | 0 | 0 | 0 | 0 | 0 | 0
IL CPS- Midwest SO2 Rate Annual v5.12 | 384 | 7314 | Rate Constraint in lbs/MMBtu | FALSE | L | Annual | Allowances Withdrawn (1:n) | Thousand Tons | 0 | 0 | 0 | 0 | 0 | 0 | 0
IL CPS- Midwest SO2 Rate Annual v5.12 | 384 | 7314 | Rate Constraint in lbs/MMBtu | FALSE | L | Annual | Total | Thousand Tons | 2.8408 | 0 | 0 | 0 | 0 | 0 | 0
IL CPS- Midwest SO2 Rate Annual v5.12 | 384 | 7314 | Rate Constraint in lbs/MMBtu | FALSE | L | Annual | Fuel Consumed | TBtu | 53.0611 | 0 | 0 | 0 | 0 | 0 | 0
IL CPS- Midwest SO2 Rate Annual v5.12 | 384 | 7314 | Rate Constraint in lbs/MMBtu | FALSE | L | Annual | Rate | lb/MMBtu | 0.10708 | 0 | 0 | 0 | 0 | 0 | 0
IL CPS- Midwest SO2 Rate Annual v5.12 | 384 | 7314 | Rate Constraint in lbs/MMBtu | FALSE | L | Annual | Generation | TWh | 4.6351 | 0 | 0 | 0 | 0 | 0 | 0
IL CPS- Midwest SO2 Rate Annual v5.12 | 384 | 7314 | Rate Constraint in lbs/MMBtu | FALSE | L | Annual | Qualifying Generation | TWh | 4.6351 | 0 | 0 | 0 | 0 | 0 | 0
IL CPS- Midwest SO2 Rate Annual v5.12 | 384 | 7314 | Rate Constraint in lbs/MMBtu | FALSE | L | Annual | Rate | lb/MWh | 1.2258 | 0 | 0 | 0 | 0 | 0 | 0
IL CPS- Midwest SO2 Rate Annual v5.12 | 384 | 7314 | Rate Constraint in lbs/MMBtu | FALSE | L | Annual | Constraint Shadow Price | US2022$/Ton | 0 | 26939.8135 | 971.0249 | 17598.5037 | 23046.2224 | 32169.5042 | 29826.2458
IL Fac. Spec. - NOX Rate Summer v3.1, Unit 3458 and retrofits | 385 | 7305 | Rate Constraint in lbs/MMBtu | FALSE | L | Annual | Seasons Included | Seasons | Summer | Summer | Summer | Summer | Summer | Summer | Summer
IL Fac. Spec. - NOX Rate Summer v3.1, Unit 3458 and retrofits | 385 | 7305 | Rate Constraint in lbs/MMBtu | FALSE | L | Annual | Standard NOX | lb/MMBtu | 0.25 | 0.25 | 0.25 | 0.25 | 0.25 | 0.25 | 0.25
IL Fac. Spec. - NOX Rate Summer v3.1, Unit 3458 and retrofits | 385 | 7305 | Rate Constraint in lbs/MMBtu | FALSE | L | Annual | Emissions at Affected Plants NOX | Thousand Tons | 0.16097 | 0 | 0 | 0 | 0 | 0 | 0
IL Fac. Spec. - NOX Rate Summer v3.1, Unit 3458 and retrofits | 385 | 7305 | Rate Constraint in lbs/MMBtu | FALSE | L | Annual | Allowances Purchased NOX | Thousand Tons | 0 | 0 | 0 | 0 | 0 | 0 | 0
IL Fac. Spec. - NOX Rate Summer v3.1, Unit 3458 and retrofits | 385 | 7305 | Rate Constraint in lbs/MMBtu | FALSE | L | Annual | Allowances Sold NOX | Thousand Tons | 0 | 0 | 0 | 0 | 0 | 0 | 0
IL Fac. Spec. - NOX Rate Summer v3.1, Unit 3458 and retrofits | 385 | 7305 | Rate Constraint in lbs/MMBtu | FALSE | L | Annual | Allowances Banked | Thousand Tons | 0 | 0 | 0 | 0 | 0 | 0 | 0
IL Fac. Spec. - NOX Rate Summer v3.1, Unit 3458 and retrofits | 385 | 7305 | Rate Constraint in lbs/MMBtu | FALSE | L | Annual | Allowances Withdrawn (1:1) | Thousand Tons | 0 | 0 | 0 | 0 | 0 | 0 | 0
IL Fac. Spec. - NOX Rate Summer v3.1, Unit 3458 and retrofits | 385 | 7305 | Rate Constraint in lbs/MMBtu | FALSE | L | Annual | Allowances Withdrawn (1:n) | Thousand Tons | 0 | 0 | 0 | 0 | 0 | 0 | 0
IL Fac. Spec. - NOX Rate Summer v3.1, Unit 3458 and retrofits | 385 | 7305 | Rate Constraint in lbs/MMBtu | FALSE | L | Annual | Total | Thousand Tons | 0.16097 | 0 | 0 | 0 | 0 | 0 | 0
IL Fac. Spec. - NOX Rate Summer v3.1, Unit 3458 and retrofits | 385 | 7305 | Rate Constraint in lbs/MMBtu | FALSE | L | Annual | Fuel Consumed | TBtu | 4.2083 | 0 | 0 | 0 | 0 | 0 | 0
IL Fac. Spec. - NOX Rate Summer v3.1, Unit 3458 and retrofits | 385 | 7305 | Rate Constraint in lbs/MMBtu | FALSE | L | Annual | Rate | lb/MMBtu | 0.0765 | 0 | 0 | 0 | 0 | 0 | 0
IL Fac. Spec. - NOX Rate Summer v3.1, Unit 3458 and retrofits | 385 | 7305 | Rate Constraint in lbs/MMBtu | FALSE | L | Annual | Generation | TWh | 0.36635 | 0 | 0 | 0 | 0 | 0 | 0
IL Fac. Spec. - NOX Rate Summer v3.1, Unit 3458 and retrofits | 385 | 7305 | Rate Constraint in lbs/MMBtu | FALSE | L | Annual | Qualifying Generation | TWh | 0.36635 | 0 | 0 | 0 | 0 | 0 | 0
IL Fac. Spec. - NOX Rate Summer v3.1, Unit 3458 and retrofits | 385 | 7305 | Rate Constraint in lbs/MMBtu | FALSE | L | Annual | Rate | lb/MWh | 0.87876 | 0 | 0 | 0 | 0 | 0 | 0
IL Fac. Spec. - NOX Rate Summer v3.1, Unit 3458 and retrofits | 385 | 7305 | Rate Constraint in lbs/MMBtu | FALSE | L | Annual | Constraint Shadow Price | US2022$/Ton | 0 | 0 | 0 | 0 | 0 | 0 | 0
IL Fac. Spec. - NOX Rate Summer v3.1, Unit 238 and retrofits | 386 | 7305 | Rate Constraint in lbs/MMBtu | FALSE | L | Annual | Seasons Included | Seasons | Summer | Summer | Summer | Summer | Summer | Summer | Summer
IL Fac. Spec. - NOX Rate Summer v3.1, Unit 238 and retrofits | 386 | 7305 | Rate Constraint in lbs/MMBtu | FALSE | L | Annual | Standard NOX | lb/MMBtu | 0.25 | 0.25 | 0.25 | 0.25 | 0.25 | 0.25 | 0.25
IL Fac. Spec. - NOX Rate Summer v3.1, Unit 238 and retrofits | 386 | 7305 | Rate Constraint in lbs/MMBtu | FALSE | L | Annual | Emissions at Affected Plants NOX | Thousand Tons | 0.0012669 | 0.00087909 | 0.00012462 | 0 | 0 | 0 | 0
IL Fac. Spec. - NOX Rate Summer v3.1, Unit 238 and retrofits | 386 | 7305 | Rate Constraint in lbs/MMBtu | FALSE | L | Annual | Allowances Purchased NOX | Thousand Tons | 0 | 0 | 0 | 0 | 0 | 0 | 0
IL Fac. Spec. - NOX Rate Summer v3.1, Unit 238 and retrofits | 386 | 7305 | Rate Constraint in lbs/MMBtu | FALSE | L | Annual | Allowances Sold NOX | Thousand Tons | 0 | 0 | 0 | 0 | 0 | 0 | 0
IL Fac. Spec. - NOX Rate Summer v3.1, Unit 238 and retrofits | 386 | 7305 | Rate Constraint in lbs/MMBtu | FALSE | L | Annual | Allowances Banked | Thousand Tons | 0 | 0 | 0 | 0 | 0 | 0 | 0
IL Fac. Spec. - NOX Rate Summer v3.1, Unit 238 and retrofits | 386 | 7305 | Rate Constraint in lbs/MMBtu | FALSE | L | Annual | Allowances Withdrawn (1:1) | Thousand Tons | 0 | 0 | 0 | 0 | 0 | 0 | 0
IL Fac. Spec. - NOX Rate Summer v3.1, Unit 238 and retrofits | 386 | 7305 | Rate Constraint in lbs/MMBtu | FALSE | L | Annual | Allowances Withdrawn (1:n) | Thousand Tons | 0 | 0 | 0 | 0 | 0 | 0 | 0
IL Fac. Spec. - NOX Rate Summer v3.1, Unit 238 and retrofits | 386 | 7305 | Rate Constraint in lbs/MMBtu | FALSE | L | Annual | Total | Thousand Tons | 0.0012669 | 0.00087909 | 0.00012462 | 0 | 0 | 0 | 0
IL Fac. Spec. - NOX Rate Summer v3.1, Unit 238 and retrofits | 386 | 7305 | Rate Constraint in lbs/MMBtu | FALSE | L | Annual | Fuel Consumed | TBtu | 0.0753 | 0.052249 | 0.0074069 | 0 | 0 | 0 | 0
IL Fac. Spec. - NOX Rate Summer v3.1, Unit 238 and retrofits | 386 | 7305 | Rate Constraint in lbs/MMBtu | FALSE | L | Annual | Rate | lb/MMBtu | 0.03365 | 0.03365 | 0.03365 | 0 | 0 | 0 | 0
IL Fac. Spec. - NOX Rate Summer v3.1, Unit 238 and retrofits | 386 | 7305 | Rate Constraint in lbs/MMBtu | FALSE | L | Annual | Generation | TWh | 0.006672 | 0.0046295 | 0.00065629 | 0 | 0 | 0 | 0
IL Fac. Spec. - NOX Rate Summer v3.1, Unit 238 and retrofits | 386 | 7305 | Rate Constraint in lbs/MMBtu | FALSE | L | Annual | Qualifying Generation | TWh | 0.006672 | 0.0046295 | 0.00065629 | 0 | 0 | 0 | 0
IL Fac. Spec. - NOX Rate Summer v3.1, Unit 238 and retrofits | 386 | 7305 | Rate Constraint in lbs/MMBtu | FALSE | L | Annual | Rate | lb/MWh | 0.37977 | 0.37977 | 0.37977 | 0 | 0 | 0 | 0
IL Fac. Spec. - NOX Rate Summer v3.1, Unit 238 and retrofits | 386 | 7305 | Rate Constraint in lbs/MMBtu | FALSE | L | Annual | Constraint Shadow Price | US2022$/Ton | 0 | 0 | 0 | 0 | 0 | 0 | 0
IL Fac. Spec. - NOX Rate Summer v3.1, Unit 239 and retrofits | 387 | 7305 | Rate Constraint in lbs/MMBtu | FALSE | L | Annual | Seasons Included | Seasons | Summer | Summer | Summer | Summer | Summer | Summer | Summer
IL Fac. Spec. - NOX Rate Summer v3.1, Unit 239 and retrofits | 387 | 7305 | Rate Constraint in lbs/MMBtu | FALSE | L | Annual | Standard NOX | lb/MMBtu | 0.25 | 0.25 | 0.25 | 0.25 | 0.25 | 0.25 | 0.25
IL Fac. Spec. - NOX Rate Summer v3.1, Unit 239 and retrofits | 387 | 7305 | Rate Constraint in lbs/MMBtu | FALSE | L | Annual | Emissions at Affected Plants NOX | Thousand Tons | 0.00085218 | 0.00075706 | 0 | 0 | 0 | 0 | 0
IL Fac. Spec. - NOX Rate Summer v3.1, Unit 239 and retrofits | 387 | 7305 | Rate Constraint in lbs/MMBtu | FALSE | L | Annual | Allowances Purchased NOX | Thousand Tons | 0 | 0 | 0 | 0 | 0 | 0 | 0
IL Fac. Spec. - NOX Rate Summer v3.1, Unit 239 and retrofits | 387 | 7305 | Rate Constraint in lbs/MMBtu | FALSE | L | Annual | Allowances Sold NOX | Thousand Tons | 0 | 0 | 0 | 0 | 0 | 0 | 0
IL Fac. Spec. - NOX Rate Summer v3.1, Unit 239 and retrofits | 387 | 7305 | Rate Constraint in lbs/MMBtu | FALSE | L | Annual | Allowances Banked | Thousand Tons | 0 | 0 | 0 | 0 | 0 | 0 | 0
IL Fac. Spec. - NOX Rate Summer v3.1, Unit 239 and retrofits | 387 | 7305 | Rate Constraint in lbs/MMBtu | FALSE | L | Annual | Allowances Withdrawn (1:1) | Thousand Tons | 0 | 0 | 0 | 0 | 0 | 0 | 0
IL Fac. Spec. - NOX Rate Summer v3.1, Unit 239 and retrofits | 387 | 7305 | Rate Constraint in lbs/MMBtu | FALSE | L | Annual | Allowances Withdrawn (1:n) | Thousand Tons | 0 | 0 | 0 | 0 | 0 | 0 | 0
IL Fac. Spec. - NOX Rate Summer v3.1, Unit 239 and retrofits | 387 | 7305 | Rate Constraint in lbs/MMBtu | FALSE | L | Annual | Total | Thousand Tons | 0.00085218 | 0.00075706 | 0 | 0 | 0 | 0 | 0
IL Fac. Spec. - NOX Rate Summer v3.1, Unit 239 and retrofits | 387 | 7305 | Rate Constraint in lbs/MMBtu | FALSE | L | Annual | Fuel Consumed | TBtu | 0.052249 | 0.046417 | 0 | 0 | 0 | 0 | 0
IL Fac. Spec. - NOX Rate Summer v3.1, Unit 239 and retrofits | 387 | 7305 | Rate Constraint in lbs/MMBtu | FALSE | L | Annual | Rate | lb/MMBtu | 0.03262 | 0.03262 | 0 | 0 | 0 | 0 | 0
IL Fac. Spec. - NOX Rate Summer v3.1, Unit 239 and retrofits | 387 | 7305 | Rate Constraint in lbs/MMBtu | FALSE | L | Annual | Generation | TWh | 0.0046295 | 0.0041128 | 0 | 0 | 0 | 0 | 0
IL Fac. Spec. - NOX Rate Summer v3.1, Unit 239 and retrofits | 387 | 7305 | Rate Constraint in lbs/MMBtu | FALSE | L | Annual | Qualifying Generation | TWh | 0.0046295 | 0.0041128 | 0 | 0 | 0 | 0 | 0
IL Fac. Spec. - NOX Rate Summer v3.1, Unit 239 and retrofits | 387 | 7305 | Rate Constraint in lbs/MMBtu | FALSE | L | Annual | Rate | lb/MWh | 0.36815 | 0.36815 | 0 | 0 | 0 | 0 | 0
IL Fac. Spec. - NOX Rate Summer v3.1, Unit 239 and retrofits | 387 | 7305 | Rate Constraint in lbs/MMBtu | FALSE | L | Annual | Constraint Shadow Price | US2022$/Ton | 0 | 0 | 0 | 0 | 0 | 0 | 0
IL Fac. Spec. - NOX Rate Summer v3.1, Unit 240 and retrofits | 388 | 7305 | Rate Constraint in lbs/MMBtu | FALSE | L | Annual | Seasons Included | Seasons | Summer | Summer | Summer | Summer | Summer | Summer | Summer
IL Fac. Spec. - NOX Rate Summer v3.1, Unit 240 and retrofits | 388 | 7305 | Rate Constraint in lbs/MMBtu | FALSE | L | Annual | Standard NOX | lb/MMBtu | 0.25 | 0.25 | 0.25 | 0.25 | 0.25 | 0.25 | 0.25
IL Fac. Spec. - NOX Rate Summer v3.1, Unit 240 and retrofits | 388 | 7305 | Rate Constraint in lbs/MMBtu | FALSE | L | Annual | Emissions at Affected Plants NOX | Thousand Tons | 0.0010552 | 0.00059519 | 0 | 0 | 0 | 0 | 0
IL Fac. Spec. - NOX Rate Summer v3.1, Unit 240 and retrofits | 388 | 7305 | Rate Constraint in lbs/MMBtu | FALSE | L | Annual | Allowances Purchased NOX | Thousand Tons | 0 | 0 | 0 | 0 | 0 | 0 | 0
IL Fac. Spec. - NOX Rate Summer v3.1, Unit 240 and retrofits | 388 | 7305 | Rate Constraint in lbs/MMBtu | FALSE | L | Annual | Allowances Sold NOX | Thousand Tons | 0 | 0 | 0 | 0 | 0 | 0 | 0
IL Fac. Spec. - NOX Rate Summer v3.1, Unit 240 and retrofits | 388 | 7305 | Rate Constraint in lbs/MMBtu | FALSE | L | Annual | Allowances Banked | Thousand Tons | 0 | 0 | 0 | 0 | 0 | 0 | 0
IL Fac. Spec. - NOX Rate Summer v3.1, Unit 240 and retrofits | 388 | 7305 | Rate Constraint in lbs/MMBtu | FALSE | L | Annual | Allowances Withdrawn (1:1) | Thousand Tons | 0 | 0 | 0 | 0 | 0 | 0 | 0
IL Fac. Spec. - NOX Rate Summer v3.1, Unit 240 and retrofits | 388 | 7305 | Rate Constraint in lbs/MMBtu | FALSE | L | Annual | Allowances Withdrawn (1:n) | Thousand Tons | 0 | 0 | 0 | 0 | 0 | 0 | 0
IL Fac. Spec. - NOX Rate Summer v3.1, Unit 240 and retrofits | 388 | 7305 | Rate Constraint in lbs/MMBtu | FALSE | L | Annual | Total | Thousand Tons | 0.0010552 | 0.00059519 | 0 | 0 | 0 | 0 | 0
IL Fac. Spec. - NOX Rate Summer v3.1, Unit 240 and retrofits | 388 | 7305 | Rate Constraint in lbs/MMBtu | FALSE | L | Annual | Fuel Consumed | TBtu | 0.059938 | 0.033808 | 0 | 0 | 0 | 0 | 0
IL Fac. Spec. - NOX Rate Summer v3.1, Unit 240 and retrofits | 388 | 7305 | Rate Constraint in lbs/MMBtu | FALSE | L | Annual | Rate | lb/MMBtu | 0.03521 | 0.03521 | 0 | 0 | 0 | 0 | 0
IL Fac. Spec. - NOX Rate Summer v3.1, Unit 240 and retrofits | 388 | 7305 | Rate Constraint in lbs/MMBtu | FALSE | L | Annual | Generation | TWh | 0.0053108 | 0.0029956 | 0 | 0 | 0 | 0 | 0
IL Fac. Spec. - NOX Rate Summer v3.1, Unit 240 and retrofits | 388 | 7305 | Rate Constraint in lbs/MMBtu | FALSE | L | Annual | Qualifying Generation | TWh | 0.0053108 | 0.0029956 | 0 | 0 | 0 | 0 | 0
IL Fac. Spec. - NOX Rate Summer v3.1, Unit 240 and retrofits | 388 | 7305 | Rate Constraint in lbs/MMBtu | FALSE | L | Annual | Rate | lb/MWh | 0.39738 | 0.39738 | 0 | 0 | 0 | 0 | 0
IL Fac. Spec. - NOX Rate Summer v3.1, Unit 240 and retrofits | 388 | 7305 | Rate Constraint in lbs/MMBtu | FALSE | L | Annual | Constraint Shadow Price | US2022$/Ton | 0 | 0 | 0 | 0 | 0 | 0 | 0
IL Fac. Spec. - NOX Rate Summer v3.1, Unit 247 and retrofits | 389 | 7305 | Rate Constraint in lbs/MMBtu | FALSE | L | Annual | Seasons Included | Seasons | Summer | Summer | Summer | Summer | Summer | Summer | Summer
IL Fac. Spec. - NOX Rate Summer v3.1, Unit 247 and retrofits | 389 | 7305 | Rate Constraint in lbs/MMBtu | FALSE | L | Annual | Standard NOX | lb/MMBtu | 0.25 | 0.25 | 0.25 | 0.25 | 0.25 | 0.25 | 0.25
IL Fac. Spec. - NOX Rate Summer v3.1, Unit 247 and retrofits | 389 | 7305 | Rate Constraint in lbs/MMBtu | FALSE | L | Annual | Emissions at Affected Plants NOX | Thousand Tons | 0.00017758 | 0.00012322 | 0.00010873 | 0 | 0 | 0 | 0
IL Fac. Spec. - NOX Rate Summer v3.1, Unit 247 and retrofits | 389 | 7305 | Rate Constraint in lbs/MMBtu | FALSE | L | Annual | Allowances Purchased NOX | Thousand Tons | 0 | 0 | 0 | 0 | 0 | 0 | 0
IL Fac. Spec. - NOX Rate Summer v3.1, Unit 247 and retrofits | 389 | 7305 | Rate Constraint in lbs/MMBtu | FALSE | L | Annual | Allowances Sold NOX | Thousand Tons | 0 | 0 | 0 | 0 | 0 | 0 | 0
IL Fac. Spec. - NOX Rate Summer v3.1, Unit 247 and retrofits | 389 | 7305 | Rate Constraint in lbs/MMBtu | FALSE | L | Annual | Allowances Banked | Thousand Tons | 0 | 0 | 0 | 0 | 0 | 0 | 0
IL Fac. Spec. - NOX Rate Summer v3.1, Unit 247 and retrofits | 389 | 7305 | Rate Constraint in lbs/MMBtu | FALSE | L | Annual | Allowances Withdrawn (1:1) | Thousand Tons | 0 | 0 | 0 | 0 | 0 | 0 | 0
IL Fac. Spec. - NOX Rate Summer v3.1, Unit 247 and retrofits | 389 | 7305 | Rate Constraint in lbs/MMBtu | FALSE | L | Annual | Allowances Withdrawn (1:n) | Thousand Tons | 0 | 0 | 0 | 0 | 0 | 0 | 0
IL Fac. Spec. - NOX Rate Summer v3.1, Unit 247 and retrofits | 389 | 7305 | Rate Constraint in lbs/MMBtu | FALSE | L | Annual | Total | Thousand Tons | 0.00017758 | 0.00012322 | 0.00010873 | 0 | 0 | 0 | 0
IL Fac. Spec. - NOX Rate Summer v3.1, Unit 247 and retrofits | 389 | 7305 | Rate Constraint in lbs/MMBtu | FALSE | L | Annual | Fuel Consumed | TBtu | 0.020979 | 0.014557 | 0.012844 | 0 | 0 | 0 | 0
IL Fac. Spec. - NOX Rate Summer v3.1, Unit 247 and retrofits | 389 | 7305 | Rate Constraint in lbs/MMBtu | FALSE | L | Annual | Rate | lb/MMBtu | 0.01693 | 0.01693 | 0.01693 | 0 | 0 | 0 | 0
IL Fac. Spec. - NOX Rate Summer v3.1, Unit 247 and retrofits | 389 | 7305 | Rate Constraint in lbs/MMBtu | FALSE | L | Annual | Generation | TWh | 0.0019524 | 0.0013547 | 0.0011954 | 0 | 0 | 0 | 0
IL Fac. Spec. - NOX Rate Summer v3.1, Unit 247 and retrofits | 389 | 7305 | Rate Constraint in lbs/MMBtu | FALSE | L | Annual | Qualifying Generation | TWh | 0.0019524 | 0.0013547 | 0.0011954 | 0 | 0 | 0 | 0
IL Fac. Spec. - NOX Rate Summer v3.1, Unit 247 and retrofits | 389 | 7305 | Rate Constraint in lbs/MMBtu | FALSE | L | Annual | Rate | lb/MWh | 0.18191 | 0.18191 | 0.18191 | 0 | 0 | 0 | 0
IL Fac. Spec. - NOX Rate Summer v3.1, Unit 247 and retrofits | 389 | 7305 | Rate Constraint in lbs/MMBtu | FALSE | L | Annual | Constraint Shadow Price | US2022$/Ton | 0 | 0 | 0 | 0 | 0 | 0 | 0
IL Fac. Spec. - NOX Rate Summer v3.1, Unit 248 and retrofits | 390 | 7305 | Rate Constraint in lbs/MMBtu | FALSE | L | Annual | Seasons Included | Seasons | Summer | Summer | Summer | Summer | Summer | Summer | Summer
IL Fac. Spec. - NOX Rate Summer v3.1, Unit 248 and retrofits | 390 | 7305 | Rate Constraint in lbs/MMBtu | FALSE | L | Annual | Standard NOX | lb/MMBtu | 0.25 | 0.25 | 0.25 | 0.25 | 0.25 | 0.25 | 0.25
IL Fac. Spec. - NOX Rate Summer v3.1, Unit 248 and retrofits | 390 | 7305 | Rate Constraint in lbs/MMBtu | FALSE | L | Annual | Emissions at Affected Plants NOX | Thousand Tons | 0.0001693 | 0.00011747 | 0.00010365 | 0 | 0 | 0 | 0
IL Fac. Spec. - NOX Rate Summer v3.1, Unit 248 and retrofits | 390 | 7305 | Rate Constraint in lbs/MMBtu | FALSE | L | Annual | Allowances Purchased NOX | Thousand Tons | 0 | 0 | 0 | 0 | 0 | 0 | 0
IL Fac. Spec. - NOX Rate Summer v3.1, Unit 248 and retrofits | 390 | 7305 | Rate Constraint in lbs/MMBtu | FALSE | L | Annual | Allowances Sold NOX | Thousand Tons | 0 | 0 | 0 | 0 | 0 | 0 | 0
IL Fac. Spec. - NOX Rate Summer v3.1, Unit 248 and retrofits | 390 | 7305 | Rate Constraint in lbs/MMBtu | FALSE | L | Annual | Allowances Banked | Thousand Tons | 0 | 0 | 0 | 0 | 0 | 0 | 0
IL Fac. Spec. - NOX Rate Summer v3.1, Unit 248 and retrofits | 390 | 7305 | Rate Constraint in lbs/MMBtu | FALSE | L | Annual | Allowances Withdrawn (1:1) | Thousand Tons | 0 | 0 | 0 | 0 | 0 | 0 | 0
IL Fac. Spec. - NOX Rate Summer v3.1, Unit 248 and retrofits | 390 | 7305 | Rate Constraint in lbs/MMBtu | FALSE | L | Annual | Allowances Withdrawn (1:n) | Thousand Tons | 0 | 0 | 0 | 0 | 0 | 0 | 0
IL Fac. Spec. - NOX Rate Summer v3.1, Unit 248 and retrofits | 390 | 7305 | Rate Constraint in lbs/MMBtu | FALSE | L | Annual | Total | Thousand Tons | 0.0001693 | 0.00011747 | 0.00010365 | 0 | 0 | 0 | 0
IL Fac. Spec. - NOX Rate Summer v3.1, Unit 248 and retrofits | 390 | 7305 | Rate Constraint in lbs/MMBtu | FALSE | L | Annual | Fuel Consumed | TBtu | 0.020979 | 0.014557 | 0.012844 | 0 | 0 | 0 | 0
IL Fac. Spec. - NOX Rate Summer v3.1, Unit 248 and retrofits | 390 | 7305 | Rate Constraint in lbs/MMBtu | FALSE | L | Annual | Rate | lb/MMBtu | 0.01614 | 0.01614 | 0.01614 | 0 | 0 | 0 | 0
IL Fac. Spec. - NOX Rate Summer v3.1, Unit 248 and retrofits | 390 | 7305 | Rate Constraint in lbs/MMBtu | FALSE | L | Annual | Generation | TWh | 0.0019524 | 0.0013547 | 0.0011954 | 0 | 0 | 0 | 0
IL Fac. Spec. - NOX Rate Summer v3.1, Unit 248 and retrofits | 390 | 7305 | Rate Constraint in lbs/MMBtu | FALSE | L | Annual | Qualifying Generation | TWh | 0.0019524 | 0.0013547 | 0.0011954 | 0 | 0 | 0 | 0
IL Fac. Spec. - NOX Rate Summer v3.1, Unit 248 and retrofits | 390 | 7305 | Rate Constraint in lbs/MMBtu | FALSE | L | Annual | Rate | lb/MWh | 0.17342 | 0.17342 | 0.17342 | 0 | 0 | 0 | 0
IL Fac. Spec. - NOX Rate Summer v3.1, Unit 248 and retrofits | 390 | 7305 | Rate Constraint in lbs/MMBtu | FALSE | L | Annual | Constraint Shadow Price | US2022$/Ton | 0 | 0 | 0 | 0 | 0 | 0 | 0
IL Fac. Spec. - NOX Rate Summer v3.1, Unit 249 and retrofits | 391 | 7305 | Rate Constraint in lbs/MMBtu | FALSE | L | Annual | Seasons Included | Seasons | Summer | Summer | Summer | Summer | Summer | Summer | Summer
IL Fac. Spec. - NOX Rate Summer v3.1, Unit 249 and retrofits | 391 | 7305 | Rate Constraint in lbs/MMBtu | FALSE | L | Annual | Standard NOX | lb/MMBtu | 0.25 | 0.25 | 0.25 | 0.25 | 0.25 | 0.25 | 0.25
IL Fac. Spec. - NOX Rate Summer v3.1, Unit 249 and retrofits | 391 | 7305 | Rate Constraint in lbs/MMBtu | FALSE | L | Annual | Emissions at Affected Plants NOX | Thousand Tons | 0.00015692 | 0.00010888 | 9.6074e-05 | 0 | 0 | 0 | 0
IL Fac. Spec. - NOX Rate Summer v3.1, Unit 249 and retrofits | 391 | 7305 | Rate Constraint in lbs/MMBtu | FALSE | L | Annual | Allowances Purchased NOX | Thousand Tons | 0 | 0 | 0 | 0 | 0 | 0 | 0
IL Fac. Spec. - NOX Rate Summer v3.1, Unit 249 and retrofits | 391 | 7305 | Rate Constraint in lbs/MMBtu | FALSE | L | Annual | Allowances Sold NOX | Thousand Tons | 0 | 0 | 0 | 0 | 0 | 0 | 0
IL Fac. Spec. - NOX Rate Summer v3.1, Unit 249 and retrofits | 391 | 7305 | Rate Constraint in lbs/MMBtu | FALSE | L | Annual | Allowances Banked | Thousand Tons | 0 | 0 | 0 | 0 | 0 | 0 | 0
IL Fac. Spec. - NOX Rate Summer v3.1, Unit 249 and retrofits | 391 | 7305 | Rate Constraint in lbs/MMBtu | FALSE | L | Annual | Allowances Withdrawn (1:1) | Thousand Tons | 0 | 0 | 0 | 0 | 0 | 0 | 0
IL Fac. Spec. - NOX Rate Summer v3.1, Unit 249 and retrofits | 391 | 7305 | Rate Constraint in lbs/MMBtu | FALSE | L | Annual | Allowances Withdrawn (1:n) | Thousand Tons | 0 | 0 | 0 | 0 | 0 | 0 | 0
IL Fac. Spec. - NOX Rate Summer v3.1, Unit 249 and retrofits | 391 | 7305 | Rate Constraint in lbs/MMBtu | FALSE | L | Annual | Total | Thousand Tons | 0.00015692 | 0.00010888 | 9.6074e-05 | 0 | 0 | 0 | 0
IL Fac. Spec. - NOX Rate Summer v3.1, Unit 249 and retrofits | 391 | 7305 | Rate Constraint in lbs/MMBtu | FALSE | L | Annual | Fuel Consumed | TBtu | 0.020979 | 0.014557 | 0.012844 | 0 | 0 | 0 | 0
IL Fac. Spec. - NOX Rate Summer v3.1, Unit 249 and retrofits | 391 | 7305 | Rate Constraint in lbs/MMBtu | FALSE | L | Annual | Rate | lb/MMBtu | 0.01496 | 0.01496 | 0.01496 | 0 | 0 | 0 | 0
IL Fac. Spec. - NOX Rate Summer v3.1, Unit 249 and retrofits | 391 | 7305 | Rate Constraint in lbs/MMBtu | FALSE | L | Annual | Generation | TWh | 0.0019524 | 0.0013547 | 0.0011954 | 0 | 0 | 0 | 0
IL Fac. Spec. - NOX Rate Summer v3.1, Unit 249 and retrofits | 391 | 7305 | Rate Constraint in lbs/MMBtu | FALSE | L | Annual | Qualifying Generation | TWh | 0.0019524 | 0.0013547 | 0.0011954 | 0 | 0 | 0 | 0
IL Fac. Spec. - NOX Rate Summer v3.1, Unit 249 and retrofits | 391 | 7305 | Rate Constraint in lbs/MMBtu | FALSE | L | Annual | Rate | lb/MWh | 0.16075 | 0.16075 | 0.16075 | 0 | 0 | 0 | 0
IL Fac. Spec. - NOX Rate Summer v3.1, Unit 249 and retrofits | 391 | 7305 | Rate Constraint in lbs/MMBtu | FALSE | L | Annual | Constraint Shadow Price | US2022$/Ton | 0 | 0 | 0 | 0 | 0 | 0 | 0
IL Fac. Spec. - NOX Rate Summer v3.1, Unit 250 and retrofits | 392 | 7305 | Rate Constraint in lbs/MMBtu | FALSE | L | Annual | Seasons Included | Seasons | Summer | Summer | Summer | Summer | Summer | Summer | Summer
IL Fac. Spec. - NOX Rate Summer v3.1, Unit 250 and retrofits | 392 | 7305 | Rate Constraint in lbs/MMBtu | FALSE | L | Annual | Standard NOX | lb/MMBtu | 0.25 | 0.25 | 0.25 | 0.25 | 0.25 | 0.25 | 0.25
IL Fac. Spec. - NOX Rate Summer v3.1, Unit 250 and retrofits | 392 | 7305 | Rate Constraint in lbs/MMBtu | FALSE | L | Annual | Emissions at Affected Plants NOX | Thousand Tons | 0.00014748 | 0.00010233 | 3.6118e-05 | 0 | 0 | 0 | 0
IL Fac. Spec. - NOX Rate Summer v3.1, Unit 250 and retrofits | 392 | 7305 | Rate Constraint in lbs/MMBtu | FALSE | L | Annual | Allowances Purchased NOX | Thousand Tons | 0 | 0 | 0 | 0 | 0 | 0 | 0
IL Fac. Spec. - NOX Rate Summer v3.1, Unit 250 and retrofits | 392 | 7305 | Rate Constraint in lbs/MMBtu | FALSE | L | Annual | Allowances Sold NOX | Thousand Tons | 0 | 0 | 0 | 0 | 0 | 0 | 0
IL Fac. Spec. - NOX Rate Summer v3.1, Unit 250 and retrofits | 392 | 7305 | Rate Constraint in lbs/MMBtu | FALSE | L | Annual | Allowances Banked | Thousand Tons | 0 | 0 | 0 | 0 | 0 | 0 | 0
IL Fac. Spec. - NOX Rate Summer v3.1, Unit 250 and retrofits | 392 | 7305 | Rate Constraint in lbs/MMBtu | FALSE | L | Annual | Allowances Withdrawn (1:1) | Thousand Tons | 0 | 0 | 0 | 0 | 0 | 0 | 0
IL Fac. Spec. - NOX Rate Summer v3.1, Unit 250 and retrofits | 392 | 7305 | Rate Constraint in lbs/MMBtu | FALSE | L | Annual | Allowances Withdrawn (1:n) | Thousand Tons | 0 | 0 | 0 | 0 | 0 | 0 | 0
IL Fac. Spec. - NOX Rate Summer v3.1, Unit 250 and retrofits | 392 | 7305 | Rate Constraint in lbs/MMBtu | FALSE | L | Annual | Total | Thousand Tons | 0.00014748 | 0.00010233 | 3.6118e-05 | 0 | 0 | 0 | 0
IL Fac. Spec. - NOX Rate Summer v3.1, Unit 250 and retrofits | 392 | 7305 | Rate Constraint in lbs/MMBtu | FALSE | L | Annual | Fuel Consumed | TBtu | 0.020979 | 0.014557 | 0.0051376 | 0 | 0 | 0 | 0
IL Fac. Spec. - NOX Rate Summer v3.1, Unit 250 and retrofits | 392 | 7305 | Rate Constraint in lbs/MMBtu | FALSE | L | Annual | Rate | lb/MMBtu | 0.01406 | 0.01406 | 0.01406 | 0 | 0 | 0 | 0
IL Fac. Spec. - NOX Rate Summer v3.1, Unit 250 and retrofits | 392 | 7305 | Rate Constraint in lbs/MMBtu | FALSE | L | Annual | Generation | TWh | 0.0019524 | 0.0013547 | 0.00047814 | 0 | 0 | 0 | 0
IL Fac. Spec. - NOX Rate Summer v3.1, Unit 250 and retrofits | 392 | 7305 | Rate Constraint in lbs/MMBtu | FALSE | L | Annual | Qualifying Generation | TWh | 0.0019524 | 0.0013547 | 0.00047814 | 0 | 0 | 0 | 0
IL Fac. Spec. - NOX Rate Summer v3.1, Unit 250 and retrofits | 392 | 7305 | Rate Constraint in lbs/MMBtu | FALSE | L | Annual | Rate | lb/MWh | 0.15107 | 0.15107 | 0.15107 | 0 | 0 | 0 | 0
IL Fac. Spec. - NOX Rate Summer v3.1, Unit 250 and retrofits | 392 | 7305 | Rate Constraint in lbs/MMBtu | FALSE | L | Annual | Constraint Shadow Price | US2022$/Ton | 0 | 0 | 0 | 0 | 0 | 0 | 0
IL Fac. Spec. - NOX Rate Summer v3.1, Unit 251 and retrofits | 393 | 7305 | Rate Constraint in lbs/MMBtu | FALSE | L | Annual | Seasons Included | Seasons | Summer | Summer | Summer | Summer | Summer | Summer | Summer
IL Fac. Spec. - NOX Rate Summer v3.1, Unit 251 and retrofits | 393 | 7305 | Rate Constraint in lbs/MMBtu | FALSE | L | Annual | Standard NOX | lb/MMBtu | 0.25 | 0.25 | 0.25 | 0.25 | 0.25 | 0.25 | 0.25
IL Fac. Spec. - NOX Rate Summer v3.1, Unit 251 and retrofits | 393 | 7305 | Rate Constraint in lbs/MMBtu | FALSE | L | Annual | Emissions at Affected Plants NOX | Thousand Tons | 0.00018902 | 0.00013116 | 0.00011573 | 0 | 0 | 0 | 0
IL Fac. Spec. - NOX Rate Summer v3.1, Unit 251 and retrofits | 393 | 7305 | Rate Constraint in lbs/MMBtu | FALSE | L | Annual | Allowances Purchased NOX | Thousand Tons | 0 | 0 | 0 | 0 | 0 | 0 | 0
IL Fac. Spec. - NOX Rate Summer v3.1, Unit 251 and retrofits | 393 | 7305 | Rate Constraint in lbs/MMBtu | FALSE | L | Annual | Allowances Sold NOX | Thousand Tons | 0 | 0 | 0 | 0 | 0 | 0 | 0
IL Fac. Spec. - NOX Rate Summer v3.1, Unit 251 and retrofits | 393 | 7305 | Rate Constraint in lbs/MMBtu | FALSE | L | Annual | Allowances Banked | Thousand Tons | 0 | 0 | 0 | 0 | 0 | 0 | 0
IL Fac. Spec. - NOX Rate Summer v3.1, Unit 251 and retrofits | 393 | 7305 | Rate Constraint in lbs/MMBtu | FALSE | L | Annual | Allowances Withdrawn (1:1) | Thousand Tons | 0 | 0 | 0 | 0 | 0 | 0 | 0
IL Fac. Spec. - NOX Rate Summer v3.1, Unit 251 and retrofits | 393 | 7305 | Rate Constraint in lbs/MMBtu | FALSE | L | Annual | Allowances Withdrawn (1:n) | Thousand Tons | 0 | 0 | 0 | 0 | 0 | 0 | 0
IL Fac. Spec. - NOX Rate Summer v3.1, Unit 251 and retrofits | 393 | 7305 | Rate Constraint in lbs/MMBtu | FALSE | L | Annual | Total | Thousand Tons | 0.00018902 | 0.00013116 | 0.00011573 | 0 | 0 | 0 | 0
IL Fac. Spec. - NOX Rate Summer v3.1, Unit 251 and retrofits | 393 | 7305 | Rate Constraint in lbs/MMBtu | FALSE | L | Annual | Fuel Consumed | TBtu | 0.020979 | 0.014557 | 0.012844 | 0 | 0 | 0 | 0
IL Fac. Spec. - NOX Rate Summer v3.1, Unit 251 and retrofits | 393 | 7305 | Rate Constraint in lbs/MMBtu | FALSE | L | Annual | Rate | lb/MMBtu | 0.01802 | 0.01802 | 0.01802 | 0 | 0 | 0 | 0
IL Fac. Spec. - NOX Rate Summer v3.1, Unit 251 and retrofits | 393 | 7305 | Rate Constraint in lbs/MMBtu | FALSE | L | Annual | Generation | TWh | 0.0019524 | 0.0013547 | 0.0011954 | 0 | 0 | 0 | 0
IL Fac. Spec. - NOX Rate Summer v3.1, Unit 251 and retrofits | 393 | 7305 | Rate Constraint in lbs/MMBtu | FALSE | L | Annual | Qualifying Generation | TWh | 0.0019524 | 0.0013547 | 0.0011954 | 0 | 0 | 0 | 0
IL Fac. Spec. - NOX Rate Summer v3.1, Unit 251 and retrofits | 393 | 7305 | Rate Constraint in lbs/MMBtu | FALSE | L | Annual | Rate | lb/MWh | 0.19362 | 0.19362 | 0.19362 | 0 | 0 | 0 | 0
IL Fac. Spec. - NOX Rate Summer v3.1, Unit 251 and retrofits | 393 | 7305 | Rate Constraint in lbs/MMBtu | FALSE | L | Annual | Constraint Shadow Price | US2022$/Ton | 0 | 0 | 0 | 0 | 0 | 0 | 0
IL Fac. Spec. - NOX Rate Summer v3.1, Unit 252 and retrofits | 394 | 7305 | Rate Constraint in lbs/MMBtu | FALSE | L | Annual | Seasons Included | Seasons | Summer | Summer | Summer | Summer | Summer | Summer | Summer
IL Fac. Spec. - NOX Rate Summer v3.1, Unit 252 and retrofits | 394 | 7305 | Rate Constraint in lbs/MMBtu | FALSE | L | Annual | Standard NOX | lb/MMBtu | 0.25 | 0.25 | 0.25 | 0.25 | 0.25 | 0.25 | 0.25
IL Fac. Spec. - NOX Rate Summer v3.1, Unit 252 and retrofits | 394 | 7305 | Rate Constraint in lbs/MMBtu | FALSE | L | Annual | Emissions at Affected Plants NOX | Thousand Tons | 0.00018535 | 0.00012861 | 0.00011089 | 0 | 0 | 0 | 0
IL Fac. Spec. - NOX Rate Summer v3.1, Unit 252 and retrofits | 394 | 7305 | Rate Constraint in lbs/MMBtu | FALSE | L | Annual | Allowances Purchased NOX | Thousand Tons | 0 | 0 | 0 | 0 | 0 | 0 | 0
IL Fac. Spec. - NOX Rate Summer v3.1, Unit 252 and retrofits | 394 | 7305 | Rate Constraint in lbs/MMBtu | FALSE | L | Annual | Allowances Sold NOX | Thousand Tons | 0 | 0 | 0 | 0 | 0 | 0 | 0
IL Fac. Spec. - NOX Rate Summer v3.1, Unit 252 and retrofits | 394 | 7305 | Rate Constraint in lbs/MMBtu | FALSE | L | Annual | Allowances Banked | Thousand Tons | 0 | 0 | 0 | 0 | 0 | 0 | 0
IL Fac. Spec. - NOX Rate Summer v3.1, Unit 252 and retrofits | 394 | 7305 | Rate Constraint in lbs/MMBtu | FALSE | L | Annual | Allowances Withdrawn (1:1) | Thousand Tons | 0 | 0 | 0 | 0 | 0 | 0 | 0
IL Fac. Spec. - NOX Rate Summer v3.1, Unit 252 and retrofits | 394 | 7305 | Rate Constraint in lbs/MMBtu | FALSE | L | Annual | Allowances Withdrawn (1:n) | Thousand Tons | 0 | 0 | 0 | 0 | 0 | 0 | 0
IL Fac. Spec. - NOX Rate Summer v3.1, Unit 252 and retrofits | 394 | 7305 | Rate Constraint in lbs/MMBtu | FALSE | L | Annual | Total | Thousand Tons | 0.00018535 | 0.00012861 | 0.00011089 | 0 | 0 | 0 | 0
IL Fac. Spec. - NOX Rate Summer v3.1, Unit 252 and retrofits | 394 | 7305 | Rate Constraint in lbs/MMBtu | FALSE | L | Annual | Fuel Consumed | TBtu | 0.020979 | 0.014557 | 0.012552 | 0 | 0 | 0 | 0
IL Fac. Spec. - NOX Rate Summer v3.1, Unit 252 and retrofits | 394 | 7305 | Rate Constraint in lbs/MMBtu | FALSE | L | Annual | Rate | lb/MMBtu | 0.01767 | 0.01767 | 0.01767 | 0 | 0 | 0 | 0
IL Fac. Spec. - NOX Rate Summer v3.1, Unit 252 and retrofits | 394 | 7305 | Rate Constraint in lbs/MMBtu | FALSE | L | Annual | Generation | TWh | 0.0019524 | 0.0013547 | 0.0011681 | 0 | 0 | 0 | 0
IL Fac. Spec. - NOX Rate Summer v3.1, Unit 252 and retrofits | 394 | 7305 | Rate Constraint in lbs/MMBtu | FALSE | L | Annual | Qualifying Generation | TWh | 0.0019524 | 0.0013547 | 0.0011681 | 0 | 0 | 0 | 0
IL Fac. Spec. - NOX Rate Summer v3.1, Unit 252 and retrofits | 394 | 7305 | Rate Constraint in lbs/MMBtu | FALSE | L | Annual | Rate | lb/MWh | 0.18986 | 0.18986 | 0.18986 | 0 | 0 | 0 | 0
IL Fac. Spec. - NOX Rate Summer v3.1, Unit 252 and retrofits | 394 | 7305 | Rate Constraint in lbs/MMBtu | FALSE | L | Annual | Constraint Shadow Price | US2022$/Ton | 0 | 0 | 0 | 0 | 0 | 0 | 0
IL Fac. Spec. - NOX Rate Summer v3.1, Unit 253 and retrofits | 395 | 7305 | Rate Constraint in lbs/MMBtu | FALSE | L | Annual | Seasons Included | Seasons | Summer | Summer | Summer | Summer | Summer | Summer | Summer
IL Fac. Spec. - NOX Rate Summer v3.1, Unit 253 and retrofits | 395 | 7305 | Rate Constraint in lbs/MMBtu | FALSE | L | Annual | Standard NOX | lb/MMBtu | 0.25 | 0.25 | 0.25 | 0.25 | 0.25 | 0.25 | 0.25
IL Fac. Spec. - NOX Rate Summer v3.1, Unit 253 and retrofits | 395 | 7305 | Rate Constraint in lbs/MMBtu | FALSE | L | Annual | Emissions at Affected Plants NOX | Thousand Tons | 0.00015482 | 0.00010743 | 9.479e-05 | 0 | 0 | 0 | 0
IL Fac. Spec. - NOX Rate Summer v3.1, Unit 253 and retrofits | 395 | 7305 | Rate Constraint in lbs/MMBtu | FALSE | L | Annual | Allowances Purchased NOX | Thousand Tons | 0 | 0 | 0 | 0 | 0 | 0 | 0
IL Fac. Spec. - NOX Rate Summer v3.1, Unit 253 and retrofits | 395 | 7305 | Rate Constraint in lbs/MMBtu | FALSE | L | Annual | Allowances Sold NOX | Thousand Tons | 0 | 0 | 0 | 0 | 0 | 0 | 0
IL Fac. Spec. - NOX Rate Summer v3.1, Unit 253 and retrofits | 395 | 7305 | Rate Constraint in lbs/MMBtu | FALSE | L | Annual | Allowances Banked | Thousand Tons | 0 | 0 | 0 | 0 | 0 | 0 | 0
IL Fac. Spec. - NOX Rate Summer v3.1, Unit 253 and retrofits | 395 | 7305 | Rate Constraint in lbs/MMBtu | FALSE | L | Annual | Allowances Withdrawn (1:1) | Thousand Tons | 0 | 0 | 0 | 0 | 0 | 0 | 0
IL Fac. Spec. - NOX Rate Summer v3.1, Unit 253 and retrofits | 395 | 7305 | Rate Constraint in lbs/MMBtu | FALSE | L | Annual | Allowances Withdrawn (1:n) | Thousand Tons | 0 | 0 | 0 | 0 | 0 | 0 | 0
IL Fac. Spec. - NOX Rate Summer v3.1, Unit 253 and retrofits | 395 | 7305 | Rate Constraint in lbs/MMBtu | FALSE | L | Annual | Total | Thousand Tons | 0.00015482 | 0.00010743 | 9.479e-05 | 0 | 0 | 0 | 0
IL Fac. Spec. - NOX Rate Summer v3.1, Unit 253 and retrofits | 395 | 7305 | Rate Constraint in lbs/MMBtu | FALSE | L | Annual | Fuel Consumed | TBtu | 0.020979 | 0.014557 | 0.012844 | 0 | 0 | 0 | 0
IL Fac. Spec. - NOX Rate Summer v3.1, Unit 253 and retrofits | 395 | 7305 | Rate Constraint in lbs/MMBtu | FALSE | L | Annual | Rate | lb/MMBtu | 0.01476 | 0.01476 | 0.01476 | 0 | 0 | 0 | 0
IL Fac. Spec. - NOX Rate Summer v3.1, Unit 253 and retrofits | 395 | 7305 | Rate Constraint in lbs/MMBtu | FALSE | L | Annual | Generation | TWh | 0.0019524 | 0.0013547 | 0.0011954 | 0 | 0 | 0 | 0
IL Fac. Spec. - NOX Rate Summer v3.1, Unit 253 and retrofits | 395 | 7305 | Rate Constraint in lbs/MMBtu | FALSE | L | Annual | Qualifying Generation | TWh | 0.0019524 | 0.0013547 | 0.0011954 | 0 | 0 | 0 | 0
IL Fac. Spec. - NOX Rate Summer v3.1, Unit 253 and retrofits | 395 | 7305 | Rate Constraint in lbs/MMBtu | FALSE | L | Annual | Rate | lb/MWh | 0.1586 | 0.1586 | 0.1586 | 0 | 0 | 0 | 0
IL Fac. Spec. - NOX Rate Summer v3.1, Unit 253 and retrofits | 395 | 7305 | Rate Constraint in lbs/MMBtu | FALSE | L | Annual | Constraint Shadow Price | US2022$/Ton | 0 | 0 | 0 | 0 | 0 | 0 | 0
IL Fac. Spec. - NOX Rate Summer v3.1, Unit 254 and retrofits | 396 | 7305 | Rate Constraint in lbs/MMBtu | FALSE | L | Annual | Seasons Included | Seasons | Summer | Summer | Summer | Summer | Summer | Summer | Summer
IL Fac. Spec. - NOX Rate Summer v3.1, Unit 254 and retrofits | 396 | 7305 | Rate Constraint in lbs/MMBtu | FALSE | L | Annual | Standard NOX | lb/MMBtu | 0.25 | 0.25 | 0.25 | 0.25 | 0.25 | 0.25 | 0.25
IL Fac. Spec. - NOX Rate Summer v3.1, Unit 254 and retrofits | 396 | 7305 | Rate Constraint in lbs/MMBtu | FALSE | L | Annual | Emissions at Affected Plants NOX | Thousand Tons | 0.00014601 | 0.00010131 | 8.9395e-05 | 0 | 0 | 0 | 0
IL Fac. Spec. - NOX Rate Summer v3.1, Unit 254 and retrofits | 396 | 7305 | Rate Constraint in lbs/MMBtu | FALSE | L | Annual | Allowances Purchased NOX | Thousand Tons | 0 | 0 | 0 | 0 | 0 | 0 | 0
IL Fac. Spec. - NOX Rate Summer v3.1, Unit 254 and retrofits | 396 | 7305 | Rate Constraint in lbs/MMBtu | FALSE | L | Annual | Allowances Sold NOX | Thousand Tons | 0 | 0 | 0 | 0 | 0 | 0 | 0
IL Fac. Spec. - NOX Rate Summer v3.1, Unit 254 and retrofits | 396 | 7305 | Rate Constraint in lbs/MMBtu | FALSE | L | Annual | Allowances Banked | Thousand Tons | 0 | 0 | 0 | 0 | 0 | 0 | 0
IL Fac. Spec. - NOX Rate Summer v3.1, Unit 254 and retrofits | 396 | 7305 | Rate Constraint in lbs/MMBtu | FALSE | L | Annual | Allowances Withdrawn (1:1) | Thousand Tons | 0 | 0 | 0 | 0 | 0 | 0 | 0
IL Fac. Spec. - NOX Rate Summer v3.1, Unit 254 and retrofits | 396 | 7305 | Rate Constraint in lbs/MMBtu | FALSE | L | Annual | Allowances Withdrawn (1:n) | Thousand Tons | 0 | 0 | 0 | 0 | 0 | 0 | 0
IL Fac. Spec. - NOX Rate Summer v3.1, Unit 254 and retrofits | 396 | 7305 | Rate Constraint in lbs/MMBtu | FALSE | L | Annual | Total | Thousand Tons | 0.00014601 | 0.00010131 | 8.9395e-05 | 0 | 0 | 0 | 0
IL Fac. Spec. - NOX Rate Summer v3.1, Unit 254 and retrofits | 396 | 7305 | Rate Constraint in lbs/MMBtu | FALSE | L | Annual | Fuel Consumed | TBtu | 0.020979 | 0.014557 | 0.012844 | 0 | 0 | 0 | 0
IL Fac. Spec. - NOX Rate Summer v3.1, Unit 254 and retrofits | 396 | 7305 | Rate Constraint in lbs/MMBtu | FALSE | L | Annual | Rate | lb/MMBtu | 0.01392 | 0.01392 | 0.01392 | 0 | 0 | 0 | 0
IL Fac. Spec. - NOX Rate Summer v3.1, Unit 254 and retrofits | 396 | 7305 | Rate Constraint in lbs/MMBtu | FALSE | L | Annual | Generation | TWh | 0.0019524 | 0.0013547 | 0.0011954 | 0 | 0 | 0 | 0
IL Fac. Spec. - NOX Rate Summer v3.1, Unit 254 and retrofits | 396 | 7305 | Rate Constraint in lbs/MMBtu | FALSE | L | Annual | Qualifying Generation | TWh | 0.0019524 | 0.0013547 | 0.0011954 | 0 | 0 | 0 | 0
IL Fac. Spec. - NOX Rate Summer v3.1, Unit 254 and retrofits | 396 | 7305 | Rate Constraint in lbs/MMBtu | FALSE | L | Annual | Rate | lb/MWh | 0.14957 | 0.14957 | 0.14957 | 0 | 0 | 0 | 0
IL Fac. Spec. - NOX Rate Summer v3.1, Unit 254 and retrofits | 396 | 7305 | Rate Constraint in lbs/MMBtu | FALSE | L | Annual | Constraint Shadow Price | US2022$/Ton | 0 | 0 | 0 | 0 | 0 | 0 | 0
IL Fac. Spec. - NOX Rate Summer v3.1, Unit 255 and retrofits | 397 | 7305 | Rate Constraint in lbs/MMBtu | FALSE | L | Annual | Seasons Included | Seasons | Summer | Summer | Summer | Summer | Summer | Summer | Summer
IL Fac. Spec. - NOX Rate Summer v3.1, Unit 255 and retrofits | 397 | 7305 | Rate Constraint in lbs/MMBtu | FALSE | L | Annual | Standard NOX | lb/MMBtu | 0.25 | 0.25 | 0.25 | 0.25 | 0.25 | 0.25 | 0.25
IL Fac. Spec. - NOX Rate Summer v3.1, Unit 255 and retrofits | 397 | 7305 | Rate Constraint in lbs/MMBtu | FALSE | L | Annual | Emissions at Affected Plants NOX | Thousand Tons | 0.00018283 | 0.00012686 | 0.00011194 | 0 | 0 | 0 | 0
IL Fac. Spec. - NOX Rate Summer v3.1, Unit 255 and retrofits | 397 | 7305 | Rate Constraint in lbs/MMBtu | FALSE | L | Annual | Allowances Purchased NOX | Thousand Tons | 0 | 0 | 0 | 0 | 0 | 0 | 0
IL Fac. Spec. - NOX Rate Summer v3.1, Unit 255 and retrofits | 397 | 7305 | Rate Constraint in lbs/MMBtu | FALSE | L | Annual | Allowances Sold NOX | Thousand Tons | 0 | 0 | 0 | 0 | 0 | 0 | 0
IL Fac. Spec. - NOX Rate Summer v3.1, Unit 255 and retrofits | 397 | 7305 | Rate Constraint in lbs/MMBtu | FALSE | L | Annual | Allowances Banked | Thousand Tons | 0 | 0 | 0 | 0 | 0 | 0 | 0
IL Fac. Spec. - NOX Rate Summer v3.1, Unit 255 and retrofits | 397 | 7305 | Rate Constraint in lbs/MMBtu | FALSE | L | Annual | Allowances Withdrawn (1:1) | Thousand Tons | 0 | 0 | 0 | 0 | 0 | 0 | 0
IL Fac. Spec. - NOX Rate Summer v3.1, Unit 255 and retrofits | 397 | 7305 | Rate Constraint in lbs/MMBtu | FALSE | L | Annual | Allowances Withdrawn (1:n) | Thousand Tons | 0 | 0 | 0 | 0 | 0 | 0 | 0
IL Fac. Spec. - NOX Rate Summer v3.1, Unit 255 and retrofits | 397 | 7305 | Rate Constraint in lbs/MMBtu | FALSE | L | Annual | Total | Thousand Tons | 0.00018283 | 0.00012686 | 0.00011194 | 0 | 0 | 0 | 0
IL Fac. Spec. - NOX Rate Summer v3.1, Unit 255 and retrofits | 397 | 7305 | Rate Constraint in lbs/MMBtu | FALSE | L | Annual | Fuel Consumed | TBtu | 0.020979 | 0.014557 | 0.012844 | 0 | 0 | 0 | 0
IL Fac. Spec. - NOX Rate Summer v3.1, Unit 255 and retrofits | 397 | 7305 | Rate Constraint in lbs/MMBtu | FALSE | L | Annual | Rate | lb/MMBtu | 0.01743 | 0.01743 | 0.01743 | 0 | 0 | 0 | 0
IL Fac. Spec. - NOX Rate Summer v3.1, Unit 255 and retrofits | 397 | 7305 | Rate Constraint in lbs/MMBtu | FALSE | L | Annual | Generation | TWh | 0.0019524 | 0.0013547 | 0.0011954 | 0 | 0 | 0 | 0
IL Fac. Spec. - NOX Rate Summer v3.1, Unit 255 and retrofits | 397 | 7305 | Rate Constraint in lbs/MMBtu | FALSE | L | Annual | Qualifying Generation | TWh | 0.0019524 | 0.0013547 | 0.0011954 | 0 | 0 | 0 | 0
IL Fac. Spec. - NOX Rate Summer v3.1, Unit 255 and retrofits | 397 | 7305 | Rate Constraint in lbs/MMBtu | FALSE | L | Annual | Rate | lb/MWh | 0.18729 | 0.18729 | 0.18729 | 0 | 0 | 0 | 0
IL Fac. Spec. - NOX Rate Summer v3.1, Unit 255 and retrofits | 397 | 7305 | Rate Constraint in lbs/MMBtu | FALSE | L | Annual | Constraint Shadow Price | US2022$/Ton | 0 | 0 | 0 | 0 | 0 | 0 | 0
IL Fac. Spec. - NOX Rate Summer v3.1, Unit 256 and retrofits | 398 | 7305 | Rate Constraint in lbs/MMBtu | FALSE | L | Annual | Seasons Included | Seasons | Summer | Summer | Summer | Summer | Summer | Summer | Summer
IL Fac. Spec. - NOX Rate Summer v3.1, Unit 256 and retrofits | 398 | 7305 | Rate Constraint in lbs/MMBtu | FALSE | L | Annual | Standard NOX | lb/MMBtu | 0.25 | 0.25 | 0.25 | 0.25 | 0.25 | 0.25 | 0.25
IL Fac. Spec. - NOX Rate Summer v3.1, Unit 256 and retrofits | 398 | 7305 | Rate Constraint in lbs/MMBtu | FALSE | L | Annual | Emissions at Affected Plants NOX | Thousand Tons | 0.00022898 | 0.00015889 | 5.6077e-05 | 0 | 0 | 0 | 0
IL Fac. Spec. - NOX Rate Summer v3.1, Unit 256 and retrofits | 398 | 7305 | Rate Constraint in lbs/MMBtu | FALSE | L | Annual | Allowances Purchased NOX | Thousand Tons | 0 | 0 | 0 | 0 | 0 | 0 | 0
IL Fac. Spec. - NOX Rate Summer v3.1, Unit 256 and retrofits | 398 | 7305 | Rate Constraint in lbs/MMBtu | FALSE | L | Annual | Allowances Sold NOX | Thousand Tons | 0 | 0 | 0 | 0 | 0 | 0 | 0
IL Fac. Spec. - NOX Rate Summer v3.1, Unit 256 and retrofits | 398 | 7305 | Rate Constraint in lbs/MMBtu | FALSE | L | Annual | Allowances Banked | Thousand Tons | 0 | 0 | 0 | 0 | 0 | 0 | 0
IL Fac. Spec. - NOX Rate Summer v3.1, Unit 256 and retrofits | 398 | 7305 | Rate Constraint in lbs/MMBtu | FALSE | L | Annual | Allowances Withdrawn (1:1) | Thousand Tons | 0 | 0 | 0 | 0 | 0 | 0 | 0
IL Fac. Spec. - NOX Rate Summer v3.1, Unit 256 and retrofits | 398 | 7305 | Rate Constraint in lbs/MMBtu | FALSE | L | Annual | Allowances Withdrawn (1:n) | Thousand Tons | 0 | 0 | 0 | 0 | 0 | 0 | 0
IL Fac. Spec. - NOX Rate Summer v3.1, Unit 256 and retrofits | 398 | 7305 | Rate Constraint in lbs/MMBtu | FALSE | L | Annual | Total | Thousand Tons | 0.00022898 | 0.00015889 | 5.6077e-05 | 0 | 0 | 0 | 0
IL Fac. Spec. - NOX Rate Summer v3.1, Unit 256 and retrofits | 398 | 7305 | Rate Constraint in lbs/MMBtu | FALSE | L | Annual | Fuel Consumed | TBtu | 0.020979 | 0.014557 | 0.0051376 | 0 | 0 | 0 | 0
IL Fac. Spec. - NOX Rate Summer v3.1, Unit 256 and retrofits | 398 | 7305 | Rate Constraint in lbs/MMBtu | FALSE | L | Annual | Rate | lb/MMBtu | 0.02183 | 0.02183 | 0.02183 | 0 | 0 | 0 | 0
IL Fac. Spec. - NOX Rate Summer v3.1, Unit 256 and retrofits | 398 | 7305 | Rate Constraint in lbs/MMBtu | FALSE | L | Annual | Generation | TWh | 0.0019524 | 0.0013547 | 0.00047814 | 0 | 0 | 0 | 0
IL Fac. Spec. - NOX Rate Summer v3.1, Unit 256 and retrofits | 398 | 7305 | Rate Constraint in lbs/MMBtu | FALSE | L | Annual | Qualifying Generation | TWh | 0.0019524 | 0.0013547 | 0.00047814 | 0 | 0 | 0 | 0
IL Fac. Spec. - NOX Rate Summer v3.1, Unit 256 and retrofits | 398 | 7305 | Rate Constraint in lbs/MMBtu | FALSE | L | Annual | Rate | lb/MWh | 0.23456 | 0.23456 | 0.23456 | 0 | 0 | 0 | 0
IL Fac. Spec. - NOX Rate Summer v3.1, Unit 256 and retrofits | 398 | 7305 | Rate Constraint in lbs/MMBtu | FALSE | L | Annual | Constraint Shadow Price | US2022$/Ton | 0 | 0 | 0 | 0 | 0 | 0 | 0
IL Fac. Spec. - NOX Rate Summer v3.1, Unit 257 and retrofits | 399 | 7305 | Rate Constraint in lbs/MMBtu | FALSE | L | Annual | Seasons Included | Seasons | Summer | Summer | Summer | Summer | Summer | Summer | Summer
IL Fac. Spec. - NOX Rate Summer v3.1, Unit 257 and retrofits | 399 | 7305 | Rate Constraint in lbs/MMBtu | FALSE | L | Annual | Standard NOX | lb/MMBtu | 0.25 | 0.25 | 0.25 | 0.25 | 0.25 | 0.25 | 0.25
IL Fac. Spec. - NOX Rate Summer v3.1, Unit 257 and retrofits | 399 | 7305 | Rate Constraint in lbs/MMBtu | FALSE | L | Annual | Emissions at Affected Plants NOX | Thousand Tons | 0.00022154 | 0.00015372 | 5.4254e-05 | 0 | 0 | 0 | 0
IL Fac. Spec. - NOX Rate Summer v3.1, Unit 257 and retrofits | 399 | 7305 | Rate Constraint in lbs/MMBtu | FALSE | L | Annual | Allowances Purchased NOX | Thousand Tons | 0 | 0 | 0 | 0 | 0 | 0 | 0
IL Fac. Spec. - NOX Rate Summer v3.1, Unit 257 and retrofits | 399 | 7305 | Rate Constraint in lbs/MMBtu | FALSE | L | Annual | Allowances Sold NOX | Thousand Tons | 0 | 0 | 0 | 0 | 0 | 0 | 0
IL Fac. Spec. - NOX Rate Summer v3.1, Unit 257 and retrofits | 399 | 7305 | Rate Constraint in lbs/MMBtu | FALSE | L | Annual | Allowances Banked | Thousand Tons | 0 | 0 | 0 | 0 | 0 | 0 | 0
IL Fac. Spec. - NOX Rate Summer v3.1, Unit 257 and retrofits | 399 | 7305 | Rate Constraint in lbs/MMBtu | FALSE | L | Annual | Allowances Withdrawn (1:1) | Thousand Tons | 0 | 0 | 0 | 0 | 0 | 0 | 0
IL Fac. Spec. - NOX Rate Summer v3.1, Unit 257 and retrofits | 399 | 7305 | Rate Constraint in lbs/MMBtu | FALSE | L | Annual | Allowances Withdrawn (1:n) | Thousand Tons | 0 | 0 | 0 | 0 | 0 | 0 | 0
IL Fac. Spec. - NOX Rate Summer v3.1, Unit 257 and retrofits | 399 | 7305 | Rate Constraint in lbs/MMBtu | FALSE | L | Annual | Total | Thousand Tons | 0.00022154 | 0.00015372 | 5.4254e-05 | 0 | 0 | 0 | 0
IL Fac. Spec. - NOX Rate Summer v3.1, Unit 257 and retrofits | 399 | 7305 | Rate Constraint in lbs/MMBtu | FALSE | L | Annual | Fuel Consumed | TBtu | 0.020979 | 0.014557 | 0.0051376 | 0 | 0 | 0 | 0
IL Fac. Spec. - NOX Rate Summer v3.1, Unit 257 and retrofits | 399 | 7305 | Rate Constraint in lbs/MMBtu | FALSE | L | Annual | Rate | lb/MMBtu | 0.02112 | 0.02112 | 0.02112 | 0 | 0 | 0 | 0
IL Fac. Spec. - NOX Rate Summer v3.1, Unit 257 and retrofits | 399 | 7305 | Rate Constraint in lbs/MMBtu | FALSE | L | Annual | Generation | TWh | 0.0019524 | 0.0013547 | 0.00047814 | 0 | 0 | 0 | 0
IL Fac. Spec. - NOX Rate Summer v3.1, Unit 257 and retrofits | 399 | 7305 | Rate Constraint in lbs/MMBtu | FALSE | L | Annual | Qualifying Generation | TWh | 0.0019524 | 0.0013547 | 0.00047814 | 0 | 0 | 0 | 0
IL Fac. Spec. - NOX Rate Summer v3.1, Unit 257 and retrofits | 399 | 7305 | Rate Constraint in lbs/MMBtu | FALSE | L | Annual | Rate | lb/MWh | 0.22693 | 0.22693 | 0.22693 | 0 | 0 | 0 | 0
IL Fac. Spec. - NOX Rate Summer v3.1, Unit 257 and retrofits | 399 | 7305 | Rate Constraint in lbs/MMBtu | FALSE | L | Annual | Constraint Shadow Price | US2022$/Ton | 0 | 0 | 0 | 0 | 0 | 0 | 0
IL Fac. Spec. - NOX Rate Summer v3.1, Unit 258 and retrofits | 400 | 7305 | Rate Constraint in lbs/MMBtu | FALSE | L | Annual | Seasons Included | Seasons | Summer | Summer | Summer | Summer | Summer | Summer | Summer
IL Fac. Spec. - NOX Rate Summer v3.1, Unit 258 and retrofits | 400 | 7305 | Rate Constraint in lbs/MMBtu | FALSE | L | Annual | Standard NOX | lb/MMBtu | 0.25 | 0.25 | 0.25 | 0.25 | 0.25 | 0.25 | 0.25
IL Fac. Spec. - NOX Rate Summer v3.1, Unit 258 and retrofits | 400 | 7305 | Rate Constraint in lbs/MMBtu | FALSE | L | Annual | Emissions at Affected Plants NOX | Thousand Tons | 0.00018073 | 0.00012541 | 0.00011065 | 0 | 0 | 0 | 0
IL Fac. Spec. - NOX Rate Summer v3.1, Unit 258 and retrofits | 400 | 7305 | Rate Constraint in lbs/MMBtu | FALSE | L | Annual | Allowances Purchased NOX | Thousand Tons | 0 | 0 | 0 | 0 | 0 | 0 | 0
IL Fac. Spec. - NOX Rate Summer v3.1, Unit 258 and retrofits | 400 | 7305 | Rate Constraint in lbs/MMBtu | FALSE | L | Annual | Allowances Sold NOX | Thousand Tons | 0 | 0 | 0 | 0 | 0 | 0 | 0
IL Fac. Spec. - NOX Rate Summer v3.1, Unit 258 and retrofits | 400 | 7305 | Rate Constraint in lbs/MMBtu | FALSE | L | Annual | Allowances Banked | Thousand Tons | 0 | 0 | 0 | 0 | 0 | 0 | 0
IL Fac. Spec. - NOX Rate Summer v3.1, Unit 258 and retrofits | 400 | 7305 | Rate Constraint in lbs/MMBtu | FALSE | L | Annual | Allowances Withdrawn (1:1) | Thousand Tons | 0 | 0 | 0 | 0 | 0 | 0 | 0
IL Fac. Spec. - NOX Rate Summer v3.1, Unit 258 and retrofits | 400 | 7305 | Rate Constraint in lbs/MMBtu | FALSE | L | Annual | Allowances Withdrawn (1:n) | Thousand Tons | 0 | 0 | 0 | 0 | 0 | 0 | 0
IL Fac. Spec. - NOX Rate Summer v3.1, Unit 258 and retrofits | 400 | 7305 | Rate Constraint in lbs/MMBtu | FALSE | L | Annual | Total | Thousand Tons | 0.00018073 | 0.00012541 | 0.00011065 | 0 | 0 | 0 | 0
IL Fac. Spec. - NOX Rate Summer v3.1, Unit 258 and retrofits | 400 | 7305 | Rate Constraint in lbs/MMBtu | FALSE | L | Annual | Fuel Consumed | TBtu | 0.020979 | 0.014557 | 0.012844 | 0 | 0 | 0 | 0
IL Fac. Spec. - NOX Rate Summer v3.1, Unit 258 and retrofits | 400 | 7305 | Rate Constraint in lbs/MMBtu | FALSE | L | Annual | Rate | lb/MMBtu | 0.01723 | 0.01723 | 0.01723 | 0 | 0 | 0 | 0
IL Fac. Spec. - NOX Rate Summer v3.1, Unit 258 and retrofits | 400 | 7305 | Rate Constraint in lbs/MMBtu | FALSE | L | Annual | Generation | TWh | 0.0019524 | 0.0013547 | 0.0011954 | 0 | 0 | 0 | 0
IL Fac. Spec. - NOX Rate Summer v3.1, Unit 258 and retrofits | 400 | 7305 | Rate Constraint in lbs/MMBtu | FALSE | L | Annual | Qualifying Generation | TWh | 0.0019524 | 0.0013547 | 0.0011954 | 0 | 0 | 0 | 0
IL Fac. Spec. - NOX Rate Summer v3.1, Unit 258 and retrofits | 400 | 7305 | Rate Constraint in lbs/MMBtu | FALSE | L | Annual | Rate | lb/MWh | 0.18514 | 0.18514 | 0.18514 | 0 | 0 | 0 | 0
IL Fac. Spec. - NOX Rate Summer v3.1, Unit 258 and retrofits | 400 | 7305 | Rate Constraint in lbs/MMBtu | FALSE | L | Annual | Constraint Shadow Price | US2022$/Ton | 0 | 0 | 0 | 0 | 0 | 0 | 0
IL Fac. Spec. - NOX Rate Summer v3.1, Unit 261 and retrofits | 401 | 7305 | Rate Constraint in lbs/MMBtu | FALSE | L | Annual | Seasons Included | Seasons | Summer | Summer | Summer | Summer | Summer | Summer | Summer
IL Fac. Spec. - NOX Rate Summer v3.1, Unit 261 and retrofits | 401 | 7305 | Rate Constraint in lbs/MMBtu | FALSE | L | Annual | Standard NOX | lb/MMBtu | 0.25 | 0.25 | 0.25 | 0.25 | 0.25 | 0.25 | 0.25
IL Fac. Spec. - NOX Rate Summer v3.1, Unit 261 and retrofits | 401 | 7305 | Rate Constraint in lbs/MMBtu | FALSE | L | Annual | Emissions at Affected Plants NOX | Thousand Tons | 0.00016421 | 0 | 0 | 0 | 0 | 0 | 0
IL Fac. Spec. - NOX Rate Summer v3.1, Unit 261 and retrofits | 401 | 7305 | Rate Constraint in lbs/MMBtu | FALSE | L | Annual | Allowances Purchased NOX | Thousand Tons | 0 | 0 | 0 | 0 | 0 | 0 | 0
IL Fac. Spec. - NOX Rate Summer v3.1, Unit 261 and retrofits | 401 | 7305 | Rate Constraint in lbs/MMBtu | FALSE | L | Annual | Allowances Sold NOX | Thousand Tons | 0 | 0 | 0 | 0 | 0 | 0 | 0
IL Fac. Spec. - NOX Rate Summer v3.1, Unit 261 and retrofits | 401 | 7305 | Rate Constraint in lbs/MMBtu | FALSE | L | Annual | Allowances Banked | Thousand Tons | 0 | 0 | 0 | 0 | 0 | 0 | 0
IL Fac. Spec. - NOX Rate Summer v3.1, Unit 261 and retrofits | 401 | 7305 | Rate Constraint in lbs/MMBtu | FALSE | L | Annual | Allowances Withdrawn (1:1) | Thousand Tons | 0 | 0 | 0 | 0 | 0 | 0 | 0
IL Fac. Spec. - NOX Rate Summer v3.1, Unit 261 and retrofits | 401 | 7305 | Rate Constraint in lbs/MMBtu | FALSE | L | Annual | Allowances Withdrawn (1:n) | Thousand Tons | 0 | 0 | 0 | 0 | 0 | 0 | 0
IL Fac. Spec. - NOX Rate Summer v3.1, Unit 261 and retrofits | 401 | 7305 | Rate Constraint in lbs/MMBtu | FALSE | L | Annual | Total | Thousand Tons | 0.00016421 | 0 | 0 | 0 | 0 | 0 | 0
IL Fac. Spec. - NOX Rate Summer v3.1, Unit 261 and retrofits | 401 | 7305 | Rate Constraint in lbs/MMBtu | FALSE | L | Annual | Fuel Consumed | TBtu | 0.0045444 | 0 | 0 | 0 | 0 | 0 | 0
IL Fac. Spec. - NOX Rate Summer v3.1, Unit 261 and retrofits | 401 | 7305 | Rate Constraint in lbs/MMBtu | FALSE | L | Annual | Rate | lb/MMBtu | 0.07227 | 0 | 0 | 0 | 0 | 0 | 0
IL Fac. Spec. - NOX Rate Summer v3.1, Unit 261 and retrofits | 401 | 7305 | Rate Constraint in lbs/MMBtu | FALSE | L | Annual | Generation | TWh | 0.00037588 | 0 | 0 | 0 | 0 | 0 | 0
IL Fac. Spec. - NOX Rate Summer v3.1, Unit 261 and retrofits | 401 | 7305 | Rate Constraint in lbs/MMBtu | FALSE | L | Annual | Qualifying Generation | TWh | 0.00037588 | 0 | 0 | 0 | 0 | 0 | 0
IL Fac. Spec. - NOX Rate Summer v3.1, Unit 261 and retrofits | 401 | 7305 | Rate Constraint in lbs/MMBtu | FALSE | L | Annual | Rate | lb/MWh | 0.87374 | 0 | 0 | 0 | 0 | 0 | 0
IL Fac. Spec. - NOX Rate Summer v3.1, Unit 261 and retrofits | 401 | 7305 | Rate Constraint in lbs/MMBtu | FALSE | L | Annual | Constraint Shadow Price | US2022$/Ton | 0 | 0 | 0 | 0 | 0 | 0 | 0
IL Fac. Spec. - NOX Rate Summer v3.1, Unit 262 and retrofits | 402 | 7305 | Rate Constraint in lbs/MMBtu | FALSE | L | Annual | Seasons Included | Seasons | Summer | Summer | Summer | Summer | Summer | Summer | Summer
IL Fac. Spec. - NOX Rate Summer v3.1, Unit 262 and retrofits | 402 | 7305 | Rate Constraint in lbs/MMBtu | FALSE | L | Annual | Standard NOX | lb/MMBtu | 0.25 | 0.25 | 0.25 | 0.25 | 0.25 | 0.25 | 0.25
IL Fac. Spec. - NOX Rate Summer v3.1, Unit 262 and retrofits | 402 | 7305 | Rate Constraint in lbs/MMBtu | FALSE | L | Annual | Emissions at Affected Plants NOX | Thousand Tons | 0.0002148 | 0 | 0 | 0 | 0 | 0 | 0
IL Fac. Spec. - NOX Rate Summer v3.1, Unit 262 and retrofits | 402 | 7305 | Rate Constraint in lbs/MMBtu | FALSE | L | Annual | Allowances Purchased NOX | Thousand Tons | 0 | 0 | 0 | 0 | 0 | 0 | 0
IL Fac. Spec. - NOX Rate Summer v3.1, Unit 262 and retrofits | 402 | 7305 | Rate Constraint in lbs/MMBtu | FALSE | L | Annual | Allowances Sold NOX | Thousand Tons | 0 | 0 | 0 | 0 | 0 | 0 | 0
IL Fac. Spec. - NOX Rate Summer v3.1, Unit 262 and retrofits | 402 | 7305 | Rate Constraint in lbs/MMBtu | FALSE | L | Annual | Allowances Banked | Thousand Tons | 0 | 0 | 0 | 0 | 0 | 0 | 0
IL Fac. Spec. - NOX Rate Summer v3.1, Unit 262 and retrofits | 402 | 7305 | Rate Constraint in lbs/MMBtu | FALSE | L | Annual | Allowances Withdrawn (1:1) | Thousand Tons | 0 | 0 | 0 | 0 | 0 | 0 | 0
IL Fac. Spec. - NOX Rate Summer v3.1, Unit 262 and retrofits | 402 | 7305 | Rate Constraint in lbs/MMBtu | FALSE | L | Annual | Allowances Withdrawn (1:n) | Thousand Tons | 0 | 0 | 0 | 0 | 0 | 0 | 0
IL Fac. Spec. - NOX Rate Summer v3.1, Unit 262 and retrofits | 402 | 7305 | Rate Constraint in lbs/MMBtu | FALSE | L | Annual | Total | Thousand Tons | 0.0002148 | 0 | 0 | 0 | 0 | 0 | 0
IL Fac. Spec. - NOX Rate Summer v3.1, Unit 262 and retrofits | 402 | 7305 | Rate Constraint in lbs/MMBtu | FALSE | L | Annual | Fuel Consumed | TBtu | 0.0043917 | 0 | 0 | 0 | 0 | 0 | 0
IL Fac. Spec. - NOX Rate Summer v3.1, Unit 262 and retrofits | 402 | 7305 | Rate Constraint in lbs/MMBtu | FALSE | L | Annual | Rate | lb/MMBtu | 0.09782 | 0 | 0 | 0 | 0 | 0 | 0
IL Fac. Spec. - NOX Rate Summer v3.1, Unit 262 and retrofits | 402 | 7305 | Rate Constraint in lbs/MMBtu | FALSE | L | Annual | Generation | TWh | 0.00036334 | 0 | 0 | 0 | 0 | 0 | 0
IL Fac. Spec. - NOX Rate Summer v3.1, Unit 262 and retrofits | 402 | 7305 | Rate Constraint in lbs/MMBtu | FALSE | L | Annual | Qualifying Generation | TWh | 0.00036334 | 0 | 0 | 0 | 0 | 0 | 0
IL Fac. Spec. - NOX Rate Summer v3.1, Unit 262 and retrofits | 402 | 7305 | Rate Constraint in lbs/MMBtu | FALSE | L | Annual | Rate | lb/MWh | 1.1824 | 0 | 0 | 0 | 0 | 0 | 0
IL Fac. Spec. - NOX Rate Summer v3.1, Unit 262 and retrofits | 402 | 7305 | Rate Constraint in lbs/MMBtu | FALSE | L | Annual | Constraint Shadow Price | US2022$/Ton | 0 | 0 | 0 | 0 | 0 | 0 | 0
IL Fac. Spec. - NOX Rate Summer v3.1, Unit 263 and retrofits | 403 | 7305 | Rate Constraint in lbs/MMBtu | FALSE | L | Annual | Seasons Included | Seasons | Summer | Summer | Summer | Summer | Summer | Summer | Summer
IL Fac. Spec. - NOX Rate Summer v3.1, Unit 263 and retrofits | 403 | 7305 | Rate Constraint in lbs/MMBtu | FALSE | L | Annual | Standard NOX | lb/MMBtu | 0.25 | 0.25 | 0.25 | 0.25 | 0.25 | 0.25 | 0.25
IL Fac. Spec. - NOX Rate Summer v3.1, Unit 263 and retrofits | 403 | 7305 | Rate Constraint in lbs/MMBtu | FALSE | L | Annual | Emissions at Affected Plants NOX | Thousand Tons | 0.00019063 | 0 | 0 | 0 | 0 | 0 | 0
IL Fac. Spec. - NOX Rate Summer v3.1, Unit 263 and retrofits | 403 | 7305 | Rate Constraint in lbs/MMBtu | FALSE | L | Annual | Allowances Purchased NOX | Thousand Tons | 0 | 0 | 0 | 0 | 0 | 0 | 0
IL Fac. Spec. - NOX Rate Summer v3.1, Unit 263 and retrofits | 403 | 7305 | Rate Constraint in lbs/MMBtu | FALSE | L | Annual | Allowances Sold NOX | Thousand Tons | 0 | 0 | 0 | 0 | 0 | 0 | 0
IL Fac. Spec. - NOX Rate Summer v3.1, Unit 263 and retrofits | 403 | 7305 | Rate Constraint in lbs/MMBtu | FALSE | L | Annual | Allowances Banked | Thousand Tons | 0 | 0 | 0 | 0 | 0 | 0 | 0
IL Fac. Spec. - NOX Rate Summer v3.1, Unit 263 and retrofits | 403 | 7305 | Rate Constraint in lbs/MMBtu | FALSE | L | Annual | Allowances Withdrawn (1:1) | Thousand Tons | 0 | 0 | 0 | 0 | 0 | 0 | 0
IL Fac. Spec. - NOX Rate Summer v3.1, Unit 263 and retrofits | 403 | 7305 | Rate Constraint in lbs/MMBtu | FALSE | L | Annual | Allowances Withdrawn (1:n) | Thousand Tons | 0 | 0 | 0 | 0 | 0 | 0 | 0
IL Fac. Spec. - NOX Rate Summer v3.1, Unit 263 and retrofits | 403 | 7305 | Rate Constraint in lbs/MMBtu | FALSE | L | Annual | Total | Thousand Tons | 0.00019063 | 0 | 0 | 0 | 0 | 0 | 0
IL Fac. Spec. - NOX Rate Summer v3.1, Unit 263 and retrofits | 403 | 7305 | Rate Constraint in lbs/MMBtu | FALSE | L | Annual | Fuel Consumed | TBtu | 0.004487 | 0 | 0 | 0 | 0 | 0 | 0
IL Fac. Spec. - NOX Rate Summer v3.1, Unit 263 and retrofits | 403 | 7305 | Rate Constraint in lbs/MMBtu | FALSE | L | Annual | Rate | lb/MMBtu | 0.08497 | 0 | 0 | 0 | 0 | 0 | 0
IL Fac. Spec. - NOX Rate Summer v3.1, Unit 263 and retrofits | 403 | 7305 | Rate Constraint in lbs/MMBtu | FALSE | L | Annual | Generation | TWh | 0.00037122 | 0 | 0 | 0 | 0 | 0 | 0
IL Fac. Spec. - NOX Rate Summer v3.1, Unit 263 and retrofits | 403 | 7305 | Rate Constraint in lbs/MMBtu | FALSE | L | Annual | Qualifying Generation | TWh | 0.00037122 | 0 | 0 | 0 | 0 | 0 | 0
IL Fac. Spec. - NOX Rate Summer v3.1, Unit 263 and retrofits | 403 | 7305 | Rate Constraint in lbs/MMBtu | FALSE | L | Annual | Rate | lb/MWh | 1.027 | 0 | 0 | 0 | 0 | 0 | 0
IL Fac. Spec. - NOX Rate Summer v3.1, Unit 263 and retrofits | 403 | 7305 | Rate Constraint in lbs/MMBtu | FALSE | L | Annual | Constraint Shadow Price | US2022$/Ton | 0 | 0 | 0 | 0 | 0 | 0 | 0
IL Fac. Spec. - NOX Rate Summer v3.1, Unit 264 and retrofits | 404 | 7305 | Rate Constraint in lbs/MMBtu | FALSE | L | Annual | Seasons Included | Seasons | Summer | Summer | Summer | Summer | Summer | Summer | Summer
IL Fac. Spec. - NOX Rate Summer v3.1, Unit 264 and retrofits | 404 | 7305 | Rate Constraint in lbs/MMBtu | FALSE | L | Annual | Standard NOX | lb/MMBtu | 0.25 | 0.25 | 0.25 | 0.25 | 0.25 | 0.25 | 0.25
IL Fac. Spec. - NOX Rate Summer v3.1, Unit 264 and retrofits | 404 | 7305 | Rate Constraint in lbs/MMBtu | FALSE | L | Annual | Emissions at Affected Plants NOX | Thousand Tons | 8.8802e-05 | 0 | 0 | 0 | 0 | 0 | 0
IL Fac. Spec. - NOX Rate Summer v3.1, Unit 264 and retrofits | 404 | 7305 | Rate Constraint in lbs/MMBtu | FALSE | L | Annual | Allowances Purchased NOX | Thousand Tons | 0 | 0 | 0 | 0 | 0 | 0 | 0
IL Fac. Spec. - NOX Rate Summer v3.1, Unit 264 and retrofits | 404 | 7305 | Rate Constraint in lbs/MMBtu | FALSE | L | Annual | Allowances Sold NOX | Thousand Tons | 0 | 0 | 0 | 0 | 0 | 0 | 0
IL Fac. Spec. - NOX Rate Summer v3.1, Unit 264 and retrofits | 404 | 7305 | Rate Constraint in lbs/MMBtu | FALSE | L | Annual | Allowances Banked | Thousand Tons | 0 | 0 | 0 | 0 | 0 | 0 | 0
IL Fac. Spec. - NOX Rate Summer v3.1, Unit 264 and retrofits | 404 | 7305 | Rate Constraint in lbs/MMBtu | FALSE | L | Annual | Allowances Withdrawn (1:1) | Thousand Tons | 0 | 0 | 0 | 0 | 0 | 0 | 0
IL Fac. Spec. - NOX Rate Summer v3.1, Unit 264 and retrofits | 404 | 7305 | Rate Constraint in lbs/MMBtu | FALSE | L | Annual | Allowances Withdrawn (1:n) | Thousand Tons | 0 | 0 | 0 | 0 | 0 | 0 | 0
IL Fac. Spec. - NOX Rate Summer v3.1, Unit 264 and retrofits | 404 | 7305 | Rate Constraint in lbs/MMBtu | FALSE | L | Annual | Total | Thousand Tons | 8.8802e-05 | 0 | 0 | 0 | 0 | 0 | 0
IL Fac. Spec. - NOX Rate Summer v3.1, Unit 264 and retrofits | 404 | 7305 | Rate Constraint in lbs/MMBtu | FALSE | L | Annual | Fuel Consumed | TBtu | 0.0012283 | 0 | 0 | 0 | 0 | 0 | 0
IL Fac. Spec. - NOX Rate Summer v3.1, Unit 264 and retrofits | 404 | 7305 | Rate Constraint in lbs/MMBtu | FALSE | L | Annual | Rate | lb/MMBtu | 0.14459 | 0 | 0 | 0 | 0 | 0 | 0
IL Fac. Spec. - NOX Rate Summer v3.1, Unit 264 and retrofits | 404 | 7305 | Rate Constraint in lbs/MMBtu | FALSE | L | Annual | Generation | TWh | 0.00010165 | 0 | 0 | 0 | 0 | 0 | 0
IL Fac. Spec. - NOX Rate Summer v3.1, Unit 264 and retrofits | 404 | 7305 | Rate Constraint in lbs/MMBtu | FALSE | L | Annual | Qualifying Generation | TWh | 0.00010165 | 0 | 0 | 0 | 0 | 0 | 0
IL Fac. Spec. - NOX Rate Summer v3.1, Unit 264 and retrofits | 404 | 7305 | Rate Constraint in lbs/MMBtu | FALSE | L | Annual | Rate | lb/MWh | 1.7472 | 0 | 0 | 0 | 0 | 0 | 0
IL Fac. Spec. - NOX Rate Summer v3.1, Unit 264 and retrofits | 404 | 7305 | Rate Constraint in lbs/MMBtu | FALSE | L | Annual | Constraint Shadow Price | US2022$/Ton | 0 | 0 | 0 | 0 | 0 | 0 | 0
IL Fac. Spec. - NOX Rate Summer v3.1, Unit 269 and retrofits | 405 | 7305 | Rate Constraint in lbs/MMBtu | FALSE | L | Annual | Seasons Included | Seasons | Summer | Summer | Summer | Summer | Summer | Summer | Summer
IL Fac. Spec. - NOX Rate Summer v3.1, Unit 269 and retrofits | 405 | 7305 | Rate Constraint in lbs/MMBtu | FALSE | L | Annual | Standard NOX | lb/MMBtu | 0.25 | 0.25 | 0.25 | 0.25 | 0.25 | 0.25 | 0.25
IL Fac. Spec. - NOX Rate Summer v3.1, Unit 269 and retrofits | 405 | 7305 | Rate Constraint in lbs/MMBtu | FALSE | L | Annual | Emissions at Affected Plants NOX | Thousand Tons | 0.0023347 | 0.00162 | 0.00057177 | 0 | 0 | 0 | 0
IL Fac. Spec. - NOX Rate Summer v3.1, Unit 269 and retrofits | 405 | 7305 | Rate Constraint in lbs/MMBtu | FALSE | L | Annual | Allowances Purchased NOX | Thousand Tons | 0 | 0 | 0 | 0 | 0 | 0 | 0
IL Fac. Spec. - NOX Rate Summer v3.1, Unit 269 and retrofits | 405 | 7305 | Rate Constraint in lbs/MMBtu | FALSE | L | Annual | Allowances Sold NOX | Thousand Tons | 0 | 0 | 0 | 0 | 0 | 0 | 0
IL Fac. Spec. - NOX Rate Summer v3.1, Unit 269 and retrofits | 405 | 7305 | Rate Constraint in lbs/MMBtu | FALSE | L | Annual | Allowances Banked | Thousand Tons | 0 | 0 | 0 | 0 | 0 | 0 | 0
IL Fac. Spec. - NOX Rate Summer v3.1, Unit 269 and retrofits | 405 | 7305 | Rate Constraint in lbs/MMBtu | FALSE | L | Annual | Allowances Withdrawn (1:1) | Thousand Tons | 0 | 0 | 0 | 0 | 0 | 0 | 0
IL Fac. Spec. - NOX Rate Summer v3.1, Unit 269 and retrofits | 405 | 7305 | Rate Constraint in lbs/MMBtu | FALSE | L | Annual | Allowances Withdrawn (1:n) | Thousand Tons | 0 | 0 | 0 | 0 | 0 | 0 | 0
IL Fac. Spec. - NOX Rate Summer v3.1, Unit 269 and retrofits | 405 | 7305 | Rate Constraint in lbs/MMBtu | FALSE | L | Annual | Total | Thousand Tons | 0.0023347 | 0.00162 | 0.00057177 | 0 | 0 | 0 | 0
IL Fac. Spec. - NOX Rate Summer v3.1, Unit 269 and retrofits | 405 | 7305 | Rate Constraint in lbs/MMBtu | FALSE | L | Annual | Fuel Consumed | TBtu | 0.088858 | 0.061657 | 0.021761 | 0 | 0 | 0 | 0
IL Fac. Spec. - NOX Rate Summer v3.1, Unit 269 and retrofits | 405 | 7305 | Rate Constraint in lbs/MMBtu | FALSE | L | Annual | Rate | lb/MMBtu | 0.05255 | 0.05255 | 0.05255 | 0 | 0 | 0 | 0
IL Fac. Spec. - NOX Rate Summer v3.1, Unit 269 and retrofits | 405 | 7305 | Rate Constraint in lbs/MMBtu | FALSE | L | Annual | Generation | TWh | 0.0080898 | 0.0056133 | 0.0019812 | 0 | 0 | 0 | 0
IL Fac. Spec. - NOX Rate Summer v3.1, Unit 269 and retrofits | 405 | 7305 | Rate Constraint in lbs/MMBtu | FALSE | L | Annual | Qualifying Generation | TWh | 0.0080898 | 0.0056133 | 0.0019812 | 0 | 0 | 0 | 0
IL Fac. Spec. - NOX Rate Summer v3.1, Unit 269 and retrofits | 405 | 7305 | Rate Constraint in lbs/MMBtu | FALSE | L | Annual | Rate | lb/MWh | 0.57721 | 0.57721 | 0.57721 | 0 | 0 | 0 | 0
IL Fac. Spec. - NOX Rate Summer v3.1, Unit 269 and retrofits | 405 | 7305 | Rate Constraint in lbs/MMBtu | FALSE | L | Annual | Constraint Shadow Price | US2022$/Ton | 0 | 0 | 0 | 0 | 0 | 0 | 0
IL Fac. Spec. - NOX Rate Summer v3.1, Unit 270 and retrofits | 406 | 7305 | Rate Constraint in lbs/MMBtu | FALSE | L | Annual | Seasons Included | Seasons | Summer | Summer | Summer | Summer | Summer | Summer | Summer
IL Fac. Spec. - NOX Rate Summer v3.1, Unit 270 and retrofits | 406 | 7305 | Rate Constraint in lbs/MMBtu | FALSE | L | Annual | Standard NOX | lb/MMBtu | 0.25 | 0.25 | 0.25 | 0.25 | 0.25 | 0.25 | 0.25
IL Fac. Spec. - NOX Rate Summer v3.1, Unit 270 and retrofits | 406 | 7305 | Rate Constraint in lbs/MMBtu | FALSE | L | Annual | Emissions at Affected Plants NOX | Thousand Tons | 0.0021887 | 0.0015187 | 0.000536 | 0 | 0 | 0 | 0
IL Fac. Spec. - NOX Rate Summer v3.1, Unit 270 and retrofits | 406 | 7305 | Rate Constraint in lbs/MMBtu | FALSE | L | Annual | Allowances Purchased NOX | Thousand Tons | 0 | 0 | 0 | 0 | 0 | 0 | 0
IL Fac. Spec. - NOX Rate Summer v3.1, Unit 270 and retrofits | 406 | 7305 | Rate Constraint in lbs/MMBtu | FALSE | L | Annual | Allowances Sold NOX | Thousand Tons | 0 | 0 | 0 | 0 | 0 | 0 | 0
IL Fac. Spec. - NOX Rate Summer v3.1, Unit 270 and retrofits | 406 | 7305 | Rate Constraint in lbs/MMBtu | FALSE | L | Annual | Allowances Banked | Thousand Tons | 0 | 0 | 0 | 0 | 0 | 0 | 0
IL Fac. Spec. - NOX Rate Summer v3.1, Unit 270 and retrofits | 406 | 7305 | Rate Constraint in lbs/MMBtu | FALSE | L | Annual | Allowances Withdrawn (1:1) | Thousand Tons | 0 | 0 | 0 | 0 | 0 | 0 | 0
IL Fac. Spec. - NOX Rate Summer v3.1, Unit 270 and retrofits | 406 | 7305 | Rate Constraint in lbs/MMBtu | FALSE | L | Annual | Allowances Withdrawn (1:n) | Thousand Tons | 0 | 0 | 0 | 0 | 0 | 0 | 0
IL Fac. Spec. - NOX Rate Summer v3.1, Unit 270 and retrofits | 406 | 7305 | Rate Constraint in lbs/MMBtu | FALSE | L | Annual | Total | Thousand Tons | 0.0021887 | 0.0015187 | 0.000536 | 0 | 0 | 0 | 0
IL Fac. Spec. - NOX Rate Summer v3.1, Unit 270 and retrofits | 406 | 7305 | Rate Constraint in lbs/MMBtu | FALSE | L | Annual | Fuel Consumed | TBtu | 0.087564 | 0.060759 | 0.021444 | 0 | 0 | 0 | 0
IL Fac. Spec. - NOX Rate Summer v3.1, Unit 270 and retrofits | 406 | 7305 | Rate Constraint in lbs/MMBtu | FALSE | L | Annual | Rate | lb/MMBtu | 0.04999 | 0.04999 | 0.04999 | 0 | 0 | 0 | 0
IL Fac. Spec. - NOX Rate Summer v3.1, Unit 270 and retrofits | 406 | 7305 | Rate Constraint in lbs/MMBtu | FALSE | L | Annual | Generation | TWh | 0.0079713 | 0.0055311 | 0.0019521 | 0 | 0 | 0 | 0
IL Fac. Spec. - NOX Rate Summer v3.1, Unit 270 and retrofits | 406 | 7305 | Rate Constraint in lbs/MMBtu | FALSE | L | Annual | Qualifying Generation | TWh | 0.0079713 | 0.0055311 | 0.0019521 | 0 | 0 | 0 | 0
IL Fac. Spec. - NOX Rate Summer v3.1, Unit 270 and retrofits | 406 | 7305 | Rate Constraint in lbs/MMBtu | FALSE | L | Annual | Rate | lb/MWh | 0.54914 | 0.54914 | 0.54914 | 0 | 0 | 0 | 0
IL Fac. Spec. - NOX Rate Summer v3.1, Unit 270 and retrofits | 406 | 7305 | Rate Constraint in lbs/MMBtu | FALSE | L | Annual | Constraint Shadow Price | US2022$/Ton | 0 | 0 | 0 | 0 | 0 | 0 | 0
IL Fac. Spec. - NOX Rate Summer v3.1, Unit 271 and retrofits | 407 | 7305 | Rate Constraint in lbs/MMBtu | FALSE | L | Annual | Seasons Included | Seasons | Summer | Summer | Summer | Summer | Summer | Summer | Summer
IL Fac. Spec. - NOX Rate Summer v3.1, Unit 271 and retrofits | 407 | 7305 | Rate Constraint in lbs/MMBtu | FALSE | L | Annual | Standard NOX | lb/MMBtu | 0.25 | 0.25 | 0.25 | 0.25 | 0.25 | 0.25 | 0.25
IL Fac. Spec. - NOX Rate Summer v3.1, Unit 271 and retrofits | 407 | 7305 | Rate Constraint in lbs/MMBtu | FALSE | L | Annual | Emissions at Affected Plants NOX | Thousand Tons | 0 | 0 | 0 | 0 | 0 | 0 | 0
IL Fac. Spec. - NOX Rate Summer v3.1, Unit 271 and retrofits | 407 | 7305 | Rate Constraint in lbs/MMBtu | FALSE | L | Annual | Allowances Purchased NOX | Thousand Tons | 0 | 0 | 0 | 0 | 0 | 0 | 0
IL Fac. Spec. - NOX Rate Summer v3.1, Unit 271 and retrofits | 407 | 7305 | Rate Constraint in lbs/MMBtu | FALSE | L | Annual | Allowances Sold NOX | Thousand Tons | 0 | 0 | 0 | 0 | 0 | 0 | 0
IL Fac. Spec. - NOX Rate Summer v3.1, Unit 271 and retrofits | 407 | 7305 | Rate Constraint in lbs/MMBtu | FALSE | L | Annual | Allowances Banked | Thousand Tons | 0 | 0 | 0 | 0 | 0 | 0 | 0
IL Fac. Spec. - NOX Rate Summer v3.1, Unit 271 and retrofits | 407 | 7305 | Rate Constraint in lbs/MMBtu | FALSE | L | Annual | Allowances Withdrawn (1:1) | Thousand Tons | 0 | 0 | 0 | 0 | 0 | 0 | 0
IL Fac. Spec. - NOX Rate Summer v3.1, Unit 271 and retrofits | 407 | 7305 | Rate Constraint in lbs/MMBtu | FALSE | L | Annual | Allowances Withdrawn (1:n) | Thousand Tons | 0 | 0 | 0 | 0 | 0 | 0 | 0
IL Fac. Spec. - NOX Rate Summer v3.1, Unit 271 and retrofits | 407 | 7305 | Rate Constraint in lbs/MMBtu | FALSE | L | Annual | Total | Thousand Tons | 0 | 0 | 0 | 0 | 0 | 0 | 0
IL Fac. Spec. - NOX Rate Summer v3.1, Unit 271 and retrofits | 407 | 7305 | Rate Constraint in lbs/MMBtu | FALSE | L | Annual | Fuel Consumed | TBtu | 0 | 0 | 0 | 0 | 0 | 0 | 0
IL Fac. Spec. - NOX Rate Summer v3.1, Unit 271 and retrofits | 407 | 7305 | Rate Constraint in lbs/MMBtu | FALSE | L | Annual | Rate | lb/MMBtu | 0 | 0 | 0 | 0 | 0 | 0 | 0
IL Fac. Spec. - NOX Rate Summer v3.1, Unit 271 and retrofits | 407 | 7305 | Rate Constraint in lbs/MMBtu | FALSE | L | Annual | Generation | TWh | 0 | 0 | 0 | 0 | 0 | 0 | 0
IL Fac. Spec. - NOX Rate Summer v3.1, Unit 271 and retrofits | 407 | 7305 | Rate Constraint in lbs/MMBtu | FALSE | L | Annual | Qualifying Generation | TWh | 0 | 0 | 0 | 0 | 0 | 0 | 0
IL Fac. Spec. - NOX Rate Summer v3.1, Unit 271 and retrofits | 407 | 7305 | Rate Constraint in lbs/MMBtu | FALSE | L | Annual | Rate | lb/MWh | 0 | 0 | 0 | 0 | 0 | 0 | 0
IL Fac. Spec. - NOX Rate Summer v3.1, Unit 271 and retrofits | 407 | 7305 | Rate Constraint in lbs/MMBtu | FALSE | L | Annual | Constraint Shadow Price | US2022$/Ton | 0 | 0 | 0 | 0 | 0 | 0 | 0
IL Fac. Spec. - NOX Rate Summer v3.1, Unit 272 and retrofits | 408 | 7305 | Rate Constraint in lbs/MMBtu | FALSE | L | Annual | Seasons Included | Seasons | Summer | Summer | Summer | Summer | Summer | Summer | Summer
IL Fac. Spec. - NOX Rate Summer v3.1, Unit 272 and retrofits | 408 | 7305 | Rate Constraint in lbs/MMBtu | FALSE | L | Annual | Standard NOX | lb/MMBtu | 0.25 | 0.25 | 0.25 | 0.25 | 0.25 | 0.25 | 0.25
IL Fac. Spec. - NOX Rate Summer v3.1, Unit 272 and retrofits | 408 | 7305 | Rate Constraint in lbs/MMBtu | FALSE | L | Annual | Emissions at Affected Plants NOX | Thousand Tons | 0 | 0 | 0 | 0 | 0 | 0 | 0
IL Fac. Spec. - NOX Rate Summer v3.1, Unit 272 and retrofits | 408 | 7305 | Rate Constraint in lbs/MMBtu | FALSE | L | Annual | Allowances Purchased NOX | Thousand Tons | 0 | 0 | 0 | 0 | 0 | 0 | 0
IL Fac. Spec. - NOX Rate Summer v3.1, Unit 272 and retrofits | 408 | 7305 | Rate Constraint in lbs/MMBtu | FALSE | L | Annual | Allowances Sold NOX | Thousand Tons | 0 | 0 | 0 | 0 | 0 | 0 | 0
IL Fac. Spec. - NOX Rate Summer v3.1, Unit 272 and retrofits | 408 | 7305 | Rate Constraint in lbs/MMBtu | FALSE | L | Annual | Allowances Banked | Thousand Tons | 0 | 0 | 0 | 0 | 0 | 0 | 0
IL Fac. Spec. - NOX Rate Summer v3.1, Unit 272 and retrofits | 408 | 7305 | Rate Constraint in lbs/MMBtu | FALSE | L | Annual | Allowances Withdrawn (1:1) | Thousand Tons | 0 | 0 | 0 | 0 | 0 | 0 | 0
IL Fac. Spec. - NOX Rate Summer v3.1, Unit 272 and retrofits | 408 | 7305 | Rate Constraint in lbs/MMBtu | FALSE | L | Annual | Allowances Withdrawn (1:n) | Thousand Tons | 0 | 0 | 0 | 0 | 0 | 0 | 0
IL Fac. Spec. - NOX Rate Summer v3.1, Unit 272 and retrofits | 408 | 7305 | Rate Constraint in lbs/MMBtu | FALSE | L | Annual | Total | Thousand Tons | 0 | 0 | 0 | 0 | 0 | 0 | 0
IL Fac. Spec. - NOX Rate Summer v3.1, Unit 272 and retrofits | 408 | 7305 | Rate Constraint in lbs/MMBtu | FALSE | L | Annual | Fuel Consumed | TBtu | 0 | 0 | 0 | 0 | 0 | 0 | 0
IL Fac. Spec. - NOX Rate Summer v3.1, Unit 272 and retrofits | 408 | 7305 | Rate Constraint in lbs/MMBtu | FALSE | L | Annual | Rate | lb/MMBtu | 0 | 0 | 0 | 0 | 0 | 0 | 0
IL Fac. Spec. - NOX Rate Summer v3.1, Unit 272 and retrofits | 408 | 7305 | Rate Constraint in lbs/MMBtu | FALSE | L | Annual | Generation | TWh | 0 | 0 | 0 | 0 | 0 | 0 | 0
IL Fac. Spec. - NOX Rate Summer v3.1, Unit 272 and retrofits | 408 | 7305 | Rate Constraint in lbs/MMBtu | FALSE | L | Annual | Qualifying Generation | TWh | 0 | 0 | 0 | 0 | 0 | 0 | 0
IL Fac. Spec. - NOX Rate Summer v3.1, Unit 272 and retrofits | 408 | 7305 | Rate Constraint in lbs/MMBtu | FALSE | L | Annual | Rate | lb/MWh | 0 | 0 | 0 | 0 | 0 | 0 | 0
IL Fac. Spec. - NOX Rate Summer v3.1, Unit 272 and retrofits | 408 | 7305 | Rate Constraint in lbs/MMBtu | FALSE | L | Annual | Constraint Shadow Price | US2022$/Ton | 0 | 0 | 0 | 0 | 0 | 0 | 0
IL Fac. Spec. - NOX Rate Summer v3.1, Unit 273 and retrofits | 409 | 7305 | Rate Constraint in lbs/MMBtu | FALSE | L | Annual | Seasons Included | Seasons | Summer | Summer | Summer | Summer | Summer | Summer | Summer
IL Fac. Spec. - NOX Rate Summer v3.1, Unit 273 and retrofits | 409 | 7305 | Rate Constraint in lbs/MMBtu | FALSE | L | Annual | Standard NOX | lb/MMBtu | 0.25 | 0.25 | 0.25 | 0.25 | 0.25 | 0.25 | 0.25
IL Fac. Spec. - NOX Rate Summer v3.1, Unit 273 and retrofits | 409 | 7305 | Rate Constraint in lbs/MMBtu | FALSE | L | Annual | Emissions at Affected Plants NOX | Thousand Tons | 0 | 0 | 0 | 0 | 0 | 0 | 0
IL Fac. Spec. - NOX Rate Summer v3.1, Unit 273 and retrofits | 409 | 7305 | Rate Constraint in lbs/MMBtu | FALSE | L | Annual | Allowances Purchased NOX | Thousand Tons | 0 | 0 | 0 | 0 | 0 | 0 | 0
IL Fac. Spec. - NOX Rate Summer v3.1, Unit 273 and retrofits | 409 | 7305 | Rate Constraint in lbs/MMBtu | FALSE | L | Annual | Allowances Sold NOX | Thousand Tons | 0 | 0 | 0 | 0 | 0 | 0 | 0
IL Fac. Spec. - NOX Rate Summer v3.1, Unit 273 and retrofits | 409 | 7305 | Rate Constraint in lbs/MMBtu | FALSE | L | Annual | Allowances Banked | Thousand Tons | 0 | 0 | 0 | 0 | 0 | 0 | 0
IL Fac. Spec. - NOX Rate Summer v3.1, Unit 273 and retrofits | 409 | 7305 | Rate Constraint in lbs/MMBtu | FALSE | L | Annual | Allowances Withdrawn (1:1) | Thousand Tons | 0 | 0 | 0 | 0 | 0 | 0 | 0
IL Fac. Spec. - NOX Rate Summer v3.1, Unit 273 and retrofits | 409 | 7305 | Rate Constraint in lbs/MMBtu | FALSE | L | Annual | Allowances Withdrawn (1:n) | Thousand Tons | 0 | 0 | 0 | 0 | 0 | 0 | 0
IL Fac. Spec. - NOX Rate Summer v3.1, Unit 273 and retrofits | 409 | 7305 | Rate Constraint in lbs/MMBtu | FALSE | L | Annual | Total | Thousand Tons | 0 | 0 | 0 | 0 | 0 | 0 | 0
IL Fac. Spec. - NOX Rate Summer v3.1, Unit 273 and retrofits | 409 | 7305 | Rate Constraint in lbs/MMBtu | FALSE | L | Annual | Fuel Consumed | TBtu | 0 | 0 | 0 | 0 | 0 | 0 | 0
IL Fac. Spec. - NOX Rate Summer v3.1, Unit 273 and retrofits | 409 | 7305 | Rate Constraint in lbs/MMBtu | FALSE | L | Annual | Rate | lb/MMBtu | 0 | 0 | 0 | 0 | 0 | 0 | 0
IL Fac. Spec. - NOX Rate Summer v3.1, Unit 273 and retrofits | 409 | 7305 | Rate Constraint in lbs/MMBtu | FALSE | L | Annual | Generation | TWh | 0 | 0 | 0 | 0 | 0 | 0 | 0
IL Fac. Spec. - NOX Rate Summer v3.1, Unit 273 and retrofits | 409 | 7305 | Rate Constraint in lbs/MMBtu | FALSE | L | Annual | Qualifying Generation | TWh | 0 | 0 | 0 | 0 | 0 | 0 | 0
IL Fac. Spec. - NOX Rate Summer v3.1, Unit 273 and retrofits | 409 | 7305 | Rate Constraint in lbs/MMBtu | FALSE | L | Annual | Rate | lb/MWh | 0 | 0 | 0 | 0 | 0 | 0 | 0
IL Fac. Spec. - NOX Rate Summer v3.1, Unit 273 and retrofits | 409 | 7305 | Rate Constraint in lbs/MMBtu | FALSE | L | Annual | Constraint Shadow Price | US2022$/Ton | 0 | 0 | 0 | 0 | 0 | 0 | 0
IL Fac. Spec. - NOX Rate Summer v3.1, Unit 274 and retrofits | 410 | 7305 | Rate Constraint in lbs/MMBtu | FALSE | L | Annual | Seasons Included | Seasons | Summer | Summer | Summer | Summer | Summer | Summer | Summer
IL Fac. Spec. - NOX Rate Summer v3.1, Unit 274 and retrofits | 410 | 7305 | Rate Constraint in lbs/MMBtu | FALSE | L | Annual | Standard NOX | lb/MMBtu | 0.25 | 0.25 | 0.25 | 0.25 | 0.25 | 0.25 | 0.25
IL Fac. Spec. - NOX Rate Summer v3.1, Unit 274 and retrofits | 410 | 7305 | Rate Constraint in lbs/MMBtu | FALSE | L | Annual | Emissions at Affected Plants NOX | Thousand Tons | 0 | 0 | 0 | 0 | 0 | 0 | 0
IL Fac. Spec. - NOX Rate Summer v3.1, Unit 274 and retrofits | 410 | 7305 | Rate Constraint in lbs/MMBtu | FALSE | L | Annual | Allowances Purchased NOX | Thousand Tons | 0 | 0 | 0 | 0 | 0 | 0 | 0
IL Fac. Spec. - NOX Rate Summer v3.1, Unit 274 and retrofits | 410 | 7305 | Rate Constraint in lbs/MMBtu | FALSE | L | Annual | Allowances Sold NOX | Thousand Tons | 0 | 0 | 0 | 0 | 0 | 0 | 0
IL Fac. Spec. - NOX Rate Summer v3.1, Unit 274 and retrofits | 410 | 7305 | Rate Constraint in lbs/MMBtu | FALSE | L | Annual | Allowances Banked | Thousand Tons | 0 | 0 | 0 | 0 | 0 | 0 | 0
IL Fac. Spec. - NOX Rate Summer v3.1, Unit 274 and retrofits | 410 | 7305 | Rate Constraint in lbs/MMBtu | FALSE | L | Annual | Allowances Withdrawn (1:1) | Thousand Tons | 0 | 0 | 0 | 0 | 0 | 0 | 0
IL Fac. Spec. - NOX Rate Summer v3.1, Unit 274 and retrofits | 410 | 7305 | Rate Constraint in lbs/MMBtu | FALSE | L | Annual | Allowances Withdrawn (1:n) | Thousand Tons | 0 | 0 | 0 | 0 | 0 | 0 | 0
IL Fac. Spec. - NOX Rate Summer v3.1, Unit 274 and retrofits | 410 | 7305 | Rate Constraint in lbs/MMBtu | FALSE | L | Annual | Total | Thousand Tons | 0 | 0 | 0 | 0 | 0 | 0 | 0
IL Fac. Spec. - NOX Rate Summer v3.1, Unit 274 and retrofits | 410 | 7305 | Rate Constraint in lbs/MMBtu | FALSE | L | Annual | Fuel Consumed | TBtu | 0 | 0 | 0 | 0 | 0 | 0 | 0
IL Fac. Spec. - NOX Rate Summer v3.1, Unit 274 and retrofits | 410 | 7305 | Rate Constraint in lbs/MMBtu | FALSE | L | Annual | Rate | lb/MMBtu | 0 | 0 | 0 | 0 | 0 | 0 | 0
IL Fac. Spec. - NOX Rate Summer v3.1, Unit 274 and retrofits | 410 | 7305 | Rate Constraint in lbs/MMBtu | FALSE | L | Annual | Generation | TWh | 0 | 0 | 0 | 0 | 0 | 0 | 0
IL Fac. Spec. - NOX Rate Summer v3.1, Unit 274 and retrofits | 410 | 7305 | Rate Constraint in lbs/MMBtu | FALSE | L | Annual | Qualifying Generation | TWh | 0 | 0 | 0 | 0 | 0 | 0 | 0
IL Fac. Spec. - NOX Rate Summer v3.1, Unit 274 and retrofits | 410 | 7305 | Rate Constraint in lbs/MMBtu | FALSE | L | Annual | Rate | lb/MWh | 0 | 0 | 0 | 0 | 0 | 0 | 0
IL Fac. Spec. - NOX Rate Summer v3.1, Unit 274 and retrofits | 410 | 7305 | Rate Constraint in lbs/MMBtu | FALSE | L | Annual | Constraint Shadow Price | US2022$/Ton | 0 | 0 | 0 | 0 | 0 | 0 | 0
IL Fac. Spec. - NOX Rate Summer v3.1, Unit 275 and retrofits | 411 | 7305 | Rate Constraint in lbs/MMBtu | FALSE | L | Annual | Seasons Included | Seasons | Summer | Summer | Summer | Summer | Summer | Summer | Summer
IL Fac. Spec. - NOX Rate Summer v3.1, Unit 275 and retrofits | 411 | 7305 | Rate Constraint in lbs/MMBtu | FALSE | L | Annual | Standard NOX | lb/MMBtu | 0.25 | 0.25 | 0.25 | 0.25 | 0.25 | 0.25 | 0.25
IL Fac. Spec. - NOX Rate Summer v3.1, Unit 275 and retrofits | 411 | 7305 | Rate Constraint in lbs/MMBtu | FALSE | L | Annual | Emissions at Affected Plants NOX | Thousand Tons | 0 | 0 | 0 | 0 | 0 | 0 | 0
IL Fac. Spec. - NOX Rate Summer v3.1, Unit 275 and retrofits | 411 | 7305 | Rate Constraint in lbs/MMBtu | FALSE | L | Annual | Allowances Purchased NOX | Thousand Tons | 0 | 0 | 0 | 0 | 0 | 0 | 0
IL Fac. Spec. - NOX Rate Summer v3.1, Unit 275 and retrofits | 411 | 7305 | Rate Constraint in lbs/MMBtu | FALSE | L | Annual | Allowances Sold NOX | Thousand Tons | 0 | 0 | 0 | 0 | 0 | 0 | 0
IL Fac. Spec. - NOX Rate Summer v3.1, Unit 275 and retrofits | 411 | 7305 | Rate Constraint in lbs/MMBtu | FALSE | L | Annual | Allowances Banked | Thousand Tons | 0 | 0 | 0 | 0 | 0 | 0 | 0
IL Fac. Spec. - NOX Rate Summer v3.1, Unit 275 and retrofits | 411 | 7305 | Rate Constraint in lbs/MMBtu | FALSE | L | Annual | Allowances Withdrawn (1:1) | Thousand Tons | 0 | 0 | 0 | 0 | 0 | 0 | 0
IL Fac. Spec. - NOX Rate Summer v3.1, Unit 275 and retrofits | 411 | 7305 | Rate Constraint in lbs/MMBtu | FALSE | L | Annual | Allowances Withdrawn (1:n) | Thousand Tons | 0 | 0 | 0 | 0 | 0 | 0 | 0
IL Fac. Spec. - NOX Rate Summer v3.1, Unit 275 and retrofits | 411 | 7305 | Rate Constraint in lbs/MMBtu | FALSE | L | Annual | Total | Thousand Tons | 0 | 0 | 0 | 0 | 0 | 0 | 0
IL Fac. Spec. - NOX Rate Summer v3.1, Unit 275 and retrofits | 411 | 7305 | Rate Constraint in lbs/MMBtu | FALSE | L | Annual | Fuel Consumed | TBtu | 0 | 0 | 0 | 0 | 0 | 0 | 0
IL Fac. Spec. - NOX Rate Summer v3.1, Unit 275 and retrofits | 411 | 7305 | Rate Constraint in lbs/MMBtu | FALSE | L | Annual | Rate | lb/MMBtu | 0 | 0 | 0 | 0 | 0 | 0 | 0
IL Fac. Spec. - NOX Rate Summer v3.1, Unit 275 and retrofits | 411 | 7305 | Rate Constraint in lbs/MMBtu | FALSE | L | Annual | Generation | TWh | 0 | 0 | 0 | 0 | 0 | 0 | 0
IL Fac. Spec. - NOX Rate Summer v3.1, Unit 275 and retrofits | 411 | 7305 | Rate Constraint in lbs/MMBtu | FALSE | L | Annual | Qualifying Generation | TWh | 0 | 0 | 0 | 0 | 0 | 0 | 0
IL Fac. Spec. - NOX Rate Summer v3.1, Unit 275 and retrofits | 411 | 7305 | Rate Constraint in lbs/MMBtu | FALSE | L | Annual | Rate | lb/MWh | 0 | 0 | 0 | 0 | 0 | 0 | 0
IL Fac. Spec. - NOX Rate Summer v3.1, Unit 275 and retrofits | 411 | 7305 | Rate Constraint in lbs/MMBtu | FALSE | L | Annual | Constraint Shadow Price | US2022$/Ton | 0 | 0 | 0 | 0 | 0 | 0 | 0
IL Fac. Spec. - NOX Rate Summer v3.1, Unit 276 and retrofits | 412 | 7305 | Rate Constraint in lbs/MMBtu | FALSE | L | Annual | Seasons Included | Seasons | Summer | Summer | Summer | Summer | Summer | Summer | Summer
IL Fac. Spec. - NOX Rate Summer v3.1, Unit 276 and retrofits | 412 | 7305 | Rate Constraint in lbs/MMBtu | FALSE | L | Annual | Standard NOX | lb/MMBtu | 0.25 | 0.25 | 0.25 | 0.25 | 0.25 | 0.25 | 0.25
IL Fac. Spec. - NOX Rate Summer v3.1, Unit 276 and retrofits | 412 | 7305 | Rate Constraint in lbs/MMBtu | FALSE | L | Annual | Emissions at Affected Plants NOX | Thousand Tons | 0 | 0 | 0 | 0 | 0 | 0 | 0
IL Fac. Spec. - NOX Rate Summer v3.1, Unit 276 and retrofits | 412 | 7305 | Rate Constraint in lbs/MMBtu | FALSE | L | Annual | Allowances Purchased NOX | Thousand Tons | 0 | 0 | 0 | 0 | 0 | 0 | 0
IL Fac. Spec. - NOX Rate Summer v3.1, Unit 276 and retrofits | 412 | 7305 | Rate Constraint in lbs/MMBtu | FALSE | L | Annual | Allowances Sold NOX | Thousand Tons | 0 | 0 | 0 | 0 | 0 | 0 | 0
IL Fac. Spec. - NOX Rate Summer v3.1, Unit 276 and retrofits | 412 | 7305 | Rate Constraint in lbs/MMBtu | FALSE | L | Annual | Allowances Banked | Thousand Tons | 0 | 0 | 0 | 0 | 0 | 0 | 0
IL Fac. Spec. - NOX Rate Summer v3.1, Unit 276 and retrofits | 412 | 7305 | Rate Constraint in lbs/MMBtu | FALSE | L | Annual | Allowances Withdrawn (1:1) | Thousand Tons | 0 | 0 | 0 | 0 | 0 | 0 | 0
IL Fac. Spec. - NOX Rate Summer v3.1, Unit 276 and retrofits | 412 | 7305 | Rate Constraint in lbs/MMBtu | FALSE | L | Annual | Allowances Withdrawn (1:n) | Thousand Tons | 0 | 0 | 0 | 0 | 0 | 0 | 0
IL Fac. Spec. - NOX Rate Summer v3.1, Unit 276 and retrofits | 412 | 7305 | Rate Constraint in lbs/MMBtu | FALSE | L | Annual | Total | Thousand Tons | 0 | 0 | 0 | 0 | 0 | 0 | 0
IL Fac. Spec. - NOX Rate Summer v3.1, Unit 276 and retrofits | 412 | 7305 | Rate Constraint in lbs/MMBtu | FALSE | L | Annual | Fuel Consumed | TBtu | 0 | 0 | 0 | 0 | 0 | 0 | 0
IL Fac. Spec. - NOX Rate Summer v3.1, Unit 276 and retrofits | 412 | 7305 | Rate Constraint in lbs/MMBtu | FALSE | L | Annual | Rate | lb/MMBtu | 0 | 0 | 0 | 0 | 0 | 0 | 0
IL Fac. Spec. - NOX Rate Summer v3.1, Unit 276 and retrofits | 412 | 7305 | Rate Constraint in lbs/MMBtu | FALSE | L | Annual | Generation | TWh | 0 | 0 | 0 | 0 | 0 | 0 | 0
IL Fac. Spec. - NOX Rate Summer v3.1, Unit 276 and retrofits | 412 | 7305 | Rate Constraint in lbs/MMBtu | FALSE | L | Annual | Qualifying Generation | TWh | 0 | 0 | 0 | 0 | 0 | 0 | 0
IL Fac. Spec. - NOX Rate Summer v3.1, Unit 276 and retrofits | 412 | 7305 | Rate Constraint in lbs/MMBtu | FALSE | L | Annual | Rate | lb/MWh | 0 | 0 | 0 | 0 | 0 | 0 | 0
IL Fac. Spec. - NOX Rate Summer v3.1, Unit 276 and retrofits | 412 | 7305 | Rate Constraint in lbs/MMBtu | FALSE | L | Annual | Constraint Shadow Price | US2022$/Ton | 0 | 0 | 0 | 0 | 0 | 0 | 0
IL Fac. Spec. - NOX Rate Summer v3.1, Unit 277 and retrofits | 413 | 7305 | Rate Constraint in lbs/MMBtu | FALSE | L | Annual | Seasons Included | Seasons | Summer | Summer | Summer | Summer | Summer | Summer | Summer
IL Fac. Spec. - NOX Rate Summer v3.1, Unit 277 and retrofits | 413 | 7305 | Rate Constraint in lbs/MMBtu | FALSE | L | Annual | Standard NOX | lb/MMBtu | 0.25 | 0.25 | 0.25 | 0.25 | 0.25 | 0.25 | 0.25
IL Fac. Spec. - NOX Rate Summer v3.1, Unit 277 and retrofits | 413 | 7305 | Rate Constraint in lbs/MMBtu | FALSE | L | Annual | Emissions at Affected Plants NOX | Thousand Tons | 0 | 0 | 0 | 0 | 0 | 0 | 0
IL Fac. Spec. - NOX Rate Summer v3.1, Unit 277 and retrofits | 413 | 7305 | Rate Constraint in lbs/MMBtu | FALSE | L | Annual | Allowances Purchased NOX | Thousand Tons | 0 | 0 | 0 | 0 | 0 | 0 | 0
IL Fac. Spec. - NOX Rate Summer v3.1, Unit 277 and retrofits | 413 | 7305 | Rate Constraint in lbs/MMBtu | FALSE | L | Annual | Allowances Sold NOX | Thousand Tons | 0 | 0 | 0 | 0 | 0 | 0 | 0
IL Fac. Spec. - NOX Rate Summer v3.1, Unit 277 and retrofits | 413 | 7305 | Rate Constraint in lbs/MMBtu | FALSE | L | Annual | Allowances Banked | Thousand Tons | 0 | 0 | 0 | 0 | 0 | 0 | 0
IL Fac. Spec. - NOX Rate Summer v3.1, Unit 277 and retrofits | 413 | 7305 | Rate Constraint in lbs/MMBtu | FALSE | L | Annual | Allowances Withdrawn (1:1) | Thousand Tons | 0 | 0 | 0 | 0 | 0 | 0 | 0
IL Fac. Spec. - NOX Rate Summer v3.1, Unit 277 and retrofits | 413 | 7305 | Rate Constraint in lbs/MMBtu | FALSE | L | Annual | Allowances Withdrawn (1:n) | Thousand Tons | 0 | 0 | 0 | 0 | 0 | 0 | 0
IL Fac. Spec. - NOX Rate Summer v3.1, Unit 277 and retrofits | 413 | 7305 | Rate Constraint in lbs/MMBtu | FALSE | L | Annual | Total | Thousand Tons | 0 | 0 | 0 | 0 | 0 | 0 | 0
IL Fac. Spec. - NOX Rate Summer v3.1, Unit 277 and retrofits | 413 | 7305 | Rate Constraint in lbs/MMBtu | FALSE | L | Annual | Fuel Consumed | TBtu | 0 | 0 | 0 | 0 | 0 | 0 | 0
IL Fac. Spec. - NOX Rate Summer v3.1, Unit 277 and retrofits | 413 | 7305 | Rate Constraint in lbs/MMBtu | FALSE | L | Annual | Rate | lb/MMBtu | 0 | 0 | 0 | 0 | 0 | 0 | 0
IL Fac. Spec. - NOX Rate Summer v3.1, Unit 277 and retrofits | 413 | 7305 | Rate Constraint in lbs/MMBtu | FALSE | L | Annual | Generation | TWh | 0 | 0 | 0 | 0 | 0 | 0 | 0
IL Fac. Spec. - NOX Rate Summer v3.1, Unit 277 and retrofits | 413 | 7305 | Rate Constraint in lbs/MMBtu | FALSE | L | Annual | Qualifying Generation | TWh | 0 | 0 | 0 | 0 | 0 | 0 | 0
IL Fac. Spec. - NOX Rate Summer v3.1, Unit 277 and retrofits | 413 | 7305 | Rate Constraint in lbs/MMBtu | FALSE | L | Annual | Rate | lb/MWh | 0 | 0 | 0 | 0 | 0 | 0 | 0
IL Fac. Spec. - NOX Rate Summer v3.1, Unit 277 and retrofits | 413 | 7305 | Rate Constraint in lbs/MMBtu | FALSE | L | Annual | Constraint Shadow Price | US2022$/Ton | 0 | 0 | 0 | 0 | 0 | 0 | 0
IL Fac. Spec. - NOX Rate Summer v3.1, Unit 278 and retrofits | 414 | 7305 | Rate Constraint in lbs/MMBtu | FALSE | L | Annual | Seasons Included | Seasons | Summer | Summer | Summer | Summer | Summer | Summer | Summer
IL Fac. Spec. - NOX Rate Summer v3.1, Unit 278 and retrofits | 414 | 7305 | Rate Constraint in lbs/MMBtu | FALSE | L | Annual | Standard NOX | lb/MMBtu | 0.25 | 0.25 | 0.25 | 0.25 | 0.25 | 0.25 | 0.25
IL Fac. Spec. - NOX Rate Summer v3.1, Unit 278 and retrofits | 414 | 7305 | Rate Constraint in lbs/MMBtu | FALSE | L | Annual | Emissions at Affected Plants NOX | Thousand Tons | 0 | 0 | 0 | 0 | 0 | 0 | 0
IL Fac. Spec. - NOX Rate Summer v3.1, Unit 278 and retrofits | 414 | 7305 | Rate Constraint in lbs/MMBtu | FALSE | L | Annual | Allowances Purchased NOX | Thousand Tons | 0 | 0 | 0 | 0 | 0 | 0 | 0
IL Fac. Spec. - NOX Rate Summer v3.1, Unit 278 and retrofits | 414 | 7305 | Rate Constraint in lbs/MMBtu | FALSE | L | Annual | Allowances Sold NOX | Thousand Tons | 0 | 0 | 0 | 0 | 0 | 0 | 0
IL Fac. Spec. - NOX Rate Summer v3.1, Unit 278 and retrofits | 414 | 7305 | Rate Constraint in lbs/MMBtu | FALSE | L | Annual | Allowances Banked | Thousand Tons | 0 | 0 | 0 | 0 | 0 | 0 | 0
IL Fac. Spec. - NOX Rate Summer v3.1, Unit 278 and retrofits | 414 | 7305 | Rate Constraint in lbs/MMBtu | FALSE | L | Annual | Allowances Withdrawn (1:1) | Thousand Tons | 0 | 0 | 0 | 0 | 0 | 0 | 0
IL Fac. Spec. - NOX Rate Summer v3.1, Unit 278 and retrofits | 414 | 7305 | Rate Constraint in lbs/MMBtu | FALSE | L | Annual | Allowances Withdrawn (1:n) | Thousand Tons | 0 | 0 | 0 | 0 | 0 | 0 | 0
IL Fac. Spec. - NOX Rate Summer v3.1, Unit 278 and retrofits | 414 | 7305 | Rate Constraint in lbs/MMBtu | FALSE | L | Annual | Total | Thousand Tons | 0 | 0 | 0 | 0 | 0 | 0 | 0
IL Fac. Spec. - NOX Rate Summer v3.1, Unit 278 and retrofits | 414 | 7305 | Rate Constraint in lbs/MMBtu | FALSE | L | Annual | Fuel Consumed | TBtu | 0 | 0 | 0 | 0 | 0 | 0 | 0
IL Fac. Spec. - NOX Rate Summer v3.1, Unit 278 and retrofits | 414 | 7305 | Rate Constraint in lbs/MMBtu | FALSE | L | Annual | Rate | lb/MMBtu | 0 | 0 | 0 | 0 | 0 | 0 | 0
IL Fac. Spec. - NOX Rate Summer v3.1, Unit 278 and retrofits | 414 | 7305 | Rate Constraint in lbs/MMBtu | FALSE | L | Annual | Generation | TWh | 0 | 0 | 0 | 0 | 0 | 0 | 0
IL Fac. Spec. - NOX Rate Summer v3.1, Unit 278 and retrofits | 414 | 7305 | Rate Constraint in lbs/MMBtu | FALSE | L | Annual | Qualifying Generation | TWh | 0 | 0 | 0 | 0 | 0 | 0 | 0
IL Fac. Spec. - NOX Rate Summer v3.1, Unit 278 and retrofits | 414 | 7305 | Rate Constraint in lbs/MMBtu | FALSE | L | Annual | Rate | lb/MWh | 0 | 0 | 0 | 0 | 0 | 0 | 0
IL Fac. Spec. - NOX Rate Summer v3.1, Unit 278 and retrofits | 414 | 7305 | Rate Constraint in lbs/MMBtu | FALSE | L | Annual | Constraint Shadow Price | US2022$/Ton | 0 | 0 | 0 | 0 | 0 | 0 | 0
IL Fac. Spec. - NOX Rate Summer v3.1, Unit 284 and retrofits | 415 | 7305 | Rate Constraint in lbs/MMBtu | FALSE | L | Annual | Seasons Included | Seasons | Summer | Summer | Summer | Summer | Summer | Summer | Summer
IL Fac. Spec. - NOX Rate Summer v3.1, Unit 284 and retrofits | 415 | 7305 | Rate Constraint in lbs/MMBtu | FALSE | L | Annual | Standard NOX | lb/MMBtu | 0.25 | 0.25 | 0.25 | 0.25 | 0.25 | 0.25 | 0.25
IL Fac. Spec. - NOX Rate Summer v3.1, Unit 284 and retrofits | 415 | 7305 | Rate Constraint in lbs/MMBtu | FALSE | L | Annual | Emissions at Affected Plants NOX | Thousand Tons | 0 | 0 | 0 | 0 | 0 | 0 | 0
IL Fac. Spec. - NOX Rate Summer v3.1, Unit 284 and retrofits | 415 | 7305 | Rate Constraint in lbs/MMBtu | FALSE | L | Annual | Allowances Purchased NOX | Thousand Tons | 0 | 0 | 0 | 0 | 0 | 0 | 0
IL Fac. Spec. - NOX Rate Summer v3.1, Unit 284 and retrofits | 415 | 7305 | Rate Constraint in lbs/MMBtu | FALSE | L | Annual | Allowances Sold NOX | Thousand Tons | 0 | 0 | 0 | 0 | 0 | 0 | 0
IL Fac. Spec. - NOX Rate Summer v3.1, Unit 284 and retrofits | 415 | 7305 | Rate Constraint in lbs/MMBtu | FALSE | L | Annual | Allowances Banked | Thousand Tons | 0 | 0 | 0 | 0 | 0 | 0 | 0
IL Fac. Spec. - NOX Rate Summer v3.1, Unit 284 and retrofits | 415 | 7305 | Rate Constraint in lbs/MMBtu | FALSE | L | Annual | Allowances Withdrawn (1:1) | Thousand Tons | 0 | 0 | 0 | 0 | 0 | 0 | 0
IL Fac. Spec. - NOX Rate Summer v3.1, Unit 284 and retrofits | 415 | 7305 | Rate Constraint in lbs/MMBtu | FALSE | L | Annual | Allowances Withdrawn (1:n) | Thousand Tons | 0 | 0 | 0 | 0 | 0 | 0 | 0
IL Fac. Spec. - NOX Rate Summer v3.1, Unit 284 and retrofits | 415 | 7305 | Rate Constraint in lbs/MMBtu | FALSE | L | Annual | Total | Thousand Tons | 0 | 0 | 0 | 0 | 0 | 0 | 0
IL Fac. Spec. - NOX Rate Summer v3.1, Unit 284 and retrofits | 415 | 7305 | Rate Constraint in lbs/MMBtu | FALSE | L | Annual | Fuel Consumed | TBtu | 0 | 0 | 0 | 0 | 0 | 0 | 0
IL Fac. Spec. - NOX Rate Summer v3.1, Unit 284 and retrofits | 415 | 7305 | Rate Constraint in lbs/MMBtu | FALSE | L | Annual | Rate | lb/MMBtu | 0 | 0 | 0 | 0 | 0 | 0 | 0
IL Fac. Spec. - NOX Rate Summer v3.1, Unit 284 and retrofits | 415 | 7305 | Rate Constraint in lbs/MMBtu | FALSE | L | Annual | Generation | TWh | 0 | 0 | 0 | 0 | 0 | 0 | 0
IL Fac. Spec. - NOX Rate Summer v3.1, Unit 284 and retrofits | 415 | 7305 | Rate Constraint in lbs/MMBtu | FALSE | L | Annual | Qualifying Generation | TWh | 0 | 0 | 0 | 0 | 0 | 0 | 0
IL Fac. Spec. - NOX Rate Summer v3.1, Unit 284 and retrofits | 415 | 7305 | Rate Constraint in lbs/MMBtu | FALSE | L | Annual | Rate | lb/MWh | 0 | 0 | 0 | 0 | 0 | 0 | 0
IL Fac. Spec. - NOX Rate Summer v3.1, Unit 284 and retrofits | 415 | 7305 | Rate Constraint in lbs/MMBtu | FALSE | L | Annual | Constraint Shadow Price | US2022$/Ton | 0 | 0 | 0 | 0 | 0 | 0 | 0
IL Fac. Spec. - NOX Rate Summer v3.1, Unit 285 and retrofits | 416 | 7305 | Rate Constraint in lbs/MMBtu | FALSE | L | Annual | Seasons Included | Seasons | Summer | Summer | Summer | Summer | Summer | Summer | Summer
IL Fac. Spec. - NOX Rate Summer v3.1, Unit 285 and retrofits | 416 | 7305 | Rate Constraint in lbs/MMBtu | FALSE | L | Annual | Standard NOX | lb/MMBtu | 0.25 | 0.25 | 0.25 | 0.25 | 0.25 | 0.25 | 0.25
IL Fac. Spec. - NOX Rate Summer v3.1, Unit 285 and retrofits | 416 | 7305 | Rate Constraint in lbs/MMBtu | FALSE | L | Annual | Emissions at Affected Plants NOX | Thousand Tons | 0 | 0 | 0 | 0 | 0 | 0 | 0
IL Fac. Spec. - NOX Rate Summer v3.1, Unit 285 and retrofits | 416 | 7305 | Rate Constraint in lbs/MMBtu | FALSE | L | Annual | Allowances Purchased NOX | Thousand Tons | 0 | 0 | 0 | 0 | 0 | 0 | 0
IL Fac. Spec. - NOX Rate Summer v3.1, Unit 285 and retrofits | 416 | 7305 | Rate Constraint in lbs/MMBtu | FALSE | L | Annual | Allowances Sold NOX | Thousand Tons | 0 | 0 | 0 | 0 | 0 | 0 | 0
IL Fac. Spec. - NOX Rate Summer v3.1, Unit 285 and retrofits | 416 | 7305 | Rate Constraint in lbs/MMBtu | FALSE | L | Annual | Allowances Banked | Thousand Tons | 0 | 0 | 0 | 0 | 0 | 0 | 0
IL Fac. Spec. - NOX Rate Summer v3.1, Unit 285 and retrofits | 416 | 7305 | Rate Constraint in lbs/MMBtu | FALSE | L | Annual | Allowances Withdrawn (1:1) | Thousand Tons | 0 | 0 | 0 | 0 | 0 | 0 | 0
IL Fac. Spec. - NOX Rate Summer v3.1, Unit 285 and retrofits | 416 | 7305 | Rate Constraint in lbs/MMBtu | FALSE | L | Annual | Allowances Withdrawn (1:n) | Thousand Tons | 0 | 0 | 0 | 0 | 0 | 0 | 0
IL Fac. Spec. - NOX Rate Summer v3.1, Unit 285 and retrofits | 416 | 7305 | Rate Constraint in lbs/MMBtu | FALSE | L | Annual | Total | Thousand Tons | 0 | 0 | 0 | 0 | 0 | 0 | 0
IL Fac. Spec. - NOX Rate Summer v3.1, Unit 285 and retrofits | 416 | 7305 | Rate Constraint in lbs/MMBtu | FALSE | L | Annual | Fuel Consumed | TBtu | 0 | 0 | 0 | 0 | 0 | 0 | 0
IL Fac. Spec. - NOX Rate Summer v3.1, Unit 285 and retrofits | 416 | 7305 | Rate Constraint in lbs/MMBtu | FALSE | L | Annual | Rate | lb/MMBtu | 0 | 0 | 0 | 0 | 0 | 0 | 0
IL Fac. Spec. - NOX Rate Summer v3.1, Unit 285 and retrofits | 416 | 7305 | Rate Constraint in lbs/MMBtu | FALSE | L | Annual | Generation | TWh | 0 | 0 | 0 | 0 | 0 | 0 | 0
IL Fac. Spec. - NOX Rate Summer v3.1, Unit 285 and retrofits | 416 | 7305 | Rate Constraint in lbs/MMBtu | FALSE | L | Annual | Qualifying Generation | TWh | 0 | 0 | 0 | 0 | 0 | 0 | 0
IL Fac. Spec. - NOX Rate Summer v3.1, Unit 285 and retrofits | 416 | 7305 | Rate Constraint in lbs/MMBtu | FALSE | L | Annual | Rate | lb/MWh | 0 | 0 | 0 | 0 | 0 | 0 | 0
IL Fac. Spec. - NOX Rate Summer v3.1, Unit 285 and retrofits | 416 | 7305 | Rate Constraint in lbs/MMBtu | FALSE | L | Annual | Constraint Shadow Price | US2022$/Ton | 0 | 0 | 0 | 0 | 0 | 0 | 0
IL Fac. Spec. - NOX Rate Summer v3.1, Unit 286 and retrofits | 417 | 7305 | Rate Constraint in lbs/MMBtu | FALSE | L | Annual | Seasons Included | Seasons | Summer | Summer | Summer | Summer | Summer | Summer | Summer
IL Fac. Spec. - NOX Rate Summer v3.1, Unit 286 and retrofits | 417 | 7305 | Rate Constraint in lbs/MMBtu | FALSE | L | Annual | Standard NOX | lb/MMBtu | 0.25 | 0.25 | 0.25 | 0.25 | 0.25 | 0.25 | 0.25
IL Fac. Spec. - NOX Rate Summer v3.1, Unit 286 and retrofits | 417 | 7305 | Rate Constraint in lbs/MMBtu | FALSE | L | Annual | Emissions at Affected Plants NOX | Thousand Tons | 0 | 0 | 0 | 0 | 0 | 0 | 0
IL Fac. Spec. - NOX Rate Summer v3.1, Unit 286 and retrofits | 417 | 7305 | Rate Constraint in lbs/MMBtu | FALSE | L | Annual | Allowances Purchased NOX | Thousand Tons | 0 | 0 | 0 | 0 | 0 | 0 | 0
IL Fac. Spec. - NOX Rate Summer v3.1, Unit 286 and retrofits | 417 | 7305 | Rate Constraint in lbs/MMBtu | FALSE | L | Annual | Allowances Sold NOX | Thousand Tons | 0 | 0 | 0 | 0 | 0 | 0 | 0
IL Fac. Spec. - NOX Rate Summer v3.1, Unit 286 and retrofits | 417 | 7305 | Rate Constraint in lbs/MMBtu | FALSE | L | Annual | Allowances Banked | Thousand Tons | 0 | 0 | 0 | 0 | 0 | 0 | 0
IL Fac. Spec. - NOX Rate Summer v3.1, Unit 286 and retrofits | 417 | 7305 | Rate Constraint in lbs/MMBtu | FALSE | L | Annual | Allowances Withdrawn (1:1) | Thousand Tons | 0 | 0 | 0 | 0 | 0 | 0 | 0
IL Fac. Spec. - NOX Rate Summer v3.1, Unit 286 and retrofits | 417 | 7305 | Rate Constraint in lbs/MMBtu | FALSE | L | Annual | Allowances Withdrawn (1:n) | Thousand Tons | 0 | 0 | 0 | 0 | 0 | 0 | 0
IL Fac. Spec. - NOX Rate Summer v3.1, Unit 286 and retrofits | 417 | 7305 | Rate Constraint in lbs/MMBtu | FALSE | L | Annual | Total | Thousand Tons | 0 | 0 | 0 | 0 | 0 | 0 | 0
IL Fac. Spec. - NOX Rate Summer v3.1, Unit 286 and retrofits | 417 | 7305 | Rate Constraint in lbs/MMBtu | FALSE | L | Annual | Fuel Consumed | TBtu | 0 | 0 | 0 | 0 | 0 | 0 | 0
IL Fac. Spec. - NOX Rate Summer v3.1, Unit 286 and retrofits | 417 | 7305 | Rate Constraint in lbs/MMBtu | FALSE | L | Annual | Rate | lb/MMBtu | 0 | 0 | 0 | 0 | 0 | 0 | 0
IL Fac. Spec. - NOX Rate Summer v3.1, Unit 286 and retrofits | 417 | 7305 | Rate Constraint in lbs/MMBtu | FALSE | L | Annual | Generation | TWh | 0 | 0 | 0 | 0 | 0 | 0 | 0
IL Fac. Spec. - NOX Rate Summer v3.1, Unit 286 and retrofits | 417 | 7305 | Rate Constraint in lbs/MMBtu | FALSE | L | Annual | Qualifying Generation | TWh | 0 | 0 | 0 | 0 | 0 | 0 | 0
IL Fac. Spec. - NOX Rate Summer v3.1, Unit 286 and retrofits | 417 | 7305 | Rate Constraint in lbs/MMBtu | FALSE | L | Annual | Rate | lb/MWh | 0 | 0 | 0 | 0 | 0 | 0 | 0
IL Fac. Spec. - NOX Rate Summer v3.1, Unit 286 and retrofits | 417 | 7305 | Rate Constraint in lbs/MMBtu | FALSE | L | Annual | Constraint Shadow Price | US2022$/Ton | 0 | 0 | 0 | 0 | 0 | 0 | 0
IL Fac. Spec. - NOX Rate Summer v3.1, Unit 287 and retrofits | 418 | 7305 | Rate Constraint in lbs/MMBtu | FALSE | L | Annual | Seasons Included | Seasons | Summer | Summer | Summer | Summer | Summer | Summer | Summer
IL Fac. Spec. - NOX Rate Summer v3.1, Unit 287 and retrofits | 418 | 7305 | Rate Constraint in lbs/MMBtu | FALSE | L | Annual | Standard NOX | lb/MMBtu | 0.25 | 0.25 | 0.25 | 0.25 | 0.25 | 0.25 | 0.25
IL Fac. Spec. - NOX Rate Summer v3.1, Unit 287 and retrofits | 418 | 7305 | Rate Constraint in lbs/MMBtu | FALSE | L | Annual | Emissions at Affected Plants NOX | Thousand Tons | 0 | 0 | 0 | 0 | 0 | 0 | 0
IL Fac. Spec. - NOX Rate Summer v3.1, Unit 287 and retrofits | 418 | 7305 | Rate Constraint in lbs/MMBtu | FALSE | L | Annual | Allowances Purchased NOX | Thousand Tons | 0 | 0 | 0 | 0 | 0 | 0 | 0
IL Fac. Spec. - NOX Rate Summer v3.1, Unit 287 and retrofits | 418 | 7305 | Rate Constraint in lbs/MMBtu | FALSE | L | Annual | Allowances Sold NOX | Thousand Tons | 0 | 0 | 0 | 0 | 0 | 0 | 0
IL Fac. Spec. - NOX Rate Summer v3.1, Unit 287 and retrofits | 418 | 7305 | Rate Constraint in lbs/MMBtu | FALSE | L | Annual | Allowances Banked | Thousand Tons | 0 | 0 | 0 | 0 | 0 | 0 | 0
IL Fac. Spec. - NOX Rate Summer v3.1, Unit 287 and retrofits | 418 | 7305 | Rate Constraint in lbs/MMBtu | FALSE | L | Annual | Allowances Withdrawn (1:1) | Thousand Tons | 0 | 0 | 0 | 0 | 0 | 0 | 0
IL Fac. Spec. - NOX Rate Summer v3.1, Unit 287 and retrofits | 418 | 7305 | Rate Constraint in lbs/MMBtu | FALSE | L | Annual | Allowances Withdrawn (1:n) | Thousand Tons | 0 | 0 | 0 | 0 | 0 | 0 | 0
IL Fac. Spec. - NOX Rate Summer v3.1, Unit 287 and retrofits | 418 | 7305 | Rate Constraint in lbs/MMBtu | FALSE | L | Annual | Total | Thousand Tons | 0 | 0 | 0 | 0 | 0 | 0 | 0
IL Fac. Spec. - NOX Rate Summer v3.1, Unit 287 and retrofits | 418 | 7305 | Rate Constraint in lbs/MMBtu | FALSE | L | Annual | Fuel Consumed | TBtu | 0 | 0 | 0 | 0 | 0 | 0 | 0
IL Fac. Spec. - NOX Rate Summer v3.1, Unit 287 and retrofits | 418 | 7305 | Rate Constraint in lbs/MMBtu | FALSE | L | Annual | Rate | lb/MMBtu | 0 | 0 | 0 | 0 | 0 | 0 | 0
IL Fac. Spec. - NOX Rate Summer v3.1, Unit 287 and retrofits | 418 | 7305 | Rate Constraint in lbs/MMBtu | FALSE | L | Annual | Generation | TWh | 0 | 0 | 0 | 0 | 0 | 0 | 0
IL Fac. Spec. - NOX Rate Summer v3.1, Unit 287 and retrofits | 418 | 7305 | Rate Constraint in lbs/MMBtu | FALSE | L | Annual | Qualifying Generation | TWh | 0 | 0 | 0 | 0 | 0 | 0 | 0
IL Fac. Spec. - NOX Rate Summer v3.1, Unit 287 and retrofits | 418 | 7305 | Rate Constraint in lbs/MMBtu | FALSE | L | Annual | Rate | lb/MWh | 0 | 0 | 0 | 0 | 0 | 0 | 0
IL Fac. Spec. - NOX Rate Summer v3.1, Unit 287 and retrofits | 418 | 7305 | Rate Constraint in lbs/MMBtu | FALSE | L | Annual | Constraint Shadow Price | US2022$/Ton | 0 | 0 | 0 | 0 | 0 | 0 | 0
IL Fac. Spec. - NOX Rate Summer v3.1, Unit 288 and retrofits | 419 | 7305 | Rate Constraint in lbs/MMBtu | FALSE | L | Annual | Seasons Included | Seasons | Summer | Summer | Summer | Summer | Summer | Summer | Summer
IL Fac. Spec. - NOX Rate Summer v3.1, Unit 288 and retrofits | 419 | 7305 | Rate Constraint in lbs/MMBtu | FALSE | L | Annual | Standard NOX | lb/MMBtu | 0.25 | 0.25 | 0.25 | 0.25 | 0.25 | 0.25 | 0.25
IL Fac. Spec. - NOX Rate Summer v3.1, Unit 288 and retrofits | 419 | 7305 | Rate Constraint in lbs/MMBtu | FALSE | L | Annual | Emissions at Affected Plants NOX | Thousand Tons | 0 | 0 | 0 | 0 | 0 | 0 | 0
IL Fac. Spec. - NOX Rate Summer v3.1, Unit 288 and retrofits | 419 | 7305 | Rate Constraint in lbs/MMBtu | FALSE | L | Annual | Allowances Purchased NOX | Thousand Tons | 0 | 0 | 0 | 0 | 0 | 0 | 0
IL Fac. Spec. - NOX Rate Summer v3.1, Unit 288 and retrofits | 419 | 7305 | Rate Constraint in lbs/MMBtu | FALSE | L | Annual | Allowances Sold NOX | Thousand Tons | 0 | 0 | 0 | 0 | 0 | 0 | 0
IL Fac. Spec. - NOX Rate Summer v3.1, Unit 288 and retrofits | 419 | 7305 | Rate Constraint in lbs/MMBtu | FALSE | L | Annual | Allowances Banked | Thousand Tons | 0 | 0 | 0 | 0 | 0 | 0 | 0
IL Fac. Spec. - NOX Rate Summer v3.1, Unit 288 and retrofits | 419 | 7305 | Rate Constraint in lbs/MMBtu | FALSE | L | Annual | Allowances Withdrawn (1:1) | Thousand Tons | 0 | 0 | 0 | 0 | 0 | 0 | 0
IL Fac. Spec. - NOX Rate Summer v3.1, Unit 288 and retrofits | 419 | 7305 | Rate Constraint in lbs/MMBtu | FALSE | L | Annual | Allowances Withdrawn (1:n) | Thousand Tons | 0 | 0 | 0 | 0 | 0 | 0 | 0
IL Fac. Spec. - NOX Rate Summer v3.1, Unit 288 and retrofits | 419 | 7305 | Rate Constraint in lbs/MMBtu | FALSE | L | Annual | Total | Thousand Tons | 0 | 0 | 0 | 0 | 0 | 0 | 0
IL Fac. Spec. - NOX Rate Summer v3.1, Unit 288 and retrofits | 419 | 7305 | Rate Constraint in lbs/MMBtu | FALSE | L | Annual | Fuel Consumed | TBtu | 0 | 0 | 0 | 0 | 0 | 0 | 0
IL Fac. Spec. - NOX Rate Summer v3.1, Unit 288 and retrofits | 419 | 7305 | Rate Constraint in lbs/MMBtu | FALSE | L | Annual | Rate | lb/MMBtu | 0 | 0 | 0 | 0 | 0 | 0 | 0
IL Fac. Spec. - NOX Rate Summer v3.1, Unit 288 and retrofits | 419 | 7305 | Rate Constraint in lbs/MMBtu | FALSE | L | Annual | Generation | TWh | 0 | 0 | 0 | 0 | 0 | 0 | 0
IL Fac. Spec. - NOX Rate Summer v3.1, Unit 288 and retrofits | 419 | 7305 | Rate Constraint in lbs/MMBtu | FALSE | L | Annual | Qualifying Generation | TWh | 0 | 0 | 0 | 0 | 0 | 0 | 0
IL Fac. Spec. - NOX Rate Summer v3.1, Unit 288 and retrofits | 419 | 7305 | Rate Constraint in lbs/MMBtu | FALSE | L | Annual | Rate | lb/MWh | 0 | 0 | 0 | 0 | 0 | 0 | 0
IL Fac. Spec. - NOX Rate Summer v3.1, Unit 288 and retrofits | 419 | 7305 | Rate Constraint in lbs/MMBtu | FALSE | L | Annual | Constraint Shadow Price | US2022$/Ton | 0 | 0 | 0 | 0 | 0 | 0 | 0
IL Fac. Spec. - NOX Rate Summer v3.1, Unit 289 and retrofits | 420 | 7305 | Rate Constraint in lbs/MMBtu | FALSE | L | Annual | Seasons Included | Seasons | Summer | Summer | Summer | Summer | Summer | Summer | Summer
IL Fac. Spec. - NOX Rate Summer v3.1, Unit 289 and retrofits | 420 | 7305 | Rate Constraint in lbs/MMBtu | FALSE | L | Annual | Standard NOX | lb/MMBtu | 0.25 | 0.25 | 0.25 | 0.25 | 0.25 | 0.25 | 0.25
IL Fac. Spec. - NOX Rate Summer v3.1, Unit 289 and retrofits | 420 | 7305 | Rate Constraint in lbs/MMBtu | FALSE | L | Annual | Emissions at Affected Plants NOX | Thousand Tons | 0 | 0 | 0 | 0 | 0 | 0 | 0
IL Fac. Spec. - NOX Rate Summer v3.1, Unit 289 and retrofits | 420 | 7305 | Rate Constraint in lbs/MMBtu | FALSE | L | Annual | Allowances Purchased NOX | Thousand Tons | 0 | 0 | 0 | 0 | 0 | 0 | 0
IL Fac. Spec. - NOX Rate Summer v3.1, Unit 289 and retrofits | 420 | 7305 | Rate Constraint in lbs/MMBtu | FALSE | L | Annual | Allowances Sold NOX | Thousand Tons | 0 | 0 | 0 | 0 | 0 | 0 | 0
IL Fac. Spec. - NOX Rate Summer v3.1, Unit 289 and retrofits | 420 | 7305 | Rate Constraint in lbs/MMBtu | FALSE | L | Annual | Allowances Banked | Thousand Tons | 0 | 0 | 0 | 0 | 0 | 0 | 0
IL Fac. Spec. - NOX Rate Summer v3.1, Unit 289 and retrofits | 420 | 7305 | Rate Constraint in lbs/MMBtu | FALSE | L | Annual | Allowances Withdrawn (1:1) | Thousand Tons | 0 | 0 | 0 | 0 | 0 | 0 | 0
IL Fac. Spec. - NOX Rate Summer v3.1, Unit 289 and retrofits | 420 | 7305 | Rate Constraint in lbs/MMBtu | FALSE | L | Annual | Allowances Withdrawn (1:n) | Thousand Tons | 0 | 0 | 0 | 0 | 0 | 0 | 0
IL Fac. Spec. - NOX Rate Summer v3.1, Unit 289 and retrofits | 420 | 7305 | Rate Constraint in lbs/MMBtu | FALSE | L | Annual | Total | Thousand Tons | 0 | 0 | 0 | 0 | 0 | 0 | 0
IL Fac. Spec. - NOX Rate Summer v3.1, Unit 289 and retrofits | 420 | 7305 | Rate Constraint in lbs/MMBtu | FALSE | L | Annual | Fuel Consumed | TBtu | 0 | 0 | 0 | 0 | 0 | 0 | 0
IL Fac. Spec. - NOX Rate Summer v3.1, Unit 289 and retrofits | 420 | 7305 | Rate Constraint in lbs/MMBtu | FALSE | L | Annual | Rate | lb/MMBtu | 0 | 0 | 0 | 0 | 0 | 0 | 0
IL Fac. Spec. - NOX Rate Summer v3.1, Unit 289 and retrofits | 420 | 7305 | Rate Constraint in lbs/MMBtu | FALSE | L | Annual | Generation | TWh | 0 | 0 | 0 | 0 | 0 | 0 | 0
IL Fac. Spec. - NOX Rate Summer v3.1, Unit 289 and retrofits | 420 | 7305 | Rate Constraint in lbs/MMBtu | FALSE | L | Annual | Qualifying Generation | TWh | 0 | 0 | 0 | 0 | 0 | 0 | 0
IL Fac. Spec. - NOX Rate Summer v3.1, Unit 289 and retrofits | 420 | 7305 | Rate Constraint in lbs/MMBtu | FALSE | L | Annual | Rate | lb/MWh | 0 | 0 | 0 | 0 | 0 | 0 | 0
IL Fac. Spec. - NOX Rate Summer v3.1, Unit 289 and retrofits | 420 | 7305 | Rate Constraint in lbs/MMBtu | FALSE | L | Annual | Constraint Shadow Price | US2022$/Ton | 0 | 0 | 0 | 0 | 0 | 0 | 0
IL Fac. Spec. - NOX Rate Summer v3.1, Unit 290 and retrofits | 421 | 7305 | Rate Constraint in lbs/MMBtu | FALSE | L | Annual | Seasons Included | Seasons | Summer | Summer | Summer | Summer | Summer | Summer | Summer
IL Fac. Spec. - NOX Rate Summer v3.1, Unit 290 and retrofits | 421 | 7305 | Rate Constraint in lbs/MMBtu | FALSE | L | Annual | Standard NOX | lb/MMBtu | 0.25 | 0.25 | 0.25 | 0.25 | 0.25 | 0.25 | 0.25
IL Fac. Spec. - NOX Rate Summer v3.1, Unit 290 and retrofits | 421 | 7305 | Rate Constraint in lbs/MMBtu | FALSE | L | Annual | Emissions at Affected Plants NOX | Thousand Tons | 0 | 0 | 0 | 0 | 0 | 0 | 0
IL Fac. Spec. - NOX Rate Summer v3.1, Unit 290 and retrofits | 421 | 7305 | Rate Constraint in lbs/MMBtu | FALSE | L | Annual | Allowances Purchased NOX | Thousand Tons | 0 | 0 | 0 | 0 | 0 | 0 | 0
IL Fac. Spec. - NOX Rate Summer v3.1, Unit 290 and retrofits | 421 | 7305 | Rate Constraint in lbs/MMBtu | FALSE | L | Annual | Allowances Sold NOX | Thousand Tons | 0 | 0 | 0 | 0 | 0 | 0 | 0
IL Fac. Spec. - NOX Rate Summer v3.1, Unit 290 and retrofits | 421 | 7305 | Rate Constraint in lbs/MMBtu | FALSE | L | Annual | Allowances Banked | Thousand Tons | 0 | 0 | 0 | 0 | 0 | 0 | 0
IL Fac. Spec. - NOX Rate Summer v3.1, Unit 290 and retrofits | 421 | 7305 | Rate Constraint in lbs/MMBtu | FALSE | L | Annual | Allowances Withdrawn (1:1) | Thousand Tons | 0 | 0 | 0 | 0 | 0 | 0 | 0
IL Fac. Spec. - NOX Rate Summer v3.1, Unit 290 and retrofits | 421 | 7305 | Rate Constraint in lbs/MMBtu | FALSE | L | Annual | Allowances Withdrawn (1:n) | Thousand Tons | 0 | 0 | 0 | 0 | 0 | 0 | 0
IL Fac. Spec. - NOX Rate Summer v3.1, Unit 290 and retrofits | 421 | 7305 | Rate Constraint in lbs/MMBtu | FALSE | L | Annual | Total | Thousand Tons | 0 | 0 | 0 | 0 | 0 | 0 | 0
IL Fac. Spec. - NOX Rate Summer v3.1, Unit 290 and retrofits | 421 | 7305 | Rate Constraint in lbs/MMBtu | FALSE | L | Annual | Fuel Consumed | TBtu | 0 | 0 | 0 | 0 | 0 | 0 | 0
IL Fac. Spec. - NOX Rate Summer v3.1, Unit 290 and retrofits | 421 | 7305 | Rate Constraint in lbs/MMBtu | FALSE | L | Annual | Rate | lb/MMBtu | 0 | 0 | 0 | 0 | 0 | 0 | 0
IL Fac. Spec. - NOX Rate Summer v3.1, Unit 290 and retrofits | 421 | 7305 | Rate Constraint in lbs/MMBtu | FALSE | L | Annual | Generation | TWh | 0 | 0 | 0 | 0 | 0 | 0 | 0
IL Fac. Spec. - NOX Rate Summer v3.1, Unit 290 and retrofits | 421 | 7305 | Rate Constraint in lbs/MMBtu | FALSE | L | Annual | Qualifying Generation | TWh | 0 | 0 | 0 | 0 | 0 | 0 | 0
IL Fac. Spec. - NOX Rate Summer v3.1, Unit 290 and retrofits | 421 | 7305 | Rate Constraint in lbs/MMBtu | FALSE | L | Annual | Rate | lb/MWh | 0 | 0 | 0 | 0 | 0 | 0 | 0
IL Fac. Spec. - NOX Rate Summer v3.1, Unit 290 and retrofits | 421 | 7305 | Rate Constraint in lbs/MMBtu | FALSE | L | Annual | Constraint Shadow Price | US2022$/Ton | 0 | 0 | 0 | 0 | 0 | 0 | 0
IL Fac. Spec. - NOX Rate Summer v3.1, Unit 291 and retrofits | 422 | 7305 | Rate Constraint in lbs/MMBtu | FALSE | L | Annual | Seasons Included | Seasons | Summer | Summer | Summer | Summer | Summer | Summer | Summer
IL Fac. Spec. - NOX Rate Summer v3.1, Unit 291 and retrofits | 422 | 7305 | Rate Constraint in lbs/MMBtu | FALSE | L | Annual | Standard NOX | lb/MMBtu | 0.25 | 0.25 | 0.25 | 0.25 | 0.25 | 0.25 | 0.25
IL Fac. Spec. - NOX Rate Summer v3.1, Unit 291 and retrofits | 422 | 7305 | Rate Constraint in lbs/MMBtu | FALSE | L | Annual | Emissions at Affected Plants NOX | Thousand Tons | 0 | 0 | 0 | 0 | 0 | 0 | 0
IL Fac. Spec. - NOX Rate Summer v3.1, Unit 291 and retrofits | 422 | 7305 | Rate Constraint in lbs/MMBtu | FALSE | L | Annual | Allowances Purchased NOX | Thousand Tons | 0 | 0 | 0 | 0 | 0 | 0 | 0
IL Fac. Spec. - NOX Rate Summer v3.1, Unit 291 and retrofits | 422 | 7305 | Rate Constraint in lbs/MMBtu | FALSE | L | Annual | Allowances Sold NOX | Thousand Tons | 0 | 0 | 0 | 0 | 0 | 0 | 0
IL Fac. Spec. - NOX Rate Summer v3.1, Unit 291 and retrofits | 422 | 7305 | Rate Constraint in lbs/MMBtu | FALSE | L | Annual | Allowances Banked | Thousand Tons | 0 | 0 | 0 | 0 | 0 | 0 | 0
IL Fac. Spec. - NOX Rate Summer v3.1, Unit 291 and retrofits | 422 | 7305 | Rate Constraint in lbs/MMBtu | FALSE | L | Annual | Allowances Withdrawn (1:1) | Thousand Tons | 0 | 0 | 0 | 0 | 0 | 0 | 0
IL Fac. Spec. - NOX Rate Summer v3.1, Unit 291 and retrofits | 422 | 7305 | Rate Constraint in lbs/MMBtu | FALSE | L | Annual | Allowances Withdrawn (1:n) | Thousand Tons | 0 | 0 | 0 | 0 | 0 | 0 | 0
IL Fac. Spec. - NOX Rate Summer v3.1, Unit 291 and retrofits | 422 | 7305 | Rate Constraint in lbs/MMBtu | FALSE | L | Annual | Total | Thousand Tons | 0 | 0 | 0 | 0 | 0 | 0 | 0
IL Fac. Spec. - NOX Rate Summer v3.1, Unit 291 and retrofits | 422 | 7305 | Rate Constraint in lbs/MMBtu | FALSE | L | Annual | Fuel Consumed | TBtu | 0 | 0 | 0 | 0 | 0 | 0 | 0
IL Fac. Spec. - NOX Rate Summer v3.1, Unit 291 and retrofits | 422 | 7305 | Rate Constraint in lbs/MMBtu | FALSE | L | Annual | Rate | lb/MMBtu | 0 | 0 | 0 | 0 | 0 | 0 | 0
IL Fac. Spec. - NOX Rate Summer v3.1, Unit 291 and retrofits | 422 | 7305 | Rate Constraint in lbs/MMBtu | FALSE | L | Annual | Generation | TWh | 0 | 0 | 0 | 0 | 0 | 0 | 0
IL Fac. Spec. - NOX Rate Summer v3.1, Unit 291 and retrofits | 422 | 7305 | Rate Constraint in lbs/MMBtu | FALSE | L | Annual | Qualifying Generation | TWh | 0 | 0 | 0 | 0 | 0 | 0 | 0
IL Fac. Spec. - NOX Rate Summer v3.1, Unit 291 and retrofits | 422 | 7305 | Rate Constraint in lbs/MMBtu | FALSE | L | Annual | Rate | lb/MWh | 0 | 0 | 0 | 0 | 0 | 0 | 0
IL Fac. Spec. - NOX Rate Summer v3.1, Unit 291 and retrofits | 422 | 7305 | Rate Constraint in lbs/MMBtu | FALSE | L | Annual | Constraint Shadow Price | US2022$/Ton | 0 | 0 | 0 | 0 | 0 | 0 | 0
IL Fac. Spec. - NOX Rate Summer v3.1, Unit 292 and retrofits | 423 | 7305 | Rate Constraint in lbs/MMBtu | FALSE | L | Annual | Seasons Included | Seasons | Summer | Summer | Summer | Summer | Summer | Summer | Summer
IL Fac. Spec. - NOX Rate Summer v3.1, Unit 292 and retrofits | 423 | 7305 | Rate Constraint in lbs/MMBtu | FALSE | L | Annual | Standard NOX | lb/MMBtu | 0.25 | 0.25 | 0.25 | 0.25 | 0.25 | 0.25 | 0.25
IL Fac. Spec. - NOX Rate Summer v3.1, Unit 292 and retrofits | 423 | 7305 | Rate Constraint in lbs/MMBtu | FALSE | L | Annual | Emissions at Affected Plants NOX | Thousand Tons | 0.0019282 | 0 | 0 | 0 | 0 | 0 | 0
IL Fac. Spec. - NOX Rate Summer v3.1, Unit 292 and retrofits | 423 | 7305 | Rate Constraint in lbs/MMBtu | FALSE | L | Annual | Allowances Purchased NOX | Thousand Tons | 0 | 0 | 0 | 0 | 0 | 0 | 0
IL Fac. Spec. - NOX Rate Summer v3.1, Unit 292 and retrofits | 423 | 7305 | Rate Constraint in lbs/MMBtu | FALSE | L | Annual | Allowances Sold NOX | Thousand Tons | 0 | 0 | 0 | 0 | 0 | 0 | 0
IL Fac. Spec. - NOX Rate Summer v3.1, Unit 292 and retrofits | 423 | 7305 | Rate Constraint in lbs/MMBtu | FALSE | L | Annual | Allowances Banked | Thousand Tons | 0 | 0 | 0 | 0 | 0 | 0 | 0
IL Fac. Spec. - NOX Rate Summer v3.1, Unit 292 and retrofits | 423 | 7305 | Rate Constraint in lbs/MMBtu | FALSE | L | Annual | Allowances Withdrawn (1:1) | Thousand Tons | 0 | 0 | 0 | 0 | 0 | 0 | 0
IL Fac. Spec. - NOX Rate Summer v3.1, Unit 292 and retrofits | 423 | 7305 | Rate Constraint in lbs/MMBtu | FALSE | L | Annual | Allowances Withdrawn (1:n) | Thousand Tons | 0 | 0 | 0 | 0 | 0 | 0 | 0
IL Fac. Spec. - NOX Rate Summer v3.1, Unit 292 and retrofits | 423 | 7305 | Rate Constraint in lbs/MMBtu | FALSE | L | Annual | Total | Thousand Tons | 0.0019282 | 0 | 0 | 0 | 0 | 0 | 0
IL Fac. Spec. - NOX Rate Summer v3.1, Unit 292 and retrofits | 423 | 7305 | Rate Constraint in lbs/MMBtu | FALSE | L | Annual | Fuel Consumed | TBtu | 0.018005 | 0 | 0 | 0 | 0 | 0 | 0
IL Fac. Spec. - NOX Rate Summer v3.1, Unit 292 and retrofits | 423 | 7305 | Rate Constraint in lbs/MMBtu | FALSE | L | Annual | Rate | lb/MMBtu | 0.21419 | 0 | 0 | 0 | 0 | 0 | 0
IL Fac. Spec. - NOX Rate Summer v3.1, Unit 292 and retrofits | 423 | 7305 | Rate Constraint in lbs/MMBtu | FALSE | L | Annual | Generation | TWh | 0.0015229 | 0 | 0 | 0 | 0 | 0 | 0
IL Fac. Spec. - NOX Rate Summer v3.1, Unit 292 and retrofits | 423 | 7305 | Rate Constraint in lbs/MMBtu | FALSE | L | Annual | Qualifying Generation | TWh | 0.0015229 | 0 | 0 | 0 | 0 | 0 | 0
IL Fac. Spec. - NOX Rate Summer v3.1, Unit 292 and retrofits | 423 | 7305 | Rate Constraint in lbs/MMBtu | FALSE | L | Annual | Rate | lb/MWh | 2.5324 | 0 | 0 | 0 | 0 | 0 | 0
IL Fac. Spec. - NOX Rate Summer v3.1, Unit 292 and retrofits | 423 | 7305 | Rate Constraint in lbs/MMBtu | FALSE | L | Annual | Constraint Shadow Price | US2022$/Ton | 0 | 0 | 0 | 0 | 0 | 0 | 0
IL Fac. Spec. - NOX Rate Summer v3.1, Unit 293 and retrofits | 424 | 7305 | Rate Constraint in lbs/MMBtu | FALSE | L | Annual | Seasons Included | Seasons | Summer | Summer | Summer | Summer | Summer | Summer | Summer
IL Fac. Spec. - NOX Rate Summer v3.1, Unit 293 and retrofits | 424 | 7305 | Rate Constraint in lbs/MMBtu | FALSE | L | Annual | Standard NOX | lb/MMBtu | 0.25 | 0.25 | 0.25 | 0.25 | 0.25 | 0.25 | 0.25
IL Fac. Spec. - NOX Rate Summer v3.1, Unit 293 and retrofits | 424 | 7305 | Rate Constraint in lbs/MMBtu | FALSE | L | Annual | Emissions at Affected Plants NOX | Thousand Tons | 0.0015585 | 0 | 0 | 0 | 0 | 0 | 0
IL Fac. Spec. - NOX Rate Summer v3.1, Unit 293 and retrofits | 424 | 7305 | Rate Constraint in lbs/MMBtu | FALSE | L | Annual | Allowances Purchased NOX | Thousand Tons | 0 | 0 | 0 | 0 | 0 | 0 | 0
IL Fac. Spec. - NOX Rate Summer v3.1, Unit 293 and retrofits | 424 | 7305 | Rate Constraint in lbs/MMBtu | FALSE | L | Annual | Allowances Sold NOX | Thousand Tons | 0 | 0 | 0 | 0 | 0 | 0 | 0
IL Fac. Spec. - NOX Rate Summer v3.1, Unit 293 and retrofits | 424 | 7305 | Rate Constraint in lbs/MMBtu | FALSE | L | Annual | Allowances Banked | Thousand Tons | 0 | 0 | 0 | 0 | 0 | 0 | 0
IL Fac. Spec. - NOX Rate Summer v3.1, Unit 293 and retrofits | 424 | 7305 | Rate Constraint in lbs/MMBtu | FALSE | L | Annual | Allowances Withdrawn (1:1) | Thousand Tons | 0 | 0 | 0 | 0 | 0 | 0 | 0
IL Fac. Spec. - NOX Rate Summer v3.1, Unit 293 and retrofits | 424 | 7305 | Rate Constraint in lbs/MMBtu | FALSE | L | Annual | Allowances Withdrawn (1:n) | Thousand Tons | 0 | 0 | 0 | 0 | 0 | 0 | 0
IL Fac. Spec. - NOX Rate Summer v3.1, Unit 293 and retrofits | 424 | 7305 | Rate Constraint in lbs/MMBtu | FALSE | L | Annual | Total | Thousand Tons | 0.0015585 | 0 | 0 | 0 | 0 | 0 | 0
IL Fac. Spec. - NOX Rate Summer v3.1, Unit 293 and retrofits | 424 | 7305 | Rate Constraint in lbs/MMBtu | FALSE | L | Annual | Fuel Consumed | TBtu | 0.018006 | 0 | 0 | 0 | 0 | 0 | 0
IL Fac. Spec. - NOX Rate Summer v3.1, Unit 293 and retrofits | 424 | 7305 | Rate Constraint in lbs/MMBtu | FALSE | L | Annual | Rate | lb/MMBtu | 0.17311 | 0 | 0 | 0 | 0 | 0 | 0
IL Fac. Spec. - NOX Rate Summer v3.1, Unit 293 and retrofits | 424 | 7305 | Rate Constraint in lbs/MMBtu | FALSE | L | Annual | Generation | TWh | 0.0015229 | 0 | 0 | 0 | 0 | 0 | 0
IL Fac. Spec. - NOX Rate Summer v3.1, Unit 293 and retrofits | 424 | 7305 | Rate Constraint in lbs/MMBtu | FALSE | L | Annual | Qualifying Generation | TWh | 0.0015229 | 0 | 0 | 0 | 0 | 0 | 0
IL Fac. Spec. - NOX Rate Summer v3.1, Unit 293 and retrofits | 424 | 7305 | Rate Constraint in lbs/MMBtu | FALSE | L | Annual | Rate | lb/MWh | 2.0469 | 0 | 0 | 0 | 0 | 0 | 0
IL Fac. Spec. - NOX Rate Summer v3.1, Unit 293 and retrofits | 424 | 7305 | Rate Constraint in lbs/MMBtu | FALSE | L | Annual | Constraint Shadow Price | US2022$/Ton | 0 | 0 | 0 | 0 | 0 | 0 | 0
IL Fac. Spec. - NOX Rate Summer v3.1, Unit 294 and retrofits | 425 | 7305 | Rate Constraint in lbs/MMBtu | FALSE | L | Annual | Seasons Included | Seasons | Summer | Summer | Summer | Summer | Summer | Summer | Summer
IL Fac. Spec. - NOX Rate Summer v3.1, Unit 294 and retrofits | 425 | 7305 | Rate Constraint in lbs/MMBtu | FALSE | L | Annual | Standard NOX | lb/MMBtu | 0.25 | 0.25 | 0.25 | 0.25 | 0.25 | 0.25 | 0.25
IL Fac. Spec. - NOX Rate Summer v3.1, Unit 294 and retrofits | 425 | 7305 | Rate Constraint in lbs/MMBtu | FALSE | L | Annual | Emissions at Affected Plants NOX | Thousand Tons | 0.0015288 | 0 | 0 | 0 | 0 | 0 | 0
IL Fac. Spec. - NOX Rate Summer v3.1, Unit 294 and retrofits | 425 | 7305 | Rate Constraint in lbs/MMBtu | FALSE | L | Annual | Allowances Purchased NOX | Thousand Tons | 0 | 0 | 0 | 0 | 0 | 0 | 0
IL Fac. Spec. - NOX Rate Summer v3.1, Unit 294 and retrofits | 425 | 7305 | Rate Constraint in lbs/MMBtu | FALSE | L | Annual | Allowances Sold NOX | Thousand Tons | 0 | 0 | 0 | 0 | 0 | 0 | 0
IL Fac. Spec. - NOX Rate Summer v3.1, Unit 294 and retrofits | 425 | 7305 | Rate Constraint in lbs/MMBtu | FALSE | L | Annual | Allowances Banked | Thousand Tons | 0 | 0 | 0 | 0 | 0 | 0 | 0
IL Fac. Spec. - NOX Rate Summer v3.1, Unit 294 and retrofits | 425 | 7305 | Rate Constraint in lbs/MMBtu | FALSE | L | Annual | Allowances Withdrawn (1:1) | Thousand Tons | 0 | 0 | 0 | 0 | 0 | 0 | 0
IL Fac. Spec. - NOX Rate Summer v3.1, Unit 294 and retrofits | 425 | 7305 | Rate Constraint in lbs/MMBtu | FALSE | L | Annual | Allowances Withdrawn (1:n) | Thousand Tons | 0 | 0 | 0 | 0 | 0 | 0 | 0
IL Fac. Spec. - NOX Rate Summer v3.1, Unit 294 and retrofits | 425 | 7305 | Rate Constraint in lbs/MMBtu | FALSE | L | Annual | Total | Thousand Tons | 0.0015288 | 0 | 0 | 0 | 0 | 0 | 0
IL Fac. Spec. - NOX Rate Summer v3.1, Unit 294 and retrofits | 425 | 7305 | Rate Constraint in lbs/MMBtu | FALSE | L | Annual | Fuel Consumed | TBtu | 0.018006 | 0 | 0 | 0 | 0 | 0 | 0
IL Fac. Spec. - NOX Rate Summer v3.1, Unit 294 and retrofits | 425 | 7305 | Rate Constraint in lbs/MMBtu | FALSE | L | Annual | Rate | lb/MMBtu | 0.16981 | 0 | 0 | 0 | 0 | 0 | 0
IL Fac. Spec. - NOX Rate Summer v3.1, Unit 294 and retrofits | 425 | 7305 | Rate Constraint in lbs/MMBtu | FALSE | L | Annual | Generation | TWh | 0.0015229 | 0 | 0 | 0 | 0 | 0 | 0
IL Fac. Spec. - NOX Rate Summer v3.1, Unit 294 and retrofits | 425 | 7305 | Rate Constraint in lbs/MMBtu | FALSE | L | Annual | Qualifying Generation | TWh | 0.0015229 | 0 | 0 | 0 | 0 | 0 | 0
IL Fac. Spec. - NOX Rate Summer v3.1, Unit 294 and retrofits | 425 | 7305 | Rate Constraint in lbs/MMBtu | FALSE | L | Annual | Rate | lb/MWh | 2.0078 | 0 | 0 | 0 | 0 | 0 | 0
IL Fac. Spec. - NOX Rate Summer v3.1, Unit 294 and retrofits | 425 | 7305 | Rate Constraint in lbs/MMBtu | FALSE | L | Annual | Constraint Shadow Price | US2022$/Ton | 0 | 0 | 0 | 0 | 0 | 0 | 0
IL Fac. Spec. - NOX Rate Summer v3.1, Unit 295 and retrofits | 426 | 7305 | Rate Constraint in lbs/MMBtu | FALSE | L | Annual | Seasons Included | Seasons | Summer | Summer | Summer | Summer | Summer | Summer | Summer
IL Fac. Spec. - NOX Rate Summer v3.1, Unit 295 and retrofits | 426 | 7305 | Rate Constraint in lbs/MMBtu | FALSE | L | Annual | Standard NOX | lb/MMBtu | 0.25 | 0.25 | 0.25 | 0.25 | 0.25 | 0.25 | 0.25
IL Fac. Spec. - NOX Rate Summer v3.1, Unit 295 and retrofits | 426 | 7305 | Rate Constraint in lbs/MMBtu | FALSE | L | Annual | Emissions at Affected Plants NOX | Thousand Tons | 0.0014767 | 0 | 0 | 0 | 0 | 0 | 0
IL Fac. Spec. - NOX Rate Summer v3.1, Unit 295 and retrofits | 426 | 7305 | Rate Constraint in lbs/MMBtu | FALSE | L | Annual | Allowances Purchased NOX | Thousand Tons | 0 | 0 | 0 | 0 | 0 | 0 | 0
IL Fac. Spec. - NOX Rate Summer v3.1, Unit 295 and retrofits | 426 | 7305 | Rate Constraint in lbs/MMBtu | FALSE | L | Annual | Allowances Sold NOX | Thousand Tons | 0 | 0 | 0 | 0 | 0 | 0 | 0
IL Fac. Spec. - NOX Rate Summer v3.1, Unit 295 and retrofits | 426 | 7305 | Rate Constraint in lbs/MMBtu | FALSE | L | Annual | Allowances Banked | Thousand Tons | 0 | 0 | 0 | 0 | 0 | 0 | 0
IL Fac. Spec. - NOX Rate Summer v3.1, Unit 295 and retrofits | 426 | 7305 | Rate Constraint in lbs/MMBtu | FALSE | L | Annual | Allowances Withdrawn (1:1) | Thousand Tons | 0 | 0 | 0 | 0 | 0 | 0 | 0
IL Fac. Spec. - NOX Rate Summer v3.1, Unit 295 and retrofits | 426 | 7305 | Rate Constraint in lbs/MMBtu | FALSE | L | Annual | Allowances Withdrawn (1:n) | Thousand Tons | 0 | 0 | 0 | 0 | 0 | 0 | 0
IL Fac. Spec. - NOX Rate Summer v3.1, Unit 295 and retrofits | 426 | 7305 | Rate Constraint in lbs/MMBtu | FALSE | L | Annual | Total | Thousand Tons | 0.0014767 | 0 | 0 | 0 | 0 | 0 | 0
IL Fac. Spec. - NOX Rate Summer v3.1, Unit 295 and retrofits | 426 | 7305 | Rate Constraint in lbs/MMBtu | FALSE | L | Annual | Fuel Consumed | TBtu | 0.018006 | 0 | 0 | 0 | 0 | 0 | 0
IL Fac. Spec. - NOX Rate Summer v3.1, Unit 295 and retrofits | 426 | 7305 | Rate Constraint in lbs/MMBtu | FALSE | L | Annual | Rate | lb/MMBtu | 0.16402 | 0 | 0 | 0 | 0 | 0 | 0
IL Fac. Spec. - NOX Rate Summer v3.1, Unit 295 and retrofits | 426 | 7305 | Rate Constraint in lbs/MMBtu | FALSE | L | Annual | Generation | TWh | 0.0015229 | 0 | 0 | 0 | 0 | 0 | 0
IL Fac. Spec. - NOX Rate Summer v3.1, Unit 295 and retrofits | 426 | 7305 | Rate Constraint in lbs/MMBtu | FALSE | L | Annual | Qualifying Generation | TWh | 0.0015229 | 0 | 0 | 0 | 0 | 0 | 0
IL Fac. Spec. - NOX Rate Summer v3.1, Unit 295 and retrofits | 426 | 7305 | Rate Constraint in lbs/MMBtu | FALSE | L | Annual | Rate | lb/MWh | 1.9394 | 0 | 0 | 0 | 0 | 0 | 0
IL Fac. Spec. - NOX Rate Summer v3.1, Unit 295 and retrofits | 426 | 7305 | Rate Constraint in lbs/MMBtu | FALSE | L | Annual | Constraint Shadow Price | US2022$/Ton | 0 | 0 | 0 | 0 | 0 | 0 | 0
IL Fac. Spec. - NOX Rate Summer v3.1, Unit 296 and retrofits | 427 | 7305 | Rate Constraint in lbs/MMBtu | FALSE | L | Annual | Seasons Included | Seasons | Summer | Summer | Summer | Summer | Summer | Summer | Summer
IL Fac. Spec. - NOX Rate Summer v3.1, Unit 296 and retrofits | 427 | 7305 | Rate Constraint in lbs/MMBtu | FALSE | L | Annual | Standard NOX | lb/MMBtu | 0.25 | 0.25 | 0.25 | 0.25 | 0.25 | 0.25 | 0.25
IL Fac. Spec. - NOX Rate Summer v3.1, Unit 296 and retrofits | 427 | 7305 | Rate Constraint in lbs/MMBtu | FALSE | L | Annual | Emissions at Affected Plants NOX | Thousand Tons | 0.0014926 | 0 | 0 | 0 | 0 | 0 | 0
IL Fac. Spec. - NOX Rate Summer v3.1, Unit 296 and retrofits | 427 | 7305 | Rate Constraint in lbs/MMBtu | FALSE | L | Annual | Allowances Purchased NOX | Thousand Tons | 0 | 0 | 0 | 0 | 0 | 0 | 0
IL Fac. Spec. - NOX Rate Summer v3.1, Unit 296 and retrofits | 427 | 7305 | Rate Constraint in lbs/MMBtu | FALSE | L | Annual | Allowances Sold NOX | Thousand Tons | 0 | 0 | 0 | 0 | 0 | 0 | 0
IL Fac. Spec. - NOX Rate Summer v3.1, Unit 296 and retrofits | 427 | 7305 | Rate Constraint in lbs/MMBtu | FALSE | L | Annual | Allowances Banked | Thousand Tons | 0 | 0 | 0 | 0 | 0 | 0 | 0
IL Fac. Spec. - NOX Rate Summer v3.1, Unit 296 and retrofits | 427 | 7305 | Rate Constraint in lbs/MMBtu | FALSE | L | Annual | Allowances Withdrawn (1:1) | Thousand Tons | 0 | 0 | 0 | 0 | 0 | 0 | 0
IL Fac. Spec. - NOX Rate Summer v3.1, Unit 296 and retrofits | 427 | 7305 | Rate Constraint in lbs/MMBtu | FALSE | L | Annual | Allowances Withdrawn (1:n) | Thousand Tons | 0 | 0 | 0 | 0 | 0 | 0 | 0
IL Fac. Spec. - NOX Rate Summer v3.1, Unit 296 and retrofits | 427 | 7305 | Rate Constraint in lbs/MMBtu | FALSE | L | Annual | Total | Thousand Tons | 0.0014926 | 0 | 0 | 0 | 0 | 0 | 0
IL Fac. Spec. - NOX Rate Summer v3.1, Unit 296 and retrofits | 427 | 7305 | Rate Constraint in lbs/MMBtu | FALSE | L | Annual | Fuel Consumed | TBtu | 0.018006 | 0 | 0 | 0 | 0 | 0 | 0
IL Fac. Spec. - NOX Rate Summer v3.1, Unit 296 and retrofits | 427 | 7305 | Rate Constraint in lbs/MMBtu | FALSE | L | Annual | Rate | lb/MMBtu | 0.16578 | 0 | 0 | 0 | 0 | 0 | 0
IL Fac. Spec. - NOX Rate Summer v3.1, Unit 296 and retrofits | 427 | 7305 | Rate Constraint in lbs/MMBtu | FALSE | L | Annual | Generation | TWh | 0.0015229 | 0 | 0 | 0 | 0 | 0 | 0
IL Fac. Spec. - NOX Rate Summer v3.1, Unit 296 and retrofits | 427 | 7305 | Rate Constraint in lbs/MMBtu | FALSE | L | Annual | Qualifying Generation | TWh | 0.0015229 | 0 | 0 | 0 | 0 | 0 | 0
IL Fac. Spec. - NOX Rate Summer v3.1, Unit 296 and retrofits | 427 | 7305 | Rate Constraint in lbs/MMBtu | FALSE | L | Annual | Rate | lb/MWh | 1.9602 | 0 | 0 | 0 | 0 | 0 | 0
IL Fac. Spec. - NOX Rate Summer v3.1, Unit 296 and retrofits | 427 | 7305 | Rate Constraint in lbs/MMBtu | FALSE | L | Annual | Constraint Shadow Price | US2022$/Ton | 0 | 0 | 0 | 0 | 0 | 0 | 0
IL Fac. Spec. - NOX Rate Summer v3.1, Unit 297 and retrofits | 428 | 7305 | Rate Constraint in lbs/MMBtu | FALSE | L | Annual | Seasons Included | Seasons | Summer | Summer | Summer | Summer | Summer | Summer | Summer
IL Fac. Spec. - NOX Rate Summer v3.1, Unit 297 and retrofits | 428 | 7305 | Rate Constraint in lbs/MMBtu | FALSE | L | Annual | Standard NOX | lb/MMBtu | 0.25 | 0.25 | 0.25 | 0.25 | 0.25 | 0.25 | 0.25
IL Fac. Spec. - NOX Rate Summer v3.1, Unit 297 and retrofits | 428 | 7305 | Rate Constraint in lbs/MMBtu | FALSE | L | Annual | Emissions at Affected Plants NOX | Thousand Tons | 0.0018928 | 0 | 0 | 0 | 0 | 0 | 0
IL Fac. Spec. - NOX Rate Summer v3.1, Unit 297 and retrofits | 428 | 7305 | Rate Constraint in lbs/MMBtu | FALSE | L | Annual | Allowances Purchased NOX | Thousand Tons | 0 | 0 | 0 | 0 | 0 | 0 | 0
IL Fac. Spec. - NOX Rate Summer v3.1, Unit 297 and retrofits | 428 | 7305 | Rate Constraint in lbs/MMBtu | FALSE | L | Annual | Allowances Sold NOX | Thousand Tons | 0 | 0 | 0 | 0 | 0 | 0 | 0
IL Fac. Spec. - NOX Rate Summer v3.1, Unit 297 and retrofits | 428 | 7305 | Rate Constraint in lbs/MMBtu | FALSE | L | Annual | Allowances Banked | Thousand Tons | 0 | 0 | 0 | 0 | 0 | 0 | 0
IL Fac. Spec. - NOX Rate Summer v3.1, Unit 297 and retrofits | 428 | 7305 | Rate Constraint in lbs/MMBtu | FALSE | L | Annual | Allowances Withdrawn (1:1) | Thousand Tons | 0 | 0 | 0 | 0 | 0 | 0 | 0
IL Fac. Spec. - NOX Rate Summer v3.1, Unit 297 and retrofits | 428 | 7305 | Rate Constraint in lbs/MMBtu | FALSE | L | Annual | Allowances Withdrawn (1:n) | Thousand Tons | 0 | 0 | 0 | 0 | 0 | 0 | 0
IL Fac. Spec. - NOX Rate Summer v3.1, Unit 297 and retrofits | 428 | 7305 | Rate Constraint in lbs/MMBtu | FALSE | L | Annual | Total | Thousand Tons | 0.0018928 | 0 | 0 | 0 | 0 | 0 | 0
IL Fac. Spec. - NOX Rate Summer v3.1, Unit 297 and retrofits | 428 | 7305 | Rate Constraint in lbs/MMBtu | FALSE | L | Annual | Fuel Consumed | TBtu | 0.018006 | 0 | 0 | 0 | 0 | 0 | 0
IL Fac. Spec. - NOX Rate Summer v3.1, Unit 297 and retrofits | 428 | 7305 | Rate Constraint in lbs/MMBtu | FALSE | L | Annual | Rate | lb/MMBtu | 0.21024 | 0 | 0 | 0 | 0 | 0 | 0
IL Fac. Spec. - NOX Rate Summer v3.1, Unit 297 and retrofits | 428 | 7305 | Rate Constraint in lbs/MMBtu | FALSE | L | Annual | Generation | TWh | 0.0015229 | 0 | 0 | 0 | 0 | 0 | 0
IL Fac. Spec. - NOX Rate Summer v3.1, Unit 297 and retrofits | 428 | 7305 | Rate Constraint in lbs/MMBtu | FALSE | L | Annual | Qualifying Generation | TWh | 0.0015229 | 0 | 0 | 0 | 0 | 0 | 0
IL Fac. Spec. - NOX Rate Summer v3.1, Unit 297 and retrofits | 428 | 7305 | Rate Constraint in lbs/MMBtu | FALSE | L | Annual | Rate | lb/MWh | 2.4859 | 0 | 0 | 0 | 0 | 0 | 0
IL Fac. Spec. - NOX Rate Summer v3.1, Unit 297 and retrofits | 428 | 7305 | Rate Constraint in lbs/MMBtu | FALSE | L | Annual | Constraint Shadow Price | US2022$/Ton | 0 | 0 | 0 | 0 | 0 | 0 | 0
IL Fac. Spec. - NOX Rate Summer v3.1, Unit 298 and retrofits | 429 | 7305 | Rate Constraint in lbs/MMBtu | FALSE | L | Annual | Seasons Included | Seasons | Summer | Summer | Summer | Summer | Summer | Summer | Summer
IL Fac. Spec. - NOX Rate Summer v3.1, Unit 298 and retrofits | 429 | 7305 | Rate Constraint in lbs/MMBtu | FALSE | L | Annual | Standard NOX | lb/MMBtu | 0.25 | 0.25 | 0.25 | 0.25 | 0.25 | 0.25 | 0.25
IL Fac. Spec. - NOX Rate Summer v3.1, Unit 298 and retrofits | 429 | 7305 | Rate Constraint in lbs/MMBtu | FALSE | L | Annual | Emissions at Affected Plants NOX | Thousand Tons | 0.00014822 | 0 | 0 | 0 | 0 | 0 | 0
IL Fac. Spec. - NOX Rate Summer v3.1, Unit 298 and retrofits | 429 | 7305 | Rate Constraint in lbs/MMBtu | FALSE | L | Annual | Allowances Purchased NOX | Thousand Tons | 0 | 0 | 0 | 0 | 0 | 0 | 0
IL Fac. Spec. - NOX Rate Summer v3.1, Unit 298 and retrofits | 429 | 7305 | Rate Constraint in lbs/MMBtu | FALSE | L | Annual | Allowances Sold NOX | Thousand Tons | 0 | 0 | 0 | 0 | 0 | 0 | 0
IL Fac. Spec. - NOX Rate Summer v3.1, Unit 298 and retrofits | 429 | 7305 | Rate Constraint in lbs/MMBtu | FALSE | L | Annual | Allowances Banked | Thousand Tons | 0 | 0 | 0 | 0 | 0 | 0 | 0
IL Fac. Spec. - NOX Rate Summer v3.1, Unit 298 and retrofits | 429 | 7305 | Rate Constraint in lbs/MMBtu | FALSE | L | Annual | Allowances Withdrawn (1:1) | Thousand Tons | 0 | 0 | 0 | 0 | 0 | 0 | 0
IL Fac. Spec. - NOX Rate Summer v3.1, Unit 298 and retrofits | 429 | 7305 | Rate Constraint in lbs/MMBtu | FALSE | L | Annual | Allowances Withdrawn (1:n) | Thousand Tons | 0 | 0 | 0 | 0 | 0 | 0 | 0
IL Fac. Spec. - NOX Rate Summer v3.1, Unit 298 and retrofits | 429 | 7305 | Rate Constraint in lbs/MMBtu | FALSE | L | Annual | Total | Thousand Tons | 0.00014822 | 0 | 0 | 0 | 0 | 0 | 0
IL Fac. Spec. - NOX Rate Summer v3.1, Unit 298 and retrofits | 429 | 7305 | Rate Constraint in lbs/MMBtu | FALSE | L | Annual | Fuel Consumed | TBtu | 0.005198 | 0 | 0 | 0 | 0 | 0 | 0
IL Fac. Spec. - NOX Rate Summer v3.1, Unit 298 and retrofits | 429 | 7305 | Rate Constraint in lbs/MMBtu | FALSE | L | Annual | Rate | lb/MMBtu | 0.05703 | 0 | 0 | 0 | 0 | 0 | 0
IL Fac. Spec. - NOX Rate Summer v3.1, Unit 298 and retrofits | 429 | 7305 | Rate Constraint in lbs/MMBtu | FALSE | L | Annual | Generation | TWh | 0.00043393 | 0 | 0 | 0 | 0 | 0 | 0
IL Fac. Spec. - NOX Rate Summer v3.1, Unit 298 and retrofits | 429 | 7305 | Rate Constraint in lbs/MMBtu | FALSE | L | Annual | Qualifying Generation | TWh | 0.00043393 | 0 | 0 | 0 | 0 | 0 | 0
IL Fac. Spec. - NOX Rate Summer v3.1, Unit 298 and retrofits | 429 | 7305 | Rate Constraint in lbs/MMBtu | FALSE | L | Annual | Rate | lb/MWh | 0.68316 | 0 | 0 | 0 | 0 | 0 | 0
IL Fac. Spec. - NOX Rate Summer v3.1, Unit 298 and retrofits | 429 | 7305 | Rate Constraint in lbs/MMBtu | FALSE | L | Annual | Constraint Shadow Price | US2022$/Ton | 0 | 0 | 0 | 0 | 0 | 0 | 0
IL Fac. Spec. - NOX Rate Summer v3.1, Unit 299 and retrofits | 430 | 7305 | Rate Constraint in lbs/MMBtu | FALSE | L | Annual | Seasons Included | Seasons | Summer | Summer | Summer | Summer | Summer | Summer | Summer
IL Fac. Spec. - NOX Rate Summer v3.1, Unit 299 and retrofits | 430 | 7305 | Rate Constraint in lbs/MMBtu | FALSE | L | Annual | Standard NOX | lb/MMBtu | 0.25 | 0.25 | 0.25 | 0.25 | 0.25 | 0.25 | 0.25
IL Fac. Spec. - NOX Rate Summer v3.1, Unit 299 and retrofits | 430 | 7305 | Rate Constraint in lbs/MMBtu | FALSE | L | Annual | Emissions at Affected Plants NOX | Thousand Tons | 0.00014726 | 0 | 0 | 0 | 0 | 0 | 0
IL Fac. Spec. - NOX Rate Summer v3.1, Unit 299 and retrofits | 430 | 7305 | Rate Constraint in lbs/MMBtu | FALSE | L | Annual | Allowances Purchased NOX | Thousand Tons | 0 | 0 | 0 | 0 | 0 | 0 | 0
IL Fac. Spec. - NOX Rate Summer v3.1, Unit 299 and retrofits | 430 | 7305 | Rate Constraint in lbs/MMBtu | FALSE | L | Annual | Allowances Sold NOX | Thousand Tons | 0 | 0 | 0 | 0 | 0 | 0 | 0
IL Fac. Spec. - NOX Rate Summer v3.1, Unit 299 and retrofits | 430 | 7305 | Rate Constraint in lbs/MMBtu | FALSE | L | Annual | Allowances Banked | Thousand Tons | 0 | 0 | 0 | 0 | 0 | 0 | 0
IL Fac. Spec. - NOX Rate Summer v3.1, Unit 299 and retrofits | 430 | 7305 | Rate Constraint in lbs/MMBtu | FALSE | L | Annual | Allowances Withdrawn (1:1) | Thousand Tons | 0 | 0 | 0 | 0 | 0 | 0 | 0
IL Fac. Spec. - NOX Rate Summer v3.1, Unit 299 and retrofits | 430 | 7305 | Rate Constraint in lbs/MMBtu | FALSE | L | Annual | Allowances Withdrawn (1:n) | Thousand Tons | 0 | 0 | 0 | 0 | 0 | 0 | 0
IL Fac. Spec. - NOX Rate Summer v3.1, Unit 299 and retrofits | 430 | 7305 | Rate Constraint in lbs/MMBtu | FALSE | L | Annual | Total | Thousand Tons | 0.00014726 | 0 | 0 | 0 | 0 | 0 | 0
IL Fac. Spec. - NOX Rate Summer v3.1, Unit 299 and retrofits | 430 | 7305 | Rate Constraint in lbs/MMBtu | FALSE | L | Annual | Fuel Consumed | TBtu | 0.0052156 | 0 | 0 | 0 | 0 | 0 | 0
IL Fac. Spec. - NOX Rate Summer v3.1, Unit 299 and retrofits | 430 | 7305 | Rate Constraint in lbs/MMBtu | FALSE | L | Annual | Rate | lb/MMBtu | 0.05647 | 0 | 0 | 0 | 0 | 0 | 0
IL Fac. Spec. - NOX Rate Summer v3.1, Unit 299 and retrofits | 430 | 7305 | Rate Constraint in lbs/MMBtu | FALSE | L | Annual | Generation | TWh | 0.00043536 | 0 | 0 | 0 | 0 | 0 | 0
IL Fac. Spec. - NOX Rate Summer v3.1, Unit 299 and retrofits | 430 | 7305 | Rate Constraint in lbs/MMBtu | FALSE | L | Annual | Qualifying Generation | TWh | 0.00043536 | 0 | 0 | 0 | 0 | 0 | 0
IL Fac. Spec. - NOX Rate Summer v3.1, Unit 299 and retrofits | 430 | 7305 | Rate Constraint in lbs/MMBtu | FALSE | L | Annual | Rate | lb/MWh | 0.67651 | 0 | 0 | 0 | 0 | 0 | 0
IL Fac. Spec. - NOX Rate Summer v3.1, Unit 299 and retrofits | 430 | 7305 | Rate Constraint in lbs/MMBtu | FALSE | L | Annual | Constraint Shadow Price | US2022$/Ton | 0 | 0 | 0 | 0 | 0 | 0 | 0
IL Fac. Spec. - NOX Rate Summer v3.1, Unit 300 and retrofits | 431 | 7305 | Rate Constraint in lbs/MMBtu | FALSE | L | Annual | Seasons Included | Seasons | Summer | Summer | Summer | Summer | Summer | Summer | Summer
IL Fac. Spec. - NOX Rate Summer v3.1, Unit 300 and retrofits | 431 | 7305 | Rate Constraint in lbs/MMBtu | FALSE | L | Annual | Standard NOX | lb/MMBtu | 0.25 | 0.25 | 0.25 | 0.25 | 0.25 | 0.25 | 0.25
IL Fac. Spec. - NOX Rate Summer v3.1, Unit 300 and retrofits | 431 | 7305 | Rate Constraint in lbs/MMBtu | FALSE | L | Annual | Emissions at Affected Plants NOX | Thousand Tons | 0.00015167 | 0 | 0 | 0 | 0 | 0 | 0
IL Fac. Spec. - NOX Rate Summer v3.1, Unit 300 and retrofits | 431 | 7305 | Rate Constraint in lbs/MMBtu | FALSE | L | Annual | Allowances Purchased NOX | Thousand Tons | 0 | 0 | 0 | 0 | 0 | 0 | 0
IL Fac. Spec. - NOX Rate Summer v3.1, Unit 300 and retrofits | 431 | 7305 | Rate Constraint in lbs/MMBtu | FALSE | L | Annual | Allowances Sold NOX | Thousand Tons | 0 | 0 | 0 | 0 | 0 | 0 | 0
IL Fac. Spec. - NOX Rate Summer v3.1, Unit 300 and retrofits | 431 | 7305 | Rate Constraint in lbs/MMBtu | FALSE | L | Annual | Allowances Banked | Thousand Tons | 0 | 0 | 0 | 0 | 0 | 0 | 0
IL Fac. Spec. - NOX Rate Summer v3.1, Unit 300 and retrofits | 431 | 7305 | Rate Constraint in lbs/MMBtu | FALSE | L | Annual | Allowances Withdrawn (1:1) | Thousand Tons | 0 | 0 | 0 | 0 | 0 | 0 | 0
IL Fac. Spec. - NOX Rate Summer v3.1, Unit 300 and retrofits | 431 | 7305 | Rate Constraint in lbs/MMBtu | FALSE | L | Annual | Allowances Withdrawn (1:n) | Thousand Tons | 0 | 0 | 0 | 0 | 0 | 0 | 0
IL Fac. Spec. - NOX Rate Summer v3.1, Unit 300 and retrofits | 431 | 7305 | Rate Constraint in lbs/MMBtu | FALSE | L | Annual | Total | Thousand Tons | 0.00015167 | 0 | 0 | 0 | 0 | 0 | 0
IL Fac. Spec. - NOX Rate Summer v3.1, Unit 300 and retrofits | 431 | 7305 | Rate Constraint in lbs/MMBtu | FALSE | L | Annual | Fuel Consumed | TBtu | 0.0052156 | 0 | 0 | 0 | 0 | 0 | 0
IL Fac. Spec. - NOX Rate Summer v3.1, Unit 300 and retrofits | 431 | 7305 | Rate Constraint in lbs/MMBtu | FALSE | L | Annual | Rate | lb/MMBtu | 0.05816 | 0 | 0 | 0 | 0 | 0 | 0
IL Fac. Spec. - NOX Rate Summer v3.1, Unit 300 and retrofits | 431 | 7305 | Rate Constraint in lbs/MMBtu | FALSE | L | Annual | Generation | TWh | 0.00043536 | 0 | 0 | 0 | 0 | 0 | 0
IL Fac. Spec. - NOX Rate Summer v3.1, Unit 300 and retrofits | 431 | 7305 | Rate Constraint in lbs/MMBtu | FALSE | L | Annual | Qualifying Generation | TWh | 0.00043536 | 0 | 0 | 0 | 0 | 0 | 0
IL Fac. Spec. - NOX Rate Summer v3.1, Unit 300 and retrofits | 431 | 7305 | Rate Constraint in lbs/MMBtu | FALSE | L | Annual | Rate | lb/MWh | 0.69676 | 0 | 0 | 0 | 0 | 0 | 0
IL Fac. Spec. - NOX Rate Summer v3.1, Unit 300 and retrofits | 431 | 7305 | Rate Constraint in lbs/MMBtu | FALSE | L | Annual | Constraint Shadow Price | US2022$/Ton | 0 | 0 | 0 | 0 | 0 | 0 | 0
IL Fac. Spec. - NOX Rate Summer v3.1, Unit 301 and retrofits | 432 | 7305 | Rate Constraint in lbs/MMBtu | FALSE | L | Annual | Seasons Included | Seasons | Summer | Summer | Summer | Summer | Summer | Summer | Summer
IL Fac. Spec. - NOX Rate Summer v3.1, Unit 301 and retrofits | 432 | 7305 | Rate Constraint in lbs/MMBtu | FALSE | L | Annual | Standard NOX | lb/MMBtu | 0.25 | 0.25 | 0.25 | 0.25 | 0.25 | 0.25 | 0.25
IL Fac. Spec. - NOX Rate Summer v3.1, Unit 301 and retrofits | 432 | 7305 | Rate Constraint in lbs/MMBtu | FALSE | L | Annual | Emissions at Affected Plants NOX | Thousand Tons | 0.00015597 | 0 | 0 | 0 | 0 | 0 | 0
IL Fac. Spec. - NOX Rate Summer v3.1, Unit 301 and retrofits | 432 | 7305 | Rate Constraint in lbs/MMBtu | FALSE | L | Annual | Allowances Purchased NOX | Thousand Tons | 0 | 0 | 0 | 0 | 0 | 0 | 0
IL Fac. Spec. - NOX Rate Summer v3.1, Unit 301 and retrofits | 432 | 7305 | Rate Constraint in lbs/MMBtu | FALSE | L | Annual | Allowances Sold NOX | Thousand Tons | 0 | 0 | 0 | 0 | 0 | 0 | 0
IL Fac. Spec. - NOX Rate Summer v3.1, Unit 301 and retrofits | 432 | 7305 | Rate Constraint in lbs/MMBtu | FALSE | L | Annual | Allowances Banked | Thousand Tons | 0 | 0 | 0 | 0 | 0 | 0 | 0
IL Fac. Spec. - NOX Rate Summer v3.1, Unit 301 and retrofits | 432 | 7305 | Rate Constraint in lbs/MMBtu | FALSE | L | Annual | Allowances Withdrawn (1:1) | Thousand Tons | 0 | 0 | 0 | 0 | 0 | 0 | 0
IL Fac. Spec. - NOX Rate Summer v3.1, Unit 301 and retrofits | 432 | 7305 | Rate Constraint in lbs/MMBtu | FALSE | L | Annual | Allowances Withdrawn (1:n) | Thousand Tons | 0 | 0 | 0 | 0 | 0 | 0 | 0
IL Fac. Spec. - NOX Rate Summer v3.1, Unit 301 and retrofits | 432 | 7305 | Rate Constraint in lbs/MMBtu | FALSE | L | Annual | Total | Thousand Tons | 0.00015597 | 0 | 0 | 0 | 0 | 0 | 0
IL Fac. Spec. - NOX Rate Summer v3.1, Unit 301 and retrofits | 432 | 7305 | Rate Constraint in lbs/MMBtu | FALSE | L | Annual | Fuel Consumed | TBtu | 0.0052925 | 0 | 0 | 0 | 0 | 0 | 0
IL Fac. Spec. - NOX Rate Summer v3.1, Unit 301 and retrofits | 432 | 7305 | Rate Constraint in lbs/MMBtu | FALSE | L | Annual | Rate | lb/MMBtu | 0.05894 | 0 | 0 | 0 | 0 | 0 | 0
IL Fac. Spec. - NOX Rate Summer v3.1, Unit 301 and retrofits | 432 | 7305 | Rate Constraint in lbs/MMBtu | FALSE | L | Annual | Generation | TWh | 0.00044181 | 0 | 0 | 0 | 0 | 0 | 0
IL Fac. Spec. - NOX Rate Summer v3.1, Unit 301 and retrofits | 432 | 7305 | Rate Constraint in lbs/MMBtu | FALSE | L | Annual | Qualifying Generation | TWh | 0.00044181 | 0 | 0 | 0 | 0 | 0 | 0
IL Fac. Spec. - NOX Rate Summer v3.1, Unit 301 and retrofits | 432 | 7305 | Rate Constraint in lbs/MMBtu | FALSE | L | Annual | Rate | lb/MWh | 0.70604 | 0 | 0 | 0 | 0 | 0 | 0
IL Fac. Spec. - NOX Rate Summer v3.1, Unit 301 and retrofits | 432 | 7305 | Rate Constraint in lbs/MMBtu | FALSE | L | Annual | Constraint Shadow Price | US2022$/Ton | 0 | 0 | 0 | 0 | 0 | 0 | 0
IL Fac. Spec. - NOX Rate Summer v3.1, Unit 302 and retrofits | 433 | 7305 | Rate Constraint in lbs/MMBtu | FALSE | L | Annual | Seasons Included | Seasons | Summer | Summer | Summer | Summer | Summer | Summer | Summer
IL Fac. Spec. - NOX Rate Summer v3.1, Unit 302 and retrofits | 433 | 7305 | Rate Constraint in lbs/MMBtu | FALSE | L | Annual | Standard NOX | lb/MMBtu | 0.25 | 0.25 | 0.25 | 0.25 | 0.25 | 0.25 | 0.25
IL Fac. Spec. - NOX Rate Summer v3.1, Unit 302 and retrofits | 433 | 7305 | Rate Constraint in lbs/MMBtu | FALSE | L | Annual | Emissions at Affected Plants NOX | Thousand Tons | 0 | 0 | 0 | 0 | 0 | 0 | 0
IL Fac. Spec. - NOX Rate Summer v3.1, Unit 302 and retrofits | 433 | 7305 | Rate Constraint in lbs/MMBtu | FALSE | L | Annual | Allowances Purchased NOX | Thousand Tons | 0 | 0 | 0 | 0 | 0 | 0 | 0
IL Fac. Spec. - NOX Rate Summer v3.1, Unit 302 and retrofits | 433 | 7305 | Rate Constraint in lbs/MMBtu | FALSE | L | Annual | Allowances Sold NOX | Thousand Tons | 0 | 0 | 0 | 0 | 0 | 0 | 0
IL Fac. Spec. - NOX Rate Summer v3.1, Unit 302 and retrofits | 433 | 7305 | Rate Constraint in lbs/MMBtu | FALSE | L | Annual | Allowances Banked | Thousand Tons | 0 | 0 | 0 | 0 | 0 | 0 | 0
IL Fac. Spec. - NOX Rate Summer v3.1, Unit 302 and retrofits | 433 | 7305 | Rate Constraint in lbs/MMBtu | FALSE | L | Annual | Allowances Withdrawn (1:1) | Thousand Tons | 0 | 0 | 0 | 0 | 0 | 0 | 0
IL Fac. Spec. - NOX Rate Summer v3.1, Unit 302 and retrofits | 433 | 7305 | Rate Constraint in lbs/MMBtu | FALSE | L | Annual | Allowances Withdrawn (1:n) | Thousand Tons | 0 | 0 | 0 | 0 | 0 | 0 | 0
IL Fac. Spec. - NOX Rate Summer v3.1, Unit 302 and retrofits | 433 | 7305 | Rate Constraint in lbs/MMBtu | FALSE | L | Annual | Total | Thousand Tons | 0 | 0 | 0 | 0 | 0 | 0 | 0
IL Fac. Spec. - NOX Rate Summer v3.1, Unit 302 and retrofits | 433 | 7305 | Rate Constraint in lbs/MMBtu | FALSE | L | Annual | Fuel Consumed | TBtu | 0 | 0 | 0 | 0 | 0 | 0 | 0
IL Fac. Spec. - NOX Rate Summer v3.1, Unit 302 and retrofits | 433 | 7305 | Rate Constraint in lbs/MMBtu | FALSE | L | Annual | Rate | lb/MMBtu | 0 | 0 | 0 | 0 | 0 | 0 | 0
IL Fac. Spec. - NOX Rate Summer v3.1, Unit 302 and retrofits | 433 | 7305 | Rate Constraint in lbs/MMBtu | FALSE | L | Annual | Generation | TWh | 0 | 0 | 0 | 0 | 0 | 0 | 0
IL Fac. Spec. - NOX Rate Summer v3.1, Unit 302 and retrofits | 433 | 7305 | Rate Constraint in lbs/MMBtu | FALSE | L | Annual | Qualifying Generation | TWh | 0 | 0 | 0 | 0 | 0 | 0 | 0
IL Fac. Spec. - NOX Rate Summer v3.1, Unit 302 and retrofits | 433 | 7305 | Rate Constraint in lbs/MMBtu | FALSE | L | Annual | Rate | lb/MWh | 0 | 0 | 0 | 0 | 0 | 0 | 0
IL Fac. Spec. - NOX Rate Summer v3.1, Unit 302 and retrofits | 433 | 7305 | Rate Constraint in lbs/MMBtu | FALSE | L | Annual | Constraint Shadow Price | US2022$/Ton | 0 | 0 | 0 | 0 | 0 | 0 | 0
IL Fac. Spec. - NOX Rate Summer v3.1, Unit 303 and retrofits | 434 | 7305 | Rate Constraint in lbs/MMBtu | FALSE | L | Annual | Seasons Included | Seasons | Summer | Summer | Summer | Summer | Summer | Summer | Summer
IL Fac. Spec. - NOX Rate Summer v3.1, Unit 303 and retrofits | 434 | 7305 | Rate Constraint in lbs/MMBtu | FALSE | L | Annual | Standard NOX | lb/MMBtu | 0.25 | 0.25 | 0.25 | 0.25 | 0.25 | 0.25 | 0.25
IL Fac. Spec. - NOX Rate Summer v3.1, Unit 303 and retrofits | 434 | 7305 | Rate Constraint in lbs/MMBtu | FALSE | L | Annual | Emissions at Affected Plants NOX | Thousand Tons | 0 | 0 | 0 | 0 | 0 | 0 | 0
IL Fac. Spec. - NOX Rate Summer v3.1, Unit 303 and retrofits | 434 | 7305 | Rate Constraint in lbs/MMBtu | FALSE | L | Annual | Allowances Purchased NOX | Thousand Tons | 0 | 0 | 0 | 0 | 0 | 0 | 0
IL Fac. Spec. - NOX Rate Summer v3.1, Unit 303 and retrofits | 434 | 7305 | Rate Constraint in lbs/MMBtu | FALSE | L | Annual | Allowances Sold NOX | Thousand Tons | 0 | 0 | 0 | 0 | 0 | 0 | 0
IL Fac. Spec. - NOX Rate Summer v3.1, Unit 303 and retrofits | 434 | 7305 | Rate Constraint in lbs/MMBtu | FALSE | L | Annual | Allowances Banked | Thousand Tons | 0 | 0 | 0 | 0 | 0 | 0 | 0
IL Fac. Spec. - NOX Rate Summer v3.1, Unit 303 and retrofits | 434 | 7305 | Rate Constraint in lbs/MMBtu | FALSE | L | Annual | Allowances Withdrawn (1:1) | Thousand Tons | 0 | 0 | 0 | 0 | 0 | 0 | 0
IL Fac. Spec. - NOX Rate Summer v3.1, Unit 303 and retrofits | 434 | 7305 | Rate Constraint in lbs/MMBtu | FALSE | L | Annual | Allowances Withdrawn (1:n) | Thousand Tons | 0 | 0 | 0 | 0 | 0 | 0 | 0
IL Fac. Spec. - NOX Rate Summer v3.1, Unit 303 and retrofits | 434 | 7305 | Rate Constraint in lbs/MMBtu | FALSE | L | Annual | Total | Thousand Tons | 0 | 0 | 0 | 0 | 0 | 0 | 0
IL Fac. Spec. - NOX Rate Summer v3.1, Unit 303 and retrofits | 434 | 7305 | Rate Constraint in lbs/MMBtu | FALSE | L | Annual | Fuel Consumed | TBtu | 0 | 0 | 0 | 0 | 0 | 0 | 0
IL Fac. Spec. - NOX Rate Summer v3.1, Unit 303 and retrofits | 434 | 7305 | Rate Constraint in lbs/MMBtu | FALSE | L | Annual | Rate | lb/MMBtu | 0 | 0 | 0 | 0 | 0 | 0 | 0
IL Fac. Spec. - NOX Rate Summer v3.1, Unit 303 and retrofits | 434 | 7305 | Rate Constraint in lbs/MMBtu | FALSE | L | Annual | Generation | TWh | 0 | 0 | 0 | 0 | 0 | 0 | 0
IL Fac. Spec. - NOX Rate Summer v3.1, Unit 303 and retrofits | 434 | 7305 | Rate Constraint in lbs/MMBtu | FALSE | L | Annual | Qualifying Generation | TWh | 0 | 0 | 0 | 0 | 0 | 0 | 0
IL Fac. Spec. - NOX Rate Summer v3.1, Unit 303 and retrofits | 434 | 7305 | Rate Constraint in lbs/MMBtu | FALSE | L | Annual | Rate | lb/MWh | 0 | 0 | 0 | 0 | 0 | 0 | 0
IL Fac. Spec. - NOX Rate Summer v3.1, Unit 303 and retrofits | 434 | 7305 | Rate Constraint in lbs/MMBtu | FALSE | L | Annual | Constraint Shadow Price | US2022$/Ton | 0 | 0 | 0 | 0 | 0 | 0 | 0
IL Fac. Spec. - NOX Rate Summer v3.1, Unit 304 and retrofits | 435 | 7305 | Rate Constraint in lbs/MMBtu | FALSE | L | Annual | Seasons Included | Seasons | Summer | Summer | Summer | Summer | Summer | Summer | Summer
IL Fac. Spec. - NOX Rate Summer v3.1, Unit 304 and retrofits | 435 | 7305 | Rate Constraint in lbs/MMBtu | FALSE | L | Annual | Standard NOX | lb/MMBtu | 0.25 | 0.25 | 0.25 | 0.25 | 0.25 | 0.25 | 0.25
IL Fac. Spec. - NOX Rate Summer v3.1, Unit 304 and retrofits | 435 | 7305 | Rate Constraint in lbs/MMBtu | FALSE | L | Annual | Emissions at Affected Plants NOX | Thousand Tons | 0 | 0 | 0 | 0 | 0 | 0 | 0
IL Fac. Spec. - NOX Rate Summer v3.1, Unit 304 and retrofits | 435 | 7305 | Rate Constraint in lbs/MMBtu | FALSE | L | Annual | Allowances Purchased NOX | Thousand Tons | 0 | 0 | 0 | 0 | 0 | 0 | 0
IL Fac. Spec. - NOX Rate Summer v3.1, Unit 304 and retrofits | 435 | 7305 | Rate Constraint in lbs/MMBtu | FALSE | L | Annual | Allowances Sold NOX | Thousand Tons | 0 | 0 | 0 | 0 | 0 | 0 | 0
IL Fac. Spec. - NOX Rate Summer v3.1, Unit 304 and retrofits | 435 | 7305 | Rate Constraint in lbs/MMBtu | FALSE | L | Annual | Allowances Banked | Thousand Tons | 0 | 0 | 0 | 0 | 0 | 0 | 0
IL Fac. Spec. - NOX Rate Summer v3.1, Unit 304 and retrofits | 435 | 7305 | Rate Constraint in lbs/MMBtu | FALSE | L | Annual | Allowances Withdrawn (1:1) | Thousand Tons | 0 | 0 | 0 | 0 | 0 | 0 | 0
IL Fac. Spec. - NOX Rate Summer v3.1, Unit 304 and retrofits | 435 | 7305 | Rate Constraint in lbs/MMBtu | FALSE | L | Annual | Allowances Withdrawn (1:n) | Thousand Tons | 0 | 0 | 0 | 0 | 0 | 0 | 0
IL Fac. Spec. - NOX Rate Summer v3.1, Unit 304 and retrofits | 435 | 7305 | Rate Constraint in lbs/MMBtu | FALSE | L | Annual | Total | Thousand Tons | 0 | 0 | 0 | 0 | 0 | 0 | 0
IL Fac. Spec. - NOX Rate Summer v3.1, Unit 304 and retrofits | 435 | 7305 | Rate Constraint in lbs/MMBtu | FALSE | L | Annual | Fuel Consumed | TBtu | 0 | 0 | 0 | 0 | 0 | 0 | 0
IL Fac. Spec. - NOX Rate Summer v3.1, Unit 304 and retrofits | 435 | 7305 | Rate Constraint in lbs/MMBtu | FALSE | L | Annual | Rate | lb/MMBtu | 0 | 0 | 0 | 0 | 0 | 0 | 0
IL Fac. Spec. - NOX Rate Summer v3.1, Unit 304 and retrofits | 435 | 7305 | Rate Constraint in lbs/MMBtu | FALSE | L | Annual | Generation | TWh | 0 | 0 | 0 | 0 | 0 | 0 | 0
IL Fac. Spec. - NOX Rate Summer v3.1, Unit 304 and retrofits | 435 | 7305 | Rate Constraint in lbs/MMBtu | FALSE | L | Annual | Qualifying Generation | TWh | 0 | 0 | 0 | 0 | 0 | 0 | 0
IL Fac. Spec. - NOX Rate Summer v3.1, Unit 304 and retrofits | 435 | 7305 | Rate Constraint in lbs/MMBtu | FALSE | L | Annual | Rate | lb/MWh | 0 | 0 | 0 | 0 | 0 | 0 | 0
IL Fac. Spec. - NOX Rate Summer v3.1, Unit 304 and retrofits | 435 | 7305 | Rate Constraint in lbs/MMBtu | FALSE | L | Annual | Constraint Shadow Price | US2022$/Ton | 0 | 0 | 0 | 0 | 0 | 0 | 0
IL Fac. Spec. - NOX Rate Summer v3.1, Unit 305 and retrofits | 436 | 7305 | Rate Constraint in lbs/MMBtu | FALSE | L | Annual | Seasons Included | Seasons | Summer | Summer | Summer | Summer | Summer | Summer | Summer
IL Fac. Spec. - NOX Rate Summer v3.1, Unit 305 and retrofits | 436 | 7305 | Rate Constraint in lbs/MMBtu | FALSE | L | Annual | Standard NOX | lb/MMBtu | 0.25 | 0.25 | 0.25 | 0.25 | 0.25 | 0.25 | 0.25
IL Fac. Spec. - NOX Rate Summer v3.1, Unit 305 and retrofits | 436 | 7305 | Rate Constraint in lbs/MMBtu | FALSE | L | Annual | Emissions at Affected Plants NOX | Thousand Tons | 0 | 0 | 0 | 0 | 0 | 0 | 0
IL Fac. Spec. - NOX Rate Summer v3.1, Unit 305 and retrofits | 436 | 7305 | Rate Constraint in lbs/MMBtu | FALSE | L | Annual | Allowances Purchased NOX | Thousand Tons | 0 | 0 | 0 | 0 | 0 | 0 | 0
IL Fac. Spec. - NOX Rate Summer v3.1, Unit 305 and retrofits | 436 | 7305 | Rate Constraint in lbs/MMBtu | FALSE | L | Annual | Allowances Sold NOX | Thousand Tons | 0 | 0 | 0 | 0 | 0 | 0 | 0
IL Fac. Spec. - NOX Rate Summer v3.1, Unit 305 and retrofits | 436 | 7305 | Rate Constraint in lbs/MMBtu | FALSE | L | Annual | Allowances Banked | Thousand Tons | 0 | 0 | 0 | 0 | 0 | 0 | 0
IL Fac. Spec. - NOX Rate Summer v3.1, Unit 305 and retrofits | 436 | 7305 | Rate Constraint in lbs/MMBtu | FALSE | L | Annual | Allowances Withdrawn (1:1) | Thousand Tons | 0 | 0 | 0 | 0 | 0 | 0 | 0
IL Fac. Spec. - NOX Rate Summer v3.1, Unit 305 and retrofits | 436 | 7305 | Rate Constraint in lbs/MMBtu | FALSE | L | Annual | Allowances Withdrawn (1:n) | Thousand Tons | 0 | 0 | 0 | 0 | 0 | 0 | 0
IL Fac. Spec. - NOX Rate Summer v3.1, Unit 305 and retrofits | 436 | 7305 | Rate Constraint in lbs/MMBtu | FALSE | L | Annual | Total | Thousand Tons | 0 | 0 | 0 | 0 | 0 | 0 | 0
IL Fac. Spec. - NOX Rate Summer v3.1, Unit 305 and retrofits | 436 | 7305 | Rate Constraint in lbs/MMBtu | FALSE | L | Annual | Fuel Consumed | TBtu | 0 | 0 | 0 | 0 | 0 | 0 | 0
IL Fac. Spec. - NOX Rate Summer v3.1, Unit 305 and retrofits | 436 | 7305 | Rate Constraint in lbs/MMBtu | FALSE | L | Annual | Rate | lb/MMBtu | 0 | 0 | 0 | 0 | 0 | 0 | 0
IL Fac. Spec. - NOX Rate Summer v3.1, Unit 305 and retrofits | 436 | 7305 | Rate Constraint in lbs/MMBtu | FALSE | L | Annual | Generation | TWh | 0 | 0 | 0 | 0 | 0 | 0 | 0
IL Fac. Spec. - NOX Rate Summer v3.1, Unit 305 and retrofits | 436 | 7305 | Rate Constraint in lbs/MMBtu | FALSE | L | Annual | Qualifying Generation | TWh | 0 | 0 | 0 | 0 | 0 | 0 | 0
IL Fac. Spec. - NOX Rate Summer v3.1, Unit 305 and retrofits | 436 | 7305 | Rate Constraint in lbs/MMBtu | FALSE | L | Annual | Rate | lb/MWh | 0 | 0 | 0 | 0 | 0 | 0 | 0
IL Fac. Spec. - NOX Rate Summer v3.1, Unit 305 and retrofits | 436 | 7305 | Rate Constraint in lbs/MMBtu | FALSE | L | Annual | Constraint Shadow Price | US2022$/Ton | 0 | 0 | 0 | 0 | 0 | 0 | 0
IL Fac. Spec. - NOX Rate Summer v3.1, Unit 314 and retrofits | 437 | 7305 | Rate Constraint in lbs/MMBtu | FALSE | L | Annual | Seasons Included | Seasons | Summer | Summer | Summer | Summer | Summer | Summer | Summer
IL Fac. Spec. - NOX Rate Summer v3.1, Unit 314 and retrofits | 437 | 7305 | Rate Constraint in lbs/MMBtu | FALSE | L | Annual | Standard NOX | lb/MMBtu | 0.25 | 0.25 | 0.25 | 0.25 | 0.25 | 0.25 | 0.25
IL Fac. Spec. - NOX Rate Summer v3.1, Unit 314 and retrofits | 437 | 7305 | Rate Constraint in lbs/MMBtu | FALSE | L | Annual | Emissions at Affected Plants NOX | Thousand Tons | 0.012911 | 0.0098045 | 0.0043334 | 0.00095481 | 0 | 0 | 0
IL Fac. Spec. - NOX Rate Summer v3.1, Unit 314 and retrofits | 437 | 7305 | Rate Constraint in lbs/MMBtu | FALSE | L | Annual | Allowances Purchased NOX | Thousand Tons | 0 | 0 | 0 | 0 | 0 | 0 | 0
IL Fac. Spec. - NOX Rate Summer v3.1, Unit 314 and retrofits | 437 | 7305 | Rate Constraint in lbs/MMBtu | FALSE | L | Annual | Allowances Sold NOX | Thousand Tons | 0 | 0 | 0 | 0 | 0 | 0 | 0
IL Fac. Spec. - NOX Rate Summer v3.1, Unit 314 and retrofits | 437 | 7305 | Rate Constraint in lbs/MMBtu | FALSE | L | Annual | Allowances Banked | Thousand Tons | 0 | 0 | 0 | 0 | 0 | 0 | 0
IL Fac. Spec. - NOX Rate Summer v3.1, Unit 314 and retrofits | 437 | 7305 | Rate Constraint in lbs/MMBtu | FALSE | L | Annual | Allowances Withdrawn (1:1) | Thousand Tons | 0 | 0 | 0 | 0 | 0 | 0 | 0
IL Fac. Spec. - NOX Rate Summer v3.1, Unit 314 and retrofits | 437 | 7305 | Rate Constraint in lbs/MMBtu | FALSE | L | Annual | Allowances Withdrawn (1:n) | Thousand Tons | 0 | 0 | 0 | 0 | 0 | 0 | 0
IL Fac. Spec. - NOX Rate Summer v3.1, Unit 314 and retrofits | 437 | 7305 | Rate Constraint in lbs/MMBtu | FALSE | L | Annual | Total | Thousand Tons | 0.012911 | 0.0098045 | 0.0043334 | 0.00095481 | 0 | 0 | 0
IL Fac. Spec. - NOX Rate Summer v3.1, Unit 314 and retrofits | 437 | 7305 | Rate Constraint in lbs/MMBtu | FALSE | L | Annual | Fuel Consumed | TBtu | 0.45856 | 0.34823 | 0.15391 | 0.033913 | 0 | 0 | 0
IL Fac. Spec. - NOX Rate Summer v3.1, Unit 314 and retrofits | 437 | 7305 | Rate Constraint in lbs/MMBtu | FALSE | L | Annual | Rate | lb/MMBtu | 0.05631 | 0.05631 | 0.05631 | 0.05631 | 0 | 0 | 0
IL Fac. Spec. - NOX Rate Summer v3.1, Unit 314 and retrofits | 437 | 7305 | Rate Constraint in lbs/MMBtu | FALSE | L | Annual | Generation | TWh | 0.042677 | 0.032409 | 0.014324 | 0.0031561 | 0 | 0 | 0
IL Fac. Spec. - NOX Rate Summer v3.1, Unit 314 and retrofits | 437 | 7305 | Rate Constraint in lbs/MMBtu | FALSE | L | Annual | Qualifying Generation | TWh | 0.042677 | 0.032409 | 0.014324 | 0.0031561 | 0 | 0 | 0
IL Fac. Spec. - NOX Rate Summer v3.1, Unit 314 and retrofits | 437 | 7305 | Rate Constraint in lbs/MMBtu | FALSE | L | Annual | Rate | lb/MWh | 0.60505 | 0.60505 | 0.60505 | 0.60505 | 0 | 0 | 0
IL Fac. Spec. - NOX Rate Summer v3.1, Unit 314 and retrofits | 437 | 7305 | Rate Constraint in lbs/MMBtu | FALSE | L | Annual | Constraint Shadow Price | US2022$/Ton | 0 | 0 | 0 | 0 | 0 | 0 | 0
IL Fac. Spec. - NOX Rate Summer v3.1, Unit 315 and retrofits | 438 | 7305 | Rate Constraint in lbs/MMBtu | FALSE | L | Annual | Seasons Included | Seasons | Summer | Summer | Summer | Summer | Summer | Summer | Summer
IL Fac. Spec. - NOX Rate Summer v3.1, Unit 315 and retrofits | 438 | 7305 | Rate Constraint in lbs/MMBtu | FALSE | L | Annual | Standard NOX | lb/MMBtu | 0.25 | 0.25 | 0.25 | 0.25 | 0.25 | 0.25 | 0.25
IL Fac. Spec. - NOX Rate Summer v3.1, Unit 315 and retrofits | 438 | 7305 | Rate Constraint in lbs/MMBtu | FALSE | L | Annual | Emissions at Affected Plants NOX | Thousand Tons | 0.019507 | 0.014814 | 0.0015968 | 0.00078111 | 0 | 0 | 0
IL Fac. Spec. - NOX Rate Summer v3.1, Unit 315 and retrofits | 438 | 7305 | Rate Constraint in lbs/MMBtu | FALSE | L | Annual | Allowances Purchased NOX | Thousand Tons | 0 | 0 | 0 | 0 | 0 | 0 | 0
IL Fac. Spec. - NOX Rate Summer v3.1, Unit 315 and retrofits | 438 | 7305 | Rate Constraint in lbs/MMBtu | FALSE | L | Annual | Allowances Sold NOX | Thousand Tons | 0 | 0 | 0 | 0 | 0 | 0 | 0
IL Fac. Spec. - NOX Rate Summer v3.1, Unit 315 and retrofits | 438 | 7305 | Rate Constraint in lbs/MMBtu | FALSE | L | Annual | Allowances Banked | Thousand Tons | 0 | 0 | 0 | 0 | 0 | 0 | 0
IL Fac. Spec. - NOX Rate Summer v3.1, Unit 315 and retrofits | 438 | 7305 | Rate Constraint in lbs/MMBtu | FALSE | L | Annual | Allowances Withdrawn (1:1) | Thousand Tons | 0 | 0 | 0 | 0 | 0 | 0 | 0
IL Fac. Spec. - NOX Rate Summer v3.1, Unit 315 and retrofits | 438 | 7305 | Rate Constraint in lbs/MMBtu | FALSE | L | Annual | Allowances Withdrawn (1:n) | Thousand Tons | 0 | 0 | 0 | 0 | 0 | 0 | 0
IL Fac. Spec. - NOX Rate Summer v3.1, Unit 315 and retrofits | 438 | 7305 | Rate Constraint in lbs/MMBtu | FALSE | L | Annual | Total | Thousand Tons | 0.019507 | 0.014814 | 0.0015968 | 0.00078111 | 0 | 0 | 0
IL Fac. Spec. - NOX Rate Summer v3.1, Unit 315 and retrofits | 438 | 7305 | Rate Constraint in lbs/MMBtu | FALSE | L | Annual | Fuel Consumed | TBtu | 0.41478 | 0.31498 | 0.033952 | 0.016609 | 0 | 0 | 0
IL Fac. Spec. - NOX Rate Summer v3.1, Unit 315 and retrofits | 438 | 7305 | Rate Constraint in lbs/MMBtu | FALSE | L | Annual | Rate | lb/MMBtu | 0.09406 | 0.09406 | 0.09406 | 0.09406 | 0 | 0 | 0
IL Fac. Spec. - NOX Rate Summer v3.1, Unit 315 and retrofits | 438 | 7305 | Rate Constraint in lbs/MMBtu | FALSE | L | Annual | Generation | TWh | 0.038602 | 0.029314 | 0.0031598 | 0.0015457 | 0 | 0 | 0
IL Fac. Spec. - NOX Rate Summer v3.1, Unit 315 and retrofits | 438 | 7305 | Rate Constraint in lbs/MMBtu | FALSE | L | Annual | Qualifying Generation | TWh | 0.038602 | 0.029314 | 0.0031598 | 0.0015457 | 0 | 0 | 0
IL Fac. Spec. - NOX Rate Summer v3.1, Unit 315 and retrofits | 438 | 7305 | Rate Constraint in lbs/MMBtu | FALSE | L | Annual | Rate | lb/MWh | 1.0107 | 1.0107 | 1.0107 | 1.0107 | 0 | 0 | 0
IL Fac. Spec. - NOX Rate Summer v3.1, Unit 315 and retrofits | 438 | 7305 | Rate Constraint in lbs/MMBtu | FALSE | L | Annual | Constraint Shadow Price | US2022$/Ton | 0 | 0 | 0 | 0 | 0 | 0 | 0
IL Fac. Spec. - NOX Rate Summer v3.1, Unit 316 and retrofits | 439 | 7305 | Rate Constraint in lbs/MMBtu | FALSE | L | Annual | Seasons Included | Seasons | Summer | Summer | Summer | Summer | Summer | Summer | Summer
IL Fac. Spec. - NOX Rate Summer v3.1, Unit 316 and retrofits | 439 | 7305 | Rate Constraint in lbs/MMBtu | FALSE | L | Annual | Standard NOX | lb/MMBtu | 0.25 | 0.25 | 0.25 | 0.25 | 0.25 | 0.25 | 0.25
IL Fac. Spec. - NOX Rate Summer v3.1, Unit 316 and retrofits | 439 | 7305 | Rate Constraint in lbs/MMBtu | FALSE | L | Annual | Emissions at Affected Plants NOX | Thousand Tons | 0.015367 | 0.012917 | 0.00076737 | 0 | 0 | 0 | 0
IL Fac. Spec. - NOX Rate Summer v3.1, Unit 316 and retrofits | 439 | 7305 | Rate Constraint in lbs/MMBtu | FALSE | L | Annual | Allowances Purchased NOX | Thousand Tons | 0 | 0 | 0 | 0 | 0 | 0 | 0
IL Fac. Spec. - NOX Rate Summer v3.1, Unit 316 and retrofits | 439 | 7305 | Rate Constraint in lbs/MMBtu | FALSE | L | Annual | Allowances Sold NOX | Thousand Tons | 0 | 0 | 0 | 0 | 0 | 0 | 0
IL Fac. Spec. - NOX Rate Summer v3.1, Unit 316 and retrofits | 439 | 7305 | Rate Constraint in lbs/MMBtu | FALSE | L | Annual | Allowances Banked | Thousand Tons | 0 | 0 | 0 | 0 | 0 | 0 | 0
IL Fac. Spec. - NOX Rate Summer v3.1, Unit 316 and retrofits | 439 | 7305 | Rate Constraint in lbs/MMBtu | FALSE | L | Annual | Allowances Withdrawn (1:1) | Thousand Tons | 0 | 0 | 0 | 0 | 0 | 0 | 0
IL Fac. Spec. - NOX Rate Summer v3.1, Unit 316 and retrofits | 439 | 7305 | Rate Constraint in lbs/MMBtu | FALSE | L | Annual | Allowances Withdrawn (1:n) | Thousand Tons | 0 | 0 | 0 | 0 | 0 | 0 | 0
IL Fac. Spec. - NOX Rate Summer v3.1, Unit 316 and retrofits | 439 | 7305 | Rate Constraint in lbs/MMBtu | FALSE | L | Annual | Total | Thousand Tons | 0.015367 | 0.012917 | 0.00076737 | 0 | 0 | 0 | 0
IL Fac. Spec. - NOX Rate Summer v3.1, Unit 316 and retrofits | 439 | 7305 | Rate Constraint in lbs/MMBtu | FALSE | L | Annual | Fuel Consumed | TBtu | 0.37958 | 0.31907 | 0.018954 | 0 | 0 | 0 | 0
IL Fac. Spec. - NOX Rate Summer v3.1, Unit 316 and retrofits | 439 | 7305 | Rate Constraint in lbs/MMBtu | FALSE | L | Annual | Rate | lb/MMBtu | 0.08097 | 0.08097 | 0.08097 | 0 | 0 | 0 | 0
IL Fac. Spec. - NOX Rate Summer v3.1, Unit 316 and retrofits | 439 | 7305 | Rate Constraint in lbs/MMBtu | FALSE | L | Annual | Generation | TWh | 0.035326 | 0.029694 | 0.001764 | 0 | 0 | 0 | 0
IL Fac. Spec. - NOX Rate Summer v3.1, Unit 316 and retrofits | 439 | 7305 | Rate Constraint in lbs/MMBtu | FALSE | L | Annual | Qualifying Generation | TWh | 0.035326 | 0.029694 | 0.001764 | 0 | 0 | 0 | 0
IL Fac. Spec. - NOX Rate Summer v3.1, Unit 316 and retrofits | 439 | 7305 | Rate Constraint in lbs/MMBtu | FALSE | L | Annual | Rate | lb/MWh | 0.87002 | 0.87002 | 0.87002 | 0 | 0 | 0 | 0
IL Fac. Spec. - NOX Rate Summer v3.1, Unit 316 and retrofits | 439 | 7305 | Rate Constraint in lbs/MMBtu | FALSE | L | Annual | Constraint Shadow Price | US2022$/Ton | 0 | 0 | 0 | 0 | 0 | 0 | 0
IL Fac. Spec. - NOX Rate Summer v3.1, Unit 317 and retrofits | 440 | 7305 | Rate Constraint in lbs/MMBtu | FALSE | L | Annual | Seasons Included | Seasons | Summer | Summer | Summer | Summer | Summer | Summer | Summer
IL Fac. Spec. - NOX Rate Summer v3.1, Unit 317 and retrofits | 440 | 7305 | Rate Constraint in lbs/MMBtu | FALSE | L | Annual | Standard NOX | lb/MMBtu | 0.25 | 0.25 | 0.25 | 0.25 | 0.25 | 0.25 | 0.25
IL Fac. Spec. - NOX Rate Summer v3.1, Unit 317 and retrofits | 440 | 7305 | Rate Constraint in lbs/MMBtu | FALSE | L | Annual | Emissions at Affected Plants NOX | Thousand Tons | 0.0051607 | 0.0072393 | 0.001612 | 0 | 0 | 0 | 0
IL Fac. Spec. - NOX Rate Summer v3.1, Unit 317 and retrofits | 440 | 7305 | Rate Constraint in lbs/MMBtu | FALSE | L | Annual | Allowances Purchased NOX | Thousand Tons | 0 | 0 | 0 | 0 | 0 | 0 | 0
IL Fac. Spec. - NOX Rate Summer v3.1, Unit 317 and retrofits | 440 | 7305 | Rate Constraint in lbs/MMBtu | FALSE | L | Annual | Allowances Sold NOX | Thousand Tons | 0 | 0 | 0 | 0 | 0 | 0 | 0
IL Fac. Spec. - NOX Rate Summer v3.1, Unit 317 and retrofits | 440 | 7305 | Rate Constraint in lbs/MMBtu | FALSE | L | Annual | Allowances Banked | Thousand Tons | 0 | 0 | 0 | 0 | 0 | 0 | 0
IL Fac. Spec. - NOX Rate Summer v3.1, Unit 317 and retrofits | 440 | 7305 | Rate Constraint in lbs/MMBtu | FALSE | L | Annual | Allowances Withdrawn (1:1) | Thousand Tons | 0 | 0 | 0 | 0 | 0 | 0 | 0
IL Fac. Spec. - NOX Rate Summer v3.1, Unit 317 and retrofits | 440 | 7305 | Rate Constraint in lbs/MMBtu | FALSE | L | Annual | Allowances Withdrawn (1:n) | Thousand Tons | 0 | 0 | 0 | 0 | 0 | 0 | 0
IL Fac. Spec. - NOX Rate Summer v3.1, Unit 317 and retrofits | 440 | 7305 | Rate Constraint in lbs/MMBtu | FALSE | L | Annual | Total | Thousand Tons | 0.0051607 | 0.0072393 | 0.001612 | 0 | 0 | 0 | 0
IL Fac. Spec. - NOX Rate Summer v3.1, Unit 317 and retrofits | 440 | 7305 | Rate Constraint in lbs/MMBtu | FALSE | L | Annual | Fuel Consumed | TBtu | 0.2387 | 0.33484 | 0.074562 | 0 | 0 | 0 | 0
IL Fac. Spec. - NOX Rate Summer v3.1, Unit 317 and retrofits | 440 | 7305 | Rate Constraint in lbs/MMBtu | FALSE | L | Annual | Rate | lb/MMBtu | 0.04324 | 0.04324 | 0.04324 | 0 | 0 | 0 | 0
IL Fac. Spec. - NOX Rate Summer v3.1, Unit 317 and retrofits | 440 | 7305 | Rate Constraint in lbs/MMBtu | FALSE | L | Annual | Generation | TWh | 0.02211 | 0.031015 | 0.0069064 | 0 | 0 | 0 | 0
IL Fac. Spec. - NOX Rate Summer v3.1, Unit 317 and retrofits | 440 | 7305 | Rate Constraint in lbs/MMBtu | FALSE | L | Annual | Qualifying Generation | TWh | 0.02211 | 0.031015 | 0.0069064 | 0 | 0 | 0 | 0
IL Fac. Spec. - NOX Rate Summer v3.1, Unit 317 and retrofits | 440 | 7305 | Rate Constraint in lbs/MMBtu | FALSE | L | Annual | Rate | lb/MWh | 0.46682 | 0.46682 | 0.46682 | 0 | 0 | 0 | 0
IL Fac. Spec. - NOX Rate Summer v3.1, Unit 317 and retrofits | 440 | 7305 | Rate Constraint in lbs/MMBtu | FALSE | L | Annual | Constraint Shadow Price | US2022$/Ton | 0 | 0 | 0 | 0 | 0 | 0 | 0
IL Fac. Spec. - NOX Rate Summer v3.1, Unit 318 and retrofits | 441 | 7305 | Rate Constraint in lbs/MMBtu | FALSE | L | Annual | Seasons Included | Seasons | Summer | Summer | Summer | Summer | Summer | Summer | Summer
IL Fac. Spec. - NOX Rate Summer v3.1, Unit 318 and retrofits | 441 | 7305 | Rate Constraint in lbs/MMBtu | FALSE | L | Annual | Standard NOX | lb/MMBtu | 0.25 | 0.25 | 0.25 | 0.25 | 0.25 | 0.25 | 0.25
IL Fac. Spec. - NOX Rate Summer v3.1, Unit 318 and retrofits | 441 | 7305 | Rate Constraint in lbs/MMBtu | FALSE | L | Annual | Emissions at Affected Plants NOX | Thousand Tons | 0.0028567 | 0.0040073 | 0.0015077 | 0 | 0 | 0 | 0
IL Fac. Spec. - NOX Rate Summer v3.1, Unit 318 and retrofits | 441 | 7305 | Rate Constraint in lbs/MMBtu | FALSE | L | Annual | Allowances Purchased NOX | Thousand Tons | 0 | 0 | 0 | 0 | 0 | 0 | 0
IL Fac. Spec. - NOX Rate Summer v3.1, Unit 318 and retrofits | 441 | 7305 | Rate Constraint in lbs/MMBtu | FALSE | L | Annual | Allowances Sold NOX | Thousand Tons | 0 | 0 | 0 | 0 | 0 | 0 | 0
IL Fac. Spec. - NOX Rate Summer v3.1, Unit 318 and retrofits | 441 | 7305 | Rate Constraint in lbs/MMBtu | FALSE | L | Annual | Allowances Banked | Thousand Tons | 0 | 0 | 0 | 0 | 0 | 0 | 0
IL Fac. Spec. - NOX Rate Summer v3.1, Unit 318 and retrofits | 441 | 7305 | Rate Constraint in lbs/MMBtu | FALSE | L | Annual | Allowances Withdrawn (1:1) | Thousand Tons | 0 | 0 | 0 | 0 | 0 | 0 | 0
IL Fac. Spec. - NOX Rate Summer v3.1, Unit 318 and retrofits | 441 | 7305 | Rate Constraint in lbs/MMBtu | FALSE | L | Annual | Allowances Withdrawn (1:n) | Thousand Tons | 0 | 0 | 0 | 0 | 0 | 0 | 0
IL Fac. Spec. - NOX Rate Summer v3.1, Unit 318 and retrofits | 441 | 7305 | Rate Constraint in lbs/MMBtu | FALSE | L | Annual | Total | Thousand Tons | 0.0028567 | 0.0040073 | 0.0015077 | 0 | 0 | 0 | 0
IL Fac. Spec. - NOX Rate Summer v3.1, Unit 318 and retrofits | 441 | 7305 | Rate Constraint in lbs/MMBtu | FALSE | L | Annual | Fuel Consumed | TBtu | 0.069161 | 0.097018 | 0.036502 | 0 | 0 | 0 | 0
IL Fac. Spec. - NOX Rate Summer v3.1, Unit 318 and retrofits | 441 | 7305 | Rate Constraint in lbs/MMBtu | FALSE | L | Annual | Rate | lb/MMBtu | 0.08261 | 0.08261 | 0.08261 | 0 | 0 | 0 | 0
IL Fac. Spec. - NOX Rate Summer v3.1, Unit 318 and retrofits | 441 | 7305 | Rate Constraint in lbs/MMBtu | FALSE | L | Annual | Generation | TWh | 0.006424 | 0.0090115 | 0.0033905 | 0 | 0 | 0 | 0
IL Fac. Spec. - NOX Rate Summer v3.1, Unit 318 and retrofits | 441 | 7305 | Rate Constraint in lbs/MMBtu | FALSE | L | Annual | Qualifying Generation | TWh | 0.006424 | 0.0090115 | 0.0033905 | 0 | 0 | 0 | 0
IL Fac. Spec. - NOX Rate Summer v3.1, Unit 318 and retrofits | 441 | 7305 | Rate Constraint in lbs/MMBtu | FALSE | L | Annual | Rate | lb/MWh | 0.88938 | 0.88938 | 0.88938 | 0 | 0 | 0 | 0
IL Fac. Spec. - NOX Rate Summer v3.1, Unit 318 and retrofits | 441 | 7305 | Rate Constraint in lbs/MMBtu | FALSE | L | Annual | Constraint Shadow Price | US2022$/Ton | 0 | 0 | 0 | 0 | 0 | 0 | 0
IL Fac. Spec. - NOX Rate Summer v3.1, Unit 319 and retrofits | 442 | 7305 | Rate Constraint in lbs/MMBtu | FALSE | L | Annual | Seasons Included | Seasons | Summer | Summer | Summer | Summer | Summer | Summer | Summer
IL Fac. Spec. - NOX Rate Summer v3.1, Unit 319 and retrofits | 442 | 7305 | Rate Constraint in lbs/MMBtu | FALSE | L | Annual | Standard NOX | lb/MMBtu | 0.25 | 0.25 | 0.25 | 0.25 | 0.25 | 0.25 | 0.25
IL Fac. Spec. - NOX Rate Summer v3.1, Unit 319 and retrofits | 442 | 7305 | Rate Constraint in lbs/MMBtu | FALSE | L | Annual | Emissions at Affected Plants NOX | Thousand Tons | 0.0044333 | 0.0051572 | 0.00092361 | 0 | 0 | 0 | 0
IL Fac. Spec. - NOX Rate Summer v3.1, Unit 319 and retrofits | 442 | 7305 | Rate Constraint in lbs/MMBtu | FALSE | L | Annual | Allowances Purchased NOX | Thousand Tons | 0 | 0 | 0 | 0 | 0 | 0 | 0
IL Fac. Spec. - NOX Rate Summer v3.1, Unit 319 and retrofits | 442 | 7305 | Rate Constraint in lbs/MMBtu | FALSE | L | Annual | Allowances Sold NOX | Thousand Tons | 0 | 0 | 0 | 0 | 0 | 0 | 0
IL Fac. Spec. - NOX Rate Summer v3.1, Unit 319 and retrofits | 442 | 7305 | Rate Constraint in lbs/MMBtu | FALSE | L | Annual | Allowances Banked | Thousand Tons | 0 | 0 | 0 | 0 | 0 | 0 | 0
IL Fac. Spec. - NOX Rate Summer v3.1, Unit 319 and retrofits | 442 | 7305 | Rate Constraint in lbs/MMBtu | FALSE | L | Annual | Allowances Withdrawn (1:1) | Thousand Tons | 0 | 0 | 0 | 0 | 0 | 0 | 0
IL Fac. Spec. - NOX Rate Summer v3.1, Unit 319 and retrofits | 442 | 7305 | Rate Constraint in lbs/MMBtu | FALSE | L | Annual | Allowances Withdrawn (1:n) | Thousand Tons | 0 | 0 | 0 | 0 | 0 | 0 | 0
IL Fac. Spec. - NOX Rate Summer v3.1, Unit 319 and retrofits | 442 | 7305 | Rate Constraint in lbs/MMBtu | FALSE | L | Annual | Total | Thousand Tons | 0.0044333 | 0.0051572 | 0.00092361 | 0 | 0 | 0 | 0
IL Fac. Spec. - NOX Rate Summer v3.1, Unit 319 and retrofits | 442 | 7305 | Rate Constraint in lbs/MMBtu | FALSE | L | Annual | Fuel Consumed | TBtu | 0.23438 | 0.27265 | 0.04883 | 0 | 0 | 0 | 0
IL Fac. Spec. - NOX Rate Summer v3.1, Unit 319 and retrofits | 442 | 7305 | Rate Constraint in lbs/MMBtu | FALSE | L | Annual | Rate | lb/MMBtu | 0.03783 | 0.03783 | 0.03783 | 0 | 0 | 0 | 0
IL Fac. Spec. - NOX Rate Summer v3.1, Unit 319 and retrofits | 442 | 7305 | Rate Constraint in lbs/MMBtu | FALSE | L | Annual | Generation | TWh | 0.02171 | 0.025255 | 0.0045229 | 0 | 0 | 0 | 0
IL Fac. Spec. - NOX Rate Summer v3.1, Unit 319 and retrofits | 442 | 7305 | Rate Constraint in lbs/MMBtu | FALSE | L | Annual | Qualifying Generation | TWh | 0.02171 | 0.025255 | 0.0045229 | 0 | 0 | 0 | 0
IL Fac. Spec. - NOX Rate Summer v3.1, Unit 319 and retrofits | 442 | 7305 | Rate Constraint in lbs/MMBtu | FALSE | L | Annual | Rate | lb/MWh | 0.40841 | 0.40841 | 0.40841 | 0 | 0 | 0 | 0
IL Fac. Spec. - NOX Rate Summer v3.1, Unit 319 and retrofits | 442 | 7305 | Rate Constraint in lbs/MMBtu | FALSE | L | Annual | Constraint Shadow Price | US2022$/Ton | 0 | 0 | 0 | 0 | 0 | 0 | 0
IL Fac. Spec. - NOX Rate Summer v3.1, Unit 320 and retrofits | 443 | 7305 | Rate Constraint in lbs/MMBtu | FALSE | L | Annual | Seasons Included | Seasons | Summer | Summer | Summer | Summer | Summer | Summer | Summer
IL Fac. Spec. - NOX Rate Summer v3.1, Unit 320 and retrofits | 443 | 7305 | Rate Constraint in lbs/MMBtu | FALSE | L | Annual | Standard NOX | lb/MMBtu | 0.25 | 0.25 | 0.25 | 0.25 | 0.25 | 0.25 | 0.25
IL Fac. Spec. - NOX Rate Summer v3.1, Unit 320 and retrofits | 443 | 7305 | Rate Constraint in lbs/MMBtu | FALSE | L | Annual | Emissions at Affected Plants NOX | Thousand Tons | 0.0044966 | 0.0024981 | 0.00093679 | 0 | 0 | 0 | 0
IL Fac. Spec. - NOX Rate Summer v3.1, Unit 320 and retrofits | 443 | 7305 | Rate Constraint in lbs/MMBtu | FALSE | L | Annual | Allowances Purchased NOX | Thousand Tons | 0 | 0 | 0 | 0 | 0 | 0 | 0
IL Fac. Spec. - NOX Rate Summer v3.1, Unit 320 and retrofits | 443 | 7305 | Rate Constraint in lbs/MMBtu | FALSE | L | Annual | Allowances Sold NOX | Thousand Tons | 0 | 0 | 0 | 0 | 0 | 0 | 0
IL Fac. Spec. - NOX Rate Summer v3.1, Unit 320 and retrofits | 443 | 7305 | Rate Constraint in lbs/MMBtu | FALSE | L | Annual | Allowances Banked | Thousand Tons | 0 | 0 | 0 | 0 | 0 | 0 | 0
IL Fac. Spec. - NOX Rate Summer v3.1, Unit 320 and retrofits | 443 | 7305 | Rate Constraint in lbs/MMBtu | FALSE | L | Annual | Allowances Withdrawn (1:1) | Thousand Tons | 0 | 0 | 0 | 0 | 0 | 0 | 0
IL Fac. Spec. - NOX Rate Summer v3.1, Unit 320 and retrofits | 443 | 7305 | Rate Constraint in lbs/MMBtu | FALSE | L | Annual | Allowances Withdrawn (1:n) | Thousand Tons | 0 | 0 | 0 | 0 | 0 | 0 | 0
IL Fac. Spec. - NOX Rate Summer v3.1, Unit 320 and retrofits | 443 | 7305 | Rate Constraint in lbs/MMBtu | FALSE | L | Annual | Total | Thousand Tons | 0.0044966 | 0.0024981 | 0.00093679 | 0 | 0 | 0 | 0
IL Fac. Spec. - NOX Rate Summer v3.1, Unit 320 and retrofits | 443 | 7305 | Rate Constraint in lbs/MMBtu | FALSE | L | Annual | Fuel Consumed | TBtu | 0.22983 | 0.12768 | 0.047881 | 0 | 0 | 0 | 0
IL Fac. Spec. - NOX Rate Summer v3.1, Unit 320 and retrofits | 443 | 7305 | Rate Constraint in lbs/MMBtu | FALSE | L | Annual | Rate | lb/MMBtu | 0.03913 | 0.03913 | 0.03913 | 0 | 0 | 0 | 0
IL Fac. Spec. - NOX Rate Summer v3.1, Unit 320 and retrofits | 443 | 7305 | Rate Constraint in lbs/MMBtu | FALSE | L | Annual | Generation | TWh | 0.021284 | 0.011825 | 0.0044343 | 0 | 0 | 0 | 0
IL Fac. Spec. - NOX Rate Summer v3.1, Unit 320 and retrofits | 443 | 7305 | Rate Constraint in lbs/MMBtu | FALSE | L | Annual | Qualifying Generation | TWh | 0.021284 | 0.011825 | 0.0044343 | 0 | 0 | 0 | 0
IL Fac. Spec. - NOX Rate Summer v3.1, Unit 320 and retrofits | 443 | 7305 | Rate Constraint in lbs/MMBtu | FALSE | L | Annual | Rate | lb/MWh | 0.42253 | 0.42253 | 0.42253 | 0 | 0 | 0 | 0
IL Fac. Spec. - NOX Rate Summer v3.1, Unit 320 and retrofits | 443 | 7305 | Rate Constraint in lbs/MMBtu | FALSE | L | Annual | Constraint Shadow Price | US2022$/Ton | 0 | 0 | 0 | 0 | 0 | 0 | 0
IL Fac. Spec. - NOX Rate Summer v3.1, Unit 321 and retrofits | 444 | 7305 | Rate Constraint in lbs/MMBtu | FALSE | L | Annual | Seasons Included | Seasons | Summer | Summer | Summer | Summer | Summer | Summer | Summer
IL Fac. Spec. - NOX Rate Summer v3.1, Unit 321 and retrofits | 444 | 7305 | Rate Constraint in lbs/MMBtu | FALSE | L | Annual | Standard NOX | lb/MMBtu | 0.25 | 0.25 | 0.25 | 0.25 | 0.25 | 0.25 | 0.25
IL Fac. Spec. - NOX Rate Summer v3.1, Unit 321 and retrofits | 444 | 7305 | Rate Constraint in lbs/MMBtu | FALSE | L | Annual | Emissions at Affected Plants NOX | Thousand Tons | 0.0037621 | 0.0016905 | 0.00083079 | 0 | 0 | 0 | 0
IL Fac. Spec. - NOX Rate Summer v3.1, Unit 321 and retrofits | 444 | 7305 | Rate Constraint in lbs/MMBtu | FALSE | L | Annual | Allowances Purchased NOX | Thousand Tons | 0 | 0 | 0 | 0 | 0 | 0 | 0
IL Fac. Spec. - NOX Rate Summer v3.1, Unit 321 and retrofits | 444 | 7305 | Rate Constraint in lbs/MMBtu | FALSE | L | Annual | Allowances Sold NOX | Thousand Tons | 0 | 0 | 0 | 0 | 0 | 0 | 0
IL Fac. Spec. - NOX Rate Summer v3.1, Unit 321 and retrofits | 444 | 7305 | Rate Constraint in lbs/MMBtu | FALSE | L | Annual | Allowances Banked | Thousand Tons | 0 | 0 | 0 | 0 | 0 | 0 | 0
IL Fac. Spec. - NOX Rate Summer v3.1, Unit 321 and retrofits | 444 | 7305 | Rate Constraint in lbs/MMBtu | FALSE | L | Annual | Allowances Withdrawn (1:1) | Thousand Tons | 0 | 0 | 0 | 0 | 0 | 0 | 0
IL Fac. Spec. - NOX Rate Summer v3.1, Unit 321 and retrofits | 444 | 7305 | Rate Constraint in lbs/MMBtu | FALSE | L | Annual | Allowances Withdrawn (1:n) | Thousand Tons | 0 | 0 | 0 | 0 | 0 | 0 | 0
IL Fac. Spec. - NOX Rate Summer v3.1, Unit 321 and retrofits | 444 | 7305 | Rate Constraint in lbs/MMBtu | FALSE | L | Annual | Total | Thousand Tons | 0.0037621 | 0.0016905 | 0.00083079 | 0 | 0 | 0 | 0
IL Fac. Spec. - NOX Rate Summer v3.1, Unit 321 and retrofits | 444 | 7305 | Rate Constraint in lbs/MMBtu | FALSE | L | Annual | Fuel Consumed | TBtu | 0.2159 | 0.097014 | 0.047678 | 0 | 0 | 0 | 0
IL Fac. Spec. - NOX Rate Summer v3.1, Unit 321 and retrofits | 444 | 7305 | Rate Constraint in lbs/MMBtu | FALSE | L | Annual | Rate | lb/MMBtu | 0.03485 | 0.03485 | 0.03485 | 0 | 0 | 0 | 0
IL Fac. Spec. - NOX Rate Summer v3.1, Unit 321 and retrofits | 444 | 7305 | Rate Constraint in lbs/MMBtu | FALSE | L | Annual | Generation | TWh | 0.019994 | 0.0089845 | 0.0044154 | 0 | 0 | 0 | 0
IL Fac. Spec. - NOX Rate Summer v3.1, Unit 321 and retrofits | 444 | 7305 | Rate Constraint in lbs/MMBtu | FALSE | L | Annual | Qualifying Generation | TWh | 0.019994 | 0.0089845 | 0.0044154 | 0 | 0 | 0 | 0
IL Fac. Spec. - NOX Rate Summer v3.1, Unit 321 and retrofits | 444 | 7305 | Rate Constraint in lbs/MMBtu | FALSE | L | Annual | Rate | lb/MWh | 0.37631 | 0.37631 | 0.37631 | 0 | 0 | 0 | 0
IL Fac. Spec. - NOX Rate Summer v3.1, Unit 321 and retrofits | 444 | 7305 | Rate Constraint in lbs/MMBtu | FALSE | L | Annual | Constraint Shadow Price | US2022$/Ton | 0 | 0 | 0 | 0 | 0 | 0 | 0
IL Fac. Spec. - NOX Rate Summer v3.1, Unit 322 and retrofits | 445 | 7305 | Rate Constraint in lbs/MMBtu | FALSE | L | Annual | Seasons Included | Seasons | Summer | Summer | Summer | Summer | Summer | Summer | Summer
IL Fac. Spec. - NOX Rate Summer v3.1, Unit 322 and retrofits | 445 | 7305 | Rate Constraint in lbs/MMBtu | FALSE | L | Annual | Standard NOX | lb/MMBtu | 0.25 | 0.25 | 0.25 | 0.25 | 0.25 | 0.25 | 0.25
IL Fac. Spec. - NOX Rate Summer v3.1, Unit 322 and retrofits | 445 | 7305 | Rate Constraint in lbs/MMBtu | FALSE | L | Annual | Emissions at Affected Plants NOX | Thousand Tons | 0.001983 | 0.0007097 | 0.0006262 | 0 | 0 | 0 | 0
IL Fac. Spec. - NOX Rate Summer v3.1, Unit 322 and retrofits | 445 | 7305 | Rate Constraint in lbs/MMBtu | FALSE | L | Annual | Allowances Purchased NOX | Thousand Tons | 0 | 0 | 0 | 0 | 0 | 0 | 0
IL Fac. Spec. - NOX Rate Summer v3.1, Unit 322 and retrofits | 445 | 7305 | Rate Constraint in lbs/MMBtu | FALSE | L | Annual | Allowances Sold NOX | Thousand Tons | 0 | 0 | 0 | 0 | 0 | 0 | 0
IL Fac. Spec. - NOX Rate Summer v3.1, Unit 322 and retrofits | 445 | 7305 | Rate Constraint in lbs/MMBtu | FALSE | L | Annual | Allowances Banked | Thousand Tons | 0 | 0 | 0 | 0 | 0 | 0 | 0
IL Fac. Spec. - NOX Rate Summer v3.1, Unit 322 and retrofits | 445 | 7305 | Rate Constraint in lbs/MMBtu | FALSE | L | Annual | Allowances Withdrawn (1:1) | Thousand Tons | 0 | 0 | 0 | 0 | 0 | 0 | 0
IL Fac. Spec. - NOX Rate Summer v3.1, Unit 322 and retrofits | 445 | 7305 | Rate Constraint in lbs/MMBtu | FALSE | L | Annual | Allowances Withdrawn (1:n) | Thousand Tons | 0 | 0 | 0 | 0 | 0 | 0 | 0
IL Fac. Spec. - NOX Rate Summer v3.1, Unit 322 and retrofits | 445 | 7305 | Rate Constraint in lbs/MMBtu | FALSE | L | Annual | Total | Thousand Tons | 0.001983 | 0.0007097 | 0.0006262 | 0 | 0 | 0 | 0
IL Fac. Spec. - NOX Rate Summer v3.1, Unit 322 and retrofits | 445 | 7305 | Rate Constraint in lbs/MMBtu | FALSE | L | Annual | Fuel Consumed | TBtu | 0.043611 | 0.015608 | 0.013772 | 0 | 0 | 0 | 0
IL Fac. Spec. - NOX Rate Summer v3.1, Unit 322 and retrofits | 445 | 7305 | Rate Constraint in lbs/MMBtu | FALSE | L | Annual | Rate | lb/MMBtu | 0.09094 | 0.09094 | 0.09094 | 0 | 0 | 0 | 0
IL Fac. Spec. - NOX Rate Summer v3.1, Unit 322 and retrofits | 445 | 7305 | Rate Constraint in lbs/MMBtu | FALSE | L | Annual | Generation | TWh | 0.0040377 | 0.0014451 | 0.001275 | 0 | 0 | 0 | 0
IL Fac. Spec. - NOX Rate Summer v3.1, Unit 322 and retrofits | 445 | 7305 | Rate Constraint in lbs/MMBtu | FALSE | L | Annual | Qualifying Generation | TWh | 0.0040377 | 0.0014451 | 0.001275 | 0 | 0 | 0 | 0
IL Fac. Spec. - NOX Rate Summer v3.1, Unit 322 and retrofits | 445 | 7305 | Rate Constraint in lbs/MMBtu | FALSE | L | Annual | Rate | lb/MWh | 0.98224 | 0.98224 | 0.98224 | 0 | 0 | 0 | 0
IL Fac. Spec. - NOX Rate Summer v3.1, Unit 322 and retrofits | 445 | 7305 | Rate Constraint in lbs/MMBtu | FALSE | L | Annual | Constraint Shadow Price | US2022$/Ton | 0 | 0 | 0 | 0 | 0 | 0 | 0
IL Fac. Spec. - NOX Rate Summer v3.1, Unit 323 and retrofits | 446 | 7305 | Rate Constraint in lbs/MMBtu | FALSE | L | Annual | Seasons Included | Seasons | Summer | Summer | Summer | Summer | Summer | Summer | Summer
IL Fac. Spec. - NOX Rate Summer v3.1, Unit 323 and retrofits | 446 | 7305 | Rate Constraint in lbs/MMBtu | FALSE | L | Annual | Standard NOX | lb/MMBtu | 0.25 | 0.25 | 0.25 | 0.25 | 0.25 | 0.25 | 0.25
IL Fac. Spec. - NOX Rate Summer v3.1, Unit 323 and retrofits | 446 | 7305 | Rate Constraint in lbs/MMBtu | FALSE | L | Annual | Emissions at Affected Plants NOX | Thousand Tons | 0.0031139 | 0.0017299 | 0.00064872 | 0 | 0 | 0 | 0
IL Fac. Spec. - NOX Rate Summer v3.1, Unit 323 and retrofits | 446 | 7305 | Rate Constraint in lbs/MMBtu | FALSE | L | Annual | Allowances Purchased NOX | Thousand Tons | 0 | 0 | 0 | 0 | 0 | 0 | 0
IL Fac. Spec. - NOX Rate Summer v3.1, Unit 323 and retrofits | 446 | 7305 | Rate Constraint in lbs/MMBtu | FALSE | L | Annual | Allowances Sold NOX | Thousand Tons | 0 | 0 | 0 | 0 | 0 | 0 | 0
IL Fac. Spec. - NOX Rate Summer v3.1, Unit 323 and retrofits | 446 | 7305 | Rate Constraint in lbs/MMBtu | FALSE | L | Annual | Allowances Banked | Thousand Tons | 0 | 0 | 0 | 0 | 0 | 0 | 0
IL Fac. Spec. - NOX Rate Summer v3.1, Unit 323 and retrofits | 446 | 7305 | Rate Constraint in lbs/MMBtu | FALSE | L | Annual | Allowances Withdrawn (1:1) | Thousand Tons | 0 | 0 | 0 | 0 | 0 | 0 | 0
IL Fac. Spec. - NOX Rate Summer v3.1, Unit 323 and retrofits | 446 | 7305 | Rate Constraint in lbs/MMBtu | FALSE | L | Annual | Allowances Withdrawn (1:n) | Thousand Tons | 0 | 0 | 0 | 0 | 0 | 0 | 0
IL Fac. Spec. - NOX Rate Summer v3.1, Unit 323 and retrofits | 446 | 7305 | Rate Constraint in lbs/MMBtu | FALSE | L | Annual | Total | Thousand Tons | 0.0031139 | 0.0017299 | 0.00064872 | 0 | 0 | 0 | 0
IL Fac. Spec. - NOX Rate Summer v3.1, Unit 323 and retrofits | 446 | 7305 | Rate Constraint in lbs/MMBtu | FALSE | L | Annual | Fuel Consumed | TBtu | 0.069082 | 0.038379 | 0.014392 | 0 | 0 | 0 | 0
IL Fac. Spec. - NOX Rate Summer v3.1, Unit 323 and retrofits | 446 | 7305 | Rate Constraint in lbs/MMBtu | FALSE | L | Annual | Rate | lb/MMBtu | 0.09015 | 0.09015 | 0.09015 | 0 | 0 | 0 | 0
IL Fac. Spec. - NOX Rate Summer v3.1, Unit 323 and retrofits | 446 | 7305 | Rate Constraint in lbs/MMBtu | FALSE | L | Annual | Generation | TWh | 0.0063982 | 0.0035546 | 0.001333 | 0 | 0 | 0 | 0
IL Fac. Spec. - NOX Rate Summer v3.1, Unit 323 and retrofits | 446 | 7305 | Rate Constraint in lbs/MMBtu | FALSE | L | Annual | Qualifying Generation | TWh | 0.0063982 | 0.0035546 | 0.001333 | 0 | 0 | 0 | 0
IL Fac. Spec. - NOX Rate Summer v3.1, Unit 323 and retrofits | 446 | 7305 | Rate Constraint in lbs/MMBtu | FALSE | L | Annual | Rate | lb/MWh | 0.97335 | 0.97335 | 0.97335 | 0 | 0 | 0 | 0
IL Fac. Spec. - NOX Rate Summer v3.1, Unit 323 and retrofits | 446 | 7305 | Rate Constraint in lbs/MMBtu | FALSE | L | Annual | Constraint Shadow Price | US2022$/Ton | 0 | 0 | 0 | 0 | 0 | 0 | 0
IL Fac. Spec. - NOX Rate Summer v3.1, Unit 324 and retrofits | 447 | 7305 | Rate Constraint in lbs/MMBtu | FALSE | L | Annual | Seasons Included | Seasons | Summer | Summer | Summer | Summer | Summer | Summer | Summer
IL Fac. Spec. - NOX Rate Summer v3.1, Unit 324 and retrofits | 447 | 7305 | Rate Constraint in lbs/MMBtu | FALSE | L | Annual | Standard NOX | lb/MMBtu | 0.25 | 0.25 | 0.25 | 0.25 | 0.25 | 0.25 | 0.25
IL Fac. Spec. - NOX Rate Summer v3.1, Unit 324 and retrofits | 447 | 7305 | Rate Constraint in lbs/MMBtu | FALSE | L | Annual | Emissions at Affected Plants NOX | Thousand Tons | 0.0020468 | 0.00073255 | 0.00064637 | 0 | 0 | 0 | 0
IL Fac. Spec. - NOX Rate Summer v3.1, Unit 324 and retrofits | 447 | 7305 | Rate Constraint in lbs/MMBtu | FALSE | L | Annual | Allowances Purchased NOX | Thousand Tons | 0 | 0 | 0 | 0 | 0 | 0 | 0
IL Fac. Spec. - NOX Rate Summer v3.1, Unit 324 and retrofits | 447 | 7305 | Rate Constraint in lbs/MMBtu | FALSE | L | Annual | Allowances Sold NOX | Thousand Tons | 0 | 0 | 0 | 0 | 0 | 0 | 0
IL Fac. Spec. - NOX Rate Summer v3.1, Unit 324 and retrofits | 447 | 7305 | Rate Constraint in lbs/MMBtu | FALSE | L | Annual | Allowances Banked | Thousand Tons | 0 | 0 | 0 | 0 | 0 | 0 | 0
IL Fac. Spec. - NOX Rate Summer v3.1, Unit 324 and retrofits | 447 | 7305 | Rate Constraint in lbs/MMBtu | FALSE | L | Annual | Allowances Withdrawn (1:1) | Thousand Tons | 0 | 0 | 0 | 0 | 0 | 0 | 0
IL Fac. Spec. - NOX Rate Summer v3.1, Unit 324 and retrofits | 447 | 7305 | Rate Constraint in lbs/MMBtu | FALSE | L | Annual | Allowances Withdrawn (1:n) | Thousand Tons | 0 | 0 | 0 | 0 | 0 | 0 | 0
IL Fac. Spec. - NOX Rate Summer v3.1, Unit 324 and retrofits | 447 | 7305 | Rate Constraint in lbs/MMBtu | FALSE | L | Annual | Total | Thousand Tons | 0.0020468 | 0.00073255 | 0.00064637 | 0 | 0 | 0 | 0
IL Fac. Spec. - NOX Rate Summer v3.1, Unit 324 and retrofits | 447 | 7305 | Rate Constraint in lbs/MMBtu | FALSE | L | Annual | Fuel Consumed | TBtu | 0.046043 | 0.016478 | 0.01454 | 0 | 0 | 0 | 0
IL Fac. Spec. - NOX Rate Summer v3.1, Unit 324 and retrofits | 447 | 7305 | Rate Constraint in lbs/MMBtu | FALSE | L | Annual | Rate | lb/MMBtu | 0.08891 | 0.08891 | 0.08891 | 0 | 0 | 0 | 0
IL Fac. Spec. - NOX Rate Summer v3.1, Unit 324 and retrofits | 447 | 7305 | Rate Constraint in lbs/MMBtu | FALSE | L | Annual | Generation | TWh | 0.0042636 | 0.0015259 | 0.0013464 | 0 | 0 | 0 | 0
IL Fac. Spec. - NOX Rate Summer v3.1, Unit 324 and retrofits | 447 | 7305 | Rate Constraint in lbs/MMBtu | FALSE | L | Annual | Qualifying Generation | TWh | 0.0042636 | 0.0015259 | 0.0013464 | 0 | 0 | 0 | 0
IL Fac. Spec. - NOX Rate Summer v3.1, Unit 324 and retrofits | 447 | 7305 | Rate Constraint in lbs/MMBtu | FALSE | L | Annual | Rate | lb/MWh | 0.96014 | 0.96014 | 0.96014 | 0 | 0 | 0 | 0
IL Fac. Spec. - NOX Rate Summer v3.1, Unit 324 and retrofits | 447 | 7305 | Rate Constraint in lbs/MMBtu | FALSE | L | Annual | Constraint Shadow Price | US2022$/Ton | 0 | 0 | 0 | 0 | 0 | 0 | 0
IL Fac. Spec. - NOX Rate Summer v3.1, Unit 325 and retrofits | 448 | 7305 | Rate Constraint in lbs/MMBtu | FALSE | L | Annual | Seasons Included | Seasons | Summer | Summer | Summer | Summer | Summer | Summer | Summer
IL Fac. Spec. - NOX Rate Summer v3.1, Unit 325 and retrofits | 448 | 7305 | Rate Constraint in lbs/MMBtu | FALSE | L | Annual | Standard NOX | lb/MMBtu | 0.25 | 0.25 | 0.25 | 0.25 | 0.25 | 0.25 | 0.25
IL Fac. Spec. - NOX Rate Summer v3.1, Unit 325 and retrofits | 448 | 7305 | Rate Constraint in lbs/MMBtu | FALSE | L | Annual | Emissions at Affected Plants NOX | Thousand Tons | 0.0021161 | 0.00075735 | 0.00066825 | 0 | 0 | 0 | 0
IL Fac. Spec. - NOX Rate Summer v3.1, Unit 325 and retrofits | 448 | 7305 | Rate Constraint in lbs/MMBtu | FALSE | L | Annual | Allowances Purchased NOX | Thousand Tons | 0 | 0 | 0 | 0 | 0 | 0 | 0
IL Fac. Spec. - NOX Rate Summer v3.1, Unit 325 and retrofits | 448 | 7305 | Rate Constraint in lbs/MMBtu | FALSE | L | Annual | Allowances Sold NOX | Thousand Tons | 0 | 0 | 0 | 0 | 0 | 0 | 0
IL Fac. Spec. - NOX Rate Summer v3.1, Unit 325 and retrofits | 448 | 7305 | Rate Constraint in lbs/MMBtu | FALSE | L | Annual | Allowances Banked | Thousand Tons | 0 | 0 | 0 | 0 | 0 | 0 | 0
IL Fac. Spec. - NOX Rate Summer v3.1, Unit 325 and retrofits | 448 | 7305 | Rate Constraint in lbs/MMBtu | FALSE | L | Annual | Allowances Withdrawn (1:1) | Thousand Tons | 0 | 0 | 0 | 0 | 0 | 0 | 0
IL Fac. Spec. - NOX Rate Summer v3.1, Unit 325 and retrofits | 448 | 7305 | Rate Constraint in lbs/MMBtu | FALSE | L | Annual | Allowances Withdrawn (1:n) | Thousand Tons | 0 | 0 | 0 | 0 | 0 | 0 | 0
IL Fac. Spec. - NOX Rate Summer v3.1, Unit 325 and retrofits | 448 | 7305 | Rate Constraint in lbs/MMBtu | FALSE | L | Annual | Total | Thousand Tons | 0.0021161 | 0.00075735 | 0.00066825 | 0 | 0 | 0 | 0
IL Fac. Spec. - NOX Rate Summer v3.1, Unit 325 and retrofits | 448 | 7305 | Rate Constraint in lbs/MMBtu | FALSE | L | Annual | Fuel Consumed | TBtu | 0.046143 | 0.016514 | 0.014571 | 0 | 0 | 0 | 0
IL Fac. Spec. - NOX Rate Summer v3.1, Unit 325 and retrofits | 448 | 7305 | Rate Constraint in lbs/MMBtu | FALSE | L | Annual | Rate | lb/MMBtu | 0.09172 | 0.09172 | 0.09172 | 0 | 0 | 0 | 0
IL Fac. Spec. - NOX Rate Summer v3.1, Unit 325 and retrofits | 448 | 7305 | Rate Constraint in lbs/MMBtu | FALSE | L | Annual | Generation | TWh | 0.0042721 | 0.001529 | 0.0013491 | 0 | 0 | 0 | 0
IL Fac. Spec. - NOX Rate Summer v3.1, Unit 325 and retrofits | 448 | 7305 | Rate Constraint in lbs/MMBtu | FALSE | L | Annual | Qualifying Generation | TWh | 0.0042721 | 0.001529 | 0.0013491 | 0 | 0 | 0 | 0
IL Fac. Spec. - NOX Rate Summer v3.1, Unit 325 and retrofits | 448 | 7305 | Rate Constraint in lbs/MMBtu | FALSE | L | Annual | Rate | lb/MWh | 0.99067 | 0.99067 | 0.99067 | 0 | 0 | 0 | 0
IL Fac. Spec. - NOX Rate Summer v3.1, Unit 325 and retrofits | 448 | 7305 | Rate Constraint in lbs/MMBtu | FALSE | L | Annual | Constraint Shadow Price | US2022$/Ton | 0 | 0 | 0 | 0 | 0 | 0 | 0
IL Fac. Spec. - NOX Rate Summer v3.1, Unit 326 and retrofits | 449 | 7305 | Rate Constraint in lbs/MMBtu | FALSE | L | Annual | Seasons Included | Seasons | Summer | Summer | Summer | Summer | Summer | Summer | Summer
IL Fac. Spec. - NOX Rate Summer v3.1, Unit 326 and retrofits | 449 | 7305 | Rate Constraint in lbs/MMBtu | FALSE | L | Annual | Standard NOX | lb/MMBtu | 0.25 | 0.25 | 0.25 | 0.25 | 0.25 | 0.25 | 0.25
IL Fac. Spec. - NOX Rate Summer v3.1, Unit 326 and retrofits | 449 | 7305 | Rate Constraint in lbs/MMBtu | FALSE | L | Annual | Emissions at Affected Plants NOX | Thousand Tons | 0.0030187 | 0.0042346 | 0.0015932 | 0 | 0 | 0 | 0
IL Fac. Spec. - NOX Rate Summer v3.1, Unit 326 and retrofits | 449 | 7305 | Rate Constraint in lbs/MMBtu | FALSE | L | Annual | Allowances Purchased NOX | Thousand Tons | 0 | 0 | 0 | 0 | 0 | 0 | 0
IL Fac. Spec. - NOX Rate Summer v3.1, Unit 326 and retrofits | 449 | 7305 | Rate Constraint in lbs/MMBtu | FALSE | L | Annual | Allowances Sold NOX | Thousand Tons | 0 | 0 | 0 | 0 | 0 | 0 | 0
IL Fac. Spec. - NOX Rate Summer v3.1, Unit 326 and retrofits | 449 | 7305 | Rate Constraint in lbs/MMBtu | FALSE | L | Annual | Allowances Banked | Thousand Tons | 0 | 0 | 0 | 0 | 0 | 0 | 0
IL Fac. Spec. - NOX Rate Summer v3.1, Unit 326 and retrofits | 449 | 7305 | Rate Constraint in lbs/MMBtu | FALSE | L | Annual | Allowances Withdrawn (1:1) | Thousand Tons | 0 | 0 | 0 | 0 | 0 | 0 | 0
IL Fac. Spec. - NOX Rate Summer v3.1, Unit 326 and retrofits | 449 | 7305 | Rate Constraint in lbs/MMBtu | FALSE | L | Annual | Allowances Withdrawn (1:n) | Thousand Tons | 0 | 0 | 0 | 0 | 0 | 0 | 0
IL Fac. Spec. - NOX Rate Summer v3.1, Unit 326 and retrofits | 449 | 7305 | Rate Constraint in lbs/MMBtu | FALSE | L | Annual | Total | Thousand Tons | 0.0030187 | 0.0042346 | 0.0015932 | 0 | 0 | 0 | 0
IL Fac. Spec. - NOX Rate Summer v3.1, Unit 326 and retrofits | 449 | 7305 | Rate Constraint in lbs/MMBtu | FALSE | L | Annual | Fuel Consumed | TBtu | 0.070391 | 0.098743 | 0.037151 | 0 | 0 | 0 | 0
IL Fac. Spec. - NOX Rate Summer v3.1, Unit 326 and retrofits | 449 | 7305 | Rate Constraint in lbs/MMBtu | FALSE | L | Annual | Rate | lb/MMBtu | 0.08577 | 0.08577 | 0.08577 | 0 | 0 | 0 | 0
IL Fac. Spec. - NOX Rate Summer v3.1, Unit 326 and retrofits | 449 | 7305 | Rate Constraint in lbs/MMBtu | FALSE | L | Annual | Generation | TWh | 0.0065401 | 0.0091743 | 0.0034517 | 0 | 0 | 0 | 0
IL Fac. Spec. - NOX Rate Summer v3.1, Unit 326 and retrofits | 449 | 7305 | Rate Constraint in lbs/MMBtu | FALSE | L | Annual | Qualifying Generation | TWh | 0.0065401 | 0.0091743 | 0.0034517 | 0 | 0 | 0 | 0
IL Fac. Spec. - NOX Rate Summer v3.1, Unit 326 and retrofits | 449 | 7305 | Rate Constraint in lbs/MMBtu | FALSE | L | Annual | Rate | lb/MWh | 0.92314 | 0.92314 | 0.92314 | 0 | 0 | 0 | 0
IL Fac. Spec. - NOX Rate Summer v3.1, Unit 326 and retrofits | 449 | 7305 | Rate Constraint in lbs/MMBtu | FALSE | L | Annual | Constraint Shadow Price | US2022$/Ton | 0 | 0 | 0 | 0 | 0 | 0 | 0
IL Fac. Spec. - NOX Rate Summer v3.1, Unit 327 and retrofits | 450 | 7305 | Rate Constraint in lbs/MMBtu | FALSE | L | Annual | Seasons Included | Seasons | Summer | Summer | Summer | Summer | Summer | Summer | Summer
IL Fac. Spec. - NOX Rate Summer v3.1, Unit 327 and retrofits | 450 | 7305 | Rate Constraint in lbs/MMBtu | FALSE | L | Annual | Standard NOX | lb/MMBtu | 0.25 | 0.25 | 0.25 | 0.25 | 0.25 | 0.25 | 0.25
IL Fac. Spec. - NOX Rate Summer v3.1, Unit 327 and retrofits | 450 | 7305 | Rate Constraint in lbs/MMBtu | FALSE | L | Annual | Emissions at Affected Plants NOX | Thousand Tons | 0.0030954 | 0.002038 | 0.0022526 | 0.00055282 | 0.001755 | 0.0023675 | 0.0023675
IL Fac. Spec. - NOX Rate Summer v3.1, Unit 327 and retrofits | 450 | 7305 | Rate Constraint in lbs/MMBtu | FALSE | L | Annual | Allowances Purchased NOX | Thousand Tons | 0 | 0 | 0 | 0 | 0 | 0 | 0
IL Fac. Spec. - NOX Rate Summer v3.1, Unit 327 and retrofits | 450 | 7305 | Rate Constraint in lbs/MMBtu | FALSE | L | Annual | Allowances Sold NOX | Thousand Tons | 0 | 0 | 0 | 0 | 0 | 0 | 0
IL Fac. Spec. - NOX Rate Summer v3.1, Unit 327 and retrofits | 450 | 7305 | Rate Constraint in lbs/MMBtu | FALSE | L | Annual | Allowances Banked | Thousand Tons | 0 | 0 | 0 | 0 | 0 | 0 | 0
IL Fac. Spec. - NOX Rate Summer v3.1, Unit 327 and retrofits | 450 | 7305 | Rate Constraint in lbs/MMBtu | FALSE | L | Annual | Allowances Withdrawn (1:1) | Thousand Tons | 0 | 0 | 0 | 0 | 0 | 0 | 0
IL Fac. Spec. - NOX Rate Summer v3.1, Unit 327 and retrofits | 450 | 7305 | Rate Constraint in lbs/MMBtu | FALSE | L | Annual | Allowances Withdrawn (1:n) | Thousand Tons | 0 | 0 | 0 | 0 | 0 | 0 | 0
IL Fac. Spec. - NOX Rate Summer v3.1, Unit 327 and retrofits | 450 | 7305 | Rate Constraint in lbs/MMBtu | FALSE | L | Annual | Total | Thousand Tons | 0.0030954 | 0.002038 | 0.0022526 | 0.00055282 | 0.001755 | 0.0023675 | 0.0023675
IL Fac. Spec. - NOX Rate Summer v3.1, Unit 327 and retrofits | 450 | 7305 | Rate Constraint in lbs/MMBtu | FALSE | L | Annual | Fuel Consumed | TBtu | 0.5628 | 0.37055 | 0.40956 | 0.10051 | 0.31909 | 0.43045 | 0.43045
IL Fac. Spec. - NOX Rate Summer v3.1, Unit 327 and retrofits | 450 | 7305 | Rate Constraint in lbs/MMBtu | FALSE | L | Annual | Rate | lb/MMBtu | 0.011 | 0.011 | 0.011 | 0.011 | 0.011 | 0.011 | 0.011
IL Fac. Spec. - NOX Rate Summer v3.1, Unit 327 and retrofits | 450 | 7305 | Rate Constraint in lbs/MMBtu | FALSE | L | Annual | Generation | TWh | 0.056819 | 0.037411 | 0.041349 | 0.010148 | 0.032215 | 0.043458 | 0.043458
IL Fac. Spec. - NOX Rate Summer v3.1, Unit 327 and retrofits | 450 | 7305 | Rate Constraint in lbs/MMBtu | FALSE | L | Annual | Qualifying Generation | TWh | 0.056819 | 0.037411 | 0.041349 | 0.010148 | 0.032215 | 0.043458 | 0.043458
IL Fac. Spec. - NOX Rate Summer v3.1, Unit 327 and retrofits | 450 | 7305 | Rate Constraint in lbs/MMBtu | FALSE | L | Annual | Rate | lb/MWh | 0.10895 | 0.10895 | 0.10895 | 0.10895 | 0.10895 | 0.10895 | 0.10895
IL Fac. Spec. - NOX Rate Summer v3.1, Unit 327 and retrofits | 450 | 7305 | Rate Constraint in lbs/MMBtu | FALSE | L | Annual | Constraint Shadow Price | US2022$/Ton | 0 | 0 | 0 | 0 | 0 | 0 | 0
IL Fac. Spec. - NOX Rate Summer v3.1, Unit 328 and retrofits | 451 | 7305 | Rate Constraint in lbs/MMBtu | FALSE | L | Annual | Seasons Included | Seasons | Summer | Summer | Summer | Summer | Summer | Summer | Summer
IL Fac. Spec. - NOX Rate Summer v3.1, Unit 328 and retrofits | 451 | 7305 | Rate Constraint in lbs/MMBtu | FALSE | L | Annual | Standard NOX | lb/MMBtu | 0.25 | 0.25 | 0.25 | 0.25 | 0.25 | 0.25 | 0.25
IL Fac. Spec. - NOX Rate Summer v3.1, Unit 328 and retrofits | 451 | 7305 | Rate Constraint in lbs/MMBtu | FALSE | L | Annual | Emissions at Affected Plants NOX | Thousand Tons | 0.0030954 | 0.002038 | 0.0022526 | 0.00022985 | 0.0016626 | 0.0023675 | 0.0023675
IL Fac. Spec. - NOX Rate Summer v3.1, Unit 328 and retrofits | 451 | 7305 | Rate Constraint in lbs/MMBtu | FALSE | L | Annual | Allowances Purchased NOX | Thousand Tons | 0 | 0 | 0 | 0 | 0 | 0 | 0
IL Fac. Spec. - NOX Rate Summer v3.1, Unit 328 and retrofits | 451 | 7305 | Rate Constraint in lbs/MMBtu | FALSE | L | Annual | Allowances Sold NOX | Thousand Tons | 0 | 0 | 0 | 0 | 0 | 0 | 0
IL Fac. Spec. - NOX Rate Summer v3.1, Unit 328 and retrofits | 451 | 7305 | Rate Constraint in lbs/MMBtu | FALSE | L | Annual | Allowances Banked | Thousand Tons | 0 | 0 | 0 | 0 | 0 | 0 | 0
IL Fac. Spec. - NOX Rate Summer v3.1, Unit 328 and retrofits | 451 | 7305 | Rate Constraint in lbs/MMBtu | FALSE | L | Annual | Allowances Withdrawn (1:1) | Thousand Tons | 0 | 0 | 0 | 0 | 0 | 0 | 0
IL Fac. Spec. - NOX Rate Summer v3.1, Unit 328 and retrofits | 451 | 7305 | Rate Constraint in lbs/MMBtu | FALSE | L | Annual | Allowances Withdrawn (1:n) | Thousand Tons | 0 | 0 | 0 | 0 | 0 | 0 | 0
IL Fac. Spec. - NOX Rate Summer v3.1, Unit 328 and retrofits | 451 | 7305 | Rate Constraint in lbs/MMBtu | FALSE | L | Annual | Total | Thousand Tons | 0.0030954 | 0.002038 | 0.0022526 | 0.00022985 | 0.0016626 | 0.0023675 | 0.0023675
IL Fac. Spec. - NOX Rate Summer v3.1, Unit 328 and retrofits | 451 | 7305 | Rate Constraint in lbs/MMBtu | FALSE | L | Annual | Fuel Consumed | TBtu | 0.5628 | 0.37055 | 0.40956 | 0.041792 | 0.30229 | 0.43045 | 0.43045
IL Fac. Spec. - NOX Rate Summer v3.1, Unit 328 and retrofits | 451 | 7305 | Rate Constraint in lbs/MMBtu | FALSE | L | Annual | Rate | lb/MMBtu | 0.011 | 0.011 | 0.011 | 0.011 | 0.011 | 0.011 | 0.011
IL Fac. Spec. - NOX Rate Summer v3.1, Unit 328 and retrofits | 451 | 7305 | Rate Constraint in lbs/MMBtu | FALSE | L | Annual | Generation | TWh | 0.056819 | 0.037411 | 0.041349 | 0.0042193 | 0.030519 | 0.043458 | 0.043458
IL Fac. Spec. - NOX Rate Summer v3.1, Unit 328 and retrofits | 451 | 7305 | Rate Constraint in lbs/MMBtu | FALSE | L | Annual | Qualifying Generation | TWh | 0.056819 | 0.037411 | 0.041349 | 0.0042193 | 0.030519 | 0.043458 | 0.043458
IL Fac. Spec. - NOX Rate Summer v3.1, Unit 328 and retrofits | 451 | 7305 | Rate Constraint in lbs/MMBtu | FALSE | L | Annual | Rate | lb/MWh | 0.10895 | 0.10895 | 0.10895 | 0.10895 | 0.10895 | 0.10895 | 0.10895
IL Fac. Spec. - NOX Rate Summer v3.1, Unit 328 and retrofits | 451 | 7305 | Rate Constraint in lbs/MMBtu | FALSE | L | Annual | Constraint Shadow Price | US2022$/Ton | 0 | 0 | 0 | 0 | 0 | 0 | 0
IL Fac. Spec. - NOX Rate Summer v3.1, Unit 438 and retrofits | 452 | 7305 | Rate Constraint in lbs/MMBtu | FALSE | L | Annual | Seasons Included | Seasons | Summer | Summer | Summer | Summer | Summer | Summer | Summer
IL Fac. Spec. - NOX Rate Summer v3.1, Unit 438 and retrofits | 452 | 7305 | Rate Constraint in lbs/MMBtu | FALSE | L | Annual | Standard NOX | lb/MMBtu | 0.25 | 0.25 | 0.25 | 0.25 | 0.25 | 0.25 | 0.25
IL Fac. Spec. - NOX Rate Summer v3.1, Unit 438 and retrofits | 452 | 7305 | Rate Constraint in lbs/MMBtu | FALSE | L | Annual | Emissions at Affected Plants NOX | Thousand Tons | 0.0055065 | 0.0022452 | 0.00044903 | 0.00044903 | 0 | 0 | 0
IL Fac. Spec. - NOX Rate Summer v3.1, Unit 438 and retrofits | 452 | 7305 | Rate Constraint in lbs/MMBtu | FALSE | L | Annual | Allowances Purchased NOX | Thousand Tons | 0 | 0 | 0 | 0 | 0 | 0 | 0
IL Fac. Spec. - NOX Rate Summer v3.1, Unit 438 and retrofits | 452 | 7305 | Rate Constraint in lbs/MMBtu | FALSE | L | Annual | Allowances Sold NOX | Thousand Tons | 0 | 0 | 0 | 0 | 0 | 0 | 0
IL Fac. Spec. - NOX Rate Summer v3.1, Unit 438 and retrofits | 452 | 7305 | Rate Constraint in lbs/MMBtu | FALSE | L | Annual | Allowances Banked | Thousand Tons | 0 | 0 | 0 | 0 | 0 | 0 | 0
IL Fac. Spec. - NOX Rate Summer v3.1, Unit 438 and retrofits | 452 | 7305 | Rate Constraint in lbs/MMBtu | FALSE | L | Annual | Allowances Withdrawn (1:1) | Thousand Tons | 0 | 0 | 0 | 0 | 0 | 0 | 0
IL Fac. Spec. - NOX Rate Summer v3.1, Unit 438 and retrofits | 452 | 7305 | Rate Constraint in lbs/MMBtu | FALSE | L | Annual | Allowances Withdrawn (1:n) | Thousand Tons | 0 | 0 | 0 | 0 | 0 | 0 | 0
IL Fac. Spec. - NOX Rate Summer v3.1, Unit 438 and retrofits | 452 | 7305 | Rate Constraint in lbs/MMBtu | FALSE | L | Annual | Total | Thousand Tons | 0.0055065 | 0.0022452 | 0.00044903 | 0.00044903 | 0 | 0 | 0
IL Fac. Spec. - NOX Rate Summer v3.1, Unit 438 and retrofits | 452 | 7305 | Rate Constraint in lbs/MMBtu | FALSE | L | Annual | Fuel Consumed | TBtu | 0.10167 | 0.041454 | 0.0082908 | 0.0082908 | 0 | 0 | 0
IL Fac. Spec. - NOX Rate Summer v3.1, Unit 438 and retrofits | 452 | 7305 | Rate Constraint in lbs/MMBtu | FALSE | L | Annual | Rate | lb/MMBtu | 0.10832 | 0.10832 | 0.10832 | 0.10832 | 0 | 0 | 0
IL Fac. Spec. - NOX Rate Summer v3.1, Unit 438 and retrofits | 452 | 7305 | Rate Constraint in lbs/MMBtu | FALSE | L | Annual | Generation | TWh | 0.0093871 | 0.0038274 | 0.00076547 | 0.00076547 | 0 | 0 | 0
IL Fac. Spec. - NOX Rate Summer v3.1, Unit 438 and retrofits | 452 | 7305 | Rate Constraint in lbs/MMBtu | FALSE | L | Annual | Qualifying Generation | TWh | 0.0093871 | 0.0038274 | 0.00076547 | 0.00076547 | 0 | 0 | 0
IL Fac. Spec. - NOX Rate Summer v3.1, Unit 438 and retrofits | 452 | 7305 | Rate Constraint in lbs/MMBtu | FALSE | L | Annual | Rate | lb/MWh | 1.1732 | 1.1732 | 1.1732 | 1.1732 | 0 | 0 | 0
IL Fac. Spec. - NOX Rate Summer v3.1, Unit 438 and retrofits | 452 | 7305 | Rate Constraint in lbs/MMBtu | FALSE | L | Annual | Constraint Shadow Price | US2022$/Ton | 0 | 0 | 0 | 0 | 0 | 0 | 0
IL Fac. Spec. - NOX Rate Summer v3.1, Unit 439 and retrofits | 453 | 7305 | Rate Constraint in lbs/MMBtu | FALSE | L | Annual | Seasons Included | Seasons | Summer | Summer | Summer | Summer | Summer | Summer | Summer
IL Fac. Spec. - NOX Rate Summer v3.1, Unit 439 and retrofits | 453 | 7305 | Rate Constraint in lbs/MMBtu | FALSE | L | Annual | Standard NOX | lb/MMBtu | 0.25 | 0.25 | 0.25 | 0.25 | 0.25 | 0.25 | 0.25
IL Fac. Spec. - NOX Rate Summer v3.1, Unit 439 and retrofits | 453 | 7305 | Rate Constraint in lbs/MMBtu | FALSE | L | Annual | Emissions at Affected Plants NOX | Thousand Tons | 0.0057648 | 0.0023504 | 0.00047009 | 0.00047009 | 0 | 0 | 0
IL Fac. Spec. - NOX Rate Summer v3.1, Unit 439 and retrofits | 453 | 7305 | Rate Constraint in lbs/MMBtu | FALSE | L | Annual | Allowances Purchased NOX | Thousand Tons | 0 | 0 | 0 | 0 | 0 | 0 | 0
IL Fac. Spec. - NOX Rate Summer v3.1, Unit 439 and retrofits | 453 | 7305 | Rate Constraint in lbs/MMBtu | FALSE | L | Annual | Allowances Sold NOX | Thousand Tons | 0 | 0 | 0 | 0 | 0 | 0 | 0
IL Fac. Spec. - NOX Rate Summer v3.1, Unit 439 and retrofits | 453 | 7305 | Rate Constraint in lbs/MMBtu | FALSE | L | Annual | Allowances Banked | Thousand Tons | 0 | 0 | 0 | 0 | 0 | 0 | 0
IL Fac. Spec. - NOX Rate Summer v3.1, Unit 439 and retrofits | 453 | 7305 | Rate Constraint in lbs/MMBtu | FALSE | L | Annual | Allowances Withdrawn (1:1) | Thousand Tons | 0 | 0 | 0 | 0 | 0 | 0 | 0
IL Fac. Spec. - NOX Rate Summer v3.1, Unit 439 and retrofits | 453 | 7305 | Rate Constraint in lbs/MMBtu | FALSE | L | Annual | Allowances Withdrawn (1:n) | Thousand Tons | 0 | 0 | 0 | 0 | 0 | 0 | 0
IL Fac. Spec. - NOX Rate Summer v3.1, Unit 439 and retrofits | 453 | 7305 | Rate Constraint in lbs/MMBtu | FALSE | L | Annual | Total | Thousand Tons | 0.0057648 | 0.0023504 | 0.00047009 | 0.00047009 | 0 | 0 | 0
IL Fac. Spec. - NOX Rate Summer v3.1, Unit 439 and retrofits | 453 | 7305 | Rate Constraint in lbs/MMBtu | FALSE | L | Annual | Fuel Consumed | TBtu | 0.10167 | 0.041454 | 0.0082908 | 0.0082908 | 0 | 0 | 0
IL Fac. Spec. - NOX Rate Summer v3.1, Unit 439 and retrofits | 453 | 7305 | Rate Constraint in lbs/MMBtu | FALSE | L | Annual | Rate | lb/MMBtu | 0.1134 | 0.1134 | 0.1134 | 0.1134 | 0 | 0 | 0
IL Fac. Spec. - NOX Rate Summer v3.1, Unit 439 and retrofits | 453 | 7305 | Rate Constraint in lbs/MMBtu | FALSE | L | Annual | Generation | TWh | 0.0093871 | 0.0038274 | 0.00076547 | 0.00076547 | 0 | 0 | 0
IL Fac. Spec. - NOX Rate Summer v3.1, Unit 439 and retrofits | 453 | 7305 | Rate Constraint in lbs/MMBtu | FALSE | L | Annual | Qualifying Generation | TWh | 0.0093871 | 0.0038274 | 0.00076547 | 0.00076547 | 0 | 0 | 0
IL Fac. Spec. - NOX Rate Summer v3.1, Unit 439 and retrofits | 453 | 7305 | Rate Constraint in lbs/MMBtu | FALSE | L | Annual | Rate | lb/MWh | 1.2282 | 1.2282 | 1.2282 | 1.2282 | 0 | 0 | 0
IL Fac. Spec. - NOX Rate Summer v3.1, Unit 439 and retrofits | 453 | 7305 | Rate Constraint in lbs/MMBtu | FALSE | L | Annual | Constraint Shadow Price | US2022$/Ton | 0 | 0 | 0 | 0 | 0 | 0 | 0
IL Fac. Spec. - NOX Rate Summer v3.1, Unit 440 and retrofits | 454 | 7305 | Rate Constraint in lbs/MMBtu | FALSE | L | Annual | Seasons Included | Seasons | Summer | Summer | Summer | Summer | Summer | Summer | Summer
IL Fac. Spec. - NOX Rate Summer v3.1, Unit 440 and retrofits | 454 | 7305 | Rate Constraint in lbs/MMBtu | FALSE | L | Annual | Standard NOX | lb/MMBtu | 0.25 | 0.25 | 0.25 | 0.25 | 0.25 | 0.25 | 0.25
IL Fac. Spec. - NOX Rate Summer v3.1, Unit 440 and retrofits | 454 | 7305 | Rate Constraint in lbs/MMBtu | FALSE | L | Annual | Emissions at Affected Plants NOX | Thousand Tons | 0.0061499 | 0.0025075 | 0.0005015 | 0.0005015 | 0 | 0 | 0
IL Fac. Spec. - NOX Rate Summer v3.1, Unit 440 and retrofits | 454 | 7305 | Rate Constraint in lbs/MMBtu | FALSE | L | Annual | Allowances Purchased NOX | Thousand Tons | 0 | 0 | 0 | 0 | 0 | 0 | 0
IL Fac. Spec. - NOX Rate Summer v3.1, Unit 440 and retrofits | 454 | 7305 | Rate Constraint in lbs/MMBtu | FALSE | L | Annual | Allowances Sold NOX | Thousand Tons | 0 | 0 | 0 | 0 | 0 | 0 | 0
IL Fac. Spec. - NOX Rate Summer v3.1, Unit 440 and retrofits | 454 | 7305 | Rate Constraint in lbs/MMBtu | FALSE | L | Annual | Allowances Banked | Thousand Tons | 0 | 0 | 0 | 0 | 0 | 0 | 0
IL Fac. Spec. - NOX Rate Summer v3.1, Unit 440 and retrofits | 454 | 7305 | Rate Constraint in lbs/MMBtu | FALSE | L | Annual | Allowances Withdrawn (1:1) | Thousand Tons | 0 | 0 | 0 | 0 | 0 | 0 | 0
IL Fac. Spec. - NOX Rate Summer v3.1, Unit 440 and retrofits | 454 | 7305 | Rate Constraint in lbs/MMBtu | FALSE | L | Annual | Allowances Withdrawn (1:n) | Thousand Tons | 0 | 0 | 0 | 0 | 0 | 0 | 0
IL Fac. Spec. - NOX Rate Summer v3.1, Unit 440 and retrofits | 454 | 7305 | Rate Constraint in lbs/MMBtu | FALSE | L | Annual | Total | Thousand Tons | 0.0061499 | 0.0025075 | 0.0005015 | 0.0005015 | 0 | 0 | 0
IL Fac. Spec. - NOX Rate Summer v3.1, Unit 440 and retrofits | 454 | 7305 | Rate Constraint in lbs/MMBtu | FALSE | L | Annual | Fuel Consumed | TBtu | 0.1028 | 0.041914 | 0.0083827 | 0.0083827 | 0 | 0 | 0
IL Fac. Spec. - NOX Rate Summer v3.1, Unit 440 and retrofits | 454 | 7305 | Rate Constraint in lbs/MMBtu | FALSE | L | Annual | Rate | lb/MMBtu | 0.11965 | 0.11965 | 0.11965 | 0.11965 | 0 | 0 | 0
IL Fac. Spec. - NOX Rate Summer v3.1, Unit 440 and retrofits | 454 | 7305 | Rate Constraint in lbs/MMBtu | FALSE | L | Annual | Generation | TWh | 0.0094903 | 0.0038694 | 0.00077388 | 0.00077388 | 0 | 0 | 0
IL Fac. Spec. - NOX Rate Summer v3.1, Unit 440 and retrofits | 454 | 7305 | Rate Constraint in lbs/MMBtu | FALSE | L | Annual | Qualifying Generation | TWh | 0.0094903 | 0.0038694 | 0.00077388 | 0.00077388 | 0 | 0 | 0
IL Fac. Spec. - NOX Rate Summer v3.1, Unit 440 and retrofits | 454 | 7305 | Rate Constraint in lbs/MMBtu | FALSE | L | Annual | Rate | lb/MWh | 1.296 | 1.296 | 1.296 | 1.296 | 0 | 0 | 0
IL Fac. Spec. - NOX Rate Summer v3.1, Unit 440 and retrofits | 454 | 7305 | Rate Constraint in lbs/MMBtu | FALSE | L | Annual | Constraint Shadow Price | US2022$/Ton | 0 | 0 | 0 | 0 | 0 | 0 | 0
IL Fac. Spec. - NOX Rate Summer v3.1, Unit 441 and retrofits | 455 | 7305 | Rate Constraint in lbs/MMBtu | FALSE | L | Annual | Seasons Included | Seasons | Summer | Summer | Summer | Summer | Summer | Summer | Summer
IL Fac. Spec. - NOX Rate Summer v3.1, Unit 441 and retrofits | 455 | 7305 | Rate Constraint in lbs/MMBtu | FALSE | L | Annual | Standard NOX | lb/MMBtu | 0.25 | 0.25 | 0.25 | 0.25 | 0.25 | 0.25 | 0.25
IL Fac. Spec. - NOX Rate Summer v3.1, Unit 441 and retrofits | 455 | 7305 | Rate Constraint in lbs/MMBtu | FALSE | L | Annual | Emissions at Affected Plants NOX | Thousand Tons | 0.0058151 | 0.002371 | 0.00047419 | 0.00047419 | 0 | 0 | 0
IL Fac. Spec. - NOX Rate Summer v3.1, Unit 441 and retrofits | 455 | 7305 | Rate Constraint in lbs/MMBtu | FALSE | L | Annual | Allowances Purchased NOX | Thousand Tons | 0 | 0 | 0 | 0 | 0 | 0 | 0
IL Fac. Spec. - NOX Rate Summer v3.1, Unit 441 and retrofits | 455 | 7305 | Rate Constraint in lbs/MMBtu | FALSE | L | Annual | Allowances Sold NOX | Thousand Tons | 0 | 0 | 0 | 0 | 0 | 0 | 0
IL Fac. Spec. - NOX Rate Summer v3.1, Unit 441 and retrofits | 455 | 7305 | Rate Constraint in lbs/MMBtu | FALSE | L | Annual | Allowances Banked | Thousand Tons | 0 | 0 | 0 | 0 | 0 | 0 | 0
IL Fac. Spec. - NOX Rate Summer v3.1, Unit 441 and retrofits | 455 | 7305 | Rate Constraint in lbs/MMBtu | FALSE | L | Annual | Allowances Withdrawn (1:1) | Thousand Tons | 0 | 0 | 0 | 0 | 0 | 0 | 0
IL Fac. Spec. - NOX Rate Summer v3.1, Unit 441 and retrofits | 455 | 7305 | Rate Constraint in lbs/MMBtu | FALSE | L | Annual | Allowances Withdrawn (1:n) | Thousand Tons | 0 | 0 | 0 | 0 | 0 | 0 | 0
IL Fac. Spec. - NOX Rate Summer v3.1, Unit 441 and retrofits | 455 | 7305 | Rate Constraint in lbs/MMBtu | FALSE | L | Annual | Total | Thousand Tons | 0.0058151 | 0.002371 | 0.00047419 | 0.00047419 | 0 | 0 | 0
IL Fac. Spec. - NOX Rate Summer v3.1, Unit 441 and retrofits | 455 | 7305 | Rate Constraint in lbs/MMBtu | FALSE | L | Annual | Fuel Consumed | TBtu | 0.10302 | 0.042005 | 0.0084009 | 0.0084009 | 0 | 0 | 0
IL Fac. Spec. - NOX Rate Summer v3.1, Unit 441 and retrofits | 455 | 7305 | Rate Constraint in lbs/MMBtu | FALSE | L | Annual | Rate | lb/MMBtu | 0.11289 | 0.11289 | 0.11289 | 0.11289 | 0 | 0 | 0
IL Fac. Spec. - NOX Rate Summer v3.1, Unit 441 and retrofits | 455 | 7305 | Rate Constraint in lbs/MMBtu | FALSE | L | Annual | Generation | TWh | 0.0095109 | 0.0038778 | 0.00077557 | 0.00077557 | 0 | 0 | 0
IL Fac. Spec. - NOX Rate Summer v3.1, Unit 441 and retrofits | 455 | 7305 | Rate Constraint in lbs/MMBtu | FALSE | L | Annual | Qualifying Generation | TWh | 0.0095109 | 0.0038778 | 0.00077557 | 0.00077557 | 0 | 0 | 0
IL Fac. Spec. - NOX Rate Summer v3.1, Unit 441 and retrofits | 455 | 7305 | Rate Constraint in lbs/MMBtu | FALSE | L | Annual | Rate | lb/MWh | 1.2228 | 1.2228 | 1.2228 | 1.2228 | 0 | 0 | 0
IL Fac. Spec. - NOX Rate Summer v3.1, Unit 441 and retrofits | 455 | 7305 | Rate Constraint in lbs/MMBtu | FALSE | L | Annual | Constraint Shadow Price | US2022$/Ton | 0 | 0 | 0 | 0 | 0 | 0 | 0
IL Fac. Spec. - NOX Rate Summer v3.1, Unit 442 and retrofits | 456 | 7305 | Rate Constraint in lbs/MMBtu | FALSE | L | Annual | Seasons Included | Seasons | Summer | Summer | Summer | Summer | Summer | Summer | Summer
IL Fac. Spec. - NOX Rate Summer v3.1, Unit 442 and retrofits | 456 | 7305 | Rate Constraint in lbs/MMBtu | FALSE | L | Annual | Standard NOX | lb/MMBtu | 0.25 | 0.25 | 0.25 | 0.25 | 0.25 | 0.25 | 0.25
IL Fac. Spec. - NOX Rate Summer v3.1, Unit 442 and retrofits | 456 | 7305 | Rate Constraint in lbs/MMBtu | FALSE | L | Annual | Emissions at Affected Plants NOX | Thousand Tons | 0.00016406 | 0.00065624 | 0 | 0 | 0 | 0 | 0
IL Fac. Spec. - NOX Rate Summer v3.1, Unit 442 and retrofits | 456 | 7305 | Rate Constraint in lbs/MMBtu | FALSE | L | Annual | Allowances Purchased NOX | Thousand Tons | 0 | 0 | 0 | 0 | 0 | 0 | 0
IL Fac. Spec. - NOX Rate Summer v3.1, Unit 442 and retrofits | 456 | 7305 | Rate Constraint in lbs/MMBtu | FALSE | L | Annual | Allowances Sold NOX | Thousand Tons | 0 | 0 | 0 | 0 | 0 | 0 | 0
IL Fac. Spec. - NOX Rate Summer v3.1, Unit 442 and retrofits | 456 | 7305 | Rate Constraint in lbs/MMBtu | FALSE | L | Annual | Allowances Banked | Thousand Tons | 0 | 0 | 0 | 0 | 0 | 0 | 0
IL Fac. Spec. - NOX Rate Summer v3.1, Unit 442 and retrofits | 456 | 7305 | Rate Constraint in lbs/MMBtu | FALSE | L | Annual | Allowances Withdrawn (1:1) | Thousand Tons | 0 | 0 | 0 | 0 | 0 | 0 | 0
IL Fac. Spec. - NOX Rate Summer v3.1, Unit 442 and retrofits | 456 | 7305 | Rate Constraint in lbs/MMBtu | FALSE | L | Annual | Allowances Withdrawn (1:n) | Thousand Tons | 0 | 0 | 0 | 0 | 0 | 0 | 0
IL Fac. Spec. - NOX Rate Summer v3.1, Unit 442 and retrofits | 456 | 7305 | Rate Constraint in lbs/MMBtu | FALSE | L | Annual | Total | Thousand Tons | 0.00016406 | 0.00065624 | 0 | 0 | 0 | 0 | 0
IL Fac. Spec. - NOX Rate Summer v3.1, Unit 442 and retrofits | 456 | 7305 | Rate Constraint in lbs/MMBtu | FALSE | L | Annual | Fuel Consumed | TBtu | 0.0014249 | 0.0056995 | 0 | 0 | 0 | 0 | 0
IL Fac. Spec. - NOX Rate Summer v3.1, Unit 442 and retrofits | 456 | 7305 | Rate Constraint in lbs/MMBtu | FALSE | L | Annual | Rate | lb/MMBtu | 0.23028 | 0.23028 | 0 | 0 | 0 | 0 | 0
IL Fac. Spec. - NOX Rate Summer v3.1, Unit 442 and retrofits | 456 | 7305 | Rate Constraint in lbs/MMBtu | FALSE | L | Annual | Generation | TWh | 0.00010625 | 0.00042502 | 0 | 0 | 0 | 0 | 0
IL Fac. Spec. - NOX Rate Summer v3.1, Unit 442 and retrofits | 456 | 7305 | Rate Constraint in lbs/MMBtu | FALSE | L | Annual | Qualifying Generation | TWh | 0.00010625 | 0.00042502 | 0 | 0 | 0 | 0 | 0
IL Fac. Spec. - NOX Rate Summer v3.1, Unit 442 and retrofits | 456 | 7305 | Rate Constraint in lbs/MMBtu | FALSE | L | Annual | Rate | lb/MWh | 3.0881 | 3.0881 | 0 | 0 | 0 | 0 | 0
IL Fac. Spec. - NOX Rate Summer v3.1, Unit 442 and retrofits | 456 | 7305 | Rate Constraint in lbs/MMBtu | FALSE | L | Annual | Constraint Shadow Price | US2022$/Ton | 0 | 0 | 0 | 0 | 0 | 0 | 0
IL Fac. Spec. - NOX Rate Summer v3.1, Unit 443 and retrofits | 457 | 7305 | Rate Constraint in lbs/MMBtu | FALSE | L | Annual | Seasons Included | Seasons | Summer | Summer | Summer | Summer | Summer | Summer | Summer
IL Fac. Spec. - NOX Rate Summer v3.1, Unit 443 and retrofits | 457 | 7305 | Rate Constraint in lbs/MMBtu | FALSE | L | Annual | Standard NOX | lb/MMBtu | 0.25 | 0.25 | 0.25 | 0.25 | 0.25 | 0.25 | 0.25
IL Fac. Spec. - NOX Rate Summer v3.1, Unit 443 and retrofits | 457 | 7305 | Rate Constraint in lbs/MMBtu | FALSE | L | Annual | Emissions at Affected Plants NOX | Thousand Tons | 0.00016106 | 0.00064426 | 0 | 0 | 0 | 0 | 0
IL Fac. Spec. - NOX Rate Summer v3.1, Unit 443 and retrofits | 457 | 7305 | Rate Constraint in lbs/MMBtu | FALSE | L | Annual | Allowances Purchased NOX | Thousand Tons | 0 | 0 | 0 | 0 | 0 | 0 | 0
IL Fac. Spec. - NOX Rate Summer v3.1, Unit 443 and retrofits | 457 | 7305 | Rate Constraint in lbs/MMBtu | FALSE | L | Annual | Allowances Sold NOX | Thousand Tons | 0 | 0 | 0 | 0 | 0 | 0 | 0
IL Fac. Spec. - NOX Rate Summer v3.1, Unit 443 and retrofits | 457 | 7305 | Rate Constraint in lbs/MMBtu | FALSE | L | Annual | Allowances Banked | Thousand Tons | 0 | 0 | 0 | 0 | 0 | 0 | 0
IL Fac. Spec. - NOX Rate Summer v3.1, Unit 443 and retrofits | 457 | 7305 | Rate Constraint in lbs/MMBtu | FALSE | L | Annual | Allowances Withdrawn (1:1) | Thousand Tons | 0 | 0 | 0 | 0 | 0 | 0 | 0
IL Fac. Spec. - NOX Rate Summer v3.1, Unit 443 and retrofits | 457 | 7305 | Rate Constraint in lbs/MMBtu | FALSE | L | Annual | Allowances Withdrawn (1:n) | Thousand Tons | 0 | 0 | 0 | 0 | 0 | 0 | 0
IL Fac. Spec. - NOX Rate Summer v3.1, Unit 443 and retrofits | 457 | 7305 | Rate Constraint in lbs/MMBtu | FALSE | L | Annual | Total | Thousand Tons | 0.00016106 | 0.00064426 | 0 | 0 | 0 | 0 | 0
IL Fac. Spec. - NOX Rate Summer v3.1, Unit 443 and retrofits | 457 | 7305 | Rate Constraint in lbs/MMBtu | FALSE | L | Annual | Fuel Consumed | TBtu | 0.001425 | 0.0056999 | 0 | 0 | 0 | 0 | 0
IL Fac. Spec. - NOX Rate Summer v3.1, Unit 443 and retrofits | 457 | 7305 | Rate Constraint in lbs/MMBtu | FALSE | L | Annual | Rate | lb/MMBtu | 0.22606 | 0.22606 | 0 | 0 | 0 | 0 | 0
IL Fac. Spec. - NOX Rate Summer v3.1, Unit 443 and retrofits | 457 | 7305 | Rate Constraint in lbs/MMBtu | FALSE | L | Annual | Generation | TWh | 0.00010625 | 0.00042502 | 0 | 0 | 0 | 0 | 0
IL Fac. Spec. - NOX Rate Summer v3.1, Unit 443 and retrofits | 457 | 7305 | Rate Constraint in lbs/MMBtu | FALSE | L | Annual | Qualifying Generation | TWh | 0.00010625 | 0.00042502 | 0 | 0 | 0 | 0 | 0
IL Fac. Spec. - NOX Rate Summer v3.1, Unit 443 and retrofits | 457 | 7305 | Rate Constraint in lbs/MMBtu | FALSE | L | Annual | Rate | lb/MWh | 3.0317 | 3.0317 | 0 | 0 | 0 | 0 | 0
IL Fac. Spec. - NOX Rate Summer v3.1, Unit 443 and retrofits | 457 | 7305 | Rate Constraint in lbs/MMBtu | FALSE | L | Annual | Constraint Shadow Price | US2022$/Ton | 0 | 0 | 0 | 0 | 0 | 0 | 0
IL Fac. Spec. - NOX Rate Summer v3.1, Unit 445 and retrofits | 458 | 7305 | Rate Constraint in lbs/MMBtu | FALSE | L | Annual | Seasons Included | Seasons | Summer | Summer | Summer | Summer | Summer | Summer | Summer
IL Fac. Spec. - NOX Rate Summer v3.1, Unit 445 and retrofits | 458 | 7305 | Rate Constraint in lbs/MMBtu | FALSE | L | Annual | Standard NOX | lb/MMBtu | 0.25 | 0.25 | 0.25 | 0.25 | 0.25 | 0.25 | 0.25
IL Fac. Spec. - NOX Rate Summer v3.1, Unit 445 and retrofits | 458 | 7305 | Rate Constraint in lbs/MMBtu | FALSE | L | Annual | Emissions at Affected Plants NOX | Thousand Tons | 0.0068305 | 0.0058547 | 0.0019516 | 0.00037836 | 0 | 0 | 0
IL Fac. Spec. - NOX Rate Summer v3.1, Unit 445 and retrofits | 458 | 7305 | Rate Constraint in lbs/MMBtu | FALSE | L | Annual | Allowances Purchased NOX | Thousand Tons | 0 | 0 | 0 | 0 | 0 | 0 | 0
IL Fac. Spec. - NOX Rate Summer v3.1, Unit 445 and retrofits | 458 | 7305 | Rate Constraint in lbs/MMBtu | FALSE | L | Annual | Allowances Sold NOX | Thousand Tons | 0 | 0 | 0 | 0 | 0 | 0 | 0
IL Fac. Spec. - NOX Rate Summer v3.1, Unit 445 and retrofits | 458 | 7305 | Rate Constraint in lbs/MMBtu | FALSE | L | Annual | Allowances Banked | Thousand Tons | 0 | 0 | 0 | 0 | 0 | 0 | 0
IL Fac. Spec. - NOX Rate Summer v3.1, Unit 445 and retrofits | 458 | 7305 | Rate Constraint in lbs/MMBtu | FALSE | L | Annual | Allowances Withdrawn (1:1) | Thousand Tons | 0 | 0 | 0 | 0 | 0 | 0 | 0
IL Fac. Spec. - NOX Rate Summer v3.1, Unit 445 and retrofits | 458 | 7305 | Rate Constraint in lbs/MMBtu | FALSE | L | Annual | Allowances Withdrawn (1:n) | Thousand Tons | 0 | 0 | 0 | 0 | 0 | 0 | 0
IL Fac. Spec. - NOX Rate Summer v3.1, Unit 445 and retrofits | 458 | 7305 | Rate Constraint in lbs/MMBtu | FALSE | L | Annual | Total | Thousand Tons | 0.0068305 | 0.0058547 | 0.0019516 | 0.00037836 | 0 | 0 | 0
IL Fac. Spec. - NOX Rate Summer v3.1, Unit 445 and retrofits | 458 | 7305 | Rate Constraint in lbs/MMBtu | FALSE | L | Annual | Fuel Consumed | TBtu | 0.14359 | 0.12308 | 0.041025 | 0.0079538 | 0 | 0 | 0
IL Fac. Spec. - NOX Rate Summer v3.1, Unit 445 and retrofits | 458 | 7305 | Rate Constraint in lbs/MMBtu | FALSE | L | Annual | Rate | lb/MMBtu | 0.09514 | 0.09514 | 0.09514 | 0.09514 | 0 | 0 | 0
IL Fac. Spec. - NOX Rate Summer v3.1, Unit 445 and retrofits | 458 | 7305 | Rate Constraint in lbs/MMBtu | FALSE | L | Annual | Generation | TWh | 0.013363 | 0.011454 | 0.0038181 | 0.00074024 | 0 | 0 | 0
IL Fac. Spec. - NOX Rate Summer v3.1, Unit 445 and retrofits | 458 | 7305 | Rate Constraint in lbs/MMBtu | FALSE | L | Annual | Qualifying Generation | TWh | 0.013363 | 0.011454 | 0.0038181 | 0.00074024 | 0 | 0 | 0
IL Fac. Spec. - NOX Rate Summer v3.1, Unit 445 and retrofits | 458 | 7305 | Rate Constraint in lbs/MMBtu | FALSE | L | Annual | Rate | lb/MWh | 1.0223 | 1.0223 | 1.0223 | 1.0223 | 0 | 0 | 0
IL Fac. Spec. - NOX Rate Summer v3.1, Unit 445 and retrofits | 458 | 7305 | Rate Constraint in lbs/MMBtu | FALSE | L | Annual | Constraint Shadow Price | US2022$/Ton | 0 | 0 | 0 | 0 | 0 | 0 | 0
IL Fac. Spec. - NOX Rate Summer v3.1, Unit 446 and retrofits | 459 | 7305 | Rate Constraint in lbs/MMBtu | FALSE | L | Annual | Seasons Included | Seasons | Summer | Summer | Summer | Summer | Summer | Summer | Summer
IL Fac. Spec. - NOX Rate Summer v3.1, Unit 446 and retrofits | 459 | 7305 | Rate Constraint in lbs/MMBtu | FALSE | L | Annual | Standard NOX | lb/MMBtu | 0.25 | 0.25 | 0.25 | 0.25 | 0.25 | 0.25 | 0.25
IL Fac. Spec. - NOX Rate Summer v3.1, Unit 446 and retrofits | 459 | 7305 | Rate Constraint in lbs/MMBtu | FALSE | L | Annual | Emissions at Affected Plants NOX | Thousand Tons | 0.0069339 | 0.0059433 | 0.0019811 | 0.00038409 | 0 | 0 | 0
IL Fac. Spec. - NOX Rate Summer v3.1, Unit 446 and retrofits | 459 | 7305 | Rate Constraint in lbs/MMBtu | FALSE | L | Annual | Allowances Purchased NOX | Thousand Tons | 0 | 0 | 0 | 0 | 0 | 0 | 0
IL Fac. Spec. - NOX Rate Summer v3.1, Unit 446 and retrofits | 459 | 7305 | Rate Constraint in lbs/MMBtu | FALSE | L | Annual | Allowances Sold NOX | Thousand Tons | 0 | 0 | 0 | 0 | 0 | 0 | 0
IL Fac. Spec. - NOX Rate Summer v3.1, Unit 446 and retrofits | 459 | 7305 | Rate Constraint in lbs/MMBtu | FALSE | L | Annual | Allowances Banked | Thousand Tons | 0 | 0 | 0 | 0 | 0 | 0 | 0
IL Fac. Spec. - NOX Rate Summer v3.1, Unit 446 and retrofits | 459 | 7305 | Rate Constraint in lbs/MMBtu | FALSE | L | Annual | Allowances Withdrawn (1:1) | Thousand Tons | 0 | 0 | 0 | 0 | 0 | 0 | 0
IL Fac. Spec. - NOX Rate Summer v3.1, Unit 446 and retrofits | 459 | 7305 | Rate Constraint in lbs/MMBtu | FALSE | L | Annual | Allowances Withdrawn (1:n) | Thousand Tons | 0 | 0 | 0 | 0 | 0 | 0 | 0
IL Fac. Spec. - NOX Rate Summer v3.1, Unit 446 and retrofits | 459 | 7305 | Rate Constraint in lbs/MMBtu | FALSE | L | Annual | Total | Thousand Tons | 0.0069339 | 0.0059433 | 0.0019811 | 0.00038409 | 0 | 0 | 0
IL Fac. Spec. - NOX Rate Summer v3.1, Unit 446 and retrofits | 459 | 7305 | Rate Constraint in lbs/MMBtu | FALSE | L | Annual | Fuel Consumed | TBtu | 0.14359 | 0.12308 | 0.041025 | 0.0079538 | 0 | 0 | 0
IL Fac. Spec. - NOX Rate Summer v3.1, Unit 446 and retrofits | 459 | 7305 | Rate Constraint in lbs/MMBtu | FALSE | L | Annual | Rate | lb/MMBtu | 0.09658 | 0.09658 | 0.09658 | 0.09658 | 0 | 0 | 0
IL Fac. Spec. - NOX Rate Summer v3.1, Unit 446 and retrofits | 459 | 7305 | Rate Constraint in lbs/MMBtu | FALSE | L | Annual | Generation | TWh | 0.013363 | 0.011454 | 0.0038181 | 0.00074024 | 0 | 0 | 0
IL Fac. Spec. - NOX Rate Summer v3.1, Unit 446 and retrofits | 459 | 7305 | Rate Constraint in lbs/MMBtu | FALSE | L | Annual | Qualifying Generation | TWh | 0.013363 | 0.011454 | 0.0038181 | 0.00074024 | 0 | 0 | 0
IL Fac. Spec. - NOX Rate Summer v3.1, Unit 446 and retrofits | 459 | 7305 | Rate Constraint in lbs/MMBtu | FALSE | L | Annual | Rate | lb/MWh | 1.0378 | 1.0378 | 1.0378 | 1.0378 | 0 | 0 | 0
IL Fac. Spec. - NOX Rate Summer v3.1, Unit 446 and retrofits | 459 | 7305 | Rate Constraint in lbs/MMBtu | FALSE | L | Annual | Constraint Shadow Price | US2022$/Ton | 0 | 0 | 0 | 0 | 0 | 0 | 0
IL Fac. Spec. - NOX Rate Summer v3.1, Unit 447 and retrofits | 460 | 7305 | Rate Constraint in lbs/MMBtu | FALSE | L | Annual | Seasons Included | Seasons | Summer | Summer | Summer | Summer | Summer | Summer | Summer
IL Fac. Spec. - NOX Rate Summer v3.1, Unit 447 and retrofits | 460 | 7305 | Rate Constraint in lbs/MMBtu | FALSE | L | Annual | Standard NOX | lb/MMBtu | 0.25 | 0.25 | 0.25 | 0.25 | 0.25 | 0.25 | 0.25
IL Fac. Spec. - NOX Rate Summer v3.1, Unit 447 and retrofits | 460 | 7305 | Rate Constraint in lbs/MMBtu | FALSE | L | Annual | Emissions at Affected Plants NOX | Thousand Tons | 0.0068219 | 0.0058473 | 0.0019491 | 0.00037789 | 0 | 0 | 0
IL Fac. Spec. - NOX Rate Summer v3.1, Unit 447 and retrofits | 460 | 7305 | Rate Constraint in lbs/MMBtu | FALSE | L | Annual | Allowances Purchased NOX | Thousand Tons | 0 | 0 | 0 | 0 | 0 | 0 | 0
IL Fac. Spec. - NOX Rate Summer v3.1, Unit 447 and retrofits | 460 | 7305 | Rate Constraint in lbs/MMBtu | FALSE | L | Annual | Allowances Sold NOX | Thousand Tons | 0 | 0 | 0 | 0 | 0 | 0 | 0
IL Fac. Spec. - NOX Rate Summer v3.1, Unit 447 and retrofits | 460 | 7305 | Rate Constraint in lbs/MMBtu | FALSE | L | Annual | Allowances Banked | Thousand Tons | 0 | 0 | 0 | 0 | 0 | 0 | 0
IL Fac. Spec. - NOX Rate Summer v3.1, Unit 447 and retrofits | 460 | 7305 | Rate Constraint in lbs/MMBtu | FALSE | L | Annual | Allowances Withdrawn (1:1) | Thousand Tons | 0 | 0 | 0 | 0 | 0 | 0 | 0
IL Fac. Spec. - NOX Rate Summer v3.1, Unit 447 and retrofits | 460 | 7305 | Rate Constraint in lbs/MMBtu | FALSE | L | Annual | Allowances Withdrawn (1:n) | Thousand Tons | 0 | 0 | 0 | 0 | 0 | 0 | 0
IL Fac. Spec. - NOX Rate Summer v3.1, Unit 447 and retrofits | 460 | 7305 | Rate Constraint in lbs/MMBtu | FALSE | L | Annual | Total | Thousand Tons | 0.0068219 | 0.0058473 | 0.0019491 | 0.00037789 | 0 | 0 | 0
IL Fac. Spec. - NOX Rate Summer v3.1, Unit 447 and retrofits | 460 | 7305 | Rate Constraint in lbs/MMBtu | FALSE | L | Annual | Fuel Consumed | TBtu | 0.14359 | 0.12308 | 0.041025 | 0.0079538 | 0 | 0 | 0
IL Fac. Spec. - NOX Rate Summer v3.1, Unit 447 and retrofits | 460 | 7305 | Rate Constraint in lbs/MMBtu | FALSE | L | Annual | Rate | lb/MMBtu | 0.09502 | 0.09502 | 0.09502 | 0.09502 | 0 | 0 | 0
IL Fac. Spec. - NOX Rate Summer v3.1, Unit 447 and retrofits | 460 | 7305 | Rate Constraint in lbs/MMBtu | FALSE | L | Annual | Generation | TWh | 0.013363 | 0.011454 | 0.0038181 | 0.00074024 | 0 | 0 | 0
IL Fac. Spec. - NOX Rate Summer v3.1, Unit 447 and retrofits | 460 | 7305 | Rate Constraint in lbs/MMBtu | FALSE | L | Annual | Qualifying Generation | TWh | 0.013363 | 0.011454 | 0.0038181 | 0.00074024 | 0 | 0 | 0
IL Fac. Spec. - NOX Rate Summer v3.1, Unit 447 and retrofits | 460 | 7305 | Rate Constraint in lbs/MMBtu | FALSE | L | Annual | Rate | lb/MWh | 1.021 | 1.021 | 1.021 | 1.021 | 0 | 0 | 0
IL Fac. Spec. - NOX Rate Summer v3.1, Unit 447 and retrofits | 460 | 7305 | Rate Constraint in lbs/MMBtu | FALSE | L | Annual | Constraint Shadow Price | US2022$/Ton | 0 | 0 | 0 | 0 | 0 | 0 | 0
IL Fac. Spec. - NOX Rate Summer v3.1, Unit 448 and retrofits | 461 | 7305 | Rate Constraint in lbs/MMBtu | FALSE | L | Annual | Seasons Included | Seasons | Summer | Summer | Summer | Summer | Summer | Summer | Summer
IL Fac. Spec. - NOX Rate Summer v3.1, Unit 448 and retrofits | 461 | 7305 | Rate Constraint in lbs/MMBtu | FALSE | L | Annual | Standard NOX | lb/MMBtu | 0.25 | 0.25 | 0.25 | 0.25 | 0.25 | 0.25 | 0.25
IL Fac. Spec. - NOX Rate Summer v3.1, Unit 448 and retrofits | 461 | 7305 | Rate Constraint in lbs/MMBtu | FALSE | L | Annual | Emissions at Affected Plants NOX | Thousand Tons | 0.0066883 | 0.0057328 | 0.0019109 | 0.00037049 | 0 | 0 | 0
IL Fac. Spec. - NOX Rate Summer v3.1, Unit 448 and retrofits | 461 | 7305 | Rate Constraint in lbs/MMBtu | FALSE | L | Annual | Allowances Purchased NOX | Thousand Tons | 0 | 0 | 0 | 0 | 0 | 0 | 0
IL Fac. Spec. - NOX Rate Summer v3.1, Unit 448 and retrofits | 461 | 7305 | Rate Constraint in lbs/MMBtu | FALSE | L | Annual | Allowances Sold NOX | Thousand Tons | 0 | 0 | 0 | 0 | 0 | 0 | 0
IL Fac. Spec. - NOX Rate Summer v3.1, Unit 448 and retrofits | 461 | 7305 | Rate Constraint in lbs/MMBtu | FALSE | L | Annual | Allowances Banked | Thousand Tons | 0 | 0 | 0 | 0 | 0 | 0 | 0
IL Fac. Spec. - NOX Rate Summer v3.1, Unit 448 and retrofits | 461 | 7305 | Rate Constraint in lbs/MMBtu | FALSE | L | Annual | Allowances Withdrawn (1:1) | Thousand Tons | 0 | 0 | 0 | 0 | 0 | 0 | 0
IL Fac. Spec. - NOX Rate Summer v3.1, Unit 448 and retrofits | 461 | 7305 | Rate Constraint in lbs/MMBtu | FALSE | L | Annual | Allowances Withdrawn (1:n) | Thousand Tons | 0 | 0 | 0 | 0 | 0 | 0 | 0
IL Fac. Spec. - NOX Rate Summer v3.1, Unit 448 and retrofits | 461 | 7305 | Rate Constraint in lbs/MMBtu | FALSE | L | Annual | Total | Thousand Tons | 0.0066883 | 0.0057328 | 0.0019109 | 0.00037049 | 0 | 0 | 0
IL Fac. Spec. - NOX Rate Summer v3.1, Unit 448 and retrofits | 461 | 7305 | Rate Constraint in lbs/MMBtu | FALSE | L | Annual | Fuel Consumed | TBtu | 0.14359 | 0.12308 | 0.041025 | 0.0079538 | 0 | 0 | 0
IL Fac. Spec. - NOX Rate Summer v3.1, Unit 448 and retrofits | 461 | 7305 | Rate Constraint in lbs/MMBtu | FALSE | L | Annual | Rate | lb/MMBtu | 0.09316 | 0.09316 | 0.09316 | 0.09316 | 0 | 0 | 0
IL Fac. Spec. - NOX Rate Summer v3.1, Unit 448 and retrofits | 461 | 7305 | Rate Constraint in lbs/MMBtu | FALSE | L | Annual | Generation | TWh | 0.013363 | 0.011454 | 0.0038181 | 0.00074024 | 0 | 0 | 0
IL Fac. Spec. - NOX Rate Summer v3.1, Unit 448 and retrofits | 461 | 7305 | Rate Constraint in lbs/MMBtu | FALSE | L | Annual | Qualifying Generation | TWh | 0.013363 | 0.011454 | 0.0038181 | 0.00074024 | 0 | 0 | 0
IL Fac. Spec. - NOX Rate Summer v3.1, Unit 448 and retrofits | 461 | 7305 | Rate Constraint in lbs/MMBtu | FALSE | L | Annual | Rate | lb/MWh | 1.001 | 1.001 | 1.001 | 1.001 | 0 | 0 | 0
IL Fac. Spec. - NOX Rate Summer v3.1, Unit 448 and retrofits | 461 | 7305 | Rate Constraint in lbs/MMBtu | FALSE | L | Annual | Constraint Shadow Price | US2022$/Ton | 0 | 0 | 0 | 0 | 0 | 0 | 0
IL Fac. Spec. - NOX Rate Summer v3.1, Unit 449 and retrofits | 462 | 7305 | Rate Constraint in lbs/MMBtu | FALSE | L | Annual | Seasons Included | Seasons | Summer | Summer | Summer | Summer | Summer | Summer | Summer
IL Fac. Spec. - NOX Rate Summer v3.1, Unit 449 and retrofits | 462 | 7305 | Rate Constraint in lbs/MMBtu | FALSE | L | Annual | Standard NOX | lb/MMBtu | 0.25 | 0.25 | 0.25 | 0.25 | 0.25 | 0.25 | 0.25
IL Fac. Spec. - NOX Rate Summer v3.1, Unit 449 and retrofits | 462 | 7305 | Rate Constraint in lbs/MMBtu | FALSE | L | Annual | Emissions at Affected Plants NOX | Thousand Tons | 0.0012495 | 0.00084881 | 0.00035701 | 6.9217e-05 | 0 | 0 | 0
IL Fac. Spec. - NOX Rate Summer v3.1, Unit 449 and retrofits | 462 | 7305 | Rate Constraint in lbs/MMBtu | FALSE | L | Annual | Allowances Purchased NOX | Thousand Tons | 0 | 0 | 0 | 0 | 0 | 0 | 0
IL Fac. Spec. - NOX Rate Summer v3.1, Unit 449 and retrofits | 462 | 7305 | Rate Constraint in lbs/MMBtu | FALSE | L | Annual | Allowances Sold NOX | Thousand Tons | 0 | 0 | 0 | 0 | 0 | 0 | 0
IL Fac. Spec. - NOX Rate Summer v3.1, Unit 449 and retrofits | 462 | 7305 | Rate Constraint in lbs/MMBtu | FALSE | L | Annual | Allowances Banked | Thousand Tons | 0 | 0 | 0 | 0 | 0 | 0 | 0
IL Fac. Spec. - NOX Rate Summer v3.1, Unit 449 and retrofits | 462 | 7305 | Rate Constraint in lbs/MMBtu | FALSE | L | Annual | Allowances Withdrawn (1:1) | Thousand Tons | 0 | 0 | 0 | 0 | 0 | 0 | 0
IL Fac. Spec. - NOX Rate Summer v3.1, Unit 449 and retrofits | 462 | 7305 | Rate Constraint in lbs/MMBtu | FALSE | L | Annual | Allowances Withdrawn (1:n) | Thousand Tons | 0 | 0 | 0 | 0 | 0 | 0 | 0
IL Fac. Spec. - NOX Rate Summer v3.1, Unit 449 and retrofits | 462 | 7305 | Rate Constraint in lbs/MMBtu | FALSE | L | Annual | Total | Thousand Tons | 0.0012495 | 0.00084881 | 0.00035701 | 6.9217e-05 | 0 | 0 | 0
IL Fac. Spec. - NOX Rate Summer v3.1, Unit 449 and retrofits | 462 | 7305 | Rate Constraint in lbs/MMBtu | FALSE | L | Annual | Fuel Consumed | TBtu | 0.11422 | 0.077588 | 0.032634 | 0.0063269 | 0 | 0 | 0
IL Fac. Spec. - NOX Rate Summer v3.1, Unit 449 and retrofits | 462 | 7305 | Rate Constraint in lbs/MMBtu | FALSE | L | Annual | Rate | lb/MMBtu | 0.02188 | 0.02188 | 0.02188 | 0.02188 | 0 | 0 | 0
IL Fac. Spec. - NOX Rate Summer v3.1, Unit 449 and retrofits | 462 | 7305 | Rate Constraint in lbs/MMBtu | FALSE | L | Annual | Generation | TWh | 0.01063 | 0.0072208 | 0.0030371 | 0.00058882 | 0 | 0 | 0
IL Fac. Spec. - NOX Rate Summer v3.1, Unit 449 and retrofits | 462 | 7305 | Rate Constraint in lbs/MMBtu | FALSE | L | Annual | Qualifying Generation | TWh | 0.01063 | 0.0072208 | 0.0030371 | 0.00058882 | 0 | 0 | 0
IL Fac. Spec. - NOX Rate Summer v3.1, Unit 449 and retrofits | 462 | 7305 | Rate Constraint in lbs/MMBtu | FALSE | L | Annual | Rate | lb/MWh | 0.2351 | 0.2351 | 0.2351 | 0.2351 | 0 | 0 | 0
IL Fac. Spec. - NOX Rate Summer v3.1, Unit 449 and retrofits | 462 | 7305 | Rate Constraint in lbs/MMBtu | FALSE | L | Annual | Constraint Shadow Price | US2022$/Ton | 0 | 0 | 0 | 0 | 0 | 0 | 0
IL Fac. Spec. - NOX Rate Summer v3.1, Unit 450 and retrofits | 463 | 7305 | Rate Constraint in lbs/MMBtu | FALSE | L | Annual | Seasons Included | Seasons | Summer | Summer | Summer | Summer | Summer | Summer | Summer
IL Fac. Spec. - NOX Rate Summer v3.1, Unit 450 and retrofits | 463 | 7305 | Rate Constraint in lbs/MMBtu | FALSE | L | Annual | Standard NOX | lb/MMBtu | 0.25 | 0.25 | 0.25 | 0.25 | 0.25 | 0.25 | 0.25
IL Fac. Spec. - NOX Rate Summer v3.1, Unit 450 and retrofits | 463 | 7305 | Rate Constraint in lbs/MMBtu | FALSE | L | Annual | Emissions at Affected Plants NOX | Thousand Tons | 0.0019531 | 0.0016741 | 0.00055803 | 0.00010819 | 0 | 0 | 0
IL Fac. Spec. - NOX Rate Summer v3.1, Unit 450 and retrofits | 463 | 7305 | Rate Constraint in lbs/MMBtu | FALSE | L | Annual | Allowances Purchased NOX | Thousand Tons | 0 | 0 | 0 | 0 | 0 | 0 | 0
IL Fac. Spec. - NOX Rate Summer v3.1, Unit 450 and retrofits | 463 | 7305 | Rate Constraint in lbs/MMBtu | FALSE | L | Annual | Allowances Sold NOX | Thousand Tons | 0 | 0 | 0 | 0 | 0 | 0 | 0
IL Fac. Spec. - NOX Rate Summer v3.1, Unit 450 and retrofits | 463 | 7305 | Rate Constraint in lbs/MMBtu | FALSE | L | Annual | Allowances Banked | Thousand Tons | 0 | 0 | 0 | 0 | 0 | 0 | 0
IL Fac. Spec. - NOX Rate Summer v3.1, Unit 450 and retrofits | 463 | 7305 | Rate Constraint in lbs/MMBtu | FALSE | L | Annual | Allowances Withdrawn (1:1) | Thousand Tons | 0 | 0 | 0 | 0 | 0 | 0 | 0
IL Fac. Spec. - NOX Rate Summer v3.1, Unit 450 and retrofits | 463 | 7305 | Rate Constraint in lbs/MMBtu | FALSE | L | Annual | Allowances Withdrawn (1:n) | Thousand Tons | 0 | 0 | 0 | 0 | 0 | 0 | 0
IL Fac. Spec. - NOX Rate Summer v3.1, Unit 450 and retrofits | 463 | 7305 | Rate Constraint in lbs/MMBtu | FALSE | L | Annual | Total | Thousand Tons | 0.0019531 | 0.0016741 | 0.00055803 | 0.00010819 | 0 | 0 | 0
IL Fac. Spec. - NOX Rate Summer v3.1, Unit 450 and retrofits | 463 | 7305 | Rate Constraint in lbs/MMBtu | FALSE | L | Annual | Fuel Consumed | TBtu | 0.11422 | 0.097901 | 0.032634 | 0.0063269 | 0 | 0 | 0
IL Fac. Spec. - NOX Rate Summer v3.1, Unit 450 and retrofits | 463 | 7305 | Rate Constraint in lbs/MMBtu | FALSE | L | Annual | Rate | lb/MMBtu | 0.0342 | 0.0342 | 0.0342 | 0.0342 | 0 | 0 | 0
IL Fac. Spec. - NOX Rate Summer v3.1, Unit 450 and retrofits | 463 | 7305 | Rate Constraint in lbs/MMBtu | FALSE | L | Annual | Generation | TWh | 0.01063 | 0.0091113 | 0.0030371 | 0.00058882 | 0 | 0 | 0
IL Fac. Spec. - NOX Rate Summer v3.1, Unit 450 and retrofits | 463 | 7305 | Rate Constraint in lbs/MMBtu | FALSE | L | Annual | Qualifying Generation | TWh | 0.01063 | 0.0091113 | 0.0030371 | 0.00058882 | 0 | 0 | 0
IL Fac. Spec. - NOX Rate Summer v3.1, Unit 450 and retrofits | 463 | 7305 | Rate Constraint in lbs/MMBtu | FALSE | L | Annual | Rate | lb/MWh | 0.36748 | 0.36748 | 0.36748 | 0.36748 | 0 | 0 | 0
IL Fac. Spec. - NOX Rate Summer v3.1, Unit 450 and retrofits | 463 | 7305 | Rate Constraint in lbs/MMBtu | FALSE | L | Annual | Constraint Shadow Price | US2022$/Ton | 0 | 0 | 0 | 0 | 0 | 0 | 0
IL Fac. Spec. - NOX Rate Summer v3.1, Unit 451 and retrofits | 464 | 7305 | Rate Constraint in lbs/MMBtu | FALSE | L | Annual | Seasons Included | Seasons | Summer | Summer | Summer | Summer | Summer | Summer | Summer
IL Fac. Spec. - NOX Rate Summer v3.1, Unit 451 and retrofits | 464 | 7305 | Rate Constraint in lbs/MMBtu | FALSE | L | Annual | Standard NOX | lb/MMBtu | 0.25 | 0.25 | 0.25 | 0.25 | 0.25 | 0.25 | 0.25
IL Fac. Spec. - NOX Rate Summer v3.1, Unit 451 and retrofits | 464 | 7305 | Rate Constraint in lbs/MMBtu | FALSE | L | Annual | Emissions at Affected Plants NOX | Thousand Tons | 0.0016322 | 0.001399 | 0.00046633 | 9.0412e-05 | 0 | 0 | 0
IL Fac. Spec. - NOX Rate Summer v3.1, Unit 451 and retrofits | 464 | 7305 | Rate Constraint in lbs/MMBtu | FALSE | L | Annual | Allowances Purchased NOX | Thousand Tons | 0 | 0 | 0 | 0 | 0 | 0 | 0
IL Fac. Spec. - NOX Rate Summer v3.1, Unit 451 and retrofits | 464 | 7305 | Rate Constraint in lbs/MMBtu | FALSE | L | Annual | Allowances Sold NOX | Thousand Tons | 0 | 0 | 0 | 0 | 0 | 0 | 0
IL Fac. Spec. - NOX Rate Summer v3.1, Unit 451 and retrofits | 464 | 7305 | Rate Constraint in lbs/MMBtu | FALSE | L | Annual | Allowances Banked | Thousand Tons | 0 | 0 | 0 | 0 | 0 | 0 | 0
IL Fac. Spec. - NOX Rate Summer v3.1, Unit 451 and retrofits | 464 | 7305 | Rate Constraint in lbs/MMBtu | FALSE | L | Annual | Allowances Withdrawn (1:1) | Thousand Tons | 0 | 0 | 0 | 0 | 0 | 0 | 0
IL Fac. Spec. - NOX Rate Summer v3.1, Unit 451 and retrofits | 464 | 7305 | Rate Constraint in lbs/MMBtu | FALSE | L | Annual | Allowances Withdrawn (1:n) | Thousand Tons | 0 | 0 | 0 | 0 | 0 | 0 | 0
IL Fac. Spec. - NOX Rate Summer v3.1, Unit 451 and retrofits | 464 | 7305 | Rate Constraint in lbs/MMBtu | FALSE | L | Annual | Total | Thousand Tons | 0.0016322 | 0.001399 | 0.00046633 | 9.0412e-05 | 0 | 0 | 0
IL Fac. Spec. - NOX Rate Summer v3.1, Unit 451 and retrofits | 464 | 7305 | Rate Constraint in lbs/MMBtu | FALSE | L | Annual | Fuel Consumed | TBtu | 0.11422 | 0.097901 | 0.032634 | 0.0063269 | 0 | 0 | 0
IL Fac. Spec. - NOX Rate Summer v3.1, Unit 451 and retrofits | 464 | 7305 | Rate Constraint in lbs/MMBtu | FALSE | L | Annual | Rate | lb/MMBtu | 0.02858 | 0.02858 | 0.02858 | 0.02858 | 0 | 0 | 0
IL Fac. Spec. - NOX Rate Summer v3.1, Unit 451 and retrofits | 464 | 7305 | Rate Constraint in lbs/MMBtu | FALSE | L | Annual | Generation | TWh | 0.01063 | 0.0091113 | 0.0030371 | 0.00058882 | 0 | 0 | 0
IL Fac. Spec. - NOX Rate Summer v3.1, Unit 451 and retrofits | 464 | 7305 | Rate Constraint in lbs/MMBtu | FALSE | L | Annual | Qualifying Generation | TWh | 0.01063 | 0.0091113 | 0.0030371 | 0.00058882 | 0 | 0 | 0
IL Fac. Spec. - NOX Rate Summer v3.1, Unit 451 and retrofits | 464 | 7305 | Rate Constraint in lbs/MMBtu | FALSE | L | Annual | Rate | lb/MWh | 0.30709 | 0.30709 | 0.30709 | 0.30709 | 0 | 0 | 0
IL Fac. Spec. - NOX Rate Summer v3.1, Unit 451 and retrofits | 464 | 7305 | Rate Constraint in lbs/MMBtu | FALSE | L | Annual | Constraint Shadow Price | US2022$/Ton | 0 | 0 | 0 | 0 | 0 | 0 | 0
IL Fac. Spec. - NOX Rate Summer v3.1, Unit 452 and retrofits | 465 | 7305 | Rate Constraint in lbs/MMBtu | FALSE | L | Annual | Seasons Included | Seasons | Summer | Summer | Summer | Summer | Summer | Summer | Summer
IL Fac. Spec. - NOX Rate Summer v3.1, Unit 452 and retrofits | 465 | 7305 | Rate Constraint in lbs/MMBtu | FALSE | L | Annual | Standard NOX | lb/MMBtu | 0.25 | 0.25 | 0.25 | 0.25 | 0.25 | 0.25 | 0.25
IL Fac. Spec. - NOX Rate Summer v3.1, Unit 452 and retrofits | 465 | 7305 | Rate Constraint in lbs/MMBtu | FALSE | L | Annual | Emissions at Affected Plants NOX | Thousand Tons | 0.0019691 | 0.0013376 | 0.0005626 | 0.00010908 | 0 | 0 | 0
IL Fac. Spec. - NOX Rate Summer v3.1, Unit 452 and retrofits | 465 | 7305 | Rate Constraint in lbs/MMBtu | FALSE | L | Annual | Allowances Purchased NOX | Thousand Tons | 0 | 0 | 0 | 0 | 0 | 0 | 0
IL Fac. Spec. - NOX Rate Summer v3.1, Unit 452 and retrofits | 465 | 7305 | Rate Constraint in lbs/MMBtu | FALSE | L | Annual | Allowances Sold NOX | Thousand Tons | 0 | 0 | 0 | 0 | 0 | 0 | 0
IL Fac. Spec. - NOX Rate Summer v3.1, Unit 452 and retrofits | 465 | 7305 | Rate Constraint in lbs/MMBtu | FALSE | L | Annual | Allowances Banked | Thousand Tons | 0 | 0 | 0 | 0 | 0 | 0 | 0
IL Fac. Spec. - NOX Rate Summer v3.1, Unit 452 and retrofits | 465 | 7305 | Rate Constraint in lbs/MMBtu | FALSE | L | Annual | Allowances Withdrawn (1:1) | Thousand Tons | 0 | 0 | 0 | 0 | 0 | 0 | 0
IL Fac. Spec. - NOX Rate Summer v3.1, Unit 452 and retrofits | 465 | 7305 | Rate Constraint in lbs/MMBtu | FALSE | L | Annual | Allowances Withdrawn (1:n) | Thousand Tons | 0 | 0 | 0 | 0 | 0 | 0 | 0
IL Fac. Spec. - NOX Rate Summer v3.1, Unit 452 and retrofits | 465 | 7305 | Rate Constraint in lbs/MMBtu | FALSE | L | Annual | Total | Thousand Tons | 0.0019691 | 0.0013376 | 0.0005626 | 0.00010908 | 0 | 0 | 0
IL Fac. Spec. - NOX Rate Summer v3.1, Unit 452 and retrofits | 465 | 7305 | Rate Constraint in lbs/MMBtu | FALSE | L | Annual | Fuel Consumed | TBtu | 0.11422 | 0.077588 | 0.032634 | 0.0063269 | 0 | 0 | 0
IL Fac. Spec. - NOX Rate Summer v3.1, Unit 452 and retrofits | 465 | 7305 | Rate Constraint in lbs/MMBtu | FALSE | L | Annual | Rate | lb/MMBtu | 0.03448 | 0.03448 | 0.03448 | 0.03448 | 0 | 0 | 0
IL Fac. Spec. - NOX Rate Summer v3.1, Unit 452 and retrofits | 465 | 7305 | Rate Constraint in lbs/MMBtu | FALSE | L | Annual | Generation | TWh | 0.01063 | 0.0072208 | 0.0030371 | 0.00058882 | 0 | 0 | 0
IL Fac. Spec. - NOX Rate Summer v3.1, Unit 452 and retrofits | 465 | 7305 | Rate Constraint in lbs/MMBtu | FALSE | L | Annual | Qualifying Generation | TWh | 0.01063 | 0.0072208 | 0.0030371 | 0.00058882 | 0 | 0 | 0
IL Fac. Spec. - NOX Rate Summer v3.1, Unit 452 and retrofits | 465 | 7305 | Rate Constraint in lbs/MMBtu | FALSE | L | Annual | Rate | lb/MWh | 0.37049 | 0.37049 | 0.37049 | 0.37049 | 0 | 0 | 0
IL Fac. Spec. - NOX Rate Summer v3.1, Unit 452 and retrofits | 465 | 7305 | Rate Constraint in lbs/MMBtu | FALSE | L | Annual | Constraint Shadow Price | US2022$/Ton | 0 | 0 | 0 | 0 | 0 | 0 | 0
IL Fac. Spec. - NOX Rate Summer v3.1, Unit 453 and retrofits | 466 | 7305 | Rate Constraint in lbs/MMBtu | FALSE | L | Annual | Seasons Included | Seasons | Summer | Summer | Summer | Summer | Summer | Summer | Summer
IL Fac. Spec. - NOX Rate Summer v3.1, Unit 453 and retrofits | 466 | 7305 | Rate Constraint in lbs/MMBtu | FALSE | L | Annual | Standard NOX | lb/MMBtu | 0.25 | 0.25 | 0.25 | 0.25 | 0.25 | 0.25 | 0.25
IL Fac. Spec. - NOX Rate Summer v3.1, Unit 453 and retrofits | 466 | 7305 | Rate Constraint in lbs/MMBtu | FALSE | L | Annual | Emissions at Affected Plants NOX | Thousand Tons | 4.0664e-05 | 4.0664e-05 | 0 | 0 | 0 | 0 | 0
IL Fac. Spec. - NOX Rate Summer v3.1, Unit 453 and retrofits | 466 | 7305 | Rate Constraint in lbs/MMBtu | FALSE | L | Annual | Allowances Purchased NOX | Thousand Tons | 0 | 0 | 0 | 0 | 0 | 0 | 0
IL Fac. Spec. - NOX Rate Summer v3.1, Unit 453 and retrofits | 466 | 7305 | Rate Constraint in lbs/MMBtu | FALSE | L | Annual | Allowances Sold NOX | Thousand Tons | 0 | 0 | 0 | 0 | 0 | 0 | 0
IL Fac. Spec. - NOX Rate Summer v3.1, Unit 453 and retrofits | 466 | 7305 | Rate Constraint in lbs/MMBtu | FALSE | L | Annual | Allowances Banked | Thousand Tons | 0 | 0 | 0 | 0 | 0 | 0 | 0
IL Fac. Spec. - NOX Rate Summer v3.1, Unit 453 and retrofits | 466 | 7305 | Rate Constraint in lbs/MMBtu | FALSE | L | Annual | Allowances Withdrawn (1:1) | Thousand Tons | 0 | 0 | 0 | 0 | 0 | 0 | 0
IL Fac. Spec. - NOX Rate Summer v3.1, Unit 453 and retrofits | 466 | 7305 | Rate Constraint in lbs/MMBtu | FALSE | L | Annual | Allowances Withdrawn (1:n) | Thousand Tons | 0 | 0 | 0 | 0 | 0 | 0 | 0
IL Fac. Spec. - NOX Rate Summer v3.1, Unit 453 and retrofits | 466 | 7305 | Rate Constraint in lbs/MMBtu | FALSE | L | Annual | Total | Thousand Tons | 4.0664e-05 | 4.0664e-05 | 0 | 0 | 0 | 0 | 0
IL Fac. Spec. - NOX Rate Summer v3.1, Unit 453 and retrofits | 466 | 7305 | Rate Constraint in lbs/MMBtu | FALSE | L | Annual | Fuel Consumed | TBtu | 0.0034785 | 0.0034785 | 0 | 0 | 0 | 0 | 0
IL Fac. Spec. - NOX Rate Summer v3.1, Unit 453 and retrofits | 466 | 7305 | Rate Constraint in lbs/MMBtu | FALSE | L | Annual | Rate | lb/MMBtu | 0.02338 | 0.02338 | 0 | 0 | 0 | 0 | 0
IL Fac. Spec. - NOX Rate Summer v3.1, Unit 453 and retrofits | 466 | 7305 | Rate Constraint in lbs/MMBtu | FALSE | L | Annual | Generation | TWh | 0.00025799 | 0.00025799 | 0 | 0 | 0 | 0 | 0
IL Fac. Spec. - NOX Rate Summer v3.1, Unit 453 and retrofits | 466 | 7305 | Rate Constraint in lbs/MMBtu | FALSE | L | Annual | Qualifying Generation | TWh | 0.00025799 | 0.00025799 | 0 | 0 | 0 | 0 | 0
IL Fac. Spec. - NOX Rate Summer v3.1, Unit 453 and retrofits | 466 | 7305 | Rate Constraint in lbs/MMBtu | FALSE | L | Annual | Rate | lb/MWh | 0.31523 | 0.31523 | 0 | 0 | 0 | 0 | 0
IL Fac. Spec. - NOX Rate Summer v3.1, Unit 453 and retrofits | 466 | 7305 | Rate Constraint in lbs/MMBtu | FALSE | L | Annual | Constraint Shadow Price | US2022$/Ton | 0 | 0 | 0 | 0 | 0 | 0 | 0
IL Fac. Spec. - NOX Rate Summer v3.1, Unit 454 and retrofits | 467 | 7305 | Rate Constraint in lbs/MMBtu | FALSE | L | Annual | Seasons Included | Seasons | Summer | Summer | Summer | Summer | Summer | Summer | Summer
IL Fac. Spec. - NOX Rate Summer v3.1, Unit 454 and retrofits | 467 | 7305 | Rate Constraint in lbs/MMBtu | FALSE | L | Annual | Standard NOX | lb/MMBtu | 0.25 | 0.25 | 0.25 | 0.25 | 0.25 | 0.25 | 0.25
IL Fac. Spec. - NOX Rate Summer v3.1, Unit 454 and retrofits | 467 | 7305 | Rate Constraint in lbs/MMBtu | FALSE | L | Annual | Emissions at Affected Plants NOX | Thousand Tons | 3.1085e-05 | 3.1085e-05 | 0 | 0 | 0 | 0 | 0
IL Fac. Spec. - NOX Rate Summer v3.1, Unit 454 and retrofits | 467 | 7305 | Rate Constraint in lbs/MMBtu | FALSE | L | Annual | Allowances Purchased NOX | Thousand Tons | 0 | 0 | 0 | 0 | 0 | 0 | 0
IL Fac. Spec. - NOX Rate Summer v3.1, Unit 454 and retrofits | 467 | 7305 | Rate Constraint in lbs/MMBtu | FALSE | L | Annual | Allowances Sold NOX | Thousand Tons | 0 | 0 | 0 | 0 | 0 | 0 | 0
IL Fac. Spec. - NOX Rate Summer v3.1, Unit 454 and retrofits | 467 | 7305 | Rate Constraint in lbs/MMBtu | FALSE | L | Annual | Allowances Banked | Thousand Tons | 0 | 0 | 0 | 0 | 0 | 0 | 0
IL Fac. Spec. - NOX Rate Summer v3.1, Unit 454 and retrofits | 467 | 7305 | Rate Constraint in lbs/MMBtu | FALSE | L | Annual | Allowances Withdrawn (1:1) | Thousand Tons | 0 | 0 | 0 | 0 | 0 | 0 | 0
IL Fac. Spec. - NOX Rate Summer v3.1, Unit 454 and retrofits | 467 | 7305 | Rate Constraint in lbs/MMBtu | FALSE | L | Annual | Allowances Withdrawn (1:n) | Thousand Tons | 0 | 0 | 0 | 0 | 0 | 0 | 0
IL Fac. Spec. - NOX Rate Summer v3.1, Unit 454 and retrofits | 467 | 7305 | Rate Constraint in lbs/MMBtu | FALSE | L | Annual | Total | Thousand Tons | 3.1085e-05 | 3.1085e-05 | 0 | 0 | 0 | 0 | 0
IL Fac. Spec. - NOX Rate Summer v3.1, Unit 454 and retrofits | 467 | 7305 | Rate Constraint in lbs/MMBtu | FALSE | L | Annual | Fuel Consumed | TBtu | 0.003479 | 0.003479 | 0 | 0 | 0 | 0 | 0
IL Fac. Spec. - NOX Rate Summer v3.1, Unit 454 and retrofits | 467 | 7305 | Rate Constraint in lbs/MMBtu | FALSE | L | Annual | Rate | lb/MMBtu | 0.01787 | 0.01787 | 0 | 0 | 0 | 0 | 0
IL Fac. Spec. - NOX Rate Summer v3.1, Unit 454 and retrofits | 467 | 7305 | Rate Constraint in lbs/MMBtu | FALSE | L | Annual | Generation | TWh | 0.00025799 | 0.00025799 | 0 | 0 | 0 | 0 | 0
IL Fac. Spec. - NOX Rate Summer v3.1, Unit 454 and retrofits | 467 | 7305 | Rate Constraint in lbs/MMBtu | FALSE | L | Annual | Qualifying Generation | TWh | 0.00025799 | 0.00025799 | 0 | 0 | 0 | 0 | 0
IL Fac. Spec. - NOX Rate Summer v3.1, Unit 454 and retrofits | 467 | 7305 | Rate Constraint in lbs/MMBtu | FALSE | L | Annual | Rate | lb/MWh | 0.24098 | 0.24098 | 0 | 0 | 0 | 0 | 0
IL Fac. Spec. - NOX Rate Summer v3.1, Unit 454 and retrofits | 467 | 7305 | Rate Constraint in lbs/MMBtu | FALSE | L | Annual | Constraint Shadow Price | US2022$/Ton | 0 | 0 | 0 | 0 | 0 | 0 | 0
IL Fac. Spec. - NOX Rate Summer v3.1, Unit 455 and retrofits | 468 | 7305 | Rate Constraint in lbs/MMBtu | FALSE | L | Annual | Seasons Included | Seasons | Summer | Summer | Summer | Summer | Summer | Summer | Summer
IL Fac. Spec. - NOX Rate Summer v3.1, Unit 455 and retrofits | 468 | 7305 | Rate Constraint in lbs/MMBtu | FALSE | L | Annual | Standard NOX | lb/MMBtu | 0.25 | 0.25 | 0.25 | 0.25 | 0.25 | 0.25 | 0.25
IL Fac. Spec. - NOX Rate Summer v3.1, Unit 455 and retrofits | 468 | 7305 | Rate Constraint in lbs/MMBtu | FALSE | L | Annual | Emissions at Affected Plants NOX | Thousand Tons | 3.1885e-05 | 3.1885e-05 | 0 | 0 | 0 | 0 | 0
IL Fac. Spec. - NOX Rate Summer v3.1, Unit 455 and retrofits | 468 | 7305 | Rate Constraint in lbs/MMBtu | FALSE | L | Annual | Allowances Purchased NOX | Thousand Tons | 0 | 0 | 0 | 0 | 0 | 0 | 0
IL Fac. Spec. - NOX Rate Summer v3.1, Unit 455 and retrofits | 468 | 7305 | Rate Constraint in lbs/MMBtu | FALSE | L | Annual | Allowances Sold NOX | Thousand Tons | 0 | 0 | 0 | 0 | 0 | 0 | 0
IL Fac. Spec. - NOX Rate Summer v3.1, Unit 455 and retrofits | 468 | 7305 | Rate Constraint in lbs/MMBtu | FALSE | L | Annual | Allowances Banked | Thousand Tons | 0 | 0 | 0 | 0 | 0 | 0 | 0
IL Fac. Spec. - NOX Rate Summer v3.1, Unit 455 and retrofits | 468 | 7305 | Rate Constraint in lbs/MMBtu | FALSE | L | Annual | Allowances Withdrawn (1:1) | Thousand Tons | 0 | 0 | 0 | 0 | 0 | 0 | 0
IL Fac. Spec. - NOX Rate Summer v3.1, Unit 455 and retrofits | 468 | 7305 | Rate Constraint in lbs/MMBtu | FALSE | L | Annual | Allowances Withdrawn (1:n) | Thousand Tons | 0 | 0 | 0 | 0 | 0 | 0 | 0
IL Fac. Spec. - NOX Rate Summer v3.1, Unit 455 and retrofits | 468 | 7305 | Rate Constraint in lbs/MMBtu | FALSE | L | Annual | Total | Thousand Tons | 3.1885e-05 | 3.1885e-05 | 0 | 0 | 0 | 0 | 0
IL Fac. Spec. - NOX Rate Summer v3.1, Unit 455 and retrofits | 468 | 7305 | Rate Constraint in lbs/MMBtu | FALSE | L | Annual | Fuel Consumed | TBtu | 0.003479 | 0.003479 | 0 | 0 | 0 | 0 | 0
IL Fac. Spec. - NOX Rate Summer v3.1, Unit 455 and retrofits | 468 | 7305 | Rate Constraint in lbs/MMBtu | FALSE | L | Annual | Rate | lb/MMBtu | 0.01833 | 0.01833 | 0 | 0 | 0 | 0 | 0
IL Fac. Spec. - NOX Rate Summer v3.1, Unit 455 and retrofits | 468 | 7305 | Rate Constraint in lbs/MMBtu | FALSE | L | Annual | Generation | TWh | 0.00025799 | 0.00025799 | 0 | 0 | 0 | 0 | 0
IL Fac. Spec. - NOX Rate Summer v3.1, Unit 455 and retrofits | 468 | 7305 | Rate Constraint in lbs/MMBtu | FALSE | L | Annual | Qualifying Generation | TWh | 0.00025799 | 0.00025799 | 0 | 0 | 0 | 0 | 0
IL Fac. Spec. - NOX Rate Summer v3.1, Unit 455 and retrofits | 468 | 7305 | Rate Constraint in lbs/MMBtu | FALSE | L | Annual | Rate | lb/MWh | 0.24718 | 0.24718 | 0 | 0 | 0 | 0 | 0
IL Fac. Spec. - NOX Rate Summer v3.1, Unit 455 and retrofits | 468 | 7305 | Rate Constraint in lbs/MMBtu | FALSE | L | Annual | Constraint Shadow Price | US2022$/Ton | 0 | 0 | 0 | 0 | 0 | 0 | 0
IL Fac. Spec. - NOX Rate Summer v3.1, Unit 456 and retrofits | 469 | 7305 | Rate Constraint in lbs/MMBtu | FALSE | L | Annual | Seasons Included | Seasons | Summer | Summer | Summer | Summer | Summer | Summer | Summer
IL Fac. Spec. - NOX Rate Summer v3.1, Unit 456 and retrofits | 469 | 7305 | Rate Constraint in lbs/MMBtu | FALSE | L | Annual | Standard NOX | lb/MMBtu | 0.25 | 0.25 | 0.25 | 0.25 | 0.25 | 0.25 | 0.25
IL Fac. Spec. - NOX Rate Summer v3.1, Unit 456 and retrofits | 469 | 7305 | Rate Constraint in lbs/MMBtu | FALSE | L | Annual | Emissions at Affected Plants NOX | Thousand Tons | 4.027e-05 | 4.027e-05 | 0 | 0 | 0 | 0 | 0
IL Fac. Spec. - NOX Rate Summer v3.1, Unit 456 and retrofits | 469 | 7305 | Rate Constraint in lbs/MMBtu | FALSE | L | Annual | Allowances Purchased NOX | Thousand Tons | 0 | 0 | 0 | 0 | 0 | 0 | 0
IL Fac. Spec. - NOX Rate Summer v3.1, Unit 456 and retrofits | 469 | 7305 | Rate Constraint in lbs/MMBtu | FALSE | L | Annual | Allowances Sold NOX | Thousand Tons | 0 | 0 | 0 | 0 | 0 | 0 | 0
IL Fac. Spec. - NOX Rate Summer v3.1, Unit 456 and retrofits | 469 | 7305 | Rate Constraint in lbs/MMBtu | FALSE | L | Annual | Allowances Banked | Thousand Tons | 0 | 0 | 0 | 0 | 0 | 0 | 0
IL Fac. Spec. - NOX Rate Summer v3.1, Unit 456 and retrofits | 469 | 7305 | Rate Constraint in lbs/MMBtu | FALSE | L | Annual | Allowances Withdrawn (1:1) | Thousand Tons | 0 | 0 | 0 | 0 | 0 | 0 | 0
IL Fac. Spec. - NOX Rate Summer v3.1, Unit 456 and retrofits | 469 | 7305 | Rate Constraint in lbs/MMBtu | FALSE | L | Annual | Allowances Withdrawn (1:n) | Thousand Tons | 0 | 0 | 0 | 0 | 0 | 0 | 0
IL Fac. Spec. - NOX Rate Summer v3.1, Unit 456 and retrofits | 469 | 7305 | Rate Constraint in lbs/MMBtu | FALSE | L | Annual | Total | Thousand Tons | 4.027e-05 | 4.027e-05 | 0 | 0 | 0 | 0 | 0
IL Fac. Spec. - NOX Rate Summer v3.1, Unit 456 and retrofits | 469 | 7305 | Rate Constraint in lbs/MMBtu | FALSE | L | Annual | Fuel Consumed | TBtu | 0.003479 | 0.003479 | 0 | 0 | 0 | 0 | 0
IL Fac. Spec. - NOX Rate Summer v3.1, Unit 456 and retrofits | 469 | 7305 | Rate Constraint in lbs/MMBtu | FALSE | L | Annual | Rate | lb/MMBtu | 0.02315 | 0.02315 | 0 | 0 | 0 | 0 | 0
IL Fac. Spec. - NOX Rate Summer v3.1, Unit 456 and retrofits | 469 | 7305 | Rate Constraint in lbs/MMBtu | FALSE | L | Annual | Generation | TWh | 0.00025799 | 0.00025799 | 0 | 0 | 0 | 0 | 0
IL Fac. Spec. - NOX Rate Summer v3.1, Unit 456 and retrofits | 469 | 7305 | Rate Constraint in lbs/MMBtu | FALSE | L | Annual | Qualifying Generation | TWh | 0.00025799 | 0.00025799 | 0 | 0 | 0 | 0 | 0
IL Fac. Spec. - NOX Rate Summer v3.1, Unit 456 and retrofits | 469 | 7305 | Rate Constraint in lbs/MMBtu | FALSE | L | Annual | Rate | lb/MWh | 0.31218 | 0.31218 | 0 | 0 | 0 | 0 | 0
IL Fac. Spec. - NOX Rate Summer v3.1, Unit 456 and retrofits | 469 | 7305 | Rate Constraint in lbs/MMBtu | FALSE | L | Annual | Constraint Shadow Price | US2022$/Ton | 0 | 0 | 0 | 0 | 0 | 0 | 0
IL Fac. Spec. - NOX Rate Summer v3.1, Unit 457 and retrofits | 470 | 7305 | Rate Constraint in lbs/MMBtu | FALSE | L | Annual | Seasons Included | Seasons | Summer | Summer | Summer | Summer | Summer | Summer | Summer
IL Fac. Spec. - NOX Rate Summer v3.1, Unit 457 and retrofits | 470 | 7305 | Rate Constraint in lbs/MMBtu | FALSE | L | Annual | Standard NOX | lb/MMBtu | 0.25 | 0.25 | 0.25 | 0.25 | 0.25 | 0.25 | 0.25
IL Fac. Spec. - NOX Rate Summer v3.1, Unit 457 and retrofits | 470 | 7305 | Rate Constraint in lbs/MMBtu | FALSE | L | Annual | Emissions at Affected Plants NOX | Thousand Tons | 3.8339e-05 | 3.8339e-05 | 0 | 0 | 0 | 0 | 0
IL Fac. Spec. - NOX Rate Summer v3.1, Unit 457 and retrofits | 470 | 7305 | Rate Constraint in lbs/MMBtu | FALSE | L | Annual | Allowances Purchased NOX | Thousand Tons | 0 | 0 | 0 | 0 | 0 | 0 | 0
IL Fac. Spec. - NOX Rate Summer v3.1, Unit 457 and retrofits | 470 | 7305 | Rate Constraint in lbs/MMBtu | FALSE | L | Annual | Allowances Sold NOX | Thousand Tons | 0 | 0 | 0 | 0 | 0 | 0 | 0
IL Fac. Spec. - NOX Rate Summer v3.1, Unit 457 and retrofits | 470 | 7305 | Rate Constraint in lbs/MMBtu | FALSE | L | Annual | Allowances Banked | Thousand Tons | 0 | 0 | 0 | 0 | 0 | 0 | 0
IL Fac. Spec. - NOX Rate Summer v3.1, Unit 457 and retrofits | 470 | 7305 | Rate Constraint in lbs/MMBtu | FALSE | L | Annual | Allowances Withdrawn (1:1) | Thousand Tons | 0 | 0 | 0 | 0 | 0 | 0 | 0
IL Fac. Spec. - NOX Rate Summer v3.1, Unit 457 and retrofits | 470 | 7305 | Rate Constraint in lbs/MMBtu | FALSE | L | Annual | Allowances Withdrawn (1:n) | Thousand Tons | 0 | 0 | 0 | 0 | 0 | 0 | 0
IL Fac. Spec. - NOX Rate Summer v3.1, Unit 457 and retrofits | 470 | 7305 | Rate Constraint in lbs/MMBtu | FALSE | L | Annual | Total | Thousand Tons | 3.8339e-05 | 3.8339e-05 | 0 | 0 | 0 | 0 | 0
IL Fac. Spec. - NOX Rate Summer v3.1, Unit 457 and retrofits | 470 | 7305 | Rate Constraint in lbs/MMBtu | FALSE | L | Annual | Fuel Consumed | TBtu | 0.003479 | 0.003479 | 0 | 0 | 0 | 0 | 0
IL Fac. Spec. - NOX Rate Summer v3.1, Unit 457 and retrofits | 470 | 7305 | Rate Constraint in lbs/MMBtu | FALSE | L | Annual | Rate | lb/MMBtu | 0.02204 | 0.02204 | 0 | 0 | 0 | 0 | 0
IL Fac. Spec. - NOX Rate Summer v3.1, Unit 457 and retrofits | 470 | 7305 | Rate Constraint in lbs/MMBtu | FALSE | L | Annual | Generation | TWh | 0.00025799 | 0.00025799 | 0 | 0 | 0 | 0 | 0
IL Fac. Spec. - NOX Rate Summer v3.1, Unit 457 and retrofits | 470 | 7305 | Rate Constraint in lbs/MMBtu | FALSE | L | Annual | Qualifying Generation | TWh | 0.00025799 | 0.00025799 | 0 | 0 | 0 | 0 | 0
IL Fac. Spec. - NOX Rate Summer v3.1, Unit 457 and retrofits | 470 | 7305 | Rate Constraint in lbs/MMBtu | FALSE | L | Annual | Rate | lb/MWh | 0.29721 | 0.29721 | 0 | 0 | 0 | 0 | 0
IL Fac. Spec. - NOX Rate Summer v3.1, Unit 457 and retrofits | 470 | 7305 | Rate Constraint in lbs/MMBtu | FALSE | L | Annual | Constraint Shadow Price | US2022$/Ton | 0 | 0 | 0 | 0 | 0 | 0 | 0
IL Fac. Spec. - NOX Rate Summer v3.1, Unit 458 and retrofits | 471 | 7305 | Rate Constraint in lbs/MMBtu | FALSE | L | Annual | Seasons Included | Seasons | Summer | Summer | Summer | Summer | Summer | Summer | Summer
IL Fac. Spec. - NOX Rate Summer v3.1, Unit 458 and retrofits | 471 | 7305 | Rate Constraint in lbs/MMBtu | FALSE | L | Annual | Standard NOX | lb/MMBtu | 0.25 | 0.25 | 0.25 | 0.25 | 0.25 | 0.25 | 0.25
IL Fac. Spec. - NOX Rate Summer v3.1, Unit 458 and retrofits | 471 | 7305 | Rate Constraint in lbs/MMBtu | FALSE | L | Annual | Emissions at Affected Plants NOX | Thousand Tons | 3.9017e-05 | 3.9017e-05 | 0 | 0 | 0 | 0 | 0
IL Fac. Spec. - NOX Rate Summer v3.1, Unit 458 and retrofits | 471 | 7305 | Rate Constraint in lbs/MMBtu | FALSE | L | Annual | Allowances Purchased NOX | Thousand Tons | 0 | 0 | 0 | 0 | 0 | 0 | 0
IL Fac. Spec. - NOX Rate Summer v3.1, Unit 458 and retrofits | 471 | 7305 | Rate Constraint in lbs/MMBtu | FALSE | L | Annual | Allowances Sold NOX | Thousand Tons | 0 | 0 | 0 | 0 | 0 | 0 | 0
IL Fac. Spec. - NOX Rate Summer v3.1, Unit 458 and retrofits | 471 | 7305 | Rate Constraint in lbs/MMBtu | FALSE | L | Annual | Allowances Banked | Thousand Tons | 0 | 0 | 0 | 0 | 0 | 0 | 0
IL Fac. Spec. - NOX Rate Summer v3.1, Unit 458 and retrofits | 471 | 7305 | Rate Constraint in lbs/MMBtu | FALSE | L | Annual | Allowances Withdrawn (1:1) | Thousand Tons | 0 | 0 | 0 | 0 | 0 | 0 | 0
IL Fac. Spec. - NOX Rate Summer v3.1, Unit 458 and retrofits | 471 | 7305 | Rate Constraint in lbs/MMBtu | FALSE | L | Annual | Allowances Withdrawn (1:n) | Thousand Tons | 0 | 0 | 0 | 0 | 0 | 0 | 0
IL Fac. Spec. - NOX Rate Summer v3.1, Unit 458 and retrofits | 471 | 7305 | Rate Constraint in lbs/MMBtu | FALSE | L | Annual | Total | Thousand Tons | 3.9017e-05 | 3.9017e-05 | 0 | 0 | 0 | 0 | 0
IL Fac. Spec. - NOX Rate Summer v3.1, Unit 458 and retrofits | 471 | 7305 | Rate Constraint in lbs/MMBtu | FALSE | L | Annual | Fuel Consumed | TBtu | 0.003479 | 0.003479 | 0 | 0 | 0 | 0 | 0
IL Fac. Spec. - NOX Rate Summer v3.1, Unit 458 and retrofits | 471 | 7305 | Rate Constraint in lbs/MMBtu | FALSE | L | Annual | Rate | lb/MMBtu | 0.02243 | 0.02243 | 0 | 0 | 0 | 0 | 0
IL Fac. Spec. - NOX Rate Summer v3.1, Unit 458 and retrofits | 471 | 7305 | Rate Constraint in lbs/MMBtu | FALSE | L | Annual | Generation | TWh | 0.00025799 | 0.00025799 | 0 | 0 | 0 | 0 | 0
IL Fac. Spec. - NOX Rate Summer v3.1, Unit 458 and retrofits | 471 | 7305 | Rate Constraint in lbs/MMBtu | FALSE | L | Annual | Qualifying Generation | TWh | 0.00025799 | 0.00025799 | 0 | 0 | 0 | 0 | 0
IL Fac. Spec. - NOX Rate Summer v3.1, Unit 458 and retrofits | 471 | 7305 | Rate Constraint in lbs/MMBtu | FALSE | L | Annual | Rate | lb/MWh | 0.30247 | 0.30247 | 0 | 0 | 0 | 0 | 0
IL Fac. Spec. - NOX Rate Summer v3.1, Unit 458 and retrofits | 471 | 7305 | Rate Constraint in lbs/MMBtu | FALSE | L | Annual | Constraint Shadow Price | US2022$/Ton | 0 | 0 | 0 | 0 | 0 | 0 | 0
IL Fac. Spec. - NOX Rate Summer v3.1, Unit 459 and retrofits | 472 | 7305 | Rate Constraint in lbs/MMBtu | FALSE | L | Annual | Seasons Included | Seasons | Summer | Summer | Summer | Summer | Summer | Summer | Summer
IL Fac. Spec. - NOX Rate Summer v3.1, Unit 459 and retrofits | 472 | 7305 | Rate Constraint in lbs/MMBtu | FALSE | L | Annual | Standard NOX | lb/MMBtu | 0.25 | 0.25 | 0.25 | 0.25 | 0.25 | 0.25 | 0.25
IL Fac. Spec. - NOX Rate Summer v3.1, Unit 459 and retrofits | 472 | 7305 | Rate Constraint in lbs/MMBtu | FALSE | L | Annual | Emissions at Affected Plants NOX | Thousand Tons | 4.3883e-05 | 1.773e-05 | 0 | 0 | 0 | 0 | 0
IL Fac. Spec. - NOX Rate Summer v3.1, Unit 459 and retrofits | 472 | 7305 | Rate Constraint in lbs/MMBtu | FALSE | L | Annual | Allowances Purchased NOX | Thousand Tons | 0 | 0 | 0 | 0 | 0 | 0 | 0
IL Fac. Spec. - NOX Rate Summer v3.1, Unit 459 and retrofits | 472 | 7305 | Rate Constraint in lbs/MMBtu | FALSE | L | Annual | Allowances Sold NOX | Thousand Tons | 0 | 0 | 0 | 0 | 0 | 0 | 0
IL Fac. Spec. - NOX Rate Summer v3.1, Unit 459 and retrofits | 472 | 7305 | Rate Constraint in lbs/MMBtu | FALSE | L | Annual | Allowances Banked | Thousand Tons | 0 | 0 | 0 | 0 | 0 | 0 | 0
IL Fac. Spec. - NOX Rate Summer v3.1, Unit 459 and retrofits | 472 | 7305 | Rate Constraint in lbs/MMBtu | FALSE | L | Annual | Allowances Withdrawn (1:1) | Thousand Tons | 0 | 0 | 0 | 0 | 0 | 0 | 0
IL Fac. Spec. - NOX Rate Summer v3.1, Unit 459 and retrofits | 472 | 7305 | Rate Constraint in lbs/MMBtu | FALSE | L | Annual | Allowances Withdrawn (1:n) | Thousand Tons | 0 | 0 | 0 | 0 | 0 | 0 | 0
IL Fac. Spec. - NOX Rate Summer v3.1, Unit 459 and retrofits | 472 | 7305 | Rate Constraint in lbs/MMBtu | FALSE | L | Annual | Total | Thousand Tons | 4.3883e-05 | 1.773e-05 | 0 | 0 | 0 | 0 | 0
IL Fac. Spec. - NOX Rate Summer v3.1, Unit 459 and retrofits | 472 | 7305 | Rate Constraint in lbs/MMBtu | FALSE | L | Annual | Fuel Consumed | TBtu | 0.0036417 | 0.0014714 | 0 | 0 | 0 | 0 | 0
IL Fac. Spec. - NOX Rate Summer v3.1, Unit 459 and retrofits | 472 | 7305 | Rate Constraint in lbs/MMBtu | FALSE | L | Annual | Rate | lb/MMBtu | 0.0241 | 0.0241 | 0 | 0 | 0 | 0 | 0
IL Fac. Spec. - NOX Rate Summer v3.1, Unit 459 and retrofits | 472 | 7305 | Rate Constraint in lbs/MMBtu | FALSE | L | Annual | Generation | TWh | 0.00026874 | 0.00010858 | 0 | 0 | 0 | 0 | 0
IL Fac. Spec. - NOX Rate Summer v3.1, Unit 459 and retrofits | 472 | 7305 | Rate Constraint in lbs/MMBtu | FALSE | L | Annual | Qualifying Generation | TWh | 0.00026874 | 0.00010858 | 0 | 0 | 0 | 0 | 0
IL Fac. Spec. - NOX Rate Summer v3.1, Unit 459 and retrofits | 472 | 7305 | Rate Constraint in lbs/MMBtu | FALSE | L | Annual | Rate | lb/MWh | 0.32658 | 0.32658 | 0 | 0 | 0 | 0 | 0
IL Fac. Spec. - NOX Rate Summer v3.1, Unit 459 and retrofits | 472 | 7305 | Rate Constraint in lbs/MMBtu | FALSE | L | Annual | Constraint Shadow Price | US2022$/Ton | 0 | 0 | 0 | 0 | 0 | 0 | 0
IL Fac. Spec. - NOX Rate Summer v3.1, Unit 460 and retrofits | 473 | 7305 | Rate Constraint in lbs/MMBtu | FALSE | L | Annual | Seasons Included | Seasons | Summer | Summer | Summer | Summer | Summer | Summer | Summer
IL Fac. Spec. - NOX Rate Summer v3.1, Unit 460 and retrofits | 473 | 7305 | Rate Constraint in lbs/MMBtu | FALSE | L | Annual | Standard NOX | lb/MMBtu | 0.25 | 0.25 | 0.25 | 0.25 | 0.25 | 0.25 | 0.25
IL Fac. Spec. - NOX Rate Summer v3.1, Unit 460 and retrofits | 473 | 7305 | Rate Constraint in lbs/MMBtu | FALSE | L | Annual | Emissions at Affected Plants NOX | Thousand Tons | 4.28e-05 | 0 | 0 | 0 | 0 | 0 | 0
IL Fac. Spec. - NOX Rate Summer v3.1, Unit 460 and retrofits | 473 | 7305 | Rate Constraint in lbs/MMBtu | FALSE | L | Annual | Allowances Purchased NOX | Thousand Tons | 0 | 0 | 0 | 0 | 0 | 0 | 0
IL Fac. Spec. - NOX Rate Summer v3.1, Unit 460 and retrofits | 473 | 7305 | Rate Constraint in lbs/MMBtu | FALSE | L | Annual | Allowances Sold NOX | Thousand Tons | 0 | 0 | 0 | 0 | 0 | 0 | 0
IL Fac. Spec. - NOX Rate Summer v3.1, Unit 460 and retrofits | 473 | 7305 | Rate Constraint in lbs/MMBtu | FALSE | L | Annual | Allowances Banked | Thousand Tons | 0 | 0 | 0 | 0 | 0 | 0 | 0
IL Fac. Spec. - NOX Rate Summer v3.1, Unit 460 and retrofits | 473 | 7305 | Rate Constraint in lbs/MMBtu | FALSE | L | Annual | Allowances Withdrawn (1:1) | Thousand Tons | 0 | 0 | 0 | 0 | 0 | 0 | 0
IL Fac. Spec. - NOX Rate Summer v3.1, Unit 460 and retrofits | 473 | 7305 | Rate Constraint in lbs/MMBtu | FALSE | L | Annual | Allowances Withdrawn (1:n) | Thousand Tons | 0 | 0 | 0 | 0 | 0 | 0 | 0
IL Fac. Spec. - NOX Rate Summer v3.1, Unit 460 and retrofits | 473 | 7305 | Rate Constraint in lbs/MMBtu | FALSE | L | Annual | Total | Thousand Tons | 4.28e-05 | 0 | 0 | 0 | 0 | 0 | 0
IL Fac. Spec. - NOX Rate Summer v3.1, Unit 460 and retrofits | 473 | 7305 | Rate Constraint in lbs/MMBtu | FALSE | L | Annual | Fuel Consumed | TBtu | 0.0036425 | 0 | 0 | 0 | 0 | 0 | 0
IL Fac. Spec. - NOX Rate Summer v3.1, Unit 460 and retrofits | 473 | 7305 | Rate Constraint in lbs/MMBtu | FALSE | L | Annual | Rate | lb/MMBtu | 0.0235 | 0 | 0 | 0 | 0 | 0 | 0
IL Fac. Spec. - NOX Rate Summer v3.1, Unit 460 and retrofits | 473 | 7305 | Rate Constraint in lbs/MMBtu | FALSE | L | Annual | Generation | TWh | 0.00026874 | 0 | 0 | 0 | 0 | 0 | 0
IL Fac. Spec. - NOX Rate Summer v3.1, Unit 460 and retrofits | 473 | 7305 | Rate Constraint in lbs/MMBtu | FALSE | L | Annual | Qualifying Generation | TWh | 0.00026874 | 0 | 0 | 0 | 0 | 0 | 0
IL Fac. Spec. - NOX Rate Summer v3.1, Unit 460 and retrofits | 473 | 7305 | Rate Constraint in lbs/MMBtu | FALSE | L | Annual | Rate | lb/MWh | 0.31852 | 0 | 0 | 0 | 0 | 0 | 0
IL Fac. Spec. - NOX Rate Summer v3.1, Unit 460 and retrofits | 473 | 7305 | Rate Constraint in lbs/MMBtu | FALSE | L | Annual | Constraint Shadow Price | US2022$/Ton | 0 | 0 | 0 | 0 | 0 | 0 | 0
IL Fac. Spec. - NOX Rate Summer v3.1, Unit 461 and retrofits | 474 | 7305 | Rate Constraint in lbs/MMBtu | FALSE | L | Annual | Seasons Included | Seasons | Summer | Summer | Summer | Summer | Summer | Summer | Summer
IL Fac. Spec. - NOX Rate Summer v3.1, Unit 461 and retrofits | 474 | 7305 | Rate Constraint in lbs/MMBtu | FALSE | L | Annual | Standard NOX | lb/MMBtu | 0.25 | 0.25 | 0.25 | 0.25 | 0.25 | 0.25 | 0.25
IL Fac. Spec. - NOX Rate Summer v3.1, Unit 461 and retrofits | 474 | 7305 | Rate Constraint in lbs/MMBtu | FALSE | L | Annual | Emissions at Affected Plants NOX | Thousand Tons | 3.954e-05 | 0 | 0 | 0 | 0 | 0 | 0
IL Fac. Spec. - NOX Rate Summer v3.1, Unit 461 and retrofits | 474 | 7305 | Rate Constraint in lbs/MMBtu | FALSE | L | Annual | Allowances Purchased NOX | Thousand Tons | 0 | 0 | 0 | 0 | 0 | 0 | 0
IL Fac. Spec. - NOX Rate Summer v3.1, Unit 461 and retrofits | 474 | 7305 | Rate Constraint in lbs/MMBtu | FALSE | L | Annual | Allowances Sold NOX | Thousand Tons | 0 | 0 | 0 | 0 | 0 | 0 | 0
IL Fac. Spec. - NOX Rate Summer v3.1, Unit 461 and retrofits | 474 | 7305 | Rate Constraint in lbs/MMBtu | FALSE | L | Annual | Allowances Banked | Thousand Tons | 0 | 0 | 0 | 0 | 0 | 0 | 0
IL Fac. Spec. - NOX Rate Summer v3.1, Unit 461 and retrofits | 474 | 7305 | Rate Constraint in lbs/MMBtu | FALSE | L | Annual | Allowances Withdrawn (1:1) | Thousand Tons | 0 | 0 | 0 | 0 | 0 | 0 | 0
IL Fac. Spec. - NOX Rate Summer v3.1, Unit 461 and retrofits | 474 | 7305 | Rate Constraint in lbs/MMBtu | FALSE | L | Annual | Allowances Withdrawn (1:n) | Thousand Tons | 0 | 0 | 0 | 0 | 0 | 0 | 0
IL Fac. Spec. - NOX Rate Summer v3.1, Unit 461 and retrofits | 474 | 7305 | Rate Constraint in lbs/MMBtu | FALSE | L | Annual | Total | Thousand Tons | 3.954e-05 | 0 | 0 | 0 | 0 | 0 | 0
IL Fac. Spec. - NOX Rate Summer v3.1, Unit 461 and retrofits | 474 | 7305 | Rate Constraint in lbs/MMBtu | FALSE | L | Annual | Fuel Consumed | TBtu | 0.0036425 | 0 | 0 | 0 | 0 | 0 | 0
IL Fac. Spec. - NOX Rate Summer v3.1, Unit 461 and retrofits | 474 | 7305 | Rate Constraint in lbs/MMBtu | FALSE | L | Annual | Rate | lb/MMBtu | 0.02171 | 0 | 0 | 0 | 0 | 0 | 0
IL Fac. Spec. - NOX Rate Summer v3.1, Unit 461 and retrofits | 474 | 7305 | Rate Constraint in lbs/MMBtu | FALSE | L | Annual | Generation | TWh | 0.00026874 | 0 | 0 | 0 | 0 | 0 | 0
IL Fac. Spec. - NOX Rate Summer v3.1, Unit 461 and retrofits | 474 | 7305 | Rate Constraint in lbs/MMBtu | FALSE | L | Annual | Qualifying Generation | TWh | 0.00026874 | 0 | 0 | 0 | 0 | 0 | 0
IL Fac. Spec. - NOX Rate Summer v3.1, Unit 461 and retrofits | 474 | 7305 | Rate Constraint in lbs/MMBtu | FALSE | L | Annual | Rate | lb/MWh | 0.29426 | 0 | 0 | 0 | 0 | 0 | 0
IL Fac. Spec. - NOX Rate Summer v3.1, Unit 461 and retrofits | 474 | 7305 | Rate Constraint in lbs/MMBtu | FALSE | L | Annual | Constraint Shadow Price | US2022$/Ton | 0 | 0 | 0 | 0 | 0 | 0 | 0
IL Fac. Spec. - NOX Rate Summer v3.1, Unit 462 and retrofits | 475 | 7305 | Rate Constraint in lbs/MMBtu | FALSE | L | Annual | Seasons Included | Seasons | Summer | Summer | Summer | Summer | Summer | Summer | Summer
IL Fac. Spec. - NOX Rate Summer v3.1, Unit 462 and retrofits | 475 | 7305 | Rate Constraint in lbs/MMBtu | FALSE | L | Annual | Standard NOX | lb/MMBtu | 0.25 | 0.25 | 0.25 | 0.25 | 0.25 | 0.25 | 0.25
IL Fac. Spec. - NOX Rate Summer v3.1, Unit 462 and retrofits | 475 | 7305 | Rate Constraint in lbs/MMBtu | FALSE | L | Annual | Emissions at Affected Plants NOX | Thousand Tons | 4.0851e-05 | 0 | 0 | 0 | 0 | 0 | 0
IL Fac. Spec. - NOX Rate Summer v3.1, Unit 462 and retrofits | 475 | 7305 | Rate Constraint in lbs/MMBtu | FALSE | L | Annual | Allowances Purchased NOX | Thousand Tons | 0 | 0 | 0 | 0 | 0 | 0 | 0
IL Fac. Spec. - NOX Rate Summer v3.1, Unit 462 and retrofits | 475 | 7305 | Rate Constraint in lbs/MMBtu | FALSE | L | Annual | Allowances Sold NOX | Thousand Tons | 0 | 0 | 0 | 0 | 0 | 0 | 0
IL Fac. Spec. - NOX Rate Summer v3.1, Unit 462 and retrofits | 475 | 7305 | Rate Constraint in lbs/MMBtu | FALSE | L | Annual | Allowances Banked | Thousand Tons | 0 | 0 | 0 | 0 | 0 | 0 | 0
IL Fac. Spec. - NOX Rate Summer v3.1, Unit 462 and retrofits | 475 | 7305 | Rate Constraint in lbs/MMBtu | FALSE | L | Annual | Allowances Withdrawn (1:1) | Thousand Tons | 0 | 0 | 0 | 0 | 0 | 0 | 0
IL Fac. Spec. - NOX Rate Summer v3.1, Unit 462 and retrofits | 475 | 7305 | Rate Constraint in lbs/MMBtu | FALSE | L | Annual | Allowances Withdrawn (1:n) | Thousand Tons | 0 | 0 | 0 | 0 | 0 | 0 | 0
IL Fac. Spec. - NOX Rate Summer v3.1, Unit 462 and retrofits | 475 | 7305 | Rate Constraint in lbs/MMBtu | FALSE | L | Annual | Total | Thousand Tons | 4.0851e-05 | 0 | 0 | 0 | 0 | 0 | 0
IL Fac. Spec. - NOX Rate Summer v3.1, Unit 462 and retrofits | 475 | 7305 | Rate Constraint in lbs/MMBtu | FALSE | L | Annual | Fuel Consumed | TBtu | 0.0036425 | 0 | 0 | 0 | 0 | 0 | 0
IL Fac. Spec. - NOX Rate Summer v3.1, Unit 462 and retrofits | 475 | 7305 | Rate Constraint in lbs/MMBtu | FALSE | L | Annual | Rate | lb/MMBtu | 0.02243 | 0 | 0 | 0 | 0 | 0 | 0
IL Fac. Spec. - NOX Rate Summer v3.1, Unit 462 and retrofits | 475 | 7305 | Rate Constraint in lbs/MMBtu | FALSE | L | Annual | Generation | TWh | 0.00026874 | 0 | 0 | 0 | 0 | 0 | 0
IL Fac. Spec. - NOX Rate Summer v3.1, Unit 462 and retrofits | 475 | 7305 | Rate Constraint in lbs/MMBtu | FALSE | L | Annual | Qualifying Generation | TWh | 0.00026874 | 0 | 0 | 0 | 0 | 0 | 0
IL Fac. Spec. - NOX Rate Summer v3.1, Unit 462 and retrofits | 475 | 7305 | Rate Constraint in lbs/MMBtu | FALSE | L | Annual | Rate | lb/MWh | 0.30402 | 0 | 0 | 0 | 0 | 0 | 0
IL Fac. Spec. - NOX Rate Summer v3.1, Unit 462 and retrofits | 475 | 7305 | Rate Constraint in lbs/MMBtu | FALSE | L | Annual | Constraint Shadow Price | US2022$/Ton | 0 | 0 | 0 | 0 | 0 | 0 | 0
IL Fac. Spec. - NOX Rate Summer v3.1, Unit 463 and retrofits | 476 | 7305 | Rate Constraint in lbs/MMBtu | FALSE | L | Annual | Seasons Included | Seasons | Summer | Summer | Summer | Summer | Summer | Summer | Summer
IL Fac. Spec. - NOX Rate Summer v3.1, Unit 463 and retrofits | 476 | 7305 | Rate Constraint in lbs/MMBtu | FALSE | L | Annual | Standard NOX | lb/MMBtu | 0.25 | 0.25 | 0.25 | 0.25 | 0.25 | 0.25 | 0.25
IL Fac. Spec. - NOX Rate Summer v3.1, Unit 463 and retrofits | 476 | 7305 | Rate Constraint in lbs/MMBtu | FALSE | L | Annual | Emissions at Affected Plants NOX | Thousand Tons | 0.0055448 | 0.0047527 | 0.0015842 | 0.00030715 | 0 | 0 | 0
IL Fac. Spec. - NOX Rate Summer v3.1, Unit 463 and retrofits | 476 | 7305 | Rate Constraint in lbs/MMBtu | FALSE | L | Annual | Allowances Purchased NOX | Thousand Tons | 0 | 0 | 0 | 0 | 0 | 0 | 0
IL Fac. Spec. - NOX Rate Summer v3.1, Unit 463 and retrofits | 476 | 7305 | Rate Constraint in lbs/MMBtu | FALSE | L | Annual | Allowances Sold NOX | Thousand Tons | 0 | 0 | 0 | 0 | 0 | 0 | 0
IL Fac. Spec. - NOX Rate Summer v3.1, Unit 463 and retrofits | 476 | 7305 | Rate Constraint in lbs/MMBtu | FALSE | L | Annual | Allowances Banked | Thousand Tons | 0 | 0 | 0 | 0 | 0 | 0 | 0
IL Fac. Spec. - NOX Rate Summer v3.1, Unit 463 and retrofits | 476 | 7305 | Rate Constraint in lbs/MMBtu | FALSE | L | Annual | Allowances Withdrawn (1:1) | Thousand Tons | 0 | 0 | 0 | 0 | 0 | 0 | 0
IL Fac. Spec. - NOX Rate Summer v3.1, Unit 463 and retrofits | 476 | 7305 | Rate Constraint in lbs/MMBtu | FALSE | L | Annual | Allowances Withdrawn (1:n) | Thousand Tons | 0 | 0 | 0 | 0 | 0 | 0 | 0
IL Fac. Spec. - NOX Rate Summer v3.1, Unit 463 and retrofits | 476 | 7305 | Rate Constraint in lbs/MMBtu | FALSE | L | Annual | Total | Thousand Tons | 0.0055448 | 0.0047527 | 0.0015842 | 0.00030715 | 0 | 0 | 0
IL Fac. Spec. - NOX Rate Summer v3.1, Unit 463 and retrofits | 476 | 7305 | Rate Constraint in lbs/MMBtu | FALSE | L | Annual | Fuel Consumed | TBtu | 0.13706 | 0.11748 | 0.03916 | 0.0075923 | 0 | 0 | 0
IL Fac. Spec. - NOX Rate Summer v3.1, Unit 463 and retrofits | 476 | 7305 | Rate Constraint in lbs/MMBtu | FALSE | L | Annual | Rate | lb/MMBtu | 0.08091 | 0.08091 | 0.08091 | 0.08091 | 0 | 0 | 0
IL Fac. Spec. - NOX Rate Summer v3.1, Unit 463 and retrofits | 476 | 7305 | Rate Constraint in lbs/MMBtu | FALSE | L | Annual | Generation | TWh | 0.012756 | 0.010934 | 0.0036445 | 0.00070659 | 0 | 0 | 0
IL Fac. Spec. - NOX Rate Summer v3.1, Unit 463 and retrofits | 476 | 7305 | Rate Constraint in lbs/MMBtu | FALSE | L | Annual | Qualifying Generation | TWh | 0.012756 | 0.010934 | 0.0036445 | 0.00070659 | 0 | 0 | 0
IL Fac. Spec. - NOX Rate Summer v3.1, Unit 463 and retrofits | 476 | 7305 | Rate Constraint in lbs/MMBtu | FALSE | L | Annual | Rate | lb/MWh | 0.86938 | 0.86938 | 0.86938 | 0.86938 | 0 | 0 | 0
IL Fac. Spec. - NOX Rate Summer v3.1, Unit 463 and retrofits | 476 | 7305 | Rate Constraint in lbs/MMBtu | FALSE | L | Annual | Constraint Shadow Price | US2022$/Ton | 0 | 0 | 0 | 0 | 0 | 0 | 0
IL Fac. Spec. - NOX Rate Summer v3.1, Unit 464 and retrofits | 477 | 7305 | Rate Constraint in lbs/MMBtu | FALSE | L | Annual | Seasons Included | Seasons | Summer | Summer | Summer | Summer | Summer | Summer | Summer
IL Fac. Spec. - NOX Rate Summer v3.1, Unit 464 and retrofits | 477 | 7305 | Rate Constraint in lbs/MMBtu | FALSE | L | Annual | Standard NOX | lb/MMBtu | 0.25 | 0.25 | 0.25 | 0.25 | 0.25 | 0.25 | 0.25
IL Fac. Spec. - NOX Rate Summer v3.1, Unit 464 and retrofits | 477 | 7305 | Rate Constraint in lbs/MMBtu | FALSE | L | Annual | Emissions at Affected Plants NOX | Thousand Tons | 0.0057497 | 0.0049283 | 0.0016428 | 0.0003185 | 0 | 0 | 0
IL Fac. Spec. - NOX Rate Summer v3.1, Unit 464 and retrofits | 477 | 7305 | Rate Constraint in lbs/MMBtu | FALSE | L | Annual | Allowances Purchased NOX | Thousand Tons | 0 | 0 | 0 | 0 | 0 | 0 | 0
IL Fac. Spec. - NOX Rate Summer v3.1, Unit 464 and retrofits | 477 | 7305 | Rate Constraint in lbs/MMBtu | FALSE | L | Annual | Allowances Sold NOX | Thousand Tons | 0 | 0 | 0 | 0 | 0 | 0 | 0
IL Fac. Spec. - NOX Rate Summer v3.1, Unit 464 and retrofits | 477 | 7305 | Rate Constraint in lbs/MMBtu | FALSE | L | Annual | Allowances Banked | Thousand Tons | 0 | 0 | 0 | 0 | 0 | 0 | 0
IL Fac. Spec. - NOX Rate Summer v3.1, Unit 464 and retrofits | 477 | 7305 | Rate Constraint in lbs/MMBtu | FALSE | L | Annual | Allowances Withdrawn (1:1) | Thousand Tons | 0 | 0 | 0 | 0 | 0 | 0 | 0
IL Fac. Spec. - NOX Rate Summer v3.1, Unit 464 and retrofits | 477 | 7305 | Rate Constraint in lbs/MMBtu | FALSE | L | Annual | Allowances Withdrawn (1:n) | Thousand Tons | 0 | 0 | 0 | 0 | 0 | 0 | 0
IL Fac. Spec. - NOX Rate Summer v3.1, Unit 464 and retrofits | 477 | 7305 | Rate Constraint in lbs/MMBtu | FALSE | L | Annual | Total | Thousand Tons | 0.0057497 | 0.0049283 | 0.0016428 | 0.0003185 | 0 | 0 | 0
IL Fac. Spec. - NOX Rate Summer v3.1, Unit 464 and retrofits | 477 | 7305 | Rate Constraint in lbs/MMBtu | FALSE | L | Annual | Fuel Consumed | TBtu | 0.13706 | 0.11748 | 0.03916 | 0.0075923 | 0 | 0 | 0
IL Fac. Spec. - NOX Rate Summer v3.1, Unit 464 and retrofits | 477 | 7305 | Rate Constraint in lbs/MMBtu | FALSE | L | Annual | Rate | lb/MMBtu | 0.0839 | 0.0839 | 0.0839 | 0.0839 | 0 | 0 | 0
IL Fac. Spec. - NOX Rate Summer v3.1, Unit 464 and retrofits | 477 | 7305 | Rate Constraint in lbs/MMBtu | FALSE | L | Annual | Generation | TWh | 0.012756 | 0.010934 | 0.0036445 | 0.00070659 | 0 | 0 | 0
IL Fac. Spec. - NOX Rate Summer v3.1, Unit 464 and retrofits | 477 | 7305 | Rate Constraint in lbs/MMBtu | FALSE | L | Annual | Qualifying Generation | TWh | 0.012756 | 0.010934 | 0.0036445 | 0.00070659 | 0 | 0 | 0
IL Fac. Spec. - NOX Rate Summer v3.1, Unit 464 and retrofits | 477 | 7305 | Rate Constraint in lbs/MMBtu | FALSE | L | Annual | Rate | lb/MWh | 0.90151 | 0.90151 | 0.90151 | 0.90151 | 0 | 0 | 0
IL Fac. Spec. - NOX Rate Summer v3.1, Unit 464 and retrofits | 477 | 7305 | Rate Constraint in lbs/MMBtu | FALSE | L | Annual | Constraint Shadow Price | US2022$/Ton | 0 | 0 | 0 | 0 | 0 | 0 | 0
IL Fac. Spec. - NOX Rate Summer v3.1, Unit 465 and retrofits | 478 | 7305 | Rate Constraint in lbs/MMBtu | FALSE | L | Annual | Seasons Included | Seasons | Summer | Summer | Summer | Summer | Summer | Summer | Summer
IL Fac. Spec. - NOX Rate Summer v3.1, Unit 465 and retrofits | 478 | 7305 | Rate Constraint in lbs/MMBtu | FALSE | L | Annual | Standard NOX | lb/MMBtu | 0.25 | 0.25 | 0.25 | 0.25 | 0.25 | 0.25 | 0.25
IL Fac. Spec. - NOX Rate Summer v3.1, Unit 465 and retrofits | 478 | 7305 | Rate Constraint in lbs/MMBtu | FALSE | L | Annual | Emissions at Affected Plants NOX | Thousand Tons | 0.005575 | 0.0047785 | 0.0015928 | 0.00030882 | 0 | 0 | 0
IL Fac. Spec. - NOX Rate Summer v3.1, Unit 465 and retrofits | 478 | 7305 | Rate Constraint in lbs/MMBtu | FALSE | L | Annual | Allowances Purchased NOX | Thousand Tons | 0 | 0 | 0 | 0 | 0 | 0 | 0
IL Fac. Spec. - NOX Rate Summer v3.1, Unit 465 and retrofits | 478 | 7305 | Rate Constraint in lbs/MMBtu | FALSE | L | Annual | Allowances Sold NOX | Thousand Tons | 0 | 0 | 0 | 0 | 0 | 0 | 0
IL Fac. Spec. - NOX Rate Summer v3.1, Unit 465 and retrofits | 478 | 7305 | Rate Constraint in lbs/MMBtu | FALSE | L | Annual | Allowances Banked | Thousand Tons | 0 | 0 | 0 | 0 | 0 | 0 | 0
IL Fac. Spec. - NOX Rate Summer v3.1, Unit 465 and retrofits | 478 | 7305 | Rate Constraint in lbs/MMBtu | FALSE | L | Annual | Allowances Withdrawn (1:1) | Thousand Tons | 0 | 0 | 0 | 0 | 0 | 0 | 0
IL Fac. Spec. - NOX Rate Summer v3.1, Unit 465 and retrofits | 478 | 7305 | Rate Constraint in lbs/MMBtu | FALSE | L | Annual | Allowances Withdrawn (1:n) | Thousand Tons | 0 | 0 | 0 | 0 | 0 | 0 | 0
IL Fac. Spec. - NOX Rate Summer v3.1, Unit 465 and retrofits | 478 | 7305 | Rate Constraint in lbs/MMBtu | FALSE | L | Annual | Total | Thousand Tons | 0.005575 | 0.0047785 | 0.0015928 | 0.00030882 | 0 | 0 | 0
IL Fac. Spec. - NOX Rate Summer v3.1, Unit 465 and retrofits | 478 | 7305 | Rate Constraint in lbs/MMBtu | FALSE | L | Annual | Fuel Consumed | TBtu | 0.13706 | 0.11748 | 0.03916 | 0.0075923 | 0 | 0 | 0
IL Fac. Spec. - NOX Rate Summer v3.1, Unit 465 and retrofits | 478 | 7305 | Rate Constraint in lbs/MMBtu | FALSE | L | Annual | Rate | lb/MMBtu | 0.08135 | 0.08135 | 0.08135 | 0.08135 | 0 | 0 | 0
IL Fac. Spec. - NOX Rate Summer v3.1, Unit 465 and retrofits | 478 | 7305 | Rate Constraint in lbs/MMBtu | FALSE | L | Annual | Generation | TWh | 0.012756 | 0.010934 | 0.0036445 | 0.00070659 | 0 | 0 | 0
IL Fac. Spec. - NOX Rate Summer v3.1, Unit 465 and retrofits | 478 | 7305 | Rate Constraint in lbs/MMBtu | FALSE | L | Annual | Qualifying Generation | TWh | 0.012756 | 0.010934 | 0.0036445 | 0.00070659 | 0 | 0 | 0
IL Fac. Spec. - NOX Rate Summer v3.1, Unit 465 and retrofits | 478 | 7305 | Rate Constraint in lbs/MMBtu | FALSE | L | Annual | Rate | lb/MWh | 0.87411 | 0.87411 | 0.87411 | 0.87411 | 0 | 0 | 0
IL Fac. Spec. - NOX Rate Summer v3.1, Unit 465 and retrofits | 478 | 7305 | Rate Constraint in lbs/MMBtu | FALSE | L | Annual | Constraint Shadow Price | US2022$/Ton | 0 | 0 | 0 | 0 | 0 | 0 | 0
IL Fac. Spec. - NOX Rate Summer v3.1, Unit 466 and retrofits | 479 | 7305 | Rate Constraint in lbs/MMBtu | FALSE | L | Annual | Seasons Included | Seasons | Summer | Summer | Summer | Summer | Summer | Summer | Summer
IL Fac. Spec. - NOX Rate Summer v3.1, Unit 466 and retrofits | 479 | 7305 | Rate Constraint in lbs/MMBtu | FALSE | L | Annual | Standard NOX | lb/MMBtu | 0.25 | 0.25 | 0.25 | 0.25 | 0.25 | 0.25 | 0.25
IL Fac. Spec. - NOX Rate Summer v3.1, Unit 466 and retrofits | 479 | 7305 | Rate Constraint in lbs/MMBtu | FALSE | L | Annual | Emissions at Affected Plants NOX | Thousand Tons | 0.0056503 | 0.0038383 | 0.0016144 | 0.00031299 | 0 | 0 | 0
IL Fac. Spec. - NOX Rate Summer v3.1, Unit 466 and retrofits | 479 | 7305 | Rate Constraint in lbs/MMBtu | FALSE | L | Annual | Allowances Purchased NOX | Thousand Tons | 0 | 0 | 0 | 0 | 0 | 0 | 0
IL Fac. Spec. - NOX Rate Summer v3.1, Unit 466 and retrofits | 479 | 7305 | Rate Constraint in lbs/MMBtu | FALSE | L | Annual | Allowances Sold NOX | Thousand Tons | 0 | 0 | 0 | 0 | 0 | 0 | 0
IL Fac. Spec. - NOX Rate Summer v3.1, Unit 466 and retrofits | 479 | 7305 | Rate Constraint in lbs/MMBtu | FALSE | L | Annual | Allowances Banked | Thousand Tons | 0 | 0 | 0 | 0 | 0 | 0 | 0
IL Fac. Spec. - NOX Rate Summer v3.1, Unit 466 and retrofits | 479 | 7305 | Rate Constraint in lbs/MMBtu | FALSE | L | Annual | Allowances Withdrawn (1:1) | Thousand Tons | 0 | 0 | 0 | 0 | 0 | 0 | 0
IL Fac. Spec. - NOX Rate Summer v3.1, Unit 466 and retrofits | 479 | 7305 | Rate Constraint in lbs/MMBtu | FALSE | L | Annual | Allowances Withdrawn (1:n) | Thousand Tons | 0 | 0 | 0 | 0 | 0 | 0 | 0
IL Fac. Spec. - NOX Rate Summer v3.1, Unit 466 and retrofits | 479 | 7305 | Rate Constraint in lbs/MMBtu | FALSE | L | Annual | Total | Thousand Tons | 0.0056503 | 0.0038383 | 0.0016144 | 0.00031299 | 0 | 0 | 0
IL Fac. Spec. - NOX Rate Summer v3.1, Unit 466 and retrofits | 479 | 7305 | Rate Constraint in lbs/MMBtu | FALSE | L | Annual | Fuel Consumed | TBtu | 0.13706 | 0.093106 | 0.03916 | 0.0075923 | 0 | 0 | 0
IL Fac. Spec. - NOX Rate Summer v3.1, Unit 466 and retrofits | 479 | 7305 | Rate Constraint in lbs/MMBtu | FALSE | L | Annual | Rate | lb/MMBtu | 0.08245 | 0.08245 | 0.08245 | 0.08245 | 0 | 0 | 0
IL Fac. Spec. - NOX Rate Summer v3.1, Unit 466 and retrofits | 479 | 7305 | Rate Constraint in lbs/MMBtu | FALSE | L | Annual | Generation | TWh | 0.012756 | 0.008665 | 0.0036445 | 0.00070659 | 0 | 0 | 0
IL Fac. Spec. - NOX Rate Summer v3.1, Unit 466 and retrofits | 479 | 7305 | Rate Constraint in lbs/MMBtu | FALSE | L | Annual | Qualifying Generation | TWh | 0.012756 | 0.008665 | 0.0036445 | 0.00070659 | 0 | 0 | 0
IL Fac. Spec. - NOX Rate Summer v3.1, Unit 466 and retrofits | 479 | 7305 | Rate Constraint in lbs/MMBtu | FALSE | L | Annual | Rate | lb/MWh | 0.88593 | 0.88593 | 0.88593 | 0.88593 | 0 | 0 | 0
IL Fac. Spec. - NOX Rate Summer v3.1, Unit 466 and retrofits | 479 | 7305 | Rate Constraint in lbs/MMBtu | FALSE | L | Annual | Constraint Shadow Price | US2022$/Ton | 0 | 0 | 0 | 0 | 0 | 0 | 0
IL Fac. Spec. - NOX Rate Summer v3.1, Unit 467 and retrofits | 480 | 7305 | Rate Constraint in lbs/MMBtu | FALSE | L | Annual | Seasons Included | Seasons | Summer | Summer | Summer | Summer | Summer | Summer | Summer
IL Fac. Spec. - NOX Rate Summer v3.1, Unit 467 and retrofits | 480 | 7305 | Rate Constraint in lbs/MMBtu | FALSE | L | Annual | Standard NOX | lb/MMBtu | 0.25 | 0.25 | 0.25 | 0.25 | 0.25 | 0.25 | 0.25
IL Fac. Spec. - NOX Rate Summer v3.1, Unit 467 and retrofits | 480 | 7305 | Rate Constraint in lbs/MMBtu | FALSE | L | Annual | Emissions at Affected Plants NOX | Thousand Tons | 0.0056819 | 0.0048702 | 0.0016234 | 0.00031474 | 0 | 0 | 0
IL Fac. Spec. - NOX Rate Summer v3.1, Unit 467 and retrofits | 480 | 7305 | Rate Constraint in lbs/MMBtu | FALSE | L | Annual | Allowances Purchased NOX | Thousand Tons | 0 | 0 | 0 | 0 | 0 | 0 | 0
IL Fac. Spec. - NOX Rate Summer v3.1, Unit 467 and retrofits | 480 | 7305 | Rate Constraint in lbs/MMBtu | FALSE | L | Annual | Allowances Sold NOX | Thousand Tons | 0 | 0 | 0 | 0 | 0 | 0 | 0
IL Fac. Spec. - NOX Rate Summer v3.1, Unit 467 and retrofits | 480 | 7305 | Rate Constraint in lbs/MMBtu | FALSE | L | Annual | Allowances Banked | Thousand Tons | 0 | 0 | 0 | 0 | 0 | 0 | 0
IL Fac. Spec. - NOX Rate Summer v3.1, Unit 467 and retrofits | 480 | 7305 | Rate Constraint in lbs/MMBtu | FALSE | L | Annual | Allowances Withdrawn (1:1) | Thousand Tons | 0 | 0 | 0 | 0 | 0 | 0 | 0
IL Fac. Spec. - NOX Rate Summer v3.1, Unit 467 and retrofits | 480 | 7305 | Rate Constraint in lbs/MMBtu | FALSE | L | Annual | Allowances Withdrawn (1:n) | Thousand Tons | 0 | 0 | 0 | 0 | 0 | 0 | 0
IL Fac. Spec. - NOX Rate Summer v3.1, Unit 467 and retrofits | 480 | 7305 | Rate Constraint in lbs/MMBtu | FALSE | L | Annual | Total | Thousand Tons | 0.0056819 | 0.0048702 | 0.0016234 | 0.00031474 | 0 | 0 | 0
IL Fac. Spec. - NOX Rate Summer v3.1, Unit 467 and retrofits | 480 | 7305 | Rate Constraint in lbs/MMBtu | FALSE | L | Annual | Fuel Consumed | TBtu | 0.13706 | 0.11748 | 0.03916 | 0.0075923 | 0 | 0 | 0
IL Fac. Spec. - NOX Rate Summer v3.1, Unit 467 and retrofits | 480 | 7305 | Rate Constraint in lbs/MMBtu | FALSE | L | Annual | Rate | lb/MMBtu | 0.08291 | 0.08291 | 0.08291 | 0.08291 | 0 | 0 | 0
IL Fac. Spec. - NOX Rate Summer v3.1, Unit 467 and retrofits | 480 | 7305 | Rate Constraint in lbs/MMBtu | FALSE | L | Annual | Generation | TWh | 0.012756 | 0.010934 | 0.0036445 | 0.00070659 | 0 | 0 | 0
IL Fac. Spec. - NOX Rate Summer v3.1, Unit 467 and retrofits | 480 | 7305 | Rate Constraint in lbs/MMBtu | FALSE | L | Annual | Qualifying Generation | TWh | 0.012756 | 0.010934 | 0.0036445 | 0.00070659 | 0 | 0 | 0
IL Fac. Spec. - NOX Rate Summer v3.1, Unit 467 and retrofits | 480 | 7305 | Rate Constraint in lbs/MMBtu | FALSE | L | Annual | Rate | lb/MWh | 0.89087 | 0.89087 | 0.89087 | 0.89087 | 0 | 0 | 0
IL Fac. Spec. - NOX Rate Summer v3.1, Unit 467 and retrofits | 480 | 7305 | Rate Constraint in lbs/MMBtu | FALSE | L | Annual | Constraint Shadow Price | US2022$/Ton | 0 | 0 | 0 | 0 | 0 | 0 | 0
IL Fac. Spec. - NOX Rate Summer v3.1, Unit 468 and retrofits | 481 | 7305 | Rate Constraint in lbs/MMBtu | FALSE | L | Annual | Seasons Included | Seasons | Summer | Summer | Summer | Summer | Summer | Summer | Summer
IL Fac. Spec. - NOX Rate Summer v3.1, Unit 468 and retrofits | 481 | 7305 | Rate Constraint in lbs/MMBtu | FALSE | L | Annual | Standard NOX | lb/MMBtu | 0.25 | 0.25 | 0.25 | 0.25 | 0.25 | 0.25 | 0.25
IL Fac. Spec. - NOX Rate Summer v3.1, Unit 468 and retrofits | 481 | 7305 | Rate Constraint in lbs/MMBtu | FALSE | L | Annual | Emissions at Affected Plants NOX | Thousand Tons | 0.0057819 | 0.0049559 | 0.001652 | 0.00032028 | 0 | 0 | 0
IL Fac. Spec. - NOX Rate Summer v3.1, Unit 468 and retrofits | 481 | 7305 | Rate Constraint in lbs/MMBtu | FALSE | L | Annual | Allowances Purchased NOX | Thousand Tons | 0 | 0 | 0 | 0 | 0 | 0 | 0
IL Fac. Spec. - NOX Rate Summer v3.1, Unit 468 and retrofits | 481 | 7305 | Rate Constraint in lbs/MMBtu | FALSE | L | Annual | Allowances Sold NOX | Thousand Tons | 0 | 0 | 0 | 0 | 0 | 0 | 0
IL Fac. Spec. - NOX Rate Summer v3.1, Unit 468 and retrofits | 481 | 7305 | Rate Constraint in lbs/MMBtu | FALSE | L | Annual | Allowances Banked | Thousand Tons | 0 | 0 | 0 | 0 | 0 | 0 | 0
IL Fac. Spec. - NOX Rate Summer v3.1, Unit 468 and retrofits | 481 | 7305 | Rate Constraint in lbs/MMBtu | FALSE | L | Annual | Allowances Withdrawn (1:1) | Thousand Tons | 0 | 0 | 0 | 0 | 0 | 0 | 0
IL Fac. Spec. - NOX Rate Summer v3.1, Unit 468 and retrofits | 481 | 7305 | Rate Constraint in lbs/MMBtu | FALSE | L | Annual | Allowances Withdrawn (1:n) | Thousand Tons | 0 | 0 | 0 | 0 | 0 | 0 | 0
IL Fac. Spec. - NOX Rate Summer v3.1, Unit 468 and retrofits | 481 | 7305 | Rate Constraint in lbs/MMBtu | FALSE | L | Annual | Total | Thousand Tons | 0.0057819 | 0.0049559 | 0.001652 | 0.00032028 | 0 | 0 | 0
IL Fac. Spec. - NOX Rate Summer v3.1, Unit 468 and retrofits | 481 | 7305 | Rate Constraint in lbs/MMBtu | FALSE | L | Annual | Fuel Consumed | TBtu | 0.13706 | 0.11748 | 0.03916 | 0.0075923 | 0 | 0 | 0
IL Fac. Spec. - NOX Rate Summer v3.1, Unit 468 and retrofits | 481 | 7305 | Rate Constraint in lbs/MMBtu | FALSE | L | Annual | Rate | lb/MMBtu | 0.08437 | 0.08437 | 0.08437 | 0.08437 | 0 | 0 | 0
IL Fac. Spec. - NOX Rate Summer v3.1, Unit 468 and retrofits | 481 | 7305 | Rate Constraint in lbs/MMBtu | FALSE | L | Annual | Generation | TWh | 0.012756 | 0.010934 | 0.0036445 | 0.00070659 | 0 | 0 | 0
IL Fac. Spec. - NOX Rate Summer v3.1, Unit 468 and retrofits | 481 | 7305 | Rate Constraint in lbs/MMBtu | FALSE | L | Annual | Qualifying Generation | TWh | 0.012756 | 0.010934 | 0.0036445 | 0.00070659 | 0 | 0 | 0
IL Fac. Spec. - NOX Rate Summer v3.1, Unit 468 and retrofits | 481 | 7305 | Rate Constraint in lbs/MMBtu | FALSE | L | Annual | Rate | lb/MWh | 0.90656 | 0.90656 | 0.90656 | 0.90656 | 0 | 0 | 0
IL Fac. Spec. - NOX Rate Summer v3.1, Unit 468 and retrofits | 481 | 7305 | Rate Constraint in lbs/MMBtu | FALSE | L | Annual | Constraint Shadow Price | US2022$/Ton | 0 | 0 | 0 | 0 | 0 | 0 | 0
IL Fac. Spec. - NOX Rate Summer v3.1, Unit 469 and retrofits | 482 | 7305 | Rate Constraint in lbs/MMBtu | FALSE | L | Annual | Seasons Included | Seasons | Summer | Summer | Summer | Summer | Summer | Summer | Summer
IL Fac. Spec. - NOX Rate Summer v3.1, Unit 469 and retrofits | 482 | 7305 | Rate Constraint in lbs/MMBtu | FALSE | L | Annual | Standard NOX | lb/MMBtu | 0.25 | 0.25 | 0.25 | 0.25 | 0.25 | 0.25 | 0.25
IL Fac. Spec. - NOX Rate Summer v3.1, Unit 469 and retrofits | 482 | 7305 | Rate Constraint in lbs/MMBtu | FALSE | L | Annual | Emissions at Affected Plants NOX | Thousand Tons | 0.0057435 | 0.0048685 | 0.001641 | 0.00031816 | 0 | 0 | 0
IL Fac. Spec. - NOX Rate Summer v3.1, Unit 469 and retrofits | 482 | 7305 | Rate Constraint in lbs/MMBtu | FALSE | L | Annual | Allowances Purchased NOX | Thousand Tons | 0 | 0 | 0 | 0 | 0 | 0 | 0
IL Fac. Spec. - NOX Rate Summer v3.1, Unit 469 and retrofits | 482 | 7305 | Rate Constraint in lbs/MMBtu | FALSE | L | Annual | Allowances Sold NOX | Thousand Tons | 0 | 0 | 0 | 0 | 0 | 0 | 0
IL Fac. Spec. - NOX Rate Summer v3.1, Unit 469 and retrofits | 482 | 7305 | Rate Constraint in lbs/MMBtu | FALSE | L | Annual | Allowances Banked | Thousand Tons | 0 | 0 | 0 | 0 | 0 | 0 | 0
IL Fac. Spec. - NOX Rate Summer v3.1, Unit 469 and retrofits | 482 | 7305 | Rate Constraint in lbs/MMBtu | FALSE | L | Annual | Allowances Withdrawn (1:1) | Thousand Tons | 0 | 0 | 0 | 0 | 0 | 0 | 0
IL Fac. Spec. - NOX Rate Summer v3.1, Unit 469 and retrofits | 482 | 7305 | Rate Constraint in lbs/MMBtu | FALSE | L | Annual | Allowances Withdrawn (1:n) | Thousand Tons | 0 | 0 | 0 | 0 | 0 | 0 | 0
IL Fac. Spec. - NOX Rate Summer v3.1, Unit 469 and retrofits | 482 | 7305 | Rate Constraint in lbs/MMBtu | FALSE | L | Annual | Total | Thousand Tons | 0.0057435 | 0.0048685 | 0.001641 | 0.00031816 | 0 | 0 | 0
IL Fac. Spec. - NOX Rate Summer v3.1, Unit 469 and retrofits | 482 | 7305 | Rate Constraint in lbs/MMBtu | FALSE | L | Annual | Fuel Consumed | TBtu | 0.13706 | 0.11618 | 0.03916 | 0.0075923 | 0 | 0 | 0
IL Fac. Spec. - NOX Rate Summer v3.1, Unit 469 and retrofits | 482 | 7305 | Rate Constraint in lbs/MMBtu | FALSE | L | Annual | Rate | lb/MMBtu | 0.08381 | 0.08381 | 0.08381 | 0.08381 | 0 | 0 | 0
IL Fac. Spec. - NOX Rate Summer v3.1, Unit 469 and retrofits | 482 | 7305 | Rate Constraint in lbs/MMBtu | FALSE | L | Annual | Generation | TWh | 0.012756 | 0.010812 | 0.0036445 | 0.00070659 | 0 | 0 | 0
IL Fac. Spec. - NOX Rate Summer v3.1, Unit 469 and retrofits | 482 | 7305 | Rate Constraint in lbs/MMBtu | FALSE | L | Annual | Qualifying Generation | TWh | 0.012756 | 0.010812 | 0.0036445 | 0.00070659 | 0 | 0 | 0
IL Fac. Spec. - NOX Rate Summer v3.1, Unit 469 and retrofits | 482 | 7305 | Rate Constraint in lbs/MMBtu | FALSE | L | Annual | Rate | lb/MWh | 0.90054 | 0.90054 | 0.90054 | 0.90054 | 0 | 0 | 0
IL Fac. Spec. - NOX Rate Summer v3.1, Unit 469 and retrofits | 482 | 7305 | Rate Constraint in lbs/MMBtu | FALSE | L | Annual | Constraint Shadow Price | US2022$/Ton | 0 | 0 | 0 | 0 | 0 | 0 | 0
IL Fac. Spec. - NOX Rate Summer v3.1, Unit 470 and retrofits | 483 | 7305 | Rate Constraint in lbs/MMBtu | FALSE | L | Annual | Seasons Included | Seasons | Summer | Summer | Summer | Summer | Summer | Summer | Summer
IL Fac. Spec. - NOX Rate Summer v3.1, Unit 470 and retrofits | 483 | 7305 | Rate Constraint in lbs/MMBtu | FALSE | L | Annual | Standard NOX | lb/MMBtu | 0.25 | 0.25 | 0.25 | 0.25 | 0.25 | 0.25 | 0.25
IL Fac. Spec. - NOX Rate Summer v3.1, Unit 470 and retrofits | 483 | 7305 | Rate Constraint in lbs/MMBtu | FALSE | L | Annual | Emissions at Affected Plants NOX | Thousand Tons | 0.005797 | 0.0039379 | 0.001338 | 0.00032112 | 0 | 0 | 0
IL Fac. Spec. - NOX Rate Summer v3.1, Unit 470 and retrofits | 483 | 7305 | Rate Constraint in lbs/MMBtu | FALSE | L | Annual | Allowances Purchased NOX | Thousand Tons | 0 | 0 | 0 | 0 | 0 | 0 | 0
IL Fac. Spec. - NOX Rate Summer v3.1, Unit 470 and retrofits | 483 | 7305 | Rate Constraint in lbs/MMBtu | FALSE | L | Annual | Allowances Sold NOX | Thousand Tons | 0 | 0 | 0 | 0 | 0 | 0 | 0
IL Fac. Spec. - NOX Rate Summer v3.1, Unit 470 and retrofits | 483 | 7305 | Rate Constraint in lbs/MMBtu | FALSE | L | Annual | Allowances Banked | Thousand Tons | 0 | 0 | 0 | 0 | 0 | 0 | 0
IL Fac. Spec. - NOX Rate Summer v3.1, Unit 470 and retrofits | 483 | 7305 | Rate Constraint in lbs/MMBtu | FALSE | L | Annual | Allowances Withdrawn (1:1) | Thousand Tons | 0 | 0 | 0 | 0 | 0 | 0 | 0
IL Fac. Spec. - NOX Rate Summer v3.1, Unit 470 and retrofits | 483 | 7305 | Rate Constraint in lbs/MMBtu | FALSE | L | Annual | Allowances Withdrawn (1:n) | Thousand Tons | 0 | 0 | 0 | 0 | 0 | 0 | 0
IL Fac. Spec. - NOX Rate Summer v3.1, Unit 470 and retrofits | 483 | 7305 | Rate Constraint in lbs/MMBtu | FALSE | L | Annual | Total | Thousand Tons | 0.005797 | 0.0039379 | 0.001338 | 0.00032112 | 0 | 0 | 0
IL Fac. Spec. - NOX Rate Summer v3.1, Unit 470 and retrofits | 483 | 7305 | Rate Constraint in lbs/MMBtu | FALSE | L | Annual | Fuel Consumed | TBtu | 0.13706 | 0.093106 | 0.031635 | 0.0075923 | 0 | 0 | 0
IL Fac. Spec. - NOX Rate Summer v3.1, Unit 470 and retrofits | 483 | 7305 | Rate Constraint in lbs/MMBtu | FALSE | L | Annual | Rate | lb/MMBtu | 0.08459 | 0.08459 | 0.08459 | 0.08459 | 0 | 0 | 0
IL Fac. Spec. - NOX Rate Summer v3.1, Unit 470 and retrofits | 483 | 7305 | Rate Constraint in lbs/MMBtu | FALSE | L | Annual | Generation | TWh | 0.012756 | 0.008665 | 0.0029441 | 0.00070659 | 0 | 0 | 0
IL Fac. Spec. - NOX Rate Summer v3.1, Unit 470 and retrofits | 483 | 7305 | Rate Constraint in lbs/MMBtu | FALSE | L | Annual | Qualifying Generation | TWh | 0.012756 | 0.008665 | 0.0029441 | 0.00070659 | 0 | 0 | 0
IL Fac. Spec. - NOX Rate Summer v3.1, Unit 470 and retrofits | 483 | 7305 | Rate Constraint in lbs/MMBtu | FALSE | L | Annual | Rate | lb/MWh | 0.90892 | 0.90892 | 0.90892 | 0.90892 | 0 | 0 | 0
IL Fac. Spec. - NOX Rate Summer v3.1, Unit 470 and retrofits | 483 | 7305 | Rate Constraint in lbs/MMBtu | FALSE | L | Annual | Constraint Shadow Price | US2022$/Ton | 0 | 0 | 0 | 0 | 0 | 0 | 0
IL Fac. Spec. - NOX Rate Summer v3.1, Unit 474 and retrofits | 484 | 7305 | Rate Constraint in lbs/MMBtu | FALSE | L | Annual | Seasons Included | Seasons | Summer | Summer | Summer | Summer | Summer | Summer | Summer
IL Fac. Spec. - NOX Rate Summer v3.1, Unit 474 and retrofits | 484 | 7305 | Rate Constraint in lbs/MMBtu | FALSE | L | Annual | Standard NOX | lb/MMBtu | 0.25 | 0.25 | 0.25 | 0.25 | 0.25 | 0.25 | 0.25
IL Fac. Spec. - NOX Rate Summer v3.1, Unit 474 and retrofits | 484 | 7305 | Rate Constraint in lbs/MMBtu | FALSE | L | Annual | Emissions at Affected Plants NOX | Thousand Tons | 0.00096026 | 0.001256 | 0 | 0 | 0 | 0 | 0
IL Fac. Spec. - NOX Rate Summer v3.1, Unit 474 and retrofits | 484 | 7305 | Rate Constraint in lbs/MMBtu | FALSE | L | Annual | Allowances Purchased NOX | Thousand Tons | 0 | 0 | 0 | 0 | 0 | 0 | 0
IL Fac. Spec. - NOX Rate Summer v3.1, Unit 474 and retrofits | 484 | 7305 | Rate Constraint in lbs/MMBtu | FALSE | L | Annual | Allowances Sold NOX | Thousand Tons | 0 | 0 | 0 | 0 | 0 | 0 | 0
IL Fac. Spec. - NOX Rate Summer v3.1, Unit 474 and retrofits | 484 | 7305 | Rate Constraint in lbs/MMBtu | FALSE | L | Annual | Allowances Banked | Thousand Tons | 0 | 0 | 0 | 0 | 0 | 0 | 0
IL Fac. Spec. - NOX Rate Summer v3.1, Unit 474 and retrofits | 484 | 7305 | Rate Constraint in lbs/MMBtu | FALSE | L | Annual | Allowances Withdrawn (1:1) | Thousand Tons | 0 | 0 | 0 | 0 | 0 | 0 | 0
IL Fac. Spec. - NOX Rate Summer v3.1, Unit 474 and retrofits | 484 | 7305 | Rate Constraint in lbs/MMBtu | FALSE | L | Annual | Allowances Withdrawn (1:n) | Thousand Tons | 0 | 0 | 0 | 0 | 0 | 0 | 0
IL Fac. Spec. - NOX Rate Summer v3.1, Unit 474 and retrofits | 484 | 7305 | Rate Constraint in lbs/MMBtu | FALSE | L | Annual | Total | Thousand Tons | 0.00096026 | 0.001256 | 0 | 0 | 0 | 0 | 0
IL Fac. Spec. - NOX Rate Summer v3.1, Unit 474 and retrofits | 484 | 7305 | Rate Constraint in lbs/MMBtu | FALSE | L | Annual | Fuel Consumed | TBtu | 0.015466 | 0.020229 | 0 | 0 | 0 | 0 | 0
IL Fac. Spec. - NOX Rate Summer v3.1, Unit 474 and retrofits | 484 | 7305 | Rate Constraint in lbs/MMBtu | FALSE | L | Annual | Rate | lb/MMBtu | 0.12418 | 0.12418 | 0 | 0 | 0 | 0 | 0
IL Fac. Spec. - NOX Rate Summer v3.1, Unit 474 and retrofits | 484 | 7305 | Rate Constraint in lbs/MMBtu | FALSE | L | Annual | Generation | TWh | 0.0011944 | 0.0015623 | 0 | 0 | 0 | 0 | 0
IL Fac. Spec. - NOX Rate Summer v3.1, Unit 474 and retrofits | 484 | 7305 | Rate Constraint in lbs/MMBtu | FALSE | L | Annual | Qualifying Generation | TWh | 0.0011944 | 0.0015623 | 0 | 0 | 0 | 0 | 0
IL Fac. Spec. - NOX Rate Summer v3.1, Unit 474 and retrofits | 484 | 7305 | Rate Constraint in lbs/MMBtu | FALSE | L | Annual | Rate | lb/MWh | 1.6079 | 1.6079 | 0 | 0 | 0 | 0 | 0
IL Fac. Spec. - NOX Rate Summer v3.1, Unit 474 and retrofits | 484 | 7305 | Rate Constraint in lbs/MMBtu | FALSE | L | Annual | Constraint Shadow Price | US2022$/Ton | 0 | 0 | 0 | 0 | 0 | 0 | 0
IL Fac. Spec. - NOX Rate Summer v3.1, Unit 475 and retrofits | 485 | 7305 | Rate Constraint in lbs/MMBtu | FALSE | L | Annual | Seasons Included | Seasons | Summer | Summer | Summer | Summer | Summer | Summer | Summer
IL Fac. Spec. - NOX Rate Summer v3.1, Unit 475 and retrofits | 485 | 7305 | Rate Constraint in lbs/MMBtu | FALSE | L | Annual | Standard NOX | lb/MMBtu | 0.25 | 0.25 | 0.25 | 0.25 | 0.25 | 0.25 | 0.25
IL Fac. Spec. - NOX Rate Summer v3.1, Unit 475 and retrofits | 485 | 7305 | Rate Constraint in lbs/MMBtu | FALSE | L | Annual | Emissions at Affected Plants NOX | Thousand Tons | 0.0015016 | 0.0027225 | 0.00017666 | 0 | 0 | 0 | 0
IL Fac. Spec. - NOX Rate Summer v3.1, Unit 475 and retrofits | 485 | 7305 | Rate Constraint in lbs/MMBtu | FALSE | L | Annual | Allowances Purchased NOX | Thousand Tons | 0 | 0 | 0 | 0 | 0 | 0 | 0
IL Fac. Spec. - NOX Rate Summer v3.1, Unit 475 and retrofits | 485 | 7305 | Rate Constraint in lbs/MMBtu | FALSE | L | Annual | Allowances Sold NOX | Thousand Tons | 0 | 0 | 0 | 0 | 0 | 0 | 0
IL Fac. Spec. - NOX Rate Summer v3.1, Unit 475 and retrofits | 485 | 7305 | Rate Constraint in lbs/MMBtu | FALSE | L | Annual | Allowances Banked | Thousand Tons | 0 | 0 | 0 | 0 | 0 | 0 | 0
IL Fac. Spec. - NOX Rate Summer v3.1, Unit 475 and retrofits | 485 | 7305 | Rate Constraint in lbs/MMBtu | FALSE | L | Annual | Allowances Withdrawn (1:1) | Thousand Tons | 0 | 0 | 0 | 0 | 0 | 0 | 0
IL Fac. Spec. - NOX Rate Summer v3.1, Unit 475 and retrofits | 485 | 7305 | Rate Constraint in lbs/MMBtu | FALSE | L | Annual | Allowances Withdrawn (1:n) | Thousand Tons | 0 | 0 | 0 | 0 | 0 | 0 | 0
IL Fac. Spec. - NOX Rate Summer v3.1, Unit 475 and retrofits | 485 | 7305 | Rate Constraint in lbs/MMBtu | FALSE | L | Annual | Total | Thousand Tons | 0.0015016 | 0.0027225 | 0.00017666 | 0 | 0 | 0 | 0
IL Fac. Spec. - NOX Rate Summer v3.1, Unit 475 and retrofits | 485 | 7305 | Rate Constraint in lbs/MMBtu | FALSE | L | Annual | Fuel Consumed | TBtu | 0.043026 | 0.07801 | 0.0050618 | 0 | 0 | 0 | 0
IL Fac. Spec. - NOX Rate Summer v3.1, Unit 475 and retrofits | 485 | 7305 | Rate Constraint in lbs/MMBtu | FALSE | L | Annual | Rate | lb/MMBtu | 0.0698 | 0.0698 | 0.0698 | 0 | 0 | 0 | 0
IL Fac. Spec. - NOX Rate Summer v3.1, Unit 475 and retrofits | 485 | 7305 | Rate Constraint in lbs/MMBtu | FALSE | L | Annual | Generation | TWh | 0.0035331 | 0.0064058 | 0.00041566 | 0 | 0 | 0 | 0
IL Fac. Spec. - NOX Rate Summer v3.1, Unit 475 and retrofits | 485 | 7305 | Rate Constraint in lbs/MMBtu | FALSE | L | Annual | Qualifying Generation | TWh | 0.0035331 | 0.0064058 | 0.00041566 | 0 | 0 | 0 | 0
IL Fac. Spec. - NOX Rate Summer v3.1, Unit 475 and retrofits | 485 | 7305 | Rate Constraint in lbs/MMBtu | FALSE | L | Annual | Rate | lb/MWh | 0.85002 | 0.85002 | 0.85002 | 0 | 0 | 0 | 0
IL Fac. Spec. - NOX Rate Summer v3.1, Unit 475 and retrofits | 485 | 7305 | Rate Constraint in lbs/MMBtu | FALSE | L | Annual | Constraint Shadow Price | US2022$/Ton | 0 | 0 | 0 | 0 | 0 | 0 | 0
IL Fac. Spec. - NOX Rate Summer v3.1, Unit 476 and retrofits | 486 | 7305 | Rate Constraint in lbs/MMBtu | FALSE | L | Annual | Seasons Included | Seasons | Summer | Summer | Summer | Summer | Summer | Summer | Summer
IL Fac. Spec. - NOX Rate Summer v3.1, Unit 476 and retrofits | 486 | 7305 | Rate Constraint in lbs/MMBtu | FALSE | L | Annual | Standard NOX | lb/MMBtu | 0.25 | 0.25 | 0.25 | 0.25 | 0.25 | 0.25 | 0.25
IL Fac. Spec. - NOX Rate Summer v3.1, Unit 476 and retrofits | 486 | 7305 | Rate Constraint in lbs/MMBtu | FALSE | L | Annual | Emissions at Affected Plants NOX | Thousand Tons | 0.0016997 | 0.00079984 | 0.00019996 | 0 | 0 | 0 | 0
IL Fac. Spec. - NOX Rate Summer v3.1, Unit 476 and retrofits | 486 | 7305 | Rate Constraint in lbs/MMBtu | FALSE | L | Annual | Allowances Purchased NOX | Thousand Tons | 0 | 0 | 0 | 0 | 0 | 0 | 0
IL Fac. Spec. - NOX Rate Summer v3.1, Unit 476 and retrofits | 486 | 7305 | Rate Constraint in lbs/MMBtu | FALSE | L | Annual | Allowances Sold NOX | Thousand Tons | 0 | 0 | 0 | 0 | 0 | 0 | 0
IL Fac. Spec. - NOX Rate Summer v3.1, Unit 476 and retrofits | 486 | 7305 | Rate Constraint in lbs/MMBtu | FALSE | L | Annual | Allowances Banked | Thousand Tons | 0 | 0 | 0 | 0 | 0 | 0 | 0
IL Fac. Spec. - NOX Rate Summer v3.1, Unit 476 and retrofits | 486 | 7305 | Rate Constraint in lbs/MMBtu | FALSE | L | Annual | Allowances Withdrawn (1:1) | Thousand Tons | 0 | 0 | 0 | 0 | 0 | 0 | 0
IL Fac. Spec. - NOX Rate Summer v3.1, Unit 476 and retrofits | 486 | 7305 | Rate Constraint in lbs/MMBtu | FALSE | L | Annual | Allowances Withdrawn (1:n) | Thousand Tons | 0 | 0 | 0 | 0 | 0 | 0 | 0
IL Fac. Spec. - NOX Rate Summer v3.1, Unit 476 and retrofits | 486 | 7305 | Rate Constraint in lbs/MMBtu | FALSE | L | Annual | Total | Thousand Tons | 0.0016997 | 0.00079984 | 0.00019996 | 0 | 0 | 0 | 0
IL Fac. Spec. - NOX Rate Summer v3.1, Unit 476 and retrofits | 486 | 7305 | Rate Constraint in lbs/MMBtu | FALSE | L | Annual | Fuel Consumed | TBtu | 0.043029 | 0.020249 | 0.0050623 | 0 | 0 | 0 | 0
IL Fac. Spec. - NOX Rate Summer v3.1, Unit 476 and retrofits | 486 | 7305 | Rate Constraint in lbs/MMBtu | FALSE | L | Annual | Rate | lb/MMBtu | 0.079 | 0.079 | 0.079 | 0 | 0 | 0 | 0
IL Fac. Spec. - NOX Rate Summer v3.1, Unit 476 and retrofits | 486 | 7305 | Rate Constraint in lbs/MMBtu | FALSE | L | Annual | Generation | TWh | 0.0035331 | 0.0016626 | 0.00041566 | 0 | 0 | 0 | 0
IL Fac. Spec. - NOX Rate Summer v3.1, Unit 476 and retrofits | 486 | 7305 | Rate Constraint in lbs/MMBtu | FALSE | L | Annual | Qualifying Generation | TWh | 0.0035331 | 0.0016626 | 0.00041566 | 0 | 0 | 0 | 0
IL Fac. Spec. - NOX Rate Summer v3.1, Unit 476 and retrofits | 486 | 7305 | Rate Constraint in lbs/MMBtu | FALSE | L | Annual | Rate | lb/MWh | 0.96214 | 0.96214 | 0.96214 | 0 | 0 | 0 | 0
IL Fac. Spec. - NOX Rate Summer v3.1, Unit 476 and retrofits | 486 | 7305 | Rate Constraint in lbs/MMBtu | FALSE | L | Annual | Constraint Shadow Price | US2022$/Ton | 0 | 0 | 0 | 0 | 0 | 0 | 0
IL Fac. Spec. - NOX Rate Summer v3.1, Unit 477 and retrofits | 487 | 7305 | Rate Constraint in lbs/MMBtu | FALSE | L | Annual | Seasons Included | Seasons | Summer | Summer | Summer | Summer | Summer | Summer | Summer
IL Fac. Spec. - NOX Rate Summer v3.1, Unit 477 and retrofits | 487 | 7305 | Rate Constraint in lbs/MMBtu | FALSE | L | Annual | Standard NOX | lb/MMBtu | 0.25 | 0.25 | 0.25 | 0.25 | 0.25 | 0.25 | 0.25
IL Fac. Spec. - NOX Rate Summer v3.1, Unit 477 and retrofits | 487 | 7305 | Rate Constraint in lbs/MMBtu | FALSE | L | Annual | Emissions at Affected Plants NOX | Thousand Tons | 0.00019519 | 0 | 0 | 0 | 0 | 0 | 0
IL Fac. Spec. - NOX Rate Summer v3.1, Unit 477 and retrofits | 487 | 7305 | Rate Constraint in lbs/MMBtu | FALSE | L | Annual | Allowances Purchased NOX | Thousand Tons | 0 | 0 | 0 | 0 | 0 | 0 | 0
IL Fac. Spec. - NOX Rate Summer v3.1, Unit 477 and retrofits | 487 | 7305 | Rate Constraint in lbs/MMBtu | FALSE | L | Annual | Allowances Sold NOX | Thousand Tons | 0 | 0 | 0 | 0 | 0 | 0 | 0
IL Fac. Spec. - NOX Rate Summer v3.1, Unit 477 and retrofits | 487 | 7305 | Rate Constraint in lbs/MMBtu | FALSE | L | Annual | Allowances Banked | Thousand Tons | 0 | 0 | 0 | 0 | 0 | 0 | 0
IL Fac. Spec. - NOX Rate Summer v3.1, Unit 477 and retrofits | 487 | 7305 | Rate Constraint in lbs/MMBtu | FALSE | L | Annual | Allowances Withdrawn (1:1) | Thousand Tons | 0 | 0 | 0 | 0 | 0 | 0 | 0
IL Fac. Spec. - NOX Rate Summer v3.1, Unit 477 and retrofits | 487 | 7305 | Rate Constraint in lbs/MMBtu | FALSE | L | Annual | Allowances Withdrawn (1:n) | Thousand Tons | 0 | 0 | 0 | 0 | 0 | 0 | 0
IL Fac. Spec. - NOX Rate Summer v3.1, Unit 477 and retrofits | 487 | 7305 | Rate Constraint in lbs/MMBtu | FALSE | L | Annual | Total | Thousand Tons | 0.00019519 | 0 | 0 | 0 | 0 | 0 | 0
IL Fac. Spec. - NOX Rate Summer v3.1, Unit 477 and retrofits | 487 | 7305 | Rate Constraint in lbs/MMBtu | FALSE | L | Annual | Fuel Consumed | TBtu | 0.0054859 | 0 | 0 | 0 | 0 | 0 | 0
IL Fac. Spec. - NOX Rate Summer v3.1, Unit 477 and retrofits | 487 | 7305 | Rate Constraint in lbs/MMBtu | FALSE | L | Annual | Rate | lb/MMBtu | 0.07116 | 0 | 0 | 0 | 0 | 0 | 0
IL Fac. Spec. - NOX Rate Summer v3.1, Unit 477 and retrofits | 487 | 7305 | Rate Constraint in lbs/MMBtu | FALSE | L | Annual | Generation | TWh | 0.00037266 | 0 | 0 | 0 | 0 | 0 | 0
IL Fac. Spec. - NOX Rate Summer v3.1, Unit 477 and retrofits | 487 | 7305 | Rate Constraint in lbs/MMBtu | FALSE | L | Annual | Qualifying Generation | TWh | 0.00037266 | 0 | 0 | 0 | 0 | 0 | 0
IL Fac. Spec. - NOX Rate Summer v3.1, Unit 477 and retrofits | 487 | 7305 | Rate Constraint in lbs/MMBtu | FALSE | L | Annual | Rate | lb/MWh | 1.0475 | 0 | 0 | 0 | 0 | 0 | 0
IL Fac. Spec. - NOX Rate Summer v3.1, Unit 477 and retrofits | 487 | 7305 | Rate Constraint in lbs/MMBtu | FALSE | L | Annual | Constraint Shadow Price | US2022$/Ton | 0 | 0 | 0 | 0 | 0 | 0 | 0
IL Fac. Spec. - NOX Rate Summer v3.1, Unit 478 and retrofits | 488 | 7305 | Rate Constraint in lbs/MMBtu | FALSE | L | Annual | Seasons Included | Seasons | Summer | Summer | Summer | Summer | Summer | Summer | Summer
IL Fac. Spec. - NOX Rate Summer v3.1, Unit 478 and retrofits | 488 | 7305 | Rate Constraint in lbs/MMBtu | FALSE | L | Annual | Standard NOX | lb/MMBtu | 0.25 | 0.25 | 0.25 | 0.25 | 0.25 | 0.25 | 0.25
IL Fac. Spec. - NOX Rate Summer v3.1, Unit 478 and retrofits | 488 | 7305 | Rate Constraint in lbs/MMBtu | FALSE | L | Annual | Emissions at Affected Plants NOX | Thousand Tons | 0.00018722 | 0 | 0 | 0 | 0 | 0 | 0
IL Fac. Spec. - NOX Rate Summer v3.1, Unit 478 and retrofits | 488 | 7305 | Rate Constraint in lbs/MMBtu | FALSE | L | Annual | Allowances Purchased NOX | Thousand Tons | 0 | 0 | 0 | 0 | 0 | 0 | 0
IL Fac. Spec. - NOX Rate Summer v3.1, Unit 478 and retrofits | 488 | 7305 | Rate Constraint in lbs/MMBtu | FALSE | L | Annual | Allowances Sold NOX | Thousand Tons | 0 | 0 | 0 | 0 | 0 | 0 | 0
IL Fac. Spec. - NOX Rate Summer v3.1, Unit 478 and retrofits | 488 | 7305 | Rate Constraint in lbs/MMBtu | FALSE | L | Annual | Allowances Banked | Thousand Tons | 0 | 0 | 0 | 0 | 0 | 0 | 0
IL Fac. Spec. - NOX Rate Summer v3.1, Unit 478 and retrofits | 488 | 7305 | Rate Constraint in lbs/MMBtu | FALSE | L | Annual | Allowances Withdrawn (1:1) | Thousand Tons | 0 | 0 | 0 | 0 | 0 | 0 | 0
IL Fac. Spec. - NOX Rate Summer v3.1, Unit 478 and retrofits | 488 | 7305 | Rate Constraint in lbs/MMBtu | FALSE | L | Annual | Allowances Withdrawn (1:n) | Thousand Tons | 0 | 0 | 0 | 0 | 0 | 0 | 0
IL Fac. Spec. - NOX Rate Summer v3.1, Unit 478 and retrofits | 488 | 7305 | Rate Constraint in lbs/MMBtu | FALSE | L | Annual | Total | Thousand Tons | 0.00018722 | 0 | 0 | 0 | 0 | 0 | 0
IL Fac. Spec. - NOX Rate Summer v3.1, Unit 478 and retrofits | 488 | 7305 | Rate Constraint in lbs/MMBtu | FALSE | L | Annual | Fuel Consumed | TBtu | 0.005487 | 0 | 0 | 0 | 0 | 0 | 0
IL Fac. Spec. - NOX Rate Summer v3.1, Unit 478 and retrofits | 488 | 7305 | Rate Constraint in lbs/MMBtu | FALSE | L | Annual | Rate | lb/MMBtu | 0.06824 | 0 | 0 | 0 | 0 | 0 | 0
IL Fac. Spec. - NOX Rate Summer v3.1, Unit 478 and retrofits | 488 | 7305 | Rate Constraint in lbs/MMBtu | FALSE | L | Annual | Generation | TWh | 0.00037266 | 0 | 0 | 0 | 0 | 0 | 0
IL Fac. Spec. - NOX Rate Summer v3.1, Unit 478 and retrofits | 488 | 7305 | Rate Constraint in lbs/MMBtu | FALSE | L | Annual | Qualifying Generation | TWh | 0.00037266 | 0 | 0 | 0 | 0 | 0 | 0
IL Fac. Spec. - NOX Rate Summer v3.1, Unit 478 and retrofits | 488 | 7305 | Rate Constraint in lbs/MMBtu | FALSE | L | Annual | Rate | lb/MWh | 1.0048 | 0 | 0 | 0 | 0 | 0 | 0
IL Fac. Spec. - NOX Rate Summer v3.1, Unit 478 and retrofits | 488 | 7305 | Rate Constraint in lbs/MMBtu | FALSE | L | Annual | Constraint Shadow Price | US2022$/Ton | 0 | 0 | 0 | 0 | 0 | 0 | 0
IL Fac. Spec. - NOX Rate Summer v3.1, Unit 480 and retrofits | 489 | 7305 | Rate Constraint in lbs/MMBtu | FALSE | L | Annual | Seasons Included | Seasons | Summer | Summer | Summer | Summer | Summer | Summer | Summer
IL Fac. Spec. - NOX Rate Summer v3.1, Unit 480 and retrofits | 489 | 7305 | Rate Constraint in lbs/MMBtu | FALSE | L | Annual | Standard NOX | lb/MMBtu | 0.25 | 0.25 | 0.25 | 0.25 | 0.25 | 0.25 | 0.25
IL Fac. Spec. - NOX Rate Summer v3.1, Unit 480 and retrofits | 489 | 7305 | Rate Constraint in lbs/MMBtu | FALSE | L | Annual | Emissions at Affected Plants NOX | Thousand Tons | 0.0035732 | 0.0014569 | 0.00029137 | 0.00028697 | 0 | 0 | 0
IL Fac. Spec. - NOX Rate Summer v3.1, Unit 480 and retrofits | 489 | 7305 | Rate Constraint in lbs/MMBtu | FALSE | L | Annual | Allowances Purchased NOX | Thousand Tons | 0 | 0 | 0 | 0 | 0 | 0 | 0
IL Fac. Spec. - NOX Rate Summer v3.1, Unit 480 and retrofits | 489 | 7305 | Rate Constraint in lbs/MMBtu | FALSE | L | Annual | Allowances Sold NOX | Thousand Tons | 0 | 0 | 0 | 0 | 0 | 0 | 0
IL Fac. Spec. - NOX Rate Summer v3.1, Unit 480 and retrofits | 489 | 7305 | Rate Constraint in lbs/MMBtu | FALSE | L | Annual | Allowances Banked | Thousand Tons | 0 | 0 | 0 | 0 | 0 | 0 | 0
IL Fac. Spec. - NOX Rate Summer v3.1, Unit 480 and retrofits | 489 | 7305 | Rate Constraint in lbs/MMBtu | FALSE | L | Annual | Allowances Withdrawn (1:1) | Thousand Tons | 0 | 0 | 0 | 0 | 0 | 0 | 0
IL Fac. Spec. - NOX Rate Summer v3.1, Unit 480 and retrofits | 489 | 7305 | Rate Constraint in lbs/MMBtu | FALSE | L | Annual | Allowances Withdrawn (1:n) | Thousand Tons | 0 | 0 | 0 | 0 | 0 | 0 | 0
IL Fac. Spec. - NOX Rate Summer v3.1, Unit 480 and retrofits | 489 | 7305 | Rate Constraint in lbs/MMBtu | FALSE | L | Annual | Total | Thousand Tons | 0.0035732 | 0.0014569 | 0.00029137 | 0.00028697 | 0 | 0 | 0
IL Fac. Spec. - NOX Rate Summer v3.1, Unit 480 and retrofits | 489 | 7305 | Rate Constraint in lbs/MMBtu | FALSE | L | Annual | Fuel Consumed | TBtu | 0.095081 | 0.038767 | 0.0077534 | 0.0076364 | 0 | 0 | 0
IL Fac. Spec. - NOX Rate Summer v3.1, Unit 480 and retrofits | 489 | 7305 | Rate Constraint in lbs/MMBtu | FALSE | L | Annual | Rate | lb/MMBtu | 0.07516 | 0.07516 | 0.07516 | 0.07516 | 0 | 0 | 0
IL Fac. Spec. - NOX Rate Summer v3.1, Unit 480 and retrofits | 489 | 7305 | Rate Constraint in lbs/MMBtu | FALSE | L | Annual | Generation | TWh | 0.008665 | 0.0035329 | 0.00070659 | 0.00069592 | 0 | 0 | 0
IL Fac. Spec. - NOX Rate Summer v3.1, Unit 480 and retrofits | 489 | 7305 | Rate Constraint in lbs/MMBtu | FALSE | L | Annual | Qualifying Generation | TWh | 0.008665 | 0.0035329 | 0.00070659 | 0.00069592 | 0 | 0 | 0
IL Fac. Spec. - NOX Rate Summer v3.1, Unit 480 and retrofits | 489 | 7305 | Rate Constraint in lbs/MMBtu | FALSE | L | Annual | Rate | lb/MWh | 0.82473 | 0.82473 | 0.82473 | 0.82473 | 0 | 0 | 0
IL Fac. Spec. - NOX Rate Summer v3.1, Unit 480 and retrofits | 489 | 7305 | Rate Constraint in lbs/MMBtu | FALSE | L | Annual | Constraint Shadow Price | US2022$/Ton | 0 | 0 | 0 | 0 | 0 | 0 | 0
IL Fac. Spec. - NOX Rate Summer v3.1, Unit 1476 and retrofits | 490 | 7305 | Rate Constraint in lbs/MMBtu | FALSE | L | Annual | Seasons Included | Seasons | Summer | Summer | Summer | Summer | Summer | Summer | Summer
IL Fac. Spec. - NOX Rate Summer v3.1, Unit 1476 and retrofits | 490 | 7305 | Rate Constraint in lbs/MMBtu | FALSE | L | Annual | Standard NOX | lb/MMBtu | 0.25 | 0.25 | 0.25 | 0.25 | 0.25 | 0.25 | 0.25
IL Fac. Spec. - NOX Rate Summer v3.1, Unit 1476 and retrofits | 490 | 7305 | Rate Constraint in lbs/MMBtu | FALSE | L | Annual | Emissions at Affected Plants NOX | Thousand Tons | 0.01665 | 0.014242 | 0.0059119 | 0.0052357 | 0 | 0 | 0
IL Fac. Spec. - NOX Rate Summer v3.1, Unit 1476 and retrofits | 490 | 7305 | Rate Constraint in lbs/MMBtu | FALSE | L | Annual | Allowances Purchased NOX | Thousand Tons | 0 | 0 | 0 | 0 | 0 | 0 | 0
IL Fac. Spec. - NOX Rate Summer v3.1, Unit 1476 and retrofits | 490 | 7305 | Rate Constraint in lbs/MMBtu | FALSE | L | Annual | Allowances Sold NOX | Thousand Tons | 0 | 0 | 0 | 0 | 0 | 0 | 0
IL Fac. Spec. - NOX Rate Summer v3.1, Unit 1476 and retrofits | 490 | 7305 | Rate Constraint in lbs/MMBtu | FALSE | L | Annual | Allowances Banked | Thousand Tons | 0 | 0 | 0 | 0 | 0 | 0 | 0
IL Fac. Spec. - NOX Rate Summer v3.1, Unit 1476 and retrofits | 490 | 7305 | Rate Constraint in lbs/MMBtu | FALSE | L | Annual | Allowances Withdrawn (1:1) | Thousand Tons | 0 | 0 | 0 | 0 | 0 | 0 | 0
IL Fac. Spec. - NOX Rate Summer v3.1, Unit 1476 and retrofits | 490 | 7305 | Rate Constraint in lbs/MMBtu | FALSE | L | Annual | Allowances Withdrawn (1:n) | Thousand Tons | 0 | 0 | 0 | 0 | 0 | 0 | 0
IL Fac. Spec. - NOX Rate Summer v3.1, Unit 1476 and retrofits | 490 | 7305 | Rate Constraint in lbs/MMBtu | FALSE | L | Annual | Total | Thousand Tons | 0.01665 | 0.014242 | 0.0059119 | 0.0052357 | 0 | 0 | 0
IL Fac. Spec. - NOX Rate Summer v3.1, Unit 1476 and retrofits | 490 | 7305 | Rate Constraint in lbs/MMBtu | FALSE | L | Annual | Fuel Consumed | TBtu | 3.4294 | 2.9335 | 1.2177 | 1.0784 | 0 | 0 | 0
IL Fac. Spec. - NOX Rate Summer v3.1, Unit 1476 and retrofits | 490 | 7305 | Rate Constraint in lbs/MMBtu | FALSE | L | Annual | Rate | lb/MMBtu | 0.00971 | 0.00971 | 0.00971 | 0.00971 | 0 | 0 | 0
IL Fac. Spec. - NOX Rate Summer v3.1, Unit 1476 and retrofits | 490 | 7305 | Rate Constraint in lbs/MMBtu | FALSE | L | Annual | Generation | TWh | 0.46755 | 0.39993 | 0.16601 | 0.14702 | 0 | 0 | 0
IL Fac. Spec. - NOX Rate Summer v3.1, Unit 1476 and retrofits | 490 | 7305 | Rate Constraint in lbs/MMBtu | FALSE | L | Annual | Qualifying Generation | TWh | 0.46755 | 0.39993 | 0.16601 | 0.14702 | 0 | 0 | 0
IL Fac. Spec. - NOX Rate Summer v3.1, Unit 1476 and retrofits | 490 | 7305 | Rate Constraint in lbs/MMBtu | FALSE | L | Annual | Rate | lb/MWh | 0.071223 | 0.071223 | 0.071223 | 0.071223 | 0 | 0 | 0
IL Fac. Spec. - NOX Rate Summer v3.1, Unit 1476 and retrofits | 490 | 7305 | Rate Constraint in lbs/MMBtu | FALSE | L | Annual | Constraint Shadow Price | US2022$/Ton | 0 | 0 | 0 | 0 | 0 | 0 | 0
IL Fac. Spec. - NOX Rate Summer v3.1, Unit 1477 and retrofits | 491 | 7305 | Rate Constraint in lbs/MMBtu | FALSE | L | Annual | Seasons Included | Seasons | Summer | Summer | Summer | Summer | Summer | Summer | Summer
IL Fac. Spec. - NOX Rate Summer v3.1, Unit 1477 and retrofits | 491 | 7305 | Rate Constraint in lbs/MMBtu | FALSE | L | Annual | Standard NOX | lb/MMBtu | 0.25 | 0.25 | 0.25 | 0.25 | 0.25 | 0.25 | 0.25
IL Fac. Spec. - NOX Rate Summer v3.1, Unit 1477 and retrofits | 491 | 7305 | Rate Constraint in lbs/MMBtu | FALSE | L | Annual | Emissions at Affected Plants NOX | Thousand Tons | 0.019294 | 0.016504 | 0.003351 | 0.0028266 | 0 | 0 | 0
IL Fac. Spec. - NOX Rate Summer v3.1, Unit 1477 and retrofits | 491 | 7305 | Rate Constraint in lbs/MMBtu | FALSE | L | Annual | Allowances Purchased NOX | Thousand Tons | 0 | 0 | 0 | 0 | 0 | 0 | 0
IL Fac. Spec. - NOX Rate Summer v3.1, Unit 1477 and retrofits | 491 | 7305 | Rate Constraint in lbs/MMBtu | FALSE | L | Annual | Allowances Sold NOX | Thousand Tons | 0 | 0 | 0 | 0 | 0 | 0 | 0
IL Fac. Spec. - NOX Rate Summer v3.1, Unit 1477 and retrofits | 491 | 7305 | Rate Constraint in lbs/MMBtu | FALSE | L | Annual | Allowances Banked | Thousand Tons | 0 | 0 | 0 | 0 | 0 | 0 | 0
IL Fac. Spec. - NOX Rate Summer v3.1, Unit 1477 and retrofits | 491 | 7305 | Rate Constraint in lbs/MMBtu | FALSE | L | Annual | Allowances Withdrawn (1:1) | Thousand Tons | 0 | 0 | 0 | 0 | 0 | 0 | 0
IL Fac. Spec. - NOX Rate Summer v3.1, Unit 1477 and retrofits | 491 | 7305 | Rate Constraint in lbs/MMBtu | FALSE | L | Annual | Allowances Withdrawn (1:n) | Thousand Tons | 0 | 0 | 0 | 0 | 0 | 0 | 0
IL Fac. Spec. - NOX Rate Summer v3.1, Unit 1477 and retrofits | 491 | 7305 | Rate Constraint in lbs/MMBtu | FALSE | L | Annual | Total | Thousand Tons | 0.019294 | 0.016504 | 0.003351 | 0.0028266 | 0 | 0 | 0
IL Fac. Spec. - NOX Rate Summer v3.1, Unit 1477 and retrofits | 491 | 7305 | Rate Constraint in lbs/MMBtu | FALSE | L | Annual | Fuel Consumed | TBtu | 3.974 | 3.3993 | 0.69022 | 0.5822 | 0 | 0 | 0
IL Fac. Spec. - NOX Rate Summer v3.1, Unit 1477 and retrofits | 491 | 7305 | Rate Constraint in lbs/MMBtu | FALSE | L | Annual | Rate | lb/MMBtu | 0.00971 | 0.00971 | 0.00971 | 0.00971 | 0 | 0 | 0
IL Fac. Spec. - NOX Rate Summer v3.1, Unit 1477 and retrofits | 491 | 7305 | Rate Constraint in lbs/MMBtu | FALSE | L | Annual | Generation | TWh | 0.54179 | 0.46344 | 0.0941 | 0.079373 | 0 | 0 | 0
IL Fac. Spec. - NOX Rate Summer v3.1, Unit 1477 and retrofits | 491 | 7305 | Rate Constraint in lbs/MMBtu | FALSE | L | Annual | Qualifying Generation | TWh | 0.54179 | 0.46344 | 0.0941 | 0.079373 | 0 | 0 | 0
IL Fac. Spec. - NOX Rate Summer v3.1, Unit 1477 and retrofits | 491 | 7305 | Rate Constraint in lbs/MMBtu | FALSE | L | Annual | Rate | lb/MWh | 0.071223 | 0.071223 | 0.071223 | 0.071223 | 0 | 0 | 0
IL Fac. Spec. - NOX Rate Summer v3.1, Unit 1477 and retrofits | 491 | 7305 | Rate Constraint in lbs/MMBtu | FALSE | L | Annual | Constraint Shadow Price | US2022$/Ton | 0 | 0 | 0 | 0 | 0 | 0 | 0
IL Fac. Spec. - NOX Rate Summer v3.1, Unit 1478 and retrofits | 492 | 7305 | Rate Constraint in lbs/MMBtu | FALSE | L | Annual | Seasons Included | Seasons | Summer | Summer | Summer | Summer | Summer | Summer | Summer
IL Fac. Spec. - NOX Rate Summer v3.1, Unit 1478 and retrofits | 492 | 7305 | Rate Constraint in lbs/MMBtu | FALSE | L | Annual | Standard NOX | lb/MMBtu | 0.25 | 0.25 | 0.25 | 0.25 | 0.25 | 0.25 | 0.25
IL Fac. Spec. - NOX Rate Summer v3.1, Unit 1478 and retrofits | 492 | 7305 | Rate Constraint in lbs/MMBtu | FALSE | L | Annual | Emissions at Affected Plants NOX | Thousand Tons | 0.020096 | 0.01719 | 0.013505 | 0.0071356 | 0 | 0 | 0
IL Fac. Spec. - NOX Rate Summer v3.1, Unit 1478 and retrofits | 492 | 7305 | Rate Constraint in lbs/MMBtu | FALSE | L | Annual | Allowances Purchased NOX | Thousand Tons | 0 | 0 | 0 | 0 | 0 | 0 | 0
IL Fac. Spec. - NOX Rate Summer v3.1, Unit 1478 and retrofits | 492 | 7305 | Rate Constraint in lbs/MMBtu | FALSE | L | Annual | Allowances Sold NOX | Thousand Tons | 0 | 0 | 0 | 0 | 0 | 0 | 0
IL Fac. Spec. - NOX Rate Summer v3.1, Unit 1478 and retrofits | 492 | 7305 | Rate Constraint in lbs/MMBtu | FALSE | L | Annual | Allowances Banked | Thousand Tons | 0 | 0 | 0 | 0 | 0 | 0 | 0
IL Fac. Spec. - NOX Rate Summer v3.1, Unit 1478 and retrofits | 492 | 7305 | Rate Constraint in lbs/MMBtu | FALSE | L | Annual | Allowances Withdrawn (1:1) | Thousand Tons | 0 | 0 | 0 | 0 | 0 | 0 | 0
IL Fac. Spec. - NOX Rate Summer v3.1, Unit 1478 and retrofits | 492 | 7305 | Rate Constraint in lbs/MMBtu | FALSE | L | Annual | Allowances Withdrawn (1:n) | Thousand Tons | 0 | 0 | 0 | 0 | 0 | 0 | 0
IL Fac. Spec. - NOX Rate Summer v3.1, Unit 1478 and retrofits | 492 | 7305 | Rate Constraint in lbs/MMBtu | FALSE | L | Annual | Total | Thousand Tons | 0.020096 | 0.01719 | 0.013505 | 0.0071356 | 0 | 0 | 0
IL Fac. Spec. - NOX Rate Summer v3.1, Unit 1478 and retrofits | 492 | 7305 | Rate Constraint in lbs/MMBtu | FALSE | L | Annual | Fuel Consumed | TBtu | 3.4148 | 2.921 | 2.2948 | 1.2125 | 0 | 0 | 0
IL Fac. Spec. - NOX Rate Summer v3.1, Unit 1478 and retrofits | 492 | 7305 | Rate Constraint in lbs/MMBtu | FALSE | L | Annual | Rate | lb/MMBtu | 0.01177 | 0.01177 | 0.01177 | 0.01177 | 0 | 0 | 0
IL Fac. Spec. - NOX Rate Summer v3.1, Unit 1478 and retrofits | 492 | 7305 | Rate Constraint in lbs/MMBtu | FALSE | L | Annual | Generation | TWh | 0.45338 | 0.38781 | 0.30468 | 0.16098 | 0 | 0 | 0
IL Fac. Spec. - NOX Rate Summer v3.1, Unit 1478 and retrofits | 492 | 7305 | Rate Constraint in lbs/MMBtu | FALSE | L | Annual | Qualifying Generation | TWh | 0.45338 | 0.38781 | 0.30468 | 0.16098 | 0 | 0 | 0
IL Fac. Spec. - NOX Rate Summer v3.1, Unit 1478 and retrofits | 492 | 7305 | Rate Constraint in lbs/MMBtu | FALSE | L | Annual | Rate | lb/MWh | 0.088652 | 0.088652 | 0.088652 | 0.088652 | 0 | 0 | 0
IL Fac. Spec. - NOX Rate Summer v3.1, Unit 1478 and retrofits | 492 | 7305 | Rate Constraint in lbs/MMBtu | FALSE | L | Annual | Constraint Shadow Price | US2022$/Ton | 0 | 0 | 0 | 0 | 0 | 0 | 0
IL Fac. Spec. - NOX Rate Summer v3.1, Unit 1479 and retrofits | 493 | 7305 | Rate Constraint in lbs/MMBtu | FALSE | L | Annual | Seasons Included | Seasons | Summer | Summer | Summer | Summer | Summer | Summer | Summer
IL Fac. Spec. - NOX Rate Summer v3.1, Unit 1479 and retrofits | 493 | 7305 | Rate Constraint in lbs/MMBtu | FALSE | L | Annual | Standard NOX | lb/MMBtu | 0.25 | 0.25 | 0.25 | 0.25 | 0.25 | 0.25 | 0.25
IL Fac. Spec. - NOX Rate Summer v3.1, Unit 1479 and retrofits | 493 | 7305 | Rate Constraint in lbs/MMBtu | FALSE | L | Annual | Emissions at Affected Plants NOX | Thousand Tons | 0.021684 | 0.018548 | 0.014572 | 0.0031768 | 0 | 0 | 0
IL Fac. Spec. - NOX Rate Summer v3.1, Unit 1479 and retrofits | 493 | 7305 | Rate Constraint in lbs/MMBtu | FALSE | L | Annual | Allowances Purchased NOX | Thousand Tons | 0 | 0 | 0 | 0 | 0 | 0 | 0
IL Fac. Spec. - NOX Rate Summer v3.1, Unit 1479 and retrofits | 493 | 7305 | Rate Constraint in lbs/MMBtu | FALSE | L | Annual | Allowances Sold NOX | Thousand Tons | 0 | 0 | 0 | 0 | 0 | 0 | 0
IL Fac. Spec. - NOX Rate Summer v3.1, Unit 1479 and retrofits | 493 | 7305 | Rate Constraint in lbs/MMBtu | FALSE | L | Annual | Allowances Banked | Thousand Tons | 0 | 0 | 0 | 0 | 0 | 0 | 0
IL Fac. Spec. - NOX Rate Summer v3.1, Unit 1479 and retrofits | 493 | 7305 | Rate Constraint in lbs/MMBtu | FALSE | L | Annual | Allowances Withdrawn (1:1) | Thousand Tons | 0 | 0 | 0 | 0 | 0 | 0 | 0
IL Fac. Spec. - NOX Rate Summer v3.1, Unit 1479 and retrofits | 493 | 7305 | Rate Constraint in lbs/MMBtu | FALSE | L | Annual | Allowances Withdrawn (1:n) | Thousand Tons | 0 | 0 | 0 | 0 | 0 | 0 | 0
IL Fac. Spec. - NOX Rate Summer v3.1, Unit 1479 and retrofits | 493 | 7305 | Rate Constraint in lbs/MMBtu | FALSE | L | Annual | Total | Thousand Tons | 0.021684 | 0.018548 | 0.014572 | 0.0031768 | 0 | 0 | 0
IL Fac. Spec. - NOX Rate Summer v3.1, Unit 1479 and retrofits | 493 | 7305 | Rate Constraint in lbs/MMBtu | FALSE | L | Annual | Fuel Consumed | TBtu | 3.4148 | 2.921 | 2.2948 | 0.50028 | 0 | 0 | 0
IL Fac. Spec. - NOX Rate Summer v3.1, Unit 1479 and retrofits | 493 | 7305 | Rate Constraint in lbs/MMBtu | FALSE | L | Annual | Rate | lb/MMBtu | 0.0127 | 0.0127 | 0.0127 | 0.0127 | 0 | 0 | 0
IL Fac. Spec. - NOX Rate Summer v3.1, Unit 1479 and retrofits | 493 | 7305 | Rate Constraint in lbs/MMBtu | FALSE | L | Annual | Generation | TWh | 0.45338 | 0.38781 | 0.30468 | 0.066421 | 0 | 0 | 0
IL Fac. Spec. - NOX Rate Summer v3.1, Unit 1479 and retrofits | 493 | 7305 | Rate Constraint in lbs/MMBtu | FALSE | L | Annual | Qualifying Generation | TWh | 0.45338 | 0.38781 | 0.30468 | 0.066421 | 0 | 0 | 0
IL Fac. Spec. - NOX Rate Summer v3.1, Unit 1479 and retrofits | 493 | 7305 | Rate Constraint in lbs/MMBtu | FALSE | L | Annual | Rate | lb/MWh | 0.095656 | 0.095656 | 0.095656 | 0.095656 | 0 | 0 | 0
IL Fac. Spec. - NOX Rate Summer v3.1, Unit 1479 and retrofits | 493 | 7305 | Rate Constraint in lbs/MMBtu | FALSE | L | Annual | Constraint Shadow Price | US2022$/Ton | 0 | 0 | 0 | 0 | 0 | 0 | 0
IL Fac. Spec. - NOX Rate Summer v3.1, Unit 1480 and retrofits | 494 | 7305 | Rate Constraint in lbs/MMBtu | FALSE | L | Annual | Seasons Included | Seasons | Summer | Summer | Summer | Summer | Summer | Summer | Summer
IL Fac. Spec. - NOX Rate Summer v3.1, Unit 1480 and retrofits | 494 | 7305 | Rate Constraint in lbs/MMBtu | FALSE | L | Annual | Standard NOX | lb/MMBtu | 0.25 | 0.25 | 0.25 | 0.25 | 0.25 | 0.25 | 0.25
IL Fac. Spec. - NOX Rate Summer v3.1, Unit 1480 and retrofits | 494 | 7305 | Rate Constraint in lbs/MMBtu | FALSE | L | Annual | Emissions at Affected Plants NOX | Thousand Tons | 0.022965 | 0.019644 | 0.015433 | 0.0033644 | 0 | 0 | 0
IL Fac. Spec. - NOX Rate Summer v3.1, Unit 1480 and retrofits | 494 | 7305 | Rate Constraint in lbs/MMBtu | FALSE | L | Annual | Allowances Purchased NOX | Thousand Tons | 0 | 0 | 0 | 0 | 0 | 0 | 0
IL Fac. Spec. - NOX Rate Summer v3.1, Unit 1480 and retrofits | 494 | 7305 | Rate Constraint in lbs/MMBtu | FALSE | L | Annual | Allowances Sold NOX | Thousand Tons | 0 | 0 | 0 | 0 | 0 | 0 | 0
IL Fac. Spec. - NOX Rate Summer v3.1, Unit 1480 and retrofits | 494 | 7305 | Rate Constraint in lbs/MMBtu | FALSE | L | Annual | Allowances Banked | Thousand Tons | 0 | 0 | 0 | 0 | 0 | 0 | 0
IL Fac. Spec. - NOX Rate Summer v3.1, Unit 1480 and retrofits | 494 | 7305 | Rate Constraint in lbs/MMBtu | FALSE | L | Annual | Allowances Withdrawn (1:1) | Thousand Tons | 0 | 0 | 0 | 0 | 0 | 0 | 0
IL Fac. Spec. - NOX Rate Summer v3.1, Unit 1480 and retrofits | 494 | 7305 | Rate Constraint in lbs/MMBtu | FALSE | L | Annual | Allowances Withdrawn (1:n) | Thousand Tons | 0 | 0 | 0 | 0 | 0 | 0 | 0
IL Fac. Spec. - NOX Rate Summer v3.1, Unit 1480 and retrofits | 494 | 7305 | Rate Constraint in lbs/MMBtu | FALSE | L | Annual | Total | Thousand Tons | 0.022965 | 0.019644 | 0.015433 | 0.0033644 | 0 | 0 | 0
IL Fac. Spec. - NOX Rate Summer v3.1, Unit 1480 and retrofits | 494 | 7305 | Rate Constraint in lbs/MMBtu | FALSE | L | Annual | Fuel Consumed | TBtu | 3.4148 | 2.921 | 2.2948 | 0.50028 | 0 | 0 | 0
IL Fac. Spec. - NOX Rate Summer v3.1, Unit 1480 and retrofits | 494 | 7305 | Rate Constraint in lbs/MMBtu | FALSE | L | Annual | Rate | lb/MMBtu | 0.01345 | 0.01345 | 0.01345 | 0.01345 | 0 | 0 | 0
IL Fac. Spec. - NOX Rate Summer v3.1, Unit 1480 and retrofits | 494 | 7305 | Rate Constraint in lbs/MMBtu | FALSE | L | Annual | Generation | TWh | 0.45338 | 0.38781 | 0.30468 | 0.066421 | 0 | 0 | 0
IL Fac. Spec. - NOX Rate Summer v3.1, Unit 1480 and retrofits | 494 | 7305 | Rate Constraint in lbs/MMBtu | FALSE | L | Annual | Qualifying Generation | TWh | 0.45338 | 0.38781 | 0.30468 | 0.066421 | 0 | 0 | 0
IL Fac. Spec. - NOX Rate Summer v3.1, Unit 1480 and retrofits | 494 | 7305 | Rate Constraint in lbs/MMBtu | FALSE | L | Annual | Rate | lb/MWh | 0.10131 | 0.10131 | 0.10131 | 0.10131 | 0 | 0 | 0
IL Fac. Spec. - NOX Rate Summer v3.1, Unit 1480 and retrofits | 494 | 7305 | Rate Constraint in lbs/MMBtu | FALSE | L | Annual | Constraint Shadow Price | US2022$/Ton | 0 | 0 | 0 | 0 | 0 | 0 | 0
IL Fac. Spec. - NOX Rate Summer v3.1, Unit 1481 and retrofits | 495 | 7305 | Rate Constraint in lbs/MMBtu | FALSE | L | Annual | Seasons Included | Seasons | Summer | Summer | Summer | Summer | Summer | Summer | Summer
IL Fac. Spec. - NOX Rate Summer v3.1, Unit 1481 and retrofits | 495 | 7305 | Rate Constraint in lbs/MMBtu | FALSE | L | Annual | Standard NOX | lb/MMBtu | 0.25 | 0.25 | 0.25 | 0.25 | 0.25 | 0.25 | 0.25
IL Fac. Spec. - NOX Rate Summer v3.1, Unit 1481 and retrofits | 495 | 7305 | Rate Constraint in lbs/MMBtu | FALSE | L | Annual | Emissions at Affected Plants NOX | Thousand Tons | 0.022282 | 0.01906 | 0.014974 | 0.0032643 | 0 | 0 | 0
IL Fac. Spec. - NOX Rate Summer v3.1, Unit 1481 and retrofits | 495 | 7305 | Rate Constraint in lbs/MMBtu | FALSE | L | Annual | Allowances Purchased NOX | Thousand Tons | 0 | 0 | 0 | 0 | 0 | 0 | 0
IL Fac. Spec. - NOX Rate Summer v3.1, Unit 1481 and retrofits | 495 | 7305 | Rate Constraint in lbs/MMBtu | FALSE | L | Annual | Allowances Sold NOX | Thousand Tons | 0 | 0 | 0 | 0 | 0 | 0 | 0
IL Fac. Spec. - NOX Rate Summer v3.1, Unit 1481 and retrofits | 495 | 7305 | Rate Constraint in lbs/MMBtu | FALSE | L | Annual | Allowances Banked | Thousand Tons | 0 | 0 | 0 | 0 | 0 | 0 | 0
IL Fac. Spec. - NOX Rate Summer v3.1, Unit 1481 and retrofits | 495 | 7305 | Rate Constraint in lbs/MMBtu | FALSE | L | Annual | Allowances Withdrawn (1:1) | Thousand Tons | 0 | 0 | 0 | 0 | 0 | 0 | 0
IL Fac. Spec. - NOX Rate Summer v3.1, Unit 1481 and retrofits | 495 | 7305 | Rate Constraint in lbs/MMBtu | FALSE | L | Annual | Allowances Withdrawn (1:n) | Thousand Tons | 0 | 0 | 0 | 0 | 0 | 0 | 0
IL Fac. Spec. - NOX Rate Summer v3.1, Unit 1481 and retrofits | 495 | 7305 | Rate Constraint in lbs/MMBtu | FALSE | L | Annual | Total | Thousand Tons | 0.022282 | 0.01906 | 0.014974 | 0.0032643 | 0 | 0 | 0
IL Fac. Spec. - NOX Rate Summer v3.1, Unit 1481 and retrofits | 495 | 7305 | Rate Constraint in lbs/MMBtu | FALSE | L | Annual | Fuel Consumed | TBtu | 3.4148 | 2.921 | 2.2948 | 0.50028 | 0 | 0 | 0
IL Fac. Spec. - NOX Rate Summer v3.1, Unit 1481 and retrofits | 495 | 7305 | Rate Constraint in lbs/MMBtu | FALSE | L | Annual | Rate | lb/MMBtu | 0.01305 | 0.01305 | 0.01305 | 0.01305 | 0 | 0 | 0
IL Fac. Spec. - NOX Rate Summer v3.1, Unit 1481 and retrofits | 495 | 7305 | Rate Constraint in lbs/MMBtu | FALSE | L | Annual | Generation | TWh | 0.45338 | 0.38781 | 0.30468 | 0.066421 | 0 | 0 | 0
IL Fac. Spec. - NOX Rate Summer v3.1, Unit 1481 and retrofits | 495 | 7305 | Rate Constraint in lbs/MMBtu | FALSE | L | Annual | Qualifying Generation | TWh | 0.45338 | 0.38781 | 0.30468 | 0.066421 | 0 | 0 | 0
IL Fac. Spec. - NOX Rate Summer v3.1, Unit 1481 and retrofits | 495 | 7305 | Rate Constraint in lbs/MMBtu | FALSE | L | Annual | Rate | lb/MWh | 0.098293 | 0.098293 | 0.098293 | 0.098293 | 0 | 0 | 0
IL Fac. Spec. - NOX Rate Summer v3.1, Unit 1481 and retrofits | 495 | 7305 | Rate Constraint in lbs/MMBtu | FALSE | L | Annual | Constraint Shadow Price | US2022$/Ton | 0 | 0 | 0 | 0 | 0 | 0 | 0
IL Fac. Spec. - NOX Rate Summer v3.1, Unit 1482 and retrofits | 496 | 7305 | Rate Constraint in lbs/MMBtu | FALSE | L | Annual | Seasons Included | Seasons | Summer | Summer | Summer | Summer | Summer | Summer | Summer
IL Fac. Spec. - NOX Rate Summer v3.1, Unit 1482 and retrofits | 496 | 7305 | Rate Constraint in lbs/MMBtu | FALSE | L | Annual | Standard NOX | lb/MMBtu | 0.25 | 0.25 | 0.25 | 0.25 | 0.25 | 0.25 | 0.25
IL Fac. Spec. - NOX Rate Summer v3.1, Unit 1482 and retrofits | 496 | 7305 | Rate Constraint in lbs/MMBtu | FALSE | L | Annual | Emissions at Affected Plants NOX | Thousand Tons | 0.0157 | 0.01343 | 0.010551 | 0.0046119 | 0 | 0 | 0
IL Fac. Spec. - NOX Rate Summer v3.1, Unit 1482 and retrofits | 496 | 7305 | Rate Constraint in lbs/MMBtu | FALSE | L | Annual | Allowances Purchased NOX | Thousand Tons | 0 | 0 | 0 | 0 | 0 | 0 | 0
IL Fac. Spec. - NOX Rate Summer v3.1, Unit 1482 and retrofits | 496 | 7305 | Rate Constraint in lbs/MMBtu | FALSE | L | Annual | Allowances Sold NOX | Thousand Tons | 0 | 0 | 0 | 0 | 0 | 0 | 0
IL Fac. Spec. - NOX Rate Summer v3.1, Unit 1482 and retrofits | 496 | 7305 | Rate Constraint in lbs/MMBtu | FALSE | L | Annual | Allowances Banked | Thousand Tons | 0 | 0 | 0 | 0 | 0 | 0 | 0
IL Fac. Spec. - NOX Rate Summer v3.1, Unit 1482 and retrofits | 496 | 7305 | Rate Constraint in lbs/MMBtu | FALSE | L | Annual | Allowances Withdrawn (1:1) | Thousand Tons | 0 | 0 | 0 | 0 | 0 | 0 | 0
IL Fac. Spec. - NOX Rate Summer v3.1, Unit 1482 and retrofits | 496 | 7305 | Rate Constraint in lbs/MMBtu | FALSE | L | Annual | Allowances Withdrawn (1:n) | Thousand Tons | 0 | 0 | 0 | 0 | 0 | 0 | 0
IL Fac. Spec. - NOX Rate Summer v3.1, Unit 1482 and retrofits | 496 | 7305 | Rate Constraint in lbs/MMBtu | FALSE | L | Annual | Total | Thousand Tons | 0.0157 | 0.01343 | 0.010551 | 0.0046119 | 0 | 0 | 0
IL Fac. Spec. - NOX Rate Summer v3.1, Unit 1482 and retrofits | 496 | 7305 | Rate Constraint in lbs/MMBtu | FALSE | L | Annual | Fuel Consumed | TBtu | 2.6678 | 2.282 | 1.7929 | 0.78367 | 0 | 0 | 0
IL Fac. Spec. - NOX Rate Summer v3.1, Unit 1482 and retrofits | 496 | 7305 | Rate Constraint in lbs/MMBtu | FALSE | L | Annual | Rate | lb/MMBtu | 0.01177 | 0.01177 | 0.01177 | 0.01177 | 0 | 0 | 0
IL Fac. Spec. - NOX Rate Summer v3.1, Unit 1482 and retrofits | 496 | 7305 | Rate Constraint in lbs/MMBtu | FALSE | L | Annual | Generation | TWh | 0.3542 | 0.30298 | 0.23803 | 0.10405 | 0 | 0 | 0
IL Fac. Spec. - NOX Rate Summer v3.1, Unit 1482 and retrofits | 496 | 7305 | Rate Constraint in lbs/MMBtu | FALSE | L | Annual | Qualifying Generation | TWh | 0.3542 | 0.30298 | 0.23803 | 0.10405 | 0 | 0 | 0
IL Fac. Spec. - NOX Rate Summer v3.1, Unit 1482 and retrofits | 496 | 7305 | Rate Constraint in lbs/MMBtu | FALSE | L | Annual | Rate | lb/MWh | 0.088652 | 0.088652 | 0.088652 | 0.088652 | 0 | 0 | 0
IL Fac. Spec. - NOX Rate Summer v3.1, Unit 1482 and retrofits | 496 | 7305 | Rate Constraint in lbs/MMBtu | FALSE | L | Annual | Constraint Shadow Price | US2022$/Ton | 0 | 0 | 0 | 0 | 0 | 0 | 0
IL Fac. Spec. - NOX Rate Summer v3.1, Unit 1483 and retrofits | 497 | 7305 | Rate Constraint in lbs/MMBtu | FALSE | L | Annual | Seasons Included | Seasons | Summer | Summer | Summer | Summer | Summer | Summer | Summer
IL Fac. Spec. - NOX Rate Summer v3.1, Unit 1483 and retrofits | 497 | 7305 | Rate Constraint in lbs/MMBtu | FALSE | L | Annual | Standard NOX | lb/MMBtu | 0.25 | 0.25 | 0.25 | 0.25 | 0.25 | 0.25 | 0.25
IL Fac. Spec. - NOX Rate Summer v3.1, Unit 1483 and retrofits | 497 | 7305 | Rate Constraint in lbs/MMBtu | FALSE | L | Annual | Emissions at Affected Plants NOX | Thousand Tons | 0.016941 | 0.014491 | 0.011385 | 0.0024819 | 0 | 0 | 0
IL Fac. Spec. - NOX Rate Summer v3.1, Unit 1483 and retrofits | 497 | 7305 | Rate Constraint in lbs/MMBtu | FALSE | L | Annual | Allowances Purchased NOX | Thousand Tons | 0 | 0 | 0 | 0 | 0 | 0 | 0
IL Fac. Spec. - NOX Rate Summer v3.1, Unit 1483 and retrofits | 497 | 7305 | Rate Constraint in lbs/MMBtu | FALSE | L | Annual | Allowances Sold NOX | Thousand Tons | 0 | 0 | 0 | 0 | 0 | 0 | 0
IL Fac. Spec. - NOX Rate Summer v3.1, Unit 1483 and retrofits | 497 | 7305 | Rate Constraint in lbs/MMBtu | FALSE | L | Annual | Allowances Banked | Thousand Tons | 0 | 0 | 0 | 0 | 0 | 0 | 0
IL Fac. Spec. - NOX Rate Summer v3.1, Unit 1483 and retrofits | 497 | 7305 | Rate Constraint in lbs/MMBtu | FALSE | L | Annual | Allowances Withdrawn (1:1) | Thousand Tons | 0 | 0 | 0 | 0 | 0 | 0 | 0
IL Fac. Spec. - NOX Rate Summer v3.1, Unit 1483 and retrofits | 497 | 7305 | Rate Constraint in lbs/MMBtu | FALSE | L | Annual | Allowances Withdrawn (1:n) | Thousand Tons | 0 | 0 | 0 | 0 | 0 | 0 | 0
IL Fac. Spec. - NOX Rate Summer v3.1, Unit 1483 and retrofits | 497 | 7305 | Rate Constraint in lbs/MMBtu | FALSE | L | Annual | Total | Thousand Tons | 0.016941 | 0.014491 | 0.011385 | 0.0024819 | 0 | 0 | 0
IL Fac. Spec. - NOX Rate Summer v3.1, Unit 1483 and retrofits | 497 | 7305 | Rate Constraint in lbs/MMBtu | FALSE | L | Annual | Fuel Consumed | TBtu | 2.6678 | 2.282 | 1.7929 | 0.39085 | 0 | 0 | 0
IL Fac. Spec. - NOX Rate Summer v3.1, Unit 1483 and retrofits | 497 | 7305 | Rate Constraint in lbs/MMBtu | FALSE | L | Annual | Rate | lb/MMBtu | 0.0127 | 0.0127 | 0.0127 | 0.0127 | 0 | 0 | 0
IL Fac. Spec. - NOX Rate Summer v3.1, Unit 1483 and retrofits | 497 | 7305 | Rate Constraint in lbs/MMBtu | FALSE | L | Annual | Generation | TWh | 0.3542 | 0.30298 | 0.23803 | 0.051891 | 0 | 0 | 0
IL Fac. Spec. - NOX Rate Summer v3.1, Unit 1483 and retrofits | 497 | 7305 | Rate Constraint in lbs/MMBtu | FALSE | L | Annual | Qualifying Generation | TWh | 0.3542 | 0.30298 | 0.23803 | 0.051891 | 0 | 0 | 0
IL Fac. Spec. - NOX Rate Summer v3.1, Unit 1483 and retrofits | 497 | 7305 | Rate Constraint in lbs/MMBtu | FALSE | L | Annual | Rate | lb/MWh | 0.095656 | 0.095656 | 0.095656 | 0.095656 | 0 | 0 | 0
IL Fac. Spec. - NOX Rate Summer v3.1, Unit 1483 and retrofits | 497 | 7305 | Rate Constraint in lbs/MMBtu | FALSE | L | Annual | Constraint Shadow Price | US2022$/Ton | 0 | 0 | 0 | 0 | 0 | 0 | 0
IL Fac. Spec. - NOX Rate Summer v3.1, Unit 1484 and retrofits | 498 | 7305 | Rate Constraint in lbs/MMBtu | FALSE | L | Annual | Seasons Included | Seasons | Summer | Summer | Summer | Summer | Summer | Summer | Summer
IL Fac. Spec. - NOX Rate Summer v3.1, Unit 1484 and retrofits | 498 | 7305 | Rate Constraint in lbs/MMBtu | FALSE | L | Annual | Standard NOX | lb/MMBtu | 0.25 | 0.25 | 0.25 | 0.25 | 0.25 | 0.25 | 0.25
IL Fac. Spec. - NOX Rate Summer v3.1, Unit 1484 and retrofits | 498 | 7305 | Rate Constraint in lbs/MMBtu | FALSE | L | Annual | Emissions at Affected Plants NOX | Thousand Tons | 0.017941 | 0.015347 | 0.012057 | 0.0026284 | 0 | 0 | 0
IL Fac. Spec. - NOX Rate Summer v3.1, Unit 1484 and retrofits | 498 | 7305 | Rate Constraint in lbs/MMBtu | FALSE | L | Annual | Allowances Purchased NOX | Thousand Tons | 0 | 0 | 0 | 0 | 0 | 0 | 0
IL Fac. Spec. - NOX Rate Summer v3.1, Unit 1484 and retrofits | 498 | 7305 | Rate Constraint in lbs/MMBtu | FALSE | L | Annual | Allowances Sold NOX | Thousand Tons | 0 | 0 | 0 | 0 | 0 | 0 | 0
IL Fac. Spec. - NOX Rate Summer v3.1, Unit 1484 and retrofits | 498 | 7305 | Rate Constraint in lbs/MMBtu | FALSE | L | Annual | Allowances Banked | Thousand Tons | 0 | 0 | 0 | 0 | 0 | 0 | 0
IL Fac. Spec. - NOX Rate Summer v3.1, Unit 1484 and retrofits | 498 | 7305 | Rate Constraint in lbs/MMBtu | FALSE | L | Annual | Allowances Withdrawn (1:1) | Thousand Tons | 0 | 0 | 0 | 0 | 0 | 0 | 0
IL Fac. Spec. - NOX Rate Summer v3.1, Unit 1484 and retrofits | 498 | 7305 | Rate Constraint in lbs/MMBtu | FALSE | L | Annual | Allowances Withdrawn (1:n) | Thousand Tons | 0 | 0 | 0 | 0 | 0 | 0 | 0
IL Fac. Spec. - NOX Rate Summer v3.1, Unit 1484 and retrofits | 498 | 7305 | Rate Constraint in lbs/MMBtu | FALSE | L | Annual | Total | Thousand Tons | 0.017941 | 0.015347 | 0.012057 | 0.0026284 | 0 | 0 | 0
IL Fac. Spec. - NOX Rate Summer v3.1, Unit 1484 and retrofits | 498 | 7305 | Rate Constraint in lbs/MMBtu | FALSE | L | Annual | Fuel Consumed | TBtu | 2.6678 | 2.282 | 1.7929 | 0.39085 | 0 | 0 | 0
IL Fac. Spec. - NOX Rate Summer v3.1, Unit 1484 and retrofits | 498 | 7305 | Rate Constraint in lbs/MMBtu | FALSE | L | Annual | Rate | lb/MMBtu | 0.01345 | 0.01345 | 0.01345 | 0.01345 | 0 | 0 | 0
IL Fac. Spec. - NOX Rate Summer v3.1, Unit 1484 and retrofits | 498 | 7305 | Rate Constraint in lbs/MMBtu | FALSE | L | Annual | Generation | TWh | 0.3542 | 0.30298 | 0.23803 | 0.051891 | 0 | 0 | 0
IL Fac. Spec. - NOX Rate Summer v3.1, Unit 1484 and retrofits | 498 | 7305 | Rate Constraint in lbs/MMBtu | FALSE | L | Annual | Qualifying Generation | TWh | 0.3542 | 0.30298 | 0.23803 | 0.051891 | 0 | 0 | 0
IL Fac. Spec. - NOX Rate Summer v3.1, Unit 1484 and retrofits | 498 | 7305 | Rate Constraint in lbs/MMBtu | FALSE | L | Annual | Rate | lb/MWh | 0.10131 | 0.10131 | 0.10131 | 0.10131 | 0 | 0 | 0
IL Fac. Spec. - NOX Rate Summer v3.1, Unit 1484 and retrofits | 498 | 7305 | Rate Constraint in lbs/MMBtu | FALSE | L | Annual | Constraint Shadow Price | US2022$/Ton | 0 | 0 | 0 | 0 | 0 | 0 | 0
IL Fac. Spec. - NOX Rate Summer v3.1, Unit 1485 and retrofits | 499 | 7305 | Rate Constraint in lbs/MMBtu | FALSE | L | Annual | Seasons Included | Seasons | Summer | Summer | Summer | Summer | Summer | Summer | Summer
IL Fac. Spec. - NOX Rate Summer v3.1, Unit 1485 and retrofits | 499 | 7305 | Rate Constraint in lbs/MMBtu | FALSE | L | Annual | Standard NOX | lb/MMBtu | 0.25 | 0.25 | 0.25 | 0.25 | 0.25 | 0.25 | 0.25
IL Fac. Spec. - NOX Rate Summer v3.1, Unit 1485 and retrofits | 499 | 7305 | Rate Constraint in lbs/MMBtu | FALSE | L | Annual | Emissions at Affected Plants NOX | Thousand Tons | 0.017408 | 0.01489 | 0.011698 | 0.0025503 | 0 | 0 | 0
IL Fac. Spec. - NOX Rate Summer v3.1, Unit 1485 and retrofits | 499 | 7305 | Rate Constraint in lbs/MMBtu | FALSE | L | Annual | Allowances Purchased NOX | Thousand Tons | 0 | 0 | 0 | 0 | 0 | 0 | 0
IL Fac. Spec. - NOX Rate Summer v3.1, Unit 1485 and retrofits | 499 | 7305 | Rate Constraint in lbs/MMBtu | FALSE | L | Annual | Allowances Sold NOX | Thousand Tons | 0 | 0 | 0 | 0 | 0 | 0 | 0
IL Fac. Spec. - NOX Rate Summer v3.1, Unit 1485 and retrofits | 499 | 7305 | Rate Constraint in lbs/MMBtu | FALSE | L | Annual | Allowances Banked | Thousand Tons | 0 | 0 | 0 | 0 | 0 | 0 | 0
IL Fac. Spec. - NOX Rate Summer v3.1, Unit 1485 and retrofits | 499 | 7305 | Rate Constraint in lbs/MMBtu | FALSE | L | Annual | Allowances Withdrawn (1:1) | Thousand Tons | 0 | 0 | 0 | 0 | 0 | 0 | 0
IL Fac. Spec. - NOX Rate Summer v3.1, Unit 1485 and retrofits | 499 | 7305 | Rate Constraint in lbs/MMBtu | FALSE | L | Annual | Allowances Withdrawn (1:n) | Thousand Tons | 0 | 0 | 0 | 0 | 0 | 0 | 0
IL Fac. Spec. - NOX Rate Summer v3.1, Unit 1485 and retrofits | 499 | 7305 | Rate Constraint in lbs/MMBtu | FALSE | L | Annual | Total | Thousand Tons | 0.017408 | 0.01489 | 0.011698 | 0.0025503 | 0 | 0 | 0
IL Fac. Spec. - NOX Rate Summer v3.1, Unit 1485 and retrofits | 499 | 7305 | Rate Constraint in lbs/MMBtu | FALSE | L | Annual | Fuel Consumed | TBtu | 2.6678 | 2.282 | 1.7929 | 0.39085 | 0 | 0 | 0
IL Fac. Spec. - NOX Rate Summer v3.1, Unit 1485 and retrofits | 499 | 7305 | Rate Constraint in lbs/MMBtu | FALSE | L | Annual | Rate | lb/MMBtu | 0.01305 | 0.01305 | 0.01305 | 0.01305 | 0 | 0 | 0
IL Fac. Spec. - NOX Rate Summer v3.1, Unit 1485 and retrofits | 499 | 7305 | Rate Constraint in lbs/MMBtu | FALSE | L | Annual | Generation | TWh | 0.3542 | 0.30298 | 0.23803 | 0.051891 | 0 | 0 | 0
IL Fac. Spec. - NOX Rate Summer v3.1, Unit 1485 and retrofits | 499 | 7305 | Rate Constraint in lbs/MMBtu | FALSE | L | Annual | Qualifying Generation | TWh | 0.3542 | 0.30298 | 0.23803 | 0.051891 | 0 | 0 | 0
IL Fac. Spec. - NOX Rate Summer v3.1, Unit 1485 and retrofits | 499 | 7305 | Rate Constraint in lbs/MMBtu | FALSE | L | Annual | Rate | lb/MWh | 0.098293 | 0.098293 | 0.098293 | 0.098293 | 0 | 0 | 0
IL Fac. Spec. - NOX Rate Summer v3.1, Unit 1485 and retrofits | 499 | 7305 | Rate Constraint in lbs/MMBtu | FALSE | L | Annual | Constraint Shadow Price | US2022$/Ton | 0 | 0 | 0 | 0 | 0 | 0 | 0
IL Fac. Spec. - NOX Rate Summer v3.1, Unit 1486 and retrofits | 500 | 7305 | Rate Constraint in lbs/MMBtu | FALSE | L | Annual | Seasons Included | Seasons | Summer | Summer | Summer | Summer | Summer | Summer | Summer
IL Fac. Spec. - NOX Rate Summer v3.1, Unit 1486 and retrofits | 500 | 7305 | Rate Constraint in lbs/MMBtu | FALSE | L | Annual | Standard NOX | lb/MMBtu | 0.25 | 0.25 | 0.25 | 0.25 | 0.25 | 0.25 | 0.25
IL Fac. Spec. - NOX Rate Summer v3.1, Unit 1486 and retrofits | 500 | 7305 | Rate Constraint in lbs/MMBtu | FALSE | L | Annual | Emissions at Affected Plants NOX | Thousand Tons | 0.01665 | 0.014242 | 0.0092433 | 0.0059119 | 0 | 0 | 0
IL Fac. Spec. - NOX Rate Summer v3.1, Unit 1486 and retrofits | 500 | 7305 | Rate Constraint in lbs/MMBtu | FALSE | L | Annual | Allowances Purchased NOX | Thousand Tons | 0 | 0 | 0 | 0 | 0 | 0 | 0
IL Fac. Spec. - NOX Rate Summer v3.1, Unit 1486 and retrofits | 500 | 7305 | Rate Constraint in lbs/MMBtu | FALSE | L | Annual | Allowances Sold NOX | Thousand Tons | 0 | 0 | 0 | 0 | 0 | 0 | 0
IL Fac. Spec. - NOX Rate Summer v3.1, Unit 1486 and retrofits | 500 | 7305 | Rate Constraint in lbs/MMBtu | FALSE | L | Annual | Allowances Banked | Thousand Tons | 0 | 0 | 0 | 0 | 0 | 0 | 0
IL Fac. Spec. - NOX Rate Summer v3.1, Unit 1486 and retrofits | 500 | 7305 | Rate Constraint in lbs/MMBtu | FALSE | L | Annual | Allowances Withdrawn (1:1) | Thousand Tons | 0 | 0 | 0 | 0 | 0 | 0 | 0
IL Fac. Spec. - NOX Rate Summer v3.1, Unit 1486 and retrofits | 500 | 7305 | Rate Constraint in lbs/MMBtu | FALSE | L | Annual | Allowances Withdrawn (1:n) | Thousand Tons | 0 | 0 | 0 | 0 | 0 | 0 | 0
IL Fac. Spec. - NOX Rate Summer v3.1, Unit 1486 and retrofits | 500 | 7305 | Rate Constraint in lbs/MMBtu | FALSE | L | Annual | Total | Thousand Tons | 0.01665 | 0.014242 | 0.0092433 | 0.0059119 | 0 | 0 | 0
IL Fac. Spec. - NOX Rate Summer v3.1, Unit 1486 and retrofits | 500 | 7305 | Rate Constraint in lbs/MMBtu | FALSE | L | Annual | Fuel Consumed | TBtu | 3.4294 | 2.9335 | 1.9039 | 1.2177 | 0 | 0 | 0
IL Fac. Spec. - NOX Rate Summer v3.1, Unit 1486 and retrofits | 500 | 7305 | Rate Constraint in lbs/MMBtu | FALSE | L | Annual | Rate | lb/MMBtu | 0.00971 | 0.00971 | 0.00971 | 0.00971 | 0 | 0 | 0
IL Fac. Spec. - NOX Rate Summer v3.1, Unit 1486 and retrofits | 500 | 7305 | Rate Constraint in lbs/MMBtu | FALSE | L | Annual | Generation | TWh | 0.46755 | 0.39993 | 0.25956 | 0.16601 | 0 | 0 | 0
IL Fac. Spec. - NOX Rate Summer v3.1, Unit 1486 and retrofits | 500 | 7305 | Rate Constraint in lbs/MMBtu | FALSE | L | Annual | Qualifying Generation | TWh | 0.46755 | 0.39993 | 0.25956 | 0.16601 | 0 | 0 | 0
IL Fac. Spec. - NOX Rate Summer v3.1, Unit 1486 and retrofits | 500 | 7305 | Rate Constraint in lbs/MMBtu | FALSE | L | Annual | Rate | lb/MWh | 0.071223 | 0.071223 | 0.071223 | 0.071223 | 0 | 0 | 0
IL Fac. Spec. - NOX Rate Summer v3.1, Unit 1486 and retrofits | 500 | 7305 | Rate Constraint in lbs/MMBtu | FALSE | L | Annual | Constraint Shadow Price | US2022$/Ton | 0 | 0 | 0 | 0 | 0 | 0 | 0
IL Fac. Spec. - NOX Rate Summer v3.1, Unit 1487 and retrofits | 501 | 7305 | Rate Constraint in lbs/MMBtu | FALSE | L | Annual | Seasons Included | Seasons | Summer | Summer | Summer | Summer | Summer | Summer | Summer
IL Fac. Spec. - NOX Rate Summer v3.1, Unit 1487 and retrofits | 501 | 7305 | Rate Constraint in lbs/MMBtu | FALSE | L | Annual | Standard NOX | lb/MMBtu | 0.25 | 0.25 | 0.25 | 0.25 | 0.25 | 0.25 | 0.25
IL Fac. Spec. - NOX Rate Summer v3.1, Unit 1487 and retrofits | 501 | 7305 | Rate Constraint in lbs/MMBtu | FALSE | L | Annual | Emissions at Affected Plants NOX | Thousand Tons | 0.021711 | 0.018571 | 0.01459 | 0.007709 | 0 | 0 | 0
IL Fac. Spec. - NOX Rate Summer v3.1, Unit 1487 and retrofits | 501 | 7305 | Rate Constraint in lbs/MMBtu | FALSE | L | Annual | Allowances Purchased NOX | Thousand Tons | 0 | 0 | 0 | 0 | 0 | 0 | 0
IL Fac. Spec. - NOX Rate Summer v3.1, Unit 1487 and retrofits | 501 | 7305 | Rate Constraint in lbs/MMBtu | FALSE | L | Annual | Allowances Sold NOX | Thousand Tons | 0 | 0 | 0 | 0 | 0 | 0 | 0
IL Fac. Spec. - NOX Rate Summer v3.1, Unit 1487 and retrofits | 501 | 7305 | Rate Constraint in lbs/MMBtu | FALSE | L | Annual | Allowances Banked | Thousand Tons | 0 | 0 | 0 | 0 | 0 | 0 | 0
IL Fac. Spec. - NOX Rate Summer v3.1, Unit 1487 and retrofits | 501 | 7305 | Rate Constraint in lbs/MMBtu | FALSE | L | Annual | Allowances Withdrawn (1:1) | Thousand Tons | 0 | 0 | 0 | 0 | 0 | 0 | 0
IL Fac. Spec. - NOX Rate Summer v3.1, Unit 1487 and retrofits | 501 | 7305 | Rate Constraint in lbs/MMBtu | FALSE | L | Annual | Allowances Withdrawn (1:n) | Thousand Tons | 0 | 0 | 0 | 0 | 0 | 0 | 0
IL Fac. Spec. - NOX Rate Summer v3.1, Unit 1487 and retrofits | 501 | 7305 | Rate Constraint in lbs/MMBtu | FALSE | L | Annual | Total | Thousand Tons | 0.021711 | 0.018571 | 0.01459 | 0.007709 | 0 | 0 | 0
IL Fac. Spec. - NOX Rate Summer v3.1, Unit 1487 and retrofits | 501 | 7305 | Rate Constraint in lbs/MMBtu | FALSE | L | Annual | Fuel Consumed | TBtu | 2.597 | 2.2214 | 1.7452 | 0.92212 | 0 | 0 | 0
IL Fac. Spec. - NOX Rate Summer v3.1, Unit 1487 and retrofits | 501 | 7305 | Rate Constraint in lbs/MMBtu | FALSE | L | Annual | Rate | lb/MMBtu | 0.01672 | 0.01672 | 0.01672 | 0.01672 | 0 | 0 | 0
IL Fac. Spec. - NOX Rate Summer v3.1, Unit 1487 and retrofits | 501 | 7305 | Rate Constraint in lbs/MMBtu | FALSE | L | Annual | Generation | TWh | 0.3542 | 0.30298 | 0.23803 | 0.12577 | 0 | 0 | 0
IL Fac. Spec. - NOX Rate Summer v3.1, Unit 1487 and retrofits | 501 | 7305 | Rate Constraint in lbs/MMBtu | FALSE | L | Annual | Qualifying Generation | TWh | 0.3542 | 0.30298 | 0.23803 | 0.12577 | 0 | 0 | 0
IL Fac. Spec. - NOX Rate Summer v3.1, Unit 1487 and retrofits | 501 | 7305 | Rate Constraint in lbs/MMBtu | FALSE | L | Annual | Rate | lb/MWh | 0.12259 | 0.12259 | 0.12259 | 0.12259 | 0 | 0 | 0
IL Fac. Spec. - NOX Rate Summer v3.1, Unit 1487 and retrofits | 501 | 7305 | Rate Constraint in lbs/MMBtu | FALSE | L | Annual | Constraint Shadow Price | US2022$/Ton | 0 | 0 | 0 | 0 | 0 | 0 | 0
IL Fac. Spec. - NOX Rate Summer v3.1, Unit 1488 and retrofits | 502 | 7305 | Rate Constraint in lbs/MMBtu | FALSE | L | Annual | Seasons Included | Seasons | Summer | Summer | Summer | Summer | Summer | Summer | Summer
IL Fac. Spec. - NOX Rate Summer v3.1, Unit 1488 and retrofits | 502 | 7305 | Rate Constraint in lbs/MMBtu | FALSE | L | Annual | Standard NOX | lb/MMBtu | 0.25 | 0.25 | 0.25 | 0.25 | 0.25 | 0.25 | 0.25
IL Fac. Spec. - NOX Rate Summer v3.1, Unit 1488 and retrofits | 502 | 7305 | Rate Constraint in lbs/MMBtu | FALSE | L | Annual | Emissions at Affected Plants NOX | Thousand Tons | 0.021906 | 0.018738 | 0.014721 | 0.0077781 | 0 | 0 | 0
IL Fac. Spec. - NOX Rate Summer v3.1, Unit 1488 and retrofits | 502 | 7305 | Rate Constraint in lbs/MMBtu | FALSE | L | Annual | Allowances Purchased NOX | Thousand Tons | 0 | 0 | 0 | 0 | 0 | 0 | 0
IL Fac. Spec. - NOX Rate Summer v3.1, Unit 1488 and retrofits | 502 | 7305 | Rate Constraint in lbs/MMBtu | FALSE | L | Annual | Allowances Sold NOX | Thousand Tons | 0 | 0 | 0 | 0 | 0 | 0 | 0
IL Fac. Spec. - NOX Rate Summer v3.1, Unit 1488 and retrofits | 502 | 7305 | Rate Constraint in lbs/MMBtu | FALSE | L | Annual | Allowances Banked | Thousand Tons | 0 | 0 | 0 | 0 | 0 | 0 | 0
IL Fac. Spec. - NOX Rate Summer v3.1, Unit 1488 and retrofits | 502 | 7305 | Rate Constraint in lbs/MMBtu | FALSE | L | Annual | Allowances Withdrawn (1:1) | Thousand Tons | 0 | 0 | 0 | 0 | 0 | 0 | 0
IL Fac. Spec. - NOX Rate Summer v3.1, Unit 1488 and retrofits | 502 | 7305 | Rate Constraint in lbs/MMBtu | FALSE | L | Annual | Allowances Withdrawn (1:n) | Thousand Tons | 0 | 0 | 0 | 0 | 0 | 0 | 0
IL Fac. Spec. - NOX Rate Summer v3.1, Unit 1488 and retrofits | 502 | 7305 | Rate Constraint in lbs/MMBtu | FALSE | L | Annual | Total | Thousand Tons | 0.021906 | 0.018738 | 0.014721 | 0.0077781 | 0 | 0 | 0
IL Fac. Spec. - NOX Rate Summer v3.1, Unit 1488 and retrofits | 502 | 7305 | Rate Constraint in lbs/MMBtu | FALSE | L | Annual | Fuel Consumed | TBtu | 2.597 | 2.2214 | 1.7452 | 0.92212 | 0 | 0 | 0
IL Fac. Spec. - NOX Rate Summer v3.1, Unit 1488 and retrofits | 502 | 7305 | Rate Constraint in lbs/MMBtu | FALSE | L | Annual | Rate | lb/MMBtu | 0.01687 | 0.01687 | 0.01687 | 0.01687 | 0 | 0 | 0
IL Fac. Spec. - NOX Rate Summer v3.1, Unit 1488 and retrofits | 502 | 7305 | Rate Constraint in lbs/MMBtu | FALSE | L | Annual | Generation | TWh | 0.3542 | 0.30298 | 0.23803 | 0.12577 | 0 | 0 | 0
IL Fac. Spec. - NOX Rate Summer v3.1, Unit 1488 and retrofits | 502 | 7305 | Rate Constraint in lbs/MMBtu | FALSE | L | Annual | Qualifying Generation | TWh | 0.3542 | 0.30298 | 0.23803 | 0.12577 | 0 | 0 | 0
IL Fac. Spec. - NOX Rate Summer v3.1, Unit 1488 and retrofits | 502 | 7305 | Rate Constraint in lbs/MMBtu | FALSE | L | Annual | Rate | lb/MWh | 0.12369 | 0.12369 | 0.12369 | 0.12369 | 0 | 0 | 0
IL Fac. Spec. - NOX Rate Summer v3.1, Unit 1488 and retrofits | 502 | 7305 | Rate Constraint in lbs/MMBtu | FALSE | L | Annual | Constraint Shadow Price | US2022$/Ton | 0 | 0 | 0 | 0 | 0 | 0 | 0
IL Fac. Spec. - NOX Rate Summer v3.1, Unit 1489 and retrofits | 503 | 7305 | Rate Constraint in lbs/MMBtu | FALSE | L | Annual | Seasons Included | Seasons | Summer | Summer | Summer | Summer | Summer | Summer | Summer
IL Fac. Spec. - NOX Rate Summer v3.1, Unit 1489 and retrofits | 503 | 7305 | Rate Constraint in lbs/MMBtu | FALSE | L | Annual | Standard NOX | lb/MMBtu | 0.25 | 0.25 | 0.25 | 0.25 | 0.25 | 0.25 | 0.25
IL Fac. Spec. - NOX Rate Summer v3.1, Unit 1489 and retrofits | 503 | 7305 | Rate Constraint in lbs/MMBtu | FALSE | L | Annual | Emissions at Affected Plants NOX | Thousand Tons | 0.029179 | 0.02496 | 0.019609 | 0.010361 | 0 | 0 | 0
IL Fac. Spec. - NOX Rate Summer v3.1, Unit 1489 and retrofits | 503 | 7305 | Rate Constraint in lbs/MMBtu | FALSE | L | Annual | Allowances Purchased NOX | Thousand Tons | 0 | 0 | 0 | 0 | 0 | 0 | 0
IL Fac. Spec. - NOX Rate Summer v3.1, Unit 1489 and retrofits | 503 | 7305 | Rate Constraint in lbs/MMBtu | FALSE | L | Annual | Allowances Sold NOX | Thousand Tons | 0 | 0 | 0 | 0 | 0 | 0 | 0
IL Fac. Spec. - NOX Rate Summer v3.1, Unit 1489 and retrofits | 503 | 7305 | Rate Constraint in lbs/MMBtu | FALSE | L | Annual | Allowances Banked | Thousand Tons | 0 | 0 | 0 | 0 | 0 | 0 | 0
IL Fac. Spec. - NOX Rate Summer v3.1, Unit 1489 and retrofits | 503 | 7305 | Rate Constraint in lbs/MMBtu | FALSE | L | Annual | Allowances Withdrawn (1:1) | Thousand Tons | 0 | 0 | 0 | 0 | 0 | 0 | 0
IL Fac. Spec. - NOX Rate Summer v3.1, Unit 1489 and retrofits | 503 | 7305 | Rate Constraint in lbs/MMBtu | FALSE | L | Annual | Allowances Withdrawn (1:n) | Thousand Tons | 0 | 0 | 0 | 0 | 0 | 0 | 0
IL Fac. Spec. - NOX Rate Summer v3.1, Unit 1489 and retrofits | 503 | 7305 | Rate Constraint in lbs/MMBtu | FALSE | L | Annual | Total | Thousand Tons | 0.029179 | 0.02496 | 0.019609 | 0.010361 | 0 | 0 | 0
IL Fac. Spec. - NOX Rate Summer v3.1, Unit 1489 and retrofits | 503 | 7305 | Rate Constraint in lbs/MMBtu | FALSE | L | Annual | Fuel Consumed | TBtu | 3.4904 | 2.9856 | 2.3456 | 1.2393 | 0 | 0 | 0
IL Fac. Spec. - NOX Rate Summer v3.1, Unit 1489 and retrofits | 503 | 7305 | Rate Constraint in lbs/MMBtu | FALSE | L | Annual | Rate | lb/MMBtu | 0.01672 | 0.01672 | 0.01672 | 0.01672 | 0 | 0 | 0
IL Fac. Spec. - NOX Rate Summer v3.1, Unit 1489 and retrofits | 503 | 7305 | Rate Constraint in lbs/MMBtu | FALSE | L | Annual | Generation | TWh | 0.47605 | 0.4072 | 0.31991 | 0.16903 | 0 | 0 | 0
IL Fac. Spec. - NOX Rate Summer v3.1, Unit 1489 and retrofits | 503 | 7305 | Rate Constraint in lbs/MMBtu | FALSE | L | Annual | Qualifying Generation | TWh | 0.47605 | 0.4072 | 0.31991 | 0.16903 | 0 | 0 | 0
IL Fac. Spec. - NOX Rate Summer v3.1, Unit 1489 and retrofits | 503 | 7305 | Rate Constraint in lbs/MMBtu | FALSE | L | Annual | Rate | lb/MWh | 0.12259 | 0.12259 | 0.12259 | 0.12259 | 0 | 0 | 0
IL Fac. Spec. - NOX Rate Summer v3.1, Unit 1489 and retrofits | 503 | 7305 | Rate Constraint in lbs/MMBtu | FALSE | L | Annual | Constraint Shadow Price | US2022$/Ton | 0 | 0 | 0 | 0 | 0 | 0 | 0
IL Fac. Spec. - NOX Rate Summer v3.1, Unit 1490 and retrofits | 504 | 7305 | Rate Constraint in lbs/MMBtu | FALSE | L | Annual | Seasons Included | Seasons | Summer | Summer | Summer | Summer | Summer | Summer | Summer
IL Fac. Spec. - NOX Rate Summer v3.1, Unit 1490 and retrofits | 504 | 7305 | Rate Constraint in lbs/MMBtu | FALSE | L | Annual | Standard NOX | lb/MMBtu | 0.25 | 0.25 | 0.25 | 0.25 | 0.25 | 0.25 | 0.25
IL Fac. Spec. - NOX Rate Summer v3.1, Unit 1490 and retrofits | 504 | 7305 | Rate Constraint in lbs/MMBtu | FALSE | L | Annual | Emissions at Affected Plants NOX | Thousand Tons | 0.029441 | 0.025184 | 0.019785 | 0.010454 | 0 | 0 | 0
IL Fac. Spec. - NOX Rate Summer v3.1, Unit 1490 and retrofits | 504 | 7305 | Rate Constraint in lbs/MMBtu | FALSE | L | Annual | Allowances Purchased NOX | Thousand Tons | 0 | 0 | 0 | 0 | 0 | 0 | 0
IL Fac. Spec. - NOX Rate Summer v3.1, Unit 1490 and retrofits | 504 | 7305 | Rate Constraint in lbs/MMBtu | FALSE | L | Annual | Allowances Sold NOX | Thousand Tons | 0 | 0 | 0 | 0 | 0 | 0 | 0
IL Fac. Spec. - NOX Rate Summer v3.1, Unit 1490 and retrofits | 504 | 7305 | Rate Constraint in lbs/MMBtu | FALSE | L | Annual | Allowances Banked | Thousand Tons | 0 | 0 | 0 | 0 | 0 | 0 | 0
IL Fac. Spec. - NOX Rate Summer v3.1, Unit 1490 and retrofits | 504 | 7305 | Rate Constraint in lbs/MMBtu | FALSE | L | Annual | Allowances Withdrawn (1:1) | Thousand Tons | 0 | 0 | 0 | 0 | 0 | 0 | 0
IL Fac. Spec. - NOX Rate Summer v3.1, Unit 1490 and retrofits | 504 | 7305 | Rate Constraint in lbs/MMBtu | FALSE | L | Annual | Allowances Withdrawn (1:n) | Thousand Tons | 0 | 0 | 0 | 0 | 0 | 0 | 0
IL Fac. Spec. - NOX Rate Summer v3.1, Unit 1490 and retrofits | 504 | 7305 | Rate Constraint in lbs/MMBtu | FALSE | L | Annual | Total | Thousand Tons | 0.029441 | 0.025184 | 0.019785 | 0.010454 | 0 | 0 | 0
IL Fac. Spec. - NOX Rate Summer v3.1, Unit 1490 and retrofits | 504 | 7305 | Rate Constraint in lbs/MMBtu | FALSE | L | Annual | Fuel Consumed | TBtu | 3.4904 | 2.9856 | 2.3456 | 1.2393 | 0 | 0 | 0
IL Fac. Spec. - NOX Rate Summer v3.1, Unit 1490 and retrofits | 504 | 7305 | Rate Constraint in lbs/MMBtu | FALSE | L | Annual | Rate | lb/MMBtu | 0.01687 | 0.01687 | 0.01687 | 0.01687 | 0 | 0 | 0
IL Fac. Spec. - NOX Rate Summer v3.1, Unit 1490 and retrofits | 504 | 7305 | Rate Constraint in lbs/MMBtu | FALSE | L | Annual | Generation | TWh | 0.47605 | 0.4072 | 0.31991 | 0.16903 | 0 | 0 | 0
IL Fac. Spec. - NOX Rate Summer v3.1, Unit 1490 and retrofits | 504 | 7305 | Rate Constraint in lbs/MMBtu | FALSE | L | Annual | Qualifying Generation | TWh | 0.47605 | 0.4072 | 0.31991 | 0.16903 | 0 | 0 | 0
IL Fac. Spec. - NOX Rate Summer v3.1, Unit 1490 and retrofits | 504 | 7305 | Rate Constraint in lbs/MMBtu | FALSE | L | Annual | Rate | lb/MWh | 0.12369 | 0.12369 | 0.12369 | 0.12369 | 0 | 0 | 0
IL Fac. Spec. - NOX Rate Summer v3.1, Unit 1490 and retrofits | 504 | 7305 | Rate Constraint in lbs/MMBtu | FALSE | L | Annual | Constraint Shadow Price | US2022$/Ton | 0 | 0 | 0 | 0 | 0 | 0 | 0
IL Fac. Spec. - NOX Rate Summer v3.1, Unit 1491 and retrofits | 505 | 7305 | Rate Constraint in lbs/MMBtu | FALSE | L | Annual | Seasons Included | Seasons | Summer | Summer | Summer | Summer | Summer | Summer | Summer
IL Fac. Spec. - NOX Rate Summer v3.1, Unit 1491 and retrofits | 505 | 7305 | Rate Constraint in lbs/MMBtu | FALSE | L | Annual | Standard NOX | lb/MMBtu | 0.25 | 0.25 | 0.25 | 0.25 | 0.25 | 0.25 | 0.25
IL Fac. Spec. - NOX Rate Summer v3.1, Unit 1491 and retrofits | 505 | 7305 | Rate Constraint in lbs/MMBtu | FALSE | L | Annual | Emissions at Affected Plants NOX | Thousand Tons | 0.068911 | 0.068911 | 0.068911 | 0.059565 | 0 | 0 | 0
IL Fac. Spec. - NOX Rate Summer v3.1, Unit 1491 and retrofits | 505 | 7305 | Rate Constraint in lbs/MMBtu | FALSE | L | Annual | Allowances Purchased NOX | Thousand Tons | 0 | 0 | 0 | 0 | 0 | 0 | 0
IL Fac. Spec. - NOX Rate Summer v3.1, Unit 1491 and retrofits | 505 | 7305 | Rate Constraint in lbs/MMBtu | FALSE | L | Annual | Allowances Sold NOX | Thousand Tons | 0 | 0 | 0 | 0 | 0 | 0 | 0
IL Fac. Spec. - NOX Rate Summer v3.1, Unit 1491 and retrofits | 505 | 7305 | Rate Constraint in lbs/MMBtu | FALSE | L | Annual | Allowances Banked | Thousand Tons | 0 | 0 | 0 | 0 | 0 | 0 | 0
IL Fac. Spec. - NOX Rate Summer v3.1, Unit 1491 and retrofits | 505 | 7305 | Rate Constraint in lbs/MMBtu | FALSE | L | Annual | Allowances Withdrawn (1:1) | Thousand Tons | 0 | 0 | 0 | 0 | 0 | 0 | 0
IL Fac. Spec. - NOX Rate Summer v3.1, Unit 1491 and retrofits | 505 | 7305 | Rate Constraint in lbs/MMBtu | FALSE | L | Annual | Allowances Withdrawn (1:n) | Thousand Tons | 0 | 0 | 0 | 0 | 0 | 0 | 0
IL Fac. Spec. - NOX Rate Summer v3.1, Unit 1491 and retrofits | 505 | 7305 | Rate Constraint in lbs/MMBtu | FALSE | L | Annual | Total | Thousand Tons | 0.068911 | 0.068911 | 0.068911 | 0.059565 | 0 | 0 | 0
IL Fac. Spec. - NOX Rate Summer v3.1, Unit 1491 and retrofits | 505 | 7305 | Rate Constraint in lbs/MMBtu | FALSE | L | Annual | Fuel Consumed | TBtu | 12.5293 | 12.5293 | 12.5293 | 10.83 | 0 | 0 | 0
IL Fac. Spec. - NOX Rate Summer v3.1, Unit 1491 and retrofits | 505 | 7305 | Rate Constraint in lbs/MMBtu | FALSE | L | Annual | Rate | lb/MMBtu | 0.011 | 0.011 | 0.011 | 0.011 | 0 | 0 | 0
IL Fac. Spec. - NOX Rate Summer v3.1, Unit 1491 and retrofits | 505 | 7305 | Rate Constraint in lbs/MMBtu | FALSE | L | Annual | Generation | TWh | 1.9669 | 1.9669 | 1.9669 | 1.7002 | 0 | 0 | 0
IL Fac. Spec. - NOX Rate Summer v3.1, Unit 1491 and retrofits | 505 | 7305 | Rate Constraint in lbs/MMBtu | FALSE | L | Annual | Qualifying Generation | TWh | 1.9669 | 1.9669 | 1.9669 | 1.7002 | 0 | 0 | 0
IL Fac. Spec. - NOX Rate Summer v3.1, Unit 1491 and retrofits | 505 | 7305 | Rate Constraint in lbs/MMBtu | FALSE | L | Annual | Rate | lb/MWh | 0.07007 | 0.07007 | 0.07007 | 0.07007 | 0 | 0 | 0
IL Fac. Spec. - NOX Rate Summer v3.1, Unit 1491 and retrofits | 505 | 7305 | Rate Constraint in lbs/MMBtu | FALSE | L | Annual | Constraint Shadow Price | US2022$/Ton | 0 | 0 | 0 | 0 | 0 | 0 | 0
IL Fac. Spec. - NOX Rate Summer v3.1, Unit 1492 and retrofits | 506 | 7305 | Rate Constraint in lbs/MMBtu | FALSE | L | Annual | Seasons Included | Seasons | Summer | Summer | Summer | Summer | Summer | Summer | Summer
IL Fac. Spec. - NOX Rate Summer v3.1, Unit 1492 and retrofits | 506 | 7305 | Rate Constraint in lbs/MMBtu | FALSE | L | Annual | Standard NOX | lb/MMBtu | 0.25 | 0.25 | 0.25 | 0.25 | 0.25 | 0.25 | 0.25
IL Fac. Spec. - NOX Rate Summer v3.1, Unit 1492 and retrofits | 506 | 7305 | Rate Constraint in lbs/MMBtu | FALSE | L | Annual | Emissions at Affected Plants NOX | Thousand Tons | 0.068911 | 0.068911 | 0.068911 | 0.059565 | 0 | 0 | 0
IL Fac. Spec. - NOX Rate Summer v3.1, Unit 1492 and retrofits | 506 | 7305 | Rate Constraint in lbs/MMBtu | FALSE | L | Annual | Allowances Purchased NOX | Thousand Tons | 0 | 0 | 0 | 0 | 0 | 0 | 0
IL Fac. Spec. - NOX Rate Summer v3.1, Unit 1492 and retrofits | 506 | 7305 | Rate Constraint in lbs/MMBtu | FALSE | L | Annual | Allowances Sold NOX | Thousand Tons | 0 | 0 | 0 | 0 | 0 | 0 | 0
IL Fac. Spec. - NOX Rate Summer v3.1, Unit 1492 and retrofits | 506 | 7305 | Rate Constraint in lbs/MMBtu | FALSE | L | Annual | Allowances Banked | Thousand Tons | 0 | 0 | 0 | 0 | 0 | 0 | 0
IL Fac. Spec. - NOX Rate Summer v3.1, Unit 1492 and retrofits | 506 | 7305 | Rate Constraint in lbs/MMBtu | FALSE | L | Annual | Allowances Withdrawn (1:1) | Thousand Tons | 0 | 0 | 0 | 0 | 0 | 0 | 0
IL Fac. Spec. - NOX Rate Summer v3.1, Unit 1492 and retrofits | 506 | 7305 | Rate Constraint in lbs/MMBtu | FALSE | L | Annual | Allowances Withdrawn (1:n) | Thousand Tons | 0 | 0 | 0 | 0 | 0 | 0 | 0
IL Fac. Spec. - NOX Rate Summer v3.1, Unit 1492 and retrofits | 506 | 7305 | Rate Constraint in lbs/MMBtu | FALSE | L | Annual | Total | Thousand Tons | 0.068911 | 0.068911 | 0.068911 | 0.059565 | 0 | 0 | 0
IL Fac. Spec. - NOX Rate Summer v3.1, Unit 1492 and retrofits | 506 | 7305 | Rate Constraint in lbs/MMBtu | FALSE | L | Annual | Fuel Consumed | TBtu | 12.5293 | 12.5293 | 12.5293 | 10.83 | 0 | 0 | 0
IL Fac. Spec. - NOX Rate Summer v3.1, Unit 1492 and retrofits | 506 | 7305 | Rate Constraint in lbs/MMBtu | FALSE | L | Annual | Rate | lb/MMBtu | 0.011 | 0.011 | 0.011 | 0.011 | 0 | 0 | 0
IL Fac. Spec. - NOX Rate Summer v3.1, Unit 1492 and retrofits | 506 | 7305 | Rate Constraint in lbs/MMBtu | FALSE | L | Annual | Generation | TWh | 1.9669 | 1.9669 | 1.9669 | 1.7002 | 0 | 0 | 0
IL Fac. Spec. - NOX Rate Summer v3.1, Unit 1492 and retrofits | 506 | 7305 | Rate Constraint in lbs/MMBtu | FALSE | L | Annual | Qualifying Generation | TWh | 1.9669 | 1.9669 | 1.9669 | 1.7002 | 0 | 0 | 0
IL Fac. Spec. - NOX Rate Summer v3.1, Unit 1492 and retrofits | 506 | 7305 | Rate Constraint in lbs/MMBtu | FALSE | L | Annual | Rate | lb/MWh | 0.07007 | 0.07007 | 0.07007 | 0.07007 | 0 | 0 | 0
IL Fac. Spec. - NOX Rate Summer v3.1, Unit 1492 and retrofits | 506 | 7305 | Rate Constraint in lbs/MMBtu | FALSE | L | Annual | Constraint Shadow Price | US2022$/Ton | 0 | 0 | 0 | 0 | 0 | 0 | 0
IL Fac. Spec. - NOX Rate Summer v3.1, Unit 1494 and retrofits | 507 | 7305 | Rate Constraint in lbs/MMBtu | FALSE | L | Annual | Seasons Included | Seasons | Summer | Summer | Summer | Summer | Summer | Summer | Summer
IL Fac. Spec. - NOX Rate Summer v3.1, Unit 1494 and retrofits | 507 | 7305 | Rate Constraint in lbs/MMBtu | FALSE | L | Annual | Standard NOX | lb/MMBtu | 0.25 | 0.25 | 0.25 | 0.25 | 0.25 | 0.25 | 0.25
IL Fac. Spec. - NOX Rate Summer v3.1, Unit 1494 and retrofits | 507 | 7305 | Rate Constraint in lbs/MMBtu | FALSE | L | Annual | Emissions at Affected Plants NOX | Thousand Tons | 0.043343 | 0.032047 | 0.037465 | 0.013303 | 0 | 0 | 0
IL Fac. Spec. - NOX Rate Summer v3.1, Unit 1494 and retrofits | 507 | 7305 | Rate Constraint in lbs/MMBtu | FALSE | L | Annual | Allowances Purchased NOX | Thousand Tons | 0 | 0 | 0 | 0 | 0 | 0 | 0
IL Fac. Spec. - NOX Rate Summer v3.1, Unit 1494 and retrofits | 507 | 7305 | Rate Constraint in lbs/MMBtu | FALSE | L | Annual | Allowances Sold NOX | Thousand Tons | 0 | 0 | 0 | 0 | 0 | 0 | 0
IL Fac. Spec. - NOX Rate Summer v3.1, Unit 1494 and retrofits | 507 | 7305 | Rate Constraint in lbs/MMBtu | FALSE | L | Annual | Allowances Banked | Thousand Tons | 0 | 0 | 0 | 0 | 0 | 0 | 0
IL Fac. Spec. - NOX Rate Summer v3.1, Unit 1494 and retrofits | 507 | 7305 | Rate Constraint in lbs/MMBtu | FALSE | L | Annual | Allowances Withdrawn (1:1) | Thousand Tons | 0 | 0 | 0 | 0 | 0 | 0 | 0
IL Fac. Spec. - NOX Rate Summer v3.1, Unit 1494 and retrofits | 507 | 7305 | Rate Constraint in lbs/MMBtu | FALSE | L | Annual | Allowances Withdrawn (1:n) | Thousand Tons | 0 | 0 | 0 | 0 | 0 | 0 | 0
IL Fac. Spec. - NOX Rate Summer v3.1, Unit 1494 and retrofits | 507 | 7305 | Rate Constraint in lbs/MMBtu | FALSE | L | Annual | Total | Thousand Tons | 0.043343 | 0.032047 | 0.037465 | 0.013303 | 0 | 0 | 0
IL Fac. Spec. - NOX Rate Summer v3.1, Unit 1494 and retrofits | 507 | 7305 | Rate Constraint in lbs/MMBtu | FALSE | L | Annual | Fuel Consumed | TBtu | 1.0217 | 0.75539 | 0.8831 | 0.31356 | 0 | 0 | 0
IL Fac. Spec. - NOX Rate Summer v3.1, Unit 1494 and retrofits | 507 | 7305 | Rate Constraint in lbs/MMBtu | FALSE | L | Annual | Rate | lb/MMBtu | 0.084848 | 0.084848 | 0.084848 | 0.084848 | 0 | 0 | 0
IL Fac. Spec. - NOX Rate Summer v3.1, Unit 1494 and retrofits | 507 | 7305 | Rate Constraint in lbs/MMBtu | FALSE | L | Annual | Generation | TWh | 0.14424 | 0.10665 | 0.12468 | 0.04427 | 0 | 0 | 0
IL Fac. Spec. - NOX Rate Summer v3.1, Unit 1494 and retrofits | 507 | 7305 | Rate Constraint in lbs/MMBtu | FALSE | L | Annual | Qualifying Generation | TWh | 0.14424 | 0.10665 | 0.12468 | 0.04427 | 0 | 0 | 0
IL Fac. Spec. - NOX Rate Summer v3.1, Unit 1494 and retrofits | 507 | 7305 | Rate Constraint in lbs/MMBtu | FALSE | L | Annual | Rate | lb/MWh | 0.60098 | 0.60098 | 0.60098 | 0.60098 | 0 | 0 | 0
IL Fac. Spec. - NOX Rate Summer v3.1, Unit 1494 and retrofits | 507 | 7305 | Rate Constraint in lbs/MMBtu | FALSE | L | Annual | Constraint Shadow Price | US2022$/Ton | 0 | 0 | 0 | 0 | 0 | 0 | 0
IL Fac. Spec. - NOX Rate Summer v3.1, Unit 1495 and retrofits | 508 | 7305 | Rate Constraint in lbs/MMBtu | FALSE | L | Annual | Seasons Included | Seasons | Summer | Summer | Summer | Summer | Summer | Summer | Summer
IL Fac. Spec. - NOX Rate Summer v3.1, Unit 1495 and retrofits | 508 | 7305 | Rate Constraint in lbs/MMBtu | FALSE | L | Annual | Standard NOX | lb/MMBtu | 0.25 | 0.25 | 0.25 | 0.25 | 0.25 | 0.25 | 0.25
IL Fac. Spec. - NOX Rate Summer v3.1, Unit 1495 and retrofits | 508 | 7305 | Rate Constraint in lbs/MMBtu | FALSE | L | Annual | Emissions at Affected Plants NOX | Thousand Tons | 0.043343 | 0.032047 | 0.037465 | 0.013303 | 0 | 0 | 0
IL Fac. Spec. - NOX Rate Summer v3.1, Unit 1495 and retrofits | 508 | 7305 | Rate Constraint in lbs/MMBtu | FALSE | L | Annual | Allowances Purchased NOX | Thousand Tons | 0 | 0 | 0 | 0 | 0 | 0 | 0
IL Fac. Spec. - NOX Rate Summer v3.1, Unit 1495 and retrofits | 508 | 7305 | Rate Constraint in lbs/MMBtu | FALSE | L | Annual | Allowances Sold NOX | Thousand Tons | 0 | 0 | 0 | 0 | 0 | 0 | 0
IL Fac. Spec. - NOX Rate Summer v3.1, Unit 1495 and retrofits | 508 | 7305 | Rate Constraint in lbs/MMBtu | FALSE | L | Annual | Allowances Banked | Thousand Tons | 0 | 0 | 0 | 0 | 0 | 0 | 0
IL Fac. Spec. - NOX Rate Summer v3.1, Unit 1495 and retrofits | 508 | 7305 | Rate Constraint in lbs/MMBtu | FALSE | L | Annual | Allowances Withdrawn (1:1) | Thousand Tons | 0 | 0 | 0 | 0 | 0 | 0 | 0
IL Fac. Spec. - NOX Rate Summer v3.1, Unit 1495 and retrofits | 508 | 7305 | Rate Constraint in lbs/MMBtu | FALSE | L | Annual | Allowances Withdrawn (1:n) | Thousand Tons | 0 | 0 | 0 | 0 | 0 | 0 | 0
IL Fac. Spec. - NOX Rate Summer v3.1, Unit 1495 and retrofits | 508 | 7305 | Rate Constraint in lbs/MMBtu | FALSE | L | Annual | Total | Thousand Tons | 0.043343 | 0.032047 | 0.037465 | 0.013303 | 0 | 0 | 0
IL Fac. Spec. - NOX Rate Summer v3.1, Unit 1495 and retrofits | 508 | 7305 | Rate Constraint in lbs/MMBtu | FALSE | L | Annual | Fuel Consumed | TBtu | 1.0217 | 0.75539 | 0.8831 | 0.31356 | 0 | 0 | 0
IL Fac. Spec. - NOX Rate Summer v3.1, Unit 1495 and retrofits | 508 | 7305 | Rate Constraint in lbs/MMBtu | FALSE | L | Annual | Rate | lb/MMBtu | 0.084848 | 0.084848 | 0.084848 | 0.084848 | 0 | 0 | 0
IL Fac. Spec. - NOX Rate Summer v3.1, Unit 1495 and retrofits | 508 | 7305 | Rate Constraint in lbs/MMBtu | FALSE | L | Annual | Generation | TWh | 0.14424 | 0.10665 | 0.12468 | 0.04427 | 0 | 0 | 0
IL Fac. Spec. - NOX Rate Summer v3.1, Unit 1495 and retrofits | 508 | 7305 | Rate Constraint in lbs/MMBtu | FALSE | L | Annual | Qualifying Generation | TWh | 0.14424 | 0.10665 | 0.12468 | 0.04427 | 0 | 0 | 0
IL Fac. Spec. - NOX Rate Summer v3.1, Unit 1495 and retrofits | 508 | 7305 | Rate Constraint in lbs/MMBtu | FALSE | L | Annual | Rate | lb/MWh | 0.60098 | 0.60098 | 0.60098 | 0.60098 | 0 | 0 | 0
IL Fac. Spec. - NOX Rate Summer v3.1, Unit 1495 and retrofits | 508 | 7305 | Rate Constraint in lbs/MMBtu | FALSE | L | Annual | Constraint Shadow Price | US2022$/Ton | 0 | 0 | 0 | 0 | 0 | 0 | 0
IL Fac. Spec. - NOX Rate Summer v3.1, Unit 1496 and retrofits | 509 | 7305 | Rate Constraint in lbs/MMBtu | FALSE | L | Annual | Seasons Included | Seasons | Summer | Summer | Summer | Summer | Summer | Summer | Summer
IL Fac. Spec. - NOX Rate Summer v3.1, Unit 1496 and retrofits | 509 | 7305 | Rate Constraint in lbs/MMBtu | FALSE | L | Annual | Standard NOX | lb/MMBtu | 0.25 | 0.25 | 0.25 | 0.25 | 0.25 | 0.25 | 0.25
IL Fac. Spec. - NOX Rate Summer v3.1, Unit 1496 and retrofits | 509 | 7305 | Rate Constraint in lbs/MMBtu | FALSE | L | Annual | Emissions at Affected Plants NOX | Thousand Tons | 0.043343 | 0.032047 | 0.037465 | 0.013303 | 0 | 0 | 0
IL Fac. Spec. - NOX Rate Summer v3.1, Unit 1496 and retrofits | 509 | 7305 | Rate Constraint in lbs/MMBtu | FALSE | L | Annual | Allowances Purchased NOX | Thousand Tons | 0 | 0 | 0 | 0 | 0 | 0 | 0
IL Fac. Spec. - NOX Rate Summer v3.1, Unit 1496 and retrofits | 509 | 7305 | Rate Constraint in lbs/MMBtu | FALSE | L | Annual | Allowances Sold NOX | Thousand Tons | 0 | 0 | 0 | 0 | 0 | 0 | 0
IL Fac. Spec. - NOX Rate Summer v3.1, Unit 1496 and retrofits | 509 | 7305 | Rate Constraint in lbs/MMBtu | FALSE | L | Annual | Allowances Banked | Thousand Tons | 0 | 0 | 0 | 0 | 0 | 0 | 0
IL Fac. Spec. - NOX Rate Summer v3.1, Unit 1496 and retrofits | 509 | 7305 | Rate Constraint in lbs/MMBtu | FALSE | L | Annual | Allowances Withdrawn (1:1) | Thousand Tons | 0 | 0 | 0 | 0 | 0 | 0 | 0
IL Fac. Spec. - NOX Rate Summer v3.1, Unit 1496 and retrofits | 509 | 7305 | Rate Constraint in lbs/MMBtu | FALSE | L | Annual | Allowances Withdrawn (1:n) | Thousand Tons | 0 | 0 | 0 | 0 | 0 | 0 | 0
IL Fac. Spec. - NOX Rate Summer v3.1, Unit 1496 and retrofits | 509 | 7305 | Rate Constraint in lbs/MMBtu | FALSE | L | Annual | Total | Thousand Tons | 0.043343 | 0.032047 | 0.037465 | 0.013303 | 0 | 0 | 0
IL Fac. Spec. - NOX Rate Summer v3.1, Unit 1496 and retrofits | 509 | 7305 | Rate Constraint in lbs/MMBtu | FALSE | L | Annual | Fuel Consumed | TBtu | 1.0217 | 0.75539 | 0.8831 | 0.31356 | 0 | 0 | 0
IL Fac. Spec. - NOX Rate Summer v3.1, Unit 1496 and retrofits | 509 | 7305 | Rate Constraint in lbs/MMBtu | FALSE | L | Annual | Rate | lb/MMBtu | 0.084848 | 0.084848 | 0.084848 | 0.084848 | 0 | 0 | 0
IL Fac. Spec. - NOX Rate Summer v3.1, Unit 1496 and retrofits | 509 | 7305 | Rate Constraint in lbs/MMBtu | FALSE | L | Annual | Generation | TWh | 0.14424 | 0.10665 | 0.12468 | 0.04427 | 0 | 0 | 0
IL Fac. Spec. - NOX Rate Summer v3.1, Unit 1496 and retrofits | 509 | 7305 | Rate Constraint in lbs/MMBtu | FALSE | L | Annual | Qualifying Generation | TWh | 0.14424 | 0.10665 | 0.12468 | 0.04427 | 0 | 0 | 0
IL Fac. Spec. - NOX Rate Summer v3.1, Unit 1496 and retrofits | 509 | 7305 | Rate Constraint in lbs/MMBtu | FALSE | L | Annual | Rate | lb/MWh | 0.60098 | 0.60098 | 0.60098 | 0.60098 | 0 | 0 | 0
IL Fac. Spec. - NOX Rate Summer v3.1, Unit 1496 and retrofits | 509 | 7305 | Rate Constraint in lbs/MMBtu | FALSE | L | Annual | Constraint Shadow Price | US2022$/Ton | 0 | 0 | 0 | 0 | 0 | 0 | 0
IL Fac. Spec. - NOX Rate Summer v3.1, Unit 1497 and retrofits | 510 | 7305 | Rate Constraint in lbs/MMBtu | FALSE | L | Annual | Seasons Included | Seasons | Summer | Summer | Summer | Summer | Summer | Summer | Summer
IL Fac. Spec. - NOX Rate Summer v3.1, Unit 1497 and retrofits | 510 | 7305 | Rate Constraint in lbs/MMBtu | FALSE | L | Annual | Standard NOX | lb/MMBtu | 0.25 | 0.25 | 0.25 | 0.25 | 0.25 | 0.25 | 0.25
IL Fac. Spec. - NOX Rate Summer v3.1, Unit 1497 and retrofits | 510 | 7305 | Rate Constraint in lbs/MMBtu | FALSE | L | Annual | Emissions at Affected Plants NOX | Thousand Tons | 0.061074 | 0.045157 | 0.052791 | 0.018745 | 0.001814 | 0.00074846 | 0.00074846
IL Fac. Spec. - NOX Rate Summer v3.1, Unit 1497 and retrofits | 510 | 7305 | Rate Constraint in lbs/MMBtu | FALSE | L | Annual | Allowances Purchased NOX | Thousand Tons | 0 | 0 | 0 | 0 | 0 | 0 | 0
IL Fac. Spec. - NOX Rate Summer v3.1, Unit 1497 and retrofits | 510 | 7305 | Rate Constraint in lbs/MMBtu | FALSE | L | Annual | Allowances Sold NOX | Thousand Tons | 0 | 0 | 0 | 0 | 0 | 0 | 0
IL Fac. Spec. - NOX Rate Summer v3.1, Unit 1497 and retrofits | 510 | 7305 | Rate Constraint in lbs/MMBtu | FALSE | L | Annual | Allowances Banked | Thousand Tons | 0 | 0 | 0 | 0 | 0 | 0 | 0
IL Fac. Spec. - NOX Rate Summer v3.1, Unit 1497 and retrofits | 510 | 7305 | Rate Constraint in lbs/MMBtu | FALSE | L | Annual | Allowances Withdrawn (1:1) | Thousand Tons | 0 | 0 | 0 | 0 | 0 | 0 | 0
IL Fac. Spec. - NOX Rate Summer v3.1, Unit 1497 and retrofits | 510 | 7305 | Rate Constraint in lbs/MMBtu | FALSE | L | Annual | Allowances Withdrawn (1:n) | Thousand Tons | 0 | 0 | 0 | 0 | 0 | 0 | 0
IL Fac. Spec. - NOX Rate Summer v3.1, Unit 1497 and retrofits | 510 | 7305 | Rate Constraint in lbs/MMBtu | FALSE | L | Annual | Total | Thousand Tons | 0.061074 | 0.045157 | 0.052791 | 0.018745 | 0.001814 | 0.00074846 | 0.00074846
IL Fac. Spec. - NOX Rate Summer v3.1, Unit 1497 and retrofits | 510 | 7305 | Rate Constraint in lbs/MMBtu | FALSE | L | Annual | Fuel Consumed | TBtu | 1.4396 | 1.0644 | 1.2444 | 0.44184 | 0.042759 | 0.017642 | 0.017642
IL Fac. Spec. - NOX Rate Summer v3.1, Unit 1497 and retrofits | 510 | 7305 | Rate Constraint in lbs/MMBtu | FALSE | L | Annual | Rate | lb/MMBtu | 0.084848 | 0.084848 | 0.084848 | 0.084848 | 0.084848 | 0.084848 | 0.084848
IL Fac. Spec. - NOX Rate Summer v3.1, Unit 1497 and retrofits | 510 | 7305 | Rate Constraint in lbs/MMBtu | FALSE | L | Annual | Generation | TWh | 0.20325 | 0.15028 | 0.17568 | 0.06238 | 0.0060368 | 0.0024908 | 0.0024908
IL Fac. Spec. - NOX Rate Summer v3.1, Unit 1497 and retrofits | 510 | 7305 | Rate Constraint in lbs/MMBtu | FALSE | L | Annual | Qualifying Generation | TWh | 0.20325 | 0.15028 | 0.17568 | 0.06238 | 0.0060368 | 0.0024908 | 0.0024908
IL Fac. Spec. - NOX Rate Summer v3.1, Unit 1497 and retrofits | 510 | 7305 | Rate Constraint in lbs/MMBtu | FALSE | L | Annual | Rate | lb/MWh | 0.60098 | 0.60098 | 0.60098 | 0.60098 | 0.60098 | 0.60098 | 0.60098
IL Fac. Spec. - NOX Rate Summer v3.1, Unit 1497 and retrofits | 510 | 7305 | Rate Constraint in lbs/MMBtu | FALSE | L | Annual | Constraint Shadow Price | US2022$/Ton | 0 | 0 | 0 | 0 | 0 | 0 | 0
IL Fac. Spec. - NOX Rate Summer v3.1, Unit 1498 and retrofits | 511 | 7305 | Rate Constraint in lbs/MMBtu | FALSE | L | Annual | Seasons Included | Seasons | Summer | Summer | Summer | Summer | Summer | Summer | Summer
IL Fac. Spec. - NOX Rate Summer v3.1, Unit 1498 and retrofits | 511 | 7305 | Rate Constraint in lbs/MMBtu | FALSE | L | Annual | Standard NOX | lb/MMBtu | 0.25 | 0.25 | 0.25 | 0.25 | 0.25 | 0.25 | 0.25
IL Fac. Spec. - NOX Rate Summer v3.1, Unit 1498 and retrofits | 511 | 7305 | Rate Constraint in lbs/MMBtu | FALSE | L | Annual | Emissions at Affected Plants NOX | Thousand Tons | 0.069715 | 0.069715 | 0.069715 | 0.068394 | 0.00066715 | 0.00066715 | 0.00066715
IL Fac. Spec. - NOX Rate Summer v3.1, Unit 1498 and retrofits | 511 | 7305 | Rate Constraint in lbs/MMBtu | FALSE | L | Annual | Allowances Purchased NOX | Thousand Tons | 0 | 0 | 0 | 0 | 0 | 0 | 0
IL Fac. Spec. - NOX Rate Summer v3.1, Unit 1498 and retrofits | 511 | 7305 | Rate Constraint in lbs/MMBtu | FALSE | L | Annual | Allowances Sold NOX | Thousand Tons | 0 | 0 | 0 | 0 | 0 | 0 | 0
IL Fac. Spec. - NOX Rate Summer v3.1, Unit 1498 and retrofits | 511 | 7305 | Rate Constraint in lbs/MMBtu | FALSE | L | Annual | Allowances Banked | Thousand Tons | 0 | 0 | 0 | 0 | 0 | 0 | 0
IL Fac. Spec. - NOX Rate Summer v3.1, Unit 1498 and retrofits | 511 | 7305 | Rate Constraint in lbs/MMBtu | FALSE | L | Annual | Allowances Withdrawn (1:1) | Thousand Tons | 0 | 0 | 0 | 0 | 0 | 0 | 0
IL Fac. Spec. - NOX Rate Summer v3.1, Unit 1498 and retrofits | 511 | 7305 | Rate Constraint in lbs/MMBtu | FALSE | L | Annual | Allowances Withdrawn (1:n) | Thousand Tons | 0 | 0 | 0 | 0 | 0 | 0 | 0
IL Fac. Spec. - NOX Rate Summer v3.1, Unit 1498 and retrofits | 511 | 7305 | Rate Constraint in lbs/MMBtu | FALSE | L | Annual | Total | Thousand Tons | 0.069715 | 0.069715 | 0.069715 | 0.068394 | 0.00066715 | 0.00066715 | 0.00066715
IL Fac. Spec. - NOX Rate Summer v3.1, Unit 1498 and retrofits | 511 | 7305 | Rate Constraint in lbs/MMBtu | FALSE | L | Annual | Fuel Consumed | TBtu | 12.6755 | 12.6755 | 12.6755 | 12.4353 | 0.1213 | 0.1213 | 0.1213
IL Fac. Spec. - NOX Rate Summer v3.1, Unit 1498 and retrofits | 511 | 7305 | Rate Constraint in lbs/MMBtu | FALSE | L | Annual | Rate | lb/MMBtu | 0.011 | 0.011 | 0.011 | 0.011 | 0.011 | 0.011 | 0.011
IL Fac. Spec. - NOX Rate Summer v3.1, Unit 1498 and retrofits | 511 | 7305 | Rate Constraint in lbs/MMBtu | FALSE | L | Annual | Generation | TWh | 1.9899 | 1.9899 | 1.9899 | 1.9522 | 0.019042 | 0.019042 | 0.019042
IL Fac. Spec. - NOX Rate Summer v3.1, Unit 1498 and retrofits | 511 | 7305 | Rate Constraint in lbs/MMBtu | FALSE | L | Annual | Qualifying Generation | TWh | 1.9899 | 1.9899 | 1.9899 | 1.9522 | 0.019042 | 0.019042 | 0.019042
IL Fac. Spec. - NOX Rate Summer v3.1, Unit 1498 and retrofits | 511 | 7305 | Rate Constraint in lbs/MMBtu | FALSE | L | Annual | Rate | lb/MWh | 0.07007 | 0.07007 | 0.07007 | 0.07007 | 0.07007 | 0.07007 | 0.07007
IL Fac. Spec. - NOX Rate Summer v3.1, Unit 1498 and retrofits | 511 | 7305 | Rate Constraint in lbs/MMBtu | FALSE | L | Annual | Constraint Shadow Price | US2022$/Ton | 0 | 0 | 0 | 0 | 0 | 0 | 0
IL Fac. Spec. - NOX Rate Summer v3.1, Unit 1499 and retrofits | 512 | 7305 | Rate Constraint in lbs/MMBtu | FALSE | L | Annual | Seasons Included | Seasons | Summer | Summer | Summer | Summer | Summer | Summer | Summer
IL Fac. Spec. - NOX Rate Summer v3.1, Unit 1499 and retrofits | 512 | 7305 | Rate Constraint in lbs/MMBtu | FALSE | L | Annual | Standard NOX | lb/MMBtu | 0.25 | 0.25 | 0.25 | 0.25 | 0.25 | 0.25 | 0.25
IL Fac. Spec. - NOX Rate Summer v3.1, Unit 1499 and retrofits | 512 | 7305 | Rate Constraint in lbs/MMBtu | FALSE | L | Annual | Emissions at Affected Plants NOX | Thousand Tons | 0.069715 | 0.069715 | 0.069715 | 0.06026 | 0 | 0 | 0
IL Fac. Spec. - NOX Rate Summer v3.1, Unit 1499 and retrofits | 512 | 7305 | Rate Constraint in lbs/MMBtu | FALSE | L | Annual | Allowances Purchased NOX | Thousand Tons | 0 | 0 | 0 | 0 | 0 | 0 | 0
IL Fac. Spec. - NOX Rate Summer v3.1, Unit 1499 and retrofits | 512 | 7305 | Rate Constraint in lbs/MMBtu | FALSE | L | Annual | Allowances Sold NOX | Thousand Tons | 0 | 0 | 0 | 0 | 0 | 0 | 0
IL Fac. Spec. - NOX Rate Summer v3.1, Unit 1499 and retrofits | 512 | 7305 | Rate Constraint in lbs/MMBtu | FALSE | L | Annual | Allowances Banked | Thousand Tons | 0 | 0 | 0 | 0 | 0 | 0 | 0
IL Fac. Spec. - NOX Rate Summer v3.1, Unit 1499 and retrofits | 512 | 7305 | Rate Constraint in lbs/MMBtu | FALSE | L | Annual | Allowances Withdrawn (1:1) | Thousand Tons | 0 | 0 | 0 | 0 | 0 | 0 | 0
IL Fac. Spec. - NOX Rate Summer v3.1, Unit 1499 and retrofits | 512 | 7305 | Rate Constraint in lbs/MMBtu | FALSE | L | Annual | Allowances Withdrawn (1:n) | Thousand Tons | 0 | 0 | 0 | 0 | 0 | 0 | 0
IL Fac. Spec. - NOX Rate Summer v3.1, Unit 1499 and retrofits | 512 | 7305 | Rate Constraint in lbs/MMBtu | FALSE | L | Annual | Total | Thousand Tons | 0.069715 | 0.069715 | 0.069715 | 0.06026 | 0 | 0 | 0
IL Fac. Spec. - NOX Rate Summer v3.1, Unit 1499 and retrofits | 512 | 7305 | Rate Constraint in lbs/MMBtu | FALSE | L | Annual | Fuel Consumed | TBtu | 12.6755 | 12.6755 | 12.6755 | 10.9564 | 0 | 0 | 0
IL Fac. Spec. - NOX Rate Summer v3.1, Unit 1499 and retrofits | 512 | 7305 | Rate Constraint in lbs/MMBtu | FALSE | L | Annual | Rate | lb/MMBtu | 0.011 | 0.011 | 0.011 | 0.011 | 0 | 0 | 0
IL Fac. Spec. - NOX Rate Summer v3.1, Unit 1499 and retrofits | 512 | 7305 | Rate Constraint in lbs/MMBtu | FALSE | L | Annual | Generation | TWh | 1.9899 | 1.9899 | 1.9899 | 1.72 | 0 | 0 | 0
IL Fac. Spec. - NOX Rate Summer v3.1, Unit 1499 and retrofits | 512 | 7305 | Rate Constraint in lbs/MMBtu | FALSE | L | Annual | Qualifying Generation | TWh | 1.9899 | 1.9899 | 1.9899 | 1.72 | 0 | 0 | 0
IL Fac. Spec. - NOX Rate Summer v3.1, Unit 1499 and retrofits | 512 | 7305 | Rate Constraint in lbs/MMBtu | FALSE | L | Annual | Rate | lb/MWh | 0.07007 | 0.07007 | 0.07007 | 0.07007 | 0 | 0 | 0
IL Fac. Spec. - NOX Rate Summer v3.1, Unit 1499 and retrofits | 512 | 7305 | Rate Constraint in lbs/MMBtu | FALSE | L | Annual | Constraint Shadow Price | US2022$/Ton | 0 | 0 | 0 | 0 | 0 | 0 | 0
IL Fac. Spec. - NOX Rate Summer v3.1, Unit 1637 and retrofits | 513 | 7305 | Rate Constraint in lbs/MMBtu | FALSE | L | Annual | Seasons Included | Seasons | Summer | Summer | Summer | Summer | Summer | Summer | Summer
IL Fac. Spec. - NOX Rate Summer v3.1, Unit 1637 and retrofits | 513 | 7305 | Rate Constraint in lbs/MMBtu | FALSE | L | Annual | Standard NOX | lb/MMBtu | 0.25 | 0.25 | 0.25 | 0.25 | 0.25 | 0.25 | 0.25
IL Fac. Spec. - NOX Rate Summer v3.1, Unit 1637 and retrofits | 513 | 7305 | Rate Constraint in lbs/MMBtu | FALSE | L | Annual | Emissions at Affected Plants NOX | Thousand Tons | 0.028242 | 0.028242 | 0.0086681 | 0.0035764 | 0 | 0 | 0
IL Fac. Spec. - NOX Rate Summer v3.1, Unit 1637 and retrofits | 513 | 7305 | Rate Constraint in lbs/MMBtu | FALSE | L | Annual | Allowances Purchased NOX | Thousand Tons | 0 | 0 | 0 | 0 | 0 | 0 | 0
IL Fac. Spec. - NOX Rate Summer v3.1, Unit 1637 and retrofits | 513 | 7305 | Rate Constraint in lbs/MMBtu | FALSE | L | Annual | Allowances Sold NOX | Thousand Tons | 0 | 0 | 0 | 0 | 0 | 0 | 0
IL Fac. Spec. - NOX Rate Summer v3.1, Unit 1637 and retrofits | 513 | 7305 | Rate Constraint in lbs/MMBtu | FALSE | L | Annual | Allowances Banked | Thousand Tons | 0 | 0 | 0 | 0 | 0 | 0 | 0
IL Fac. Spec. - NOX Rate Summer v3.1, Unit 1637 and retrofits | 513 | 7305 | Rate Constraint in lbs/MMBtu | FALSE | L | Annual | Allowances Withdrawn (1:1) | Thousand Tons | 0 | 0 | 0 | 0 | 0 | 0 | 0
IL Fac. Spec. - NOX Rate Summer v3.1, Unit 1637 and retrofits | 513 | 7305 | Rate Constraint in lbs/MMBtu | FALSE | L | Annual | Allowances Withdrawn (1:n) | Thousand Tons | 0 | 0 | 0 | 0 | 0 | 0 | 0
IL Fac. Spec. - NOX Rate Summer v3.1, Unit 1637 and retrofits | 513 | 7305 | Rate Constraint in lbs/MMBtu | FALSE | L | Annual | Total | Thousand Tons | 0.028242 | 0.028242 | 0.0086681 | 0.0035764 | 0 | 0 | 0
IL Fac. Spec. - NOX Rate Summer v3.1, Unit 1637 and retrofits | 513 | 7305 | Rate Constraint in lbs/MMBtu | FALSE | L | Annual | Fuel Consumed | TBtu | 3.8011 | 3.8011 | 1.1666 | 0.48135 | 0 | 0 | 0
IL Fac. Spec. - NOX Rate Summer v3.1, Unit 1637 and retrofits | 513 | 7305 | Rate Constraint in lbs/MMBtu | FALSE | L | Annual | Rate | lb/MMBtu | 0.01486 | 0.01486 | 0.01486 | 0.01486 | 0 | 0 | 0
IL Fac. Spec. - NOX Rate Summer v3.1, Unit 1637 and retrofits | 513 | 7305 | Rate Constraint in lbs/MMBtu | FALSE | L | Annual | Generation | TWh | 0.49468 | 0.49468 | 0.15183 | 0.062643 | 0 | 0 | 0
IL Fac. Spec. - NOX Rate Summer v3.1, Unit 1637 and retrofits | 513 | 7305 | Rate Constraint in lbs/MMBtu | FALSE | L | Annual | Qualifying Generation | TWh | 0.49468 | 0.49468 | 0.15183 | 0.062643 | 0 | 0 | 0
IL Fac. Spec. - NOX Rate Summer v3.1, Unit 1637 and retrofits | 513 | 7305 | Rate Constraint in lbs/MMBtu | FALSE | L | Annual | Rate | lb/MWh | 0.11418 | 0.11418 | 0.11418 | 0.11418 | 0 | 0 | 0
IL Fac. Spec. - NOX Rate Summer v3.1, Unit 1637 and retrofits | 513 | 7305 | Rate Constraint in lbs/MMBtu | FALSE | L | Annual | Constraint Shadow Price | US2022$/Ton | 0 | 0 | 0 | 0 | 0 | 0 | 0
IL Fac. Spec. - NOX Rate Summer v3.1, Unit 1638 and retrofits | 514 | 7305 | Rate Constraint in lbs/MMBtu | FALSE | L | Annual | Seasons Included | Seasons | Summer | Summer | Summer | Summer | Summer | Summer | Summer
IL Fac. Spec. - NOX Rate Summer v3.1, Unit 1638 and retrofits | 514 | 7305 | Rate Constraint in lbs/MMBtu | FALSE | L | Annual | Standard NOX | lb/MMBtu | 0.25 | 0.25 | 0.25 | 0.25 | 0.25 | 0.25 | 0.25
IL Fac. Spec. - NOX Rate Summer v3.1, Unit 1638 and retrofits | 514 | 7305 | Rate Constraint in lbs/MMBtu | FALSE | L | Annual | Emissions at Affected Plants NOX | Thousand Tons | 0.027232 | 0.027232 | 0.0083579 | 0.0034485 | 0 | 0 | 0
IL Fac. Spec. - NOX Rate Summer v3.1, Unit 1638 and retrofits | 514 | 7305 | Rate Constraint in lbs/MMBtu | FALSE | L | Annual | Allowances Purchased NOX | Thousand Tons | 0 | 0 | 0 | 0 | 0 | 0 | 0
IL Fac. Spec. - NOX Rate Summer v3.1, Unit 1638 and retrofits | 514 | 7305 | Rate Constraint in lbs/MMBtu | FALSE | L | Annual | Allowances Sold NOX | Thousand Tons | 0 | 0 | 0 | 0 | 0 | 0 | 0
IL Fac. Spec. - NOX Rate Summer v3.1, Unit 1638 and retrofits | 514 | 7305 | Rate Constraint in lbs/MMBtu | FALSE | L | Annual | Allowances Banked | Thousand Tons | 0 | 0 | 0 | 0 | 0 | 0 | 0
IL Fac. Spec. - NOX Rate Summer v3.1, Unit 1638 and retrofits | 514 | 7305 | Rate Constraint in lbs/MMBtu | FALSE | L | Annual | Allowances Withdrawn (1:1) | Thousand Tons | 0 | 0 | 0 | 0 | 0 | 0 | 0
IL Fac. Spec. - NOX Rate Summer v3.1, Unit 1638 and retrofits | 514 | 7305 | Rate Constraint in lbs/MMBtu | FALSE | L | Annual | Allowances Withdrawn (1:n) | Thousand Tons | 0 | 0 | 0 | 0 | 0 | 0 | 0
IL Fac. Spec. - NOX Rate Summer v3.1, Unit 1638 and retrofits | 514 | 7305 | Rate Constraint in lbs/MMBtu | FALSE | L | Annual | Total | Thousand Tons | 0.027232 | 0.027232 | 0.0083579 | 0.0034485 | 0 | 0 | 0
IL Fac. Spec. - NOX Rate Summer v3.1, Unit 1638 and retrofits | 514 | 7305 | Rate Constraint in lbs/MMBtu | FALSE | L | Annual | Fuel Consumed | TBtu | 3.6651 | 3.6651 | 1.1249 | 0.46413 | 0 | 0 | 0
IL Fac. Spec. - NOX Rate Summer v3.1, Unit 1638 and retrofits | 514 | 7305 | Rate Constraint in lbs/MMBtu | FALSE | L | Annual | Rate | lb/MMBtu | 0.01486 | 0.01486 | 0.01486 | 0.01486 | 0 | 0 | 0
IL Fac. Spec. - NOX Rate Summer v3.1, Unit 1638 and retrofits | 514 | 7305 | Rate Constraint in lbs/MMBtu | FALSE | L | Annual | Generation | TWh | 0.47698 | 0.47698 | 0.14639 | 0.060402 | 0 | 0 | 0
IL Fac. Spec. - NOX Rate Summer v3.1, Unit 1638 and retrofits | 514 | 7305 | Rate Constraint in lbs/MMBtu | FALSE | L | Annual | Qualifying Generation | TWh | 0.47698 | 0.47698 | 0.14639 | 0.060402 | 0 | 0 | 0
IL Fac. Spec. - NOX Rate Summer v3.1, Unit 1638 and retrofits | 514 | 7305 | Rate Constraint in lbs/MMBtu | FALSE | L | Annual | Rate | lb/MWh | 0.11418 | 0.11418 | 0.11418 | 0.11418 | 0 | 0 | 0
IL Fac. Spec. - NOX Rate Summer v3.1, Unit 1638 and retrofits | 514 | 7305 | Rate Constraint in lbs/MMBtu | FALSE | L | Annual | Constraint Shadow Price | US2022$/Ton | 0 | 0 | 0 | 0 | 0 | 0 | 0
IL Fac. Spec. - NOX Rate Summer v3.1, Unit 1639 and retrofits | 515 | 7305 | Rate Constraint in lbs/MMBtu | FALSE | L | Annual | Seasons Included | Seasons | Summer | Summer | Summer | Summer | Summer | Summer | Summer
IL Fac. Spec. - NOX Rate Summer v3.1, Unit 1639 and retrofits | 515 | 7305 | Rate Constraint in lbs/MMBtu | FALSE | L | Annual | Standard NOX | lb/MMBtu | 0.25 | 0.25 | 0.25 | 0.25 | 0.25 | 0.25 | 0.25
IL Fac. Spec. - NOX Rate Summer v3.1, Unit 1639 and retrofits | 515 | 7305 | Rate Constraint in lbs/MMBtu | FALSE | L | Annual | Emissions at Affected Plants NOX | Thousand Tons | 0.05991 | 0.05991 | 0.010049 | 0.0075866 | 0 | 0 | 0
IL Fac. Spec. - NOX Rate Summer v3.1, Unit 1639 and retrofits | 515 | 7305 | Rate Constraint in lbs/MMBtu | FALSE | L | Annual | Allowances Purchased NOX | Thousand Tons | 0 | 0 | 0 | 0 | 0 | 0 | 0
IL Fac. Spec. - NOX Rate Summer v3.1, Unit 1639 and retrofits | 515 | 7305 | Rate Constraint in lbs/MMBtu | FALSE | L | Annual | Allowances Sold NOX | Thousand Tons | 0 | 0 | 0 | 0 | 0 | 0 | 0
IL Fac. Spec. - NOX Rate Summer v3.1, Unit 1639 and retrofits | 515 | 7305 | Rate Constraint in lbs/MMBtu | FALSE | L | Annual | Allowances Banked | Thousand Tons | 0 | 0 | 0 | 0 | 0 | 0 | 0
IL Fac. Spec. - NOX Rate Summer v3.1, Unit 1639 and retrofits | 515 | 7305 | Rate Constraint in lbs/MMBtu | FALSE | L | Annual | Allowances Withdrawn (1:1) | Thousand Tons | 0 | 0 | 0 | 0 | 0 | 0 | 0
IL Fac. Spec. - NOX Rate Summer v3.1, Unit 1639 and retrofits | 515 | 7305 | Rate Constraint in lbs/MMBtu | FALSE | L | Annual | Allowances Withdrawn (1:n) | Thousand Tons | 0 | 0 | 0 | 0 | 0 | 0 | 0
IL Fac. Spec. - NOX Rate Summer v3.1, Unit 1639 and retrofits | 515 | 7305 | Rate Constraint in lbs/MMBtu | FALSE | L | Annual | Total | Thousand Tons | 0.05991 | 0.05991 | 0.010049 | 0.0075866 | 0 | 0 | 0
IL Fac. Spec. - NOX Rate Summer v3.1, Unit 1639 and retrofits | 515 | 7305 | Rate Constraint in lbs/MMBtu | FALSE | L | Annual | Fuel Consumed | TBtu | 8.0632 | 8.0632 | 1.3525 | 1.0211 | 0 | 0 | 0
IL Fac. Spec. - NOX Rate Summer v3.1, Unit 1639 and retrofits | 515 | 7305 | Rate Constraint in lbs/MMBtu | FALSE | L | Annual | Rate | lb/MMBtu | 0.01486 | 0.01486 | 0.01486 | 0.01486 | 0 | 0 | 0
IL Fac. Spec. - NOX Rate Summer v3.1, Unit 1639 and retrofits | 515 | 7305 | Rate Constraint in lbs/MMBtu | FALSE | L | Annual | Generation | TWh | 1.0494 | 1.0494 | 0.17602 | 0.13288 | 0 | 0 | 0
IL Fac. Spec. - NOX Rate Summer v3.1, Unit 1639 and retrofits | 515 | 7305 | Rate Constraint in lbs/MMBtu | FALSE | L | Annual | Qualifying Generation | TWh | 1.0494 | 1.0494 | 0.17602 | 0.13288 | 0 | 0 | 0
IL Fac. Spec. - NOX Rate Summer v3.1, Unit 1639 and retrofits | 515 | 7305 | Rate Constraint in lbs/MMBtu | FALSE | L | Annual | Rate | lb/MWh | 0.11418 | 0.11418 | 0.11418 | 0.11418 | 0 | 0 | 0
IL Fac. Spec. - NOX Rate Summer v3.1, Unit 1639 and retrofits | 515 | 7305 | Rate Constraint in lbs/MMBtu | FALSE | L | Annual | Constraint Shadow Price | US2022$/Ton | 0 | 0 | 0 | 0 | 0 | 0 | 0
IL Fac. Spec. - NOX Rate Summer v3.1, Unit 2497 and retrofits | 516 | 7305 | Rate Constraint in lbs/MMBtu | FALSE | L | Annual | Seasons Included | Seasons | Summer | Summer | Summer | Summer | Summer | Summer | Summer
IL Fac. Spec. - NOX Rate Summer v3.1, Unit 2497 and retrofits | 516 | 7305 | Rate Constraint in lbs/MMBtu | FALSE | L | Annual | Standard NOX | lb/MMBtu | 0.25 | 0.25 | 0.25 | 0.25 | 0.25 | 0.25 | 0.25
IL Fac. Spec. - NOX Rate Summer v3.1, Unit 2497 and retrofits | 516 | 7305 | Rate Constraint in lbs/MMBtu | FALSE | L | Annual | Emissions at Affected Plants NOX | Thousand Tons | 0.14265 | 0.20679 | 0.22699 | 0.22699 | 0 | 0 | 0
IL Fac. Spec. - NOX Rate Summer v3.1, Unit 2497 and retrofits | 516 | 7305 | Rate Constraint in lbs/MMBtu | FALSE | L | Annual | Allowances Purchased NOX | Thousand Tons | 0 | 0 | 0 | 0 | 0 | 0 | 0
IL Fac. Spec. - NOX Rate Summer v3.1, Unit 2497 and retrofits | 516 | 7305 | Rate Constraint in lbs/MMBtu | FALSE | L | Annual | Allowances Sold NOX | Thousand Tons | 0 | 0 | 0 | 0 | 0 | 0 | 0
IL Fac. Spec. - NOX Rate Summer v3.1, Unit 2497 and retrofits | 516 | 7305 | Rate Constraint in lbs/MMBtu | FALSE | L | Annual | Allowances Banked | Thousand Tons | 0 | 0 | 0 | 0 | 0 | 0 | 0
IL Fac. Spec. - NOX Rate Summer v3.1, Unit 2497 and retrofits | 516 | 7305 | Rate Constraint in lbs/MMBtu | FALSE | L | Annual | Allowances Withdrawn (1:1) | Thousand Tons | 0 | 0 | 0 | 0 | 0 | 0 | 0
IL Fac. Spec. - NOX Rate Summer v3.1, Unit 2497 and retrofits | 516 | 7305 | Rate Constraint in lbs/MMBtu | FALSE | L | Annual | Allowances Withdrawn (1:n) | Thousand Tons | 0 | 0 | 0 | 0 | 0 | 0 | 0
IL Fac. Spec. - NOX Rate Summer v3.1, Unit 2497 and retrofits | 516 | 7305 | Rate Constraint in lbs/MMBtu | FALSE | L | Annual | Total | Thousand Tons | 0.14265 | 0.20679 | 0.22699 | 0.22699 | 0 | 0 | 0
IL Fac. Spec. - NOX Rate Summer v3.1, Unit 2497 and retrofits | 516 | 7305 | Rate Constraint in lbs/MMBtu | FALSE | L | Annual | Fuel Consumed | TBtu | 4.3059 | 6.2417 | 6.8514 | 6.8514 | 0 | 0 | 0
IL Fac. Spec. - NOX Rate Summer v3.1, Unit 2497 and retrofits | 516 | 7305 | Rate Constraint in lbs/MMBtu | FALSE | L | Annual | Rate | lb/MMBtu | 0.06626 | 0.06626 | 0.06626 | 0.06626 | 0 | 0 | 0
IL Fac. Spec. - NOX Rate Summer v3.1, Unit 2497 and retrofits | 516 | 7305 | Rate Constraint in lbs/MMBtu | FALSE | L | Annual | Generation | TWh | 0.37606 | 0.54512 | 0.38823 | 0.38823 | 0 | 0 | 0
IL Fac. Spec. - NOX Rate Summer v3.1, Unit 2497 and retrofits | 516 | 7305 | Rate Constraint in lbs/MMBtu | FALSE | L | Annual | Qualifying Generation | TWh | 0.37606 | 0.54512 | 0.38823 | 0.38823 | 0 | 0 | 0
IL Fac. Spec. - NOX Rate Summer v3.1, Unit 2497 and retrofits | 516 | 7305 | Rate Constraint in lbs/MMBtu | FALSE | L | Annual | Rate | lb/MWh | 0.75868 | 0.75868 | 1.1693 | 1.1693 | 0 | 0 | 0
IL Fac. Spec. - NOX Rate Summer v3.1, Unit 2497 and retrofits | 516 | 7305 | Rate Constraint in lbs/MMBtu | FALSE | L | Annual | Constraint Shadow Price | US2022$/Ton | 0 | 0 | 0 | 0 | 0 | 0 | 0
IL Fac. Spec. - NOX Rate Summer v3.1, Unit 3423 and retrofits | 517 | 7305 | Rate Constraint in lbs/MMBtu | FALSE | L | Annual | Seasons Included | Seasons | Summer | Summer | Summer | Summer | Summer | Summer | Summer
IL Fac. Spec. - NOX Rate Summer v3.1, Unit 3423 and retrofits | 517 | 7305 | Rate Constraint in lbs/MMBtu | FALSE | L | Annual | Standard NOX | lb/MMBtu | 0.25 | 0.25 | 0.25 | 0.25 | 0.25 | 0.25 | 0.25
IL Fac. Spec. - NOX Rate Summer v3.1, Unit 3423 and retrofits | 517 | 7305 | Rate Constraint in lbs/MMBtu | FALSE | L | Annual | Emissions at Affected Plants NOX | Thousand Tons | 0.67116 | 0.70966 | 0.70966 | 0.70966 | 0 | 0 | 0
IL Fac. Spec. - NOX Rate Summer v3.1, Unit 3423 and retrofits | 517 | 7305 | Rate Constraint in lbs/MMBtu | FALSE | L | Annual | Allowances Purchased NOX | Thousand Tons | 0 | 0 | 0 | 0 | 0 | 0 | 0
IL Fac. Spec. - NOX Rate Summer v3.1, Unit 3423 and retrofits | 517 | 7305 | Rate Constraint in lbs/MMBtu | FALSE | L | Annual | Allowances Sold NOX | Thousand Tons | 0 | 0 | 0 | 0 | 0 | 0 | 0
IL Fac. Spec. - NOX Rate Summer v3.1, Unit 3423 and retrofits | 517 | 7305 | Rate Constraint in lbs/MMBtu | FALSE | L | Annual | Allowances Banked | Thousand Tons | 0 | 0 | 0 | 0 | 0 | 0 | 0
IL Fac. Spec. - NOX Rate Summer v3.1, Unit 3423 and retrofits | 517 | 7305 | Rate Constraint in lbs/MMBtu | FALSE | L | Annual | Allowances Withdrawn (1:1) | Thousand Tons | 0 | 0 | 0 | 0 | 0 | 0 | 0
IL Fac. Spec. - NOX Rate Summer v3.1, Unit 3423 and retrofits | 517 | 7305 | Rate Constraint in lbs/MMBtu | FALSE | L | Annual | Allowances Withdrawn (1:n) | Thousand Tons | 0 | 0 | 0 | 0 | 0 | 0 | 0
IL Fac. Spec. - NOX Rate Summer v3.1, Unit 3423 and retrofits | 517 | 7305 | Rate Constraint in lbs/MMBtu | FALSE | L | Annual | Total | Thousand Tons | 0.67116 | 0.70966 | 0.70966 | 0.70966 | 0 | 0 | 0
IL Fac. Spec. - NOX Rate Summer v3.1, Unit 3423 and retrofits | 517 | 7305 | Rate Constraint in lbs/MMBtu | FALSE | L | Annual | Fuel Consumed | TBtu | 21.9263 | 23.184 | 23.184 | 23.184 | 0 | 0 | 0
IL Fac. Spec. - NOX Rate Summer v3.1, Unit 3423 and retrofits | 517 | 7305 | Rate Constraint in lbs/MMBtu | FALSE | L | Annual | Rate | lb/MMBtu | 0.06122 | 0.06122 | 0.06122 | 0.06122 | 0 | 0 | 0
IL Fac. Spec. - NOX Rate Summer v3.1, Unit 3423 and retrofits | 517 | 7305 | Rate Constraint in lbs/MMBtu | FALSE | L | Annual | Generation | TWh | 2.3348 | 2.4687 | 1.7573 | 1.7573 | 0 | 0 | 0
IL Fac. Spec. - NOX Rate Summer v3.1, Unit 3423 and retrofits | 517 | 7305 | Rate Constraint in lbs/MMBtu | FALSE | L | Annual | Qualifying Generation | TWh | 2.3348 | 2.4687 | 1.7573 | 1.7573 | 0 | 0 | 0
IL Fac. Spec. - NOX Rate Summer v3.1, Unit 3423 and retrofits | 517 | 7305 | Rate Constraint in lbs/MMBtu | FALSE | L | Annual | Rate | lb/MWh | 0.57492 | 0.57492 | 0.80769 | 0.80769 | 0 | 0 | 0
IL Fac. Spec. - NOX Rate Summer v3.1, Unit 3423 and retrofits | 517 | 7305 | Rate Constraint in lbs/MMBtu | FALSE | L | Annual | Constraint Shadow Price | US2022$/Ton | 0 | 0 | 0 | 0 | 0 | 0 | 0
IL Fac. Spec. - NOX Rate Summer v3.1, Unit 3424 and retrofits | 518 | 7305 | Rate Constraint in lbs/MMBtu | FALSE | L | Annual | Seasons Included | Seasons | Summer | Summer | Summer | Summer | Summer | Summer | Summer
IL Fac. Spec. - NOX Rate Summer v3.1, Unit 3424 and retrofits | 518 | 7305 | Rate Constraint in lbs/MMBtu | FALSE | L | Annual | Standard NOX | lb/MMBtu | 0.25 | 0.25 | 0.25 | 0.25 | 0.25 | 0.25 | 0.25
IL Fac. Spec. - NOX Rate Summer v3.1, Unit 3424 and retrofits | 518 | 7305 | Rate Constraint in lbs/MMBtu | FALSE | L | Annual | Emissions at Affected Plants NOX | Thousand Tons | 0.66511 | 0.70326 | 0.70326 | 0.70326 | 0 | 0 | 0
IL Fac. Spec. - NOX Rate Summer v3.1, Unit 3424 and retrofits | 518 | 7305 | Rate Constraint in lbs/MMBtu | FALSE | L | Annual | Allowances Purchased NOX | Thousand Tons | 0 | 0 | 0 | 0 | 0 | 0 | 0
IL Fac. Spec. - NOX Rate Summer v3.1, Unit 3424 and retrofits | 518 | 7305 | Rate Constraint in lbs/MMBtu | FALSE | L | Annual | Allowances Sold NOX | Thousand Tons | 0 | 0 | 0 | 0 | 0 | 0 | 0
IL Fac. Spec. - NOX Rate Summer v3.1, Unit 3424 and retrofits | 518 | 7305 | Rate Constraint in lbs/MMBtu | FALSE | L | Annual | Allowances Banked | Thousand Tons | 0 | 0 | 0 | 0 | 0 | 0 | 0
IL Fac. Spec. - NOX Rate Summer v3.1, Unit 3424 and retrofits | 518 | 7305 | Rate Constraint in lbs/MMBtu | FALSE | L | Annual | Allowances Withdrawn (1:1) | Thousand Tons | 0 | 0 | 0 | 0 | 0 | 0 | 0
IL Fac. Spec. - NOX Rate Summer v3.1, Unit 3424 and retrofits | 518 | 7305 | Rate Constraint in lbs/MMBtu | FALSE | L | Annual | Allowances Withdrawn (1:n) | Thousand Tons | 0 | 0 | 0 | 0 | 0 | 0 | 0
IL Fac. Spec. - NOX Rate Summer v3.1, Unit 3424 and retrofits | 518 | 7305 | Rate Constraint in lbs/MMBtu | FALSE | L | Annual | Total | Thousand Tons | 0.66511 | 0.70326 | 0.70326 | 0.70326 | 0 | 0 | 0
IL Fac. Spec. - NOX Rate Summer v3.1, Unit 3424 and retrofits | 518 | 7305 | Rate Constraint in lbs/MMBtu | FALSE | L | Annual | Fuel Consumed | TBtu | 21.8213 | 23.0729 | 23.0729 | 23.0729 | 0 | 0 | 0
IL Fac. Spec. - NOX Rate Summer v3.1, Unit 3424 and retrofits | 518 | 7305 | Rate Constraint in lbs/MMBtu | FALSE | L | Annual | Rate | lb/MMBtu | 0.06096 | 0.06096 | 0.06096 | 0.06096 | 0 | 0 | 0
IL Fac. Spec. - NOX Rate Summer v3.1, Unit 3424 and retrofits | 518 | 7305 | Rate Constraint in lbs/MMBtu | FALSE | L | Annual | Generation | TWh | 2.3348 | 2.4687 | 2.2122 | 2.2122 | 0 | 0 | 0
IL Fac. Spec. - NOX Rate Summer v3.1, Unit 3424 and retrofits | 518 | 7305 | Rate Constraint in lbs/MMBtu | FALSE | L | Annual | Qualifying Generation | TWh | 2.3348 | 2.4687 | 2.2122 | 2.2122 | 0 | 0 | 0
IL Fac. Spec. - NOX Rate Summer v3.1, Unit 3424 and retrofits | 518 | 7305 | Rate Constraint in lbs/MMBtu | FALSE | L | Annual | Rate | lb/MWh | 0.56973 | 0.56973 | 0.63579 | 0.63579 | 0 | 0 | 0
IL Fac. Spec. - NOX Rate Summer v3.1, Unit 3424 and retrofits | 518 | 7305 | Rate Constraint in lbs/MMBtu | FALSE | L | Annual | Constraint Shadow Price | US2022$/Ton | 0 | 0 | 0 | 0 | 0 | 0 | 0
IL Facility Average - NOX Rate Summer v3.1 | 519 | 7306 | Rate Constraint in lbs/MMBtu | FALSE | L | Annual | Seasons Included | Seasons | Summer | Summer | Summer | Summer | Summer | Summer | Summer
IL Facility Average - NOX Rate Summer v3.1 | 519 | 7306 | Rate Constraint in lbs/MMBtu | FALSE | L | Annual | Standard NOX | lb/MMBtu | 0.25 | 0.25 | 0.25 | 0.25 | 0.25 | 0.25 | 0.25
IL Facility Average - NOX Rate Summer v3.1 | 519 | 7306 | Rate Constraint in lbs/MMBtu | FALSE | L | Annual | Emissions at Affected Plants NOX | Thousand Tons | 0.93869 | 0.013627 | 0.0018595 | 0 | 0 | 0 | 0
IL Facility Average - NOX Rate Summer v3.1 | 519 | 7306 | Rate Constraint in lbs/MMBtu | FALSE | L | Annual | Allowances Purchased NOX | Thousand Tons | 0 | 0 | 0 | 0 | 0 | 0 | 0
IL Facility Average - NOX Rate Summer v3.1 | 519 | 7306 | Rate Constraint in lbs/MMBtu | FALSE | L | Annual | Allowances Sold NOX | Thousand Tons | 0 | 0 | 0 | 0 | 0 | 0 | 0
IL Facility Average - NOX Rate Summer v3.1 | 519 | 7306 | Rate Constraint in lbs/MMBtu | FALSE | L | Annual | Allowances Banked | Thousand Tons | 0 | 0 | 0 | 0 | 0 | 0 | 0
IL Facility Average - NOX Rate Summer v3.1 | 519 | 7306 | Rate Constraint in lbs/MMBtu | FALSE | L | Annual | Allowances Withdrawn (1:1) | Thousand Tons | 0 | 0 | 0 | 0 | 0 | 0 | 0
IL Facility Average - NOX Rate Summer v3.1 | 519 | 7306 | Rate Constraint in lbs/MMBtu | FALSE | L | Annual | Allowances Withdrawn (1:n) | Thousand Tons | 0 | 0 | 0 | 0 | 0 | 0 | 0
IL Facility Average - NOX Rate Summer v3.1 | 519 | 7306 | Rate Constraint in lbs/MMBtu | FALSE | L | Annual | Total | Thousand Tons | 0.93869 | 0.013627 | 0.0018595 | 0 | 0 | 0 | 0
IL Facility Average - NOX Rate Summer v3.1 | 519 | 7306 | Rate Constraint in lbs/MMBtu | FALSE | L | Annual | Fuel Consumed | TBtu | 21.1166 | 0.4078 | 0.062911 | 0 | 0 | 0 | 0
IL Facility Average - NOX Rate Summer v3.1 | 519 | 7306 | Rate Constraint in lbs/MMBtu | FALSE | L | Annual | Rate | lb/MMBtu | 0.088905 | 0.06683 | 0.059116 | 0 | 0 | 0 | 0
IL Facility Average - NOX Rate Summer v3.1 | 519 | 7306 | Rate Constraint in lbs/MMBtu | FALSE | L | Annual | Generation | TWh | 1.8428 | 0.035648 | 0.0055132 | 0 | 0 | 0 | 0
IL Facility Average - NOX Rate Summer v3.1 | 519 | 7306 | Rate Constraint in lbs/MMBtu | FALSE | L | Annual | Qualifying Generation | TWh | 1.8428 | 0.035648 | 0.0055132 | 0 | 0 | 0 | 0
IL Facility Average - NOX Rate Summer v3.1 | 519 | 7306 | Rate Constraint in lbs/MMBtu | FALSE | L | Annual | Rate | lb/MWh | 1.0188 | 0.7645 | 0.67457 | 0 | 0 | 0 | 0
IL Facility Average - NOX Rate Summer v3.1 | 519 | 7306 | Rate Constraint in lbs/MMBtu | FALSE | L | Annual | Constraint Shadow Price | US2022$/Ton | 0 | 0 | 0 | 0 | 0 | 0 | 0
Jim Bridger 1,2- NOX Cap Annual v7.23 | 520 | 7971 | Rate Constraint in MTons | FALSE | L | Annual | Seasons Included | Seasons | Winter, Spring, Summer, Fall | Winter, Spring, Summer, Fall | Winter, Spring, Summer, Fall | Winter, Spring, Summer, Fall | Winter, Spring, Summer, Fall | Winter, Spring, Summer, Fall | Winter, Spring, Summer, Fall
Jim Bridger 1,2- NOX Cap Annual v7.23 | 520 | 7971 | Rate Constraint in MTons | FALSE | L | Annual | Standard NOX | Thousand Tons | 1314 | 1314 | 1314 | 1314 | 1314 | 1314 | 1314
Jim Bridger 1,2- NOX Cap Annual v7.23 | 520 | 7971 | Rate Constraint in MTons | FALSE | L | Annual | Emissions at Affected Plants NOX | Thousand Tons | 1.0595 | 1.0595 | 1.0595 | 1.0595 | 1.0595 | 1.0595 | 1.0595
Jim Bridger 1,2- NOX Cap Annual v7.23 | 520 | 7971 | Rate Constraint in MTons | FALSE | L | Annual | Allowances Purchased NOX | Thousand Tons | 0 | 0 | 0 | 0 | 0 | 0 | 0
Jim Bridger 1,2- NOX Cap Annual v7.23 | 520 | 7971 | Rate Constraint in MTons | FALSE | L | Annual | Allowances Sold NOX | Thousand Tons | 0 | 0 | 0 | 0 | 0 | 0 | 0
Jim Bridger 1,2- NOX Cap Annual v7.23 | 520 | 7971 | Rate Constraint in MTons | FALSE | L | Annual | Allowances Banked | Thousand Tons | 0 | 0 | 0 | 0 | 0 | 0 | 0
Jim Bridger 1,2- NOX Cap Annual v7.23 | 520 | 7971 | Rate Constraint in MTons | FALSE | L | Annual | Allowances Withdrawn (1:1) | Thousand Tons | 0 | 0 | 0 | 0 | 0 | 0 | 0
Jim Bridger 1,2- NOX Cap Annual v7.23 | 520 | 7971 | Rate Constraint in MTons | FALSE | L | Annual | Allowances Withdrawn (1:n) | Thousand Tons | 0 | 0 | 0 | 0 | 0 | 0 | 0
Jim Bridger 1,2- NOX Cap Annual v7.23 | 520 | 7971 | Rate Constraint in MTons | FALSE | L | Annual | Total | Thousand Tons | 1.0595 | 1.0595 | 1.0595 | 1.0595 | 1.0595 | 1.0595 | 1.0595
Jim Bridger 1,2- NOX Cap Annual v7.23 | 520 | 7971 | Rate Constraint in MTons | FALSE | L | Annual | Fuel Consumed | TBtu | 38.5027 | 38.5027 | 38.5027 | 38.5027 | 38.5027 | 38.5027 | 38.5027
Jim Bridger 1,2- NOX Cap Annual v7.23 | 520 | 7971 | Rate Constraint in MTons | FALSE | L | Annual | Rate | lb/MMBtu | 0.055037 | 0.055037 | 0.055037 | 0.055037 | 0.055037 | 0.055037 | 0.055037
Jim Bridger 1,2- NOX Cap Annual v7.23 | 520 | 7971 | Rate Constraint in MTons | FALSE | L | Annual | Generation | TWh | 3.6751 | 3.6751 | 3.4837 | 3.4837 | 3.4837 | 3.4837 | 3.4837
Jim Bridger 1,2- NOX Cap Annual v7.23 | 520 | 7971 | Rate Constraint in MTons | FALSE | L | Annual | Qualifying Generation | TWh | 3.6751 | 3.6751 | 3.4837 | 3.4837 | 3.4837 | 3.4837 | 3.4837
Jim Bridger 1,2- NOX Cap Annual v7.23 | 520 | 7971 | Rate Constraint in MTons | FALSE | L | Annual | Rate | lb/MWh | 0.57659 | 0.57659 | 0.60828 | 0.60828 | 0.60828 | 0.60828 | 0.60828
Jim Bridger 1,2- NOX Cap Annual v7.23 | 520 | 7971 | Rate Constraint in MTons | FALSE | L | Annual | Constraint Shadow Price | US2022$/Ton | 0 | 0 | 0 | 0 | 0 | 0 | 0
Kansas Nearman Unit 1NOx Rate Annual v4.10 | 521 | 7320 | Rate Constraint in lbs/MMBtu | FALSE | L | Annual | Seasons Included | Seasons | Winter, Spring, Summer, Fall | Winter, Spring, Summer, Fall | Winter, Spring, Summer, Fall | Winter, Spring, Summer, Fall | Winter, Spring, Summer, Fall | Winter, Spring, Summer, Fall | Winter, Spring, Summer, Fall
Kansas Nearman Unit 1NOx Rate Annual v4.10 | 521 | 7320 | Rate Constraint in lbs/MMBtu | FALSE | L | Annual | Standard NOX | lb/MMBtu | 0.26 | 0.26 | 0.26 | 0.26 | 0.26 | 0.26 | 0.26
Kansas Nearman Unit 1NOx Rate Annual v4.10 | 521 | 7320 | Rate Constraint in lbs/MMBtu | FALSE | L | Annual | Emissions at Affected Plants NOX | Thousand Tons | 1.4054 | 1.984 | 2.1061 | 1.7665 | 1.6506 | 1.3242 | 1.3089
Kansas Nearman Unit 1NOx Rate Annual v4.10 | 521 | 7320 | Rate Constraint in lbs/MMBtu | FALSE | L | Annual | Allowances Purchased NOX | Thousand Tons | 0 | 0 | 0 | 0 | 0 | 0 | 0
Kansas Nearman Unit 1NOx Rate Annual v4.10 | 521 | 7320 | Rate Constraint in lbs/MMBtu | FALSE | L | Annual | Allowances Sold NOX | Thousand Tons | 0 | 0 | 0 | 0 | 0 | 0 | 0
Kansas Nearman Unit 1NOx Rate Annual v4.10 | 521 | 7320 | Rate Constraint in lbs/MMBtu | FALSE | L | Annual | Allowances Banked | Thousand Tons | 0 | 0 | 0 | 0 | 0 | 0 | 0
Kansas Nearman Unit 1NOx Rate Annual v4.10 | 521 | 7320 | Rate Constraint in lbs/MMBtu | FALSE | L | Annual | Allowances Withdrawn (1:1) | Thousand Tons | 0 | 0 | 0 | 0 | 0 | 0 | 0
Kansas Nearman Unit 1NOx Rate Annual v4.10 | 521 | 7320 | Rate Constraint in lbs/MMBtu | FALSE | L | Annual | Allowances Withdrawn (1:n) | Thousand Tons | 0 | 0 | 0 | 0 | 0 | 0 | 0
Kansas Nearman Unit 1NOx Rate Annual v4.10 | 521 | 7320 | Rate Constraint in lbs/MMBtu | FALSE | L | Annual | Total | Thousand Tons | 1.4054 | 1.984 | 2.1061 | 1.7665 | 1.6506 | 1.3242 | 1.3089
Kansas Nearman Unit 1NOx Rate Annual v4.10 | 521 | 7320 | Rate Constraint in lbs/MMBtu | FALSE | L | Annual | Fuel Consumed | TBtu | 12.9325 | 18.2559 | 19.38 | 16.2553 | 15.1884 | 12.185 | 12.0441
Kansas Nearman Unit 1NOx Rate Annual v4.10 | 521 | 7320 | Rate Constraint in lbs/MMBtu | FALSE | L | Annual | Rate | lb/MMBtu | 0.21735 | 0.21735 | 0.21735 | 0.21735 | 0.21735 | 0.21735 | 0.21735
Kansas Nearman Unit 1NOx Rate Annual v4.10 | 521 | 7320 | Rate Constraint in lbs/MMBtu | FALSE | L | Annual | Generation | TWh | 1.1319 | 1.5977 | 1.6961 | 1.4227 | 1.3293 | 1.0664 | 1.0541
Kansas Nearman Unit 1NOx Rate Annual v4.10 | 521 | 7320 | Rate Constraint in lbs/MMBtu | FALSE | L | Annual | Qualifying Generation | TWh | 1.1319 | 1.5977 | 1.6961 | 1.4227 | 1.3293 | 1.0664 | 1.0541
Kansas Nearman Unit 1NOx Rate Annual v4.10 | 521 | 7320 | Rate Constraint in lbs/MMBtu | FALSE | L | Annual | Rate | lb/MWh | 2.4834 | 2.4834 | 2.4834 | 2.4834 | 2.4834 | 2.4834 | 2.4834
Kansas Nearman Unit 1NOx Rate Annual v4.10 | 521 | 7320 | Rate Constraint in lbs/MMBtu | FALSE | L | Annual | Constraint Shadow Price | US2022$/Ton | 0 | 0 | 0 | 0 | 0 | 0 | 0
KS La Cygne NOX Rate Annual v5.14 | 522 | 7274 | Rate Constraint in lbs/MMBtu | FALSE | L | Annual | Seasons Included | Seasons | Winter, Spring, Summer, Fall | Winter, Spring, Summer, Fall | Winter, Spring, Summer, Fall | Winter, Spring, Summer, Fall | Winter, Spring, Summer, Fall | Winter, Spring, Summer, Fall | Winter, Spring, Summer, Fall
KS La Cygne NOX Rate Annual v5.14 | 522 | 7274 | Rate Constraint in lbs/MMBtu | FALSE | L | Annual | Standard NOX | lb/MMBtu | 0.13 | 0.13 | 0.13 | 0.13 | 0.13 | 0.13 | 0.13
KS La Cygne NOX Rate Annual v5.14 | 522 | 7274 | Rate Constraint in lbs/MMBtu | FALSE | L | Annual | Emissions at Affected Plants NOX | Thousand Tons | 4.2616 | 5.0005 | 5.0005 | 4.4642 | 2.1657 | 0.98646 | 1.1368
KS La Cygne NOX Rate Annual v5.14 | 522 | 7274 | Rate Constraint in lbs/MMBtu | FALSE | L | Annual | Allowances Purchased NOX | Thousand Tons | 0 | 0 | 0 | 0 | 0 | 0 | 0
KS La Cygne NOX Rate Annual v5.14 | 522 | 7274 | Rate Constraint in lbs/MMBtu | FALSE | L | Annual | Allowances Sold NOX | Thousand Tons | 0 | 0 | 0 | 0 | 0 | 0 | 0
KS La Cygne NOX Rate Annual v5.14 | 522 | 7274 | Rate Constraint in lbs/MMBtu | FALSE | L | Annual | Allowances Banked | Thousand Tons | 0 | 0 | 0 | 0 | 0 | 0 | 0
KS La Cygne NOX Rate Annual v5.14 | 522 | 7274 | Rate Constraint in lbs/MMBtu | FALSE | L | Annual | Allowances Withdrawn (1:1) | Thousand Tons | 0 | 0 | 0 | 0 | 0 | 0 | 0
KS La Cygne NOX Rate Annual v5.14 | 522 | 7274 | Rate Constraint in lbs/MMBtu | FALSE | L | Annual | Allowances Withdrawn (1:n) | Thousand Tons | 0 | 0 | 0 | 0 | 0 | 0 | 0
KS La Cygne NOX Rate Annual v5.14 | 522 | 7274 | Rate Constraint in lbs/MMBtu | FALSE | L | Annual | Total | Thousand Tons | 4.2616 | 5.0005 | 5.0005 | 4.4642 | 2.1657 | 0.98646 | 1.1368
KS La Cygne NOX Rate Annual v5.14 | 522 | 7274 | Rate Constraint in lbs/MMBtu | FALSE | L | Annual | Fuel Consumed | TBtu | 92.261 | 109.0715 | 109.0715 | 97.113 | 46.9494 | 20.5384 | 23.669
KS La Cygne NOX Rate Annual v5.14 | 522 | 7274 | Rate Constraint in lbs/MMBtu | FALSE | L | Annual | Rate | lb/MMBtu | 0.092382 | 0.091692 | 0.091692 | 0.091939 | 0.092258 | 0.09606 | 0.09606
KS La Cygne NOX Rate Annual v5.14 | 522 | 7274 | Rate Constraint in lbs/MMBtu | FALSE | L | Annual | Generation | TWh | 8.3663 | 9.8767 | 9.2474 | 8.169 | 4.2563 | 1.8765 | 2.1625
KS La Cygne NOX Rate Annual v5.14 | 522 | 7274 | Rate Constraint in lbs/MMBtu | FALSE | L | Annual | Qualifying Generation | TWh | 8.3663 | 9.8767 | 9.2474 | 8.169 | 4.2563 | 1.8765 | 2.1625
KS La Cygne NOX Rate Annual v5.14 | 522 | 7274 | Rate Constraint in lbs/MMBtu | FALSE | L | Annual | Rate | lb/MWh | 1.0188 | 1.0126 | 1.0815 | 1.093 | 1.0177 | 1.0514 | 1.0514
KS La Cygne NOX Rate Annual v5.14 | 522 | 7274 | Rate Constraint in lbs/MMBtu | FALSE | L | Annual | Constraint Shadow Price | US2022$/Ton | 0 | 0 | 0 | 0 | 0 | 0 | 0
KS La Cygne SO2 Rate Annual v5.14 | 523 | 7275 | Rate Constraint in lbs/MMBtu | FALSE | L | Annual | Seasons Included | Seasons | Winter, Spring, Summer, Fall | Winter, Spring, Summer, Fall | Winter, Spring, Summer, Fall | Winter, Spring, Summer, Fall | Winter, Spring, Summer, Fall | Winter, Spring, Summer, Fall | Winter, Spring, Summer, Fall
KS La Cygne SO2 Rate Annual v5.14 | 523 | 7275 | Rate Constraint in lbs/MMBtu | FALSE | L | Annual | Standard SO2 | lb/MMBtu | 0.1 | 0.1 | 0.1 | 0.1 | 0.1 | 0.1 | 0.1
KS La Cygne SO2 Rate Annual v5.14 | 523 | 7275 | Rate Constraint in lbs/MMBtu | FALSE | L | Annual | Emissions at Affected Plants SO2 | Thousand Tons | 1.0013 | 1.2142 | 1.2142 | 1.0714 | 0.5119 | 0.19233 | 0.22165
KS La Cygne SO2 Rate Annual v5.14 | 523 | 7275 | Rate Constraint in lbs/MMBtu | FALSE | L | Annual | Allowances Purchased SO2 | Thousand Tons | 0 | 0 | 0 | 0 | 0 | 0 | 0
KS La Cygne SO2 Rate Annual v5.14 | 523 | 7275 | Rate Constraint in lbs/MMBtu | FALSE | L | Annual | Allowances Sold SO2 | Thousand Tons | 0 | 0 | 0 | 0 | 0 | 0 | 0
KS La Cygne SO2 Rate Annual v5.14 | 523 | 7275 | Rate Constraint in lbs/MMBtu | FALSE | L | Annual | Allowances Banked | Thousand Tons | 0 | 0 | 0 | 0 | 0 | 0 | 0
KS La Cygne SO2 Rate Annual v5.14 | 523 | 7275 | Rate Constraint in lbs/MMBtu | FALSE | L | Annual | Allowances Withdrawn (1:1) | Thousand Tons | 0 | 0 | 0 | 0 | 0 | 0 | 0
KS La Cygne SO2 Rate Annual v5.14 | 523 | 7275 | Rate Constraint in lbs/MMBtu | FALSE | L | Annual | Allowances Withdrawn (1:n) | Thousand Tons | 0 | 0 | 0 | 0 | 0 | 0 | 0
KS La Cygne SO2 Rate Annual v5.14 | 523 | 7275 | Rate Constraint in lbs/MMBtu | FALSE | L | Annual | Total | Thousand Tons | 1.0013 | 1.2142 | 1.2142 | 1.0714 | 0.5119 | 0.19233 | 0.22165
KS La Cygne SO2 Rate Annual v5.14 | 523 | 7275 | Rate Constraint in lbs/MMBtu | FALSE | L | Annual | Fuel Consumed | TBtu | 92.261 | 109.0715 | 109.0715 | 97.113 | 46.9494 | 20.5384 | 23.669
KS La Cygne SO2 Rate Annual v5.14 | 523 | 7275 | Rate Constraint in lbs/MMBtu | FALSE | L | Annual | Rate | lb/MMBtu | 0.021706 | 0.022265 | 0.022265 | 0.022064 | 0.021807 | 0.018729 | 0.018729
KS La Cygne SO2 Rate Annual v5.14 | 523 | 7275 | Rate Constraint in lbs/MMBtu | FALSE | L | Annual | Generation | TWh | 8.3663 | 9.8767 | 9.2474 | 8.169 | 4.2563 | 1.8765 | 2.1625
KS La Cygne SO2 Rate Annual v5.14 | 523 | 7275 | Rate Constraint in lbs/MMBtu | FALSE | L | Annual | Qualifying Generation | TWh | 8.3663 | 9.8767 | 9.2474 | 8.169 | 4.2563 | 1.8765 | 2.1625
KS La Cygne SO2 Rate Annual v5.14 | 523 | 7275 | Rate Constraint in lbs/MMBtu | FALSE | L | Annual | Rate | lb/MWh | 0.23936 | 0.24588 | 0.26261 | 0.2623 | 0.24054 | 0.205 | 0.205
KS La Cygne SO2 Rate Annual v5.14 | 523 | 7275 | Rate Constraint in lbs/MMBtu | FALSE | L | Annual | Constraint Shadow Price | US2022$/Ton | 0 | 0 | 0 | 0 | 0 | 0 | 0
KY Bluegrass - NOX Cap Annual v6.21 | 524 | 7743 | Rate Constraint in MTons | FALSE | L | Annual | Seasons Included | Seasons | Winter, Spring, Summer, Fall | Winter, Spring, Summer, Fall | Winter, Spring, Summer, Fall | Winter, Spring, Summer, Fall | Winter, Spring, Summer, Fall | Winter, Spring, Summer, Fall | Winter, Spring, Summer, Fall
KY Bluegrass - NOX Cap Annual v6.21 | 524 | 7743 | Rate Constraint in MTons | FALSE | L | Annual | Standard NOX | Thousand Tons | 0.095 | 0.095 | 0.095 | 0.095 | 0.095 | 0.095 | 0.095
KY Bluegrass - NOX Cap Annual v6.21 | 524 | 7743 | Rate Constraint in MTons | FALSE | L | Annual | Emissions at Affected Plants NOX | Thousand Tons | 0.033836 | 0.02498 | 0.0029472 | 0.0023267 | 0.002265 | 0 | 0
KY Bluegrass - NOX Cap Annual v6.21 | 524 | 7743 | Rate Constraint in MTons | FALSE | L | Annual | Allowances Purchased NOX | Thousand Tons | 0 | 0 | 0 | 0 | 0 | 0 | 0
KY Bluegrass - NOX Cap Annual v6.21 | 524 | 7743 | Rate Constraint in MTons | FALSE | L | Annual | Allowances Sold NOX | Thousand Tons | 0 | 0 | 0 | 0 | 0 | 0 | 0
KY Bluegrass - NOX Cap Annual v6.21 | 524 | 7743 | Rate Constraint in MTons | FALSE | L | Annual | Allowances Banked | Thousand Tons | 0 | 0 | 0 | 0 | 0 | 0 | 0
KY Bluegrass - NOX Cap Annual v6.21 | 524 | 7743 | Rate Constraint in MTons | FALSE | L | Annual | Allowances Withdrawn (1:1) | Thousand Tons | 0 | 0 | 0 | 0 | 0 | 0 | 0
KY Bluegrass - NOX Cap Annual v6.21 | 524 | 7743 | Rate Constraint in MTons | FALSE | L | Annual | Allowances Withdrawn (1:n) | Thousand Tons | 0 | 0 | 0 | 0 | 0 | 0 | 0
KY Bluegrass - NOX Cap Annual v6.21 | 524 | 7743 | Rate Constraint in MTons | FALSE | L | Annual | Total | Thousand Tons | 0.033836 | 0.02498 | 0.0029472 | 0.0023267 | 0.002265 | 0 | 0
KY Bluegrass - NOX Cap Annual v6.21 | 524 | 7743 | Rate Constraint in MTons | FALSE | L | Annual | Fuel Consumed | TBtu | 1.012 | 0.74221 | 0.088143 | 0.069587 | 0.067655 | 0 | 0
KY Bluegrass - NOX Cap Annual v6.21 | 524 | 7743 | Rate Constraint in MTons | FALSE | L | Annual | Rate | lb/MMBtu | 0.066873 | 0.067313 | 0.066873 | 0.066873 | 0.066956 | 0 | 0
KY Bluegrass - NOX Cap Annual v6.21 | 524 | 7743 | Rate Constraint in MTons | FALSE | L | Annual | Generation | TWh | 0.091225 | 0.066908 | 0.0079458 | 0.006273 | 0.0060989 | 0 | 0
KY Bluegrass - NOX Cap Annual v6.21 | 524 | 7743 | Rate Constraint in MTons | FALSE | L | Annual | Qualifying Generation | TWh | 0.091225 | 0.066908 | 0.0079458 | 0.006273 | 0.0060989 | 0 | 0
KY Bluegrass - NOX Cap Annual v6.21 | 524 | 7743 | Rate Constraint in MTons | FALSE | L | Annual | Rate | lb/MWh | 0.74183 | 0.74671 | 0.74183 | 0.74183 | 0.74274 | 0 | 0
KY Bluegrass - NOX Cap Annual v6.21 | 524 | 7743 | Rate Constraint in MTons | FALSE | L | Annual | Constraint Shadow Price | US2022$/Ton | 0 | 0 | 0 | 0 | 0 | 0 | 0
KY Paddys Run - NOX Cap Annual v6.21 | 525 | 7741 | Rate Constraint in MTons | FALSE | L | Annual | Seasons Included | Seasons | Winter, Spring, Summer, Fall | Winter, Spring, Summer, Fall | Winter, Spring, Summer, Fall | Winter, Spring, Summer, Fall | Winter, Spring, Summer, Fall | Winter, Spring, Summer, Fall | Winter, Spring, Summer, Fall
KY Paddys Run - NOX Cap Annual v6.21 | 525 | 7741 | Rate Constraint in MTons | FALSE | L | Annual | Standard NOX | Thousand Tons | 0.1 | 0.1 | 0.1 | 0.1 | 0.1 | 0.1 | 0.1
KY Paddys Run - NOX Cap Annual v6.21 | 525 | 7741 | Rate Constraint in MTons | FALSE | L | Annual | Emissions at Affected Plants NOX | Thousand Tons | 0.1 | 0.044199 | 0.017965 | 0.011578 | 0.0044513 | 0.0021081 | 0.00019205
KY Paddys Run - NOX Cap Annual v6.21 | 525 | 7741 | Rate Constraint in MTons | FALSE | L | Annual | Allowances Purchased NOX | Thousand Tons | 0 | 0 | 0 | 0 | 0 | 0 | 0
KY Paddys Run - NOX Cap Annual v6.21 | 525 | 7741 | Rate Constraint in MTons | FALSE | L | Annual | Allowances Sold NOX | Thousand Tons | 0 | 0 | 0 | 0 | 0 | 0 | 0
KY Paddys Run - NOX Cap Annual v6.21 | 525 | 7741 | Rate Constraint in MTons | FALSE | L | Annual | Allowances Banked | Thousand Tons | 0 | 0 | 0 | 0 | 0 | 0 | 0
KY Paddys Run - NOX Cap Annual v6.21 | 525 | 7741 | Rate Constraint in MTons | FALSE | L | Annual | Allowances Withdrawn (1:1) | Thousand Tons | 0 | 0 | 0 | 0 | 0 | 0 | 0
KY Paddys Run - NOX Cap Annual v6.21 | 525 | 7741 | Rate Constraint in MTons | FALSE | L | Annual | Allowances Withdrawn (1:n) | Thousand Tons | 0 | 0 | 0 | 0 | 0 | 0 | 0
KY Paddys Run - NOX Cap Annual v6.21 | 525 | 7741 | Rate Constraint in MTons | FALSE | L | Annual | Total | Thousand Tons | 0.1 | 0.044199 | 0.017965 | 0.011578 | 0.0044513 | 0.0021081 | 0.00019205
KY Paddys Run - NOX Cap Annual v6.21 | 525 | 7741 | Rate Constraint in MTons | FALSE | L | Annual | Fuel Consumed | TBtu | 1.4105 | 0.45828 | 0.20092 | 0.13162 | 0.034059 | 0.020055 | 0.0013197
KY Paddys Run - NOX Cap Annual v6.21 | 525 | 7741 | Rate Constraint in MTons | FALSE | L | Annual | Rate | lb/MMBtu | 0.14179 | 0.19289 | 0.17882 | 0.17594 | 0.26139 | 0.21023 | 0.29106
KY Paddys Run - NOX Cap Annual v6.21 | 525 | 7741 | Rate Constraint in MTons | FALSE | L | Annual | Generation | TWh | 0.12688 | 0.041223 | 0.018073 | 0.011839 | 0.0030637 | 0.001804 | 0.00011871
KY Paddys Run - NOX Cap Annual v6.21 | 525 | 7741 | Rate Constraint in MTons | FALSE | L | Annual | Qualifying Generation | TWh | 0.12688 | 0.041223 | 0.018073 | 0.011839 | 0.0030637 | 0.001804 | 0.00011871
KY Paddys Run - NOX Cap Annual v6.21 | 525 | 7741 | Rate Constraint in MTons | FALSE | L | Annual | Rate | lb/MWh | 1.5763 | 2.1444 | 1.9879 | 1.9559 | 2.9059 | 2.3372 | 3.2357
KY Paddys Run - NOX Cap Annual v6.21 | 525 | 7741 | Rate Constraint in MTons | FALSE | L | Annual | Constraint Shadow Price | US2022$/Ton | 294.0422 | 0 | 0 | 0 | 0 | 0 | 0
LA Big Cajun 1 CT- NOx Summer v4.10 | 526 | 7519 | Rate Constraint in lbs/MMBtu | FALSE | L | Annual | Seasons Included | Seasons | Summer | Summer | Summer | Summer | Summer | Summer | Summer
LA Big Cajun 1 CT- NOx Summer v4.10 | 526 | 7519 | Rate Constraint in lbs/MMBtu | FALSE | L | Annual | Standard NOX | lb/MMBtu | 0.2 | 0.2 | 0.2 | 0.2 | 0.2 | 0.2 | 0.2
LA Big Cajun 1 CT- NOx Summer v4.10 | 526 | 7519 | Rate Constraint in lbs/MMBtu | FALSE | L | Annual | Emissions at Affected Plants NOX | Thousand Tons | 0.0016419 | 0.0016419 | 0.0012962 | 0 | 0.0012962 | 0 | 0
LA Big Cajun 1 CT- NOx Summer v4.10 | 526 | 7519 | Rate Constraint in lbs/MMBtu | FALSE | L | Annual | Allowances Purchased NOX | Thousand Tons | 0 | 0 | 0 | 0 | 0 | 0 | 0
LA Big Cajun 1 CT- NOx Summer v4.10 | 526 | 7519 | Rate Constraint in lbs/MMBtu | FALSE | L | Annual | Allowances Sold NOX | Thousand Tons | 0 | 0 | 0 | 0 | 0 | 0 | 0
LA Big Cajun 1 CT- NOx Summer v4.10 | 526 | 7519 | Rate Constraint in lbs/MMBtu | FALSE | L | Annual | Allowances Banked | Thousand Tons | 0 | 0 | 0 | 0 | 0 | 0 | 0
LA Big Cajun 1 CT- NOx Summer v4.10 | 526 | 7519 | Rate Constraint in lbs/MMBtu | FALSE | L | Annual | Allowances Withdrawn (1:1) | Thousand Tons | 0 | 0 | 0 | 0 | 0 | 0 | 0
LA Big Cajun 1 CT- NOx Summer v4.10 | 526 | 7519 | Rate Constraint in lbs/MMBtu | FALSE | L | Annual | Allowances Withdrawn (1:n) | Thousand Tons | 0 | 0 | 0 | 0 | 0 | 0 | 0
LA Big Cajun 1 CT- NOx Summer v4.10 | 526 | 7519 | Rate Constraint in lbs/MMBtu | FALSE | L | Annual | Total | Thousand Tons | 0.0016419 | 0.0016419 | 0.0012962 | 0 | 0.0012962 | 0 | 0
LA Big Cajun 1 CT- NOx Summer v4.10 | 526 | 7519 | Rate Constraint in lbs/MMBtu | FALSE | L | Annual | Fuel Consumed | TBtu | 0.045209 | 0.045209 | 0.035691 | 0 | 0.035691 | 0 | 0
LA Big Cajun 1 CT- NOx Summer v4.10 | 526 | 7519 | Rate Constraint in lbs/MMBtu | FALSE | L | Annual | Rate | lb/MMBtu | 0.072635 | 0.072635 | 0.072635 | 0 | 0.072635 | 0 | 0
LA Big Cajun 1 CT- NOx Summer v4.10 | 526 | 7519 | Rate Constraint in lbs/MMBtu | FALSE | L | Annual | Generation | TWh | 0.0035743 | 0.0035743 | 0.0028218 | 0 | 0.0028218 | 0 | 0
LA Big Cajun 1 CT- NOx Summer v4.10 | 526 | 7519 | Rate Constraint in lbs/MMBtu | FALSE | L | Annual | Qualifying Generation | TWh | 0.0035743 | 0.0035743 | 0.0028218 | 0 | 0.0028218 | 0 | 0
LA Big Cajun 1 CT- NOx Summer v4.10 | 526 | 7519 | Rate Constraint in lbs/MMBtu | FALSE | L | Annual | Rate | lb/MWh | 0.91872 | 0.91872 | 0.91872 | 0 | 0.91872 | 0 | 0
LA Big Cajun 1 CT- NOx Summer v4.10 | 526 | 7519 | Rate Constraint in lbs/MMBtu | FALSE | L | Annual | Constraint Shadow Price | US2022$/Ton | 0 | 0 | 0 | 0 | 0 | 0 | 0
LA Big Cajun 1 OGS- NOx Summer v4.10 | 527 | 7520 | Rate Constraint in lbs/MMBtu | FALSE | L | Annual | Seasons Included | Seasons | Summer | Summer | Summer | Summer | Summer | Summer | Summer
LA Big Cajun 1 OGS- NOx Summer v4.10 | 527 | 7520 | Rate Constraint in lbs/MMBtu | FALSE | L | Annual | Standard NOX | lb/MMBtu | 0.1 | 0.1 | 0.1 | 0.1 | 0.1 | 0.1 | 0.1
LA Big Cajun 1 OGS- NOx Summer v4.10 | 527 | 7520 | Rate Constraint in lbs/MMBtu | FALSE | L | Annual | Emissions at Affected Plants NOX | Thousand Tons | 0 | 0 | 0 | 0 | 0 | 0 | 0
LA Big Cajun 1 OGS- NOx Summer v4.10 | 527 | 7520 | Rate Constraint in lbs/MMBtu | FALSE | L | Annual | Allowances Purchased NOX | Thousand Tons | 0 | 0 | 0 | 0 | 0 | 0 | 0
LA Big Cajun 1 OGS- NOx Summer v4.10 | 527 | 7520 | Rate Constraint in lbs/MMBtu | FALSE | L | Annual | Allowances Sold NOX | Thousand Tons | 0 | 0 | 0 | 0 | 0 | 0 | 0
LA Big Cajun 1 OGS- NOx Summer v4.10 | 527 | 7520 | Rate Constraint in lbs/MMBtu | FALSE | L | Annual | Allowances Banked | Thousand Tons | 0 | 0 | 0 | 0 | 0 | 0 | 0
LA Big Cajun 1 OGS- NOx Summer v4.10 | 527 | 7520 | Rate Constraint in lbs/MMBtu | FALSE | L | Annual | Allowances Withdrawn (1:1) | Thousand Tons | 0 | 0 | 0 | 0 | 0 | 0 | 0
LA Big Cajun 1 OGS- NOx Summer v4.10 | 527 | 7520 | Rate Constraint in lbs/MMBtu | FALSE | L | Annual | Allowances Withdrawn (1:n) | Thousand Tons | 0 | 0 | 0 | 0 | 0 | 0 | 0
LA Big Cajun 1 OGS- NOx Summer v4.10 | 527 | 7520 | Rate Constraint in lbs/MMBtu | FALSE | L | Annual | Total | Thousand Tons | 0 | 0 | 0 | 0 | 0 | 0 | 0
LA Big Cajun 1 OGS- NOx Summer v4.10 | 527 | 7520 | Rate Constraint in lbs/MMBtu | FALSE | L | Annual | Fuel Consumed | TBtu | 0 | 0 | 0 | 0 | 0 | 0 | 0
LA Big Cajun 1 OGS- NOx Summer v4.10 | 527 | 7520 | Rate Constraint in lbs/MMBtu | FALSE | L | Annual | Rate | lb/MMBtu | 0 | 0 | 0 | 0 | 0 | 0 | 0
LA Big Cajun 1 OGS- NOx Summer v4.10 | 527 | 7520 | Rate Constraint in lbs/MMBtu | FALSE | L | Annual | Generation | TWh | 0 | 0 | 0 | 0 | 0 | 0 | 0
LA Big Cajun 1 OGS- NOx Summer v4.10 | 527 | 7520 | Rate Constraint in lbs/MMBtu | FALSE | L | Annual | Qualifying Generation | TWh | 0 | 0 | 0 | 0 | 0 | 0 | 0
LA Big Cajun 1 OGS- NOx Summer v4.10 | 527 | 7520 | Rate Constraint in lbs/MMBtu | FALSE | L | Annual | Rate | lb/MWh | 0 | 0 | 0 | 0 | 0 | 0 | 0
LA Big Cajun 1 OGS- NOx Summer v4.10 | 527 | 7520 | Rate Constraint in lbs/MMBtu | FALSE | L | Annual | Constraint Shadow Price | US2022$/Ton | 0 | 0 | 0 | 0 | 0 | 0 | 0
LA Big Cajun 2- NOx Summer v4.10 | 528 | 7521 | Rate Constraint in lbs/MMBtu | FALSE | L | Annual | Seasons Included | Seasons | Summer | Summer | Summer | Summer | Summer | Summer | Summer
LA Big Cajun 2- NOx Summer v4.10 | 528 | 7521 | Rate Constraint in lbs/MMBtu | FALSE | L | Annual | Standard NOX | lb/MMBtu | 0.21 | 0.21 | 0.21 | 0.21 | 0.21 | 0.21 | 0.21
LA Big Cajun 2- NOx Summer v4.10 | 528 | 7521 | Rate Constraint in lbs/MMBtu | FALSE | L | Annual | Emissions at Affected Plants NOX | Thousand Tons | 0 | 0.75459 | 1.0732 | 1.0732 | 1.0732 | 1.0732 | 1.0732
LA Big Cajun 2- NOx Summer v4.10 | 528 | 7521 | Rate Constraint in lbs/MMBtu | FALSE | L | Annual | Allowances Purchased NOX | Thousand Tons | 0 | 0 | 0 | 0 | 0 | 0 | 0
LA Big Cajun 2- NOx Summer v4.10 | 528 | 7521 | Rate Constraint in lbs/MMBtu | FALSE | L | Annual | Allowances Sold NOX | Thousand Tons | 0 | 0 | 0 | 0 | 0 | 0 | 0
LA Big Cajun 2- NOx Summer v4.10 | 528 | 7521 | Rate Constraint in lbs/MMBtu | FALSE | L | Annual | Allowances Banked | Thousand Tons | 0 | 0 | 0 | 0 | 0 | 0 | 0
LA Big Cajun 2- NOx Summer v4.10 | 528 | 7521 | Rate Constraint in lbs/MMBtu | FALSE | L | Annual | Allowances Withdrawn (1:1) | Thousand Tons | 0 | 0 | 0 | 0 | 0 | 0 | 0
LA Big Cajun 2- NOx Summer v4.10 | 528 | 7521 | Rate Constraint in lbs/MMBtu | FALSE | L | Annual | Allowances Withdrawn (1:n) | Thousand Tons | 0 | 0 | 0 | 0 | 0 | 0 | 0
LA Big Cajun 2- NOx Summer v4.10 | 528 | 7521 | Rate Constraint in lbs/MMBtu | FALSE | L | Annual | Total | Thousand Tons | 0 | 0.75459 | 1.0732 | 1.0732 | 1.0732 | 1.0732 | 1.0732
LA Big Cajun 2- NOx Summer v4.10 | 528 | 7521 | Rate Constraint in lbs/MMBtu | FALSE | L | Annual | Fuel Consumed | TBtu | 0 | 12.3551 | 17.5712 | 17.5712 | 17.5712 | 17.5712 | 17.5712
LA Big Cajun 2- NOx Summer v4.10 | 528 | 7521 | Rate Constraint in lbs/MMBtu | FALSE | L | Annual | Rate | lb/MMBtu | 0 | 0.12215 | 0.12215 | 0.12215 | 0.12215 | 0.12215 | 0.12215
LA Big Cajun 2- NOx Summer v4.10 | 528 | 7521 | Rate Constraint in lbs/MMBtu | FALSE | L | Annual | Generation | TWh | 0 | 1.1837 | 1.6834 | 1.6834 | 1.6834 | 1.6834 | 1.6834
LA Big Cajun 2- NOx Summer v4.10 | 528 | 7521 | Rate Constraint in lbs/MMBtu | FALSE | L | Annual | Qualifying Generation | TWh | 0 | 1.1837 | 1.6834 | 1.6834 | 1.6834 | 1.6834 | 1.6834
LA Big Cajun 2- NOx Summer v4.10 | 528 | 7521 | Rate Constraint in lbs/MMBtu | FALSE | L | Annual | Rate | lb/MWh | 0 | 1.275 | 1.275 | 1.275 | 1.275 | 1.275 | 1.275
LA Big Cajun 2- NOx Summer v4.10 | 528 | 7521 | Rate Constraint in lbs/MMBtu | FALSE | L | Annual | Constraint Shadow Price | US2022$/Ton | 0 | 0 | 0 | 0 | 0 | 0 | 0
LA Carville Energy LLC -Nox Summer v5.12 | 529 | 7522 | Rate Constraint in lbs/MMBtu | FALSE | L | Annual | Seasons Included | Seasons | Summer | Summer | Summer | Summer | Summer | Summer | Summer
LA Carville Energy LLC -Nox Summer v5.12 | 529 | 7522 | Rate Constraint in lbs/MMBtu | FALSE | L | Annual | Standard NOX | lb/MMBtu | 0.2 | 0.2 | 0.2 | 0.2 | 0.2 | 0.2 | 0.2
LA Carville Energy LLC -Nox Summer v5.12 | 529 | 7522 | Rate Constraint in lbs/MMBtu | FALSE | L | Annual | Emissions at Affected Plants NOX | Thousand Tons | 0.23677 | 0.23677 | 0.23677 | 0.2253 | 0.13457 | 0.13457 | 0.13457
LA Carville Energy LLC -Nox Summer v5.12 | 529 | 7522 | Rate Constraint in lbs/MMBtu | FALSE | L | Annual | Allowances Purchased NOX | Thousand Tons | 0 | 0 | 0 | 0 | 0 | 0 | 0
LA Carville Energy LLC -Nox Summer v5.12 | 529 | 7522 | Rate Constraint in lbs/MMBtu | FALSE | L | Annual | Allowances Sold NOX | Thousand Tons | 0 | 0 | 0 | 0 | 0 | 0 | 0
LA Carville Energy LLC -Nox Summer v5.12 | 529 | 7522 | Rate Constraint in lbs/MMBtu | FALSE | L | Annual | Allowances Banked | Thousand Tons | 0 | 0 | 0 | 0 | 0 | 0 | 0
LA Carville Energy LLC -Nox Summer v5.12 | 529 | 7522 | Rate Constraint in lbs/MMBtu | FALSE | L | Annual | Allowances Withdrawn (1:1) | Thousand Tons | 0 | 0 | 0 | 0 | 0 | 0 | 0
LA Carville Energy LLC -Nox Summer v5.12 | 529 | 7522 | Rate Constraint in lbs/MMBtu | FALSE | L | Annual | Allowances Withdrawn (1:n) | Thousand Tons | 0 | 0 | 0 | 0 | 0 | 0 | 0
LA Carville Energy LLC -Nox Summer v5.12 | 529 | 7522 | Rate Constraint in lbs/MMBtu | FALSE | L | Annual | Total | Thousand Tons | 0.23677 | 0.23677 | 0.23677 | 0.2253 | 0.13457 | 0.13457 | 0.13457
LA Carville Energy LLC -Nox Summer v5.12 | 529 | 7522 | Rate Constraint in lbs/MMBtu | FALSE | L | Annual | Fuel Consumed | TBtu | 11.1921 | 11.1921 | 11.1921 | 10.6499 | 6.3611 | 6.3611 | 6.3611
LA Carville Energy LLC -Nox Summer v5.12 | 529 | 7522 | Rate Constraint in lbs/MMBtu | FALSE | L | Annual | Rate | lb/MMBtu | 0.04231 | 0.04231 | 0.04231 | 0.04231 | 0.04231 | 0.04231 | 0.04231
LA Carville Energy LLC -Nox Summer v5.12 | 529 | 7522 | Rate Constraint in lbs/MMBtu | FALSE | L | Annual | Generation | TWh | 1.7079 | 1.7079 | 1.7079 | 1.6252 | 0.97072 | 0.97072 | 0.97072
LA Carville Energy LLC -Nox Summer v5.12 | 529 | 7522 | Rate Constraint in lbs/MMBtu | FALSE | L | Annual | Qualifying Generation | TWh | 1.7079 | 1.7079 | 1.7079 | 1.6252 | 0.97072 | 0.97072 | 0.97072
LA Carville Energy LLC -Nox Summer v5.12 | 529 | 7522 | Rate Constraint in lbs/MMBtu | FALSE | L | Annual | Rate | lb/MWh | 0.27725 | 0.27725 | 0.27725 | 0.27725 | 0.27725 | 0.27725 | 0.27725
LA Carville Energy LLC -Nox Summer v5.12 | 529 | 7522 | Rate Constraint in lbs/MMBtu | FALSE | L | Annual | Constraint Shadow Price | US2022$/Ton | 0 | 0 | 0 | 0 | 0 | 0 | 0
LA Formosa Plastics High - NOx Summer v4.10 | 530 | 7523 | Rate Constraint in lbs/MMBtu | FALSE | L | Annual | Seasons Included | Seasons | Summer | Summer | Summer | Summer | Summer | Summer | Summer
LA Formosa Plastics High - NOx Summer v4.10 | 530 | 7523 | Rate Constraint in lbs/MMBtu | FALSE | L | Annual | Standard NOX | lb/MMBtu | 0.52663 | 0.52663 | 0.52663 | 0.52663 | 0.52663 | 0.52663 | 0.52663
LA Formosa Plastics High - NOx Summer v4.10 | 530 | 7523 | Rate Constraint in lbs/MMBtu | FALSE | L | Annual | Emissions at Affected Plants NOX | Thousand Tons | 0.029781 | 0.029528 | 0.016025 | 0.005765 | 0.00048517 | 5.7079e-05 | 5.7079e-05
LA Formosa Plastics High - NOx Summer v4.10 | 530 | 7523 | Rate Constraint in lbs/MMBtu | FALSE | L | Annual | Allowances Purchased NOX | Thousand Tons | 0 | 0 | 0 | 0 | 0 | 0 | 0
LA Formosa Plastics High - NOx Summer v4.10 | 530 | 7523 | Rate Constraint in lbs/MMBtu | FALSE | L | Annual | Allowances Sold NOX | Thousand Tons | 0 | 0 | 0 | 0 | 0 | 0 | 0
LA Formosa Plastics High - NOx Summer v4.10 | 530 | 7523 | Rate Constraint in lbs/MMBtu | FALSE | L | Annual | Allowances Banked | Thousand Tons | 0 | 0 | 0 | 0 | 0 | 0 | 0
LA Formosa Plastics High - NOx Summer v4.10 | 530 | 7523 | Rate Constraint in lbs/MMBtu | FALSE | L | Annual | Allowances Withdrawn (1:1) | Thousand Tons | 0 | 0 | 0 | 0 | 0 | 0 | 0
LA Formosa Plastics High - NOx Summer v4.10 | 530 | 7523 | Rate Constraint in lbs/MMBtu | FALSE | L | Annual | Allowances Withdrawn (1:n) | Thousand Tons | 0 | 0 | 0 | 0 | 0 | 0 | 0
LA Formosa Plastics High - NOx Summer v4.10 | 530 | 7523 | Rate Constraint in lbs/MMBtu | FALSE | L | Annual | Total | Thousand Tons | 0.029781 | 0.029528 | 0.016025 | 0.005765 | 0.00048517 | 5.7079e-05 | 5.7079e-05
LA Formosa Plastics High - NOx Summer v4.10 | 530 | 7523 | Rate Constraint in lbs/MMBtu | FALSE | L | Annual | Fuel Consumed | TBtu | 0.22526 | 0.22334 | 0.12121 | 0.043605 | 0.0036697 | 0.00043173 | 0.00043173
LA Formosa Plastics High - NOx Summer v4.10 | 530 | 7523 | Rate Constraint in lbs/MMBtu | FALSE | L | Annual | Rate | lb/MMBtu | 0.26442 | 0.26442 | 0.26442 | 0.26442 | 0.26442 | 0.26442 | 0.26442
LA Formosa Plastics High - NOx Summer v4.10 | 530 | 7523 | Rate Constraint in lbs/MMBtu | FALSE | L | Annual | Generation | TWh | 0.027139 | 0.026909 | 0.014603 | 0.0052536 | 0.00044213 | 5.2016e-05 | 5.2016e-05
LA Formosa Plastics High - NOx Summer v4.10 | 530 | 7523 | Rate Constraint in lbs/MMBtu | FALSE | L | Annual | Qualifying Generation | TWh | 0.027139 | 0.026909 | 0.014603 | 0.0052536 | 0.00044213 | 5.2016e-05 | 5.2016e-05
LA Formosa Plastics High - NOx Summer v4.10 | 530 | 7523 | Rate Constraint in lbs/MMBtu | FALSE | L | Annual | Rate | lb/MWh | 2.1947 | 2.1947 | 2.1947 | 2.1947 | 2.1947 | 2.1947 | 2.1947
LA Formosa Plastics High - NOx Summer v4.10 | 530 | 7523 | Rate Constraint in lbs/MMBtu | FALSE | L | Annual | Constraint Shadow Price | US2022$/Ton | 0 | 0 | 0 | 0 | 0 | 0 | 0
LA Formosa Plastics Low - NOx Summer v4.10 | 531 | 7524 | Rate Constraint in lbs/MMBtu | FALSE | L | Annual | Seasons Included | Seasons | Summer | Summer | Summer | Summer | Summer | Summer | Summer
LA Formosa Plastics Low - NOx Summer v4.10 | 531 | 7524 | Rate Constraint in lbs/MMBtu | FALSE | L | Annual | Standard NOX | lb/MMBtu | 0.28506 | 0.28506 | 0.28506 | 0.28506 | 0.28506 | 0.28506 | 0.28506
LA Formosa Plastics Low - NOx Summer v4.10 | 531 | 7524 | Rate Constraint in lbs/MMBtu | FALSE | L | Annual | Emissions at Affected Plants NOX | Thousand Tons | 0.016821 | 0.016821 | 0.0084007 | 0.0027809 | 0.0024333 | 0.011066 | 0.013287
LA Formosa Plastics Low - NOx Summer v4.10 | 531 | 7524 | Rate Constraint in lbs/MMBtu | FALSE | L | Annual | Allowances Purchased NOX | Thousand Tons | 0 | 0 | 0 | 0 | 0 | 0 | 0
LA Formosa Plastics Low - NOx Summer v4.10 | 531 | 7524 | Rate Constraint in lbs/MMBtu | FALSE | L | Annual | Allowances Sold NOX | Thousand Tons | 0 | 0 | 0 | 0 | 0 | 0 | 0
LA Formosa Plastics Low - NOx Summer v4.10 | 531 | 7524 | Rate Constraint in lbs/MMBtu | FALSE | L | Annual | Allowances Banked | Thousand Tons | 0 | 0 | 0 | 0 | 0 | 0 | 0
LA Formosa Plastics Low - NOx Summer v4.10 | 531 | 7524 | Rate Constraint in lbs/MMBtu | FALSE | L | Annual | Allowances Withdrawn (1:1) | Thousand Tons | 0 | 0 | 0 | 0 | 0 | 0 | 0
LA Formosa Plastics Low - NOx Summer v4.10 | 531 | 7524 | Rate Constraint in lbs/MMBtu | FALSE | L | Annual | Allowances Withdrawn (1:n) | Thousand Tons | 0 | 0 | 0 | 0 | 0 | 0 | 0
LA Formosa Plastics Low - NOx Summer v4.10 | 531 | 7524 | Rate Constraint in lbs/MMBtu | FALSE | L | Annual | Total | Thousand Tons | 0.016821 | 0.016821 | 0.0084007 | 0.0027809 | 0.0024333 | 0.011066 | 0.013287
LA Formosa Plastics Low - NOx Summer v4.10 | 531 | 7524 | Rate Constraint in lbs/MMBtu | FALSE | L | Annual | Fuel Consumed | TBtu | 0.44284 | 0.44284 | 0.22117 | 0.073213 | 0.064062 | 0.29133 | 0.3498
LA Formosa Plastics Low - NOx Summer v4.10 | 531 | 7524 | Rate Constraint in lbs/MMBtu | FALSE | L | Annual | Rate | lb/MMBtu | 0.075968 | 0.075968 | 0.075968 | 0.075968 | 0.075968 | 0.075968 | 0.075968
LA Formosa Plastics Low - NOx Summer v4.10 | 531 | 7524 | Rate Constraint in lbs/MMBtu | FALSE | L | Annual | Generation | TWh | 0.050901 | 0.050901 | 0.025421 | 0.0084153 | 0.0073634 | 0.033486 | 0.040207
LA Formosa Plastics Low - NOx Summer v4.10 | 531 | 7524 | Rate Constraint in lbs/MMBtu | FALSE | L | Annual | Qualifying Generation | TWh | 0.050901 | 0.050901 | 0.025421 | 0.0084153 | 0.0073634 | 0.033486 | 0.040207
LA Formosa Plastics Low - NOx Summer v4.10 | 531 | 7524 | Rate Constraint in lbs/MMBtu | FALSE | L | Annual | Rate | lb/MWh | 0.66092 | 0.66092 | 0.66092 | 0.66092 | 0.66092 | 0.66092 | 0.66092
LA Formosa Plastics Low - NOx Summer v4.10 | 531 | 7524 | Rate Constraint in lbs/MMBtu | FALSE | L | Annual | Constraint Shadow Price | US2022$/Ton | 0 | 0 | 0 | 0 | 0 | 0 | 0
LA Geismar Cogen -Nox Summer v5.12 | 532 | 7525 | Rate Constraint in lbs/MMBtu | FALSE | L | Annual | Seasons Included | Seasons | Summer | Summer | Summer | Summer | Summer | Summer | Summer
LA Geismar Cogen -Nox Summer v5.12 | 532 | 7525 | Rate Constraint in lbs/MMBtu | FALSE | L | Annual | Standard NOX | lb/MMBtu | 0.2 | 0.2 | 0.2 | 0.2 | 0.2 | 0.2 | 0.2
LA Geismar Cogen -Nox Summer v5.12 | 532 | 7525 | Rate Constraint in lbs/MMBtu | FALSE | L | Annual | Emissions at Affected Plants NOX | Thousand Tons | 0.017901 | 0 | 0 | 0 | 0 | 0 | 0
LA Geismar Cogen -Nox Summer v5.12 | 532 | 7525 | Rate Constraint in lbs/MMBtu | FALSE | L | Annual | Allowances Purchased NOX | Thousand Tons | 0 | 0 | 0 | 0 | 0 | 0 | 0
LA Geismar Cogen -Nox Summer v5.12 | 532 | 7525 | Rate Constraint in lbs/MMBtu | FALSE | L | Annual | Allowances Sold NOX | Thousand Tons | 0 | 0 | 0 | 0 | 0 | 0 | 0
LA Geismar Cogen -Nox Summer v5.12 | 532 | 7525 | Rate Constraint in lbs/MMBtu | FALSE | L | Annual | Allowances Banked | Thousand Tons | 0 | 0 | 0 | 0 | 0 | 0 | 0
LA Geismar Cogen -Nox Summer v5.12 | 532 | 7525 | Rate Constraint in lbs/MMBtu | FALSE | L | Annual | Allowances Withdrawn (1:1) | Thousand Tons | 0 | 0 | 0 | 0 | 0 | 0 | 0
LA Geismar Cogen -Nox Summer v5.12 | 532 | 7525 | Rate Constraint in lbs/MMBtu | FALSE | L | Annual | Allowances Withdrawn (1:n) | Thousand Tons | 0 | 0 | 0 | 0 | 0 | 0 | 0
LA Geismar Cogen -Nox Summer v5.12 | 532 | 7525 | Rate Constraint in lbs/MMBtu | FALSE | L | Annual | Total | Thousand Tons | 0.017901 | 0 | 0 | 0 | 0 | 0 | 0
LA Geismar Cogen -Nox Summer v5.12 | 532 | 7525 | Rate Constraint in lbs/MMBtu | FALSE | L | Annual | Fuel Consumed | TBtu | 0.49214 | 0 | 0 | 0 | 0 | 0 | 0
LA Geismar Cogen -Nox Summer v5.12 | 532 | 7525 | Rate Constraint in lbs/MMBtu | FALSE | L | Annual | Rate | lb/MMBtu | 0.072747 | 0 | 0 | 0 | 0 | 0 | 0
LA Geismar Cogen -Nox Summer v5.12 | 532 | 7525 | Rate Constraint in lbs/MMBtu | FALSE | L | Annual | Generation | TWh | 0.056568 | 0 | 0 | 0 | 0 | 0 | 0
LA Geismar Cogen -Nox Summer v5.12 | 532 | 7525 | Rate Constraint in lbs/MMBtu | FALSE | L | Annual | Qualifying Generation | TWh | 0.056568 | 0 | 0 | 0 | 0 | 0 | 0
LA Geismar Cogen -Nox Summer v5.12 | 532 | 7525 | Rate Constraint in lbs/MMBtu | FALSE | L | Annual | Rate | lb/MWh | 0.6329 | 0 | 0 | 0 | 0 | 0 | 0
LA Geismar Cogen -Nox Summer v5.12 | 532 | 7525 | Rate Constraint in lbs/MMBtu | FALSE | L | Annual | Constraint Shadow Price | US2022$/Ton | 0 | 0 | 0 | 0 | 0 | 0 | 0
LA Georgia Gulf Plaquemine -Nox Summer v5.12 | 533 | 7526 | Rate Constraint in lbs/MMBtu | FALSE | L | Annual | Seasons Included | Seasons | Summer | Summer | Summer | Summer | Summer | Summer | Summer
LA Georgia Gulf Plaquemine -Nox Summer v5.12 | 533 | 7526 | Rate Constraint in lbs/MMBtu | FALSE | L | Annual | Standard NOX | lb/MMBtu | 0.2 | 0.2 | 0.2 | 0.2 | 0.2 | 0.2 | 0.2
LA Georgia Gulf Plaquemine -Nox Summer v5.12 | 533 | 7526 | Rate Constraint in lbs/MMBtu | FALSE | L | Annual | Emissions at Affected Plants NOX | Thousand Tons | 0.050223 | 0.049993 | 0.018165 | 0.013313 | 0.015894 | 0.070011 | 0.084518
LA Georgia Gulf Plaquemine -Nox Summer v5.12 | 533 | 7526 | Rate Constraint in lbs/MMBtu | FALSE | L | Annual | Allowances Purchased NOX | Thousand Tons | 0 | 0 | 0 | 0 | 0 | 0 | 0
LA Georgia Gulf Plaquemine -Nox Summer v5.12 | 533 | 7526 | Rate Constraint in lbs/MMBtu | FALSE | L | Annual | Allowances Sold NOX | Thousand Tons | 0 | 0 | 0 | 0 | 0 | 0 | 0
LA Georgia Gulf Plaquemine -Nox Summer v5.12 | 533 | 7526 | Rate Constraint in lbs/MMBtu | FALSE | L | Annual | Allowances Banked | Thousand Tons | 0 | 0 | 0 | 0 | 0 | 0 | 0
LA Georgia Gulf Plaquemine -Nox Summer v5.12 | 533 | 7526 | Rate Constraint in lbs/MMBtu | FALSE | L | Annual | Allowances Withdrawn (1:1) | Thousand Tons | 0 | 0 | 0 | 0 | 0 | 0 | 0
LA Georgia Gulf Plaquemine -Nox Summer v5.12 | 533 | 7526 | Rate Constraint in lbs/MMBtu | FALSE | L | Annual | Allowances Withdrawn (1:n) | Thousand Tons | 0 | 0 | 0 | 0 | 0 | 0 | 0
LA Georgia Gulf Plaquemine -Nox Summer v5.12 | 533 | 7526 | Rate Constraint in lbs/MMBtu | FALSE | L | Annual | Total | Thousand Tons | 0.050223 | 0.049993 | 0.018165 | 0.013313 | 0.015894 | 0.070011 | 0.084518
LA Georgia Gulf Plaquemine -Nox Summer v5.12 | 533 | 7526 | Rate Constraint in lbs/MMBtu | FALSE | L | Annual | Fuel Consumed | TBtu | 0.69815 | 0.69495 | 0.25251 | 0.18506 | 0.22095 | 0.97322 | 1.1749
LA Georgia Gulf Plaquemine -Nox Summer v5.12 | 533 | 7526 | Rate Constraint in lbs/MMBtu | FALSE | L | Annual | Rate | lb/MMBtu | 0.14388 | 0.14388 | 0.14388 | 0.14388 | 0.14388 | 0.14388 | 0.14388
LA Georgia Gulf Plaquemine -Nox Summer v5.12 | 533 | 7526 | Rate Constraint in lbs/MMBtu | FALSE | L | Annual | Generation | TWh | 0.080247 | 0.079879 | 0.029024 | 0.021272 | 0.025396 | 0.11186 | 0.13504
LA Georgia Gulf Plaquemine -Nox Summer v5.12 | 533 | 7526 | Rate Constraint in lbs/MMBtu | FALSE | L | Annual | Qualifying Generation | TWh | 0.080247 | 0.079879 | 0.029024 | 0.021272 | 0.025396 | 0.11186 | 0.13504
LA Georgia Gulf Plaquemine -Nox Summer v5.12 | 533 | 7526 | Rate Constraint in lbs/MMBtu | FALSE | L | Annual | Rate | lb/MWh | 1.2517 | 1.2517 | 1.2517 | 1.2517 | 1.2517 | 1.2517 | 1.2517
LA Georgia Gulf Plaquemine -Nox Summer v5.12 | 533 | 7526 | Rate Constraint in lbs/MMBtu | FALSE | L | Annual | Constraint Shadow Price | US2022$/Ton | 0 | 0 | 0 | 0 | 0 | 0 | 0
LA Louisiana 1 - NOx Summer v4.10 | 534 | 7527 | Rate Constraint in lbs/MMBtu | FALSE | L | Annual | Seasons Included | Seasons | Summer | Summer | Summer | Summer | Summer | Summer | Summer
LA Louisiana 1 - NOx Summer v4.10 | 534 | 7527 | Rate Constraint in lbs/MMBtu | FALSE | L | Annual | Standard NOX | lb/MMBtu | 0.24144 | 0.24144 | 0.24144 | 0.24144 | 0.24144 | 0.24144 | 0.24144
LA Louisiana 1 - NOx Summer v4.10 | 534 | 7527 | Rate Constraint in lbs/MMBtu | FALSE | L | Annual | Emissions at Affected Plants NOX | Thousand Tons | 0.5676 | 0.5676 | 0.5676 | 0.56576 | 0.56719 | 0.40008 | 0.40083
LA Louisiana 1 - NOx Summer v4.10 | 534 | 7527 | Rate Constraint in lbs/MMBtu | FALSE | L | Annual | Allowances Purchased NOX | Thousand Tons | 0 | 0 | 0 | 0 | 0 | 0 | 0
LA Louisiana 1 - NOx Summer v4.10 | 534 | 7527 | Rate Constraint in lbs/MMBtu | FALSE | L | Annual | Allowances Sold NOX | Thousand Tons | 0 | 0 | 0 | 0 | 0 | 0 | 0
LA Louisiana 1 - NOx Summer v4.10 | 534 | 7527 | Rate Constraint in lbs/MMBtu | FALSE | L | Annual | Allowances Banked | Thousand Tons | 0 | 0 | 0 | 0 | 0 | 0 | 0
LA Louisiana 1 - NOx Summer v4.10 | 534 | 7527 | Rate Constraint in lbs/MMBtu | FALSE | L | Annual | Allowances Withdrawn (1:1) | Thousand Tons | 0 | 0 | 0 | 0 | 0 | 0 | 0
LA Louisiana 1 - NOx Summer v4.10 | 534 | 7527 | Rate Constraint in lbs/MMBtu | FALSE | L | Annual | Allowances Withdrawn (1:n) | Thousand Tons | 0 | 0 | 0 | 0 | 0 | 0 | 0
LA Louisiana 1 - NOx Summer v4.10 | 534 | 7527 | Rate Constraint in lbs/MMBtu | FALSE | L | Annual | Total | Thousand Tons | 0.5676 | 0.5676 | 0.5676 | 0.56576 | 0.56719 | 0.40008 | 0.40083
LA Louisiana 1 - NOx Summer v4.10 | 534 | 7527 | Rate Constraint in lbs/MMBtu | FALSE | L | Annual | Fuel Consumed | TBtu | 5.6619 | 5.6619 | 5.6619 | 5.6432 | 5.6577 | 3.9602 | 3.9679
LA Louisiana 1 - NOx Summer v4.10 | 534 | 7527 | Rate Constraint in lbs/MMBtu | FALSE | L | Annual | Rate | lb/MMBtu | 0.2005 | 0.2005 | 0.2005 | 0.20051 | 0.2005 | 0.20205 | 0.20204
LA Louisiana 1 - NOx Summer v4.10 | 534 | 7527 | Rate Constraint in lbs/MMBtu | FALSE | L | Annual | Generation | TWh | 1.2446 | 1.2446 | 1.2446 | 1.2405 | 1.2437 | 0.87058 | 0.87226
LA Louisiana 1 - NOx Summer v4.10 | 534 | 7527 | Rate Constraint in lbs/MMBtu | FALSE | L | Annual | Qualifying Generation | TWh | 1.2446 | 1.2446 | 1.2446 | 1.2405 | 1.2437 | 0.87058 | 0.87226
LA Louisiana 1 - NOx Summer v4.10 | 534 | 7527 | Rate Constraint in lbs/MMBtu | FALSE | L | Annual | Rate | lb/MWh | 0.91207 | 0.91207 | 0.91207 | 0.91213 | 0.91209 | 0.91911 | 0.91906
LA Louisiana 1 - NOx Summer v4.10 | 534 | 7527 | Rate Constraint in lbs/MMBtu | FALSE | L | Annual | Constraint Shadow Price | US2022$/Ton | 0 | 0 | 0 | 0 | 0 | 0 | 0
LA New Roads - NOx Summer v4.10 | 535 | 7528 | Rate Constraint in lbs/MMBtu | FALSE | L | Annual | Seasons Included | Seasons | Summer | Summer | Summer | Summer | Summer | Summer | Summer
LA New Roads - NOx Summer v4.10 | 535 | 7528 | Rate Constraint in lbs/MMBtu | FALSE | L | Annual | Standard NOX | lb/MMBtu | 0.2 | 0.2 | 0.2 | 0.2 | 0.2 | 0.2 | 0.2
LA New Roads - NOx Summer v4.10 | 535 | 7528 | Rate Constraint in lbs/MMBtu | FALSE | L | Annual | Emissions at Affected Plants NOX | Thousand Tons | 0.00016593 | 0.00016593 | 0.000131 | 0 | 0.000131 | 0 | 0
LA New Roads - NOx Summer v4.10 | 535 | 7528 | Rate Constraint in lbs/MMBtu | FALSE | L | Annual | Allowances Purchased NOX | Thousand Tons | 0 | 0 | 0 | 0 | 0 | 0 | 0
LA New Roads - NOx Summer v4.10 | 535 | 7528 | Rate Constraint in lbs/MMBtu | FALSE | L | Annual | Allowances Sold NOX | Thousand Tons | 0 | 0 | 0 | 0 | 0 | 0 | 0
LA New Roads - NOx Summer v4.10 | 535 | 7528 | Rate Constraint in lbs/MMBtu | FALSE | L | Annual | Allowances Banked | Thousand Tons | 0 | 0 | 0 | 0 | 0 | 0 | 0
LA New Roads - NOx Summer v4.10 | 535 | 7528 | Rate Constraint in lbs/MMBtu | FALSE | L | Annual | Allowances Withdrawn (1:1) | Thousand Tons | 0 | 0 | 0 | 0 | 0 | 0 | 0
LA New Roads - NOx Summer v4.10 | 535 | 7528 | Rate Constraint in lbs/MMBtu | FALSE | L | Annual | Allowances Withdrawn (1:n) | Thousand Tons | 0 | 0 | 0 | 0 | 0 | 0 | 0
LA New Roads - NOx Summer v4.10 | 535 | 7528 | Rate Constraint in lbs/MMBtu | FALSE | L | Annual | Total | Thousand Tons | 0.00016593 | 0.00016593 | 0.000131 | 0 | 0.000131 | 0 | 0
LA New Roads - NOx Summer v4.10 | 535 | 7528 | Rate Constraint in lbs/MMBtu | FALSE | L | Annual | Fuel Consumed | TBtu | 0.0016594 | 0.0016594 | 0.00131 | 0 | 0.00131 | 0 | 0
LA New Roads - NOx Summer v4.10 | 535 | 7528 | Rate Constraint in lbs/MMBtu | FALSE | L | Annual | Rate | lb/MMBtu | 0.19999 | 0.19999 | 0.19999 | 0 | 0.19999 | 0 | 0
LA New Roads - NOx Summer v4.10 | 535 | 7528 | Rate Constraint in lbs/MMBtu | FALSE | L | Annual | Generation | TWh | 0.00012557 | 0.00012557 | 9.9134e-05 | 0 | 9.9134e-05 | 0 | 0
LA New Roads - NOx Summer v4.10 | 535 | 7528 | Rate Constraint in lbs/MMBtu | FALSE | L | Annual | Qualifying Generation | TWh | 0.00012557 | 0.00012557 | 9.9134e-05 | 0 | 9.9134e-05 | 0 | 0
LA New Roads - NOx Summer v4.10 | 535 | 7528 | Rate Constraint in lbs/MMBtu | FALSE | L | Annual | Rate | lb/MWh | 2.6428 | 2.6428 | 2.6428 | 0 | 2.6428 | 0 | 0
LA New Roads - NOx Summer v4.10 | 535 | 7528 | Rate Constraint in lbs/MMBtu | FALSE | L | Annual | Constraint Shadow Price | US2022$/Ton | 0 | 0 | 0 | 0 | 0 | 0 | 0
LA Plaquemine Cogeneration Plant -Nox Summer v5.12 | 536 | 7529 | Rate Constraint in lbs/MMBtu | FALSE | L | Annual | Seasons Included | Seasons | Summer | Summer | Summer | Summer | Summer | Summer | Summer
LA Plaquemine Cogeneration Plant -Nox Summer v5.12 | 536 | 7529 | Rate Constraint in lbs/MMBtu | FALSE | L | Annual | Standard NOX | lb/MMBtu | 0.2 | 0.2 | 0.2 | 0.2 | 0.2 | 0.2 | 0.2
LA Plaquemine Cogeneration Plant -Nox Summer v5.12 | 536 | 7529 | Rate Constraint in lbs/MMBtu | FALSE | L | Annual | Emissions at Affected Plants NOX | Thousand Tons | 0.13091 | 0.11697 | 0.097902 | 0.023422 | 0.00020148 | 0.00020148 | 0.00020148
LA Plaquemine Cogeneration Plant -Nox Summer v5.12 | 536 | 7529 | Rate Constraint in lbs/MMBtu | FALSE | L | Annual | Allowances Purchased NOX | Thousand Tons | 0 | 0 | 0 | 0 | 0 | 0 | 0
LA Plaquemine Cogeneration Plant -Nox Summer v5.12 | 536 | 7529 | Rate Constraint in lbs/MMBtu | FALSE | L | Annual | Allowances Sold NOX | Thousand Tons | 0 | 0 | 0 | 0 | 0 | 0 | 0
LA Plaquemine Cogeneration Plant -Nox Summer v5.12 | 536 | 7529 | Rate Constraint in lbs/MMBtu | FALSE | L | Annual | Allowances Banked | Thousand Tons | 0 | 0 | 0 | 0 | 0 | 0 | 0
LA Plaquemine Cogeneration Plant -Nox Summer v5.12 | 536 | 7529 | Rate Constraint in lbs/MMBtu | FALSE | L | Annual | Allowances Withdrawn (1:1) | Thousand Tons | 0 | 0 | 0 | 0 | 0 | 0 | 0
LA Plaquemine Cogeneration Plant -Nox Summer v5.12 | 536 | 7529 | Rate Constraint in lbs/MMBtu | FALSE | L | Annual | Allowances Withdrawn (1:n) | Thousand Tons | 0 | 0 | 0 | 0 | 0 | 0 | 0
LA Plaquemine Cogeneration Plant -Nox Summer v5.12 | 536 | 7529 | Rate Constraint in lbs/MMBtu | FALSE | L | Annual | Total | Thousand Tons | 0.13091 | 0.11697 | 0.097902 | 0.023422 | 0.00020148 | 0.00020148 | 0.00020148
LA Plaquemine Cogeneration Plant -Nox Summer v5.12 | 536 | 7529 | Rate Constraint in lbs/MMBtu | FALSE | L | Annual | Fuel Consumed | TBtu | 14.335 | 12.8092 | 10.7208 | 2.5648 | 0.022063 | 0.022063 | 0.022063
LA Plaquemine Cogeneration Plant -Nox Summer v5.12 | 536 | 7529 | Rate Constraint in lbs/MMBtu | FALSE | L | Annual | Rate | lb/MMBtu | 0.018264 | 0.018264 | 0.018264 | 0.018264 | 0.018264 | 0.018264 | 0.018264
LA Plaquemine Cogeneration Plant -Nox Summer v5.12 | 536 | 7529 | Rate Constraint in lbs/MMBtu | FALSE | L | Annual | Generation | TWh | 1.8399 | 1.6441 | 1.3761 | 0.3292 | 0.0028318 | 0.0028318 | 0.0028318
LA Plaquemine Cogeneration Plant -Nox Summer v5.12 | 536 | 7529 | Rate Constraint in lbs/MMBtu | FALSE | L | Annual | Qualifying Generation | TWh | 1.8399 | 1.6441 | 1.3761 | 0.3292 | 0.0028318 | 0.0028318 | 0.0028318
LA Plaquemine Cogeneration Plant -Nox Summer v5.12 | 536 | 7529 | Rate Constraint in lbs/MMBtu | FALSE | L | Annual | Rate | lb/MWh | 0.14229 | 0.14229 | 0.14229 | 0.14229 | 0.14229 | 0.14229 | 0.14229
LA Plaquemine Cogeneration Plant -Nox Summer v5.12 | 536 | 7529 | Rate Constraint in lbs/MMBtu | FALSE | L | Annual | Constraint Shadow Price | US2022$/Ton | 0 | 0 | 0 | 0 | 0 | 0 | 0
LA Shell Chemical - NOx Summer v4.10 | 537 | 7530 | Rate Constraint in lbs/MMBtu | FALSE | L | Annual | Seasons Included | Seasons | Summer | Summer | Summer | Summer | Summer | Summer | Summer
LA Shell Chemical - NOx Summer v4.10 | 537 | 7530 | Rate Constraint in lbs/MMBtu | FALSE | L | Annual | Standard NOX | lb/MMBtu | 0.29434 | 0.29434 | 0.29434 | 0.29434 | 0.29434 | 0.29434 | 0.29434
LA Shell Chemical - NOx Summer v4.10 | 537 | 7530 | Rate Constraint in lbs/MMBtu | FALSE | L | Annual | Emissions at Affected Plants NOX | Thousand Tons | 0.068133 | 0.068133 | 0.034027 | 0.011264 | 0.0098562 | 0.044822 | 0.053818
LA Shell Chemical - NOx Summer v4.10 | 537 | 7530 | Rate Constraint in lbs/MMBtu | FALSE | L | Annual | Allowances Purchased NOX | Thousand Tons | 0 | 0 | 0 | 0 | 0 | 0 | 0
LA Shell Chemical - NOx Summer v4.10 | 537 | 7530 | Rate Constraint in lbs/MMBtu | FALSE | L | Annual | Allowances Sold NOX | Thousand Tons | 0 | 0 | 0 | 0 | 0 | 0 | 0
LA Shell Chemical - NOx Summer v4.10 | 537 | 7530 | Rate Constraint in lbs/MMBtu | FALSE | L | Annual | Allowances Banked | Thousand Tons | 0 | 0 | 0 | 0 | 0 | 0 | 0
LA Shell Chemical - NOx Summer v4.10 | 537 | 7530 | Rate Constraint in lbs/MMBtu | FALSE | L | Annual | Allowances Withdrawn (1:1) | Thousand Tons | 0 | 0 | 0 | 0 | 0 | 0 | 0
LA Shell Chemical - NOx Summer v4.10 | 537 | 7530 | Rate Constraint in lbs/MMBtu | FALSE | L | Annual | Allowances Withdrawn (1:n) | Thousand Tons | 0 | 0 | 0 | 0 | 0 | 0 | 0
LA Shell Chemical - NOx Summer v4.10 | 537 | 7530 | Rate Constraint in lbs/MMBtu | FALSE | L | Annual | Total | Thousand Tons | 0.068133 | 0.068133 | 0.034027 | 0.011264 | 0.0098562 | 0.044822 | 0.053818
LA Shell Chemical - NOx Summer v4.10 | 537 | 7530 | Rate Constraint in lbs/MMBtu | FALSE | L | Annual | Fuel Consumed | TBtu | 0.46297 | 0.46297 | 0.23122 | 0.076541 | 0.066974 | 0.30457 | 0.3657
LA Shell Chemical - NOx Summer v4.10 | 537 | 7530 | Rate Constraint in lbs/MMBtu | FALSE | L | Annual | Rate | lb/MMBtu | 0.29433 | 0.29433 | 0.29433 | 0.29433 | 0.29433 | 0.29433 | 0.29433
LA Shell Chemical - NOx Summer v4.10 | 537 | 7530 | Rate Constraint in lbs/MMBtu | FALSE | L | Annual | Generation | TWh | 0.053215 | 0.053215 | 0.026577 | 0.0087978 | 0.0076981 | 0.035008 | 0.042034
LA Shell Chemical - NOx Summer v4.10 | 537 | 7530 | Rate Constraint in lbs/MMBtu | FALSE | L | Annual | Qualifying Generation | TWh | 0.053215 | 0.053215 | 0.026577 | 0.0087978 | 0.0076981 | 0.035008 | 0.042034
LA Shell Chemical - NOx Summer v4.10 | 537 | 7530 | Rate Constraint in lbs/MMBtu | FALSE | L | Annual | Rate | lb/MWh | 2.5607 | 2.5607 | 2.5607 | 2.5607 | 2.5607 | 2.5607 | 2.5607
LA Shell Chemical - NOx Summer v4.10 | 537 | 7530 | Rate Constraint in lbs/MMBtu | FALSE | L | Annual | Constraint Shadow Price | US2022$/Ton | 0 | 0 | 0 | 0 | 0 | 0 | 0
Louisiana Coal Units - SO2 Rate Annual v3.1, Unit 2604 and retrofits | 538 | 7321 | Rate Constraint in lbs/MMBtu | FALSE | L | Annual | Seasons Included | Seasons | Winter, Spring, Summer, Fall | Winter, Spring, Summer, Fall | Winter, Spring, Summer, Fall | Winter, Spring, Summer, Fall | Winter, Spring, Summer, Fall | Winter, Spring, Summer, Fall | Winter, Spring, Summer, Fall
Louisiana Coal Units - SO2 Rate Annual v3.1, Unit 2604 and retrofits | 538 | 7321 | Rate Constraint in lbs/MMBtu | FALSE | L | Annual | Standard SO2 | lb/MMBtu | 1.2 | 1.2 | 1.2 | 1.2 | 1.2 | 1.2 | 1.2
Louisiana Coal Units - SO2 Rate Annual v3.1, Unit 2604 and retrofits | 538 | 7321 | Rate Constraint in lbs/MMBtu | FALSE | L | Annual | Emissions at Affected Plants SO2 | Thousand Tons | 2.0983 | 6.2227 | 8.8891 | 8.8891 | 8.1387 | 7.023 | 7.023
Louisiana Coal Units - SO2 Rate Annual v3.1, Unit 2604 and retrofits | 538 | 7321 | Rate Constraint in lbs/MMBtu | FALSE | L | Annual | Allowances Purchased SO2 | Thousand Tons | 0 | 0 | 0 | 0 | 0 | 0 | 0
Louisiana Coal Units - SO2 Rate Annual v3.1, Unit 2604 and retrofits | 538 | 7321 | Rate Constraint in lbs/MMBtu | FALSE | L | Annual | Allowances Sold SO2 | Thousand Tons | 0 | 0 | 0 | 0 | 0 | 0 | 0
Louisiana Coal Units - SO2 Rate Annual v3.1, Unit 2604 and retrofits | 538 | 7321 | Rate Constraint in lbs/MMBtu | FALSE | L | Annual | Allowances Banked | Thousand Tons | 0 | 0 | 0 | 0 | 0 | 0 | 0
Louisiana Coal Units - SO2 Rate Annual v3.1, Unit 2604 and retrofits | 538 | 7321 | Rate Constraint in lbs/MMBtu | FALSE | L | Annual | Allowances Withdrawn (1:1) | Thousand Tons | 0 | 0 | 0 | 0 | 0 | 0 | 0
Louisiana Coal Units - SO2 Rate Annual v3.1, Unit 2604 and retrofits | 538 | 7321 | Rate Constraint in lbs/MMBtu | FALSE | L | Annual | Allowances Withdrawn (1:n) | Thousand Tons | 0 | 0 | 0 | 0 | 0 | 0 | 0
Louisiana Coal Units - SO2 Rate Annual v3.1, Unit 2604 and retrofits | 538 | 7321 | Rate Constraint in lbs/MMBtu | FALSE | L | Annual | Total | Thousand Tons | 2.0983 | 6.2227 | 8.8891 | 8.8891 | 8.1387 | 7.023 | 7.023
Louisiana Coal Units - SO2 Rate Annual v3.1, Unit 2604 and retrofits | 538 | 7321 | Rate Constraint in lbs/MMBtu | FALSE | L | Annual | Fuel Consumed | TBtu | 9.3425 | 27.706 | 39.578 | 39.578 | 36.2368 | 31.2694 | 31.2694
Louisiana Coal Units - SO2 Rate Annual v3.1, Unit 2604 and retrofits | 538 | 7321 | Rate Constraint in lbs/MMBtu | FALSE | L | Annual | Rate | lb/MMBtu | 0.44919 | 0.44919 | 0.44919 | 0.44919 | 0.44919 | 0.44919 | 0.44919
Louisiana Coal Units - SO2 Rate Annual v3.1, Unit 2604 and retrofits | 538 | 7321 | Rate Constraint in lbs/MMBtu | FALSE | L | Annual | Generation | TWh | 0.89505 | 2.6543 | 3.7917 | 3.7917 | 3.4716 | 2.9957 | 2.9957
Louisiana Coal Units - SO2 Rate Annual v3.1, Unit 2604 and retrofits | 538 | 7321 | Rate Constraint in lbs/MMBtu | FALSE | L | Annual | Qualifying Generation | TWh | 0.89505 | 2.6543 | 3.7917 | 3.7917 | 3.4716 | 2.9957 | 2.9957
Louisiana Coal Units - SO2 Rate Annual v3.1, Unit 2604 and retrofits | 538 | 7321 | Rate Constraint in lbs/MMBtu | FALSE | L | Annual | Rate | lb/MWh | 4.6887 | 4.6887 | 4.6887 | 4.6887 | 4.6887 | 4.6887 | 4.6887
Louisiana Coal Units - SO2 Rate Annual v3.1, Unit 2604 and retrofits | 538 | 7321 | Rate Constraint in lbs/MMBtu | FALSE | L | Annual | Constraint Shadow Price | US2022$/Ton | 0 | 0 | 0 | 0 | 0 | 0 | 0
Louisiana Coal Units - SO2 Rate Annual v3.1, Unit 2621 and retrofits | 539 | 7321 | Rate Constraint in lbs/MMBtu | FALSE | L | Annual | Seasons Included | Seasons | Winter, Spring, Summer, Fall | Winter, Spring, Summer, Fall | Winter, Spring, Summer, Fall | Winter, Spring, Summer, Fall | Winter, Spring, Summer, Fall | Winter, Spring, Summer, Fall | Winter, Spring, Summer, Fall
Louisiana Coal Units - SO2 Rate Annual v3.1, Unit 2621 and retrofits | 539 | 7321 | Rate Constraint in lbs/MMBtu | FALSE | L | Annual | Standard SO2 | lb/MMBtu | 1.2 | 1.2 | 1.2 | 1.2 | 1.2 | 1.2 | 1.2
Louisiana Coal Units - SO2 Rate Annual v3.1, Unit 2621 and retrofits | 539 | 7321 | Rate Constraint in lbs/MMBtu | FALSE | L | Annual | Emissions at Affected Plants SO2 | Thousand Tons | 2.6067 | 7.7191 | 11.0429 | 11.0429 | 10.3466 | 9.0203 | 9.0011
Louisiana Coal Units - SO2 Rate Annual v3.1, Unit 2621 and retrofits | 539 | 7321 | Rate Constraint in lbs/MMBtu | FALSE | L | Annual | Allowances Purchased SO2 | Thousand Tons | 0 | 0 | 0 | 0 | 0 | 0 | 0
Louisiana Coal Units - SO2 Rate Annual v3.1, Unit 2621 and retrofits | 539 | 7321 | Rate Constraint in lbs/MMBtu | FALSE | L | Annual | Allowances Sold SO2 | Thousand Tons | 0 | 0 | 0 | 0 | 0 | 0 | 0
Louisiana Coal Units - SO2 Rate Annual v3.1, Unit 2621 and retrofits | 539 | 7321 | Rate Constraint in lbs/MMBtu | FALSE | L | Annual | Allowances Banked | Thousand Tons | 0 | 0 | 0 | 0 | 0 | 0 | 0
Louisiana Coal Units - SO2 Rate Annual v3.1, Unit 2621 and retrofits | 539 | 7321 | Rate Constraint in lbs/MMBtu | FALSE | L | Annual | Allowances Withdrawn (1:1) | Thousand Tons | 0 | 0 | 0 | 0 | 0 | 0 | 0
Louisiana Coal Units - SO2 Rate Annual v3.1, Unit 2621 and retrofits | 539 | 7321 | Rate Constraint in lbs/MMBtu | FALSE | L | Annual | Allowances Withdrawn (1:n) | Thousand Tons | 0 | 0 | 0 | 0 | 0 | 0 | 0
Louisiana Coal Units - SO2 Rate Annual v3.1, Unit 2621 and retrofits | 539 | 7321 | Rate Constraint in lbs/MMBtu | FALSE | L | Annual | Total | Thousand Tons | 2.6067 | 7.7191 | 11.0429 | 11.0429 | 10.3466 | 9.0203 | 9.0011
Louisiana Coal Units - SO2 Rate Annual v3.1, Unit 2621 and retrofits | 539 | 7321 | Rate Constraint in lbs/MMBtu | FALSE | L | Annual | Fuel Consumed | TBtu | 9.9813 | 29.5569 | 42.2841 | 42.2841 | 39.6178 | 34.5394 | 34.4661
Louisiana Coal Units - SO2 Rate Annual v3.1, Unit 2621 and retrofits | 539 | 7321 | Rate Constraint in lbs/MMBtu | FALSE | L | Annual | Rate | lb/MMBtu | 0.52232 | 0.52232 | 0.52232 | 0.52232 | 0.52232 | 0.52232 | 0.52232
Louisiana Coal Units - SO2 Rate Annual v3.1, Unit 2621 and retrofits | 539 | 7321 | Rate Constraint in lbs/MMBtu | FALSE | L | Annual | Generation | TWh | 0.84202 | 2.4934 | 3.5671 | 3.5671 | 3.3421 | 2.9137 | 2.9076
Louisiana Coal Units - SO2 Rate Annual v3.1, Unit 2621 and retrofits | 539 | 7321 | Rate Constraint in lbs/MMBtu | FALSE | L | Annual | Qualifying Generation | TWh | 0.84202 | 2.4934 | 3.5671 | 3.5671 | 3.3421 | 2.9137 | 2.9076
Louisiana Coal Units - SO2 Rate Annual v3.1, Unit 2621 and retrofits | 539 | 7321 | Rate Constraint in lbs/MMBtu | FALSE | L | Annual | Rate | lb/MWh | 6.1916 | 6.1916 | 6.1916 | 6.1916 | 6.1916 | 6.1916 | 6.1916
Louisiana Coal Units - SO2 Rate Annual v3.1, Unit 2621 and retrofits | 539 | 7321 | Rate Constraint in lbs/MMBtu | FALSE | L | Annual | Constraint Shadow Price | US2022$/Ton | 0 | 0 | 0 | 0 | 0 | 0 | 0
Louisiana Coal Units - SO2 Rate Annual v3.1, Unit 3152 and retrofits | 540 | 7321 | Rate Constraint in lbs/MMBtu | FALSE | L | Annual | Seasons Included | Seasons | Winter, Spring, Summer, Fall | Winter, Spring, Summer, Fall | Winter, Spring, Summer, Fall | Winter, Spring, Summer, Fall | Winter, Spring, Summer, Fall | Winter, Spring, Summer, Fall | Winter, Spring, Summer, Fall
Louisiana Coal Units - SO2 Rate Annual v3.1, Unit 3152 and retrofits | 540 | 7321 | Rate Constraint in lbs/MMBtu | FALSE | L | Annual | Standard SO2 | lb/MMBtu | 1.2 | 1.2 | 1.2 | 1.2 | 1.2 | 1.2 | 1.2
Louisiana Coal Units - SO2 Rate Annual v3.1, Unit 3152 and retrofits | 540 | 7321 | Rate Constraint in lbs/MMBtu | FALSE | L | Annual | Emissions at Affected Plants SO2 | Thousand Tons | 0 | 0 | 0 | 0 | 0 | 0 | 0
Louisiana Coal Units - SO2 Rate Annual v3.1, Unit 3152 and retrofits | 540 | 7321 | Rate Constraint in lbs/MMBtu | FALSE | L | Annual | Allowances Purchased SO2 | Thousand Tons | 0 | 0 | 0 | 0 | 0 | 0 | 0
Louisiana Coal Units - SO2 Rate Annual v3.1, Unit 3152 and retrofits | 540 | 7321 | Rate Constraint in lbs/MMBtu | FALSE | L | Annual | Allowances Sold SO2 | Thousand Tons | 0 | 0 | 0 | 0 | 0 | 0 | 0
Louisiana Coal Units - SO2 Rate Annual v3.1, Unit 3152 and retrofits | 540 | 7321 | Rate Constraint in lbs/MMBtu | FALSE | L | Annual | Allowances Banked | Thousand Tons | 0 | 0 | 0 | 0 | 0 | 0 | 0
Louisiana Coal Units - SO2 Rate Annual v3.1, Unit 3152 and retrofits | 540 | 7321 | Rate Constraint in lbs/MMBtu | FALSE | L | Annual | Allowances Withdrawn (1:1) | Thousand Tons | 0 | 0 | 0 | 0 | 0 | 0 | 0
Louisiana Coal Units - SO2 Rate Annual v3.1, Unit 3152 and retrofits | 540 | 7321 | Rate Constraint in lbs/MMBtu | FALSE | L | Annual | Allowances Withdrawn (1:n) | Thousand Tons | 0 | 0 | 0 | 0 | 0 | 0 | 0
Louisiana Coal Units - SO2 Rate Annual v3.1, Unit 3152 and retrofits | 540 | 7321 | Rate Constraint in lbs/MMBtu | FALSE | L | Annual | Total | Thousand Tons | 0 | 0 | 0 | 0 | 0 | 0 | 0
Louisiana Coal Units - SO2 Rate Annual v3.1, Unit 3152 and retrofits | 540 | 7321 | Rate Constraint in lbs/MMBtu | FALSE | L | Annual | Fuel Consumed | TBtu | 0 | 0 | 0 | 0 | 0 | 0 | 0
Louisiana Coal Units - SO2 Rate Annual v3.1, Unit 3152 and retrofits | 540 | 7321 | Rate Constraint in lbs/MMBtu | FALSE | L | Annual | Rate | lb/MMBtu | 0 | 0 | 0 | 0 | 0 | 0 | 0
Louisiana Coal Units - SO2 Rate Annual v3.1, Unit 3152 and retrofits | 540 | 7321 | Rate Constraint in lbs/MMBtu | FALSE | L | Annual | Generation | TWh | 0 | 0 | 0 | 0 | 0 | 0 | 0
Louisiana Coal Units - SO2 Rate Annual v3.1, Unit 3152 and retrofits | 540 | 7321 | Rate Constraint in lbs/MMBtu | FALSE | L | Annual | Qualifying Generation | TWh | 0 | 0 | 0 | 0 | 0 | 0 | 0
Louisiana Coal Units - SO2 Rate Annual v3.1, Unit 3152 and retrofits | 540 | 7321 | Rate Constraint in lbs/MMBtu | FALSE | L | Annual | Rate | lb/MWh | 0 | 0 | 0 | 0 | 0 | 0 | 0
Louisiana Coal Units - SO2 Rate Annual v3.1, Unit 3152 and retrofits | 540 | 7321 | Rate Constraint in lbs/MMBtu | FALSE | L | Annual | Constraint Shadow Price | US2022$/Ton | 0 | 0 | 0 | 0 | 0 | 0 | 0
Louisiana Coal Units - SO2 Rate Annual v3.1, Unit 3153 and retrofits | 541 | 7321 | Rate Constraint in lbs/MMBtu | FALSE | L | Annual | Seasons Included | Seasons | Winter, Spring, Summer, Fall | Winter, Spring, Summer, Fall | Winter, Spring, Summer, Fall | Winter, Spring, Summer, Fall | Winter, Spring, Summer, Fall | Winter, Spring, Summer, Fall | Winter, Spring, Summer, Fall
Louisiana Coal Units - SO2 Rate Annual v3.1, Unit 3153 and retrofits | 541 | 7321 | Rate Constraint in lbs/MMBtu | FALSE | L | Annual | Standard SO2 | lb/MMBtu | 1.2 | 1.2 | 1.2 | 1.2 | 1.2 | 1.2 | 1.2
Louisiana Coal Units - SO2 Rate Annual v3.1, Unit 3153 and retrofits | 541 | 7321 | Rate Constraint in lbs/MMBtu | FALSE | L | Annual | Emissions at Affected Plants SO2 | Thousand Tons | 0 | 0 | 0 | 0 | 0 | 0 | 0
Louisiana Coal Units - SO2 Rate Annual v3.1, Unit 3153 and retrofits | 541 | 7321 | Rate Constraint in lbs/MMBtu | FALSE | L | Annual | Allowances Purchased SO2 | Thousand Tons | 0 | 0 | 0 | 0 | 0 | 0 | 0
Louisiana Coal Units - SO2 Rate Annual v3.1, Unit 3153 and retrofits | 541 | 7321 | Rate Constraint in lbs/MMBtu | FALSE | L | Annual | Allowances Sold SO2 | Thousand Tons | 0 | 0 | 0 | 0 | 0 | 0 | 0
Louisiana Coal Units - SO2 Rate Annual v3.1, Unit 3153 and retrofits | 541 | 7321 | Rate Constraint in lbs/MMBtu | FALSE | L | Annual | Allowances Banked | Thousand Tons | 0 | 0 | 0 | 0 | 0 | 0 | 0
Louisiana Coal Units - SO2 Rate Annual v3.1, Unit 3153 and retrofits | 541 | 7321 | Rate Constraint in lbs/MMBtu | FALSE | L | Annual | Allowances Withdrawn (1:1) | Thousand Tons | 0 | 0 | 0 | 0 | 0 | 0 | 0
Louisiana Coal Units - SO2 Rate Annual v3.1, Unit 3153 and retrofits | 541 | 7321 | Rate Constraint in lbs/MMBtu | FALSE | L | Annual | Allowances Withdrawn (1:n) | Thousand Tons | 0 | 0 | 0 | 0 | 0 | 0 | 0
Louisiana Coal Units - SO2 Rate Annual v3.1, Unit 3153 and retrofits | 541 | 7321 | Rate Constraint in lbs/MMBtu | FALSE | L | Annual | Total | Thousand Tons | 0 | 0 | 0 | 0 | 0 | 0 | 0
Louisiana Coal Units - SO2 Rate Annual v3.1, Unit 3153 and retrofits | 541 | 7321 | Rate Constraint in lbs/MMBtu | FALSE | L | Annual | Fuel Consumed | TBtu | 0 | 0 | 0 | 0 | 0 | 0 | 0
Louisiana Coal Units - SO2 Rate Annual v3.1, Unit 3153 and retrofits | 541 | 7321 | Rate Constraint in lbs/MMBtu | FALSE | L | Annual | Rate | lb/MMBtu | 0 | 0 | 0 | 0 | 0 | 0 | 0
Louisiana Coal Units - SO2 Rate Annual v3.1, Unit 3153 and retrofits | 541 | 7321 | Rate Constraint in lbs/MMBtu | FALSE | L | Annual | Generation | TWh | 0 | 0 | 0 | 0 | 0 | 0 | 0
Louisiana Coal Units - SO2 Rate Annual v3.1, Unit 3153 and retrofits | 541 | 7321 | Rate Constraint in lbs/MMBtu | FALSE | L | Annual | Qualifying Generation | TWh | 0 | 0 | 0 | 0 | 0 | 0 | 0
Louisiana Coal Units - SO2 Rate Annual v3.1, Unit 3153 and retrofits | 541 | 7321 | Rate Constraint in lbs/MMBtu | FALSE | L | Annual | Rate | lb/MWh | 0 | 0 | 0 | 0 | 0 | 0 | 0
Louisiana Coal Units - SO2 Rate Annual v3.1, Unit 3153 and retrofits | 541 | 7321 | Rate Constraint in lbs/MMBtu | FALSE | L | Annual | Constraint Shadow Price | US2022$/Ton | 0 | 0 | 0 | 0 | 0 | 0 | 0
Louisiana Coal Units - SO2 Rate Annual v3.1, Unit 3448 and retrofits | 542 | 7321 | Rate Constraint in lbs/MMBtu | FALSE | L | Annual | Seasons Included | Seasons | Winter, Spring, Summer, Fall | Winter, Spring, Summer, Fall | Winter, Spring, Summer, Fall | Winter, Spring, Summer, Fall | Winter, Spring, Summer, Fall | Winter, Spring, Summer, Fall | Winter, Spring, Summer, Fall
Louisiana Coal Units - SO2 Rate Annual v3.1, Unit 3448 and retrofits | 542 | 7321 | Rate Constraint in lbs/MMBtu | FALSE | L | Annual | Standard SO2 | lb/MMBtu | 1.2 | 1.2 | 1.2 | 1.2 | 1.2 | 1.2 | 1.2
Louisiana Coal Units - SO2 Rate Annual v3.1, Unit 3448 and retrofits | 542 | 7321 | Rate Constraint in lbs/MMBtu | FALSE | L | Annual | Emissions at Affected Plants SO2 | Thousand Tons | 5.9472 | 6.5975 | 6.5975 | 6.5975 | 6.3178 | 0 | 0
Louisiana Coal Units - SO2 Rate Annual v3.1, Unit 3448 and retrofits | 542 | 7321 | Rate Constraint in lbs/MMBtu | FALSE | L | Annual | Allowances Purchased SO2 | Thousand Tons | 0 | 0 | 0 | 0 | 0 | 0 | 0
Louisiana Coal Units - SO2 Rate Annual v3.1, Unit 3448 and retrofits | 542 | 7321 | Rate Constraint in lbs/MMBtu | FALSE | L | Annual | Allowances Sold SO2 | Thousand Tons | 0 | 0 | 0 | 0 | 0 | 0 | 0
Louisiana Coal Units - SO2 Rate Annual v3.1, Unit 3448 and retrofits | 542 | 7321 | Rate Constraint in lbs/MMBtu | FALSE | L | Annual | Allowances Banked | Thousand Tons | 0 | 0 | 0 | 0 | 0 | 0 | 0
Louisiana Coal Units - SO2 Rate Annual v3.1, Unit 3448 and retrofits | 542 | 7321 | Rate Constraint in lbs/MMBtu | FALSE | L | Annual | Allowances Withdrawn (1:1) | Thousand Tons | 0 | 0 | 0 | 0 | 0 | 0 | 0
Louisiana Coal Units - SO2 Rate Annual v3.1, Unit 3448 and retrofits | 542 | 7321 | Rate Constraint in lbs/MMBtu | FALSE | L | Annual | Allowances Withdrawn (1:n) | Thousand Tons | 0 | 0 | 0 | 0 | 0 | 0 | 0
Louisiana Coal Units - SO2 Rate Annual v3.1, Unit 3448 and retrofits | 542 | 7321 | Rate Constraint in lbs/MMBtu | FALSE | L | Annual | Total | Thousand Tons | 5.9472 | 6.5975 | 6.5975 | 6.5975 | 6.3178 | 0 | 0
Louisiana Coal Units - SO2 Rate Annual v3.1, Unit 3448 and retrofits | 542 | 7321 | Rate Constraint in lbs/MMBtu | FALSE | L | Annual | Fuel Consumed | TBtu | 19.309 | 21.4203 | 21.4203 | 21.4203 | 20.5123 | 0 | 0
Louisiana Coal Units - SO2 Rate Annual v3.1, Unit 3448 and retrofits | 542 | 7321 | Rate Constraint in lbs/MMBtu | FALSE | L | Annual | Rate | lb/MMBtu | 0.616 | 0.616 | 0.616 | 0.616 | 0.616 | 0 | 0
Louisiana Coal Units - SO2 Rate Annual v3.1, Unit 3448 and retrofits | 542 | 7321 | Rate Constraint in lbs/MMBtu | FALSE | L | Annual | Generation | TWh | 1.8973 | 1.4475 | 1.4475 | 1.4475 | 1.3862 | 0 | 0
Louisiana Coal Units - SO2 Rate Annual v3.1, Unit 3448 and retrofits | 542 | 7321 | Rate Constraint in lbs/MMBtu | FALSE | L | Annual | Qualifying Generation | TWh | 1.8973 | 1.4475 | 1.4475 | 1.4475 | 1.3862 | 0 | 0
Louisiana Coal Units - SO2 Rate Annual v3.1, Unit 3448 and retrofits | 542 | 7321 | Rate Constraint in lbs/MMBtu | FALSE | L | Annual | Rate | lb/MWh | 6.269 | 9.1154 | 9.1154 | 9.1154 | 9.1154 | 0 | 0
Louisiana Coal Units - SO2 Rate Annual v3.1, Unit 3448 and retrofits | 542 | 7321 | Rate Constraint in lbs/MMBtu | FALSE | L | Annual | Constraint Shadow Price | US2022$/Ton | 0 | 0 | 0 | 0 | 0 | 0 | 0
Louisiana Coal Units - SO2 Rate Annual v3.1, Unit 3449 and retrofits | 543 | 7321 | Rate Constraint in lbs/MMBtu | FALSE | L | Annual | Seasons Included | Seasons | Winter, Spring, Summer, Fall | Winter, Spring, Summer, Fall | Winter, Spring, Summer, Fall | Winter, Spring, Summer, Fall | Winter, Spring, Summer, Fall | Winter, Spring, Summer, Fall | Winter, Spring, Summer, Fall
Louisiana Coal Units - SO2 Rate Annual v3.1, Unit 3449 and retrofits | 543 | 7321 | Rate Constraint in lbs/MMBtu | FALSE | L | Annual | Standard SO2 | lb/MMBtu | 1.2 | 1.2 | 1.2 | 1.2 | 1.2 | 1.2 | 1.2
Louisiana Coal Units - SO2 Rate Annual v3.1, Unit 3449 and retrofits | 543 | 7321 | Rate Constraint in lbs/MMBtu | FALSE | L | Annual | Emissions at Affected Plants SO2 | Thousand Tons | 5.9472 | 6.5975 | 6.5975 | 6.5975 | 6.5975 | 2.7519 | 2.7519
Louisiana Coal Units - SO2 Rate Annual v3.1, Unit 3449 and retrofits | 543 | 7321 | Rate Constraint in lbs/MMBtu | FALSE | L | Annual | Allowances Purchased SO2 | Thousand Tons | 0 | 0 | 0 | 0 | 0 | 0 | 0
Louisiana Coal Units - SO2 Rate Annual v3.1, Unit 3449 and retrofits | 543 | 7321 | Rate Constraint in lbs/MMBtu | FALSE | L | Annual | Allowances Sold SO2 | Thousand Tons | 0 | 0 | 0 | 0 | 0 | 0 | 0
Louisiana Coal Units - SO2 Rate Annual v3.1, Unit 3449 and retrofits | 543 | 7321 | Rate Constraint in lbs/MMBtu | FALSE | L | Annual | Allowances Banked | Thousand Tons | 0 | 0 | 0 | 0 | 0 | 0 | 0
Louisiana Coal Units - SO2 Rate Annual v3.1, Unit 3449 and retrofits | 543 | 7321 | Rate Constraint in lbs/MMBtu | FALSE | L | Annual | Allowances Withdrawn (1:1) | Thousand Tons | 0 | 0 | 0 | 0 | 0 | 0 | 0
Louisiana Coal Units - SO2 Rate Annual v3.1, Unit 3449 and retrofits | 543 | 7321 | Rate Constraint in lbs/MMBtu | FALSE | L | Annual | Allowances Withdrawn (1:n) | Thousand Tons | 0 | 0 | 0 | 0 | 0 | 0 | 0
Louisiana Coal Units - SO2 Rate Annual v3.1, Unit 3449 and retrofits | 543 | 7321 | Rate Constraint in lbs/MMBtu | FALSE | L | Annual | Total | Thousand Tons | 5.9472 | 6.5975 | 6.5975 | 6.5975 | 6.5975 | 2.7519 | 2.7519
Louisiana Coal Units - SO2 Rate Annual v3.1, Unit 3449 and retrofits | 543 | 7321 | Rate Constraint in lbs/MMBtu | FALSE | L | Annual | Fuel Consumed | TBtu | 19.309 | 21.4203 | 21.4203 | 21.4203 | 21.4203 | 8.9347 | 8.9347
Louisiana Coal Units - SO2 Rate Annual v3.1, Unit 3449 and retrofits | 543 | 7321 | Rate Constraint in lbs/MMBtu | FALSE | L | Annual | Rate | lb/MMBtu | 0.616 | 0.616 | 0.616 | 0.616 | 0.616 | 0.616 | 0.616
Louisiana Coal Units - SO2 Rate Annual v3.1, Unit 3449 and retrofits | 543 | 7321 | Rate Constraint in lbs/MMBtu | FALSE | L | Annual | Generation | TWh | 1.8973 | 1.4475 | 1.4475 | 1.4475 | 1.4475 | 0.60379 | 0.60379
Louisiana Coal Units - SO2 Rate Annual v3.1, Unit 3449 and retrofits | 543 | 7321 | Rate Constraint in lbs/MMBtu | FALSE | L | Annual | Qualifying Generation | TWh | 1.8973 | 1.4475 | 1.4475 | 1.4475 | 1.4475 | 0.60379 | 0.60379
Louisiana Coal Units - SO2 Rate Annual v3.1, Unit 3449 and retrofits | 543 | 7321 | Rate Constraint in lbs/MMBtu | FALSE | L | Annual | Rate | lb/MWh | 6.269 | 9.1154 | 9.1154 | 9.1154 | 9.1154 | 9.1154 | 9.1154
Louisiana Coal Units - SO2 Rate Annual v3.1, Unit 3449 and retrofits | 543 | 7321 | Rate Constraint in lbs/MMBtu | FALSE | L | Annual | Constraint Shadow Price | US2022$/Ton | 0 | 0 | 0 | 0 | 0 | 0 | 0
Louisiana Coal Units - SO2 Rate Annual v3.1, Unit 3456 and retrofits | 544 | 7321 | Rate Constraint in lbs/MMBtu | FALSE | L | Annual | Seasons Included | Seasons | Winter, Spring, Summer, Fall | Winter, Spring, Summer, Fall | Winter, Spring, Summer, Fall | Winter, Spring, Summer, Fall | Winter, Spring, Summer, Fall | Winter, Spring, Summer, Fall | Winter, Spring, Summer, Fall
Louisiana Coal Units - SO2 Rate Annual v3.1, Unit 3456 and retrofits | 544 | 7321 | Rate Constraint in lbs/MMBtu | FALSE | L | Annual | Standard SO2 | lb/MMBtu | 1.2 | 1.2 | 1.2 | 1.2 | 1.2 | 1.2 | 1.2
Louisiana Coal Units - SO2 Rate Annual v3.1, Unit 3456 and retrofits | 544 | 7321 | Rate Constraint in lbs/MMBtu | FALSE | L | Annual | Emissions at Affected Plants SO2 | Thousand Tons | 3.6172 | 3.6172 | 3.6172 | 3.6172 | 3.6172 | 3.3866 | 3.0321
Louisiana Coal Units - SO2 Rate Annual v3.1, Unit 3456 and retrofits | 544 | 7321 | Rate Constraint in lbs/MMBtu | FALSE | L | Annual | Allowances Purchased SO2 | Thousand Tons | 0 | 0 | 0 | 0 | 0 | 0 | 0
Louisiana Coal Units - SO2 Rate Annual v3.1, Unit 3456 and retrofits | 544 | 7321 | Rate Constraint in lbs/MMBtu | FALSE | L | Annual | Allowances Sold SO2 | Thousand Tons | 0 | 0 | 0 | 0 | 0 | 0 | 0
Louisiana Coal Units - SO2 Rate Annual v3.1, Unit 3456 and retrofits | 544 | 7321 | Rate Constraint in lbs/MMBtu | FALSE | L | Annual | Allowances Banked | Thousand Tons | 0 | 0 | 0 | 0 | 0 | 0 | 0
Louisiana Coal Units - SO2 Rate Annual v3.1, Unit 3456 and retrofits | 544 | 7321 | Rate Constraint in lbs/MMBtu | FALSE | L | Annual | Allowances Withdrawn (1:1) | Thousand Tons | 0 | 0 | 0 | 0 | 0 | 0 | 0
Louisiana Coal Units - SO2 Rate Annual v3.1, Unit 3456 and retrofits | 544 | 7321 | Rate Constraint in lbs/MMBtu | FALSE | L | Annual | Allowances Withdrawn (1:n) | Thousand Tons | 0 | 0 | 0 | 0 | 0 | 0 | 0
Louisiana Coal Units - SO2 Rate Annual v3.1, Unit 3456 and retrofits | 544 | 7321 | Rate Constraint in lbs/MMBtu | FALSE | L | Annual | Total | Thousand Tons | 3.6172 | 3.6172 | 3.6172 | 3.6172 | 3.6172 | 3.3866 | 3.0321
Louisiana Coal Units - SO2 Rate Annual v3.1, Unit 3456 and retrofits | 544 | 7321 | Rate Constraint in lbs/MMBtu | FALSE | L | Annual | Fuel Consumed | TBtu | 8.7078 | 8.7078 | 8.7078 | 8.7078 | 8.7078 | 8.1527 | 7.2993
Louisiana Coal Units - SO2 Rate Annual v3.1, Unit 3456 and retrofits | 544 | 7321 | Rate Constraint in lbs/MMBtu | FALSE | L | Annual | Rate | lb/MMBtu | 0.8308 | 0.8308 | 0.8308 | 0.8308 | 0.8308 | 0.8308 | 0.8308
Louisiana Coal Units - SO2 Rate Annual v3.1, Unit 3456 and retrofits | 544 | 7321 | Rate Constraint in lbs/MMBtu | FALSE | L | Annual | Generation | TWh | 0.70841 | 0.70841 | 0.70841 | 0.70841 | 0.70841 | 0.66325 | 0.59382
Louisiana Coal Units - SO2 Rate Annual v3.1, Unit 3456 and retrofits | 544 | 7321 | Rate Constraint in lbs/MMBtu | FALSE | L | Annual | Qualifying Generation | TWh | 0.70841 | 0.70841 | 0.70841 | 0.70841 | 0.70841 | 0.66325 | 0.59382
Louisiana Coal Units - SO2 Rate Annual v3.1, Unit 3456 and retrofits | 544 | 7321 | Rate Constraint in lbs/MMBtu | FALSE | L | Annual | Rate | lb/MWh | 10.2122 | 10.2122 | 10.2122 | 10.2122 | 10.2122 | 10.2122 | 10.2122
Louisiana Coal Units - SO2 Rate Annual v3.1, Unit 3456 and retrofits | 544 | 7321 | Rate Constraint in lbs/MMBtu | FALSE | L | Annual | Constraint Shadow Price | US2022$/Ton | 0 | 0 | 0 | 0 | 0 | 0 | 0
Louisiana Coal Units - SO2 Rate Annual v3.1, Unit 3457 and retrofits | 545 | 7321 | Rate Constraint in lbs/MMBtu | FALSE | L | Annual | Seasons Included | Seasons | Winter, Spring, Summer, Fall | Winter, Spring, Summer, Fall | Winter, Spring, Summer, Fall | Winter, Spring, Summer, Fall | Winter, Spring, Summer, Fall | Winter, Spring, Summer, Fall | Winter, Spring, Summer, Fall
Louisiana Coal Units - SO2 Rate Annual v3.1, Unit 3457 and retrofits | 545 | 7321 | Rate Constraint in lbs/MMBtu | FALSE | L | Annual | Standard SO2 | lb/MMBtu | 1.2 | 1.2 | 1.2 | 1.2 | 1.2 | 1.2 | 1.2
Louisiana Coal Units - SO2 Rate Annual v3.1, Unit 3457 and retrofits | 545 | 7321 | Rate Constraint in lbs/MMBtu | FALSE | L | Annual | Emissions at Affected Plants SO2 | Thousand Tons | 3.4588 | 3.4588 | 3.4588 | 3.4588 | 3.4588 | 3.2383 | 2.8994
Louisiana Coal Units - SO2 Rate Annual v3.1, Unit 3457 and retrofits | 545 | 7321 | Rate Constraint in lbs/MMBtu | FALSE | L | Annual | Allowances Purchased SO2 | Thousand Tons | 0 | 0 | 0 | 0 | 0 | 0 | 0
Louisiana Coal Units - SO2 Rate Annual v3.1, Unit 3457 and retrofits | 545 | 7321 | Rate Constraint in lbs/MMBtu | FALSE | L | Annual | Allowances Sold SO2 | Thousand Tons | 0 | 0 | 0 | 0 | 0 | 0 | 0
Louisiana Coal Units - SO2 Rate Annual v3.1, Unit 3457 and retrofits | 545 | 7321 | Rate Constraint in lbs/MMBtu | FALSE | L | Annual | Allowances Banked | Thousand Tons | 0 | 0 | 0 | 0 | 0 | 0 | 0
Louisiana Coal Units - SO2 Rate Annual v3.1, Unit 3457 and retrofits | 545 | 7321 | Rate Constraint in lbs/MMBtu | FALSE | L | Annual | Allowances Withdrawn (1:1) | Thousand Tons | 0 | 0 | 0 | 0 | 0 | 0 | 0
Louisiana Coal Units - SO2 Rate Annual v3.1, Unit 3457 and retrofits | 545 | 7321 | Rate Constraint in lbs/MMBtu | FALSE | L | Annual | Allowances Withdrawn (1:n) | Thousand Tons | 0 | 0 | 0 | 0 | 0 | 0 | 0
Louisiana Coal Units - SO2 Rate Annual v3.1, Unit 3457 and retrofits | 545 | 7321 | Rate Constraint in lbs/MMBtu | FALSE | L | Annual | Total | Thousand Tons | 3.4588 | 3.4588 | 3.4588 | 3.4588 | 3.4588 | 3.2383 | 2.8994
Louisiana Coal Units - SO2 Rate Annual v3.1, Unit 3457 and retrofits | 545 | 7321 | Rate Constraint in lbs/MMBtu | FALSE | L | Annual | Fuel Consumed | TBtu | 8.3487 | 8.3487 | 8.3487 | 8.3487 | 8.3487 | 7.8165 | 6.9983
Louisiana Coal Units - SO2 Rate Annual v3.1, Unit 3457 and retrofits | 545 | 7321 | Rate Constraint in lbs/MMBtu | FALSE | L | Annual | Rate | lb/MMBtu | 0.82859 | 0.82859 | 0.82859 | 0.82859 | 0.82859 | 0.82859 | 0.82859
Louisiana Coal Units - SO2 Rate Annual v3.1, Unit 3457 and retrofits | 545 | 7321 | Rate Constraint in lbs/MMBtu | FALSE | L | Annual | Generation | TWh | 0.6792 | 0.6792 | 0.6792 | 0.6792 | 0.6792 | 0.6359 | 0.56934
Louisiana Coal Units - SO2 Rate Annual v3.1, Unit 3457 and retrofits | 545 | 7321 | Rate Constraint in lbs/MMBtu | FALSE | L | Annual | Qualifying Generation | TWh | 0.6792 | 0.6792 | 0.6792 | 0.6792 | 0.6792 | 0.6359 | 0.56934
Louisiana Coal Units - SO2 Rate Annual v3.1, Unit 3457 and retrofits | 545 | 7321 | Rate Constraint in lbs/MMBtu | FALSE | L | Annual | Rate | lb/MWh | 10.1851 | 10.1851 | 10.1851 | 10.1851 | 10.1851 | 10.1851 | 10.1851
Louisiana Coal Units - SO2 Rate Annual v3.1, Unit 3457 and retrofits | 545 | 7321 | Rate Constraint in lbs/MMBtu | FALSE | L | Annual | Constraint Shadow Price | US2022$/Ton | 0 | 0 | 0 | 0 | 0 | 0 | 0
MA - CO2 Cap Annual v6.21 | 546 | 7738 | Rate Constraint in MTons | FALSE | L | Annual | Seasons Included | Seasons | Winter, Spring, Summer, Fall | Winter, Spring, Summer, Fall | Winter, Spring, Summer, Fall | Winter, Spring, Summer, Fall | Winter, Spring, Summer, Fall | Winter, Spring, Summer, Fall | Winter, Spring, Summer, Fall
MA - CO2 Cap Annual v6.21 | 546 | 7738 | Rate Constraint in MTons | FALSE | L | Annual | Standard CO2 | Thousand Tons | NA | 14228.6304 | 10671.4728 | 7114.3152 | 5691.4522 | 4268.5891 | 4268.5891
MA - CO2 Cap Annual v6.21 | 546 | 7738 | Rate Constraint in MTons | FALSE | L | Annual | Emissions at Affected Plants CO2 | Thousand Tons | 0 | 6773.3353 | 5263.0622 | 6531.1607 | 4780.2004 | 3621.4579 | 3943.7371
MA - CO2 Cap Annual v6.21 | 546 | 7738 | Rate Constraint in MTons | FALSE | L | Annual | Allowances Purchased CO2 | Thousand Tons | 0 | 0 | 0 | 0 | 0 | 0 | 0
MA - CO2 Cap Annual v6.21 | 546 | 7738 | Rate Constraint in MTons | FALSE | L | Annual | Allowances Sold CO2 | Thousand Tons | 0 | 0 | 0 | 0 | 0 | 0 | 0
MA - CO2 Cap Annual v6.21 | 546 | 7738 | Rate Constraint in MTons | FALSE | L | Annual | Allowances Banked | Thousand Tons | 0 | 0 | 0 | 0 | 0 | 0 | 0
MA - CO2 Cap Annual v6.21 | 546 | 7738 | Rate Constraint in MTons | FALSE | L | Annual | Allowances Withdrawn (1:1) | Thousand Tons | 0 | 0 | 0 | 0 | 0 | 0 | 0
MA - CO2 Cap Annual v6.21 | 546 | 7738 | Rate Constraint in MTons | FALSE | L | Annual | Allowances Withdrawn (1:n) | Thousand Tons | 0 | 0 | 0 | 0 | 0 | 0 | 0
MA - CO2 Cap Annual v6.21 | 546 | 7738 | Rate Constraint in MTons | FALSE | L | Annual | Total | Thousand Tons | 0 | 6773.3353 | 5263.0622 | 6531.1607 | 4780.2004 | 3621.4579 | 3943.7371
MA - CO2 Cap Annual v6.21 | 546 | 7738 | Rate Constraint in MTons | FALSE | L | Annual | Fuel Consumed | TBtu | 0 | 114.7474 | 89.8765 | 112.906 | 83.1649 | 63.4808 | 68.9861
MA - CO2 Cap Annual v6.21 | 546 | 7738 | Rate Constraint in MTons | FALSE | L | Annual | Rate | lb/MMBtu | 0 | 118.0565 | 117.1176 | 115.6921 | 114.9571 | 114.0962 | 114.3343
MA - CO2 Cap Annual v6.21 | 546 | 7738 | Rate Constraint in MTons | FALSE | L | Annual | Generation | TWh | 0 | 13.3145 | 10.2121 | 16.1117 | 11.9336 | 7.3438 | 9.1498
MA - CO2 Cap Annual v6.21 | 546 | 7738 | Rate Constraint in MTons | FALSE | L | Annual | Qualifying Generation | TWh | 0 | 13.3145 | 10.2121 | 13.6483 | 9.581 | 6.5162 | 7.4525
MA - CO2 Cap Annual v6.21 | 546 | 7738 | Rate Constraint in MTons | FALSE | L | Annual | Rate | lb/MWh | 0 | 1017.4394 | 1030.7485 | 957.0643 | 997.8455 | 1111.5174 | 1058.3709
MA - CO2 Cap Annual v6.21 | 546 | 7738 | Rate Constraint in MTons | FALSE | L | Annual | Constraint Shadow Price | US2022$/Ton | 0 | 0 | 0 | 0 | 0 | 0 | 0
MA- CO2 Cap Annual v6.20 | 547 | 7665 | Rate Constraint in MTons | FALSE | L | Annual | Seasons Included | Seasons | Winter, Spring, Summer, Fall | Winter, Spring, Summer, Fall | Winter, Spring, Summer, Fall | Winter, Spring, Summer, Fall | Winter, Spring, Summer, Fall | Winter, Spring, Summer, Fall | Winter, Spring, Summer, Fall
MA- CO2 Cap Annual v6.20 | 547 | 7665 | Rate Constraint in MTons | FALSE | L | Annual | Standard CO2 | Thousand Tons | 7280.0444 | 6786.4828 | 5799.3598 | 4565.4561 | 3331.5523 | 2122.3266 | 1974.2582
MA- CO2 Cap Annual v6.20 | 547 | 7665 | Rate Constraint in MTons | FALSE | L | Annual | Emissions at Affected Plants CO2 | Thousand Tons | 3423.2015 | 3859.4696 | 2280.7492 | 4097.5306 | 2746.0888 | 1802.1886 | 2174.3564
MA- CO2 Cap Annual v6.20 | 547 | 7665 | Rate Constraint in MTons | FALSE | L | Annual | Allowances Purchased CO2 | Thousand Tons | 0 | 0 | 0 | 0 | 0 | 0 | 0
MA- CO2 Cap Annual v6.20 | 547 | 7665 | Rate Constraint in MTons | FALSE | L | Annual | Allowances Sold CO2 | Thousand Tons | 0 | 0 | 0 | 0 | 0 | 0 | 0
MA- CO2 Cap Annual v6.20 | 547 | 7665 | Rate Constraint in MTons | FALSE | L | Annual | Allowances Banked | Thousand Tons | 0 | 0 | 3043.6375 | 0 | 0 | 280.1376 | 0
MA- CO2 Cap Annual v6.20 | 547 | 7665 | Rate Constraint in MTons | FALSE | L | Annual | Allowances Withdrawn (1:1) | Thousand Tons | 0 | 0 | 0 | -4565.4561 | 0 | 0 | -200.0983
MA- CO2 Cap Annual v6.20 | 547 | 7665 | Rate Constraint in MTons | FALSE | L | Annual | Allowances Withdrawn (1:n) | Thousand Tons | 0 | 0 | 0 | 0 | 0 | 0 | 0
MA- CO2 Cap Annual v6.20 | 547 | 7665 | Rate Constraint in MTons | FALSE | L | Annual | Total | Thousand Tons | 3423.2015 | 3859.4696 | 5324.3867 | -467.9255 | 2746.0888 | 2082.3262 | 1974.2581
MA- CO2 Cap Annual v6.20 | 547 | 7665 | Rate Constraint in MTons | FALSE | L | Annual | Fuel Consumed | TBtu | 52.7987 | 60.2715 | 33.3147 | 65.3204 | 42.3794 | 26.2554 | 32.6129
MA- CO2 Cap Annual v6.20 | 547 | 7665 | Rate Constraint in MTons | FALSE | L | Annual | Rate | lb/MMBtu | 129.6699 | 128.0694 | 136.9214 | 125.4594 | 129.5955 | 137.2815 | 133.3435
MA- CO2 Cap Annual v6.20 | 547 | 7665 | Rate Constraint in MTons | FALSE | L | Annual | Generation | TWh | 7.39 | 8.3053 | 4.8435 | 12.0321 | 8.8084 | 4.7522 | 6.6792
MA- CO2 Cap Annual v6.20 | 547 | 7665 | Rate Constraint in MTons | FALSE | L | Annual | Qualifying Generation | TWh | 7.39 | 8.3053 | 4.8435 | 9.5687 | 6.4559 | 3.9246 | 4.9818
MA- CO2 Cap Annual v6.20 | 547 | 7665 | Rate Constraint in MTons | FALSE | L | Annual | Rate | lb/MWh | 926.443 | 929.4044 | 941.7803 | 856.4404 | 850.7234 | 918.4101 | 872.9188
MA- CO2 Cap Annual v6.20 | 547 | 7665 | Rate Constraint in MTons | FALSE | L | Annual | Constraint Shadow Price | US2022$/Ton | 0 | 0 | 0 | 0 | 0 | 0 | 0
MA Fac. Spec. - Canal NOx v3.1 | 548 | 7531 | Rate Constraint in lbs/MWh | FALSE | L | Annual | Seasons Included | Seasons | Winter, Spring, Summer, Fall | Winter, Spring, Summer, Fall | Winter, Spring, Summer, Fall | Winter, Spring, Summer, Fall | Winter, Spring, Summer, Fall | Winter, Spring, Summer, Fall | Winter, Spring, Summer, Fall
MA Fac. Spec. - Canal NOx v3.1 | 548 | 7531 | Rate Constraint in lbs/MWh | FALSE | L | Annual | Standard NOX | lb/MWh | 1.5 | 1.5 | 1.5 | 1.5 | 1.5 | 1.5 | 1.5
MA Fac. Spec. - Canal NOx v3.1 | 548 | 7531 | Rate Constraint in lbs/MWh | FALSE | L | Annual | Emissions at Affected Plants NOX | Thousand Tons | 0.0036477 | 0.0038396 | 0 | 0.0017642 | 6.0588e-05 | 0 | 0
MA Fac. Spec. - Canal NOx v3.1 | 548 | 7531 | Rate Constraint in lbs/MWh | FALSE | L | Annual | Allowances Purchased NOX | Thousand Tons | 0 | 0 | 0 | 0 | 0 | 0 | 0
MA Fac. Spec. - Canal NOx v3.1 | 548 | 7531 | Rate Constraint in lbs/MWh | FALSE | L | Annual | Allowances Sold NOX | Thousand Tons | 0 | 0 | 0 | 0 | 0 | 0 | 0
MA Fac. Spec. - Canal NOx v3.1 | 548 | 7531 | Rate Constraint in lbs/MWh | FALSE | L | Annual | Allowances Banked | Thousand Tons | 0 | 0 | 0 | 0 | 0 | 0 | 0
MA Fac. Spec. - Canal NOx v3.1 | 548 | 7531 | Rate Constraint in lbs/MWh | FALSE | L | Annual | Allowances Withdrawn (1:1) | Thousand Tons | 0 | 0 | 0 | 0 | 0 | 0 | 0
MA Fac. Spec. - Canal NOx v3.1 | 548 | 7531 | Rate Constraint in lbs/MWh | FALSE | L | Annual | Allowances Withdrawn (1:n) | Thousand Tons | 0 | 0 | 0 | 0 | 0 | 0 | 0
MA Fac. Spec. - Canal NOx v3.1 | 548 | 7531 | Rate Constraint in lbs/MWh | FALSE | L | Annual | Total | Thousand Tons | 0.0036477 | 0.0038396 | 0 | 0.0017642 | 6.0588e-05 | 0 | 0
MA Fac. Spec. - Canal NOx v3.1 | 548 | 7531 | Rate Constraint in lbs/MWh | FALSE | L | Annual | Fuel Consumed | TBtu | 0.24141 | 0.25411 | 0 | 0.11675 | 0.0040098 | 0 | 0
MA Fac. Spec. - Canal NOx v3.1 | 548 | 7531 | Rate Constraint in lbs/MWh | FALSE | L | Annual | Rate | lb/MMBtu | 0.03022 | 0.03022 | 0 | 0.03022 | 0.03022 | 0 | 0
MA Fac. Spec. - Canal NOx v3.1 | 548 | 7531 | Rate Constraint in lbs/MWh | FALSE | L | Annual | Generation | TWh | 0.022467 | 0.023649 | 0 | 0.010866 | 0.00037318 | 0 | 0
MA Fac. Spec. - Canal NOx v3.1 | 548 | 7531 | Rate Constraint in lbs/MWh | FALSE | L | Annual | Qualifying Generation | TWh | 0.022467 | 0.023649 | 0 | 0.010866 | 0.00037318 | 0 | 0
MA Fac. Spec. - Canal NOx v3.1 | 548 | 7531 | Rate Constraint in lbs/MWh | FALSE | L | Annual | Constraint Shadow Price | US2022$/Ton | 0 | 0 | 0 | 0 | 0 | 0 | 0
MA Fac. Spec. - Canal SO2 Annual v3.1 | 549 | 7532 | Rate Constraint in lbs/MWh | FALSE | L | Annual | Seasons Included | Seasons | Winter, Spring, Summer, Fall | Winter, Spring, Summer, Fall | Winter, Spring, Summer, Fall | Winter, Spring, Summer, Fall | Winter, Spring, Summer, Fall | Winter, Spring, Summer, Fall | Winter, Spring, Summer, Fall
MA Fac. Spec. - Canal SO2 Annual v3.1 | 549 | 7532 | Rate Constraint in lbs/MWh | FALSE | L | Annual | Standard SO2 | lb/MWh | 3 | 3 | 3 | 3 | 3 | 3 | 3
MA Fac. Spec. - Canal SO2 Annual v3.1 | 549 | 7532 | Rate Constraint in lbs/MWh | FALSE | L | Annual | Emissions at Affected Plants SO2 | Thousand Tons | 0 | 0 | 0 | 0 | 0 | 0 | 0
MA Fac. Spec. - Canal SO2 Annual v3.1 | 549 | 7532 | Rate Constraint in lbs/MWh | FALSE | L | Annual | Allowances Purchased SO2 | Thousand Tons | 0 | 0 | 0 | 0 | 0 | 0 | 0
MA Fac. Spec. - Canal SO2 Annual v3.1 | 549 | 7532 | Rate Constraint in lbs/MWh | FALSE | L | Annual | Allowances Sold SO2 | Thousand Tons | 0 | 0 | 0 | 0 | 0 | 0 | 0
MA Fac. Spec. - Canal SO2 Annual v3.1 | 549 | 7532 | Rate Constraint in lbs/MWh | FALSE | L | Annual | Allowances Banked | Thousand Tons | 0 | 0 | 0 | 0 | 0 | 0 | 0
MA Fac. Spec. - Canal SO2 Annual v3.1 | 549 | 7532 | Rate Constraint in lbs/MWh | FALSE | L | Annual | Allowances Withdrawn (1:1) | Thousand Tons | 0 | 0 | 0 | 0 | 0 | 0 | 0
MA Fac. Spec. - Canal SO2 Annual v3.1 | 549 | 7532 | Rate Constraint in lbs/MWh | FALSE | L | Annual | Allowances Withdrawn (1:n) | Thousand Tons | 0 | 0 | 0 | 0 | 0 | 0 | 0
MA Fac. Spec. - Canal SO2 Annual v3.1 | 549 | 7532 | Rate Constraint in lbs/MWh | FALSE | L | Annual | Total | Thousand Tons | 0 | 0 | 0 | 0 | 0 | 0 | 0
MA Fac. Spec. - Canal SO2 Annual v3.1 | 549 | 7532 | Rate Constraint in lbs/MWh | FALSE | L | Annual | Fuel Consumed | TBtu | 0 | 0 | 0 | 0 | 0 | 0 | 0
MA Fac. Spec. - Canal SO2 Annual v3.1 | 549 | 7532 | Rate Constraint in lbs/MWh | FALSE | L | Annual | Rate | lb/MMBtu | 0 | 0 | 0 | 0 | 0 | 0 | 0
MA Fac. Spec. - Canal SO2 Annual v3.1 | 549 | 7532 | Rate Constraint in lbs/MWh | FALSE | L | Annual | Generation | TWh | 0 | 0 | 0 | 0 | 0 | 0 | 0
MA Fac. Spec. - Canal SO2 Annual v3.1 | 549 | 7532 | Rate Constraint in lbs/MWh | FALSE | L | Annual | Qualifying Generation | TWh | 0 | 0 | 0 | 0 | 0 | 0 | 0
MA Fac. Spec. - Canal SO2 Annual v3.1 | 549 | 7532 | Rate Constraint in lbs/MWh | FALSE | L | Annual | Constraint Shadow Price | US2022$/Ton | 0 | 357.9878 | 0 | 265.1743 | 0 | 1935.8381 | 2341.6574
MA Fac. Spec. - MER Output Annual v3.1 | 550 | 7335 | Rate Constraint in lbs/MWh | FALSE | L | Annual | Seasons Included | Seasons | Winter, Spring, Summer, Fall | Winter, Spring, Summer, Fall | Winter, Spring, Summer, Fall | Winter, Spring, Summer, Fall | Winter, Spring, Summer, Fall | Winter, Spring, Summer, Fall | Winter, Spring, Summer, Fall
MA Fac. Spec. - MER Output Annual v3.1 | 550 | 7335 | Rate Constraint in lbs/MWh | FALSE | L | Annual | Standard MER | lb/MWh | 2.5e-06 | 2.5e-06 | 2.5e-06 | 2.5e-06 | 2.5e-06 | 2.5e-06 | 2.5e-06
MA Fac. Spec. - MER Output Annual v3.1 | 550 | 7335 | Rate Constraint in lbs/MWh | FALSE | L | Annual | Emissions at Affected Plants MER | Lb | 0 | 0 | 0 | 0 | 0 | 0 | 0
MA Fac. Spec. - MER Output Annual v3.1 | 550 | 7335 | Rate Constraint in lbs/MWh | FALSE | L | Annual | Allowances Purchased MER | Lb | 0 | 0 | 0 | 0 | 0 | 0 | 0
MA Fac. Spec. - MER Output Annual v3.1 | 550 | 7335 | Rate Constraint in lbs/MWh | FALSE | L | Annual | Allowances Sold MER | Lb | 0 | 0 | 0 | 0 | 0 | 0 | 0
MA Fac. Spec. - MER Output Annual v3.1 | 550 | 7335 | Rate Constraint in lbs/MWh | FALSE | L | Annual | Allowances Banked | Lb | 0 | 0 | 0 | 0 | 0 | 0 | 0
MA Fac. Spec. - MER Output Annual v3.1 | 550 | 7335 | Rate Constraint in lbs/MWh | FALSE | L | Annual | Allowances Withdrawn (1:1) | Lb | 0 | 0 | 0 | 0 | 0 | 0 | 0
MA Fac. Spec. - MER Output Annual v3.1 | 550 | 7335 | Rate Constraint in lbs/MWh | FALSE | L | Annual | Allowances Withdrawn (1:n) | Lb | 0 | 0 | 0 | 0 | 0 | 0 | 0
MA Fac. Spec. - MER Output Annual v3.1 | 550 | 7335 | Rate Constraint in lbs/MWh | FALSE | L | Annual | Total | Lb | 0 | 0 | 0 | 0 | 0 | 0 | 0
MA Fac. Spec. - MER Output Annual v3.1 | 550 | 7335 | Rate Constraint in lbs/MWh | FALSE | L | Annual | Fuel Consumed | TBtu | 0 | 0 | 0 | 0 | 0 | 0 | 0
MA Fac. Spec. - MER Output Annual v3.1 | 550 | 7335 | Rate Constraint in lbs/MWh | FALSE | L | Annual | Rate | lb/MMBtu | 0 | 0 | 0 | 0 | 0 | 0 | 0
MA Fac. Spec. - MER Output Annual v3.1 | 550 | 7335 | Rate Constraint in lbs/MWh | FALSE | L | Annual | Generation | TWh | 0 | 0 | 0 | 0 | 0 | 0 | 0
MA Fac. Spec. - MER Output Annual v3.1 | 550 | 7335 | Rate Constraint in lbs/MWh | FALSE | L | Annual | Qualifying Generation | TWh | 0 | 0 | 0 | 0 | 0 | 0 | 0
MA Fac. Spec. - MER Output Annual v3.1 | 550 | 7335 | Rate Constraint in lbs/MWh | FALSE | L | Annual | Constraint Shadow Price | US2022$/Lb | 0 | 0 | 0 | 0 | 0 | 0 | 0
ME Fac. Spec. - NOX 0.15 Rate Annual v3.1, Unit 2403 and retrofits | 551 | 7323 | Rate Constraint in lbs/MMBtu | FALSE | L | Annual | Seasons Included | Seasons | Winter, Spring, Summer, Fall | Winter, Spring, Summer, Fall | Winter, Spring, Summer, Fall | Winter, Spring, Summer, Fall | Winter, Spring, Summer, Fall | Winter, Spring, Summer, Fall | Winter, Spring, Summer, Fall
ME Fac. Spec. - NOX 0.15 Rate Annual v3.1, Unit 2403 and retrofits | 551 | 7323 | Rate Constraint in lbs/MMBtu | FALSE | L | Annual | Standard NOX | lb/MMBtu | 0.15 | 0.15 | 0.15 | 0.15 | 0.15 | 0.15 | 0.15
ME Fac. Spec. - NOX 0.15 Rate Annual v3.1, Unit 2403 and retrofits | 551 | 7323 | Rate Constraint in lbs/MMBtu | FALSE | L | Annual | Emissions at Affected Plants NOX | Thousand Tons | 0 | 0 | 0 | 0 | 0 | 0 | 0
ME Fac. Spec. - NOX 0.15 Rate Annual v3.1, Unit 2403 and retrofits | 551 | 7323 | Rate Constraint in lbs/MMBtu | FALSE | L | Annual | Allowances Purchased NOX | Thousand Tons | 0 | 0 | 0 | 0 | 0 | 0 | 0
ME Fac. Spec. - NOX 0.15 Rate Annual v3.1, Unit 2403 and retrofits | 551 | 7323 | Rate Constraint in lbs/MMBtu | FALSE | L | Annual | Allowances Sold NOX | Thousand Tons | 0 | 0 | 0 | 0 | 0 | 0 | 0
ME Fac. Spec. - NOX 0.15 Rate Annual v3.1, Unit 2403 and retrofits | 551 | 7323 | Rate Constraint in lbs/MMBtu | FALSE | L | Annual | Allowances Banked | Thousand Tons | 0 | 0 | 0 | 0 | 0 | 0 | 0
ME Fac. Spec. - NOX 0.15 Rate Annual v3.1, Unit 2403 and retrofits | 551 | 7323 | Rate Constraint in lbs/MMBtu | FALSE | L | Annual | Allowances Withdrawn (1:1) | Thousand Tons | 0 | 0 | 0 | 0 | 0 | 0 | 0
ME Fac. Spec. - NOX 0.15 Rate Annual v3.1, Unit 2403 and retrofits | 551 | 7323 | Rate Constraint in lbs/MMBtu | FALSE | L | Annual | Allowances Withdrawn (1:n) | Thousand Tons | 0 | 0 | 0 | 0 | 0 | 0 | 0
ME Fac. Spec. - NOX 0.15 Rate Annual v3.1, Unit 2403 and retrofits | 551 | 7323 | Rate Constraint in lbs/MMBtu | FALSE | L | Annual | Total | Thousand Tons | 0 | 0 | 0 | 0 | 0 | 0 | 0
ME Fac. Spec. - NOX 0.15 Rate Annual v3.1, Unit 2403 and retrofits | 551 | 7323 | Rate Constraint in lbs/MMBtu | FALSE | L | Annual | Fuel Consumed | TBtu | 0 | 0 | 0 | 0 | 0 | 0 | 0
ME Fac. Spec. - NOX 0.15 Rate Annual v3.1, Unit 2403 and retrofits | 551 | 7323 | Rate Constraint in lbs/MMBtu | FALSE | L | Annual | Rate | lb/MMBtu | 0 | 0 | 0 | 0 | 0 | 0 | 0
ME Fac. Spec. - NOX 0.15 Rate Annual v3.1, Unit 2403 and retrofits | 551 | 7323 | Rate Constraint in lbs/MMBtu | FALSE | L | Annual | Generation | TWh | 0 | 0 | 0 | 0 | 0 | 0 | 0
ME Fac. Spec. - NOX 0.15 Rate Annual v3.1, Unit 2403 and retrofits | 551 | 7323 | Rate Constraint in lbs/MMBtu | FALSE | L | Annual | Qualifying Generation | TWh | 0 | 0 | 0 | 0 | 0 | 0 | 0
ME Fac. Spec. - NOX 0.15 Rate Annual v3.1, Unit 2403 and retrofits | 551 | 7323 | Rate Constraint in lbs/MMBtu | FALSE | L | Annual | Rate | lb/MWh | 0 | 0 | 0 | 0 | 0 | 0 | 0
ME Fac. Spec. - NOX 0.15 Rate Annual v3.1, Unit 2403 and retrofits | 551 | 7323 | Rate Constraint in lbs/MMBtu | FALSE | L | Annual | Constraint Shadow Price | US2022$/Ton | 0 | 0 | 0 | 0 | 0 | 0 | 0
ME Fac. Spec. - NOX 0.15 Rate Annual v3.1, Unit 2404 and retrofits | 552 | 7323 | Rate Constraint in lbs/MMBtu | FALSE | L | Annual | Seasons Included | Seasons | Winter, Spring, Summer, Fall | Winter, Spring, Summer, Fall | Winter, Spring, Summer, Fall | Winter, Spring, Summer, Fall | Winter, Spring, Summer, Fall | Winter, Spring, Summer, Fall | Winter, Spring, Summer, Fall
ME Fac. Spec. - NOX 0.15 Rate Annual v3.1, Unit 2404 and retrofits | 552 | 7323 | Rate Constraint in lbs/MMBtu | FALSE | L | Annual | Standard NOX | lb/MMBtu | 0.15 | 0.15 | 0.15 | 0.15 | 0.15 | 0.15 | 0.15
ME Fac. Spec. - NOX 0.15 Rate Annual v3.1, Unit 2404 and retrofits | 552 | 7323 | Rate Constraint in lbs/MMBtu | FALSE | L | Annual | Emissions at Affected Plants NOX | Thousand Tons | 0 | 0 | 0 | 0 | 0 | 0 | 0
ME Fac. Spec. - NOX 0.15 Rate Annual v3.1, Unit 2404 and retrofits | 552 | 7323 | Rate Constraint in lbs/MMBtu | FALSE | L | Annual | Allowances Purchased NOX | Thousand Tons | 0 | 0 | 0 | 0 | 0 | 0 | 0
ME Fac. Spec. - NOX 0.15 Rate Annual v3.1, Unit 2404 and retrofits | 552 | 7323 | Rate Constraint in lbs/MMBtu | FALSE | L | Annual | Allowances Sold NOX | Thousand Tons | 0 | 0 | 0 | 0 | 0 | 0 | 0
ME Fac. Spec. - NOX 0.15 Rate Annual v3.1, Unit 2404 and retrofits | 552 | 7323 | Rate Constraint in lbs/MMBtu | FALSE | L | Annual | Allowances Banked | Thousand Tons | 0 | 0 | 0 | 0 | 0 | 0 | 0
ME Fac. Spec. - NOX 0.15 Rate Annual v3.1, Unit 2404 and retrofits | 552 | 7323 | Rate Constraint in lbs/MMBtu | FALSE | L | Annual | Allowances Withdrawn (1:1) | Thousand Tons | 0 | 0 | 0 | 0 | 0 | 0 | 0
ME Fac. Spec. - NOX 0.15 Rate Annual v3.1, Unit 2404 and retrofits | 552 | 7323 | Rate Constraint in lbs/MMBtu | FALSE | L | Annual | Allowances Withdrawn (1:n) | Thousand Tons | 0 | 0 | 0 | 0 | 0 | 0 | 0
ME Fac. Spec. - NOX 0.15 Rate Annual v3.1, Unit 2404 and retrofits | 552 | 7323 | Rate Constraint in lbs/MMBtu | FALSE | L | Annual | Total | Thousand Tons | 0 | 0 | 0 | 0 | 0 | 0 | 0
ME Fac. Spec. - NOX 0.15 Rate Annual v3.1, Unit 2404 and retrofits | 552 | 7323 | Rate Constraint in lbs/MMBtu | FALSE | L | Annual | Fuel Consumed | TBtu | 0 | 0 | 0 | 0 | 0 | 0 | 0
ME Fac. Spec. - NOX 0.15 Rate Annual v3.1, Unit 2404 and retrofits | 552 | 7323 | Rate Constraint in lbs/MMBtu | FALSE | L | Annual | Rate | lb/MMBtu | 0 | 0 | 0 | 0 | 0 | 0 | 0
ME Fac. Spec. - NOX 0.15 Rate Annual v3.1, Unit 2404 and retrofits | 552 | 7323 | Rate Constraint in lbs/MMBtu | FALSE | L | Annual | Generation | TWh | 0 | 0 | 0 | 0 | 0 | 0 | 0
ME Fac. Spec. - NOX 0.15 Rate Annual v3.1, Unit 2404 and retrofits | 552 | 7323 | Rate Constraint in lbs/MMBtu | FALSE | L | Annual | Qualifying Generation | TWh | 0 | 0 | 0 | 0 | 0 | 0 | 0
ME Fac. Spec. - NOX 0.15 Rate Annual v3.1, Unit 2404 and retrofits | 552 | 7323 | Rate Constraint in lbs/MMBtu | FALSE | L | Annual | Rate | lb/MWh | 0 | 0 | 0 | 0 | 0 | 0 | 0
ME Fac. Spec. - NOX 0.15 Rate Annual v3.1, Unit 2404 and retrofits | 552 | 7323 | Rate Constraint in lbs/MMBtu | FALSE | L | Annual | Constraint Shadow Price | US2022$/Ton | 0 | 0 | 0 | 0 | 0 | 0 | 0
ME Fac. Spec. - NOx 0.20 Rate Annual v3.1, Unit 1135 and retrofits | 553 | 7324 | Rate Constraint in lbs/MMBtu | FALSE | L | Annual | Seasons Included | Seasons | Winter, Spring, Summer, Fall | Winter, Spring, Summer, Fall | Winter, Spring, Summer, Fall | Winter, Spring, Summer, Fall | Winter, Spring, Summer, Fall | Winter, Spring, Summer, Fall | Winter, Spring, Summer, Fall
ME Fac. Spec. - NOx 0.20 Rate Annual v3.1, Unit 1135 and retrofits | 553 | 7324 | Rate Constraint in lbs/MMBtu | FALSE | L | Annual | Standard NOX | lb/MMBtu | 0.2 | 0.2 | 0.2 | 0.2 | 0.2 | 0.2 | 0.2
ME Fac. Spec. - NOx 0.20 Rate Annual v3.1, Unit 1135 and retrofits | 553 | 7324 | Rate Constraint in lbs/MMBtu | FALSE | L | Annual | Emissions at Affected Plants NOX | Thousand Tons | 0 | 0 | 0 | 0 | 0 | 0 | 0
ME Fac. Spec. - NOx 0.20 Rate Annual v3.1, Unit 1135 and retrofits | 553 | 7324 | Rate Constraint in lbs/MMBtu | FALSE | L | Annual | Allowances Purchased NOX | Thousand Tons | 0 | 0 | 0 | 0 | 0 | 0 | 0
ME Fac. Spec. - NOx 0.20 Rate Annual v3.1, Unit 1135 and retrofits | 553 | 7324 | Rate Constraint in lbs/MMBtu | FALSE | L | Annual | Allowances Sold NOX | Thousand Tons | 0 | 0 | 0 | 0 | 0 | 0 | 0
ME Fac. Spec. - NOx 0.20 Rate Annual v3.1, Unit 1135 and retrofits | 553 | 7324 | Rate Constraint in lbs/MMBtu | FALSE | L | Annual | Allowances Banked | Thousand Tons | 0 | 0 | 0 | 0 | 0 | 0 | 0
ME Fac. Spec. - NOx 0.20 Rate Annual v3.1, Unit 1135 and retrofits | 553 | 7324 | Rate Constraint in lbs/MMBtu | FALSE | L | Annual | Allowances Withdrawn (1:1) | Thousand Tons | 0 | 0 | 0 | 0 | 0 | 0 | 0
ME Fac. Spec. - NOx 0.20 Rate Annual v3.1, Unit 1135 and retrofits | 553 | 7324 | Rate Constraint in lbs/MMBtu | FALSE | L | Annual | Allowances Withdrawn (1:n) | Thousand Tons | 0 | 0 | 0 | 0 | 0 | 0 | 0
ME Fac. Spec. - NOx 0.20 Rate Annual v3.1, Unit 1135 and retrofits | 553 | 7324 | Rate Constraint in lbs/MMBtu | FALSE | L | Annual | Total | Thousand Tons | 0 | 0 | 0 | 0 | 0 | 0 | 0
ME Fac. Spec. - NOx 0.20 Rate Annual v3.1, Unit 1135 and retrofits | 553 | 7324 | Rate Constraint in lbs/MMBtu | FALSE | L | Annual | Fuel Consumed | TBtu | 0 | 0 | 0 | 0 | 0 | 0 | 0
ME Fac. Spec. - NOx 0.20 Rate Annual v3.1, Unit 1135 and retrofits | 553 | 7324 | Rate Constraint in lbs/MMBtu | FALSE | L | Annual | Rate | lb/MMBtu | 0 | 0 | 0 | 0 | 0 | 0 | 0
ME Fac. Spec. - NOx 0.20 Rate Annual v3.1, Unit 1135 and retrofits | 553 | 7324 | Rate Constraint in lbs/MMBtu | FALSE | L | Annual | Generation | TWh | 0 | 0 | 0 | 0 | 0 | 0 | 0
ME Fac. Spec. - NOx 0.20 Rate Annual v3.1, Unit 1135 and retrofits | 553 | 7324 | Rate Constraint in lbs/MMBtu | FALSE | L | Annual | Qualifying Generation | TWh | 0 | 0 | 0 | 0 | 0 | 0 | 0
ME Fac. Spec. - NOx 0.20 Rate Annual v3.1, Unit 1135 and retrofits | 553 | 7324 | Rate Constraint in lbs/MMBtu | FALSE | L | Annual | Rate | lb/MWh | 0 | 0 | 0 | 0 | 0 | 0 | 0
ME Fac. Spec. - NOx 0.20 Rate Annual v3.1, Unit 1135 and retrofits | 553 | 7324 | Rate Constraint in lbs/MMBtu | FALSE | L | Annual | Constraint Shadow Price | US2022$/Ton | 0 | 0 | 0 | 0 | 0 | 0 | 0
ME Fac. Spec. - NOx 0.20 Rate Annual v3.1, Unit 1136 and retrofits | 554 | 7324 | Rate Constraint in lbs/MMBtu | FALSE | L | Annual | Seasons Included | Seasons | Winter, Spring, Summer, Fall | Winter, Spring, Summer, Fall | Winter, Spring, Summer, Fall | Winter, Spring, Summer, Fall | Winter, Spring, Summer, Fall | Winter, Spring, Summer, Fall | Winter, Spring, Summer, Fall
ME Fac. Spec. - NOx 0.20 Rate Annual v3.1, Unit 1136 and retrofits | 554 | 7324 | Rate Constraint in lbs/MMBtu | FALSE | L | Annual | Standard NOX | lb/MMBtu | 0.2 | 0.2 | 0.2 | 0.2 | 0.2 | 0.2 | 0.2
ME Fac. Spec. - NOx 0.20 Rate Annual v3.1, Unit 1136 and retrofits | 554 | 7324 | Rate Constraint in lbs/MMBtu | FALSE | L | Annual | Emissions at Affected Plants NOX | Thousand Tons | 0 | 0 | 0 | 0 | 0 | 0 | 0
ME Fac. Spec. - NOx 0.20 Rate Annual v3.1, Unit 1136 and retrofits | 554 | 7324 | Rate Constraint in lbs/MMBtu | FALSE | L | Annual | Allowances Purchased NOX | Thousand Tons | 0 | 0 | 0 | 0 | 0 | 0 | 0
ME Fac. Spec. - NOx 0.20 Rate Annual v3.1, Unit 1136 and retrofits | 554 | 7324 | Rate Constraint in lbs/MMBtu | FALSE | L | Annual | Allowances Sold NOX | Thousand Tons | 0 | 0 | 0 | 0 | 0 | 0 | 0
ME Fac. Spec. - NOx 0.20 Rate Annual v3.1, Unit 1136 and retrofits | 554 | 7324 | Rate Constraint in lbs/MMBtu | FALSE | L | Annual | Allowances Banked | Thousand Tons | 0 | 0 | 0 | 0 | 0 | 0 | 0
ME Fac. Spec. - NOx 0.20 Rate Annual v3.1, Unit 1136 and retrofits | 554 | 7324 | Rate Constraint in lbs/MMBtu | FALSE | L | Annual | Allowances Withdrawn (1:1) | Thousand Tons | 0 | 0 | 0 | 0 | 0 | 0 | 0
ME Fac. Spec. - NOx 0.20 Rate Annual v3.1, Unit 1136 and retrofits | 554 | 7324 | Rate Constraint in lbs/MMBtu | FALSE | L | Annual | Allowances Withdrawn (1:n) | Thousand Tons | 0 | 0 | 0 | 0 | 0 | 0 | 0
ME Fac. Spec. - NOx 0.20 Rate Annual v3.1, Unit 1136 and retrofits | 554 | 7324 | Rate Constraint in lbs/MMBtu | FALSE | L | Annual | Total | Thousand Tons | 0 | 0 | 0 | 0 | 0 | 0 | 0
ME Fac. Spec. - NOx 0.20 Rate Annual v3.1, Unit 1136 and retrofits | 554 | 7324 | Rate Constraint in lbs/MMBtu | FALSE | L | Annual | Fuel Consumed | TBtu | 0 | 0 | 0 | 0 | 0 | 0 | 0
ME Fac. Spec. - NOx 0.20 Rate Annual v3.1, Unit 1136 and retrofits | 554 | 7324 | Rate Constraint in lbs/MMBtu | FALSE | L | Annual | Rate | lb/MMBtu | 0 | 0 | 0 | 0 | 0 | 0 | 0
ME Fac. Spec. - NOx 0.20 Rate Annual v3.1, Unit 1136 and retrofits | 554 | 7324 | Rate Constraint in lbs/MMBtu | FALSE | L | Annual | Generation | TWh | 0 | 0 | 0 | 0 | 0 | 0 | 0
ME Fac. Spec. - NOx 0.20 Rate Annual v3.1, Unit 1136 and retrofits | 554 | 7324 | Rate Constraint in lbs/MMBtu | FALSE | L | Annual | Qualifying Generation | TWh | 0 | 0 | 0 | 0 | 0 | 0 | 0
ME Fac. Spec. - NOx 0.20 Rate Annual v3.1, Unit 1136 and retrofits | 554 | 7324 | Rate Constraint in lbs/MMBtu | FALSE | L | Annual | Rate | lb/MWh | 0 | 0 | 0 | 0 | 0 | 0 | 0
ME Fac. Spec. - NOx 0.20 Rate Annual v3.1, Unit 1136 and retrofits | 554 | 7324 | Rate Constraint in lbs/MMBtu | FALSE | L | Annual | Constraint Shadow Price | US2022$/Ton | 0 | 0 | 0 | 0 | 0 | 0 | 0
ME Mercury Cap Annual v3.1 | 555 | 7325 | Rate Constraint in MTons | FALSE | L | Annual | Seasons Included | Seasons | Winter, Spring, Summer, Fall | Winter, Spring, Summer, Fall | Winter, Spring, Summer, Fall | Winter, Spring, Summer, Fall | Winter, Spring, Summer, Fall | Winter, Spring, Summer, Fall | Winter, Spring, Summer, Fall
ME Mercury Cap Annual v3.1 | 555 | 7325 | Rate Constraint in MTons | FALSE | L | Annual | Standard MER | Lb | 26 | 26 | 26 | 26 | 26 | 26 | 26
ME Mercury Cap Annual v3.1 | 555 | 7325 | Rate Constraint in MTons | FALSE | L | Annual | Emissions at Affected Plants MER | Lb | 0 | 0 | 0 | 0 | 0 | 0 | 0
ME Mercury Cap Annual v3.1 | 555 | 7325 | Rate Constraint in MTons | FALSE | L | Annual | Allowances Purchased MER | Lb | 0 | 0 | 0 | 0 | 0 | 0 | 0
ME Mercury Cap Annual v3.1 | 555 | 7325 | Rate Constraint in MTons | FALSE | L | Annual | Allowances Sold MER | Lb | 0 | 0 | 0 | 0 | 0 | 0 | 0
ME Mercury Cap Annual v3.1 | 555 | 7325 | Rate Constraint in MTons | FALSE | L | Annual | Allowances Banked | Lb | 0 | 0 | 0 | 0 | 0 | 0 | 0
ME Mercury Cap Annual v3.1 | 555 | 7325 | Rate Constraint in MTons | FALSE | L | Annual | Allowances Withdrawn (1:1) | Lb | 0 | 0 | 0 | 0 | 0 | 0 | 0
ME Mercury Cap Annual v3.1 | 555 | 7325 | Rate Constraint in MTons | FALSE | L | Annual | Allowances Withdrawn (1:n) | Lb | 0 | 0 | 0 | 0 | 0 | 0 | 0
ME Mercury Cap Annual v3.1 | 555 | 7325 | Rate Constraint in MTons | FALSE | L | Annual | Total | Lb | 0 | 0 | 0 | 0 | 0 | 0 | 0
ME Mercury Cap Annual v3.1 | 555 | 7325 | Rate Constraint in MTons | FALSE | L | Annual | Fuel Consumed | TBtu | 0 | 0 | 0 | 0 | 0 | 0 | 0
ME Mercury Cap Annual v3.1 | 555 | 7325 | Rate Constraint in MTons | FALSE | L | Annual | Rate | lb/MMBtu | 0 | 0 | 0 | 0 | 0 | 0 | 0
ME Mercury Cap Annual v3.1 | 555 | 7325 | Rate Constraint in MTons | FALSE | L | Annual | Generation | TWh | 0 | 0 | 0 | 0 | 0 | 0 | 0
ME Mercury Cap Annual v3.1 | 555 | 7325 | Rate Constraint in MTons | FALSE | L | Annual | Qualifying Generation | TWh | 0 | 0 | 0 | 0 | 0 | 0 | 0
ME Mercury Cap Annual v3.1 | 555 | 7325 | Rate Constraint in MTons | FALSE | L | Annual | Rate | lb/MWh | 0 | 0 | 0 | 0 | 0 | 0 | 0
ME Mercury Cap Annual v3.1 | 555 | 7325 | Rate Constraint in MTons | FALSE | L | Annual | Constraint Shadow Price | US2022$/Lb | 0 | 0 | 0 | 0 | 0 | 0 | 0
MI Hg Rule - MER Annual Reduction v4.10 | 556 | 7336 | MACT Fuel Choice Floor in lbs/MMBtu | FALSE | L | Annual | Seasons Included | Seasons | Winter, Spring, Summer, Fall | Winter, Spring, Summer, Fall | Winter, Spring, Summer, Fall | Winter, Spring, Summer, Fall | Winter, Spring, Summer, Fall | Winter, Spring, Summer, Fall | Winter, Spring, Summer, Fall
MI Hg Rule - MER Annual Reduction v4.10 | 556 | 7336 | MACT Fuel Choice Floor in lbs/MMBtu | FALSE | L | Annual | Emission Floor MER | lbs/MMBtu | 8.07e-07 | 8.07e-07 | 8.07e-07 | 8.07e-07 | 8.07e-07 | 8.07e-07 | 8.07e-07
MI Hg Rule - MER Annual Reduction v4.10 | 556 | 7336 | MACT Fuel Choice Floor in lbs/MMBtu | FALSE | L | Annual | Emissions at Affected Plants MER | Lb | 66.4929 | 50.3594 | 56.192 | 56.192 | 56.192 | 56.192 | 56.192
MI Hg Rule - MER Annual Reduction v4.10 | 556 | 7336 | MACT Fuel Choice Floor in lbs/MMBtu | FALSE | L | Annual | Allowances Purchased MER | Lb | 0 | 0 | 0 | 0 | 0 | 0 | 0
MI Hg Rule - MER Annual Reduction v4.10 | 556 | 7336 | MACT Fuel Choice Floor in lbs/MMBtu | FALSE | L | Annual | Allowances Sold MER | Lb | 0 | 0 | 0 | 0 | 0 | 0 | 0
MI Hg Rule - MER Annual Reduction v4.10 | 556 | 7336 | MACT Fuel Choice Floor in lbs/MMBtu | FALSE | L | Annual | Allowances Banked | Lb | 0 | 0 | 0 | 0 | 0 | 0 | 0
MI Hg Rule - MER Annual Reduction v4.10 | 556 | 7336 | MACT Fuel Choice Floor in lbs/MMBtu | FALSE | L | Annual | Allowances Withdrawn (1:1) | Lb | 0 | 0 | 0 | 0 | 0 | 0 | 0
MI Hg Rule - MER Annual Reduction v4.10 | 556 | 7336 | MACT Fuel Choice Floor in lbs/MMBtu | FALSE | L | Annual | Allowances Withdrawn (1:n) | Lb | 0 | 0 | 0 | 0 | 0 | 0 | 0
MI Hg Rule - MER Annual Reduction v4.10 | 556 | 7336 | MACT Fuel Choice Floor in lbs/MMBtu | FALSE | L | Annual | Total | Lb | 66.4929 | 50.3594 | 56.192 | 56.192 | 56.192 | 56.192 | 56.192
MI Hg Rule - MER Annual Reduction v4.10 | 556 | 7336 | MACT Fuel Choice Floor in lbs/MMBtu | FALSE | L | Annual | Fuel Consumed | TBtu | 201.7791 | 101.7117 | 113.935 | 113.935 | 113.935 | 113.935 | 113.935
MI Hg Rule - MER Annual Reduction v4.10 | 556 | 7336 | MACT Fuel Choice Floor in lbs/MMBtu | FALSE | L | Annual | Rate | lbs/MMBtu | 3.2953e-07 | 4.9512e-07 | 4.9319e-07 | 4.9319e-07 | 4.9319e-07 | 4.9319e-07 | 4.9319e-07
MI Hg Rule - MER Annual Reduction v4.10 | 556 | 7336 | MACT Fuel Choice Floor in lbs/MMBtu | FALSE | L | Annual | Generation | TWh | 19.3769 | 9.497 | 10.638 | 10.638 | 10.638 | 10.638 | 10.638
MI Hg Rule - MER Annual Reduction v4.10 | 556 | 7336 | MACT Fuel Choice Floor in lbs/MMBtu | FALSE | L | Annual | Qualifying Generation | TWh | 19.3769 | 9.497 | 10.638 | 10.638 | 10.638 | 10.638 | 10.638
MI Hg Rule - MER Annual Reduction v4.10 | 556 | 7336 | MACT Fuel Choice Floor in lbs/MMBtu | FALSE | L | Annual | Constraint Shadow Price | US2022$/Lb | 0 | 0 | 0 | 0 | 0 | 0 | 0
MN Hg Emis Red Act - MER Removal Annual v3.1 | 557 | 7337 | MACT Fuel Choice Floor in lbs/MMBtu | FALSE | L | Annual | Seasons Included | Seasons | Winter, Spring, Summer, Fall | Winter, Spring, Summer, Fall | Winter, Spring, Summer, Fall | Winter, Spring, Summer, Fall | Winter, Spring, Summer, Fall | Winter, Spring, Summer, Fall | Winter, Spring, Summer, Fall
MN Hg Emis Red Act - MER Removal Annual v3.1 | 557 | 7337 | MACT Fuel Choice Floor in lbs/MMBtu | FALSE | L | Annual | Emission Floor MER | lbs/MMBtu | 0 | 0 | 0 | 0 | 0 | 0 | 0
MN Hg Emis Red Act - MER Removal Annual v3.1 | 557 | 7337 | MACT Fuel Choice Floor in lbs/MMBtu | FALSE | L | Annual | Emissions at Affected Plants MER | Lb | 59.4994 | 62.9248 | 62.9248 | 62.9248 | 55.3993 | 49.421 | 50.1466
MN Hg Emis Red Act - MER Removal Annual v3.1 | 557 | 7337 | MACT Fuel Choice Floor in lbs/MMBtu | FALSE | L | Annual | Allowances Purchased MER | Lb | 0 | 0 | 0 | 0 | 0 | 0 | 0
MN Hg Emis Red Act - MER Removal Annual v3.1 | 557 | 7337 | MACT Fuel Choice Floor in lbs/MMBtu | FALSE | L | Annual | Allowances Sold MER | Lb | 0 | 0 | 0 | 0 | 0 | 0 | 0
MN Hg Emis Red Act - MER Removal Annual v3.1 | 557 | 7337 | MACT Fuel Choice Floor in lbs/MMBtu | FALSE | L | Annual | Allowances Banked | Lb | 0 | 0 | 0 | 0 | 0 | 0 | 0
MN Hg Emis Red Act - MER Removal Annual v3.1 | 557 | 7337 | MACT Fuel Choice Floor in lbs/MMBtu | FALSE | L | Annual | Allowances Withdrawn (1:1) | Lb | 0 | 0 | 0 | 0 | 0 | 0 | 0
MN Hg Emis Red Act - MER Removal Annual v3.1 | 557 | 7337 | MACT Fuel Choice Floor in lbs/MMBtu | FALSE | L | Annual | Allowances Withdrawn (1:n) | Lb | 0 | 0 | 0 | 0 | 0 | 0 | 0
MN Hg Emis Red Act - MER Removal Annual v3.1 | 557 | 7337 | MACT Fuel Choice Floor in lbs/MMBtu | FALSE | L | Annual | Total | Lb | 59.4994 | 62.9248 | 62.9248 | 62.9248 | 55.3993 | 49.421 | 50.1466
MN Hg Emis Red Act - MER Removal Annual v3.1 | 557 | 7337 | MACT Fuel Choice Floor in lbs/MMBtu | FALSE | L | Annual | Fuel Consumed | TBtu | 120.3626 | 127.2921 | 127.2921 | 127.2921 | 112.0684 | 99.9748 | 101.4428
MN Hg Emis Red Act - MER Removal Annual v3.1 | 557 | 7337 | MACT Fuel Choice Floor in lbs/MMBtu | FALSE | L | Annual | Rate | lbs/MMBtu | 4.9433e-07 | 4.9433e-07 | 4.9433e-07 | 4.9433e-07 | 4.9433e-07 | 4.9433e-07 | 4.9433e-07
MN Hg Emis Red Act - MER Removal Annual v3.1 | 557 | 7337 | MACT Fuel Choice Floor in lbs/MMBtu | FALSE | L | Annual | Generation | TWh | 11.6697 | 12.3218 | 12.3218 | 12.3218 | 10.8637 | 9.6964 | 9.8348
MN Hg Emis Red Act - MER Removal Annual v3.1 | 557 | 7337 | MACT Fuel Choice Floor in lbs/MMBtu | FALSE | L | Annual | Qualifying Generation | TWh | 11.6697 | 12.3218 | 12.3218 | 12.3218 | 10.8637 | 9.6964 | 9.8348
MN Hg Emis Red Act - MER Removal Annual v3.1 | 557 | 7337 | MACT Fuel Choice Floor in lbs/MMBtu | FALSE | L | Annual | Constraint Shadow Price | US2022$/Lb | 0 | 0 | 0 | 0 | 0 | 0 | 0
MT Hg Rate Lignite Annual v3.1 | 558 | 7342 | Rate Constraint in lbs/MMBtu | FALSE | L | Annual | Seasons Included | Seasons | Winter, Spring, Summer, Fall | Winter, Spring, Summer, Fall | Winter, Spring, Summer, Fall | Winter, Spring, Summer, Fall | Winter, Spring, Summer, Fall | Winter, Spring, Summer, Fall | Winter, Spring, Summer, Fall
MT Hg Rate Lignite Annual v3.1 | 558 | 7342 | Rate Constraint in lbs/MMBtu | FALSE | L | Annual | Standard MER | lb/MMBtu | 1.5e-06 | 1.5e-06 | 1.5e-06 | 1.5e-06 | 1.5e-06 | 1.5e-06 | 1.5e-06
MT Hg Rate Lignite Annual v3.1 | 558 | 7342 | Rate Constraint in lbs/MMBtu | FALSE | L | Annual | Emissions at Affected Plants MER | Lb | 0 | 0 | 0 | 0 | 0 | 0 | 0
MT Hg Rate Lignite Annual v3.1 | 558 | 7342 | Rate Constraint in lbs/MMBtu | FALSE | L | Annual | Allowances Purchased MER | Lb | 0 | 0 | 0 | 0 | 0 | 0 | 0
MT Hg Rate Lignite Annual v3.1 | 558 | 7342 | Rate Constraint in lbs/MMBtu | FALSE | L | Annual | Allowances Sold MER | Lb | 0 | 0 | 0 | 0 | 0 | 0 | 0
MT Hg Rate Lignite Annual v3.1 | 558 | 7342 | Rate Constraint in lbs/MMBtu | FALSE | L | Annual | Allowances Banked | Lb | 0 | 0 | 0 | 0 | 0 | 0 | 0
MT Hg Rate Lignite Annual v3.1 | 558 | 7342 | Rate Constraint in lbs/MMBtu | FALSE | L | Annual | Allowances Withdrawn (1:1) | Lb | 0 | 0 | 0 | 0 | 0 | 0 | 0
MT Hg Rate Lignite Annual v3.1 | 558 | 7342 | Rate Constraint in lbs/MMBtu | FALSE | L | Annual | Allowances Withdrawn (1:n) | Lb | 0 | 0 | 0 | 0 | 0 | 0 | 0
MT Hg Rate Lignite Annual v3.1 | 558 | 7342 | Rate Constraint in lbs/MMBtu | FALSE | L | Annual | Total | Lb | 0 | 0 | 0 | 0 | 0 | 0 | 0
MT Hg Rate Lignite Annual v3.1 | 558 | 7342 | Rate Constraint in lbs/MMBtu | FALSE | L | Annual | Fuel Consumed | TBtu | 0 | 0 | 0 | 0 | 0 | 0 | 0
MT Hg Rate Lignite Annual v3.1 | 558 | 7342 | Rate Constraint in lbs/MMBtu | FALSE | L | Annual | Rate | lb/MMBtu | 0 | 0 | 0 | 0 | 0 | 0 | 0
MT Hg Rate Lignite Annual v3.1 | 558 | 7342 | Rate Constraint in lbs/MMBtu | FALSE | L | Annual | Generation | TWh | 0 | 0 | 0 | 0 | 0 | 0 | 0
MT Hg Rate Lignite Annual v3.1 | 558 | 7342 | Rate Constraint in lbs/MMBtu | FALSE | L | Annual | Qualifying Generation | TWh | 0 | 0 | 0 | 0 | 0 | 0 | 0
MT Hg Rate Lignite Annual v3.1 | 558 | 7342 | Rate Constraint in lbs/MMBtu | FALSE | L | Annual | Rate | lb/MWh | 0 | 0 | 0 | 0 | 0 | 0 | 0
MT Hg Rate Lignite Annual v3.1 | 558 | 7342 | Rate Constraint in lbs/MMBtu | FALSE | L | Annual | Constraint Shadow Price | US2022$/Lb | 0 | 0 | 0 | 0 | 0 | 0 | 0
MT Hg Rate Non Lignite Annual v3.1 | 559 | 7341 | Rate Constraint in lbs/MMBtu | FALSE | L | Annual | Seasons Included | Seasons | Winter, Spring, Summer, Fall | Winter, Spring, Summer, Fall | Winter, Spring, Summer, Fall | Winter, Spring, Summer, Fall | Winter, Spring, Summer, Fall | Winter, Spring, Summer, Fall | Winter, Spring, Summer, Fall
MT Hg Rate Non Lignite Annual v3.1 | 559 | 7341 | Rate Constraint in lbs/MMBtu | FALSE | L | Annual | Standard MER | lb/MMBtu | 9e-07 | 9e-07 | 9e-07 | 9e-07 | 9e-07 | 9e-07 | 9e-07
MT Hg Rate Non Lignite Annual v3.1 | 559 | 7341 | Rate Constraint in lbs/MMBtu | FALSE | L | Annual | Emissions at Affected Plants MER | Lb | 59.8158 | 59.8158 | 59.8158 | 59.8908 | 53.1786 | 53.1786 | 53.1786
MT Hg Rate Non Lignite Annual v3.1 | 559 | 7341 | Rate Constraint in lbs/MMBtu | FALSE | L | Annual | Allowances Purchased MER | Lb | 0 | 0 | 0 | 0 | 0 | 0 | 0
MT Hg Rate Non Lignite Annual v3.1 | 559 | 7341 | Rate Constraint in lbs/MMBtu | FALSE | L | Annual | Allowances Sold MER | Lb | 0 | 0 | 0 | 0 | 0 | 0 | 0
MT Hg Rate Non Lignite Annual v3.1 | 559 | 7341 | Rate Constraint in lbs/MMBtu | FALSE | L | Annual | Allowances Banked | Lb | 0 | 0 | 0 | 0 | 0 | 0 | 0
MT Hg Rate Non Lignite Annual v3.1 | 559 | 7341 | Rate Constraint in lbs/MMBtu | FALSE | L | Annual | Allowances Withdrawn (1:1) | Lb | 0 | 0 | 0 | 0 | 0 | 0 | 0
MT Hg Rate Non Lignite Annual v3.1 | 559 | 7341 | Rate Constraint in lbs/MMBtu | FALSE | L | Annual | Allowances Withdrawn (1:n) | Lb | 0 | 0 | 0 | 0 | 0 | 0 | 0
MT Hg Rate Non Lignite Annual v3.1 | 559 | 7341 | Rate Constraint in lbs/MMBtu | FALSE | L | Annual | Total | Lb | 59.8158 | 59.8158 | 59.8158 | 59.8908 | 53.1786 | 53.1786 | 53.1786
MT Hg Rate Non Lignite Annual v3.1 | 559 | 7341 | Rate Constraint in lbs/MMBtu | FALSE | L | Annual | Fuel Consumed | TBtu | 127.648 | 127.648 | 127.648 | 123.7805 | 114.5671 | 114.5671 | 114.5671
MT Hg Rate Non Lignite Annual v3.1 | 559 | 7341 | Rate Constraint in lbs/MMBtu | FALSE | L | Annual | Rate | lb/MMBtu | 4.686e-07 | 4.686e-07 | 4.686e-07 | 4.8385e-07 | 4.6417e-07 | 4.6417e-07 | 4.6417e-07
MT Hg Rate Non Lignite Annual v3.1 | 559 | 7341 | Rate Constraint in lbs/MMBtu | FALSE | L | Annual | Generation | TWh | 11.6399 | 11.6399 | 11.3477 | 11.0702 | 10.6233 | 10.6233 | 10.6233
MT Hg Rate Non Lignite Annual v3.1 | 559 | 7341 | Rate Constraint in lbs/MMBtu | FALSE | L | Annual | Qualifying Generation | TWh | 11.6399 | 11.6399 | 11.3477 | 11.0702 | 10.6233 | 10.6233 | 10.6233
MT Hg Rate Non Lignite Annual v3.1 | 559 | 7341 | Rate Constraint in lbs/MMBtu | FALSE | L | Annual | Rate | lb/MWh | 10.2777 | 10.2777 | 10.5424 | 10.8202 | 10.0117 | 10.0117 | 10.0117
MT Hg Rate Non Lignite Annual v3.1 | 559 | 7341 | Rate Constraint in lbs/MMBtu | FALSE | L | Annual | Constraint Shadow Price | US2022$/Lb | 0 | 0 | 0 | 0 | 0 | 0 | 0
NC - CO2 Cap Annual v6.21 | 560 | 7737 | Rate Constraint in MTons | FALSE | L | Annual | Seasons Included | Seasons | Winter, Spring, Summer, Fall | Winter, Spring, Summer, Fall | Winter, Spring, Summer, Fall | Winter, Spring, Summer, Fall | Winter, Spring, Summer, Fall | Winter, Spring, Summer, Fall | Winter, Spring, Summer, Fall
NC - CO2 Cap Annual v6.21 | 560 | 7737 | Rate Constraint in MTons | FALSE | L | Annual | Standard CO2 | Thousand Tons | NA | 24956.762 | 24956.762 | 24956.762 | 24956.762 | 24956.762 | 24956.762
NC - CO2 Cap Annual v6.21 | 560 | 7737 | Rate Constraint in MTons | FALSE | L | Annual | Emissions at Affected Plants CO2 | Thousand Tons | 0 | 24956.762 | 24956.762 | 24956.762 | 24956.762 | 24956.762 | 24956.762
NC - CO2 Cap Annual v6.21 | 560 | 7737 | Rate Constraint in MTons | FALSE | L | Annual | Allowances Purchased CO2 | Thousand Tons | 0 | 0 | 0 | 0 | 0 | 0 | 0
NC - CO2 Cap Annual v6.21 | 560 | 7737 | Rate Constraint in MTons | FALSE | L | Annual | Allowances Sold CO2 | Thousand Tons | 0 | 0 | 0 | 0 | 0 | 0 | 0
NC - CO2 Cap Annual v6.21 | 560 | 7737 | Rate Constraint in MTons | FALSE | L | Annual | Allowances Banked | Thousand Tons | 0 | 0 | 0 | 0 | 0 | 0 | 0
NC - CO2 Cap Annual v6.21 | 560 | 7737 | Rate Constraint in MTons | FALSE | L | Annual | Allowances Withdrawn (1:1) | Thousand Tons | 0 | 0 | 0 | 0 | 0 | 0 | 0
NC - CO2 Cap Annual v6.21 | 560 | 7737 | Rate Constraint in MTons | FALSE | L | Annual | Allowances Withdrawn (1:n) | Thousand Tons | 0 | 0 | 0 | 0 | 0 | 0 | 0
NC - CO2 Cap Annual v6.21 | 560 | 7737 | Rate Constraint in MTons | FALSE | L | Annual | Total | Thousand Tons | 0 | 24956.762 | 24956.762 | 24956.762 | 24956.762 | 24956.762 | 24956.762
NC - CO2 Cap Annual v6.21 | 560 | 7737 | Rate Constraint in MTons | FALSE | L | Annual | Fuel Consumed | TBtu | 0 | 358.3248 | 419.2155 | 421.7307 | 421.8073 | 421.5865 | 422.2773
NC - CO2 Cap Annual v6.21 | 560 | 7737 | Rate Constraint in MTons | FALSE | L | Annual | Rate | lb/MMBtu | 0 | 139.2969 | 119.0641 | 118.354 | 118.3325 | 118.3945 | 118.2008
NC - CO2 Cap Annual v6.21 | 560 | 7737 | Rate Constraint in MTons | FALSE | L | Annual | Generation | TWh | 0 | 72.1986 | 143.4377 | 166.7966 | 153.7405 | 143.0566 | 142.6402
NC - CO2 Cap Annual v6.21 | 560 | 7737 | Rate Constraint in MTons | FALSE | L | Annual | Qualifying Generation | TWh | 0 | 48.5705 | 65.5225 | 66.6335 | 66.642 | 66.1552 | 65.9588
NC - CO2 Cap Annual v6.21 | 560 | 7737 | Rate Constraint in MTons | FALSE | L | Annual | Rate | lb/MWh | 0 | 1027.6511 | 761.7765 | 749.0756 | 748.9802 | 754.4913 | 756.738
NC - CO2 Cap Annual v6.21 | 560 | 7737 | Rate Constraint in MTons | FALSE | L | Annual | Constraint Shadow Price | US2022$/Ton | 0 | 15.0673 | 14.1883 | 17.3205 | 12.6326 | 13.3732 | 24.082
New Hampshire MER Removal Annual v3.1 | 561 | 7346 | MACT Fuel Choice Floor in lbs/MMBtu | FALSE | L | Annual | Seasons Included | Seasons | Winter, Spring, Summer, Fall | Winter, Spring, Summer, Fall | Winter, Spring, Summer, Fall | Winter, Spring, Summer, Fall | Winter, Spring, Summer, Fall | Winter, Spring, Summer, Fall | Winter, Spring, Summer, Fall
New Hampshire MER Removal Annual v3.1 | 561 | 7346 | MACT Fuel Choice Floor in lbs/MMBtu | FALSE | L | Annual | Emission Floor MER | lbs/MMBtu | 0 | 0 | 0 | 0 | 0 | 0 | 0
New Hampshire MER Removal Annual v3.1 | 561 | 7346 | MACT Fuel Choice Floor in lbs/MMBtu | FALSE | L | Annual | Emissions at Affected Plants MER | Lb | 3.6837 | 4.5534 | 0 | 0 | 0 | 0 | 0
New Hampshire MER Removal Annual v3.1 | 561 | 7346 | MACT Fuel Choice Floor in lbs/MMBtu | FALSE | L | Annual | Allowances Purchased MER | Lb | 0 | 0 | 0 | 0 | 0 | 0 | 0
New Hampshire MER Removal Annual v3.1 | 561 | 7346 | MACT Fuel Choice Floor in lbs/MMBtu | FALSE | L | Annual | Allowances Sold MER | Lb | 0 | 0 | 0 | 0 | 0 | 0 | 0
New Hampshire MER Removal Annual v3.1 | 561 | 7346 | MACT Fuel Choice Floor in lbs/MMBtu | FALSE | L | Annual | Allowances Banked | Lb | 0 | 0 | 0 | 0 | 0 | 0 | 0
New Hampshire MER Removal Annual v3.1 | 561 | 7346 | MACT Fuel Choice Floor in lbs/MMBtu | FALSE | L | Annual | Allowances Withdrawn (1:1) | Lb | 0 | 0 | 0 | 0 | 0 | 0 | 0
New Hampshire MER Removal Annual v3.1 | 561 | 7346 | MACT Fuel Choice Floor in lbs/MMBtu | FALSE | L | Annual | Allowances Withdrawn (1:n) | Lb | 0 | 0 | 0 | 0 | 0 | 0 | 0
New Hampshire MER Removal Annual v3.1 | 561 | 7346 | MACT Fuel Choice Floor in lbs/MMBtu | FALSE | L | Annual | Total | Lb | 3.6837 | 4.5534 | 0 | 0 | 0 | 0 | 0
New Hampshire MER Removal Annual v3.1 | 561 | 7346 | MACT Fuel Choice Floor in lbs/MMBtu | FALSE | L | Annual | Fuel Consumed | TBtu | 7.7879 | 9.3115 | 0 | 0 | 0 | 0 | 0
New Hampshire MER Removal Annual v3.1 | 561 | 7346 | MACT Fuel Choice Floor in lbs/MMBtu | FALSE | L | Annual | Rate | lbs/MMBtu | 4.73e-07 | 4.8901e-07 | 0 | 0 | 0 | 0 | 0
New Hampshire MER Removal Annual v3.1 | 561 | 7346 | MACT Fuel Choice Floor in lbs/MMBtu | FALSE | L | Annual | Generation | TWh | 0.7023 | 0.80737 | 0 | 0 | 0 | 0 | 0
New Hampshire MER Removal Annual v3.1 | 561 | 7346 | MACT Fuel Choice Floor in lbs/MMBtu | FALSE | L | Annual | Qualifying Generation | TWh | 0.7023 | 0.80737 | 0 | 0 | 0 | 0 | 0
New Hampshire MER Removal Annual v3.1 | 561 | 7346 | MACT Fuel Choice Floor in lbs/MMBtu | FALSE | L | Annual | Constraint Shadow Price | US2022$/Lb | 0 | 0 | 0 | 0 | 0 | 0 | 0
New Hampshire 6 Unit - NOX Cap Annual v3.1 | 562 | 7343 | Rate Constraint in MTons | FALSE | L | Annual | Seasons Included | Seasons | Winter, Spring, Summer, Fall | Winter, Spring, Summer, Fall | Winter, Spring, Summer, Fall | Winter, Spring, Summer, Fall | Winter, Spring, Summer, Fall | Winter, Spring, Summer, Fall | Winter, Spring, Summer, Fall
New Hampshire 6 Unit - NOX Cap Annual v3.1 | 562 | 7343 | Rate Constraint in MTons | FALSE | L | Annual | Standard NOX | Thousand Tons | 3.64 | 3.64 | 3.64 | 3.64 | 3.64 | 3.64 | 3.64
New Hampshire 6 Unit - NOX Cap Annual v3.1 | 562 | 7343 | Rate Constraint in MTons | FALSE | L | Annual | Emissions at Affected Plants NOX | Thousand Tons | 0.27258 | 0.41655 | 0 | 0 | 0 | 0 | 0
New Hampshire 6 Unit - NOX Cap Annual v3.1 | 562 | 7343 | Rate Constraint in MTons | FALSE | L | Annual | Allowances Purchased NOX | Thousand Tons | 0 | 0 | 0 | 0 | 0 | 0 | 0
New Hampshire 6 Unit - NOX Cap Annual v3.1 | 562 | 7343 | Rate Constraint in MTons | FALSE | L | Annual | Allowances Sold NOX | Thousand Tons | 0 | 0 | 0 | 0 | 0 | 0 | 0
New Hampshire 6 Unit - NOX Cap Annual v3.1 | 562 | 7343 | Rate Constraint in MTons | FALSE | L | Annual | Allowances Banked | Thousand Tons | 0 | 0 | 0 | 0 | 3.0333 | 0 | 0
New Hampshire 6 Unit - NOX Cap Annual v3.1 | 562 | 7343 | Rate Constraint in MTons | FALSE | L | Annual | Allowances Withdrawn (1:1) | Thousand Tons | 0 | 0 | 0 | 0 | 0 | -3.64 | 0
New Hampshire 6 Unit - NOX Cap Annual v3.1 | 562 | 7343 | Rate Constraint in MTons | FALSE | L | Annual | Allowances Withdrawn (1:n) | Thousand Tons | 0 | 0 | 0 | 0 | 0 | 0 | 0
New Hampshire 6 Unit - NOX Cap Annual v3.1 | 562 | 7343 | Rate Constraint in MTons | FALSE | L | Annual | Total | Thousand Tons | 0.27258 | 0.41655 | 0 | 0 | 3.0333 | -3.64 | 0
New Hampshire 6 Unit - NOX Cap Annual v3.1 | 562 | 7343 | Rate Constraint in MTons | FALSE | L | Annual | Fuel Consumed | TBtu | 7.7879 | 9.3115 | 0 | 0 | 0 | 0 | 0
New Hampshire 6 Unit - NOX Cap Annual v3.1 | 562 | 7343 | Rate Constraint in MTons | FALSE | L | Annual | Rate | lb/MMBtu | 0.07 | 0.08947 | 0 | 0 | 0 | 0 | 0
New Hampshire 6 Unit - NOX Cap Annual v3.1 | 562 | 7343 | Rate Constraint in MTons | FALSE | L | Annual | Generation | TWh | 0.7023 | 0.80737 | 0 | 0 | 0 | 0 | 0
New Hampshire 6 Unit - NOX Cap Annual v3.1 | 562 | 7343 | Rate Constraint in MTons | FALSE | L | Annual | Qualifying Generation | TWh | 0.7023 | 0.80737 | 0 | 0 | 0 | 0 | 0
New Hampshire 6 Unit - NOX Cap Annual v3.1 | 562 | 7343 | Rate Constraint in MTons | FALSE | L | Annual | Rate | lb/MWh | 0.77624 | 1.0319 | 0 | 0 | 0 | 0 | 0
New Hampshire 6 Unit - NOX Cap Annual v3.1 | 562 | 7343 | Rate Constraint in MTons | FALSE | L | Annual | Constraint Shadow Price | US2022$/Ton | 0 | 0 | 0 | 0 | 0 | 0 | 0
New Hampshire 6 Unit - SO2 Cap Annual v3.1 | 563 | 7344 | Rate Constraint in MTons | FALSE | L | Annual | Seasons Included | Seasons | Winter, Spring, Summer, Fall | Winter, Spring, Summer, Fall | Winter, Spring, Summer, Fall | Winter, Spring, Summer, Fall | Winter, Spring, Summer, Fall | Winter, Spring, Summer, Fall | Winter, Spring, Summer, Fall
New Hampshire 6 Unit - SO2 Cap Annual v3.1 | 563 | 7344 | Rate Constraint in MTons | FALSE | L | Annual | Standard SO2 | Thousand Tons | 7.29 | 7.29 | 7.29 | 7.29 | 7.29 | 7.29 | 7.29
New Hampshire 6 Unit - SO2 Cap Annual v3.1 | 563 | 7344 | Rate Constraint in MTons | FALSE | L | Annual | Emissions at Affected Plants SO2 | Thousand Tons | 0.32054 | 0.80202 | 0 | 0 | 0 | 0 | 0
New Hampshire 6 Unit - SO2 Cap Annual v3.1 | 563 | 7344 | Rate Constraint in MTons | FALSE | L | Annual | Allowances Purchased SO2 | Thousand Tons | 0 | 0 | 0 | 0 | 0 | 0 | 0
New Hampshire 6 Unit - SO2 Cap Annual v3.1 | 563 | 7344 | Rate Constraint in MTons | FALSE | L | Annual | Allowances Sold SO2 | Thousand Tons | 0 | 0 | 0 | 0 | 0 | 0 | 0
New Hampshire 6 Unit - SO2 Cap Annual v3.1 | 563 | 7344 | Rate Constraint in MTons | FALSE | L | Annual | Allowances Banked | Thousand Tons | 0 | 0 | 0 | 0 | 6.075 | 10.206 | 0
New Hampshire 6 Unit - SO2 Cap Annual v3.1 | 563 | 7344 | Rate Constraint in MTons | FALSE | L | Annual | Allowances Withdrawn (1:1) | Thousand Tons | 0 | 0 | 0 | 0 | 0 | -7.29 | -7.29
New Hampshire 6 Unit - SO2 Cap Annual v3.1 | 563 | 7344 | Rate Constraint in MTons | FALSE | L | Annual | Allowances Withdrawn (1:n) | Thousand Tons | 0 | 0 | 0 | 0 | 0 | 0 | 0
New Hampshire 6 Unit - SO2 Cap Annual v3.1 | 563 | 7344 | Rate Constraint in MTons | FALSE | L | Annual | Total | Thousand Tons | 0.32054 | 0.80202 | 0 | 0 | 6.075 | 2.916 | -7.29
New Hampshire 6 Unit - SO2 Cap Annual v3.1 | 563 | 7344 | Rate Constraint in MTons | FALSE | L | Annual | Fuel Consumed | TBtu | 7.7879 | 9.3115 | 0 | 0 | 0 | 0 | 0
New Hampshire 6 Unit - SO2 Cap Annual v3.1 | 563 | 7344 | Rate Constraint in MTons | FALSE | L | Annual | Rate | lb/MMBtu | 0.082319 | 0.17226 | 0 | 0 | 0 | 0 | 0
New Hampshire 6 Unit - SO2 Cap Annual v3.1 | 563 | 7344 | Rate Constraint in MTons | FALSE | L | Annual | Generation | TWh | 0.7023 | 0.80737 | 0 | 0 | 0 | 0 | 0
New Hampshire 6 Unit - SO2 Cap Annual v3.1 | 563 | 7344 | Rate Constraint in MTons | FALSE | L | Annual | Qualifying Generation | TWh | 0.7023 | 0.80737 | 0 | 0 | 0 | 0 | 0
New Hampshire 6 Unit - SO2 Cap Annual v3.1 | 563 | 7344 | Rate Constraint in MTons | FALSE | L | Annual | Rate | lb/MWh | 0.91284 | 1.9867 | 0 | 0 | 0 | 0 | 0
New Hampshire 6 Unit - SO2 Cap Annual v3.1 | 563 | 7344 | Rate Constraint in MTons | FALSE | L | Annual | Constraint Shadow Price | US2022$/Ton | 0 | 0 | 0 | 0 | 0 | 0 | 0
New Hampshire State - NOX Cap Summer v3.1 | 564 | 7345 | Rate Constraint in MTons | FALSE | L | Annual | Seasons Included | Seasons | Summer | Summer | Summer | Summer | Summer | Summer | Summer
New Hampshire State - NOX Cap Summer v3.1 | 564 | 7345 | Rate Constraint in MTons | FALSE | L | Annual | Standard NOX | Thousand Tons | 2.4 | 2.4 | 2.4 | 2.4 | 2.4 | 2.4 | 2.4
New Hampshire State - NOX Cap Summer v3.1 | 564 | 7345 | Rate Constraint in MTons | FALSE | L | Annual | Emissions at Affected Plants NOX | Thousand Tons | 0.069693 | 0.07455 | 0.016736 | 0.098614 | 0.050727 | 0.030666 | 0.026311
New Hampshire State - NOX Cap Summer v3.1 | 564 | 7345 | Rate Constraint in MTons | FALSE | L | Annual | Allowances Purchased NOX | Thousand Tons | 0 | 0 | 0 | 0 | 0 | 0 | 0
New Hampshire State - NOX Cap Summer v3.1 | 564 | 7345 | Rate Constraint in MTons | FALSE | L | Annual | Allowances Sold NOX | Thousand Tons | 0 | 0 | 0 | 0 | 0 | 0 | 0
New Hampshire State - NOX Cap Summer v3.1 | 564 | 7345 | Rate Constraint in MTons | FALSE | L | Annual | Allowances Banked | Thousand Tons | 0 | 0 | 1.6 | 0 | 0.82556 | 2.3693 | 0
New Hampshire State - NOX Cap Summer v3.1 | 564 | 7345 | Rate Constraint in MTons | FALSE | L | Annual | Allowances Withdrawn (1:1) | Thousand Tons | 0 | 0 | 0 | -2.4 | 0 | 0 | -2.4
New Hampshire State - NOX Cap Summer v3.1 | 564 | 7345 | Rate Constraint in MTons | FALSE | L | Annual | Allowances Withdrawn (1:n) | Thousand Tons | 0 | 0 | 0 | 0 | 0 | 0 | 0
New Hampshire State - NOX Cap Summer v3.1 | 564 | 7345 | Rate Constraint in MTons | FALSE | L | Annual | Total | Thousand Tons | 0.069693 | 0.07455 | 1.6167 | -2.3014 | 0.87628 | 2.4 | -2.3737
New Hampshire State - NOX Cap Summer v3.1 | 564 | 7345 | Rate Constraint in MTons | FALSE | L | Annual | Fuel Consumed | TBtu | 13.5549 | 14.4996 | 3.5388 | 18.875 | 9.5561 | 5.9066 | 5.3189
New Hampshire State - NOX Cap Summer v3.1 | 564 | 7345 | Rate Constraint in MTons | FALSE | L | Annual | Rate | lb/MMBtu | 0.010283 | 0.010283 | 0.0094586 | 0.010449 | 0.010617 | 0.010384 | 0.0098933
New Hampshire State - NOX Cap Summer v3.1 | 564 | 7345 | Rate Constraint in MTons | FALSE | L | Annual | Generation | TWh | 1.8244 | 1.9515 | 0.47907 | 5.1823 | 3.9709 | 1.2959 | 2.0552
New Hampshire State - NOX Cap Summer v3.1 | 564 | 7345 | Rate Constraint in MTons | FALSE | L | Annual | Qualifying Generation | TWh | 1.8244 | 1.9515 | 0.47907 | 2.6543 | 1.4019 | 0.81656 | 0.77694
New Hampshire State - NOX Cap Summer v3.1 | 564 | 7345 | Rate Constraint in MTons | FALSE | L | Annual | Rate | lb/MWh | 0.076402 | 0.076402 | 0.069868 | 0.074306 | 0.072369 | 0.07511 | 0.067729
New Hampshire State - NOX Cap Summer v3.1 | 564 | 7345 | Rate Constraint in MTons | FALSE | L | Annual | Constraint Shadow Price | US2022$/Ton | 0 | 0 | 0 | 0 | 0 | 0 | 0
New Jersey - MER Removal Annual v3.1 | 565 | 7348 | MACT Fuel Choice Floor in lbs/MMBtu | FALSE | L | Annual | Seasons Included | Seasons | Winter, Spring, Summer, Fall | Winter, Spring, Summer, Fall | Winter, Spring, Summer, Fall | Winter, Spring, Summer, Fall | Winter, Spring, Summer, Fall | Winter, Spring, Summer, Fall | Winter, Spring, Summer, Fall
New Jersey - MER Removal Annual v3.1 | 565 | 7348 | MACT Fuel Choice Floor in lbs/MMBtu | FALSE | L | Annual | Emission Floor MER | lbs/MMBtu | 0 | 0 | 0 | 0 | 0 | 0 | 0
New Jersey - MER Removal Annual v3.1 | 565 | 7348 | MACT Fuel Choice Floor in lbs/MMBtu | FALSE | L | Annual | Emissions at Affected Plants MER | Lb | 0 | 0 | 0 | 0 | 0 | 0 | 0
New Jersey - MER Removal Annual v3.1 | 565 | 7348 | MACT Fuel Choice Floor in lbs/MMBtu | FALSE | L | Annual | Allowances Purchased MER | Lb | 0 | 0 | 0 | 0 | 0 | 0 | 0
New Jersey - MER Removal Annual v3.1 | 565 | 7348 | MACT Fuel Choice Floor in lbs/MMBtu | FALSE | L | Annual | Allowances Sold MER | Lb | 0 | 0 | 0 | 0 | 0 | 0 | 0
New Jersey - MER Removal Annual v3.1 | 565 | 7348 | MACT Fuel Choice Floor in lbs/MMBtu | FALSE | L | Annual | Allowances Banked | Lb | 0 | 0 | 0 | 0 | 0 | 0 | 0
New Jersey - MER Removal Annual v3.1 | 565 | 7348 | MACT Fuel Choice Floor in lbs/MMBtu | FALSE | L | Annual | Allowances Withdrawn (1:1) | Lb | 0 | 0 | 0 | 0 | 0 | 0 | 0
New Jersey - MER Removal Annual v3.1 | 565 | 7348 | MACT Fuel Choice Floor in lbs/MMBtu | FALSE | L | Annual | Allowances Withdrawn (1:n) | Lb | 0 | 0 | 0 | 0 | 0 | 0 | 0
New Jersey - MER Removal Annual v3.1 | 565 | 7348 | MACT Fuel Choice Floor in lbs/MMBtu | FALSE | L | Annual | Total | Lb | 0 | 0 | 0 | 0 | 0 | 0 | 0
New Jersey - MER Removal Annual v3.1 | 565 | 7348 | MACT Fuel Choice Floor in lbs/MMBtu | FALSE | L | Annual | Fuel Consumed | TBtu | 0 | 0 | 0 | 0 | 0 | 0 | 0
New Jersey - MER Removal Annual v3.1 | 565 | 7348 | MACT Fuel Choice Floor in lbs/MMBtu | FALSE | L | Annual | Rate | lbs/MMBtu | 0 | 0 | 0 | 0 | 0 | 0 | 0
New Jersey - MER Removal Annual v3.1 | 565 | 7348 | MACT Fuel Choice Floor in lbs/MMBtu | FALSE | L | Annual | Generation | TWh | 0 | 0 | 0 | 0 | 0 | 0 | 0
New Jersey - MER Removal Annual v3.1 | 565 | 7348 | MACT Fuel Choice Floor in lbs/MMBtu | FALSE | L | Annual | Qualifying Generation | TWh | 0 | 0 | 0 | 0 | 0 | 0 | 0
New Jersey - MER Removal Annual v3.1 | 565 | 7348 | MACT Fuel Choice Floor in lbs/MMBtu | FALSE | L | Annual | Constraint Shadow Price | US2022$/Lb | 0 | 0 | 0 | 0 | 0 | 0 | 0
Newington Station 1 - SO2 Rate v5.12 | 566 | 7347 | Rate Constraint in lbs/MMBtu | FALSE | L | Annual | Seasons Included | Seasons | Winter, Spring, Summer, Fall | Winter, Spring, Summer, Fall | Winter, Spring, Summer, Fall | Winter, Spring, Summer, Fall | Winter, Spring, Summer, Fall | Winter, Spring, Summer, Fall | Winter, Spring, Summer, Fall
Newington Station 1 - SO2 Rate v5.12 | 566 | 7347 | Rate Constraint in lbs/MMBtu | FALSE | L | Annual | Standard SO2 | lb/MMBtu | 0.5 | 0.5 | 0.5 | 0.5 | 0.5 | 0.5 | 0.5
Newington Station 1 - SO2 Rate v5.12 | 566 | 7347 | Rate Constraint in lbs/MMBtu | FALSE | L | Annual | Emissions at Affected Plants SO2 | Thousand Tons | 0 | 0 | 0 | 0 | 0 | 0 | 0
Newington Station 1 - SO2 Rate v5.12 | 566 | 7347 | Rate Constraint in lbs/MMBtu | FALSE | L | Annual | Allowances Purchased SO2 | Thousand Tons | 0 | 0 | 0 | 0 | 0 | 0 | 0
Newington Station 1 - SO2 Rate v5.12 | 566 | 7347 | Rate Constraint in lbs/MMBtu | FALSE | L | Annual | Allowances Sold SO2 | Thousand Tons | 0 | 0 | 0 | 0 | 0 | 0 | 0
Newington Station 1 - SO2 Rate v5.12 | 566 | 7347 | Rate Constraint in lbs/MMBtu | FALSE | L | Annual | Allowances Banked | Thousand Tons | 0 | 0 | 0 | 0 | 0 | 0 | 0
Newington Station 1 - SO2 Rate v5.12 | 566 | 7347 | Rate Constraint in lbs/MMBtu | FALSE | L | Annual | Allowances Withdrawn (1:1) | Thousand Tons | 0 | 0 | 0 | 0 | 0 | 0 | 0
Newington Station 1 - SO2 Rate v5.12 | 566 | 7347 | Rate Constraint in lbs/MMBtu | FALSE | L | Annual | Allowances Withdrawn (1:n) | Thousand Tons | 0 | 0 | 0 | 0 | 0 | 0 | 0
Newington Station 1 - SO2 Rate v5.12 | 566 | 7347 | Rate Constraint in lbs/MMBtu | FALSE | L | Annual | Total | Thousand Tons | 0 | 0 | 0 | 0 | 0 | 0 | 0
Newington Station 1 - SO2 Rate v5.12 | 566 | 7347 | Rate Constraint in lbs/MMBtu | FALSE | L | Annual | Fuel Consumed | TBtu | 0 | 0 | 0 | 0 | 0 | 0 | 0
Newington Station 1 - SO2 Rate v5.12 | 566 | 7347 | Rate Constraint in lbs/MMBtu | FALSE | L | Annual | Rate | lb/MMBtu | 0 | 0 | 0 | 0 | 0 | 0 | 0
Newington Station 1 - SO2 Rate v5.12 | 566 | 7347 | Rate Constraint in lbs/MMBtu | FALSE | L | Annual | Generation | TWh | 0 | 0 | 0 | 0 | 0 | 0 | 0
Newington Station 1 - SO2 Rate v5.12 | 566 | 7347 | Rate Constraint in lbs/MMBtu | FALSE | L | Annual | Qualifying Generation | TWh | 0 | 0 | 0 | 0 | 0 | 0 | 0
Newington Station 1 - SO2 Rate v5.12 | 566 | 7347 | Rate Constraint in lbs/MMBtu | FALSE | L | Annual | Rate | lb/MWh | 0 | 0 | 0 | 0 | 0 | 0 | 0
Newington Station 1 - SO2 Rate v5.12 | 566 | 7347 | Rate Constraint in lbs/MMBtu | FALSE | L | Annual | Constraint Shadow Price | US2022$/Ton | 0 | 0 | 0 | 0 | 0 | 0 | 0
NJ SO2 Constraint v5.14 | 567 | 7349 | Rate Constraint in lbs/MMBtu | FALSE | L | Annual | Seasons Included | Seasons | Winter, Spring, Summer, Fall | Winter, Spring, Summer, Fall | Winter, Spring, Summer, Fall | Winter, Spring, Summer, Fall | Winter, Spring, Summer, Fall | Winter, Spring, Summer, Fall | Winter, Spring, Summer, Fall
NJ SO2 Constraint v5.14 | 567 | 7349 | Rate Constraint in lbs/MMBtu | FALSE | L | Annual | Standard SO2 | lb/MMBtu | 0.15 | 0.15 | 0.15 | 0.15 | 0.15 | 0.15 | 0.15
NJ SO2 Constraint v5.14 | 567 | 7349 | Rate Constraint in lbs/MMBtu | FALSE | L | Annual | Emissions at Affected Plants SO2 | Thousand Tons | 0 | 0 | 0 | 0 | 0 | 0 | 0
NJ SO2 Constraint v5.14 | 567 | 7349 | Rate Constraint in lbs/MMBtu | FALSE | L | Annual | Allowances Purchased SO2 | Thousand Tons | 0 | 0 | 0 | 0 | 0 | 0 | 0
NJ SO2 Constraint v5.14 | 567 | 7349 | Rate Constraint in lbs/MMBtu | FALSE | L | Annual | Allowances Sold SO2 | Thousand Tons | 0 | 0 | 0 | 0 | 0 | 0 | 0
NJ SO2 Constraint v5.14 | 567 | 7349 | Rate Constraint in lbs/MMBtu | FALSE | L | Annual | Allowances Banked | Thousand Tons | 0 | 0 | 0 | 0 | 0 | 0 | 0
NJ SO2 Constraint v5.14 | 567 | 7349 | Rate Constraint in lbs/MMBtu | FALSE | L | Annual | Allowances Withdrawn (1:1) | Thousand Tons | 0 | 0 | 0 | 0 | 0 | 0 | 0
NJ SO2 Constraint v5.14 | 567 | 7349 | Rate Constraint in lbs/MMBtu | FALSE | L | Annual | Allowances Withdrawn (1:n) | Thousand Tons | 0 | 0 | 0 | 0 | 0 | 0 | 0
NJ SO2 Constraint v5.14 | 567 | 7349 | Rate Constraint in lbs/MMBtu | FALSE | L | Annual | Total | Thousand Tons | 0 | 0 | 0 | 0 | 0 | 0 | 0
NJ SO2 Constraint v5.14 | 567 | 7349 | Rate Constraint in lbs/MMBtu | FALSE | L | Annual | Fuel Consumed | TBtu | 0 | 0 | 0 | 0 | 0 | 0 | 0
NJ SO2 Constraint v5.14 | 567 | 7349 | Rate Constraint in lbs/MMBtu | FALSE | L | Annual | Rate | lb/MMBtu | 0 | 0 | 0 | 0 | 0 | 0 | 0
NJ SO2 Constraint v5.14 | 567 | 7349 | Rate Constraint in lbs/MMBtu | FALSE | L | Annual | Generation | TWh | 0 | 0 | 0 | 0 | 0 | 0 | 0
NJ SO2 Constraint v5.14 | 567 | 7349 | Rate Constraint in lbs/MMBtu | FALSE | L | Annual | Qualifying Generation | TWh | 0 | 0 | 0 | 0 | 0 | 0 | 0
NJ SO2 Constraint v5.14 | 567 | 7349 | Rate Constraint in lbs/MMBtu | FALSE | L | Annual | Rate | lb/MWh | 0 | 0 | 0 | 0 | 0 | 0 | 0
NJ SO2 Constraint v5.14 | 567 | 7349 | Rate Constraint in lbs/MMBtu | FALSE | L | Annual | Constraint Shadow Price | US2022$/Ton | 19964.9629 | 17606.6386 | 18631.1239 | 19393.5369 | 16241.5413 | 15636.8377 | 16833.9191
NODA Covanta Bristol 1 NOX Cap Annual v5.15 | 568 | 7255 | Rate Constraint in MTons | FALSE | L | Annual | Seasons Included | Seasons | Winter, Spring, Summer, Fall | Winter, Spring, Summer, Fall | Winter, Spring, Summer, Fall | Winter, Spring, Summer, Fall | Winter, Spring, Summer, Fall | Winter, Spring, Summer, Fall | Winter, Spring, Summer, Fall
NODA Covanta Bristol 1 NOX Cap Annual v5.15 | 568 | 7255 | Rate Constraint in MTons | FALSE | L | Annual | Standard NOX | Thousand Tons | 0.112 | 0.112 | 0.112 | 0.112 | 0.112 | 0.112 | 0.112
NODA Covanta Bristol 1 NOX Cap Annual v5.15 | 568 | 7255 | Rate Constraint in MTons | FALSE | L | Annual | Emissions at Affected Plants NOX | Thousand Tons | 0.10182 | 0.10182 | 0.10182 | 0 | 0 | 0 | 0
NODA Covanta Bristol 1 NOX Cap Annual v5.15 | 568 | 7255 | Rate Constraint in MTons | FALSE | L | Annual | Allowances Purchased NOX | Thousand Tons | 0 | 0 | 0 | 0 | 0 | 0 | 0
NODA Covanta Bristol 1 NOX Cap Annual v5.15 | 568 | 7255 | Rate Constraint in MTons | FALSE | L | Annual | Allowances Sold NOX | Thousand Tons | 0 | 0 | 0 | 0 | 0 | 0 | 0
NODA Covanta Bristol 1 NOX Cap Annual v5.15 | 568 | 7255 | Rate Constraint in MTons | FALSE | L | Annual | Allowances Banked | Thousand Tons | 0 | 0 | 0 | 0 | 0 | 0 | 0
NODA Covanta Bristol 1 NOX Cap Annual v5.15 | 568 | 7255 | Rate Constraint in MTons | FALSE | L | Annual | Allowances Withdrawn (1:1) | Thousand Tons | 0 | 0 | 0 | 0 | 0 | 0 | 0
NODA Covanta Bristol 1 NOX Cap Annual v5.15 | 568 | 7255 | Rate Constraint in MTons | FALSE | L | Annual | Allowances Withdrawn (1:n) | Thousand Tons | 0 | 0 | 0 | 0 | 0 | 0 | 0
NODA Covanta Bristol 1 NOX Cap Annual v5.15 | 568 | 7255 | Rate Constraint in MTons | FALSE | L | Annual | Total | Thousand Tons | 0.10182 | 0.10182 | 0.10182 | 0 | 0 | 0 | 0
NODA Covanta Bristol 1 NOX Cap Annual v5.15 | 568 | 7255 | Rate Constraint in MTons | FALSE | L | Annual | Fuel Consumed | TBtu | 0.93936 | 0.93936 | 0.93936 | 0 | 0 | 0 | 0
NODA Covanta Bristol 1 NOX Cap Annual v5.15 | 568 | 7255 | Rate Constraint in MTons | FALSE | L | Annual | Rate | lb/MMBtu | 0.21679 | 0.21679 | 0.21679 | 0 | 0 | 0 | 0
NODA Covanta Bristol 1 NOX Cap Annual v5.15 | 568 | 7255 | Rate Constraint in MTons | FALSE | L | Annual | Generation | TWh | 0.050699 | 0.050699 | 0.050699 | 0 | 0 | 0 | 0
NODA Covanta Bristol 1 NOX Cap Annual v5.15 | 568 | 7255 | Rate Constraint in MTons | FALSE | L | Annual | Qualifying Generation | TWh | 0.050699 | 0.050699 | 0.050699 | 0 | 0 | 0 | 0
NODA Covanta Bristol 1 NOX Cap Annual v5.15 | 568 | 7255 | Rate Constraint in MTons | FALSE | L | Annual | Rate | lb/MWh | 4.0167 | 4.0167 | 4.0167 | 0 | 0 | 0 | 0
NODA Covanta Bristol 1 NOX Cap Annual v5.15 | 568 | 7255 | Rate Constraint in MTons | FALSE | L | Annual | Constraint Shadow Price | US2022$/Ton | 0 | 0 | 0 | 0 | 0 | 0 | 0
NODA Covanta Bristol 2 NOX Cap Annual v5.15 | 569 | 7256 | Rate Constraint in MTons | FALSE | L | Annual | Seasons Included | Seasons | Winter, Spring, Summer, Fall | Winter, Spring, Summer, Fall | Winter, Spring, Summer, Fall | Winter, Spring, Summer, Fall | Winter, Spring, Summer, Fall | Winter, Spring, Summer, Fall | Winter, Spring, Summer, Fall
NODA Covanta Bristol 2 NOX Cap Annual v5.15 | 569 | 7256 | Rate Constraint in MTons | FALSE | L | Annual | Standard NOX | Thousand Tons | 0.1917 | 0.1917 | 0.1917 | 0.1917 | 0.1917 | 0.1917 | 0.1917
NODA Covanta Bristol 2 NOX Cap Annual v5.15 | 569 | 7256 | Rate Constraint in MTons | FALSE | L | Annual | Emissions at Affected Plants NOX | Thousand Tons | 0.12298 | 0.12298 | 0.12298 | 0 | 0 | 0 | 0
NODA Covanta Bristol 2 NOX Cap Annual v5.15 | 569 | 7256 | Rate Constraint in MTons | FALSE | L | Annual | Allowances Purchased NOX | Thousand Tons | 0 | 0 | 0 | 0 | 0 | 0 | 0
NODA Covanta Bristol 2 NOX Cap Annual v5.15 | 569 | 7256 | Rate Constraint in MTons | FALSE | L | Annual | Allowances Sold NOX | Thousand Tons | 0 | 0 | 0 | 0 | 0 | 0 | 0
NODA Covanta Bristol 2 NOX Cap Annual v5.15 | 569 | 7256 | Rate Constraint in MTons | FALSE | L | Annual | Allowances Banked | Thousand Tons | 0 | 0 | 0 | 0 | 0 | 0 | 0
NODA Covanta Bristol 2 NOX Cap Annual v5.15 | 569 | 7256 | Rate Constraint in MTons | FALSE | L | Annual | Allowances Withdrawn (1:1) | Thousand Tons | 0 | 0 | 0 | 0 | 0 | 0 | 0
NODA Covanta Bristol 2 NOX Cap Annual v5.15 | 569 | 7256 | Rate Constraint in MTons | FALSE | L | Annual | Allowances Withdrawn (1:n) | Thousand Tons | 0 | 0 | 0 | 0 | 0 | 0 | 0
NODA Covanta Bristol 2 NOX Cap Annual v5.15 | 569 | 7256 | Rate Constraint in MTons | FALSE | L | Annual | Total | Thousand Tons | 0.12298 | 0.12298 | 0.12298 | 0 | 0 | 0 | 0
NODA Covanta Bristol 2 NOX Cap Annual v5.15 | 569 | 7256 | Rate Constraint in MTons | FALSE | L | Annual | Fuel Consumed | TBtu | 0.93936 | 0.93936 | 0.93936 | 0 | 0 | 0 | 0
NODA Covanta Bristol 2 NOX Cap Annual v5.15 | 569 | 7256 | Rate Constraint in MTons | FALSE | L | Annual | Rate | lb/MMBtu | 0.26183 | 0.26183 | 0.26183 | 0 | 0 | 0 | 0
NODA Covanta Bristol 2 NOX Cap Annual v5.15 | 569 | 7256 | Rate Constraint in MTons | FALSE | L | Annual | Generation | TWh | 0.050699 | 0.050699 | 0.050699 | 0 | 0 | 0 | 0
NODA Covanta Bristol 2 NOX Cap Annual v5.15 | 569 | 7256 | Rate Constraint in MTons | FALSE | L | Annual | Qualifying Generation | TWh | 0.050699 | 0.050699 | 0.050699 | 0 | 0 | 0 | 0
NODA Covanta Bristol 2 NOX Cap Annual v5.15 | 569 | 7256 | Rate Constraint in MTons | FALSE | L | Annual | Rate | lb/MWh | 4.8512 | 4.8512 | 4.8512 | 0 | 0 | 0 | 0
NODA Covanta Bristol 2 NOX Cap Annual v5.15 | 569 | 7256 | Rate Constraint in MTons | FALSE | L | Annual | Constraint Shadow Price | US2022$/Ton | 0 | 0 | 0 | 0 | 0 | 0 | 0
NODA Greene County NOx Cap Annual v5.15 | 570 | 7254 | Rate Constraint in MTons | FALSE | L | Annual | Seasons Included | Seasons | Winter, Spring, Summer, Fall | Winter, Spring, Summer, Fall | Winter, Spring, Summer, Fall | Winter, Spring, Summer, Fall | Winter, Spring, Summer, Fall | Winter, Spring, Summer, Fall | Winter, Spring, Summer, Fall
NODA Greene County NOx Cap Annual v5.15 | 570 | 7254 | Rate Constraint in MTons | FALSE | L | Annual | Standard NOX | Thousand Tons | 4.79 | 4.79 | 4.79 | 4.79 | 4.79 | 4.79 | 4.79
NODA Greene County NOx Cap Annual v5.15 | 570 | 7254 | Rate Constraint in MTons | FALSE | L | Annual | Emissions at Affected Plants NOX | Thousand Tons | 0.45074 | 0.42927 | 0 | 0 | 0 | 0 | 0
NODA Greene County NOx Cap Annual v5.15 | 570 | 7254 | Rate Constraint in MTons | FALSE | L | Annual | Allowances Purchased NOX | Thousand Tons | 0 | 0 | 0 | 0 | 0 | 0 | 0
NODA Greene County NOx Cap Annual v5.15 | 570 | 7254 | Rate Constraint in MTons | FALSE | L | Annual | Allowances Sold NOX | Thousand Tons | 0 | 0 | 0 | 0 | 0 | 0 | 0
NODA Greene County NOx Cap Annual v5.15 | 570 | 7254 | Rate Constraint in MTons | FALSE | L | Annual | Allowances Banked | Thousand Tons | 0 | 0 | 0 | 0 | 0 | 0 | 0
NODA Greene County NOx Cap Annual v5.15 | 570 | 7254 | Rate Constraint in MTons | FALSE | L | Annual | Allowances Withdrawn (1:1) | Thousand Tons | 0 | 0 | 0 | 0 | 0 | 0 | 0
NODA Greene County NOx Cap Annual v5.15 | 570 | 7254 | Rate Constraint in MTons | FALSE | L | Annual | Allowances Withdrawn (1:n) | Thousand Tons | 0 | 0 | 0 | 0 | 0 | 0 | 0
NODA Greene County NOx Cap Annual v5.15 | 570 | 7254 | Rate Constraint in MTons | FALSE | L | Annual | Total | Thousand Tons | 0.45074 | 0.42927 | 0 | 0 | 0 | 0 | 0
NODA Greene County NOx Cap Annual v5.15 | 570 | 7254 | Rate Constraint in MTons | FALSE | L | Annual | Fuel Consumed | TBtu | 5.2873 | 5.0326 | 0 | 0 | 0 | 0 | 0
NODA Greene County NOx Cap Annual v5.15 | 570 | 7254 | Rate Constraint in MTons | FALSE | L | Annual | Rate | lb/MMBtu | 0.1705 | 0.1706 | 0 | 0 | 0 | 0 | 0
NODA Greene County NOx Cap Annual v5.15 | 570 | 7254 | Rate Constraint in MTons | FALSE | L | Annual | Generation | TWh | 0.50914 | 0.48444 | 0 | 0 | 0 | 0 | 0
NODA Greene County NOx Cap Annual v5.15 | 570 | 7254 | Rate Constraint in MTons | FALSE | L | Annual | Qualifying Generation | TWh | 0.50914 | 0.48444 | 0 | 0 | 0 | 0 | 0
NODA Greene County NOx Cap Annual v5.15 | 570 | 7254 | Rate Constraint in MTons | FALSE | L | Annual | Rate | lb/MWh | 1.7706 | 1.7723 | 0 | 0 | 0 | 0 | 0
NODA Greene County NOx Cap Annual v5.15 | 570 | 7254 | Rate Constraint in MTons | FALSE | L | Annual | Constraint Shadow Price | US2022$/Ton | 0 | 0 | 0 | 0 | 0 | 0 | 0
NODA Kemper County IGCC SO2 Cap Annual v5.15 | 571 | 7262 | Rate Constraint in MTons | FALSE | L | Annual | Seasons Included | Seasons | Winter, Spring, Summer, Fall | Winter, Spring, Summer, Fall | Winter, Spring, Summer, Fall | Winter, Spring, Summer, Fall | Winter, Spring, Summer, Fall | Winter, Spring, Summer, Fall | Winter, Spring, Summer, Fall
NODA Kemper County IGCC SO2 Cap Annual v5.15 | 571 | 7262 | Rate Constraint in MTons | FALSE | L | Annual | Standard SO2 | Thousand Tons | 0.116 | 0.116 | 0.116 | 0.116 | 0.116 | 0.116 | 0.116
NODA Kemper County IGCC SO2 Cap Annual v5.15 | 571 | 7262 | Rate Constraint in MTons | FALSE | L | Annual | Emissions at Affected Plants SO2 | Thousand Tons | 0 | 0 | 0 | 0 | 0 | 0 | 0
NODA Kemper County IGCC SO2 Cap Annual v5.15 | 571 | 7262 | Rate Constraint in MTons | FALSE | L | Annual | Allowances Purchased SO2 | Thousand Tons | 0 | 0 | 0 | 0 | 0 | 0 | 0
NODA Kemper County IGCC SO2 Cap Annual v5.15 | 571 | 7262 | Rate Constraint in MTons | FALSE | L | Annual | Allowances Sold SO2 | Thousand Tons | 0 | 0 | 0 | 0 | 0 | 0 | 0
NODA Kemper County IGCC SO2 Cap Annual v5.15 | 571 | 7262 | Rate Constraint in MTons | FALSE | L | Annual | Allowances Banked | Thousand Tons | 0 | 0 | 0 | 0 | 0 | 0 | 0
NODA Kemper County IGCC SO2 Cap Annual v5.15 | 571 | 7262 | Rate Constraint in MTons | FALSE | L | Annual | Allowances Withdrawn (1:1) | Thousand Tons | 0 | 0 | 0 | 0 | 0 | 0 | 0
NODA Kemper County IGCC SO2 Cap Annual v5.15 | 571 | 7262 | Rate Constraint in MTons | FALSE | L | Annual | Allowances Withdrawn (1:n) | Thousand Tons | 0 | 0 | 0 | 0 | 0 | 0 | 0
NODA Kemper County IGCC SO2 Cap Annual v5.15 | 571 | 7262 | Rate Constraint in MTons | FALSE | L | Annual | Total | Thousand Tons | 0 | 0 | 0 | 0 | 0 | 0 | 0
NODA Kemper County IGCC SO2 Cap Annual v5.15 | 571 | 7262 | Rate Constraint in MTons | FALSE | L | Annual | Fuel Consumed | TBtu | 9.384 | 11.0222 | 5.8552 | 2.9061 | 0.052795 | 0.0093208 | 0
NODA Kemper County IGCC SO2 Cap Annual v5.15 | 571 | 7262 | Rate Constraint in MTons | FALSE | L | Annual | Rate | lb/MMBtu | 0 | 0 | 0 | 0 | 0 | 0 | 0
NODA Kemper County IGCC SO2 Cap Annual v5.15 | 571 | 7262 | Rate Constraint in MTons | FALSE | L | Annual | Generation | TWh | 1.2341 | 1.4495 | 0.77001 | 0.38217 | 0.006943 | 0.0012258 | 0
NODA Kemper County IGCC SO2 Cap Annual v5.15 | 571 | 7262 | Rate Constraint in MTons | FALSE | L | Annual | Qualifying Generation | TWh | 1.2341 | 1.4495 | 0.77001 | 0.38217 | 0.006943 | 0.0012258 | 0
NODA Kemper County IGCC SO2 Cap Annual v5.15 | 571 | 7262 | Rate Constraint in MTons | FALSE | L | Annual | Rate | lb/MWh | 0 | 0 | 0 | 0 | 0 | 0 | 0
NODA Kemper County IGCC SO2 Cap Annual v5.15 | 571 | 7262 | Rate Constraint in MTons | FALSE | L | Annual | Constraint Shadow Price | US2022$/Ton | 0 | 0 | 0 | 0 | 0 | 0 | 0
NODA Marshalltown NOx Cap Annual v5.15 | 572 | 7252 | Rate Constraint in MTons | FALSE | L | Annual | Seasons Included | Seasons | Winter, Spring, Summer, Fall | Winter, Spring, Summer, Fall | Winter, Spring, Summer, Fall | Winter, Spring, Summer, Fall | Winter, Spring, Summer, Fall | Winter, Spring, Summer, Fall | Winter, Spring, Summer, Fall
NODA Marshalltown NOx Cap Annual v5.15 | 572 | 7252 | Rate Constraint in MTons | FALSE | L | Annual | Standard NOX | Thousand Tons | 0.229 | 0.229 | 0.229 | 0.229 | 0.229 | 0.229 | 0.229
NODA Marshalltown NOx Cap Annual v5.15 | 572 | 7252 | Rate Constraint in MTons | FALSE | L | Annual | Emissions at Affected Plants NOX | Thousand Tons | 0.067544 | 0.08354 | 0.066155 | 0.012779 | 0.005 | 0.00047203 | 0.00082486
NODA Marshalltown NOx Cap Annual v5.15 | 572 | 7252 | Rate Constraint in MTons | FALSE | L | Annual | Allowances Purchased NOX | Thousand Tons | 0 | 0 | 0 | 0 | 0 | 0 | 0
NODA Marshalltown NOx Cap Annual v5.15 | 572 | 7252 | Rate Constraint in MTons | FALSE | L | Annual | Allowances Sold NOX | Thousand Tons | 0 | 0 | 0 | 0 | 0 | 0 | 0
NODA Marshalltown NOx Cap Annual v5.15 | 572 | 7252 | Rate Constraint in MTons | FALSE | L | Annual | Allowances Banked | Thousand Tons | 0 | 0 | 0 | 0 | 0 | 0 | 0
NODA Marshalltown NOx Cap Annual v5.15 | 572 | 7252 | Rate Constraint in MTons | FALSE | L | Annual | Allowances Withdrawn (1:1) | Thousand Tons | 0 | 0 | 0 | 0 | 0 | 0 | 0
NODA Marshalltown NOx Cap Annual v5.15 | 572 | 7252 | Rate Constraint in MTons | FALSE | L | Annual | Allowances Withdrawn (1:n) | Thousand Tons | 0 | 0 | 0 | 0 | 0 | 0 | 0
NODA Marshalltown NOx Cap Annual v5.15 | 572 | 7252 | Rate Constraint in MTons | FALSE | L | Annual | Total | Thousand Tons | 0.067544 | 0.08354 | 0.066155 | 0.012779 | 0.005 | 0.00047203 | 0.00082486
NODA Marshalltown NOx Cap Annual v5.15 | 572 | 7252 | Rate Constraint in MTons | FALSE | L | Annual | Fuel Consumed | TBtu | 27.5128 | 34.0286 | 26.9472 | 5.2052 | 2.0367 | 0.19227 | 0.33599
NODA Marshalltown NOx Cap Annual v5.15 | 572 | 7252 | Rate Constraint in MTons | FALSE | L | Annual | Rate | lb/MMBtu | 0.00491 | 0.00491 | 0.00491 | 0.00491 | 0.00491 | 0.00491 | 0.00491
NODA Marshalltown NOx Cap Annual v5.15 | 572 | 7252 | Rate Constraint in MTons | FALSE | L | Annual | Generation | TWh | 3.8745 | 4.7921 | 3.7948 | 0.73302 | 0.28682 | 0.027077 | 0.047316
NODA Marshalltown NOx Cap Annual v5.15 | 572 | 7252 | Rate Constraint in MTons | FALSE | L | Annual | Qualifying Generation | TWh | 3.8745 | 4.7921 | 3.7948 | 0.73302 | 0.28682 | 0.027077 | 0.047316
NODA Marshalltown NOx Cap Annual v5.15 | 572 | 7252 | Rate Constraint in MTons | FALSE | L | Annual | Rate | lb/MWh | 0.034866 | 0.034866 | 0.034866 | 0.034866 | 0.034866 | 0.034866 | 0.034866
NODA Marshalltown NOx Cap Annual v5.15 | 572 | 7252 | Rate Constraint in MTons | FALSE | L | Annual | Constraint Shadow Price | US2022$/Ton | 0 | 0 | 0 | 0 | 0 | 0 | 0
NODA Nacogdoches SO2 Cap Annual v5.15 | 573 | 7253 | Rate Constraint in MTons | FALSE | L | Annual | Seasons Included | Seasons | Winter, Spring, Summer, Fall | Winter, Spring, Summer, Fall | Winter, Spring, Summer, Fall | Winter, Spring, Summer, Fall | Winter, Spring, Summer, Fall | Winter, Spring, Summer, Fall | Winter, Spring, Summer, Fall
NODA Nacogdoches SO2 Cap Annual v5.15 | 573 | 7253 | Rate Constraint in MTons | FALSE | L | Annual | Standard SO2 | Thousand Tons | 0.277 | 0.277 | 0.277 | 0.277 | 0.277 | 0.277 | 0.277
NODA Nacogdoches SO2 Cap Annual v5.15 | 573 | 7253 | Rate Constraint in MTons | FALSE | L | Annual | Emissions at Affected Plants SO2 | Thousand Tons | 0 | 0 | 0 | 0 | 0 | 0 | 0
NODA Nacogdoches SO2 Cap Annual v5.15 | 573 | 7253 | Rate Constraint in MTons | FALSE | L | Annual | Allowances Purchased SO2 | Thousand Tons | 0 | 0 | 0 | 0 | 0 | 0 | 0
NODA Nacogdoches SO2 Cap Annual v5.15 | 573 | 7253 | Rate Constraint in MTons | FALSE | L | Annual | Allowances Sold SO2 | Thousand Tons | 0 | 0 | 0 | 0 | 0 | 0 | 0
NODA Nacogdoches SO2 Cap Annual v5.15 | 573 | 7253 | Rate Constraint in MTons | FALSE | L | Annual | Allowances Banked | Thousand Tons | 0 | 0 | 0 | 0 | 0 | 0 | 0
NODA Nacogdoches SO2 Cap Annual v5.15 | 573 | 7253 | Rate Constraint in MTons | FALSE | L | Annual | Allowances Withdrawn (1:1) | Thousand Tons | 0 | 0 | 0 | 0 | 0 | 0 | 0
NODA Nacogdoches SO2 Cap Annual v5.15 | 573 | 7253 | Rate Constraint in MTons | FALSE | L | Annual | Allowances Withdrawn (1:n) | Thousand Tons | 0 | 0 | 0 | 0 | 0 | 0 | 0
NODA Nacogdoches SO2 Cap Annual v5.15 | 573 | 7253 | Rate Constraint in MTons | FALSE | L | Annual | Total | Thousand Tons | 0 | 0 | 0 | 0 | 0 | 0 | 0
NODA Nacogdoches SO2 Cap Annual v5.15 | 573 | 7253 | Rate Constraint in MTons | FALSE | L | Annual | Fuel Consumed | TBtu | 0 | 0 | 0 | 0 | 0 | 0 | 0
NODA Nacogdoches SO2 Cap Annual v5.15 | 573 | 7253 | Rate Constraint in MTons | FALSE | L | Annual | Rate | lb/MMBtu | 0 | 0 | 0 | 0 | 0 | 0 | 0
NODA Nacogdoches SO2 Cap Annual v5.15 | 573 | 7253 | Rate Constraint in MTons | FALSE | L | Annual | Generation | TWh | 0 | 0 | 0 | 0 | 0 | 0 | 0
NODA Nacogdoches SO2 Cap Annual v5.15 | 573 | 7253 | Rate Constraint in MTons | FALSE | L | Annual | Qualifying Generation | TWh | 0 | 0 | 0 | 0 | 0 | 0 | 0
NODA Nacogdoches SO2 Cap Annual v5.15 | 573 | 7253 | Rate Constraint in MTons | FALSE | L | Annual | Rate | lb/MWh | 0 | 0 | 0 | 0 | 0 | 0 | 0
NODA Nacogdoches SO2 Cap Annual v5.15 | 573 | 7253 | Rate Constraint in MTons | FALSE | L | Annual | Constraint Shadow Price | US2022$/Ton | 0 | 0 | 0 | 0 | 0 | 0 | 0
NODA Newark NOx Cap Annual v5.15 | 574 | 7249 | Rate Constraint in MTons | FALSE | L | Annual | Seasons Included | Seasons | Winter, Spring, Summer, Fall | Winter, Spring, Summer, Fall | Winter, Spring, Summer, Fall | Winter, Spring, Summer, Fall | Winter, Spring, Summer, Fall | Winter, Spring, Summer, Fall | Winter, Spring, Summer, Fall
NODA Newark NOx Cap Annual v5.15 | 574 | 7249 | Rate Constraint in MTons | FALSE | L | Annual | Standard NOX | Thousand Tons | 0.278 | 0.278 | 0.278 | 0.278 | 0.278 | 0.278 | 0.278
NODA Newark NOx Cap Annual v5.15 | 574 | 7249 | Rate Constraint in MTons | FALSE | L | Annual | Emissions at Affected Plants NOX | Thousand Tons | 0.10546 | 0.10118 | 0.061098 | 0.048405 | 0.048405 | 0.025733 | 0.016877
NODA Newark NOx Cap Annual v5.15 | 574 | 7249 | Rate Constraint in MTons | FALSE | L | Annual | Allowances Purchased NOX | Thousand Tons | 0 | 0 | 0 | 0 | 0 | 0 | 0
NODA Newark NOx Cap Annual v5.15 | 574 | 7249 | Rate Constraint in MTons | FALSE | L | Annual | Allowances Sold NOX | Thousand Tons | 0 | 0 | 0 | 0 | 0 | 0 | 0
NODA Newark NOx Cap Annual v5.15 | 574 | 7249 | Rate Constraint in MTons | FALSE | L | Annual | Allowances Banked | Thousand Tons | 0 | 0 | 0 | 0 | 0 | 0 | 0
NODA Newark NOx Cap Annual v5.15 | 574 | 7249 | Rate Constraint in MTons | FALSE | L | Annual | Allowances Withdrawn (1:1) | Thousand Tons | 0 | 0 | 0 | 0 | 0 | 0 | 0
NODA Newark NOx Cap Annual v5.15 | 574 | 7249 | Rate Constraint in MTons | FALSE | L | Annual | Allowances Withdrawn (1:n) | Thousand Tons | 0 | 0 | 0 | 0 | 0 | 0 | 0
NODA Newark NOx Cap Annual v5.15 | 574 | 7249 | Rate Constraint in MTons | FALSE | L | Annual | Total | Thousand Tons | 0.10546 | 0.10118 | 0.061098 | 0.048405 | 0.048405 | 0.025733 | 0.016877
NODA Newark NOx Cap Annual v5.15 | 574 | 7249 | Rate Constraint in MTons | FALSE | L | Annual | Fuel Consumed | TBtu | 34.9777 | 33.5605 | 20.2646 | 16.0548 | 16.0548 | 8.5351 | 5.5976
NODA Newark NOx Cap Annual v5.15 | 574 | 7249 | Rate Constraint in MTons | FALSE | L | Annual | Rate | lb/MMBtu | 0.00603 | 0.00603 | 0.00603 | 0.00603 | 0.00603 | 0.00603 | 0.00603
NODA Newark NOx Cap Annual v5.15 | 574 | 7249 | Rate Constraint in MTons | FALSE | L | Annual | Generation | TWh | 4.9614 | 4.7603 | 2.8744 | 2.2773 | 2.2773 | 1.2106 | 0.79399
NODA Newark NOx Cap Annual v5.15 | 574 | 7249 | Rate Constraint in MTons | FALSE | L | Annual | Qualifying Generation | TWh | 4.9614 | 4.7603 | 2.8744 | 2.2773 | 2.2773 | 1.2106 | 0.79399
NODA Newark NOx Cap Annual v5.15 | 574 | 7249 | Rate Constraint in MTons | FALSE | L | Annual | Rate | lb/MWh | 0.042511 | 0.042511 | 0.042511 | 0.042511 | 0.042511 | 0.042511 | 0.042511
NODA Newark NOx Cap Annual v5.15 | 574 | 7249 | Rate Constraint in MTons | FALSE | L | Annual | Constraint Shadow Price | US2022$/Ton | 0 | 0 | 0 | 0 | 0 | 0 | 0
NODA West Deptford NOx Cap Annual v5.15 | 575 | 7250 | Rate Constraint in MTons | FALSE | L | Annual | Seasons Included | Seasons | Winter, Spring, Summer, Fall | Winter, Spring, Summer, Fall | Winter, Spring, Summer, Fall | Winter, Spring, Summer, Fall | Winter, Spring, Summer, Fall | Winter, Spring, Summer, Fall | Winter, Spring, Summer, Fall
NODA West Deptford NOx Cap Annual v5.15 | 575 | 7250 | Rate Constraint in MTons | FALSE | L | Annual | Standard NOX | Thousand Tons | 0.717 | 0.717 | 0.717 | 0.717 | 0.717 | 0.717 | 0.717
NODA West Deptford NOx Cap Annual v5.15 | 575 | 7250 | Rate Constraint in MTons | FALSE | L | Annual | Emissions at Affected Plants NOX | Thousand Tons | 0.11084 | 0.098723 | 0.054322 | 0.051498 | 0.026115 | 0.015492 | 0.016201
NODA West Deptford NOx Cap Annual v5.15 | 575 | 7250 | Rate Constraint in MTons | FALSE | L | Annual | Allowances Purchased NOX | Thousand Tons | 0 | 0 | 0 | 0 | 0 | 0 | 0
NODA West Deptford NOx Cap Annual v5.15 | 575 | 7250 | Rate Constraint in MTons | FALSE | L | Annual | Allowances Sold NOX | Thousand Tons | 0 | 0 | 0 | 0 | 0 | 0 | 0
NODA West Deptford NOx Cap Annual v5.15 | 575 | 7250 | Rate Constraint in MTons | FALSE | L | Annual | Allowances Banked | Thousand Tons | 0 | 0 | 0 | 0 | 0 | 0 | 0
NODA West Deptford NOx Cap Annual v5.15 | 575 | 7250 | Rate Constraint in MTons | FALSE | L | Annual | Allowances Withdrawn (1:1) | Thousand Tons | 0 | 0 | 0 | 0 | 0 | 0 | 0
NODA West Deptford NOx Cap Annual v5.15 | 575 | 7250 | Rate Constraint in MTons | FALSE | L | Annual | Allowances Withdrawn (1:n) | Thousand Tons | 0 | 0 | 0 | 0 | 0 | 0 | 0
NODA West Deptford NOx Cap Annual v5.15 | 575 | 7250 | Rate Constraint in MTons | FALSE | L | Annual | Total | Thousand Tons | 0.11084 | 0.098723 | 0.054322 | 0.051498 | 0.026115 | 0.015492 | 0.016201
NODA West Deptford NOx Cap Annual v5.15 | 575 | 7250 | Rate Constraint in MTons | FALSE | L | Annual | Fuel Consumed | TBtu | 36.1641 | 32.2099 | 17.7233 | 16.8018 | 8.5205 | 5.0544 | 5.2858
NODA West Deptford NOx Cap Annual v5.15 | 575 | 7250 | Rate Constraint in MTons | FALSE | L | Annual | Rate | lb/MMBtu | 0.00613 | 0.00613 | 0.00613 | 0.00613 | 0.00613 | 0.00613 | 0.00613
NODA West Deptford NOx Cap Annual v5.15 | 575 | 7250 | Rate Constraint in MTons | FALSE | L | Annual | Generation | TWh | 5.1123 | 4.5533 | 2.5054 | 2.3751 | 1.2045 | 0.7145 | 0.74722
NODA West Deptford NOx Cap Annual v5.15 | 575 | 7250 | Rate Constraint in MTons | FALSE | L | Annual | Qualifying Generation | TWh | 5.1123 | 4.5533 | 2.5054 | 2.3751 | 1.2045 | 0.7145 | 0.74722
NODA West Deptford NOx Cap Annual v5.15 | 575 | 7250 | Rate Constraint in MTons | FALSE | L | Annual | Rate | lb/MWh | 0.043364 | 0.043364 | 0.043364 | 0.043364 | 0.043364 | 0.043364 | 0.043364
NODA West Deptford NOx Cap Annual v5.15 | 575 | 7250 | Rate Constraint in MTons | FALSE | L | Annual | Constraint Shadow Price | US2022$/Ton | 0 | 0 | 0 | 0 | 0 | 0 | 0
NODA Wheelabrator Lisbon 1 NOX Cap Annual v5.15 | 576 | 7260 | Rate Constraint in MTons | FALSE | L | Annual | Seasons Included | Seasons | Winter, Spring, Summer, Fall | Winter, Spring, Summer, Fall | Winter, Spring, Summer, Fall | Winter, Spring, Summer, Fall | Winter, Spring, Summer, Fall | Winter, Spring, Summer, Fall | Winter, Spring, Summer, Fall
NODA Wheelabrator Lisbon 1 NOX Cap Annual v5.15 | 576 | 7260 | Rate Constraint in MTons | FALSE | L | Annual | Standard NOX | Thousand Tons | 0.148 | 0.148 | 0.148 | 0.148 | 0.148 | 0.148 | 0.148
NODA Wheelabrator Lisbon 1 NOX Cap Annual v5.15 | 576 | 7260 | Rate Constraint in MTons | FALSE | L | Annual | Emissions at Affected Plants NOX | Thousand Tons | 0.1311 | 0.1311 | 0.1311 | 0 | 0 | 0 | 0
NODA Wheelabrator Lisbon 1 NOX Cap Annual v5.15 | 576 | 7260 | Rate Constraint in MTons | FALSE | L | Annual | Allowances Purchased NOX | Thousand Tons | 0 | 0 | 0 | 0 | 0 | 0 | 0
NODA Wheelabrator Lisbon 1 NOX Cap Annual v5.15 | 576 | 7260 | Rate Constraint in MTons | FALSE | L | Annual | Allowances Sold NOX | Thousand Tons | 0 | 0 | 0 | 0 | 0 | 0 | 0
NODA Wheelabrator Lisbon 1 NOX Cap Annual v5.15 | 576 | 7260 | Rate Constraint in MTons | FALSE | L | Annual | Allowances Banked | Thousand Tons | 0 | 0 | 0 | 0 | 0 | 0 | 0
NODA Wheelabrator Lisbon 1 NOX Cap Annual v5.15 | 576 | 7260 | Rate Constraint in MTons | FALSE | L | Annual | Allowances Withdrawn (1:1) | Thousand Tons | 0 | 0 | 0 | 0 | 0 | 0 | 0
NODA Wheelabrator Lisbon 1 NOX Cap Annual v5.15 | 576 | 7260 | Rate Constraint in MTons | FALSE | L | Annual | Allowances Withdrawn (1:n) | Thousand Tons | 0 | 0 | 0 | 0 | 0 | 0 | 0
NODA Wheelabrator Lisbon 1 NOX Cap Annual v5.15 | 576 | 7260 | Rate Constraint in MTons | FALSE | L | Annual | Total | Thousand Tons | 0.1311 | 0.1311 | 0.1311 | 0 | 0 | 0 | 0
NODA Wheelabrator Lisbon 1 NOX Cap Annual v5.15 | 576 | 7260 | Rate Constraint in MTons | FALSE | L | Annual | Fuel Consumed | TBtu | 0.98736 | 0.98736 | 0.98736 | 0 | 0 | 0 | 0
NODA Wheelabrator Lisbon 1 NOX Cap Annual v5.15 | 576 | 7260 | Rate Constraint in MTons | FALSE | L | Annual | Rate | lb/MMBtu | 0.26556 | 0.26556 | 0.26556 | 0 | 0 | 0 | 0
NODA Wheelabrator Lisbon 1 NOX Cap Annual v5.15 | 576 | 7260 | Rate Constraint in MTons | FALSE | L | Annual | Generation | TWh | 0.053772 | 0.053772 | 0.053772 | 0 | 0 | 0 | 0
NODA Wheelabrator Lisbon 1 NOX Cap Annual v5.15 | 576 | 7260 | Rate Constraint in MTons | FALSE | L | Annual | Qualifying Generation | TWh | 0.053772 | 0.053772 | 0.053772 | 0 | 0 | 0 | 0
NODA Wheelabrator Lisbon 1 NOX Cap Annual v5.15 | 576 | 7260 | Rate Constraint in MTons | FALSE | L | Annual | Rate | lb/MWh | 4.8762 | 4.8762 | 4.8762 | 0 | 0 | 0 | 0
NODA Wheelabrator Lisbon 1 NOX Cap Annual v5.15 | 576 | 7260 | Rate Constraint in MTons | FALSE | L | Annual | Constraint Shadow Price | US2022$/Ton | 0 | 0 | 0 | 0 | 0 | 0 | 0
NODA WheelabratorBridgeport 1 NOX Cap Annual v5.15 | 577 | 7257 | Rate Constraint in MTons | FALSE | L | Annual | Seasons Included | Seasons | Winter, Spring, Summer, Fall | Winter, Spring, Summer, Fall | Winter, Spring, Summer, Fall | Winter, Spring, Summer, Fall | Winter, Spring, Summer, Fall | Winter, Spring, Summer, Fall | Winter, Spring, Summer, Fall
NODA WheelabratorBridgeport 1 NOX Cap Annual v5.15 | 577 | 7257 | Rate Constraint in MTons | FALSE | L | Annual | Standard NOX | Thousand Tons | 0.501 | 0.501 | 0.501 | 0.501 | 0.501 | 0.501 | 0.501
NODA WheelabratorBridgeport 1 NOX Cap Annual v5.15 | 577 | 7257 | Rate Constraint in MTons | FALSE | L | Annual | Emissions at Affected Plants NOX | Thousand Tons | 0.30164 | 0.30164 | 0.30164 | 0 | 0 | 0 | 0
NODA WheelabratorBridgeport 1 NOX Cap Annual v5.15 | 577 | 7257 | Rate Constraint in MTons | FALSE | L | Annual | Allowances Purchased NOX | Thousand Tons | 0 | 0 | 0 | 0 | 0 | 0 | 0
NODA WheelabratorBridgeport 1 NOX Cap Annual v5.15 | 577 | 7257 | Rate Constraint in MTons | FALSE | L | Annual | Allowances Sold NOX | Thousand Tons | 0 | 0 | 0 | 0 | 0 | 0 | 0
NODA WheelabratorBridgeport 1 NOX Cap Annual v5.15 | 577 | 7257 | Rate Constraint in MTons | FALSE | L | Annual | Allowances Banked | Thousand Tons | 0 | 0 | 0 | 0 | 0 | 0 | 0
NODA WheelabratorBridgeport 1 NOX Cap Annual v5.15 | 577 | 7257 | Rate Constraint in MTons | FALSE | L | Annual | Allowances Withdrawn (1:1) | Thousand Tons | 0 | 0 | 0 | 0 | 0 | 0 | 0
NODA WheelabratorBridgeport 1 NOX Cap Annual v5.15 | 577 | 7257 | Rate Constraint in MTons | FALSE | L | Annual | Allowances Withdrawn (1:n) | Thousand Tons | 0 | 0 | 0 | 0 | 0 | 0 | 0
NODA WheelabratorBridgeport 1 NOX Cap Annual v5.15 | 577 | 7257 | Rate Constraint in MTons | FALSE | L | Annual | Total | Thousand Tons | 0.30164 | 0.30164 | 0.30164 | 0 | 0 | 0 | 0
NODA WheelabratorBridgeport 1 NOX Cap Annual v5.15 | 577 | 7257 | Rate Constraint in MTons | FALSE | L | Annual | Fuel Consumed | TBtu | 2.4858 | 2.4858 | 2.4858 | 0 | 0 | 0 | 0
NODA WheelabratorBridgeport 1 NOX Cap Annual v5.15 | 577 | 7257 | Rate Constraint in MTons | FALSE | L | Annual | Rate | lb/MMBtu | 0.24269 | 0.24269 | 0.24269 | 0 | 0 | 0 | 0
NODA WheelabratorBridgeport 1 NOX Cap Annual v5.15 | 577 | 7257 | Rate Constraint in MTons | FALSE | L | Annual | Generation | TWh | 0.14826 | 0.14826 | 0.14826 | 0 | 0 | 0 | 0
NODA WheelabratorBridgeport 1 NOX Cap Annual v5.15 | 577 | 7257 | Rate Constraint in MTons | FALSE | L | Annual | Qualifying Generation | TWh | 0.14826 | 0.14826 | 0.14826 | 0 | 0 | 0 | 0
NODA WheelabratorBridgeport 1 NOX Cap Annual v5.15 | 577 | 7257 | Rate Constraint in MTons | FALSE | L | Annual | Rate | lb/MWh | 4.0692 | 4.0692 | 4.0692 | 0 | 0 | 0 | 0
NODA WheelabratorBridgeport 1 NOX Cap Annual v5.15 | 577 | 7257 | Rate Constraint in MTons | FALSE | L | Annual | Constraint Shadow Price | US2022$/Ton | 0 | 0 | 0 | 0 | 0 | 0 | 0
NODA WheelabratorBridgeport 2 NOX Cap Annual v5.15 | 578 | 7258 | Rate Constraint in MTons | FALSE | L | Annual | Seasons Included | Seasons | Winter, Spring, Summer, Fall | Winter, Spring, Summer, Fall | Winter, Spring, Summer, Fall | Winter, Spring, Summer, Fall | Winter, Spring, Summer, Fall | Winter, Spring, Summer, Fall | Winter, Spring, Summer, Fall
NODA WheelabratorBridgeport 2 NOX Cap Annual v5.15 | 578 | 7258 | Rate Constraint in MTons | FALSE | L | Annual | Standard NOX | Thousand Tons | 0.501 | 0.501 | 0.501 | 0.501 | 0.501 | 0.501 | 0.501
NODA WheelabratorBridgeport 2 NOX Cap Annual v5.15 | 578 | 7258 | Rate Constraint in MTons | FALSE | L | Annual | Emissions at Affected Plants NOX | Thousand Tons | 0.30952 | 0.30952 | 0.30952 | 0 | 0 | 0 | 0
NODA WheelabratorBridgeport 2 NOX Cap Annual v5.15 | 578 | 7258 | Rate Constraint in MTons | FALSE | L | Annual | Allowances Purchased NOX | Thousand Tons | 0 | 0 | 0 | 0 | 0 | 0 | 0
NODA WheelabratorBridgeport 2 NOX Cap Annual v5.15 | 578 | 7258 | Rate Constraint in MTons | FALSE | L | Annual | Allowances Sold NOX | Thousand Tons | 0 | 0 | 0 | 0 | 0 | 0 | 0
NODA WheelabratorBridgeport 2 NOX Cap Annual v5.15 | 578 | 7258 | Rate Constraint in MTons | FALSE | L | Annual | Allowances Banked | Thousand Tons | 0 | 0 | 0 | 0 | 0 | 0 | 0
NODA WheelabratorBridgeport 2 NOX Cap Annual v5.15 | 578 | 7258 | Rate Constraint in MTons | FALSE | L | Annual | Allowances Withdrawn (1:1) | Thousand Tons | 0 | 0 | 0 | 0 | 0 | 0 | 0
NODA WheelabratorBridgeport 2 NOX Cap Annual v5.15 | 578 | 7258 | Rate Constraint in MTons | FALSE | L | Annual | Allowances Withdrawn (1:n) | Thousand Tons | 0 | 0 | 0 | 0 | 0 | 0 | 0
NODA WheelabratorBridgeport 2 NOX Cap Annual v5.15 | 578 | 7258 | Rate Constraint in MTons | FALSE | L | Annual | Total | Thousand Tons | 0.30952 | 0.30952 | 0.30952 | 0 | 0 | 0 | 0
NODA WheelabratorBridgeport 2 NOX Cap Annual v5.15 | 578 | 7258 | Rate Constraint in MTons | FALSE | L | Annual | Fuel Consumed | TBtu | 2.4858 | 2.4858 | 2.4858 | 0 | 0 | 0 | 0
NODA WheelabratorBridgeport 2 NOX Cap Annual v5.15 | 578 | 7258 | Rate Constraint in MTons | FALSE | L | Annual | Rate | lb/MMBtu | 0.24903 | 0.24903 | 0.24903 | 0 | 0 | 0 | 0
NODA WheelabratorBridgeport 2 NOX Cap Annual v5.15 | 578 | 7258 | Rate Constraint in MTons | FALSE | L | Annual | Generation | TWh | 0.14826 | 0.14826 | 0.14826 | 0 | 0 | 0 | 0
NODA WheelabratorBridgeport 2 NOX Cap Annual v5.15 | 578 | 7258 | Rate Constraint in MTons | FALSE | L | Annual | Qualifying Generation | TWh | 0.14826 | 0.14826 | 0.14826 | 0 | 0 | 0 | 0
NODA WheelabratorBridgeport 2 NOX Cap Annual v5.15 | 578 | 7258 | Rate Constraint in MTons | FALSE | L | Annual | Rate | lb/MWh | 4.1755 | 4.1755 | 4.1755 | 0 | 0 | 0 | 0
NODA WheelabratorBridgeport 2 NOX Cap Annual v5.15 | 578 | 7258 | Rate Constraint in MTons | FALSE | L | Annual | Constraint Shadow Price | US2022$/Ton | 0 | 0 | 0 | 0 | 0 | 0 | 0
NODA WheelabratorBridgeport 3 NOX Cap Annual v5.15 | 579 | 7259 | Rate Constraint in MTons | FALSE | L | Annual | Seasons Included | Seasons | Winter, Spring, Summer, Fall | Winter, Spring, Summer, Fall | Winter, Spring, Summer, Fall | Winter, Spring, Summer, Fall | Winter, Spring, Summer, Fall | Winter, Spring, Summer, Fall | Winter, Spring, Summer, Fall
NODA WheelabratorBridgeport 3 NOX Cap Annual v5.15 | 579 | 7259 | Rate Constraint in MTons | FALSE | L | Annual | Standard NOX | Thousand Tons | 0.501 | 0.501 | 0.501 | 0.501 | 0.501 | 0.501 | 0.501
NODA WheelabratorBridgeport 3 NOX Cap Annual v5.15 | 579 | 7259 | Rate Constraint in MTons | FALSE | L | Annual | Emissions at Affected Plants NOX | Thousand Tons | 0.29852 | 0.29852 | 0.29852 | 0 | 0 | 0 | 0
NODA WheelabratorBridgeport 3 NOX Cap Annual v5.15 | 579 | 7259 | Rate Constraint in MTons | FALSE | L | Annual | Allowances Purchased NOX | Thousand Tons | 0 | 0 | 0 | 0 | 0 | 0 | 0
NODA WheelabratorBridgeport 3 NOX Cap Annual v5.15 | 579 | 7259 | Rate Constraint in MTons | FALSE | L | Annual | Allowances Sold NOX | Thousand Tons | 0 | 0 | 0 | 0 | 0 | 0 | 0
NODA WheelabratorBridgeport 3 NOX Cap Annual v5.15 | 579 | 7259 | Rate Constraint in MTons | FALSE | L | Annual | Allowances Banked | Thousand Tons | 0 | 0 | 0 | 0 | 0 | 0 | 0
NODA WheelabratorBridgeport 3 NOX Cap Annual v5.15 | 579 | 7259 | Rate Constraint in MTons | FALSE | L | Annual | Allowances Withdrawn (1:1) | Thousand Tons | 0 | 0 | 0 | 0 | 0 | 0 | 0
NODA WheelabratorBridgeport 3 NOX Cap Annual v5.15 | 579 | 7259 | Rate Constraint in MTons | FALSE | L | Annual | Allowances Withdrawn (1:n) | Thousand Tons | 0 | 0 | 0 | 0 | 0 | 0 | 0
NODA WheelabratorBridgeport 3 NOX Cap Annual v5.15 | 579 | 7259 | Rate Constraint in MTons | FALSE | L | Annual | Total | Thousand Tons | 0.29852 | 0.29852 | 0.29852 | 0 | 0 | 0 | 0
NODA WheelabratorBridgeport 3 NOX Cap Annual v5.15 | 579 | 7259 | Rate Constraint in MTons | FALSE | L | Annual | Fuel Consumed | TBtu | 2.4858 | 2.4858 | 2.4858 | 0 | 0 | 0 | 0
NODA WheelabratorBridgeport 3 NOX Cap Annual v5.15 | 579 | 7259 | Rate Constraint in MTons | FALSE | L | Annual | Rate | lb/MMBtu | 0.24018 | 0.24018 | 0.24018 | 0 | 0 | 0 | 0
NODA WheelabratorBridgeport 3 NOX Cap Annual v5.15 | 579 | 7259 | Rate Constraint in MTons | FALSE | L | Annual | Generation | TWh | 0.14826 | 0.14826 | 0.14826 | 0 | 0 | 0 | 0
NODA WheelabratorBridgeport 3 NOX Cap Annual v5.15 | 579 | 7259 | Rate Constraint in MTons | FALSE | L | Annual | Qualifying Generation | TWh | 0.14826 | 0.14826 | 0.14826 | 0 | 0 | 0 | 0
NODA WheelabratorBridgeport 3 NOX Cap Annual v5.15 | 579 | 7259 | Rate Constraint in MTons | FALSE | L | Annual | Rate | lb/MWh | 4.0271 | 4.0271 | 4.0271 | 0 | 0 | 0 | 0
NODA WheelabratorBridgeport 3 NOX Cap Annual v5.15 | 579 | 7259 | Rate Constraint in MTons | FALSE | L | Annual | Constraint Shadow Price | US2022$/Ton | 0 | 0 | 0 | 0 | 0 | 0 | 0
NODA Woodbridge NOx Cap Annual v5.15 | 580 | 7251 | Rate Constraint in MTons | FALSE | L | Annual | Seasons Included | Seasons | Winter, Spring, Summer, Fall | Winter, Spring, Summer, Fall | Winter, Spring, Summer, Fall | Winter, Spring, Summer, Fall | Winter, Spring, Summer, Fall | Winter, Spring, Summer, Fall | Winter, Spring, Summer, Fall
NODA Woodbridge NOx Cap Annual v5.15 | 580 | 7251 | Rate Constraint in MTons | FALSE | L | Annual | Standard NOX | Thousand Tons | 0.297 | 0.297 | 0.297 | 0.297 | 0.297 | 0.297 | 0.297
NODA Woodbridge NOx Cap Annual v5.15 | 580 | 7251 | Rate Constraint in MTons | FALSE | L | Annual | Emissions at Affected Plants NOX | Thousand Tons | 0.05749 | 0.054583 | 0.032854 | 0.026028 | 0.026028 | 0.017983 | 0.009075
NODA Woodbridge NOx Cap Annual v5.15 | 580 | 7251 | Rate Constraint in MTons | FALSE | L | Annual | Allowances Purchased NOX | Thousand Tons | 0 | 0 | 0 | 0 | 0 | 0 | 0
NODA Woodbridge NOx Cap Annual v5.15 | 580 | 7251 | Rate Constraint in MTons | FALSE | L | Annual | Allowances Sold NOX | Thousand Tons | 0 | 0 | 0 | 0 | 0 | 0 | 0
NODA Woodbridge NOx Cap Annual v5.15 | 580 | 7251 | Rate Constraint in MTons | FALSE | L | Annual | Allowances Banked | Thousand Tons | 0 | 0 | 0 | 0 | 0 | 0 | 0
NODA Woodbridge NOx Cap Annual v5.15 | 580 | 7251 | Rate Constraint in MTons | FALSE | L | Annual | Allowances Withdrawn (1:1) | Thousand Tons | 0 | 0 | 0 | 0 | 0 | 0 | 0
NODA Woodbridge NOx Cap Annual v5.15 | 580 | 7251 | Rate Constraint in MTons | FALSE | L | Annual | Allowances Withdrawn (1:n) | Thousand Tons | 0 | 0 | 0 | 0 | 0 | 0 | 0
NODA Woodbridge NOx Cap Annual v5.15 | 580 | 7251 | Rate Constraint in MTons | FALSE | L | Annual | Total | Thousand Tons | 0.05749 | 0.054583 | 0.032854 | 0.026028 | 0.026028 | 0.017983 | 0.009075
NODA Woodbridge NOx Cap Annual v5.15 | 580 | 7251 | Rate Constraint in MTons | FALSE | L | Annual | Fuel Consumed | TBtu | 20.6428 | 19.5988 | 11.7966 | 9.3459 | 9.3459 | 6.4571 | 3.2585
NODA Woodbridge NOx Cap Annual v5.15 | 580 | 7251 | Rate Constraint in MTons | FALSE | L | Annual | Rate | lb/MMBtu | 0.00557 | 0.00557 | 0.00557 | 0.00557 | 0.00557 | 0.00557 | 0.00557
NODA Woodbridge NOx Cap Annual v5.15 | 580 | 7251 | Rate Constraint in MTons | FALSE | L | Annual | Generation | TWh | 2.9281 | 2.78 | 1.6733 | 1.3257 | 1.3257 | 0.9159 | 0.4622
NODA Woodbridge NOx Cap Annual v5.15 | 580 | 7251 | Rate Constraint in MTons | FALSE | L | Annual | Qualifying Generation | TWh | 2.9281 | 2.78 | 1.6733 | 1.3257 | 1.3257 | 0.9159 | 0.4622
NODA Woodbridge NOx Cap Annual v5.15 | 580 | 7251 | Rate Constraint in MTons | FALSE | L | Annual | Rate | lb/MWh | 0.039268 | 0.039268 | 0.039268 | 0.039268 | 0.039268 | 0.039268 | 0.039268
NODA Woodbridge NOx Cap Annual v5.15 | 580 | 7251 | Rate Constraint in MTons | FALSE | L | Annual | Constraint Shadow Price | US2022$/Ton | 0 | 0 | 0 | 0 | 0 | 0 | 0
North Carolina Duke - NOX Cap Annual v3.1 | 581 | 7354 | Rate Constraint in MTons | FALSE | L | Annual | Seasons Included | Seasons | Winter, Spring, Summer, Fall | Winter, Spring, Summer, Fall | Winter, Spring, Summer, Fall | Winter, Spring, Summer, Fall | Winter, Spring, Summer, Fall | Winter, Spring, Summer, Fall | Winter, Spring, Summer, Fall
North Carolina Duke - NOX Cap Annual v3.1 | 581 | 7354 | Rate Constraint in MTons | FALSE | L | Annual | Standard NOX | Thousand Tons | 31 | 31 | 31 | 31 | 31 | 31 | 31
North Carolina Duke - NOX Cap Annual v3.1 | 581 | 7354 | Rate Constraint in MTons | FALSE | L | Annual | Emissions at Affected Plants NOX | Thousand Tons | 14.2574 | 6.1814 | 2.6935 | 2.5991 | 2.5991 | 2.6073 | 2.5811
North Carolina Duke - NOX Cap Annual v3.1 | 581 | 7354 | Rate Constraint in MTons | FALSE | L | Annual | Allowances Purchased NOX | Thousand Tons | 0 | 0 | 0 | 0 | 0 | 0 | 0
North Carolina Duke - NOX Cap Annual v3.1 | 581 | 7354 | Rate Constraint in MTons | FALSE | L | Annual | Allowances Sold NOX | Thousand Tons | 0 | 0 | 0 | 0 | 0 | 0 | 0
North Carolina Duke - NOX Cap Annual v3.1 | 581 | 7354 | Rate Constraint in MTons | FALSE | L | Annual | Allowances Banked | Thousand Tons | 0 | 0 | 0 | 0 | 0 | 0 | 0
North Carolina Duke - NOX Cap Annual v3.1 | 581 | 7354 | Rate Constraint in MTons | FALSE | L | Annual | Allowances Withdrawn (1:1) | Thousand Tons | 0 | 0 | 0 | 0 | 0 | 0 | 0
North Carolina Duke - NOX Cap Annual v3.1 | 581 | 7354 | Rate Constraint in MTons | FALSE | L | Annual | Allowances Withdrawn (1:n) | Thousand Tons | 0 | 0 | 0 | 0 | 0 | 0 | 0
North Carolina Duke - NOX Cap Annual v3.1 | 581 | 7354 | Rate Constraint in MTons | FALSE | L | Annual | Total | Thousand Tons | 14.2574 | 6.1814 | 2.6935 | 2.5991 | 2.5991 | 2.6073 | 2.5811
North Carolina Duke - NOX Cap Annual v3.1 | 581 | 7354 | Rate Constraint in MTons | FALSE | L | Annual | Fuel Consumed | TBtu | 189.4044 | 83.1136 | 45.3946 | 42.1011 | 42.1011 | 42.3873 | 41.4754
North Carolina Duke - NOX Cap Annual v3.1 | 581 | 7354 | Rate Constraint in MTons | FALSE | L | Annual | Rate | lb/MMBtu | 0.15055 | 0.14875 | 0.11867 | 0.12347 | 0.12347 | 0.12302 | 0.12447
North Carolina Duke - NOX Cap Annual v3.1 | 581 | 7354 | Rate Constraint in MTons | FALSE | L | Annual | Generation | TWh | 20.4494 | 8.9434 | 4.8737 | 4.5114 | 4.5114 | 4.5429 | 4.4426
North Carolina Duke - NOX Cap Annual v3.1 | 581 | 7354 | Rate Constraint in MTons | FALSE | L | Annual | Qualifying Generation | TWh | 20.4494 | 8.9434 | 4.8737 | 4.5114 | 4.5114 | 4.5429 | 4.4426
North Carolina Duke - NOX Cap Annual v3.1 | 581 | 7354 | Rate Constraint in MTons | FALSE | L | Annual | Rate | lb/MWh | 1.3944 | 1.3823 | 1.1053 | 1.1522 | 1.1522 | 1.1478 | 1.162
North Carolina Duke - NOX Cap Annual v3.1 | 581 | 7354 | Rate Constraint in MTons | FALSE | L | Annual | Constraint Shadow Price | US2022$/Ton | 0 | 0 | 0 | 0 | 0 | 0 | 0
North Carolina Duke - SO2 Cap Annual v3.1 | 582 | 7356 | Rate Constraint in MTons | FALSE | L | Annual | Seasons Included | Seasons | Winter, Spring, Summer, Fall | Winter, Spring, Summer, Fall | Winter, Spring, Summer, Fall | Winter, Spring, Summer, Fall | Winter, Spring, Summer, Fall | Winter, Spring, Summer, Fall | Winter, Spring, Summer, Fall
North Carolina Duke - SO2 Cap Annual v3.1 | 582 | 7356 | Rate Constraint in MTons | FALSE | L | Annual | Standard SO2 | Thousand Tons | 80 | 80 | 80 | 80 | 80 | 80 | 80
North Carolina Duke - SO2 Cap Annual v3.1 | 582 | 7356 | Rate Constraint in MTons | FALSE | L | Annual | Emissions at Affected Plants SO2 | Thousand Tons | 5.056 | 2.5585 | 1.5066 | 1.4453 | 1.4453 | 1.4507 | 1.4337
North Carolina Duke - SO2 Cap Annual v3.1 | 582 | 7356 | Rate Constraint in MTons | FALSE | L | Annual | Allowances Purchased SO2 | Thousand Tons | 0 | 0 | 0 | 0 | 0 | 0 | 0
North Carolina Duke - SO2 Cap Annual v3.1 | 582 | 7356 | Rate Constraint in MTons | FALSE | L | Annual | Allowances Sold SO2 | Thousand Tons | 0 | 0 | 0 | 0 | 0 | 0 | 0
North Carolina Duke - SO2 Cap Annual v3.1 | 582 | 7356 | Rate Constraint in MTons | FALSE | L | Annual | Allowances Banked | Thousand Tons | 0 | 0 | 0 | 0 | 0 | 0 | 0
North Carolina Duke - SO2 Cap Annual v3.1 | 582 | 7356 | Rate Constraint in MTons | FALSE | L | Annual | Allowances Withdrawn (1:1) | Thousand Tons | 0 | 0 | 0 | 0 | 0 | 0 | 0
North Carolina Duke - SO2 Cap Annual v3.1 | 582 | 7356 | Rate Constraint in MTons | FALSE | L | Annual | Allowances Withdrawn (1:n) | Thousand Tons | 0 | 0 | 0 | 0 | 0 | 0 | 0
North Carolina Duke - SO2 Cap Annual v3.1 | 582 | 7356 | Rate Constraint in MTons | FALSE | L | Annual | Total | Thousand Tons | 5.056 | 2.5585 | 1.5066 | 1.4453 | 1.4453 | 1.4507 | 1.4337
North Carolina Duke - SO2 Cap Annual v3.1 | 582 | 7356 | Rate Constraint in MTons | FALSE | L | Annual | Fuel Consumed | TBtu | 189.4044 | 83.1136 | 45.3946 | 42.1011 | 42.1011 | 42.3873 | 41.4754
North Carolina Duke - SO2 Cap Annual v3.1 | 582 | 7356 | Rate Constraint in MTons | FALSE | L | Annual | Rate | lb/MMBtu | 0.053388 | 0.061566 | 0.066379 | 0.068661 | 0.068661 | 0.068448 | 0.069135
North Carolina Duke - SO2 Cap Annual v3.1 | 582 | 7356 | Rate Constraint in MTons | FALSE | L | Annual | Generation | TWh | 20.4494 | 8.9434 | 4.8737 | 4.5114 | 4.5114 | 4.5429 | 4.4426
North Carolina Duke - SO2 Cap Annual v3.1 | 582 | 7356 | Rate Constraint in MTons | FALSE | L | Annual | Qualifying Generation | TWh | 20.4494 | 8.9434 | 4.8737 | 4.5114 | 4.5114 | 4.5429 | 4.4426
North Carolina Duke - SO2 Cap Annual v3.1 | 582 | 7356 | Rate Constraint in MTons | FALSE | L | Annual | Rate | lb/MWh | 0.49448 | 0.57215 | 0.61826 | 0.64075 | 0.64075 | 0.63866 | 0.64544
North Carolina Duke - SO2 Cap Annual v3.1 | 582 | 7356 | Rate Constraint in MTons | FALSE | L | Annual | Constraint Shadow Price | US2022$/Ton | 0 | 0 | 0 | 0 | 0 | 0 | 0
North Carolina Progress - NOX Cap Annual v3.1 | 583 | 7353 | Rate Constraint in MTons | FALSE | L | Annual | Seasons Included | Seasons | Winter, Spring, Summer, Fall | Winter, Spring, Summer, Fall | Winter, Spring, Summer, Fall | Winter, Spring, Summer, Fall | Winter, Spring, Summer, Fall | Winter, Spring, Summer, Fall | Winter, Spring, Summer, Fall
North Carolina Progress - NOX Cap Annual v3.1 | 583 | 7353 | Rate Constraint in MTons | FALSE | L | Annual | Standard NOX | Thousand Tons | 25 | 25 | 25 | 25 | 25 | 25 | 25
North Carolina Progress - NOX Cap Annual v3.1 | 583 | 7353 | Rate Constraint in MTons | FALSE | L | Annual | Emissions at Affected Plants NOX | Thousand Tons | 10.776 | 1.942 | 0 | 0 | 0 | 0 | 0
North Carolina Progress - NOX Cap Annual v3.1 | 583 | 7353 | Rate Constraint in MTons | FALSE | L | Annual | Allowances Purchased NOX | Thousand Tons | 0 | 0 | 0 | 0 | 0 | 0 | 0
North Carolina Progress - NOX Cap Annual v3.1 | 583 | 7353 | Rate Constraint in MTons | FALSE | L | Annual | Allowances Sold NOX | Thousand Tons | 0 | 0 | 0 | 0 | 0 | 0 | 0
North Carolina Progress - NOX Cap Annual v3.1 | 583 | 7353 | Rate Constraint in MTons | FALSE | L | Annual | Allowances Banked | Thousand Tons | 0 | 0 | 0 | 0 | 0 | 0 | 0
North Carolina Progress - NOX Cap Annual v3.1 | 583 | 7353 | Rate Constraint in MTons | FALSE | L | Annual | Allowances Withdrawn (1:1) | Thousand Tons | 0 | 0 | 0 | 0 | 0 | 0 | 0
North Carolina Progress - NOX Cap Annual v3.1 | 583 | 7353 | Rate Constraint in MTons | FALSE | L | Annual | Allowances Withdrawn (1:n) | Thousand Tons | 0 | 0 | 0 | 0 | 0 | 0 | 0
North Carolina Progress - NOX Cap Annual v3.1 | 583 | 7353 | Rate Constraint in MTons | FALSE | L | Annual | Total | Thousand Tons | 10.776 | 1.942 | 0 | 0 | 0 | 0 | 0
North Carolina Progress - NOX Cap Annual v3.1 | 583 | 7353 | Rate Constraint in MTons | FALSE | L | Annual | Fuel Consumed | TBtu | 160.8643 | 28.9514 | 0 | 0 | 0 | 0 | 0
North Carolina Progress - NOX Cap Annual v3.1 | 583 | 7353 | Rate Constraint in MTons | FALSE | L | Annual | Rate | lb/MMBtu | 0.13398 | 0.13416 | 0 | 0 | 0 | 0 | 0
North Carolina Progress - NOX Cap Annual v3.1 | 583 | 7353 | Rate Constraint in MTons | FALSE | L | Annual | Generation | TWh | 15.3987 | 2.7533 | 0 | 0 | 0 | 0 | 0
North Carolina Progress - NOX Cap Annual v3.1 | 583 | 7353 | Rate Constraint in MTons | FALSE | L | Annual | Qualifying Generation | TWh | 15.3987 | 2.7533 | 0 | 0 | 0 | 0 | 0
North Carolina Progress - NOX Cap Annual v3.1 | 583 | 7353 | Rate Constraint in MTons | FALSE | L | Annual | Rate | lb/MWh | 1.3996 | 1.4107 | 0 | 0 | 0 | 0 | 0
North Carolina Progress - NOX Cap Annual v3.1 | 583 | 7353 | Rate Constraint in MTons | FALSE | L | Annual | Constraint Shadow Price | US2022$/Ton | 0 | 0 | 0 | 0 | 0 | 0 | 0
North Carolina Progress - SO2 Cap Annual v3.1 | 584 | 7355 | Rate Constraint in MTons | FALSE | L | Annual | Seasons Included | Seasons | Winter, Spring, Summer, Fall | Winter, Spring, Summer, Fall | Winter, Spring, Summer, Fall | Winter, Spring, Summer, Fall | Winter, Spring, Summer, Fall | Winter, Spring, Summer, Fall | Winter, Spring, Summer, Fall
North Carolina Progress - SO2 Cap Annual v3.1 | 584 | 7355 | Rate Constraint in MTons | FALSE | L | Annual | Standard SO2 | Thousand Tons | 50 | 50 | 50 | 50 | 50 | 50 | 50
North Carolina Progress - SO2 Cap Annual v3.1 | 584 | 7355 | Rate Constraint in MTons | FALSE | L | Annual | Emissions at Affected Plants SO2 | Thousand Tons | 5.2415 | 0.9446 | 0 | 0 | 0 | 0 | 0
North Carolina Progress - SO2 Cap Annual v3.1 | 584 | 7355 | Rate Constraint in MTons | FALSE | L | Annual | Allowances Purchased SO2 | Thousand Tons | 0 | 0 | 0 | 0 | 0 | 0 | 0
North Carolina Progress - SO2 Cap Annual v3.1 | 584 | 7355 | Rate Constraint in MTons | FALSE | L | Annual | Allowances Sold SO2 | Thousand Tons | 0 | 0 | 0 | 0 | 0 | 0 | 0
North Carolina Progress - SO2 Cap Annual v3.1 | 584 | 7355 | Rate Constraint in MTons | FALSE | L | Annual | Allowances Banked | Thousand Tons | 0 | 0 | 0 | 0 | 0 | 0 | 0
North Carolina Progress - SO2 Cap Annual v3.1 | 584 | 7355 | Rate Constraint in MTons | FALSE | L | Annual | Allowances Withdrawn (1:1) | Thousand Tons | 0 | 0 | 0 | 0 | 0 | 0 | 0
North Carolina Progress - SO2 Cap Annual v3.1 | 584 | 7355 | Rate Constraint in MTons | FALSE | L | Annual | Allowances Withdrawn (1:n) | Thousand Tons | 0 | 0 | 0 | 0 | 0 | 0 | 0
North Carolina Progress - SO2 Cap Annual v3.1 | 584 | 7355 | Rate Constraint in MTons | FALSE | L | Annual | Total | Thousand Tons | 5.2415 | 0.9446 | 0 | 0 | 0 | 0 | 0
North Carolina Progress - SO2 Cap Annual v3.1 | 584 | 7355 | Rate Constraint in MTons | FALSE | L | Annual | Fuel Consumed | TBtu | 160.8643 | 28.9514 | 0 | 0 | 0 | 0 | 0
North Carolina Progress - SO2 Cap Annual v3.1 | 584 | 7355 | Rate Constraint in MTons | FALSE | L | Annual | Rate | lb/MMBtu | 0.065167 | 0.065254 | 0 | 0 | 0 | 0 | 0
North Carolina Progress - SO2 Cap Annual v3.1 | 584 | 7355 | Rate Constraint in MTons | FALSE | L | Annual | Generation | TWh | 15.3987 | 2.7533 | 0 | 0 | 0 | 0 | 0
North Carolina Progress - SO2 Cap Annual v3.1 | 584 | 7355 | Rate Constraint in MTons | FALSE | L | Annual | Qualifying Generation | TWh | 15.3987 | 2.7533 | 0 | 0 | 0 | 0 | 0
North Carolina Progress - SO2 Cap Annual v3.1 | 584 | 7355 | Rate Constraint in MTons | FALSE | L | Annual | Rate | lb/MWh | 0.68077 | 0.68617 | 0 | 0 | 0 | 0 | 0
North Carolina Progress - SO2 Cap Annual v3.1 | 584 | 7355 | Rate Constraint in MTons | FALSE | L | Annual | Constraint Shadow Price | US2022$/Ton | 0 | 0 | 0 | 0 | 0 | 0 | 0
NSR AEP Consent - NOX Cap Annual v3.1 | 585 | 7372 | Rate Constraint in MTons | FALSE | L | Annual | Seasons Included | Seasons | Winter, Spring, Summer, Fall | Winter, Spring, Summer, Fall | Winter, Spring, Summer, Fall | Winter, Spring, Summer, Fall | Winter, Spring, Summer, Fall | Winter, Spring, Summer, Fall | Winter, Spring, Summer, Fall
NSR AEP Consent - NOX Cap Annual v3.1 | 585 | 7372 | Rate Constraint in MTons | FALSE | L | Annual | Standard NOX | Thousand Tons | 52 | 44 | 44 | 44 | 44 | 44 | 44
NSR AEP Consent - NOX Cap Annual v3.1 | 585 | 7372 | Rate Constraint in MTons | FALSE | L | Annual | Emissions at Affected Plants NOX | Thousand Tons | 30.4892 | 27.4599 | 27.4483 | 27.4483 | 22.9425 | 13.7782 | 15.2779
NSR AEP Consent - NOX Cap Annual v3.1 | 585 | 7372 | Rate Constraint in MTons | FALSE | L | Annual | Allowances Purchased NOX | Thousand Tons | 0 | 0 | 0 | 0 | 0 | 0 | 0
NSR AEP Consent - NOX Cap Annual v3.1 | 585 | 7372 | Rate Constraint in MTons | FALSE | L | Annual | Allowances Sold NOX | Thousand Tons | 0 | 0 | 0 | 0 | 0 | 0 | 0
NSR AEP Consent - NOX Cap Annual v3.1 | 585 | 7372 | Rate Constraint in MTons | FALSE | L | Annual | Allowances Banked | Thousand Tons | 0 | 0 | 0 | 0 | 0 | 0 | 0
NSR AEP Consent - NOX Cap Annual v3.1 | 585 | 7372 | Rate Constraint in MTons | FALSE | L | Annual | Allowances Withdrawn (1:1) | Thousand Tons | 0 | 0 | 0 | 0 | 0 | 0 | 0
NSR AEP Consent - NOX Cap Annual v3.1 | 585 | 7372 | Rate Constraint in MTons | FALSE | L | Annual | Allowances Withdrawn (1:n) | Thousand Tons | 0 | 0 | 0 | 0 | 0 | 0 | 0
NSR AEP Consent - NOX Cap Annual v3.1 | 585 | 7372 | Rate Constraint in MTons | FALSE | L | Annual | Total | Thousand Tons | 30.4892 | 27.4599 | 27.4483 | 27.4483 | 22.9425 | 13.7782 | 15.2779
NSR AEP Consent - NOX Cap Annual v3.1 | 585 | 7372 | Rate Constraint in MTons | FALSE | L | Annual | Fuel Consumed | TBtu | 653.6603 | 602.5548 | 602.6182 | 602.6182 | 493.2082 | 300.2567 | 328.6467
NSR AEP Consent - NOX Cap Annual v3.1 | 585 | 7372 | Rate Constraint in MTons | FALSE | L | Annual | Rate | lb/MMBtu | 0.093288 | 0.091145 | 0.091097 | 0.091097 | 0.093034 | 0.091776 | 0.092975
NSR AEP Consent - NOX Cap Annual v3.1 | 585 | 7372 | Rate Constraint in MTons | FALSE | L | Annual | Generation | TWh | 65.5612 | 60.5203 | 57.1722 | 57.1722 | 49.6825 | 30.2796 | 33.1492
NSR AEP Consent - NOX Cap Annual v3.1 | 585 | 7372 | Rate Constraint in MTons | FALSE | L | Annual | Qualifying Generation | TWh | 65.5612 | 60.5203 | 57.1722 | 57.1722 | 49.6825 | 30.2796 | 33.1492
NSR AEP Consent - NOX Cap Annual v3.1 | 585 | 7372 | Rate Constraint in MTons | FALSE | L | Annual | Rate | lb/MWh | 0.9301 | 0.90746 | 0.9602 | 0.9602 | 0.92356 | 0.91006 | 0.92177
NSR AEP Consent - NOX Cap Annual v3.1 | 585 | 7372 | Rate Constraint in MTons | FALSE | L | Annual | Constraint Shadow Price | US2022$/Ton | 0 | 0 | 0 | 0 | 0 | 0 | 0
NSR AEP Consent - SO2 Cap Annual v5.13 | 586 | 7371 | Rate Constraint in MTons | FALSE | L | Annual | Seasons Included | Seasons | Winter, Spring, Summer, Fall | Winter, Spring, Summer, Fall | Winter, Spring, Summer, Fall | Winter, Spring, Summer, Fall | Winter, Spring, Summer, Fall | Winter, Spring, Summer, Fall | Winter, Spring, Summer, Fall
NSR AEP Consent - SO2 Cap Annual v5.13 | 586 | 7371 | Rate Constraint in MTons | FALSE | L | Annual | Standard SO2 | Thousand Tons | 94 | 89 | 89 | 89 | 89 | 89 | 89
NSR AEP Consent - SO2 Cap Annual v5.13 | 586 | 7371 | Rate Constraint in MTons | FALSE | L | Annual | Emissions at Affected Plants SO2 | Thousand Tons | 48.796 | 47.1326 | 45.335 | 45.8792 | 43.5654 | 29.5197 | 33.7702
NSR AEP Consent - SO2 Cap Annual v5.13 | 586 | 7371 | Rate Constraint in MTons | FALSE | L | Annual | Allowances Purchased SO2 | Thousand Tons | 0 | 0 | 0 | 0 | 0 | 0 | 0
NSR AEP Consent - SO2 Cap Annual v5.13 | 586 | 7371 | Rate Constraint in MTons | FALSE | L | Annual | Allowances Sold SO2 | Thousand Tons | 0 | 0 | 0 | 0 | 0 | 0 | 0
NSR AEP Consent - SO2 Cap Annual v5.13 | 586 | 7371 | Rate Constraint in MTons | FALSE | L | Annual | Allowances Banked | Thousand Tons | 0 | 0 | 0 | 0 | 0 | 0 | 0
NSR AEP Consent - SO2 Cap Annual v5.13 | 586 | 7371 | Rate Constraint in MTons | FALSE | L | Annual | Allowances Withdrawn (1:1) | Thousand Tons | 0 | 0 | 0 | 0 | 0 | 0 | 0
NSR AEP Consent - SO2 Cap Annual v5.13 | 586 | 7371 | Rate Constraint in MTons | FALSE | L | Annual | Allowances Withdrawn (1:n) | Thousand Tons | 0 | 0 | 0 | 0 | 0 | 0 | 0
NSR AEP Consent - SO2 Cap Annual v5.13 | 586 | 7371 | Rate Constraint in MTons | FALSE | L | Annual | Total | Thousand Tons | 48.796 | 47.1326 | 45.335 | 45.8792 | 43.5654 | 29.5197 | 33.7702
NSR AEP Consent - SO2 Cap Annual v5.13 | 586 | 7371 | Rate Constraint in MTons | FALSE | L | Annual | Fuel Consumed | TBtu | 653.6603 | 602.5548 | 602.6182 | 602.6182 | 493.2082 | 300.2567 | 328.6467
NSR AEP Consent - SO2 Cap Annual v5.13 | 586 | 7371 | Rate Constraint in MTons | FALSE | L | Annual | Rate | lb/MMBtu | 0.1493 | 0.15644 | 0.15046 | 0.15227 | 0.17666 | 0.19663 | 0.20551
NSR AEP Consent - SO2 Cap Annual v5.13 | 586 | 7371 | Rate Constraint in MTons | FALSE | L | Annual | Generation | TWh | 65.5612 | 60.5203 | 57.1722 | 57.1722 | 49.6825 | 30.2796 | 33.1492
NSR AEP Consent - SO2 Cap Annual v5.13 | 586 | 7371 | Rate Constraint in MTons | FALSE | L | Annual | Qualifying Generation | TWh | 65.5612 | 60.5203 | 57.1722 | 57.1722 | 49.6825 | 30.2796 | 33.1492
NSR AEP Consent - SO2 Cap Annual v5.13 | 586 | 7371 | Rate Constraint in MTons | FALSE | L | Annual | Rate | lb/MWh | 1.4886 | 1.5576 | 1.5859 | 1.6049 | 1.7538 | 1.9498 | 2.0375
NSR AEP Consent - SO2 Cap Annual v5.13 | 586 | 7371 | Rate Constraint in MTons | FALSE | L | Annual | Constraint Shadow Price | US2022$/Ton | 0 | 0 | 0 | 0 | 0 | 0 | 0
NSR Big Cajun 2- NOx Cap Annual v5.13 | 587 | 7460 | Rate Constraint in MTons | FALSE | L | Annual | Seasons Included | Seasons | Winter, Spring, Summer, Fall | Winter, Spring, Summer, Fall | Winter, Spring, Summer, Fall | Winter, Spring, Summer, Fall | Winter, Spring, Summer, Fall | Winter, Spring, Summer, Fall | Winter, Spring, Summer, Fall
NSR Big Cajun 2- NOx Cap Annual v5.13 | 587 | 7460 | Rate Constraint in MTons | FALSE | L | Annual | Standard NOX | Thousand Tons | 8.95 | 8.95 | 8.95 | 8.95 | 8.95 | 8.95 | 8.95
NSR Big Cajun 2- NOx Cap Annual v5.13 | 587 | 7460 | Rate Constraint in MTons | FALSE | L | Annual | Emissions at Affected Plants NOX | Thousand Tons | 0.57059 | 1.6921 | 2.4172 | 2.4172 | 2.2132 | 1.9098 | 1.9098
NSR Big Cajun 2- NOx Cap Annual v5.13 | 587 | 7460 | Rate Constraint in MTons | FALSE | L | Annual | Allowances Purchased NOX | Thousand Tons | 0 | 0 | 0 | 0 | 0 | 0 | 0
NSR Big Cajun 2- NOx Cap Annual v5.13 | 587 | 7460 | Rate Constraint in MTons | FALSE | L | Annual | Allowances Sold NOX | Thousand Tons | 0 | 0 | 0 | 0 | 0 | 0 | 0
NSR Big Cajun 2- NOx Cap Annual v5.13 | 587 | 7460 | Rate Constraint in MTons | FALSE | L | Annual | Allowances Banked | Thousand Tons | 0 | 0 | 0 | 0 | 0 | 0 | 0
NSR Big Cajun 2- NOx Cap Annual v5.13 | 587 | 7460 | Rate Constraint in MTons | FALSE | L | Annual | Allowances Withdrawn (1:1) | Thousand Tons | 0 | 0 | 0 | 0 | 0 | 0 | 0
NSR Big Cajun 2- NOx Cap Annual v5.13 | 587 | 7460 | Rate Constraint in MTons | FALSE | L | Annual | Allowances Withdrawn (1:n) | Thousand Tons | 0 | 0 | 0 | 0 | 0 | 0 | 0
NSR Big Cajun 2- NOx Cap Annual v5.13 | 587 | 7460 | Rate Constraint in MTons | FALSE | L | Annual | Total | Thousand Tons | 0.57059 | 1.6921 | 2.4172 | 2.4172 | 2.2132 | 1.9098 | 1.9098
NSR Big Cajun 2- NOx Cap Annual v5.13 | 587 | 7460 | Rate Constraint in MTons | FALSE | L | Annual | Fuel Consumed | TBtu | 9.3425 | 27.706 | 39.578 | 39.578 | 36.2368 | 31.2694 | 31.2694
NSR Big Cajun 2- NOx Cap Annual v5.13 | 587 | 7460 | Rate Constraint in MTons | FALSE | L | Annual | Rate | lb/MMBtu | 0.12215 | 0.12215 | 0.12215 | 0.12215 | 0.12215 | 0.12215 | 0.12215
NSR Big Cajun 2- NOx Cap Annual v5.13 | 587 | 7460 | Rate Constraint in MTons | FALSE | L | Annual | Generation | TWh | 0.89505 | 2.6543 | 3.7917 | 3.7917 | 3.4716 | 2.9957 | 2.9957
NSR Big Cajun 2- NOx Cap Annual v5.13 | 587 | 7460 | Rate Constraint in MTons | FALSE | L | Annual | Qualifying Generation | TWh | 0.89505 | 2.6543 | 3.7917 | 3.7917 | 3.4716 | 2.9957 | 2.9957
NSR Big Cajun 2- NOx Cap Annual v5.13 | 587 | 7460 | Rate Constraint in MTons | FALSE | L | Annual | Rate | lb/MWh | 1.275 | 1.275 | 1.275 | 1.275 | 1.275 | 1.275 | 1.275
NSR Big Cajun 2- NOx Cap Annual v5.13 | 587 | 7460 | Rate Constraint in MTons | FALSE | L | Annual | Constraint Shadow Price | US2022$/Ton | 0 | 0 | 0 | 0 | 0 | 0 | 0
NSR Big Cajun 2- SO2 Cap Annual v5.13 | 588 | 7458 | Rate Constraint in MTons | FALSE | L | Annual | Seasons Included | Seasons | Winter, Spring, Summer, Fall | Winter, Spring, Summer, Fall | Winter, Spring, Summer, Fall | Winter, Spring, Summer, Fall | Winter, Spring, Summer, Fall | Winter, Spring, Summer, Fall | Winter, Spring, Summer, Fall
NSR Big Cajun 2- SO2 Cap Annual v5.13 | 588 | 7458 | Rate Constraint in MTons | FALSE | L | Annual | Standard SO2 | Thousand Tons | 18.95 | 18.95 | 18.95 | 18.95 | 18.95 | 18.95 | 18.95
NSR Big Cajun 2- SO2 Cap Annual v5.13 | 588 | 7458 | Rate Constraint in MTons | FALSE | L | Annual | Emissions at Affected Plants SO2 | Thousand Tons | 2.0983 | 6.2227 | 8.8891 | 8.8891 | 8.1387 | 7.023 | 7.023
NSR Big Cajun 2- SO2 Cap Annual v5.13 | 588 | 7458 | Rate Constraint in MTons | FALSE | L | Annual | Allowances Purchased SO2 | Thousand Tons | 0 | 0 | 0 | 0 | 0 | 0 | 0
NSR Big Cajun 2- SO2 Cap Annual v5.13 | 588 | 7458 | Rate Constraint in MTons | FALSE | L | Annual | Allowances Sold SO2 | Thousand Tons | 0 | 0 | 0 | 0 | 0 | 0 | 0
NSR Big Cajun 2- SO2 Cap Annual v5.13 | 588 | 7458 | Rate Constraint in MTons | FALSE | L | Annual | Allowances Banked | Thousand Tons | 0 | 0 | 0 | 0 | 0 | 0 | 0
NSR Big Cajun 2- SO2 Cap Annual v5.13 | 588 | 7458 | Rate Constraint in MTons | FALSE | L | Annual | Allowances Withdrawn (1:1) | Thousand Tons | 0 | 0 | 0 | 0 | 0 | 0 | 0
NSR Big Cajun 2- SO2 Cap Annual v5.13 | 588 | 7458 | Rate Constraint in MTons | FALSE | L | Annual | Allowances Withdrawn (1:n) | Thousand Tons | 0 | 0 | 0 | 0 | 0 | 0 | 0
NSR Big Cajun 2- SO2 Cap Annual v5.13 | 588 | 7458 | Rate Constraint in MTons | FALSE | L | Annual | Total | Thousand Tons | 2.0983 | 6.2227 | 8.8891 | 8.8891 | 8.1387 | 7.023 | 7.023
NSR Big Cajun 2- SO2 Cap Annual v5.13 | 588 | 7458 | Rate Constraint in MTons | FALSE | L | Annual | Fuel Consumed | TBtu | 9.3425 | 27.706 | 39.578 | 39.578 | 36.2368 | 31.2694 | 31.2694
NSR Big Cajun 2- SO2 Cap Annual v5.13 | 588 | 7458 | Rate Constraint in MTons | FALSE | L | Annual | Rate | lb/MMBtu | 0.44919 | 0.44919 | 0.44919 | 0.44919 | 0.44919 | 0.44919 | 0.44919
NSR Big Cajun 2- SO2 Cap Annual v5.13 | 588 | 7458 | Rate Constraint in MTons | FALSE | L | Annual | Generation | TWh | 0.89505 | 2.6543 | 3.7917 | 3.7917 | 3.4716 | 2.9957 | 2.9957
NSR Big Cajun 2- SO2 Cap Annual v5.13 | 588 | 7458 | Rate Constraint in MTons | FALSE | L | Annual | Qualifying Generation | TWh | 0.89505 | 2.6543 | 3.7917 | 3.7917 | 3.4716 | 2.9957 | 2.9957
NSR Big Cajun 2- SO2 Cap Annual v5.13 | 588 | 7458 | Rate Constraint in MTons | FALSE | L | Annual | Rate | lb/MWh | 4.6887 | 4.6887 | 4.6887 | 4.6887 | 4.6887 | 4.6887 | 4.6887
NSR Big Cajun 2- SO2 Cap Annual v5.13 | 588 | 7458 | Rate Constraint in MTons | FALSE | L | Annual | Constraint Shadow Price | US2022$/Ton | 0 | 0 | 0 | 0 | 0 | 0 | 0
NSR Big Cajun 2- Unit 1 - NOx Rate Annual v5.13 | 590 | 7459 | Rate Constraint in lbs/MMBtu | FALSE | L | Annual | Seasons Included | Seasons | Winter, Spring, Summer, Fall | Winter, Spring, Summer, Fall | Winter, Spring, Summer, Fall | Winter, Spring, Summer, Fall | Winter, Spring, Summer, Fall | Winter, Spring, Summer, Fall | Winter, Spring, Summer, Fall
NSR Big Cajun 2- Unit 1 - NOx Rate Annual v5.13 | 590 | 7459 | Rate Constraint in lbs/MMBtu | FALSE | L | Annual | Standard NOX | lb/MMBtu | 0.15 | 0.15 | 0.15 | 0.15 | 0.15 | 0.15 | 0.15
NSR Big Cajun 2- Unit 1 - NOx Rate Annual v5.13 | 590 | 7459 | Rate Constraint in lbs/MMBtu | FALSE | L | Annual | Emissions at Affected Plants NOX | Thousand Tons | 0 | 0 | 0 | 0 | 0 | 0 | 0
NSR Big Cajun 2- Unit 1 - NOx Rate Annual v5.13 | 590 | 7459 | Rate Constraint in lbs/MMBtu | FALSE | L | Annual | Allowances Purchased NOX | Thousand Tons | 0 | 0 | 0 | 0 | 0 | 0 | 0
NSR Big Cajun 2- Unit 1 - NOx Rate Annual v5.13 | 590 | 7459 | Rate Constraint in lbs/MMBtu | FALSE | L | Annual | Allowances Sold NOX | Thousand Tons | 0 | 0 | 0 | 0 | 0 | 0 | 0
NSR Big Cajun 2- Unit 1 - NOx Rate Annual v5.13 | 590 | 7459 | Rate Constraint in lbs/MMBtu | FALSE | L | Annual | Allowances Banked | Thousand Tons | 0 | 0 | 0 | 0 | 0 | 0 | 0
NSR Big Cajun 2- Unit 1 - NOx Rate Annual v5.13 | 590 | 7459 | Rate Constraint in lbs/MMBtu | FALSE | L | Annual | Allowances Withdrawn (1:1) | Thousand Tons | 0 | 0 | 0 | 0 | 0 | 0 | 0
NSR Big Cajun 2- Unit 1 - NOx Rate Annual v5.13 | 590 | 7459 | Rate Constraint in lbs/MMBtu | FALSE | L | Annual | Allowances Withdrawn (1:n) | Thousand Tons | 0 | 0 | 0 | 0 | 0 | 0 | 0
NSR Big Cajun 2- Unit 1 - NOx Rate Annual v5.13 | 590 | 7459 | Rate Constraint in lbs/MMBtu | FALSE | L | Annual | Total | Thousand Tons | 0 | 0 | 0 | 0 | 0 | 0 | 0
NSR Big Cajun 2- Unit 1 - NOx Rate Annual v5.13 | 590 | 7459 | Rate Constraint in lbs/MMBtu | FALSE | L | Annual | Fuel Consumed | TBtu | 0 | 0 | 0 | 0 | 0 | 0 | 0
NSR Big Cajun 2- Unit 1 - NOx Rate Annual v5.13 | 590 | 7459 | Rate Constraint in lbs/MMBtu | FALSE | L | Annual | Rate | lb/MMBtu | 0 | 0 | 0 | 0 | 0 | 0 | 0
NSR Big Cajun 2- Unit 1 - NOx Rate Annual v5.13 | 590 | 7459 | Rate Constraint in lbs/MMBtu | FALSE | L | Annual | Generation | TWh | 0 | 0 | 0 | 0 | 0 | 0 | 0
NSR Big Cajun 2- Unit 1 - NOx Rate Annual v5.13 | 590 | 7459 | Rate Constraint in lbs/MMBtu | FALSE | L | Annual | Qualifying Generation | TWh | 0 | 0 | 0 | 0 | 0 | 0 | 0
NSR Big Cajun 2- Unit 1 - NOx Rate Annual v5.13 | 590 | 7459 | Rate Constraint in lbs/MMBtu | FALSE | L | Annual | Rate | lb/MWh | 0 | 0 | 0 | 0 | 0 | 0 | 0
NSR Big Cajun 2- Unit 1 - NOx Rate Annual v5.13 | 590 | 7459 | Rate Constraint in lbs/MMBtu | FALSE | L | Annual | Constraint Shadow Price | US2022$/Ton | 0 | 0 | 0 | 0 | 0 | 0 | 0
NSR Big Cajun 2- Unit 1 - SO2 Rate Annual v5.13 | 591 | 7457 | Rate Constraint in lbs/MMBtu | FALSE | L | Annual | Seasons Included | Seasons | Winter, Spring, Summer, Fall | Winter, Spring, Summer, Fall | Winter, Spring, Summer, Fall | Winter, Spring, Summer, Fall | Winter, Spring, Summer, Fall | Winter, Spring, Summer, Fall | Winter, Spring, Summer, Fall
NSR Big Cajun 2- Unit 1 - SO2 Rate Annual v5.13 | 591 | 7457 | Rate Constraint in lbs/MMBtu | FALSE | L | Annual | Standard SO2 | lb/MMBtu | 0.07 | 0.07 | 0.07 | 0.07 | 0.07 | 0.07 | 0.07
NSR Big Cajun 2- Unit 1 - SO2 Rate Annual v5.13 | 591 | 7457 | Rate Constraint in lbs/MMBtu | FALSE | L | Annual | Emissions at Affected Plants SO2 | Thousand Tons | 0 | 0 | 0 | 0 | 0 | 0 | 0
NSR Big Cajun 2- Unit 1 - SO2 Rate Annual v5.13 | 591 | 7457 | Rate Constraint in lbs/MMBtu | FALSE | L | Annual | Allowances Purchased SO2 | Thousand Tons | 0 | 0 | 0 | 0 | 0 | 0 | 0
NSR Big Cajun 2- Unit 1 - SO2 Rate Annual v5.13 | 591 | 7457 | Rate Constraint in lbs/MMBtu | FALSE | L | Annual | Allowances Sold SO2 | Thousand Tons | 0 | 0 | 0 | 0 | 0 | 0 | 0
NSR Big Cajun 2- Unit 1 - SO2 Rate Annual v5.13 | 591 | 7457 | Rate Constraint in lbs/MMBtu | FALSE | L | Annual | Allowances Banked | Thousand Tons | 0 | 0 | 0 | 0 | 0 | 0 | 0
NSR Big Cajun 2- Unit 1 - SO2 Rate Annual v5.13 | 591 | 7457 | Rate Constraint in lbs/MMBtu | FALSE | L | Annual | Allowances Withdrawn (1:1) | Thousand Tons | 0 | 0 | 0 | 0 | 0 | 0 | 0
NSR Big Cajun 2- Unit 1 - SO2 Rate Annual v5.13 | 591 | 7457 | Rate Constraint in lbs/MMBtu | FALSE | L | Annual | Allowances Withdrawn (1:n) | Thousand Tons | 0 | 0 | 0 | 0 | 0 | 0 | 0
NSR Big Cajun 2- Unit 1 - SO2 Rate Annual v5.13 | 591 | 7457 | Rate Constraint in lbs/MMBtu | FALSE | L | Annual | Total | Thousand Tons | 0 | 0 | 0 | 0 | 0 | 0 | 0
NSR Big Cajun 2- Unit 1 - SO2 Rate Annual v5.13 | 591 | 7457 | Rate Constraint in lbs/MMBtu | FALSE | L | Annual | Fuel Consumed | TBtu | 0 | 0 | 0 | 0 | 0 | 0 | 0
NSR Big Cajun 2- Unit 1 - SO2 Rate Annual v5.13 | 591 | 7457 | Rate Constraint in lbs/MMBtu | FALSE | L | Annual | Rate | lb/MMBtu | 0 | 0 | 0 | 0 | 0 | 0 | 0
NSR Big Cajun 2- Unit 1 - SO2 Rate Annual v5.13 | 591 | 7457 | Rate Constraint in lbs/MMBtu | FALSE | L | Annual | Generation | TWh | 0 | 0 | 0 | 0 | 0 | 0 | 0
NSR Big Cajun 2- Unit 1 - SO2 Rate Annual v5.13 | 591 | 7457 | Rate Constraint in lbs/MMBtu | FALSE | L | Annual | Qualifying Generation | TWh | 0 | 0 | 0 | 0 | 0 | 0 | 0
NSR Big Cajun 2- Unit 1 - SO2 Rate Annual v5.13 | 591 | 7457 | Rate Constraint in lbs/MMBtu | FALSE | L | Annual | Rate | lb/MWh | 0 | 0 | 0 | 0 | 0 | 0 | 0
NSR Big Cajun 2- Unit 1 - SO2 Rate Annual v5.13 | 591 | 7457 | Rate Constraint in lbs/MMBtu | FALSE | L | Annual | Constraint Shadow Price | US2022$/Ton | 0 | 6214.8965 | 22029.5969 | 23416.3115 | 39662.6401 | 30318.2325 | 12161.6574
NSR Big Cajun 2- Unit 3 - NOx Rate Annual v5.13 | 593 | 7461 | Rate Constraint in lbs/MMBtu | FALSE | L | Annual | Seasons Included | Seasons | Winter, Spring, Summer, Fall | Winter, Spring, Summer, Fall | Winter, Spring, Summer, Fall | Winter, Spring, Summer, Fall | Winter, Spring, Summer, Fall | Winter, Spring, Summer, Fall | Winter, Spring, Summer, Fall
NSR Big Cajun 2- Unit 3 - NOx Rate Annual v5.13 | 593 | 7461 | Rate Constraint in lbs/MMBtu | FALSE | L | Annual | Standard NOX | lb/MMBtu | 0.135 | 0.135 | 0.135 | 0.135 | 0.135 | 0.135 | 0.135
NSR Big Cajun 2- Unit 3 - NOx Rate Annual v5.13 | 593 | 7461 | Rate Constraint in lbs/MMBtu | FALSE | L | Annual | Emissions at Affected Plants NOX | Thousand Tons | 0.57059 | 1.6921 | 2.4172 | 2.4172 | 2.2132 | 1.9098 | 1.9098
NSR Big Cajun 2- Unit 3 - NOx Rate Annual v5.13 | 593 | 7461 | Rate Constraint in lbs/MMBtu | FALSE | L | Annual | Allowances Purchased NOX | Thousand Tons | 0 | 0 | 0 | 0 | 0 | 0 | 0
NSR Big Cajun 2- Unit 3 - NOx Rate Annual v5.13 | 593 | 7461 | Rate Constraint in lbs/MMBtu | FALSE | L | Annual | Allowances Sold NOX | Thousand Tons | 0 | 0 | 0 | 0 | 0 | 0 | 0
NSR Big Cajun 2- Unit 3 - NOx Rate Annual v5.13 | 593 | 7461 | Rate Constraint in lbs/MMBtu | FALSE | L | Annual | Allowances Banked | Thousand Tons | 0 | 0 | 0 | 0 | 0 | 0 | 0
NSR Big Cajun 2- Unit 3 - NOx Rate Annual v5.13 | 593 | 7461 | Rate Constraint in lbs/MMBtu | FALSE | L | Annual | Allowances Withdrawn (1:1) | Thousand Tons | 0 | 0 | 0 | 0 | 0 | 0 | 0
NSR Big Cajun 2- Unit 3 - NOx Rate Annual v5.13 | 593 | 7461 | Rate Constraint in lbs/MMBtu | FALSE | L | Annual | Allowances Withdrawn (1:n) | Thousand Tons | 0 | 0 | 0 | 0 | 0 | 0 | 0
NSR Big Cajun 2- Unit 3 - NOx Rate Annual v5.13 | 593 | 7461 | Rate Constraint in lbs/MMBtu | FALSE | L | Annual | Total | Thousand Tons | 0.57059 | 1.6921 | 2.4172 | 2.4172 | 2.2132 | 1.9098 | 1.9098
NSR Big Cajun 2- Unit 3 - NOx Rate Annual v5.13 | 593 | 7461 | Rate Constraint in lbs/MMBtu | FALSE | L | Annual | Fuel Consumed | TBtu | 9.3425 | 27.706 | 39.578 | 39.578 | 36.2368 | 31.2694 | 31.2694
NSR Big Cajun 2- Unit 3 - NOx Rate Annual v5.13 | 593 | 7461 | Rate Constraint in lbs/MMBtu | FALSE | L | Annual | Rate | lb/MMBtu | 0.12215 | 0.12215 | 0.12215 | 0.12215 | 0.12215 | 0.12215 | 0.12215
NSR Big Cajun 2- Unit 3 - NOx Rate Annual v5.13 | 593 | 7461 | Rate Constraint in lbs/MMBtu | FALSE | L | Annual | Generation | TWh | 0.89505 | 2.6543 | 3.7917 | 3.7917 | 3.4716 | 2.9957 | 2.9957
NSR Big Cajun 2- Unit 3 - NOx Rate Annual v5.13 | 593 | 7461 | Rate Constraint in lbs/MMBtu | FALSE | L | Annual | Qualifying Generation | TWh | 0.89505 | 2.6543 | 3.7917 | 3.7917 | 3.4716 | 2.9957 | 2.9957
NSR Big Cajun 2- Unit 3 - NOx Rate Annual v5.13 | 593 | 7461 | Rate Constraint in lbs/MMBtu | FALSE | L | Annual | Rate | lb/MWh | 1.275 | 1.275 | 1.275 | 1.275 | 1.275 | 1.275 | 1.275
NSR Big Cajun 2- Unit 3 - NOx Rate Annual v5.13 | 593 | 7461 | Rate Constraint in lbs/MMBtu | FALSE | L | Annual | Constraint Shadow Price | US2022$/Ton | 0 | 0 | 0 | 0 | 0 | 0 | 0
NSR Boswell 1-3 - SO2 Rate Annual v5.14 | 595 | 7484 | Rate Constraint in lbs/MMBtu | FALSE | L | Annual | Seasons Included | Seasons | Winter, Spring, Summer, Fall | Winter, Spring, Summer, Fall | Winter, Spring, Summer, Fall | Winter, Spring, Summer, Fall | Winter, Spring, Summer, Fall | Winter, Spring, Summer, Fall | Winter, Spring, Summer, Fall
NSR Boswell 1-3 - SO2 Rate Annual v5.14 | 595 | 7484 | Rate Constraint in lbs/MMBtu | FALSE | L | Annual | Standard SO2 | lb/MMBtu | 0.03 | 0.03 | 0.03 | 0.03 | 0.03 | 0.03 | 0.03
NSR Boswell 1-3 - SO2 Rate Annual v5.14 | 595 | 7484 | Rate Constraint in lbs/MMBtu | FALSE | L | Annual | Emissions at Affected Plants SO2 | Thousand Tons | 0.17092 | 0.1874 | 0.1874 | 0.1874 | 0.15741 | 0.14405 | 0.15214
NSR Boswell 1-3 - SO2 Rate Annual v5.14 | 595 | 7484 | Rate Constraint in lbs/MMBtu | FALSE | L | Annual | Allowances Purchased SO2 | Thousand Tons | 0 | 0 | 0 | 0 | 0 | 0 | 0
NSR Boswell 1-3 - SO2 Rate Annual v5.14 | 595 | 7484 | Rate Constraint in lbs/MMBtu | FALSE | L | Annual | Allowances Sold SO2 | Thousand Tons | 0 | 0 | 0 | 0 | 0 | 0 | 0
NSR Boswell 1-3 - SO2 Rate Annual v5.14 | 595 | 7484 | Rate Constraint in lbs/MMBtu | FALSE | L | Annual | Allowances Banked | Thousand Tons | 0 | 0 | 0 | 0 | 0 | 0 | 0
NSR Boswell 1-3 - SO2 Rate Annual v5.14 | 595 | 7484 | Rate Constraint in lbs/MMBtu | FALSE | L | Annual | Allowances Withdrawn (1:1) | Thousand Tons | 0 | 0 | 0 | 0 | 0 | 0 | 0
NSR Boswell 1-3 - SO2 Rate Annual v5.14 | 595 | 7484 | Rate Constraint in lbs/MMBtu | FALSE | L | Annual | Allowances Withdrawn (1:n) | Thousand Tons | 0 | 0 | 0 | 0 | 0 | 0 | 0
NSR Boswell 1-3 - SO2 Rate Annual v5.14 | 595 | 7484 | Rate Constraint in lbs/MMBtu | FALSE | L | Annual | Total | Thousand Tons | 0.17092 | 0.1874 | 0.1874 | 0.1874 | 0.15741 | 0.14405 | 0.15214
NSR Boswell 1-3 - SO2 Rate Annual v5.14 | 595 | 7484 | Rate Constraint in lbs/MMBtu | FALSE | L | Annual | Fuel Consumed | TBtu | 22.956 | 25.1686 | 25.1686 | 25.1686 | 21.1412 | 19.3468 | 20.4339
NSR Boswell 1-3 - SO2 Rate Annual v5.14 | 595 | 7484 | Rate Constraint in lbs/MMBtu | FALSE | L | Annual | Rate | lb/MMBtu | 0.014891 | 0.014891 | 0.014891 | 0.014891 | 0.014891 | 0.014891 | 0.014891
NSR Boswell 1-3 - SO2 Rate Annual v5.14 | 595 | 7484 | Rate Constraint in lbs/MMBtu | FALSE | L | Annual | Generation | TWh | 2.1659 | 2.3746 | 2.3746 | 2.3746 | 1.9946 | 1.8253 | 1.9279
NSR Boswell 1-3 - SO2 Rate Annual v5.14 | 595 | 7484 | Rate Constraint in lbs/MMBtu | FALSE | L | Annual | Qualifying Generation | TWh | 2.1659 | 2.3746 | 2.3746 | 2.3746 | 1.9946 | 1.8253 | 1.9279
NSR Boswell 1-3 - SO2 Rate Annual v5.14 | 595 | 7484 | Rate Constraint in lbs/MMBtu | FALSE | L | Annual | Rate | lb/MWh | 0.15783 | 0.15783 | 0.15783 | 0.15783 | 0.15783 | 0.15783 | 0.15783
NSR Boswell 1-3 - SO2 Rate Annual v5.14 | 595 | 7484 | Rate Constraint in lbs/MMBtu | FALSE | L | Annual | Constraint Shadow Price | US2022$/Ton | 0 | 0 | 0 | 0 | 0 | 0 | 0
NSR Boswell 3 - NOX Rate Annual v5.14 | 596 | 7485 | Rate Constraint in lbs/MMBtu | FALSE | L | Annual | Seasons Included | Seasons | Winter, Spring, Summer, Fall | Winter, Spring, Summer, Fall | Winter, Spring, Summer, Fall | Winter, Spring, Summer, Fall | Winter, Spring, Summer, Fall | Winter, Spring, Summer, Fall | Winter, Spring, Summer, Fall
NSR Boswell 3 - NOX Rate Annual v5.14 | 596 | 7485 | Rate Constraint in lbs/MMBtu | FALSE | L | Annual | Standard NOX | lb/MMBtu | 0.06 | 0.06 | 0.06 | 0.06 | 0.06 | 0.06 | 0.06
NSR Boswell 3 - NOX Rate Annual v5.14 | 596 | 7485 | Rate Constraint in lbs/MMBtu | FALSE | L | Annual | Emissions at Affected Plants NOX | Thousand Tons | 0.65241 | 0.71529 | 0.71529 | 0.71529 | 0.60083 | 0.54984 | 0.58073
NSR Boswell 3 - NOX Rate Annual v5.14 | 596 | 7485 | Rate Constraint in lbs/MMBtu | FALSE | L | Annual | Allowances Purchased NOX | Thousand Tons | 0 | 0 | 0 | 0 | 0 | 0 | 0
NSR Boswell 3 - NOX Rate Annual v5.14 | 596 | 7485 | Rate Constraint in lbs/MMBtu | FALSE | L | Annual | Allowances Sold NOX | Thousand Tons | 0 | 0 | 0 | 0 | 0 | 0 | 0
NSR Boswell 3 - NOX Rate Annual v5.14 | 596 | 7485 | Rate Constraint in lbs/MMBtu | FALSE | L | Annual | Allowances Banked | Thousand Tons | 0 | 0 | 0 | 0 | 0 | 0 | 0
NSR Boswell 3 - NOX Rate Annual v5.14 | 596 | 7485 | Rate Constraint in lbs/MMBtu | FALSE | L | Annual | Allowances Withdrawn (1:1) | Thousand Tons | 0 | 0 | 0 | 0 | 0 | 0 | 0
NSR Boswell 3 - NOX Rate Annual v5.14 | 596 | 7485 | Rate Constraint in lbs/MMBtu | FALSE | L | Annual | Allowances Withdrawn (1:n) | Thousand Tons | 0 | 0 | 0 | 0 | 0 | 0 | 0
NSR Boswell 3 - NOX Rate Annual v5.14 | 596 | 7485 | Rate Constraint in lbs/MMBtu | FALSE | L | Annual | Total | Thousand Tons | 0.65241 | 0.71529 | 0.71529 | 0.71529 | 0.60083 | 0.54984 | 0.58073
NSR Boswell 3 - NOX Rate Annual v5.14 | 596 | 7485 | Rate Constraint in lbs/MMBtu | FALSE | L | Annual | Fuel Consumed | TBtu | 22.956 | 25.1686 | 25.1686 | 25.1686 | 21.1412 | 19.3468 | 20.4339
NSR Boswell 3 - NOX Rate Annual v5.14 | 596 | 7485 | Rate Constraint in lbs/MMBtu | FALSE | L | Annual | Rate | lb/MMBtu | 0.05684 | 0.05684 | 0.05684 | 0.05684 | 0.05684 | 0.05684 | 0.05684
NSR Boswell 3 - NOX Rate Annual v5.14 | 596 | 7485 | Rate Constraint in lbs/MMBtu | FALSE | L | Annual | Generation | TWh | 2.1659 | 2.3746 | 2.3746 | 2.3746 | 1.9946 | 1.8253 | 1.9279
NSR Boswell 3 - NOX Rate Annual v5.14 | 596 | 7485 | Rate Constraint in lbs/MMBtu | FALSE | L | Annual | Qualifying Generation | TWh | 2.1659 | 2.3746 | 2.3746 | 2.3746 | 1.9946 | 1.8253 | 1.9279
NSR Boswell 3 - NOX Rate Annual v5.14 | 596 | 7485 | Rate Constraint in lbs/MMBtu | FALSE | L | Annual | Rate | lb/MWh | 0.60245 | 0.60245 | 0.60245 | 0.60245 | 0.60245 | 0.60245 | 0.60245
NSR Boswell 3 - NOX Rate Annual v5.14 | 596 | 7485 | Rate Constraint in lbs/MMBtu | FALSE | L | Annual | Constraint Shadow Price | US2022$/Ton | 0 | 0 | 0 | 0 | 0 | 0 | 0
NSR Boswell 4 - NOX Rate Annual v5.14 | 597 | 7487 | Rate Constraint in lbs/MMBtu | FALSE | L | Annual | Seasons Included | Seasons | Winter, Spring, Summer, Fall | Winter, Spring, Summer, Fall | Winter, Spring, Summer, Fall | Winter, Spring, Summer, Fall | Winter, Spring, Summer, Fall | Winter, Spring, Summer, Fall | Winter, Spring, Summer, Fall
NSR Boswell 4 - NOX Rate Annual v5.14 | 597 | 7487 | Rate Constraint in lbs/MMBtu | FALSE | L | Annual | Standard NOX | lb/MMBtu | 0.12 | 0.12 | 0.12 | 0.12 | 0.12 | 0.12 | 0.12
NSR Boswell 4 - NOX Rate Annual v5.14 | 597 | 7487 | Rate Constraint in lbs/MMBtu | FALSE | L | Annual | Emissions at Affected Plants NOX | Thousand Tons | 1.9522 | 2.1968 | 2.1968 | 2.1968 | 1.8453 | 1.5771 | 1.5969
NSR Boswell 4 - NOX Rate Annual v5.14 | 597 | 7487 | Rate Constraint in lbs/MMBtu | FALSE | L | Annual | Allowances Purchased NOX | Thousand Tons | 0 | 0 | 0 | 0 | 0 | 0 | 0
NSR Boswell 4 - NOX Rate Annual v5.14 | 597 | 7487 | Rate Constraint in lbs/MMBtu | FALSE | L | Annual | Allowances Sold NOX | Thousand Tons | 0 | 0 | 0 | 0 | 0 | 0 | 0
NSR Boswell 4 - NOX Rate Annual v5.14 | 597 | 7487 | Rate Constraint in lbs/MMBtu | FALSE | L | Annual | Allowances Banked | Thousand Tons | 0 | 0 | 0 | 0 | 0 | 0 | 0
NSR Boswell 4 - NOX Rate Annual v5.14 | 597 | 7487 | Rate Constraint in lbs/MMBtu | FALSE | L | Annual | Allowances Withdrawn (1:1) | Thousand Tons | 0 | 0 | 0 | 0 | 0 | 0 | 0
NSR Boswell 4 - NOX Rate Annual v5.14 | 597 | 7487 | Rate Constraint in lbs/MMBtu | FALSE | L | Annual | Allowances Withdrawn (1:n) | Thousand Tons | 0 | 0 | 0 | 0 | 0 | 0 | 0
NSR Boswell 4 - NOX Rate Annual v5.14 | 597 | 7487 | Rate Constraint in lbs/MMBtu | FALSE | L | Annual | Total | Thousand Tons | 1.9522 | 2.1968 | 2.1968 | 2.1968 | 1.8453 | 1.5771 | 1.5969
NSR Boswell 4 - NOX Rate Annual v5.14 | 597 | 7487 | Rate Constraint in lbs/MMBtu | FALSE | L | Annual | Fuel Consumed | TBtu | 37.6511 | 42.368 | 42.368 | 42.368 | 35.5894 | 30.4174 | 30.7983
NSR Boswell 4 - NOX Rate Annual v5.14 | 597 | 7487 | Rate Constraint in lbs/MMBtu | FALSE | L | Annual | Rate | lb/MMBtu | 0.1037 | 0.1037 | 0.1037 | 0.1037 | 0.1037 | 0.1037 | 0.1037
NSR Boswell 4 - NOX Rate Annual v5.14 | 597 | 7487 | Rate Constraint in lbs/MMBtu | FALSE | L | Annual | Generation | TWh | 3.539 | 3.9823 | 3.9823 | 3.9823 | 3.3452 | 2.859 | 2.8948
NSR Boswell 4 - NOX Rate Annual v5.14 | 597 | 7487 | Rate Constraint in lbs/MMBtu | FALSE | L | Annual | Qualifying Generation | TWh | 3.539 | 3.9823 | 3.9823 | 3.9823 | 3.3452 | 2.859 | 2.8948
NSR Boswell 4 - NOX Rate Annual v5.14 | 597 | 7487 | Rate Constraint in lbs/MMBtu | FALSE | L | Annual | Rate | lb/MWh | 1.1033 | 1.1033 | 1.1033 | 1.1033 | 1.1033 | 1.1033 | 1.1033
NSR Boswell 4 - NOX Rate Annual v5.14 | 597 | 7487 | Rate Constraint in lbs/MMBtu | FALSE | L | Annual | Constraint Shadow Price | US2022$/Ton | 0 | 0 | 0 | 0 | 0 | 0 | 0
NSR Boswell 4 - SO2 Rate Annual v5.14 | 598 | 7486 | Rate Constraint in lbs/MMBtu | FALSE | L | Annual | Seasons Included | Seasons | Winter, Spring, Summer, Fall | Winter, Spring, Summer, Fall | Winter, Spring, Summer, Fall | Winter, Spring, Summer, Fall | Winter, Spring, Summer, Fall | Winter, Spring, Summer, Fall | Winter, Spring, Summer, Fall
NSR Boswell 4 - SO2 Rate Annual v5.14 | 598 | 7486 | Rate Constraint in lbs/MMBtu | FALSE | L | Annual | Standard SO2 | lb/MMBtu | 0.03 | 0.03 | 0.03 | 0.03 | 0.03 | 0.03 | 0.03
NSR Boswell 4 - SO2 Rate Annual v5.14 | 598 | 7486 | Rate Constraint in lbs/MMBtu | FALSE | L | Annual | Emissions at Affected Plants SO2 | Thousand Tons | 0.51142 | 0.57548 | 0.57548 | 0.57548 | 0.48341 | 0.41316 | 0.41833
NSR Boswell 4 - SO2 Rate Annual v5.14 | 598 | 7486 | Rate Constraint in lbs/MMBtu | FALSE | L | Annual | Allowances Purchased SO2 | Thousand Tons | 0 | 0 | 0 | 0 | 0 | 0 | 0
NSR Boswell 4 - SO2 Rate Annual v5.14 | 598 | 7486 | Rate Constraint in lbs/MMBtu | FALSE | L | Annual | Allowances Sold SO2 | Thousand Tons | 0 | 0 | 0 | 0 | 0 | 0 | 0
NSR Boswell 4 - SO2 Rate Annual v5.14 | 598 | 7486 | Rate Constraint in lbs/MMBtu | FALSE | L | Annual | Allowances Banked | Thousand Tons | 0 | 0 | 0 | 0 | 0 | 0 | 0
NSR Boswell 4 - SO2 Rate Annual v5.14 | 598 | 7486 | Rate Constraint in lbs/MMBtu | FALSE | L | Annual | Allowances Withdrawn (1:1) | Thousand Tons | 0 | 0 | 0 | 0 | 0 | 0 | 0
NSR Boswell 4 - SO2 Rate Annual v5.14 | 598 | 7486 | Rate Constraint in lbs/MMBtu | FALSE | L | Annual | Allowances Withdrawn (1:n) | Thousand Tons | 0 | 0 | 0 | 0 | 0 | 0 | 0
NSR Boswell 4 - SO2 Rate Annual v5.14 | 598 | 7486 | Rate Constraint in lbs/MMBtu | FALSE | L | Annual | Total | Thousand Tons | 0.51142 | 0.57548 | 0.57548 | 0.57548 | 0.48341 | 0.41316 | 0.41833
NSR Boswell 4 - SO2 Rate Annual v5.14 | 598 | 7486 | Rate Constraint in lbs/MMBtu | FALSE | L | Annual | Fuel Consumed | TBtu | 37.6511 | 42.368 | 42.368 | 42.368 | 35.5894 | 30.4174 | 30.7983
NSR Boswell 4 - SO2 Rate Annual v5.14 | 598 | 7486 | Rate Constraint in lbs/MMBtu | FALSE | L | Annual | Rate | lb/MMBtu | 0.027166 | 0.027166 | 0.027166 | 0.027166 | 0.027166 | 0.027166 | 0.027166
NSR Boswell 4 - SO2 Rate Annual v5.14 | 598 | 7486 | Rate Constraint in lbs/MMBtu | FALSE | L | Annual | Generation | TWh | 3.539 | 3.9823 | 3.9823 | 3.9823 | 3.3452 | 2.859 | 2.8948
NSR Boswell 4 - SO2 Rate Annual v5.14 | 598 | 7486 | Rate Constraint in lbs/MMBtu | FALSE | L | Annual | Qualifying Generation | TWh | 3.539 | 3.9823 | 3.9823 | 3.9823 | 3.3452 | 2.859 | 2.8948
NSR Boswell 4 - SO2 Rate Annual v5.14 | 598 | 7486 | Rate Constraint in lbs/MMBtu | FALSE | L | Annual | Rate | lb/MWh | 0.28902 | 0.28902 | 0.28902 | 0.28902 | 0.28902 | 0.28902 | 0.28902
NSR Boswell 4 - SO2 Rate Annual v5.14 | 598 | 7486 | Rate Constraint in lbs/MMBtu | FALSE | L | Annual | Constraint Shadow Price | US2022$/Ton | 0 | 0 | 0 | 0 | 0 | 0 | 0
NSR Burlington Unit 1 SO2 Rate v5.16 | 599 | 7672 | Rate Constraint in lbs/MMBtu | FALSE | L | Annual | Seasons Included | Seasons | Winter, Spring, Summer, Fall | Winter, Spring, Summer, Fall | Winter, Spring, Summer, Fall | Winter, Spring, Summer, Fall | Winter, Spring, Summer, Fall | Winter, Spring, Summer, Fall | Winter, Spring, Summer, Fall
NSR Burlington Unit 1 SO2 Rate v5.16 | 599 | 7672 | Rate Constraint in lbs/MMBtu | FALSE | L | Annual | Standard SO2 | lb/MMBtu | 0.75 | 0.75 | 0.75 | 0.75 | 0.75 | 0.75 | 0.75
NSR Burlington Unit 1 SO2 Rate v5.16 | 599 | 7672 | Rate Constraint in lbs/MMBtu | FALSE | L | Annual | Emissions at Affected Plants SO2 | Thousand Tons | 0 | 0 | 0 | 0 | 0 | 0 | 0
NSR Burlington Unit 1 SO2 Rate v5.16 | 599 | 7672 | Rate Constraint in lbs/MMBtu | FALSE | L | Annual | Allowances Purchased SO2 | Thousand Tons | 0 | 0 | 0 | 0 | 0 | 0 | 0
NSR Burlington Unit 1 SO2 Rate v5.16 | 599 | 7672 | Rate Constraint in lbs/MMBtu | FALSE | L | Annual | Allowances Sold SO2 | Thousand Tons | 0 | 0 | 0 | 0 | 0 | 0 | 0
NSR Burlington Unit 1 SO2 Rate v5.16 | 599 | 7672 | Rate Constraint in lbs/MMBtu | FALSE | L | Annual | Allowances Banked | Thousand Tons | 0 | 0 | 0 | 0 | 0 | 0 | 0
NSR Burlington Unit 1 SO2 Rate v5.16 | 599 | 7672 | Rate Constraint in lbs/MMBtu | FALSE | L | Annual | Allowances Withdrawn (1:1) | Thousand Tons | 0 | 0 | 0 | 0 | 0 | 0 | 0
NSR Burlington Unit 1 SO2 Rate v5.16 | 599 | 7672 | Rate Constraint in lbs/MMBtu | FALSE | L | Annual | Allowances Withdrawn (1:n) | Thousand Tons | 0 | 0 | 0 | 0 | 0 | 0 | 0
NSR Burlington Unit 1 SO2 Rate v5.16 | 599 | 7672 | Rate Constraint in lbs/MMBtu | FALSE | L | Annual | Total | Thousand Tons | 0 | 0 | 0 | 0 | 0 | 0 | 0
NSR Burlington Unit 1 SO2 Rate v5.16 | 599 | 7672 | Rate Constraint in lbs/MMBtu | FALSE | L | Annual | Fuel Consumed | TBtu | 0 | 0 | 0 | 0 | 0 | 0 | 0
NSR Burlington Unit 1 SO2 Rate v5.16 | 599 | 7672 | Rate Constraint in lbs/MMBtu | FALSE | L | Annual | Rate | lb/MMBtu | 0 | 0 | 0 | 0 | 0 | 0 | 0
NSR Burlington Unit 1 SO2 Rate v5.16 | 599 | 7672 | Rate Constraint in lbs/MMBtu | FALSE | L | Annual | Generation | TWh | 0 | 0 | 0 | 0 | 0 | 0 | 0
NSR Burlington Unit 1 SO2 Rate v5.16 | 599 | 7672 | Rate Constraint in lbs/MMBtu | FALSE | L | Annual | Qualifying Generation | TWh | 0 | 0 | 0 | 0 | 0 | 0 | 0
NSR Burlington Unit 1 SO2 Rate v5.16 | 599 | 7672 | Rate Constraint in lbs/MMBtu | FALSE | L | Annual | Rate | lb/MWh | 0 | 0 | 0 | 0 | 0 | 0 | 0
NSR Burlington Unit 1 SO2 Rate v5.16 | 599 | 7672 | Rate Constraint in lbs/MMBtu | FALSE | L | Annual | Constraint Shadow Price | US2022$/Ton | 0 | 0 | 0 | 0 | 0 | 0 | 0
NSR Clifty Creek 1-6 - SO2 Cap Annual v5.16 | 600 | 7502 | Rate Constraint in MTons | FALSE | L | Annual | Seasons Included | Seasons | Winter, Spring, Summer, Fall | Winter, Spring, Summer, Fall | Winter, Spring, Summer, Fall | Winter, Spring, Summer, Fall | Winter, Spring, Summer, Fall | Winter, Spring, Summer, Fall | Winter, Spring, Summer, Fall
NSR Clifty Creek 1-6 - SO2 Cap Annual v5.16 | 600 | 7502 | Rate Constraint in MTons | FALSE | L | Annual | Standard SO2 | Thousand Tons | 11.503 | 11.503 | 11.503 | 11.503 | 11.503 | 11.503 | 11.503
NSR Clifty Creek 1-6 - SO2 Cap Annual v5.16 | 600 | 7502 | Rate Constraint in MTons | FALSE | L | Annual | Emissions at Affected Plants SO2 | Thousand Tons | 3.2155 | 2.8612 | 0 | 0 | 0 | 0 | 0
NSR Clifty Creek 1-6 - SO2 Cap Annual v5.16 | 600 | 7502 | Rate Constraint in MTons | FALSE | L | Annual | Allowances Purchased SO2 | Thousand Tons | 0 | 0 | 0 | 0 | 0 | 0 | 0
NSR Clifty Creek 1-6 - SO2 Cap Annual v5.16 | 600 | 7502 | Rate Constraint in MTons | FALSE | L | Annual | Allowances Sold SO2 | Thousand Tons | 0 | 0 | 0 | 0 | 0 | 0 | 0
NSR Clifty Creek 1-6 - SO2 Cap Annual v5.16 | 600 | 7502 | Rate Constraint in MTons | FALSE | L | Annual | Allowances Banked | Thousand Tons | 0 | 0 | 0 | 0 | 0 | 0 | 0
NSR Clifty Creek 1-6 - SO2 Cap Annual v5.16 | 600 | 7502 | Rate Constraint in MTons | FALSE | L | Annual | Allowances Withdrawn (1:1) | Thousand Tons | 0 | 0 | 0 | 0 | 0 | 0 | 0
NSR Clifty Creek 1-6 - SO2 Cap Annual v5.16 | 600 | 7502 | Rate Constraint in MTons | FALSE | L | Annual | Allowances Withdrawn (1:n) | Thousand Tons | 0 | 0 | 0 | 0 | 0 | 0 | 0
NSR Clifty Creek 1-6 - SO2 Cap Annual v5.16 | 600 | 7502 | Rate Constraint in MTons | FALSE | L | Annual | Total | Thousand Tons | 3.2155 | 2.8612 | 0 | 0 | 0 | 0 | 0
NSR Clifty Creek 1-6 - SO2 Cap Annual v5.16 | 600 | 7502 | Rate Constraint in MTons | FALSE | L | Annual | Fuel Consumed | TBtu | 53.6919 | 54.4113 | 0 | 0 | 0 | 0 | 0
NSR Clifty Creek 1-6 - SO2 Cap Annual v5.16 | 600 | 7502 | Rate Constraint in MTons | FALSE | L | Annual | Rate | lb/MMBtu | 0.11978 | 0.10517 | 0 | 0 | 0 | 0 | 0
NSR Clifty Creek 1-6 - SO2 Cap Annual v5.16 | 600 | 7502 | Rate Constraint in MTons | FALSE | L | Annual | Generation | TWh | 4.9928 | 5.0595 | 0 | 0 | 0 | 0 | 0
NSR Clifty Creek 1-6 - SO2 Cap Annual v5.16 | 600 | 7502 | Rate Constraint in MTons | FALSE | L | Annual | Qualifying Generation | TWh | 4.9928 | 5.0595 | 0 | 0 | 0 | 0 | 0
NSR Clifty Creek 1-6 - SO2 Cap Annual v5.16 | 600 | 7502 | Rate Constraint in MTons | FALSE | L | Annual | Rate | lb/MWh | 1.2881 | 1.131 | 0 | 0 | 0 | 0 | 0
NSR Clifty Creek 1-6 - SO2 Cap Annual v5.16 | 600 | 7502 | Rate Constraint in MTons | FALSE | L | Annual | Constraint Shadow Price | US2022$/Ton | 0 | 0 | 0 | 0 | 0 | 0 | 0
NSR ClinchRiver 1-3 - SO2 Cap Annual v3.1 | 601 | 7373 | Rate Constraint in MTons | FALSE | L | Annual | Seasons Included | Seasons | Winter, Spring, Summer, Fall | Winter, Spring, Summer, Fall | Winter, Spring, Summer, Fall | Winter, Spring, Summer, Fall | Winter, Spring, Summer, Fall | Winter, Spring, Summer, Fall | Winter, Spring, Summer, Fall
NSR ClinchRiver 1-3 - SO2 Cap Annual v3.1 | 601 | 7373 | Rate Constraint in MTons | FALSE | L | Annual | Standard SO2 | Thousand Tons | 16.3 | 16.3 | 16.3 | 16.3 | 16.3 | 16.3 | 16.3
NSR ClinchRiver 1-3 - SO2 Cap Annual v3.1 | 601 | 7373 | Rate Constraint in MTons | FALSE | L | Annual | Emissions at Affected Plants SO2 | Thousand Tons | 0 | 0 | 0 | 0 | 0 | 0 | 0
NSR ClinchRiver 1-3 - SO2 Cap Annual v3.1 | 601 | 7373 | Rate Constraint in MTons | FALSE | L | Annual | Allowances Purchased SO2 | Thousand Tons | 0 | 0 | 0 | 0 | 0 | 0 | 0
NSR ClinchRiver 1-3 - SO2 Cap Annual v3.1 | 601 | 7373 | Rate Constraint in MTons | FALSE | L | Annual | Allowances Sold SO2 | Thousand Tons | 0 | 0 | 0 | 0 | 0 | 0 | 0
NSR ClinchRiver 1-3 - SO2 Cap Annual v3.1 | 601 | 7373 | Rate Constraint in MTons | FALSE | L | Annual | Allowances Banked | Thousand Tons | 0 | 0 | 0 | 0 | 0 | 0 | 0
NSR ClinchRiver 1-3 - SO2 Cap Annual v3.1 | 601 | 7373 | Rate Constraint in MTons | FALSE | L | Annual | Allowances Withdrawn (1:1) | Thousand Tons | 0 | 0 | 0 | 0 | 0 | 0 | 0
NSR ClinchRiver 1-3 - SO2 Cap Annual v3.1 | 601 | 7373 | Rate Constraint in MTons | FALSE | L | Annual | Allowances Withdrawn (1:n) | Thousand Tons | 0 | 0 | 0 | 0 | 0 | 0 | 0
NSR ClinchRiver 1-3 - SO2 Cap Annual v3.1 | 601 | 7373 | Rate Constraint in MTons | FALSE | L | Annual | Total | Thousand Tons | 0 | 0 | 0 | 0 | 0 | 0 | 0
NSR ClinchRiver 1-3 - SO2 Cap Annual v3.1 | 601 | 7373 | Rate Constraint in MTons | FALSE | L | Annual | Fuel Consumed | TBtu | 0 | 0 | 0 | 0 | 0 | 0 | 0
NSR ClinchRiver 1-3 - SO2 Cap Annual v3.1 | 601 | 7373 | Rate Constraint in MTons | FALSE | L | Annual | Rate | lb/MMBtu | 0 | 0 | 0 | 0 | 0 | 0 | 0
NSR ClinchRiver 1-3 - SO2 Cap Annual v3.1 | 601 | 7373 | Rate Constraint in MTons | FALSE | L | Annual | Generation | TWh | 0 | 0 | 0 | 0 | 0 | 0 | 0
NSR ClinchRiver 1-3 - SO2 Cap Annual v3.1 | 601 | 7373 | Rate Constraint in MTons | FALSE | L | Annual | Qualifying Generation | TWh | 0 | 0 | 0 | 0 | 0 | 0 | 0
NSR ClinchRiver 1-3 - SO2 Cap Annual v3.1 | 601 | 7373 | Rate Constraint in MTons | FALSE | L | Annual | Rate | lb/MWh | 0 | 0 | 0 | 0 | 0 | 0 | 0
NSR ClinchRiver 1-3 - SO2 Cap Annual v3.1 | 601 | 7373 | Rate Constraint in MTons | FALSE | L | Annual | Constraint Shadow Price | US2022$/Ton | 0 | 0 | 0 | 0 | 0 | 0 | 0
NSR Cooper 2 - NOX Rate Annual v3.1, Unit 2557 and retrofits | 602 | 7447 | Rate Constraint in lbs/MMBtu | FALSE | L | Annual | Seasons Included | Seasons | Winter, Spring, Summer, Fall | Winter, Spring, Summer, Fall | Winter, Spring, Summer, Fall | Winter, Spring, Summer, Fall | Winter, Spring, Summer, Fall | Winter, Spring, Summer, Fall | Winter, Spring, Summer, Fall
NSR Cooper 2 - NOX Rate Annual v3.1, Unit 2557 and retrofits | 602 | 7447 | Rate Constraint in lbs/MMBtu | FALSE | L | Annual | Standard NOX | lb/MMBtu | 0.08 | 0.08 | 0.08 | 0.08 | 0.08 | 0.08 | 0.08
NSR Cooper 2 - NOX Rate Annual v3.1, Unit 2557 and retrofits | 602 | 7447 | Rate Constraint in lbs/MMBtu | FALSE | L | Annual | Emissions at Affected Plants NOX | Thousand Tons | 0.17132 | 0.39772 | 0 | 0 | 0 | 0 | 0
NSR Cooper 2 - NOX Rate Annual v3.1, Unit 2557 and retrofits | 602 | 7447 | Rate Constraint in lbs/MMBtu | FALSE | L | Annual | Allowances Purchased NOX | Thousand Tons | 0 | 0 | 0 | 0 | 0 | 0 | 0
NSR Cooper 2 - NOX Rate Annual v3.1, Unit 2557 and retrofits | 602 | 7447 | Rate Constraint in lbs/MMBtu | FALSE | L | Annual | Allowances Sold NOX | Thousand Tons | 0 | 0 | 0 | 0 | 0 | 0 | 0
NSR Cooper 2 - NOX Rate Annual v3.1, Unit 2557 and retrofits | 602 | 7447 | Rate Constraint in lbs/MMBtu | FALSE | L | Annual | Allowances Banked | Thousand Tons | 0 | 0 | 0 | 0 | 0 | 0 | 0
NSR Cooper 2 - NOX Rate Annual v3.1, Unit 2557 and retrofits | 602 | 7447 | Rate Constraint in lbs/MMBtu | FALSE | L | Annual | Allowances Withdrawn (1:1) | Thousand Tons | 0 | 0 | 0 | 0 | 0 | 0 | 0
NSR Cooper 2 - NOX Rate Annual v3.1, Unit 2557 and retrofits | 602 | 7447 | Rate Constraint in lbs/MMBtu | FALSE | L | Annual | Allowances Withdrawn (1:n) | Thousand Tons | 0 | 0 | 0 | 0 | 0 | 0 | 0
NSR Cooper 2 - NOX Rate Annual v3.1, Unit 2557 and retrofits | 602 | 7447 | Rate Constraint in lbs/MMBtu | FALSE | L | Annual | Total | Thousand Tons | 0.17132 | 0.39772 | 0 | 0 | 0 | 0 | 0
NSR Cooper 2 - NOX Rate Annual v3.1, Unit 2557 and retrofits | 602 | 7447 | Rate Constraint in lbs/MMBtu | FALSE | L | Annual | Fuel Consumed | TBtu | 4.5686 | 10.6059 | 0 | 0 | 0 | 0 | 0
NSR Cooper 2 - NOX Rate Annual v3.1, Unit 2557 and retrofits | 602 | 7447 | Rate Constraint in lbs/MMBtu | FALSE | L | Annual | Rate | lb/MMBtu | 0.075 | 0.075 | 0 | 0 | 0 | 0 | 0
NSR Cooper 2 - NOX Rate Annual v3.1, Unit 2557 and retrofits | 602 | 7447 | Rate Constraint in lbs/MMBtu | FALSE | L | Annual | Generation | TWh | 0.42773 | 0.99297 | 0 | 0 | 0 | 0 | 0
NSR Cooper 2 - NOX Rate Annual v3.1, Unit 2557 and retrofits | 602 | 7447 | Rate Constraint in lbs/MMBtu | FALSE | L | Annual | Qualifying Generation | TWh | 0.42773 | 0.99297 | 0 | 0 | 0 | 0 | 0
NSR Cooper 2 - NOX Rate Annual v3.1, Unit 2557 and retrofits | 602 | 7447 | Rate Constraint in lbs/MMBtu | FALSE | L | Annual | Rate | lb/MWh | 0.80107 | 0.80107 | 0 | 0 | 0 | 0 | 0
NSR Cooper 2 - NOX Rate Annual v3.1, Unit 2557 and retrofits | 602 | 7447 | Rate Constraint in lbs/MMBtu | FALSE | L | Annual | Constraint Shadow Price | US2022$/Ton | 0 | 0 | 0 | 0 | 0 | 0 | 0
NSR Cooper 2 - SO2 Rate Annual v3.1, Unit 2557 and retrofits | 603 | 7446 | Rate Constraint in lbs/MMBtu | FALSE | L | Annual | Seasons Included | Seasons | Winter, Spring, Summer, Fall | Winter, Spring, Summer, Fall | Winter, Spring, Summer, Fall | Winter, Spring, Summer, Fall | Winter, Spring, Summer, Fall | Winter, Spring, Summer, Fall | Winter, Spring, Summer, Fall
NSR Cooper 2 - SO2 Rate Annual v3.1, Unit 2557 and retrofits | 603 | 7446 | Rate Constraint in lbs/MMBtu | FALSE | L | Annual | Standard SO2 | lb/MMBtu | 0.1 | 0.1 | 0.1 | 0.1 | 0.1 | 0.1 | 0.1
NSR Cooper 2 - SO2 Rate Annual v3.1, Unit 2557 and retrofits | 603 | 7446 | Rate Constraint in lbs/MMBtu | FALSE | L | Annual | Emissions at Affected Plants SO2 | Thousand Tons | 0.15044 | 0.34924 | 0 | 0 | 0 | 0 | 0
NSR Cooper 2 - SO2 Rate Annual v3.1, Unit 2557 and retrofits | 603 | 7446 | Rate Constraint in lbs/MMBtu | FALSE | L | Annual | Allowances Purchased SO2 | Thousand Tons | 0 | 0 | 0 | 0 | 0 | 0 | 0
NSR Cooper 2 - SO2 Rate Annual v3.1, Unit 2557 and retrofits | 603 | 7446 | Rate Constraint in lbs/MMBtu | FALSE | L | Annual | Allowances Sold SO2 | Thousand Tons | 0 | 0 | 0 | 0 | 0 | 0 | 0
NSR Cooper 2 - SO2 Rate Annual v3.1, Unit 2557 and retrofits | 603 | 7446 | Rate Constraint in lbs/MMBtu | FALSE | L | Annual | Allowances Banked | Thousand Tons | 0 | 0 | 0 | 0 | 0 | 0 | 0
NSR Cooper 2 - SO2 Rate Annual v3.1, Unit 2557 and retrofits | 603 | 7446 | Rate Constraint in lbs/MMBtu | FALSE | L | Annual | Allowances Withdrawn (1:1) | Thousand Tons | 0 | 0 | 0 | 0 | 0 | 0 | 0
NSR Cooper 2 - SO2 Rate Annual v3.1, Unit 2557 and retrofits | 603 | 7446 | Rate Constraint in lbs/MMBtu | FALSE | L | Annual | Allowances Withdrawn (1:n) | Thousand Tons | 0 | 0 | 0 | 0 | 0 | 0 | 0
NSR Cooper 2 - SO2 Rate Annual v3.1, Unit 2557 and retrofits | 603 | 7446 | Rate Constraint in lbs/MMBtu | FALSE | L | Annual | Total | Thousand Tons | 0.15044 | 0.34924 | 0 | 0 | 0 | 0 | 0
NSR Cooper 2 - SO2 Rate Annual v3.1, Unit 2557 and retrofits | 603 | 7446 | Rate Constraint in lbs/MMBtu | FALSE | L | Annual | Fuel Consumed | TBtu | 4.5686 | 10.6059 | 0 | 0 | 0 | 0 | 0
NSR Cooper 2 - SO2 Rate Annual v3.1, Unit 2557 and retrofits | 603 | 7446 | Rate Constraint in lbs/MMBtu | FALSE | L | Annual | Rate | lb/MMBtu | 0.065859 | 0.065859 | 0 | 0 | 0 | 0 | 0
NSR Cooper 2 - SO2 Rate Annual v3.1, Unit 2557 and retrofits | 603 | 7446 | Rate Constraint in lbs/MMBtu | FALSE | L | Annual | Generation | TWh | 0.42773 | 0.99297 | 0 | 0 | 0 | 0 | 0
NSR Cooper 2 - SO2 Rate Annual v3.1, Unit 2557 and retrofits | 603 | 7446 | Rate Constraint in lbs/MMBtu | FALSE | L | Annual | Qualifying Generation | TWh | 0.42773 | 0.99297 | 0 | 0 | 0 | 0 | 0
NSR Cooper 2 - SO2 Rate Annual v3.1, Unit 2557 and retrofits | 603 | 7446 | Rate Constraint in lbs/MMBtu | FALSE | L | Annual | Rate | lb/MWh | 0.70344 | 0.70344 | 0 | 0 | 0 | 0 | 0
NSR Cooper 2 - SO2 Rate Annual v3.1, Unit 2557 and retrofits | 603 | 7446 | Rate Constraint in lbs/MMBtu | FALSE | L | Annual | Constraint Shadow Price | US2022$/Ton | 0 | 0 | 0 | 0 | 0 | 0 | 0
NSR Coronado 1,2 - NOX Cap Annual v6.17 | 604 | 7394 | Rate Constraint in MTons | FALSE | L | Annual | Seasons Included | Seasons | Winter, Spring, Summer, Fall | Winter, Spring, Summer, Fall | Winter, Spring, Summer, Fall | Winter, Spring, Summer, Fall | Winter, Spring, Summer, Fall | Winter, Spring, Summer, Fall | Winter, Spring, Summer, Fall
NSR Coronado 1,2 - NOX Cap Annual v6.17 | 604 | 7394 | Rate Constraint in MTons | FALSE | L | Annual | Standard NOX | Thousand Tons | 7.3 | 7.3 | 7.3 | 7.3 | 7.3 | 7.3 | 7.3
NSR Coronado 1,2 - NOX Cap Annual v6.17 | 604 | 7394 | Rate Constraint in MTons | FALSE | L | Annual | Emissions at Affected Plants NOX | Thousand Tons | 0.35153 | 1.489 | 1.489 | 1.489 | 1.489 | 1.489 | 1.489
NSR Coronado 1,2 - NOX Cap Annual v6.17 | 604 | 7394 | Rate Constraint in MTons | FALSE | L | Annual | Allowances Purchased NOX | Thousand Tons | 0 | 0 | 0 | 0 | 0 | 0 | 0
NSR Coronado 1,2 - NOX Cap Annual v6.17 | 604 | 7394 | Rate Constraint in MTons | FALSE | L | Annual | Allowances Sold NOX | Thousand Tons | 0 | 0 | 0 | 0 | 0 | 0 | 0
NSR Coronado 1,2 - NOX Cap Annual v6.17 | 604 | 7394 | Rate Constraint in MTons | FALSE | L | Annual | Allowances Banked | Thousand Tons | 0 | 0 | 0 | 0 | 0 | 0 | 0
NSR Coronado 1,2 - NOX Cap Annual v6.17 | 604 | 7394 | Rate Constraint in MTons | FALSE | L | Annual | Allowances Withdrawn (1:1) | Thousand Tons | 0 | 0 | 0 | 0 | 0 | 0 | 0
NSR Coronado 1,2 - NOX Cap Annual v6.17 | 604 | 7394 | Rate Constraint in MTons | FALSE | L | Annual | Allowances Withdrawn (1:n) | Thousand Tons | 0 | 0 | 0 | 0 | 0 | 0 | 0
NSR Coronado 1,2 - NOX Cap Annual v6.17 | 604 | 7394 | Rate Constraint in MTons | FALSE | L | Annual | Total | Thousand Tons | 0.35153 | 1.489 | 1.489 | 1.489 | 1.489 | 1.489 | 1.489
NSR Coronado 1,2 - NOX Cap Annual v6.17 | 604 | 7394 | Rate Constraint in MTons | FALSE | L | Annual | Fuel Consumed | TBtu | 12.9299 | 54.7675 | 54.7675 | 54.7675 | 54.7675 | 54.7675 | 54.7675
NSR Coronado 1,2 - NOX Cap Annual v6.17 | 604 | 7394 | Rate Constraint in MTons | FALSE | L | Annual | Rate | lb/MMBtu | 0.054375 | 0.054375 | 0.054375 | 0.054375 | 0.054375 | 0.054375 | 0.054375
NSR Coronado 1,2 - NOX Cap Annual v6.17 | 604 | 7394 | Rate Constraint in MTons | FALSE | L | Annual | Generation | TWh | 1.2101 | 5.1256 | 5.1256 | 5.1256 | 5.1256 | 5.1256 | 5.1256
NSR Coronado 1,2 - NOX Cap Annual v6.17 | 604 | 7394 | Rate Constraint in MTons | FALSE | L | Annual | Qualifying Generation | TWh | 1.2101 | 5.1256 | 5.1256 | 5.1256 | 5.1256 | 5.1256 | 5.1256
NSR Coronado 1,2 - NOX Cap Annual v6.17 | 604 | 7394 | Rate Constraint in MTons | FALSE | L | Annual | Rate | lb/MWh | 0.581 | 0.581 | 0.581 | 0.581 | 0.581 | 0.581 | 0.581
NSR Coronado 1,2 - NOX Cap Annual v6.17 | 604 | 7394 | Rate Constraint in MTons | FALSE | L | Annual | Constraint Shadow Price | US2022$/Ton | 0 | 0 | 0 | 0 | 0 | 0 | 0
NSR Cross 1,2 - NOX Rate Annual v3.1, Unit 4700 and retrofits | 605 | 7432 | Rate Constraint in lbs/MMBtu | FALSE | L | Annual | Seasons Included | Seasons | Winter, Spring, Summer, Fall | Winter, Spring, Summer, Fall | Winter, Spring, Summer, Fall | Winter, Spring, Summer, Fall | Winter, Spring, Summer, Fall | Winter, Spring, Summer, Fall | Winter, Spring, Summer, Fall
NSR Cross 1,2 - NOX Rate Annual v3.1, Unit 4700 and retrofits | 605 | 7432 | Rate Constraint in lbs/MMBtu | FALSE | L | Annual | Standard NOX | lb/MMBtu | 0.1 | 0.1 | 0.1 | 0.1 | 0.1 | 0.1 | 0.1
NSR Cross 1,2 - NOX Rate Annual v3.1, Unit 4700 and retrofits | 605 | 7432 | Rate Constraint in lbs/MMBtu | FALSE | L | Annual | Emissions at Affected Plants NOX | Thousand Tons | 0.71744 | 1.6415 | 1.7177 | 1.7177 | 0 | 0 | 0
NSR Cross 1,2 - NOX Rate Annual v3.1, Unit 4700 and retrofits | 605 | 7432 | Rate Constraint in lbs/MMBtu | FALSE | L | Annual | Allowances Purchased NOX | Thousand Tons | 0 | 0 | 0 | 0 | 0 | 0 | 0
NSR Cross 1,2 - NOX Rate Annual v3.1, Unit 4700 and retrofits | 605 | 7432 | Rate Constraint in lbs/MMBtu | FALSE | L | Annual | Allowances Sold NOX | Thousand Tons | 0 | 0 | 0 | 0 | 0 | 0 | 0
NSR Cross 1,2 - NOX Rate Annual v3.1, Unit 4700 and retrofits | 605 | 7432 | Rate Constraint in lbs/MMBtu | FALSE | L | Annual | Allowances Banked | Thousand Tons | 0 | 0 | 0 | 0 | 0 | 0 | 0
NSR Cross 1,2 - NOX Rate Annual v3.1, Unit 4700 and retrofits | 605 | 7432 | Rate Constraint in lbs/MMBtu | FALSE | L | Annual | Allowances Withdrawn (1:1) | Thousand Tons | 0 | 0 | 0 | 0 | 0 | 0 | 0
NSR Cross 1,2 - NOX Rate Annual v3.1, Unit 4700 and retrofits | 605 | 7432 | Rate Constraint in lbs/MMBtu | FALSE | L | Annual | Allowances Withdrawn (1:n) | Thousand Tons | 0 | 0 | 0 | 0 | 0 | 0 | 0
NSR Cross 1,2 - NOX Rate Annual v3.1, Unit 4700 and retrofits | 605 | 7432 | Rate Constraint in lbs/MMBtu | FALSE | L | Annual | Total | Thousand Tons | 0.71744 | 1.6415 | 1.7177 | 1.7177 | 0 | 0 | 0
NSR Cross 1,2 - NOX Rate Annual v3.1, Unit 4700 and retrofits | 605 | 7432 | Rate Constraint in lbs/MMBtu | FALSE | L | Annual | Fuel Consumed | TBtu | 17.4305 | 39.8814 | 41.7334 | 41.7334 | 0 | 0 | 0
NSR Cross 1,2 - NOX Rate Annual v3.1, Unit 4700 and retrofits | 605 | 7432 | Rate Constraint in lbs/MMBtu | FALSE | L | Annual | Rate | lb/MMBtu | 0.08232 | 0.08232 | 0.08232 | 0.08232 | 0 | 0 | 0
NSR Cross 1,2 - NOX Rate Annual v3.1, Unit 4700 and retrofits | 605 | 7432 | Rate Constraint in lbs/MMBtu | FALSE | L | Annual | Generation | TWh | 1.6491 | 3.7731 | 2.6676 | 2.6676 | 0 | 0 | 0
NSR Cross 1,2 - NOX Rate Annual v3.1, Unit 4700 and retrofits | 605 | 7432 | Rate Constraint in lbs/MMBtu | FALSE | L | Annual | Qualifying Generation | TWh | 1.6491 | 3.7731 | 2.6676 | 2.6676 | 0 | 0 | 0
NSR Cross 1,2 - NOX Rate Annual v3.1, Unit 4700 and retrofits | 605 | 7432 | Rate Constraint in lbs/MMBtu | FALSE | L | Annual | Rate | lb/MWh | 0.87012 | 0.87012 | 1.2879 | 1.2879 | 0 | 0 | 0
NSR Cross 1,2 - NOX Rate Annual v3.1, Unit 4700 and retrofits | 605 | 7432 | Rate Constraint in lbs/MMBtu | FALSE | L | Annual | Constraint Shadow Price | US2022$/Ton | 0 | 0 | 0 | 0 | 0 | 0 | 0
NSR Cross 1,2 - NOX Rate Annual v3.1, Unit 4701 and retrofits | 606 | 7432 | Rate Constraint in lbs/MMBtu | FALSE | L | Annual | Seasons Included | Seasons | Winter, Spring, Summer, Fall | Winter, Spring, Summer, Fall | Winter, Spring, Summer, Fall | Winter, Spring, Summer, Fall | Winter, Spring, Summer, Fall | Winter, Spring, Summer, Fall | Winter, Spring, Summer, Fall
NSR Cross 1,2 - NOX Rate Annual v3.1, Unit 4701 and retrofits | 606 | 7432 | Rate Constraint in lbs/MMBtu | FALSE | L | Annual | Standard NOX | lb/MMBtu | 0.1 | 0.1 | 0.1 | 0.1 | 0.1 | 0.1 | 0.1
NSR Cross 1,2 - NOX Rate Annual v3.1, Unit 4701 and retrofits | 606 | 7432 | Rate Constraint in lbs/MMBtu | FALSE | L | Annual | Emissions at Affected Plants NOX | Thousand Tons | 0.88157 | 1.394 | 1.394 | 1.394 | 0 | 0 | 0
NSR Cross 1,2 - NOX Rate Annual v3.1, Unit 4701 and retrofits | 606 | 7432 | Rate Constraint in lbs/MMBtu | FALSE | L | Annual | Allowances Purchased NOX | Thousand Tons | 0 | 0 | 0 | 0 | 0 | 0 | 0
NSR Cross 1,2 - NOX Rate Annual v3.1, Unit 4701 and retrofits | 606 | 7432 | Rate Constraint in lbs/MMBtu | FALSE | L | Annual | Allowances Sold NOX | Thousand Tons | 0 | 0 | 0 | 0 | 0 | 0 | 0
NSR Cross 1,2 - NOX Rate Annual v3.1, Unit 4701 and retrofits | 606 | 7432 | Rate Constraint in lbs/MMBtu | FALSE | L | Annual | Allowances Banked | Thousand Tons | 0 | 0 | 0 | 0 | 0 | 0 | 0
NSR Cross 1,2 - NOX Rate Annual v3.1, Unit 4701 and retrofits | 606 | 7432 | Rate Constraint in lbs/MMBtu | FALSE | L | Annual | Allowances Withdrawn (1:1) | Thousand Tons | 0 | 0 | 0 | 0 | 0 | 0 | 0
NSR Cross 1,2 - NOX Rate Annual v3.1, Unit 4701 and retrofits | 606 | 7432 | Rate Constraint in lbs/MMBtu | FALSE | L | Annual | Allowances Withdrawn (1:n) | Thousand Tons | 0 | 0 | 0 | 0 | 0 | 0 | 0
NSR Cross 1,2 - NOX Rate Annual v3.1, Unit 4701 and retrofits | 606 | 7432 | Rate Constraint in lbs/MMBtu | FALSE | L | Annual | Total | Thousand Tons | 0.88157 | 1.394 | 1.394 | 1.394 | 0 | 0 | 0
NSR Cross 1,2 - NOX Rate Annual v3.1, Unit 4701 and retrofits | 606 | 7432 | Rate Constraint in lbs/MMBtu | FALSE | L | Annual | Fuel Consumed | TBtu | 25.4789 | 40.2887 | 40.2887 | 40.2887 | 0 | 0 | 0
NSR Cross 1,2 - NOX Rate Annual v3.1, Unit 4701 and retrofits | 606 | 7432 | Rate Constraint in lbs/MMBtu | FALSE | L | Annual | Rate | lb/MMBtu | 0.0692 | 0.0692 | 0.0692 | 0.0692 | 0 | 0 | 0
NSR Cross 1,2 - NOX Rate Annual v3.1, Unit 4701 and retrofits | 606 | 7432 | Rate Constraint in lbs/MMBtu | FALSE | L | Annual | Generation | TWh | 2.4324 | 3.8462 | 2.61 | 2.61 | 0 | 0 | 0
NSR Cross 1,2 - NOX Rate Annual v3.1, Unit 4701 and retrofits | 606 | 7432 | Rate Constraint in lbs/MMBtu | FALSE | L | Annual | Qualifying Generation | TWh | 2.4324 | 3.8462 | 2.61 | 2.61 | 0 | 0 | 0
NSR Cross 1,2 - NOX Rate Annual v3.1, Unit 4701 and retrofits | 606 | 7432 | Rate Constraint in lbs/MMBtu | FALSE | L | Annual | Rate | lb/MWh | 0.72487 | 0.72487 | 1.0682 | 1.0682 | 0 | 0 | 0
NSR Cross 1,2 - NOX Rate Annual v3.1, Unit 4701 and retrofits | 606 | 7432 | Rate Constraint in lbs/MMBtu | FALSE | L | Annual | Constraint Shadow Price | US2022$/Ton | 0 | 0 | 0 | 0 | 0 | 0 | 0
NSR Dairyland- NOx Cap Annual v5.13 | 607 | 7414 | Rate Constraint in MTons | FALSE | L | Annual | Seasons Included | Seasons | Winter, Spring, Summer, Fall | Winter, Spring, Summer, Fall | Winter, Spring, Summer, Fall | Winter, Spring, Summer, Fall | Winter, Spring, Summer, Fall | Winter, Spring, Summer, Fall | Winter, Spring, Summer, Fall
NSR Dairyland- NOx Cap Annual v5.13 | 607 | 7414 | Rate Constraint in MTons | FALSE | L | Annual | Standard NOX | Thousand Tons | 3.236 | 3.236 | 3.236 | 3.236 | 3.236 | 3.236 | 3.236
NSR Dairyland- NOx Cap Annual v5.13 | 607 | 7414 | Rate Constraint in MTons | FALSE | L | Annual | Emissions at Affected Plants NOX | Thousand Tons | 0.73041 | 1.1235 | 1.1235 | 1.0224 | 0.92714 | 0.48447 | 0.65249
NSR Dairyland- NOx Cap Annual v5.13 | 607 | 7414 | Rate Constraint in MTons | FALSE | L | Annual | Allowances Purchased NOX | Thousand Tons | 0 | 0 | 0 | 0 | 0 | 0 | 0
NSR Dairyland- NOx Cap Annual v5.13 | 607 | 7414 | Rate Constraint in MTons | FALSE | L | Annual | Allowances Sold NOX | Thousand Tons | 0 | 0 | 0 | 0 | 0 | 0 | 0
NSR Dairyland- NOx Cap Annual v5.13 | 607 | 7414 | Rate Constraint in MTons | FALSE | L | Annual | Allowances Banked | Thousand Tons | 0 | 0 | 0 | 0 | 0 | 0 | 0
NSR Dairyland- NOx Cap Annual v5.13 | 607 | 7414 | Rate Constraint in MTons | FALSE | L | Annual | Allowances Withdrawn (1:1) | Thousand Tons | 0 | 0 | 0 | 0 | 0 | 0 | 0
NSR Dairyland- NOx Cap Annual v5.13 | 607 | 7414 | Rate Constraint in MTons | FALSE | L | Annual | Allowances Withdrawn (1:n) | Thousand Tons | 0 | 0 | 0 | 0 | 0 | 0 | 0
NSR Dairyland- NOx Cap Annual v5.13 | 607 | 7414 | Rate Constraint in MTons | FALSE | L | Annual | Total | Thousand Tons | 0.73041 | 1.1235 | 1.1235 | 1.0224 | 0.92714 | 0.48447 | 0.65249
NSR Dairyland- NOx Cap Annual v5.13 | 607 | 7414 | Rate Constraint in MTons | FALSE | L | Annual | Fuel Consumed | TBtu | 19.2264 | 29.5747 | 29.5747 | 26.9128 | 24.4049 | 12.7527 | 17.1754
NSR Dairyland- NOx Cap Annual v5.13 | 607 | 7414 | Rate Constraint in MTons | FALSE | L | Annual | Rate | lb/MMBtu | 0.07598 | 0.07598 | 0.07598 | 0.07598 | 0.07598 | 0.07598 | 0.07598
NSR Dairyland- NOx Cap Annual v5.13 | 607 | 7414 | Rate Constraint in MTons | FALSE | L | Annual | Generation | TWh | 1.7104 | 2.631 | 2.631 | 2.3942 | 2.1711 | 1.1345 | 1.5279
NSR Dairyland- NOx Cap Annual v5.13 | 607 | 7414 | Rate Constraint in MTons | FALSE | L | Annual | Qualifying Generation | TWh | 1.7104 | 2.631 | 2.631 | 2.3942 | 2.1711 | 1.1345 | 1.5279
NSR Dairyland- NOx Cap Annual v5.13 | 607 | 7414 | Rate Constraint in MTons | FALSE | L | Annual | Rate | lb/MWh | 0.85409 | 0.85409 | 0.85409 | 0.85409 | 0.85409 | 0.85409 | 0.85409
NSR Dairyland- NOx Cap Annual v5.13 | 607 | 7414 | Rate Constraint in MTons | FALSE | L | Annual | Constraint Shadow Price | US2022$/Ton | 0 | 0 | 0 | 0 | 0 | 0 | 0
NSR Dairyland- SO2 Cap Annual v5.13 | 608 | 7415 | Rate Constraint in MTons | FALSE | L | Annual | Seasons Included | Seasons | Winter, Spring, Summer, Fall | Winter, Spring, Summer, Fall | Winter, Spring, Summer, Fall | Winter, Spring, Summer, Fall | Winter, Spring, Summer, Fall | Winter, Spring, Summer, Fall | Winter, Spring, Summer, Fall
NSR Dairyland- SO2 Cap Annual v5.13 | 608 | 7415 | Rate Constraint in MTons | FALSE | L | Annual | Standard SO2 | Thousand Tons | 4.578 | 4.578 | 4.578 | 4.578 | 4.578 | 4.578 | 4.578
NSR Dairyland- SO2 Cap Annual v5.13 | 608 | 7415 | Rate Constraint in MTons | FALSE | L | Annual | Emissions at Affected Plants SO2 | Thousand Tons | 0.65275 | 1.0041 | 1.0041 | 0.91371 | 0.82856 | 0.43296 | 0.58312
NSR Dairyland- SO2 Cap Annual v5.13 | 608 | 7415 | Rate Constraint in MTons | FALSE | L | Annual | Allowances Purchased SO2 | Thousand Tons | 0 | 0 | 0 | 0 | 0 | 0 | 0
NSR Dairyland- SO2 Cap Annual v5.13 | 608 | 7415 | Rate Constraint in MTons | FALSE | L | Annual | Allowances Sold SO2 | Thousand Tons | 0 | 0 | 0 | 0 | 0 | 0 | 0
NSR Dairyland- SO2 Cap Annual v5.13 | 608 | 7415 | Rate Constraint in MTons | FALSE | L | Annual | Allowances Banked | Thousand Tons | 0 | 0 | 0 | 0 | 0 | 0 | 0
NSR Dairyland- SO2 Cap Annual v5.13 | 608 | 7415 | Rate Constraint in MTons | FALSE | L | Annual | Allowances Withdrawn (1:1) | Thousand Tons | 0 | 0 | 0 | 0 | 0 | 0 | 0
NSR Dairyland- SO2 Cap Annual v5.13 | 608 | 7415 | Rate Constraint in MTons | FALSE | L | Annual | Allowances Withdrawn (1:n) | Thousand Tons | 0 | 0 | 0 | 0 | 0 | 0 | 0
NSR Dairyland- SO2 Cap Annual v5.13 | 608 | 7415 | Rate Constraint in MTons | FALSE | L | Annual | Total | Thousand Tons | 0.65275 | 1.0041 | 1.0041 | 0.91371 | 0.82856 | 0.43296 | 0.58312
NSR Dairyland- SO2 Cap Annual v5.13 | 608 | 7415 | Rate Constraint in MTons | FALSE | L | Annual | Fuel Consumed | TBtu | 19.2264 | 29.5747 | 29.5747 | 26.9128 | 24.4049 | 12.7527 | 17.1754
NSR Dairyland- SO2 Cap Annual v5.13 | 608 | 7415 | Rate Constraint in MTons | FALSE | L | Annual | Rate | lb/MMBtu | 0.067901 | 0.067901 | 0.067901 | 0.067901 | 0.067901 | 0.067901 | 0.067901
NSR Dairyland- SO2 Cap Annual v5.13 | 608 | 7415 | Rate Constraint in MTons | FALSE | L | Annual | Generation | TWh | 1.7104 | 2.631 | 2.631 | 2.3942 | 2.1711 | 1.1345 | 1.5279
NSR Dairyland- SO2 Cap Annual v5.13 | 608 | 7415 | Rate Constraint in MTons | FALSE | L | Annual | Qualifying Generation | TWh | 1.7104 | 2.631 | 2.631 | 2.3942 | 2.1711 | 1.1345 | 1.5279
NSR Dairyland- SO2 Cap Annual v5.13 | 608 | 7415 | Rate Constraint in MTons | FALSE | L | Annual | Rate | lb/MWh | 0.76328 | 0.76328 | 0.76328 | 0.76328 | 0.76328 | 0.76328 | 0.76328
NSR Dairyland- SO2 Cap Annual v5.13 | 608 | 7415 | Rate Constraint in MTons | FALSE | L | Annual | Constraint Shadow Price | US2022$/Ton | 0 | 0 | 0 | 0 | 0 | 0 | 0
NSR Dominion Consent - NOX Cap Annual v3.1 | 609 | 7375 | Rate Constraint in MTons | FALSE | L | Annual | Seasons Included | Seasons | Winter, Spring, Summer, Fall | Winter, Spring, Summer, Fall | Winter, Spring, Summer, Fall | Winter, Spring, Summer, Fall | Winter, Spring, Summer, Fall | Winter, Spring, Summer, Fall | Winter, Spring, Summer, Fall
NSR Dominion Consent - NOX Cap Annual v3.1 | 609 | 7375 | Rate Constraint in MTons | FALSE | L | Annual | Standard NOX | Thousand Tons | 30.25 | 30.25 | 30.25 | 30.25 | 30.25 | 30.25 | 30.25
NSR Dominion Consent - NOX Cap Annual v3.1 | 609 | 7375 | Rate Constraint in MTons | FALSE | L | Annual | Emissions at Affected Plants NOX | Thousand Tons | 3.2388 | 3.3129 | 2.953 | 2.9715 | 0.17674 | 0.15813 | 0.16343
NSR Dominion Consent - NOX Cap Annual v3.1 | 609 | 7375 | Rate Constraint in MTons | FALSE | L | Annual | Allowances Purchased NOX | Thousand Tons | 0 | 0 | 0 | 0 | 0 | 0 | 0
NSR Dominion Consent - NOX Cap Annual v3.1 | 609 | 7375 | Rate Constraint in MTons | FALSE | L | Annual | Allowances Sold NOX | Thousand Tons | 0 | 0 | 0 | 0 | 0 | 0 | 0
NSR Dominion Consent - NOX Cap Annual v3.1 | 609 | 7375 | Rate Constraint in MTons | FALSE | L | Annual | Allowances Banked | Thousand Tons | 0 | 0 | 0 | 0 | 0 | 0 | 0
NSR Dominion Consent - NOX Cap Annual v3.1 | 609 | 7375 | Rate Constraint in MTons | FALSE | L | Annual | Allowances Withdrawn (1:1) | Thousand Tons | 0 | 0 | 0 | 0 | 0 | 0 | 0
NSR Dominion Consent - NOX Cap Annual v3.1 | 609 | 7375 | Rate Constraint in MTons | FALSE | L | Annual | Allowances Withdrawn (1:n) | Thousand Tons | 0 | 0 | 0 | 0 | 0 | 0 | 0
NSR Dominion Consent - NOX Cap Annual v3.1 | 609 | 7375 | Rate Constraint in MTons | FALSE | L | Annual | Total | Thousand Tons | 3.2388 | 3.3129 | 2.953 | 2.9715 | 0.17674 | 0.15813 | 0.16343
NSR Dominion Consent - NOX Cap Annual v3.1 | 609 | 7375 | Rate Constraint in MTons | FALSE | L | Annual | Fuel Consumed | TBtu | 112.0633 | 109.7661 | 86.276 | 87.9539 | 6.5075 | 3.9856 | 4.0628
NSR Dominion Consent - NOX Cap Annual v3.1 | 609 | 7375 | Rate Constraint in MTons | FALSE | L | Annual | Rate | lb/MMBtu | 0.057803 | 0.060362 | 0.068455 | 0.067569 | 0.054318 | 0.079352 | 0.08045
NSR Dominion Consent - NOX Cap Annual v3.1 | 609 | 7375 | Rate Constraint in MTons | FALSE | L | Annual | Generation | TWh | 12.2862 | 11.8707 | 6.7399 | 6.9662 | 0.74161 | 0.39581 | 0.40347
NSR Dominion Consent - NOX Cap Annual v3.1 | 609 | 7375 | Rate Constraint in MTons | FALSE | L | Annual | Qualifying Generation | TWh | 12.2862 | 11.8707 | 6.7399 | 6.9662 | 0.74161 | 0.39581 | 0.40347
NSR Dominion Consent - NOX Cap Annual v3.1 | 609 | 7375 | Rate Constraint in MTons | FALSE | L | Annual | Rate | lb/MWh | 0.52722 | 0.55816 | 0.87628 | 0.85311 | 0.47664 | 0.79902 | 0.8101
NSR Dominion Consent - NOX Cap Annual v3.1 | 609 | 7375 | Rate Constraint in MTons | FALSE | L | Annual | Constraint Shadow Price | US2022$/Ton | 0 | 0 | 0 | 0 | 0 | 0 | 0
NSR Dominion Consent - NOX Rate Annual v3.1 | 610 | 7376 | Rate Constraint in lbs/MMBtu | FALSE | L | Annual | Seasons Included | Seasons | Winter, Spring, Summer, Fall | Winter, Spring, Summer, Fall | Winter, Spring, Summer, Fall | Winter, Spring, Summer, Fall | Winter, Spring, Summer, Fall | Winter, Spring, Summer, Fall | Winter, Spring, Summer, Fall
NSR Dominion Consent - NOX Rate Annual v3.1 | 610 | 7376 | Rate Constraint in lbs/MMBtu | FALSE | L | Annual | Standard NOX | lb/MMBtu | 0.15 | 0.15 | 0.15 | 0.15 | 0.15 | 0.15 | 0.15
NSR Dominion Consent - NOX Rate Annual v3.1 | 610 | 7376 | Rate Constraint in lbs/MMBtu | FALSE | L | Annual | Emissions at Affected Plants NOX | Thousand Tons | 3.2388 | 3.3129 | 2.953 | 2.9715 | 0.17674 | 0.15813 | 0.16343
NSR Dominion Consent - NOX Rate Annual v3.1 | 610 | 7376 | Rate Constraint in lbs/MMBtu | FALSE | L | Annual | Allowances Purchased NOX | Thousand Tons | 0 | 0 | 0 | 0 | 0 | 0 | 0
NSR Dominion Consent - NOX Rate Annual v3.1 | 610 | 7376 | Rate Constraint in lbs/MMBtu | FALSE | L | Annual | Allowances Sold NOX | Thousand Tons | 0 | 0 | 0 | 0 | 0 | 0 | 0
NSR Dominion Consent - NOX Rate Annual v3.1 | 610 | 7376 | Rate Constraint in lbs/MMBtu | FALSE | L | Annual | Allowances Banked | Thousand Tons | 0 | 0 | 0 | 0 | 0 | 0 | 0
NSR Dominion Consent - NOX Rate Annual v3.1 | 610 | 7376 | Rate Constraint in lbs/MMBtu | FALSE | L | Annual | Allowances Withdrawn (1:1) | Thousand Tons | 0 | 0 | 0 | 0 | 0 | 0 | 0
NSR Dominion Consent - NOX Rate Annual v3.1 | 610 | 7376 | Rate Constraint in lbs/MMBtu | FALSE | L | Annual | Allowances Withdrawn (1:n) | Thousand Tons | 0 | 0 | 0 | 0 | 0 | 0 | 0
NSR Dominion Consent - NOX Rate Annual v3.1 | 610 | 7376 | Rate Constraint in lbs/MMBtu | FALSE | L | Annual | Total | Thousand Tons | 3.2388 | 3.3129 | 2.953 | 2.9715 | 0.17674 | 0.15813 | 0.16343
NSR Dominion Consent - NOX Rate Annual v3.1 | 610 | 7376 | Rate Constraint in lbs/MMBtu | FALSE | L | Annual | Fuel Consumed | TBtu | 112.0633 | 109.7661 | 86.276 | 87.9539 | 6.5075 | 3.9856 | 4.0628
NSR Dominion Consent - NOX Rate Annual v3.1 | 610 | 7376 | Rate Constraint in lbs/MMBtu | FALSE | L | Annual | Rate | lb/MMBtu | 0.057803 | 0.060362 | 0.068455 | 0.067569 | 0.054318 | 0.079352 | 0.08045
NSR Dominion Consent - NOX Rate Annual v3.1 | 610 | 7376 | Rate Constraint in lbs/MMBtu | FALSE | L | Annual | Generation | TWh | 12.2862 | 11.8707 | 6.7399 | 6.9662 | 0.74161 | 0.39581 | 0.40347
NSR Dominion Consent - NOX Rate Annual v3.1 | 610 | 7376 | Rate Constraint in lbs/MMBtu | FALSE | L | Annual | Qualifying Generation | TWh | 12.2862 | 11.8707 | 6.7399 | 6.9662 | 0.74161 | 0.39581 | 0.40347
NSR Dominion Consent - NOX Rate Annual v3.1 | 610 | 7376 | Rate Constraint in lbs/MMBtu | FALSE | L | Annual | Rate | lb/MWh | 0.52722 | 0.55816 | 0.87628 | 0.85311 | 0.47664 | 0.79902 | 0.8101
NSR Dominion Consent - NOX Rate Annual v3.1 | 610 | 7376 | Rate Constraint in lbs/MMBtu | FALSE | L | Annual | Constraint Shadow Price | US2022$/Ton | 0 | 0 | 0 | 0 | 0 | 0 | 0
NSR EKPC Consent - NOX Cap Annual v3.1 | 611 | 7378 | Rate Constraint in MTons | FALSE | L | Annual | Seasons Included | Seasons | Winter, Spring, Summer, Fall | Winter, Spring, Summer, Fall | Winter, Spring, Summer, Fall | Winter, Spring, Summer, Fall | Winter, Spring, Summer, Fall | Winter, Spring, Summer, Fall | Winter, Spring, Summer, Fall
NSR EKPC Consent - NOX Cap Annual v3.1 | 611 | 7378 | Rate Constraint in MTons | FALSE | L | Annual | Standard NOX | Thousand Tons | 8 | 8 | 8 | 8 | 8 | 8 | 8
NSR EKPC Consent - NOX Cap Annual v3.1 | 611 | 7378 | Rate Constraint in MTons | FALSE | L | Annual | Emissions at Affected Plants NOX | Thousand Tons | 3.2771 | 3.6306 | 2.8453 | 2.7751 | 2.4982 | 2.4982 | 1.5754
NSR EKPC Consent - NOX Cap Annual v3.1 | 611 | 7378 | Rate Constraint in MTons | FALSE | L | Annual | Allowances Purchased NOX | Thousand Tons | 0 | 0 | 0 | 0 | 0 | 0 | 0
NSR EKPC Consent - NOX Cap Annual v3.1 | 611 | 7378 | Rate Constraint in MTons | FALSE | L | Annual | Allowances Sold NOX | Thousand Tons | 0 | 0 | 0 | 0 | 0 | 0 | 0
NSR EKPC Consent - NOX Cap Annual v3.1 | 611 | 7378 | Rate Constraint in MTons | FALSE | L | Annual | Allowances Banked | Thousand Tons | 0 | 0 | 0 | 0 | 0 | 0 | 0
NSR EKPC Consent - NOX Cap Annual v3.1 | 611 | 7378 | Rate Constraint in MTons | FALSE | L | Annual | Allowances Withdrawn (1:1) | Thousand Tons | 0 | 0 | 0 | 0 | 0 | 0 | 0
NSR EKPC Consent - NOX Cap Annual v3.1 | 611 | 7378 | Rate Constraint in MTons | FALSE | L | Annual | Allowances Withdrawn (1:n) | Thousand Tons | 0 | 0 | 0 | 0 | 0 | 0 | 0
NSR EKPC Consent - NOX Cap Annual v3.1 | 611 | 7378 | Rate Constraint in MTons | FALSE | L | Annual | Total | Thousand Tons | 3.2771 | 3.6306 | 2.8453 | 2.7751 | 2.4982 | 2.4982 | 1.5754
NSR EKPC Consent - NOX Cap Annual v3.1 | 611 | 7378 | Rate Constraint in MTons | FALSE | L | Annual | Fuel Consumed | TBtu | 71.6132 | 75.5465 | 65.8114 | 63.707 | 55.3675 | 55.3675 | 34.8844
NSR EKPC Consent - NOX Cap Annual v3.1 | 611 | 7378 | Rate Constraint in MTons | FALSE | L | Annual | Rate | lb/MMBtu | 0.091522 | 0.096116 | 0.086467 | 0.08712 | 0.090241 | 0.090241 | 0.09032
NSR EKPC Consent - NOX Cap Annual v3.1 | 611 | 7378 | Rate Constraint in MTons | FALSE | L | Annual | Generation | TWh | 7.0611 | 7.4043 | 6.522 | 6.314 | 5.4956 | 5.4956 | 3.4718
NSR EKPC Consent - NOX Cap Annual v3.1 | 611 | 7378 | Rate Constraint in MTons | FALSE | L | Annual | Qualifying Generation | TWh | 7.0611 | 7.4043 | 6.522 | 6.314 | 5.4956 | 5.4956 | 3.4718
NSR EKPC Consent - NOX Cap Annual v3.1 | 611 | 7378 | Rate Constraint in MTons | FALSE | L | Annual | Rate | lb/MWh | 0.92822 | 0.98067 | 0.87252 | 0.87902 | 0.90917 | 0.90917 | 0.90754
NSR EKPC Consent - NOX Cap Annual v3.1 | 611 | 7378 | Rate Constraint in MTons | FALSE | L | Annual | Constraint Shadow Price | US2022$/Ton | 0 | 0 | 0 | 0 | 0 | 0 | 0
NSR EKPC Consent - SO2 Cap Annual v3.1 | 612 | 7377 | Rate Constraint in MTons | FALSE | L | Annual | Seasons Included | Seasons | Winter, Spring, Summer, Fall | Winter, Spring, Summer, Fall | Winter, Spring, Summer, Fall | Winter, Spring, Summer, Fall | Winter, Spring, Summer, Fall | Winter, Spring, Summer, Fall | Winter, Spring, Summer, Fall
NSR EKPC Consent - SO2 Cap Annual v3.1 | 612 | 7377 | Rate Constraint in MTons | FALSE | L | Annual | Standard SO2 | Thousand Tons | 28 | 28 | 28 | 28 | 28 | 28 | 28
NSR EKPC Consent - SO2 Cap Annual v3.1 | 612 | 7377 | Rate Constraint in MTons | FALSE | L | Annual | Emissions at Affected Plants SO2 | Thousand Tons | 2.5877 | 2.7102 | 2.3791 | 2.2949 | 1.9613 | 1.7091 | 1.3468
NSR EKPC Consent - SO2 Cap Annual v3.1 | 612 | 7377 | Rate Constraint in MTons | FALSE | L | Annual | Allowances Purchased SO2 | Thousand Tons | 0 | 0 | 0 | 0 | 0 | 0 | 0
NSR EKPC Consent - SO2 Cap Annual v3.1 | 612 | 7377 | Rate Constraint in MTons | FALSE | L | Annual | Allowances Sold SO2 | Thousand Tons | 0 | 0 | 0 | 0 | 0 | 0 | 0
NSR EKPC Consent - SO2 Cap Annual v3.1 | 612 | 7377 | Rate Constraint in MTons | FALSE | L | Annual | Allowances Banked | Thousand Tons | 0 | 0 | 0 | 0 | 0 | 0 | 0
NSR EKPC Consent - SO2 Cap Annual v3.1 | 612 | 7377 | Rate Constraint in MTons | FALSE | L | Annual | Allowances Withdrawn (1:1) | Thousand Tons | 0 | 0 | 0 | 0 | 0 | 0 | 0
NSR EKPC Consent - SO2 Cap Annual v3.1 | 612 | 7377 | Rate Constraint in MTons | FALSE | L | Annual | Allowances Withdrawn (1:n) | Thousand Tons | 0 | 0 | 0 | 0 | 0 | 0 | 0
NSR EKPC Consent - SO2 Cap Annual v3.1 | 612 | 7377 | Rate Constraint in MTons | FALSE | L | Annual | Total | Thousand Tons | 2.5877 | 2.7102 | 2.3791 | 2.2949 | 1.9613 | 1.7091 | 1.3468
NSR EKPC Consent - SO2 Cap Annual v3.1 | 612 | 7377 | Rate Constraint in MTons | FALSE | L | Annual | Fuel Consumed | TBtu | 71.6132 | 75.5465 | 65.8114 | 63.707 | 55.3675 | 55.3675 | 34.8844
NSR EKPC Consent - SO2 Cap Annual v3.1 | 612 | 7377 | Rate Constraint in MTons | FALSE | L | Annual | Rate | lb/MMBtu | 0.07227 | 0.071749 | 0.0723 | 0.072046 | 0.070848 | 0.061738 | 0.077217
NSR EKPC Consent - SO2 Cap Annual v3.1 | 612 | 7377 | Rate Constraint in MTons | FALSE | L | Annual | Generation | TWh | 7.0611 | 7.4043 | 6.522 | 6.314 | 5.4956 | 5.4956 | 3.4718
NSR EKPC Consent - SO2 Cap Annual v3.1 | 612 | 7377 | Rate Constraint in MTons | FALSE | L | Annual | Qualifying Generation | TWh | 7.0611 | 7.4043 | 6.522 | 6.314 | 5.4956 | 5.4956 | 3.4718
NSR EKPC Consent - SO2 Cap Annual v3.1 | 612 | 7377 | Rate Constraint in MTons | FALSE | L | Annual | Rate | lb/MWh | 0.73295 | 0.73205 | 0.72956 | 0.72692 | 0.71378 | 0.622 | 0.77588
NSR EKPC Consent - SO2 Cap Annual v3.1 | 612 | 7377 | Rate Constraint in MTons | FALSE | L | Annual | Constraint Shadow Price | US2022$/Ton | 0 | 0 | 0 | 0 | 0 | 0 | 0
NSR FB Culley 3 - NOX Rate Annual v3.1, Unit 3428 and retrofits | 613 | 7424 | Rate Constraint in lbs/MMBtu | FALSE | L | Annual | Seasons Included | Seasons | Winter, Spring, Summer, Fall | Winter, Spring, Summer, Fall | Winter, Spring, Summer, Fall | Winter, Spring, Summer, Fall | Winter, Spring, Summer, Fall | Winter, Spring, Summer, Fall | Winter, Spring, Summer, Fall
NSR FB Culley 3 - NOX Rate Annual v3.1, Unit 3428 and retrofits | 613 | 7424 | Rate Constraint in lbs/MMBtu | FALSE | L | Annual | Standard NOX | lb/MMBtu | 0.121 | 0.121 | 0.121 | 0.121 | 0.121 | 0.121 | 0.121
NSR FB Culley 3 - NOX Rate Annual v3.1, Unit 3428 and retrofits | 613 | 7424 | Rate Constraint in lbs/MMBtu | FALSE | L | Annual | Emissions at Affected Plants NOX | Thousand Tons | 0 | 0 | 0 | 0 | 0 | 0 | 0
NSR FB Culley 3 - NOX Rate Annual v3.1, Unit 3428 and retrofits | 613 | 7424 | Rate Constraint in lbs/MMBtu | FALSE | L | Annual | Allowances Purchased NOX | Thousand Tons | 0 | 0 | 0 | 0 | 0 | 0 | 0
NSR FB Culley 3 - NOX Rate Annual v3.1, Unit 3428 and retrofits | 613 | 7424 | Rate Constraint in lbs/MMBtu | FALSE | L | Annual | Allowances Sold NOX | Thousand Tons | 0 | 0 | 0 | 0 | 0 | 0 | 0
NSR FB Culley 3 - NOX Rate Annual v3.1, Unit 3428 and retrofits | 613 | 7424 | Rate Constraint in lbs/MMBtu | FALSE | L | Annual | Allowances Banked | Thousand Tons | 0 | 0 | 0 | 0 | 0 | 0 | 0
NSR FB Culley 3 - NOX Rate Annual v3.1, Unit 3428 and retrofits | 613 | 7424 | Rate Constraint in lbs/MMBtu | FALSE | L | Annual | Allowances Withdrawn (1:1) | Thousand Tons | 0 | 0 | 0 | 0 | 0 | 0 | 0
NSR FB Culley 3 - NOX Rate Annual v3.1, Unit 3428 and retrofits | 613 | 7424 | Rate Constraint in lbs/MMBtu | FALSE | L | Annual | Allowances Withdrawn (1:n) | Thousand Tons | 0 | 0 | 0 | 0 | 0 | 0 | 0
NSR FB Culley 3 - NOX Rate Annual v3.1, Unit 3428 and retrofits | 613 | 7424 | Rate Constraint in lbs/MMBtu | FALSE | L | Annual | Total | Thousand Tons | 0 | 0 | 0 | 0 | 0 | 0 | 0
NSR FB Culley 3 - NOX Rate Annual v3.1, Unit 3428 and retrofits | 613 | 7424 | Rate Constraint in lbs/MMBtu | FALSE | L | Annual | Fuel Consumed | TBtu | 0 | 0 | 0 | 0 | 0 | 0 | 0
NSR FB Culley 3 - NOX Rate Annual v3.1, Unit 3428 and retrofits | 613 | 7424 | Rate Constraint in lbs/MMBtu | FALSE | L | Annual | Rate | lb/MMBtu | 0 | 0 | 0 | 0 | 0 | 0 | 0
NSR FB Culley 3 - NOX Rate Annual v3.1, Unit 3428 and retrofits | 613 | 7424 | Rate Constraint in lbs/MMBtu | FALSE | L | Annual | Generation | TWh | 0 | 0 | 0 | 0 | 0 | 0 | 0
NSR FB Culley 3 - NOX Rate Annual v3.1, Unit 3428 and retrofits | 613 | 7424 | Rate Constraint in lbs/MMBtu | FALSE | L | Annual | Qualifying Generation | TWh | 0 | 0 | 0 | 0 | 0 | 0 | 0
NSR FB Culley 3 - NOX Rate Annual v3.1, Unit 3428 and retrofits | 613 | 7424 | Rate Constraint in lbs/MMBtu | FALSE | L | Annual | Rate | lb/MWh | 0 | 0 | 0 | 0 | 0 | 0 | 0
NSR FB Culley 3 - NOX Rate Annual v3.1, Unit 3428 and retrofits | 613 | 7424 | Rate Constraint in lbs/MMBtu | FALSE | L | Annual | Constraint Shadow Price | US2022$/Ton | 0 | 0 | 0 | 0 | 0 | 0 | 0
NSR Four Corners 4,5 - NOX Cap Annual v5.16 | 614 | 7501 | Rate Constraint in MTons | FALSE | L | Annual | Seasons Included | Seasons | Winter, Spring, Summer, Fall | Winter, Spring, Summer, Fall | Winter, Spring, Summer, Fall | Winter, Spring, Summer, Fall | Winter, Spring, Summer, Fall | Winter, Spring, Summer, Fall | Winter, Spring, Summer, Fall
NSR Four Corners 4,5 - NOX Cap Annual v5.16 | 614 | 7501 | Rate Constraint in MTons | FALSE | L | Annual | Standard NOX | Thousand Tons | 4.968 | 4.968 | 4.968 | 4.968 | 4.968 | 4.968 | 4.968
NSR Four Corners 4,5 - NOX Cap Annual v5.16 | 614 | 7501 | Rate Constraint in MTons | FALSE | L | Annual | Emissions at Affected Plants NOX | Thousand Tons | 3.0852 | 3.1959 | 3.1959 | 3.1959 | 2.5095 | 2.0981 | 2.303
NSR Four Corners 4,5 - NOX Cap Annual v5.16 | 614 | 7501 | Rate Constraint in MTons | FALSE | L | Annual | Allowances Purchased NOX | Thousand Tons | 0 | 0 | 0 | 0 | 0 | 0 | 0
NSR Four Corners 4,5 - NOX Cap Annual v5.16 | 614 | 7501 | Rate Constraint in MTons | FALSE | L | Annual | Allowances Sold NOX | Thousand Tons | 0 | 0 | 0 | 0 | 0 | 0 | 0
NSR Four Corners 4,5 - NOX Cap Annual v5.16 | 614 | 7501 | Rate Constraint in MTons | FALSE | L | Annual | Allowances Banked | Thousand Tons | 0 | 0 | 0 | 0 | 0 | 0 | 0
NSR Four Corners 4,5 - NOX Cap Annual v5.16 | 614 | 7501 | Rate Constraint in MTons | FALSE | L | Annual | Allowances Withdrawn (1:1) | Thousand Tons | 0 | 0 | 0 | 0 | 0 | 0 | 0
NSR Four Corners 4,5 - NOX Cap Annual v5.16 | 614 | 7501 | Rate Constraint in MTons | FALSE | L | Annual | Allowances Withdrawn (1:n) | Thousand Tons | 0 | 0 | 0 | 0 | 0 | 0 | 0
NSR Four Corners 4,5 - NOX Cap Annual v5.16 | 614 | 7501 | Rate Constraint in MTons | FALSE | L | Annual | Total | Thousand Tons | 3.0852 | 3.1959 | 3.1959 | 3.1959 | 2.5095 | 2.0981 | 2.303
NSR Four Corners 4,5 - NOX Cap Annual v5.16 | 614 | 7501 | Rate Constraint in MTons | FALSE | L | Annual | Fuel Consumed | TBtu | 100.5752 | 104.1201 | 104.1201 | 104.1201 | 82.8645 | 69.4177 | 75.9564
NSR Four Corners 4,5 - NOX Cap Annual v5.16 | 614 | 7501 | Rate Constraint in MTons | FALSE | L | Annual | Rate | lb/MMBtu | 0.06135 | 0.061389 | 0.061389 | 0.061389 | 0.060568 | 0.060448 | 0.06064
NSR Four Corners 4,5 - NOX Cap Annual v5.16 | 614 | 7501 | Rate Constraint in MTons | FALSE | L | Annual | Generation | TWh | 10.2958 | 9.7419 | 9.7419 | 9.7419 | 8.2396 | 6.8689 | 7.5383
NSR Four Corners 4,5 - NOX Cap Annual v5.16 | 614 | 7501 | Rate Constraint in MTons | FALSE | L | Annual | Qualifying Generation | TWh | 10.2958 | 9.7419 | 9.7419 | 9.7419 | 8.2396 | 6.8689 | 7.5383
NSR Four Corners 4,5 - NOX Cap Annual v5.16 | 614 | 7501 | Rate Constraint in MTons | FALSE | L | Annual | Rate | lb/MWh | 0.5993 | 0.65612 | 0.65612 | 0.65612 | 0.60912 | 0.61089 | 0.61101
NSR Four Corners 4,5 - NOX Cap Annual v5.16 | 614 | 7501 | Rate Constraint in MTons | FALSE | L | Annual | Constraint Shadow Price | US2022$/Ton | 0 | 0 | 0 | 0 | 0 | 0 | 0
NSR Four Corners 4,5 - NOX Rate Annual v5.16 | 615 | 7500 | Rate Constraint in lbs/MMBtu | FALSE | L | Annual | Seasons Included | Seasons | Winter, Spring, Summer, Fall | Winter, Spring, Summer, Fall | Winter, Spring, Summer, Fall | Winter, Spring, Summer, Fall | Winter, Spring, Summer, Fall | Winter, Spring, Summer, Fall | Winter, Spring, Summer, Fall
NSR Four Corners 4,5 - NOX Rate Annual v5.16 | 615 | 7500 | Rate Constraint in lbs/MMBtu | FALSE | L | Annual | Standard NOX | lb/MMBtu | 0.08 | 0.08 | 0.08 | 0.08 | 0.08 | 0.08 | 0.08
NSR Four Corners 4,5 - NOX Rate Annual v5.16 | 615 | 7500 | Rate Constraint in lbs/MMBtu | FALSE | L | Annual | Emissions at Affected Plants NOX | Thousand Tons | 3.0852 | 3.1959 | 3.1959 | 3.1959 | 2.5095 | 2.0981 | 2.303
NSR Four Corners 4,5 - NOX Rate Annual v5.16 | 615 | 7500 | Rate Constraint in lbs/MMBtu | FALSE | L | Annual | Allowances Purchased NOX | Thousand Tons | 0 | 0 | 0 | 0 | 0 | 0 | 0
NSR Four Corners 4,5 - NOX Rate Annual v5.16 | 615 | 7500 | Rate Constraint in lbs/MMBtu | FALSE | L | Annual | Allowances Sold NOX | Thousand Tons | 0 | 0 | 0 | 0 | 0 | 0 | 0
NSR Four Corners 4,5 - NOX Rate Annual v5.16 | 615 | 7500 | Rate Constraint in lbs/MMBtu | FALSE | L | Annual | Allowances Banked | Thousand Tons | 0 | 0 | 0 | 0 | 0 | 0 | 0
NSR Four Corners 4,5 - NOX Rate Annual v5.16 | 615 | 7500 | Rate Constraint in lbs/MMBtu | FALSE | L | Annual | Allowances Withdrawn (1:1) | Thousand Tons | 0 | 0 | 0 | 0 | 0 | 0 | 0
NSR Four Corners 4,5 - NOX Rate Annual v5.16 | 615 | 7500 | Rate Constraint in lbs/MMBtu | FALSE | L | Annual | Allowances Withdrawn (1:n) | Thousand Tons | 0 | 0 | 0 | 0 | 0 | 0 | 0
NSR Four Corners 4,5 - NOX Rate Annual v5.16 | 615 | 7500 | Rate Constraint in lbs/MMBtu | FALSE | L | Annual | Total | Thousand Tons | 3.0852 | 3.1959 | 3.1959 | 3.1959 | 2.5095 | 2.0981 | 2.303
NSR Four Corners 4,5 - NOX Rate Annual v5.16 | 615 | 7500 | Rate Constraint in lbs/MMBtu | FALSE | L | Annual | Fuel Consumed | TBtu | 100.5752 | 104.1201 | 104.1201 | 104.1201 | 82.8645 | 69.4177 | 75.9564
NSR Four Corners 4,5 - NOX Rate Annual v5.16 | 615 | 7500 | Rate Constraint in lbs/MMBtu | FALSE | L | Annual | Rate | lb/MMBtu | 0.06135 | 0.061389 | 0.061389 | 0.061389 | 0.060568 | 0.060448 | 0.06064
NSR Four Corners 4,5 - NOX Rate Annual v5.16 | 615 | 7500 | Rate Constraint in lbs/MMBtu | FALSE | L | Annual | Generation | TWh | 10.2958 | 9.7419 | 9.7419 | 9.7419 | 8.2396 | 6.8689 | 7.5383
NSR Four Corners 4,5 - NOX Rate Annual v5.16 | 615 | 7500 | Rate Constraint in lbs/MMBtu | FALSE | L | Annual | Qualifying Generation | TWh | 10.2958 | 9.7419 | 9.7419 | 9.7419 | 8.2396 | 6.8689 | 7.5383
NSR Four Corners 4,5 - NOX Rate Annual v5.16 | 615 | 7500 | Rate Constraint in lbs/MMBtu | FALSE | L | Annual | Rate | lb/MWh | 0.5993 | 0.65612 | 0.65612 | 0.65612 | 0.60912 | 0.61089 | 0.61101
NSR Four Corners 4,5 - NOX Rate Annual v5.16 | 615 | 7500 | Rate Constraint in lbs/MMBtu | FALSE | L | Annual | Constraint Shadow Price | US2022$/Ton | 0 | 0 | 0 | 0 | 0 | 0 | 0
NSR Four Corners 4,5 - SO2 Cap Annual v5.16 | 616 | 7499 | Rate Constraint in MTons | FALSE | L | Annual | Seasons Included | Seasons | Winter, Spring, Summer, Fall | Winter, Spring, Summer, Fall | Winter, Spring, Summer, Fall | Winter, Spring, Summer, Fall | Winter, Spring, Summer, Fall | Winter, Spring, Summer, Fall | Winter, Spring, Summer, Fall
NSR Four Corners 4,5 - SO2 Cap Annual v5.16 | 616 | 7499 | Rate Constraint in MTons | FALSE | L | Annual | Standard SO2 | Thousand Tons | 6.8 | 6.8 | 6.8 | 6.8 | 6.8 | 6.8 | 6.8
NSR Four Corners 4,5 - SO2 Cap Annual v5.16 | 616 | 7499 | Rate Constraint in MTons | FALSE | L | Annual | Emissions at Affected Plants SO2 | Thousand Tons | 4.2441 | 4.3843 | 4.3843 | 4.3843 | 3.6469 | 3.0745 | 3.3302
NSR Four Corners 4,5 - SO2 Cap Annual v5.16 | 616 | 7499 | Rate Constraint in MTons | FALSE | L | Annual | Allowances Purchased SO2 | Thousand Tons | 0 | 0 | 0 | 0 | 0 | 0 | 0
NSR Four Corners 4,5 - SO2 Cap Annual v5.16 | 616 | 7499 | Rate Constraint in MTons | FALSE | L | Annual | Allowances Sold SO2 | Thousand Tons | 0 | 0 | 0 | 0 | 0 | 0 | 0
NSR Four Corners 4,5 - SO2 Cap Annual v5.16 | 616 | 7499 | Rate Constraint in MTons | FALSE | L | Annual | Allowances Banked | Thousand Tons | 0 | 0 | 0 | 0 | 0 | 0 | 0
NSR Four Corners 4,5 - SO2 Cap Annual v5.16 | 616 | 7499 | Rate Constraint in MTons | FALSE | L | Annual | Allowances Withdrawn (1:1) | Thousand Tons | 0 | 0 | 0 | 0 | 0 | 0 | 0
NSR Four Corners 4,5 - SO2 Cap Annual v5.16 | 616 | 7499 | Rate Constraint in MTons | FALSE | L | Annual | Allowances Withdrawn (1:n) | Thousand Tons | 0 | 0 | 0 | 0 | 0 | 0 | 0
NSR Four Corners 4,5 - SO2 Cap Annual v5.16 | 616 | 7499 | Rate Constraint in MTons | FALSE | L | Annual | Total | Thousand Tons | 4.2441 | 4.3843 | 4.3843 | 4.3843 | 3.6469 | 3.0745 | 3.3302
NSR Four Corners 4,5 - SO2 Cap Annual v5.16 | 616 | 7499 | Rate Constraint in MTons | FALSE | L | Annual | Fuel Consumed | TBtu | 100.5752 | 104.1201 | 104.1201 | 104.1201 | 82.8645 | 69.4177 | 75.9564
NSR Four Corners 4,5 - SO2 Cap Annual v5.16 | 616 | 7499 | Rate Constraint in MTons | FALSE | L | Annual | Rate | lb/MMBtu | 0.084396 | 0.084216 | 0.084216 | 0.084216 | 0.088021 | 0.088579 | 0.087688
NSR Four Corners 4,5 - SO2 Cap Annual v5.16 | 616 | 7499 | Rate Constraint in MTons | FALSE | L | Annual | Generation | TWh | 10.2958 | 9.7419 | 9.7419 | 9.7419 | 8.2396 | 6.8689 | 7.5383
NSR Four Corners 4,5 - SO2 Cap Annual v5.16 | 616 | 7499 | Rate Constraint in MTons | FALSE | L | Annual | Qualifying Generation | TWh | 10.2958 | 9.7419 | 9.7419 | 9.7419 | 8.2396 | 6.8689 | 7.5383
NSR Four Corners 4,5 - SO2 Cap Annual v5.16 | 616 | 7499 | Rate Constraint in MTons | FALSE | L | Annual | Rate | lb/MWh | 0.82443 | 0.90009 | 0.90009 | 0.90009 | 0.88521 | 0.89519 | 0.88355
NSR Four Corners 4,5 - SO2 Cap Annual v5.16 | 616 | 7499 | Rate Constraint in MTons | FALSE | L | Annual | Constraint Shadow Price | US2022$/Ton | 0 | 0 | 0 | 0 | 0 | 0 | 0
NSR Harrison 1-3 - NOX Rate Annual v5.16 | 617 | 7268 | Rate Constraint in lbs/MMBtu | FALSE | L | Annual | Seasons Included | Seasons | Winter, Spring, Summer, Fall | Winter, Spring, Summer, Fall | Winter, Spring, Summer, Fall | Winter, Spring, Summer, Fall | Winter, Spring, Summer, Fall | Winter, Spring, Summer, Fall | Winter, Spring, Summer, Fall
NSR Harrison 1-3 - NOX Rate Annual v5.16 | 617 | 7268 | Rate Constraint in lbs/MMBtu | FALSE | L | Annual | Standard NOX | lb/MMBtu | 0.25 | 0.25 | 0.25 | 0.25 | 0.25 | 0.25 | 0.25
NSR Harrison 1-3 - NOX Rate Annual v5.16 | 617 | 7268 | Rate Constraint in lbs/MMBtu | FALSE | L | Annual | Emissions at Affected Plants NOX | Thousand Tons | 6.0878 | 6.0878 | 6.0879 | 6.0879 | 0 | 0 | 0
NSR Harrison 1-3 - NOX Rate Annual v5.16 | 617 | 7268 | Rate Constraint in lbs/MMBtu | FALSE | L | Annual | Allowances Purchased NOX | Thousand Tons | 0 | 0 | 0 | 0 | 0 | 0 | 0
NSR Harrison 1-3 - NOX Rate Annual v5.16 | 617 | 7268 | Rate Constraint in lbs/MMBtu | FALSE | L | Annual | Allowances Sold NOX | Thousand Tons | 0 | 0 | 0 | 0 | 0 | 0 | 0
NSR Harrison 1-3 - NOX Rate Annual v5.16 | 617 | 7268 | Rate Constraint in lbs/MMBtu | FALSE | L | Annual | Allowances Banked | Thousand Tons | 0 | 0 | 0 | 0 | 0 | 0 | 0
NSR Harrison 1-3 - NOX Rate Annual v5.16 | 617 | 7268 | Rate Constraint in lbs/MMBtu | FALSE | L | Annual | Allowances Withdrawn (1:1) | Thousand Tons | 0 | 0 | 0 | 0 | 0 | 0 | 0
NSR Harrison 1-3 - NOX Rate Annual v5.16 | 617 | 7268 | Rate Constraint in lbs/MMBtu | FALSE | L | Annual | Allowances Withdrawn (1:n) | Thousand Tons | 0 | 0 | 0 | 0 | 0 | 0 | 0
NSR Harrison 1-3 - NOX Rate Annual v5.16 | 617 | 7268 | Rate Constraint in lbs/MMBtu | FALSE | L | Annual | Total | Thousand Tons | 6.0878 | 6.0878 | 6.0879 | 6.0879 | 0 | 0 | 0
NSR Harrison 1-3 - NOX Rate Annual v5.16 | 617 | 7268 | Rate Constraint in lbs/MMBtu | FALSE | L | Annual | Fuel Consumed | TBtu | 137.1354 | 137.1354 | 137.1363 | 137.1363 | 0 | 0 | 0
NSR Harrison 1-3 - NOX Rate Annual v5.16 | 617 | 7268 | Rate Constraint in lbs/MMBtu | FALSE | L | Annual | Rate | lb/MMBtu | 0.088786 | 0.088786 | 0.088786 | 0.088786 | 0 | 0 | 0
NSR Harrison 1-3 - NOX Rate Annual v5.16 | 617 | 7268 | Rate Constraint in lbs/MMBtu | FALSE | L | Annual | Generation | TWh | 13.5242 | 13.5242 | 9.3162 | 9.3162 | 0 | 0 | 0
NSR Harrison 1-3 - NOX Rate Annual v5.16 | 617 | 7268 | Rate Constraint in lbs/MMBtu | FALSE | L | Annual | Qualifying Generation | TWh | 13.5242 | 13.5242 | 9.3162 | 9.3162 | 0 | 0 | 0
NSR Harrison 1-3 - NOX Rate Annual v5.16 | 617 | 7268 | Rate Constraint in lbs/MMBtu | FALSE | L | Annual | Rate | lb/MWh | 0.90029 | 0.90029 | 1.3069 | 1.3069 | 0 | 0 | 0
NSR Harrison 1-3 - NOX Rate Annual v5.16 | 617 | 7268 | Rate Constraint in lbs/MMBtu | FALSE | L | Annual | Constraint Shadow Price | US2022$/Ton | 0 | 0 | 0 | 0 | 0 | 0 | 0
NSR Harrison 1-3 - NOX Rate Summer v5.16 | 618 | 7269 | Rate Constraint in lbs/MMBtu | FALSE | L | Annual | Seasons Included | Seasons | Summer | Summer | Summer | Summer | Summer | Summer | Summer
NSR Harrison 1-3 - NOX Rate Summer v5.16 | 618 | 7269 | Rate Constraint in lbs/MMBtu | FALSE | L | Annual | Standard NOX | lb/MMBtu | 0.2 | 0.2 | 0.2 | 0.2 | 0.2 | 0.2 | 0.2
NSR Harrison 1-3 - NOX Rate Summer v5.16 | 618 | 7269 | Rate Constraint in lbs/MMBtu | FALSE | L | Annual | Emissions at Affected Plants NOX | Thousand Tons | 2.4481 | 2.4481 | 2.4481 | 2.4481 | 0 | 0 | 0
NSR Harrison 1-3 - NOX Rate Summer v5.16 | 618 | 7269 | Rate Constraint in lbs/MMBtu | FALSE | L | Annual | Allowances Purchased NOX | Thousand Tons | 0 | 0 | 0 | 0 | 0 | 0 | 0
NSR Harrison 1-3 - NOX Rate Summer v5.16 | 618 | 7269 | Rate Constraint in lbs/MMBtu | FALSE | L | Annual | Allowances Sold NOX | Thousand Tons | 0 | 0 | 0 | 0 | 0 | 0 | 0
NSR Harrison 1-3 - NOX Rate Summer v5.16 | 618 | 7269 | Rate Constraint in lbs/MMBtu | FALSE | L | Annual | Allowances Banked | Thousand Tons | 0 | 0 | 0 | 0 | 0 | 0 | 0
NSR Harrison 1-3 - NOX Rate Summer v5.16 | 618 | 7269 | Rate Constraint in lbs/MMBtu | FALSE | L | Annual | Allowances Withdrawn (1:1) | Thousand Tons | 0 | 0 | 0 | 0 | 0 | 0 | 0
NSR Harrison 1-3 - NOX Rate Summer v5.16 | 618 | 7269 | Rate Constraint in lbs/MMBtu | FALSE | L | Annual | Allowances Withdrawn (1:n) | Thousand Tons | 0 | 0 | 0 | 0 | 0 | 0 | 0
NSR Harrison 1-3 - NOX Rate Summer v5.16 | 618 | 7269 | Rate Constraint in lbs/MMBtu | FALSE | L | Annual | Total | Thousand Tons | 2.4481 | 2.4481 | 2.4481 | 2.4481 | 0 | 0 | 0
NSR Harrison 1-3 - NOX Rate Summer v5.16 | 618 | 7269 | Rate Constraint in lbs/MMBtu | FALSE | L | Annual | Fuel Consumed | TBtu | 55.1459 | 55.1459 | 55.1463 | 55.1463 | 0 | 0 | 0
NSR Harrison 1-3 - NOX Rate Summer v5.16 | 618 | 7269 | Rate Constraint in lbs/MMBtu | FALSE | L | Annual | Rate | lb/MMBtu | 0.088786 | 0.088786 | 0.088786 | 0.088786 | 0 | 0 | 0
NSR Harrison 1-3 - NOX Rate Summer v5.16 | 618 | 7269 | Rate Constraint in lbs/MMBtu | FALSE | L | Annual | Generation | TWh | 5.4384 | 5.4384 | 3.7463 | 3.7463 | 0 | 0 | 0
NSR Harrison 1-3 - NOX Rate Summer v5.16 | 618 | 7269 | Rate Constraint in lbs/MMBtu | FALSE | L | Annual | Qualifying Generation | TWh | 5.4384 | 5.4384 | 3.7463 | 3.7463 | 0 | 0 | 0
NSR Harrison 1-3 - NOX Rate Summer v5.16 | 618 | 7269 | Rate Constraint in lbs/MMBtu | FALSE | L | Annual | Rate | lb/MWh | 0.90029 | 0.90029 | 1.3069 | 1.3069 | 0 | 0 | 0
NSR Harrison 1-3 - NOX Rate Summer v5.16 | 618 | 7269 | Rate Constraint in lbs/MMBtu | FALSE | L | Annual | Constraint Shadow Price | US2022$/Ton | 0 | 0 | 0 | 0 | 0 | 0 | 0
NSR HL Spurlock 1 - NOX Rate Annual v3.1, Unit 4695 and retrofits | 619 | 7444 | Rate Constraint in lbs/MMBtu | FALSE | L | Annual | Seasons Included | Seasons | Winter, Spring, Summer, Fall | Winter, Spring, Summer, Fall | Winter, Spring, Summer, Fall | Winter, Spring, Summer, Fall | Winter, Spring, Summer, Fall | Winter, Spring, Summer, Fall | Winter, Spring, Summer, Fall
NSR HL Spurlock 1 - NOX Rate Annual v3.1, Unit 4695 and retrofits | 619 | 7444 | Rate Constraint in lbs/MMBtu | FALSE | L | Annual | Standard NOX | lb/MMBtu | 0.1 | 0.1 | 0.1 | 0.1 | 0.1 | 0.1 | 0.1
NSR HL Spurlock 1 - NOX Rate Annual v3.1, Unit 4695 and retrofits | 619 | 7444 | Rate Constraint in lbs/MMBtu | FALSE | L | Annual | Emissions at Affected Plants NOX | Thousand Tons | 0.92282 | 0.92282 | 0.92282 | 0.92282 | 0.92282 | 0.92282 | 0
NSR HL Spurlock 1 - NOX Rate Annual v3.1, Unit 4695 and retrofits | 619 | 7444 | Rate Constraint in lbs/MMBtu | FALSE | L | Annual | Allowances Purchased NOX | Thousand Tons | 0 | 0 | 0 | 0 | 0 | 0 | 0
NSR HL Spurlock 1 - NOX Rate Annual v3.1, Unit 4695 and retrofits | 619 | 7444 | Rate Constraint in lbs/MMBtu | FALSE | L | Annual | Allowances Sold NOX | Thousand Tons | 0 | 0 | 0 | 0 | 0 | 0 | 0
NSR HL Spurlock 1 - NOX Rate Annual v3.1, Unit 4695 and retrofits | 619 | 7444 | Rate Constraint in lbs/MMBtu | FALSE | L | Annual | Allowances Banked | Thousand Tons | 0 | 0 | 0 | 0 | 0 | 0 | 0
NSR HL Spurlock 1 - NOX Rate Annual v3.1, Unit 4695 and retrofits | 619 | 7444 | Rate Constraint in lbs/MMBtu | FALSE | L | Annual | Allowances Withdrawn (1:1) | Thousand Tons | 0 | 0 | 0 | 0 | 0 | 0 | 0
NSR HL Spurlock 1 - NOX Rate Annual v3.1, Unit 4695 and retrofits | 619 | 7444 | Rate Constraint in lbs/MMBtu | FALSE | L | Annual | Allowances Withdrawn (1:n) | Thousand Tons | 0 | 0 | 0 | 0 | 0 | 0 | 0
NSR HL Spurlock 1 - NOX Rate Annual v3.1, Unit 4695 and retrofits | 619 | 7444 | Rate Constraint in lbs/MMBtu | FALSE | L | Annual | Total | Thousand Tons | 0.92282 | 0.92282 | 0.92282 | 0.92282 | 0.92282 | 0.92282 | 0
NSR HL Spurlock 1 - NOX Rate Annual v3.1, Unit 4695 and retrofits | 619 | 7444 | Rate Constraint in lbs/MMBtu | FALSE | L | Annual | Fuel Consumed | TBtu | 20.4831 | 20.4831 | 20.4831 | 20.4831 | 20.4831 | 20.4831 | 0
NSR HL Spurlock 1 - NOX Rate Annual v3.1, Unit 4695 and retrofits | 619 | 7444 | Rate Constraint in lbs/MMBtu | FALSE | L | Annual | Rate | lb/MMBtu | 0.090106 | 0.090106 | 0.090106 | 0.090106 | 0.090106 | 0.090106 | 0
NSR HL Spurlock 1 - NOX Rate Annual v3.1, Unit 4695 and retrofits | 619 | 7444 | Rate Constraint in lbs/MMBtu | FALSE | L | Annual | Generation | TWh | 2.0238 | 2.0238 | 2.0238 | 2.0238 | 2.0238 | 2.0238 | 0
NSR HL Spurlock 1 - NOX Rate Annual v3.1, Unit 4695 and retrofits | 619 | 7444 | Rate Constraint in lbs/MMBtu | FALSE | L | Annual | Qualifying Generation | TWh | 2.0238 | 2.0238 | 2.0238 | 2.0238 | 2.0238 | 2.0238 | 0
NSR HL Spurlock 1 - NOX Rate Annual v3.1, Unit 4695 and retrofits | 619 | 7444 | Rate Constraint in lbs/MMBtu | FALSE | L | Annual | Rate | lb/MWh | 0.91196 | 0.91196 | 0.91196 | 0.91196 | 0.91196 | 0.91196 | 0
NSR HL Spurlock 1 - NOX Rate Annual v3.1, Unit 4695 and retrofits | 619 | 7444 | Rate Constraint in lbs/MMBtu | FALSE | L | Annual | Constraint Shadow Price | US2022$/Ton | 0 | 0 | 0 | 0 | 0 | 0 | 0
NSR HL Spurlock 2 - NOX Rate Annual v3.1, Unit 4694 and retrofits | 620 | 7445 | Rate Constraint in lbs/MMBtu | FALSE | L | Annual | Seasons Included | Seasons | Winter, Spring, Summer, Fall | Winter, Spring, Summer, Fall | Winter, Spring, Summer, Fall | Winter, Spring, Summer, Fall | Winter, Spring, Summer, Fall | Winter, Spring, Summer, Fall | Winter, Spring, Summer, Fall
NSR HL Spurlock 2 - NOX Rate Annual v3.1, Unit 4694 and retrofits | 620 | 7445 | Rate Constraint in lbs/MMBtu | FALSE | L | Annual | Standard NOX | lb/MMBtu | 0.1 | 0.1 | 0.1 | 0.1 | 0.1 | 0.1 | 0.1
NSR HL Spurlock 2 - NOX Rate Annual v3.1, Unit 4694 and retrofits | 620 | 7445 | Rate Constraint in lbs/MMBtu | FALSE | L | Annual | Emissions at Affected Plants NOX | Thousand Tons | 1.5754 | 1.5754 | 1.5754 | 1.5754 | 1.5754 | 1.5754 | 1.5754
NSR HL Spurlock 2 - NOX Rate Annual v3.1, Unit 4694 and retrofits | 620 | 7445 | Rate Constraint in lbs/MMBtu | FALSE | L | Annual | Allowances Purchased NOX | Thousand Tons | 0 | 0 | 0 | 0 | 0 | 0 | 0
NSR HL Spurlock 2 - NOX Rate Annual v3.1, Unit 4694 and retrofits | 620 | 7445 | Rate Constraint in lbs/MMBtu | FALSE | L | Annual | Allowances Sold NOX | Thousand Tons | 0 | 0 | 0 | 0 | 0 | 0 | 0
NSR HL Spurlock 2 - NOX Rate Annual v3.1, Unit 4694 and retrofits | 620 | 7445 | Rate Constraint in lbs/MMBtu | FALSE | L | Annual | Allowances Banked | Thousand Tons | 0 | 0 | 0 | 0 | 0 | 0 | 0
NSR HL Spurlock 2 - NOX Rate Annual v3.1, Unit 4694 and retrofits | 620 | 7445 | Rate Constraint in lbs/MMBtu | FALSE | L | Annual | Allowances Withdrawn (1:1) | Thousand Tons | 0 | 0 | 0 | 0 | 0 | 0 | 0
NSR HL Spurlock 2 - NOX Rate Annual v3.1, Unit 4694 and retrofits | 620 | 7445 | Rate Constraint in lbs/MMBtu | FALSE | L | Annual | Allowances Withdrawn (1:n) | Thousand Tons | 0 | 0 | 0 | 0 | 0 | 0 | 0
NSR HL Spurlock 2 - NOX Rate Annual v3.1, Unit 4694 and retrofits | 620 | 7445 | Rate Constraint in lbs/MMBtu | FALSE | L | Annual | Total | Thousand Tons | 1.5754 | 1.5754 | 1.5754 | 1.5754 | 1.5754 | 1.5754 | 1.5754
NSR HL Spurlock 2 - NOX Rate Annual v3.1, Unit 4694 and retrofits | 620 | 7445 | Rate Constraint in lbs/MMBtu | FALSE | L | Annual | Fuel Consumed | TBtu | 34.8844 | 34.8844 | 34.8844 | 34.8844 | 34.8844 | 34.8844 | 34.8844
NSR HL Spurlock 2 - NOX Rate Annual v3.1, Unit 4694 and retrofits | 620 | 7445 | Rate Constraint in lbs/MMBtu | FALSE | L | Annual | Rate | lb/MMBtu | 0.09032 | 0.09032 | 0.09032 | 0.09032 | 0.09032 | 0.09032 | 0.09032
NSR HL Spurlock 2 - NOX Rate Annual v3.1, Unit 4694 and retrofits | 620 | 7445 | Rate Constraint in lbs/MMBtu | FALSE | L | Annual | Generation | TWh | 3.4718 | 3.4718 | 3.4718 | 3.4718 | 3.4718 | 3.4718 | 3.4718
NSR HL Spurlock 2 - NOX Rate Annual v3.1, Unit 4694 and retrofits | 620 | 7445 | Rate Constraint in lbs/MMBtu | FALSE | L | Annual | Qualifying Generation | TWh | 3.4718 | 3.4718 | 3.4718 | 3.4718 | 3.4718 | 3.4718 | 3.4718
NSR HL Spurlock 2 - NOX Rate Annual v3.1, Unit 4694 and retrofits | 620 | 7445 | Rate Constraint in lbs/MMBtu | FALSE | L | Annual | Rate | lb/MWh | 0.90754 | 0.90754 | 0.90754 | 0.90754 | 0.90754 | 0.90754 | 0.90754
NSR HL Spurlock 2 - NOX Rate Annual v3.1, Unit 4694 and retrofits | 620 | 7445 | Rate Constraint in lbs/MMBtu | FALSE | L | Annual | Constraint Shadow Price | US2022$/Ton | 0 | 0 | 0 | 0 | 0 | 0 | 0
NSR HL Spurlock 2 - SO2 Rate Annual v3.1, Unit 4694 and retrofits | 621 | 7443 | Rate Constraint in lbs/MMBtu | FALSE | L | Annual | Seasons Included | Seasons | Winter, Spring, Summer, Fall | Winter, Spring, Summer, Fall | Winter, Spring, Summer, Fall | Winter, Spring, Summer, Fall | Winter, Spring, Summer, Fall | Winter, Spring, Summer, Fall | Winter, Spring, Summer, Fall
NSR HL Spurlock 2 - SO2 Rate Annual v3.1, Unit 4694 and retrofits | 621 | 7443 | Rate Constraint in lbs/MMBtu | FALSE | L | Annual | Standard SO2 | lb/MMBtu | 0.1 | 0.1 | 0.1 | 0.1 | 0.1 | 0.1 | 0.1
NSR HL Spurlock 2 - SO2 Rate Annual v3.1, Unit 4694 and retrofits | 621 | 7443 | Rate Constraint in lbs/MMBtu | FALSE | L | Annual | Emissions at Affected Plants SO2 | Thousand Tons | 1.3468 | 1.3468 | 1.3468 | 1.3468 | 1.3468 | 1.0946 | 1.3468
NSR HL Spurlock 2 - SO2 Rate Annual v3.1, Unit 4694 and retrofits | 621 | 7443 | Rate Constraint in lbs/MMBtu | FALSE | L | Annual | Allowances Purchased SO2 | Thousand Tons | 0 | 0 | 0 | 0 | 0 | 0 | 0
NSR HL Spurlock 2 - SO2 Rate Annual v3.1, Unit 4694 and retrofits | 621 | 7443 | Rate Constraint in lbs/MMBtu | FALSE | L | Annual | Allowances Sold SO2 | Thousand Tons | 0 | 0 | 0 | 0 | 0 | 0 | 0
NSR HL Spurlock 2 - SO2 Rate Annual v3.1, Unit 4694 and retrofits | 621 | 7443 | Rate Constraint in lbs/MMBtu | FALSE | L | Annual | Allowances Banked | Thousand Tons | 0 | 0 | 0 | 0 | 0 | 0 | 0
NSR HL Spurlock 2 - SO2 Rate Annual v3.1, Unit 4694 and retrofits | 621 | 7443 | Rate Constraint in lbs/MMBtu | FALSE | L | Annual | Allowances Withdrawn (1:1) | Thousand Tons | 0 | 0 | 0 | 0 | 0 | 0 | 0
NSR HL Spurlock 2 - SO2 Rate Annual v3.1, Unit 4694 and retrofits | 621 | 7443 | Rate Constraint in lbs/MMBtu | FALSE | L | Annual | Allowances Withdrawn (1:n) | Thousand Tons | 0 | 0 | 0 | 0 | 0 | 0 | 0
NSR HL Spurlock 2 - SO2 Rate Annual v3.1, Unit 4694 and retrofits | 621 | 7443 | Rate Constraint in lbs/MMBtu | FALSE | L | Annual | Total | Thousand Tons | 1.3468 | 1.3468 | 1.3468 | 1.3468 | 1.3468 | 1.0946 | 1.3468
NSR HL Spurlock 2 - SO2 Rate Annual v3.1, Unit 4694 and retrofits | 621 | 7443 | Rate Constraint in lbs/MMBtu | FALSE | L | Annual | Fuel Consumed | TBtu | 34.8844 | 34.8844 | 34.8844 | 34.8844 | 34.8844 | 34.8844 | 34.8844
NSR HL Spurlock 2 - SO2 Rate Annual v3.1, Unit 4694 and retrofits | 621 | 7443 | Rate Constraint in lbs/MMBtu | FALSE | L | Annual | Rate | lb/MMBtu | 0.077217 | 0.077217 | 0.077217 | 0.077217 | 0.077217 | 0.062758 | 0.077217
NSR HL Spurlock 2 - SO2 Rate Annual v3.1, Unit 4694 and retrofits | 621 | 7443 | Rate Constraint in lbs/MMBtu | FALSE | L | Annual | Generation | TWh | 3.4718 | 3.4718 | 3.4718 | 3.4718 | 3.4718 | 3.4718 | 3.4718
NSR HL Spurlock 2 - SO2 Rate Annual v3.1, Unit 4694 and retrofits | 621 | 7443 | Rate Constraint in lbs/MMBtu | FALSE | L | Annual | Qualifying Generation | TWh | 3.4718 | 3.4718 | 3.4718 | 3.4718 | 3.4718 | 3.4718 | 3.4718
NSR HL Spurlock 2 - SO2 Rate Annual v3.1, Unit 4694 and retrofits | 621 | 7443 | Rate Constraint in lbs/MMBtu | FALSE | L | Annual | Rate | lb/MWh | 0.77588 | 0.77588 | 0.77588 | 0.77588 | 0.77588 | 0.63059 | 0.77588
NSR HL Spurlock 2 - SO2 Rate Annual v3.1, Unit 4694 and retrofits | 621 | 7443 | Rate Constraint in lbs/MMBtu | FALSE | L | Annual | Constraint Shadow Price | US2022$/Ton | 0 | 0 | 0 | 0 | 0 | 0 | 0
NSR Hoosier - NOX Cap Annual v4.10 Final | 622 | 7379 | Rate Constraint in MTons | FALSE | L | Annual | Seasons Included | Seasons | Winter, Spring, Summer, Fall | Winter, Spring, Summer, Fall | Winter, Spring, Summer, Fall | Winter, Spring, Summer, Fall | Winter, Spring, Summer, Fall | Winter, Spring, Summer, Fall | Winter, Spring, Summer, Fall
NSR Hoosier - NOX Cap Annual v4.10 Final | 622 | 7379 | Rate Constraint in MTons | FALSE | L | Annual | Standard NOX | Thousand Tons | 4.8 | 4.8 | 4.8 | 4.8 | 4.8 | 4.8 | 4.8
NSR Hoosier - NOX Cap Annual v4.10 Final | 622 | 7379 | Rate Constraint in MTons | FALSE | L | Annual | Emissions at Affected Plants NOX | Thousand Tons | 1.7069 | 1.7854 | 2.0664 | 2.0664 | 0 | 0 | 0
NSR Hoosier - NOX Cap Annual v4.10 Final | 622 | 7379 | Rate Constraint in MTons | FALSE | L | Annual | Allowances Purchased NOX | Thousand Tons | 0 | 0 | 0 | 0 | 0 | 0 | 0
NSR Hoosier - NOX Cap Annual v4.10 Final | 622 | 7379 | Rate Constraint in MTons | FALSE | L | Annual | Allowances Sold NOX | Thousand Tons | 0 | 0 | 0 | 0 | 0 | 0 | 0
NSR Hoosier - NOX Cap Annual v4.10 Final | 622 | 7379 | Rate Constraint in MTons | FALSE | L | Annual | Allowances Banked | Thousand Tons | 0 | 0 | 0 | 0 | 0 | 0 | 0
NSR Hoosier - NOX Cap Annual v4.10 Final | 622 | 7379 | Rate Constraint in MTons | FALSE | L | Annual | Allowances Withdrawn (1:1) | Thousand Tons | 0 | 0 | 0 | 0 | 0 | 0 | 0
NSR Hoosier - NOX Cap Annual v4.10 Final | 622 | 7379 | Rate Constraint in MTons | FALSE | L | Annual | Allowances Withdrawn (1:n) | Thousand Tons | 0 | 0 | 0 | 0 | 0 | 0 | 0
NSR Hoosier - NOX Cap Annual v4.10 Final | 622 | 7379 | Rate Constraint in MTons | FALSE | L | Annual | Total | Thousand Tons | 1.7069 | 1.7854 | 2.0664 | 2.0664 | 0 | 0 | 0
NSR Hoosier - NOX Cap Annual v4.10 Final | 622 | 7379 | Rate Constraint in MTons | FALSE | L | Annual | Fuel Consumed | TBtu | 57.0242 | 59.6483 | 69.0361 | 69.0361 | 0 | 0 | 0
NSR Hoosier - NOX Cap Annual v4.10 Final | 622 | 7379 | Rate Constraint in MTons | FALSE | L | Annual | Rate | lb/MMBtu | 0.059865 | 0.059865 | 0.059865 | 0.059865 | 0 | 0 | 0
NSR Hoosier - NOX Cap Annual v4.10 Final | 622 | 7379 | Rate Constraint in MTons | FALSE | L | Annual | Generation | TWh | 5.4936 | 5.7464 | 4.5322 | 4.5322 | 0 | 0 | 0
NSR Hoosier - NOX Cap Annual v4.10 Final | 622 | 7379 | Rate Constraint in MTons | FALSE | L | Annual | Qualifying Generation | TWh | 5.4936 | 5.7464 | 4.5322 | 4.5322 | 0 | 0 | 0
NSR Hoosier - NOX Cap Annual v4.10 Final | 622 | 7379 | Rate Constraint in MTons | FALSE | L | Annual | Rate | lb/MWh | 0.6214 | 0.6214 | 0.91187 | 0.91187 | 0 | 0 | 0
NSR Hoosier - NOX Cap Annual v4.10 Final | 622 | 7379 | Rate Constraint in MTons | FALSE | L | Annual | Constraint Shadow Price | US2022$/Ton | 0 | 0 | 0 | 0 | 0 | 0 | 0
NSR Hoosier System - SO2 Cap Annual v4.10 Final | 623 | 7380 | Rate Constraint in MTons | FALSE | L | Annual | Seasons Included | Seasons | Winter, Spring, Summer, Fall | Winter, Spring, Summer, Fall | Winter, Spring, Summer, Fall | Winter, Spring, Summer, Fall | Winter, Spring, Summer, Fall | Winter, Spring, Summer, Fall | Winter, Spring, Summer, Fall
NSR Hoosier System - SO2 Cap Annual v4.10 Final | 623 | 7380 | Rate Constraint in MTons | FALSE | L | Annual | Standard SO2 | Thousand Tons | 18.75 | 18.75 | 18.75 | 18.75 | 18.75 | 18.75 | 18.75
NSR Hoosier System - SO2 Cap Annual v4.10 Final | 623 | 7380 | Rate Constraint in MTons | FALSE | L | Annual | Emissions at Affected Plants SO2 | Thousand Tons | 3.0408 | 3.3464 | 4.1344 | 4.1344 | 0 | 0 | 0
NSR Hoosier System - SO2 Cap Annual v4.10 Final | 623 | 7380 | Rate Constraint in MTons | FALSE | L | Annual | Allowances Purchased SO2 | Thousand Tons | 0 | 0 | 0 | 0 | 0 | 0 | 0
NSR Hoosier System - SO2 Cap Annual v4.10 Final | 623 | 7380 | Rate Constraint in MTons | FALSE | L | Annual | Allowances Sold SO2 | Thousand Tons | 0 | 0 | 0 | 0 | 0 | 0 | 0
NSR Hoosier System - SO2 Cap Annual v4.10 Final | 623 | 7380 | Rate Constraint in MTons | FALSE | L | Annual | Allowances Banked | Thousand Tons | 0 | 0 | 0 | 0 | 0 | 0 | 0
NSR Hoosier System - SO2 Cap Annual v4.10 Final | 623 | 7380 | Rate Constraint in MTons | FALSE | L | Annual | Allowances Withdrawn (1:1) | Thousand Tons | 0 | 0 | 0 | 0 | 0 | 0 | 0
NSR Hoosier System - SO2 Cap Annual v4.10 Final | 623 | 7380 | Rate Constraint in MTons | FALSE | L | Annual | Allowances Withdrawn (1:n) | Thousand Tons | 0 | 0 | 0 | 0 | 0 | 0 | 0
NSR Hoosier System - SO2 Cap Annual v4.10 Final | 623 | 7380 | Rate Constraint in MTons | FALSE | L | Annual | Total | Thousand Tons | 3.0408 | 3.3464 | 4.1344 | 4.1344 | 0 | 0 | 0
NSR Hoosier System - SO2 Cap Annual v4.10 Final | 623 | 7380 | Rate Constraint in MTons | FALSE | L | Annual | Fuel Consumed | TBtu | 57.0242 | 59.6483 | 69.0361 | 69.0361 | 0 | 0 | 0
NSR Hoosier System - SO2 Cap Annual v4.10 Final | 623 | 7380 | Rate Constraint in MTons | FALSE | L | Annual | Rate | lb/MMBtu | 0.10665 | 0.1122 | 0.11978 | 0.11978 | 0 | 0 | 0
NSR Hoosier System - SO2 Cap Annual v4.10 Final | 623 | 7380 | Rate Constraint in MTons | FALSE | L | Annual | Generation | TWh | 5.4936 | 5.7464 | 4.5322 | 4.5322 | 0 | 0 | 0
NSR Hoosier System - SO2 Cap Annual v4.10 Final | 623 | 7380 | Rate Constraint in MTons | FALSE | L | Annual | Qualifying Generation | TWh | 5.4936 | 5.7464 | 4.5322 | 4.5322 | 0 | 0 | 0
NSR Hoosier System - SO2 Cap Annual v4.10 Final | 623 | 7380 | Rate Constraint in MTons | FALSE | L | Annual | Rate | lb/MWh | 1.107 | 1.1647 | 1.8245 | 1.8245 | 0 | 0 | 0
NSR Hoosier System - SO2 Cap Annual v4.10 Final | 623 | 7380 | Rate Constraint in MTons | FALSE | L | Annual | Constraint Shadow Price | US2022$/Ton | 0 | 0 | 0 | 0 | 0 | 0 | 0
NSR Interstate System-Wide NOX Cap v5.16 | 624 | 7515 | Rate Constraint in MTons | FALSE | L | Annual | Seasons Included | Seasons | Winter, Spring, Summer, Fall | Winter, Spring, Summer, Fall | Winter, Spring, Summer, Fall | Winter, Spring, Summer, Fall | Winter, Spring, Summer, Fall | Winter, Spring, Summer, Fall | Winter, Spring, Summer, Fall
NSR Interstate System-Wide NOX Cap v5.16 | 624 | 7515 | Rate Constraint in MTons | FALSE | L | Annual | Standard NOX | Thousand Tons | 6.8 | 6.8 | 6.8 | 6.8 | 6.8 | 6.8 | 6.8
NSR Interstate System-Wide NOX Cap v5.16 | 624 | 7515 | Rate Constraint in MTons | FALSE | L | Annual | Emissions at Affected Plants NOX | Thousand Tons | 2.1937 | 2.2121 | 2.0437 | 2.0437 | 1.8683 | 1.7164 | 1.7164
NSR Interstate System-Wide NOX Cap v5.16 | 624 | 7515 | Rate Constraint in MTons | FALSE | L | Annual | Allowances Purchased NOX | Thousand Tons | 0 | 0 | 0 | 0 | 0 | 0 | 0
NSR Interstate System-Wide NOX Cap v5.16 | 624 | 7515 | Rate Constraint in MTons | FALSE | L | Annual | Allowances Sold NOX | Thousand Tons | 0 | 0 | 0 | 0 | 0 | 0 | 0
NSR Interstate System-Wide NOX Cap v5.16 | 624 | 7515 | Rate Constraint in MTons | FALSE | L | Annual | Allowances Banked | Thousand Tons | 0 | 0 | 0 | 0 | 0 | 0 | 0
NSR Interstate System-Wide NOX Cap v5.16 | 624 | 7515 | Rate Constraint in MTons | FALSE | L | Annual | Allowances Withdrawn (1:1) | Thousand Tons | 0 | 0 | 0 | 0 | 0 | 0 | 0
NSR Interstate System-Wide NOX Cap v5.16 | 624 | 7515 | Rate Constraint in MTons | FALSE | L | Annual | Allowances Withdrawn (1:n) | Thousand Tons | 0 | 0 | 0 | 0 | 0 | 0 | 0
NSR Interstate System-Wide NOX Cap v5.16 | 624 | 7515 | Rate Constraint in MTons | FALSE | L | Annual | Total | Thousand Tons | 2.1937 | 2.2121 | 2.0437 | 2.0437 | 1.8683 | 1.7164 | 1.7164
NSR Interstate System-Wide NOX Cap v5.16 | 624 | 7515 | Rate Constraint in MTons | FALSE | L | Annual | Fuel Consumed | TBtu | 52.4785 | 52.9379 | 51.0979 | 51.0979 | 46.7123 | 42.9159 | 42.9159
NSR Interstate System-Wide NOX Cap v5.16 | 624 | 7515 | Rate Constraint in MTons | FALSE | L | Annual | Rate | lb/MMBtu | 0.083604 | 0.083572 | 0.07999 | 0.07999 | 0.07999 | 0.07999 | 0.07999
NSR Interstate System-Wide NOX Cap v5.16 | 624 | 7515 | Rate Constraint in MTons | FALSE | L | Annual | Generation | TWh | 5.071 | 5.1153 | 4.9279 | 4.9279 | 4.505 | 4.1389 | 4.1389
NSR Interstate System-Wide NOX Cap v5.16 | 624 | 7515 | Rate Constraint in MTons | FALSE | L | Annual | Qualifying Generation | TWh | 5.071 | 5.1153 | 4.9279 | 4.9279 | 4.505 | 4.1389 | 4.1389
NSR Interstate System-Wide NOX Cap v5.16 | 624 | 7515 | Rate Constraint in MTons | FALSE | L | Annual | Rate | lb/MWh | 0.8652 | 0.86489 | 0.82942 | 0.82942 | 0.82942 | 0.82942 | 0.82942
NSR Interstate System-Wide NOX Cap v5.16 | 624 | 7515 | Rate Constraint in MTons | FALSE | L | Annual | Constraint Shadow Price | US2022$/Ton | 0 | 0 | 0 | 0 | 0 | 0 | 0
NSR Interstate System-Wide SO2 Cap v5.16 | 625 | 7514 | Rate Constraint in MTons | FALSE | L | Annual | Seasons Included | Seasons | Winter, Spring, Summer, Fall | Winter, Spring, Summer, Fall | Winter, Spring, Summer, Fall | Winter, Spring, Summer, Fall | Winter, Spring, Summer, Fall | Winter, Spring, Summer, Fall | Winter, Spring, Summer, Fall
NSR Interstate System-Wide SO2 Cap v5.16 | 625 | 7514 | Rate Constraint in MTons | FALSE | L | Annual | Standard SO2 | Thousand Tons | 3.25 | 3.25 | 3.25 | 3.25 | 3.25 | 3.25 | 3.25
NSR Interstate System-Wide SO2 Cap v5.16 | 625 | 7514 | Rate Constraint in MTons | FALSE | L | Annual | Emissions at Affected Plants SO2 | Thousand Tons | 1.3394 | 1.3515 | 1.7325 | 1.7325 | 1.5838 | 1.1351 | 1.1351
NSR Interstate System-Wide SO2 Cap v5.16 | 625 | 7514 | Rate Constraint in MTons | FALSE | L | Annual | Allowances Purchased SO2 | Thousand Tons | 0 | 0 | 0 | 0 | 0 | 0 | 0
NSR Interstate System-Wide SO2 Cap v5.16 | 625 | 7514 | Rate Constraint in MTons | FALSE | L | Annual | Allowances Sold SO2 | Thousand Tons | 0 | 0 | 0 | 0 | 0 | 0 | 0
NSR Interstate System-Wide SO2 Cap v5.16 | 625 | 7514 | Rate Constraint in MTons | FALSE | L | Annual | Allowances Banked | Thousand Tons | 0 | 0 | 0 | 0 | 0 | 0 | 0
NSR Interstate System-Wide SO2 Cap v5.16 | 625 | 7514 | Rate Constraint in MTons | FALSE | L | Annual | Allowances Withdrawn (1:1) | Thousand Tons | 0 | 0 | 0 | 0 | 0 | 0 | 0
NSR Interstate System-Wide SO2 Cap v5.16 | 625 | 7514 | Rate Constraint in MTons | FALSE | L | Annual | Allowances Withdrawn (1:n) | Thousand Tons | 0 | 0 | 0 | 0 | 0 | 0 | 0
NSR Interstate System-Wide SO2 Cap v5.16 | 625 | 7514 | Rate Constraint in MTons | FALSE | L | Annual | Total | Thousand Tons | 1.3394 | 1.3515 | 1.7325 | 1.7325 | 1.5838 | 1.1351 | 1.1351
NSR Interstate System-Wide SO2 Cap v5.16 | 625 | 7514 | Rate Constraint in MTons | FALSE | L | Annual | Fuel Consumed | TBtu | 52.4785 | 52.9379 | 51.0979 | 51.0979 | 46.7123 | 42.9159 | 42.9159
NSR Interstate System-Wide SO2 Cap v5.16 | 625 | 7514 | Rate Constraint in MTons | FALSE | L | Annual | Rate | lb/MMBtu | 0.051045 | 0.051061 | 0.067812 | 0.067812 | 0.067812 | 0.0529 | 0.0529
NSR Interstate System-Wide SO2 Cap v5.16 | 625 | 7514 | Rate Constraint in MTons | FALSE | L | Annual | Generation | TWh | 5.071 | 5.1153 | 4.9279 | 4.9279 | 4.505 | 4.1389 | 4.1389
NSR Interstate System-Wide SO2 Cap v5.16 | 625 | 7514 | Rate Constraint in MTons | FALSE | L | Annual | Qualifying Generation | TWh | 5.071 | 5.1153 | 4.9279 | 4.9279 | 4.505 | 4.1389 | 4.1389
NSR Interstate System-Wide SO2 Cap v5.16 | 625 | 7514 | Rate Constraint in MTons | FALSE | L | Annual | Rate | lb/MWh | 0.52826 | 0.52843 | 0.70315 | 0.70315 | 0.70315 | 0.54852 | 0.54852
NSR Interstate System-Wide SO2 Cap v5.16 | 625 | 7514 | Rate Constraint in MTons | FALSE | L | Annual | Constraint Shadow Price | US2022$/Ton | 0 | 0 | 0 | 0 | 0 | 0 | 0
NSR J P Madgett 1 - NOx Rate Annual v5.13 | 627 | 7466 | Rate Constraint in lbs/MMBtu | FALSE | L | Annual | Seasons Included | Seasons | Winter, Spring, Summer, Fall | Winter, Spring, Summer, Fall | Winter, Spring, Summer, Fall | Winter, Spring, Summer, Fall | Winter, Spring, Summer, Fall | Winter, Spring, Summer, Fall | Winter, Spring, Summer, Fall
NSR J P Madgett 1 - NOx Rate Annual v5.13 | 627 | 7466 | Rate Constraint in lbs/MMBtu | FALSE | L | Annual | Standard NOX | lb/MMBtu | 0.08 | 0.08 | 0.08 | 0.08 | 0.08 | 0.08 | 0.08
NSR J P Madgett 1 - NOx Rate Annual v5.13 | 627 | 7466 | Rate Constraint in lbs/MMBtu | FALSE | L | Annual | Emissions at Affected Plants NOX | Thousand Tons | 0.73041 | 1.1235 | 1.1235 | 1.0224 | 0.92714 | 0.48447 | 0.65249
NSR J P Madgett 1 - NOx Rate Annual v5.13 | 627 | 7466 | Rate Constraint in lbs/MMBtu | FALSE | L | Annual | Allowances Purchased NOX | Thousand Tons | 0 | 0 | 0 | 0 | 0 | 0 | 0
NSR J P Madgett 1 - NOx Rate Annual v5.13 | 627 | 7466 | Rate Constraint in lbs/MMBtu | FALSE | L | Annual | Allowances Sold NOX | Thousand Tons | 0 | 0 | 0 | 0 | 0 | 0 | 0
NSR J P Madgett 1 - NOx Rate Annual v5.13 | 627 | 7466 | Rate Constraint in lbs/MMBtu | FALSE | L | Annual | Allowances Banked | Thousand Tons | 0 | 0 | 0 | 0 | 0 | 0 | 0
NSR J P Madgett 1 - NOx Rate Annual v5.13 | 627 | 7466 | Rate Constraint in lbs/MMBtu | FALSE | L | Annual | Allowances Withdrawn (1:1) | Thousand Tons | 0 | 0 | 0 | 0 | 0 | 0 | 0
NSR J P Madgett 1 - NOx Rate Annual v5.13 | 627 | 7466 | Rate Constraint in lbs/MMBtu | FALSE | L | Annual | Allowances Withdrawn (1:n) | Thousand Tons | 0 | 0 | 0 | 0 | 0 | 0 | 0
NSR J P Madgett 1 - NOx Rate Annual v5.13 | 627 | 7466 | Rate Constraint in lbs/MMBtu | FALSE | L | Annual | Total | Thousand Tons | 0.73041 | 1.1235 | 1.1235 | 1.0224 | 0.92714 | 0.48447 | 0.65249
NSR J P Madgett 1 - NOx Rate Annual v5.13 | 627 | 7466 | Rate Constraint in lbs/MMBtu | FALSE | L | Annual | Fuel Consumed | TBtu | 19.2264 | 29.5747 | 29.5747 | 26.9128 | 24.4049 | 12.7527 | 17.1754
NSR J P Madgett 1 - NOx Rate Annual v5.13 | 627 | 7466 | Rate Constraint in lbs/MMBtu | FALSE | L | Annual | Rate | lb/MMBtu | 0.07598 | 0.07598 | 0.07598 | 0.07598 | 0.07598 | 0.07598 | 0.07598
NSR J P Madgett 1 - NOx Rate Annual v5.13 | 627 | 7466 | Rate Constraint in lbs/MMBtu | FALSE | L | Annual | Generation | TWh | 1.7104 | 2.631 | 2.631 | 2.3942 | 2.1711 | 1.1345 | 1.5279
NSR J P Madgett 1 - NOx Rate Annual v5.13 | 627 | 7466 | Rate Constraint in lbs/MMBtu | FALSE | L | Annual | Qualifying Generation | TWh | 1.7104 | 2.631 | 2.631 | 2.3942 | 2.1711 | 1.1345 | 1.5279
NSR J P Madgett 1 - NOx Rate Annual v5.13 | 627 | 7466 | Rate Constraint in lbs/MMBtu | FALSE | L | Annual | Rate | lb/MWh | 0.85409 | 0.85409 | 0.85409 | 0.85409 | 0.85409 | 0.85409 | 0.85409
NSR J P Madgett 1 - NOx Rate Annual v5.13 | 627 | 7466 | Rate Constraint in lbs/MMBtu | FALSE | L | Annual | Constraint Shadow Price | US2022$/Ton | 0 | 0 | 0 | 0 | 0 | 0 | 0
NSR J P Madgett 1 - SO2 Rate Annual v5.13 | 628 | 7464 | Rate Constraint in lbs/MMBtu | FALSE | L | Annual | Seasons Included | Seasons | Winter, Spring, Summer, Fall | Winter, Spring, Summer, Fall | Winter, Spring, Summer, Fall | Winter, Spring, Summer, Fall | Winter, Spring, Summer, Fall | Winter, Spring, Summer, Fall | Winter, Spring, Summer, Fall
NSR J P Madgett 1 - SO2 Rate Annual v5.13 | 628 | 7464 | Rate Constraint in lbs/MMBtu | FALSE | L | Annual | Standard SO2 | lb/MMBtu | 0.09 | 0.09 | 0.09 | 0.09 | 0.09 | 0.09 | 0.09
NSR J P Madgett 1 - SO2 Rate Annual v5.13 | 628 | 7464 | Rate Constraint in lbs/MMBtu | FALSE | L | Annual | Emissions at Affected Plants SO2 | Thousand Tons | 0.65275 | 1.0041 | 1.0041 | 0.91371 | 0.82856 | 0.43296 | 0.58312
NSR J P Madgett 1 - SO2 Rate Annual v5.13 | 628 | 7464 | Rate Constraint in lbs/MMBtu | FALSE | L | Annual | Allowances Purchased SO2 | Thousand Tons | 0 | 0 | 0 | 0 | 0 | 0 | 0
NSR J P Madgett 1 - SO2 Rate Annual v5.13 | 628 | 7464 | Rate Constraint in lbs/MMBtu | FALSE | L | Annual | Allowances Sold SO2 | Thousand Tons | 0 | 0 | 0 | 0 | 0 | 0 | 0
NSR J P Madgett 1 - SO2 Rate Annual v5.13 | 628 | 7464 | Rate Constraint in lbs/MMBtu | FALSE | L | Annual | Allowances Banked | Thousand Tons | 0 | 0 | 0 | 0 | 0 | 0 | 0
NSR J P Madgett 1 - SO2 Rate Annual v5.13 | 628 | 7464 | Rate Constraint in lbs/MMBtu | FALSE | L | Annual | Allowances Withdrawn (1:1) | Thousand Tons | 0 | 0 | 0 | 0 | 0 | 0 | 0
NSR J P Madgett 1 - SO2 Rate Annual v5.13 | 628 | 7464 | Rate Constraint in lbs/MMBtu | FALSE | L | Annual | Allowances Withdrawn (1:n) | Thousand Tons | 0 | 0 | 0 | 0 | 0 | 0 | 0
NSR J P Madgett 1 - SO2 Rate Annual v5.13 | 628 | 7464 | Rate Constraint in lbs/MMBtu | FALSE | L | Annual | Total | Thousand Tons | 0.65275 | 1.0041 | 1.0041 | 0.91371 | 0.82856 | 0.43296 | 0.58312
NSR J P Madgett 1 - SO2 Rate Annual v5.13 | 628 | 7464 | Rate Constraint in lbs/MMBtu | FALSE | L | Annual | Fuel Consumed | TBtu | 19.2264 | 29.5747 | 29.5747 | 26.9128 | 24.4049 | 12.7527 | 17.1754
NSR J P Madgett 1 - SO2 Rate Annual v5.13 | 628 | 7464 | Rate Constraint in lbs/MMBtu | FALSE | L | Annual | Rate | lb/MMBtu | 0.067901 | 0.067901 | 0.067901 | 0.067901 | 0.067901 | 0.067901 | 0.067901
NSR J P Madgett 1 - SO2 Rate Annual v5.13 | 628 | 7464 | Rate Constraint in lbs/MMBtu | FALSE | L | Annual | Generation | TWh | 1.7104 | 2.631 | 2.631 | 2.3942 | 2.1711 | 1.1345 | 1.5279
NSR J P Madgett 1 - SO2 Rate Annual v5.13 | 628 | 7464 | Rate Constraint in lbs/MMBtu | FALSE | L | Annual | Qualifying Generation | TWh | 1.7104 | 2.631 | 2.631 | 2.3942 | 2.1711 | 1.1345 | 1.5279
NSR J P Madgett 1 - SO2 Rate Annual v5.13 | 628 | 7464 | Rate Constraint in lbs/MMBtu | FALSE | L | Annual | Rate | lb/MWh | 0.76328 | 0.76328 | 0.76328 | 0.76328 | 0.76328 | 0.76328 | 0.76328
NSR J P Madgett 1 - SO2 Rate Annual v5.13 | 628 | 7464 | Rate Constraint in lbs/MMBtu | FALSE | L | Annual | Constraint Shadow Price | US2022$/Ton | 0 | 0 | 0 | 0 | 0 | 0 | 0
NSR James Miller 3,4 - NOX Rate Annual v3.1, Unit 2509 and retrofits | 629 | 7422 | Rate Constraint in lbs/MMBtu | FALSE | L | Annual | Seasons Included | Seasons | Winter, Spring, Summer, Fall | Winter, Spring, Summer, Fall | Winter, Spring, Summer, Fall | Winter, Spring, Summer, Fall | Winter, Spring, Summer, Fall | Winter, Spring, Summer, Fall | Winter, Spring, Summer, Fall
NSR James Miller 3,4 - NOX Rate Annual v3.1, Unit 2509 and retrofits | 629 | 7422 | Rate Constraint in lbs/MMBtu | FALSE | L | Annual | Standard NOX | lb/MMBtu | 0.1 | 0.1 | 0.1 | 0.1 | 0.1 | 0.1 | 0.1
NSR James Miller 3,4 - NOX Rate Annual v3.1, Unit 2509 and retrofits | 629 | 7422 | Rate Constraint in lbs/MMBtu | FALSE | L | Annual | Emissions at Affected Plants NOX | Thousand Tons | 1.798 | 1.8595 | 1.8595 | 1.8595 | 1.8595 | 1.7209 | 1.7209
NSR James Miller 3,4 - NOX Rate Annual v3.1, Unit 2509 and retrofits | 629 | 7422 | Rate Constraint in lbs/MMBtu | FALSE | L | Annual | Allowances Purchased NOX | Thousand Tons | 0 | 0 | 0 | 0 | 0 | 0 | 0
NSR James Miller 3,4 - NOX Rate Annual v3.1, Unit 2509 and retrofits | 629 | 7422 | Rate Constraint in lbs/MMBtu | FALSE | L | Annual | Allowances Sold NOX | Thousand Tons | 0 | 0 | 0 | 0 | 0 | 0 | 0
NSR James Miller 3,4 - NOX Rate Annual v3.1, Unit 2509 and retrofits | 629 | 7422 | Rate Constraint in lbs/MMBtu | FALSE | L | Annual | Allowances Banked | Thousand Tons | 0 | 0 | 0 | 0 | 0 | 0 | 0
NSR James Miller 3,4 - NOX Rate Annual v3.1, Unit 2509 and retrofits | 629 | 7422 | Rate Constraint in lbs/MMBtu | FALSE | L | Annual | Allowances Withdrawn (1:1) | Thousand Tons | 0 | 0 | 0 | 0 | 0 | 0 | 0
NSR James Miller 3,4 - NOX Rate Annual v3.1, Unit 2509 and retrofits | 629 | 7422 | Rate Constraint in lbs/MMBtu | FALSE | L | Annual | Allowances Withdrawn (1:n) | Thousand Tons | 0 | 0 | 0 | 0 | 0 | 0 | 0
NSR James Miller 3,4 - NOX Rate Annual v3.1, Unit 2509 and retrofits | 629 | 7422 | Rate Constraint in lbs/MMBtu | FALSE | L | Annual | Total | Thousand Tons | 1.798 | 1.8595 | 1.8595 | 1.8595 | 1.8595 | 1.7209 | 1.7209
NSR James Miller 3,4 - NOX Rate Annual v3.1, Unit 2509 and retrofits | 629 | 7422 | Rate Constraint in lbs/MMBtu | FALSE | L | Annual | Fuel Consumed | TBtu | 46.3827 | 47.9692 | 47.9692 | 47.9692 | 47.9692 | 44.3932 | 44.3932
NSR James Miller 3,4 - NOX Rate Annual v3.1, Unit 2509 and retrofits | 629 | 7422 | Rate Constraint in lbs/MMBtu | FALSE | L | Annual | Rate | lb/MMBtu | 0.07753 | 0.07753 | 0.07753 | 0.07753 | 0.07753 | 0.07753 | 0.07753
NSR James Miller 3,4 - NOX Rate Annual v3.1, Unit 2509 and retrofits | 629 | 7422 | Rate Constraint in lbs/MMBtu | FALSE | L | Annual | Generation | TWh | 4.6378 | 4.7964 | 4.7964 | 4.7964 | 4.7964 | 4.4389 | 4.4389
NSR James Miller 3,4 - NOX Rate Annual v3.1, Unit 2509 and retrofits | 629 | 7422 | Rate Constraint in lbs/MMBtu | FALSE | L | Annual | Qualifying Generation | TWh | 4.6378 | 4.7964 | 4.7964 | 4.7964 | 4.7964 | 4.4389 | 4.4389
NSR James Miller 3,4 - NOX Rate Annual v3.1, Unit 2509 and retrofits | 629 | 7422 | Rate Constraint in lbs/MMBtu | FALSE | L | Annual | Rate | lb/MWh | 0.77538 | 0.77538 | 0.77538 | 0.77538 | 0.77538 | 0.77538 | 0.77538
NSR James Miller 3,4 - NOX Rate Annual v3.1, Unit 2509 and retrofits | 629 | 7422 | Rate Constraint in lbs/MMBtu | FALSE | L | Annual | Constraint Shadow Price | US2022$/Ton | 0 | 0 | 0 | 0 | 0 | 0 | 0
NSR James Miller 3,4 - NOX Rate Annual v3.1, Unit 2510 and retrofits | 630 | 7422 | Rate Constraint in lbs/MMBtu | FALSE | L | Annual | Seasons Included | Seasons | Winter, Spring, Summer, Fall | Winter, Spring, Summer, Fall | Winter, Spring, Summer, Fall | Winter, Spring, Summer, Fall | Winter, Spring, Summer, Fall | Winter, Spring, Summer, Fall | Winter, Spring, Summer, Fall
NSR James Miller 3,4 - NOX Rate Annual v3.1, Unit 2510 and retrofits | 630 | 7422 | Rate Constraint in lbs/MMBtu | FALSE | L | Annual | Standard NOX | lb/MMBtu | 0.1 | 0.1 | 0.1 | 0.1 | 0.1 | 0.1 | 0.1
NSR James Miller 3,4 - NOX Rate Annual v3.1, Unit 2510 and retrofits | 630 | 7422 | Rate Constraint in lbs/MMBtu | FALSE | L | Annual | Emissions at Affected Plants NOX | Thousand Tons | 1.548 | 1.6009 | 1.6009 | 1.6009 | 1.6009 | 1.4816 | 1.4816
NSR James Miller 3,4 - NOX Rate Annual v3.1, Unit 2510 and retrofits | 630 | 7422 | Rate Constraint in lbs/MMBtu | FALSE | L | Annual | Allowances Purchased NOX | Thousand Tons | 0 | 0 | 0 | 0 | 0 | 0 | 0
NSR James Miller 3,4 - NOX Rate Annual v3.1, Unit 2510 and retrofits | 630 | 7422 | Rate Constraint in lbs/MMBtu | FALSE | L | Annual | Allowances Sold NOX | Thousand Tons | 0 | 0 | 0 | 0 | 0 | 0 | 0
NSR James Miller 3,4 - NOX Rate Annual v3.1, Unit 2510 and retrofits | 630 | 7422 | Rate Constraint in lbs/MMBtu | FALSE | L | Annual | Allowances Banked | Thousand Tons | 0 | 0 | 0 | 0 | 0 | 0 | 0
NSR James Miller 3,4 - NOX Rate Annual v3.1, Unit 2510 and retrofits | 630 | 7422 | Rate Constraint in lbs/MMBtu | FALSE | L | Annual | Allowances Withdrawn (1:1) | Thousand Tons | 0 | 0 | 0 | 0 | 0 | 0 | 0
NSR James Miller 3,4 - NOX Rate Annual v3.1, Unit 2510 and retrofits | 630 | 7422 | Rate Constraint in lbs/MMBtu | FALSE | L | Annual | Allowances Withdrawn (1:n) | Thousand Tons | 0 | 0 | 0 | 0 | 0 | 0 | 0
NSR James Miller 3,4 - NOX Rate Annual v3.1, Unit 2510 and retrofits | 630 | 7422 | Rate Constraint in lbs/MMBtu | FALSE | L | Annual | Total | Thousand Tons | 1.548 | 1.6009 | 1.6009 | 1.6009 | 1.6009 | 1.4816 | 1.4816
NSR James Miller 3,4 - NOX Rate Annual v3.1, Unit 2510 and retrofits | 630 | 7422 | Rate Constraint in lbs/MMBtu | FALSE | L | Annual | Fuel Consumed | TBtu | 47.166 | 48.7794 | 48.7794 | 48.7794 | 48.7794 | 45.1429 | 45.1429
NSR James Miller 3,4 - NOX Rate Annual v3.1, Unit 2510 and retrofits | 630 | 7422 | Rate Constraint in lbs/MMBtu | FALSE | L | Annual | Rate | lb/MMBtu | 0.06564 | 0.06564 | 0.06564 | 0.06564 | 0.06564 | 0.06564 | 0.06564
NSR James Miller 3,4 - NOX Rate Annual v3.1, Unit 2510 and retrofits | 630 | 7422 | Rate Constraint in lbs/MMBtu | FALSE | L | Annual | Generation | TWh | 4.7114 | 4.8726 | 4.8726 | 4.8726 | 4.8726 | 4.5093 | 4.5093
NSR James Miller 3,4 - NOX Rate Annual v3.1, Unit 2510 and retrofits | 630 | 7422 | Rate Constraint in lbs/MMBtu | FALSE | L | Annual | Qualifying Generation | TWh | 4.7114 | 4.8726 | 4.8726 | 4.8726 | 4.8726 | 4.5093 | 4.5093
NSR James Miller 3,4 - NOX Rate Annual v3.1, Unit 2510 and retrofits | 630 | 7422 | Rate Constraint in lbs/MMBtu | FALSE | L | Annual | Rate | lb/MWh | 0.65712 | 0.65712 | 0.65712 | 0.65712 | 0.65712 | 0.65712 | 0.65712
NSR James Miller 3,4 - NOX Rate Annual v3.1, Unit 2510 and retrofits | 630 | 7422 | Rate Constraint in lbs/MMBtu | FALSE | L | Annual | Constraint Shadow Price | US2022$/Ton | 0 | 0 | 0 | 0 | 0 | 0 | 0
NSR KU Brown Unit 3 - SO2 Cap Annual v3.1 | 631 | 7383 | Rate Constraint in MTons | FALSE | L | Annual | Seasons Included | Seasons | Winter, Spring, Summer, Fall | Winter, Spring, Summer, Fall | Winter, Spring, Summer, Fall | Winter, Spring, Summer, Fall | Winter, Spring, Summer, Fall | Winter, Spring, Summer, Fall | Winter, Spring, Summer, Fall
NSR KU Brown Unit 3 - SO2 Cap Annual v3.1 | 631 | 7383 | Rate Constraint in MTons | FALSE | L | Annual | Standard SO2 | Thousand Tons | 2.3 | 2.3 | 2.3 | 2.3 | 2.3 | 2.3 | 2.3
NSR KU Brown Unit 3 - SO2 Cap Annual v3.1 | 631 | 7383 | Rate Constraint in MTons | FALSE | L | Annual | Emissions at Affected Plants SO2 | Thousand Tons | 0.11996 | 0.11996 | 0 | 0 | 0 | 0 | 0
NSR KU Brown Unit 3 - SO2 Cap Annual v3.1 | 631 | 7383 | Rate Constraint in MTons | FALSE | L | Annual | Allowances Purchased SO2 | Thousand Tons | 0 | 0 | 0 | 0 | 0 | 0 | 0
NSR KU Brown Unit 3 - SO2 Cap Annual v3.1 | 631 | 7383 | Rate Constraint in MTons | FALSE | L | Annual | Allowances Sold SO2 | Thousand Tons | 0 | 0 | 0 | 0 | 0 | 0 | 0
NSR KU Brown Unit 3 - SO2 Cap Annual v3.1 | 631 | 7383 | Rate Constraint in MTons | FALSE | L | Annual | Allowances Banked | Thousand Tons | 0 | 0 | 0 | 0 | 0 | 0 | 0
NSR KU Brown Unit 3 - SO2 Cap Annual v3.1 | 631 | 7383 | Rate Constraint in MTons | FALSE | L | Annual | Allowances Withdrawn (1:1) | Thousand Tons | 0 | 0 | 0 | 0 | 0 | 0 | 0
NSR KU Brown Unit 3 - SO2 Cap Annual v3.1 | 631 | 7383 | Rate Constraint in MTons | FALSE | L | Annual | Allowances Withdrawn (1:n) | Thousand Tons | 0 | 0 | 0 | 0 | 0 | 0 | 0
NSR KU Brown Unit 3 - SO2 Cap Annual v3.1 | 631 | 7383 | Rate Constraint in MTons | FALSE | L | Annual | Total | Thousand Tons | 0.11996 | 0.11996 | 0 | 0 | 0 | 0 | 0
NSR KU Brown Unit 3 - SO2 Cap Annual v3.1 | 631 | 7383 | Rate Constraint in MTons | FALSE | L | Annual | Fuel Consumed | TBtu | 4.166 | 4.166 | 0 | 0 | 0 | 0 | 0
NSR KU Brown Unit 3 - SO2 Cap Annual v3.1 | 631 | 7383 | Rate Constraint in MTons | FALSE | L | Annual | Rate | lb/MMBtu | 0.057589 | 0.057589 | 0 | 0 | 0 | 0 | 0
NSR KU Brown Unit 3 - SO2 Cap Annual v3.1 | 631 | 7383 | Rate Constraint in MTons | FALSE | L | Annual | Generation | TWh | 0.36091 | 0.36091 | 0 | 0 | 0 | 0 | 0
NSR KU Brown Unit 3 - SO2 Cap Annual v3.1 | 631 | 7383 | Rate Constraint in MTons | FALSE | L | Annual | Qualifying Generation | TWh | 0.36091 | 0.36091 | 0 | 0 | 0 | 0 | 0
NSR KU Brown Unit 3 - SO2 Cap Annual v3.1 | 631 | 7383 | Rate Constraint in MTons | FALSE | L | Annual | Rate | lb/MWh | 0.66475 | 0.66475 | 0 | 0 | 0 | 0 | 0
NSR KU Brown Unit 3 - SO2 Cap Annual v3.1 | 631 | 7383 | Rate Constraint in MTons | FALSE | L | Annual | Constraint Shadow Price | US2022$/Ton | 0 | 0 | 0 | 0 | 0 | 0 | 0
NSR KU Brown Unit 3 - SO2 Rate Annual v3.1 | 632 | 7384 | Rate Constraint in lbs/MMBtu | FALSE | L | Annual | Seasons Included | Seasons | Winter, Spring, Summer, Fall | Winter, Spring, Summer, Fall | Winter, Spring, Summer, Fall | Winter, Spring, Summer, Fall | Winter, Spring, Summer, Fall | Winter, Spring, Summer, Fall | Winter, Spring, Summer, Fall
NSR KU Brown Unit 3 - SO2 Rate Annual v3.1 | 632 | 7384 | Rate Constraint in lbs/MMBtu | FALSE | L | Annual | Standard SO2 | lb/MMBtu | 0.1 | 0.1 | 0.1 | 0.1 | 0.1 | 0.1 | 0.1
NSR KU Brown Unit 3 - SO2 Rate Annual v3.1 | 632 | 7384 | Rate Constraint in lbs/MMBtu | FALSE | L | Annual | Emissions at Affected Plants SO2 | Thousand Tons | 0.11996 | 0.11996 | 0 | 0 | 0 | 0 | 0
NSR KU Brown Unit 3 - SO2 Rate Annual v3.1 | 632 | 7384 | Rate Constraint in lbs/MMBtu | FALSE | L | Annual | Allowances Purchased SO2 | Thousand Tons | 0 | 0 | 0 | 0 | 0 | 0 | 0
NSR KU Brown Unit 3 - SO2 Rate Annual v3.1 | 632 | 7384 | Rate Constraint in lbs/MMBtu | FALSE | L | Annual | Allowances Sold SO2 | Thousand Tons | 0 | 0 | 0 | 0 | 0 | 0 | 0
NSR KU Brown Unit 3 - SO2 Rate Annual v3.1 | 632 | 7384 | Rate Constraint in lbs/MMBtu | FALSE | L | Annual | Allowances Banked | Thousand Tons | 0 | 0 | 0 | 0 | 0 | 0 | 0
NSR KU Brown Unit 3 - SO2 Rate Annual v3.1 | 632 | 7384 | Rate Constraint in lbs/MMBtu | FALSE | L | Annual | Allowances Withdrawn (1:1) | Thousand Tons | 0 | 0 | 0 | 0 | 0 | 0 | 0
NSR KU Brown Unit 3 - SO2 Rate Annual v3.1 | 632 | 7384 | Rate Constraint in lbs/MMBtu | FALSE | L | Annual | Allowances Withdrawn (1:n) | Thousand Tons | 0 | 0 | 0 | 0 | 0 | 0 | 0
NSR KU Brown Unit 3 - SO2 Rate Annual v3.1 | 632 | 7384 | Rate Constraint in lbs/MMBtu | FALSE | L | Annual | Total | Thousand Tons | 0.11996 | 0.11996 | 0 | 0 | 0 | 0 | 0
NSR KU Brown Unit 3 - SO2 Rate Annual v3.1 | 632 | 7384 | Rate Constraint in lbs/MMBtu | FALSE | L | Annual | Fuel Consumed | TBtu | 4.166 | 4.166 | 0 | 0 | 0 | 0 | 0
NSR KU Brown Unit 3 - SO2 Rate Annual v3.1 | 632 | 7384 | Rate Constraint in lbs/MMBtu | FALSE | L | Annual | Rate | lb/MMBtu | 0.057589 | 0.057589 | 0 | 0 | 0 | 0 | 0
NSR KU Brown Unit 3 - SO2 Rate Annual v3.1 | 632 | 7384 | Rate Constraint in lbs/MMBtu | FALSE | L | Annual | Generation | TWh | 0.36091 | 0.36091 | 0 | 0 | 0 | 0 | 0
NSR KU Brown Unit 3 - SO2 Rate Annual v3.1 | 632 | 7384 | Rate Constraint in lbs/MMBtu | FALSE | L | Annual | Qualifying Generation | TWh | 0.36091 | 0.36091 | 0 | 0 | 0 | 0 | 0
NSR KU Brown Unit 3 - SO2 Rate Annual v3.1 | 632 | 7384 | Rate Constraint in lbs/MMBtu | FALSE | L | Annual | Rate | lb/MWh | 0.66475 | 0.66475 | 0 | 0 | 0 | 0 | 0
NSR KU Brown Unit 3 - SO2 Rate Annual v3.1 | 632 | 7384 | Rate Constraint in lbs/MMBtu | FALSE | L | Annual | Constraint Shadow Price | US2022$/Ton | 0 | 0 | 0 | 0 | 0 | 0 | 0
NSR Laskin 1,2 - NOX Rate Annual v5.14 | 633 | 7491 | Rate Constraint in lbs/MMBtu | FALSE | L | Annual | Seasons Included | Seasons | Winter, Spring, Summer, Fall | Winter, Spring, Summer, Fall | Winter, Spring, Summer, Fall | Winter, Spring, Summer, Fall | Winter, Spring, Summer, Fall | Winter, Spring, Summer, Fall | Winter, Spring, Summer, Fall
NSR Laskin 1,2 - NOX Rate Annual v5.14 | 633 | 7491 | Rate Constraint in lbs/MMBtu | FALSE | L | Annual | Standard NOX | lb/MMBtu | 0.19 | 0.19 | 0.19 | 0.19 | 0.19 | 0.19 | 0.19
NSR Laskin 1,2 - NOX Rate Annual v5.14 | 633 | 7491 | Rate Constraint in lbs/MMBtu | FALSE | L | Annual | Emissions at Affected Plants NOX | Thousand Tons | 0 | 0 | 0 | 0 | 0 | 0 | 0
NSR Laskin 1,2 - NOX Rate Annual v5.14 | 633 | 7491 | Rate Constraint in lbs/MMBtu | FALSE | L | Annual | Allowances Purchased NOX | Thousand Tons | 0 | 0 | 0 | 0 | 0 | 0 | 0
NSR Laskin 1,2 - NOX Rate Annual v5.14 | 633 | 7491 | Rate Constraint in lbs/MMBtu | FALSE | L | Annual | Allowances Sold NOX | Thousand Tons | 0 | 0 | 0 | 0 | 0 | 0 | 0
NSR Laskin 1,2 - NOX Rate Annual v5.14 | 633 | 7491 | Rate Constraint in lbs/MMBtu | FALSE | L | Annual | Allowances Banked | Thousand Tons | 0 | 0 | 0 | 0 | 0 | 0 | 0
NSR Laskin 1,2 - NOX Rate Annual v5.14 | 633 | 7491 | Rate Constraint in lbs/MMBtu | FALSE | L | Annual | Allowances Withdrawn (1:1) | Thousand Tons | 0 | 0 | 0 | 0 | 0 | 0 | 0
NSR Laskin 1,2 - NOX Rate Annual v5.14 | 633 | 7491 | Rate Constraint in lbs/MMBtu | FALSE | L | Annual | Allowances Withdrawn (1:n) | Thousand Tons | 0 | 0 | 0 | 0 | 0 | 0 | 0
NSR Laskin 1,2 - NOX Rate Annual v5.14 | 633 | 7491 | Rate Constraint in lbs/MMBtu | FALSE | L | Annual | Total | Thousand Tons | 0 | 0 | 0 | 0 | 0 | 0 | 0
NSR Laskin 1,2 - NOX Rate Annual v5.14 | 633 | 7491 | Rate Constraint in lbs/MMBtu | FALSE | L | Annual | Fuel Consumed | TBtu | 0 | 0 | 0 | 0 | 0 | 0 | 0
NSR Laskin 1,2 - NOX Rate Annual v5.14 | 633 | 7491 | Rate Constraint in lbs/MMBtu | FALSE | L | Annual | Rate | lb/MMBtu | 0 | 0 | 0 | 0 | 0 | 0 | 0
NSR Laskin 1,2 - NOX Rate Annual v5.14 | 633 | 7491 | Rate Constraint in lbs/MMBtu | FALSE | L | Annual | Generation | TWh | 0 | 0 | 0 | 0 | 0 | 0 | 0
NSR Laskin 1,2 - NOX Rate Annual v5.14 | 633 | 7491 | Rate Constraint in lbs/MMBtu | FALSE | L | Annual | Qualifying Generation | TWh | 0 | 0 | 0 | 0 | 0 | 0 | 0
NSR Laskin 1,2 - NOX Rate Annual v5.14 | 633 | 7491 | Rate Constraint in lbs/MMBtu | FALSE | L | Annual | Rate | lb/MWh | 0 | 0 | 0 | 0 | 0 | 0 | 0
NSR Laskin 1,2 - NOX Rate Annual v5.14 | 633 | 7491 | Rate Constraint in lbs/MMBtu | FALSE | L | Annual | Constraint Shadow Price | US2022$/Ton | 0 | 0 | 0 | 0 | 0 | 0 | 0
NSR Laskin 1,2 - SO2 Rate Annual v5.14 | 634 | 7490 | Rate Constraint in lbs/MMBtu | FALSE | L | Annual | Seasons Included | Seasons | Winter, Spring, Summer, Fall | Winter, Spring, Summer, Fall | Winter, Spring, Summer, Fall | Winter, Spring, Summer, Fall | Winter, Spring, Summer, Fall | Winter, Spring, Summer, Fall | Winter, Spring, Summer, Fall
NSR Laskin 1,2 - SO2 Rate Annual v5.14 | 634 | 7490 | Rate Constraint in lbs/MMBtu | FALSE | L | Annual | Standard SO2 | lb/MMBtu | 0.2 | 0.2 | 0.2 | 0.2 | 0.2 | 0.2 | 0.2
NSR Laskin 1,2 - SO2 Rate Annual v5.14 | 634 | 7490 | Rate Constraint in lbs/MMBtu | FALSE | L | Annual | Emissions at Affected Plants SO2 | Thousand Tons | 0 | 0 | 0 | 0 | 0 | 0 | 0
NSR Laskin 1,2 - SO2 Rate Annual v5.14 | 634 | 7490 | Rate Constraint in lbs/MMBtu | FALSE | L | Annual | Allowances Purchased SO2 | Thousand Tons | 0 | 0 | 0 | 0 | 0 | 0 | 0
NSR Laskin 1,2 - SO2 Rate Annual v5.14 | 634 | 7490 | Rate Constraint in lbs/MMBtu | FALSE | L | Annual | Allowances Sold SO2 | Thousand Tons | 0 | 0 | 0 | 0 | 0 | 0 | 0
NSR Laskin 1,2 - SO2 Rate Annual v5.14 | 634 | 7490 | Rate Constraint in lbs/MMBtu | FALSE | L | Annual | Allowances Banked | Thousand Tons | 0 | 0 | 0 | 0 | 0 | 0 | 0
NSR Laskin 1,2 - SO2 Rate Annual v5.14 | 634 | 7490 | Rate Constraint in lbs/MMBtu | FALSE | L | Annual | Allowances Withdrawn (1:1) | Thousand Tons | 0 | 0 | 0 | 0 | 0 | 0 | 0
NSR Laskin 1,2 - SO2 Rate Annual v5.14 | 634 | 7490 | Rate Constraint in lbs/MMBtu | FALSE | L | Annual | Allowances Withdrawn (1:n) | Thousand Tons | 0 | 0 | 0 | 0 | 0 | 0 | 0
NSR Laskin 1,2 - SO2 Rate Annual v5.14 | 634 | 7490 | Rate Constraint in lbs/MMBtu | FALSE | L | Annual | Total | Thousand Tons | 0 | 0 | 0 | 0 | 0 | 0 | 0
NSR Laskin 1,2 - SO2 Rate Annual v5.14 | 634 | 7490 | Rate Constraint in lbs/MMBtu | FALSE | L | Annual | Fuel Consumed | TBtu | 0 | 0 | 0 | 0 | 0 | 0 | 0
NSR Laskin 1,2 - SO2 Rate Annual v5.14 | 634 | 7490 | Rate Constraint in lbs/MMBtu | FALSE | L | Annual | Rate | lb/MMBtu | 0 | 0 | 0 | 0 | 0 | 0 | 0
NSR Laskin 1,2 - SO2 Rate Annual v5.14 | 634 | 7490 | Rate Constraint in lbs/MMBtu | FALSE | L | Annual | Generation | TWh | 0 | 0 | 0 | 0 | 0 | 0 | 0
NSR Laskin 1,2 - SO2 Rate Annual v5.14 | 634 | 7490 | Rate Constraint in lbs/MMBtu | FALSE | L | Annual | Qualifying Generation | TWh | 0 | 0 | 0 | 0 | 0 | 0 | 0
NSR Laskin 1,2 - SO2 Rate Annual v5.14 | 634 | 7490 | Rate Constraint in lbs/MMBtu | FALSE | L | Annual | Rate | lb/MWh | 0 | 0 | 0 | 0 | 0 | 0 | 0
NSR Laskin 1,2 - SO2 Rate Annual v5.14 | 634 | 7490 | Rate Constraint in lbs/MMBtu | FALSE | L | Annual | Constraint Shadow Price | US2022$/Ton | 0 | 0 | 0 | 0 | 0 | 0 | 0
NSR Milton Young 1 - NOX Rate Annual v3.1 | 635 | 7423 | Rate Constraint in lbs/MMBtu | FALSE | L | Annual | Seasons Included | Seasons | Winter, Spring, Summer, Fall | Winter, Spring, Summer, Fall | Winter, Spring, Summer, Fall | Winter, Spring, Summer, Fall | Winter, Spring, Summer, Fall | Winter, Spring, Summer, Fall | Winter, Spring, Summer, Fall
NSR Milton Young 1 - NOX Rate Annual v3.1 | 635 | 7423 | Rate Constraint in lbs/MMBtu | FALSE | L | Annual | Standard NOX | lb/MMBtu | 0.36 | 0.36 | 0.36 | 0.36 | 0.36 | 0.36 | 0.36
NSR Milton Young 1 - NOX Rate Annual v3.1 | 635 | 7423 | Rate Constraint in lbs/MMBtu | FALSE | L | Annual | Emissions at Affected Plants NOX | Thousand Tons | 2.5412 | 1.6178 | 1.2794 | 1.2794 | 0.81185 | 0.8084 | 0.8084
NSR Milton Young 1 - NOX Rate Annual v3.1 | 635 | 7423 | Rate Constraint in lbs/MMBtu | FALSE | L | Annual | Allowances Purchased NOX | Thousand Tons | 0 | 0 | 0 | 0 | 0 | 0 | 0
NSR Milton Young 1 - NOX Rate Annual v3.1 | 635 | 7423 | Rate Constraint in lbs/MMBtu | FALSE | L | Annual | Allowances Sold NOX | Thousand Tons | 0 | 0 | 0 | 0 | 0 | 0 | 0
NSR Milton Young 1 - NOX Rate Annual v3.1 | 635 | 7423 | Rate Constraint in lbs/MMBtu | FALSE | L | Annual | Allowances Banked | Thousand Tons | 0 | 0 | 0 | 0 | 0 | 0 | 0
NSR Milton Young 1 - NOX Rate Annual v3.1 | 635 | 7423 | Rate Constraint in lbs/MMBtu | FALSE | L | Annual | Allowances Withdrawn (1:1) | Thousand Tons | 0 | 0 | 0 | 0 | 0 | 0 | 0
NSR Milton Young 1 - NOX Rate Annual v3.1 | 635 | 7423 | Rate Constraint in lbs/MMBtu | FALSE | L | Annual | Allowances Withdrawn (1:n) | Thousand Tons | 0 | 0 | 0 | 0 | 0 | 0 | 0
NSR Milton Young 1 - NOX Rate Annual v3.1 | 635 | 7423 | Rate Constraint in lbs/MMBtu | FALSE | L | Annual | Total | Thousand Tons | 2.5412 | 1.6178 | 1.2794 | 1.2794 | 0.81185 | 0.8084 | 0.8084
NSR Milton Young 1 - NOX Rate Annual v3.1 | 635 | 7423 | Rate Constraint in lbs/MMBtu | FALSE | L | Annual | Fuel Consumed | TBtu | 19.0186 | 19.6873 | 19.6873 | 19.6873 | 6.0761 | 6.0502 | 6.0502
NSR Milton Young 1 - NOX Rate Annual v3.1 | 635 | 7423 | Rate Constraint in lbs/MMBtu | FALSE | L | Annual | Rate | lb/MMBtu | 0.26723 | 0.16435 | 0.12997 | 0.12997 | 0.26723 | 0.26723 | 0.26723
NSR Milton Young 1 - NOX Rate Annual v3.1 | 635 | 7423 | Rate Constraint in lbs/MMBtu | FALSE | L | Annual | Generation | TWh | 1.6352 | 1.3921 | 1.2917 | 1.2917 | 0.5224 | 0.52018 | 0.52018
NSR Milton Young 1 - NOX Rate Annual v3.1 | 635 | 7423 | Rate Constraint in lbs/MMBtu | FALSE | L | Annual | Qualifying Generation | TWh | 1.6352 | 1.3921 | 1.2917 | 1.2917 | 0.5224 | 0.52018 | 0.52018
NSR Milton Young 1 - NOX Rate Annual v3.1 | 635 | 7423 | Rate Constraint in lbs/MMBtu | FALSE | L | Annual | Rate | lb/MWh | 3.1082 | 2.3243 | 1.981 | 1.981 | 3.1082 | 3.1082 | 3.1082
NSR Milton Young 1 - NOX Rate Annual v3.1 | 635 | 7423 | Rate Constraint in lbs/MMBtu | FALSE | L | Annual | Constraint Shadow Price | US2022$/Ton | 0 | 0 | 0 | 0 | 0 | 0 | 0
NSR Milton Young 2 - NOX Rate Annual v3.1 | 636 | 7974 | Rate Constraint in lbs/MMBtu | FALSE | L | Annual | Seasons Included | Seasons | Winter, Spring, Summer, Fall | Winter, Spring, Summer, Fall | Winter, Spring, Summer, Fall | Winter, Spring, Summer, Fall | Winter, Spring, Summer, Fall | Winter, Spring, Summer, Fall | Winter, Spring, Summer, Fall
NSR Milton Young 2 - NOX Rate Annual v3.1 | 636 | 7974 | Rate Constraint in lbs/MMBtu | FALSE | L | Annual | Standard NOX | lb/MMBtu | 0.35 | 0.35 | 0.35 | 0.35 | 0.35 | 0.35 | 0.35
NSR Milton Young 2 - NOX Rate Annual v3.1 | 636 | 7974 | Rate Constraint in lbs/MMBtu | FALSE | L | Annual | Emissions at Affected Plants NOX | Thousand Tons | 5.0022 | 5.1554 | 5.1554 | 5.1554 | 4.3219 | 4.2865 | 4.2865
NSR Milton Young 2 - NOX Rate Annual v3.1 | 636 | 7974 | Rate Constraint in lbs/MMBtu | FALSE | L | Annual | Allowances Purchased NOX | Thousand Tons | 0 | 0 | 0 | 0 | 0 | 0 | 0
NSR Milton Young 2 - NOX Rate Annual v3.1 | 636 | 7974 | Rate Constraint in lbs/MMBtu | FALSE | L | Annual | Allowances Sold NOX | Thousand Tons | 0 | 0 | 0 | 0 | 0 | 0 | 0
NSR Milton Young 2 - NOX Rate Annual v3.1 | 636 | 7974 | Rate Constraint in lbs/MMBtu | FALSE | L | Annual | Allowances Banked | Thousand Tons | 0 | 0 | 0 | 0 | 0 | 0 | 0
NSR Milton Young 2 - NOX Rate Annual v3.1 | 636 | 7974 | Rate Constraint in lbs/MMBtu | FALSE | L | Annual | Allowances Withdrawn (1:1) | Thousand Tons | 0 | 0 | 0 | 0 | 0 | 0 | 0
NSR Milton Young 2 - NOX Rate Annual v3.1 | 636 | 7974 | Rate Constraint in lbs/MMBtu | FALSE | L | Annual | Allowances Withdrawn (1:n) | Thousand Tons | 0 | 0 | 0 | 0 | 0 | 0 | 0
NSR Milton Young 2 - NOX Rate Annual v3.1 | 636 | 7974 | Rate Constraint in lbs/MMBtu | FALSE | L | Annual | Total | Thousand Tons | 5.0022 | 5.1554 | 5.1554 | 5.1554 | 4.3219 | 4.2865 | 4.2865
NSR Milton Young 2 - NOX Rate Annual v3.1 | 636 | 7974 | Rate Constraint in lbs/MMBtu | FALSE | L | Annual | Fuel Consumed | TBtu | 35.2852 | 36.3656 | 36.3656 | 36.3656 | 30.4863 | 30.2368 | 30.2368
NSR Milton Young 2 - NOX Rate Annual v3.1 | 636 | 7974 | Rate Constraint in lbs/MMBtu | FALSE | L | Annual | Rate | lb/MMBtu | 0.28353 | 0.28353 | 0.28353 | 0.28353 | 0.28353 | 0.28353 | 0.28353
NSR Milton Young 2 - NOX Rate Annual v3.1 | 636 | 7974 | Rate Constraint in lbs/MMBtu | FALSE | L | Annual | Generation | TWh | 3.0976 | 3.1925 | 3.1925 | 3.1925 | 2.6763 | 2.6544 | 2.6544
NSR Milton Young 2 - NOX Rate Annual v3.1 | 636 | 7974 | Rate Constraint in lbs/MMBtu | FALSE | L | Annual | Qualifying Generation | TWh | 3.0976 | 3.1925 | 3.1925 | 3.1925 | 2.6763 | 2.6544 | 2.6544
NSR Milton Young 2 - NOX Rate Annual v3.1 | 636 | 7974 | Rate Constraint in lbs/MMBtu | FALSE | L | Annual | Rate | lb/MWh | 3.2297 | 3.2297 | 3.2297 | 3.2297 | 3.2297 | 3.2297 | 3.2297
NSR Milton Young 2 - NOX Rate Annual v3.1 | 636 | 7974 | Rate Constraint in lbs/MMBtu | FALSE | L | Annual | Constraint Shadow Price | US2022$/Ton | 0 | 0 | 0 | 0 | 0 | 0 | 0
NSR Minnkota Power - SO2 Cap Annual v3.1 | 637 | 7385 | Rate Constraint in MTons | FALSE | L | Annual | Seasons Included | Seasons | Winter, Spring, Summer, Fall | Winter, Spring, Summer, Fall | Winter, Spring, Summer, Fall | Winter, Spring, Summer, Fall | Winter, Spring, Summer, Fall | Winter, Spring, Summer, Fall | Winter, Spring, Summer, Fall
NSR Minnkota Power - SO2 Cap Annual v3.1 | 637 | 7385 | Rate Constraint in MTons | FALSE | L | Annual | Standard SO2 | Thousand Tons | 8.5 | 8.5 | 8.5 | 8.5 | 8.5 | 8.5 | 8.5
NSR Minnkota Power - SO2 Cap Annual v3.1 | 637 | 7385 | Rate Constraint in MTons | FALSE | L | Annual | Emissions at Affected Plants SO2 | Thousand Tons | 1.7411 | 1.7964 | 1.7964 | 1.7964 | 1.2652 | 1.2554 | 1.2554
NSR Minnkota Power - SO2 Cap Annual v3.1 | 637 | 7385 | Rate Constraint in MTons | FALSE | L | Annual | Allowances Purchased SO2 | Thousand Tons | 0 | 0 | 0 | 0 | 0 | 0 | 0
NSR Minnkota Power - SO2 Cap Annual v3.1 | 637 | 7385 | Rate Constraint in MTons | FALSE | L | Annual | Allowances Sold SO2 | Thousand Tons | 0 | 0 | 0 | 0 | 0 | 0 | 0
NSR Minnkota Power - SO2 Cap Annual v3.1 | 637 | 7385 | Rate Constraint in MTons | FALSE | L | Annual | Allowances Banked | Thousand Tons | 0 | 0 | 0 | 0 | 0 | 0 | 0
NSR Minnkota Power - SO2 Cap Annual v3.1 | 637 | 7385 | Rate Constraint in MTons | FALSE | L | Annual | Allowances Withdrawn (1:1) | Thousand Tons | 0 | 0 | 0 | 0 | 0 | 0 | 0
NSR Minnkota Power - SO2 Cap Annual v3.1 | 637 | 7385 | Rate Constraint in MTons | FALSE | L | Annual | Allowances Withdrawn (1:n) | Thousand Tons | 0 | 0 | 0 | 0 | 0 | 0 | 0
NSR Minnkota Power - SO2 Cap Annual v3.1 | 637 | 7385 | Rate Constraint in MTons | FALSE | L | Annual | Total | Thousand Tons | 1.7411 | 1.7964 | 1.7964 | 1.7964 | 1.2652 | 1.2554 | 1.2554
NSR Minnkota Power - SO2 Cap Annual v3.1 | 637 | 7385 | Rate Constraint in MTons | FALSE | L | Annual | Fuel Consumed | TBtu | 54.3038 | 56.0529 | 56.0529 | 56.0529 | 36.5623 | 36.287 | 36.287
NSR Minnkota Power - SO2 Cap Annual v3.1 | 637 | 7385 | Rate Constraint in MTons | FALSE | L | Annual | Rate | lb/MMBtu | 0.064126 | 0.064098 | 0.064098 | 0.064098 | 0.069208 | 0.069193 | 0.069193
NSR Minnkota Power - SO2 Cap Annual v3.1 | 637 | 7385 | Rate Constraint in MTons | FALSE | L | Annual | Generation | TWh | 4.7328 | 4.5846 | 4.4841 | 4.4841 | 3.1987 | 3.1746 | 3.1746
NSR Minnkota Power - SO2 Cap Annual v3.1 | 637 | 7385 | Rate Constraint in MTons | FALSE | L | Annual | Qualifying Generation | TWh | 4.7328 | 4.5846 | 4.4841 | 4.4841 | 3.1987 | 3.1746 | 3.1746
NSR Minnkota Power - SO2 Cap Annual v3.1 | 637 | 7385 | Rate Constraint in MTons | FALSE | L | Annual | Rate | lb/MWh | 0.73578 | 0.78369 | 0.80125 | 0.80125 | 0.79106 | 0.7909 | 0.7909
NSR Minnkota Power - SO2 Cap Annual v3.1 | 637 | 7385 | Rate Constraint in MTons | FALSE | L | Annual | Constraint Shadow Price | US2022$/Ton | 0 | 0 | 0 | 0 | 0 | 0 | 0
NSR Mt Storm 1-3 - NOX Rate Annual v3.1, Unit 4722 and retrofits | 638 | 7430 | Rate Constraint in lbs/MMBtu | FALSE | L | Annual | Seasons Included | Seasons | Winter, Spring, Summer, Fall | Winter, Spring, Summer, Fall | Winter, Spring, Summer, Fall | Winter, Spring, Summer, Fall | Winter, Spring, Summer, Fall | Winter, Spring, Summer, Fall | Winter, Spring, Summer, Fall
NSR Mt Storm 1-3 - NOX Rate Annual v3.1, Unit 4722 and retrofits | 638 | 7430 | Rate Constraint in lbs/MMBtu | FALSE | L | Annual | Standard NOX | lb/MMBtu | 0.11 | 0.11 | 0.11 | 0.11 | 0.11 | 0.11 | 0.11
NSR Mt Storm 1-3 - NOX Rate Annual v3.1, Unit 4722 and retrofits | 638 | 7430 | Rate Constraint in lbs/MMBtu | FALSE | L | Annual | Emissions at Affected Plants NOX | Thousand Tons | 1.3157 | 1.4087 | 1.4087 | 1.4087 | 0 | 0 | 0
NSR Mt Storm 1-3 - NOX Rate Annual v3.1, Unit 4722 and retrofits | 638 | 7430 | Rate Constraint in lbs/MMBtu | FALSE | L | Annual | Allowances Purchased NOX | Thousand Tons | 0 | 0 | 0 | 0 | 0 | 0 | 0
NSR Mt Storm 1-3 - NOX Rate Annual v3.1, Unit 4722 and retrofits | 638 | 7430 | Rate Constraint in lbs/MMBtu | FALSE | L | Annual | Allowances Sold NOX | Thousand Tons | 0 | 0 | 0 | 0 | 0 | 0 | 0
NSR Mt Storm 1-3 - NOX Rate Annual v3.1, Unit 4722 and retrofits | 638 | 7430 | Rate Constraint in lbs/MMBtu | FALSE | L | Annual | Allowances Banked | Thousand Tons | 0 | 0 | 0 | 0 | 0 | 0 | 0
NSR Mt Storm 1-3 - NOX Rate Annual v3.1, Unit 4722 and retrofits | 638 | 7430 | Rate Constraint in lbs/MMBtu | FALSE | L | Annual | Allowances Withdrawn (1:1) | Thousand Tons | 0 | 0 | 0 | 0 | 0 | 0 | 0
NSR Mt Storm 1-3 - NOX Rate Annual v3.1, Unit 4722 and retrofits | 638 | 7430 | Rate Constraint in lbs/MMBtu | FALSE | L | Annual | Allowances Withdrawn (1:n) | Thousand Tons | 0 | 0 | 0 | 0 | 0 | 0 | 0
NSR Mt Storm 1-3 - NOX Rate Annual v3.1, Unit 4722 and retrofits | 638 | 7430 | Rate Constraint in lbs/MMBtu | FALSE | L | Annual | Total | Thousand Tons | 1.3157 | 1.4087 | 1.4087 | 1.4087 | 0 | 0 | 0
NSR Mt Storm 1-3 - NOX Rate Annual v3.1, Unit 4722 and retrofits | 638 | 7430 | Rate Constraint in lbs/MMBtu | FALSE | L | Annual | Fuel Consumed | TBtu | 35.5544 | 38.0675 | 38.0675 | 38.0675 | 0 | 0 | 0
NSR Mt Storm 1-3 - NOX Rate Annual v3.1, Unit 4722 and retrofits | 638 | 7430 | Rate Constraint in lbs/MMBtu | FALSE | L | Annual | Rate | lb/MMBtu | 0.07401 | 0.07401 | 0.07401 | 0.07401 | 0 | 0 | 0
NSR Mt Storm 1-3 - NOX Rate Annual v3.1, Unit 4722 and retrofits | 638 | 7430 | Rate Constraint in lbs/MMBtu | FALSE | L | Annual | Generation | TWh | 3.5223 | 3.7713 | 2.6034 | 2.6034 | 0 | 0 | 0
NSR Mt Storm 1-3 - NOX Rate Annual v3.1, Unit 4722 and retrofits | 638 | 7430 | Rate Constraint in lbs/MMBtu | FALSE | L | Annual | Qualifying Generation | TWh | 3.5223 | 3.7713 | 2.6034 | 2.6034 | 0 | 0 | 0
NSR Mt Storm 1-3 - NOX Rate Annual v3.1, Unit 4722 and retrofits | 638 | 7430 | Rate Constraint in lbs/MMBtu | FALSE | L | Annual | Rate | lb/MWh | 0.74706 | 0.74706 | 1.0822 | 1.0822 | 0 | 0 | 0
NSR Mt Storm 1-3 - NOX Rate Annual v3.1, Unit 4722 and retrofits | 638 | 7430 | Rate Constraint in lbs/MMBtu | FALSE | L | Annual | Constraint Shadow Price | US2022$/Ton | 0 | 0 | 0 | 0 | 0 | 0 | 0
NSR Mt Storm 1-3 - NOX Rate Annual v3.1, Unit 4723 and retrofits | 639 | 7430 | Rate Constraint in lbs/MMBtu | FALSE | L | Annual | Seasons Included | Seasons | Winter, Spring, Summer, Fall | Winter, Spring, Summer, Fall | Winter, Spring, Summer, Fall | Winter, Spring, Summer, Fall | Winter, Spring, Summer, Fall | Winter, Spring, Summer, Fall | Winter, Spring, Summer, Fall
NSR Mt Storm 1-3 - NOX Rate Annual v3.1, Unit 4723 and retrofits | 639 | 7430 | Rate Constraint in lbs/MMBtu | FALSE | L | Annual | Standard NOX | lb/MMBtu | 0.11 | 0.11 | 0.11 | 0.11 | 0.11 | 0.11 | 0.11
NSR Mt Storm 1-3 - NOX Rate Annual v3.1, Unit 4723 and retrofits | 639 | 7430 | Rate Constraint in lbs/MMBtu | FALSE | L | Annual | Emissions at Affected Plants NOX | Thousand Tons | 1.4311 | 1.4878 | 1.4878 | 1.4878 | 0.15288 | 0.15288 | 0.15288
NSR Mt Storm 1-3 - NOX Rate Annual v3.1, Unit 4723 and retrofits | 639 | 7430 | Rate Constraint in lbs/MMBtu | FALSE | L | Annual | Allowances Purchased NOX | Thousand Tons | 0 | 0 | 0 | 0 | 0 | 0 | 0
NSR Mt Storm 1-3 - NOX Rate Annual v3.1, Unit 4723 and retrofits | 639 | 7430 | Rate Constraint in lbs/MMBtu | FALSE | L | Annual | Allowances Sold NOX | Thousand Tons | 0 | 0 | 0 | 0 | 0 | 0 | 0
NSR Mt Storm 1-3 - NOX Rate Annual v3.1, Unit 4723 and retrofits | 639 | 7430 | Rate Constraint in lbs/MMBtu | FALSE | L | Annual | Allowances Banked | Thousand Tons | 0 | 0 | 0 | 0 | 0 | 0 | 0
NSR Mt Storm 1-3 - NOX Rate Annual v3.1, Unit 4723 and retrofits | 639 | 7430 | Rate Constraint in lbs/MMBtu | FALSE | L | Annual | Allowances Withdrawn (1:1) | Thousand Tons | 0 | 0 | 0 | 0 | 0 | 0 | 0
NSR Mt Storm 1-3 - NOX Rate Annual v3.1, Unit 4723 and retrofits | 639 | 7430 | Rate Constraint in lbs/MMBtu | FALSE | L | Annual | Allowances Withdrawn (1:n) | Thousand Tons | 0 | 0 | 0 | 0 | 0 | 0 | 0
NSR Mt Storm 1-3 - NOX Rate Annual v3.1, Unit 4723 and retrofits | 639 | 7430 | Rate Constraint in lbs/MMBtu | FALSE | L | Annual | Total | Thousand Tons | 1.4311 | 1.4878 | 1.4878 | 1.4878 | 0.15288 | 0.15288 | 0.15288
NSR Mt Storm 1-3 - NOX Rate Annual v3.1, Unit 4723 and retrofits | 639 | 7430 | Rate Constraint in lbs/MMBtu | FALSE | L | Annual | Fuel Consumed | TBtu | 36.591 | 38.0417 | 38.0417 | 38.0417 | 3.909 | 3.909 | 3.909
NSR Mt Storm 1-3 - NOX Rate Annual v3.1, Unit 4723 and retrofits | 639 | 7430 | Rate Constraint in lbs/MMBtu | FALSE | L | Annual | Rate | lb/MMBtu | 0.07822 | 0.07822 | 0.07822 | 0.07822 | 0.07822 | 0.07822 | 0.07822
NSR Mt Storm 1-3 - NOX Rate Annual v3.1, Unit 4723 and retrofits | 639 | 7430 | Rate Constraint in lbs/MMBtu | FALSE | L | Annual | Generation | TWh | 3.634 | 3.7781 | 2.731 | 2.731 | 0.38822 | 0.38822 | 0.38822
NSR Mt Storm 1-3 - NOX Rate Annual v3.1, Unit 4723 and retrofits | 639 | 7430 | Rate Constraint in lbs/MMBtu | FALSE | L | Annual | Qualifying Generation | TWh | 3.634 | 3.7781 | 2.731 | 2.731 | 0.38822 | 0.38822 | 0.38822
NSR Mt Storm 1-3 - NOX Rate Annual v3.1, Unit 4723 and retrofits | 639 | 7430 | Rate Constraint in lbs/MMBtu | FALSE | L | Annual | Rate | lb/MWh | 0.7876 | 0.7876 | 1.0896 | 1.0896 | 0.7876 | 0.7876 | 0.7876
NSR Mt Storm 1-3 - NOX Rate Annual v3.1, Unit 4723 and retrofits | 639 | 7430 | Rate Constraint in lbs/MMBtu | FALSE | L | Annual | Constraint Shadow Price | US2022$/Ton | 0 | 0 | 0 | 0 | 0 | 0 | 0
NSR Mt Storm 1-3 - NOX Rate Annual v3.1, Unit 4724 and retrofits | 640 | 7430 | Rate Constraint in lbs/MMBtu | FALSE | L | Annual | Seasons Included | Seasons | Winter, Spring, Summer, Fall | Winter, Spring, Summer, Fall | Winter, Spring, Summer, Fall | Winter, Spring, Summer, Fall | Winter, Spring, Summer, Fall | Winter, Spring, Summer, Fall | Winter, Spring, Summer, Fall
NSR Mt Storm 1-3 - NOX Rate Annual v3.1, Unit 4724 and retrofits | 640 | 7430 | Rate Constraint in lbs/MMBtu | FALSE | L | Annual | Standard NOX | lb/MMBtu | 0.11 | 0.11 | 0.11 | 0.11 | 0.11 | 0.11 | 0.11
NSR Mt Storm 1-3 - NOX Rate Annual v3.1, Unit 4724 and retrofits | 640 | 7430 | Rate Constraint in lbs/MMBtu | FALSE | L | Annual | Emissions at Affected Plants NOX | Thousand Tons | 0.32898 | 0.28189 | 0 | 0 | 0 | 0 | 0
NSR Mt Storm 1-3 - NOX Rate Annual v3.1, Unit 4724 and retrofits | 640 | 7430 | Rate Constraint in lbs/MMBtu | FALSE | L | Annual | Allowances Purchased NOX | Thousand Tons | 0 | 0 | 0 | 0 | 0 | 0 | 0
NSR Mt Storm 1-3 - NOX Rate Annual v3.1, Unit 4724 and retrofits | 640 | 7430 | Rate Constraint in lbs/MMBtu | FALSE | L | Annual | Allowances Sold NOX | Thousand Tons | 0 | 0 | 0 | 0 | 0 | 0 | 0
NSR Mt Storm 1-3 - NOX Rate Annual v3.1, Unit 4724 and retrofits | 640 | 7430 | Rate Constraint in lbs/MMBtu | FALSE | L | Annual | Allowances Banked | Thousand Tons | 0 | 0 | 0 | 0 | 0 | 0 | 0
NSR Mt Storm 1-3 - NOX Rate Annual v3.1, Unit 4724 and retrofits | 640 | 7430 | Rate Constraint in lbs/MMBtu | FALSE | L | Annual | Allowances Withdrawn (1:1) | Thousand Tons | 0 | 0 | 0 | 0 | 0 | 0 | 0
NSR Mt Storm 1-3 - NOX Rate Annual v3.1, Unit 4724 and retrofits | 640 | 7430 | Rate Constraint in lbs/MMBtu | FALSE | L | Annual | Allowances Withdrawn (1:n) | Thousand Tons | 0 | 0 | 0 | 0 | 0 | 0 | 0
NSR Mt Storm 1-3 - NOX Rate Annual v3.1, Unit 4724 and retrofits | 640 | 7430 | Rate Constraint in lbs/MMBtu | FALSE | L | Annual | Total | Thousand Tons | 0.32898 | 0.28189 | 0 | 0 | 0 | 0 | 0
NSR Mt Storm 1-3 - NOX Rate Annual v3.1, Unit 4724 and retrofits | 640 | 7430 | Rate Constraint in lbs/MMBtu | FALSE | L | Annual | Fuel Consumed | TBtu | 9.2709 | 7.9438 | 0 | 0 | 0 | 0 | 0
NSR Mt Storm 1-3 - NOX Rate Annual v3.1, Unit 4724 and retrofits | 640 | 7430 | Rate Constraint in lbs/MMBtu | FALSE | L | Annual | Rate | lb/MMBtu | 0.07097 | 0.07097 | 0 | 0 | 0 | 0 | 0
NSR Mt Storm 1-3 - NOX Rate Annual v3.1, Unit 4724 and retrofits | 640 | 7430 | Rate Constraint in lbs/MMBtu | FALSE | L | Annual | Generation | TWh | 0.88861 | 0.76141 | 0 | 0 | 0 | 0 | 0
NSR Mt Storm 1-3 - NOX Rate Annual v3.1, Unit 4724 and retrofits | 640 | 7430 | Rate Constraint in lbs/MMBtu | FALSE | L | Annual | Qualifying Generation | TWh | 0.88861 | 0.76141 | 0 | 0 | 0 | 0 | 0
NSR Mt Storm 1-3 - NOX Rate Annual v3.1, Unit 4724 and retrofits | 640 | 7430 | Rate Constraint in lbs/MMBtu | FALSE | L | Annual | Rate | lb/MWh | 0.74043 | 0.74043 | 0 | 0 | 0 | 0 | 0
NSR Mt Storm 1-3 - NOX Rate Annual v3.1, Unit 4724 and retrofits | 640 | 7430 | Rate Constraint in lbs/MMBtu | FALSE | L | Annual | Constraint Shadow Price | US2022$/Ton | 0 | 0 | 0 | 0 | 0 | 0 | 0
NSR NV Power Consent - NOX Cap Annual v3.1 | 641 | 7389 | Rate Constraint in MTons | FALSE | L | Annual | Seasons Included | Seasons | Winter, Spring, Summer, Fall | Winter, Spring, Summer, Fall | Winter, Spring, Summer, Fall | Winter, Spring, Summer, Fall | Winter, Spring, Summer, Fall | Winter, Spring, Summer, Fall | Winter, Spring, Summer, Fall
NSR NV Power Consent - NOX Cap Annual v3.1 | 641 | 7389 | Rate Constraint in MTons | FALSE | L | Annual | Standard NOX | Thousand Tons | 0.36 | 0.36 | 0.36 | 0.36 | 0.36 | 0.36 | 0.36
NSR NV Power Consent - NOX Cap Annual v3.1 | 641 | 7389 | Rate Constraint in MTons | FALSE | L | Annual | Emissions at Affected Plants NOX | Thousand Tons | 0.0021504 | 0.21844 | 0.082395 | 0.016507 | 0.016507 | 0 | 0
NSR NV Power Consent - NOX Cap Annual v3.1 | 641 | 7389 | Rate Constraint in MTons | FALSE | L | Annual | Allowances Purchased NOX | Thousand Tons | 0 | 0 | 0 | 0 | 0 | 0 | 0
NSR NV Power Consent - NOX Cap Annual v3.1 | 641 | 7389 | Rate Constraint in MTons | FALSE | L | Annual | Allowances Sold NOX | Thousand Tons | 0 | 0 | 0 | 0 | 0 | 0 | 0
NSR NV Power Consent - NOX Cap Annual v3.1 | 641 | 7389 | Rate Constraint in MTons | FALSE | L | Annual | Allowances Banked | Thousand Tons | 0 | 0 | 0 | 0 | 0 | 0 | 0
NSR NV Power Consent - NOX Cap Annual v3.1 | 641 | 7389 | Rate Constraint in MTons | FALSE | L | Annual | Allowances Withdrawn (1:1) | Thousand Tons | 0 | 0 | 0 | 0 | 0 | 0 | 0
NSR NV Power Consent - NOX Cap Annual v3.1 | 641 | 7389 | Rate Constraint in MTons | FALSE | L | Annual | Allowances Withdrawn (1:n) | Thousand Tons | 0 | 0 | 0 | 0 | 0 | 0 | 0
NSR NV Power Consent - NOX Cap Annual v3.1 | 641 | 7389 | Rate Constraint in MTons | FALSE | L | Annual | Total | Thousand Tons | 0.0021504 | 0.21844 | 0.082395 | 0.016507 | 0.016507 | 0 | 0
NSR NV Power Consent - NOX Cap Annual v3.1 | 641 | 7389 | Rate Constraint in MTons | FALSE | L | Annual | Fuel Consumed | TBtu | 0.056768 | 5.7666 | 2.1752 | 0.43577 | 0.43577 | 0 | 0
NSR NV Power Consent - NOX Cap Annual v3.1 | 641 | 7389 | Rate Constraint in MTons | FALSE | L | Annual | Rate | lb/MMBtu | 0.07576 | 0.07576 | 0.07576 | 0.07576 | 0.07576 | 0 | 0
NSR NV Power Consent - NOX Cap Annual v3.1 | 641 | 7389 | Rate Constraint in MTons | FALSE | L | Annual | Generation | TWh | 0.0060443 | 0.61399 | 0.2316 | 0.046398 | 0.046398 | 0 | 0
NSR NV Power Consent - NOX Cap Annual v3.1 | 641 | 7389 | Rate Constraint in MTons | FALSE | L | Annual | Qualifying Generation | TWh | 0.0060443 | 0.61399 | 0.2316 | 0.046398 | 0.046398 | 0 | 0
NSR NV Power Consent - NOX Cap Annual v3.1 | 641 | 7389 | Rate Constraint in MTons | FALSE | L | Annual | Rate | lb/MWh | 0.71154 | 0.71154 | 0.71154 | 0.71154 | 0.71154 | 0 | 0
NSR NV Power Consent - NOX Cap Annual v3.1 | 641 | 7389 | Rate Constraint in MTons | FALSE | L | Annual | Constraint Shadow Price | US2022$/Ton | 0 | 0 | 0 | 0 | 0 | 0 | 0
NSR Ottumwa Unit 1 NOX Rate v5.16 | 642 | 7510 | Rate Constraint in lbs/MMBtu | FALSE | L | Annual | Seasons Included | Seasons | Winter, Spring, Summer, Fall | Winter, Spring, Summer, Fall | Winter, Spring, Summer, Fall | Winter, Spring, Summer, Fall | Winter, Spring, Summer, Fall | Winter, Spring, Summer, Fall | Winter, Spring, Summer, Fall
NSR Ottumwa Unit 1 NOX Rate v5.16 | 642 | 7510 | Rate Constraint in lbs/MMBtu | FALSE | L | Annual | Standard NOX | lb/MMBtu | 0.08 | 0.08 | 0.08 | 0.08 | 0.08 | 0.08 | 0.08
NSR Ottumwa Unit 1 NOX Rate v5.16 | 642 | 7510 | Rate Constraint in lbs/MMBtu | FALSE | L | Annual | Emissions at Affected Plants NOX | Thousand Tons | 2.0253 | 2.0437 | 2.0437 | 2.0437 | 1.8683 | 1.7164 | 1.7164
NSR Ottumwa Unit 1 NOX Rate v5.16 | 642 | 7510 | Rate Constraint in lbs/MMBtu | FALSE | L | Annual | Allowances Purchased NOX | Thousand Tons | 0 | 0 | 0 | 0 | 0 | 0 | 0
NSR Ottumwa Unit 1 NOX Rate v5.16 | 642 | 7510 | Rate Constraint in lbs/MMBtu | FALSE | L | Annual | Allowances Sold NOX | Thousand Tons | 0 | 0 | 0 | 0 | 0 | 0 | 0
NSR Ottumwa Unit 1 NOX Rate v5.16 | 642 | 7510 | Rate Constraint in lbs/MMBtu | FALSE | L | Annual | Allowances Banked | Thousand Tons | 0 | 0 | 0 | 0 | 0 | 0 | 0
NSR Ottumwa Unit 1 NOX Rate v5.16 | 642 | 7510 | Rate Constraint in lbs/MMBtu | FALSE | L | Annual | Allowances Withdrawn (1:1) | Thousand Tons | 0 | 0 | 0 | 0 | 0 | 0 | 0
NSR Ottumwa Unit 1 NOX Rate v5.16 | 642 | 7510 | Rate Constraint in lbs/MMBtu | FALSE | L | Annual | Allowances Withdrawn (1:n) | Thousand Tons | 0 | 0 | 0 | 0 | 0 | 0 | 0
NSR Ottumwa Unit 1 NOX Rate v5.16 | 642 | 7510 | Rate Constraint in lbs/MMBtu | FALSE | L | Annual | Total | Thousand Tons | 2.0253 | 2.0437 | 2.0437 | 2.0437 | 1.8683 | 1.7164 | 1.7164
NSR Ottumwa Unit 1 NOX Rate v5.16 | 642 | 7510 | Rate Constraint in lbs/MMBtu | FALSE | L | Annual | Fuel Consumed | TBtu | 50.6385 | 51.0979 | 51.0979 | 51.0979 | 46.7123 | 42.9159 | 42.9159
NSR Ottumwa Unit 1 NOX Rate v5.16 | 642 | 7510 | Rate Constraint in lbs/MMBtu | FALSE | L | Annual | Rate | lb/MMBtu | 0.07999 | 0.07999 | 0.07999 | 0.07999 | 0.07999 | 0.07999 | 0.07999
NSR Ottumwa Unit 1 NOX Rate v5.16 | 642 | 7510 | Rate Constraint in lbs/MMBtu | FALSE | L | Annual | Generation | TWh | 4.8836 | 4.9279 | 4.9279 | 4.9279 | 4.505 | 4.1389 | 4.1389
NSR Ottumwa Unit 1 NOX Rate v5.16 | 642 | 7510 | Rate Constraint in lbs/MMBtu | FALSE | L | Annual | Qualifying Generation | TWh | 4.8836 | 4.9279 | 4.9279 | 4.9279 | 4.505 | 4.1389 | 4.1389
NSR Ottumwa Unit 1 NOX Rate v5.16 | 642 | 7510 | Rate Constraint in lbs/MMBtu | FALSE | L | Annual | Rate | lb/MWh | 0.82942 | 0.82942 | 0.82942 | 0.82942 | 0.82942 | 0.82942 | 0.82942
NSR Ottumwa Unit 1 NOX Rate v5.16 | 642 | 7510 | Rate Constraint in lbs/MMBtu | FALSE | L | Annual | Constraint Shadow Price | US2022$/Ton | 0 | 0 | 0 | 0 | 0 | 0 | 0
NSR Ottumwa Unit 1 SO2 Rate v5.16 | 643 | 7509 | Rate Constraint in lbs/MMBtu | FALSE | L | Annual | Seasons Included | Seasons | Winter, Spring, Summer, Fall | Winter, Spring, Summer, Fall | Winter, Spring, Summer, Fall | Winter, Spring, Summer, Fall | Winter, Spring, Summer, Fall | Winter, Spring, Summer, Fall | Winter, Spring, Summer, Fall
NSR Ottumwa Unit 1 SO2 Rate v5.16 | 643 | 7509 | Rate Constraint in lbs/MMBtu | FALSE | L | Annual | Standard SO2 | lb/MMBtu | 0.075 | 0.075 | 0.075 | 0.075 | 0.075 | 0.075 | 0.075
NSR Ottumwa Unit 1 SO2 Rate v5.16 | 643 | 7509 | Rate Constraint in lbs/MMBtu | FALSE | L | Annual | Emissions at Affected Plants SO2 | Thousand Tons | 1.3394 | 1.3515 | 1.7325 | 1.7325 | 1.5838 | 1.1351 | 1.1351
NSR Ottumwa Unit 1 SO2 Rate v5.16 | 643 | 7509 | Rate Constraint in lbs/MMBtu | FALSE | L | Annual | Allowances Purchased SO2 | Thousand Tons | 0 | 0 | 0 | 0 | 0 | 0 | 0
NSR Ottumwa Unit 1 SO2 Rate v5.16 | 643 | 7509 | Rate Constraint in lbs/MMBtu | FALSE | L | Annual | Allowances Sold SO2 | Thousand Tons | 0 | 0 | 0 | 0 | 0 | 0 | 0
NSR Ottumwa Unit 1 SO2 Rate v5.16 | 643 | 7509 | Rate Constraint in lbs/MMBtu | FALSE | L | Annual | Allowances Banked | Thousand Tons | 0 | 0 | 0 | 0 | 0 | 0 | 0
NSR Ottumwa Unit 1 SO2 Rate v5.16 | 643 | 7509 | Rate Constraint in lbs/MMBtu | FALSE | L | Annual | Allowances Withdrawn (1:1) | Thousand Tons | 0 | 0 | 0 | 0 | 0 | 0 | 0
NSR Ottumwa Unit 1 SO2 Rate v5.16 | 643 | 7509 | Rate Constraint in lbs/MMBtu | FALSE | L | Annual | Allowances Withdrawn (1:n) | Thousand Tons | 0 | 0 | 0 | 0 | 0 | 0 | 0
NSR Ottumwa Unit 1 SO2 Rate v5.16 | 643 | 7509 | Rate Constraint in lbs/MMBtu | FALSE | L | Annual | Total | Thousand Tons | 1.3394 | 1.3515 | 1.7325 | 1.7325 | 1.5838 | 1.1351 | 1.1351
NSR Ottumwa Unit 1 SO2 Rate v5.16 | 643 | 7509 | Rate Constraint in lbs/MMBtu | FALSE | L | Annual | Fuel Consumed | TBtu | 50.6385 | 51.0979 | 51.0979 | 51.0979 | 46.7123 | 42.9159 | 42.9159
NSR Ottumwa Unit 1 SO2 Rate v5.16 | 643 | 7509 | Rate Constraint in lbs/MMBtu | FALSE | L | Annual | Rate | lb/MMBtu | 0.0529 | 0.0529 | 0.067812 | 0.067812 | 0.067812 | 0.0529 | 0.0529
NSR Ottumwa Unit 1 SO2 Rate v5.16 | 643 | 7509 | Rate Constraint in lbs/MMBtu | FALSE | L | Annual | Generation | TWh | 4.8836 | 4.9279 | 4.9279 | 4.9279 | 4.505 | 4.1389 | 4.1389
NSR Ottumwa Unit 1 SO2 Rate v5.16 | 643 | 7509 | Rate Constraint in lbs/MMBtu | FALSE | L | Annual | Qualifying Generation | TWh | 4.8836 | 4.9279 | 4.9279 | 4.9279 | 4.505 | 4.1389 | 4.1389
NSR Ottumwa Unit 1 SO2 Rate v5.16 | 643 | 7509 | Rate Constraint in lbs/MMBtu | FALSE | L | Annual | Rate | lb/MWh | 0.54852 | 0.54852 | 0.70315 | 0.70315 | 0.70315 | 0.54852 | 0.54852
NSR Ottumwa Unit 1 SO2 Rate v5.16 | 643 | 7509 | Rate Constraint in lbs/MMBtu | FALSE | L | Annual | Constraint Shadow Price | US2022$/Ton | 0 | 0 | 0 | 0 | 0 | 0 | 0
NSR Prairie Creek NOX Cap v5.16 | 644 | 7513 | Rate Constraint in MTons | FALSE | L | Annual | Seasons Included | Seasons | Winter, Spring, Summer, Fall | Winter, Spring, Summer, Fall | Winter, Spring, Summer, Fall | Winter, Spring, Summer, Fall | Winter, Spring, Summer, Fall | Winter, Spring, Summer, Fall | Winter, Spring, Summer, Fall
NSR Prairie Creek NOX Cap v5.16 | 644 | 7513 | Rate Constraint in MTons | FALSE | L | Annual | Standard NOX | Thousand Tons | 1.5 | 1.5 | 1.5 | 1.5 | 1.5 | 1.5 | 1.5
NSR Prairie Creek NOX Cap v5.16 | 644 | 7513 | Rate Constraint in MTons | FALSE | L | Annual | Emissions at Affected Plants NOX | Thousand Tons | 0.16841 | 0.16841 | 0 | 0 | 0 | 0 | 0
NSR Prairie Creek NOX Cap v5.16 | 644 | 7513 | Rate Constraint in MTons | FALSE | L | Annual | Allowances Purchased NOX | Thousand Tons | 0 | 0 | 0 | 0 | 0 | 0 | 0
NSR Prairie Creek NOX Cap v5.16 | 644 | 7513 | Rate Constraint in MTons | FALSE | L | Annual | Allowances Sold NOX | Thousand Tons | 0 | 0 | 0 | 0 | 0 | 0 | 0
NSR Prairie Creek NOX Cap v5.16 | 644 | 7513 | Rate Constraint in MTons | FALSE | L | Annual | Allowances Banked | Thousand Tons | 0 | 0 | 0 | 0 | 0 | 0 | 0
NSR Prairie Creek NOX Cap v5.16 | 644 | 7513 | Rate Constraint in MTons | FALSE | L | Annual | Allowances Withdrawn (1:1) | Thousand Tons | 0 | 0 | 0 | 0 | 0 | 0 | 0
NSR Prairie Creek NOX Cap v5.16 | 644 | 7513 | Rate Constraint in MTons | FALSE | L | Annual | Allowances Withdrawn (1:n) | Thousand Tons | 0 | 0 | 0 | 0 | 0 | 0 | 0
NSR Prairie Creek NOX Cap v5.16 | 644 | 7513 | Rate Constraint in MTons | FALSE | L | Annual | Total | Thousand Tons | 0.16841 | 0.16841 | 0 | 0 | 0 | 0 | 0
NSR Prairie Creek NOX Cap v5.16 | 644 | 7513 | Rate Constraint in MTons | FALSE | L | Annual | Fuel Consumed | TBtu | 1.84 | 1.84 | 0 | 0 | 0 | 0 | 0
NSR Prairie Creek NOX Cap v5.16 | 644 | 7513 | Rate Constraint in MTons | FALSE | L | Annual | Rate | lb/MMBtu | 0.18305 | 0.18305 | 0 | 0 | 0 | 0 | 0
NSR Prairie Creek NOX Cap v5.16 | 644 | 7513 | Rate Constraint in MTons | FALSE | L | Annual | Generation | TWh | 0.18734 | 0.18734 | 0 | 0 | 0 | 0 | 0
NSR Prairie Creek NOX Cap v5.16 | 644 | 7513 | Rate Constraint in MTons | FALSE | L | Annual | Qualifying Generation | TWh | 0.18734 | 0.18734 | 0 | 0 | 0 | 0 | 0
NSR Prairie Creek NOX Cap v5.16 | 644 | 7513 | Rate Constraint in MTons | FALSE | L | Annual | Rate | lb/MWh | 1.7979 | 1.7979 | 0 | 0 | 0 | 0 | 0
NSR Prairie Creek NOX Cap v5.16 | 644 | 7513 | Rate Constraint in MTons | FALSE | L | Annual | Constraint Shadow Price | US2022$/Ton | 0 | 0 | 0 | 0 | 0 | 0 | 0
NSR Prairie Creek SO2 Cap v5.16 | 645 | 7505 | Rate Constraint in MTons | FALSE | L | Annual | Seasons Included | Seasons | Winter, Spring, Summer, Fall | Winter, Spring, Summer, Fall | Winter, Spring, Summer, Fall | Winter, Spring, Summer, Fall | Winter, Spring, Summer, Fall | Winter, Spring, Summer, Fall | Winter, Spring, Summer, Fall
NSR Prairie Creek SO2 Cap v5.16 | 645 | 7505 | Rate Constraint in MTons | FALSE | L | Annual | Standard SO2 | Thousand Tons | 0.1 | 0.1 | 0.1 | 0.1 | 0.1 | 0.1 | 0.1
NSR Prairie Creek SO2 Cap v5.16 | 645 | 7505 | Rate Constraint in MTons | FALSE | L | Annual | Emissions at Affected Plants SO2 | Thousand Tons | 0 | 0 | 0 | 0 | 0 | 0 | 0
NSR Prairie Creek SO2 Cap v5.16 | 645 | 7505 | Rate Constraint in MTons | FALSE | L | Annual | Allowances Purchased SO2 | Thousand Tons | 0 | 0 | 0 | 0 | 0 | 0 | 0
NSR Prairie Creek SO2 Cap v5.16 | 645 | 7505 | Rate Constraint in MTons | FALSE | L | Annual | Allowances Sold SO2 | Thousand Tons | 0 | 0 | 0 | 0 | 0 | 0 | 0
NSR Prairie Creek SO2 Cap v5.16 | 645 | 7505 | Rate Constraint in MTons | FALSE | L | Annual | Allowances Banked | Thousand Tons | 0 | 0 | 0 | 0 | 0 | 0 | 0
NSR Prairie Creek SO2 Cap v5.16 | 645 | 7505 | Rate Constraint in MTons | FALSE | L | Annual | Allowances Withdrawn (1:1) | Thousand Tons | 0 | 0 | 0 | 0 | 0 | 0 | 0
NSR Prairie Creek SO2 Cap v5.16 | 645 | 7505 | Rate Constraint in MTons | FALSE | L | Annual | Allowances Withdrawn (1:n) | Thousand Tons | 0 | 0 | 0 | 0 | 0 | 0 | 0
NSR Prairie Creek SO2 Cap v5.16 | 645 | 7505 | Rate Constraint in MTons | FALSE | L | Annual | Total | Thousand Tons | 0 | 0 | 0 | 0 | 0 | 0 | 0
NSR Prairie Creek SO2 Cap v5.16 | 645 | 7505 | Rate Constraint in MTons | FALSE | L | Annual | Fuel Consumed | TBtu | 1.84 | 1.84 | 0 | 0 | 0 | 0 | 0
NSR Prairie Creek SO2 Cap v5.16 | 645 | 7505 | Rate Constraint in MTons | FALSE | L | Annual | Rate | lb/MMBtu | 0 | 0 | 0 | 0 | 0 | 0 | 0
NSR Prairie Creek SO2 Cap v5.16 | 645 | 7505 | Rate Constraint in MTons | FALSE | L | Annual | Generation | TWh | 0.18734 | 0.18734 | 0 | 0 | 0 | 0 | 0
NSR Prairie Creek SO2 Cap v5.16 | 645 | 7505 | Rate Constraint in MTons | FALSE | L | Annual | Qualifying Generation | TWh | 0.18734 | 0.18734 | 0 | 0 | 0 | 0 | 0
NSR Prairie Creek SO2 Cap v5.16 | 645 | 7505 | Rate Constraint in MTons | FALSE | L | Annual | Rate | lb/MWh | 0 | 0 | 0 | 0 | 0 | 0 | 0
NSR Prairie Creek SO2 Cap v5.16 | 645 | 7505 | Rate Constraint in MTons | FALSE | L | Annual | Constraint Shadow Price | US2022$/Ton | 0 | 0 | 0 | 0 | 0 | 0 | 0
NSR Prairie Creek Unit 3 SO2 Rate v5.16 | 646 | 7507 | Rate Constraint in lbs/MMBtu | FALSE | L | Annual | Seasons Included | Seasons | Winter, Spring, Summer, Fall | Winter, Spring, Summer, Fall | Winter, Spring, Summer, Fall | Winter, Spring, Summer, Fall | Winter, Spring, Summer, Fall | Winter, Spring, Summer, Fall | Winter, Spring, Summer, Fall
NSR Prairie Creek Unit 3 SO2 Rate v5.16 | 646 | 7507 | Rate Constraint in lbs/MMBtu | FALSE | L | Annual | Standard SO2 | lb/MMBtu | 0.7 | 0.7 | 0.7 | 0.7 | 0.7 | 0.7 | 0.7
NSR Prairie Creek Unit 3 SO2 Rate v5.16 | 646 | 7507 | Rate Constraint in lbs/MMBtu | FALSE | L | Annual | Emissions at Affected Plants SO2 | Thousand Tons | 0 | 0 | 0 | 0 | 0 | 0 | 0
NSR Prairie Creek Unit 3 SO2 Rate v5.16 | 646 | 7507 | Rate Constraint in lbs/MMBtu | FALSE | L | Annual | Allowances Purchased SO2 | Thousand Tons | 0 | 0 | 0 | 0 | 0 | 0 | 0
NSR Prairie Creek Unit 3 SO2 Rate v5.16 | 646 | 7507 | Rate Constraint in lbs/MMBtu | FALSE | L | Annual | Allowances Sold SO2 | Thousand Tons | 0 | 0 | 0 | 0 | 0 | 0 | 0
NSR Prairie Creek Unit 3 SO2 Rate v5.16 | 646 | 7507 | Rate Constraint in lbs/MMBtu | FALSE | L | Annual | Allowances Banked | Thousand Tons | 0 | 0 | 0 | 0 | 0 | 0 | 0
NSR Prairie Creek Unit 3 SO2 Rate v5.16 | 646 | 7507 | Rate Constraint in lbs/MMBtu | FALSE | L | Annual | Allowances Withdrawn (1:1) | Thousand Tons | 0 | 0 | 0 | 0 | 0 | 0 | 0
NSR Prairie Creek Unit 3 SO2 Rate v5.16 | 646 | 7507 | Rate Constraint in lbs/MMBtu | FALSE | L | Annual | Allowances Withdrawn (1:n) | Thousand Tons | 0 | 0 | 0 | 0 | 0 | 0 | 0
NSR Prairie Creek Unit 3 SO2 Rate v5.16 | 646 | 7507 | Rate Constraint in lbs/MMBtu | FALSE | L | Annual | Total | Thousand Tons | 0 | 0 | 0 | 0 | 0 | 0 | 0
NSR Prairie Creek Unit 3 SO2 Rate v5.16 | 646 | 7507 | Rate Constraint in lbs/MMBtu | FALSE | L | Annual | Fuel Consumed | TBtu | 0 | 0 | 0 | 0 | 0 | 0 | 0
NSR Prairie Creek Unit 3 SO2 Rate v5.16 | 646 | 7507 | Rate Constraint in lbs/MMBtu | FALSE | L | Annual | Rate | lb/MMBtu | 0 | 0 | 0 | 0 | 0 | 0 | 0
NSR Prairie Creek Unit 3 SO2 Rate v5.16 | 646 | 7507 | Rate Constraint in lbs/MMBtu | FALSE | L | Annual | Generation | TWh | 0 | 0 | 0 | 0 | 0 | 0 | 0
NSR Prairie Creek Unit 3 SO2 Rate v5.16 | 646 | 7507 | Rate Constraint in lbs/MMBtu | FALSE | L | Annual | Qualifying Generation | TWh | 0 | 0 | 0 | 0 | 0 | 0 | 0
NSR Prairie Creek Unit 3 SO2 Rate v5.16 | 646 | 7507 | Rate Constraint in lbs/MMBtu | FALSE | L | Annual | Rate | lb/MWh | 0 | 0 | 0 | 0 | 0 | 0 | 0
NSR Prairie Creek Unit 3 SO2 Rate v5.16 | 646 | 7507 | Rate Constraint in lbs/MMBtu | FALSE | L | Annual | Constraint Shadow Price | US2022$/Ton | 0 | 0 | 0 | 0 | 0 | 0 | 0
NSR Prairie Creek Unit 4 SO2 Rate v5.16 | 647 | 7508 | Rate Constraint in lbs/MMBtu | FALSE | L | Annual | Seasons Included | Seasons | Winter, Spring, Summer, Fall | Winter, Spring, Summer, Fall | Winter, Spring, Summer, Fall | Winter, Spring, Summer, Fall | Winter, Spring, Summer, Fall | Winter, Spring, Summer, Fall | Winter, Spring, Summer, Fall
NSR Prairie Creek Unit 4 SO2 Rate v5.16 | 647 | 7508 | Rate Constraint in lbs/MMBtu | FALSE | L | Annual | Standard SO2 | lb/MMBtu | 0.7 | 0.7 | 0.7 | 0.7 | 0.7 | 0.7 | 0.7
NSR Prairie Creek Unit 4 SO2 Rate v5.16 | 647 | 7508 | Rate Constraint in lbs/MMBtu | FALSE | L | Annual | Emissions at Affected Plants SO2 | Thousand Tons | 0 | 0 | 0 | 0 | 0 | 0 | 0
NSR Prairie Creek Unit 4 SO2 Rate v5.16 | 647 | 7508 | Rate Constraint in lbs/MMBtu | FALSE | L | Annual | Allowances Purchased SO2 | Thousand Tons | 0 | 0 | 0 | 0 | 0 | 0 | 0
NSR Prairie Creek Unit 4 SO2 Rate v5.16 | 647 | 7508 | Rate Constraint in lbs/MMBtu | FALSE | L | Annual | Allowances Sold SO2 | Thousand Tons | 0 | 0 | 0 | 0 | 0 | 0 | 0
NSR Prairie Creek Unit 4 SO2 Rate v5.16 | 647 | 7508 | Rate Constraint in lbs/MMBtu | FALSE | L | Annual | Allowances Banked | Thousand Tons | 0 | 0 | 0 | 0 | 0 | 0 | 0
NSR Prairie Creek Unit 4 SO2 Rate v5.16 | 647 | 7508 | Rate Constraint in lbs/MMBtu | FALSE | L | Annual | Allowances Withdrawn (1:1) | Thousand Tons | 0 | 0 | 0 | 0 | 0 | 0 | 0
NSR Prairie Creek Unit 4 SO2 Rate v5.16 | 647 | 7508 | Rate Constraint in lbs/MMBtu | FALSE | L | Annual | Allowances Withdrawn (1:n) | Thousand Tons | 0 | 0 | 0 | 0 | 0 | 0 | 0
NSR Prairie Creek Unit 4 SO2 Rate v5.16 | 647 | 7508 | Rate Constraint in lbs/MMBtu | FALSE | L | Annual | Total | Thousand Tons | 0 | 0 | 0 | 0 | 0 | 0 | 0
NSR Prairie Creek Unit 4 SO2 Rate v5.16 | 647 | 7508 | Rate Constraint in lbs/MMBtu | FALSE | L | Annual | Fuel Consumed | TBtu | 1.84 | 1.84 | 0 | 0 | 0 | 0 | 0
NSR Prairie Creek Unit 4 SO2 Rate v5.16 | 647 | 7508 | Rate Constraint in lbs/MMBtu | FALSE | L | Annual | Rate | lb/MMBtu | 0 | 0 | 0 | 0 | 0 | 0 | 0
NSR Prairie Creek Unit 4 SO2 Rate v5.16 | 647 | 7508 | Rate Constraint in lbs/MMBtu | FALSE | L | Annual | Generation | TWh | 0.18734 | 0.18734 | 0 | 0 | 0 | 0 | 0
NSR Prairie Creek Unit 4 SO2 Rate v5.16 | 647 | 7508 | Rate Constraint in lbs/MMBtu | FALSE | L | Annual | Qualifying Generation | TWh | 0.18734 | 0.18734 | 0 | 0 | 0 | 0 | 0
NSR Prairie Creek Unit 4 SO2 Rate v5.16 | 647 | 7508 | Rate Constraint in lbs/MMBtu | FALSE | L | Annual | Rate | lb/MWh | 0 | 0 | 0 | 0 | 0 | 0 | 0
NSR Prairie Creek Unit 4 SO2 Rate v5.16 | 647 | 7508 | Rate Constraint in lbs/MMBtu | FALSE | L | Annual | Constraint Shadow Price | US2022$/Ton | 0 | 0 | 0 | 0 | 0 | 0 | 0
NSR Rockport 1 & 2 - SO2 Cap Annual v5.13 | 650 | 7374 | Rate Constraint in MTons | FALSE | L | Annual | Seasons Included | Seasons | Winter, Spring, Summer, Fall | Winter, Spring, Summer, Fall | Winter, Spring, Summer, Fall | Winter, Spring, Summer, Fall | Winter, Spring, Summer, Fall | Winter, Spring, Summer, Fall | Winter, Spring, Summer, Fall
NSR Rockport 1 & 2 - SO2 Cap Annual v5.13 | 650 | 7374 | Rate Constraint in MTons | FALSE | L | Annual | Standard SO2 | Thousand Tons | 10 | 5 | 5 | 5 | 5 | 5 | 5
NSR Rockport 1 & 2 - SO2 Cap Annual v5.13 | 650 | 7374 | Rate Constraint in MTons | FALSE | L | Annual | Emissions at Affected Plants SO2 | Thousand Tons | 2.3537 | 0 | 0 | 0 | 0 | 0 | 0
NSR Rockport 1 & 2 - SO2 Cap Annual v5.13 | 650 | 7374 | Rate Constraint in MTons | FALSE | L | Annual | Allowances Purchased SO2 | Thousand Tons | 0 | 0 | 0 | 0 | 0 | 0 | 0
NSR Rockport 1 & 2 - SO2 Cap Annual v5.13 | 650 | 7374 | Rate Constraint in MTons | FALSE | L | Annual | Allowances Sold SO2 | Thousand Tons | 0 | 0 | 0 | 0 | 0 | 0 | 0
NSR Rockport 1 & 2 - SO2 Cap Annual v5.13 | 650 | 7374 | Rate Constraint in MTons | FALSE | L | Annual | Allowances Banked | Thousand Tons | 0 | 0 | 0 | 0 | 0 | 0 | 0
NSR Rockport 1 & 2 - SO2 Cap Annual v5.13 | 650 | 7374 | Rate Constraint in MTons | FALSE | L | Annual | Allowances Withdrawn (1:1) | Thousand Tons | 0 | 0 | 0 | 0 | 0 | 0 | 0
NSR Rockport 1 & 2 - SO2 Cap Annual v5.13 | 650 | 7374 | Rate Constraint in MTons | FALSE | L | Annual | Allowances Withdrawn (1:n) | Thousand Tons | 0 | 0 | 0 | 0 | 0 | 0 | 0
NSR Rockport 1 & 2 - SO2 Cap Annual v5.13 | 650 | 7374 | Rate Constraint in MTons | FALSE | L | Annual | Total | Thousand Tons | 2.3537 | 0 | 0 | 0 | 0 | 0 | 0
NSR Rockport 1 & 2 - SO2 Cap Annual v5.13 | 650 | 7374 | Rate Constraint in MTons | FALSE | L | Annual | Fuel Consumed | TBtu | 31.5637 | 0 | 0 | 0 | 0 | 0 | 0
NSR Rockport 1 & 2 - SO2 Cap Annual v5.13 | 650 | 7374 | Rate Constraint in MTons | FALSE | L | Annual | Rate | lb/MMBtu | 0.14914 | 0 | 0 | 0 | 0 | 0 | 0
NSR Rockport 1 & 2 - SO2 Cap Annual v5.13 | 650 | 7374 | Rate Constraint in MTons | FALSE | L | Annual | Generation | TWh | 3.1502 | 0 | 0 | 0 | 0 | 0 | 0
NSR Rockport 1 & 2 - SO2 Cap Annual v5.13 | 650 | 7374 | Rate Constraint in MTons | FALSE | L | Annual | Qualifying Generation | TWh | 3.1502 | 0 | 0 | 0 | 0 | 0 | 0
NSR Rockport 1 & 2 - SO2 Cap Annual v5.13 | 650 | 7374 | Rate Constraint in MTons | FALSE | L | Annual | Rate | lb/MWh | 1.4943 | 0 | 0 | 0 | 0 | 0 | 0
NSR Rockport 1 & 2 - SO2 Cap Annual v5.13 | 650 | 7374 | Rate Constraint in MTons | FALSE | L | Annual | Constraint Shadow Price | US2022$/Ton | 0 | 0 | 0 | 0 | 0 | 0 | 0
NSR Santee Cooper - NOX Cap Annual v3.1 | 651 | 7395 | Rate Constraint in MTons | FALSE | L | Annual | Seasons Included | Seasons | Winter, Spring, Summer, Fall | Winter, Spring, Summer, Fall | Winter, Spring, Summer, Fall | Winter, Spring, Summer, Fall | Winter, Spring, Summer, Fall | Winter, Spring, Summer, Fall | Winter, Spring, Summer, Fall
NSR Santee Cooper - NOX Cap Annual v3.1 | 651 | 7395 | Rate Constraint in MTons | FALSE | L | Annual | Standard NOX | Thousand Tons | 20 | 20 | 20 | 20 | 20 | 20 | 20
NSR Santee Cooper - NOX Cap Annual v3.1 | 651 | 7395 | Rate Constraint in MTons | FALSE | L | Annual | Emissions at Affected Plants NOX | Thousand Tons | 4.3737 | 9.0189 | 5.7979 | 5.8002 | 2.6843 | 2.6813 | 2.6878
NSR Santee Cooper - NOX Cap Annual v3.1 | 651 | 7395 | Rate Constraint in MTons | FALSE | L | Annual | Allowances Purchased NOX | Thousand Tons | 0 | 0 | 0 | 0 | 0 | 0 | 0
NSR Santee Cooper - NOX Cap Annual v3.1 | 651 | 7395 | Rate Constraint in MTons | FALSE | L | Annual | Allowances Sold NOX | Thousand Tons | 0 | 0 | 0 | 0 | 0 | 0 | 0
NSR Santee Cooper - NOX Cap Annual v3.1 | 651 | 7395 | Rate Constraint in MTons | FALSE | L | Annual | Allowances Banked | Thousand Tons | 0 | 0 | 0 | 0 | 0 | 0 | 0
NSR Santee Cooper - NOX Cap Annual v3.1 | 651 | 7395 | Rate Constraint in MTons | FALSE | L | Annual | Allowances Withdrawn (1:1) | Thousand Tons | 0 | 0 | 0 | 0 | 0 | 0 | 0
NSR Santee Cooper - NOX Cap Annual v3.1 | 651 | 7395 | Rate Constraint in MTons | FALSE | L | Annual | Allowances Withdrawn (1:n) | Thousand Tons | 0 | 0 | 0 | 0 | 0 | 0 | 0
NSR Santee Cooper - NOX Cap Annual v3.1 | 651 | 7395 | Rate Constraint in MTons | FALSE | L | Annual | Total | Thousand Tons | 4.3737 | 9.0189 | 5.7979 | 5.8002 | 2.6843 | 2.6813 | 2.6878
NSR Santee Cooper - NOX Cap Annual v3.1 | 651 | 7395 | Rate Constraint in MTons | FALSE | L | Annual | Fuel Consumed | TBtu | 123.817 | 238.1891 | 165.4041 | 165.4505 | 83.3454 | 83.286 | 83.4143
NSR Santee Cooper - NOX Cap Annual v3.1 | 651 | 7395 | Rate Constraint in MTons | FALSE | L | Annual | Rate | lb/MMBtu | 0.070648 | 0.075729 | 0.070106 | 0.070114 | 0.064414 | 0.064389 | 0.064444
NSR Santee Cooper - NOX Cap Annual v3.1 | 651 | 7395 | Rate Constraint in MTons | FALSE | L | Annual | Generation | TWh | 12.2146 | 23.0739 | 13.7938 | 13.7981 | 8.5128 | 8.5073 | 8.5191
NSR Santee Cooper - NOX Cap Annual v3.1 | 651 | 7395 | Rate Constraint in MTons | FALSE | L | Annual | Qualifying Generation | TWh | 12.2146 | 23.0739 | 13.7938 | 13.7981 | 8.5128 | 8.5073 | 8.5191
NSR Santee Cooper - NOX Cap Annual v3.1 | 651 | 7395 | Rate Constraint in MTons | FALSE | L | Annual | Rate | lb/MWh | 0.71614 | 0.78174 | 0.84066 | 0.84073 | 0.63066 | 0.63036 | 0.631
NSR Santee Cooper - NOX Cap Annual v3.1 | 651 | 7395 | Rate Constraint in MTons | FALSE | L | Annual | Constraint Shadow Price | US2022$/Ton | 0 | 0 | 0 | 0 | 0 | 0 | 0
NSR Santee Cooper - NOX Rate Annual v3.1 | 652 | 7396 | Rate Constraint in lbs/MMBtu | FALSE | L | Annual | Seasons Included | Seasons | Winter, Spring, Summer, Fall | Winter, Spring, Summer, Fall | Winter, Spring, Summer, Fall | Winter, Spring, Summer, Fall | Winter, Spring, Summer, Fall | Winter, Spring, Summer, Fall | Winter, Spring, Summer, Fall
NSR Santee Cooper - NOX Rate Annual v3.1 | 652 | 7396 | Rate Constraint in lbs/MMBtu | FALSE | L | Annual | Standard NOX | lb/MMBtu | 0.15 | 0.15 | 0.15 | 0.15 | 0.15 | 0.15 | 0.15
NSR Santee Cooper - NOX Rate Annual v3.1 | 652 | 7396 | Rate Constraint in lbs/MMBtu | FALSE | L | Annual | Emissions at Affected Plants NOX | Thousand Tons | 4.3737 | 9.0189 | 5.7979 | 5.8002 | 2.6843 | 2.6813 | 2.6878
NSR Santee Cooper - NOX Rate Annual v3.1 | 652 | 7396 | Rate Constraint in lbs/MMBtu | FALSE | L | Annual | Allowances Purchased NOX | Thousand Tons | 0 | 0 | 0 | 0 | 0 | 0 | 0
NSR Santee Cooper - NOX Rate Annual v3.1 | 652 | 7396 | Rate Constraint in lbs/MMBtu | FALSE | L | Annual | Allowances Sold NOX | Thousand Tons | 0 | 0 | 0 | 0 | 0 | 0 | 0
NSR Santee Cooper - NOX Rate Annual v3.1 | 652 | 7396 | Rate Constraint in lbs/MMBtu | FALSE | L | Annual | Allowances Banked | Thousand Tons | 0 | 0 | 0 | 0 | 0 | 0 | 0
NSR Santee Cooper - NOX Rate Annual v3.1 | 652 | 7396 | Rate Constraint in lbs/MMBtu | FALSE | L | Annual | Allowances Withdrawn (1:1) | Thousand Tons | 0 | 0 | 0 | 0 | 0 | 0 | 0
NSR Santee Cooper - NOX Rate Annual v3.1 | 652 | 7396 | Rate Constraint in lbs/MMBtu | FALSE | L | Annual | Allowances Withdrawn (1:n) | Thousand Tons | 0 | 0 | 0 | 0 | 0 | 0 | 0
NSR Santee Cooper - NOX Rate Annual v3.1 | 652 | 7396 | Rate Constraint in lbs/MMBtu | FALSE | L | Annual | Total | Thousand Tons | 4.3737 | 9.0189 | 5.7979 | 5.8002 | 2.6843 | 2.6813 | 2.6878
NSR Santee Cooper - NOX Rate Annual v3.1 | 652 | 7396 | Rate Constraint in lbs/MMBtu | FALSE | L | Annual | Fuel Consumed | TBtu | 123.817 | 238.1891 | 165.4041 | 165.4505 | 83.3454 | 83.286 | 83.4143
NSR Santee Cooper - NOX Rate Annual v3.1 | 652 | 7396 | Rate Constraint in lbs/MMBtu | FALSE | L | Annual | Rate | lb/MMBtu | 0.070648 | 0.075729 | 0.070106 | 0.070114 | 0.064414 | 0.064389 | 0.064444
NSR Santee Cooper - NOX Rate Annual v3.1 | 652 | 7396 | Rate Constraint in lbs/MMBtu | FALSE | L | Annual | Generation | TWh | 12.2146 | 23.0739 | 13.7938 | 13.7981 | 8.5128 | 8.5073 | 8.5191
NSR Santee Cooper - NOX Rate Annual v3.1 | 652 | 7396 | Rate Constraint in lbs/MMBtu | FALSE | L | Annual | Qualifying Generation | TWh | 12.2146 | 23.0739 | 13.7938 | 13.7981 | 8.5128 | 8.5073 | 8.5191
NSR Santee Cooper - NOX Rate Annual v3.1 | 652 | 7396 | Rate Constraint in lbs/MMBtu | FALSE | L | Annual | Rate | lb/MWh | 0.71614 | 0.78174 | 0.84066 | 0.84073 | 0.63066 | 0.63036 | 0.631
NSR Santee Cooper - NOX Rate Annual v3.1 | 652 | 7396 | Rate Constraint in lbs/MMBtu | FALSE | L | Annual | Constraint Shadow Price | US2022$/Ton | 0 | 0 | 0 | 0 | 0 | 0 | 0
NSR Santee Cooper - SO2 Cap Annual v3.1 | 653 | 7397 | Rate Constraint in MTons | FALSE | L | Annual | Seasons Included | Seasons | Winter, Spring, Summer, Fall | Winter, Spring, Summer, Fall | Winter, Spring, Summer, Fall | Winter, Spring, Summer, Fall | Winter, Spring, Summer, Fall | Winter, Spring, Summer, Fall | Winter, Spring, Summer, Fall
NSR Santee Cooper - SO2 Cap Annual v3.1 | 653 | 7397 | Rate Constraint in MTons | FALSE | L | Annual | Standard SO2 | Thousand Tons | 65 | 65 | 65 | 65 | 65 | 65 | 65
NSR Santee Cooper - SO2 Cap Annual v3.1 | 653 | 7397 | Rate Constraint in MTons | FALSE | L | Annual | Emissions at Affected Plants SO2 | Thousand Tons | 4.8736 | 11.0909 | 7.6728 | 7.6761 | 3.4697 | 3.6937 | 4.1258
NSR Santee Cooper - SO2 Cap Annual v3.1 | 653 | 7397 | Rate Constraint in MTons | FALSE | L | Annual | Allowances Purchased SO2 | Thousand Tons | 0 | 0 | 0 | 0 | 0 | 0 | 0
NSR Santee Cooper - SO2 Cap Annual v3.1 | 653 | 7397 | Rate Constraint in MTons | FALSE | L | Annual | Allowances Sold SO2 | Thousand Tons | 0 | 0 | 0 | 0 | 0 | 0 | 0
NSR Santee Cooper - SO2 Cap Annual v3.1 | 653 | 7397 | Rate Constraint in MTons | FALSE | L | Annual | Allowances Banked | Thousand Tons | 0 | 0 | 0 | 0 | 0 | 0 | 0
NSR Santee Cooper - SO2 Cap Annual v3.1 | 653 | 7397 | Rate Constraint in MTons | FALSE | L | Annual | Allowances Withdrawn (1:1) | Thousand Tons | 0 | 0 | 0 | 0 | 0 | 0 | 0
NSR Santee Cooper - SO2 Cap Annual v3.1 | 653 | 7397 | Rate Constraint in MTons | FALSE | L | Annual | Allowances Withdrawn (1:n) | Thousand Tons | 0 | 0 | 0 | 0 | 0 | 0 | 0
NSR Santee Cooper - SO2 Cap Annual v3.1 | 653 | 7397 | Rate Constraint in MTons | FALSE | L | Annual | Total | Thousand Tons | 4.8736 | 11.0909 | 7.6728 | 7.6761 | 3.4697 | 3.6937 | 4.1258
NSR Santee Cooper - SO2 Cap Annual v3.1 | 653 | 7397 | Rate Constraint in MTons | FALSE | L | Annual | Fuel Consumed | TBtu | 123.817 | 238.1891 | 165.4041 | 165.4505 | 83.3454 | 83.286 | 83.4143
NSR Santee Cooper - SO2 Cap Annual v3.1 | 653 | 7397 | Rate Constraint in MTons | FALSE | L | Annual | Rate | lb/MMBtu | 0.078722 | 0.093127 | 0.092776 | 0.09279 | 0.083261 | 0.088699 | 0.098924
NSR Santee Cooper - SO2 Cap Annual v3.1 | 653 | 7397 | Rate Constraint in MTons | FALSE | L | Annual | Generation | TWh | 12.2146 | 23.0739 | 13.7938 | 13.7981 | 8.5128 | 8.5073 | 8.5191
NSR Santee Cooper - SO2 Cap Annual v3.1 | 653 | 7397 | Rate Constraint in MTons | FALSE | L | Annual | Qualifying Generation | TWh | 12.2146 | 23.0739 | 13.7938 | 13.7981 | 8.5128 | 8.5073 | 8.5191
NSR Santee Cooper - SO2 Cap Annual v3.1 | 653 | 7397 | Rate Constraint in MTons | FALSE | L | Annual | Rate | lb/MWh | 0.79799 | 0.96134 | 1.1125 | 1.1126 | 0.81518 | 0.86837 | 0.9686
NSR Santee Cooper - SO2 Cap Annual v3.1 | 653 | 7397 | Rate Constraint in MTons | FALSE | L | Annual | Constraint Shadow Price | US2022$/Ton | 0 | 0 | 0 | 0 | 0 | 0 | 0
NSR Santee Cooper - SO2 Rate Annual v3.1 | 654 | 7398 | Rate Constraint in lbs/MMBtu | FALSE | L | Annual | Seasons Included | Seasons | Winter, Spring, Summer, Fall | Winter, Spring, Summer, Fall | Winter, Spring, Summer, Fall | Winter, Spring, Summer, Fall | Winter, Spring, Summer, Fall | Winter, Spring, Summer, Fall | Winter, Spring, Summer, Fall
NSR Santee Cooper - SO2 Rate Annual v3.1 | 654 | 7398 | Rate Constraint in lbs/MMBtu | FALSE | L | Annual | Standard SO2 | lb/MMBtu | 0.5 | 0.5 | 0.5 | 0.5 | 0.5 | 0.5 | 0.5
NSR Santee Cooper - SO2 Rate Annual v3.1 | 654 | 7398 | Rate Constraint in lbs/MMBtu | FALSE | L | Annual | Emissions at Affected Plants SO2 | Thousand Tons | 4.8736 | 11.0909 | 7.6728 | 7.6761 | 3.4697 | 3.6937 | 4.1258
NSR Santee Cooper - SO2 Rate Annual v3.1 | 654 | 7398 | Rate Constraint in lbs/MMBtu | FALSE | L | Annual | Allowances Purchased SO2 | Thousand Tons | 0 | 0 | 0 | 0 | 0 | 0 | 0
NSR Santee Cooper - SO2 Rate Annual v3.1 | 654 | 7398 | Rate Constraint in lbs/MMBtu | FALSE | L | Annual | Allowances Sold SO2 | Thousand Tons | 0 | 0 | 0 | 0 | 0 | 0 | 0
NSR Santee Cooper - SO2 Rate Annual v3.1 | 654 | 7398 | Rate Constraint in lbs/MMBtu | FALSE | L | Annual | Allowances Banked | Thousand Tons | 0 | 0 | 0 | 0 | 0 | 0 | 0
NSR Santee Cooper - SO2 Rate Annual v3.1 | 654 | 7398 | Rate Constraint in lbs/MMBtu | FALSE | L | Annual | Allowances Withdrawn (1:1) | Thousand Tons | 0 | 0 | 0 | 0 | 0 | 0 | 0
NSR Santee Cooper - SO2 Rate Annual v3.1 | 654 | 7398 | Rate Constraint in lbs/MMBtu | FALSE | L | Annual | Allowances Withdrawn (1:n) | Thousand Tons | 0 | 0 | 0 | 0 | 0 | 0 | 0
NSR Santee Cooper - SO2 Rate Annual v3.1 | 654 | 7398 | Rate Constraint in lbs/MMBtu | FALSE | L | Annual | Total | Thousand Tons | 4.8736 | 11.0909 | 7.6728 | 7.6761 | 3.4697 | 3.6937 | 4.1258
NSR Santee Cooper - SO2 Rate Annual v3.1 | 654 | 7398 | Rate Constraint in lbs/MMBtu | FALSE | L | Annual | Fuel Consumed | TBtu | 123.817 | 238.1891 | 165.4041 | 165.4505 | 83.3454 | 83.286 | 83.4143
NSR Santee Cooper - SO2 Rate Annual v3.1 | 654 | 7398 | Rate Constraint in lbs/MMBtu | FALSE | L | Annual | Rate | lb/MMBtu | 0.078722 | 0.093127 | 0.092776 | 0.09279 | 0.083261 | 0.088699 | 0.098924
NSR Santee Cooper - SO2 Rate Annual v3.1 | 654 | 7398 | Rate Constraint in lbs/MMBtu | FALSE | L | Annual | Generation | TWh | 12.2146 | 23.0739 | 13.7938 | 13.7981 | 8.5128 | 8.5073 | 8.5191
NSR Santee Cooper - SO2 Rate Annual v3.1 | 654 | 7398 | Rate Constraint in lbs/MMBtu | FALSE | L | Annual | Qualifying Generation | TWh | 12.2146 | 23.0739 | 13.7938 | 13.7981 | 8.5128 | 8.5073 | 8.5191
NSR Santee Cooper - SO2 Rate Annual v3.1 | 654 | 7398 | Rate Constraint in lbs/MMBtu | FALSE | L | Annual | Rate | lb/MWh | 0.79799 | 0.96134 | 1.1125 | 1.1126 | 0.81518 | 0.86837 | 0.9686
NSR Santee Cooper - SO2 Rate Annual v3.1 | 654 | 7398 | Rate Constraint in lbs/MMBtu | FALSE | L | Annual | Constraint Shadow Price | US2022$/Ton | 0 | 0 | 0 | 0 | 0 | 0 | 0
NSR Shawnee 1& 4 - SO2 Rate Annual v4.11 | 655 | 7455 | Rate Constraint in lbs/MMBtu | FALSE | L | Annual | Seasons Included | Seasons | Winter, Spring, Summer, Fall | Winter, Spring, Summer, Fall | Winter, Spring, Summer, Fall | Winter, Spring, Summer, Fall | Winter, Spring, Summer, Fall | Winter, Spring, Summer, Fall | Winter, Spring, Summer, Fall
NSR Shawnee 1& 4 - SO2 Rate Annual v4.11 | 655 | 7455 | Rate Constraint in lbs/MMBtu | FALSE | L | Annual | Standard SO2 | lb/MMBtu | 1.2 | 1.2 | 1.2 | 1.2 | 1.2 | 1.2 | 1.2
NSR Shawnee 1& 4 - SO2 Rate Annual v4.11 | 655 | 7455 | Rate Constraint in lbs/MMBtu | FALSE | L | Annual | Emissions at Affected Plants SO2 | Thousand Tons | 0.8262 | 0.8262 | 0.8262 | 0.8262 | 0.78259 | 0.69355 | 0.69355
NSR Shawnee 1& 4 - SO2 Rate Annual v4.11 | 655 | 7455 | Rate Constraint in lbs/MMBtu | FALSE | L | Annual | Allowances Purchased SO2 | Thousand Tons | 0 | 0 | 0 | 0 | 0 | 0 | 0
NSR Shawnee 1& 4 - SO2 Rate Annual v4.11 | 655 | 7455 | Rate Constraint in lbs/MMBtu | FALSE | L | Annual | Allowances Sold SO2 | Thousand Tons | 0 | 0 | 0 | 0 | 0 | 0 | 0
NSR Shawnee 1& 4 - SO2 Rate Annual v4.11 | 655 | 7455 | Rate Constraint in lbs/MMBtu | FALSE | L | Annual | Allowances Banked | Thousand Tons | 0 | 0 | 0 | 0 | 0 | 0 | 0
NSR Shawnee 1& 4 - SO2 Rate Annual v4.11 | 655 | 7455 | Rate Constraint in lbs/MMBtu | FALSE | L | Annual | Allowances Withdrawn (1:1) | Thousand Tons | 0 | 0 | 0 | 0 | 0 | 0 | 0
NSR Shawnee 1& 4 - SO2 Rate Annual v4.11 | 655 | 7455 | Rate Constraint in lbs/MMBtu | FALSE | L | Annual | Allowances Withdrawn (1:n) | Thousand Tons | 0 | 0 | 0 | 0 | 0 | 0 | 0
NSR Shawnee 1& 4 - SO2 Rate Annual v4.11 | 655 | 7455 | Rate Constraint in lbs/MMBtu | FALSE | L | Annual | Total | Thousand Tons | 0.8262 | 0.8262 | 0.8262 | 0.8262 | 0.78259 | 0.69355 | 0.69355
NSR Shawnee 1& 4 - SO2 Rate Annual v4.11 | 655 | 7455 | Rate Constraint in lbs/MMBtu | FALSE | L | Annual | Fuel Consumed | TBtu | 21.6878 | 21.6878 | 21.6878 | 21.6878 | 20.5431 | 18.2057 | 18.2057
NSR Shawnee 1& 4 - SO2 Rate Annual v4.11 | 655 | 7455 | Rate Constraint in lbs/MMBtu | FALSE | L | Annual | Rate | lb/MMBtu | 0.07619 | 0.07619 | 0.07619 | 0.07619 | 0.07619 | 0.07619 | 0.07619
NSR Shawnee 1& 4 - SO2 Rate Annual v4.11 | 655 | 7455 | Rate Constraint in lbs/MMBtu | FALSE | L | Annual | Generation | TWh | 1.8511 | 1.8511 | 1.8511 | 1.8511 | 1.7534 | 1.5539 | 1.5539
NSR Shawnee 1& 4 - SO2 Rate Annual v4.11 | 655 | 7455 | Rate Constraint in lbs/MMBtu | FALSE | L | Annual | Qualifying Generation | TWh | 1.8511 | 1.8511 | 1.8511 | 1.8511 | 1.7534 | 1.5539 | 1.5539
NSR Shawnee 1& 4 - SO2 Rate Annual v4.11 | 655 | 7455 | Rate Constraint in lbs/MMBtu | FALSE | L | Annual | Rate | lb/MWh | 0.89264 | 0.89264 | 0.89264 | 0.89264 | 0.89264 | 0.89264 | 0.89264
NSR Shawnee 1& 4 - SO2 Rate Annual v4.11 | 655 | 7455 | Rate Constraint in lbs/MMBtu | FALSE | L | Annual | Constraint Shadow Price | US2022$/Ton | 0 | 0 | 0 | 0 | 0 | 0 | 0
NSR Shawnee 5-10 - SO2 Rate Annual v4.11 | 656 | 7456 | Rate Constraint in lbs/MMBtu | FALSE | L | Annual | Seasons Included | Seasons | Winter, Spring, Summer, Fall | Winter, Spring, Summer, Fall | Winter, Spring, Summer, Fall | Winter, Spring, Summer, Fall | Winter, Spring, Summer, Fall | Winter, Spring, Summer, Fall | Winter, Spring, Summer, Fall
NSR Shawnee 5-10 - SO2 Rate Annual v4.11 | 656 | 7456 | Rate Constraint in lbs/MMBtu | FALSE | L | Annual | Standard SO2 | lb/MMBtu | 1.2 | 1.2 | 1.2 | 1.2 | 1.2 | 1.2 | 1.2
NSR Shawnee 5-10 - SO2 Rate Annual v4.11 | 656 | 7456 | Rate Constraint in lbs/MMBtu | FALSE | L | Annual | Emissions at Affected Plants SO2 | Thousand Tons | 14.7398 | 17.4653 | 21.654 | 21.654 | 18.1772 | 9.669 | 10.1384
NSR Shawnee 5-10 - SO2 Rate Annual v4.11 | 656 | 7456 | Rate Constraint in lbs/MMBtu | FALSE | L | Annual | Allowances Purchased SO2 | Thousand Tons | 0 | 0 | 0 | 0 | 0 | 0 | 0
NSR Shawnee 5-10 - SO2 Rate Annual v4.11 | 656 | 7456 | Rate Constraint in lbs/MMBtu | FALSE | L | Annual | Allowances Sold SO2 | Thousand Tons | 0 | 0 | 0 | 0 | 0 | 0 | 0
NSR Shawnee 5-10 - SO2 Rate Annual v4.11 | 656 | 7456 | Rate Constraint in lbs/MMBtu | FALSE | L | Annual | Allowances Banked | Thousand Tons | 0 | 0 | 0 | 0 | 0 | 0 | 0
NSR Shawnee 5-10 - SO2 Rate Annual v4.11 | 656 | 7456 | Rate Constraint in lbs/MMBtu | FALSE | L | Annual | Allowances Withdrawn (1:1) | Thousand Tons | 0 | 0 | 0 | 0 | 0 | 0 | 0
NSR Shawnee 5-10 - SO2 Rate Annual v4.11 | 656 | 7456 | Rate Constraint in lbs/MMBtu | FALSE | L | Annual | Allowances Withdrawn (1:n) | Thousand Tons | 0 | 0 | 0 | 0 | 0 | 0 | 0
NSR Shawnee 5-10 - SO2 Rate Annual v4.11 | 656 | 7456 | Rate Constraint in lbs/MMBtu | FALSE | L | Annual | Total | Thousand Tons | 14.7398 | 17.4653 | 21.654 | 21.654 | 18.1772 | 9.669 | 10.1384
NSR Shawnee 5-10 - SO2 Rate Annual v4.11 | 656 | 7456 | Rate Constraint in lbs/MMBtu | FALSE | L | Annual | Fuel Consumed | TBtu | 36.9925 | 43.8006 | 54.4042 | 54.4042 | 45.6691 | 43.5343 | 45.6691
NSR Shawnee 5-10 - SO2 Rate Annual v4.11 | 656 | 7456 | Rate Constraint in lbs/MMBtu | FALSE | L | Annual | Rate | lb/MMBtu | 0.79691 | 0.79749 | 0.79604 | 0.79604 | 0.79604 | 0.4442 | 0.44399
NSR Shawnee 5-10 - SO2 Rate Annual v4.11 | 656 | 7456 | Rate Constraint in lbs/MMBtu | FALSE | L | Annual | Generation | TWh | 3.1468 | 3.7259 | 4.6279 | 4.6279 | 3.8848 | 3.7032 | 3.8848
NSR Shawnee 5-10 - SO2 Rate Annual v4.11 | 656 | 7456 | Rate Constraint in lbs/MMBtu | FALSE | L | Annual | Qualifying Generation | TWh | 3.1468 | 3.7259 | 4.6279 | 4.6279 | 3.8848 | 3.7032 | 3.8848
NSR Shawnee 5-10 - SO2 Rate Annual v4.11 | 656 | 7456 | Rate Constraint in lbs/MMBtu | FALSE | L | Annual | Rate | lb/MWh | 9.3682 | 9.3751 | 9.3581 | 9.3581 | 9.3581 | 5.2219 | 5.2195
NSR Shawnee 5-10 - SO2 Rate Annual v4.11 | 656 | 7456 | Rate Constraint in lbs/MMBtu | FALSE | L | Annual | Constraint Shadow Price | US2022$/Ton | 0 | 0 | 0 | 0 | 0 | 0 | 0
NSR Tucson Electric - SO2 Cap Annual v4.0 | 657 | 7276 | Rate Constraint in MTons | FALSE | L | Annual | Seasons Included | Seasons | Winter, Spring, Summer, Fall | Winter, Spring, Summer, Fall | Winter, Spring, Summer, Fall | Winter, Spring, Summer, Fall | Winter, Spring, Summer, Fall | Winter, Spring, Summer, Fall | Winter, Spring, Summer, Fall
NSR Tucson Electric - SO2 Cap Annual v4.0 | 657 | 7276 | Rate Constraint in MTons | FALSE | L | Annual | Standard SO2 | Thousand Tons | 10.66 | 10.66 | 10.66 | 10.66 | 10.66 | 10.66 | 10.66
NSR Tucson Electric - SO2 Cap Annual v4.0 | 657 | 7276 | Rate Constraint in MTons | FALSE | L | Annual | Emissions at Affected Plants SO2 | Thousand Tons | 0.81486 | 10.4071 | 3.452 | 3.452 | 3.452 | 4.711 | 4.2
NSR Tucson Electric - SO2 Cap Annual v4.0 | 657 | 7276 | Rate Constraint in MTons | FALSE | L | Annual | Allowances Purchased SO2 | Thousand Tons | 0 | 0 | 0 | 0 | 0 | 0 | 0
NSR Tucson Electric - SO2 Cap Annual v4.0 | 657 | 7276 | Rate Constraint in MTons | FALSE | L | Annual | Allowances Sold SO2 | Thousand Tons | 0 | 0 | 0 | 0 | 0 | 0 | 0
NSR Tucson Electric - SO2 Cap Annual v4.0 | 657 | 7276 | Rate Constraint in MTons | FALSE | L | Annual | Allowances Banked | Thousand Tons | 0 | 0 | 0 | 0 | 0 | 0 | 0
NSR Tucson Electric - SO2 Cap Annual v4.0 | 657 | 7276 | Rate Constraint in MTons | FALSE | L | Annual | Allowances Withdrawn (1:1) | Thousand Tons | 0 | 0 | 0 | 0 | 0 | 0 | 0
NSR Tucson Electric - SO2 Cap Annual v4.0 | 657 | 7276 | Rate Constraint in MTons | FALSE | L | Annual | Allowances Withdrawn (1:n) | Thousand Tons | 0 | 0 | 0 | 0 | 0 | 0 | 0
NSR Tucson Electric - SO2 Cap Annual v4.0 | 657 | 7276 | Rate Constraint in MTons | FALSE | L | Annual | Total | Thousand Tons | 0.81486 | 10.4071 | 3.452 | 3.452 | 3.452 | 4.711 | 4.2
NSR Tucson Electric - SO2 Cap Annual v4.0 | 657 | 7276 | Rate Constraint in MTons | FALSE | L | Annual | Fuel Consumed | TBtu | 20.3861 | 78.2802 | 86.3621 | 86.3621 | 86.3621 | 86.3621 | 86.3621
NSR Tucson Electric - SO2 Cap Annual v4.0 | 657 | 7276 | Rate Constraint in MTons | FALSE | L | Annual | Rate | lb/MMBtu | 0.079943 | 0.26589 | 0.079943 | 0.079943 | 0.079943 | 0.1091 | 0.097265
NSR Tucson Electric - SO2 Cap Annual v4.0 | 657 | 7276 | Rate Constraint in MTons | FALSE | L | Annual | Generation | TWh | 1.9894 | 7.6401 | 8.4276 | 8.4276 | 8.4276 | 8.4276 | 8.4276
NSR Tucson Electric - SO2 Cap Annual v4.0 | 657 | 7276 | Rate Constraint in MTons | FALSE | L | Annual | Qualifying Generation | TWh | 1.9894 | 7.6401 | 8.4276 | 8.4276 | 8.4276 | 8.4276 | 8.4276
NSR Tucson Electric - SO2 Cap Annual v4.0 | 657 | 7276 | Rate Constraint in MTons | FALSE | L | Annual | Rate | lb/MWh | 0.81922 | 2.7243 | 0.81922 | 0.81922 | 0.81922 | 1.118 | 0.99673
NSR Tucson Electric - SO2 Cap Annual v4.0 | 657 | 7276 | Rate Constraint in MTons | FALSE | L | Annual | Constraint Shadow Price | US2022$/Ton | 0 | 0 | 0 | 0 | 0 | 0 | 0
NSR Tucson Electric NOx Cap Annual - v4.0 | 658 | 7277 | Rate Constraint in MTons | FALSE | L | Annual | Seasons Included | Seasons | Winter, Spring, Summer, Fall | Winter, Spring, Summer, Fall | Winter, Spring, Summer, Fall | Winter, Spring, Summer, Fall | Winter, Spring, Summer, Fall | Winter, Spring, Summer, Fall | Winter, Spring, Summer, Fall
NSR Tucson Electric NOx Cap Annual - v4.0 | 658 | 7277 | Rate Constraint in MTons | FALSE | L | Annual | Standard NOX | Thousand Tons | 8.94 | 8.94 | 8.94 | 8.94 | 8.94 | 8.94 | 8.94
NSR Tucson Electric NOx Cap Annual - v4.0 | 658 | 7277 | Rate Constraint in MTons | FALSE | L | Annual | Emissions at Affected Plants NOX | Thousand Tons | 1.0152 | 3.8318 | 4.3009 | 4.3009 | 4.3009 | 4.3009 | 4.3009
NSR Tucson Electric NOx Cap Annual - v4.0 | 658 | 7277 | Rate Constraint in MTons | FALSE | L | Annual | Allowances Purchased NOX | Thousand Tons | 0 | 0 | 0 | 0 | 0 | 0 | 0
NSR Tucson Electric NOx Cap Annual - v4.0 | 658 | 7277 | Rate Constraint in MTons | FALSE | L | Annual | Allowances Sold NOX | Thousand Tons | 0 | 0 | 0 | 0 | 0 | 0 | 0
NSR Tucson Electric NOx Cap Annual - v4.0 | 658 | 7277 | Rate Constraint in MTons | FALSE | L | Annual | Allowances Banked | Thousand Tons | 0 | 0 | 0 | 0 | 0 | 0 | 0
NSR Tucson Electric NOx Cap Annual - v4.0 | 658 | 7277 | Rate Constraint in MTons | FALSE | L | Annual | Allowances Withdrawn (1:1) | Thousand Tons | 0 | 0 | 0 | 0 | 0 | 0 | 0
NSR Tucson Electric NOx Cap Annual - v4.0 | 658 | 7277 | Rate Constraint in MTons | FALSE | L | Annual | Allowances Withdrawn (1:n) | Thousand Tons | 0 | 0 | 0 | 0 | 0 | 0 | 0
NSR Tucson Electric NOx Cap Annual - v4.0 | 658 | 7277 | Rate Constraint in MTons | FALSE | L | Annual | Total | Thousand Tons | 1.0152 | 3.8318 | 4.3009 | 4.3009 | 4.3009 | 4.3009 | 4.3009
NSR Tucson Electric NOx Cap Annual - v4.0 | 658 | 7277 | Rate Constraint in MTons | FALSE | L | Annual | Fuel Consumed | TBtu | 20.3861 | 78.2802 | 86.3621 | 86.3621 | 86.3621 | 86.3621 | 86.3621
NSR Tucson Electric NOx Cap Annual - v4.0 | 658 | 7277 | Rate Constraint in MTons | FALSE | L | Annual | Rate | lb/MMBtu | 0.099602 | 0.0979 | 0.099602 | 0.099602 | 0.099602 | 0.099602 | 0.099602
NSR Tucson Electric NOx Cap Annual - v4.0 | 658 | 7277 | Rate Constraint in MTons | FALSE | L | Annual | Generation | TWh | 1.9894 | 7.6401 | 8.4276 | 8.4276 | 8.4276 | 8.4276 | 8.4276
NSR Tucson Electric NOx Cap Annual - v4.0 | 658 | 7277 | Rate Constraint in MTons | FALSE | L | Annual | Qualifying Generation | TWh | 1.9894 | 7.6401 | 8.4276 | 8.4276 | 8.4276 | 8.4276 | 8.4276
NSR Tucson Electric NOx Cap Annual - v4.0 | 658 | 7277 | Rate Constraint in MTons | FALSE | L | Annual | Rate | lb/MWh | 1.0207 | 1.0031 | 1.0207 | 1.0207 | 1.0207 | 1.0207 | 1.0207
NSR Tucson Electric NOx Cap Annual - v4.0 | 658 | 7277 | Rate Constraint in MTons | FALSE | L | Annual | Constraint Shadow Price | US2022$/Ton | 0 | 0 | 0 | 0 | 0 | 0 | 0
NSR TVA System - NOX Cap Annual v4.11 | 659 | 7400 | Rate Constraint in MTons | FALSE | L | Annual | Seasons Included | Seasons | Winter, Spring, Summer, Fall | Winter, Spring, Summer, Fall | Winter, Spring, Summer, Fall | Winter, Spring, Summer, Fall | Winter, Spring, Summer, Fall | Winter, Spring, Summer, Fall | Winter, Spring, Summer, Fall
NSR TVA System - NOX Cap Annual v4.11 | 659 | 7400 | Rate Constraint in MTons | FALSE | L | Annual | Standard NOX | Thousand Tons | 52 | 52 | 52 | 52 | 52 | 52 | 52
NSR TVA System - NOX Cap Annual v4.11 | 659 | 7400 | Rate Constraint in MTons | FALSE | L | Annual | Emissions at Affected Plants NOX | Thousand Tons | 10.4894 | 9.3263 | 9.5154 | 9.5154 | 8.4253 | 7.7079 | 7.9876
NSR TVA System - NOX Cap Annual v4.11 | 659 | 7400 | Rate Constraint in MTons | FALSE | L | Annual | Allowances Purchased NOX | Thousand Tons | 0 | 0 | 0 | 0 | 0 | 0 | 0
NSR TVA System - NOX Cap Annual v4.11 | 659 | 7400 | Rate Constraint in MTons | FALSE | L | Annual | Allowances Sold NOX | Thousand Tons | 0 | 0 | 0 | 0 | 0 | 0 | 0
NSR TVA System - NOX Cap Annual v4.11 | 659 | 7400 | Rate Constraint in MTons | FALSE | L | Annual | Allowances Banked | Thousand Tons | 0 | 0 | 0 | 0 | 0 | 0 | 0
NSR TVA System - NOX Cap Annual v4.11 | 659 | 7400 | Rate Constraint in MTons | FALSE | L | Annual | Allowances Withdrawn (1:1) | Thousand Tons | 0 | 0 | 0 | 0 | 0 | 0 | 0
NSR TVA System - NOX Cap Annual v4.11 | 659 | 7400 | Rate Constraint in MTons | FALSE | L | Annual | Allowances Withdrawn (1:n) | Thousand Tons | 0 | 0 | 0 | 0 | 0 | 0 | 0
NSR TVA System - NOX Cap Annual v4.11 | 659 | 7400 | Rate Constraint in MTons | FALSE | L | Annual | Total | Thousand Tons | 10.4894 | 9.3263 | 9.5154 | 9.5154 | 8.4253 | 7.7079 | 7.9876
NSR TVA System - NOX Cap Annual v4.11 | 659 | 7400 | Rate Constraint in MTons | FALSE | L | Annual | Fuel Consumed | TBtu | 168.312 | 125.9196 | 97.8159 | 97.8159 | 86.7148 | 79.2771 | 82.1106
NSR TVA System - NOX Cap Annual v4.11 | 659 | 7400 | Rate Constraint in MTons | FALSE | L | Annual | Rate | lb/MMBtu | 0.12464 | 0.14813 | 0.19456 | 0.19456 | 0.19432 | 0.19445 | 0.19456
NSR TVA System - NOX Cap Annual v4.11 | 659 | 7400 | Rate Constraint in MTons | FALSE | L | Annual | Generation | TWh | 15.3338 | 10.9364 | 8.3302 | 8.3302 | 7.3853 | 6.7515 | 6.9927
NSR TVA System - NOX Cap Annual v4.11 | 659 | 7400 | Rate Constraint in MTons | FALSE | L | Annual | Qualifying Generation | TWh | 15.3338 | 10.9364 | 8.3302 | 8.3302 | 7.3853 | 6.7515 | 6.9927
NSR TVA System - NOX Cap Annual v4.11 | 659 | 7400 | Rate Constraint in MTons | FALSE | L | Annual | Rate | lb/MWh | 1.3681 | 1.7055 | 2.2846 | 2.2846 | 2.2816 | 2.2833 | 2.2846
NSR TVA System - NOX Cap Annual v4.11 | 659 | 7400 | Rate Constraint in MTons | FALSE | L | Annual | Constraint Shadow Price | US2022$/Ton | 0 | 0 | 0 | 0 | 0 | 0 | 0
NSR TVA System - SO2 Cap Annual v4.11 | 660 | 7399 | Rate Constraint in MTons | FALSE | L | Annual | Seasons Included | Seasons | Winter, Spring, Summer, Fall | Winter, Spring, Summer, Fall | Winter, Spring, Summer, Fall | Winter, Spring, Summer, Fall | Winter, Spring, Summer, Fall | Winter, Spring, Summer, Fall | Winter, Spring, Summer, Fall
NSR TVA System - SO2 Cap Annual v4.11 | 660 | 7399 | Rate Constraint in MTons | FALSE | L | Annual | Standard SO2 | Thousand Tons | 100 | 100 | 100 | 100 | 100 | 100 | 100
NSR TVA System - SO2 Cap Annual v4.11 | 660 | 7399 | Rate Constraint in MTons | FALSE | L | Annual | Emissions at Affected Plants SO2 | Thousand Tons | 26.3851 | 25.9603 | 29.5048 | 29.5048 | 25.5896 | 13.5255 | 14.1209
NSR TVA System - SO2 Cap Annual v4.11 | 660 | 7399 | Rate Constraint in MTons | FALSE | L | Annual | Allowances Purchased SO2 | Thousand Tons | 0 | 0 | 0 | 0 | 0 | 0 | 0
NSR TVA System - SO2 Cap Annual v4.11 | 660 | 7399 | Rate Constraint in MTons | FALSE | L | Annual | Allowances Sold SO2 | Thousand Tons | 0 | 0 | 0 | 0 | 0 | 0 | 0
NSR TVA System - SO2 Cap Annual v4.11 | 660 | 7399 | Rate Constraint in MTons | FALSE | L | Annual | Allowances Banked | Thousand Tons | 0 | 0 | 0 | 0 | 0 | 0 | 0
NSR TVA System - SO2 Cap Annual v4.11 | 660 | 7399 | Rate Constraint in MTons | FALSE | L | Annual | Allowances Withdrawn (1:1) | Thousand Tons | 0 | 0 | 0 | 0 | 0 | 0 | 0
NSR TVA System - SO2 Cap Annual v4.11 | 660 | 7399 | Rate Constraint in MTons | FALSE | L | Annual | Allowances Withdrawn (1:n) | Thousand Tons | 0 | 0 | 0 | 0 | 0 | 0 | 0
NSR TVA System - SO2 Cap Annual v4.11 | 660 | 7399 | Rate Constraint in MTons | FALSE | L | Annual | Total | Thousand Tons | 26.3851 | 25.9603 | 29.5048 | 29.5048 | 25.5896 | 13.5255 | 14.1209
NSR TVA System - SO2 Cap Annual v4.11 | 660 | 7399 | Rate Constraint in MTons | FALSE | L | Annual | Fuel Consumed | TBtu | 168.312 | 125.9196 | 97.8159 | 97.8159 | 86.7148 | 79.2771 | 82.1106
NSR TVA System - SO2 Cap Annual v4.11 | 660 | 7399 | Rate Constraint in MTons | FALSE | L | Annual | Rate | lb/MMBtu | 0.31353 | 0.41233 | 0.60327 | 0.60327 | 0.5902 | 0.34122 | 0.34395
NSR TVA System - SO2 Cap Annual v4.11 | 660 | 7399 | Rate Constraint in MTons | FALSE | L | Annual | Generation | TWh | 15.3338 | 10.9364 | 8.3302 | 8.3302 | 7.3853 | 6.7515 | 6.9927
NSR TVA System - SO2 Cap Annual v4.11 | 660 | 7399 | Rate Constraint in MTons | FALSE | L | Annual | Qualifying Generation | TWh | 15.3338 | 10.9364 | 8.3302 | 8.3302 | 7.3853 | 6.7515 | 6.9927
NSR TVA System - SO2 Cap Annual v4.11 | 660 | 7399 | Rate Constraint in MTons | FALSE | L | Annual | Rate | lb/MWh | 3.4414 | 4.7475 | 7.0839 | 7.0839 | 6.9298 | 4.0066 | 4.0388
NSR TVA System - SO2 Cap Annual v4.11 | 660 | 7399 | Rate Constraint in MTons | FALSE | L | Annual | Constraint Shadow Price | US2022$/Ton | 0 | 0 | 0 | 0 | 0 | 0 | 0
NSR Valley 1-4 - NOX Rate Annual v5.16 | 661 | 7429 | Rate Constraint in lbs/MMBtu | FALSE | L | Annual | Seasons Included | Seasons | Winter, Spring, Summer, Fall | Winter, Spring, Summer, Fall | Winter, Spring, Summer, Fall | Winter, Spring, Summer, Fall | Winter, Spring, Summer, Fall | Winter, Spring, Summer, Fall | Winter, Spring, Summer, Fall
NSR Valley 1-4 - NOX Rate Annual v5.16 | 661 | 7429 | Rate Constraint in lbs/MMBtu | FALSE | L | Annual | Standard NOX | lb/MMBtu | 0.08 | 0.08 | 0.08 | 0.08 | 0.08 | 0.08 | 0.08
NSR Valley 1-4 - NOX Rate Annual v5.16 | 661 | 7429 | Rate Constraint in lbs/MMBtu | FALSE | L | Annual | Emissions at Affected Plants NOX | Thousand Tons | 0.13924 | 0.13924 | 0 | 0 | 0 | 0 | 0
NSR Valley 1-4 - NOX Rate Annual v5.16 | 661 | 7429 | Rate Constraint in lbs/MMBtu | FALSE | L | Annual | Allowances Purchased NOX | Thousand Tons | 0 | 0 | 0 | 0 | 0 | 0 | 0
NSR Valley 1-4 - NOX Rate Annual v5.16 | 661 | 7429 | Rate Constraint in lbs/MMBtu | FALSE | L | Annual | Allowances Sold NOX | Thousand Tons | 0 | 0 | 0 | 0 | 0 | 0 | 0
NSR Valley 1-4 - NOX Rate Annual v5.16 | 661 | 7429 | Rate Constraint in lbs/MMBtu | FALSE | L | Annual | Allowances Banked | Thousand Tons | 0 | 0 | 0 | 0 | 0 | 0 | 0
NSR Valley 1-4 - NOX Rate Annual v5.16 | 661 | 7429 | Rate Constraint in lbs/MMBtu | FALSE | L | Annual | Allowances Withdrawn (1:1) | Thousand Tons | 0 | 0 | 0 | 0 | 0 | 0 | 0
NSR Valley 1-4 - NOX Rate Annual v5.16 | 661 | 7429 | Rate Constraint in lbs/MMBtu | FALSE | L | Annual | Allowances Withdrawn (1:n) | Thousand Tons | 0 | 0 | 0 | 0 | 0 | 0 | 0
NSR Valley 1-4 - NOX Rate Annual v5.16 | 661 | 7429 | Rate Constraint in lbs/MMBtu | FALSE | L | Annual | Total | Thousand Tons | 0.13924 | 0.13924 | 0 | 0 | 0 | 0 | 0
NSR Valley 1-4 - NOX Rate Annual v5.16 | 661 | 7429 | Rate Constraint in lbs/MMBtu | FALSE | L | Annual | Fuel Consumed | TBtu | 3.7717 | 3.7717 | 0 | 0 | 0 | 0 | 0
NSR Valley 1-4 - NOX Rate Annual v5.16 | 661 | 7429 | Rate Constraint in lbs/MMBtu | FALSE | L | Annual | Rate | lb/MMBtu | 0.073832 | 0.073832 | 0 | 0 | 0 | 0 | 0
NSR Valley 1-4 - NOX Rate Annual v5.16 | 661 | 7429 | Rate Constraint in lbs/MMBtu | FALSE | L | Annual | Generation | TWh | 0.39158 | 0.39158 | 0 | 0 | 0 | 0 | 0
NSR Valley 1-4 - NOX Rate Annual v5.16 | 661 | 7429 | Rate Constraint in lbs/MMBtu | FALSE | L | Annual | Qualifying Generation | TWh | 0.39158 | 0.39158 | 0 | 0 | 0 | 0 | 0
NSR Valley 1-4 - NOX Rate Annual v5.16 | 661 | 7429 | Rate Constraint in lbs/MMBtu | FALSE | L | Annual | Rate | lb/MWh | 0.71115 | 0.71115 | 0 | 0 | 0 | 0 | 0
NSR Valley 1-4 - NOX Rate Annual v5.16 | 661 | 7429 | Rate Constraint in lbs/MMBtu | FALSE | L | Annual | Constraint Shadow Price | US2022$/Ton | 0 | 0 | 0 | 0 | 0 | 0 | 0
NSR Valley 1-4 - SO2 Cap Annual v5.16 | 662 | 7428 | Rate Constraint in MTons | FALSE | L | Annual | Seasons Included | Seasons | Winter, Spring, Summer, Fall | Winter, Spring, Summer, Fall | Winter, Spring, Summer, Fall | Winter, Spring, Summer, Fall | Winter, Spring, Summer, Fall | Winter, Spring, Summer, Fall | Winter, Spring, Summer, Fall
NSR Valley 1-4 - SO2 Cap Annual v5.16 | 662 | 7428 | Rate Constraint in MTons | FALSE | L | Annual | Standard SO2 | Thousand Tons | 0.0095 | 0.0095 | 0.0095 | 0.0095 | 0.0095 | 0.0095 | 0.0095
NSR Valley 1-4 - SO2 Cap Annual v5.16 | 662 | 7428 | Rate Constraint in MTons | FALSE | L | Annual | Emissions at Affected Plants SO2 | Thousand Tons | 0 | 0 | 0 | 0 | 0 | 0 | 0
NSR Valley 1-4 - SO2 Cap Annual v5.16 | 662 | 7428 | Rate Constraint in MTons | FALSE | L | Annual | Allowances Purchased SO2 | Thousand Tons | 0 | 0 | 0 | 0 | 0 | 0 | 0
NSR Valley 1-4 - SO2 Cap Annual v5.16 | 662 | 7428 | Rate Constraint in MTons | FALSE | L | Annual | Allowances Sold SO2 | Thousand Tons | 0 | 0 | 0 | 0 | 0 | 0 | 0
NSR Valley 1-4 - SO2 Cap Annual v5.16 | 662 | 7428 | Rate Constraint in MTons | FALSE | L | Annual | Allowances Banked | Thousand Tons | 0 | 0 | 0 | 0 | 0 | 0 | 0
NSR Valley 1-4 - SO2 Cap Annual v5.16 | 662 | 7428 | Rate Constraint in MTons | FALSE | L | Annual | Allowances Withdrawn (1:1) | Thousand Tons | 0 | 0 | 0 | 0 | 0 | 0 | 0
NSR Valley 1-4 - SO2 Cap Annual v5.16 | 662 | 7428 | Rate Constraint in MTons | FALSE | L | Annual | Allowances Withdrawn (1:n) | Thousand Tons | 0 | 0 | 0 | 0 | 0 | 0 | 0
NSR Valley 1-4 - SO2 Cap Annual v5.16 | 662 | 7428 | Rate Constraint in MTons | FALSE | L | Annual | Total | Thousand Tons | 0 | 0 | 0 | 0 | 0 | 0 | 0
NSR Valley 1-4 - SO2 Cap Annual v5.16 | 662 | 7428 | Rate Constraint in MTons | FALSE | L | Annual | Fuel Consumed | TBtu | 3.7717 | 3.7717 | 0 | 0 | 0 | 0 | 0
NSR Valley 1-4 - SO2 Cap Annual v5.16 | 662 | 7428 | Rate Constraint in MTons | FALSE | L | Annual | Rate | lb/MMBtu | 0 | 0 | 0 | 0 | 0 | 0 | 0
NSR Valley 1-4 - SO2 Cap Annual v5.16 | 662 | 7428 | Rate Constraint in MTons | FALSE | L | Annual | Generation | TWh | 0.39158 | 0.39158 | 0 | 0 | 0 | 0 | 0
NSR Valley 1-4 - SO2 Cap Annual v5.16 | 662 | 7428 | Rate Constraint in MTons | FALSE | L | Annual | Qualifying Generation | TWh | 0.39158 | 0.39158 | 0 | 0 | 0 | 0 | 0
NSR Valley 1-4 - SO2 Cap Annual v5.16 | 662 | 7428 | Rate Constraint in MTons | FALSE | L | Annual | Rate | lb/MWh | 0 | 0 | 0 | 0 | 0 | 0 | 0
NSR Valley 1-4 - SO2 Cap Annual v5.16 | 662 | 7428 | Rate Constraint in MTons | FALSE | L | Annual | Constraint Shadow Price | US2022$/Ton | 0 | 0 | 0 | 0 | 0 | 0 | 0
NSR WEPCO Settlement - NOX Cap Annual v3.1 | 663 | 7401 | Rate Constraint in MTons | FALSE | L | Annual | Seasons Included | Seasons | Winter, Spring, Summer, Fall | Winter, Spring, Summer, Fall | Winter, Spring, Summer, Fall | Winter, Spring, Summer, Fall | Winter, Spring, Summer, Fall | Winter, Spring, Summer, Fall | Winter, Spring, Summer, Fall
NSR WEPCO Settlement - NOX Cap Annual v3.1 | 663 | 7401 | Rate Constraint in MTons | FALSE | L | Annual | Standard NOX | Thousand Tons | 17.4 | 17.4 | 17.4 | 17.4 | 17.4 | 17.4 | 17.4
NSR WEPCO Settlement - NOX Cap Annual v3.1 | 663 | 7401 | Rate Constraint in MTons | FALSE | L | Annual | Emissions at Affected Plants NOX | Thousand Tons | 0.13924 | 0.13924 | 0 | 0 | 0 | 0 | 0
NSR WEPCO Settlement - NOX Cap Annual v3.1 | 663 | 7401 | Rate Constraint in MTons | FALSE | L | Annual | Allowances Purchased NOX | Thousand Tons | 0 | 0 | 0 | 0 | 0 | 0 | 0
NSR WEPCO Settlement - NOX Cap Annual v3.1 | 663 | 7401 | Rate Constraint in MTons | FALSE | L | Annual | Allowances Sold NOX | Thousand Tons | 0 | 0 | 0 | 0 | 0 | 0 | 0
NSR WEPCO Settlement - NOX Cap Annual v3.1 | 663 | 7401 | Rate Constraint in MTons | FALSE | L | Annual | Allowances Banked | Thousand Tons | 0 | 0 | 0 | 0 | 0 | 0 | 0
NSR WEPCO Settlement - NOX Cap Annual v3.1 | 663 | 7401 | Rate Constraint in MTons | FALSE | L | Annual | Allowances Withdrawn (1:1) | Thousand Tons | 0 | 0 | 0 | 0 | 0 | 0 | 0
NSR WEPCO Settlement - NOX Cap Annual v3.1 | 663 | 7401 | Rate Constraint in MTons | FALSE | L | Annual | Allowances Withdrawn (1:n) | Thousand Tons | 0 | 0 | 0 | 0 | 0 | 0 | 0
NSR WEPCO Settlement - NOX Cap Annual v3.1 | 663 | 7401 | Rate Constraint in MTons | FALSE | L | Annual | Total | Thousand Tons | 0.13924 | 0.13924 | 0 | 0 | 0 | 0 | 0
NSR WEPCO Settlement - NOX Cap Annual v3.1 | 663 | 7401 | Rate Constraint in MTons | FALSE | L | Annual | Fuel Consumed | TBtu | 3.7717 | 3.7717 | 0 | 0 | 0 | 0 | 0
NSR WEPCO Settlement - NOX Cap Annual v3.1 | 663 | 7401 | Rate Constraint in MTons | FALSE | L | Annual | Rate | lb/MMBtu | 0.073832 | 0.073832 | 0 | 0 | 0 | 0 | 0
NSR WEPCO Settlement - NOX Cap Annual v3.1 | 663 | 7401 | Rate Constraint in MTons | FALSE | L | Annual | Generation | TWh | 0.39158 | 0.39158 | 0 | 0 | 0 | 0 | 0
NSR WEPCO Settlement - NOX Cap Annual v3.1 | 663 | 7401 | Rate Constraint in MTons | FALSE | L | Annual | Qualifying Generation | TWh | 0.39158 | 0.39158 | 0 | 0 | 0 | 0 | 0
NSR WEPCO Settlement - NOX Cap Annual v3.1 | 663 | 7401 | Rate Constraint in MTons | FALSE | L | Annual | Rate | lb/MWh | 0.71115 | 0.71115 | 0 | 0 | 0 | 0 | 0
NSR WEPCO Settlement - NOX Cap Annual v3.1 | 663 | 7401 | Rate Constraint in MTons | FALSE | L | Annual | Constraint Shadow Price | US2022$/Ton | 0 | 0 | 0 | 0 | 0 | 0 | 0
NSR WEPCO Settlement - NOX Rate Annual v3.1 | 664 | 7402 | Rate Constraint in lbs/MMBtu | FALSE | L | Annual | Seasons Included | Seasons | Winter, Spring, Summer, Fall | Winter, Spring, Summer, Fall | Winter, Spring, Summer, Fall | Winter, Spring, Summer, Fall | Winter, Spring, Summer, Fall | Winter, Spring, Summer, Fall | Winter, Spring, Summer, Fall
NSR WEPCO Settlement - NOX Rate Annual v3.1 | 664 | 7402 | Rate Constraint in lbs/MMBtu | FALSE | L | Annual | Standard NOX | lb/MMBtu | 0.17 | 0.17 | 0.17 | 0.17 | 0.17 | 0.17 | 0.17
NSR WEPCO Settlement - NOX Rate Annual v3.1 | 664 | 7402 | Rate Constraint in lbs/MMBtu | FALSE | L | Annual | Emissions at Affected Plants NOX | Thousand Tons | 0.13924 | 0.13924 | 0 | 0 | 0 | 0 | 0
NSR WEPCO Settlement - NOX Rate Annual v3.1 | 664 | 7402 | Rate Constraint in lbs/MMBtu | FALSE | L | Annual | Allowances Purchased NOX | Thousand Tons | 0 | 0 | 0 | 0 | 0 | 0 | 0
NSR WEPCO Settlement - NOX Rate Annual v3.1 | 664 | 7402 | Rate Constraint in lbs/MMBtu | FALSE | L | Annual | Allowances Sold NOX | Thousand Tons | 0 | 0 | 0 | 0 | 0 | 0 | 0
NSR WEPCO Settlement - NOX Rate Annual v3.1 | 664 | 7402 | Rate Constraint in lbs/MMBtu | FALSE | L | Annual | Allowances Banked | Thousand Tons | 0 | 0 | 0 | 0 | 0 | 0 | 0
NSR WEPCO Settlement - NOX Rate Annual v3.1 | 664 | 7402 | Rate Constraint in lbs/MMBtu | FALSE | L | Annual | Allowances Withdrawn (1:1) | Thousand Tons | 0 | 0 | 0 | 0 | 0 | 0 | 0
NSR WEPCO Settlement - NOX Rate Annual v3.1 | 664 | 7402 | Rate Constraint in lbs/MMBtu | FALSE | L | Annual | Allowances Withdrawn (1:n) | Thousand Tons | 0 | 0 | 0 | 0 | 0 | 0 | 0
NSR WEPCO Settlement - NOX Rate Annual v3.1 | 664 | 7402 | Rate Constraint in lbs/MMBtu | FALSE | L | Annual | Total | Thousand Tons | 0.13924 | 0.13924 | 0 | 0 | 0 | 0 | 0
NSR WEPCO Settlement - NOX Rate Annual v3.1 | 664 | 7402 | Rate Constraint in lbs/MMBtu | FALSE | L | Annual | Fuel Consumed | TBtu | 3.7717 | 3.7717 | 0 | 0 | 0 | 0 | 0
NSR WEPCO Settlement - NOX Rate Annual v3.1 | 664 | 7402 | Rate Constraint in lbs/MMBtu | FALSE | L | Annual | Rate | lb/MMBtu | 0.073832 | 0.073832 | 0 | 0 | 0 | 0 | 0
NSR WEPCO Settlement - NOX Rate Annual v3.1 | 664 | 7402 | Rate Constraint in lbs/MMBtu | FALSE | L | Annual | Generation | TWh | 0.39158 | 0.39158 | 0 | 0 | 0 | 0 | 0
NSR WEPCO Settlement - NOX Rate Annual v3.1 | 664 | 7402 | Rate Constraint in lbs/MMBtu | FALSE | L | Annual | Qualifying Generation | TWh | 0.39158 | 0.39158 | 0 | 0 | 0 | 0 | 0
NSR WEPCO Settlement - NOX Rate Annual v3.1 | 664 | 7402 | Rate Constraint in lbs/MMBtu | FALSE | L | Annual | Rate | lb/MWh | 0.71115 | 0.71115 | 0 | 0 | 0 | 0 | 0
NSR WEPCO Settlement - NOX Rate Annual v3.1 | 664 | 7402 | Rate Constraint in lbs/MMBtu | FALSE | L | Annual | Constraint Shadow Price | US2022$/Ton | 0 | 0 | 0 | 0 | 0 | 0 | 0
NSR WEPCO Settlement - SO2 Cap Annual v3.1 | 665 | 7403 | Rate Constraint in MTons | FALSE | L | Annual | Seasons Included | Seasons | Winter, Spring, Summer, Fall | Winter, Spring, Summer, Fall | Winter, Spring, Summer, Fall | Winter, Spring, Summer, Fall | Winter, Spring, Summer, Fall | Winter, Spring, Summer, Fall | Winter, Spring, Summer, Fall
NSR WEPCO Settlement - SO2 Cap Annual v3.1 | 665 | 7403 | Rate Constraint in MTons | FALSE | L | Annual | Standard SO2 | Thousand Tons | 33.3 | 33.3 | 33.3 | 33.3 | 33.3 | 33.3 | 33.3
NSR WEPCO Settlement - SO2 Cap Annual v3.1 | 665 | 7403 | Rate Constraint in MTons | FALSE | L | Annual | Emissions at Affected Plants SO2 | Thousand Tons | 0 | 0 | 0 | 0 | 0 | 0 | 0
NSR WEPCO Settlement - SO2 Cap Annual v3.1 | 665 | 7403 | Rate Constraint in MTons | FALSE | L | Annual | Allowances Purchased SO2 | Thousand Tons | 0 | 0 | 0 | 0 | 0 | 0 | 0
NSR WEPCO Settlement - SO2 Cap Annual v3.1 | 665 | 7403 | Rate Constraint in MTons | FALSE | L | Annual | Allowances Sold SO2 | Thousand Tons | 0 | 0 | 0 | 0 | 0 | 0 | 0
NSR WEPCO Settlement - SO2 Cap Annual v3.1 | 665 | 7403 | Rate Constraint in MTons | FALSE | L | Annual | Allowances Banked | Thousand Tons | 0 | 0 | 0 | 0 | 0 | 0 | 0
NSR WEPCO Settlement - SO2 Cap Annual v3.1 | 665 | 7403 | Rate Constraint in MTons | FALSE | L | Annual | Allowances Withdrawn (1:1) | Thousand Tons | 0 | 0 | 0 | 0 | 0 | 0 | 0
NSR WEPCO Settlement - SO2 Cap Annual v3.1 | 665 | 7403 | Rate Constraint in MTons | FALSE | L | Annual | Allowances Withdrawn (1:n) | Thousand Tons | 0 | 0 | 0 | 0 | 0 | 0 | 0
NSR WEPCO Settlement - SO2 Cap Annual v3.1 | 665 | 7403 | Rate Constraint in MTons | FALSE | L | Annual | Total | Thousand Tons | 0 | 0 | 0 | 0 | 0 | 0 | 0
NSR WEPCO Settlement - SO2 Cap Annual v3.1 | 665 | 7403 | Rate Constraint in MTons | FALSE | L | Annual | Fuel Consumed | TBtu | 3.7717 | 3.7717 | 0 | 0 | 0 | 0 | 0
NSR WEPCO Settlement - SO2 Cap Annual v3.1 | 665 | 7403 | Rate Constraint in MTons | FALSE | L | Annual | Rate | lb/MMBtu | 0 | 0 | 0 | 0 | 0 | 0 | 0
NSR WEPCO Settlement - SO2 Cap Annual v3.1 | 665 | 7403 | Rate Constraint in MTons | FALSE | L | Annual | Generation | TWh | 0.39158 | 0.39158 | 0 | 0 | 0 | 0 | 0
NSR WEPCO Settlement - SO2 Cap Annual v3.1 | 665 | 7403 | Rate Constraint in MTons | FALSE | L | Annual | Qualifying Generation | TWh | 0.39158 | 0.39158 | 0 | 0 | 0 | 0 | 0
NSR WEPCO Settlement - SO2 Cap Annual v3.1 | 665 | 7403 | Rate Constraint in MTons | FALSE | L | Annual | Rate | lb/MWh | 0 | 0 | 0 | 0 | 0 | 0 | 0
NSR WEPCO Settlement - SO2 Cap Annual v3.1 | 665 | 7403 | Rate Constraint in MTons | FALSE | L | Annual | Constraint Shadow Price | US2022$/Ton | 0 | 0 | 0 | 0 | 0 | 0 | 0
NSR WEPCO Settlement - SO2 Rate Annual v3.1 | 666 | 7404 | Rate Constraint in lbs/MMBtu | FALSE | L | Annual | Seasons Included | Seasons | Winter, Spring, Summer, Fall | Winter, Spring, Summer, Fall | Winter, Spring, Summer, Fall | Winter, Spring, Summer, Fall | Winter, Spring, Summer, Fall | Winter, Spring, Summer, Fall | Winter, Spring, Summer, Fall
NSR WEPCO Settlement - SO2 Rate Annual v3.1 | 666 | 7404 | Rate Constraint in lbs/MMBtu | FALSE | L | Annual | Standard SO2 | lb/MMBtu | 0.32 | 0.32 | 0.32 | 0.32 | 0.32 | 0.32 | 0.32
NSR WEPCO Settlement - SO2 Rate Annual v3.1 | 666 | 7404 | Rate Constraint in lbs/MMBtu | FALSE | L | Annual | Emissions at Affected Plants SO2 | Thousand Tons | 0 | 0 | 0 | 0 | 0 | 0 | 0
NSR WEPCO Settlement - SO2 Rate Annual v3.1 | 666 | 7404 | Rate Constraint in lbs/MMBtu | FALSE | L | Annual | Allowances Purchased SO2 | Thousand Tons | 0 | 0 | 0 | 0 | 0 | 0 | 0
NSR WEPCO Settlement - SO2 Rate Annual v3.1 | 666 | 7404 | Rate Constraint in lbs/MMBtu | FALSE | L | Annual | Allowances Sold SO2 | Thousand Tons | 0 | 0 | 0 | 0 | 0 | 0 | 0
NSR WEPCO Settlement - SO2 Rate Annual v3.1 | 666 | 7404 | Rate Constraint in lbs/MMBtu | FALSE | L | Annual | Allowances Banked | Thousand Tons | 0 | 0 | 0 | 0 | 0 | 0 | 0
NSR WEPCO Settlement - SO2 Rate Annual v3.1 | 666 | 7404 | Rate Constraint in lbs/MMBtu | FALSE | L | Annual | Allowances Withdrawn (1:1) | Thousand Tons | 0 | 0 | 0 | 0 | 0 | 0 | 0
NSR WEPCO Settlement - SO2 Rate Annual v3.1 | 666 | 7404 | Rate Constraint in lbs/MMBtu | FALSE | L | Annual | Allowances Withdrawn (1:n) | Thousand Tons | 0 | 0 | 0 | 0 | 0 | 0 | 0
NSR WEPCO Settlement - SO2 Rate Annual v3.1 | 666 | 7404 | Rate Constraint in lbs/MMBtu | FALSE | L | Annual | Total | Thousand Tons | 0 | 0 | 0 | 0 | 0 | 0 | 0
NSR WEPCO Settlement - SO2 Rate Annual v3.1 | 666 | 7404 | Rate Constraint in lbs/MMBtu | FALSE | L | Annual | Fuel Consumed | TBtu | 3.7717 | 3.7717 | 0 | 0 | 0 | 0 | 0
NSR WEPCO Settlement - SO2 Rate Annual v3.1 | 666 | 7404 | Rate Constraint in lbs/MMBtu | FALSE | L | Annual | Rate | lb/MMBtu | 0 | 0 | 0 | 0 | 0 | 0 | 0
NSR WEPCO Settlement - SO2 Rate Annual v3.1 | 666 | 7404 | Rate Constraint in lbs/MMBtu | FALSE | L | Annual | Generation | TWh | 0.39158 | 0.39158 | 0 | 0 | 0 | 0 | 0
NSR WEPCO Settlement - SO2 Rate Annual v3.1 | 666 | 7404 | Rate Constraint in lbs/MMBtu | FALSE | L | Annual | Qualifying Generation | TWh | 0.39158 | 0.39158 | 0 | 0 | 0 | 0 | 0
NSR WEPCO Settlement - SO2 Rate Annual v3.1 | 666 | 7404 | Rate Constraint in lbs/MMBtu | FALSE | L | Annual | Rate | lb/MWh | 0 | 0 | 0 | 0 | 0 | 0 | 0
NSR WEPCO Settlement - SO2 Rate Annual v3.1 | 666 | 7404 | Rate Constraint in lbs/MMBtu | FALSE | L | Annual | Constraint Shadow Price | US2022$/Ton | 0 | 0 | 0 | 0 | 0 | 0 | 0
NSR Westar Consent - NOX Cap Annual v4.10 | 667 | 7405 | Rate Constraint in MTons | FALSE | L | Annual | Seasons Included | Seasons | Winter, Spring, Summer, Fall | Winter, Spring, Summer, Fall | Winter, Spring, Summer, Fall | Winter, Spring, Summer, Fall | Winter, Spring, Summer, Fall | Winter, Spring, Summer, Fall | Winter, Spring, Summer, Fall
NSR Westar Consent - NOX Cap Annual v4.10 | 667 | 7405 | Rate Constraint in MTons | FALSE | L | Annual | Standard NOX | Thousand Tons | 9.6 | 9.6 | 9.6 | 9.6 | 9.6 | 9.6 | 9.6
NSR Westar Consent - NOX Cap Annual v4.10 | 667 | 7405 | Rate Constraint in MTons | FALSE | L | Annual | Emissions at Affected Plants NOX | Thousand Tons | 5.4546 | 6.1944 | 6.1944 | 5.6258 | 4.2236 | 3.3899 | 3.3032
NSR Westar Consent - NOX Cap Annual v4.10 | 667 | 7405 | Rate Constraint in MTons | FALSE | L | Annual | Allowances Purchased NOX | Thousand Tons | 0 | 0 | 0 | 0 | 0 | 0 | 0
NSR Westar Consent - NOX Cap Annual v4.10 | 667 | 7405 | Rate Constraint in MTons | FALSE | L | Annual | Allowances Sold NOX | Thousand Tons | 0 | 0 | 0 | 0 | 0 | 0 | 0
NSR Westar Consent - NOX Cap Annual v4.10 | 667 | 7405 | Rate Constraint in MTons | FALSE | L | Annual | Allowances Banked | Thousand Tons | 0 | 0 | 0 | 0 | 0 | 0 | 0
NSR Westar Consent - NOX Cap Annual v4.10 | 667 | 7405 | Rate Constraint in MTons | FALSE | L | Annual | Allowances Withdrawn (1:1) | Thousand Tons | 0 | 0 | 0 | 0 | 0 | 0 | 0
NSR Westar Consent - NOX Cap Annual v4.10 | 667 | 7405 | Rate Constraint in MTons | FALSE | L | Annual | Allowances Withdrawn (1:n) | Thousand Tons | 0 | 0 | 0 | 0 | 0 | 0 | 0
NSR Westar Consent - NOX Cap Annual v4.10 | 667 | 7405 | Rate Constraint in MTons | FALSE | L | Annual | Total | Thousand Tons | 5.4546 | 6.1944 | 6.1944 | 5.6258 | 4.2236 | 3.3899 | 3.3032
NSR Westar Consent - NOX Cap Annual v4.10 | 667 | 7405 | Rate Constraint in MTons | FALSE | L | Annual | Fuel Consumed | TBtu | 139.7103 | 154.5066 | 154.5066 | 143.9138 | 84.4712 | 68.6499 | 67.6419
NSR Westar Consent - NOX Cap Annual v4.10 | 667 | 7405 | Rate Constraint in MTons | FALSE | L | Annual | Rate | lb/MMBtu | 0.078084 | 0.080183 | 0.080183 | 0.078183 | 0.1 | 0.09876 | 0.097666
NSR Westar Consent - NOX Cap Annual v4.10 | 667 | 7405 | Rate Constraint in MTons | FALSE | L | Annual | Generation | TWh | 12.5779 | 13.9017 | 12.2134 | 11.2645 | 7.5575 | 6.1418 | 6.0506
NSR Westar Consent - NOX Cap Annual v4.10 | 667 | 7405 | Rate Constraint in MTons | FALSE | L | Annual | Qualifying Generation | TWh | 12.5779 | 13.9017 | 12.2134 | 11.2645 | 7.5575 | 6.1418 | 6.0506
NSR Westar Consent - NOX Cap Annual v4.10 | 667 | 7405 | Rate Constraint in MTons | FALSE | L | Annual | Rate | lb/MWh | 0.86732 | 0.89117 | 1.0144 | 0.99886 | 1.1177 | 1.1039 | 1.0919
NSR Westar Consent - NOX Cap Annual v4.10 | 667 | 7405 | Rate Constraint in MTons | FALSE | L | Annual | Constraint Shadow Price | US2022$/Ton | 0 | 0 | 0 | 0 | 0 | 0 | 0
NSR Westar Consent - NOX Rate Annual v4.10, Unit 2516 and retrofits | 668 | 7406 | Rate Constraint in lbs/MMBtu | FALSE | L | Annual | Seasons Included | Seasons | Winter, Spring, Summer, Fall | Winter, Spring, Summer, Fall | Winter, Spring, Summer, Fall | Winter, Spring, Summer, Fall | Winter, Spring, Summer, Fall | Winter, Spring, Summer, Fall | Winter, Spring, Summer, Fall
NSR Westar Consent - NOX Rate Annual v4.10, Unit 2516 and retrofits | 668 | 7406 | Rate Constraint in lbs/MMBtu | FALSE | L | Annual | Standard NOX | lb/MMBtu | 0.1 | 0.1 | 0.1 | 0.1 | 0.1 | 0.1 | 0.1
NSR Westar Consent - NOX Rate Annual v4.10, Unit 2516 and retrofits | 668 | 7406 | Rate Constraint in lbs/MMBtu | FALSE | L | Annual | Emissions at Affected Plants NOX | Thousand Tons | 1.0172 | 1.0172 | 1.0172 | 1.0172 | 0 | 0 | 0
NSR Westar Consent - NOX Rate Annual v4.10, Unit 2516 and retrofits | 668 | 7406 | Rate Constraint in lbs/MMBtu | FALSE | L | Annual | Allowances Purchased NOX | Thousand Tons | 0 | 0 | 0 | 0 | 0 | 0 | 0
NSR Westar Consent - NOX Rate Annual v4.10, Unit 2516 and retrofits | 668 | 7406 | Rate Constraint in lbs/MMBtu | FALSE | L | Annual | Allowances Sold NOX | Thousand Tons | 0 | 0 | 0 | 0 | 0 | 0 | 0
NSR Westar Consent - NOX Rate Annual v4.10, Unit 2516 and retrofits | 668 | 7406 | Rate Constraint in lbs/MMBtu | FALSE | L | Annual | Allowances Banked | Thousand Tons | 0 | 0 | 0 | 0 | 0 | 0 | 0
NSR Westar Consent - NOX Rate Annual v4.10, Unit 2516 and retrofits | 668 | 7406 | Rate Constraint in lbs/MMBtu | FALSE | L | Annual | Allowances Withdrawn (1:1) | Thousand Tons | 0 | 0 | 0 | 0 | 0 | 0 | 0
NSR Westar Consent - NOX Rate Annual v4.10, Unit 2516 and retrofits | 668 | 7406 | Rate Constraint in lbs/MMBtu | FALSE | L | Annual | Allowances Withdrawn (1:n) | Thousand Tons | 0 | 0 | 0 | 0 | 0 | 0 | 0
NSR Westar Consent - NOX Rate Annual v4.10, Unit 2516 and retrofits | 668 | 7406 | Rate Constraint in lbs/MMBtu | FALSE | L | Annual | Total | Thousand Tons | 1.0172 | 1.0172 | 1.0172 | 1.0172 | 0 | 0 | 0
NSR Westar Consent - NOX Rate Annual v4.10, Unit 2516 and retrofits | 668 | 7406 | Rate Constraint in lbs/MMBtu | FALSE | L | Annual | Fuel Consumed | TBtu | 50.9634 | 50.9634 | 50.9634 | 50.9634 | 0 | 0 | 0
NSR Westar Consent - NOX Rate Annual v4.10, Unit 2516 and retrofits | 668 | 7406 | Rate Constraint in lbs/MMBtu | FALSE | L | Annual | Rate | lb/MMBtu | 0.03992 | 0.03992 | 0.03992 | 0.03992 | 0 | 0 | 0
NSR Westar Consent - NOX Rate Annual v4.10, Unit 2516 and retrofits | 668 | 7406 | Rate Constraint in lbs/MMBtu | FALSE | L | Annual | Generation | TWh | 4.6373 | 4.6373 | 3.0209 | 3.0209 | 0 | 0 | 0
NSR Westar Consent - NOX Rate Annual v4.10, Unit 2516 and retrofits | 668 | 7406 | Rate Constraint in lbs/MMBtu | FALSE | L | Annual | Qualifying Generation | TWh | 4.6373 | 4.6373 | 3.0209 | 3.0209 | 0 | 0 | 0
NSR Westar Consent - NOX Rate Annual v4.10, Unit 2516 and retrofits | 668 | 7406 | Rate Constraint in lbs/MMBtu | FALSE | L | Annual | Rate | lb/MWh | 0.43872 | 0.43872 | 0.67347 | 0.67347 | 0 | 0 | 0
NSR Westar Consent - NOX Rate Annual v4.10, Unit 2516 and retrofits | 668 | 7406 | Rate Constraint in lbs/MMBtu | FALSE | L | Annual | Constraint Shadow Price | US2022$/Ton | 0 | 0 | 0 | 0 | 0 | 0 | 0
NSR Westar Consent - NOX Rate Annual v4.10, Unit 2530 and retrofits | 669 | 7406 | Rate Constraint in lbs/MMBtu | FALSE | L | Annual | Seasons Included | Seasons | Winter, Spring, Summer, Fall | Winter, Spring, Summer, Fall | Winter, Spring, Summer, Fall | Winter, Spring, Summer, Fall | Winter, Spring, Summer, Fall | Winter, Spring, Summer, Fall | Winter, Spring, Summer, Fall
NSR Westar Consent - NOX Rate Annual v4.10, Unit 2530 and retrofits | 669 | 7406 | Rate Constraint in lbs/MMBtu | FALSE | L | Annual | Standard NOX | lb/MMBtu | 0.1 | 0.1 | 0.1 | 0.1 | 0.1 | 0.1 | 0.1
NSR Westar Consent - NOX Rate Annual v4.10, Unit 2530 and retrofits | 669 | 7406 | Rate Constraint in lbs/MMBtu | FALSE | L | Annual | Emissions at Affected Plants NOX | Thousand Tons | 2.2094 | 2.5884 | 2.5884 | 2.3954 | 2.1739 | 1.6804 | 1.6917
NSR Westar Consent - NOX Rate Annual v4.10, Unit 2530 and retrofits | 669 | 7406 | Rate Constraint in lbs/MMBtu | FALSE | L | Annual | Allowances Purchased NOX | Thousand Tons | 0 | 0 | 0 | 0 | 0 | 0 | 0
NSR Westar Consent - NOX Rate Annual v4.10, Unit 2530 and retrofits | 669 | 7406 | Rate Constraint in lbs/MMBtu | FALSE | L | Annual | Allowances Sold NOX | Thousand Tons | 0 | 0 | 0 | 0 | 0 | 0 | 0
NSR Westar Consent - NOX Rate Annual v4.10, Unit 2530 and retrofits | 669 | 7406 | Rate Constraint in lbs/MMBtu | FALSE | L | Annual | Allowances Banked | Thousand Tons | 0 | 0 | 0 | 0 | 0 | 0 | 0
NSR Westar Consent - NOX Rate Annual v4.10, Unit 2530 and retrofits | 669 | 7406 | Rate Constraint in lbs/MMBtu | FALSE | L | Annual | Allowances Withdrawn (1:1) | Thousand Tons | 0 | 0 | 0 | 0 | 0 | 0 | 0
NSR Westar Consent - NOX Rate Annual v4.10, Unit 2530 and retrofits | 669 | 7406 | Rate Constraint in lbs/MMBtu | FALSE | L | Annual | Allowances Withdrawn (1:n) | Thousand Tons | 0 | 0 | 0 | 0 | 0 | 0 | 0
NSR Westar Consent - NOX Rate Annual v4.10, Unit 2530 and retrofits | 669 | 7406 | Rate Constraint in lbs/MMBtu | FALSE | L | Annual | Total | Thousand Tons | 2.2094 | 2.5884 | 2.5884 | 2.3954 | 2.1739 | 1.6804 | 1.6917
NSR Westar Consent - NOX Rate Annual v4.10, Unit 2530 and retrofits | 669 | 7406 | Rate Constraint in lbs/MMBtu | FALSE | L | Annual | Fuel Consumed | TBtu | 44.188 | 51.7671 | 51.7671 | 47.9079 | 43.478 | 34.4583 | 35.0562
NSR Westar Consent - NOX Rate Annual v4.10, Unit 2530 and retrofits | 669 | 7406 | Rate Constraint in lbs/MMBtu | FALSE | L | Annual | Rate | lb/MMBtu | 0.1 | 0.1 | 0.1 | 0.1 | 0.1 | 0.09753 | 0.096514
NSR Westar Consent - NOX Rate Annual v4.10, Unit 2530 and retrofits | 669 | 7406 | Rate Constraint in lbs/MMBtu | FALSE | L | Annual | Generation | TWh | 3.9447 | 4.6213 | 4.6213 | 4.2768 | 3.8814 | 3.0755 | 3.1286
NSR Westar Consent - NOX Rate Annual v4.10, Unit 2530 and retrofits | 669 | 7406 | Rate Constraint in lbs/MMBtu | FALSE | L | Annual | Qualifying Generation | TWh | 3.9447 | 4.6213 | 4.6213 | 4.2768 | 3.8814 | 3.0755 | 3.1286
NSR Westar Consent - NOX Rate Annual v4.10, Unit 2530 and retrofits | 669 | 7406 | Rate Constraint in lbs/MMBtu | FALSE | L | Annual | Rate | lb/MWh | 1.1202 | 1.1202 | 1.1202 | 1.1202 | 1.1202 | 1.0927 | 1.0814
NSR Westar Consent - NOX Rate Annual v4.10, Unit 2530 and retrofits | 669 | 7406 | Rate Constraint in lbs/MMBtu | FALSE | L | Annual | Constraint Shadow Price | US2022$/Ton | 5538.9981 | 12753.7854 | 24686.9005 | 313.6351 | 4520.2161 | 0 | 0
NSR Westar Consent - NOX Rate Annual v4.10, Unit 2531 and retrofits | 670 | 7406 | Rate Constraint in lbs/MMBtu | FALSE | L | Annual | Seasons Included | Seasons | Winter, Spring, Summer, Fall | Winter, Spring, Summer, Fall | Winter, Spring, Summer, Fall | Winter, Spring, Summer, Fall | Winter, Spring, Summer, Fall | Winter, Spring, Summer, Fall | Winter, Spring, Summer, Fall
NSR Westar Consent - NOX Rate Annual v4.10, Unit 2531 and retrofits | 670 | 7406 | Rate Constraint in lbs/MMBtu | FALSE | L | Annual | Standard NOX | lb/MMBtu | 0.1 | 0.1 | 0.1 | 0.1 | 0.1 | 0.1 | 0.1
NSR Westar Consent - NOX Rate Annual v4.10, Unit 2531 and retrofits | 670 | 7406 | Rate Constraint in lbs/MMBtu | FALSE | L | Annual | Emissions at Affected Plants NOX | Thousand Tons | 2.2279 | 2.5888 | 2.5888 | 2.2132 | 2.0497 | 1.7096 | 1.6115
NSR Westar Consent - NOX Rate Annual v4.10, Unit 2531 and retrofits | 670 | 7406 | Rate Constraint in lbs/MMBtu | FALSE | L | Annual | Allowances Purchased NOX | Thousand Tons | 0 | 0 | 0 | 0 | 0 | 0 | 0
NSR Westar Consent - NOX Rate Annual v4.10, Unit 2531 and retrofits | 670 | 7406 | Rate Constraint in lbs/MMBtu | FALSE | L | Annual | Allowances Sold NOX | Thousand Tons | 0 | 0 | 0 | 0 | 0 | 0 | 0
NSR Westar Consent - NOX Rate Annual v4.10, Unit 2531 and retrofits | 670 | 7406 | Rate Constraint in lbs/MMBtu | FALSE | L | Annual | Allowances Banked | Thousand Tons | 0 | 0 | 0 | 0 | 0 | 0 | 0
NSR Westar Consent - NOX Rate Annual v4.10, Unit 2531 and retrofits | 670 | 7406 | Rate Constraint in lbs/MMBtu | FALSE | L | Annual | Allowances Withdrawn (1:1) | Thousand Tons | 0 | 0 | 0 | 0 | 0 | 0 | 0
NSR Westar Consent - NOX Rate Annual v4.10, Unit 2531 and retrofits | 670 | 7406 | Rate Constraint in lbs/MMBtu | FALSE | L | Annual | Allowances Withdrawn (1:n) | Thousand Tons | 0 | 0 | 0 | 0 | 0 | 0 | 0
NSR Westar Consent - NOX Rate Annual v4.10, Unit 2531 and retrofits | 670 | 7406 | Rate Constraint in lbs/MMBtu | FALSE | L | Annual | Total | Thousand Tons | 2.2279 | 2.5888 | 2.5888 | 2.2132 | 2.0497 | 1.7096 | 1.6115
NSR Westar Consent - NOX Rate Annual v4.10, Unit 2531 and retrofits | 670 | 7406 | Rate Constraint in lbs/MMBtu | FALSE | L | Annual | Fuel Consumed | TBtu | 44.5589 | 51.776 | 51.776 | 45.0424 | 40.9932 | 34.1916 | 32.5857
NSR Westar Consent - NOX Rate Annual v4.10, Unit 2531 and retrofits | 670 | 7406 | Rate Constraint in lbs/MMBtu | FALSE | L | Annual | Rate | lb/MMBtu | 0.1 | 0.1 | 0.1 | 0.098272 | 0.1 | 0.1 | 0.098906
NSR Westar Consent - NOX Rate Annual v4.10, Unit 2531 and retrofits | 670 | 7406 | Rate Constraint in lbs/MMBtu | FALSE | L | Annual | Generation | TWh | 3.9959 | 4.6432 | 4.5712 | 3.9668 | 3.6762 | 3.0662 | 2.9219
NSR Westar Consent - NOX Rate Annual v4.10, Unit 2531 and retrofits | 670 | 7406 | Rate Constraint in lbs/MMBtu | FALSE | L | Annual | Qualifying Generation | TWh | 3.9959 | 4.6432 | 4.5712 | 3.9668 | 3.6762 | 3.0662 | 2.9219
NSR Westar Consent - NOX Rate Annual v4.10, Unit 2531 and retrofits | 670 | 7406 | Rate Constraint in lbs/MMBtu | FALSE | L | Annual | Rate | lb/MWh | 1.1151 | 1.1151 | 1.1327 | 1.1159 | 1.1151 | 1.1151 | 1.103
NSR Westar Consent - NOX Rate Annual v4.10, Unit 2531 and retrofits | 670 | 7406 | Rate Constraint in lbs/MMBtu | FALSE | L | Annual | Constraint Shadow Price | US2022$/Ton | 6530.9562 | 10842.1142 | 22496.1896 | 0 | 17363.8627 | 1274.1684 | 0
NSR Westar Consent - SO2 Cap Annual v4.10 | 671 | 7407 | Rate Constraint in MTons | FALSE | L | Annual | Seasons Included | Seasons | Winter, Spring, Summer, Fall | Winter, Spring, Summer, Fall | Winter, Spring, Summer, Fall | Winter, Spring, Summer, Fall | Winter, Spring, Summer, Fall | Winter, Spring, Summer, Fall | Winter, Spring, Summer, Fall
NSR Westar Consent - SO2 Cap Annual v4.10 | 671 | 7407 | Rate Constraint in MTons | FALSE | L | Annual | Standard SO2 | Thousand Tons | 6.6 | 6.6 | 6.6 | 6.6 | 6.6 | 6.6 | 6.6
NSR Westar Consent - SO2 Cap Annual v4.10 | 671 | 7407 | Rate Constraint in MTons | FALSE | L | Annual | Emissions at Affected Plants SO2 | Thousand Tons | 0.66492 | 0.73826 | 0.73826 | 0.68734 | 0.41895 | 0.3396 | 0.33573
NSR Westar Consent - SO2 Cap Annual v4.10 | 671 | 7407 | Rate Constraint in MTons | FALSE | L | Annual | Allowances Purchased SO2 | Thousand Tons | 0 | 0 | 0 | 0 | 0 | 0 | 0
NSR Westar Consent - SO2 Cap Annual v4.10 | 671 | 7407 | Rate Constraint in MTons | FALSE | L | Annual | Allowances Sold SO2 | Thousand Tons | 0 | 0 | 0 | 0 | 0 | 0 | 0
NSR Westar Consent - SO2 Cap Annual v4.10 | 671 | 7407 | Rate Constraint in MTons | FALSE | L | Annual | Allowances Banked | Thousand Tons | 0 | 0 | 0 | 0 | 0 | 0 | 0
NSR Westar Consent - SO2 Cap Annual v4.10 | 671 | 7407 | Rate Constraint in MTons | FALSE | L | Annual | Allowances Withdrawn (1:1) | Thousand Tons | 0 | 0 | 0 | 0 | 0 | 0 | 0
NSR Westar Consent - SO2 Cap Annual v4.10 | 671 | 7407 | Rate Constraint in MTons | FALSE | L | Annual | Allowances Withdrawn (1:n) | Thousand Tons | 0 | 0 | 0 | 0 | 0 | 0 | 0
NSR Westar Consent - SO2 Cap Annual v4.10 | 671 | 7407 | Rate Constraint in MTons | FALSE | L | Annual | Total | Thousand Tons | 0.66492 | 0.73826 | 0.73826 | 0.68734 | 0.41895 | 0.3396 | 0.33573
NSR Westar Consent - SO2 Cap Annual v4.10 | 671 | 7407 | Rate Constraint in MTons | FALSE | L | Annual | Fuel Consumed | TBtu | 139.7103 | 154.5066 | 154.5066 | 143.9138 | 84.4712 | 68.6499 | 67.6419
NSR Westar Consent - SO2 Cap Annual v4.10 | 671 | 7407 | Rate Constraint in MTons | FALSE | L | Annual | Rate | lb/MMBtu | 0.0095185 | 0.0095564 | 0.0095564 | 0.0095521 | 0.0099194 | 0.0098936 | 0.0099266
NSR Westar Consent - SO2 Cap Annual v4.10 | 671 | 7407 | Rate Constraint in MTons | FALSE | L | Annual | Generation | TWh | 12.5779 | 13.9017 | 12.2134 | 11.2645 | 7.5575 | 6.1418 | 6.0506
NSR Westar Consent - SO2 Cap Annual v4.10 | 671 | 7407 | Rate Constraint in MTons | FALSE | L | Annual | Qualifying Generation | TWh | 12.5779 | 13.9017 | 12.2134 | 11.2645 | 7.5575 | 6.1418 | 6.0506
NSR Westar Consent - SO2 Cap Annual v4.10 | 671 | 7407 | Rate Constraint in MTons | FALSE | L | Annual | Rate | lb/MWh | 0.10573 | 0.10621 | 0.12089 | 0.12204 | 0.11087 | 0.11059 | 0.11097
NSR Westar Consent - SO2 Cap Annual v4.10 | 671 | 7407 | Rate Constraint in MTons | FALSE | L | Annual | Constraint Shadow Price | US2022$/Ton | 0 | 0 | 0 | 0 | 0 | 0 | 0
NSR Westar Consent - SO2 Rate Annual v4.10 | 672 | 7408 | MACT Fuel Choice Floor in lbs/MMBtu | FALSE | L | Annual | Seasons Included | Seasons | Winter, Spring, Summer, Fall | Winter, Spring, Summer, Fall | Winter, Spring, Summer, Fall | Winter, Spring, Summer, Fall | Winter, Spring, Summer, Fall | Winter, Spring, Summer, Fall | Winter, Spring, Summer, Fall
NSR Westar Consent - SO2 Rate Annual v4.10 | 672 | 7408 | MACT Fuel Choice Floor in lbs/MMBtu | FALSE | L | Annual | Emission Floor SO2 | lbs/MMBtu | 0.07 | 0.07 | 0.07 | 0.07 | 0.07 | 0.07 | 0.07
NSR Westar Consent - SO2 Rate Annual v4.10 | 672 | 7408 | MACT Fuel Choice Floor in lbs/MMBtu | FALSE | L | Annual | Emissions at Affected Plants SO2 | Thousand Tons | 0.66492 | 0.73826 | 0.73826 | 0.68734 | 0.41895 | 0.3396 | 0.33573
NSR Westar Consent - SO2 Rate Annual v4.10 | 672 | 7408 | MACT Fuel Choice Floor in lbs/MMBtu | FALSE | L | Annual | Allowances Purchased SO2 | Thousand Tons | 0 | 0 | 0 | 0 | 0 | 0 | 0
NSR Westar Consent - SO2 Rate Annual v4.10 | 672 | 7408 | MACT Fuel Choice Floor in lbs/MMBtu | FALSE | L | Annual | Allowances Sold SO2 | Thousand Tons | 0 | 0 | 0 | 0 | 0 | 0 | 0
NSR Westar Consent - SO2 Rate Annual v4.10 | 672 | 7408 | MACT Fuel Choice Floor in lbs/MMBtu | FALSE | L | Annual | Allowances Banked | Thousand Tons | 0 | 0 | 0 | 0 | 0 | 0 | 0
NSR Westar Consent - SO2 Rate Annual v4.10 | 672 | 7408 | MACT Fuel Choice Floor in lbs/MMBtu | FALSE | L | Annual | Allowances Withdrawn (1:1) | Thousand Tons | 0 | 0 | 0 | 0 | 0 | 0 | 0
NSR Westar Consent - SO2 Rate Annual v4.10 | 672 | 7408 | MACT Fuel Choice Floor in lbs/MMBtu | FALSE | L | Annual | Allowances Withdrawn (1:n) | Thousand Tons | 0 | 0 | 0 | 0 | 0 | 0 | 0
NSR Westar Consent - SO2 Rate Annual v4.10 | 672 | 7408 | MACT Fuel Choice Floor in lbs/MMBtu | FALSE | L | Annual | Total | Thousand Tons | 0.66492 | 0.73826 | 0.73826 | 0.68734 | 0.41895 | 0.3396 | 0.33573
NSR Westar Consent - SO2 Rate Annual v4.10 | 672 | 7408 | MACT Fuel Choice Floor in lbs/MMBtu | FALSE | L | Annual | Fuel Consumed | TBtu | 139.7103 | 154.5066 | 154.5066 | 143.9138 | 84.4712 | 68.6499 | 67.6419
NSR Westar Consent - SO2 Rate Annual v4.10 | 672 | 7408 | MACT Fuel Choice Floor in lbs/MMBtu | FALSE | L | Annual | Rate | lbs/MMBtu | 0.0095185 | 0.0095564 | 0.0095564 | 0.0095521 | 0.0099194 | 0.0098936 | 0.0099266
NSR Westar Consent - SO2 Rate Annual v4.10 | 672 | 7408 | MACT Fuel Choice Floor in lbs/MMBtu | FALSE | L | Annual | Generation | TWh | 12.5779 | 13.9017 | 12.2134 | 11.2645 | 7.5575 | 6.1418 | 6.0506
NSR Westar Consent - SO2 Rate Annual v4.10 | 672 | 7408 | MACT Fuel Choice Floor in lbs/MMBtu | FALSE | L | Annual | Qualifying Generation | TWh | 12.5779 | 13.9017 | 12.2134 | 11.2645 | 7.5575 | 6.1418 | 6.0506
NSR Westar Consent - SO2 Rate Annual v4.10 | 672 | 7408 | MACT Fuel Choice Floor in lbs/MMBtu | FALSE | L | Annual | Constraint Shadow Price | US2022$/Ton | 0 | 0 | 0 | 0 | 0 | 0 | 0
NSR Winyah 1 - NOX Rate Annual v3.1, Unit 4712 and retrofits | 673 | 7433 | Rate Constraint in lbs/MMBtu | FALSE | L | Annual | Seasons Included | Seasons | Winter, Spring, Summer, Fall | Winter, Spring, Summer, Fall | Winter, Spring, Summer, Fall | Winter, Spring, Summer, Fall | Winter, Spring, Summer, Fall | Winter, Spring, Summer, Fall | Winter, Spring, Summer, Fall
NSR Winyah 1 - NOX Rate Annual v3.1, Unit 4712 and retrofits | 673 | 7433 | Rate Constraint in lbs/MMBtu | FALSE | L | Annual | Standard NOX | lb/MMBtu | 0.1 | 0.1 | 0.1 | 0.1 | 0.1 | 0.1 | 0.1
NSR Winyah 1 - NOX Rate Annual v3.1, Unit 4712 and retrofits | 673 | 7433 | Rate Constraint in lbs/MMBtu | FALSE | L | Annual | Emissions at Affected Plants NOX | Thousand Tons | 0.144 | 0.73946 | 0 | 0 | 0 | 0 | 0
NSR Winyah 1 - NOX Rate Annual v3.1, Unit 4712 and retrofits | 673 | 7433 | Rate Constraint in lbs/MMBtu | FALSE | L | Annual | Allowances Purchased NOX | Thousand Tons | 0 | 0 | 0 | 0 | 0 | 0 | 0
NSR Winyah 1 - NOX Rate Annual v3.1, Unit 4712 and retrofits | 673 | 7433 | Rate Constraint in lbs/MMBtu | FALSE | L | Annual | Allowances Sold NOX | Thousand Tons | 0 | 0 | 0 | 0 | 0 | 0 | 0
NSR Winyah 1 - NOX Rate Annual v3.1, Unit 4712 and retrofits | 673 | 7433 | Rate Constraint in lbs/MMBtu | FALSE | L | Annual | Allowances Banked | Thousand Tons | 0 | 0 | 0 | 0 | 0 | 0 | 0
NSR Winyah 1 - NOX Rate Annual v3.1, Unit 4712 and retrofits | 673 | 7433 | Rate Constraint in lbs/MMBtu | FALSE | L | Annual | Allowances Withdrawn (1:1) | Thousand Tons | 0 | 0 | 0 | 0 | 0 | 0 | 0
NSR Winyah 1 - NOX Rate Annual v3.1, Unit 4712 and retrofits | 673 | 7433 | Rate Constraint in lbs/MMBtu | FALSE | L | Annual | Allowances Withdrawn (1:n) | Thousand Tons | 0 | 0 | 0 | 0 | 0 | 0 | 0
NSR Winyah 1 - NOX Rate Annual v3.1, Unit 4712 and retrofits | 673 | 7433 | Rate Constraint in lbs/MMBtu | FALSE | L | Annual | Total | Thousand Tons | 0.144 | 0.73946 | 0 | 0 | 0 | 0 | 0
NSR Winyah 1 - NOX Rate Annual v3.1, Unit 4712 and retrofits | 673 | 7433 | Rate Constraint in lbs/MMBtu | FALSE | L | Annual | Fuel Consumed | TBtu | 3.568 | 18.3216 | 0 | 0 | 0 | 0 | 0
NSR Winyah 1 - NOX Rate Annual v3.1, Unit 4712 and retrofits | 673 | 7433 | Rate Constraint in lbs/MMBtu | FALSE | L | Annual | Rate | lb/MMBtu | 0.08072 | 0.08072 | 0 | 0 | 0 | 0 | 0
NSR Winyah 1 - NOX Rate Annual v3.1, Unit 4712 and retrofits | 673 | 7433 | Rate Constraint in lbs/MMBtu | FALSE | L | Annual | Generation | TWh | 0.33188 | 1.7042 | 0 | 0 | 0 | 0 | 0
NSR Winyah 1 - NOX Rate Annual v3.1, Unit 4712 and retrofits | 673 | 7433 | Rate Constraint in lbs/MMBtu | FALSE | L | Annual | Qualifying Generation | TWh | 0.33188 | 1.7042 | 0 | 0 | 0 | 0 | 0
NSR Winyah 1 - NOX Rate Annual v3.1, Unit 4712 and retrofits | 673 | 7433 | Rate Constraint in lbs/MMBtu | FALSE | L | Annual | Rate | lb/MWh | 0.86782 | 0.86782 | 0 | 0 | 0 | 0 | 0
NSR Winyah 1 - NOX Rate Annual v3.1, Unit 4712 and retrofits | 673 | 7433 | Rate Constraint in lbs/MMBtu | FALSE | L | Annual | Constraint Shadow Price | US2022$/Ton | 0 | 0 | 0 | 0 | 0 | 0 | 0
NSR Winyah 2-4 - NOX Rate Annual v3.1, Unit 4709 and retrofits | 674 | 7434 | Rate Constraint in lbs/MMBtu | FALSE | L | Annual | Seasons Included | Seasons | Winter, Spring, Summer, Fall | Winter, Spring, Summer, Fall | Winter, Spring, Summer, Fall | Winter, Spring, Summer, Fall | Winter, Spring, Summer, Fall | Winter, Spring, Summer, Fall | Winter, Spring, Summer, Fall
NSR Winyah 2-4 - NOX Rate Annual v3.1, Unit 4709 and retrofits | 674 | 7434 | Rate Constraint in lbs/MMBtu | FALSE | L | Annual | Standard NOX | lb/MMBtu | 0.12 | 0.12 | 0.12 | 0.12 | 0.12 | 0.12 | 0.12
NSR Winyah 2-4 - NOX Rate Annual v3.1, Unit 4709 and retrofits | 674 | 7434 | Rate Constraint in lbs/MMBtu | FALSE | L | Annual | Emissions at Affected Plants NOX | Thousand Tons | 0.16672 | 0.82261 | 0 | 0 | 0 | 0 | 0
NSR Winyah 2-4 - NOX Rate Annual v3.1, Unit 4709 and retrofits | 674 | 7434 | Rate Constraint in lbs/MMBtu | FALSE | L | Annual | Allowances Purchased NOX | Thousand Tons | 0 | 0 | 0 | 0 | 0 | 0 | 0
NSR Winyah 2-4 - NOX Rate Annual v3.1, Unit 4709 and retrofits | 674 | 7434 | Rate Constraint in lbs/MMBtu | FALSE | L | Annual | Allowances Sold NOX | Thousand Tons | 0 | 0 | 0 | 0 | 0 | 0 | 0
NSR Winyah 2-4 - NOX Rate Annual v3.1, Unit 4709 and retrofits | 674 | 7434 | Rate Constraint in lbs/MMBtu | FALSE | L | Annual | Allowances Banked | Thousand Tons | 0 | 0 | 0 | 0 | 0 | 0 | 0
NSR Winyah 2-4 - NOX Rate Annual v3.1, Unit 4709 and retrofits | 674 | 7434 | Rate Constraint in lbs/MMBtu | FALSE | L | Annual | Allowances Withdrawn (1:1) | Thousand Tons | 0 | 0 | 0 | 0 | 0 | 0 | 0
NSR Winyah 2-4 - NOX Rate Annual v3.1, Unit 4709 and retrofits | 674 | 7434 | Rate Constraint in lbs/MMBtu | FALSE | L | Annual | Allowances Withdrawn (1:n) | Thousand Tons | 0 | 0 | 0 | 0 | 0 | 0 | 0
NSR Winyah 2-4 - NOX Rate Annual v3.1, Unit 4709 and retrofits | 674 | 7434 | Rate Constraint in lbs/MMBtu | FALSE | L | Annual | Total | Thousand Tons | 0.16672 | 0.82261 | 0 | 0 | 0 | 0 | 0
NSR Winyah 2-4 - NOX Rate Annual v3.1, Unit 4709 and retrofits | 674 | 7434 | Rate Constraint in lbs/MMBtu | FALSE | L | Annual | Fuel Consumed | TBtu | 3.9415 | 19.4472 | 0 | 0 | 0 | 0 | 0
NSR Winyah 2-4 - NOX Rate Annual v3.1, Unit 4709 and retrofits | 674 | 7434 | Rate Constraint in lbs/MMBtu | FALSE | L | Annual | Rate | lb/MMBtu | 0.0846 | 0.0846 | 0 | 0 | 0 | 0 | 0
NSR Winyah 2-4 - NOX Rate Annual v3.1, Unit 4709 and retrofits | 674 | 7434 | Rate Constraint in lbs/MMBtu | FALSE | L | Annual | Generation | TWh | 0.36549 | 1.8033 | 0 | 0 | 0 | 0 | 0
NSR Winyah 2-4 - NOX Rate Annual v3.1, Unit 4709 and retrofits | 674 | 7434 | Rate Constraint in lbs/MMBtu | FALSE | L | Annual | Qualifying Generation | TWh | 0.36549 | 1.8033 | 0 | 0 | 0 | 0 | 0
NSR Winyah 2-4 - NOX Rate Annual v3.1, Unit 4709 and retrofits | 674 | 7434 | Rate Constraint in lbs/MMBtu | FALSE | L | Annual | Rate | lb/MWh | 0.91233 | 0.91233 | 0 | 0 | 0 | 0 | 0
NSR Winyah 2-4 - NOX Rate Annual v3.1, Unit 4709 and retrofits | 674 | 7434 | Rate Constraint in lbs/MMBtu | FALSE | L | Annual | Constraint Shadow Price | US2022$/Ton | 0 | 0 | 0 | 0 | 0 | 0 | 0
NSR Winyah 2-4 - NOX Rate Annual v3.1, Unit 4710 and retrofits | 675 | 7434 | Rate Constraint in lbs/MMBtu | FALSE | L | Annual | Seasons Included | Seasons | Winter, Spring, Summer, Fall | Winter, Spring, Summer, Fall | Winter, Spring, Summer, Fall | Winter, Spring, Summer, Fall | Winter, Spring, Summer, Fall | Winter, Spring, Summer, Fall | Winter, Spring, Summer, Fall
NSR Winyah 2-4 - NOX Rate Annual v3.1, Unit 4710 and retrofits | 675 | 7434 | Rate Constraint in lbs/MMBtu | FALSE | L | Annual | Standard NOX | lb/MMBtu | 0.12 | 0.12 | 0.12 | 0.12 | 0.12 | 0.12 | 0.12
NSR Winyah 2-4 - NOX Rate Annual v3.1, Unit 4710 and retrofits | 675 | 7434 | Rate Constraint in lbs/MMBtu | FALSE | L | Annual | Emissions at Affected Plants NOX | Thousand Tons | 0.19005 | 0.96452 | 0.020403 | 0.022734 | 0.018563 | 0.015577 | 0.022027
NSR Winyah 2-4 - NOX Rate Annual v3.1, Unit 4710 and retrofits | 675 | 7434 | Rate Constraint in lbs/MMBtu | FALSE | L | Annual | Allowances Purchased NOX | Thousand Tons | 0 | 0 | 0 | 0 | 0 | 0 | 0
NSR Winyah 2-4 - NOX Rate Annual v3.1, Unit 4710 and retrofits | 675 | 7434 | Rate Constraint in lbs/MMBtu | FALSE | L | Annual | Allowances Sold NOX | Thousand Tons | 0 | 0 | 0 | 0 | 0 | 0 | 0
NSR Winyah 2-4 - NOX Rate Annual v3.1, Unit 4710 and retrofits | 675 | 7434 | Rate Constraint in lbs/MMBtu | FALSE | L | Annual | Allowances Banked | Thousand Tons | 0 | 0 | 0 | 0 | 0 | 0 | 0
NSR Winyah 2-4 - NOX Rate Annual v3.1, Unit 4710 and retrofits | 675 | 7434 | Rate Constraint in lbs/MMBtu | FALSE | L | Annual | Allowances Withdrawn (1:1) | Thousand Tons | 0 | 0 | 0 | 0 | 0 | 0 | 0
NSR Winyah 2-4 - NOX Rate Annual v3.1, Unit 4710 and retrofits | 675 | 7434 | Rate Constraint in lbs/MMBtu | FALSE | L | Annual | Allowances Withdrawn (1:n) | Thousand Tons | 0 | 0 | 0 | 0 | 0 | 0 | 0
NSR Winyah 2-4 - NOX Rate Annual v3.1, Unit 4710 and retrofits | 675 | 7434 | Rate Constraint in lbs/MMBtu | FALSE | L | Annual | Total | Thousand Tons | 0.19005 | 0.96452 | 0.020403 | 0.022734 | 0.018563 | 0.015577 | 0.022027
NSR Winyah 2-4 - NOX Rate Annual v3.1, Unit 4710 and retrofits | 675 | 7434 | Rate Constraint in lbs/MMBtu | FALSE | L | Annual | Fuel Consumed | TBtu | 3.7822 | 19.1944 | 0.40602 | 0.45243 | 0.36941 | 0.30999 | 0.43836
NSR Winyah 2-4 - NOX Rate Annual v3.1, Unit 4710 and retrofits | 675 | 7434 | Rate Constraint in lbs/MMBtu | FALSE | L | Annual | Rate | lb/MMBtu | 0.1005 | 0.1005 | 0.1005 | 0.1005 | 0.1005 | 0.1005 | 0.1005
NSR Winyah 2-4 - NOX Rate Annual v3.1, Unit 4710 and retrofits | 675 | 7434 | Rate Constraint in lbs/MMBtu | FALSE | L | Annual | Generation | TWh | 0.3501 | 1.7768 | 0.037584 | 0.04188 | 0.034195 | 0.028695 | 0.040577
NSR Winyah 2-4 - NOX Rate Annual v3.1, Unit 4710 and retrofits | 675 | 7434 | Rate Constraint in lbs/MMBtu | FALSE | L | Annual | Qualifying Generation | TWh | 0.3501 | 1.7768 | 0.037584 | 0.04188 | 0.034195 | 0.028695 | 0.040577
NSR Winyah 2-4 - NOX Rate Annual v3.1, Unit 4710 and retrofits | 675 | 7434 | Rate Constraint in lbs/MMBtu | FALSE | L | Annual | Rate | lb/MWh | 1.0857 | 1.0857 | 1.0857 | 1.0857 | 1.0857 | 1.0857 | 1.0857
NSR Winyah 2-4 - NOX Rate Annual v3.1, Unit 4710 and retrofits | 675 | 7434 | Rate Constraint in lbs/MMBtu | FALSE | L | Annual | Constraint Shadow Price | US2022$/Ton | 0 | 0 | 0 | 0 | 0 | 0 | 0
NSR Winyah 2-4 - NOX Rate Annual v3.1, Unit 4711 and retrofits | 676 | 7434 | Rate Constraint in lbs/MMBtu | FALSE | L | Annual | Seasons Included | Seasons | Winter, Spring, Summer, Fall | Winter, Spring, Summer, Fall | Winter, Spring, Summer, Fall | Winter, Spring, Summer, Fall | Winter, Spring, Summer, Fall | Winter, Spring, Summer, Fall | Winter, Spring, Summer, Fall
NSR Winyah 2-4 - NOX Rate Annual v3.1, Unit 4711 and retrofits | 676 | 7434 | Rate Constraint in lbs/MMBtu | FALSE | L | Annual | Standard NOX | lb/MMBtu | 0.12 | 0.12 | 0.12 | 0.12 | 0.12 | 0.12 | 0.12
NSR Winyah 2-4 - NOX Rate Annual v3.1, Unit 4711 and retrofits | 676 | 7434 | Rate Constraint in lbs/MMBtu | FALSE | L | Annual | Emissions at Affected Plants NOX | Thousand Tons | 0.14066 | 0.79099 | 0 | 0 | 0 | 0 | 0
NSR Winyah 2-4 - NOX Rate Annual v3.1, Unit 4711 and retrofits | 676 | 7434 | Rate Constraint in lbs/MMBtu | FALSE | L | Annual | Allowances Purchased NOX | Thousand Tons | 0 | 0 | 0 | 0 | 0 | 0 | 0
NSR Winyah 2-4 - NOX Rate Annual v3.1, Unit 4711 and retrofits | 676 | 7434 | Rate Constraint in lbs/MMBtu | FALSE | L | Annual | Allowances Sold NOX | Thousand Tons | 0 | 0 | 0 | 0 | 0 | 0 | 0
NSR Winyah 2-4 - NOX Rate Annual v3.1, Unit 4711 and retrofits | 676 | 7434 | Rate Constraint in lbs/MMBtu | FALSE | L | Annual | Allowances Banked | Thousand Tons | 0 | 0 | 0 | 0 | 0 | 0 | 0
NSR Winyah 2-4 - NOX Rate Annual v3.1, Unit 4711 and retrofits | 676 | 7434 | Rate Constraint in lbs/MMBtu | FALSE | L | Annual | Allowances Withdrawn (1:1) | Thousand Tons | 0 | 0 | 0 | 0 | 0 | 0 | 0
NSR Winyah 2-4 - NOX Rate Annual v3.1, Unit 4711 and retrofits | 676 | 7434 | Rate Constraint in lbs/MMBtu | FALSE | L | Annual | Allowances Withdrawn (1:n) | Thousand Tons | 0 | 0 | 0 | 0 | 0 | 0 | 0
NSR Winyah 2-4 - NOX Rate Annual v3.1, Unit 4711 and retrofits | 676 | 7434 | Rate Constraint in lbs/MMBtu | FALSE | L | Annual | Total | Thousand Tons | 0.14066 | 0.79099 | 0 | 0 | 0 | 0 | 0
NSR Winyah 2-4 - NOX Rate Annual v3.1, Unit 4711 and retrofits | 676 | 7434 | Rate Constraint in lbs/MMBtu | FALSE | L | Annual | Fuel Consumed | TBtu | 3.2152 | 18.0799 | 0 | 0 | 0 | 0 | 0
NSR Winyah 2-4 - NOX Rate Annual v3.1, Unit 4711 and retrofits | 676 | 7434 | Rate Constraint in lbs/MMBtu | FALSE | L | Annual | Rate | lb/MMBtu | 0.0875 | 0.0875 | 0 | 0 | 0 | 0 | 0
NSR Winyah 2-4 - NOX Rate Annual v3.1, Unit 4711 and retrofits | 676 | 7434 | Rate Constraint in lbs/MMBtu | FALSE | L | Annual | Generation | TWh | 0.30085 | 1.6918 | 0 | 0 | 0 | 0 | 0
NSR Winyah 2-4 - NOX Rate Annual v3.1, Unit 4711 and retrofits | 676 | 7434 | Rate Constraint in lbs/MMBtu | FALSE | L | Annual | Qualifying Generation | TWh | 0.30085 | 1.6918 | 0 | 0 | 0 | 0 | 0
NSR Winyah 2-4 - NOX Rate Annual v3.1, Unit 4711 and retrofits | 676 | 7434 | Rate Constraint in lbs/MMBtu | FALSE | L | Annual | Rate | lb/MWh | 0.93511 | 0.93511 | 0 | 0 | 0 | 0 | 0
NSR Winyah 2-4 - NOX Rate Annual v3.1, Unit 4711 and retrofits | 676 | 7434 | Rate Constraint in lbs/MMBtu | FALSE | L | Annual | Constraint Shadow Price | US2022$/Ton | 0 | 0 | 0 | 0 | 0 | 0 | 0
NSR WPS Consent - NOX Cap Annual v5.12 | 677 | 7409 | Rate Constraint in MTons | FALSE | L | Annual | Seasons Included | Seasons | Winter, Spring, Summer, Fall | Winter, Spring, Summer, Fall | Winter, Spring, Summer, Fall | Winter, Spring, Summer, Fall | Winter, Spring, Summer, Fall | Winter, Spring, Summer, Fall | Winter, Spring, Summer, Fall
NSR WPS Consent - NOX Cap Annual v5.12 | 677 | 7409 | Rate Constraint in MTons | FALSE | L | Annual | Standard NOX | Thousand Tons | 3.7 | 3.7 | 3.7 | 3.7 | 3.7 | 3.7 | 3.7
NSR WPS Consent - NOX Cap Annual v5.12 | 677 | 7409 | Rate Constraint in MTons | FALSE | L | Annual | Emissions at Affected Plants NOX | Thousand Tons | 1.3657 | 1.5756 | 1.6203 | 1.6203 | 1.6203 | 1.4079 | 1.4213
NSR WPS Consent - NOX Cap Annual v5.12 | 677 | 7409 | Rate Constraint in MTons | FALSE | L | Annual | Allowances Purchased NOX | Thousand Tons | 0 | 0 | 0 | 0 | 0 | 0 | 0
NSR WPS Consent - NOX Cap Annual v5.12 | 677 | 7409 | Rate Constraint in MTons | FALSE | L | Annual | Allowances Sold NOX | Thousand Tons | 0 | 0 | 0 | 0 | 0 | 0 | 0
NSR WPS Consent - NOX Cap Annual v5.12 | 677 | 7409 | Rate Constraint in MTons | FALSE | L | Annual | Allowances Banked | Thousand Tons | 0 | 0 | 0 | 0 | 0 | 0 | 0
NSR WPS Consent - NOX Cap Annual v5.12 | 677 | 7409 | Rate Constraint in MTons | FALSE | L | Annual | Allowances Withdrawn (1:1) | Thousand Tons | 0 | 0 | 0 | 0 | 0 | 0 | 0
NSR WPS Consent - NOX Cap Annual v5.12 | 677 | 7409 | Rate Constraint in MTons | FALSE | L | Annual | Allowances Withdrawn (1:n) | Thousand Tons | 0 | 0 | 0 | 0 | 0 | 0 | 0
NSR WPS Consent - NOX Cap Annual v5.12 | 677 | 7409 | Rate Constraint in MTons | FALSE | L | Annual | Total | Thousand Tons | 1.3657 | 1.5756 | 1.6203 | 1.6203 | 1.6203 | 1.4079 | 1.4213
NSR WPS Consent - NOX Cap Annual v5.12 | 677 | 7409 | Rate Constraint in MTons | FALSE | L | Annual | Fuel Consumed | TBtu | 49.9471 | 57.5133 | 59.0943 | 59.0943 | 59.0943 | 51.4631 | 51.9379
NSR WPS Consent - NOX Cap Annual v5.12 | 677 | 7409 | Rate Constraint in MTons | FALSE | L | Annual | Rate | lb/MMBtu | 0.054687 | 0.054791 | 0.054837 | 0.054837 | 0.054837 | 0.054715 | 0.054731
NSR WPS Consent - NOX Cap Annual v5.12 | 677 | 7409 | Rate Constraint in MTons | FALSE | L | Annual | Generation | TWh | 5.1063 | 5.8728 | 6.031 | 6.031 | 6.031 | 5.2596 | 5.3071
NSR WPS Consent - NOX Cap Annual v5.12 | 677 | 7409 | Rate Constraint in MTons | FALSE | L | Annual | Qualifying Generation | TWh | 5.1063 | 5.8728 | 6.031 | 6.031 | 6.031 | 5.2596 | 5.3071
NSR WPS Consent - NOX Cap Annual v5.12 | 677 | 7409 | Rate Constraint in MTons | FALSE | L | Annual | Rate | lb/MWh | 0.53491 | 0.53658 | 0.53732 | 0.53732 | 0.53732 | 0.53536 | 0.53563
NSR WPS Consent - NOX Cap Annual v5.12 | 677 | 7409 | Rate Constraint in MTons | FALSE | L | Annual | Constraint Shadow Price | US2022$/Ton | 0 | 0 | 0 | 0 | 0 | 0 | 0
NSR WPS Consent - SO2 Cap Annual v5.12 | 678 | 7410 | Rate Constraint in MTons | FALSE | L | Annual | Seasons Included | Seasons | Winter, Spring, Summer, Fall | Winter, Spring, Summer, Fall | Winter, Spring, Summer, Fall | Winter, Spring, Summer, Fall | Winter, Spring, Summer, Fall | Winter, Spring, Summer, Fall | Winter, Spring, Summer, Fall
NSR WPS Consent - SO2 Cap Annual v5.12 | 678 | 7410 | Rate Constraint in MTons | FALSE | L | Annual | Standard SO2 | Thousand Tons | 4.25 | 4.25 | 4.25 | 4.25 | 4.25 | 4.25 | 4.25
NSR WPS Consent - SO2 Cap Annual v5.12 | 678 | 7410 | Rate Constraint in MTons | FALSE | L | Annual | Emissions at Affected Plants SO2 | Thousand Tons | 0.79874 | 0.87478 | 0.87825 | 0.87825 | 0.87825 | 0.81207 | 0.81312
NSR WPS Consent - SO2 Cap Annual v5.12 | 678 | 7410 | Rate Constraint in MTons | FALSE | L | Annual | Allowances Purchased SO2 | Thousand Tons | 0 | 0 | 0 | 0 | 0 | 0 | 0
NSR WPS Consent - SO2 Cap Annual v5.12 | 678 | 7410 | Rate Constraint in MTons | FALSE | L | Annual | Allowances Sold SO2 | Thousand Tons | 0 | 0 | 0 | 0 | 0 | 0 | 0
NSR WPS Consent - SO2 Cap Annual v5.12 | 678 | 7410 | Rate Constraint in MTons | FALSE | L | Annual | Allowances Banked | Thousand Tons | 0 | 0 | 0 | 0 | 0 | 0 | 0
NSR WPS Consent - SO2 Cap Annual v5.12 | 678 | 7410 | Rate Constraint in MTons | FALSE | L | Annual | Allowances Withdrawn (1:1) | Thousand Tons | 0 | 0 | 0 | 0 | 0 | 0 | 0
NSR WPS Consent - SO2 Cap Annual v5.12 | 678 | 7410 | Rate Constraint in MTons | FALSE | L | Annual | Allowances Withdrawn (1:n) | Thousand Tons | 0 | 0 | 0 | 0 | 0 | 0 | 0
NSR WPS Consent - SO2 Cap Annual v5.12 | 678 | 7410 | Rate Constraint in MTons | FALSE | L | Annual | Total | Thousand Tons | 0.79874 | 0.87478 | 0.87825 | 0.87825 | 0.87825 | 0.81207 | 0.81312
NSR WPS Consent - SO2 Cap Annual v5.12 | 678 | 7410 | Rate Constraint in MTons | FALSE | L | Annual | Fuel Consumed | TBtu | 49.9471 | 57.5133 | 59.0943 | 59.0943 | 59.0943 | 51.4631 | 51.9379
NSR WPS Consent - SO2 Cap Annual v5.12 | 678 | 7410 | Rate Constraint in MTons | FALSE | L | Annual | Rate | lb/MMBtu | 0.031983 | 0.03042 | 0.029724 | 0.029724 | 0.029724 | 0.031559 | 0.031311
NSR WPS Consent - SO2 Cap Annual v5.12 | 678 | 7410 | Rate Constraint in MTons | FALSE | L | Annual | Generation | TWh | 5.1063 | 5.8728 | 6.031 | 6.031 | 6.031 | 5.2596 | 5.3071
NSR WPS Consent - SO2 Cap Annual v5.12 | 678 | 7410 | Rate Constraint in MTons | FALSE | L | Annual | Qualifying Generation | TWh | 5.1063 | 5.8728 | 6.031 | 6.031 | 6.031 | 5.2596 | 5.3071
NSR WPS Consent - SO2 Cap Annual v5.12 | 678 | 7410 | Rate Constraint in MTons | FALSE | L | Annual | Rate | lb/MWh | 0.31284 | 0.29791 | 0.29125 | 0.29125 | 0.29125 | 0.3088 | 0.30642
NSR WPS Consent - SO2 Cap Annual v5.12 | 678 | 7410 | Rate Constraint in MTons | FALSE | L | Annual | Constraint Shadow Price | US2022$/Ton | 0 | 0 | 0 | 0 | 0 | 0 | 0
NSR WPS Weston 3 - NOX Rate Annual v5.12, Unit 3161 and retrofits | 679 | 7411 | Rate Constraint in lbs/MMBtu | FALSE | L | Annual | Seasons Included | Seasons | Winter, Spring, Summer, Fall | Winter, Spring, Summer, Fall | Winter, Spring, Summer, Fall | Winter, Spring, Summer, Fall | Winter, Spring, Summer, Fall | Winter, Spring, Summer, Fall | Winter, Spring, Summer, Fall
NSR WPS Weston 3 - NOX Rate Annual v5.12, Unit 3161 and retrofits | 679 | 7411 | Rate Constraint in lbs/MMBtu | FALSE | L | Annual | Standard NOX | lb/MMBtu | 0.1 | 0.1 | 0.1 | 0.1 | 0.1 | 0.1 | 0.1
NSR WPS Weston 3 - NOX Rate Annual v5.12, Unit 3161 and retrofits | 679 | 7411 | Rate Constraint in lbs/MMBtu | FALSE | L | Annual | Emissions at Affected Plants NOX | Thousand Tons | 0.4688 | 0.60132 | 0.64601 | 0.64601 | 0.64601 | 0.49795 | 0.51137
NSR WPS Weston 3 - NOX Rate Annual v5.12, Unit 3161 and retrofits | 679 | 7411 | Rate Constraint in lbs/MMBtu | FALSE | L | Annual | Allowances Purchased NOX | Thousand Tons | 0 | 0 | 0 | 0 | 0 | 0 | 0
NSR WPS Weston 3 - NOX Rate Annual v5.12, Unit 3161 and retrofits | 679 | 7411 | Rate Constraint in lbs/MMBtu | FALSE | L | Annual | Allowances Sold NOX | Thousand Tons | 0 | 0 | 0 | 0 | 0 | 0 | 0
NSR WPS Weston 3 - NOX Rate Annual v5.12, Unit 3161 and retrofits | 679 | 7411 | Rate Constraint in lbs/MMBtu | FALSE | L | Annual | Allowances Banked | Thousand Tons | 0 | 0 | 0 | 0 | 0 | 0 | 0
NSR WPS Weston 3 - NOX Rate Annual v5.12, Unit 3161 and retrofits | 679 | 7411 | Rate Constraint in lbs/MMBtu | FALSE | L | Annual | Allowances Withdrawn (1:1) | Thousand Tons | 0 | 0 | 0 | 0 | 0 | 0 | 0
NSR WPS Weston 3 - NOX Rate Annual v5.12, Unit 3161 and retrofits | 679 | 7411 | Rate Constraint in lbs/MMBtu | FALSE | L | Annual | Allowances Withdrawn (1:n) | Thousand Tons | 0 | 0 | 0 | 0 | 0 | 0 | 0
NSR WPS Weston 3 - NOX Rate Annual v5.12, Unit 3161 and retrofits | 679 | 7411 | Rate Constraint in lbs/MMBtu | FALSE | L | Annual | Total | Thousand Tons | 0.4688 | 0.60132 | 0.64601 | 0.64601 | 0.64601 | 0.49795 | 0.51137
NSR WPS Weston 3 - NOX Rate Annual v5.12, Unit 3161 and retrofits | 679 | 7411 | Rate Constraint in lbs/MMBtu | FALSE | L | Annual | Fuel Consumed | TBtu | 16.5859 | 21.2745 | 22.8555 | 22.8555 | 22.8555 | 17.6173 | 18.0921
NSR WPS Weston 3 - NOX Rate Annual v5.12, Unit 3161 and retrofits | 679 | 7411 | Rate Constraint in lbs/MMBtu | FALSE | L | Annual | Rate | lb/MMBtu | 0.05653 | 0.05653 | 0.05653 | 0.05653 | 0.05653 | 0.05653 | 0.05653
NSR WPS Weston 3 - NOX Rate Annual v5.12, Unit 3161 and retrofits | 679 | 7411 | Rate Constraint in lbs/MMBtu | FALSE | L | Annual | Generation | TWh | 1.6596 | 2.1287 | 2.2869 | 2.2869 | 2.2869 | 1.7628 | 1.8103
NSR WPS Weston 3 - NOX Rate Annual v5.12, Unit 3161 and retrofits | 679 | 7411 | Rate Constraint in lbs/MMBtu | FALSE | L | Annual | Qualifying Generation | TWh | 1.6596 | 2.1287 | 2.2869 | 2.2869 | 2.2869 | 1.7628 | 1.8103
NSR WPS Weston 3 - NOX Rate Annual v5.12, Unit 3161 and retrofits | 679 | 7411 | Rate Constraint in lbs/MMBtu | FALSE | L | Annual | Rate | lb/MWh | 0.56496 | 0.56496 | 0.56496 | 0.56496 | 0.56496 | 0.56496 | 0.56496
NSR WPS Weston 3 - NOX Rate Annual v5.12, Unit 3161 and retrofits | 679 | 7411 | Rate Constraint in lbs/MMBtu | FALSE | L | Annual | Constraint Shadow Price | US2022$/Ton | 0 | 0 | 0 | 0 | 0 | 0 | 0
NSR WPS Weston 3 - SO2 Rate Annual v5.12, Unit 3161 and retrofits | 680 | 7412 | Rate Constraint in lbs/MMBtu | FALSE | L | Annual | Seasons Included | Seasons | Winter, Spring, Summer, Fall | Winter, Spring, Summer, Fall | Winter, Spring, Summer, Fall | Winter, Spring, Summer, Fall | Winter, Spring, Summer, Fall | Winter, Spring, Summer, Fall | Winter, Spring, Summer, Fall
NSR WPS Weston 3 - SO2 Rate Annual v5.12, Unit 3161 and retrofits | 680 | 7412 | Rate Constraint in lbs/MMBtu | FALSE | L | Annual | Standard SO2 | lb/MMBtu | 0.08 | 0.08 | 0.08 | 0.08 | 0.08 | 0.08 | 0.08
NSR WPS Weston 3 - SO2 Rate Annual v5.12, Unit 3161 and retrofits | 680 | 7412 | Rate Constraint in lbs/MMBtu | FALSE | L | Annual | Emissions at Affected Plants SO2 | Thousand Tons | 0.036385 | 0.046671 | 0.050139 | 0.050139 | 0.050139 | 0.038648 | 0.039689
NSR WPS Weston 3 - SO2 Rate Annual v5.12, Unit 3161 and retrofits | 680 | 7412 | Rate Constraint in lbs/MMBtu | FALSE | L | Annual | Allowances Purchased SO2 | Thousand Tons | 0 | 0 | 0 | 0 | 0 | 0 | 0
NSR WPS Weston 3 - SO2 Rate Annual v5.12, Unit 3161 and retrofits | 680 | 7412 | Rate Constraint in lbs/MMBtu | FALSE | L | Annual | Allowances Sold SO2 | Thousand Tons | 0 | 0 | 0 | 0 | 0 | 0 | 0
NSR WPS Weston 3 - SO2 Rate Annual v5.12, Unit 3161 and retrofits | 680 | 7412 | Rate Constraint in lbs/MMBtu | FALSE | L | Annual | Allowances Banked | Thousand Tons | 0 | 0 | 0 | 0 | 0 | 0 | 0
NSR WPS Weston 3 - SO2 Rate Annual v5.12, Unit 3161 and retrofits | 680 | 7412 | Rate Constraint in lbs/MMBtu | FALSE | L | Annual | Allowances Withdrawn (1:1) | Thousand Tons | 0 | 0 | 0 | 0 | 0 | 0 | 0
NSR WPS Weston 3 - SO2 Rate Annual v5.12, Unit 3161 and retrofits | 680 | 7412 | Rate Constraint in lbs/MMBtu | FALSE | L | Annual | Allowances Withdrawn (1:n) | Thousand Tons | 0 | 0 | 0 | 0 | 0 | 0 | 0
NSR WPS Weston 3 - SO2 Rate Annual v5.12, Unit 3161 and retrofits | 680 | 7412 | Rate Constraint in lbs/MMBtu | FALSE | L | Annual | Total | Thousand Tons | 0.036385 | 0.046671 | 0.050139 | 0.050139 | 0.050139 | 0.038648 | 0.039689
NSR WPS Weston 3 - SO2 Rate Annual v5.12, Unit 3161 and retrofits | 680 | 7412 | Rate Constraint in lbs/MMBtu | FALSE | L | Annual | Fuel Consumed | TBtu | 16.5859 | 21.2745 | 22.8555 | 22.8555 | 22.8555 | 17.6173 | 18.0921
NSR WPS Weston 3 - SO2 Rate Annual v5.12, Unit 3161 and retrofits | 680 | 7412 | Rate Constraint in lbs/MMBtu | FALSE | L | Annual | Rate | lb/MMBtu | 0.0043875 | 0.0043875 | 0.0043875 | 0.0043875 | 0.0043875 | 0.0043875 | 0.0043875
NSR WPS Weston 3 - SO2 Rate Annual v5.12, Unit 3161 and retrofits | 680 | 7412 | Rate Constraint in lbs/MMBtu | FALSE | L | Annual | Generation | TWh | 1.6596 | 2.1287 | 2.2869 | 2.2869 | 2.2869 | 1.7628 | 1.8103
NSR WPS Weston 3 - SO2 Rate Annual v5.12, Unit 3161 and retrofits | 680 | 7412 | Rate Constraint in lbs/MMBtu | FALSE | L | Annual | Qualifying Generation | TWh | 1.6596 | 2.1287 | 2.2869 | 2.2869 | 2.2869 | 1.7628 | 1.8103
NSR WPS Weston 3 - SO2 Rate Annual v5.12, Unit 3161 and retrofits | 680 | 7412 | Rate Constraint in lbs/MMBtu | FALSE | L | Annual | Rate | lb/MWh | 0.043848 | 0.043848 | 0.043848 | 0.043848 | 0.043848 | 0.043848 | 0.043848
NSR WPS Weston 3 - SO2 Rate Annual v5.12, Unit 3161 and retrofits | 680 | 7412 | Rate Constraint in lbs/MMBtu | FALSE | L | Annual | Constraint Shadow Price | US2022$/Ton | 0 | 0 | 0 | 0 | 0 | 0 | 0
NSR WPS Weston 4 - SO2 Rate Annual v5.12, Unit 2563 and retrofits | 681 | 7413 | Rate Constraint in lbs/MMBtu | FALSE | L | Annual | Seasons Included | Seasons | Winter, Spring, Summer, Fall | Winter, Spring, Summer, Fall | Winter, Spring, Summer, Fall | Winter, Spring, Summer, Fall | Winter, Spring, Summer, Fall | Winter, Spring, Summer, Fall | Winter, Spring, Summer, Fall
NSR WPS Weston 4 - SO2 Rate Annual v5.12, Unit 2563 and retrofits | 681 | 7413 | Rate Constraint in lbs/MMBtu | FALSE | L | Annual | Standard SO2 | lb/MMBtu | 0.08 | 0.08 | 0.08 | 0.08 | 0.08 | 0.08 | 0.08
NSR WPS Weston 4 - SO2 Rate Annual v5.12, Unit 2563 and retrofits | 681 | 7413 | Rate Constraint in lbs/MMBtu | FALSE | L | Annual | Emissions at Affected Plants SO2 | Thousand Tons | 0.76235 | 0.82811 | 0.82811 | 0.82811 | 0.82811 | 0.77343 | 0.77343
NSR WPS Weston 4 - SO2 Rate Annual v5.12, Unit 2563 and retrofits | 681 | 7413 | Rate Constraint in lbs/MMBtu | FALSE | L | Annual | Allowances Purchased SO2 | Thousand Tons | 0 | 0 | 0 | 0 | 0 | 0 | 0
NSR WPS Weston 4 - SO2 Rate Annual v5.12, Unit 2563 and retrofits | 681 | 7413 | Rate Constraint in lbs/MMBtu | FALSE | L | Annual | Allowances Sold SO2 | Thousand Tons | 0 | 0 | 0 | 0 | 0 | 0 | 0
NSR WPS Weston 4 - SO2 Rate Annual v5.12, Unit 2563 and retrofits | 681 | 7413 | Rate Constraint in lbs/MMBtu | FALSE | L | Annual | Allowances Banked | Thousand Tons | 0 | 0 | 0 | 0 | 0 | 0 | 0
NSR WPS Weston 4 - SO2 Rate Annual v5.12, Unit 2563 and retrofits | 681 | 7413 | Rate Constraint in lbs/MMBtu | FALSE | L | Annual | Allowances Withdrawn (1:1) | Thousand Tons | 0 | 0 | 0 | 0 | 0 | 0 | 0
NSR WPS Weston 4 - SO2 Rate Annual v5.12, Unit 2563 and retrofits | 681 | 7413 | Rate Constraint in lbs/MMBtu | FALSE | L | Annual | Allowances Withdrawn (1:n) | Thousand Tons | 0 | 0 | 0 | 0 | 0 | 0 | 0
NSR WPS Weston 4 - SO2 Rate Annual v5.12, Unit 2563 and retrofits | 681 | 7413 | Rate Constraint in lbs/MMBtu | FALSE | L | Annual | Total | Thousand Tons | 0.76235 | 0.82811 | 0.82811 | 0.82811 | 0.82811 | 0.77343 | 0.77343
NSR WPS Weston 4 - SO2 Rate Annual v5.12, Unit 2563 and retrofits | 681 | 7413 | Rate Constraint in lbs/MMBtu | FALSE | L | Annual | Fuel Consumed | TBtu | 33.3613 | 36.2388 | 36.2388 | 36.2388 | 36.2388 | 33.8458 | 33.8458
NSR WPS Weston 4 - SO2 Rate Annual v5.12, Unit 2563 and retrofits | 681 | 7413 | Rate Constraint in lbs/MMBtu | FALSE | L | Annual | Rate | lb/MMBtu | 0.045703 | 0.045703 | 0.045703 | 0.045703 | 0.045703 | 0.045703 | 0.045703
NSR WPS Weston 4 - SO2 Rate Annual v5.12, Unit 2563 and retrofits | 681 | 7413 | Rate Constraint in lbs/MMBtu | FALSE | L | Annual | Generation | TWh | 3.4468 | 3.7441 | 3.7441 | 3.7441 | 3.7441 | 3.4968 | 3.4968
NSR WPS Weston 4 - SO2 Rate Annual v5.12, Unit 2563 and retrofits | 681 | 7413 | Rate Constraint in lbs/MMBtu | FALSE | L | Annual | Qualifying Generation | TWh | 3.4468 | 3.7441 | 3.7441 | 3.7441 | 3.7441 | 3.4968 | 3.4968
NSR WPS Weston 4 - SO2 Rate Annual v5.12, Unit 2563 and retrofits | 681 | 7413 | Rate Constraint in lbs/MMBtu | FALSE | L | Annual | Rate | lb/MWh | 0.44236 | 0.44236 | 0.44236 | 0.44236 | 0.44236 | 0.44236 | 0.44236
NSR WPS Weston 4 - SO2 Rate Annual v5.12, Unit 2563 and retrofits | 681 | 7413 | Rate Constraint in lbs/MMBtu | FALSE | L | Annual | Constraint Shadow Price | US2022$/Ton | 0 | 0 | 0 | 0 | 0 | 0 | 0
NY- CO2 Budget- v5.16 | 682 | 7537 | Rate Constraint in MTons | FALSE | L | Annual | Seasons Included | Seasons | Winter, Spring, Summer, Fall | Winter, Spring, Summer, Fall | Winter, Spring, Summer, Fall | Winter, Spring, Summer, Fall | Winter, Spring, Summer, Fall | Winter, Spring, Summer, Fall | Winter, Spring, Summer, Fall
NY- CO2 Budget- v5.16 | 682 | 7537 | Rate Constraint in MTons | FALSE | L | Annual | Standard CO2 | Thousand Tons | 22892.819 | 21131.833 | 21131.833 | 21131.833 | 21131.833 | 21131.833 | 21131.833
NY- CO2 Budget- v5.16 | 682 | 7537 | Rate Constraint in MTons | FALSE | L | Annual | Emissions at Affected Plants CO2 | Thousand Tons | 21882.195 | 22142.457 | 21131.833 | 7318.9108 | 7648.4185 | 8110.5052 | 8661.6613
NY- CO2 Budget- v5.16 | 682 | 7537 | Rate Constraint in MTons | FALSE | L | Annual | Allowances Purchased CO2 | Thousand Tons | 0 | 0 | 0 | 0 | 0 | 0 | 0
NY- CO2 Budget- v5.16 | 682 | 7537 | Rate Constraint in MTons | FALSE | L | Annual | Allowances Sold CO2 | Thousand Tons | 0 | 0 | 0 | 0 | 0 | 0 | 0
NY- CO2 Budget- v5.16 | 682 | 7537 | Rate Constraint in MTons | FALSE | L | Annual | Allowances Banked | Thousand Tons | 1010.624 | 0 | 0 | 0 | 0 | 0 | 0
NY- CO2 Budget- v5.16 | 682 | 7537 | Rate Constraint in MTons | FALSE | L | Annual | Allowances Withdrawn (1:1) | Thousand Tons | 0 | -1010.624 | 0 | 0 | 0 | 0 | 0
NY- CO2 Budget- v5.16 | 682 | 7537 | Rate Constraint in MTons | FALSE | L | Annual | Allowances Withdrawn (1:n) | Thousand Tons | 0 | 0 | 0 | 0 | 0 | 0 | 0
NY- CO2 Budget- v5.16 | 682 | 7537 | Rate Constraint in MTons | FALSE | L | Annual | Total | Thousand Tons | 22892.819 | 21131.833 | 21131.833 | 7318.9108 | 7648.4185 | 8110.5052 | 8661.6613
NY- CO2 Budget- v5.16 | 682 | 7537 | Rate Constraint in MTons | FALSE | L | Annual | Fuel Consumed | TBtu | 359.0184 | 362.4584 | 346.3058 | 118.8227 | 124.7763 | 133.7402 | 143.3449
NY- CO2 Budget- v5.16 | 682 | 7537 | Rate Constraint in MTons | FALSE | L | Annual | Rate | lb/MMBtu | 121.9001 | 122.1793 | 122.0415 | 123.1904 | 122.5941 | 121.2874 | 120.8507
NY- CO2 Budget- v5.16 | 682 | 7537 | Rate Constraint in MTons | FALSE | L | Annual | Generation | TWh | 60.2948 | 73.5014 | 112.4664 | 179.0965 | 191.6944 | 215.55 | 231.0348
NY- CO2 Budget- v5.16 | 682 | 7537 | Rate Constraint in MTons | FALSE | L | Annual | Qualifying Generation | TWh | 60.2948 | 73.5014 | 112.4664 | 178.2558 | 190.6681 | 214.3844 | 229.8841
NY- CO2 Budget- v5.16 | 682 | 7537 | Rate Constraint in MTons | FALSE | L | Annual | Rate | lb/MWh | 725.8402 | 602.5046 | 375.7891 | 82.117 | 80.2276 | 75.6632 | 75.3568
NY- CO2 Budget- v5.16 | 682 | 7537 | Rate Constraint in MTons | FALSE | L | Annual | Constraint Shadow Price | US2022$/Ton | 10.1896 | 10.9703 | 5.9084 | 0 | 0 | 0 | 0
NY- CO2 Rate Limit- Existing Fossil Units- v6.20 | 683 | 7561 | Rate Constraint in lbs/MWh | FALSE | L | Annual | Seasons Included | Seasons | Winter, Spring, Summer, Fall | Winter, Spring, Summer, Fall | Winter, Spring, Summer, Fall | Winter, Spring, Summer, Fall | Winter, Spring, Summer, Fall | Winter, Spring, Summer, Fall | Winter, Spring, Summer, Fall
NY- CO2 Rate Limit- Existing Fossil Units- v6.20 | 683 | 7561 | Rate Constraint in lbs/MWh | FALSE | L | Annual | Standard CO2 | lb/MWh | 1800 | 1800 | 1800 | 1800 | 1800 | 1800 | 1800
NY- CO2 Rate Limit- Existing Fossil Units- v6.20 | 683 | 7561 | Rate Constraint in lbs/MWh | FALSE | L | Annual | Emissions at Affected Plants CO2 | Thousand Tons | 21866.0902 | 21958.029 | 18050.6717 | 2860.8882 | 2610.4376 | 2321.8178 | 1993.3762
NY- CO2 Rate Limit- Existing Fossil Units- v6.20 | 683 | 7561 | Rate Constraint in lbs/MWh | FALSE | L | Annual | Allowances Purchased CO2 | Thousand Tons | 0 | 0 | 0 | 0 | 0 | 0 | 0
NY- CO2 Rate Limit- Existing Fossil Units- v6.20 | 683 | 7561 | Rate Constraint in lbs/MWh | FALSE | L | Annual | Allowances Sold CO2 | Thousand Tons | 0 | 0 | 0 | 0 | 0 | 0 | 0
NY- CO2 Rate Limit- Existing Fossil Units- v6.20 | 683 | 7561 | Rate Constraint in lbs/MWh | FALSE | L | Annual | Allowances Banked | Thousand Tons | 0 | 0 | 0 | 0 | 0 | 0 | 0
NY- CO2 Rate Limit- Existing Fossil Units- v6.20 | 683 | 7561 | Rate Constraint in lbs/MWh | FALSE | L | Annual | Allowances Withdrawn (1:1) | Thousand Tons | 0 | 0 | 0 | 0 | 0 | 0 | 0
NY- CO2 Rate Limit- Existing Fossil Units- v6.20 | 683 | 7561 | Rate Constraint in lbs/MWh | FALSE | L | Annual | Allowances Withdrawn (1:n) | Thousand Tons | 0 | 0 | 0 | 0 | 0 | 0 | 0
NY- CO2 Rate Limit- Existing Fossil Units- v6.20 | 683 | 7561 | Rate Constraint in lbs/MWh | FALSE | L | Annual | Total | Thousand Tons | 21866.0902 | 21958.029 | 18050.6717 | 2860.8882 | 2610.4376 | 2321.8178 | 1993.3762
NY- CO2 Rate Limit- Existing Fossil Units- v6.20 | 683 | 7561 | Rate Constraint in lbs/MWh | FALSE | L | Annual | Fuel Consumed | TBtu | 358.7433 | 359.2628 | 293.6112 | 42.4385 | 38.485 | 34.6251 | 29.2041
NY- CO2 Rate Limit- Existing Fossil Units- v6.20 | 683 | 7561 | Rate Constraint in lbs/MWh | FALSE | L | Annual | Rate | lb/MMBtu | 121.9038 | 122.2394 | 122.9563 | 134.8252 | 135.66 | 134.1118 | 136.5133
NY- CO2 Rate Limit- Existing Fossil Units- v6.20 | 683 | 7561 | Rate Constraint in lbs/MWh | FALSE | L | Annual | Generation | TWh | 49.0792 | 49.7047 | 40.8994 | 5.9714 | 5.4182 | 4.7714 | 4.0273
NY- CO2 Rate Limit- Existing Fossil Units- v6.20 | 683 | 7561 | Rate Constraint in lbs/MWh | FALSE | L | Annual | Qualifying Generation | TWh | 49.0792 | 49.7047 | 40.8994 | 5.9714 | 5.4182 | 4.7714 | 4.0273
NY- CO2 Rate Limit- Existing Fossil Units- v6.20 | 683 | 7561 | Rate Constraint in lbs/MWh | FALSE | L | Annual | Constraint Shadow Price | US2022$/Ton | 0 | 0 | 0 | 0 | 0 | 0 | 0
NY- CO2 Rate Limit- New CT Units- v5.12 | 684 | 7352 | Rate Constraint in lbs/MWh | FALSE | L | Annual | Seasons Included | Seasons | Winter, Spring, Summer, Fall | Winter, Spring, Summer, Fall | Winter, Spring, Summer, Fall | Winter, Spring, Summer, Fall | Winter, Spring, Summer, Fall | Winter, Spring, Summer, Fall | Winter, Spring, Summer, Fall
NY- CO2 Rate Limit- New CT Units- v5.12 | 684 | 7352 | Rate Constraint in lbs/MWh | FALSE | L | Annual | Standard CO2 | lb/MWh | 1450 | 1450 | 1450 | 1450 | 1450 | 1450 | 1450
NY- CO2 Rate Limit- New CT Units- v5.12 | 684 | 7352 | Rate Constraint in lbs/MWh | FALSE | L | Annual | Emissions at Affected Plants CO2 | Thousand Tons | 16.1048 | 17.1727 | 4.8743 | 82.4374 | 178.3708 | 651.2293 | 1221.5681
NY- CO2 Rate Limit- New CT Units- v5.12 | 684 | 7352 | Rate Constraint in lbs/MWh | FALSE | L | Annual | Allowances Purchased CO2 | Thousand Tons | 0 | 0 | 0 | 0 | 0 | 0 | 0
NY- CO2 Rate Limit- New CT Units- v5.12 | 684 | 7352 | Rate Constraint in lbs/MWh | FALSE | L | Annual | Allowances Sold CO2 | Thousand Tons | 0 | 0 | 0 | 0 | 0 | 0 | 0
NY- CO2 Rate Limit- New CT Units- v5.12 | 684 | 7352 | Rate Constraint in lbs/MWh | FALSE | L | Annual | Allowances Banked | Thousand Tons | 0 | 0 | 0 | 0 | 0 | 0 | 0
NY- CO2 Rate Limit- New CT Units- v5.12 | 684 | 7352 | Rate Constraint in lbs/MWh | FALSE | L | Annual | Allowances Withdrawn (1:1) | Thousand Tons | 0 | 0 | 0 | 0 | 0 | 0 | 0
NY- CO2 Rate Limit- New CT Units- v5.12 | 684 | 7352 | Rate Constraint in lbs/MWh | FALSE | L | Annual | Allowances Withdrawn (1:n) | Thousand Tons | 0 | 0 | 0 | 0 | 0 | 0 | 0
NY- CO2 Rate Limit- New CT Units- v5.12 | 684 | 7352 | Rate Constraint in lbs/MWh | FALSE | L | Annual | Total | Thousand Tons | 16.1048 | 17.1727 | 4.8743 | 82.4374 | 178.3708 | 651.2293 | 1221.5681
NY- CO2 Rate Limit- New CT Units- v5.12 | 684 | 7352 | Rate Constraint in lbs/MWh | FALSE | L | Annual | Fuel Consumed | TBtu | 0.27511 | 0.29335 | 0.083264 | 1.4082 | 3.047 | 11.1245 | 20.8672
NY- CO2 Rate Limit- New CT Units- v5.12 | 684 | 7352 | Rate Constraint in lbs/MWh | FALSE | L | Annual | Rate | lb/MMBtu | 117.08 | 117.08 | 117.08 | 117.08 | 117.08 | 117.08 | 117.08
NY- CO2 Rate Limit- New CT Units- v5.12 | 684 | 7352 | Rate Constraint in lbs/MWh | FALSE | L | Annual | Generation | TWh | 0.030037 | 0.032047 | 0.0090894 | 0.15402 | 0.33327 | 1.2168 | 2.2825
NY- CO2 Rate Limit- New CT Units- v5.12 | 684 | 7352 | Rate Constraint in lbs/MWh | FALSE | L | Annual | Qualifying Generation | TWh | 0.030037 | 0.032047 | 0.0090894 | 0.15402 | 0.33327 | 1.2168 | 2.2825
NY- CO2 Rate Limit- New CT Units- v5.12 | 684 | 7352 | Rate Constraint in lbs/MWh | FALSE | L | Annual | Constraint Shadow Price | US2022$/Ton | 0 | 0 | 0 | 0 | 0 | 0 | 0
NY- CO2 Rate Limit- New Fossil Units- v5.12 | 685 | 7351 | Rate Constraint in lbs/MWh | FALSE | L | Annual | Seasons Included | Seasons | Winter, Spring, Summer, Fall | Winter, Spring, Summer, Fall | Winter, Spring, Summer, Fall | Winter, Spring, Summer, Fall | Winter, Spring, Summer, Fall | Winter, Spring, Summer, Fall | Winter, Spring, Summer, Fall
NY- CO2 Rate Limit- New Fossil Units- v5.12 | 685 | 7351 | Rate Constraint in lbs/MWh | FALSE | L | Annual | Standard CO2 | lb/MWh | 925 | 925 | 925 | 925 | 925 | 925 | 925
NY- CO2 Rate Limit- New Fossil Units- v5.12 | 685 | 7351 | Rate Constraint in lbs/MWh | FALSE | L | Annual | Emissions at Affected Plants CO2 | Thousand Tons | 5055.1178 | 4973.8693 | 7223.6848 | 4128.9142 | 4525.3906 | 4645.0167 | 4908.9306
NY- CO2 Rate Limit- New Fossil Units- v5.12 | 685 | 7351 | Rate Constraint in lbs/MWh | FALSE | L | Annual | Allowances Purchased CO2 | Thousand Tons | 0 | 0 | 0 | 0 | 0 | 0 | 0
NY- CO2 Rate Limit- New Fossil Units- v5.12 | 685 | 7351 | Rate Constraint in lbs/MWh | FALSE | L | Annual | Allowances Sold CO2 | Thousand Tons | 0 | 0 | 0 | 0 | 0 | 0 | 0
NY- CO2 Rate Limit- New Fossil Units- v5.12 | 685 | 7351 | Rate Constraint in lbs/MWh | FALSE | L | Annual | Allowances Banked | Thousand Tons | 0 | 0 | 0 | 0 | 0 | 0 | 0
NY- CO2 Rate Limit- New Fossil Units- v5.12 | 685 | 7351 | Rate Constraint in lbs/MWh | FALSE | L | Annual | Allowances Withdrawn (1:1) | Thousand Tons | 0 | 0 | 0 | 0 | 0 | 0 | 0
NY- CO2 Rate Limit- New Fossil Units- v5.12 | 685 | 7351 | Rate Constraint in lbs/MWh | FALSE | L | Annual | Allowances Withdrawn (1:n) | Thousand Tons | 0 | 0 | 0 | 0 | 0 | 0 | 0
NY- CO2 Rate Limit- New Fossil Units- v5.12 | 685 | 7351 | Rate Constraint in lbs/MWh | FALSE | L | Annual | Total | Thousand Tons | 5055.1178 | 4973.8693 | 7223.6848 | 4128.9142 | 4525.3906 | 4645.0167 | 4908.9306
NY- CO2 Rate Limit- New Fossil Units- v5.12 | 685 | 7351 | Rate Constraint in lbs/MWh | FALSE | L | Annual | Fuel Consumed | TBtu | 86.3532 | 84.9653 | 123.3974 | 70.5315 | 77.3042 | 79.3477 | 83.856
NY- CO2 Rate Limit- New Fossil Units- v5.12 | 685 | 7351 | Rate Constraint in lbs/MWh | FALSE | L | Annual | Rate | lb/MMBtu | 117.08 | 117.08 | 117.08 | 117.08 | 117.08 | 117.08 | 117.08
NY- CO2 Rate Limit- New Fossil Units- v5.12 | 685 | 7351 | Rate Constraint in lbs/MWh | FALSE | L | Annual | Generation | TWh | 12.2487 | 12.0518 | 18.4171 | 11.9743 | 13.2757 | 13.794 | 14.5177
NY- CO2 Rate Limit- New Fossil Units- v5.12 | 685 | 7351 | Rate Constraint in lbs/MWh | FALSE | L | Annual | Qualifying Generation | TWh | 12.2487 | 12.0518 | 18.4171 | 11.1335 | 12.2494 | 12.6284 | 13.367
NY- CO2 Rate Limit- New Fossil Units- v5.12 | 685 | 7351 | Rate Constraint in lbs/MWh | FALSE | L | Annual | Constraint Shadow Price | US2022$/Ton | 0 | 0 | 0 | 0 | 0 | 0 | 0
NY Min Oil Burn - Astoria - Summer | 686 | 7541 | Generation Constraint in GWh | FALSE | G | Annual | Seasons Included | Seasons | Winter, Spring, Summer, Fall | Winter, Spring, Summer, Fall | Winter, Spring, Summer, Fall | Winter, Spring, Summer, Fall | Winter, Spring, Summer, Fall | Winter, Spring, Summer, Fall | Winter, Spring, Summer, Fall
NY Min Oil Burn - Astoria - Summer | 686 | 7541 | Generation Constraint in GWh | FALSE | G | Annual | Standard GWh | GWh | 0 | 0 | 0 | 0 | 0 | 0 | 0
NY Min Oil Burn - Astoria - Summer | 686 | 7541 | Generation Constraint in GWh | FALSE | G | Annual | Generation at Eligible Plants | GWh | 0 | 0 | 0 | 0 | 0 | 0 | 0
NY Min Oil Burn - Astoria - Summer | 686 | 7541 | Generation Constraint in GWh | FALSE | G | Annual | Allowances Purchased | GWh | 0 | 0 | 0 | 0 | 0 | 0 | 0
NY Min Oil Burn - Astoria - Summer | 686 | 7541 | Generation Constraint in GWh | FALSE | G | Annual | Allowances Sold | GWh | 0 | 0 | 0 | 0 | 0 | 0 | 0
NY Min Oil Burn - Astoria - Summer | 686 | 7541 | Generation Constraint in GWh | FALSE | G | Annual | Allowances Banked | GWh | 0 | 0 | 0 | 0 | 0 | 0 | 0
NY Min Oil Burn - Astoria - Summer | 686 | 7541 | Generation Constraint in GWh | FALSE | G | Annual | Allowances Withdrawn (1:1) | GWh | 0 | 0 | 0 | 0 | 0 | 0 | 0
NY Min Oil Burn - Astoria - Summer | 686 | 7541 | Generation Constraint in GWh | FALSE | G | Annual | Allowances Withdrawn (1:n) | GWh | 0 | 0 | 0 | 0 | 0 | 0 | 0
NY Min Oil Burn - Astoria - Summer | 686 | 7541 | Generation Constraint in GWh | FALSE | G | Annual | Net Emissions Allowance Position | GWh | 0 | 0 | 0 | 0 | 0 | 0 | 0
NY Min Oil Burn - Astoria - Summer | 686 | 7541 | Generation Constraint in GWh | FALSE | G | Annual | Constraint Shadow Price | US2022$/MWh | 0 | 0 | 0 | 0 | 0 | 0 | 0
NY Min Oil Burn - Astoria - Winter | 687 | 7539 | Generation Constraint in GWh | FALSE | G | Annual | Seasons Included | Seasons | Winter, Spring, Summer, Fall | Winter, Spring, Summer, Fall | Winter, Spring, Summer, Fall | Winter, Spring, Summer, Fall | Winter, Spring, Summer, Fall | Winter, Spring, Summer, Fall | Winter, Spring, Summer, Fall
NY Min Oil Burn - Astoria - Winter | 687 | 7539 | Generation Constraint in GWh | FALSE | G | Annual | Standard GWh | GWh | 0 | 0 | 0 | 0 | 0 | 0 | 0
NY Min Oil Burn - Astoria - Winter | 687 | 7539 | Generation Constraint in GWh | FALSE | G | Annual | Generation at Eligible Plants | GWh | 0 | 0 | 0 | 0 | 0 | 0 | 0
NY Min Oil Burn - Astoria - Winter | 687 | 7539 | Generation Constraint in GWh | FALSE | G | Annual | Allowances Purchased | GWh | 0 | 0 | 0 | 0 | 0 | 0 | 0
NY Min Oil Burn - Astoria - Winter | 687 | 7539 | Generation Constraint in GWh | FALSE | G | Annual | Allowances Sold | GWh | 0 | 0 | 0 | 0 | 0 | 0 | 0
NY Min Oil Burn - Astoria - Winter | 687 | 7539 | Generation Constraint in GWh | FALSE | G | Annual | Allowances Banked | GWh | 0 | 0 | 0 | 0 | 0 | 0 | 0
NY Min Oil Burn - Astoria - Winter | 687 | 7539 | Generation Constraint in GWh | FALSE | G | Annual | Allowances Withdrawn (1:1) | GWh | 0 | 0 | 0 | 0 | 0 | 0 | 0
NY Min Oil Burn - Astoria - Winter | 687 | 7539 | Generation Constraint in GWh | FALSE | G | Annual | Allowances Withdrawn (1:n) | GWh | 0 | 0 | 0 | 0 | 0 | 0 | 0
NY Min Oil Burn - Astoria - Winter | 687 | 7539 | Generation Constraint in GWh | FALSE | G | Annual | Net Emissions Allowance Position | GWh | 0 | 0 | 0 | 0 | 0 | 0 | 0
NY Min Oil Burn - Astoria - Winter | 687 | 7539 | Generation Constraint in GWh | FALSE | G | Annual | Constraint Shadow Price | US2022$/MWh | 0 | 0 | 0 | 0 | 0 | 0 | 0
NY Min Oil Burn - Astoria - Winter Shldr | 688 | 7540 | Generation Constraint in GWh | FALSE | G | Annual | Seasons Included | Seasons | Winter, Spring, Summer, Fall | Winter, Spring, Summer, Fall | Winter, Spring, Summer, Fall | Winter, Spring, Summer, Fall | Winter, Spring, Summer, Fall | Winter, Spring, Summer, Fall | Winter, Spring, Summer, Fall
NY Min Oil Burn - Astoria - Winter Shldr | 688 | 7540 | Generation Constraint in GWh | FALSE | G | Annual | Standard GWh | GWh | 0 | 0 | 0 | 0 | 0 | 0 | 0
NY Min Oil Burn - Astoria - Winter Shldr | 688 | 7540 | Generation Constraint in GWh | FALSE | G | Annual | Generation at Eligible Plants | GWh | 0 | 0 | 0 | 0 | 0 | 0 | 0
NY Min Oil Burn - Astoria - Winter Shldr | 688 | 7540 | Generation Constraint in GWh | FALSE | G | Annual | Allowances Purchased | GWh | 0 | 0 | 0 | 0 | 0 | 0 | 0
NY Min Oil Burn - Astoria - Winter Shldr | 688 | 7540 | Generation Constraint in GWh | FALSE | G | Annual | Allowances Sold | GWh | 0 | 0 | 0 | 0 | 0 | 0 | 0
NY Min Oil Burn - Astoria - Winter Shldr | 688 | 7540 | Generation Constraint in GWh | FALSE | G | Annual | Allowances Banked | GWh | 0 | 0 | 0 | 0 | 0 | 0 | 0
NY Min Oil Burn - Astoria - Winter Shldr | 688 | 7540 | Generation Constraint in GWh | FALSE | G | Annual | Allowances Withdrawn (1:1) | GWh | 0 | 0 | 0 | 0 | 0 | 0 | 0
NY Min Oil Burn - Astoria - Winter Shldr | 688 | 7540 | Generation Constraint in GWh | FALSE | G | Annual | Allowances Withdrawn (1:n) | GWh | 0 | 0 | 0 | 0 | 0 | 0 | 0
NY Min Oil Burn - Astoria - Winter Shldr | 688 | 7540 | Generation Constraint in GWh | FALSE | G | Annual | Net Emissions Allowance Position | GWh | 0 | 0 | 0 | 0 | 0 | 0 | 0
NY Min Oil Burn - Astoria - Winter Shldr | 688 | 7540 | Generation Constraint in GWh | FALSE | G | Annual | Constraint Shadow Price | US2022$/MWh | 0 | 0 | 0 | 0 | 0 | 0 | 0
NY Min Oil Burn - Astoria Energy - Summer | 689 | 7553 | Generation Constraint in GWh | FALSE | G | Annual | Seasons Included | Seasons | Winter, Spring, Summer, Fall | Winter, Spring, Summer, Fall | Winter, Spring, Summer, Fall | Winter, Spring, Summer, Fall | Winter, Spring, Summer, Fall | Winter, Spring, Summer, Fall | Winter, Spring, Summer, Fall
NY Min Oil Burn - Astoria Energy - Summer | 689 | 7553 | Generation Constraint in GWh | FALSE | G | Annual | Standard GWh | GWh | 0 | 0 | 0 | 0 | 0 | 0 | 0
NY Min Oil Burn - Astoria Energy - Summer | 689 | 7553 | Generation Constraint in GWh | FALSE | G | Annual | Generation at Eligible Plants | GWh | 3303.4916 | 3123.6134 | 2241.0534 | 635.4506 | 607.8858 | 310.7664 | 310.3149
NY Min Oil Burn - Astoria Energy - Summer | 689 | 7553 | Generation Constraint in GWh | FALSE | G | Annual | Allowances Purchased | GWh | 0 | 0 | 0 | 0 | 0 | 0 | 0
NY Min Oil Burn - Astoria Energy - Summer | 689 | 7553 | Generation Constraint in GWh | FALSE | G | Annual | Allowances Sold | GWh | 0 | 0 | 0 | 0 | 0 | 0 | 0
NY Min Oil Burn - Astoria Energy - Summer | 689 | 7553 | Generation Constraint in GWh | FALSE | G | Annual | Allowances Banked | GWh | 0 | 0 | 0 | 0 | 0 | 0 | 0
NY Min Oil Burn - Astoria Energy - Summer | 689 | 7553 | Generation Constraint in GWh | FALSE | G | Annual | Allowances Withdrawn (1:1) | GWh | 0 | 0 | 0 | 0 | 0 | 0 | 0
NY Min Oil Burn - Astoria Energy - Summer | 689 | 7553 | Generation Constraint in GWh | FALSE | G | Annual | Allowances Withdrawn (1:n) | GWh | 0 | 0 | 0 | 0 | 0 | 0 | 0
NY Min Oil Burn - Astoria Energy - Summer | 689 | 7553 | Generation Constraint in GWh | FALSE | G | Annual | Net Emissions Allowance Position | GWh | 3303.4916 | 3123.6134 | 2241.0534 | 635.4506 | 607.8858 | 310.7664 | 310.3149
NY Min Oil Burn - Astoria Energy - Summer | 689 | 7553 | Generation Constraint in GWh | FALSE | G | Annual | Constraint Shadow Price | US2022$/MWh | 0 | 0 | 0 | 0 | 0 | 0 | 0
NY Min Oil Burn - Astoria Energy - Winter | 690 | 7551 | Generation Constraint in GWh | FALSE | G | Annual | Seasons Included | Seasons | Winter, Spring, Summer, Fall | Winter, Spring, Summer, Fall | Winter, Spring, Summer, Fall | Winter, Spring, Summer, Fall | Winter, Spring, Summer, Fall | Winter, Spring, Summer, Fall | Winter, Spring, Summer, Fall
NY Min Oil Burn - Astoria Energy - Winter | 690 | 7551 | Generation Constraint in GWh | FALSE | G | Annual | Standard GWh | GWh | 0 | 0 | 0 | 0 | 0 | 0 | 0
NY Min Oil Burn - Astoria Energy - Winter | 690 | 7551 | Generation Constraint in GWh | FALSE | G | Annual | Generation at Eligible Plants | GWh | 3303.4916 | 3123.6134 | 2241.0534 | 635.4506 | 607.8858 | 310.7664 | 310.3149
NY Min Oil Burn - Astoria Energy - Winter | 690 | 7551 | Generation Constraint in GWh | FALSE | G | Annual | Allowances Purchased | GWh | 0 | 0 | 0 | 0 | 0 | 0 | 0
NY Min Oil Burn - Astoria Energy - Winter | 690 | 7551 | Generation Constraint in GWh | FALSE | G | Annual | Allowances Sold | GWh | 0 | 0 | 0 | 0 | 0 | 0 | 0
NY Min Oil Burn - Astoria Energy - Winter | 690 | 7551 | Generation Constraint in GWh | FALSE | G | Annual | Allowances Banked | GWh | 0 | 0 | 0 | 0 | 0 | 0 | 0
NY Min Oil Burn - Astoria Energy - Winter | 690 | 7551 | Generation Constraint in GWh | FALSE | G | Annual | Allowances Withdrawn (1:1) | GWh | 0 | 0 | 0 | 0 | 0 | 0 | 0
NY Min Oil Burn - Astoria Energy - Winter | 690 | 7551 | Generation Constraint in GWh | FALSE | G | Annual | Allowances Withdrawn (1:n) | GWh | 0 | 0 | 0 | 0 | 0 | 0 | 0
NY Min Oil Burn - Astoria Energy - Winter | 690 | 7551 | Generation Constraint in GWh | FALSE | G | Annual | Net Emissions Allowance Position | GWh | 3303.4916 | 3123.6134 | 2241.0534 | 635.4506 | 607.8858 | 310.7664 | 310.3149
NY Min Oil Burn - Astoria Energy - Winter | 690 | 7551 | Generation Constraint in GWh | FALSE | G | Annual | Constraint Shadow Price | US2022$/MWh | 0 | 0 | 0 | 0 | 0 | 0 | 0
NY Min Oil Burn - Astoria Energy - Winter Shldr | 691 | 7552 | Generation Constraint in GWh | FALSE | G | Annual | Seasons Included | Seasons | Winter, Spring, Summer, Fall | Winter, Spring, Summer, Fall | Winter, Spring, Summer, Fall | Winter, Spring, Summer, Fall | Winter, Spring, Summer, Fall | Winter, Spring, Summer, Fall | Winter, Spring, Summer, Fall
NY Min Oil Burn - Astoria Energy - Winter Shldr | 691 | 7552 | Generation Constraint in GWh | FALSE | G | Annual | Standard GWh | GWh | 0 | 0 | 0 | 0 | 0 | 0 | 0
NY Min Oil Burn - Astoria Energy - Winter Shldr | 691 | 7552 | Generation Constraint in GWh | FALSE | G | Annual | Generation at Eligible Plants | GWh | 3303.4916 | 3123.6134 | 2241.0534 | 635.4506 | 607.8858 | 310.7664 | 310.3149
NY Min Oil Burn - Astoria Energy - Winter Shldr | 691 | 7552 | Generation Constraint in GWh | FALSE | G | Annual | Allowances Purchased | GWh | 0 | 0 | 0 | 0 | 0 | 0 | 0
NY Min Oil Burn - Astoria Energy - Winter Shldr | 691 | 7552 | Generation Constraint in GWh | FALSE | G | Annual | Allowances Sold | GWh | 0 | 0 | 0 | 0 | 0 | 0 | 0
NY Min Oil Burn - Astoria Energy - Winter Shldr | 691 | 7552 | Generation Constraint in GWh | FALSE | G | Annual | Allowances Banked | GWh | 0 | 0 | 0 | 0 | 0 | 0 | 0
NY Min Oil Burn - Astoria Energy - Winter Shldr | 691 | 7552 | Generation Constraint in GWh | FALSE | G | Annual | Allowances Withdrawn (1:1) | GWh | 0 | 0 | 0 | 0 | 0 | 0 | 0
NY Min Oil Burn - Astoria Energy - Winter Shldr | 691 | 7552 | Generation Constraint in GWh | FALSE | G | Annual | Allowances Withdrawn (1:n) | GWh | 0 | 0 | 0 | 0 | 0 | 0 | 0
NY Min Oil Burn - Astoria Energy - Winter Shldr | 691 | 7552 | Generation Constraint in GWh | FALSE | G | Annual | Net Emissions Allowance Position | GWh | 3303.4916 | 3123.6134 | 2241.0534 | 635.4506 | 607.8858 | 310.7664 | 310.3149
NY Min Oil Burn - Astoria Energy - Winter Shldr | 691 | 7552 | Generation Constraint in GWh | FALSE | G | Annual | Constraint Shadow Price | US2022$/MWh | 0 | 0 | 0 | 0 | 0 | 0 | 0
NY Min Oil Burn - East River - Summer | 692 | 7544 | Generation Constraint in GWh | FALSE | G | Annual | Seasons Included | Seasons | Winter, Spring, Summer, Fall | Winter, Spring, Summer, Fall | Winter, Spring, Summer, Fall | Winter, Spring, Summer, Fall | Winter, Spring, Summer, Fall | Winter, Spring, Summer, Fall | Winter, Spring, Summer, Fall
NY Min Oil Burn - East River - Summer | 692 | 7544 | Generation Constraint in GWh | FALSE | G | Annual | Standard GWh | GWh | 0 | 0 | 0 | 0 | 0 | 0 | 0
NY Min Oil Burn - East River - Summer | 692 | 7544 | Generation Constraint in GWh | FALSE | G | Annual | Generation at Eligible Plants | GWh | 619.1492 | 635.1568 | 395.0414 | 331.9997 | 280.2834 | 280.2834 | 280.2834
NY Min Oil Burn - East River - Summer | 692 | 7544 | Generation Constraint in GWh | FALSE | G | Annual | Allowances Purchased | GWh | 0 | 0 | 0 | 0 | 0 | 0 | 0
NY Min Oil Burn - East River - Summer | 692 | 7544 | Generation Constraint in GWh | FALSE | G | Annual | Allowances Sold | GWh | 0 | 0 | 0 | 0 | 0 | 0 | 0
NY Min Oil Burn - East River - Summer | 692 | 7544 | Generation Constraint in GWh | FALSE | G | Annual | Allowances Banked | GWh | 0 | 0 | 0 | 0 | 0 | 0 | 0
NY Min Oil Burn - East River - Summer | 692 | 7544 | Generation Constraint in GWh | FALSE | G | Annual | Allowances Withdrawn (1:1) | GWh | 0 | 0 | 0 | 0 | 0 | 0 | 0
NY Min Oil Burn - East River - Summer | 692 | 7544 | Generation Constraint in GWh | FALSE | G | Annual | Allowances Withdrawn (1:n) | GWh | 0 | 0 | 0 | 0 | 0 | 0 | 0
NY Min Oil Burn - East River - Summer | 692 | 7544 | Generation Constraint in GWh | FALSE | G | Annual | Net Emissions Allowance Position | GWh | 619.1492 | 635.1568 | 395.0414 | 331.9997 | 280.2834 | 280.2834 | 280.2834
NY Min Oil Burn - East River - Summer | 692 | 7544 | Generation Constraint in GWh | FALSE | G | Annual | Constraint Shadow Price | US2022$/MWh | 0 | 0 | 0 | 0 | 0 | 0 | 0
NY Min Oil Burn - East River - Winter | 693 | 7542 | Generation Constraint in GWh | FALSE | G | Annual | Seasons Included | Seasons | Winter, Spring, Summer, Fall | Winter, Spring, Summer, Fall | Winter, Spring, Summer, Fall | Winter, Spring, Summer, Fall | Winter, Spring, Summer, Fall | Winter, Spring, Summer, Fall | Winter, Spring, Summer, Fall
NY Min Oil Burn - East River - Winter | 693 | 7542 | Generation Constraint in GWh | FALSE | G | Annual | Standard GWh | GWh | 0 | 0 | 0 | 0 | 0 | 0 | 0
NY Min Oil Burn - East River - Winter | 693 | 7542 | Generation Constraint in GWh | FALSE | G | Annual | Generation at Eligible Plants | GWh | 619.1492 | 635.1568 | 395.0414 | 331.9997 | 280.2834 | 280.2834 | 280.2834
NY Min Oil Burn - East River - Winter | 693 | 7542 | Generation Constraint in GWh | FALSE | G | Annual | Allowances Purchased | GWh | 0 | 0 | 0 | 0 | 0 | 0 | 0
NY Min Oil Burn - East River - Winter | 693 | 7542 | Generation Constraint in GWh | FALSE | G | Annual | Allowances Sold | GWh | 0 | 0 | 0 | 0 | 0 | 0 | 0
NY Min Oil Burn - East River - Winter | 693 | 7542 | Generation Constraint in GWh | FALSE | G | Annual | Allowances Banked | GWh | 0 | 0 | 0 | 0 | 0 | 0 | 0
NY Min Oil Burn - East River - Winter | 693 | 7542 | Generation Constraint in GWh | FALSE | G | Annual | Allowances Withdrawn (1:1) | GWh | 0 | 0 | 0 | 0 | 0 | 0 | 0
NY Min Oil Burn - East River - Winter | 693 | 7542 | Generation Constraint in GWh | FALSE | G | Annual | Allowances Withdrawn (1:n) | GWh | 0 | 0 | 0 | 0 | 0 | 0 | 0
NY Min Oil Burn - East River - Winter | 693 | 7542 | Generation Constraint in GWh | FALSE | G | Annual | Net Emissions Allowance Position | GWh | 619.1492 | 635.1568 | 395.0414 | 331.9997 | 280.2834 | 280.2834 | 280.2834
NY Min Oil Burn - East River - Winter | 693 | 7542 | Generation Constraint in GWh | FALSE | G | Annual | Constraint Shadow Price | US2022$/MWh | 0 | 0 | 0 | 0 | 0 | 0 | 0
NY Min Oil Burn - East River - Winter Shldr | 694 | 7543 | Generation Constraint in GWh | FALSE | G | Annual | Seasons Included | Seasons | Winter, Spring, Summer, Fall | Winter, Spring, Summer, Fall | Winter, Spring, Summer, Fall | Winter, Spring, Summer, Fall | Winter, Spring, Summer, Fall | Winter, Spring, Summer, Fall | Winter, Spring, Summer, Fall
NY Min Oil Burn - East River - Winter Shldr | 694 | 7543 | Generation Constraint in GWh | FALSE | G | Annual | Standard GWh | GWh | 0 | 0 | 0 | 0 | 0 | 0 | 0
NY Min Oil Burn - East River - Winter Shldr | 694 | 7543 | Generation Constraint in GWh | FALSE | G | Annual | Generation at Eligible Plants | GWh | 619.1492 | 635.1568 | 395.0414 | 331.9997 | 280.2834 | 280.2834 | 280.2834
NY Min Oil Burn - East River - Winter Shldr | 694 | 7543 | Generation Constraint in GWh | FALSE | G | Annual | Allowances Purchased | GWh | 0 | 0 | 0 | 0 | 0 | 0 | 0
NY Min Oil Burn - East River - Winter Shldr | 694 | 7543 | Generation Constraint in GWh | FALSE | G | Annual | Allowances Sold | GWh | 0 | 0 | 0 | 0 | 0 | 0 | 0
NY Min Oil Burn - East River - Winter Shldr | 694 | 7543 | Generation Constraint in GWh | FALSE | G | Annual | Allowances Banked | GWh | 0 | 0 | 0 | 0 | 0 | 0 | 0
NY Min Oil Burn - East River - Winter Shldr | 694 | 7543 | Generation Constraint in GWh | FALSE | G | Annual | Allowances Withdrawn (1:1) | GWh | 0 | 0 | 0 | 0 | 0 | 0 | 0
NY Min Oil Burn - East River - Winter Shldr | 694 | 7543 | Generation Constraint in GWh | FALSE | G | Annual | Allowances Withdrawn (1:n) | GWh | 0 | 0 | 0 | 0 | 0 | 0 | 0
NY Min Oil Burn - East River - Winter Shldr | 694 | 7543 | Generation Constraint in GWh | FALSE | G | Annual | Net Emissions Allowance Position | GWh | 619.1492 | 635.1568 | 395.0414 | 331.9997 | 280.2834 | 280.2834 | 280.2834
NY Min Oil Burn - East River - Winter Shldr | 694 | 7543 | Generation Constraint in GWh | FALSE | G | Annual | Constraint Shadow Price | US2022$/MWh | 0 | 0 | 0 | 0 | 0 | 0 | 0
NY Min Oil Burn - Northport - Summer | 695 | 7547 | Generation Constraint in GWh | FALSE | G | Annual | Seasons Included | Seasons | Winter, Spring, Summer, Fall | Winter, Spring, Summer, Fall | Winter, Spring, Summer, Fall | Winter, Spring, Summer, Fall | Winter, Spring, Summer, Fall | Winter, Spring, Summer, Fall | Winter, Spring, Summer, Fall
NY Min Oil Burn - Northport - Summer | 695 | 7547 | Generation Constraint in GWh | FALSE | G | Annual | Standard GWh | GWh | 0 | 0 | 0 | 0 | 0 | 0 | 0
NY Min Oil Burn - Northport - Summer | 695 | 7547 | Generation Constraint in GWh | FALSE | G | Annual | Generation at Eligible Plants | GWh | 1502.9625 | 439.823 | 0 | 0 | 0 | 0 | 0
NY Min Oil Burn - Northport - Summer | 695 | 7547 | Generation Constraint in GWh | FALSE | G | Annual | Allowances Purchased | GWh | 0 | 0 | 0 | 0 | 0 | 0 | 0
NY Min Oil Burn - Northport - Summer | 695 | 7547 | Generation Constraint in GWh | FALSE | G | Annual | Allowances Sold | GWh | 0 | 0 | 0 | 0 | 0 | 0 | 0
NY Min Oil Burn - Northport - Summer | 695 | 7547 | Generation Constraint in GWh | FALSE | G | Annual | Allowances Banked | GWh | 0 | 0 | 0 | 0 | 0 | 0 | 0
NY Min Oil Burn - Northport - Summer | 695 | 7547 | Generation Constraint in GWh | FALSE | G | Annual | Allowances Withdrawn (1:1) | GWh | 0 | 0 | 0 | 0 | 0 | 0 | 0
NY Min Oil Burn - Northport - Summer | 695 | 7547 | Generation Constraint in GWh | FALSE | G | Annual | Allowances Withdrawn (1:n) | GWh | 0 | 0 | 0 | 0 | 0 | 0 | 0
NY Min Oil Burn - Northport - Summer | 695 | 7547 | Generation Constraint in GWh | FALSE | G | Annual | Net Emissions Allowance Position | GWh | 1502.9625 | 439.823 | 0 | 0 | 0 | 0 | 0
NY Min Oil Burn - Northport - Summer | 695 | 7547 | Generation Constraint in GWh | FALSE | G | Annual | Constraint Shadow Price | US2022$/MWh | 0 | 0 | 0 | 0 | 0 | 0 | 0
NY Min Oil Burn - Northport - Winter | 696 | 7545 | Generation Constraint in GWh | FALSE | G | Annual | Seasons Included | Seasons | Winter, Spring, Summer, Fall | Winter, Spring, Summer, Fall | Winter, Spring, Summer, Fall | Winter, Spring, Summer, Fall | Winter, Spring, Summer, Fall | Winter, Spring, Summer, Fall | Winter, Spring, Summer, Fall
NY Min Oil Burn - Northport - Winter | 696 | 7545 | Generation Constraint in GWh | FALSE | G | Annual | Standard GWh | GWh | 0 | 0 | 0 | 0 | 0 | 0 | 0
NY Min Oil Burn - Northport - Winter | 696 | 7545 | Generation Constraint in GWh | FALSE | G | Annual | Generation at Eligible Plants | GWh | 1502.9625 | 439.823 | 0 | 0 | 0 | 0 | 0
NY Min Oil Burn - Northport - Winter | 696 | 7545 | Generation Constraint in GWh | FALSE | G | Annual | Allowances Purchased | GWh | 0 | 0 | 0 | 0 | 0 | 0 | 0
NY Min Oil Burn - Northport - Winter | 696 | 7545 | Generation Constraint in GWh | FALSE | G | Annual | Allowances Sold | GWh | 0 | 0 | 0 | 0 | 0 | 0 | 0
NY Min Oil Burn - Northport - Winter | 696 | 7545 | Generation Constraint in GWh | FALSE | G | Annual | Allowances Banked | GWh | 0 | 0 | 0 | 0 | 0 | 0 | 0
NY Min Oil Burn - Northport - Winter | 696 | 7545 | Generation Constraint in GWh | FALSE | G | Annual | Allowances Withdrawn (1:1) | GWh | 0 | 0 | 0 | 0 | 0 | 0 | 0
NY Min Oil Burn - Northport - Winter | 696 | 7545 | Generation Constraint in GWh | FALSE | G | Annual | Allowances Withdrawn (1:n) | GWh | 0 | 0 | 0 | 0 | 0 | 0 | 0
NY Min Oil Burn - Northport - Winter | 696 | 7545 | Generation Constraint in GWh | FALSE | G | Annual | Net Emissions Allowance Position | GWh | 1502.9625 | 439.823 | 0 | 0 | 0 | 0 | 0
NY Min Oil Burn - Northport - Winter | 696 | 7545 | Generation Constraint in GWh | FALSE | G | Annual | Constraint Shadow Price | US2022$/MWh | 0 | 0 | 0 | 0 | 0 | 0 | 0
NY Min Oil Burn - Northport - Winter Shldr | 697 | 7546 | Generation Constraint in GWh | FALSE | G | Annual | Seasons Included | Seasons | Winter, Spring, Summer, Fall | Winter, Spring, Summer, Fall | Winter, Spring, Summer, Fall | Winter, Spring, Summer, Fall | Winter, Spring, Summer, Fall | Winter, Spring, Summer, Fall | Winter, Spring, Summer, Fall
NY Min Oil Burn - Northport - Winter Shldr | 697 | 7546 | Generation Constraint in GWh | FALSE | G | Annual | Standard GWh | GWh | 0 | 0 | 0 | 0 | 0 | 0 | 0
NY Min Oil Burn - Northport - Winter Shldr | 697 | 7546 | Generation Constraint in GWh | FALSE | G | Annual | Generation at Eligible Plants | GWh | 1502.9625 | 439.823 | 0 | 0 | 0 | 0 | 0
NY Min Oil Burn - Northport - Winter Shldr | 697 | 7546 | Generation Constraint in GWh | FALSE | G | Annual | Allowances Purchased | GWh | 0 | 0 | 0 | 0 | 0 | 0 | 0
NY Min Oil Burn - Northport - Winter Shldr | 697 | 7546 | Generation Constraint in GWh | FALSE | G | Annual | Allowances Sold | GWh | 0 | 0 | 0 | 0 | 0 | 0 | 0
NY Min Oil Burn - Northport - Winter Shldr | 697 | 7546 | Generation Constraint in GWh | FALSE | G | Annual | Allowances Banked | GWh | 0 | 0 | 0 | 0 | 0 | 0 | 0
NY Min Oil Burn - Northport - Winter Shldr | 697 | 7546 | Generation Constraint in GWh | FALSE | G | Annual | Allowances Withdrawn (1:1) | GWh | 0 | 0 | 0 | 0 | 0 | 0 | 0
NY Min Oil Burn - Northport - Winter Shldr | 697 | 7546 | Generation Constraint in GWh | FALSE | G | Annual | Allowances Withdrawn (1:n) | GWh | 0 | 0 | 0 | 0 | 0 | 0 | 0
NY Min Oil Burn - Northport - Winter Shldr | 697 | 7546 | Generation Constraint in GWh | FALSE | G | Annual | Net Emissions Allowance Position | GWh | 1502.9625 | 439.823 | 0 | 0 | 0 | 0 | 0
NY Min Oil Burn - Northport - Winter Shldr | 697 | 7546 | Generation Constraint in GWh | FALSE | G | Annual | Constraint Shadow Price | US2022$/MWh | 0 | 0 | 0 | 0 | 0 | 0 | 0
NY Min Oil Burn - Ravenswood CC - Summer | 698 | 7556 | Generation Constraint in GWh | FALSE | G | Annual | Seasons Included | Seasons | Winter, Spring, Summer, Fall | Winter, Spring, Summer, Fall | Winter, Spring, Summer, Fall | Winter, Spring, Summer, Fall | Winter, Spring, Summer, Fall | Winter, Spring, Summer, Fall | Winter, Spring, Summer, Fall
NY Min Oil Burn - Ravenswood CC - Summer | 698 | 7556 | Generation Constraint in GWh | FALSE | G | Annual | Standard GWh | GWh | 0 | 0 | 0 | 0 | 0 | 0 | 0
NY Min Oil Burn - Ravenswood CC - Summer | 698 | 7556 | Generation Constraint in GWh | FALSE | G | Annual | Generation at Eligible Plants | GWh | 1019.4133 | 1268.0275 | 928.5845 | 248.7098 | 116.9251 | 123.0356 | 122.8414
NY Min Oil Burn - Ravenswood CC - Summer | 698 | 7556 | Generation Constraint in GWh | FALSE | G | Annual | Allowances Purchased | GWh | 0 | 0 | 0 | 0 | 0 | 0 | 0
NY Min Oil Burn - Ravenswood CC - Summer | 698 | 7556 | Generation Constraint in GWh | FALSE | G | Annual | Allowances Sold | GWh | 0 | 0 | 0 | 0 | 0 | 0 | 0
NY Min Oil Burn - Ravenswood CC - Summer | 698 | 7556 | Generation Constraint in GWh | FALSE | G | Annual | Allowances Banked | GWh | 0 | 0 | 0 | 0 | 0 | 0 | 0
NY Min Oil Burn - Ravenswood CC - Summer | 698 | 7556 | Generation Constraint in GWh | FALSE | G | Annual | Allowances Withdrawn (1:1) | GWh | 0 | 0 | 0 | 0 | 0 | 0 | 0
NY Min Oil Burn - Ravenswood CC - Summer | 698 | 7556 | Generation Constraint in GWh | FALSE | G | Annual | Allowances Withdrawn (1:n) | GWh | 0 | 0 | 0 | 0 | 0 | 0 | 0
NY Min Oil Burn - Ravenswood CC - Summer | 698 | 7556 | Generation Constraint in GWh | FALSE | G | Annual | Net Emissions Allowance Position | GWh | 1019.4133 | 1268.0275 | 928.5845 | 248.7098 | 116.9251 | 123.0356 | 122.8414
NY Min Oil Burn - Ravenswood CC - Summer | 698 | 7556 | Generation Constraint in GWh | FALSE | G | Annual | Constraint Shadow Price | US2022$/MWh | 0 | 0 | 0 | 0 | 0 | 0 | 0
NY Min Oil Burn - Ravenswood CC - Winter | 699 | 7554 | Generation Constraint in GWh | FALSE | G | Annual | Seasons Included | Seasons | Winter, Spring, Summer, Fall | Winter, Spring, Summer, Fall | Winter, Spring, Summer, Fall | Winter, Spring, Summer, Fall | Winter, Spring, Summer, Fall | Winter, Spring, Summer, Fall | Winter, Spring, Summer, Fall
NY Min Oil Burn - Ravenswood CC - Winter | 699 | 7554 | Generation Constraint in GWh | FALSE | G | Annual | Standard GWh | GWh | 0 | 0 | 0 | 0 | 0 | 0 | 0
NY Min Oil Burn - Ravenswood CC - Winter | 699 | 7554 | Generation Constraint in GWh | FALSE | G | Annual | Generation at Eligible Plants | GWh | 1019.4133 | 1268.0275 | 928.5845 | 248.7098 | 116.9251 | 123.0356 | 122.8414
NY Min Oil Burn - Ravenswood CC - Winter | 699 | 7554 | Generation Constraint in GWh | FALSE | G | Annual | Allowances Purchased | GWh | 0 | 0 | 0 | 0 | 0 | 0 | 0
NY Min Oil Burn - Ravenswood CC - Winter | 699 | 7554 | Generation Constraint in GWh | FALSE | G | Annual | Allowances Sold | GWh | 0 | 0 | 0 | 0 | 0 | 0 | 0
NY Min Oil Burn - Ravenswood CC - Winter | 699 | 7554 | Generation Constraint in GWh | FALSE | G | Annual | Allowances Banked | GWh | 0 | 0 | 0 | 0 | 0 | 0 | 0
NY Min Oil Burn - Ravenswood CC - Winter | 699 | 7554 | Generation Constraint in GWh | FALSE | G | Annual | Allowances Withdrawn (1:1) | GWh | 0 | 0 | 0 | 0 | 0 | 0 | 0
NY Min Oil Burn - Ravenswood CC - Winter | 699 | 7554 | Generation Constraint in GWh | FALSE | G | Annual | Allowances Withdrawn (1:n) | GWh | 0 | 0 | 0 | 0 | 0 | 0 | 0
NY Min Oil Burn - Ravenswood CC - Winter | 699 | 7554 | Generation Constraint in GWh | FALSE | G | Annual | Net Emissions Allowance Position | GWh | 1019.4133 | 1268.0275 | 928.5845 | 248.7098 | 116.9251 | 123.0356 | 122.8414
NY Min Oil Burn - Ravenswood CC - Winter | 699 | 7554 | Generation Constraint in GWh | FALSE | G | Annual | Constraint Shadow Price | US2022$/MWh | 0 | 0 | 0 | 0 | 0 | 0 | 0
NY Min Oil Burn - Ravenswood CC - Winter Shldr | 700 | 7555 | Generation Constraint in GWh | FALSE | G | Annual | Seasons Included | Seasons | Winter, Spring, Summer, Fall | Winter, Spring, Summer, Fall | Winter, Spring, Summer, Fall | Winter, Spring, Summer, Fall | Winter, Spring, Summer, Fall | Winter, Spring, Summer, Fall | Winter, Spring, Summer, Fall
NY Min Oil Burn - Ravenswood CC - Winter Shldr | 700 | 7555 | Generation Constraint in GWh | FALSE | G | Annual | Standard GWh | GWh | 0 | 0 | 0 | 0 | 0 | 0 | 0
NY Min Oil Burn - Ravenswood CC - Winter Shldr | 700 | 7555 | Generation Constraint in GWh | FALSE | G | Annual | Generation at Eligible Plants | GWh | 1019.4133 | 1268.0275 | 928.5845 | 248.7098 | 116.9251 | 123.0356 | 122.8414
NY Min Oil Burn - Ravenswood CC - Winter Shldr | 700 | 7555 | Generation Constraint in GWh | FALSE | G | Annual | Allowances Purchased | GWh | 0 | 0 | 0 | 0 | 0 | 0 | 0
NY Min Oil Burn - Ravenswood CC - Winter Shldr | 700 | 7555 | Generation Constraint in GWh | FALSE | G | Annual | Allowances Sold | GWh | 0 | 0 | 0 | 0 | 0 | 0 | 0
NY Min Oil Burn - Ravenswood CC - Winter Shldr | 700 | 7555 | Generation Constraint in GWh | FALSE | G | Annual | Allowances Banked | GWh | 0 | 0 | 0 | 0 | 0 | 0 | 0
NY Min Oil Burn - Ravenswood CC - Winter Shldr | 700 | 7555 | Generation Constraint in GWh | FALSE | G | Annual | Allowances Withdrawn (1:1) | GWh | 0 | 0 | 0 | 0 | 0 | 0 | 0
NY Min Oil Burn - Ravenswood CC - Winter Shldr | 700 | 7555 | Generation Constraint in GWh | FALSE | G | Annual | Allowances Withdrawn (1:n) | GWh | 0 | 0 | 0 | 0 | 0 | 0 | 0
NY Min Oil Burn - Ravenswood CC - Winter Shldr | 700 | 7555 | Generation Constraint in GWh | FALSE | G | Annual | Net Emissions Allowance Position | GWh | 1019.4133 | 1268.0275 | 928.5845 | 248.7098 | 116.9251 | 123.0356 | 122.8414
NY Min Oil Burn - Ravenswood CC - Winter Shldr | 700 | 7555 | Generation Constraint in GWh | FALSE | G | Annual | Constraint Shadow Price | US2022$/MWh | 0 | 0 | 0 | 0 | 0 | 0 | 0
NY Min Oil Burn - Ravenswood Oil - Summer | 701 | 7550 | Generation Constraint in GWh | FALSE | G | Annual | Seasons Included | Seasons | Winter, Spring, Summer, Fall | Winter, Spring, Summer, Fall | Winter, Spring, Summer, Fall | Winter, Spring, Summer, Fall | Winter, Spring, Summer, Fall | Winter, Spring, Summer, Fall | Winter, Spring, Summer, Fall
NY Min Oil Burn - Ravenswood Oil - Summer | 701 | 7550 | Generation Constraint in GWh | FALSE | G | Annual | Standard GWh | GWh | 0 | 0 | 0 | 0 | 0 | 0 | 0
NY Min Oil Burn - Ravenswood Oil - Summer | 701 | 7550 | Generation Constraint in GWh | FALSE | G | Annual | Generation at Eligible Plants | GWh | 0 | 0 | 774.3526 | 0 | 0 | 0 | 0
NY Min Oil Burn - Ravenswood Oil - Summer | 701 | 7550 | Generation Constraint in GWh | FALSE | G | Annual | Allowances Purchased | GWh | 0 | 0 | 0 | 0 | 0 | 0 | 0
NY Min Oil Burn - Ravenswood Oil - Summer | 701 | 7550 | Generation Constraint in GWh | FALSE | G | Annual | Allowances Sold | GWh | 0 | 0 | 0 | 0 | 0 | 0 | 0
NY Min Oil Burn - Ravenswood Oil - Summer | 701 | 7550 | Generation Constraint in GWh | FALSE | G | Annual | Allowances Banked | GWh | 0 | 0 | 0 | 0 | 0 | 0 | 0
NY Min Oil Burn - Ravenswood Oil - Summer | 701 | 7550 | Generation Constraint in GWh | FALSE | G | Annual | Allowances Withdrawn (1:1) | GWh | 0 | 0 | 0 | 0 | 0 | 0 | 0
NY Min Oil Burn - Ravenswood Oil - Summer | 701 | 7550 | Generation Constraint in GWh | FALSE | G | Annual | Allowances Withdrawn (1:n) | GWh | 0 | 0 | 0 | 0 | 0 | 0 | 0
NY Min Oil Burn - Ravenswood Oil - Summer | 701 | 7550 | Generation Constraint in GWh | FALSE | G | Annual | Net Emissions Allowance Position | GWh | 0 | 0 | 774.3526 | 0 | 0 | 0 | 0
NY Min Oil Burn - Ravenswood Oil - Summer | 701 | 7550 | Generation Constraint in GWh | FALSE | G | Annual | Constraint Shadow Price | US2022$/MWh | 0 | 0 | 0 | 0 | 0 | 0 | 0
NY Min Oil Burn - Ravenswood Oil - Winter | 702 | 7548 | Generation Constraint in GWh | FALSE | G | Annual | Seasons Included | Seasons | Winter, Spring, Summer, Fall | Winter, Spring, Summer, Fall | Winter, Spring, Summer, Fall | Winter, Spring, Summer, Fall | Winter, Spring, Summer, Fall | Winter, Spring, Summer, Fall | Winter, Spring, Summer, Fall
NY Min Oil Burn - Ravenswood Oil - Winter | 702 | 7548 | Generation Constraint in GWh | FALSE | G | Annual | Standard GWh | GWh | 0 | 0 | 0 | 0 | 0 | 0 | 0
NY Min Oil Burn - Ravenswood Oil - Winter | 702 | 7548 | Generation Constraint in GWh | FALSE | G | Annual | Generation at Eligible Plants | GWh | 0 | 0 | 774.3526 | 0 | 0 | 0 | 0
NY Min Oil Burn - Ravenswood Oil - Winter | 702 | 7548 | Generation Constraint in GWh | FALSE | G | Annual | Allowances Purchased | GWh | 0 | 0 | 0 | 0 | 0 | 0 | 0
NY Min Oil Burn - Ravenswood Oil - Winter | 702 | 7548 | Generation Constraint in GWh | FALSE | G | Annual | Allowances Sold | GWh | 0 | 0 | 0 | 0 | 0 | 0 | 0
NY Min Oil Burn - Ravenswood Oil - Winter | 702 | 7548 | Generation Constraint in GWh | FALSE | G | Annual | Allowances Banked | GWh | 0 | 0 | 0 | 0 | 0 | 0 | 0
NY Min Oil Burn - Ravenswood Oil - Winter | 702 | 7548 | Generation Constraint in GWh | FALSE | G | Annual | Allowances Withdrawn (1:1) | GWh | 0 | 0 | 0 | 0 | 0 | 0 | 0
NY Min Oil Burn - Ravenswood Oil - Winter | 702 | 7548 | Generation Constraint in GWh | FALSE | G | Annual | Allowances Withdrawn (1:n) | GWh | 0 | 0 | 0 | 0 | 0 | 0 | 0
NY Min Oil Burn - Ravenswood Oil - Winter | 702 | 7548 | Generation Constraint in GWh | FALSE | G | Annual | Net Emissions Allowance Position | GWh | 0 | 0 | 774.3526 | 0 | 0 | 0 | 0
NY Min Oil Burn - Ravenswood Oil - Winter | 702 | 7548 | Generation Constraint in GWh | FALSE | G | Annual | Constraint Shadow Price | US2022$/MWh | 0 | 0 | 0 | 0 | 0 | 0 | 0
NY Min Oil Burn - Ravenswood Oil - Winter Shldr | 703 | 7549 | Generation Constraint in GWh | FALSE | G | Annual | Seasons Included | Seasons | Winter, Spring, Summer, Fall | Winter, Spring, Summer, Fall | Winter, Spring, Summer, Fall | Winter, Spring, Summer, Fall | Winter, Spring, Summer, Fall | Winter, Spring, Summer, Fall | Winter, Spring, Summer, Fall
NY Min Oil Burn - Ravenswood Oil - Winter Shldr | 703 | 7549 | Generation Constraint in GWh | FALSE | G | Annual | Standard GWh | GWh | 0 | 0 | 0 | 0 | 0 | 0 | 0
NY Min Oil Burn - Ravenswood Oil - Winter Shldr | 703 | 7549 | Generation Constraint in GWh | FALSE | G | Annual | Generation at Eligible Plants | GWh | 0 | 0 | 774.3526 | 0 | 0 | 0 | 0
NY Min Oil Burn - Ravenswood Oil - Winter Shldr | 703 | 7549 | Generation Constraint in GWh | FALSE | G | Annual | Allowances Purchased | GWh | 0 | 0 | 0 | 0 | 0 | 0 | 0
NY Min Oil Burn - Ravenswood Oil - Winter Shldr | 703 | 7549 | Generation Constraint in GWh | FALSE | G | Annual | Allowances Sold | GWh | 0 | 0 | 0 | 0 | 0 | 0 | 0
NY Min Oil Burn - Ravenswood Oil - Winter Shldr | 703 | 7549 | Generation Constraint in GWh | FALSE | G | Annual | Allowances Banked | GWh | 0 | 0 | 0 | 0 | 0 | 0 | 0
NY Min Oil Burn - Ravenswood Oil - Winter Shldr | 703 | 7549 | Generation Constraint in GWh | FALSE | G | Annual | Allowances Withdrawn (1:1) | GWh | 0 | 0 | 0 | 0 | 0 | 0 | 0
NY Min Oil Burn - Ravenswood Oil - Winter Shldr | 703 | 7549 | Generation Constraint in GWh | FALSE | G | Annual | Allowances Withdrawn (1:n) | GWh | 0 | 0 | 0 | 0 | 0 | 0 | 0
NY Min Oil Burn - Ravenswood Oil - Winter Shldr | 703 | 7549 | Generation Constraint in GWh | FALSE | G | Annual | Net Emissions Allowance Position | GWh | 0 | 0 | 774.3526 | 0 | 0 | 0 | 0
NY Min Oil Burn - Ravenswood Oil - Winter Shldr | 703 | 7549 | Generation Constraint in GWh | FALSE | G | Annual | Constraint Shadow Price | US2022$/MWh | 0 | 0 | 0 | 0 | 0 | 0 | 0
NY New Units MER Rate Limit v3.1 | 704 | 7350 | MACT Fuel Choice Floor in lbs/MMBtu | FALSE | L | Annual | Seasons Included | Seasons | Winter, Spring, Summer, Fall | Winter, Spring, Summer, Fall | Winter, Spring, Summer, Fall | Winter, Spring, Summer, Fall | Winter, Spring, Summer, Fall | Winter, Spring, Summer, Fall | Winter, Spring, Summer, Fall
NY New Units MER Rate Limit v3.1 | 704 | 7350 | MACT Fuel Choice Floor in lbs/MMBtu | FALSE | L | Annual | Emission Floor MER | lbs/MMBtu | 6e-07 | 6e-07 | 6e-07 | 6e-07 | 6e-07 | 6e-07 | 6e-07
NY New Units MER Rate Limit v3.1 | 704 | 7350 | MACT Fuel Choice Floor in lbs/MMBtu | FALSE | L | Annual | Emissions at Affected Plants MER | Lb | 0 | 0 | 0 | 0 | 0 | 0 | 0
NY New Units MER Rate Limit v3.1 | 704 | 7350 | MACT Fuel Choice Floor in lbs/MMBtu | FALSE | L | Annual | Allowances Purchased MER | Lb | 0 | 0 | 0 | 0 | 0 | 0 | 0
NY New Units MER Rate Limit v3.1 | 704 | 7350 | MACT Fuel Choice Floor in lbs/MMBtu | FALSE | L | Annual | Allowances Sold MER | Lb | 0 | 0 | 0 | 0 | 0 | 0 | 0
NY New Units MER Rate Limit v3.1 | 704 | 7350 | MACT Fuel Choice Floor in lbs/MMBtu | FALSE | L | Annual | Allowances Banked | Lb | 0 | 0 | 0 | 0 | 0 | 0 | 0
NY New Units MER Rate Limit v3.1 | 704 | 7350 | MACT Fuel Choice Floor in lbs/MMBtu | FALSE | L | Annual | Allowances Withdrawn (1:1) | Lb | 0 | 0 | 0 | 0 | 0 | 0 | 0
NY New Units MER Rate Limit v3.1 | 704 | 7350 | MACT Fuel Choice Floor in lbs/MMBtu | FALSE | L | Annual | Allowances Withdrawn (1:n) | Lb | 0 | 0 | 0 | 0 | 0 | 0 | 0
NY New Units MER Rate Limit v3.1 | 704 | 7350 | MACT Fuel Choice Floor in lbs/MMBtu | FALSE | L | Annual | Total | Lb | 0 | 0 | 0 | 0 | 0 | 0 | 0
NY New Units MER Rate Limit v3.1 | 704 | 7350 | MACT Fuel Choice Floor in lbs/MMBtu | FALSE | L | Annual | Fuel Consumed | TBtu | 0 | 0 | 0 | 0 | 0 | 0 | 0
NY New Units MER Rate Limit v3.1 | 704 | 7350 | MACT Fuel Choice Floor in lbs/MMBtu | FALSE | L | Annual | Rate | lbs/MMBtu | 0 | 0 | 0 | 0 | 0 | 0 | 0
NY New Units MER Rate Limit v3.1 | 704 | 7350 | MACT Fuel Choice Floor in lbs/MMBtu | FALSE | L | Annual | Generation | TWh | 0 | 0 | 0 | 0 | 0 | 0 | 0
NY New Units MER Rate Limit v3.1 | 704 | 7350 | MACT Fuel Choice Floor in lbs/MMBtu | FALSE | L | Annual | Qualifying Generation | TWh | 0 | 0 | 0 | 0 | 0 | 0 | 0
NY New Units MER Rate Limit v3.1 | 704 | 7350 | MACT Fuel Choice Floor in lbs/MMBtu | FALSE | L | Annual | Constraint Shadow Price | US2022$/Lb | 0 | 0 | 0 | 0 | 0 | 0 | 0
NY New Units MER Rate Limit v3.1 | 705 | 7350 | MACT Fuel Choice Floor in lbs/MMBtu | FALSE | L | Annual | Seasons Included | Seasons | Winter, Spring, Summer, Fall | Winter, Spring, Summer, Fall | Winter, Spring, Summer, Fall | Winter, Spring, Summer, Fall | Winter, Spring, Summer, Fall | Winter, Spring, Summer, Fall | Winter, Spring, Summer, Fall
NY New Units MER Rate Limit v3.1 | 705 | 7350 | MACT Fuel Choice Floor in lbs/MMBtu | FALSE | L | Annual | Emission Floor MER | lbs/MMBtu | 6e-07 | 6e-07 | 6e-07 | 6e-07 | 6e-07 | 6e-07 | 6e-07
NY New Units MER Rate Limit v3.1 | 705 | 7350 | MACT Fuel Choice Floor in lbs/MMBtu | FALSE | L | Annual | Emissions at Affected Plants MER | Lb | 0 | 0 | 0 | 0 | 0 | 0 | 0
NY New Units MER Rate Limit v3.1 | 705 | 7350 | MACT Fuel Choice Floor in lbs/MMBtu | FALSE | L | Annual | Allowances Purchased MER | Lb | 0 | 0 | 0 | 0 | 0 | 0 | 0
NY New Units MER Rate Limit v3.1 | 705 | 7350 | MACT Fuel Choice Floor in lbs/MMBtu | FALSE | L | Annual | Allowances Sold MER | Lb | 0 | 0 | 0 | 0 | 0 | 0 | 0
NY New Units MER Rate Limit v3.1 | 705 | 7350 | MACT Fuel Choice Floor in lbs/MMBtu | FALSE | L | Annual | Allowances Banked | Lb | 0 | 0 | 0 | 0 | 0 | 0 | 0
NY New Units MER Rate Limit v3.1 | 705 | 7350 | MACT Fuel Choice Floor in lbs/MMBtu | FALSE | L | Annual | Allowances Withdrawn (1:1) | Lb | 0 | 0 | 0 | 0 | 0 | 0 | 0
NY New Units MER Rate Limit v3.1 | 705 | 7350 | MACT Fuel Choice Floor in lbs/MMBtu | FALSE | L | Annual | Allowances Withdrawn (1:n) | Lb | 0 | 0 | 0 | 0 | 0 | 0 | 0
NY New Units MER Rate Limit v3.1 | 705 | 7350 | MACT Fuel Choice Floor in lbs/MMBtu | FALSE | L | Annual | Total | Lb | 0 | 0 | 0 | 0 | 0 | 0 | 0
NY New Units MER Rate Limit v3.1 | 705 | 7350 | MACT Fuel Choice Floor in lbs/MMBtu | FALSE | L | Annual | Fuel Consumed | TBtu | 0 | 0 | 0 | 0 | 0 | 0 | 0
NY New Units MER Rate Limit v3.1 | 705 | 7350 | MACT Fuel Choice Floor in lbs/MMBtu | FALSE | L | Annual | Rate | lbs/MMBtu | 0 | 0 | 0 | 0 | 0 | 0 | 0
NY New Units MER Rate Limit v3.1 | 705 | 7350 | MACT Fuel Choice Floor in lbs/MMBtu | FALSE | L | Annual | Generation | TWh | 0 | 0 | 0 | 0 | 0 | 0 | 0
NY New Units MER Rate Limit v3.1 | 705 | 7350 | MACT Fuel Choice Floor in lbs/MMBtu | FALSE | L | Annual | Qualifying Generation | TWh | 0 | 0 | 0 | 0 | 0 | 0 | 0
NY New Units MER Rate Limit v3.1 | 705 | 7350 | MACT Fuel Choice Floor in lbs/MMBtu | FALSE | L | Annual | Constraint Shadow Price | US2022$/Lb | 0 | 0 | 0 | 0 | 0 | 0 | 0
NY New Units MER Rate Limit v3.1 | 706 | 7350 | MACT Fuel Choice Floor in lbs/MMBtu | FALSE | L | Annual | Seasons Included | Seasons | Winter, Spring, Summer, Fall | Winter, Spring, Summer, Fall | Winter, Spring, Summer, Fall | Winter, Spring, Summer, Fall | Winter, Spring, Summer, Fall | Winter, Spring, Summer, Fall | Winter, Spring, Summer, Fall
NY New Units MER Rate Limit v3.1 | 706 | 7350 | MACT Fuel Choice Floor in lbs/MMBtu | FALSE | L | Annual | Emission Floor MER | lbs/MMBtu | 6e-07 | 6e-07 | 6e-07 | 6e-07 | 6e-07 | 6e-07 | 6e-07
NY New Units MER Rate Limit v3.1 | 706 | 7350 | MACT Fuel Choice Floor in lbs/MMBtu | FALSE | L | Annual | Emissions at Affected Plants MER | Lb | 0 | 0 | 0 | 0 | 0 | 0 | 0
NY New Units MER Rate Limit v3.1 | 706 | 7350 | MACT Fuel Choice Floor in lbs/MMBtu | FALSE | L | Annual | Allowances Purchased MER | Lb | 0 | 0 | 0 | 0 | 0 | 0 | 0
NY New Units MER Rate Limit v3.1 | 706 | 7350 | MACT Fuel Choice Floor in lbs/MMBtu | FALSE | L | Annual | Allowances Sold MER | Lb | 0 | 0 | 0 | 0 | 0 | 0 | 0
NY New Units MER Rate Limit v3.1 | 706 | 7350 | MACT Fuel Choice Floor in lbs/MMBtu | FALSE | L | Annual | Allowances Banked | Lb | 0 | 0 | 0 | 0 | 0 | 0 | 0
NY New Units MER Rate Limit v3.1 | 706 | 7350 | MACT Fuel Choice Floor in lbs/MMBtu | FALSE | L | Annual | Allowances Withdrawn (1:1) | Lb | 0 | 0 | 0 | 0 | 0 | 0 | 0
NY New Units MER Rate Limit v3.1 | 706 | 7350 | MACT Fuel Choice Floor in lbs/MMBtu | FALSE | L | Annual | Allowances Withdrawn (1:n) | Lb | 0 | 0 | 0 | 0 | 0 | 0 | 0
NY New Units MER Rate Limit v3.1 | 706 | 7350 | MACT Fuel Choice Floor in lbs/MMBtu | FALSE | L | Annual | Total | Lb | 0 | 0 | 0 | 0 | 0 | 0 | 0
NY New Units MER Rate Limit v3.1 | 706 | 7350 | MACT Fuel Choice Floor in lbs/MMBtu | FALSE | L | Annual | Fuel Consumed | TBtu | 0 | 0 | 0 | 0 | 0 | 0 | 0
NY New Units MER Rate Limit v3.1 | 706 | 7350 | MACT Fuel Choice Floor in lbs/MMBtu | FALSE | L | Annual | Rate | lbs/MMBtu | 0 | 0 | 0 | 0 | 0 | 0 | 0
NY New Units MER Rate Limit v3.1 | 706 | 7350 | MACT Fuel Choice Floor in lbs/MMBtu | FALSE | L | Annual | Generation | TWh | 0 | 0 | 0 | 0 | 0 | 0 | 0
NY New Units MER Rate Limit v3.1 | 706 | 7350 | MACT Fuel Choice Floor in lbs/MMBtu | FALSE | L | Annual | Qualifying Generation | TWh | 0 | 0 | 0 | 0 | 0 | 0 | 0
NY New Units MER Rate Limit v3.1 | 706 | 7350 | MACT Fuel Choice Floor in lbs/MMBtu | FALSE | L | Annual | Constraint Shadow Price | US2022$/Lb | 0 | 0 | 0 | 0 | 0 | 0 | 0
NY New Units MER Rate Limit v3.1 | 707 | 7350 | MACT Fuel Choice Floor in lbs/MMBtu | FALSE | L | Annual | Seasons Included | Seasons | Winter, Spring, Summer, Fall | Winter, Spring, Summer, Fall | Winter, Spring, Summer, Fall | Winter, Spring, Summer, Fall | Winter, Spring, Summer, Fall | Winter, Spring, Summer, Fall | Winter, Spring, Summer, Fall
NY New Units MER Rate Limit v3.1 | 707 | 7350 | MACT Fuel Choice Floor in lbs/MMBtu | FALSE | L | Annual | Emission Floor MER | lbs/MMBtu | 6e-07 | 6e-07 | 6e-07 | 6e-07 | 6e-07 | 6e-07 | 6e-07
NY New Units MER Rate Limit v3.1 | 707 | 7350 | MACT Fuel Choice Floor in lbs/MMBtu | FALSE | L | Annual | Emissions at Affected Plants MER | Lb | 0 | 0 | 0 | 0 | 0 | 0 | 0
NY New Units MER Rate Limit v3.1 | 707 | 7350 | MACT Fuel Choice Floor in lbs/MMBtu | FALSE | L | Annual | Allowances Purchased MER | Lb | 0 | 0 | 0 | 0 | 0 | 0 | 0
NY New Units MER Rate Limit v3.1 | 707 | 7350 | MACT Fuel Choice Floor in lbs/MMBtu | FALSE | L | Annual | Allowances Sold MER | Lb | 0 | 0 | 0 | 0 | 0 | 0 | 0
NY New Units MER Rate Limit v3.1 | 707 | 7350 | MACT Fuel Choice Floor in lbs/MMBtu | FALSE | L | Annual | Allowances Banked | Lb | 0 | 0 | 0 | 0 | 0 | 0 | 0
NY New Units MER Rate Limit v3.1 | 707 | 7350 | MACT Fuel Choice Floor in lbs/MMBtu | FALSE | L | Annual | Allowances Withdrawn (1:1) | Lb | 0 | 0 | 0 | 0 | 0 | 0 | 0
NY New Units MER Rate Limit v3.1 | 707 | 7350 | MACT Fuel Choice Floor in lbs/MMBtu | FALSE | L | Annual | Allowances Withdrawn (1:n) | Lb | 0 | 0 | 0 | 0 | 0 | 0 | 0
NY New Units MER Rate Limit v3.1 | 707 | 7350 | MACT Fuel Choice Floor in lbs/MMBtu | FALSE | L | Annual | Total | Lb | 0 | 0 | 0 | 0 | 0 | 0 | 0
NY New Units MER Rate Limit v3.1 | 707 | 7350 | MACT Fuel Choice Floor in lbs/MMBtu | FALSE | L | Annual | Fuel Consumed | TBtu | 0 | 0 | 0 | 0 | 0 | 0 | 0
NY New Units MER Rate Limit v3.1 | 707 | 7350 | MACT Fuel Choice Floor in lbs/MMBtu | FALSE | L | Annual | Rate | lbs/MMBtu | 0 | 0 | 0 | 0 | 0 | 0 | 0
NY New Units MER Rate Limit v3.1 | 707 | 7350 | MACT Fuel Choice Floor in lbs/MMBtu | FALSE | L | Annual | Generation | TWh | 0 | 0 | 0 | 0 | 0 | 0 | 0
NY New Units MER Rate Limit v3.1 | 707 | 7350 | MACT Fuel Choice Floor in lbs/MMBtu | FALSE | L | Annual | Qualifying Generation | TWh | 0 | 0 | 0 | 0 | 0 | 0 | 0
NY New Units MER Rate Limit v3.1 | 707 | 7350 | MACT Fuel Choice Floor in lbs/MMBtu | FALSE | L | Annual | Constraint Shadow Price | US2022$/Lb | 0 | 0 | 0 | 0 | 0 | 0 | 0
NY New Units MER Rate Limit v3.1 | 708 | 7350 | MACT Fuel Choice Floor in lbs/MMBtu | FALSE | L | Annual | Seasons Included | Seasons | Winter, Spring, Summer, Fall | Winter, Spring, Summer, Fall | Winter, Spring, Summer, Fall | Winter, Spring, Summer, Fall | Winter, Spring, Summer, Fall | Winter, Spring, Summer, Fall | Winter, Spring, Summer, Fall
NY New Units MER Rate Limit v3.1 | 708 | 7350 | MACT Fuel Choice Floor in lbs/MMBtu | FALSE | L | Annual | Emission Floor MER | lbs/MMBtu | 6e-07 | 6e-07 | 6e-07 | 6e-07 | 6e-07 | 6e-07 | 6e-07
NY New Units MER Rate Limit v3.1 | 708 | 7350 | MACT Fuel Choice Floor in lbs/MMBtu | FALSE | L | Annual | Emissions at Affected Plants MER | Lb | 0 | 0 | 0 | 0 | 0 | 0 | 0
NY New Units MER Rate Limit v3.1 | 708 | 7350 | MACT Fuel Choice Floor in lbs/MMBtu | FALSE | L | Annual | Allowances Purchased MER | Lb | 0 | 0 | 0 | 0 | 0 | 0 | 0
NY New Units MER Rate Limit v3.1 | 708 | 7350 | MACT Fuel Choice Floor in lbs/MMBtu | FALSE | L | Annual | Allowances Sold MER | Lb | 0 | 0 | 0 | 0 | 0 | 0 | 0
NY New Units MER Rate Limit v3.1 | 708 | 7350 | MACT Fuel Choice Floor in lbs/MMBtu | FALSE | L | Annual | Allowances Banked | Lb | 0 | 0 | 0 | 0 | 0 | 0 | 0
NY New Units MER Rate Limit v3.1 | 708 | 7350 | MACT Fuel Choice Floor in lbs/MMBtu | FALSE | L | Annual | Allowances Withdrawn (1:1) | Lb | 0 | 0 | 0 | 0 | 0 | 0 | 0
NY New Units MER Rate Limit v3.1 | 708 | 7350 | MACT Fuel Choice Floor in lbs/MMBtu | FALSE | L | Annual | Allowances Withdrawn (1:n) | Lb | 0 | 0 | 0 | 0 | 0 | 0 | 0
NY New Units MER Rate Limit v3.1 | 708 | 7350 | MACT Fuel Choice Floor in lbs/MMBtu | FALSE | L | Annual | Total | Lb | 0 | 0 | 0 | 0 | 0 | 0 | 0
NY New Units MER Rate Limit v3.1 | 708 | 7350 | MACT Fuel Choice Floor in lbs/MMBtu | FALSE | L | Annual | Fuel Consumed | TBtu | 0 | 0 | 0 | 0 | 0 | 0 | 0
NY New Units MER Rate Limit v3.1 | 708 | 7350 | MACT Fuel Choice Floor in lbs/MMBtu | FALSE | L | Annual | Rate | lbs/MMBtu | 0 | 0 | 0 | 0 | 0 | 0 | 0
NY New Units MER Rate Limit v3.1 | 708 | 7350 | MACT Fuel Choice Floor in lbs/MMBtu | FALSE | L | Annual | Generation | TWh | 0 | 0 | 0 | 0 | 0 | 0 | 0
NY New Units MER Rate Limit v3.1 | 708 | 7350 | MACT Fuel Choice Floor in lbs/MMBtu | FALSE | L | Annual | Qualifying Generation | TWh | 0 | 0 | 0 | 0 | 0 | 0 | 0
NY New Units MER Rate Limit v3.1 | 708 | 7350 | MACT Fuel Choice Floor in lbs/MMBtu | FALSE | L | Annual | Constraint Shadow Price | US2022$/Lb | 0 | 0 | 0 | 0 | 0 | 0 | 0
NY New Units MER Rate Limit v3.1 | 709 | 7350 | MACT Fuel Choice Floor in lbs/MMBtu | FALSE | L | Annual | Seasons Included | Seasons | Winter, Spring, Summer, Fall | Winter, Spring, Summer, Fall | Winter, Spring, Summer, Fall | Winter, Spring, Summer, Fall | Winter, Spring, Summer, Fall | Winter, Spring, Summer, Fall | Winter, Spring, Summer, Fall
NY New Units MER Rate Limit v3.1 | 709 | 7350 | MACT Fuel Choice Floor in lbs/MMBtu | FALSE | L | Annual | Emission Floor MER | lbs/MMBtu | 6e-07 | 6e-07 | 6e-07 | 6e-07 | 6e-07 | 6e-07 | 6e-07
NY New Units MER Rate Limit v3.1 | 709 | 7350 | MACT Fuel Choice Floor in lbs/MMBtu | FALSE | L | Annual | Emissions at Affected Plants MER | Lb | 0 | 0 | 0 | 0 | 0 | 0 | 0
NY New Units MER Rate Limit v3.1 | 709 | 7350 | MACT Fuel Choice Floor in lbs/MMBtu | FALSE | L | Annual | Allowances Purchased MER | Lb | 0 | 0 | 0 | 0 | 0 | 0 | 0
NY New Units MER Rate Limit v3.1 | 709 | 7350 | MACT Fuel Choice Floor in lbs/MMBtu | FALSE | L | Annual | Allowances Sold MER | Lb | 0 | 0 | 0 | 0 | 0 | 0 | 0
NY New Units MER Rate Limit v3.1 | 709 | 7350 | MACT Fuel Choice Floor in lbs/MMBtu | FALSE | L | Annual | Allowances Banked | Lb | 0 | 0 | 0 | 0 | 0 | 0 | 0
NY New Units MER Rate Limit v3.1 | 709 | 7350 | MACT Fuel Choice Floor in lbs/MMBtu | FALSE | L | Annual | Allowances Withdrawn (1:1) | Lb | 0 | 0 | 0 | 0 | 0 | 0 | 0
NY New Units MER Rate Limit v3.1 | 709 | 7350 | MACT Fuel Choice Floor in lbs/MMBtu | FALSE | L | Annual | Allowances Withdrawn (1:n) | Lb | 0 | 0 | 0 | 0 | 0 | 0 | 0
NY New Units MER Rate Limit v3.1 | 709 | 7350 | MACT Fuel Choice Floor in lbs/MMBtu | FALSE | L | Annual | Total | Lb | 0 | 0 | 0 | 0 | 0 | 0 | 0
NY New Units MER Rate Limit v3.1 | 709 | 7350 | MACT Fuel Choice Floor in lbs/MMBtu | FALSE | L | Annual | Fuel Consumed | TBtu | 0 | 0 | 0 | 0 | 0 | 0 | 0
NY New Units MER Rate Limit v3.1 | 709 | 7350 | MACT Fuel Choice Floor in lbs/MMBtu | FALSE | L | Annual | Rate | lbs/MMBtu | 0 | 0 | 0 | 0 | 0 | 0 | 0
NY New Units MER Rate Limit v3.1 | 709 | 7350 | MACT Fuel Choice Floor in lbs/MMBtu | FALSE | L | Annual | Generation | TWh | 0 | 0 | 0 | 0 | 0 | 0 | 0
NY New Units MER Rate Limit v3.1 | 709 | 7350 | MACT Fuel Choice Floor in lbs/MMBtu | FALSE | L | Annual | Qualifying Generation | TWh | 0 | 0 | 0 | 0 | 0 | 0 | 0
NY New Units MER Rate Limit v3.1 | 709 | 7350 | MACT Fuel Choice Floor in lbs/MMBtu | FALSE | L | Annual | Constraint Shadow Price | US2022$/Lb | 0 | 0 | 0 | 0 | 0 | 0 | 0
NY New Units MER Rate Limit v3.1 | 710 | 7350 | MACT Fuel Choice Floor in lbs/MMBtu | FALSE | L | Annual | Seasons Included | Seasons | Winter, Spring, Summer, Fall | Winter, Spring, Summer, Fall | Winter, Spring, Summer, Fall | Winter, Spring, Summer, Fall | Winter, Spring, Summer, Fall | Winter, Spring, Summer, Fall | Winter, Spring, Summer, Fall
NY New Units MER Rate Limit v3.1 | 710 | 7350 | MACT Fuel Choice Floor in lbs/MMBtu | FALSE | L | Annual | Emission Floor MER | lbs/MMBtu | 6e-07 | 6e-07 | 6e-07 | 6e-07 | 6e-07 | 6e-07 | 6e-07
NY New Units MER Rate Limit v3.1 | 710 | 7350 | MACT Fuel Choice Floor in lbs/MMBtu | FALSE | L | Annual | Emissions at Affected Plants MER | Lb | 0 | 0 | 0 | 0 | 0 | 0 | 0
NY New Units MER Rate Limit v3.1 | 710 | 7350 | MACT Fuel Choice Floor in lbs/MMBtu | FALSE | L | Annual | Allowances Purchased MER | Lb | 0 | 0 | 0 | 0 | 0 | 0 | 0
NY New Units MER Rate Limit v3.1 | 710 | 7350 | MACT Fuel Choice Floor in lbs/MMBtu | FALSE | L | Annual | Allowances Sold MER | Lb | 0 | 0 | 0 | 0 | 0 | 0 | 0
NY New Units MER Rate Limit v3.1 | 710 | 7350 | MACT Fuel Choice Floor in lbs/MMBtu | FALSE | L | Annual | Allowances Banked | Lb | 0 | 0 | 0 | 0 | 0 | 0 | 0
NY New Units MER Rate Limit v3.1 | 710 | 7350 | MACT Fuel Choice Floor in lbs/MMBtu | FALSE | L | Annual | Allowances Withdrawn (1:1) | Lb | 0 | 0 | 0 | 0 | 0 | 0 | 0
NY New Units MER Rate Limit v3.1 | 710 | 7350 | MACT Fuel Choice Floor in lbs/MMBtu | FALSE | L | Annual | Allowances Withdrawn (1:n) | Lb | 0 | 0 | 0 | 0 | 0 | 0 | 0
NY New Units MER Rate Limit v3.1 | 710 | 7350 | MACT Fuel Choice Floor in lbs/MMBtu | FALSE | L | Annual | Total | Lb | 0 | 0 | 0 | 0 | 0 | 0 | 0
NY New Units MER Rate Limit v3.1 | 710 | 7350 | MACT Fuel Choice Floor in lbs/MMBtu | FALSE | L | Annual | Fuel Consumed | TBtu | 0 | 0 | 0 | 0 | 0 | 0 | 0
NY New Units MER Rate Limit v3.1 | 710 | 7350 | MACT Fuel Choice Floor in lbs/MMBtu | FALSE | L | Annual | Rate | lbs/MMBtu | 0 | 0 | 0 | 0 | 0 | 0 | 0
NY New Units MER Rate Limit v3.1 | 710 | 7350 | MACT Fuel Choice Floor in lbs/MMBtu | FALSE | L | Annual | Generation | TWh | 0 | 0 | 0 | 0 | 0 | 0 | 0
NY New Units MER Rate Limit v3.1 | 710 | 7350 | MACT Fuel Choice Floor in lbs/MMBtu | FALSE | L | Annual | Qualifying Generation | TWh | 0 | 0 | 0 | 0 | 0 | 0 | 0
NY New Units MER Rate Limit v3.1 | 710 | 7350 | MACT Fuel Choice Floor in lbs/MMBtu | FALSE | L | Annual | Constraint Shadow Price | US2022$/Lb | 0 | 0 | 0 | 0 | 0 | 0 | 0
NY New Units MER Rate Limit v3.1 | 711 | 7350 | MACT Fuel Choice Floor in lbs/MMBtu | FALSE | L | Annual | Seasons Included | Seasons | Winter, Spring, Summer, Fall | Winter, Spring, Summer, Fall | Winter, Spring, Summer, Fall | Winter, Spring, Summer, Fall | Winter, Spring, Summer, Fall | Winter, Spring, Summer, Fall | Winter, Spring, Summer, Fall
NY New Units MER Rate Limit v3.1 | 711 | 7350 | MACT Fuel Choice Floor in lbs/MMBtu | FALSE | L | Annual | Emission Floor MER | lbs/MMBtu | 6e-07 | 6e-07 | 6e-07 | 6e-07 | 6e-07 | 6e-07 | 6e-07
NY New Units MER Rate Limit v3.1 | 711 | 7350 | MACT Fuel Choice Floor in lbs/MMBtu | FALSE | L | Annual | Emissions at Affected Plants MER | Lb | 0 | 0 | 0 | 0 | 0 | 0 | 0
NY New Units MER Rate Limit v3.1 | 711 | 7350 | MACT Fuel Choice Floor in lbs/MMBtu | FALSE | L | Annual | Allowances Purchased MER | Lb | 0 | 0 | 0 | 0 | 0 | 0 | 0
NY New Units MER Rate Limit v3.1 | 711 | 7350 | MACT Fuel Choice Floor in lbs/MMBtu | FALSE | L | Annual | Allowances Sold MER | Lb | 0 | 0 | 0 | 0 | 0 | 0 | 0
NY New Units MER Rate Limit v3.1 | 711 | 7350 | MACT Fuel Choice Floor in lbs/MMBtu | FALSE | L | Annual | Allowances Banked | Lb | 0 | 0 | 0 | 0 | 0 | 0 | 0
NY New Units MER Rate Limit v3.1 | 711 | 7350 | MACT Fuel Choice Floor in lbs/MMBtu | FALSE | L | Annual | Allowances Withdrawn (1:1) | Lb | 0 | 0 | 0 | 0 | 0 | 0 | 0
NY New Units MER Rate Limit v3.1 | 711 | 7350 | MACT Fuel Choice Floor in lbs/MMBtu | FALSE | L | Annual | Allowances Withdrawn (1:n) | Lb | 0 | 0 | 0 | 0 | 0 | 0 | 0
NY New Units MER Rate Limit v3.1 | 711 | 7350 | MACT Fuel Choice Floor in lbs/MMBtu | FALSE | L | Annual | Total | Lb | 0 | 0 | 0 | 0 | 0 | 0 | 0
NY New Units MER Rate Limit v3.1 | 711 | 7350 | MACT Fuel Choice Floor in lbs/MMBtu | FALSE | L | Annual | Fuel Consumed | TBtu | 0 | 0 | 0 | 0 | 0 | 0 | 0
NY New Units MER Rate Limit v3.1 | 711 | 7350 | MACT Fuel Choice Floor in lbs/MMBtu | FALSE | L | Annual | Rate | lbs/MMBtu | 0 | 0 | 0 | 0 | 0 | 0 | 0
NY New Units MER Rate Limit v3.1 | 711 | 7350 | MACT Fuel Choice Floor in lbs/MMBtu | FALSE | L | Annual | Generation | TWh | 0 | 0 | 0 | 0 | 0 | 0 | 0
NY New Units MER Rate Limit v3.1 | 711 | 7350 | MACT Fuel Choice Floor in lbs/MMBtu | FALSE | L | Annual | Qualifying Generation | TWh | 0 | 0 | 0 | 0 | 0 | 0 | 0
NY New Units MER Rate Limit v3.1 | 711 | 7350 | MACT Fuel Choice Floor in lbs/MMBtu | FALSE | L | Annual | Constraint Shadow Price | US2022$/Lb | 0 | 0 | 0 | 0 | 0 | 0 | 0
NY New Units MER Rate Limit v3.1 | 712 | 7350 | MACT Fuel Choice Floor in lbs/MMBtu | FALSE | L | Annual | Seasons Included | Seasons | Winter, Spring, Summer, Fall | Winter, Spring, Summer, Fall | Winter, Spring, Summer, Fall | Winter, Spring, Summer, Fall | Winter, Spring, Summer, Fall | Winter, Spring, Summer, Fall | Winter, Spring, Summer, Fall
NY New Units MER Rate Limit v3.1 | 712 | 7350 | MACT Fuel Choice Floor in lbs/MMBtu | FALSE | L | Annual | Emission Floor MER | lbs/MMBtu | 6e-07 | 6e-07 | 6e-07 | 6e-07 | 6e-07 | 6e-07 | 6e-07
NY New Units MER Rate Limit v3.1 | 712 | 7350 | MACT Fuel Choice Floor in lbs/MMBtu | FALSE | L | Annual | Emissions at Affected Plants MER | Lb | 0 | 0 | 0 | 0 | 0 | 0 | 0
NY New Units MER Rate Limit v3.1 | 712 | 7350 | MACT Fuel Choice Floor in lbs/MMBtu | FALSE | L | Annual | Allowances Purchased MER | Lb | 0 | 0 | 0 | 0 | 0 | 0 | 0
NY New Units MER Rate Limit v3.1 | 712 | 7350 | MACT Fuel Choice Floor in lbs/MMBtu | FALSE | L | Annual | Allowances Sold MER | Lb | 0 | 0 | 0 | 0 | 0 | 0 | 0
NY New Units MER Rate Limit v3.1 | 712 | 7350 | MACT Fuel Choice Floor in lbs/MMBtu | FALSE | L | Annual | Allowances Banked | Lb | 0 | 0 | 0 | 0 | 0 | 0 | 0
NY New Units MER Rate Limit v3.1 | 712 | 7350 | MACT Fuel Choice Floor in lbs/MMBtu | FALSE | L | Annual | Allowances Withdrawn (1:1) | Lb | 0 | 0 | 0 | 0 | 0 | 0 | 0
NY New Units MER Rate Limit v3.1 | 712 | 7350 | MACT Fuel Choice Floor in lbs/MMBtu | FALSE | L | Annual | Allowances Withdrawn (1:n) | Lb | 0 | 0 | 0 | 0 | 0 | 0 | 0
NY New Units MER Rate Limit v3.1 | 712 | 7350 | MACT Fuel Choice Floor in lbs/MMBtu | FALSE | L | Annual | Total | Lb | 0 | 0 | 0 | 0 | 0 | 0 | 0
NY New Units MER Rate Limit v3.1 | 712 | 7350 | MACT Fuel Choice Floor in lbs/MMBtu | FALSE | L | Annual | Fuel Consumed | TBtu | 0 | 0 | 0 | 0 | 0 | 0 | 0
NY New Units MER Rate Limit v3.1 | 712 | 7350 | MACT Fuel Choice Floor in lbs/MMBtu | FALSE | L | Annual | Rate | lbs/MMBtu | 0 | 0 | 0 | 0 | 0 | 0 | 0
NY New Units MER Rate Limit v3.1 | 712 | 7350 | MACT Fuel Choice Floor in lbs/MMBtu | FALSE | L | Annual | Generation | TWh | 0 | 0 | 0 | 0 | 0 | 0 | 0
NY New Units MER Rate Limit v3.1 | 712 | 7350 | MACT Fuel Choice Floor in lbs/MMBtu | FALSE | L | Annual | Qualifying Generation | TWh | 0 | 0 | 0 | 0 | 0 | 0 | 0
NY New Units MER Rate Limit v3.1 | 712 | 7350 | MACT Fuel Choice Floor in lbs/MMBtu | FALSE | L | Annual | Constraint Shadow Price | US2022$/Lb | 0 | 0 | 0 | 0 | 0 | 0 | 0
NY New Units MER Rate Limit v3.1 | 713 | 7350 | MACT Fuel Choice Floor in lbs/MMBtu | FALSE | L | Annual | Seasons Included | Seasons | Winter, Spring, Summer, Fall | Winter, Spring, Summer, Fall | Winter, Spring, Summer, Fall | Winter, Spring, Summer, Fall | Winter, Spring, Summer, Fall | Winter, Spring, Summer, Fall | Winter, Spring, Summer, Fall
NY New Units MER Rate Limit v3.1 | 713 | 7350 | MACT Fuel Choice Floor in lbs/MMBtu | FALSE | L | Annual | Emission Floor MER | lbs/MMBtu | 6e-07 | 6e-07 | 6e-07 | 6e-07 | 6e-07 | 6e-07 | 6e-07
NY New Units MER Rate Limit v3.1 | 713 | 7350 | MACT Fuel Choice Floor in lbs/MMBtu | FALSE | L | Annual | Emissions at Affected Plants MER | Lb | 0 | 0 | 0 | 0 | 0 | 0 | 0
NY New Units MER Rate Limit v3.1 | 713 | 7350 | MACT Fuel Choice Floor in lbs/MMBtu | FALSE | L | Annual | Allowances Purchased MER | Lb | 0 | 0 | 0 | 0 | 0 | 0 | 0
NY New Units MER Rate Limit v3.1 | 713 | 7350 | MACT Fuel Choice Floor in lbs/MMBtu | FALSE | L | Annual | Allowances Sold MER | Lb | 0 | 0 | 0 | 0 | 0 | 0 | 0
NY New Units MER Rate Limit v3.1 | 713 | 7350 | MACT Fuel Choice Floor in lbs/MMBtu | FALSE | L | Annual | Allowances Banked | Lb | 0 | 0 | 0 | 0 | 0 | 0 | 0
NY New Units MER Rate Limit v3.1 | 713 | 7350 | MACT Fuel Choice Floor in lbs/MMBtu | FALSE | L | Annual | Allowances Withdrawn (1:1) | Lb | 0 | 0 | 0 | 0 | 0 | 0 | 0
NY New Units MER Rate Limit v3.1 | 713 | 7350 | MACT Fuel Choice Floor in lbs/MMBtu | FALSE | L | Annual | Allowances Withdrawn (1:n) | Lb | 0 | 0 | 0 | 0 | 0 | 0 | 0
NY New Units MER Rate Limit v3.1 | 713 | 7350 | MACT Fuel Choice Floor in lbs/MMBtu | FALSE | L | Annual | Total | Lb | 0 | 0 | 0 | 0 | 0 | 0 | 0
NY New Units MER Rate Limit v3.1 | 713 | 7350 | MACT Fuel Choice Floor in lbs/MMBtu | FALSE | L | Annual | Fuel Consumed | TBtu | 0 | 0 | 0 | 0 | 0 | 0 | 0
NY New Units MER Rate Limit v3.1 | 713 | 7350 | MACT Fuel Choice Floor in lbs/MMBtu | FALSE | L | Annual | Rate | lbs/MMBtu | 0 | 0 | 0 | 0 | 0 | 0 | 0
NY New Units MER Rate Limit v3.1 | 713 | 7350 | MACT Fuel Choice Floor in lbs/MMBtu | FALSE | L | Annual | Generation | TWh | 0 | 0 | 0 | 0 | 0 | 0 | 0
NY New Units MER Rate Limit v3.1 | 713 | 7350 | MACT Fuel Choice Floor in lbs/MMBtu | FALSE | L | Annual | Qualifying Generation | TWh | 0 | 0 | 0 | 0 | 0 | 0 | 0
NY New Units MER Rate Limit v3.1 | 713 | 7350 | MACT Fuel Choice Floor in lbs/MMBtu | FALSE | L | Annual | Constraint Shadow Price | US2022$/Lb | 0 | 0 | 0 | 0 | 0 | 0 | 0
NY New Units MER Rate Limit v3.1 | 714 | 7350 | MACT Fuel Choice Floor in lbs/MMBtu | FALSE | L | Annual | Seasons Included | Seasons | Winter, Spring, Summer, Fall | Winter, Spring, Summer, Fall | Winter, Spring, Summer, Fall | Winter, Spring, Summer, Fall | Winter, Spring, Summer, Fall | Winter, Spring, Summer, Fall | Winter, Spring, Summer, Fall
NY New Units MER Rate Limit v3.1 | 714 | 7350 | MACT Fuel Choice Floor in lbs/MMBtu | FALSE | L | Annual | Emission Floor MER | lbs/MMBtu | 6e-07 | 6e-07 | 6e-07 | 6e-07 | 6e-07 | 6e-07 | 6e-07
NY New Units MER Rate Limit v3.1 | 714 | 7350 | MACT Fuel Choice Floor in lbs/MMBtu | FALSE | L | Annual | Emissions at Affected Plants MER | Lb | 0 | 0 | 0 | 0 | 0 | 0 | 0
NY New Units MER Rate Limit v3.1 | 714 | 7350 | MACT Fuel Choice Floor in lbs/MMBtu | FALSE | L | Annual | Allowances Purchased MER | Lb | 0 | 0 | 0 | 0 | 0 | 0 | 0
NY New Units MER Rate Limit v3.1 | 714 | 7350 | MACT Fuel Choice Floor in lbs/MMBtu | FALSE | L | Annual | Allowances Sold MER | Lb | 0 | 0 | 0 | 0 | 0 | 0 | 0
NY New Units MER Rate Limit v3.1 | 714 | 7350 | MACT Fuel Choice Floor in lbs/MMBtu | FALSE | L | Annual | Allowances Banked | Lb | 0 | 0 | 0 | 0 | 0 | 0 | 0
NY New Units MER Rate Limit v3.1 | 714 | 7350 | MACT Fuel Choice Floor in lbs/MMBtu | FALSE | L | Annual | Allowances Withdrawn (1:1) | Lb | 0 | 0 | 0 | 0 | 0 | 0 | 0
NY New Units MER Rate Limit v3.1 | 714 | 7350 | MACT Fuel Choice Floor in lbs/MMBtu | FALSE | L | Annual | Allowances Withdrawn (1:n) | Lb | 0 | 0 | 0 | 0 | 0 | 0 | 0
NY New Units MER Rate Limit v3.1 | 714 | 7350 | MACT Fuel Choice Floor in lbs/MMBtu | FALSE | L | Annual | Total | Lb | 0 | 0 | 0 | 0 | 0 | 0 | 0
NY New Units MER Rate Limit v3.1 | 714 | 7350 | MACT Fuel Choice Floor in lbs/MMBtu | FALSE | L | Annual | Fuel Consumed | TBtu | 0 | 0 | 0 | 0 | 0 | 0 | 0
NY New Units MER Rate Limit v3.1 | 714 | 7350 | MACT Fuel Choice Floor in lbs/MMBtu | FALSE | L | Annual | Rate | lbs/MMBtu | 0 | 0 | 0 | 0 | 0 | 0 | 0
NY New Units MER Rate Limit v3.1 | 714 | 7350 | MACT Fuel Choice Floor in lbs/MMBtu | FALSE | L | Annual | Generation | TWh | 0 | 0 | 0 | 0 | 0 | 0 | 0
NY New Units MER Rate Limit v3.1 | 714 | 7350 | MACT Fuel Choice Floor in lbs/MMBtu | FALSE | L | Annual | Qualifying Generation | TWh | 0 | 0 | 0 | 0 | 0 | 0 | 0
NY New Units MER Rate Limit v3.1 | 714 | 7350 | MACT Fuel Choice Floor in lbs/MMBtu | FALSE | L | Annual | Constraint Shadow Price | US2022$/Lb | 0 | 0 | 0 | 0 | 0 | 0 | 0
NY New Units MER Rate Limit v3.1 | 715 | 7350 | MACT Fuel Choice Floor in lbs/MMBtu | FALSE | L | Annual | Seasons Included | Seasons | Winter, Spring, Summer, Fall | Winter, Spring, Summer, Fall | Winter, Spring, Summer, Fall | Winter, Spring, Summer, Fall | Winter, Spring, Summer, Fall | Winter, Spring, Summer, Fall | Winter, Spring, Summer, Fall
NY New Units MER Rate Limit v3.1 | 715 | 7350 | MACT Fuel Choice Floor in lbs/MMBtu | FALSE | L | Annual | Emission Floor MER | lbs/MMBtu | 6e-07 | 6e-07 | 6e-07 | 6e-07 | 6e-07 | 6e-07 | 6e-07
NY New Units MER Rate Limit v3.1 | 715 | 7350 | MACT Fuel Choice Floor in lbs/MMBtu | FALSE | L | Annual | Emissions at Affected Plants MER | Lb | 0 | 0 | 0 | 0 | 0 | 0 | 0
NY New Units MER Rate Limit v3.1 | 715 | 7350 | MACT Fuel Choice Floor in lbs/MMBtu | FALSE | L | Annual | Allowances Purchased MER | Lb | 0 | 0 | 0 | 0 | 0 | 0 | 0
NY New Units MER Rate Limit v3.1 | 715 | 7350 | MACT Fuel Choice Floor in lbs/MMBtu | FALSE | L | Annual | Allowances Sold MER | Lb | 0 | 0 | 0 | 0 | 0 | 0 | 0
NY New Units MER Rate Limit v3.1 | 715 | 7350 | MACT Fuel Choice Floor in lbs/MMBtu | FALSE | L | Annual | Allowances Banked | Lb | 0 | 0 | 0 | 0 | 0 | 0 | 0
NY New Units MER Rate Limit v3.1 | 715 | 7350 | MACT Fuel Choice Floor in lbs/MMBtu | FALSE | L | Annual | Allowances Withdrawn (1:1) | Lb | 0 | 0 | 0 | 0 | 0 | 0 | 0
NY New Units MER Rate Limit v3.1 | 715 | 7350 | MACT Fuel Choice Floor in lbs/MMBtu | FALSE | L | Annual | Allowances Withdrawn (1:n) | Lb | 0 | 0 | 0 | 0 | 0 | 0 | 0
NY New Units MER Rate Limit v3.1 | 715 | 7350 | MACT Fuel Choice Floor in lbs/MMBtu | FALSE | L | Annual | Total | Lb | 0 | 0 | 0 | 0 | 0 | 0 | 0
NY New Units MER Rate Limit v3.1 | 715 | 7350 | MACT Fuel Choice Floor in lbs/MMBtu | FALSE | L | Annual | Fuel Consumed | TBtu | 0 | 0 | 0 | 0 | 0 | 0 | 0
NY New Units MER Rate Limit v3.1 | 715 | 7350 | MACT Fuel Choice Floor in lbs/MMBtu | FALSE | L | Annual | Rate | lbs/MMBtu | 0 | 0 | 0 | 0 | 0 | 0 | 0
NY New Units MER Rate Limit v3.1 | 715 | 7350 | MACT Fuel Choice Floor in lbs/MMBtu | FALSE | L | Annual | Generation | TWh | 0 | 0 | 0 | 0 | 0 | 0 | 0
NY New Units MER Rate Limit v3.1 | 715 | 7350 | MACT Fuel Choice Floor in lbs/MMBtu | FALSE | L | Annual | Qualifying Generation | TWh | 0 | 0 | 0 | 0 | 0 | 0 | 0
NY New Units MER Rate Limit v3.1 | 715 | 7350 | MACT Fuel Choice Floor in lbs/MMBtu | FALSE | L | Annual | Constraint Shadow Price | US2022$/Lb | 0 | 0 | 0 | 0 | 0 | 0 | 0
NY New Units MER Rate Limit v3.1 | 716 | 7350 | MACT Fuel Choice Floor in lbs/MMBtu | FALSE | L | Annual | Seasons Included | Seasons | Winter, Spring, Summer, Fall | Winter, Spring, Summer, Fall | Winter, Spring, Summer, Fall | Winter, Spring, Summer, Fall | Winter, Spring, Summer, Fall | Winter, Spring, Summer, Fall | Winter, Spring, Summer, Fall
NY New Units MER Rate Limit v3.1 | 716 | 7350 | MACT Fuel Choice Floor in lbs/MMBtu | FALSE | L | Annual | Emission Floor MER | lbs/MMBtu | 6e-07 | 6e-07 | 6e-07 | 6e-07 | 6e-07 | 6e-07 | 6e-07
NY New Units MER Rate Limit v3.1 | 716 | 7350 | MACT Fuel Choice Floor in lbs/MMBtu | FALSE | L | Annual | Emissions at Affected Plants MER | Lb | 0 | 0 | 0 | 0 | 0 | 0 | 0
NY New Units MER Rate Limit v3.1 | 716 | 7350 | MACT Fuel Choice Floor in lbs/MMBtu | FALSE | L | Annual | Allowances Purchased MER | Lb | 0 | 0 | 0 | 0 | 0 | 0 | 0
NY New Units MER Rate Limit v3.1 | 716 | 7350 | MACT Fuel Choice Floor in lbs/MMBtu | FALSE | L | Annual | Allowances Sold MER | Lb | 0 | 0 | 0 | 0 | 0 | 0 | 0
NY New Units MER Rate Limit v3.1 | 716 | 7350 | MACT Fuel Choice Floor in lbs/MMBtu | FALSE | L | Annual | Allowances Banked | Lb | 0 | 0 | 0 | 0 | 0 | 0 | 0
NY New Units MER Rate Limit v3.1 | 716 | 7350 | MACT Fuel Choice Floor in lbs/MMBtu | FALSE | L | Annual | Allowances Withdrawn (1:1) | Lb | 0 | 0 | 0 | 0 | 0 | 0 | 0
NY New Units MER Rate Limit v3.1 | 716 | 7350 | MACT Fuel Choice Floor in lbs/MMBtu | FALSE | L | Annual | Allowances Withdrawn (1:n) | Lb | 0 | 0 | 0 | 0 | 0 | 0 | 0
NY New Units MER Rate Limit v3.1 | 716 | 7350 | MACT Fuel Choice Floor in lbs/MMBtu | FALSE | L | Annual | Total | Lb | 0 | 0 | 0 | 0 | 0 | 0 | 0
NY New Units MER Rate Limit v3.1 | 716 | 7350 | MACT Fuel Choice Floor in lbs/MMBtu | FALSE | L | Annual | Fuel Consumed | TBtu | 0 | 0 | 0 | 0 | 0 | 0 | 0
NY New Units MER Rate Limit v3.1 | 716 | 7350 | MACT Fuel Choice Floor in lbs/MMBtu | FALSE | L | Annual | Rate | lbs/MMBtu | 0 | 0 | 0 | 0 | 0 | 0 | 0
NY New Units MER Rate Limit v3.1 | 716 | 7350 | MACT Fuel Choice Floor in lbs/MMBtu | FALSE | L | Annual | Generation | TWh | 0 | 0 | 0 | 0 | 0 | 0 | 0
NY New Units MER Rate Limit v3.1 | 716 | 7350 | MACT Fuel Choice Floor in lbs/MMBtu | FALSE | L | Annual | Qualifying Generation | TWh | 0 | 0 | 0 | 0 | 0 | 0 | 0
NY New Units MER Rate Limit v3.1 | 716 | 7350 | MACT Fuel Choice Floor in lbs/MMBtu | FALSE | L | Annual | Constraint Shadow Price | US2022$/Lb | 0 | 0 | 0 | 0 | 0 | 0 | 0
NY New Units MER Rate Limit v3.1 | 717 | 7350 | MACT Fuel Choice Floor in lbs/MMBtu | FALSE | L | Annual | Seasons Included | Seasons | Winter, Spring, Summer, Fall | Winter, Spring, Summer, Fall | Winter, Spring, Summer, Fall | Winter, Spring, Summer, Fall | Winter, Spring, Summer, Fall | Winter, Spring, Summer, Fall | Winter, Spring, Summer, Fall
NY New Units MER Rate Limit v3.1 | 717 | 7350 | MACT Fuel Choice Floor in lbs/MMBtu | FALSE | L | Annual | Emission Floor MER | lbs/MMBtu | 6e-07 | 6e-07 | 6e-07 | 6e-07 | 6e-07 | 6e-07 | 6e-07
NY New Units MER Rate Limit v3.1 | 717 | 7350 | MACT Fuel Choice Floor in lbs/MMBtu | FALSE | L | Annual | Emissions at Affected Plants MER | Lb | 0 | 0 | 0 | 0 | 0 | 0 | 0
NY New Units MER Rate Limit v3.1 | 717 | 7350 | MACT Fuel Choice Floor in lbs/MMBtu | FALSE | L | Annual | Allowances Purchased MER | Lb | 0 | 0 | 0 | 0 | 0 | 0 | 0
NY New Units MER Rate Limit v3.1 | 717 | 7350 | MACT Fuel Choice Floor in lbs/MMBtu | FALSE | L | Annual | Allowances Sold MER | Lb | 0 | 0 | 0 | 0 | 0 | 0 | 0
NY New Units MER Rate Limit v3.1 | 717 | 7350 | MACT Fuel Choice Floor in lbs/MMBtu | FALSE | L | Annual | Allowances Banked | Lb | 0 | 0 | 0 | 0 | 0 | 0 | 0
NY New Units MER Rate Limit v3.1 | 717 | 7350 | MACT Fuel Choice Floor in lbs/MMBtu | FALSE | L | Annual | Allowances Withdrawn (1:1) | Lb | 0 | 0 | 0 | 0 | 0 | 0 | 0
NY New Units MER Rate Limit v3.1 | 717 | 7350 | MACT Fuel Choice Floor in lbs/MMBtu | FALSE | L | Annual | Allowances Withdrawn (1:n) | Lb | 0 | 0 | 0 | 0 | 0 | 0 | 0
NY New Units MER Rate Limit v3.1 | 717 | 7350 | MACT Fuel Choice Floor in lbs/MMBtu | FALSE | L | Annual | Total | Lb | 0 | 0 | 0 | 0 | 0 | 0 | 0
NY New Units MER Rate Limit v3.1 | 717 | 7350 | MACT Fuel Choice Floor in lbs/MMBtu | FALSE | L | Annual | Fuel Consumed | TBtu | 0 | 0 | 0 | 0 | 0 | 0 | 0
NY New Units MER Rate Limit v3.1 | 717 | 7350 | MACT Fuel Choice Floor in lbs/MMBtu | FALSE | L | Annual | Rate | lbs/MMBtu | 0 | 0 | 0 | 0 | 0 | 0 | 0
NY New Units MER Rate Limit v3.1 | 717 | 7350 | MACT Fuel Choice Floor in lbs/MMBtu | FALSE | L | Annual | Generation | TWh | 0 | 0 | 0 | 0 | 0 | 0 | 0
NY New Units MER Rate Limit v3.1 | 717 | 7350 | MACT Fuel Choice Floor in lbs/MMBtu | FALSE | L | Annual | Qualifying Generation | TWh | 0 | 0 | 0 | 0 | 0 | 0 | 0
NY New Units MER Rate Limit v3.1 | 717 | 7350 | MACT Fuel Choice Floor in lbs/MMBtu | FALSE | L | Annual | Constraint Shadow Price | US2022$/Lb | 0 | 0 | 0 | 0 | 0 | 0 | 0
NY New Units MER Rate Limit v3.1 | 718 | 7350 | MACT Fuel Choice Floor in lbs/MMBtu | FALSE | L | Annual | Seasons Included | Seasons | Winter, Spring, Summer, Fall | Winter, Spring, Summer, Fall | Winter, Spring, Summer, Fall | Winter, Spring, Summer, Fall | Winter, Spring, Summer, Fall | Winter, Spring, Summer, Fall | Winter, Spring, Summer, Fall
NY New Units MER Rate Limit v3.1 | 718 | 7350 | MACT Fuel Choice Floor in lbs/MMBtu | FALSE | L | Annual | Emission Floor MER | lbs/MMBtu | 6e-07 | 6e-07 | 6e-07 | 6e-07 | 6e-07 | 6e-07 | 6e-07
NY New Units MER Rate Limit v3.1 | 718 | 7350 | MACT Fuel Choice Floor in lbs/MMBtu | FALSE | L | Annual | Emissions at Affected Plants MER | Lb | 0 | 0 | 0 | 0 | 0 | 0 | 0
NY New Units MER Rate Limit v3.1 | 718 | 7350 | MACT Fuel Choice Floor in lbs/MMBtu | FALSE | L | Annual | Allowances Purchased MER | Lb | 0 | 0 | 0 | 0 | 0 | 0 | 0
NY New Units MER Rate Limit v3.1 | 718 | 7350 | MACT Fuel Choice Floor in lbs/MMBtu | FALSE | L | Annual | Allowances Sold MER | Lb | 0 | 0 | 0 | 0 | 0 | 0 | 0
NY New Units MER Rate Limit v3.1 | 718 | 7350 | MACT Fuel Choice Floor in lbs/MMBtu | FALSE | L | Annual | Allowances Banked | Lb | 0 | 0 | 0 | 0 | 0 | 0 | 0
NY New Units MER Rate Limit v3.1 | 718 | 7350 | MACT Fuel Choice Floor in lbs/MMBtu | FALSE | L | Annual | Allowances Withdrawn (1:1) | Lb | 0 | 0 | 0 | 0 | 0 | 0 | 0
NY New Units MER Rate Limit v3.1 | 718 | 7350 | MACT Fuel Choice Floor in lbs/MMBtu | FALSE | L | Annual | Allowances Withdrawn (1:n) | Lb | 0 | 0 | 0 | 0 | 0 | 0 | 0
NY New Units MER Rate Limit v3.1 | 718 | 7350 | MACT Fuel Choice Floor in lbs/MMBtu | FALSE | L | Annual | Total | Lb | 0 | 0 | 0 | 0 | 0 | 0 | 0
NY New Units MER Rate Limit v3.1 | 718 | 7350 | MACT Fuel Choice Floor in lbs/MMBtu | FALSE | L | Annual | Fuel Consumed | TBtu | 0 | 0 | 0 | 0 | 0 | 0 | 0
NY New Units MER Rate Limit v3.1 | 718 | 7350 | MACT Fuel Choice Floor in lbs/MMBtu | FALSE | L | Annual | Rate | lbs/MMBtu | 0 | 0 | 0 | 0 | 0 | 0 | 0
NY New Units MER Rate Limit v3.1 | 718 | 7350 | MACT Fuel Choice Floor in lbs/MMBtu | FALSE | L | Annual | Generation | TWh | 0 | 0 | 0 | 0 | 0 | 0 | 0
NY New Units MER Rate Limit v3.1 | 718 | 7350 | MACT Fuel Choice Floor in lbs/MMBtu | FALSE | L | Annual | Qualifying Generation | TWh | 0 | 0 | 0 | 0 | 0 | 0 | 0
NY New Units MER Rate Limit v3.1 | 718 | 7350 | MACT Fuel Choice Floor in lbs/MMBtu | FALSE | L | Annual | Constraint Shadow Price | US2022$/Lb | 0 | 0 | 0 | 0 | 0 | 0 | 0
NY New Units MER Rate Limit v3.1 | 719 | 7350 | MACT Fuel Choice Floor in lbs/MMBtu | FALSE | L | Annual | Seasons Included | Seasons | Winter, Spring, Summer, Fall | Winter, Spring, Summer, Fall | Winter, Spring, Summer, Fall | Winter, Spring, Summer, Fall | Winter, Spring, Summer, Fall | Winter, Spring, Summer, Fall | Winter, Spring, Summer, Fall
NY New Units MER Rate Limit v3.1 | 719 | 7350 | MACT Fuel Choice Floor in lbs/MMBtu | FALSE | L | Annual | Emission Floor MER | lbs/MMBtu | 6e-07 | 6e-07 | 6e-07 | 6e-07 | 6e-07 | 6e-07 | 6e-07
NY New Units MER Rate Limit v3.1 | 719 | 7350 | MACT Fuel Choice Floor in lbs/MMBtu | FALSE | L | Annual | Emissions at Affected Plants MER | Lb | 0 | 0 | 0 | 0 | 0 | 0 | 0
NY New Units MER Rate Limit v3.1 | 719 | 7350 | MACT Fuel Choice Floor in lbs/MMBtu | FALSE | L | Annual | Allowances Purchased MER | Lb | 0 | 0 | 0 | 0 | 0 | 0 | 0
NY New Units MER Rate Limit v3.1 | 719 | 7350 | MACT Fuel Choice Floor in lbs/MMBtu | FALSE | L | Annual | Allowances Sold MER | Lb | 0 | 0 | 0 | 0 | 0 | 0 | 0
NY New Units MER Rate Limit v3.1 | 719 | 7350 | MACT Fuel Choice Floor in lbs/MMBtu | FALSE | L | Annual | Allowances Banked | Lb | 0 | 0 | 0 | 0 | 0 | 0 | 0
NY New Units MER Rate Limit v3.1 | 719 | 7350 | MACT Fuel Choice Floor in lbs/MMBtu | FALSE | L | Annual | Allowances Withdrawn (1:1) | Lb | 0 | 0 | 0 | 0 | 0 | 0 | 0
NY New Units MER Rate Limit v3.1 | 719 | 7350 | MACT Fuel Choice Floor in lbs/MMBtu | FALSE | L | Annual | Allowances Withdrawn (1:n) | Lb | 0 | 0 | 0 | 0 | 0 | 0 | 0
NY New Units MER Rate Limit v3.1 | 719 | 7350 | MACT Fuel Choice Floor in lbs/MMBtu | FALSE | L | Annual | Total | Lb | 0 | 0 | 0 | 0 | 0 | 0 | 0
NY New Units MER Rate Limit v3.1 | 719 | 7350 | MACT Fuel Choice Floor in lbs/MMBtu | FALSE | L | Annual | Fuel Consumed | TBtu | 0 | 0 | 0 | 0 | 0 | 0 | 0
NY New Units MER Rate Limit v3.1 | 719 | 7350 | MACT Fuel Choice Floor in lbs/MMBtu | FALSE | L | Annual | Rate | lbs/MMBtu | 0 | 0 | 0 | 0 | 0 | 0 | 0
NY New Units MER Rate Limit v3.1 | 719 | 7350 | MACT Fuel Choice Floor in lbs/MMBtu | FALSE | L | Annual | Generation | TWh | 0 | 0 | 0 | 0 | 0 | 0 | 0
NY New Units MER Rate Limit v3.1 | 719 | 7350 | MACT Fuel Choice Floor in lbs/MMBtu | FALSE | L | Annual | Qualifying Generation | TWh | 0 | 0 | 0 | 0 | 0 | 0 | 0
NY New Units MER Rate Limit v3.1 | 719 | 7350 | MACT Fuel Choice Floor in lbs/MMBtu | FALSE | L | Annual | Constraint Shadow Price | US2022$/Lb | 0 | 0 | 0 | 0 | 0 | 0 | 0
NY New Units MER Rate Limit v3.1 | 720 | 7350 | MACT Fuel Choice Floor in lbs/MMBtu | FALSE | L | Annual | Seasons Included | Seasons | Winter, Spring, Summer, Fall | Winter, Spring, Summer, Fall | Winter, Spring, Summer, Fall | Winter, Spring, Summer, Fall | Winter, Spring, Summer, Fall | Winter, Spring, Summer, Fall | Winter, Spring, Summer, Fall
NY New Units MER Rate Limit v3.1 | 720 | 7350 | MACT Fuel Choice Floor in lbs/MMBtu | FALSE | L | Annual | Emission Floor MER | lbs/MMBtu | 6e-07 | 6e-07 | 6e-07 | 6e-07 | 6e-07 | 6e-07 | 6e-07
NY New Units MER Rate Limit v3.1 | 720 | 7350 | MACT Fuel Choice Floor in lbs/MMBtu | FALSE | L | Annual | Emissions at Affected Plants MER | Lb | 0 | 0 | 0 | 0 | 0 | 0 | 0
NY New Units MER Rate Limit v3.1 | 720 | 7350 | MACT Fuel Choice Floor in lbs/MMBtu | FALSE | L | Annual | Allowances Purchased MER | Lb | 0 | 0 | 0 | 0 | 0 | 0 | 0
NY New Units MER Rate Limit v3.1 | 720 | 7350 | MACT Fuel Choice Floor in lbs/MMBtu | FALSE | L | Annual | Allowances Sold MER | Lb | 0 | 0 | 0 | 0 | 0 | 0 | 0
NY New Units MER Rate Limit v3.1 | 720 | 7350 | MACT Fuel Choice Floor in lbs/MMBtu | FALSE | L | Annual | Allowances Banked | Lb | 0 | 0 | 0 | 0 | 0 | 0 | 0
NY New Units MER Rate Limit v3.1 | 720 | 7350 | MACT Fuel Choice Floor in lbs/MMBtu | FALSE | L | Annual | Allowances Withdrawn (1:1) | Lb | 0 | 0 | 0 | 0 | 0 | 0 | 0
NY New Units MER Rate Limit v3.1 | 720 | 7350 | MACT Fuel Choice Floor in lbs/MMBtu | FALSE | L | Annual | Allowances Withdrawn (1:n) | Lb | 0 | 0 | 0 | 0 | 0 | 0 | 0
NY New Units MER Rate Limit v3.1 | 720 | 7350 | MACT Fuel Choice Floor in lbs/MMBtu | FALSE | L | Annual | Total | Lb | 0 | 0 | 0 | 0 | 0 | 0 | 0
NY New Units MER Rate Limit v3.1 | 720 | 7350 | MACT Fuel Choice Floor in lbs/MMBtu | FALSE | L | Annual | Fuel Consumed | TBtu | 0 | 0 | 0 | 0 | 0 | 0 | 0
NY New Units MER Rate Limit v3.1 | 720 | 7350 | MACT Fuel Choice Floor in lbs/MMBtu | FALSE | L | Annual | Rate | lbs/MMBtu | 0 | 0 | 0 | 0 | 0 | 0 | 0
NY New Units MER Rate Limit v3.1 | 720 | 7350 | MACT Fuel Choice Floor in lbs/MMBtu | FALSE | L | Annual | Generation | TWh | 0 | 0 | 0 | 0 | 0 | 0 | 0
NY New Units MER Rate Limit v3.1 | 720 | 7350 | MACT Fuel Choice Floor in lbs/MMBtu | FALSE | L | Annual | Qualifying Generation | TWh | 0 | 0 | 0 | 0 | 0 | 0 | 0
NY New Units MER Rate Limit v3.1 | 720 | 7350 | MACT Fuel Choice Floor in lbs/MMBtu | FALSE | L | Annual | Constraint Shadow Price | US2022$/Lb | 0 | 0 | 0 | 0 | 0 | 0 | 0
NY New Units MER Rate Limit v3.1 | 721 | 7350 | MACT Fuel Choice Floor in lbs/MMBtu | FALSE | L | Annual | Seasons Included | Seasons | Winter, Spring, Summer, Fall | Winter, Spring, Summer, Fall | Winter, Spring, Summer, Fall | Winter, Spring, Summer, Fall | Winter, Spring, Summer, Fall | Winter, Spring, Summer, Fall | Winter, Spring, Summer, Fall
NY New Units MER Rate Limit v3.1 | 721 | 7350 | MACT Fuel Choice Floor in lbs/MMBtu | FALSE | L | Annual | Emission Floor MER | lbs/MMBtu | 6e-07 | 6e-07 | 6e-07 | 6e-07 | 6e-07 | 6e-07 | 6e-07
NY New Units MER Rate Limit v3.1 | 721 | 7350 | MACT Fuel Choice Floor in lbs/MMBtu | FALSE | L | Annual | Emissions at Affected Plants MER | Lb | 0 | 0 | 0 | 0 | 0 | 0 | 0
NY New Units MER Rate Limit v3.1 | 721 | 7350 | MACT Fuel Choice Floor in lbs/MMBtu | FALSE | L | Annual | Allowances Purchased MER | Lb | 0 | 0 | 0 | 0 | 0 | 0 | 0
NY New Units MER Rate Limit v3.1 | 721 | 7350 | MACT Fuel Choice Floor in lbs/MMBtu | FALSE | L | Annual | Allowances Sold MER | Lb | 0 | 0 | 0 | 0 | 0 | 0 | 0
NY New Units MER Rate Limit v3.1 | 721 | 7350 | MACT Fuel Choice Floor in lbs/MMBtu | FALSE | L | Annual | Allowances Banked | Lb | 0 | 0 | 0 | 0 | 0 | 0 | 0
NY New Units MER Rate Limit v3.1 | 721 | 7350 | MACT Fuel Choice Floor in lbs/MMBtu | FALSE | L | Annual | Allowances Withdrawn (1:1) | Lb | 0 | 0 | 0 | 0 | 0 | 0 | 0
NY New Units MER Rate Limit v3.1 | 721 | 7350 | MACT Fuel Choice Floor in lbs/MMBtu | FALSE | L | Annual | Allowances Withdrawn (1:n) | Lb | 0 | 0 | 0 | 0 | 0 | 0 | 0
NY New Units MER Rate Limit v3.1 | 721 | 7350 | MACT Fuel Choice Floor in lbs/MMBtu | FALSE | L | Annual | Total | Lb | 0 | 0 | 0 | 0 | 0 | 0 | 0
NY New Units MER Rate Limit v3.1 | 721 | 7350 | MACT Fuel Choice Floor in lbs/MMBtu | FALSE | L | Annual | Fuel Consumed | TBtu | 0 | 0 | 0 | 0 | 0 | 0 | 0
NY New Units MER Rate Limit v3.1 | 721 | 7350 | MACT Fuel Choice Floor in lbs/MMBtu | FALSE | L | Annual | Rate | lbs/MMBtu | 0 | 0 | 0 | 0 | 0 | 0 | 0
NY New Units MER Rate Limit v3.1 | 721 | 7350 | MACT Fuel Choice Floor in lbs/MMBtu | FALSE | L | Annual | Generation | TWh | 0 | 0 | 0 | 0 | 0 | 0 | 0
NY New Units MER Rate Limit v3.1 | 721 | 7350 | MACT Fuel Choice Floor in lbs/MMBtu | FALSE | L | Annual | Qualifying Generation | TWh | 0 | 0 | 0 | 0 | 0 | 0 | 0
NY New Units MER Rate Limit v3.1 | 721 | 7350 | MACT Fuel Choice Floor in lbs/MMBtu | FALSE | L | Annual | Constraint Shadow Price | US2022$/Lb | 0 | 0 | 0 | 0 | 0 | 0 | 0
NY New Units MER Rate Limit v3.1 | 722 | 7350 | MACT Fuel Choice Floor in lbs/MMBtu | FALSE | L | Annual | Seasons Included | Seasons | Winter, Spring, Summer, Fall | Winter, Spring, Summer, Fall | Winter, Spring, Summer, Fall | Winter, Spring, Summer, Fall | Winter, Spring, Summer, Fall | Winter, Spring, Summer, Fall | Winter, Spring, Summer, Fall
NY New Units MER Rate Limit v3.1 | 722 | 7350 | MACT Fuel Choice Floor in lbs/MMBtu | FALSE | L | Annual | Emission Floor MER | lbs/MMBtu | 6e-07 | 6e-07 | 6e-07 | 6e-07 | 6e-07 | 6e-07 | 6e-07
NY New Units MER Rate Limit v3.1 | 722 | 7350 | MACT Fuel Choice Floor in lbs/MMBtu | FALSE | L | Annual | Emissions at Affected Plants MER | Lb | 0 | 0 | 0 | 0 | 0 | 0 | 0
NY New Units MER Rate Limit v3.1 | 722 | 7350 | MACT Fuel Choice Floor in lbs/MMBtu | FALSE | L | Annual | Allowances Purchased MER | Lb | 0 | 0 | 0 | 0 | 0 | 0 | 0
NY New Units MER Rate Limit v3.1 | 722 | 7350 | MACT Fuel Choice Floor in lbs/MMBtu | FALSE | L | Annual | Allowances Sold MER | Lb | 0 | 0 | 0 | 0 | 0 | 0 | 0
NY New Units MER Rate Limit v3.1 | 722 | 7350 | MACT Fuel Choice Floor in lbs/MMBtu | FALSE | L | Annual | Allowances Banked | Lb | 0 | 0 | 0 | 0 | 0 | 0 | 0
NY New Units MER Rate Limit v3.1 | 722 | 7350 | MACT Fuel Choice Floor in lbs/MMBtu | FALSE | L | Annual | Allowances Withdrawn (1:1) | Lb | 0 | 0 | 0 | 0 | 0 | 0 | 0
NY New Units MER Rate Limit v3.1 | 722 | 7350 | MACT Fuel Choice Floor in lbs/MMBtu | FALSE | L | Annual | Allowances Withdrawn (1:n) | Lb | 0 | 0 | 0 | 0 | 0 | 0 | 0
NY New Units MER Rate Limit v3.1 | 722 | 7350 | MACT Fuel Choice Floor in lbs/MMBtu | FALSE | L | Annual | Total | Lb | 0 | 0 | 0 | 0 | 0 | 0 | 0
NY New Units MER Rate Limit v3.1 | 722 | 7350 | MACT Fuel Choice Floor in lbs/MMBtu | FALSE | L | Annual | Fuel Consumed | TBtu | 0 | 0 | 0 | 0 | 0 | 0 | 0
NY New Units MER Rate Limit v3.1 | 722 | 7350 | MACT Fuel Choice Floor in lbs/MMBtu | FALSE | L | Annual | Rate | lbs/MMBtu | 0 | 0 | 0 | 0 | 0 | 0 | 0
NY New Units MER Rate Limit v3.1 | 722 | 7350 | MACT Fuel Choice Floor in lbs/MMBtu | FALSE | L | Annual | Generation | TWh | 0 | 0 | 0 | 0 | 0 | 0 | 0
NY New Units MER Rate Limit v3.1 | 722 | 7350 | MACT Fuel Choice Floor in lbs/MMBtu | FALSE | L | Annual | Qualifying Generation | TWh | 0 | 0 | 0 | 0 | 0 | 0 | 0
NY New Units MER Rate Limit v3.1 | 722 | 7350 | MACT Fuel Choice Floor in lbs/MMBtu | FALSE | L | Annual | Constraint Shadow Price | US2022$/Lb | 0 | 0 | 0 | 0 | 0 | 0 | 0
NY New Units MER Rate Limit v3.1 | 723 | 7350 | MACT Fuel Choice Floor in lbs/MMBtu | FALSE | L | Annual | Seasons Included | Seasons | Winter, Spring, Summer, Fall | Winter, Spring, Summer, Fall | Winter, Spring, Summer, Fall | Winter, Spring, Summer, Fall | Winter, Spring, Summer, Fall | Winter, Spring, Summer, Fall | Winter, Spring, Summer, Fall
NY New Units MER Rate Limit v3.1 | 723 | 7350 | MACT Fuel Choice Floor in lbs/MMBtu | FALSE | L | Annual | Emission Floor MER | lbs/MMBtu | 6e-07 | 6e-07 | 6e-07 | 6e-07 | 6e-07 | 6e-07 | 6e-07
NY New Units MER Rate Limit v3.1 | 723 | 7350 | MACT Fuel Choice Floor in lbs/MMBtu | FALSE | L | Annual | Emissions at Affected Plants MER | Lb | 0 | 0 | 0 | 0 | 0 | 0 | 0
NY New Units MER Rate Limit v3.1 | 723 | 7350 | MACT Fuel Choice Floor in lbs/MMBtu | FALSE | L | Annual | Allowances Purchased MER | Lb | 0 | 0 | 0 | 0 | 0 | 0 | 0
NY New Units MER Rate Limit v3.1 | 723 | 7350 | MACT Fuel Choice Floor in lbs/MMBtu | FALSE | L | Annual | Allowances Sold MER | Lb | 0 | 0 | 0 | 0 | 0 | 0 | 0
NY New Units MER Rate Limit v3.1 | 723 | 7350 | MACT Fuel Choice Floor in lbs/MMBtu | FALSE | L | Annual | Allowances Banked | Lb | 0 | 0 | 0 | 0 | 0 | 0 | 0
NY New Units MER Rate Limit v3.1 | 723 | 7350 | MACT Fuel Choice Floor in lbs/MMBtu | FALSE | L | Annual | Allowances Withdrawn (1:1) | Lb | 0 | 0 | 0 | 0 | 0 | 0 | 0
NY New Units MER Rate Limit v3.1 | 723 | 7350 | MACT Fuel Choice Floor in lbs/MMBtu | FALSE | L | Annual | Allowances Withdrawn (1:n) | Lb | 0 | 0 | 0 | 0 | 0 | 0 | 0
NY New Units MER Rate Limit v3.1 | 723 | 7350 | MACT Fuel Choice Floor in lbs/MMBtu | FALSE | L | Annual | Total | Lb | 0 | 0 | 0 | 0 | 0 | 0 | 0
NY New Units MER Rate Limit v3.1 | 723 | 7350 | MACT Fuel Choice Floor in lbs/MMBtu | FALSE | L | Annual | Fuel Consumed | TBtu | 0 | 0 | 0 | 0 | 0 | 0 | 0
NY New Units MER Rate Limit v3.1 | 723 | 7350 | MACT Fuel Choice Floor in lbs/MMBtu | FALSE | L | Annual | Rate | lbs/MMBtu | 0 | 0 | 0 | 0 | 0 | 0 | 0
NY New Units MER Rate Limit v3.1 | 723 | 7350 | MACT Fuel Choice Floor in lbs/MMBtu | FALSE | L | Annual | Generation | TWh | 0 | 0 | 0 | 0 | 0 | 0 | 0
NY New Units MER Rate Limit v3.1 | 723 | 7350 | MACT Fuel Choice Floor in lbs/MMBtu | FALSE | L | Annual | Qualifying Generation | TWh | 0 | 0 | 0 | 0 | 0 | 0 | 0
NY New Units MER Rate Limit v3.1 | 723 | 7350 | MACT Fuel Choice Floor in lbs/MMBtu | FALSE | L | Annual | Constraint Shadow Price | US2022$/Lb | 0 | 0 | 0 | 0 | 0 | 0 | 0
NY New Units MER Rate Limit v3.1 | 724 | 7350 | MACT Fuel Choice Floor in lbs/MMBtu | FALSE | L | Annual | Seasons Included | Seasons | Winter, Spring, Summer, Fall | Winter, Spring, Summer, Fall | Winter, Spring, Summer, Fall | Winter, Spring, Summer, Fall | Winter, Spring, Summer, Fall | Winter, Spring, Summer, Fall | Winter, Spring, Summer, Fall
NY New Units MER Rate Limit v3.1 | 724 | 7350 | MACT Fuel Choice Floor in lbs/MMBtu | FALSE | L | Annual | Emission Floor MER | lbs/MMBtu | 6e-07 | 6e-07 | 6e-07 | 6e-07 | 6e-07 | 6e-07 | 6e-07
NY New Units MER Rate Limit v3.1 | 724 | 7350 | MACT Fuel Choice Floor in lbs/MMBtu | FALSE | L | Annual | Emissions at Affected Plants MER | Lb | 0 | 0 | 0 | 0 | 0 | 0 | 0
NY New Units MER Rate Limit v3.1 | 724 | 7350 | MACT Fuel Choice Floor in lbs/MMBtu | FALSE | L | Annual | Allowances Purchased MER | Lb | 0 | 0 | 0 | 0 | 0 | 0 | 0
NY New Units MER Rate Limit v3.1 | 724 | 7350 | MACT Fuel Choice Floor in lbs/MMBtu | FALSE | L | Annual | Allowances Sold MER | Lb | 0 | 0 | 0 | 0 | 0 | 0 | 0
NY New Units MER Rate Limit v3.1 | 724 | 7350 | MACT Fuel Choice Floor in lbs/MMBtu | FALSE | L | Annual | Allowances Banked | Lb | 0 | 0 | 0 | 0 | 0 | 0 | 0
NY New Units MER Rate Limit v3.1 | 724 | 7350 | MACT Fuel Choice Floor in lbs/MMBtu | FALSE | L | Annual | Allowances Withdrawn (1:1) | Lb | 0 | 0 | 0 | 0 | 0 | 0 | 0
NY New Units MER Rate Limit v3.1 | 724 | 7350 | MACT Fuel Choice Floor in lbs/MMBtu | FALSE | L | Annual | Allowances Withdrawn (1:n) | Lb | 0 | 0 | 0 | 0 | 0 | 0 | 0
NY New Units MER Rate Limit v3.1 | 724 | 7350 | MACT Fuel Choice Floor in lbs/MMBtu | FALSE | L | Annual | Total | Lb | 0 | 0 | 0 | 0 | 0 | 0 | 0
NY New Units MER Rate Limit v3.1 | 724 | 7350 | MACT Fuel Choice Floor in lbs/MMBtu | FALSE | L | Annual | Fuel Consumed | TBtu | 0 | 0 | 0 | 0 | 0 | 0 | 0
NY New Units MER Rate Limit v3.1 | 724 | 7350 | MACT Fuel Choice Floor in lbs/MMBtu | FALSE | L | Annual | Rate | lbs/MMBtu | 0 | 0 | 0 | 0 | 0 | 0 | 0
NY New Units MER Rate Limit v3.1 | 724 | 7350 | MACT Fuel Choice Floor in lbs/MMBtu | FALSE | L | Annual | Generation | TWh | 0 | 0 | 0 | 0 | 0 | 0 | 0
NY New Units MER Rate Limit v3.1 | 724 | 7350 | MACT Fuel Choice Floor in lbs/MMBtu | FALSE | L | Annual | Qualifying Generation | TWh | 0 | 0 | 0 | 0 | 0 | 0 | 0
NY New Units MER Rate Limit v3.1 | 724 | 7350 | MACT Fuel Choice Floor in lbs/MMBtu | FALSE | L | Annual | Constraint Shadow Price | US2022$/Lb | 0 | 0 | 0 | 0 | 0 | 0 | 0
NY New Units MER Rate Limit v3.1 | 725 | 7350 | MACT Fuel Choice Floor in lbs/MMBtu | FALSE | L | Annual | Seasons Included | Seasons | Winter, Spring, Summer, Fall | Winter, Spring, Summer, Fall | Winter, Spring, Summer, Fall | Winter, Spring, Summer, Fall | Winter, Spring, Summer, Fall | Winter, Spring, Summer, Fall | Winter, Spring, Summer, Fall
NY New Units MER Rate Limit v3.1 | 725 | 7350 | MACT Fuel Choice Floor in lbs/MMBtu | FALSE | L | Annual | Emission Floor MER | lbs/MMBtu | 6e-07 | 6e-07 | 6e-07 | 6e-07 | 6e-07 | 6e-07 | 6e-07
NY New Units MER Rate Limit v3.1 | 725 | 7350 | MACT Fuel Choice Floor in lbs/MMBtu | FALSE | L | Annual | Emissions at Affected Plants MER | Lb | 0 | 0 | 0 | 0 | 0 | 0 | 0
NY New Units MER Rate Limit v3.1 | 725 | 7350 | MACT Fuel Choice Floor in lbs/MMBtu | FALSE | L | Annual | Allowances Purchased MER | Lb | 0 | 0 | 0 | 0 | 0 | 0 | 0
NY New Units MER Rate Limit v3.1 | 725 | 7350 | MACT Fuel Choice Floor in lbs/MMBtu | FALSE | L | Annual | Allowances Sold MER | Lb | 0 | 0 | 0 | 0 | 0 | 0 | 0
NY New Units MER Rate Limit v3.1 | 725 | 7350 | MACT Fuel Choice Floor in lbs/MMBtu | FALSE | L | Annual | Allowances Banked | Lb | 0 | 0 | 0 | 0 | 0 | 0 | 0
NY New Units MER Rate Limit v3.1 | 725 | 7350 | MACT Fuel Choice Floor in lbs/MMBtu | FALSE | L | Annual | Allowances Withdrawn (1:1) | Lb | 0 | 0 | 0 | 0 | 0 | 0 | 0
NY New Units MER Rate Limit v3.1 | 725 | 7350 | MACT Fuel Choice Floor in lbs/MMBtu | FALSE | L | Annual | Allowances Withdrawn (1:n) | Lb | 0 | 0 | 0 | 0 | 0 | 0 | 0
NY New Units MER Rate Limit v3.1 | 725 | 7350 | MACT Fuel Choice Floor in lbs/MMBtu | FALSE | L | Annual | Total | Lb | 0 | 0 | 0 | 0 | 0 | 0 | 0
NY New Units MER Rate Limit v3.1 | 725 | 7350 | MACT Fuel Choice Floor in lbs/MMBtu | FALSE | L | Annual | Fuel Consumed | TBtu | 0 | 0 | 0 | 0 | 0 | 0 | 0
NY New Units MER Rate Limit v3.1 | 725 | 7350 | MACT Fuel Choice Floor in lbs/MMBtu | FALSE | L | Annual | Rate | lbs/MMBtu | 0 | 0 | 0 | 0 | 0 | 0 | 0
NY New Units MER Rate Limit v3.1 | 725 | 7350 | MACT Fuel Choice Floor in lbs/MMBtu | FALSE | L | Annual | Generation | TWh | 0 | 0 | 0 | 0 | 0 | 0 | 0
NY New Units MER Rate Limit v3.1 | 725 | 7350 | MACT Fuel Choice Floor in lbs/MMBtu | FALSE | L | Annual | Qualifying Generation | TWh | 0 | 0 | 0 | 0 | 0 | 0 | 0
NY New Units MER Rate Limit v3.1 | 725 | 7350 | MACT Fuel Choice Floor in lbs/MMBtu | FALSE | L | Annual | Constraint Shadow Price | US2022$/Lb | 0 | 0 | 0 | 0 | 0 | 0 | 0
NY New Units MER Rate Limit v3.1 | 726 | 7350 | MACT Fuel Choice Floor in lbs/MMBtu | FALSE | L | Annual | Seasons Included | Seasons | Winter, Spring, Summer, Fall | Winter, Spring, Summer, Fall | Winter, Spring, Summer, Fall | Winter, Spring, Summer, Fall | Winter, Spring, Summer, Fall | Winter, Spring, Summer, Fall | Winter, Spring, Summer, Fall
NY New Units MER Rate Limit v3.1 | 726 | 7350 | MACT Fuel Choice Floor in lbs/MMBtu | FALSE | L | Annual | Emission Floor MER | lbs/MMBtu | 6e-07 | 6e-07 | 6e-07 | 6e-07 | 6e-07 | 6e-07 | 6e-07
NY New Units MER Rate Limit v3.1 | 726 | 7350 | MACT Fuel Choice Floor in lbs/MMBtu | FALSE | L | Annual | Emissions at Affected Plants MER | Lb | 0 | 0 | 0 | 0 | 0 | 0 | 0
NY New Units MER Rate Limit v3.1 | 726 | 7350 | MACT Fuel Choice Floor in lbs/MMBtu | FALSE | L | Annual | Allowances Purchased MER | Lb | 0 | 0 | 0 | 0 | 0 | 0 | 0
NY New Units MER Rate Limit v3.1 | 726 | 7350 | MACT Fuel Choice Floor in lbs/MMBtu | FALSE | L | Annual | Allowances Sold MER | Lb | 0 | 0 | 0 | 0 | 0 | 0 | 0
NY New Units MER Rate Limit v3.1 | 726 | 7350 | MACT Fuel Choice Floor in lbs/MMBtu | FALSE | L | Annual | Allowances Banked | Lb | 0 | 0 | 0 | 0 | 0 | 0 | 0
NY New Units MER Rate Limit v3.1 | 726 | 7350 | MACT Fuel Choice Floor in lbs/MMBtu | FALSE | L | Annual | Allowances Withdrawn (1:1) | Lb | 0 | 0 | 0 | 0 | 0 | 0 | 0
NY New Units MER Rate Limit v3.1 | 726 | 7350 | MACT Fuel Choice Floor in lbs/MMBtu | FALSE | L | Annual | Allowances Withdrawn (1:n) | Lb | 0 | 0 | 0 | 0 | 0 | 0 | 0
NY New Units MER Rate Limit v3.1 | 726 | 7350 | MACT Fuel Choice Floor in lbs/MMBtu | FALSE | L | Annual | Total | Lb | 0 | 0 | 0 | 0 | 0 | 0 | 0
NY New Units MER Rate Limit v3.1 | 726 | 7350 | MACT Fuel Choice Floor in lbs/MMBtu | FALSE | L | Annual | Fuel Consumed | TBtu | 0 | 0 | 0 | 0 | 0 | 0 | 0
NY New Units MER Rate Limit v3.1 | 726 | 7350 | MACT Fuel Choice Floor in lbs/MMBtu | FALSE | L | Annual | Rate | lbs/MMBtu | 0 | 0 | 0 | 0 | 0 | 0 | 0
NY New Units MER Rate Limit v3.1 | 726 | 7350 | MACT Fuel Choice Floor in lbs/MMBtu | FALSE | L | Annual | Generation | TWh | 0 | 0 | 0 | 0 | 0 | 0 | 0
NY New Units MER Rate Limit v3.1 | 726 | 7350 | MACT Fuel Choice Floor in lbs/MMBtu | FALSE | L | Annual | Qualifying Generation | TWh | 0 | 0 | 0 | 0 | 0 | 0 | 0
NY New Units MER Rate Limit v3.1 | 726 | 7350 | MACT Fuel Choice Floor in lbs/MMBtu | FALSE | L | Annual | Constraint Shadow Price | US2022$/Lb | 0 | 0 | 0 | 0 | 0 | 0 | 0
NY New Units MER Rate Limit v3.1 | 727 | 7350 | MACT Fuel Choice Floor in lbs/MMBtu | FALSE | L | Annual | Seasons Included | Seasons | Winter, Spring, Summer, Fall | Winter, Spring, Summer, Fall | Winter, Spring, Summer, Fall | Winter, Spring, Summer, Fall | Winter, Spring, Summer, Fall | Winter, Spring, Summer, Fall | Winter, Spring, Summer, Fall
NY New Units MER Rate Limit v3.1 | 727 | 7350 | MACT Fuel Choice Floor in lbs/MMBtu | FALSE | L | Annual | Emission Floor MER | lbs/MMBtu | 6e-07 | 6e-07 | 6e-07 | 6e-07 | 6e-07 | 6e-07 | 6e-07
NY New Units MER Rate Limit v3.1 | 727 | 7350 | MACT Fuel Choice Floor in lbs/MMBtu | FALSE | L | Annual | Emissions at Affected Plants MER | Lb | 0 | 0 | 0 | 0 | 0 | 0 | 0
NY New Units MER Rate Limit v3.1 | 727 | 7350 | MACT Fuel Choice Floor in lbs/MMBtu | FALSE | L | Annual | Allowances Purchased MER | Lb | 0 | 0 | 0 | 0 | 0 | 0 | 0
NY New Units MER Rate Limit v3.1 | 727 | 7350 | MACT Fuel Choice Floor in lbs/MMBtu | FALSE | L | Annual | Allowances Sold MER | Lb | 0 | 0 | 0 | 0 | 0 | 0 | 0
NY New Units MER Rate Limit v3.1 | 727 | 7350 | MACT Fuel Choice Floor in lbs/MMBtu | FALSE | L | Annual | Allowances Banked | Lb | 0 | 0 | 0 | 0 | 0 | 0 | 0
NY New Units MER Rate Limit v3.1 | 727 | 7350 | MACT Fuel Choice Floor in lbs/MMBtu | FALSE | L | Annual | Allowances Withdrawn (1:1) | Lb | 0 | 0 | 0 | 0 | 0 | 0 | 0
NY New Units MER Rate Limit v3.1 | 727 | 7350 | MACT Fuel Choice Floor in lbs/MMBtu | FALSE | L | Annual | Allowances Withdrawn (1:n) | Lb | 0 | 0 | 0 | 0 | 0 | 0 | 0
NY New Units MER Rate Limit v3.1 | 727 | 7350 | MACT Fuel Choice Floor in lbs/MMBtu | FALSE | L | Annual | Total | Lb | 0 | 0 | 0 | 0 | 0 | 0 | 0
NY New Units MER Rate Limit v3.1 | 727 | 7350 | MACT Fuel Choice Floor in lbs/MMBtu | FALSE | L | Annual | Fuel Consumed | TBtu | 0 | 0 | 0 | 0 | 0 | 0 | 0
NY New Units MER Rate Limit v3.1 | 727 | 7350 | MACT Fuel Choice Floor in lbs/MMBtu | FALSE | L | Annual | Rate | lbs/MMBtu | 0 | 0 | 0 | 0 | 0 | 0 | 0
NY New Units MER Rate Limit v3.1 | 727 | 7350 | MACT Fuel Choice Floor in lbs/MMBtu | FALSE | L | Annual | Generation | TWh | 0 | 0 | 0 | 0 | 0 | 0 | 0
NY New Units MER Rate Limit v3.1 | 727 | 7350 | MACT Fuel Choice Floor in lbs/MMBtu | FALSE | L | Annual | Qualifying Generation | TWh | 0 | 0 | 0 | 0 | 0 | 0 | 0
NY New Units MER Rate Limit v3.1 | 727 | 7350 | MACT Fuel Choice Floor in lbs/MMBtu | FALSE | L | Annual | Constraint Shadow Price | US2022$/Lb | 0 | 0 | 0 | 0 | 0 | 0 | 0
NY New Units MER Rate Limit v3.1 | 728 | 7350 | MACT Fuel Choice Floor in lbs/MMBtu | FALSE | L | Annual | Seasons Included | Seasons | Winter, Spring, Summer, Fall | Winter, Spring, Summer, Fall | Winter, Spring, Summer, Fall | Winter, Spring, Summer, Fall | Winter, Spring, Summer, Fall | Winter, Spring, Summer, Fall | Winter, Spring, Summer, Fall
NY New Units MER Rate Limit v3.1 | 728 | 7350 | MACT Fuel Choice Floor in lbs/MMBtu | FALSE | L | Annual | Emission Floor MER | lbs/MMBtu | 6e-07 | 6e-07 | 6e-07 | 6e-07 | 6e-07 | 6e-07 | 6e-07
NY New Units MER Rate Limit v3.1 | 728 | 7350 | MACT Fuel Choice Floor in lbs/MMBtu | FALSE | L | Annual | Emissions at Affected Plants MER | Lb | 0 | 0 | 0 | 0 | 0 | 0 | 0
NY New Units MER Rate Limit v3.1 | 728 | 7350 | MACT Fuel Choice Floor in lbs/MMBtu | FALSE | L | Annual | Allowances Purchased MER | Lb | 0 | 0 | 0 | 0 | 0 | 0 | 0
NY New Units MER Rate Limit v3.1 | 728 | 7350 | MACT Fuel Choice Floor in lbs/MMBtu | FALSE | L | Annual | Allowances Sold MER | Lb | 0 | 0 | 0 | 0 | 0 | 0 | 0
NY New Units MER Rate Limit v3.1 | 728 | 7350 | MACT Fuel Choice Floor in lbs/MMBtu | FALSE | L | Annual | Allowances Banked | Lb | 0 | 0 | 0 | 0 | 0 | 0 | 0
NY New Units MER Rate Limit v3.1 | 728 | 7350 | MACT Fuel Choice Floor in lbs/MMBtu | FALSE | L | Annual | Allowances Withdrawn (1:1) | Lb | 0 | 0 | 0 | 0 | 0 | 0 | 0
NY New Units MER Rate Limit v3.1 | 728 | 7350 | MACT Fuel Choice Floor in lbs/MMBtu | FALSE | L | Annual | Allowances Withdrawn (1:n) | Lb | 0 | 0 | 0 | 0 | 0 | 0 | 0
NY New Units MER Rate Limit v3.1 | 728 | 7350 | MACT Fuel Choice Floor in lbs/MMBtu | FALSE | L | Annual | Total | Lb | 0 | 0 | 0 | 0 | 0 | 0 | 0
NY New Units MER Rate Limit v3.1 | 728 | 7350 | MACT Fuel Choice Floor in lbs/MMBtu | FALSE | L | Annual | Fuel Consumed | TBtu | 0 | 0 | 0 | 0 | 0 | 0 | 0
NY New Units MER Rate Limit v3.1 | 728 | 7350 | MACT Fuel Choice Floor in lbs/MMBtu | FALSE | L | Annual | Rate | lbs/MMBtu | 0 | 0 | 0 | 0 | 0 | 0 | 0
NY New Units MER Rate Limit v3.1 | 728 | 7350 | MACT Fuel Choice Floor in lbs/MMBtu | FALSE | L | Annual | Generation | TWh | 0 | 0 | 0 | 0 | 0 | 0 | 0
NY New Units MER Rate Limit v3.1 | 728 | 7350 | MACT Fuel Choice Floor in lbs/MMBtu | FALSE | L | Annual | Qualifying Generation | TWh | 0 | 0 | 0 | 0 | 0 | 0 | 0
NY New Units MER Rate Limit v3.1 | 728 | 7350 | MACT Fuel Choice Floor in lbs/MMBtu | FALSE | L | Annual | Constraint Shadow Price | US2022$/Lb | 0 | 0 | 0 | 0 | 0 | 0 | 0
NY New Units MER Rate Limit v3.1 | 729 | 7350 | MACT Fuel Choice Floor in lbs/MMBtu | FALSE | L | Annual | Seasons Included | Seasons | Winter, Spring, Summer, Fall | Winter, Spring, Summer, Fall | Winter, Spring, Summer, Fall | Winter, Spring, Summer, Fall | Winter, Spring, Summer, Fall | Winter, Spring, Summer, Fall | Winter, Spring, Summer, Fall
NY New Units MER Rate Limit v3.1 | 729 | 7350 | MACT Fuel Choice Floor in lbs/MMBtu | FALSE | L | Annual | Emission Floor MER | lbs/MMBtu | 6e-07 | 6e-07 | 6e-07 | 6e-07 | 6e-07 | 6e-07 | 6e-07
NY New Units MER Rate Limit v3.1 | 729 | 7350 | MACT Fuel Choice Floor in lbs/MMBtu | FALSE | L | Annual | Emissions at Affected Plants MER | Lb | 0 | 0 | 0 | 0 | 0 | 0 | 0
NY New Units MER Rate Limit v3.1 | 729 | 7350 | MACT Fuel Choice Floor in lbs/MMBtu | FALSE | L | Annual | Allowances Purchased MER | Lb | 0 | 0 | 0 | 0 | 0 | 0 | 0
NY New Units MER Rate Limit v3.1 | 729 | 7350 | MACT Fuel Choice Floor in lbs/MMBtu | FALSE | L | Annual | Allowances Sold MER | Lb | 0 | 0 | 0 | 0 | 0 | 0 | 0
NY New Units MER Rate Limit v3.1 | 729 | 7350 | MACT Fuel Choice Floor in lbs/MMBtu | FALSE | L | Annual | Allowances Banked | Lb | 0 | 0 | 0 | 0 | 0 | 0 | 0
NY New Units MER Rate Limit v3.1 | 729 | 7350 | MACT Fuel Choice Floor in lbs/MMBtu | FALSE | L | Annual | Allowances Withdrawn (1:1) | Lb | 0 | 0 | 0 | 0 | 0 | 0 | 0
NY New Units MER Rate Limit v3.1 | 729 | 7350 | MACT Fuel Choice Floor in lbs/MMBtu | FALSE | L | Annual | Allowances Withdrawn (1:n) | Lb | 0 | 0 | 0 | 0 | 0 | 0 | 0
NY New Units MER Rate Limit v3.1 | 729 | 7350 | MACT Fuel Choice Floor in lbs/MMBtu | FALSE | L | Annual | Total | Lb | 0 | 0 | 0 | 0 | 0 | 0 | 0
NY New Units MER Rate Limit v3.1 | 729 | 7350 | MACT Fuel Choice Floor in lbs/MMBtu | FALSE | L | Annual | Fuel Consumed | TBtu | 0 | 0 | 0 | 0 | 0 | 0 | 0
NY New Units MER Rate Limit v3.1 | 729 | 7350 | MACT Fuel Choice Floor in lbs/MMBtu | FALSE | L | Annual | Rate | lbs/MMBtu | 0 | 0 | 0 | 0 | 0 | 0 | 0
NY New Units MER Rate Limit v3.1 | 729 | 7350 | MACT Fuel Choice Floor in lbs/MMBtu | FALSE | L | Annual | Generation | TWh | 0 | 0 | 0 | 0 | 0 | 0 | 0
NY New Units MER Rate Limit v3.1 | 729 | 7350 | MACT Fuel Choice Floor in lbs/MMBtu | FALSE | L | Annual | Qualifying Generation | TWh | 0 | 0 | 0 | 0 | 0 | 0 | 0
NY New Units MER Rate Limit v3.1 | 729 | 7350 | MACT Fuel Choice Floor in lbs/MMBtu | FALSE | L | Annual | Constraint Shadow Price | US2022$/Lb | 0 | 0 | 0 | 0 | 0 | 0 | 0
NY New Units MER Rate Limit v3.1 | 730 | 7350 | MACT Fuel Choice Floor in lbs/MMBtu | FALSE | L | Annual | Seasons Included | Seasons | Winter, Spring, Summer, Fall | Winter, Spring, Summer, Fall | Winter, Spring, Summer, Fall | Winter, Spring, Summer, Fall | Winter, Spring, Summer, Fall | Winter, Spring, Summer, Fall | Winter, Spring, Summer, Fall
NY New Units MER Rate Limit v3.1 | 730 | 7350 | MACT Fuel Choice Floor in lbs/MMBtu | FALSE | L | Annual | Emission Floor MER | lbs/MMBtu | 6e-07 | 6e-07 | 6e-07 | 6e-07 | 6e-07 | 6e-07 | 6e-07
NY New Units MER Rate Limit v3.1 | 730 | 7350 | MACT Fuel Choice Floor in lbs/MMBtu | FALSE | L | Annual | Emissions at Affected Plants MER | Lb | 0 | 0 | 0 | 0 | 0 | 0 | 0
NY New Units MER Rate Limit v3.1 | 730 | 7350 | MACT Fuel Choice Floor in lbs/MMBtu | FALSE | L | Annual | Allowances Purchased MER | Lb | 0 | 0 | 0 | 0 | 0 | 0 | 0
NY New Units MER Rate Limit v3.1 | 730 | 7350 | MACT Fuel Choice Floor in lbs/MMBtu | FALSE | L | Annual | Allowances Sold MER | Lb | 0 | 0 | 0 | 0 | 0 | 0 | 0
NY New Units MER Rate Limit v3.1 | 730 | 7350 | MACT Fuel Choice Floor in lbs/MMBtu | FALSE | L | Annual | Allowances Banked | Lb | 0 | 0 | 0 | 0 | 0 | 0 | 0
NY New Units MER Rate Limit v3.1 | 730 | 7350 | MACT Fuel Choice Floor in lbs/MMBtu | FALSE | L | Annual | Allowances Withdrawn (1:1) | Lb | 0 | 0 | 0 | 0 | 0 | 0 | 0
NY New Units MER Rate Limit v3.1 | 730 | 7350 | MACT Fuel Choice Floor in lbs/MMBtu | FALSE | L | Annual | Allowances Withdrawn (1:n) | Lb | 0 | 0 | 0 | 0 | 0 | 0 | 0
NY New Units MER Rate Limit v3.1 | 730 | 7350 | MACT Fuel Choice Floor in lbs/MMBtu | FALSE | L | Annual | Total | Lb | 0 | 0 | 0 | 0 | 0 | 0 | 0
NY New Units MER Rate Limit v3.1 | 730 | 7350 | MACT Fuel Choice Floor in lbs/MMBtu | FALSE | L | Annual | Fuel Consumed | TBtu | 0 | 0 | 0 | 0 | 0 | 0 | 0
NY New Units MER Rate Limit v3.1 | 730 | 7350 | MACT Fuel Choice Floor in lbs/MMBtu | FALSE | L | Annual | Rate | lbs/MMBtu | 0 | 0 | 0 | 0 | 0 | 0 | 0
NY New Units MER Rate Limit v3.1 | 730 | 7350 | MACT Fuel Choice Floor in lbs/MMBtu | FALSE | L | Annual | Generation | TWh | 0 | 0 | 0 | 0 | 0 | 0 | 0
NY New Units MER Rate Limit v3.1 | 730 | 7350 | MACT Fuel Choice Floor in lbs/MMBtu | FALSE | L | Annual | Qualifying Generation | TWh | 0 | 0 | 0 | 0 | 0 | 0 | 0
NY New Units MER Rate Limit v3.1 | 730 | 7350 | MACT Fuel Choice Floor in lbs/MMBtu | FALSE | L | Annual | Constraint Shadow Price | US2022$/Lb | 0 | 0 | 0 | 0 | 0 | 0 | 0
NY New Units MER Rate Limit v3.1 | 731 | 7350 | MACT Fuel Choice Floor in lbs/MMBtu | FALSE | L | Annual | Seasons Included | Seasons | Winter, Spring, Summer, Fall | Winter, Spring, Summer, Fall | Winter, Spring, Summer, Fall | Winter, Spring, Summer, Fall | Winter, Spring, Summer, Fall | Winter, Spring, Summer, Fall | Winter, Spring, Summer, Fall
NY New Units MER Rate Limit v3.1 | 731 | 7350 | MACT Fuel Choice Floor in lbs/MMBtu | FALSE | L | Annual | Emission Floor MER | lbs/MMBtu | 6e-07 | 6e-07 | 6e-07 | 6e-07 | 6e-07 | 6e-07 | 6e-07
NY New Units MER Rate Limit v3.1 | 731 | 7350 | MACT Fuel Choice Floor in lbs/MMBtu | FALSE | L | Annual | Emissions at Affected Plants MER | Lb | 0 | 0 | 0 | 0 | 0 | 0 | 0
NY New Units MER Rate Limit v3.1 | 731 | 7350 | MACT Fuel Choice Floor in lbs/MMBtu | FALSE | L | Annual | Allowances Purchased MER | Lb | 0 | 0 | 0 | 0 | 0 | 0 | 0
NY New Units MER Rate Limit v3.1 | 731 | 7350 | MACT Fuel Choice Floor in lbs/MMBtu | FALSE | L | Annual | Allowances Sold MER | Lb | 0 | 0 | 0 | 0 | 0 | 0 | 0
NY New Units MER Rate Limit v3.1 | 731 | 7350 | MACT Fuel Choice Floor in lbs/MMBtu | FALSE | L | Annual | Allowances Banked | Lb | 0 | 0 | 0 | 0 | 0 | 0 | 0
NY New Units MER Rate Limit v3.1 | 731 | 7350 | MACT Fuel Choice Floor in lbs/MMBtu | FALSE | L | Annual | Allowances Withdrawn (1:1) | Lb | 0 | 0 | 0 | 0 | 0 | 0 | 0
NY New Units MER Rate Limit v3.1 | 731 | 7350 | MACT Fuel Choice Floor in lbs/MMBtu | FALSE | L | Annual | Allowances Withdrawn (1:n) | Lb | 0 | 0 | 0 | 0 | 0 | 0 | 0
NY New Units MER Rate Limit v3.1 | 731 | 7350 | MACT Fuel Choice Floor in lbs/MMBtu | FALSE | L | Annual | Total | Lb | 0 | 0 | 0 | 0 | 0 | 0 | 0
NY New Units MER Rate Limit v3.1 | 731 | 7350 | MACT Fuel Choice Floor in lbs/MMBtu | FALSE | L | Annual | Fuel Consumed | TBtu | 0 | 0 | 0 | 0 | 0 | 0 | 0
NY New Units MER Rate Limit v3.1 | 731 | 7350 | MACT Fuel Choice Floor in lbs/MMBtu | FALSE | L | Annual | Rate | lbs/MMBtu | 0 | 0 | 0 | 0 | 0 | 0 | 0
NY New Units MER Rate Limit v3.1 | 731 | 7350 | MACT Fuel Choice Floor in lbs/MMBtu | FALSE | L | Annual | Generation | TWh | 0 | 0 | 0 | 0 | 0 | 0 | 0
NY New Units MER Rate Limit v3.1 | 731 | 7350 | MACT Fuel Choice Floor in lbs/MMBtu | FALSE | L | Annual | Qualifying Generation | TWh | 0 | 0 | 0 | 0 | 0 | 0 | 0
NY New Units MER Rate Limit v3.1 | 731 | 7350 | MACT Fuel Choice Floor in lbs/MMBtu | FALSE | L | Annual | Constraint Shadow Price | US2022$/Lb | 0 | 0 | 0 | 0 | 0 | 0 | 0
NY New Units MER Rate Limit v3.1 | 732 | 7350 | MACT Fuel Choice Floor in lbs/MMBtu | FALSE | L | Annual | Seasons Included | Seasons | Winter, Spring, Summer, Fall | Winter, Spring, Summer, Fall | Winter, Spring, Summer, Fall | Winter, Spring, Summer, Fall | Winter, Spring, Summer, Fall | Winter, Spring, Summer, Fall | Winter, Spring, Summer, Fall
NY New Units MER Rate Limit v3.1 | 732 | 7350 | MACT Fuel Choice Floor in lbs/MMBtu | FALSE | L | Annual | Emission Floor MER | lbs/MMBtu | 6e-07 | 6e-07 | 6e-07 | 6e-07 | 6e-07 | 6e-07 | 6e-07
NY New Units MER Rate Limit v3.1 | 732 | 7350 | MACT Fuel Choice Floor in lbs/MMBtu | FALSE | L | Annual | Emissions at Affected Plants MER | Lb | 0 | 0 | 0 | 0 | 0 | 0 | 0
NY New Units MER Rate Limit v3.1 | 732 | 7350 | MACT Fuel Choice Floor in lbs/MMBtu | FALSE | L | Annual | Allowances Purchased MER | Lb | 0 | 0 | 0 | 0 | 0 | 0 | 0
NY New Units MER Rate Limit v3.1 | 732 | 7350 | MACT Fuel Choice Floor in lbs/MMBtu | FALSE | L | Annual | Allowances Sold MER | Lb | 0 | 0 | 0 | 0 | 0 | 0 | 0
NY New Units MER Rate Limit v3.1 | 732 | 7350 | MACT Fuel Choice Floor in lbs/MMBtu | FALSE | L | Annual | Allowances Banked | Lb | 0 | 0 | 0 | 0 | 0 | 0 | 0
NY New Units MER Rate Limit v3.1 | 732 | 7350 | MACT Fuel Choice Floor in lbs/MMBtu | FALSE | L | Annual | Allowances Withdrawn (1:1) | Lb | 0 | 0 | 0 | 0 | 0 | 0 | 0
NY New Units MER Rate Limit v3.1 | 732 | 7350 | MACT Fuel Choice Floor in lbs/MMBtu | FALSE | L | Annual | Allowances Withdrawn (1:n) | Lb | 0 | 0 | 0 | 0 | 0 | 0 | 0
NY New Units MER Rate Limit v3.1 | 732 | 7350 | MACT Fuel Choice Floor in lbs/MMBtu | FALSE | L | Annual | Total | Lb | 0 | 0 | 0 | 0 | 0 | 0 | 0
NY New Units MER Rate Limit v3.1 | 732 | 7350 | MACT Fuel Choice Floor in lbs/MMBtu | FALSE | L | Annual | Fuel Consumed | TBtu | 0 | 0 | 0 | 0 | 0 | 0 | 0
NY New Units MER Rate Limit v3.1 | 732 | 7350 | MACT Fuel Choice Floor in lbs/MMBtu | FALSE | L | Annual | Rate | lbs/MMBtu | 0 | 0 | 0 | 0 | 0 | 0 | 0
NY New Units MER Rate Limit v3.1 | 732 | 7350 | MACT Fuel Choice Floor in lbs/MMBtu | FALSE | L | Annual | Generation | TWh | 0 | 0 | 0 | 0 | 0 | 0 | 0
NY New Units MER Rate Limit v3.1 | 732 | 7350 | MACT Fuel Choice Floor in lbs/MMBtu | FALSE | L | Annual | Qualifying Generation | TWh | 0 | 0 | 0 | 0 | 0 | 0 | 0
NY New Units MER Rate Limit v3.1 | 732 | 7350 | MACT Fuel Choice Floor in lbs/MMBtu | FALSE | L | Annual | Constraint Shadow Price | US2022$/Lb | 0 | 0 | 0 | 0 | 0 | 0 | 0
NY New Units MER Rate Limit v3.1 | 733 | 7350 | MACT Fuel Choice Floor in lbs/MMBtu | FALSE | L | Annual | Seasons Included | Seasons | Winter, Spring, Summer, Fall | Winter, Spring, Summer, Fall | Winter, Spring, Summer, Fall | Winter, Spring, Summer, Fall | Winter, Spring, Summer, Fall | Winter, Spring, Summer, Fall | Winter, Spring, Summer, Fall
NY New Units MER Rate Limit v3.1 | 733 | 7350 | MACT Fuel Choice Floor in lbs/MMBtu | FALSE | L | Annual | Emission Floor MER | lbs/MMBtu | 6e-07 | 6e-07 | 6e-07 | 6e-07 | 6e-07 | 6e-07 | 6e-07
NY New Units MER Rate Limit v3.1 | 733 | 7350 | MACT Fuel Choice Floor in lbs/MMBtu | FALSE | L | Annual | Emissions at Affected Plants MER | Lb | 0 | 0 | 0 | 0 | 0 | 0 | 0
NY New Units MER Rate Limit v3.1 | 733 | 7350 | MACT Fuel Choice Floor in lbs/MMBtu | FALSE | L | Annual | Allowances Purchased MER | Lb | 0 | 0 | 0 | 0 | 0 | 0 | 0
NY New Units MER Rate Limit v3.1 | 733 | 7350 | MACT Fuel Choice Floor in lbs/MMBtu | FALSE | L | Annual | Allowances Sold MER | Lb | 0 | 0 | 0 | 0 | 0 | 0 | 0
NY New Units MER Rate Limit v3.1 | 733 | 7350 | MACT Fuel Choice Floor in lbs/MMBtu | FALSE | L | Annual | Allowances Banked | Lb | 0 | 0 | 0 | 0 | 0 | 0 | 0
NY New Units MER Rate Limit v3.1 | 733 | 7350 | MACT Fuel Choice Floor in lbs/MMBtu | FALSE | L | Annual | Allowances Withdrawn (1:1) | Lb | 0 | 0 | 0 | 0 | 0 | 0 | 0
NY New Units MER Rate Limit v3.1 | 733 | 7350 | MACT Fuel Choice Floor in lbs/MMBtu | FALSE | L | Annual | Allowances Withdrawn (1:n) | Lb | 0 | 0 | 0 | 0 | 0 | 0 | 0
NY New Units MER Rate Limit v3.1 | 733 | 7350 | MACT Fuel Choice Floor in lbs/MMBtu | FALSE | L | Annual | Total | Lb | 0 | 0 | 0 | 0 | 0 | 0 | 0
NY New Units MER Rate Limit v3.1 | 733 | 7350 | MACT Fuel Choice Floor in lbs/MMBtu | FALSE | L | Annual | Fuel Consumed | TBtu | 0 | 0 | 0 | 0 | 0 | 0 | 0
NY New Units MER Rate Limit v3.1 | 733 | 7350 | MACT Fuel Choice Floor in lbs/MMBtu | FALSE | L | Annual | Rate | lbs/MMBtu | 0 | 0 | 0 | 0 | 0 | 0 | 0
NY New Units MER Rate Limit v3.1 | 733 | 7350 | MACT Fuel Choice Floor in lbs/MMBtu | FALSE | L | Annual | Generation | TWh | 0 | 0 | 0 | 0 | 0 | 0 | 0
NY New Units MER Rate Limit v3.1 | 733 | 7350 | MACT Fuel Choice Floor in lbs/MMBtu | FALSE | L | Annual | Qualifying Generation | TWh | 0 | 0 | 0 | 0 | 0 | 0 | 0
NY New Units MER Rate Limit v3.1 | 733 | 7350 | MACT Fuel Choice Floor in lbs/MMBtu | FALSE | L | Annual | Constraint Shadow Price | US2022$/Lb | 0 | 0 | 0 | 0 | 0 | 0 | 0
NY New Units MER Rate Limit v3.1 | 734 | 7350 | MACT Fuel Choice Floor in lbs/MMBtu | FALSE | L | Annual | Seasons Included | Seasons | Winter, Spring, Summer, Fall | Winter, Spring, Summer, Fall | Winter, Spring, Summer, Fall | Winter, Spring, Summer, Fall | Winter, Spring, Summer, Fall | Winter, Spring, Summer, Fall | Winter, Spring, Summer, Fall
NY New Units MER Rate Limit v3.1 | 734 | 7350 | MACT Fuel Choice Floor in lbs/MMBtu | FALSE | L | Annual | Emission Floor MER | lbs/MMBtu | 6e-07 | 6e-07 | 6e-07 | 6e-07 | 6e-07 | 6e-07 | 6e-07
NY New Units MER Rate Limit v3.1 | 734 | 7350 | MACT Fuel Choice Floor in lbs/MMBtu | FALSE | L | Annual | Emissions at Affected Plants MER | Lb | 0 | 0 | 0 | 0 | 0 | 0 | 0
NY New Units MER Rate Limit v3.1 | 734 | 7350 | MACT Fuel Choice Floor in lbs/MMBtu | FALSE | L | Annual | Allowances Purchased MER | Lb | 0 | 0 | 0 | 0 | 0 | 0 | 0
NY New Units MER Rate Limit v3.1 | 734 | 7350 | MACT Fuel Choice Floor in lbs/MMBtu | FALSE | L | Annual | Allowances Sold MER | Lb | 0 | 0 | 0 | 0 | 0 | 0 | 0
NY New Units MER Rate Limit v3.1 | 734 | 7350 | MACT Fuel Choice Floor in lbs/MMBtu | FALSE | L | Annual | Allowances Banked | Lb | 0 | 0 | 0 | 0 | 0 | 0 | 0
NY New Units MER Rate Limit v3.1 | 734 | 7350 | MACT Fuel Choice Floor in lbs/MMBtu | FALSE | L | Annual | Allowances Withdrawn (1:1) | Lb | 0 | 0 | 0 | 0 | 0 | 0 | 0
NY New Units MER Rate Limit v3.1 | 734 | 7350 | MACT Fuel Choice Floor in lbs/MMBtu | FALSE | L | Annual | Allowances Withdrawn (1:n) | Lb | 0 | 0 | 0 | 0 | 0 | 0 | 0
NY New Units MER Rate Limit v3.1 | 734 | 7350 | MACT Fuel Choice Floor in lbs/MMBtu | FALSE | L | Annual | Total | Lb | 0 | 0 | 0 | 0 | 0 | 0 | 0
NY New Units MER Rate Limit v3.1 | 734 | 7350 | MACT Fuel Choice Floor in lbs/MMBtu | FALSE | L | Annual | Fuel Consumed | TBtu | 0 | 0 | 0 | 0 | 0 | 0 | 0
NY New Units MER Rate Limit v3.1 | 734 | 7350 | MACT Fuel Choice Floor in lbs/MMBtu | FALSE | L | Annual | Rate | lbs/MMBtu | 0 | 0 | 0 | 0 | 0 | 0 | 0
NY New Units MER Rate Limit v3.1 | 734 | 7350 | MACT Fuel Choice Floor in lbs/MMBtu | FALSE | L | Annual | Generation | TWh | 0 | 0 | 0 | 0 | 0 | 0 | 0
NY New Units MER Rate Limit v3.1 | 734 | 7350 | MACT Fuel Choice Floor in lbs/MMBtu | FALSE | L | Annual | Qualifying Generation | TWh | 0 | 0 | 0 | 0 | 0 | 0 | 0
NY New Units MER Rate Limit v3.1 | 734 | 7350 | MACT Fuel Choice Floor in lbs/MMBtu | FALSE | L | Annual | Constraint Shadow Price | US2022$/Lb | 0 | 0 | 0 | 0 | 0 | 0 | 0
NY New Units MER Rate Limit v3.1 | 735 | 7350 | MACT Fuel Choice Floor in lbs/MMBtu | FALSE | L | Annual | Seasons Included | Seasons | Winter, Spring, Summer, Fall | Winter, Spring, Summer, Fall | Winter, Spring, Summer, Fall | Winter, Spring, Summer, Fall | Winter, Spring, Summer, Fall | Winter, Spring, Summer, Fall | Winter, Spring, Summer, Fall
NY New Units MER Rate Limit v3.1 | 735 | 7350 | MACT Fuel Choice Floor in lbs/MMBtu | FALSE | L | Annual | Emission Floor MER | lbs/MMBtu | 6e-07 | 6e-07 | 6e-07 | 6e-07 | 6e-07 | 6e-07 | 6e-07
NY New Units MER Rate Limit v3.1 | 735 | 7350 | MACT Fuel Choice Floor in lbs/MMBtu | FALSE | L | Annual | Emissions at Affected Plants MER | Lb | 0 | 0 | 0 | 0 | 0 | 0 | 0
NY New Units MER Rate Limit v3.1 | 735 | 7350 | MACT Fuel Choice Floor in lbs/MMBtu | FALSE | L | Annual | Allowances Purchased MER | Lb | 0 | 0 | 0 | 0 | 0 | 0 | 0
NY New Units MER Rate Limit v3.1 | 735 | 7350 | MACT Fuel Choice Floor in lbs/MMBtu | FALSE | L | Annual | Allowances Sold MER | Lb | 0 | 0 | 0 | 0 | 0 | 0 | 0
NY New Units MER Rate Limit v3.1 | 735 | 7350 | MACT Fuel Choice Floor in lbs/MMBtu | FALSE | L | Annual | Allowances Banked | Lb | 0 | 0 | 0 | 0 | 0 | 0 | 0
NY New Units MER Rate Limit v3.1 | 735 | 7350 | MACT Fuel Choice Floor in lbs/MMBtu | FALSE | L | Annual | Allowances Withdrawn (1:1) | Lb | 0 | 0 | 0 | 0 | 0 | 0 | 0
NY New Units MER Rate Limit v3.1 | 735 | 7350 | MACT Fuel Choice Floor in lbs/MMBtu | FALSE | L | Annual | Allowances Withdrawn (1:n) | Lb | 0 | 0 | 0 | 0 | 0 | 0 | 0
NY New Units MER Rate Limit v3.1 | 735 | 7350 | MACT Fuel Choice Floor in lbs/MMBtu | FALSE | L | Annual | Total | Lb | 0 | 0 | 0 | 0 | 0 | 0 | 0
NY New Units MER Rate Limit v3.1 | 735 | 7350 | MACT Fuel Choice Floor in lbs/MMBtu | FALSE | L | Annual | Fuel Consumed | TBtu | 0 | 0 | 0 | 0 | 0 | 0 | 0
NY New Units MER Rate Limit v3.1 | 735 | 7350 | MACT Fuel Choice Floor in lbs/MMBtu | FALSE | L | Annual | Rate | lbs/MMBtu | 0 | 0 | 0 | 0 | 0 | 0 | 0
NY New Units MER Rate Limit v3.1 | 735 | 7350 | MACT Fuel Choice Floor in lbs/MMBtu | FALSE | L | Annual | Generation | TWh | 0 | 0 | 0 | 0 | 0 | 0 | 0
NY New Units MER Rate Limit v3.1 | 735 | 7350 | MACT Fuel Choice Floor in lbs/MMBtu | FALSE | L | Annual | Qualifying Generation | TWh | 0 | 0 | 0 | 0 | 0 | 0 | 0
NY New Units MER Rate Limit v3.1 | 735 | 7350 | MACT Fuel Choice Floor in lbs/MMBtu | FALSE | L | Annual | Constraint Shadow Price | US2022$/Lb | 0 | 0 | 0 | 0 | 0 | 0 | 0
NY New Units MER Rate Limit v3.1 | 736 | 7350 | MACT Fuel Choice Floor in lbs/MMBtu | FALSE | L | Annual | Seasons Included | Seasons | Winter, Spring, Summer, Fall | Winter, Spring, Summer, Fall | Winter, Spring, Summer, Fall | Winter, Spring, Summer, Fall | Winter, Spring, Summer, Fall | Winter, Spring, Summer, Fall | Winter, Spring, Summer, Fall
NY New Units MER Rate Limit v3.1 | 736 | 7350 | MACT Fuel Choice Floor in lbs/MMBtu | FALSE | L | Annual | Emission Floor MER | lbs/MMBtu | 6e-07 | 6e-07 | 6e-07 | 6e-07 | 6e-07 | 6e-07 | 6e-07
NY New Units MER Rate Limit v3.1 | 736 | 7350 | MACT Fuel Choice Floor in lbs/MMBtu | FALSE | L | Annual | Emissions at Affected Plants MER | Lb | 0 | 0 | 0 | 0 | 0 | 0 | 0
NY New Units MER Rate Limit v3.1 | 736 | 7350 | MACT Fuel Choice Floor in lbs/MMBtu | FALSE | L | Annual | Allowances Purchased MER | Lb | 0 | 0 | 0 | 0 | 0 | 0 | 0
NY New Units MER Rate Limit v3.1 | 736 | 7350 | MACT Fuel Choice Floor in lbs/MMBtu | FALSE | L | Annual | Allowances Sold MER | Lb | 0 | 0 | 0 | 0 | 0 | 0 | 0
NY New Units MER Rate Limit v3.1 | 736 | 7350 | MACT Fuel Choice Floor in lbs/MMBtu | FALSE | L | Annual | Allowances Banked | Lb | 0 | 0 | 0 | 0 | 0 | 0 | 0
NY New Units MER Rate Limit v3.1 | 736 | 7350 | MACT Fuel Choice Floor in lbs/MMBtu | FALSE | L | Annual | Allowances Withdrawn (1:1) | Lb | 0 | 0 | 0 | 0 | 0 | 0 | 0
NY New Units MER Rate Limit v3.1 | 736 | 7350 | MACT Fuel Choice Floor in lbs/MMBtu | FALSE | L | Annual | Allowances Withdrawn (1:n) | Lb | 0 | 0 | 0 | 0 | 0 | 0 | 0
NY New Units MER Rate Limit v3.1 | 736 | 7350 | MACT Fuel Choice Floor in lbs/MMBtu | FALSE | L | Annual | Total | Lb | 0 | 0 | 0 | 0 | 0 | 0 | 0
NY New Units MER Rate Limit v3.1 | 736 | 7350 | MACT Fuel Choice Floor in lbs/MMBtu | FALSE | L | Annual | Fuel Consumed | TBtu | 0 | 0 | 0 | 0 | 0 | 0 | 0
NY New Units MER Rate Limit v3.1 | 736 | 7350 | MACT Fuel Choice Floor in lbs/MMBtu | FALSE | L | Annual | Rate | lbs/MMBtu | 0 | 0 | 0 | 0 | 0 | 0 | 0
NY New Units MER Rate Limit v3.1 | 736 | 7350 | MACT Fuel Choice Floor in lbs/MMBtu | FALSE | L | Annual | Generation | TWh | 0 | 0 | 0 | 0 | 0 | 0 | 0
NY New Units MER Rate Limit v3.1 | 736 | 7350 | MACT Fuel Choice Floor in lbs/MMBtu | FALSE | L | Annual | Qualifying Generation | TWh | 0 | 0 | 0 | 0 | 0 | 0 | 0
NY New Units MER Rate Limit v3.1 | 736 | 7350 | MACT Fuel Choice Floor in lbs/MMBtu | FALSE | L | Annual | Constraint Shadow Price | US2022$/Lb | 0 | 0 | 0 | 0 | 0 | 0 | 0
NY New Units MER Rate Limit v3.1 | 737 | 7350 | MACT Fuel Choice Floor in lbs/MMBtu | FALSE | L | Annual | Seasons Included | Seasons | Winter, Spring, Summer, Fall | Winter, Spring, Summer, Fall | Winter, Spring, Summer, Fall | Winter, Spring, Summer, Fall | Winter, Spring, Summer, Fall | Winter, Spring, Summer, Fall | Winter, Spring, Summer, Fall
NY New Units MER Rate Limit v3.1 | 737 | 7350 | MACT Fuel Choice Floor in lbs/MMBtu | FALSE | L | Annual | Emission Floor MER | lbs/MMBtu | 6e-07 | 6e-07 | 6e-07 | 6e-07 | 6e-07 | 6e-07 | 6e-07
NY New Units MER Rate Limit v3.1 | 737 | 7350 | MACT Fuel Choice Floor in lbs/MMBtu | FALSE | L | Annual | Emissions at Affected Plants MER | Lb | 0 | 0 | 0 | 0 | 0 | 0 | 0
NY New Units MER Rate Limit v3.1 | 737 | 7350 | MACT Fuel Choice Floor in lbs/MMBtu | FALSE | L | Annual | Allowances Purchased MER | Lb | 0 | 0 | 0 | 0 | 0 | 0 | 0
NY New Units MER Rate Limit v3.1 | 737 | 7350 | MACT Fuel Choice Floor in lbs/MMBtu | FALSE | L | Annual | Allowances Sold MER | Lb | 0 | 0 | 0 | 0 | 0 | 0 | 0
NY New Units MER Rate Limit v3.1 | 737 | 7350 | MACT Fuel Choice Floor in lbs/MMBtu | FALSE | L | Annual | Allowances Banked | Lb | 0 | 0 | 0 | 0 | 0 | 0 | 0
NY New Units MER Rate Limit v3.1 | 737 | 7350 | MACT Fuel Choice Floor in lbs/MMBtu | FALSE | L | Annual | Allowances Withdrawn (1:1) | Lb | 0 | 0 | 0 | 0 | 0 | 0 | 0
NY New Units MER Rate Limit v3.1 | 737 | 7350 | MACT Fuel Choice Floor in lbs/MMBtu | FALSE | L | Annual | Allowances Withdrawn (1:n) | Lb | 0 | 0 | 0 | 0 | 0 | 0 | 0
NY New Units MER Rate Limit v3.1 | 737 | 7350 | MACT Fuel Choice Floor in lbs/MMBtu | FALSE | L | Annual | Total | Lb | 0 | 0 | 0 | 0 | 0 | 0 | 0
NY New Units MER Rate Limit v3.1 | 737 | 7350 | MACT Fuel Choice Floor in lbs/MMBtu | FALSE | L | Annual | Fuel Consumed | TBtu | 0 | 0 | 0 | 0 | 0 | 0 | 0
NY New Units MER Rate Limit v3.1 | 737 | 7350 | MACT Fuel Choice Floor in lbs/MMBtu | FALSE | L | Annual | Rate | lbs/MMBtu | 0 | 0 | 0 | 0 | 0 | 0 | 0
NY New Units MER Rate Limit v3.1 | 737 | 7350 | MACT Fuel Choice Floor in lbs/MMBtu | FALSE | L | Annual | Generation | TWh | 0 | 0 | 0 | 0 | 0 | 0 | 0
NY New Units MER Rate Limit v3.1 | 737 | 7350 | MACT Fuel Choice Floor in lbs/MMBtu | FALSE | L | Annual | Qualifying Generation | TWh | 0 | 0 | 0 | 0 | 0 | 0 | 0
NY New Units MER Rate Limit v3.1 | 737 | 7350 | MACT Fuel Choice Floor in lbs/MMBtu | FALSE | L | Annual | Constraint Shadow Price | US2022$/Lb | 0 | 0 | 0 | 0 | 0 | 0 | 0
NY New Units MER Rate Limit v3.1 | 738 | 7350 | MACT Fuel Choice Floor in lbs/MMBtu | FALSE | L | Annual | Seasons Included | Seasons | Winter, Spring, Summer, Fall | Winter, Spring, Summer, Fall | Winter, Spring, Summer, Fall | Winter, Spring, Summer, Fall | Winter, Spring, Summer, Fall | Winter, Spring, Summer, Fall | Winter, Spring, Summer, Fall
NY New Units MER Rate Limit v3.1 | 738 | 7350 | MACT Fuel Choice Floor in lbs/MMBtu | FALSE | L | Annual | Emission Floor MER | lbs/MMBtu | 6e-07 | 6e-07 | 6e-07 | 6e-07 | 6e-07 | 6e-07 | 6e-07
NY New Units MER Rate Limit v3.1 | 738 | 7350 | MACT Fuel Choice Floor in lbs/MMBtu | FALSE | L | Annual | Emissions at Affected Plants MER | Lb | 0 | 0 | 0 | 0 | 0 | 0 | 0
NY New Units MER Rate Limit v3.1 | 738 | 7350 | MACT Fuel Choice Floor in lbs/MMBtu | FALSE | L | Annual | Allowances Purchased MER | Lb | 0 | 0 | 0 | 0 | 0 | 0 | 0
NY New Units MER Rate Limit v3.1 | 738 | 7350 | MACT Fuel Choice Floor in lbs/MMBtu | FALSE | L | Annual | Allowances Sold MER | Lb | 0 | 0 | 0 | 0 | 0 | 0 | 0
NY New Units MER Rate Limit v3.1 | 738 | 7350 | MACT Fuel Choice Floor in lbs/MMBtu | FALSE | L | Annual | Allowances Banked | Lb | 0 | 0 | 0 | 0 | 0 | 0 | 0
NY New Units MER Rate Limit v3.1 | 738 | 7350 | MACT Fuel Choice Floor in lbs/MMBtu | FALSE | L | Annual | Allowances Withdrawn (1:1) | Lb | 0 | 0 | 0 | 0 | 0 | 0 | 0
NY New Units MER Rate Limit v3.1 | 738 | 7350 | MACT Fuel Choice Floor in lbs/MMBtu | FALSE | L | Annual | Allowances Withdrawn (1:n) | Lb | 0 | 0 | 0 | 0 | 0 | 0 | 0
NY New Units MER Rate Limit v3.1 | 738 | 7350 | MACT Fuel Choice Floor in lbs/MMBtu | FALSE | L | Annual | Total | Lb | 0 | 0 | 0 | 0 | 0 | 0 | 0
NY New Units MER Rate Limit v3.1 | 738 | 7350 | MACT Fuel Choice Floor in lbs/MMBtu | FALSE | L | Annual | Fuel Consumed | TBtu | 0 | 0 | 0 | 0 | 0 | 0 | 0
NY New Units MER Rate Limit v3.1 | 738 | 7350 | MACT Fuel Choice Floor in lbs/MMBtu | FALSE | L | Annual | Rate | lbs/MMBtu | 0 | 0 | 0 | 0 | 0 | 0 | 0
NY New Units MER Rate Limit v3.1 | 738 | 7350 | MACT Fuel Choice Floor in lbs/MMBtu | FALSE | L | Annual | Generation | TWh | 0 | 0 | 0 | 0 | 0 | 0 | 0
NY New Units MER Rate Limit v3.1 | 738 | 7350 | MACT Fuel Choice Floor in lbs/MMBtu | FALSE | L | Annual | Qualifying Generation | TWh | 0 | 0 | 0 | 0 | 0 | 0 | 0
NY New Units MER Rate Limit v3.1 | 738 | 7350 | MACT Fuel Choice Floor in lbs/MMBtu | FALSE | L | Annual | Constraint Shadow Price | US2022$/Lb | 0 | 0 | 0 | 0 | 0 | 0 | 0
NY New Units MER Rate Limit v3.1 | 739 | 7350 | MACT Fuel Choice Floor in lbs/MMBtu | FALSE | L | Annual | Seasons Included | Seasons | Winter, Spring, Summer, Fall | Winter, Spring, Summer, Fall | Winter, Spring, Summer, Fall | Winter, Spring, Summer, Fall | Winter, Spring, Summer, Fall | Winter, Spring, Summer, Fall | Winter, Spring, Summer, Fall
NY New Units MER Rate Limit v3.1 | 739 | 7350 | MACT Fuel Choice Floor in lbs/MMBtu | FALSE | L | Annual | Emission Floor MER | lbs/MMBtu | 6e-07 | 6e-07 | 6e-07 | 6e-07 | 6e-07 | 6e-07 | 6e-07
NY New Units MER Rate Limit v3.1 | 739 | 7350 | MACT Fuel Choice Floor in lbs/MMBtu | FALSE | L | Annual | Emissions at Affected Plants MER | Lb | 0 | 0 | 0 | 0 | 0 | 0 | 0
NY New Units MER Rate Limit v3.1 | 739 | 7350 | MACT Fuel Choice Floor in lbs/MMBtu | FALSE | L | Annual | Allowances Purchased MER | Lb | 0 | 0 | 0 | 0 | 0 | 0 | 0
NY New Units MER Rate Limit v3.1 | 739 | 7350 | MACT Fuel Choice Floor in lbs/MMBtu | FALSE | L | Annual | Allowances Sold MER | Lb | 0 | 0 | 0 | 0 | 0 | 0 | 0
NY New Units MER Rate Limit v3.1 | 739 | 7350 | MACT Fuel Choice Floor in lbs/MMBtu | FALSE | L | Annual | Allowances Banked | Lb | 0 | 0 | 0 | 0 | 0 | 0 | 0
NY New Units MER Rate Limit v3.1 | 739 | 7350 | MACT Fuel Choice Floor in lbs/MMBtu | FALSE | L | Annual | Allowances Withdrawn (1:1) | Lb | 0 | 0 | 0 | 0 | 0 | 0 | 0
NY New Units MER Rate Limit v3.1 | 739 | 7350 | MACT Fuel Choice Floor in lbs/MMBtu | FALSE | L | Annual | Allowances Withdrawn (1:n) | Lb | 0 | 0 | 0 | 0 | 0 | 0 | 0
NY New Units MER Rate Limit v3.1 | 739 | 7350 | MACT Fuel Choice Floor in lbs/MMBtu | FALSE | L | Annual | Total | Lb | 0 | 0 | 0 | 0 | 0 | 0 | 0
NY New Units MER Rate Limit v3.1 | 739 | 7350 | MACT Fuel Choice Floor in lbs/MMBtu | FALSE | L | Annual | Fuel Consumed | TBtu | 0 | 0 | 0 | 0 | 0 | 0 | 0
NY New Units MER Rate Limit v3.1 | 739 | 7350 | MACT Fuel Choice Floor in lbs/MMBtu | FALSE | L | Annual | Rate | lbs/MMBtu | 0 | 0 | 0 | 0 | 0 | 0 | 0
NY New Units MER Rate Limit v3.1 | 739 | 7350 | MACT Fuel Choice Floor in lbs/MMBtu | FALSE | L | Annual | Generation | TWh | 0 | 0 | 0 | 0 | 0 | 0 | 0
NY New Units MER Rate Limit v3.1 | 739 | 7350 | MACT Fuel Choice Floor in lbs/MMBtu | FALSE | L | Annual | Qualifying Generation | TWh | 0 | 0 | 0 | 0 | 0 | 0 | 0
NY New Units MER Rate Limit v3.1 | 739 | 7350 | MACT Fuel Choice Floor in lbs/MMBtu | FALSE | L | Annual | Constraint Shadow Price | US2022$/Lb | 0 | 0 | 0 | 0 | 0 | 0 | 0
NY New Units MER Rate Limit v3.1 | 740 | 7350 | MACT Fuel Choice Floor in lbs/MMBtu | FALSE | L | Annual | Seasons Included | Seasons | Winter, Spring, Summer, Fall | Winter, Spring, Summer, Fall | Winter, Spring, Summer, Fall | Winter, Spring, Summer, Fall | Winter, Spring, Summer, Fall | Winter, Spring, Summer, Fall | Winter, Spring, Summer, Fall
NY New Units MER Rate Limit v3.1 | 740 | 7350 | MACT Fuel Choice Floor in lbs/MMBtu | FALSE | L | Annual | Emission Floor MER | lbs/MMBtu | 6e-07 | 6e-07 | 6e-07 | 6e-07 | 6e-07 | 6e-07 | 6e-07
NY New Units MER Rate Limit v3.1 | 740 | 7350 | MACT Fuel Choice Floor in lbs/MMBtu | FALSE | L | Annual | Emissions at Affected Plants MER | Lb | 0 | 0 | 0 | 0 | 0 | 0 | 0
NY New Units MER Rate Limit v3.1 | 740 | 7350 | MACT Fuel Choice Floor in lbs/MMBtu | FALSE | L | Annual | Allowances Purchased MER | Lb | 0 | 0 | 0 | 0 | 0 | 0 | 0
NY New Units MER Rate Limit v3.1 | 740 | 7350 | MACT Fuel Choice Floor in lbs/MMBtu | FALSE | L | Annual | Allowances Sold MER | Lb | 0 | 0 | 0 | 0 | 0 | 0 | 0
NY New Units MER Rate Limit v3.1 | 740 | 7350 | MACT Fuel Choice Floor in lbs/MMBtu | FALSE | L | Annual | Allowances Banked | Lb | 0 | 0 | 0 | 0 | 0 | 0 | 0
NY New Units MER Rate Limit v3.1 | 740 | 7350 | MACT Fuel Choice Floor in lbs/MMBtu | FALSE | L | Annual | Allowances Withdrawn (1:1) | Lb | 0 | 0 | 0 | 0 | 0 | 0 | 0
NY New Units MER Rate Limit v3.1 | 740 | 7350 | MACT Fuel Choice Floor in lbs/MMBtu | FALSE | L | Annual | Allowances Withdrawn (1:n) | Lb | 0 | 0 | 0 | 0 | 0 | 0 | 0
NY New Units MER Rate Limit v3.1 | 740 | 7350 | MACT Fuel Choice Floor in lbs/MMBtu | FALSE | L | Annual | Total | Lb | 0 | 0 | 0 | 0 | 0 | 0 | 0
NY New Units MER Rate Limit v3.1 | 740 | 7350 | MACT Fuel Choice Floor in lbs/MMBtu | FALSE | L | Annual | Fuel Consumed | TBtu | 0 | 0 | 0 | 0 | 0 | 0 | 0
NY New Units MER Rate Limit v3.1 | 740 | 7350 | MACT Fuel Choice Floor in lbs/MMBtu | FALSE | L | Annual | Rate | lbs/MMBtu | 0 | 0 | 0 | 0 | 0 | 0 | 0
NY New Units MER Rate Limit v3.1 | 740 | 7350 | MACT Fuel Choice Floor in lbs/MMBtu | FALSE | L | Annual | Generation | TWh | 0 | 0 | 0 | 0 | 0 | 0 | 0
NY New Units MER Rate Limit v3.1 | 740 | 7350 | MACT Fuel Choice Floor in lbs/MMBtu | FALSE | L | Annual | Qualifying Generation | TWh | 0 | 0 | 0 | 0 | 0 | 0 | 0
NY New Units MER Rate Limit v3.1 | 740 | 7350 | MACT Fuel Choice Floor in lbs/MMBtu | FALSE | L | Annual | Constraint Shadow Price | US2022$/Lb | 0 | 0 | 0 | 0 | 0 | 0 | 0
NY New Units MER Rate Limit v3.1 | 741 | 7350 | MACT Fuel Choice Floor in lbs/MMBtu | FALSE | L | Annual | Seasons Included | Seasons | Winter, Spring, Summer, Fall | Winter, Spring, Summer, Fall | Winter, Spring, Summer, Fall | Winter, Spring, Summer, Fall | Winter, Spring, Summer, Fall | Winter, Spring, Summer, Fall | Winter, Spring, Summer, Fall
NY New Units MER Rate Limit v3.1 | 741 | 7350 | MACT Fuel Choice Floor in lbs/MMBtu | FALSE | L | Annual | Emission Floor MER | lbs/MMBtu | 6e-07 | 6e-07 | 6e-07 | 6e-07 | 6e-07 | 6e-07 | 6e-07
NY New Units MER Rate Limit v3.1 | 741 | 7350 | MACT Fuel Choice Floor in lbs/MMBtu | FALSE | L | Annual | Emissions at Affected Plants MER | Lb | 0 | 0 | 0 | 0 | 0 | 0 | 0
NY New Units MER Rate Limit v3.1 | 741 | 7350 | MACT Fuel Choice Floor in lbs/MMBtu | FALSE | L | Annual | Allowances Purchased MER | Lb | 0 | 0 | 0 | 0 | 0 | 0 | 0
NY New Units MER Rate Limit v3.1 | 741 | 7350 | MACT Fuel Choice Floor in lbs/MMBtu | FALSE | L | Annual | Allowances Sold MER | Lb | 0 | 0 | 0 | 0 | 0 | 0 | 0
NY New Units MER Rate Limit v3.1 | 741 | 7350 | MACT Fuel Choice Floor in lbs/MMBtu | FALSE | L | Annual | Allowances Banked | Lb | 0 | 0 | 0 | 0 | 0 | 0 | 0
NY New Units MER Rate Limit v3.1 | 741 | 7350 | MACT Fuel Choice Floor in lbs/MMBtu | FALSE | L | Annual | Allowances Withdrawn (1:1) | Lb | 0 | 0 | 0 | 0 | 0 | 0 | 0
NY New Units MER Rate Limit v3.1 | 741 | 7350 | MACT Fuel Choice Floor in lbs/MMBtu | FALSE | L | Annual | Allowances Withdrawn (1:n) | Lb | 0 | 0 | 0 | 0 | 0 | 0 | 0
NY New Units MER Rate Limit v3.1 | 741 | 7350 | MACT Fuel Choice Floor in lbs/MMBtu | FALSE | L | Annual | Total | Lb | 0 | 0 | 0 | 0 | 0 | 0 | 0
NY New Units MER Rate Limit v3.1 | 741 | 7350 | MACT Fuel Choice Floor in lbs/MMBtu | FALSE | L | Annual | Fuel Consumed | TBtu | 0 | 0 | 0 | 0 | 0 | 0 | 0
NY New Units MER Rate Limit v3.1 | 741 | 7350 | MACT Fuel Choice Floor in lbs/MMBtu | FALSE | L | Annual | Rate | lbs/MMBtu | 0 | 0 | 0 | 0 | 0 | 0 | 0
NY New Units MER Rate Limit v3.1 | 741 | 7350 | MACT Fuel Choice Floor in lbs/MMBtu | FALSE | L | Annual | Generation | TWh | 0 | 0 | 0 | 0 | 0 | 0 | 0
NY New Units MER Rate Limit v3.1 | 741 | 7350 | MACT Fuel Choice Floor in lbs/MMBtu | FALSE | L | Annual | Qualifying Generation | TWh | 0 | 0 | 0 | 0 | 0 | 0 | 0
NY New Units MER Rate Limit v3.1 | 741 | 7350 | MACT Fuel Choice Floor in lbs/MMBtu | FALSE | L | Annual | Constraint Shadow Price | US2022$/Lb | 0 | 0 | 0 | 0 | 0 | 0 | 0
NY New Units MER Rate Limit v3.1 | 742 | 7350 | MACT Fuel Choice Floor in lbs/MMBtu | FALSE | L | Annual | Seasons Included | Seasons | Winter, Spring, Summer, Fall | Winter, Spring, Summer, Fall | Winter, Spring, Summer, Fall | Winter, Spring, Summer, Fall | Winter, Spring, Summer, Fall | Winter, Spring, Summer, Fall | Winter, Spring, Summer, Fall
NY New Units MER Rate Limit v3.1 | 742 | 7350 | MACT Fuel Choice Floor in lbs/MMBtu | FALSE | L | Annual | Emission Floor MER | lbs/MMBtu | 6e-07 | 6e-07 | 6e-07 | 6e-07 | 6e-07 | 6e-07 | 6e-07
NY New Units MER Rate Limit v3.1 | 742 | 7350 | MACT Fuel Choice Floor in lbs/MMBtu | FALSE | L | Annual | Emissions at Affected Plants MER | Lb | 0 | 0 | 0 | 0 | 0 | 0 | 0
NY New Units MER Rate Limit v3.1 | 742 | 7350 | MACT Fuel Choice Floor in lbs/MMBtu | FALSE | L | Annual | Allowances Purchased MER | Lb | 0 | 0 | 0 | 0 | 0 | 0 | 0
NY New Units MER Rate Limit v3.1 | 742 | 7350 | MACT Fuel Choice Floor in lbs/MMBtu | FALSE | L | Annual | Allowances Sold MER | Lb | 0 | 0 | 0 | 0 | 0 | 0 | 0
NY New Units MER Rate Limit v3.1 | 742 | 7350 | MACT Fuel Choice Floor in lbs/MMBtu | FALSE | L | Annual | Allowances Banked | Lb | 0 | 0 | 0 | 0 | 0 | 0 | 0
NY New Units MER Rate Limit v3.1 | 742 | 7350 | MACT Fuel Choice Floor in lbs/MMBtu | FALSE | L | Annual | Allowances Withdrawn (1:1) | Lb | 0 | 0 | 0 | 0 | 0 | 0 | 0
NY New Units MER Rate Limit v3.1 | 742 | 7350 | MACT Fuel Choice Floor in lbs/MMBtu | FALSE | L | Annual | Allowances Withdrawn (1:n) | Lb | 0 | 0 | 0 | 0 | 0 | 0 | 0
NY New Units MER Rate Limit v3.1 | 742 | 7350 | MACT Fuel Choice Floor in lbs/MMBtu | FALSE | L | Annual | Total | Lb | 0 | 0 | 0 | 0 | 0 | 0 | 0
NY New Units MER Rate Limit v3.1 | 742 | 7350 | MACT Fuel Choice Floor in lbs/MMBtu | FALSE | L | Annual | Fuel Consumed | TBtu | 0 | 0 | 0 | 0 | 0 | 0 | 0
NY New Units MER Rate Limit v3.1 | 742 | 7350 | MACT Fuel Choice Floor in lbs/MMBtu | FALSE | L | Annual | Rate | lbs/MMBtu | 0 | 0 | 0 | 0 | 0 | 0 | 0
NY New Units MER Rate Limit v3.1 | 742 | 7350 | MACT Fuel Choice Floor in lbs/MMBtu | FALSE | L | Annual | Generation | TWh | 0 | 0 | 0 | 0 | 0 | 0 | 0
NY New Units MER Rate Limit v3.1 | 742 | 7350 | MACT Fuel Choice Floor in lbs/MMBtu | FALSE | L | Annual | Qualifying Generation | TWh | 0 | 0 | 0 | 0 | 0 | 0 | 0
NY New Units MER Rate Limit v3.1 | 742 | 7350 | MACT Fuel Choice Floor in lbs/MMBtu | FALSE | L | Annual | Constraint Shadow Price | US2022$/Lb | 0 | 0 | 0 | 0 | 0 | 0 | 0
NY New Units MER Rate Limit v3.1 | 743 | 7350 | MACT Fuel Choice Floor in lbs/MMBtu | FALSE | L | Annual | Seasons Included | Seasons | Winter, Spring, Summer, Fall | Winter, Spring, Summer, Fall | Winter, Spring, Summer, Fall | Winter, Spring, Summer, Fall | Winter, Spring, Summer, Fall | Winter, Spring, Summer, Fall | Winter, Spring, Summer, Fall
NY New Units MER Rate Limit v3.1 | 743 | 7350 | MACT Fuel Choice Floor in lbs/MMBtu | FALSE | L | Annual | Emission Floor MER | lbs/MMBtu | 6e-07 | 6e-07 | 6e-07 | 6e-07 | 6e-07 | 6e-07 | 6e-07
NY New Units MER Rate Limit v3.1 | 743 | 7350 | MACT Fuel Choice Floor in lbs/MMBtu | FALSE | L | Annual | Emissions at Affected Plants MER | Lb | 0 | 0 | 0 | 0 | 0 | 0 | 0
NY New Units MER Rate Limit v3.1 | 743 | 7350 | MACT Fuel Choice Floor in lbs/MMBtu | FALSE | L | Annual | Allowances Purchased MER | Lb | 0 | 0 | 0 | 0 | 0 | 0 | 0
NY New Units MER Rate Limit v3.1 | 743 | 7350 | MACT Fuel Choice Floor in lbs/MMBtu | FALSE | L | Annual | Allowances Sold MER | Lb | 0 | 0 | 0 | 0 | 0 | 0 | 0
NY New Units MER Rate Limit v3.1 | 743 | 7350 | MACT Fuel Choice Floor in lbs/MMBtu | FALSE | L | Annual | Allowances Banked | Lb | 0 | 0 | 0 | 0 | 0 | 0 | 0
NY New Units MER Rate Limit v3.1 | 743 | 7350 | MACT Fuel Choice Floor in lbs/MMBtu | FALSE | L | Annual | Allowances Withdrawn (1:1) | Lb | 0 | 0 | 0 | 0 | 0 | 0 | 0
NY New Units MER Rate Limit v3.1 | 743 | 7350 | MACT Fuel Choice Floor in lbs/MMBtu | FALSE | L | Annual | Allowances Withdrawn (1:n) | Lb | 0 | 0 | 0 | 0 | 0 | 0 | 0
NY New Units MER Rate Limit v3.1 | 743 | 7350 | MACT Fuel Choice Floor in lbs/MMBtu | FALSE | L | Annual | Total | Lb | 0 | 0 | 0 | 0 | 0 | 0 | 0
NY New Units MER Rate Limit v3.1 | 743 | 7350 | MACT Fuel Choice Floor in lbs/MMBtu | FALSE | L | Annual | Fuel Consumed | TBtu | 0 | 0 | 0 | 0 | 0 | 0 | 0
NY New Units MER Rate Limit v3.1 | 743 | 7350 | MACT Fuel Choice Floor in lbs/MMBtu | FALSE | L | Annual | Rate | lbs/MMBtu | 0 | 0 | 0 | 0 | 0 | 0 | 0
NY New Units MER Rate Limit v3.1 | 743 | 7350 | MACT Fuel Choice Floor in lbs/MMBtu | FALSE | L | Annual | Generation | TWh | 0 | 0 | 0 | 0 | 0 | 0 | 0
NY New Units MER Rate Limit v3.1 | 743 | 7350 | MACT Fuel Choice Floor in lbs/MMBtu | FALSE | L | Annual | Qualifying Generation | TWh | 0 | 0 | 0 | 0 | 0 | 0 | 0
NY New Units MER Rate Limit v3.1 | 743 | 7350 | MACT Fuel Choice Floor in lbs/MMBtu | FALSE | L | Annual | Constraint Shadow Price | US2022$/Lb | 0 | 0 | 0 | 0 | 0 | 0 | 0
NY New Units MER Rate Limit v3.1 | 744 | 7350 | MACT Fuel Choice Floor in lbs/MMBtu | FALSE | L | Annual | Seasons Included | Seasons | Winter, Spring, Summer, Fall | Winter, Spring, Summer, Fall | Winter, Spring, Summer, Fall | Winter, Spring, Summer, Fall | Winter, Spring, Summer, Fall | Winter, Spring, Summer, Fall | Winter, Spring, Summer, Fall
NY New Units MER Rate Limit v3.1 | 744 | 7350 | MACT Fuel Choice Floor in lbs/MMBtu | FALSE | L | Annual | Emission Floor MER | lbs/MMBtu | 6e-07 | 6e-07 | 6e-07 | 6e-07 | 6e-07 | 6e-07 | 6e-07
NY New Units MER Rate Limit v3.1 | 744 | 7350 | MACT Fuel Choice Floor in lbs/MMBtu | FALSE | L | Annual | Emissions at Affected Plants MER | Lb | 0 | 0 | 0 | 0 | 0 | 0 | 0
NY New Units MER Rate Limit v3.1 | 744 | 7350 | MACT Fuel Choice Floor in lbs/MMBtu | FALSE | L | Annual | Allowances Purchased MER | Lb | 0 | 0 | 0 | 0 | 0 | 0 | 0
NY New Units MER Rate Limit v3.1 | 744 | 7350 | MACT Fuel Choice Floor in lbs/MMBtu | FALSE | L | Annual | Allowances Sold MER | Lb | 0 | 0 | 0 | 0 | 0 | 0 | 0
NY New Units MER Rate Limit v3.1 | 744 | 7350 | MACT Fuel Choice Floor in lbs/MMBtu | FALSE | L | Annual | Allowances Banked | Lb | 0 | 0 | 0 | 0 | 0 | 0 | 0
NY New Units MER Rate Limit v3.1 | 744 | 7350 | MACT Fuel Choice Floor in lbs/MMBtu | FALSE | L | Annual | Allowances Withdrawn (1:1) | Lb | 0 | 0 | 0 | 0 | 0 | 0 | 0
NY New Units MER Rate Limit v3.1 | 744 | 7350 | MACT Fuel Choice Floor in lbs/MMBtu | FALSE | L | Annual | Allowances Withdrawn (1:n) | Lb | 0 | 0 | 0 | 0 | 0 | 0 | 0
NY New Units MER Rate Limit v3.1 | 744 | 7350 | MACT Fuel Choice Floor in lbs/MMBtu | FALSE | L | Annual | Total | Lb | 0 | 0 | 0 | 0 | 0 | 0 | 0
NY New Units MER Rate Limit v3.1 | 744 | 7350 | MACT Fuel Choice Floor in lbs/MMBtu | FALSE | L | Annual | Fuel Consumed | TBtu | 0 | 0 | 0 | 0 | 0 | 0 | 0
NY New Units MER Rate Limit v3.1 | 744 | 7350 | MACT Fuel Choice Floor in lbs/MMBtu | FALSE | L | Annual | Rate | lbs/MMBtu | 0 | 0 | 0 | 0 | 0 | 0 | 0
NY New Units MER Rate Limit v3.1 | 744 | 7350 | MACT Fuel Choice Floor in lbs/MMBtu | FALSE | L | Annual | Generation | TWh | 0 | 0 | 0 | 0 | 0 | 0 | 0
NY New Units MER Rate Limit v3.1 | 744 | 7350 | MACT Fuel Choice Floor in lbs/MMBtu | FALSE | L | Annual | Qualifying Generation | TWh | 0 | 0 | 0 | 0 | 0 | 0 | 0
NY New Units MER Rate Limit v3.1 | 744 | 7350 | MACT Fuel Choice Floor in lbs/MMBtu | FALSE | L | Annual | Constraint Shadow Price | US2022$/Lb | 0 | 0 | 0 | 0 | 0 | 0 | 0
NY New Units MER Rate Limit v3.1 | 745 | 7350 | MACT Fuel Choice Floor in lbs/MMBtu | FALSE | L | Annual | Seasons Included | Seasons | Winter, Spring, Summer, Fall | Winter, Spring, Summer, Fall | Winter, Spring, Summer, Fall | Winter, Spring, Summer, Fall | Winter, Spring, Summer, Fall | Winter, Spring, Summer, Fall | Winter, Spring, Summer, Fall
NY New Units MER Rate Limit v3.1 | 745 | 7350 | MACT Fuel Choice Floor in lbs/MMBtu | FALSE | L | Annual | Emission Floor MER | lbs/MMBtu | 6e-07 | 6e-07 | 6e-07 | 6e-07 | 6e-07 | 6e-07 | 6e-07
NY New Units MER Rate Limit v3.1 | 745 | 7350 | MACT Fuel Choice Floor in lbs/MMBtu | FALSE | L | Annual | Emissions at Affected Plants MER | Lb | 0 | 0 | 0 | 0 | 0 | 0 | 0
NY New Units MER Rate Limit v3.1 | 745 | 7350 | MACT Fuel Choice Floor in lbs/MMBtu | FALSE | L | Annual | Allowances Purchased MER | Lb | 0 | 0 | 0 | 0 | 0 | 0 | 0
NY New Units MER Rate Limit v3.1 | 745 | 7350 | MACT Fuel Choice Floor in lbs/MMBtu | FALSE | L | Annual | Allowances Sold MER | Lb | 0 | 0 | 0 | 0 | 0 | 0 | 0
NY New Units MER Rate Limit v3.1 | 745 | 7350 | MACT Fuel Choice Floor in lbs/MMBtu | FALSE | L | Annual | Allowances Banked | Lb | 0 | 0 | 0 | 0 | 0 | 0 | 0
NY New Units MER Rate Limit v3.1 | 745 | 7350 | MACT Fuel Choice Floor in lbs/MMBtu | FALSE | L | Annual | Allowances Withdrawn (1:1) | Lb | 0 | 0 | 0 | 0 | 0 | 0 | 0
NY New Units MER Rate Limit v3.1 | 745 | 7350 | MACT Fuel Choice Floor in lbs/MMBtu | FALSE | L | Annual | Allowances Withdrawn (1:n) | Lb | 0 | 0 | 0 | 0 | 0 | 0 | 0
NY New Units MER Rate Limit v3.1 | 745 | 7350 | MACT Fuel Choice Floor in lbs/MMBtu | FALSE | L | Annual | Total | Lb | 0 | 0 | 0 | 0 | 0 | 0 | 0
NY New Units MER Rate Limit v3.1 | 745 | 7350 | MACT Fuel Choice Floor in lbs/MMBtu | FALSE | L | Annual | Fuel Consumed | TBtu | 0 | 0 | 0 | 0 | 0 | 0 | 0
NY New Units MER Rate Limit v3.1 | 745 | 7350 | MACT Fuel Choice Floor in lbs/MMBtu | FALSE | L | Annual | Rate | lbs/MMBtu | 0 | 0 | 0 | 0 | 0 | 0 | 0
NY New Units MER Rate Limit v3.1 | 745 | 7350 | MACT Fuel Choice Floor in lbs/MMBtu | FALSE | L | Annual | Generation | TWh | 0 | 0 | 0 | 0 | 0 | 0 | 0
NY New Units MER Rate Limit v3.1 | 745 | 7350 | MACT Fuel Choice Floor in lbs/MMBtu | FALSE | L | Annual | Qualifying Generation | TWh | 0 | 0 | 0 | 0 | 0 | 0 | 0
NY New Units MER Rate Limit v3.1 | 745 | 7350 | MACT Fuel Choice Floor in lbs/MMBtu | FALSE | L | Annual | Constraint Shadow Price | US2022$/Lb | 0 | 0 | 0 | 0 | 0 | 0 | 0
NY New Units MER Rate Limit v3.1 | 746 | 7350 | MACT Fuel Choice Floor in lbs/MMBtu | FALSE | L | Annual | Seasons Included | Seasons | Winter, Spring, Summer, Fall | Winter, Spring, Summer, Fall | Winter, Spring, Summer, Fall | Winter, Spring, Summer, Fall | Winter, Spring, Summer, Fall | Winter, Spring, Summer, Fall | Winter, Spring, Summer, Fall
NY New Units MER Rate Limit v3.1 | 746 | 7350 | MACT Fuel Choice Floor in lbs/MMBtu | FALSE | L | Annual | Emission Floor MER | lbs/MMBtu | 6e-07 | 6e-07 | 6e-07 | 6e-07 | 6e-07 | 6e-07 | 6e-07
NY New Units MER Rate Limit v3.1 | 746 | 7350 | MACT Fuel Choice Floor in lbs/MMBtu | FALSE | L | Annual | Emissions at Affected Plants MER | Lb | 0 | 0 | 0 | 0 | 0 | 0 | 0
NY New Units MER Rate Limit v3.1 | 746 | 7350 | MACT Fuel Choice Floor in lbs/MMBtu | FALSE | L | Annual | Allowances Purchased MER | Lb | 0 | 0 | 0 | 0 | 0 | 0 | 0
NY New Units MER Rate Limit v3.1 | 746 | 7350 | MACT Fuel Choice Floor in lbs/MMBtu | FALSE | L | Annual | Allowances Sold MER | Lb | 0 | 0 | 0 | 0 | 0 | 0 | 0
NY New Units MER Rate Limit v3.1 | 746 | 7350 | MACT Fuel Choice Floor in lbs/MMBtu | FALSE | L | Annual | Allowances Banked | Lb | 0 | 0 | 0 | 0 | 0 | 0 | 0
NY New Units MER Rate Limit v3.1 | 746 | 7350 | MACT Fuel Choice Floor in lbs/MMBtu | FALSE | L | Annual | Allowances Withdrawn (1:1) | Lb | 0 | 0 | 0 | 0 | 0 | 0 | 0
NY New Units MER Rate Limit v3.1 | 746 | 7350 | MACT Fuel Choice Floor in lbs/MMBtu | FALSE | L | Annual | Allowances Withdrawn (1:n) | Lb | 0 | 0 | 0 | 0 | 0 | 0 | 0
NY New Units MER Rate Limit v3.1 | 746 | 7350 | MACT Fuel Choice Floor in lbs/MMBtu | FALSE | L | Annual | Total | Lb | 0 | 0 | 0 | 0 | 0 | 0 | 0
NY New Units MER Rate Limit v3.1 | 746 | 7350 | MACT Fuel Choice Floor in lbs/MMBtu | FALSE | L | Annual | Fuel Consumed | TBtu | 0 | 0 | 0 | 0 | 0 | 0 | 0
NY New Units MER Rate Limit v3.1 | 746 | 7350 | MACT Fuel Choice Floor in lbs/MMBtu | FALSE | L | Annual | Rate | lbs/MMBtu | 0 | 0 | 0 | 0 | 0 | 0 | 0
NY New Units MER Rate Limit v3.1 | 746 | 7350 | MACT Fuel Choice Floor in lbs/MMBtu | FALSE | L | Annual | Generation | TWh | 0 | 0 | 0 | 0 | 0 | 0 | 0
NY New Units MER Rate Limit v3.1 | 746 | 7350 | MACT Fuel Choice Floor in lbs/MMBtu | FALSE | L | Annual | Qualifying Generation | TWh | 0 | 0 | 0 | 0 | 0 | 0 | 0
NY New Units MER Rate Limit v3.1 | 746 | 7350 | MACT Fuel Choice Floor in lbs/MMBtu | FALSE | L | Annual | Constraint Shadow Price | US2022$/Lb | 0 | 0 | 0 | 0 | 0 | 0 | 0
NY New Units MER Rate Limit v3.1 | 747 | 7350 | MACT Fuel Choice Floor in lbs/MMBtu | FALSE | L | Annual | Seasons Included | Seasons | Winter, Spring, Summer, Fall | Winter, Spring, Summer, Fall | Winter, Spring, Summer, Fall | Winter, Spring, Summer, Fall | Winter, Spring, Summer, Fall | Winter, Spring, Summer, Fall | Winter, Spring, Summer, Fall
NY New Units MER Rate Limit v3.1 | 747 | 7350 | MACT Fuel Choice Floor in lbs/MMBtu | FALSE | L | Annual | Emission Floor MER | lbs/MMBtu | 6e-07 | 6e-07 | 6e-07 | 6e-07 | 6e-07 | 6e-07 | 6e-07
NY New Units MER Rate Limit v3.1 | 747 | 7350 | MACT Fuel Choice Floor in lbs/MMBtu | FALSE | L | Annual | Emissions at Affected Plants MER | Lb | 0 | 0 | 0 | 0 | 0 | 0 | 0
NY New Units MER Rate Limit v3.1 | 747 | 7350 | MACT Fuel Choice Floor in lbs/MMBtu | FALSE | L | Annual | Allowances Purchased MER | Lb | 0 | 0 | 0 | 0 | 0 | 0 | 0
NY New Units MER Rate Limit v3.1 | 747 | 7350 | MACT Fuel Choice Floor in lbs/MMBtu | FALSE | L | Annual | Allowances Sold MER | Lb | 0 | 0 | 0 | 0 | 0 | 0 | 0
NY New Units MER Rate Limit v3.1 | 747 | 7350 | MACT Fuel Choice Floor in lbs/MMBtu | FALSE | L | Annual | Allowances Banked | Lb | 0 | 0 | 0 | 0 | 0 | 0 | 0
NY New Units MER Rate Limit v3.1 | 747 | 7350 | MACT Fuel Choice Floor in lbs/MMBtu | FALSE | L | Annual | Allowances Withdrawn (1:1) | Lb | 0 | 0 | 0 | 0 | 0 | 0 | 0
NY New Units MER Rate Limit v3.1 | 747 | 7350 | MACT Fuel Choice Floor in lbs/MMBtu | FALSE | L | Annual | Allowances Withdrawn (1:n) | Lb | 0 | 0 | 0 | 0 | 0 | 0 | 0
NY New Units MER Rate Limit v3.1 | 747 | 7350 | MACT Fuel Choice Floor in lbs/MMBtu | FALSE | L | Annual | Total | Lb | 0 | 0 | 0 | 0 | 0 | 0 | 0
NY New Units MER Rate Limit v3.1 | 747 | 7350 | MACT Fuel Choice Floor in lbs/MMBtu | FALSE | L | Annual | Fuel Consumed | TBtu | 0 | 0 | 0 | 0 | 0 | 0 | 0
NY New Units MER Rate Limit v3.1 | 747 | 7350 | MACT Fuel Choice Floor in lbs/MMBtu | FALSE | L | Annual | Rate | lbs/MMBtu | 0 | 0 | 0 | 0 | 0 | 0 | 0
NY New Units MER Rate Limit v3.1 | 747 | 7350 | MACT Fuel Choice Floor in lbs/MMBtu | FALSE | L | Annual | Generation | TWh | 0 | 0 | 0 | 0 | 0 | 0 | 0
NY New Units MER Rate Limit v3.1 | 747 | 7350 | MACT Fuel Choice Floor in lbs/MMBtu | FALSE | L | Annual | Qualifying Generation | TWh | 0 | 0 | 0 | 0 | 0 | 0 | 0
NY New Units MER Rate Limit v3.1 | 747 | 7350 | MACT Fuel Choice Floor in lbs/MMBtu | FALSE | L | Annual | Constraint Shadow Price | US2022$/Lb | 0 | 0 | 0 | 0 | 0 | 0 | 0
NY New Units MER Rate Limit v3.1 | 748 | 7350 | MACT Fuel Choice Floor in lbs/MMBtu | FALSE | L | Annual | Seasons Included | Seasons | Winter, Spring, Summer, Fall | Winter, Spring, Summer, Fall | Winter, Spring, Summer, Fall | Winter, Spring, Summer, Fall | Winter, Spring, Summer, Fall | Winter, Spring, Summer, Fall | Winter, Spring, Summer, Fall
NY New Units MER Rate Limit v3.1 | 748 | 7350 | MACT Fuel Choice Floor in lbs/MMBtu | FALSE | L | Annual | Emission Floor MER | lbs/MMBtu | 6e-07 | 6e-07 | 6e-07 | 6e-07 | 6e-07 | 6e-07 | 6e-07
NY New Units MER Rate Limit v3.1 | 748 | 7350 | MACT Fuel Choice Floor in lbs/MMBtu | FALSE | L | Annual | Emissions at Affected Plants MER | Lb | 0 | 0 | 0 | 0 | 0 | 0 | 0
NY New Units MER Rate Limit v3.1 | 748 | 7350 | MACT Fuel Choice Floor in lbs/MMBtu | FALSE | L | Annual | Allowances Purchased MER | Lb | 0 | 0 | 0 | 0 | 0 | 0 | 0
NY New Units MER Rate Limit v3.1 | 748 | 7350 | MACT Fuel Choice Floor in lbs/MMBtu | FALSE | L | Annual | Allowances Sold MER | Lb | 0 | 0 | 0 | 0 | 0 | 0 | 0
NY New Units MER Rate Limit v3.1 | 748 | 7350 | MACT Fuel Choice Floor in lbs/MMBtu | FALSE | L | Annual | Allowances Banked | Lb | 0 | 0 | 0 | 0 | 0 | 0 | 0
NY New Units MER Rate Limit v3.1 | 748 | 7350 | MACT Fuel Choice Floor in lbs/MMBtu | FALSE | L | Annual | Allowances Withdrawn (1:1) | Lb | 0 | 0 | 0 | 0 | 0 | 0 | 0
NY New Units MER Rate Limit v3.1 | 748 | 7350 | MACT Fuel Choice Floor in lbs/MMBtu | FALSE | L | Annual | Allowances Withdrawn (1:n) | Lb | 0 | 0 | 0 | 0 | 0 | 0 | 0
NY New Units MER Rate Limit v3.1 | 748 | 7350 | MACT Fuel Choice Floor in lbs/MMBtu | FALSE | L | Annual | Total | Lb | 0 | 0 | 0 | 0 | 0 | 0 | 0
NY New Units MER Rate Limit v3.1 | 748 | 7350 | MACT Fuel Choice Floor in lbs/MMBtu | FALSE | L | Annual | Fuel Consumed | TBtu | 0 | 0 | 0 | 0 | 0 | 0 | 0
NY New Units MER Rate Limit v3.1 | 748 | 7350 | MACT Fuel Choice Floor in lbs/MMBtu | FALSE | L | Annual | Rate | lbs/MMBtu | 0 | 0 | 0 | 0 | 0 | 0 | 0
NY New Units MER Rate Limit v3.1 | 748 | 7350 | MACT Fuel Choice Floor in lbs/MMBtu | FALSE | L | Annual | Generation | TWh | 0 | 0 | 0 | 0 | 0 | 0 | 0
NY New Units MER Rate Limit v3.1 | 748 | 7350 | MACT Fuel Choice Floor in lbs/MMBtu | FALSE | L | Annual | Qualifying Generation | TWh | 0 | 0 | 0 | 0 | 0 | 0 | 0
NY New Units MER Rate Limit v3.1 | 748 | 7350 | MACT Fuel Choice Floor in lbs/MMBtu | FALSE | L | Annual | Constraint Shadow Price | US2022$/Lb | 0 | 0 | 0 | 0 | 0 | 0 | 0
NY New Units MER Rate Limit v3.1 | 749 | 7350 | MACT Fuel Choice Floor in lbs/MMBtu | FALSE | L | Annual | Seasons Included | Seasons | Winter, Spring, Summer, Fall | Winter, Spring, Summer, Fall | Winter, Spring, Summer, Fall | Winter, Spring, Summer, Fall | Winter, Spring, Summer, Fall | Winter, Spring, Summer, Fall | Winter, Spring, Summer, Fall
NY New Units MER Rate Limit v3.1 | 749 | 7350 | MACT Fuel Choice Floor in lbs/MMBtu | FALSE | L | Annual | Emission Floor MER | lbs/MMBtu | 6e-07 | 6e-07 | 6e-07 | 6e-07 | 6e-07 | 6e-07 | 6e-07
NY New Units MER Rate Limit v3.1 | 749 | 7350 | MACT Fuel Choice Floor in lbs/MMBtu | FALSE | L | Annual | Emissions at Affected Plants MER | Lb | 0 | 0 | 0 | 0 | 0 | 0 | 0
NY New Units MER Rate Limit v3.1 | 749 | 7350 | MACT Fuel Choice Floor in lbs/MMBtu | FALSE | L | Annual | Allowances Purchased MER | Lb | 0 | 0 | 0 | 0 | 0 | 0 | 0
NY New Units MER Rate Limit v3.1 | 749 | 7350 | MACT Fuel Choice Floor in lbs/MMBtu | FALSE | L | Annual | Allowances Sold MER | Lb | 0 | 0 | 0 | 0 | 0 | 0 | 0
NY New Units MER Rate Limit v3.1 | 749 | 7350 | MACT Fuel Choice Floor in lbs/MMBtu | FALSE | L | Annual | Allowances Banked | Lb | 0 | 0 | 0 | 0 | 0 | 0 | 0
NY New Units MER Rate Limit v3.1 | 749 | 7350 | MACT Fuel Choice Floor in lbs/MMBtu | FALSE | L | Annual | Allowances Withdrawn (1:1) | Lb | 0 | 0 | 0 | 0 | 0 | 0 | 0
NY New Units MER Rate Limit v3.1 | 749 | 7350 | MACT Fuel Choice Floor in lbs/MMBtu | FALSE | L | Annual | Allowances Withdrawn (1:n) | Lb | 0 | 0 | 0 | 0 | 0 | 0 | 0
NY New Units MER Rate Limit v3.1 | 749 | 7350 | MACT Fuel Choice Floor in lbs/MMBtu | FALSE | L | Annual | Total | Lb | 0 | 0 | 0 | 0 | 0 | 0 | 0
NY New Units MER Rate Limit v3.1 | 749 | 7350 | MACT Fuel Choice Floor in lbs/MMBtu | FALSE | L | Annual | Fuel Consumed | TBtu | 0 | 0 | 0 | 0 | 0 | 0 | 0
NY New Units MER Rate Limit v3.1 | 749 | 7350 | MACT Fuel Choice Floor in lbs/MMBtu | FALSE | L | Annual | Rate | lbs/MMBtu | 0 | 0 | 0 | 0 | 0 | 0 | 0
NY New Units MER Rate Limit v3.1 | 749 | 7350 | MACT Fuel Choice Floor in lbs/MMBtu | FALSE | L | Annual | Generation | TWh | 0 | 0 | 0 | 0 | 0 | 0 | 0
NY New Units MER Rate Limit v3.1 | 749 | 7350 | MACT Fuel Choice Floor in lbs/MMBtu | FALSE | L | Annual | Qualifying Generation | TWh | 0 | 0 | 0 | 0 | 0 | 0 | 0
NY New Units MER Rate Limit v3.1 | 749 | 7350 | MACT Fuel Choice Floor in lbs/MMBtu | FALSE | L | Annual | Constraint Shadow Price | US2022$/Lb | 0 | 0 | 0 | 0 | 0 | 0 | 0
NY New Units MER Rate Limit v3.1 | 750 | 7350 | MACT Fuel Choice Floor in lbs/MMBtu | FALSE | L | Annual | Seasons Included | Seasons | Winter, Spring, Summer, Fall | Winter, Spring, Summer, Fall | Winter, Spring, Summer, Fall | Winter, Spring, Summer, Fall | Winter, Spring, Summer, Fall | Winter, Spring, Summer, Fall | Winter, Spring, Summer, Fall
NY New Units MER Rate Limit v3.1 | 750 | 7350 | MACT Fuel Choice Floor in lbs/MMBtu | FALSE | L | Annual | Emission Floor MER | lbs/MMBtu | 6e-07 | 6e-07 | 6e-07 | 6e-07 | 6e-07 | 6e-07 | 6e-07
NY New Units MER Rate Limit v3.1 | 750 | 7350 | MACT Fuel Choice Floor in lbs/MMBtu | FALSE | L | Annual | Emissions at Affected Plants MER | Lb | 0 | 0 | 0 | 0 | 0 | 0 | 0
NY New Units MER Rate Limit v3.1 | 750 | 7350 | MACT Fuel Choice Floor in lbs/MMBtu | FALSE | L | Annual | Allowances Purchased MER | Lb | 0 | 0 | 0 | 0 | 0 | 0 | 0
NY New Units MER Rate Limit v3.1 | 750 | 7350 | MACT Fuel Choice Floor in lbs/MMBtu | FALSE | L | Annual | Allowances Sold MER | Lb | 0 | 0 | 0 | 0 | 0 | 0 | 0
NY New Units MER Rate Limit v3.1 | 750 | 7350 | MACT Fuel Choice Floor in lbs/MMBtu | FALSE | L | Annual | Allowances Banked | Lb | 0 | 0 | 0 | 0 | 0 | 0 | 0
NY New Units MER Rate Limit v3.1 | 750 | 7350 | MACT Fuel Choice Floor in lbs/MMBtu | FALSE | L | Annual | Allowances Withdrawn (1:1) | Lb | 0 | 0 | 0 | 0 | 0 | 0 | 0
NY New Units MER Rate Limit v3.1 | 750 | 7350 | MACT Fuel Choice Floor in lbs/MMBtu | FALSE | L | Annual | Allowances Withdrawn (1:n) | Lb | 0 | 0 | 0 | 0 | 0 | 0 | 0
NY New Units MER Rate Limit v3.1 | 750 | 7350 | MACT Fuel Choice Floor in lbs/MMBtu | FALSE | L | Annual | Total | Lb | 0 | 0 | 0 | 0 | 0 | 0 | 0
NY New Units MER Rate Limit v3.1 | 750 | 7350 | MACT Fuel Choice Floor in lbs/MMBtu | FALSE | L | Annual | Fuel Consumed | TBtu | 0 | 0 | 0 | 0 | 0 | 0 | 0
NY New Units MER Rate Limit v3.1 | 750 | 7350 | MACT Fuel Choice Floor in lbs/MMBtu | FALSE | L | Annual | Rate | lbs/MMBtu | 0 | 0 | 0 | 0 | 0 | 0 | 0
NY New Units MER Rate Limit v3.1 | 750 | 7350 | MACT Fuel Choice Floor in lbs/MMBtu | FALSE | L | Annual | Generation | TWh | 0 | 0 | 0 | 0 | 0 | 0 | 0
NY New Units MER Rate Limit v3.1 | 750 | 7350 | MACT Fuel Choice Floor in lbs/MMBtu | FALSE | L | Annual | Qualifying Generation | TWh | 0 | 0 | 0 | 0 | 0 | 0 | 0
NY New Units MER Rate Limit v3.1 | 750 | 7350 | MACT Fuel Choice Floor in lbs/MMBtu | FALSE | L | Annual | Constraint Shadow Price | US2022$/Lb | 0 | 0 | 0 | 0 | 0 | 0 | 0
NY New Units MER Rate Limit v3.1 | 751 | 7350 | MACT Fuel Choice Floor in lbs/MMBtu | FALSE | L | Annual | Seasons Included | Seasons | Winter, Spring, Summer, Fall | Winter, Spring, Summer, Fall | Winter, Spring, Summer, Fall | Winter, Spring, Summer, Fall | Winter, Spring, Summer, Fall | Winter, Spring, Summer, Fall | Winter, Spring, Summer, Fall
NY New Units MER Rate Limit v3.1 | 751 | 7350 | MACT Fuel Choice Floor in lbs/MMBtu | FALSE | L | Annual | Emission Floor MER | lbs/MMBtu | 6e-07 | 6e-07 | 6e-07 | 6e-07 | 6e-07 | 6e-07 | 6e-07
NY New Units MER Rate Limit v3.1 | 751 | 7350 | MACT Fuel Choice Floor in lbs/MMBtu | FALSE | L | Annual | Emissions at Affected Plants MER | Lb | 0 | 0 | 0 | 0 | 0 | 0 | 0
NY New Units MER Rate Limit v3.1 | 751 | 7350 | MACT Fuel Choice Floor in lbs/MMBtu | FALSE | L | Annual | Allowances Purchased MER | Lb | 0 | 0 | 0 | 0 | 0 | 0 | 0
NY New Units MER Rate Limit v3.1 | 751 | 7350 | MACT Fuel Choice Floor in lbs/MMBtu | FALSE | L | Annual | Allowances Sold MER | Lb | 0 | 0 | 0 | 0 | 0 | 0 | 0
NY New Units MER Rate Limit v3.1 | 751 | 7350 | MACT Fuel Choice Floor in lbs/MMBtu | FALSE | L | Annual | Allowances Banked | Lb | 0 | 0 | 0 | 0 | 0 | 0 | 0
NY New Units MER Rate Limit v3.1 | 751 | 7350 | MACT Fuel Choice Floor in lbs/MMBtu | FALSE | L | Annual | Allowances Withdrawn (1:1) | Lb | 0 | 0 | 0 | 0 | 0 | 0 | 0
NY New Units MER Rate Limit v3.1 | 751 | 7350 | MACT Fuel Choice Floor in lbs/MMBtu | FALSE | L | Annual | Allowances Withdrawn (1:n) | Lb | 0 | 0 | 0 | 0 | 0 | 0 | 0
NY New Units MER Rate Limit v3.1 | 751 | 7350 | MACT Fuel Choice Floor in lbs/MMBtu | FALSE | L | Annual | Total | Lb | 0 | 0 | 0 | 0 | 0 | 0 | 0
NY New Units MER Rate Limit v3.1 | 751 | 7350 | MACT Fuel Choice Floor in lbs/MMBtu | FALSE | L | Annual | Fuel Consumed | TBtu | 0 | 0 | 0 | 0 | 0 | 0 | 0
NY New Units MER Rate Limit v3.1 | 751 | 7350 | MACT Fuel Choice Floor in lbs/MMBtu | FALSE | L | Annual | Rate | lbs/MMBtu | 0 | 0 | 0 | 0 | 0 | 0 | 0
NY New Units MER Rate Limit v3.1 | 751 | 7350 | MACT Fuel Choice Floor in lbs/MMBtu | FALSE | L | Annual | Generation | TWh | 0 | 0 | 0 | 0 | 0 | 0 | 0
NY New Units MER Rate Limit v3.1 | 751 | 7350 | MACT Fuel Choice Floor in lbs/MMBtu | FALSE | L | Annual | Qualifying Generation | TWh | 0 | 0 | 0 | 0 | 0 | 0 | 0
NY New Units MER Rate Limit v3.1 | 751 | 7350 | MACT Fuel Choice Floor in lbs/MMBtu | FALSE | L | Annual | Constraint Shadow Price | US2022$/Lb | 0 | 0 | 0 | 0 | 0 | 0 | 0
NY New Units MER Rate Limit v3.1 | 752 | 7350 | MACT Fuel Choice Floor in lbs/MMBtu | FALSE | L | Annual | Seasons Included | Seasons | Winter, Spring, Summer, Fall | Winter, Spring, Summer, Fall | Winter, Spring, Summer, Fall | Winter, Spring, Summer, Fall | Winter, Spring, Summer, Fall | Winter, Spring, Summer, Fall | Winter, Spring, Summer, Fall
NY New Units MER Rate Limit v3.1 | 752 | 7350 | MACT Fuel Choice Floor in lbs/MMBtu | FALSE | L | Annual | Emission Floor MER | lbs/MMBtu | 6e-07 | 6e-07 | 6e-07 | 6e-07 | 6e-07 | 6e-07 | 6e-07
NY New Units MER Rate Limit v3.1 | 752 | 7350 | MACT Fuel Choice Floor in lbs/MMBtu | FALSE | L | Annual | Emissions at Affected Plants MER | Lb | 0 | 0 | 0 | 0 | 0 | 0 | 0
NY New Units MER Rate Limit v3.1 | 752 | 7350 | MACT Fuel Choice Floor in lbs/MMBtu | FALSE | L | Annual | Allowances Purchased MER | Lb | 0 | 0 | 0 | 0 | 0 | 0 | 0
NY New Units MER Rate Limit v3.1 | 752 | 7350 | MACT Fuel Choice Floor in lbs/MMBtu | FALSE | L | Annual | Allowances Sold MER | Lb | 0 | 0 | 0 | 0 | 0 | 0 | 0
NY New Units MER Rate Limit v3.1 | 752 | 7350 | MACT Fuel Choice Floor in lbs/MMBtu | FALSE | L | Annual | Allowances Banked | Lb | 0 | 0 | 0 | 0 | 0 | 0 | 0
NY New Units MER Rate Limit v3.1 | 752 | 7350 | MACT Fuel Choice Floor in lbs/MMBtu | FALSE | L | Annual | Allowances Withdrawn (1:1) | Lb | 0 | 0 | 0 | 0 | 0 | 0 | 0
NY New Units MER Rate Limit v3.1 | 752 | 7350 | MACT Fuel Choice Floor in lbs/MMBtu | FALSE | L | Annual | Allowances Withdrawn (1:n) | Lb | 0 | 0 | 0 | 0 | 0 | 0 | 0
NY New Units MER Rate Limit v3.1 | 752 | 7350 | MACT Fuel Choice Floor in lbs/MMBtu | FALSE | L | Annual | Total | Lb | 0 | 0 | 0 | 0 | 0 | 0 | 0
NY New Units MER Rate Limit v3.1 | 752 | 7350 | MACT Fuel Choice Floor in lbs/MMBtu | FALSE | L | Annual | Fuel Consumed | TBtu | 0 | 0 | 0 | 0 | 0 | 0 | 0
NY New Units MER Rate Limit v3.1 | 752 | 7350 | MACT Fuel Choice Floor in lbs/MMBtu | FALSE | L | Annual | Rate | lbs/MMBtu | 0 | 0 | 0 | 0 | 0 | 0 | 0
NY New Units MER Rate Limit v3.1 | 752 | 7350 | MACT Fuel Choice Floor in lbs/MMBtu | FALSE | L | Annual | Generation | TWh | 0 | 0 | 0 | 0 | 0 | 0 | 0
NY New Units MER Rate Limit v3.1 | 752 | 7350 | MACT Fuel Choice Floor in lbs/MMBtu | FALSE | L | Annual | Qualifying Generation | TWh | 0 | 0 | 0 | 0 | 0 | 0 | 0
NY New Units MER Rate Limit v3.1 | 752 | 7350 | MACT Fuel Choice Floor in lbs/MMBtu | FALSE | L | Annual | Constraint Shadow Price | US2022$/Lb | 0 | 0 | 0 | 0 | 0 | 0 | 0
NY New Units MER Rate Limit v3.1 | 753 | 7350 | MACT Fuel Choice Floor in lbs/MMBtu | FALSE | L | Annual | Seasons Included | Seasons | Winter, Spring, Summer, Fall | Winter, Spring, Summer, Fall | Winter, Spring, Summer, Fall | Winter, Spring, Summer, Fall | Winter, Spring, Summer, Fall | Winter, Spring, Summer, Fall | Winter, Spring, Summer, Fall
NY New Units MER Rate Limit v3.1 | 753 | 7350 | MACT Fuel Choice Floor in lbs/MMBtu | FALSE | L | Annual | Emission Floor MER | lbs/MMBtu | 6e-07 | 6e-07 | 6e-07 | 6e-07 | 6e-07 | 6e-07 | 6e-07
NY New Units MER Rate Limit v3.1 | 753 | 7350 | MACT Fuel Choice Floor in lbs/MMBtu | FALSE | L | Annual | Emissions at Affected Plants MER | Lb | 0 | 0 | 0 | 0 | 0 | 0 | 0
NY New Units MER Rate Limit v3.1 | 753 | 7350 | MACT Fuel Choice Floor in lbs/MMBtu | FALSE | L | Annual | Allowances Purchased MER | Lb | 0 | 0 | 0 | 0 | 0 | 0 | 0
NY New Units MER Rate Limit v3.1 | 753 | 7350 | MACT Fuel Choice Floor in lbs/MMBtu | FALSE | L | Annual | Allowances Sold MER | Lb | 0 | 0 | 0 | 0 | 0 | 0 | 0
NY New Units MER Rate Limit v3.1 | 753 | 7350 | MACT Fuel Choice Floor in lbs/MMBtu | FALSE | L | Annual | Allowances Banked | Lb | 0 | 0 | 0 | 0 | 0 | 0 | 0
NY New Units MER Rate Limit v3.1 | 753 | 7350 | MACT Fuel Choice Floor in lbs/MMBtu | FALSE | L | Annual | Allowances Withdrawn (1:1) | Lb | 0 | 0 | 0 | 0 | 0 | 0 | 0
NY New Units MER Rate Limit v3.1 | 753 | 7350 | MACT Fuel Choice Floor in lbs/MMBtu | FALSE | L | Annual | Allowances Withdrawn (1:n) | Lb | 0 | 0 | 0 | 0 | 0 | 0 | 0
NY New Units MER Rate Limit v3.1 | 753 | 7350 | MACT Fuel Choice Floor in lbs/MMBtu | FALSE | L | Annual | Total | Lb | 0 | 0 | 0 | 0 | 0 | 0 | 0
NY New Units MER Rate Limit v3.1 | 753 | 7350 | MACT Fuel Choice Floor in lbs/MMBtu | FALSE | L | Annual | Fuel Consumed | TBtu | 0 | 0 | 0 | 0 | 0 | 0 | 0
NY New Units MER Rate Limit v3.1 | 753 | 7350 | MACT Fuel Choice Floor in lbs/MMBtu | FALSE | L | Annual | Rate | lbs/MMBtu | 0 | 0 | 0 | 0 | 0 | 0 | 0
NY New Units MER Rate Limit v3.1 | 753 | 7350 | MACT Fuel Choice Floor in lbs/MMBtu | FALSE | L | Annual | Generation | TWh | 0 | 0 | 0 | 0 | 0 | 0 | 0
NY New Units MER Rate Limit v3.1 | 753 | 7350 | MACT Fuel Choice Floor in lbs/MMBtu | FALSE | L | Annual | Qualifying Generation | TWh | 0 | 0 | 0 | 0 | 0 | 0 | 0
NY New Units MER Rate Limit v3.1 | 753 | 7350 | MACT Fuel Choice Floor in lbs/MMBtu | FALSE | L | Annual | Constraint Shadow Price | US2022$/Lb | 0 | 0 | 0 | 0 | 0 | 0 | 0
NY New Units MER Rate Limit v3.1 | 754 | 7350 | MACT Fuel Choice Floor in lbs/MMBtu | FALSE | L | Annual | Seasons Included | Seasons | Winter, Spring, Summer, Fall | Winter, Spring, Summer, Fall | Winter, Spring, Summer, Fall | Winter, Spring, Summer, Fall | Winter, Spring, Summer, Fall | Winter, Spring, Summer, Fall | Winter, Spring, Summer, Fall
NY New Units MER Rate Limit v3.1 | 754 | 7350 | MACT Fuel Choice Floor in lbs/MMBtu | FALSE | L | Annual | Emission Floor MER | lbs/MMBtu | 6e-07 | 6e-07 | 6e-07 | 6e-07 | 6e-07 | 6e-07 | 6e-07
NY New Units MER Rate Limit v3.1 | 754 | 7350 | MACT Fuel Choice Floor in lbs/MMBtu | FALSE | L | Annual | Emissions at Affected Plants MER | Lb | 0 | 0 | 0 | 0 | 0 | 0 | 0
NY New Units MER Rate Limit v3.1 | 754 | 7350 | MACT Fuel Choice Floor in lbs/MMBtu | FALSE | L | Annual | Allowances Purchased MER | Lb | 0 | 0 | 0 | 0 | 0 | 0 | 0
NY New Units MER Rate Limit v3.1 | 754 | 7350 | MACT Fuel Choice Floor in lbs/MMBtu | FALSE | L | Annual | Allowances Sold MER | Lb | 0 | 0 | 0 | 0 | 0 | 0 | 0
NY New Units MER Rate Limit v3.1 | 754 | 7350 | MACT Fuel Choice Floor in lbs/MMBtu | FALSE | L | Annual | Allowances Banked | Lb | 0 | 0 | 0 | 0 | 0 | 0 | 0
NY New Units MER Rate Limit v3.1 | 754 | 7350 | MACT Fuel Choice Floor in lbs/MMBtu | FALSE | L | Annual | Allowances Withdrawn (1:1) | Lb | 0 | 0 | 0 | 0 | 0 | 0 | 0
NY New Units MER Rate Limit v3.1 | 754 | 7350 | MACT Fuel Choice Floor in lbs/MMBtu | FALSE | L | Annual | Allowances Withdrawn (1:n) | Lb | 0 | 0 | 0 | 0 | 0 | 0 | 0
NY New Units MER Rate Limit v3.1 | 754 | 7350 | MACT Fuel Choice Floor in lbs/MMBtu | FALSE | L | Annual | Total | Lb | 0 | 0 | 0 | 0 | 0 | 0 | 0
NY New Units MER Rate Limit v3.1 | 754 | 7350 | MACT Fuel Choice Floor in lbs/MMBtu | FALSE | L | Annual | Fuel Consumed | TBtu | 0 | 0 | 0 | 0 | 0 | 0 | 0
NY New Units MER Rate Limit v3.1 | 754 | 7350 | MACT Fuel Choice Floor in lbs/MMBtu | FALSE | L | Annual | Rate | lbs/MMBtu | 0 | 0 | 0 | 0 | 0 | 0 | 0
NY New Units MER Rate Limit v3.1 | 754 | 7350 | MACT Fuel Choice Floor in lbs/MMBtu | FALSE | L | Annual | Generation | TWh | 0 | 0 | 0 | 0 | 0 | 0 | 0
NY New Units MER Rate Limit v3.1 | 754 | 7350 | MACT Fuel Choice Floor in lbs/MMBtu | FALSE | L | Annual | Qualifying Generation | TWh | 0 | 0 | 0 | 0 | 0 | 0 | 0
NY New Units MER Rate Limit v3.1 | 754 | 7350 | MACT Fuel Choice Floor in lbs/MMBtu | FALSE | L | Annual | Constraint Shadow Price | US2022$/Lb | 0 | 0 | 0 | 0 | 0 | 0 | 0
NY New Units MER Rate Limit v3.1 | 755 | 7350 | MACT Fuel Choice Floor in lbs/MMBtu | FALSE | L | Annual | Seasons Included | Seasons | Winter, Spring, Summer, Fall | Winter, Spring, Summer, Fall | Winter, Spring, Summer, Fall | Winter, Spring, Summer, Fall | Winter, Spring, Summer, Fall | Winter, Spring, Summer, Fall | Winter, Spring, Summer, Fall
NY New Units MER Rate Limit v3.1 | 755 | 7350 | MACT Fuel Choice Floor in lbs/MMBtu | FALSE | L | Annual | Emission Floor MER | lbs/MMBtu | 6e-07 | 6e-07 | 6e-07 | 6e-07 | 6e-07 | 6e-07 | 6e-07
NY New Units MER Rate Limit v3.1 | 755 | 7350 | MACT Fuel Choice Floor in lbs/MMBtu | FALSE | L | Annual | Emissions at Affected Plants MER | Lb | 0 | 0 | 0 | 0 | 0 | 0 | 0
NY New Units MER Rate Limit v3.1 | 755 | 7350 | MACT Fuel Choice Floor in lbs/MMBtu | FALSE | L | Annual | Allowances Purchased MER | Lb | 0 | 0 | 0 | 0 | 0 | 0 | 0
NY New Units MER Rate Limit v3.1 | 755 | 7350 | MACT Fuel Choice Floor in lbs/MMBtu | FALSE | L | Annual | Allowances Sold MER | Lb | 0 | 0 | 0 | 0 | 0 | 0 | 0
NY New Units MER Rate Limit v3.1 | 755 | 7350 | MACT Fuel Choice Floor in lbs/MMBtu | FALSE | L | Annual | Allowances Banked | Lb | 0 | 0 | 0 | 0 | 0 | 0 | 0
NY New Units MER Rate Limit v3.1 | 755 | 7350 | MACT Fuel Choice Floor in lbs/MMBtu | FALSE | L | Annual | Allowances Withdrawn (1:1) | Lb | 0 | 0 | 0 | 0 | 0 | 0 | 0
NY New Units MER Rate Limit v3.1 | 755 | 7350 | MACT Fuel Choice Floor in lbs/MMBtu | FALSE | L | Annual | Allowances Withdrawn (1:n) | Lb | 0 | 0 | 0 | 0 | 0 | 0 | 0
NY New Units MER Rate Limit v3.1 | 755 | 7350 | MACT Fuel Choice Floor in lbs/MMBtu | FALSE | L | Annual | Total | Lb | 0 | 0 | 0 | 0 | 0 | 0 | 0
NY New Units MER Rate Limit v3.1 | 755 | 7350 | MACT Fuel Choice Floor in lbs/MMBtu | FALSE | L | Annual | Fuel Consumed | TBtu | 0 | 0 | 0 | 0 | 0 | 0 | 0
NY New Units MER Rate Limit v3.1 | 755 | 7350 | MACT Fuel Choice Floor in lbs/MMBtu | FALSE | L | Annual | Rate | lbs/MMBtu | 0 | 0 | 0 | 0 | 0 | 0 | 0
NY New Units MER Rate Limit v3.1 | 755 | 7350 | MACT Fuel Choice Floor in lbs/MMBtu | FALSE | L | Annual | Generation | TWh | 0 | 0 | 0 | 0 | 0 | 0 | 0
NY New Units MER Rate Limit v3.1 | 755 | 7350 | MACT Fuel Choice Floor in lbs/MMBtu | FALSE | L | Annual | Qualifying Generation | TWh | 0 | 0 | 0 | 0 | 0 | 0 | 0
NY New Units MER Rate Limit v3.1 | 755 | 7350 | MACT Fuel Choice Floor in lbs/MMBtu | FALSE | L | Annual | Constraint Shadow Price | US2022$/Lb | 0 | 0 | 0 | 0 | 0 | 0 | 0
NY New Units MER Rate Limit v3.1 | 756 | 7350 | MACT Fuel Choice Floor in lbs/MMBtu | FALSE | L | Annual | Seasons Included | Seasons | Winter, Spring, Summer, Fall | Winter, Spring, Summer, Fall | Winter, Spring, Summer, Fall | Winter, Spring, Summer, Fall | Winter, Spring, Summer, Fall | Winter, Spring, Summer, Fall | Winter, Spring, Summer, Fall
NY New Units MER Rate Limit v3.1 | 756 | 7350 | MACT Fuel Choice Floor in lbs/MMBtu | FALSE | L | Annual | Emission Floor MER | lbs/MMBtu | 6e-07 | 6e-07 | 6e-07 | 6e-07 | 6e-07 | 6e-07 | 6e-07
NY New Units MER Rate Limit v3.1 | 756 | 7350 | MACT Fuel Choice Floor in lbs/MMBtu | FALSE | L | Annual | Emissions at Affected Plants MER | Lb | 0 | 0 | 0 | 0 | 0 | 0 | 0
NY New Units MER Rate Limit v3.1 | 756 | 7350 | MACT Fuel Choice Floor in lbs/MMBtu | FALSE | L | Annual | Allowances Purchased MER | Lb | 0 | 0 | 0 | 0 | 0 | 0 | 0
NY New Units MER Rate Limit v3.1 | 756 | 7350 | MACT Fuel Choice Floor in lbs/MMBtu | FALSE | L | Annual | Allowances Sold MER | Lb | 0 | 0 | 0 | 0 | 0 | 0 | 0
NY New Units MER Rate Limit v3.1 | 756 | 7350 | MACT Fuel Choice Floor in lbs/MMBtu | FALSE | L | Annual | Allowances Banked | Lb | 0 | 0 | 0 | 0 | 0 | 0 | 0
NY New Units MER Rate Limit v3.1 | 756 | 7350 | MACT Fuel Choice Floor in lbs/MMBtu | FALSE | L | Annual | Allowances Withdrawn (1:1) | Lb | 0 | 0 | 0 | 0 | 0 | 0 | 0
NY New Units MER Rate Limit v3.1 | 756 | 7350 | MACT Fuel Choice Floor in lbs/MMBtu | FALSE | L | Annual | Allowances Withdrawn (1:n) | Lb | 0 | 0 | 0 | 0 | 0 | 0 | 0
NY New Units MER Rate Limit v3.1 | 756 | 7350 | MACT Fuel Choice Floor in lbs/MMBtu | FALSE | L | Annual | Total | Lb | 0 | 0 | 0 | 0 | 0 | 0 | 0
NY New Units MER Rate Limit v3.1 | 756 | 7350 | MACT Fuel Choice Floor in lbs/MMBtu | FALSE | L | Annual | Fuel Consumed | TBtu | 0 | 0 | 0 | 0 | 0 | 0 | 0
NY New Units MER Rate Limit v3.1 | 756 | 7350 | MACT Fuel Choice Floor in lbs/MMBtu | FALSE | L | Annual | Rate | lbs/MMBtu | 0 | 0 | 0 | 0 | 0 | 0 | 0
NY New Units MER Rate Limit v3.1 | 756 | 7350 | MACT Fuel Choice Floor in lbs/MMBtu | FALSE | L | Annual | Generation | TWh | 0 | 0 | 0 | 0 | 0 | 0 | 0
NY New Units MER Rate Limit v3.1 | 756 | 7350 | MACT Fuel Choice Floor in lbs/MMBtu | FALSE | L | Annual | Qualifying Generation | TWh | 0 | 0 | 0 | 0 | 0 | 0 | 0
NY New Units MER Rate Limit v3.1 | 756 | 7350 | MACT Fuel Choice Floor in lbs/MMBtu | FALSE | L | Annual | Constraint Shadow Price | US2022$/Lb | 0 | 0 | 0 | 0 | 0 | 0 | 0
NY New Units MER Rate Limit v3.1 | 757 | 7350 | MACT Fuel Choice Floor in lbs/MMBtu | FALSE | L | Annual | Seasons Included | Seasons | Winter, Spring, Summer, Fall | Winter, Spring, Summer, Fall | Winter, Spring, Summer, Fall | Winter, Spring, Summer, Fall | Winter, Spring, Summer, Fall | Winter, Spring, Summer, Fall | Winter, Spring, Summer, Fall
NY New Units MER Rate Limit v3.1 | 757 | 7350 | MACT Fuel Choice Floor in lbs/MMBtu | FALSE | L | Annual | Emission Floor MER | lbs/MMBtu | 6e-07 | 6e-07 | 6e-07 | 6e-07 | 6e-07 | 6e-07 | 6e-07
NY New Units MER Rate Limit v3.1 | 757 | 7350 | MACT Fuel Choice Floor in lbs/MMBtu | FALSE | L | Annual | Emissions at Affected Plants MER | Lb | 0 | 0 | 0 | 0 | 0 | 0 | 0
NY New Units MER Rate Limit v3.1 | 757 | 7350 | MACT Fuel Choice Floor in lbs/MMBtu | FALSE | L | Annual | Allowances Purchased MER | Lb | 0 | 0 | 0 | 0 | 0 | 0 | 0
NY New Units MER Rate Limit v3.1 | 757 | 7350 | MACT Fuel Choice Floor in lbs/MMBtu | FALSE | L | Annual | Allowances Sold MER | Lb | 0 | 0 | 0 | 0 | 0 | 0 | 0
NY New Units MER Rate Limit v3.1 | 757 | 7350 | MACT Fuel Choice Floor in lbs/MMBtu | FALSE | L | Annual | Allowances Banked | Lb | 0 | 0 | 0 | 0 | 0 | 0 | 0
NY New Units MER Rate Limit v3.1 | 757 | 7350 | MACT Fuel Choice Floor in lbs/MMBtu | FALSE | L | Annual | Allowances Withdrawn (1:1) | Lb | 0 | 0 | 0 | 0 | 0 | 0 | 0
NY New Units MER Rate Limit v3.1 | 757 | 7350 | MACT Fuel Choice Floor in lbs/MMBtu | FALSE | L | Annual | Allowances Withdrawn (1:n) | Lb | 0 | 0 | 0 | 0 | 0 | 0 | 0
NY New Units MER Rate Limit v3.1 | 757 | 7350 | MACT Fuel Choice Floor in lbs/MMBtu | FALSE | L | Annual | Total | Lb | 0 | 0 | 0 | 0 | 0 | 0 | 0
NY New Units MER Rate Limit v3.1 | 757 | 7350 | MACT Fuel Choice Floor in lbs/MMBtu | FALSE | L | Annual | Fuel Consumed | TBtu | 0 | 0 | 0 | 0 | 0 | 0 | 0
NY New Units MER Rate Limit v3.1 | 757 | 7350 | MACT Fuel Choice Floor in lbs/MMBtu | FALSE | L | Annual | Rate | lbs/MMBtu | 0 | 0 | 0 | 0 | 0 | 0 | 0
NY New Units MER Rate Limit v3.1 | 757 | 7350 | MACT Fuel Choice Floor in lbs/MMBtu | FALSE | L | Annual | Generation | TWh | 0 | 0 | 0 | 0 | 0 | 0 | 0
NY New Units MER Rate Limit v3.1 | 757 | 7350 | MACT Fuel Choice Floor in lbs/MMBtu | FALSE | L | Annual | Qualifying Generation | TWh | 0 | 0 | 0 | 0 | 0 | 0 | 0
NY New Units MER Rate Limit v3.1 | 757 | 7350 | MACT Fuel Choice Floor in lbs/MMBtu | FALSE | L | Annual | Constraint Shadow Price | US2022$/Lb | 0 | 0 | 0 | 0 | 0 | 0 | 0
NY New Units MER Rate Limit v3.1 | 758 | 7350 | MACT Fuel Choice Floor in lbs/MMBtu | FALSE | L | Annual | Seasons Included | Seasons | Winter, Spring, Summer, Fall | Winter, Spring, Summer, Fall | Winter, Spring, Summer, Fall | Winter, Spring, Summer, Fall | Winter, Spring, Summer, Fall | Winter, Spring, Summer, Fall | Winter, Spring, Summer, Fall
NY New Units MER Rate Limit v3.1 | 758 | 7350 | MACT Fuel Choice Floor in lbs/MMBtu | FALSE | L | Annual | Emission Floor MER | lbs/MMBtu | 6e-07 | 6e-07 | 6e-07 | 6e-07 | 6e-07 | 6e-07 | 6e-07
NY New Units MER Rate Limit v3.1 | 758 | 7350 | MACT Fuel Choice Floor in lbs/MMBtu | FALSE | L | Annual | Emissions at Affected Plants MER | Lb | 0 | 0 | 0 | 0 | 0 | 0 | 0
NY New Units MER Rate Limit v3.1 | 758 | 7350 | MACT Fuel Choice Floor in lbs/MMBtu | FALSE | L | Annual | Allowances Purchased MER | Lb | 0 | 0 | 0 | 0 | 0 | 0 | 0
NY New Units MER Rate Limit v3.1 | 758 | 7350 | MACT Fuel Choice Floor in lbs/MMBtu | FALSE | L | Annual | Allowances Sold MER | Lb | 0 | 0 | 0 | 0 | 0 | 0 | 0
NY New Units MER Rate Limit v3.1 | 758 | 7350 | MACT Fuel Choice Floor in lbs/MMBtu | FALSE | L | Annual | Allowances Banked | Lb | 0 | 0 | 0 | 0 | 0 | 0 | 0
NY New Units MER Rate Limit v3.1 | 758 | 7350 | MACT Fuel Choice Floor in lbs/MMBtu | FALSE | L | Annual | Allowances Withdrawn (1:1) | Lb | 0 | 0 | 0 | 0 | 0 | 0 | 0
NY New Units MER Rate Limit v3.1 | 758 | 7350 | MACT Fuel Choice Floor in lbs/MMBtu | FALSE | L | Annual | Allowances Withdrawn (1:n) | Lb | 0 | 0 | 0 | 0 | 0 | 0 | 0
NY New Units MER Rate Limit v3.1 | 758 | 7350 | MACT Fuel Choice Floor in lbs/MMBtu | FALSE | L | Annual | Total | Lb | 0 | 0 | 0 | 0 | 0 | 0 | 0
NY New Units MER Rate Limit v3.1 | 758 | 7350 | MACT Fuel Choice Floor in lbs/MMBtu | FALSE | L | Annual | Fuel Consumed | TBtu | 0 | 0 | 0 | 0 | 0 | 0 | 0
NY New Units MER Rate Limit v3.1 | 758 | 7350 | MACT Fuel Choice Floor in lbs/MMBtu | FALSE | L | Annual | Rate | lbs/MMBtu | 0 | 0 | 0 | 0 | 0 | 0 | 0
NY New Units MER Rate Limit v3.1 | 758 | 7350 | MACT Fuel Choice Floor in lbs/MMBtu | FALSE | L | Annual | Generation | TWh | 0 | 0 | 0 | 0 | 0 | 0 | 0
NY New Units MER Rate Limit v3.1 | 758 | 7350 | MACT Fuel Choice Floor in lbs/MMBtu | FALSE | L | Annual | Qualifying Generation | TWh | 0 | 0 | 0 | 0 | 0 | 0 | 0
NY New Units MER Rate Limit v3.1 | 758 | 7350 | MACT Fuel Choice Floor in lbs/MMBtu | FALSE | L | Annual | Constraint Shadow Price | US2022$/Lb | 0 | 0 | 0 | 0 | 0 | 0 | 0
NY New Units MER Rate Limit v3.1 | 759 | 7350 | MACT Fuel Choice Floor in lbs/MMBtu | FALSE | L | Annual | Seasons Included | Seasons | Winter, Spring, Summer, Fall | Winter, Spring, Summer, Fall | Winter, Spring, Summer, Fall | Winter, Spring, Summer, Fall | Winter, Spring, Summer, Fall | Winter, Spring, Summer, Fall | Winter, Spring, Summer, Fall
NY New Units MER Rate Limit v3.1 | 759 | 7350 | MACT Fuel Choice Floor in lbs/MMBtu | FALSE | L | Annual | Emission Floor MER | lbs/MMBtu | 6e-07 | 6e-07 | 6e-07 | 6e-07 | 6e-07 | 6e-07 | 6e-07
NY New Units MER Rate Limit v3.1 | 759 | 7350 | MACT Fuel Choice Floor in lbs/MMBtu | FALSE | L | Annual | Emissions at Affected Plants MER | Lb | 0 | 0 | 0 | 0 | 0 | 0 | 0
NY New Units MER Rate Limit v3.1 | 759 | 7350 | MACT Fuel Choice Floor in lbs/MMBtu | FALSE | L | Annual | Allowances Purchased MER | Lb | 0 | 0 | 0 | 0 | 0 | 0 | 0
NY New Units MER Rate Limit v3.1 | 759 | 7350 | MACT Fuel Choice Floor in lbs/MMBtu | FALSE | L | Annual | Allowances Sold MER | Lb | 0 | 0 | 0 | 0 | 0 | 0 | 0
NY New Units MER Rate Limit v3.1 | 759 | 7350 | MACT Fuel Choice Floor in lbs/MMBtu | FALSE | L | Annual | Allowances Banked | Lb | 0 | 0 | 0 | 0 | 0 | 0 | 0
NY New Units MER Rate Limit v3.1 | 759 | 7350 | MACT Fuel Choice Floor in lbs/MMBtu | FALSE | L | Annual | Allowances Withdrawn (1:1) | Lb | 0 | 0 | 0 | 0 | 0 | 0 | 0
NY New Units MER Rate Limit v3.1 | 759 | 7350 | MACT Fuel Choice Floor in lbs/MMBtu | FALSE | L | Annual | Allowances Withdrawn (1:n) | Lb | 0 | 0 | 0 | 0 | 0 | 0 | 0
NY New Units MER Rate Limit v3.1 | 759 | 7350 | MACT Fuel Choice Floor in lbs/MMBtu | FALSE | L | Annual | Total | Lb | 0 | 0 | 0 | 0 | 0 | 0 | 0
NY New Units MER Rate Limit v3.1 | 759 | 7350 | MACT Fuel Choice Floor in lbs/MMBtu | FALSE | L | Annual | Fuel Consumed | TBtu | 0 | 0 | 0 | 0 | 0 | 0 | 0
NY New Units MER Rate Limit v3.1 | 759 | 7350 | MACT Fuel Choice Floor in lbs/MMBtu | FALSE | L | Annual | Rate | lbs/MMBtu | 0 | 0 | 0 | 0 | 0 | 0 | 0
NY New Units MER Rate Limit v3.1 | 759 | 7350 | MACT Fuel Choice Floor in lbs/MMBtu | FALSE | L | Annual | Generation | TWh | 0 | 0 | 0 | 0 | 0 | 0 | 0
NY New Units MER Rate Limit v3.1 | 759 | 7350 | MACT Fuel Choice Floor in lbs/MMBtu | FALSE | L | Annual | Qualifying Generation | TWh | 0 | 0 | 0 | 0 | 0 | 0 | 0
NY New Units MER Rate Limit v3.1 | 759 | 7350 | MACT Fuel Choice Floor in lbs/MMBtu | FALSE | L | Annual | Constraint Shadow Price | US2022$/Lb | 0 | 0 | 0 | 0 | 0 | 0 | 0
NY- NOx Annual Budget- v6.20 | 760 | 7559 | Rate Constraint in MTons | FALSE | L | Annual | Seasons Included | Seasons | Winter, Spring, Summer, Fall | Winter, Spring, Summer, Fall | Winter, Spring, Summer, Fall | Winter, Spring, Summer, Fall | Winter, Spring, Summer, Fall | Winter, Spring, Summer, Fall | Winter, Spring, Summer, Fall
NY- NOx Annual Budget- v6.20 | 760 | 7559 | Rate Constraint in MTons | FALSE | L | Annual | Standard NOX | Thousand Tons | 16.081 | 16.081 | 16.081 | 16.081 | 16.081 | 16.081 | 16.081
NY- NOx Annual Budget- v6.20 | 760 | 7559 | Rate Constraint in MTons | FALSE | L | Annual | Emissions at Affected Plants NOX | Thousand Tons | 2.9907 | 2.6733 | 2.403 | 0.7237 | 0.71801 | 0.765 | 0.82379
NY- NOx Annual Budget- v6.20 | 760 | 7559 | Rate Constraint in MTons | FALSE | L | Annual | Allowances Purchased NOX | Thousand Tons | 0 | 0 | 0 | 0 | 0 | 0 | 0
NY- NOx Annual Budget- v6.20 | 760 | 7559 | Rate Constraint in MTons | FALSE | L | Annual | Allowances Sold NOX | Thousand Tons | 0 | 0 | 0 | 0 | 0 | 0 | 0
NY- NOx Annual Budget- v6.20 | 760 | 7559 | Rate Constraint in MTons | FALSE | L | Annual | Allowances Banked | Thousand Tons | 0 | 0 | 0 | 0 | 5.9978 | 15.316 | 0
NY- NOx Annual Budget- v6.20 | 760 | 7559 | Rate Constraint in MTons | FALSE | L | Annual | Allowances Withdrawn (1:1) | Thousand Tons | 0 | 0 | 0 | 0 | 0 | 0 | -16.081
NY- NOx Annual Budget- v6.20 | 760 | 7559 | Rate Constraint in MTons | FALSE | L | Annual | Allowances Withdrawn (1:n) | Thousand Tons | 0 | 0 | 0 | 0 | 0 | 0 | 0
NY- NOx Annual Budget- v6.20 | 760 | 7559 | Rate Constraint in MTons | FALSE | L | Annual | Total | Thousand Tons | 2.9907 | 2.6733 | 2.403 | 0.7237 | 6.7158 | 16.081 | -15.2572
NY- NOx Annual Budget- v6.20 | 760 | 7559 | Rate Constraint in MTons | FALSE | L | Annual | Fuel Consumed | TBtu | 359.0184 | 359.5562 | 342.3766 | 103.99 | 109.9436 | 118.9075 | 128.5121
NY- NOx Annual Budget- v6.20 | 760 | 7559 | Rate Constraint in MTons | FALSE | L | Annual | Rate | lb/MMBtu | 0.01666 | 0.01487 | 0.014037 | 0.013919 | 0.013061 | 0.012867 | 0.01282
NY- NOx Annual Budget- v6.20 | 760 | 7559 | Rate Constraint in MTons | FALSE | L | Annual | Generation | TWh | 49.1093 | 49.7368 | 48.7276 | 16.6262 | 17.7658 | 18.9042 | 20.0594
NY- NOx Annual Budget- v6.20 | 760 | 7559 | Rate Constraint in MTons | FALSE | L | Annual | Qualifying Generation | TWh | 49.1093 | 49.7368 | 48.7276 | 15.7855 | 16.7395 | 17.7386 | 18.9087
NY- NOx Annual Budget- v6.20 | 760 | 7559 | Rate Constraint in MTons | FALSE | L | Annual | Rate | lb/MWh | 0.1218 | 0.1075 | 0.098631 | 0.091692 | 0.085786 | 0.086253 | 0.087134
NY- NOx Annual Budget- v6.20 | 760 | 7559 | Rate Constraint in MTons | FALSE | L | Annual | Constraint Shadow Price | US2022$/Ton | 0 | 0 | 0 | 0 | 0 | 0 | 0
NY- NOx Ozone Season Budget- v6.20 | 761 | 7558 | Rate Constraint in MTons | FALSE | L | Annual | Seasons Included | Seasons | Summer | Summer | Summer | Summer | Summer | Summer | Summer
NY- NOx Ozone Season Budget- v6.20 | 761 | 7558 | Rate Constraint in MTons | FALSE | L | Annual | Standard NOX | Thousand Tons | 5.135 | 5.135 | 5.135 | 5.135 | 5.135 | 5.135 | 5.135
NY- NOx Ozone Season Budget- v6.20 | 761 | 7558 | Rate Constraint in MTons | FALSE | L | Annual | Emissions at Affected Plants NOX | Thousand Tons | 1.7072 | 1.5916 | 1.4431 | 0.50192 | 0.49778 | 0.59802 | 0.66787
NY- NOx Ozone Season Budget- v6.20 | 761 | 7558 | Rate Constraint in MTons | FALSE | L | Annual | Allowances Purchased NOX | Thousand Tons | 0 | 0 | 0 | 0 | 0 | 0 | 0
NY- NOx Ozone Season Budget- v6.20 | 761 | 7558 | Rate Constraint in MTons | FALSE | L | Annual | Allowances Sold NOX | Thousand Tons | 0 | 0 | 0 | 0 | 0 | 0 | 0
NY- NOx Ozone Season Budget- v6.20 | 761 | 7558 | Rate Constraint in MTons | FALSE | L | Annual | Allowances Banked | Thousand Tons | 0 | 0 | 3.4233 | 0 | 0 | 0 | 0
NY- NOx Ozone Season Budget- v6.20 | 761 | 7558 | Rate Constraint in MTons | FALSE | L | Annual | Allowances Withdrawn (1:1) | Thousand Tons | 0 | 0 | 0 | -5.135 | 0 | 0 | 0
NY- NOx Ozone Season Budget- v6.20 | 761 | 7558 | Rate Constraint in MTons | FALSE | L | Annual | Allowances Withdrawn (1:n) | Thousand Tons | 0 | 0 | 0 | 0 | 0 | 0 | 0
NY- NOx Ozone Season Budget- v6.20 | 761 | 7558 | Rate Constraint in MTons | FALSE | L | Annual | Total | Thousand Tons | 1.7072 | 1.5916 | 4.8665 | -4.6331 | 0.49778 | 0.59802 | 0.66787
NY- NOx Ozone Season Budget- v6.20 | 761 | 7558 | Rate Constraint in MTons | FALSE | L | Annual | Fuel Consumed | TBtu | 194.634 | 195.3881 | 190.032 | 68.1057 | 72.0555 | 87.8079 | 99.4409
NY- NOx Ozone Season Budget- v6.20 | 761 | 7558 | Rate Constraint in MTons | FALSE | L | Annual | Rate | lb/MMBtu | 0.017543 | 0.016291 | 0.015188 | 0.014739 | 0.013817 | 0.013621 | 0.013433
NY- NOx Ozone Season Budget- v6.20 | 761 | 7558 | Rate Constraint in MTons | FALSE | L | Annual | Generation | TWh | 26.1189 | 26.5615 | 26.535 | 10.6837 | 11.5673 | 13.8186 | 15.2868
NY- NOx Ozone Season Budget- v6.20 | 761 | 7558 | Rate Constraint in MTons | FALSE | L | Annual | Qualifying Generation | TWh | 26.1189 | 26.5615 | 26.535 | 10.1431 | 10.7888 | 12.8794 | 14.3539
NY- NOx Ozone Season Budget- v6.20 | 761 | 7558 | Rate Constraint in MTons | FALSE | L | Annual | Rate | lb/MWh | 0.13072 | 0.11984 | 0.10877 | 0.098967 | 0.092277 | 0.092865 | 0.093058
NY- NOx Ozone Season Budget- v6.20 | 761 | 7558 | Rate Constraint in MTons | FALSE | L | Annual | Constraint Shadow Price | US2022$/Ton | 0 | 0 | 0 | 0 | 0 | 0 | 0
NY- NOx Ozone Season Limit- CT Gas Units- v6.20 | 762 | 7639 | Rate Constraint in lbs/MMBtu | FALSE | L | Annual | Seasons Included | Seasons | Summer | Summer | Summer | Summer | Summer | Summer | Summer
NY- NOx Ozone Season Limit- CT Gas Units- v6.20 | 762 | 7639 | Rate Constraint in lbs/MMBtu | FALSE | L | Annual | Standard NOX | lb/MMBtu | 0.09191 | 0.09191 | 0.09191 | 0.09191 | 0.09191 | 0.09191 | 0.09191
NY- NOx Ozone Season Limit- CT Gas Units- v6.20 | 762 | 7639 | Rate Constraint in lbs/MMBtu | FALSE | L | Annual | Emissions at Affected Plants NOX | Thousand Tons | 0.087518 | 0.056467 | 0.037915 | 0.046845 | 0.036004 | 0.062153 | 0.058445
NY- NOx Ozone Season Limit- CT Gas Units- v6.20 | 762 | 7639 | Rate Constraint in lbs/MMBtu | FALSE | L | Annual | Allowances Purchased NOX | Thousand Tons | 0 | 0 | 0 | 0 | 0 | 0 | 0
NY- NOx Ozone Season Limit- CT Gas Units- v6.20 | 762 | 7639 | Rate Constraint in lbs/MMBtu | FALSE | L | Annual | Allowances Sold NOX | Thousand Tons | 0 | 0 | 0 | 0 | 0 | 0 | 0
NY- NOx Ozone Season Limit- CT Gas Units- v6.20 | 762 | 7639 | Rate Constraint in lbs/MMBtu | FALSE | L | Annual | Allowances Banked | Thousand Tons | 0 | 0 | 0 | 0 | 0 | 0 | 0
NY- NOx Ozone Season Limit- CT Gas Units- v6.20 | 762 | 7639 | Rate Constraint in lbs/MMBtu | FALSE | L | Annual | Allowances Withdrawn (1:1) | Thousand Tons | 0 | 0 | 0 | 0 | 0 | 0 | 0
NY- NOx Ozone Season Limit- CT Gas Units- v6.20 | 762 | 7639 | Rate Constraint in lbs/MMBtu | FALSE | L | Annual | Allowances Withdrawn (1:n) | Thousand Tons | 0 | 0 | 0 | 0 | 0 | 0 | 0
NY- NOx Ozone Season Limit- CT Gas Units- v6.20 | 762 | 7639 | Rate Constraint in lbs/MMBtu | FALSE | L | Annual | Total | Thousand Tons | 0.087518 | 0.056467 | 0.037915 | 0.046845 | 0.036004 | 0.062153 | 0.058445
NY- NOx Ozone Season Limit- CT Gas Units- v6.20 | 762 | 7639 | Rate Constraint in lbs/MMBtu | FALSE | L | Annual | Fuel Consumed | TBtu | 4.167 | 3.3703 | 2.2077 | 2.0187 | 2.3249 | 3.7844 | 3.1825
NY- NOx Ozone Season Limit- CT Gas Units- v6.20 | 762 | 7639 | Rate Constraint in lbs/MMBtu | FALSE | L | Annual | Rate | lb/MMBtu | 0.042005 | 0.033509 | 0.034348 | 0.046411 | 0.030973 | 0.032847 | 0.036729
NY- NOx Ozone Season Limit- CT Gas Units- v6.20 | 762 | 7639 | Rate Constraint in lbs/MMBtu | FALSE | L | Annual | Generation | TWh | 0.34206 | 0.28512 | 0.1859 | 0.17795 | 0.20064 | 0.34505 | 0.2891
NY- NOx Ozone Season Limit- CT Gas Units- v6.20 | 762 | 7639 | Rate Constraint in lbs/MMBtu | FALSE | L | Annual | Qualifying Generation | TWh | 0.34206 | 0.28512 | 0.1859 | 0.17795 | 0.20064 | 0.34505 | 0.2891
NY- NOx Ozone Season Limit- CT Gas Units- v6.20 | 762 | 7639 | Rate Constraint in lbs/MMBtu | FALSE | L | Annual | Rate | lb/MWh | 0.51171 | 0.39609 | 0.4079 | 0.52649 | 0.3589 | 0.36026 | 0.40433
NY- NOx Ozone Season Limit- CT Gas Units- v6.20 | 762 | 7639 | Rate Constraint in lbs/MMBtu | FALSE | L | Annual | Constraint Shadow Price | US2022$/Ton | 0 | 0 | 0 | 0 | 0 | 0 | 0
NY- NOx Ozone Season Limit- CT Oil Units- v6.20 | 763 | 7640 | Rate Constraint in lbs/MMBtu | FALSE | L | Annual | Seasons Included | Seasons | Summer | Summer | Summer | Summer | Summer | Summer | Summer
NY- NOx Ozone Season Limit- CT Oil Units- v6.20 | 763 | 7640 | Rate Constraint in lbs/MMBtu | FALSE | L | Annual | Standard NOX | lb/MMBtu | 0.16279 | 0.16279 | 0.16279 | 0.16279 | 0.16279 | 0.16279 | 0.16279
NY- NOx Ozone Season Limit- CT Oil Units- v6.20 | 763 | 7640 | Rate Constraint in lbs/MMBtu | FALSE | L | Annual | Emissions at Affected Plants NOX | Thousand Tons | 0.0016428 | 0.0037476 | 0.0059001 | 0.018427 | 0.013097 | 0.0017209 | 0.0015914
NY- NOx Ozone Season Limit- CT Oil Units- v6.20 | 763 | 7640 | Rate Constraint in lbs/MMBtu | FALSE | L | Annual | Allowances Purchased NOX | Thousand Tons | 0 | 0 | 0 | 0 | 0 | 0 | 0
NY- NOx Ozone Season Limit- CT Oil Units- v6.20 | 763 | 7640 | Rate Constraint in lbs/MMBtu | FALSE | L | Annual | Allowances Sold NOX | Thousand Tons | 0 | 0 | 0 | 0 | 0 | 0 | 0
NY- NOx Ozone Season Limit- CT Oil Units- v6.20 | 763 | 7640 | Rate Constraint in lbs/MMBtu | FALSE | L | Annual | Allowances Banked | Thousand Tons | 0 | 0 | 0 | 0 | 0 | 0 | 0
NY- NOx Ozone Season Limit- CT Oil Units- v6.20 | 763 | 7640 | Rate Constraint in lbs/MMBtu | FALSE | L | Annual | Allowances Withdrawn (1:1) | Thousand Tons | 0 | 0 | 0 | 0 | 0 | 0 | 0
NY- NOx Ozone Season Limit- CT Oil Units- v6.20 | 763 | 7640 | Rate Constraint in lbs/MMBtu | FALSE | L | Annual | Allowances Withdrawn (1:n) | Thousand Tons | 0 | 0 | 0 | 0 | 0 | 0 | 0
NY- NOx Ozone Season Limit- CT Oil Units- v6.20 | 763 | 7640 | Rate Constraint in lbs/MMBtu | FALSE | L | Annual | Total | Thousand Tons | 0.0016428 | 0.0037476 | 0.0059001 | 0.018427 | 0.013097 | 0.0017209 | 0.0015914
NY- NOx Ozone Season Limit- CT Oil Units- v6.20 | 763 | 7640 | Rate Constraint in lbs/MMBtu | FALSE | L | Annual | Fuel Consumed | TBtu | 0.02584 | 0.051729 | 0.080567 | 0.26234 | 0.18778 | 0.0268 | 0.025209
NY- NOx Ozone Season Limit- CT Oil Units- v6.20 | 763 | 7640 | Rate Constraint in lbs/MMBtu | FALSE | L | Annual | Rate | lb/MMBtu | 0.12715 | 0.14489 | 0.14646 | 0.14048 | 0.13949 | 0.12843 | 0.12626
NY- NOx Ozone Season Limit- CT Oil Units- v6.20 | 763 | 7640 | Rate Constraint in lbs/MMBtu | FALSE | L | Annual | Generation | TWh | 0.0017727 | 0.0036472 | 0.0053795 | 0.018126 | 0.013352 | 0.0018281 | 0.0017004
NY- NOx Ozone Season Limit- CT Oil Units- v6.20 | 763 | 7640 | Rate Constraint in lbs/MMBtu | FALSE | L | Annual | Qualifying Generation | TWh | 0.0017727 | 0.0036472 | 0.0053795 | 0.018126 | 0.013352 | 0.0018281 | 0.0017004
NY- NOx Ozone Season Limit- CT Oil Units- v6.20 | 763 | 7640 | Rate Constraint in lbs/MMBtu | FALSE | L | Annual | Rate | lb/MWh | 1.8535 | 2.0551 | 2.1936 | 2.0332 | 1.9618 | 1.8827 | 1.8718
NY- NOx Ozone Season Limit- CT Oil Units- v6.20 | 763 | 7640 | Rate Constraint in lbs/MMBtu | FALSE | L | Annual | Constraint Shadow Price | US2022$/Ton | 0 | 0 | 0 | 0 | 0 | 0 | 0
NY- SO2 Annual Budget- v6.20 | 764 | 7560 | Rate Constraint in MTons | FALSE | L | Annual | Seasons Included | Seasons | Winter, Spring, Summer, Fall | Winter, Spring, Summer, Fall | Winter, Spring, Summer, Fall | Winter, Spring, Summer, Fall | Winter, Spring, Summer, Fall | Winter, Spring, Summer, Fall | Winter, Spring, Summer, Fall
NY- SO2 Annual Budget- v6.20 | 764 | 7560 | Rate Constraint in MTons | FALSE | L | Annual | Standard SO2 | Thousand Tons | 27.556 | 27.556 | 27.556 | 27.556 | 27.556 | 27.556 | 27.556
NY- SO2 Annual Budget- v6.20 | 764 | 7560 | Rate Constraint in MTons | FALSE | L | Annual | Emissions at Affected Plants SO2 | Thousand Tons | 0 | 0 | 0 | 0 | 0 | 0 | 0
NY- SO2 Annual Budget- v6.20 | 764 | 7560 | Rate Constraint in MTons | FALSE | L | Annual | Allowances Purchased SO2 | Thousand Tons | 0 | 0 | 0 | 0 | 0 | 0 | 0
NY- SO2 Annual Budget- v6.20 | 764 | 7560 | Rate Constraint in MTons | FALSE | L | Annual | Allowances Sold SO2 | Thousand Tons | 0 | 0 | 0 | 0 | 0 | 0 | 0
NY- SO2 Annual Budget- v6.20 | 764 | 7560 | Rate Constraint in MTons | FALSE | L | Annual | Allowances Banked | Thousand Tons | 0 | 0 | 0 | 0 | 0 | 0 | 0
NY- SO2 Annual Budget- v6.20 | 764 | 7560 | Rate Constraint in MTons | FALSE | L | Annual | Allowances Withdrawn (1:1) | Thousand Tons | 0 | 0 | 0 | 0 | 0 | 0 | 0
NY- SO2 Annual Budget- v6.20 | 764 | 7560 | Rate Constraint in MTons | FALSE | L | Annual | Allowances Withdrawn (1:n) | Thousand Tons | 0 | 0 | 0 | 0 | 0 | 0 | 0
NY- SO2 Annual Budget- v6.20 | 764 | 7560 | Rate Constraint in MTons | FALSE | L | Annual | Total | Thousand Tons | 0 | 0 | 0 | 0 | 0 | 0 | 0
NY- SO2 Annual Budget- v6.20 | 764 | 7560 | Rate Constraint in MTons | FALSE | L | Annual | Fuel Consumed | TBtu | 359.0184 | 359.5562 | 342.3766 | 103.99 | 109.9436 | 118.9075 | 128.5121
NY- SO2 Annual Budget- v6.20 | 764 | 7560 | Rate Constraint in MTons | FALSE | L | Annual | Rate | lb/MMBtu | 0 | 0 | 0 | 0 | 0 | 0 | 0
NY- SO2 Annual Budget- v6.20 | 764 | 7560 | Rate Constraint in MTons | FALSE | L | Annual | Generation | TWh | 49.1093 | 49.7368 | 48.7276 | 16.6262 | 17.7658 | 18.9042 | 20.0594
NY- SO2 Annual Budget- v6.20 | 764 | 7560 | Rate Constraint in MTons | FALSE | L | Annual | Qualifying Generation | TWh | 49.1093 | 49.7368 | 48.7276 | 15.7855 | 16.7395 | 17.7386 | 18.9087
NY- SO2 Annual Budget- v6.20 | 764 | 7560 | Rate Constraint in MTons | FALSE | L | Annual | Rate | lb/MWh | 0 | 0 | 0 | 0 | 0 | 0 | 0
NY- SO2 Annual Budget- v6.20 | 764 | 7560 | Rate Constraint in MTons | FALSE | L | Annual | Constraint Shadow Price | US2022$/Ton | 0 | 0 | 0 | 0 | 0 | 0 | 0
OR - CO2 Cap Annual v6.21 | 765 | 7736 | Rate Constraint in MTons | FALSE | L | Annual | Seasons Included | Seasons | Winter, Spring, Summer, Fall | Winter, Spring, Summer, Fall | Winter, Spring, Summer, Fall | Winter, Spring, Summer, Fall | Winter, Spring, Summer, Fall | Winter, Spring, Summer, Fall | Winter, Spring, Summer, Fall
OR - CO2 Cap Annual v6.21 | 765 | 7736 | Rate Constraint in MTons | FALSE | L | Annual | Standard CO2 | Thousand Tons | NA | 1847.1125 | 923.5562 | 0 | 0 | 0 | 0
OR - CO2 Cap Annual v6.21 | 765 | 7736 | Rate Constraint in MTons | FALSE | L | Annual | Emissions at Affected Plants CO2 | Thousand Tons | 0 | 1847.1125 | 923.5562 | 0 | 0 | 0 | 0
OR - CO2 Cap Annual v6.21 | 765 | 7736 | Rate Constraint in MTons | FALSE | L | Annual | Allowances Purchased CO2 | Thousand Tons | 0 | 0 | 0 | 0 | 0 | 0 | 0
OR - CO2 Cap Annual v6.21 | 765 | 7736 | Rate Constraint in MTons | FALSE | L | Annual | Allowances Sold CO2 | Thousand Tons | 0 | 0 | 0 | 0 | 0 | 0 | 0
OR - CO2 Cap Annual v6.21 | 765 | 7736 | Rate Constraint in MTons | FALSE | L | Annual | Allowances Banked | Thousand Tons | 0 | 0 | 0 | 0 | 0 | 0 | 0
OR - CO2 Cap Annual v6.21 | 765 | 7736 | Rate Constraint in MTons | FALSE | L | Annual | Allowances Withdrawn (1:1) | Thousand Tons | 0 | 0 | 0 | 0 | 0 | 0 | 0
OR - CO2 Cap Annual v6.21 | 765 | 7736 | Rate Constraint in MTons | FALSE | L | Annual | Allowances Withdrawn (1:n) | Thousand Tons | 0 | 0 | 0 | 0 | 0 | 0 | 0
OR - CO2 Cap Annual v6.21 | 765 | 7736 | Rate Constraint in MTons | FALSE | L | Annual | Total | Thousand Tons | 0 | 1847.1125 | 923.5562 | 0 | 0 | 0 | 0
OR - CO2 Cap Annual v6.21 | 765 | 7736 | Rate Constraint in MTons | FALSE | L | Annual | Fuel Consumed | TBtu | 0 | 32.8841 | 46.5747 | 30.9286 | 30.9286 | 30.9286 | 30.9466
OR - CO2 Cap Annual v6.21 | 765 | 7736 | Rate Constraint in MTons | FALSE | L | Annual | Rate | lb/MMBtu | 0 | 112.3409 | 39.6591 | 0 | 0 | 0 | 0
OR - CO2 Cap Annual v6.21 | 765 | 7736 | Rate Constraint in MTons | FALSE | L | Annual | Generation | TWh | 0 | 4.5715 | 4.1112 | 1.1356 | 1.1356 | 1.1356 | 1.1382
OR - CO2 Cap Annual v6.21 | 765 | 7736 | Rate Constraint in MTons | FALSE | L | Annual | Qualifying Generation | TWh | 0 | 4.5414 | 3.1908 | 1.1356 | 1.1356 | 1.1356 | 1.1382
OR - CO2 Cap Annual v6.21 | 765 | 7736 | Rate Constraint in MTons | FALSE | L | Annual | Rate | lb/MWh | 0 | 813.4578 | 578.8913 | 0 | 0 | 0 | 0
OR - CO2 Cap Annual v6.21 | 765 | 7736 | Rate Constraint in MTons | FALSE | L | Annual | Constraint Shadow Price | US2022$/Ton | 0 | 45.7528 | 52.096 | 5257.3098 | 2303.569 | 2346.5071 | 4372.1292
OR Utility Hg Rule - MER Removal New Units v3.1 | 766 | 7563 | MACT Fuel Choice Floor in lbs/MMBtu | FALSE | L | Annual | Seasons Included | Seasons | Winter, Spring, Summer, Fall | Winter, Spring, Summer, Fall | Winter, Spring, Summer, Fall | Winter, Spring, Summer, Fall | Winter, Spring, Summer, Fall | Winter, Spring, Summer, Fall | Winter, Spring, Summer, Fall
OR Utility Hg Rule - MER Removal New Units v3.1 | 766 | 7563 | MACT Fuel Choice Floor in lbs/MMBtu | FALSE | L | Annual | Emission Floor MER | lbs/MMBtu | 6e-07 | 6e-07 | 6e-07 | 6e-07 | 6e-07 | 6e-07 | 6e-07
OR Utility Hg Rule - MER Removal New Units v3.1 | 766 | 7563 | MACT Fuel Choice Floor in lbs/MMBtu | FALSE | L | Annual | Emissions at Affected Plants MER | Lb | 0 | 0 | 0 | 0 | 0 | 0 | 0
OR Utility Hg Rule - MER Removal New Units v3.1 | 766 | 7563 | MACT Fuel Choice Floor in lbs/MMBtu | FALSE | L | Annual | Allowances Purchased MER | Lb | 0 | 0 | 0 | 0 | 0 | 0 | 0
OR Utility Hg Rule - MER Removal New Units v3.1 | 766 | 7563 | MACT Fuel Choice Floor in lbs/MMBtu | FALSE | L | Annual | Allowances Sold MER | Lb | 0 | 0 | 0 | 0 | 0 | 0 | 0
OR Utility Hg Rule - MER Removal New Units v3.1 | 766 | 7563 | MACT Fuel Choice Floor in lbs/MMBtu | FALSE | L | Annual | Allowances Banked | Lb | 0 | 0 | 0 | 0 | 0 | 0 | 0
OR Utility Hg Rule - MER Removal New Units v3.1 | 766 | 7563 | MACT Fuel Choice Floor in lbs/MMBtu | FALSE | L | Annual | Allowances Withdrawn (1:1) | Lb | 0 | 0 | 0 | 0 | 0 | 0 | 0
OR Utility Hg Rule - MER Removal New Units v3.1 | 766 | 7563 | MACT Fuel Choice Floor in lbs/MMBtu | FALSE | L | Annual | Allowances Withdrawn (1:n) | Lb | 0 | 0 | 0 | 0 | 0 | 0 | 0
OR Utility Hg Rule - MER Removal New Units v3.1 | 766 | 7563 | MACT Fuel Choice Floor in lbs/MMBtu | FALSE | L | Annual | Total | Lb | 0 | 0 | 0 | 0 | 0 | 0 | 0
OR Utility Hg Rule - MER Removal New Units v3.1 | 766 | 7563 | MACT Fuel Choice Floor in lbs/MMBtu | FALSE | L | Annual | Fuel Consumed | TBtu | 0 | 0 | 0 | 0 | 0 | 0 | 0
OR Utility Hg Rule - MER Removal New Units v3.1 | 766 | 7563 | MACT Fuel Choice Floor in lbs/MMBtu | FALSE | L | Annual | Rate | lbs/MMBtu | 0 | 0 | 0 | 0 | 0 | 0 | 0
OR Utility Hg Rule - MER Removal New Units v3.1 | 766 | 7563 | MACT Fuel Choice Floor in lbs/MMBtu | FALSE | L | Annual | Generation | TWh | 0 | 0 | 0 | 0 | 0 | 0 | 0
OR Utility Hg Rule - MER Removal New Units v3.1 | 766 | 7563 | MACT Fuel Choice Floor in lbs/MMBtu | FALSE | L | Annual | Qualifying Generation | TWh | 0 | 0 | 0 | 0 | 0 | 0 | 0
OR Utility Hg Rule - MER Removal New Units v3.1 | 766 | 7563 | MACT Fuel Choice Floor in lbs/MMBtu | FALSE | L | Annual | Constraint Shadow Price | US2022$/Lb | 0 | 0 | 0 | 0 | 0 | 0 | 0
Ozone Season NOX Cap RCU - IL | 767 | 7687 | Rate Constraint in MTons | FALSE | L | Annual | Seasons Included | Seasons | Summer | Summer | Summer | Summer | Summer | Summer | Summer
Ozone Season NOX Cap RCU - IL | 767 | 7687 | Rate Constraint in MTons | FALSE | L | Annual | Standard NOX | Thousand Tons | 9.751 | 9.751 | 9.751 | 9.751 | 9.751 | 9.751 | 9.751
Ozone Season NOX Cap RCU - IL | 767 | 7687 | Rate Constraint in MTons | FALSE | L | Annual | Emissions at Affected Plants NOX | Thousand Tons | 3.5318 | 2.5957 | 2.3687 | 2.0613 | 0.015873 | 0.013848 | 0.0115
Ozone Season NOX Cap RCU - IL | 767 | 7687 | Rate Constraint in MTons | FALSE | L | Annual | Allowances Purchased NOX | Thousand Tons | 0 | 0 | 0 | 0 | 0 | 0 | 0
Ozone Season NOX Cap RCU - IL | 767 | 7687 | Rate Constraint in MTons | FALSE | L | Annual | Allowances Sold NOX | Thousand Tons | 0 | 0 | 0 | 0 | 0 | 0 | 0
Ozone Season NOX Cap RCU - IL | 767 | 7687 | Rate Constraint in MTons | FALSE | L | Annual | Allowances Banked | Thousand Tons | 0 | 0 | 0 | 0 | 0 | 0 | 0
Ozone Season NOX Cap RCU - IL | 767 | 7687 | Rate Constraint in MTons | FALSE | L | Annual | Allowances Withdrawn (1:1) | Thousand Tons | 0 | 0 | 0 | 0 | 0 | 0 | 0
Ozone Season NOX Cap RCU - IL | 767 | 7687 | Rate Constraint in MTons | FALSE | L | Annual | Allowances Withdrawn (1:n) | Thousand Tons | 0 | 0 | 0 | 0 | 0 | 0 | 0
Ozone Season NOX Cap RCU - IL | 767 | 7687 | Rate Constraint in MTons | FALSE | L | Annual | Total | Thousand Tons | 3.5318 | 2.5957 | 2.3687 | 2.0613 | 0.015873 | 0.013848 | 0.0115
Ozone Season NOX Cap RCU - IL | 767 | 7687 | Rate Constraint in MTons | FALSE | L | Annual | Fuel Consumed | TBtu | 194.3111 | 168.6274 | 144.8659 | 115.8734 | 2.5989 | 2.3994 | 1.9725
Ozone Season NOX Cap RCU - IL | 767 | 7687 | Rate Constraint in MTons | FALSE | L | Annual | Rate | lb/MMBtu | 0.036352 | 0.030786 | 0.032703 | 0.035579 | 0.012215 | 0.011543 | 0.011661
Ozone Season NOX Cap RCU - IL | 767 | 7687 | Rate Constraint in MTons | FALSE | L | Annual | Generation | TWh | 24.6085 | 23.0762 | 25.2603 | 18.8712 | 4.6461 | 3.6234 | 2.4982
Ozone Season NOX Cap RCU - IL | 767 | 7687 | Rate Constraint in MTons | FALSE | L | Annual | Qualifying Generation | TWh | 24.5176 | 21.9585 | 17.8279 | 13.8595 | 0.377 | 0.33135 | 0.25783
Ozone Season NOX Cap RCU - IL | 767 | 7687 | Rate Constraint in MTons | FALSE | L | Annual | Rate | lb/MWh | 0.2881 | 0.23641 | 0.26573 | 0.29746 | 0.084207 | 0.083588 | 0.089207
Ozone Season NOX Cap RCU - IL | 767 | 7687 | Rate Constraint in MTons | FALSE | L | Annual | Constraint Shadow Price | US2022$/Ton | 0 | 0 | 0 | 0 | 0 | 0 | 0
Ozone Season NOX Cap RCU - IN | 768 | 7688 | Rate Constraint in MTons | FALSE | L | Annual | Seasons Included | Seasons | Summer | Summer | Summer | Summer | Summer | Summer | Summer
Ozone Season NOX Cap RCU - IN | 768 | 7688 | Rate Constraint in MTons | FALSE | L | Annual | Standard NOX | Thousand Tons | 11.573 | 11.573 | 11.573 | 11.573 | 11.573 | 11.573 | 11.573
Ozone Season NOX Cap RCU - IN | 768 | 7688 | Rate Constraint in MTons | FALSE | L | Annual | Emissions at Affected Plants NOX | Thousand Tons | 11.573 | 11.573 | 11.573 | 11.573 | 7.2797 | 2.8304 | 2.8255
Ozone Season NOX Cap RCU - IN | 768 | 7688 | Rate Constraint in MTons | FALSE | L | Annual | Allowances Purchased NOX | Thousand Tons | 0 | 0 | 0 | 0 | 0 | 0 | 0
Ozone Season NOX Cap RCU - IN | 768 | 7688 | Rate Constraint in MTons | FALSE | L | Annual | Allowances Sold NOX | Thousand Tons | 0 | 0 | 0 | 0 | 0 | 0 | 0
Ozone Season NOX Cap RCU - IN | 768 | 7688 | Rate Constraint in MTons | FALSE | L | Annual | Allowances Banked | Thousand Tons | 0 | 0 | 0 | 0 | 0 | 0 | 0
Ozone Season NOX Cap RCU - IN | 768 | 7688 | Rate Constraint in MTons | FALSE | L | Annual | Allowances Withdrawn (1:1) | Thousand Tons | 0 | 0 | 0 | 0 | 0 | 0 | 0
Ozone Season NOX Cap RCU - IN | 768 | 7688 | Rate Constraint in MTons | FALSE | L | Annual | Allowances Withdrawn (1:n) | Thousand Tons | 0 | 0 | 0 | 0 | 0 | 0 | 0
Ozone Season NOX Cap RCU - IN | 768 | 7688 | Rate Constraint in MTons | FALSE | L | Annual | Total | Thousand Tons | 11.573 | 11.573 | 11.573 | 11.573 | 7.2797 | 2.8304 | 2.8255
Ozone Season NOX Cap RCU - IN | 768 | 7688 | Rate Constraint in MTons | FALSE | L | Annual | Fuel Consumed | TBtu | 305.0143 | 328.2743 | 399.2741 | 364.2854 | 231.7459 | 164.6372 | 162.4962
Ozone Season NOX Cap RCU - IN | 768 | 7688 | Rate Constraint in MTons | FALSE | L | Annual | Rate | lb/MMBtu | 0.075885 | 0.070508 | 0.05797 | 0.063538 | 0.062825 | 0.034384 | 0.034776
Ozone Season NOX Cap RCU - IN | 768 | 7688 | Rate Constraint in MTons | FALSE | L | Annual | Generation | TWh | 34.4933 | 45.0772 | 85.37 | 91.3408 | 84.2237 | 82.7006 | 79.6278
Ozone Season NOX Cap RCU - IN | 768 | 7688 | Rate Constraint in MTons | FALSE | L | Annual | Qualifying Generation | TWh | 32.8575 | 37.1009 | 49.2298 | 44.479 | 30.0697 | 23.9082 | 23.1739
Ozone Season NOX Cap RCU - IN | 768 | 7688 | Rate Constraint in MTons | FALSE | L | Annual | Rate | lb/MWh | 0.70444 | 0.62387 | 0.47016 | 0.52038 | 0.48419 | 0.23677 | 0.24385
Ozone Season NOX Cap RCU - IN | 768 | 7688 | Rate Constraint in MTons | FALSE | L | Annual | Constraint Shadow Price | US2022$/Ton | 611.7394 | 3672.7385 | 1922.1563 | 374.0159 | 0 | 0 | 0
Ozone Season NOX Cap RCU - KY | 769 | 7689 | Rate Constraint in MTons | FALSE | L | Annual | Seasons Included | Seasons | Summer | Summer | Summer | Summer | Summer | Summer | Summer
Ozone Season NOX Cap RCU - KY | 769 | 7689 | Rate Constraint in MTons | FALSE | L | Annual | Standard NOX | Thousand Tons | 17.001 | 17.001 | 17.001 | 17.001 | 17.001 | 17.001 | 17.001
Ozone Season NOX Cap RCU - KY | 769 | 7689 | Rate Constraint in MTons | FALSE | L | Annual | Emissions at Affected Plants NOX | Thousand Tons | 11.1059 | 13.6906 | 10.5557 | 10.4273 | 6.3386 | 6.1953 | 5.8162
Ozone Season NOX Cap RCU - KY | 769 | 7689 | Rate Constraint in MTons | FALSE | L | Annual | Allowances Purchased NOX | Thousand Tons | 0 | 0 | 0 | 0 | 0 | 0 | 0
Ozone Season NOX Cap RCU - KY | 769 | 7689 | Rate Constraint in MTons | FALSE | L | Annual | Allowances Sold NOX | Thousand Tons | 0 | 0 | 0 | 0 | 0 | 0 | 0
Ozone Season NOX Cap RCU - KY | 769 | 7689 | Rate Constraint in MTons | FALSE | L | Annual | Allowances Banked | Thousand Tons | 0 | 0 | 0 | 0 | 0 | 0 | 0
Ozone Season NOX Cap RCU - KY | 769 | 7689 | Rate Constraint in MTons | FALSE | L | Annual | Allowances Withdrawn (1:1) | Thousand Tons | 0 | 0 | 0 | 0 | 0 | 0 | 0
Ozone Season NOX Cap RCU - KY | 769 | 7689 | Rate Constraint in MTons | FALSE | L | Annual | Allowances Withdrawn (1:n) | Thousand Tons | 0 | 0 | 0 | 0 | 0 | 0 | 0
Ozone Season NOX Cap RCU - KY | 769 | 7689 | Rate Constraint in MTons | FALSE | L | Annual | Total | Thousand Tons | 11.1059 | 13.6906 | 10.5557 | 10.4273 | 6.3386 | 6.1953 | 5.8162
Ozone Season NOX Cap RCU - KY | 769 | 7689 | Rate Constraint in MTons | FALSE | L | Annual | Fuel Consumed | TBtu | 243.647 | 296.813 | 330.843 | 342.7921 | 252.7931 | 233.0309 | 223.3822
Ozone Season NOX Cap RCU - KY | 769 | 7689 | Rate Constraint in MTons | FALSE | L | Annual | Rate | lb/MMBtu | 0.091164 | 0.09225 | 0.063811 | 0.060837 | 0.050149 | 0.053171 | 0.052074
Ozone Season NOX Cap RCU - KY | 769 | 7689 | Rate Constraint in MTons | FALSE | L | Annual | Generation | TWh | 29.3185 | 52.0239 | 106.3727 | 127.6256 | 127.4337 | 125.9133 | 121.915
Ozone Season NOX Cap RCU - KY | 769 | 7689 | Rate Constraint in MTons | FALSE | L | Annual | Qualifying Generation | TWh | 25.84 | 31.8035 | 37.5559 | 39.6446 | 35.8028 | 32.497 | 31.2119
Ozone Season NOX Cap RCU - KY | 769 | 7689 | Rate Constraint in MTons | FALSE | L | Annual | Rate | lb/MWh | 0.85959 | 0.86095 | 0.56213 | 0.52604 | 0.35409 | 0.38128 | 0.37269
Ozone Season NOX Cap RCU - KY | 769 | 7689 | Rate Constraint in MTons | FALSE | L | Annual | Constraint Shadow Price | US2022$/Ton | 0 | 0 | 0 | 0 | 0 | 0 | 0
Ozone Season NOX Cap RCU - LA | 770 | 7690 | Rate Constraint in MTons | FALSE | L | Annual | Seasons Included | Seasons | Summer | Summer | Summer | Summer | Summer | Summer | Summer
Ozone Season NOX Cap RCU - LA | 770 | 7690 | Rate Constraint in MTons | FALSE | L | Annual | Standard NOX | Thousand Tons | 17.929 | 17.929 | 17.929 | 17.929 | 17.929 | 17.929 | 17.929
Ozone Season NOX Cap RCU - LA | 770 | 7690 | Rate Constraint in MTons | FALSE | L | Annual | Emissions at Affected Plants NOX | Thousand Tons | 8.3067 | 9.8332 | 6.5503 | 5.8352 | 5.45 | 5.2421 | 5.3473
Ozone Season NOX Cap RCU - LA | 770 | 7690 | Rate Constraint in MTons | FALSE | L | Annual | Allowances Purchased NOX | Thousand Tons | 0 | 0 | 0 | 0 | 0 | 0 | 0
Ozone Season NOX Cap RCU - LA | 770 | 7690 | Rate Constraint in MTons | FALSE | L | Annual | Allowances Sold NOX | Thousand Tons | 0 | 0 | 0 | 0 | 0 | 0 | 0
Ozone Season NOX Cap RCU - LA | 770 | 7690 | Rate Constraint in MTons | FALSE | L | Annual | Allowances Banked | Thousand Tons | 0 | 0 | 0 | 0 | 0 | 0 | 0
Ozone Season NOX Cap RCU - LA | 770 | 7690 | Rate Constraint in MTons | FALSE | L | Annual | Allowances Withdrawn (1:1) | Thousand Tons | 0 | 0 | 0 | 0 | 0 | 0 | 0
Ozone Season NOX Cap RCU - LA | 770 | 7690 | Rate Constraint in MTons | FALSE | L | Annual | Allowances Withdrawn (1:n) | Thousand Tons | 0 | 0 | 0 | 0 | 0 | 0 | 0
Ozone Season NOX Cap RCU - LA | 770 | 7690 | Rate Constraint in MTons | FALSE | L | Annual | Total | Thousand Tons | 8.3067 | 9.8332 | 6.5503 | 5.8352 | 5.45 | 5.2421 | 5.3473
Ozone Season NOX Cap RCU - LA | 770 | 7690 | Rate Constraint in MTons | FALSE | L | Annual | Fuel Consumed | TBtu | 287.3447 | 307.4424 | 340.0255 | 313.4277 | 278.433 | 241.7879 | 265.9057
Ozone Season NOX Cap RCU - LA | 770 | 7690 | Rate Constraint in MTons | FALSE | L | Annual | Rate | lb/MMBtu | 0.057817 | 0.063968 | 0.038528 | 0.037235 | 0.039148 | 0.043361 | 0.04022
Ozone Season NOX Cap RCU - LA | 770 | 7690 | Rate Constraint in MTons | FALSE | L | Annual | Generation | TWh | 38.4464 | 39.4237 | 45.5437 | 42.7382 | 39.9761 | 35.5887 | 40.3942
Ozone Season NOX Cap RCU - LA | 770 | 7690 | Rate Constraint in MTons | FALSE | L | Annual | Qualifying Generation | TWh | 38.4464 | 39.4237 | 45.5437 | 42.7382 | 39.2156 | 34.809 | 38.8127
Ozone Season NOX Cap RCU - LA | 770 | 7690 | Rate Constraint in MTons | FALSE | L | Annual | Rate | lb/MWh | 0.43212 | 0.49885 | 0.28765 | 0.27307 | 0.27795 | 0.30119 | 0.27555
Ozone Season NOX Cap RCU - LA | 770 | 7690 | Rate Constraint in MTons | FALSE | L | Annual | Constraint Shadow Price | US2022$/Ton | 0 | 0 | 0 | 0 | 0 | 0 | 0
Ozone Season NOX Cap RCU - MD | 771 | 7691 | Rate Constraint in MTons | FALSE | L | Annual | Seasons Included | Seasons | Summer | Summer | Summer | Summer | Summer | Summer | Summer
Ozone Season NOX Cap RCU - MD | 771 | 7691 | Rate Constraint in MTons | FALSE | L | Annual | Standard NOX | Thousand Tons | 1.631 | 1.631 | 1.631 | 1.631 | 1.631 | 1.631 | 1.631
Ozone Season NOX Cap RCU - MD | 771 | 7691 | Rate Constraint in MTons | FALSE | L | Annual | Emissions at Affected Plants NOX | Thousand Tons | 0.50081 | 0.32813 | 0.25539 | 0.69156 | 0.66461 | 0.71394 | 0.9431
Ozone Season NOX Cap RCU - MD | 771 | 7691 | Rate Constraint in MTons | FALSE | L | Annual | Allowances Purchased NOX | Thousand Tons | 0 | 0 | 0 | 0 | 0 | 0 | 0
Ozone Season NOX Cap RCU - MD | 771 | 7691 | Rate Constraint in MTons | FALSE | L | Annual | Allowances Sold NOX | Thousand Tons | 0 | 0 | 0 | 0 | 0 | 0 | 0
Ozone Season NOX Cap RCU - MD | 771 | 7691 | Rate Constraint in MTons | FALSE | L | Annual | Allowances Banked | Thousand Tons | 0 | 0 | 0 | 0 | 0 | 0 | 0
Ozone Season NOX Cap RCU - MD | 771 | 7691 | Rate Constraint in MTons | FALSE | L | Annual | Allowances Withdrawn (1:1) | Thousand Tons | 0 | 0 | 0 | 0 | 0 | 0 | 0
Ozone Season NOX Cap RCU - MD | 771 | 7691 | Rate Constraint in MTons | FALSE | L | Annual | Allowances Withdrawn (1:n) | Thousand Tons | 0 | 0 | 0 | 0 | 0 | 0 | 0
Ozone Season NOX Cap RCU - MD | 771 | 7691 | Rate Constraint in MTons | FALSE | L | Annual | Total | Thousand Tons | 0.50081 | 0.32813 | 0.25539 | 0.69156 | 0.66461 | 0.71394 | 0.9431
Ozone Season NOX Cap RCU - MD | 771 | 7691 | Rate Constraint in MTons | FALSE | L | Annual | Fuel Consumed | TBtu | 100.7926 | 78.5739 | 58.9421 | 137.2103 | 132.3496 | 132.8494 | 171.9345
Ozone Season NOX Cap RCU - MD | 771 | 7691 | Rate Constraint in MTons | FALSE | L | Annual | Rate | lb/MMBtu | 0.0099375 | 0.0083522 | 0.0086657 | 0.01008 | 0.010043 | 0.010748 | 0.01097
Ozone Season NOX Cap RCU - MD | 771 | 7691 | Rate Constraint in MTons | FALSE | L | Annual | Generation | TWh | 12.9412 | 38.0819 | 91.334 | 124.7026 | 143.0796 | 165.8909 | 191.8052
Ozone Season NOX Cap RCU - MD | 771 | 7691 | Rate Constraint in MTons | FALSE | L | Annual | Qualifying Generation | TWh | 12.9115 | 10.7238 | 8.4988 | 20.8955 | 20.2682 | 20.6622 | 26.8887
Ozone Season NOX Cap RCU - MD | 771 | 7691 | Rate Constraint in MTons | FALSE | L | Annual | Rate | lb/MWh | 0.077576 | 0.061198 | 0.0601 | 0.066192 | 0.065582 | 0.069106 | 0.070148
Ozone Season NOX Cap RCU - MD | 771 | 7691 | Rate Constraint in MTons | FALSE | L | Annual | Constraint Shadow Price | US2022$/Ton | 0 | 0 | 0 | 0 | 0 | 0 | 0
Ozone Season NOX Cap RCU - MI | 772 | 7692 | Rate Constraint in MTons | FALSE | L | Annual | Seasons Included | Seasons | Summer | Summer | Summer | Summer | Summer | Summer | Summer
Ozone Season NOX Cap RCU - MI | 772 | 7692 | Rate Constraint in MTons | FALSE | L | Annual | Standard NOX | Thousand Tons | 11.841 | 11.841 | 11.841 | 11.841 | 11.841 | 11.841 | 11.841
Ozone Season NOX Cap RCU - MI | 772 | 7692 | Rate Constraint in MTons | FALSE | L | Annual | Emissions at Affected Plants NOX | Thousand Tons | 6.9943 | 5.2299 | 4.474 | 3.3218 | 2.7509 | 2.8785 | 2.865
Ozone Season NOX Cap RCU - MI | 772 | 7692 | Rate Constraint in MTons | FALSE | L | Annual | Allowances Purchased NOX | Thousand Tons | 0 | 0 | 0 | 0 | 0 | 0 | 0
Ozone Season NOX Cap RCU - MI | 772 | 7692 | Rate Constraint in MTons | FALSE | L | Annual | Allowances Sold NOX | Thousand Tons | 0 | 0 | 0 | 0 | 0 | 0 | 0
Ozone Season NOX Cap RCU - MI | 772 | 7692 | Rate Constraint in MTons | FALSE | L | Annual | Allowances Banked | Thousand Tons | 0 | 0 | 0 | 0 | 0 | 0 | 0
Ozone Season NOX Cap RCU - MI | 772 | 7692 | Rate Constraint in MTons | FALSE | L | Annual | Allowances Withdrawn (1:1) | Thousand Tons | 0 | 0 | 0 | 0 | 0 | 0 | 0
Ozone Season NOX Cap RCU - MI | 772 | 7692 | Rate Constraint in MTons | FALSE | L | Annual | Allowances Withdrawn (1:n) | Thousand Tons | 0 | 0 | 0 | 0 | 0 | 0 | 0
Ozone Season NOX Cap RCU - MI | 772 | 7692 | Rate Constraint in MTons | FALSE | L | Annual | Total | Thousand Tons | 6.9943 | 5.2299 | 4.474 | 3.3218 | 2.7509 | 2.8785 | 2.865
Ozone Season NOX Cap RCU - MI | 772 | 7692 | Rate Constraint in MTons | FALSE | L | Annual | Fuel Consumed | TBtu | 255.7028 | 249.2496 | 278.2998 | 298.6412 | 242.829 | 264.444 | 260.8593
Ozone Season NOX Cap RCU - MI | 772 | 7692 | Rate Constraint in MTons | FALSE | L | Annual | Rate | lb/MMBtu | 0.054707 | 0.041965 | 0.032153 | 0.022246 | 0.022657 | 0.021771 | 0.021966
Ozone Season NOX Cap RCU - MI | 772 | 7692 | Rate Constraint in MTons | FALSE | L | Annual | Generation | TWh | 35.7743 | 47.7876 | 96.3398 | 113.7569 | 107.1146 | 111.7432 | 108.7242
Ozone Season NOX Cap RCU - MI | 772 | 7692 | Rate Constraint in MTons | FALSE | L | Annual | Qualifying Generation | TWh | 31.6846 | 33.8066 | 38.8669 | 43.4347 | 35.1413 | 38.678 | 37.8524
Ozone Season NOX Cap RCU - MI | 772 | 7692 | Rate Constraint in MTons | FALSE | L | Annual | Rate | lb/MWh | 0.4415 | 0.3094 | 0.23022 | 0.15296 | 0.15656 | 0.14885 | 0.15138
Ozone Season NOX Cap RCU - MI | 772 | 7692 | Rate Constraint in MTons | FALSE | L | Annual | Constraint Shadow Price | US2022$/Ton | 0 | 0 | 0 | 0 | 0 | 0 | 0
Ozone Season NOX Cap RCU - NJ | 773 | 7693 | Rate Constraint in MTons | FALSE | L | Annual | Seasons Included | Seasons | Summer | Summer | Summer | Summer | Summer | Summer | Summer
Ozone Season NOX Cap RCU - NJ | 773 | 7693 | Rate Constraint in MTons | FALSE | L | Annual | Standard NOX | Thousand Tons | 1.517 | 1.517 | 1.517 | 1.517 | 1.517 | 1.517 | 1.517
Ozone Season NOX Cap RCU - NJ | 773 | 7693 | Rate Constraint in MTons | FALSE | L | Annual | Emissions at Affected Plants NOX | Thousand Tons | 1.1001 | 1.0489 | 0.74207 | 0.99816 | 1.0427 | 1.3211 | 1.517
Ozone Season NOX Cap RCU - NJ | 773 | 7693 | Rate Constraint in MTons | FALSE | L | Annual | Allowances Purchased NOX | Thousand Tons | 0 | 0 | 0 | 0 | 0 | 0 | 0
Ozone Season NOX Cap RCU - NJ | 773 | 7693 | Rate Constraint in MTons | FALSE | L | Annual | Allowances Sold NOX | Thousand Tons | 0 | 0 | 0 | 0 | 0 | 0 | 0
Ozone Season NOX Cap RCU - NJ | 773 | 7693 | Rate Constraint in MTons | FALSE | L | Annual | Allowances Banked | Thousand Tons | 0 | 0 | 0 | 0 | 0 | 0 | 0
Ozone Season NOX Cap RCU - NJ | 773 | 7693 | Rate Constraint in MTons | FALSE | L | Annual | Allowances Withdrawn (1:1) | Thousand Tons | 0 | 0 | 0 | 0 | 0 | 0 | 0
Ozone Season NOX Cap RCU - NJ | 773 | 7693 | Rate Constraint in MTons | FALSE | L | Annual | Allowances Withdrawn (1:n) | Thousand Tons | 0 | 0 | 0 | 0 | 0 | 0 | 0
Ozone Season NOX Cap RCU - NJ | 773 | 7693 | Rate Constraint in MTons | FALSE | L | Annual | Total | Thousand Tons | 1.1001 | 1.0489 | 0.74207 | 0.99816 | 1.0427 | 1.3211 | 1.517
Ozone Season NOX Cap RCU - NJ | 773 | 7693 | Rate Constraint in MTons | FALSE | L | Annual | Fuel Consumed | TBtu | 156.9661 | 150.9731 | 113.7088 | 164.0428 | 171.5593 | 217.158 | 248.8887
Ozone Season NOX Cap RCU - NJ | 773 | 7693 | Rate Constraint in MTons | FALSE | L | Annual | Rate | lb/MMBtu | 0.014017 | 0.013896 | 0.013052 | 0.01217 | 0.012155 | 0.012167 | 0.01219
Ozone Season NOX Cap RCU - NJ | 773 | 7693 | Rate Constraint in MTons | FALSE | L | Annual | Generation | TWh | 21.8302 | 21.0829 | 24.8882 | 45.2114 | 50.4504 | 69.5144 | 82.4411
Ozone Season NOX Cap RCU - NJ | 773 | 7693 | Rate Constraint in MTons | FALSE | L | Annual | Qualifying Generation | TWh | 21.8302 | 21.0829 | 17.2535 | 25.4968 | 26.8884 | 34.5295 | 39.8471
Ozone Season NOX Cap RCU - NJ | 773 | 7693 | Rate Constraint in MTons | FALSE | L | Annual | Rate | lb/MWh | 0.10079 | 0.099507 | 0.08602 | 0.078297 | 0.077555 | 0.076521 | 0.076141
Ozone Season NOX Cap RCU - NJ | 773 | 7693 | Rate Constraint in MTons | FALSE | L | Annual | Constraint Shadow Price | US2022$/Ton | 0 | 0 | 0 | 0 | 0 | 0 | 30825.7579
Ozone Season NOX Cap RCU - NY | 774 | 7694 | Rate Constraint in MTons | FALSE | L | Annual | Seasons Included | Seasons | Summer | Summer | Summer | Summer | Summer | Summer | Summer
Ozone Season NOX Cap RCU - NY | 774 | 7694 | Rate Constraint in MTons | FALSE | L | Annual | Standard NOX | Thousand Tons | 4.117 | 4.117 | 4.117 | 4.117 | 4.117 | 4.117 | 4.117
Ozone Season NOX Cap RCU - NY | 774 | 7694 | Rate Constraint in MTons | FALSE | L | Annual | Emissions at Affected Plants NOX | Thousand Tons | 1.7072 | 1.5916 | 1.4431 | 0.50192 | 0.49778 | 0.59802 | 0.66787
Ozone Season NOX Cap RCU - NY | 774 | 7694 | Rate Constraint in MTons | FALSE | L | Annual | Allowances Purchased NOX | Thousand Tons | 0 | 0 | 0 | 0 | 0 | 0 | 0
Ozone Season NOX Cap RCU - NY | 774 | 7694 | Rate Constraint in MTons | FALSE | L | Annual | Allowances Sold NOX | Thousand Tons | 0 | 0 | 0 | 0 | 0 | 0 | 0
Ozone Season NOX Cap RCU - NY | 774 | 7694 | Rate Constraint in MTons | FALSE | L | Annual | Allowances Banked | Thousand Tons | 0 | 0 | 0 | 0 | 0 | 0 | 0
Ozone Season NOX Cap RCU - NY | 774 | 7694 | Rate Constraint in MTons | FALSE | L | Annual | Allowances Withdrawn (1:1) | Thousand Tons | 0 | 0 | 0 | 0 | 0 | 0 | 0
Ozone Season NOX Cap RCU - NY | 774 | 7694 | Rate Constraint in MTons | FALSE | L | Annual | Allowances Withdrawn (1:n) | Thousand Tons | 0 | 0 | 0 | 0 | 0 | 0 | 0
Ozone Season NOX Cap RCU - NY | 774 | 7694 | Rate Constraint in MTons | FALSE | L | Annual | Total | Thousand Tons | 1.7072 | 1.5916 | 1.4431 | 0.50192 | 0.49778 | 0.59802 | 0.66787
Ozone Season NOX Cap RCU - NY | 774 | 7694 | Rate Constraint in MTons | FALSE | L | Annual | Fuel Consumed | TBtu | 194.634 | 195.3881 | 190.032 | 68.1057 | 72.0555 | 87.8079 | 99.4409
Ozone Season NOX Cap RCU - NY | 774 | 7694 | Rate Constraint in MTons | FALSE | L | Annual | Rate | lb/MMBtu | 0.017543 | 0.016291 | 0.015188 | 0.014739 | 0.013817 | 0.013621 | 0.013433
Ozone Season NOX Cap RCU - NY | 774 | 7694 | Rate Constraint in MTons | FALSE | L | Annual | Generation | TWh | 26.1189 | 26.5615 | 26.535 | 10.6837 | 11.5673 | 13.8186 | 15.2868
Ozone Season NOX Cap RCU - NY | 774 | 7694 | Rate Constraint in MTons | FALSE | L | Annual | Qualifying Generation | TWh | 26.1189 | 26.5615 | 26.535 | 10.1431 | 10.7888 | 12.8794 | 14.3539
Ozone Season NOX Cap RCU - NY | 774 | 7694 | Rate Constraint in MTons | FALSE | L | Annual | Rate | lb/MWh | 0.13072 | 0.11984 | 0.10877 | 0.098967 | 0.092277 | 0.092865 | 0.093058
Ozone Season NOX Cap RCU - NY | 774 | 7694 | Rate Constraint in MTons | FALSE | L | Annual | Constraint Shadow Price | US2022$/Ton | 0 | 0 | 0 | 0 | 0 | 0 | 0
Ozone Season NOX Cap RCU - OH | 775 | 7695 | Rate Constraint in MTons | FALSE | L | Annual | Seasons Included | Seasons | Summer | Summer | Summer | Summer | Summer | Summer | Summer
Ozone Season NOX Cap RCU - OH | 775 | 7695 | Rate Constraint in MTons | FALSE | L | Annual | Standard NOX | Thousand Tons | 11.825 | 11.825 | 11.825 | 11.825 | 11.825 | 11.825 | 11.825
Ozone Season NOX Cap RCU - OH | 775 | 7695 | Rate Constraint in MTons | FALSE | L | Annual | Emissions at Affected Plants NOX | Thousand Tons | 6.734 | 7.3883 | 6.8759 | 6.9772 | 7.2207 | 6.3389 | 7.0415
Ozone Season NOX Cap RCU - OH | 775 | 7695 | Rate Constraint in MTons | FALSE | L | Annual | Allowances Purchased NOX | Thousand Tons | 0 | 0 | 0 | 0 | 0 | 0 | 0
Ozone Season NOX Cap RCU - OH | 775 | 7695 | Rate Constraint in MTons | FALSE | L | Annual | Allowances Sold NOX | Thousand Tons | 0 | 0 | 0 | 0 | 0 | 0 | 0
Ozone Season NOX Cap RCU - OH | 775 | 7695 | Rate Constraint in MTons | FALSE | L | Annual | Allowances Banked | Thousand Tons | 0 | 0 | 0 | 0 | 0 | 0 | 0
Ozone Season NOX Cap RCU - OH | 775 | 7695 | Rate Constraint in MTons | FALSE | L | Annual | Allowances Withdrawn (1:1) | Thousand Tons | 0 | 0 | 0 | 0 | 0 | 0 | 0
Ozone Season NOX Cap RCU - OH | 775 | 7695 | Rate Constraint in MTons | FALSE | L | Annual | Allowances Withdrawn (1:n) | Thousand Tons | 0 | 0 | 0 | 0 | 0 | 0 | 0
Ozone Season NOX Cap RCU - OH | 775 | 7695 | Rate Constraint in MTons | FALSE | L | Annual | Total | Thousand Tons | 6.734 | 7.3883 | 6.8759 | 6.9772 | 7.2207 | 6.3389 | 7.0415
Ozone Season NOX Cap RCU - OH | 775 | 7695 | Rate Constraint in MTons | FALSE | L | Annual | Fuel Consumed | TBtu | 377.799 | 463.5713 | 545.6129 | 546.1269 | 576.882 | 537.462 | 541.6249
Ozone Season NOX Cap RCU - OH | 775 | 7695 | Rate Constraint in MTons | FALSE | L | Annual | Rate | lb/MMBtu | 0.035649 | 0.031875 | 0.025204 | 0.025552 | 0.025033 | 0.023588 | 0.026001
Ozone Season NOX Cap RCU - OH | 775 | 7695 | Rate Constraint in MTons | FALSE | L | Annual | Generation | TWh | 48.9704 | 69.5654 | 104.0458 | 114.6117 | 127.2951 | 123.8367 | 122.0256
Ozone Season NOX Cap RCU - OH | 775 | 7695 | Rate Constraint in MTons | FALSE | L | Annual | Qualifying Generation | TWh | 47.9625 | 62.5293 | 78.1091 | 80.121 | 86.0636 | 80.1331 | 79.7809
Ozone Season NOX Cap RCU - OH | 775 | 7695 | Rate Constraint in MTons | FALSE | L | Annual | Rate | lb/MWh | 0.2808 | 0.23631 | 0.17606 | 0.17417 | 0.1678 | 0.15821 | 0.17652
Ozone Season NOX Cap RCU - OH | 775 | 7695 | Rate Constraint in MTons | FALSE | L | Annual | Constraint Shadow Price | US2022$/Ton | 0 | 0 | 0 | 0 | 0 | 0 | 0
Ozone Season NOX Cap RCU - PA | 776 | 7696 | Rate Constraint in MTons | FALSE | L | Annual | Seasons Included | Seasons | Summer | Summer | Summer | Summer | Summer | Summer | Summer
Ozone Season NOX Cap RCU - PA | 776 | 7696 | Rate Constraint in MTons | FALSE | L | Annual | Standard NOX | Thousand Tons | 10.131 | 10.131 | 10.131 | 10.131 | 10.131 | 10.131 | 10.131
Ozone Season NOX Cap RCU - PA | 776 | 7696 | Rate Constraint in MTons | FALSE | L | Annual | Emissions at Affected Plants NOX | Thousand Tons | 10.131 | 10.0668 | 8.3047 | 6.9301 | 6.938 | 5.4665 | 5.5775
Ozone Season NOX Cap RCU - PA | 776 | 7696 | Rate Constraint in MTons | FALSE | L | Annual | Allowances Purchased NOX | Thousand Tons | 0 | 0 | 0 | 0 | 0 | 0 | 0
Ozone Season NOX Cap RCU - PA | 776 | 7696 | Rate Constraint in MTons | FALSE | L | Annual | Allowances Sold NOX | Thousand Tons | 0 | 0 | 0 | 0 | 0 | 0 | 0
Ozone Season NOX Cap RCU - PA | 776 | 7696 | Rate Constraint in MTons | FALSE | L | Annual | Allowances Banked | Thousand Tons | 0 | 0 | 0 | 0 | 0 | 0 | 0
Ozone Season NOX Cap RCU - PA | 776 | 7696 | Rate Constraint in MTons | FALSE | L | Annual | Allowances Withdrawn (1:1) | Thousand Tons | 0 | 0 | 0 | 0 | 0 | 0 | 0
Ozone Season NOX Cap RCU - PA | 776 | 7696 | Rate Constraint in MTons | FALSE | L | Annual | Allowances Withdrawn (1:n) | Thousand Tons | 0 | 0 | 0 | 0 | 0 | 0 | 0
Ozone Season NOX Cap RCU - PA | 776 | 7696 | Rate Constraint in MTons | FALSE | L | Annual | Total | Thousand Tons | 10.131 | 10.0668 | 8.3047 | 6.9301 | 6.938 | 5.4665 | 5.5775
Ozone Season NOX Cap RCU - PA | 776 | 7696 | Rate Constraint in MTons | FALSE | L | Annual | Fuel Consumed | TBtu | 635.7121 | 678.7265 | 827.0694 | 744.8521 | 696.4001 | 649.6851 | 680.9443
Ozone Season NOX Cap RCU - PA | 776 | 7696 | Rate Constraint in MTons | FALSE | L | Annual | Rate | lb/MMBtu | 0.031873 | 0.029664 | 0.020082 | 0.018608 | 0.019925 | 0.016828 | 0.016382
Ozone Season NOX Cap RCU - PA | 776 | 7696 | Rate Constraint in MTons | FALSE | L | Annual | Generation | TWh | 80.4384 | 128.701 | 235.7034 | 263.1763 | 291.1218 | 305.2681 | 322.7569
Ozone Season NOX Cap RCU - PA | 776 | 7696 | Rate Constraint in MTons | FALSE | L | Annual | Qualifying Generation | TWh | 78.6967 | 87.2998 | 117.2256 | 108.6922 | 103.8596 | 100.0513 | 105.4314
Ozone Season NOX Cap RCU - PA | 776 | 7696 | Rate Constraint in MTons | FALSE | L | Annual | Rate | lb/MWh | 0.25747 | 0.23063 | 0.14169 | 0.12752 | 0.1336 | 0.10927 | 0.1058
Ozone Season NOX Cap RCU - PA | 776 | 7696 | Rate Constraint in MTons | FALSE | L | Annual | Constraint Shadow Price | US2022$/Ton | 1372.0758 | 0 | 0 | 0 | 0 | 0 | 0
Ozone Season NOX Cap RCU - Region | 777 | 7699 | Rate Constraint in MTons | FALSE | L | Annual | Seasons Included | Seasons | Summer | Summer | Summer | Summer | Summer | Summer | Summer
Ozone Season NOX Cap RCU - Region | 777 | 7699 | Rate Constraint in MTons | FALSE | L | Annual | Standard NOX | Thousand Tons | 96.974 | 96.974 | 96.974 | 96.974 | 96.974 | 96.974 | 96.974
Ozone Season NOX Cap RCU - Region | 777 | 7699 | Rate Constraint in MTons | FALSE | L | Annual | Emissions at Affected Plants NOX | Thousand Tons | 77.7011 | 79.6339 | 69.8099 | 65.9605 | 49.5635 | 39.6926 | 40.8577
Ozone Season NOX Cap RCU - Region | 777 | 7699 | Rate Constraint in MTons | FALSE | L | Annual | Allowances Purchased NOX | Thousand Tons | 0 | 0 | 0 | 0 | 0 | 0 | 0
Ozone Season NOX Cap RCU - Region | 777 | 7699 | Rate Constraint in MTons | FALSE | L | Annual | Allowances Sold NOX | Thousand Tons | 0 | 0 | 0 | 0 | 0 | 0 | 0
Ozone Season NOX Cap RCU - Region | 777 | 7699 | Rate Constraint in MTons | FALSE | L | Annual | Allowances Banked | Thousand Tons | 0 | 0 | 0 | 0 | 0 | 0 | 0
Ozone Season NOX Cap RCU - Region | 777 | 7699 | Rate Constraint in MTons | FALSE | L | Annual | Allowances Withdrawn (1:1) | Thousand Tons | 0 | 0 | 0 | 0 | 0 | 0 | 0
Ozone Season NOX Cap RCU - Region | 777 | 7699 | Rate Constraint in MTons | FALSE | L | Annual | Allowances Withdrawn (1:n) | Thousand Tons | 0 | 0 | 0 | 0 | 0 | 0 | 0
Ozone Season NOX Cap RCU - Region | 777 | 7699 | Rate Constraint in MTons | FALSE | L | Annual | Total | Thousand Tons | 77.7011 | 79.6339 | 69.8099 | 65.9605 | 49.5635 | 39.6926 | 40.8577
Ozone Season NOX Cap RCU - Region | 777 | 7699 | Rate Constraint in MTons | FALSE | L | Annual | Fuel Consumed | TBtu | 3235.8004 | 3516.4647 | 3993.4893 | 3890.1503 | 3311.8036 | 3110.0817 | 3263.2665
Ozone Season NOX Cap RCU - Region | 777 | 7699 | Rate Constraint in MTons | FALSE | L | Annual | Rate | lb/MMBtu | 0.048026 | 0.045292 | 0.034962 | 0.033912 | 0.029931 | 0.025525 | 0.025041
Ozone Season NOX Cap RCU - Region | 777 | 7699 | Rate Constraint in MTons | FALSE | L | Annual | Generation | TWh | 398.682 | 459.7254 | 576.9132 | 584.0778 | 530.8232 | 506.3313 | 530.976
Ozone Season NOX Cap RCU - Region | 777 | 7699 | Rate Constraint in MTons | FALSE | L | Annual | Qualifying Generation | TWh | 396.1623 | 446.756 | 535.5343 | 533.465 | 483.4447 | 466.0517 | 489.4273
Ozone Season NOX Cap RCU - Region | 777 | 7699 | Rate Constraint in MTons | FALSE | L | Annual | Rate | lb/MWh | 0.39227 | 0.3565 | 0.26071 | 0.24729 | 0.20504 | 0.17034 | 0.16696
Ozone Season NOX Cap RCU - Region | 777 | 7699 | Rate Constraint in MTons | FALSE | L | Annual | Constraint Shadow Price | US2022$/Ton | 0 | 0 | 0 | 0 | 0 | 0 | 0
Ozone Season NOX Cap RCU - VA | 778 | 7697 | Rate Constraint in MTons | FALSE | L | Annual | Seasons Included | Seasons | Summer | Summer | Summer | Summer | Summer | Summer | Summer
Ozone Season NOX Cap RCU - VA | 778 | 7697 | Rate Constraint in MTons | FALSE | L | Annual | Standard NOX | Thousand Tons | 4.432 | 4.432 | 4.432 | 4.432 | 4.432 | 4.432 | 4.432
Ozone Season NOX Cap RCU - VA | 778 | 7697 | Rate Constraint in MTons | FALSE | L | Annual | Emissions at Affected Plants NOX | Thousand Tons | 2.133 | 1.5869 | 1.0779 | 1.0975 | 0.85232 | 0.48695 | 0.5273
Ozone Season NOX Cap RCU - VA | 778 | 7697 | Rate Constraint in MTons | FALSE | L | Annual | Allowances Purchased NOX | Thousand Tons | 0 | 0 | 0 | 0 | 0 | 0 | 0
Ozone Season NOX Cap RCU - VA | 778 | 7697 | Rate Constraint in MTons | FALSE | L | Annual | Allowances Sold NOX | Thousand Tons | 0 | 0 | 0 | 0 | 0 | 0 | 0
Ozone Season NOX Cap RCU - VA | 778 | 7697 | Rate Constraint in MTons | FALSE | L | Annual | Allowances Banked | Thousand Tons | 0 | 0 | 0 | 0 | 0 | 0 | 0
Ozone Season NOX Cap RCU - VA | 778 | 7697 | Rate Constraint in MTons | FALSE | L | Annual | Allowances Withdrawn (1:1) | Thousand Tons | 0 | 0 | 0 | 0 | 0 | 0 | 0
Ozone Season NOX Cap RCU - VA | 778 | 7697 | Rate Constraint in MTons | FALSE | L | Annual | Allowances Withdrawn (1:n) | Thousand Tons | 0 | 0 | 0 | 0 | 0 | 0 | 0
Ozone Season NOX Cap RCU - VA | 778 | 7697 | Rate Constraint in MTons | FALSE | L | Annual | Total | Thousand Tons | 2.133 | 1.5869 | 1.0779 | 1.0975 | 0.85232 | 0.48695 | 0.5273
Ozone Season NOX Cap RCU - VA | 778 | 7697 | Rate Constraint in MTons | FALSE | L | Annual | Fuel Consumed | TBtu | 200.3256 | 205.7071 | 191.2172 | 194.657 | 121.2274 | 90.4546 | 97.2717
Ozone Season NOX Cap RCU - VA | 778 | 7697 | Rate Constraint in MTons | FALSE | L | Annual | Rate | lb/MMBtu | 0.021295 | 0.015429 | 0.011274 | 0.011276 | 0.014061 | 0.010767 | 0.010842
Ozone Season NOX Cap RCU - VA | 778 | 7697 | Rate Constraint in MTons | FALSE | L | Annual | Generation | TWh | 28.8097 | 69.1514 | 161.4897 | 206.7319 | 227.3109 | 247.7854 | 265.7213
Ozone Season NOX Cap RCU - VA | 778 | 7697 | Rate Constraint in MTons | FALSE | L | Annual | Qualifying Generation | TWh | 26.9819 | 28.7101 | 27.8116 | 28.3935 | 18.3424 | 14.4551 | 15.5473
Ozone Season NOX Cap RCU - VA | 778 | 7697 | Rate Constraint in MTons | FALSE | L | Annual | Rate | lb/MWh | 0.1581 | 0.11055 | 0.077516 | 0.077304 | 0.092934 | 0.067373 | 0.067832
Ozone Season NOX Cap RCU - VA | 778 | 7697 | Rate Constraint in MTons | FALSE | L | Annual | Constraint Shadow Price | US2022$/Ton | 0 | 0 | 0 | 0 | 0 | 0 | 0
Ozone Season NOX Cap RCU - WV | 779 | 7698 | Rate Constraint in MTons | FALSE | L | Annual | Seasons Included | Seasons | Summer | Summer | Summer | Summer | Summer | Summer | Summer
Ozone Season NOX Cap RCU - WV | 779 | 7698 | Rate Constraint in MTons | FALSE | L | Annual | Standard NOX | Thousand Tons | 15.589 | 15.589 | 15.589 | 15.589 | 15.589 | 15.589 | 15.589
Ozone Season NOX Cap RCU - WV | 779 | 7698 | Rate Constraint in MTons | FALSE | L | Annual | Emissions at Affected Plants NOX | Thousand Tons | 13.8833 | 14.7009 | 15.589 | 15.5455 | 10.5123 | 7.607 | 7.718
Ozone Season NOX Cap RCU - WV | 779 | 7698 | Rate Constraint in MTons | FALSE | L | Annual | Allowances Purchased NOX | Thousand Tons | 0 | 0 | 0 | 0 | 0 | 0 | 0
Ozone Season NOX Cap RCU - WV | 779 | 7698 | Rate Constraint in MTons | FALSE | L | Annual | Allowances Sold NOX | Thousand Tons | 0 | 0 | 0 | 0 | 0 | 0 | 0
Ozone Season NOX Cap RCU - WV | 779 | 7698 | Rate Constraint in MTons | FALSE | L | Annual | Allowances Banked | Thousand Tons | 0 | 0 | 0 | 0 | 0 | 0 | 0
Ozone Season NOX Cap RCU - WV | 779 | 7698 | Rate Constraint in MTons | FALSE | L | Annual | Allowances Withdrawn (1:1) | Thousand Tons | 0 | 0 | 0 | 0 | 0 | 0 | 0
Ozone Season NOX Cap RCU - WV | 779 | 7698 | Rate Constraint in MTons | FALSE | L | Annual | Allowances Withdrawn (1:n) | Thousand Tons | 0 | 0 | 0 | 0 | 0 | 0 | 0
Ozone Season NOX Cap RCU - WV | 779 | 7698 | Rate Constraint in MTons | FALSE | L | Annual | Total | Thousand Tons | 13.8833 | 14.7009 | 15.589 | 15.5455 | 10.5123 | 7.607 | 7.718
Ozone Season NOX Cap RCU - WV | 779 | 7698 | Rate Constraint in MTons | FALSE | L | Annual | Fuel Consumed | TBtu | 283.5511 | 393.118 | 573.5987 | 600.1356 | 532.9296 | 488.3653 | 508.5455
Ozone Season NOX Cap RCU - WV | 779 | 7698 | Rate Constraint in MTons | FALSE | L | Annual | Rate | lb/MMBtu | 0.097924 | 0.074792 | 0.054355 | 0.051807 | 0.039451 | 0.031153 | 0.030353
Ozone Season NOX Cap RCU - WV | 779 | 7698 | Rate Constraint in MTons | FALSE | L | Annual | Generation | TWh | 29.8607 | 65.6954 | 137.6138 | 155.1269 | 170.4998 | 173.313 | 176.8431
Ozone Season NOX Cap RCU - WV | 779 | 7698 | Rate Constraint in MTons | FALSE | L | Annual | Qualifying Generation | TWh | 28.3144 | 45.7556 | 71.0766 | 75.5671 | 76.6273 | 73.1173 | 76.2692
Ozone Season NOX Cap RCU - WV | 779 | 7698 | Rate Constraint in MTons | FALSE | L | Annual | Rate | lb/MWh | 0.98065 | 0.64259 | 0.43865 | 0.41144 | 0.27437 | 0.20808 | 0.20239
Ozone Season NOX Cap RCU - WV | 779 | 7698 | Rate Constraint in MTons | FALSE | L | Annual | Constraint Shadow Price | US2022$/Ton | 0 | 0 | 900.9158 | 0 | 0 | 0 | 0
Ozone Season NOX Transport - AL | 803 | 7044 | Rate Constraint in MTons | FALSE | L | Annual | Seasons Included | Seasons | Summer | Summer | Summer | Summer | Summer | Summer | Summer
Ozone Season NOX Transport - AL | 803 | 7044 | Rate Constraint in MTons | FALSE | L | Annual | Standard NOX | Thousand Tons | 15.985 | 15.985 | 15.985 | 15.985 | 15.985 | 15.985 | 15.985
Ozone Season NOX Transport - AL | 803 | 7044 | Rate Constraint in MTons | FALSE | L | Annual | Emissions at Affected Plants NOX | Thousand Tons | 5.1843 | 5.4306 | 5.1827 | 5.0847 | 3.9441 | 3.9483 | 4.1213
Ozone Season NOX Transport - AL | 803 | 7044 | Rate Constraint in MTons | FALSE | L | Annual | Allowances Purchased NOX | Thousand Tons | 0 | 0 | 0 | 0 | 0 | 0 | 0
Ozone Season NOX Transport - AL | 803 | 7044 | Rate Constraint in MTons | FALSE | L | Annual | Allowances Sold NOX | Thousand Tons | 0 | 0 | 0 | 0 | 0 | 0 | 0
Ozone Season NOX Transport - AL | 803 | 7044 | Rate Constraint in MTons | FALSE | L | Annual | Allowances Banked | Thousand Tons | 0 | 0 | 0 | 0 | 0 | 0 | 0
Ozone Season NOX Transport - AL | 803 | 7044 | Rate Constraint in MTons | FALSE | L | Annual | Allowances Withdrawn (1:1) | Thousand Tons | 0 | 0 | 0 | 0 | 0 | 0 | 0
Ozone Season NOX Transport - AL | 803 | 7044 | Rate Constraint in MTons | FALSE | L | Annual | Allowances Withdrawn (1:n) | Thousand Tons | 0 | 0 | 0 | 0 | 0 | 0 | 0
Ozone Season NOX Transport - AL | 803 | 7044 | Rate Constraint in MTons | FALSE | L | Annual | Total | Thousand Tons | 5.1843 | 5.4306 | 5.1827 | 5.0847 | 3.9441 | 3.9483 | 4.1213
Ozone Season NOX Transport - AL | 803 | 7044 | Rate Constraint in MTons | FALSE | L | Annual | Fuel Consumed | TBtu | 358.4253 | 369.3787 | 372.8864 | 373.1547 | 269.3968 | 247.4116 | 274.7405
Ozone Season NOX Transport - AL | 803 | 7044 | Rate Constraint in MTons | FALSE | L | Annual | Rate | lb/MMBtu | 0.028928 | 0.029404 | 0.027798 | 0.027253 | 0.029281 | 0.031916 | 0.030002
Ozone Season NOX Transport - AL | 803 | 7044 | Rate Constraint in MTons | FALSE | L | Annual | Generation | TWh | 46.0526 | 53.1379 | 68.8198 | 81.4759 | 80.9101 | 79.0786 | 94.0449
Ozone Season NOX Transport - AL | 803 | 7044 | Rate Constraint in MTons | FALSE | L | Annual | Qualifying Generation | TWh | 46.0526 | 47.5169 | 48.547 | 49.2474 | 37.0998 | 34.111 | 38.3565
Ozone Season NOX Transport - AL | 803 | 7044 | Rate Constraint in MTons | FALSE | L | Annual | Rate | lb/MWh | 0.22515 | 0.22858 | 0.21351 | 0.2065 | 0.21262 | 0.23149 | 0.2149
Ozone Season NOX Transport - AL | 803 | 7044 | Rate Constraint in MTons | FALSE | L | Annual | Constraint Shadow Price | US2022$/Ton | 0 | 0 | 0 | 0 | 0 | 0 | 0
Ozone Season NOX Transport - AR | 804 | 7045 | Rate Constraint in MTons | FALSE | L | Annual | Seasons Included | Seasons | Summer | Summer | Summer | Summer | Summer | Summer | Summer
Ozone Season NOX Transport - AR | 804 | 7045 | Rate Constraint in MTons | FALSE | L | Annual | Standard NOX | Thousand Tons | 11.144 | 11.144 | 11.144 | 11.144 | 11.144 | 11.144 | 11.144
Ozone Season NOX Transport - AR | 804 | 7045 | Rate Constraint in MTons | FALSE | L | Annual | Emissions at Affected Plants NOX | Thousand Tons | 7.7246 | 7.5128 | 7.1902 | 6.9314 | 6.0645 | 6.0307 | 6.0383
Ozone Season NOX Transport - AR | 804 | 7045 | Rate Constraint in MTons | FALSE | L | Annual | Allowances Purchased NOX | Thousand Tons | 0 | 0 | 0 | 0 | 0 | 0 | 0
Ozone Season NOX Transport - AR | 804 | 7045 | Rate Constraint in MTons | FALSE | L | Annual | Allowances Sold NOX | Thousand Tons | 0 | 0 | 0 | 0 | 0 | 0 | 0
Ozone Season NOX Transport - AR | 804 | 7045 | Rate Constraint in MTons | FALSE | L | Annual | Allowances Banked | Thousand Tons | 0 | 0 | 0 | 0 | 0 | 0 | 0
Ozone Season NOX Transport - AR | 804 | 7045 | Rate Constraint in MTons | FALSE | L | Annual | Allowances Withdrawn (1:1) | Thousand Tons | 0 | 0 | 0 | 0 | 0 | 0 | 0
Ozone Season NOX Transport - AR | 804 | 7045 | Rate Constraint in MTons | FALSE | L | Annual | Allowances Withdrawn (1:n) | Thousand Tons | 0 | 0 | 0 | 0 | 0 | 0 | 0
Ozone Season NOX Transport - AR | 804 | 7045 | Rate Constraint in MTons | FALSE | L | Annual | Total | Thousand Tons | 7.7246 | 7.5128 | 7.1902 | 6.9314 | 6.0645 | 6.0307 | 6.0383
Ozone Season NOX Transport - AR | 804 | 7045 | Rate Constraint in MTons | FALSE | L | Annual | Fuel Consumed | TBtu | 195.806 | 187.3363 | 163.9943 | 134.7695 | 91.0967 | 89.8359 | 91.5495
Ozone Season NOX Transport - AR | 804 | 7045 | Rate Constraint in MTons | FALSE | L | Annual | Rate | lb/MMBtu | 0.078901 | 0.080206 | 0.087688 | 0.10286 | 0.13314 | 0.13426 | 0.13191
Ozone Season NOX Transport - AR | 804 | 7045 | Rate Constraint in MTons | FALSE | L | Annual | Generation | TWh | 22.8856 | 21.6624 | 17.9886 | 14.0155 | 9.2598 | 9.0777 | 9.4182
Ozone Season NOX Transport - AR | 804 | 7045 | Rate Constraint in MTons | FALSE | L | Annual | Qualifying Generation | TWh | 22.8856 | 21.6624 | 17.9886 | 14.0155 | 9.2598 | 9.0736 | 9.2678
Ozone Season NOX Transport - AR | 804 | 7045 | Rate Constraint in MTons | FALSE | L | Annual | Rate | lb/MWh | 0.67506 | 0.69362 | 0.79942 | 0.9891 | 1.3099 | 1.3293 | 1.3031
Ozone Season NOX Transport - AR | 804 | 7045 | Rate Constraint in MTons | FALSE | L | Annual | Constraint Shadow Price | US2022$/Ton | 0 | 0 | 0 | 0 | 0 | 0 | 0
Ozone Season NOX Transport - GA | 805 | 7046 | Rate Constraint in MTons | FALSE | L | Annual | Seasons Included | Seasons | Summer | Summer | Summer | Summer | Summer | Summer | Summer
Ozone Season NOX Transport - GA | 805 | 7046 | Rate Constraint in MTons | FALSE | L | Annual | Standard NOX | Thousand Tons | 29.09 | 29.09 | 29.09 | 29.09 | 29.09 | 29.09 | 29.09
Ozone Season NOX Transport - GA | 805 | 7046 | Rate Constraint in MTons | FALSE | L | Annual | Emissions at Affected Plants NOX | Thousand Tons | 1.2417 | 4.248 | 5.4644 | 5.5142 | 5.3265 | 4.0796 | 4.3455
Ozone Season NOX Transport - GA | 805 | 7046 | Rate Constraint in MTons | FALSE | L | Annual | Allowances Purchased NOX | Thousand Tons | 0 | 0 | 0 | 0 | 0 | 0 | 0
Ozone Season NOX Transport - GA | 805 | 7046 | Rate Constraint in MTons | FALSE | L | Annual | Allowances Sold NOX | Thousand Tons | 0 | 0 | 0 | 0 | 0 | 0 | 0
Ozone Season NOX Transport - GA | 805 | 7046 | Rate Constraint in MTons | FALSE | L | Annual | Allowances Banked | Thousand Tons | 0 | 0 | 0 | 0 | 0 | 0 | 0
Ozone Season NOX Transport - GA | 805 | 7046 | Rate Constraint in MTons | FALSE | L | Annual | Allowances Withdrawn (1:1) | Thousand Tons | 0 | 0 | 0 | 0 | 0 | 0 | 0
Ozone Season NOX Transport - GA | 805 | 7046 | Rate Constraint in MTons | FALSE | L | Annual | Allowances Withdrawn (1:n) | Thousand Tons | 0 | 0 | 0 | 0 | 0 | 0 | 0
Ozone Season NOX Transport - GA | 805 | 7046 | Rate Constraint in MTons | FALSE | L | Annual | Total | Thousand Tons | 1.2417 | 4.248 | 5.4644 | 5.5142 | 5.3265 | 4.0796 | 4.3455
Ozone Season NOX Transport - GA | 805 | 7046 | Rate Constraint in MTons | FALSE | L | Annual | Fuel Consumed | TBtu | 188.2096 | 268.6593 | 337.2114 | 344.401 | 298.1623 | 261.5446 | 301.9183
Ozone Season NOX Transport - GA | 805 | 7046 | Rate Constraint in MTons | FALSE | L | Annual | Rate | lb/MMBtu | 0.013194 | 0.031623 | 0.032409 | 0.032022 | 0.035729 | 0.031197 | 0.028786
Ozone Season NOX Transport - GA | 805 | 7046 | Rate Constraint in MTons | FALSE | L | Annual | Generation | TWh | 26.5797 | 49.4196 | 109.2697 | 128.9034 | 136.4181 | 132.9421 | 150.1191
Ozone Season NOX Transport - GA | 805 | 7046 | Rate Constraint in MTons | FALSE | L | Annual | Qualifying Generation | TWh | 26.1316 | 33.8924 | 42.8879 | 44.3613 | 38.8151 | 35.067 | 41.8211
Ozone Season NOX Transport - GA | 805 | 7046 | Rate Constraint in MTons | FALSE | L | Annual | Rate | lb/MWh | 0.095031 | 0.25067 | 0.25482 | 0.2486 | 0.27446 | 0.23268 | 0.20781
Ozone Season NOX Transport - GA | 805 | 7046 | Rate Constraint in MTons | FALSE | L | Annual | Constraint Shadow Price | US2022$/Ton | 0 | 0 | 0 | 0 | 0 | 0 | 0
Ozone Season NOX Transport - IA | 806 | 7047 | Rate Constraint in MTons | FALSE | L | Annual | Seasons Included | Seasons | Summer | Summer | Summer | Summer | Summer | Summer | Summer
Ozone Season NOX Transport - IA | 806 | 7047 | Rate Constraint in MTons | FALSE | L | Annual | Standard NOX | Thousand Tons | 13.639 | 13.639 | 13.639 | 13.639 | 13.639 | 13.639 | 13.639
Ozone Season NOX Transport - IA | 806 | 7047 | Rate Constraint in MTons | FALSE | L | Annual | Emissions at Affected Plants NOX | Thousand Tons | 10.1185 | 10.6672 | 10.4861 | 10.4017 | 10.3776 | 10.3685 | 10.3651
Ozone Season NOX Transport - IA | 806 | 7047 | Rate Constraint in MTons | FALSE | L | Annual | Allowances Purchased NOX | Thousand Tons | 0 | 0 | 0 | 0 | 0 | 0 | 0
Ozone Season NOX Transport - IA | 806 | 7047 | Rate Constraint in MTons | FALSE | L | Annual | Allowances Sold NOX | Thousand Tons | 0 | 0 | 0 | 0 | 0 | 0 | 0
Ozone Season NOX Transport - IA | 806 | 7047 | Rate Constraint in MTons | FALSE | L | Annual | Allowances Banked | Thousand Tons | 0 | 0 | 0 | 0 | 0 | 0 | 0
Ozone Season NOX Transport - IA | 806 | 7047 | Rate Constraint in MTons | FALSE | L | Annual | Allowances Withdrawn (1:1) | Thousand Tons | 0 | 0 | 0 | 0 | 0 | 0 | 0
Ozone Season NOX Transport - IA | 806 | 7047 | Rate Constraint in MTons | FALSE | L | Annual | Allowances Withdrawn (1:n) | Thousand Tons | 0 | 0 | 0 | 0 | 0 | 0 | 0
Ozone Season NOX Transport - IA | 806 | 7047 | Rate Constraint in MTons | FALSE | L | Annual | Total | Thousand Tons | 10.1185 | 10.6672 | 10.4861 | 10.4017 | 10.3776 | 10.3685 | 10.3651
Ozone Season NOX Transport - IA | 806 | 7047 | Rate Constraint in MTons | FALSE | L | Annual | Fuel Consumed | TBtu | 175.1266 | 182.0445 | 177.0812 | 153.2902 | 146.393 | 144.4137 | 143.6055
Ozone Season NOX Transport - IA | 806 | 7047 | Rate Constraint in MTons | FALSE | L | Annual | Rate | lb/MMBtu | 0.11556 | 0.11719 | 0.11843 | 0.13571 | 0.14178 | 0.14359 | 0.14436
Ozone Season NOX Transport - IA | 806 | 7047 | Rate Constraint in MTons | FALSE | L | Annual | Generation | TWh | 19.4227 | 20.992 | 26.8524 | 20.9829 | 19.2769 | 17.9264 | 16.6491
Ozone Season NOX Transport - IA | 806 | 7047 | Rate Constraint in MTons | FALSE | L | Annual | Qualifying Generation | TWh | 18.953 | 19.6215 | 19.0517 | 15.7643 | 14.8046 | 14.5135 | 14.3772
Ozone Season NOX Transport - IA | 806 | 7047 | Rate Constraint in MTons | FALSE | L | Annual | Rate | lb/MWh | 1.0678 | 1.0873 | 1.1008 | 1.3197 | 1.4019 | 1.4288 | 1.4419
Ozone Season NOX Transport - IA | 806 | 7047 | Rate Constraint in MTons | FALSE | L | Annual | Constraint Shadow Price | US2022$/Ton | 0 | 0 | 0 | 0 | 0 | 0 | 0
Ozone Season NOX Transport - KS | 807 | 7050 | Rate Constraint in MTons | FALSE | L | Annual | Seasons Included | Seasons | Summer | Summer | Summer | Summer | Summer | Summer | Summer
Ozone Season NOX Transport - KS | 807 | 7050 | Rate Constraint in MTons | FALSE | L | Annual | Standard NOX | Thousand Tons | 9.713 | 9.713 | 9.713 | 9.713 | 9.713 | 9.713 | 9.713
Ozone Season NOX Transport - KS | 807 | 7050 | Rate Constraint in MTons | FALSE | L | Annual | Emissions at Affected Plants NOX | Thousand Tons | 6.295 | 7.1589 | 6.2271 | 6.1903 | 4.6507 | 3.467 | 3.5228
Ozone Season NOX Transport - KS | 807 | 7050 | Rate Constraint in MTons | FALSE | L | Annual | Allowances Purchased NOX | Thousand Tons | 0 | 0 | 0 | 0 | 0 | 0 | 0
Ozone Season NOX Transport - KS | 807 | 7050 | Rate Constraint in MTons | FALSE | L | Annual | Allowances Sold NOX | Thousand Tons | 0 | 0 | 0 | 0 | 0 | 0 | 0
Ozone Season NOX Transport - KS | 807 | 7050 | Rate Constraint in MTons | FALSE | L | Annual | Allowances Banked | Thousand Tons | 0 | 0 | 0 | 0 | 0 | 0 | 0
Ozone Season NOX Transport - KS | 807 | 7050 | Rate Constraint in MTons | FALSE | L | Annual | Allowances Withdrawn (1:1) | Thousand Tons | 0 | 0 | 0 | 0 | 0 | 0 | 0
Ozone Season NOX Transport - KS | 807 | 7050 | Rate Constraint in MTons | FALSE | L | Annual | Allowances Withdrawn (1:n) | Thousand Tons | 0 | 0 | 0 | 0 | 0 | 0 | 0
Ozone Season NOX Transport - KS | 807 | 7050 | Rate Constraint in MTons | FALSE | L | Annual | Total | Thousand Tons | 6.295 | 7.1589 | 6.2271 | 6.1903 | 4.6507 | 3.467 | 3.5228
Ozone Season NOX Transport - KS | 807 | 7050 | Rate Constraint in MTons | FALSE | L | Annual | Fuel Consumed | TBtu | 129.5824 | 143.1798 | 139.8835 | 137.462 | 90.3465 | 70.7232 | 73.2431
Ozone Season NOX Transport - KS | 807 | 7050 | Rate Constraint in MTons | FALSE | L | Annual | Rate | lb/MMBtu | 0.097158 | 0.099999 | 0.089033 | 0.090065 | 0.10295 | 0.098043 | 0.096193
Ozone Season NOX Transport - KS | 807 | 7050 | Rate Constraint in MTons | FALSE | L | Annual | Generation | TWh | 11.8831 | 13.0411 | 11.2962 | 10.9903 | 7.743 | 6.141 | 6.5992
Ozone Season NOX Transport - KS | 807 | 7050 | Rate Constraint in MTons | FALSE | L | Annual | Qualifying Generation | TWh | 11.8831 | 13.0411 | 11.2962 | 10.9903 | 7.743 | 6.0316 | 6.2882
Ozone Season NOX Transport - KS | 807 | 7050 | Rate Constraint in MTons | FALSE | L | Annual | Rate | lb/MWh | 1.0595 | 1.0979 | 1.1025 | 1.1265 | 1.2013 | 1.1496 | 1.1204
Ozone Season NOX Transport - KS | 807 | 7050 | Rate Constraint in MTons | FALSE | L | Annual | Constraint Shadow Price | US2022$/Ton | 0 | 0 | 0 | 0 | 0 | 0 | 0
Ozone Season NOX Transport - MO | 808 | 7055 | Rate Constraint in MTons | FALSE | L | Annual | Seasons Included | Seasons | Summer | Summer | Summer | Summer | Summer | Summer | Summer
Ozone Season NOX Transport - MO | 808 | 7055 | Rate Constraint in MTons | FALSE | L | Annual | Standard NOX | Thousand Tons | 19.094 | 19.094 | 19.094 | 19.094 | 19.094 | 19.094 | 19.094
Ozone Season NOX Transport - MO | 808 | 7055 | Rate Constraint in MTons | FALSE | L | Annual | Emissions at Affected Plants NOX | Thousand Tons | 13.087 | 10.9878 | 11.1726 | 11.0382 | 10.7291 | 10.5907 | 10.5369
Ozone Season NOX Transport - MO | 808 | 7055 | Rate Constraint in MTons | FALSE | L | Annual | Allowances Purchased NOX | Thousand Tons | 0 | 0 | 0 | 0 | 0 | 0 | 0
Ozone Season NOX Transport - MO | 808 | 7055 | Rate Constraint in MTons | FALSE | L | Annual | Allowances Sold NOX | Thousand Tons | 0 | 0 | 0 | 0 | 0 | 0 | 0
Ozone Season NOX Transport - MO | 808 | 7055 | Rate Constraint in MTons | FALSE | L | Annual | Allowances Banked | Thousand Tons | 0 | 0 | 0 | 0 | 0 | 0 | 0
Ozone Season NOX Transport - MO | 808 | 7055 | Rate Constraint in MTons | FALSE | L | Annual | Allowances Withdrawn (1:1) | Thousand Tons | 0 | 0 | 0 | 0 | 0 | 0 | 0
Ozone Season NOX Transport - MO | 808 | 7055 | Rate Constraint in MTons | FALSE | L | Annual | Allowances Withdrawn (1:n) | Thousand Tons | 0 | 0 | 0 | 0 | 0 | 0 | 0
Ozone Season NOX Transport - MO | 808 | 7055 | Rate Constraint in MTons | FALSE | L | Annual | Total | Thousand Tons | 13.087 | 10.9878 | 11.1726 | 11.0382 | 10.7291 | 10.5907 | 10.5369
Ozone Season NOX Transport - MO | 808 | 7055 | Rate Constraint in MTons | FALSE | L | Annual | Fuel Consumed | TBtu | 257.5166 | 250.7434 | 281.0846 | 259.1633 | 246.4229 | 238.975 | 232.8835
Ozone Season NOX Transport - MO | 808 | 7055 | Rate Constraint in MTons | FALSE | L | Annual | Rate | lb/MMBtu | 0.10164 | 0.087642 | 0.079496 | 0.085183 | 0.087078 | 0.088635 | 0.090491
Ozone Season NOX Transport - MO | 808 | 7055 | Rate Constraint in MTons | FALSE | L | Annual | Generation | TWh | 25.8016 | 25.9179 | 31.6633 | 28.132 | 26.4974 | 25.602 | 24.735
Ozone Season NOX Transport - MO | 808 | 7055 | Rate Constraint in MTons | FALSE | L | Annual | Qualifying Generation | TWh | 25.7927 | 25.8089 | 30.9382 | 27.643 | 26.0811 | 24.9992 | 23.958
Ozone Season NOX Transport - MO | 808 | 7055 | Rate Constraint in MTons | FALSE | L | Annual | Rate | lb/MWh | 1.0148 | 0.85147 | 0.72225 | 0.79862 | 0.82275 | 0.84729 | 0.87962
Ozone Season NOX Transport - MO | 808 | 7055 | Rate Constraint in MTons | FALSE | L | Annual | Constraint Shadow Price | US2022$/Ton | 0 | 0 | 0 | 0 | 0 | 0 | 0
Ozone Season NOX Transport - MS | 809 | 7056 | Rate Constraint in MTons | FALSE | L | Annual | Seasons Included | Seasons | Summer | Summer | Summer | Summer | Summer | Summer | Summer
Ozone Season NOX Transport - MS | 809 | 7056 | Rate Constraint in MTons | FALSE | L | Annual | Standard NOX | Thousand Tons | 7.641 | 7.641 | 7.641 | 7.641 | 7.641 | 7.641 | 7.641
Ozone Season NOX Transport - MS | 809 | 7056 | Rate Constraint in MTons | FALSE | L | Annual | Emissions at Affected Plants NOX | Thousand Tons | 2.2092 | 2.0868 | 1.8431 | 1.5602 | 1.0823 | 1.0619 | 1.0618
Ozone Season NOX Transport - MS | 809 | 7056 | Rate Constraint in MTons | FALSE | L | Annual | Allowances Purchased NOX | Thousand Tons | 0 | 0 | 0 | 0 | 0 | 0 | 0
Ozone Season NOX Transport - MS | 809 | 7056 | Rate Constraint in MTons | FALSE | L | Annual | Allowances Sold NOX | Thousand Tons | 0 | 0 | 0 | 0 | 0 | 0 | 0
Ozone Season NOX Transport - MS | 809 | 7056 | Rate Constraint in MTons | FALSE | L | Annual | Allowances Banked | Thousand Tons | 0 | 0 | 0 | 0 | 0 | 0 | 0
Ozone Season NOX Transport - MS | 809 | 7056 | Rate Constraint in MTons | FALSE | L | Annual | Allowances Withdrawn (1:1) | Thousand Tons | 0 | 0 | 0 | 0 | 0 | 0 | 0
Ozone Season NOX Transport - MS | 809 | 7056 | Rate Constraint in MTons | FALSE | L | Annual | Allowances Withdrawn (1:n) | Thousand Tons | 0 | 0 | 0 | 0 | 0 | 0 | 0
Ozone Season NOX Transport - MS | 809 | 7056 | Rate Constraint in MTons | FALSE | L | Annual | Total | Thousand Tons | 2.2092 | 2.0868 | 1.8431 | 1.5602 | 1.0823 | 1.0619 | 1.0618
Ozone Season NOX Transport - MS | 809 | 7056 | Rate Constraint in MTons | FALSE | L | Annual | Fuel Consumed | TBtu | 202.5858 | 209.0096 | 179.4614 | 139.2965 | 95.8418 | 92.149 | 92.5164
Ozone Season NOX Transport - MS | 809 | 7056 | Rate Constraint in MTons | FALSE | L | Annual | Rate | lb/MMBtu | 0.02181 | 0.019968 | 0.020541 | 0.022401 | 0.022586 | 0.023048 | 0.022954
Ozone Season NOX Transport - MS | 809 | 7056 | Rate Constraint in MTons | FALSE | L | Annual | Generation | TWh | 27.3807 | 34.3135 | 48.0759 | 56.6761 | 67.6462 | 70.1562 | 85.6743
Ozone Season NOX Transport - MS | 809 | 7056 | Rate Constraint in MTons | FALSE | L | Annual | Qualifying Generation | TWh | 27.3807 | 28.5352 | 24.0735 | 18.8245 | 14.3421 | 13.758 | 13.7983
Ozone Season NOX Transport - MS | 809 | 7056 | Rate Constraint in MTons | FALSE | L | Annual | Rate | lb/MWh | 0.16137 | 0.14626 | 0.15313 | 0.16576 | 0.15093 | 0.15437 | 0.1539
Ozone Season NOX Transport - MS | 809 | 7056 | Rate Constraint in MTons | FALSE | L | Annual | Constraint Shadow Price | US2022$/Ton | 0 | 0 | 0 | 0 | 0 | 0 | 0
Ozone Season NOX Transport - OK | 810 | 7060 | Rate Constraint in MTons | FALSE | L | Annual | Seasons Included | Seasons | Summer | Summer | Summer | Summer | Summer | Summer | Summer
Ozone Season NOX Transport - OK | 810 | 7060 | Rate Constraint in MTons | FALSE | L | Annual | Standard NOX | Thousand Tons | 14.086 | 14.086 | 14.086 | 14.086 | 14.086 | 14.086 | 14.086
Ozone Season NOX Transport - OK | 810 | 7060 | Rate Constraint in MTons | FALSE | L | Annual | Emissions at Affected Plants NOX | Thousand Tons | 5.8787 | 8.9258 | 5.9911 | 4.8982 | 3.81 | 2.5738 | 2.7915
Ozone Season NOX Transport - OK | 810 | 7060 | Rate Constraint in MTons | FALSE | L | Annual | Allowances Purchased NOX | Thousand Tons | 0 | 0 | 0 | 0 | 0 | 0 | 0
Ozone Season NOX Transport - OK | 810 | 7060 | Rate Constraint in MTons | FALSE | L | Annual | Allowances Sold NOX | Thousand Tons | 0 | 0 | 0 | 0 | 0 | 0 | 0
Ozone Season NOX Transport - OK | 810 | 7060 | Rate Constraint in MTons | FALSE | L | Annual | Allowances Banked | Thousand Tons | 0 | 0 | 0 | 0 | 0 | 0 | 0
Ozone Season NOX Transport - OK | 810 | 7060 | Rate Constraint in MTons | FALSE | L | Annual | Allowances Withdrawn (1:1) | Thousand Tons | 0 | 0 | 0 | 0 | 0 | 0 | 0
Ozone Season NOX Transport - OK | 810 | 7060 | Rate Constraint in MTons | FALSE | L | Annual | Allowances Withdrawn (1:n) | Thousand Tons | 0 | 0 | 0 | 0 | 0 | 0 | 0
Ozone Season NOX Transport - OK | 810 | 7060 | Rate Constraint in MTons | FALSE | L | Annual | Total | Thousand Tons | 5.8787 | 8.9258 | 5.9911 | 4.8982 | 3.81 | 2.5738 | 2.7915
Ozone Season NOX Transport - OK | 810 | 7060 | Rate Constraint in MTons | FALSE | L | Annual | Fuel Consumed | TBtu | 184.4615 | 214.0473 | 175.936 | 95.1223 | 37.5918 | 24.3278 | 29.0738
Ozone Season NOX Transport - OK | 810 | 7060 | Rate Constraint in MTons | FALSE | L | Annual | Rate | lb/MMBtu | 0.063739 | 0.083401 | 0.068105 | 0.10299 | 0.2027 | 0.21159 | 0.19203
Ozone Season NOX Transport - OK | 810 | 7060 | Rate Constraint in MTons | FALSE | L | Annual | Generation | TWh | 23.0306 | 25.219 | 19.4742 | 8.3814 | 3.4443 | 2.7686 | 3.454
Ozone Season NOX Transport - OK | 810 | 7060 | Rate Constraint in MTons | FALSE | L | Annual | Qualifying Generation | TWh | 23.0306 | 25.219 | 19.4742 | 8.3814 | 3.4443 | 2.2437 | 2.6693
Ozone Season NOX Transport - OK | 810 | 7060 | Rate Constraint in MTons | FALSE | L | Annual | Rate | lb/MWh | 0.51051 | 0.70787 | 0.61529 | 1.1688 | 2.2124 | 2.2943 | 2.0916
Ozone Season NOX Transport - OK | 810 | 7060 | Rate Constraint in MTons | FALSE | L | Annual | Constraint Shadow Price | US2022$/Ton | 0 | 0 | 0 | 0 | 0 | 0 | 0
Ozone Season NOX Transport - Region 1 | 811 | 7062 | Rate Constraint in MTons | FALSE | L | Annual | Seasons Included | Seasons | Summer | Summer | Summer | Summer | Summer | Summer | Summer
Ozone Season NOX Transport - Region 1 | 811 | 7062 | Rate Constraint in MTons | FALSE | L | Annual | Standard NOX | Thousand Tons | 143.408 | 143.408 | 143.408 | 143.408 | 143.408 | 143.408 | 143.408
Ozone Season NOX Transport - Region 1 | 811 | 7062 | Rate Constraint in MTons | FALSE | L | Annual | Emissions at Affected Plants NOX | Thousand Tons | 86.7675 | 88.8468 | 78.6645 | 73.0871 | 63.7349 | 59.868 | 60.4448
Ozone Season NOX Transport - Region 1 | 811 | 7062 | Rate Constraint in MTons | FALSE | L | Annual | Allowances Purchased NOX | Thousand Tons | 0 | 0 | 0 | 0 | 0 | 0 | 0
Ozone Season NOX Transport - Region 1 | 811 | 7062 | Rate Constraint in MTons | FALSE | L | Annual | Allowances Sold NOX | Thousand Tons | 0 | 0 | 0 | 0 | 0 | 0 | 0
Ozone Season NOX Transport - Region 1 | 811 | 7062 | Rate Constraint in MTons | FALSE | L | Annual | Allowances Banked | Thousand Tons | 0 | 0 | 0 | 0 | 0 | 0 | 0
Ozone Season NOX Transport - Region 1 | 811 | 7062 | Rate Constraint in MTons | FALSE | L | Annual | Allowances Withdrawn (1:1) | Thousand Tons | 0 | 0 | 0 | 0 | 0 | 0 | 0
Ozone Season NOX Transport - Region 1 | 811 | 7062 | Rate Constraint in MTons | FALSE | L | Annual | Allowances Withdrawn (1:n) | Thousand Tons | 0 | 0 | 0 | 0 | 0 | 0 | 0
Ozone Season NOX Transport - Region 1 | 811 | 7062 | Rate Constraint in MTons | FALSE | L | Annual | Total | Thousand Tons | 86.7675 | 88.8468 | 78.6645 | 73.0871 | 63.7349 | 59.868 | 60.4448
Ozone Season NOX Transport - Region 1 | 811 | 7062 | Rate Constraint in MTons | FALSE | L | Annual | Fuel Consumed | TBtu | 3075.7857 | 3260.8158 | 3268.5557 | 2792.9997 | 1979.1359 | 1751.7396 | 1803.2326
Ozone Season NOX Transport - Region 1 | 811 | 7062 | Rate Constraint in MTons | FALSE | L | Annual | Rate | lb/MMBtu | 0.05642 | 0.054494 | 0.048134 | 0.052336 | 0.064407 | 0.068353 | 0.06704
Ozone Season NOX Transport - Region 1 | 811 | 7062 | Rate Constraint in MTons | FALSE | L | Annual | Generation | TWh | 373.6756 | 402.4662 | 421.7842 | 365.7471 | 273.053 | 244.4512 | 261.6047
Ozone Season NOX Transport - Region 1 | 811 | 7062 | Rate Constraint in MTons | FALSE | L | Annual | Qualifying Generation | TWh | 373.2295 | 401.0866 | 409.2732 | 348.381 | 245.3873 | 216.1401 | 222.6524
Ozone Season NOX Transport - Region 1 | 811 | 7062 | Rate Constraint in MTons | FALSE | L | Annual | Rate | lb/MWh | 0.46496 | 0.44303 | 0.38441 | 0.41958 | 0.51946 | 0.55397 | 0.54295
Ozone Season NOX Transport - Region 1 | 811 | 7062 | Rate Constraint in MTons | FALSE | L | Annual | Constraint Shadow Price | US2022$/Ton | 0 | 0 | 0 | 0 | 0 | 0 | 0
Ozone Season NOX Transport - Region 2 | 812 | 7063 | Rate Constraint in MTons | FALSE | L | Annual | Seasons Included | Seasons | Summer | Summer | Summer | Summer | Summer | Summer | Summer
Ozone Season NOX Transport - Region 2 | 812 | 7063 | Rate Constraint in MTons | FALSE | L | Annual | Standard NOX | Thousand Tons | 24.041 | 24.041 | 24.041 | 24.041 | 24.041 | 24.041 | 24.041
Ozone Season NOX Transport - Region 2 | 812 | 7063 | Rate Constraint in MTons | FALSE | L | Annual | Emissions at Affected Plants NOX | Thousand Tons | 1.2417 | 4.248 | 5.4644 | 5.5142 | 5.3265 | 4.0796 | 4.3455
Ozone Season NOX Transport - Region 2 | 812 | 7063 | Rate Constraint in MTons | FALSE | L | Annual | Allowances Purchased NOX | Thousand Tons | 0 | 0 | 0 | 0 | 0 | 0 | 0
Ozone Season NOX Transport - Region 2 | 812 | 7063 | Rate Constraint in MTons | FALSE | L | Annual | Allowances Sold NOX | Thousand Tons | 0 | 0 | 0 | 0 | 0 | 0 | 0
Ozone Season NOX Transport - Region 2 | 812 | 7063 | Rate Constraint in MTons | FALSE | L | Annual | Allowances Banked | Thousand Tons | 0 | 0 | 0 | 0 | 0 | 0 | 0
Ozone Season NOX Transport - Region 2 | 812 | 7063 | Rate Constraint in MTons | FALSE | L | Annual | Allowances Withdrawn (1:1) | Thousand Tons | 0 | 0 | 0 | 0 | 0 | 0 | 0
Ozone Season NOX Transport - Region 2 | 812 | 7063 | Rate Constraint in MTons | FALSE | L | Annual | Allowances Withdrawn (1:n) | Thousand Tons | 0 | 0 | 0 | 0 | 0 | 0 | 0
Ozone Season NOX Transport - Region 2 | 812 | 7063 | Rate Constraint in MTons | FALSE | L | Annual | Total | Thousand Tons | 1.2417 | 4.248 | 5.4644 | 5.5142 | 5.3265 | 4.0796 | 4.3455
Ozone Season NOX Transport - Region 2 | 812 | 7063 | Rate Constraint in MTons | FALSE | L | Annual | Fuel Consumed | TBtu | 188.2096 | 268.6593 | 337.2114 | 344.401 | 298.1623 | 261.5446 | 301.9183
Ozone Season NOX Transport - Region 2 | 812 | 7063 | Rate Constraint in MTons | FALSE | L | Annual | Rate | lb/MMBtu | 0.013194 | 0.031623 | 0.032409 | 0.032022 | 0.035729 | 0.031197 | 0.028786
Ozone Season NOX Transport - Region 2 | 812 | 7063 | Rate Constraint in MTons | FALSE | L | Annual | Generation | TWh | 26.5797 | 49.4196 | 109.2697 | 128.9034 | 136.4181 | 132.9421 | 150.1191
Ozone Season NOX Transport - Region 2 | 812 | 7063 | Rate Constraint in MTons | FALSE | L | Annual | Qualifying Generation | TWh | 26.1316 | 33.8924 | 42.8879 | 44.3613 | 38.8151 | 35.067 | 41.8211
Ozone Season NOX Transport - Region 2 | 812 | 7063 | Rate Constraint in MTons | FALSE | L | Annual | Rate | lb/MWh | 0.095031 | 0.25067 | 0.25482 | 0.2486 | 0.27446 | 0.23268 | 0.20781
Ozone Season NOX Transport - Region 2 | 812 | 7063 | Rate Constraint in MTons | FALSE | L | Annual | Constraint Shadow Price | US2022$/Ton | 0 | 0 | 0 | 0 | 0 | 0 | 0
Ozone Season NOX Transport - TN | 813 | 7064 | Rate Constraint in MTons | FALSE | L | Annual | Seasons Included | Seasons | Summer | Summer | Summer | Summer | Summer | Summer | Summer
Ozone Season NOX Transport - TN | 813 | 7064 | Rate Constraint in MTons | FALSE | L | Annual | Standard NOX | Thousand Tons | 9.361 | 9.361 | 9.361 | 9.361 | 9.361 | 9.361 | 9.361
Ozone Season NOX Transport - TN | 813 | 7064 | Rate Constraint in MTons | FALSE | L | Annual | Emissions at Affected Plants NOX | Thousand Tons | 2.2165 | 1.1432 | 0.59116 | 0.6721 | 0.66023 | 0.52005 | 0.52726
Ozone Season NOX Transport - TN | 813 | 7064 | Rate Constraint in MTons | FALSE | L | Annual | Allowances Purchased NOX | Thousand Tons | 0 | 0 | 0 | 0 | 0 | 0 | 0
Ozone Season NOX Transport - TN | 813 | 7064 | Rate Constraint in MTons | FALSE | L | Annual | Allowances Sold NOX | Thousand Tons | 0 | 0 | 0 | 0 | 0 | 0 | 0
Ozone Season NOX Transport - TN | 813 | 7064 | Rate Constraint in MTons | FALSE | L | Annual | Allowances Banked | Thousand Tons | 0 | 0 | 0 | 0 | 0 | 0 | 0
Ozone Season NOX Transport - TN | 813 | 7064 | Rate Constraint in MTons | FALSE | L | Annual | Allowances Withdrawn (1:1) | Thousand Tons | 0 | 0 | 0 | 0 | 0 | 0 | 0
Ozone Season NOX Transport - TN | 813 | 7064 | Rate Constraint in MTons | FALSE | L | Annual | Allowances Withdrawn (1:n) | Thousand Tons | 0 | 0 | 0 | 0 | 0 | 0 | 0
Ozone Season NOX Transport - TN | 813 | 7064 | Rate Constraint in MTons | FALSE | L | Annual | Total | Thousand Tons | 2.2165 | 1.1432 | 0.59116 | 0.6721 | 0.66023 | 0.52005 | 0.52726
Ozone Season NOX Transport - TN | 813 | 7064 | Rate Constraint in MTons | FALSE | L | Annual | Fuel Consumed | TBtu | 128.3389 | 118.3211 | 107.9739 | 122.2202 | 119.5133 | 94.6538 | 95.9656
Ozone Season NOX Transport - TN | 813 | 7064 | Rate Constraint in MTons | FALSE | L | Annual | Rate | lb/MMBtu | 0.034541 | 0.019323 | 0.01095 | 0.010998 | 0.011049 | 0.010988 | 0.010989
Ozone Season NOX Transport - TN | 813 | 7064 | Rate Constraint in MTons | FALSE | L | Annual | Generation | TWh | 15.752 | 19.6666 | 24.4171 | 32.2878 | 33.9978 | 27.9244 | 27.8612
Ozone Season NOX Transport - TN | 813 | 7064 | Rate Constraint in MTons | FALSE | L | Annual | Qualifying Generation | TWh | 15.752 | 16.0696 | 16.3939 | 19.0539 | 18.9039 | 15.0708 | 15.1235
Ozone Season NOX Transport - TN | 813 | 7064 | Rate Constraint in MTons | FALSE | L | Annual | Rate | lb/MWh | 0.28142 | 0.14228 | 0.07212 | 0.070547 | 0.069851 | 0.069014 | 0.069727
Ozone Season NOX Transport - TN | 813 | 7064 | Rate Constraint in MTons | FALSE | L | Annual | Constraint Shadow Price | US2022$/Ton | 0 | 0 | 0 | 0 | 0 | 0 | 0
Ozone Season NOX Transport - TX | 814 | 7065 | Rate Constraint in MTons | FALSE | L | Annual | Seasons Included | Seasons | Summer | Summer | Summer | Summer | Summer | Summer | Summer
Ozone Season NOX Transport - TX | 814 | 7065 | Rate Constraint in MTons | FALSE | L | Annual | Standard NOX | Thousand Tons | 63.284 | 63.284 | 63.284 | 63.284 | 63.284 | 63.284 | 63.284
Ozone Season NOX Transport - TX | 814 | 7065 | Rate Constraint in MTons | FALSE | L | Annual | Emissions at Affected Plants NOX | Thousand Tons | 31.5915 | 31.7236 | 27.7253 | 24.2183 | 20.6502 | 20.0037 | 20.0244
Ozone Season NOX Transport - TX | 814 | 7065 | Rate Constraint in MTons | FALSE | L | Annual | Allowances Purchased NOX | Thousand Tons | 0 | 0 | 0 | 0 | 0 | 0 | 0
Ozone Season NOX Transport - TX | 814 | 7065 | Rate Constraint in MTons | FALSE | L | Annual | Allowances Sold NOX | Thousand Tons | 0 | 0 | 0 | 0 | 0 | 0 | 0
Ozone Season NOX Transport - TX | 814 | 7065 | Rate Constraint in MTons | FALSE | L | Annual | Allowances Banked | Thousand Tons | 0 | 0 | 0 | 0 | 0 | 0 | 0
Ozone Season NOX Transport - TX | 814 | 7065 | Rate Constraint in MTons | FALSE | L | Annual | Allowances Withdrawn (1:1) | Thousand Tons | 0 | 0 | 0 | 0 | 0 | 0 | 0
Ozone Season NOX Transport - TX | 814 | 7065 | Rate Constraint in MTons | FALSE | L | Annual | Allowances Withdrawn (1:n) | Thousand Tons | 0 | 0 | 0 | 0 | 0 | 0 | 0
Ozone Season NOX Transport - TX | 814 | 7065 | Rate Constraint in MTons | FALSE | L | Annual | Total | Thousand Tons | 31.5915 | 31.7236 | 27.7253 | 24.2183 | 20.6502 | 20.0037 | 20.0244
Ozone Season NOX Transport - TX | 814 | 7065 | Rate Constraint in MTons | FALSE | L | Annual | Fuel Consumed | TBtu | 1283.2386 | 1385.2794 | 1443.5895 | 1187.8547 | 752.0898 | 656.5058 | 669.0986
Ozone Season NOX Transport - TX | 814 | 7065 | Rate Constraint in MTons | FALSE | L | Annual | Rate | lb/MMBtu | 0.049237 | 0.045801 | 0.038412 | 0.040777 | 0.054914 | 0.06094 | 0.059855
Ozone Season NOX Transport - TX | 814 | 7065 | Rate Constraint in MTons | FALSE | L | Annual | Generation | TWh | 162.1213 | 178.8635 | 191.2401 | 159.1679 | 99.7573 | 84.853 | 86.9515
Ozone Season NOX Transport - TX | 814 | 7065 | Rate Constraint in MTons | FALSE | L | Annual | Qualifying Generation | TWh | 162.1213 | 178.8635 | 189.3406 | 157.0904 | 95.6858 | 83.681 | 85.1805
Ozone Season NOX Transport - TX | 814 | 7065 | Rate Constraint in MTons | FALSE | L | Annual | Rate | lb/MWh | 0.38973 | 0.35472 | 0.29286 | 0.30834 | 0.43162 | 0.47809 | 0.47016
Ozone Season NOX Transport - TX | 814 | 7065 | Rate Constraint in MTons | FALSE | L | Annual | Constraint Shadow Price | US2022$/Ton | 0 | 0 | 0 | 0 | 0 | 0 | 0
Ozone Season NOX Transport - WI | 815 | 7067 | Rate Constraint in MTons | FALSE | L | Annual | Seasons Included | Seasons | Summer | Summer | Summer | Summer | Summer | Summer | Summer
Ozone Season NOX Transport - WI | 815 | 7067 | Rate Constraint in MTons | FALSE | L | Annual | Standard NOX | Thousand Tons | 9.577 | 9.577 | 9.577 | 9.577 | 9.577 | 9.577 | 9.577
Ozone Season NOX Transport - WI | 815 | 7067 | Rate Constraint in MTons | FALSE | L | Annual | Emissions at Affected Plants NOX | Thousand Tons | 2.4622 | 3.2102 | 2.2551 | 2.092 | 1.7663 | 1.3032 | 1.4554
Ozone Season NOX Transport - WI | 815 | 7067 | Rate Constraint in MTons | FALSE | L | Annual | Allowances Purchased NOX | Thousand Tons | 0 | 0 | 0 | 0 | 0 | 0 | 0
Ozone Season NOX Transport - WI | 815 | 7067 | Rate Constraint in MTons | FALSE | L | Annual | Allowances Sold NOX | Thousand Tons | 0 | 0 | 0 | 0 | 0 | 0 | 0
Ozone Season NOX Transport - WI | 815 | 7067 | Rate Constraint in MTons | FALSE | L | Annual | Allowances Banked | Thousand Tons | 0 | 0 | 0 | 0 | 0 | 0 | 0
Ozone Season NOX Transport - WI | 815 | 7067 | Rate Constraint in MTons | FALSE | L | Annual | Allowances Withdrawn (1:1) | Thousand Tons | 0 | 0 | 0 | 0 | 0 | 0 | 0
Ozone Season NOX Transport - WI | 815 | 7067 | Rate Constraint in MTons | FALSE | L | Annual | Allowances Withdrawn (1:n) | Thousand Tons | 0 | 0 | 0 | 0 | 0 | 0 | 0
Ozone Season NOX Transport - WI | 815 | 7067 | Rate Constraint in MTons | FALSE | L | Annual | Total | Thousand Tons | 2.4622 | 3.2102 | 2.2551 | 2.092 | 1.7663 | 1.3032 | 1.4554
Ozone Season NOX Transport - WI | 815 | 7067 | Rate Constraint in MTons | FALSE | L | Annual | Fuel Consumed | TBtu | 160.7042 | 201.4756 | 226.6649 | 190.6664 | 130.4434 | 92.7437 | 100.5561
Ozone Season NOX Transport - WI | 815 | 7067 | Rate Constraint in MTons | FALSE | L | Annual | Rate | lb/MMBtu | 0.030642 | 0.031867 | 0.019898 | 0.021944 | 0.027082 | 0.028104 | 0.028946
Ozone Season NOX Transport - WI | 815 | 7067 | Rate Constraint in MTons | FALSE | L | Annual | Generation | TWh | 19.8183 | 25.1707 | 33.0269 | 28.201 | 18.5853 | 13.0133 | 14.0135
Ozone Season NOX Transport - WI | 815 | 7067 | Rate Constraint in MTons | FALSE | L | Annual | Qualifying Generation | TWh | 19.3779 | 24.7485 | 32.1694 | 27.3702 | 18.023 | 12.6577 | 13.6331
Ozone Season NOX Transport - WI | 815 | 7067 | Rate Constraint in MTons | FALSE | L | Annual | Rate | lb/MWh | 0.25412 | 0.25942 | 0.1402 | 0.15287 | 0.19601 | 0.20592 | 0.21351
Ozone Season NOX Transport - WI | 815 | 7067 | Rate Constraint in MTons | FALSE | L | Annual | Constraint Shadow Price | US2022$/Ton | 0 | 0 | 0 | 0 | 0 | 0 | 0
PA_RACT Conemaugh 1 & 2-NOx Cap Fall | 816 | 7960 | Rate Constraint in MTons | FALSE | L | Annual | Seasons Included | Seasons | Fall | Fall | Fall | Fall | Fall | Fall | Fall
PA_RACT Conemaugh 1 & 2-NOx Cap Fall | 816 | 7960 | Rate Constraint in MTons | FALSE | L | Annual | Standard NOX | Thousand Tons | 1.3163 | 1.3163 | 1.3163 | 1.3163 | 1.3163 | 1.3163 | 1.3163
PA_RACT Conemaugh 1 & 2-NOx Cap Fall | 816 | 7960 | Rate Constraint in MTons | FALSE | L | Annual | Emissions at Affected Plants NOX | Thousand Tons | 0.51457 | 0.64853 | 0.57216 | 0.57216 | 0.57216 | 0.57216 | 0.57216
PA_RACT Conemaugh 1 & 2-NOx Cap Fall | 816 | 7960 | Rate Constraint in MTons | FALSE | L | Annual | Allowances Purchased NOX | Thousand Tons | 0 | 0 | 0 | 0 | 0 | 0 | 0
PA_RACT Conemaugh 1 & 2-NOx Cap Fall | 816 | 7960 | Rate Constraint in MTons | FALSE | L | Annual | Allowances Sold NOX | Thousand Tons | 0 | 0 | 0 | 0 | 0 | 0 | 0
PA_RACT Conemaugh 1 & 2-NOx Cap Fall | 816 | 7960 | Rate Constraint in MTons | FALSE | L | Annual | Allowances Banked | Thousand Tons | 0 | 0 | 0 | 0 | 0 | 0 | 0
PA_RACT Conemaugh 1 & 2-NOx Cap Fall | 816 | 7960 | Rate Constraint in MTons | FALSE | L | Annual | Allowances Withdrawn (1:1) | Thousand Tons | 0 | 0 | 0 | 0 | 0 | 0 | 0
PA_RACT Conemaugh 1 & 2-NOx Cap Fall | 816 | 7960 | Rate Constraint in MTons | FALSE | L | Annual | Allowances Withdrawn (1:n) | Thousand Tons | 0 | 0 | 0 | 0 | 0 | 0 | 0
PA_RACT Conemaugh 1 & 2-NOx Cap Fall | 816 | 7960 | Rate Constraint in MTons | FALSE | L | Annual | Total | Thousand Tons | 0.51457 | 0.64853 | 0.57216 | 0.57216 | 0.57216 | 0.57216 | 0.57216
PA_RACT Conemaugh 1 & 2-NOx Cap Fall | 816 | 7960 | Rate Constraint in MTons | FALSE | L | Annual | Fuel Consumed | TBtu | 14.2937 | 18.0148 | 15.8934 | 15.8934 | 15.8934 | 15.8934 | 15.8934
PA_RACT Conemaugh 1 & 2-NOx Cap Fall | 816 | 7960 | Rate Constraint in MTons | FALSE | L | Annual | Rate | lb/MMBtu | 0.072 | 0.072 | 0.072 | 0.072 | 0.072 | 0.072 | 0.072
PA_RACT Conemaugh 1 & 2-NOx Cap Fall | 816 | 7960 | Rate Constraint in MTons | FALSE | L | Annual | Generation | TWh | 1.4671 | 1.849 | 1.6313 | 1.6313 | 1.6313 | 1.6313 | 1.6313
PA_RACT Conemaugh 1 & 2-NOx Cap Fall | 816 | 7960 | Rate Constraint in MTons | FALSE | L | Annual | Qualifying Generation | TWh | 1.4671 | 1.849 | 1.6313 | 1.6313 | 1.6313 | 1.6313 | 1.6313
PA_RACT Conemaugh 1 & 2-NOx Cap Fall | 816 | 7960 | Rate Constraint in MTons | FALSE | L | Annual | Rate | lb/MWh | 0.7015 | 0.7015 | 0.7015 | 0.7015 | 0.7015 | 0.7015 | 0.7015
PA_RACT Conemaugh 1 & 2-NOx Cap Fall | 816 | 7960 | Rate Constraint in MTons | FALSE | L | Annual | Constraint Shadow Price | US2022$/Ton | 0 | 0 | 0 | 0 | 0 | 0 | 0
PA_RACT Conemaugh 1 & 2-NOx Cap Spring | 817 | 7958 | Rate Constraint in MTons | FALSE | L | Annual | Seasons Included | Seasons | Spring | Spring | Spring | Spring | Spring | Spring | Spring
PA_RACT Conemaugh 1 & 2-NOx Cap Spring | 817 | 7958 | Rate Constraint in MTons | FALSE | L | Annual | Standard NOX | Thousand Tons | 0.87279 | 0.87279 | 0.87279 | 0.87279 | 0.87279 | 0.87279 | 0.87279
PA_RACT Conemaugh 1 & 2-NOx Cap Spring | 817 | 7958 | Rate Constraint in MTons | FALSE | L | Annual | Emissions at Affected Plants NOX | Thousand Tons | 0.64853 | 0.64853 | 0.57216 | 0.57216 | 0.57216 | 0.25607 | 0.57216
PA_RACT Conemaugh 1 & 2-NOx Cap Spring | 817 | 7958 | Rate Constraint in MTons | FALSE | L | Annual | Allowances Purchased NOX | Thousand Tons | 0 | 0 | 0 | 0 | 0 | 0 | 0
PA_RACT Conemaugh 1 & 2-NOx Cap Spring | 817 | 7958 | Rate Constraint in MTons | FALSE | L | Annual | Allowances Sold NOX | Thousand Tons | 0 | 0 | 0 | 0 | 0 | 0 | 0
PA_RACT Conemaugh 1 & 2-NOx Cap Spring | 817 | 7958 | Rate Constraint in MTons | FALSE | L | Annual | Allowances Banked | Thousand Tons | 0 | 0 | 0 | 0 | 0 | 0 | 0
PA_RACT Conemaugh 1 & 2-NOx Cap Spring | 817 | 7958 | Rate Constraint in MTons | FALSE | L | Annual | Allowances Withdrawn (1:1) | Thousand Tons | 0 | 0 | 0 | 0 | 0 | 0 | 0
PA_RACT Conemaugh 1 & 2-NOx Cap Spring | 817 | 7958 | Rate Constraint in MTons | FALSE | L | Annual | Allowances Withdrawn (1:n) | Thousand Tons | 0 | 0 | 0 | 0 | 0 | 0 | 0
PA_RACT Conemaugh 1 & 2-NOx Cap Spring | 817 | 7958 | Rate Constraint in MTons | FALSE | L | Annual | Total | Thousand Tons | 0.64853 | 0.64853 | 0.57216 | 0.57216 | 0.57216 | 0.25607 | 0.57216
PA_RACT Conemaugh 1 & 2-NOx Cap Spring | 817 | 7958 | Rate Constraint in MTons | FALSE | L | Annual | Fuel Consumed | TBtu | 18.0148 | 18.0148 | 15.8934 | 15.8934 | 15.8934 | 7.1129 | 15.8934
PA_RACT Conemaugh 1 & 2-NOx Cap Spring | 817 | 7958 | Rate Constraint in MTons | FALSE | L | Annual | Rate | lb/MMBtu | 0.072 | 0.072 | 0.072 | 0.072 | 0.072 | 0.072 | 0.072
PA_RACT Conemaugh 1 & 2-NOx Cap Spring | 817 | 7958 | Rate Constraint in MTons | FALSE | L | Annual | Generation | TWh | 1.849 | 1.849 | 1.6313 | 1.6313 | 1.6313 | 0.73006 | 1.6313
PA_RACT Conemaugh 1 & 2-NOx Cap Spring | 817 | 7958 | Rate Constraint in MTons | FALSE | L | Annual | Qualifying Generation | TWh | 1.849 | 1.849 | 1.6313 | 1.6313 | 1.6313 | 0.73006 | 1.6313
PA_RACT Conemaugh 1 & 2-NOx Cap Spring | 817 | 7958 | Rate Constraint in MTons | FALSE | L | Annual | Rate | lb/MWh | 0.7015 | 0.7015 | 0.7015 | 0.7015 | 0.7015 | 0.7015 | 0.7015
PA_RACT Conemaugh 1 & 2-NOx Cap Spring | 817 | 7958 | Rate Constraint in MTons | FALSE | L | Annual | Constraint Shadow Price | US2022$/Ton | 0 | 0 | 0 | 0 | 0 | 0 | 0
PA_RACT Conemaugh 1 & 2-NOx Cap Summer | 818 | 7959 | Rate Constraint in MTons | FALSE | L | Annual | Seasons Included | Seasons | Summer | Summer | Summer | Summer | Summer | Summer | Summer
PA_RACT Conemaugh 1 & 2-NOx Cap Summer | 818 | 7959 | Rate Constraint in MTons | FALSE | L | Annual | Standard NOX | Thousand Tons | 2.1891 | 2.1891 | 2.1891 | 2.1891 | 2.1891 | 2.1891 | 2.1891
PA_RACT Conemaugh 1 & 2-NOx Cap Summer | 818 | 7959 | Rate Constraint in MTons | FALSE | L | Annual | Emissions at Affected Plants NOX | Thousand Tons | 0.97452 | 1.6592 | 1.5935 | 1.5935 | 1.5935 | 1.5935 | 1.5935
PA_RACT Conemaugh 1 & 2-NOx Cap Summer | 818 | 7959 | Rate Constraint in MTons | FALSE | L | Annual | Allowances Purchased NOX | Thousand Tons | 0 | 0 | 0 | 0 | 0 | 0 | 0
PA_RACT Conemaugh 1 & 2-NOx Cap Summer | 818 | 7959 | Rate Constraint in MTons | FALSE | L | Annual | Allowances Sold NOX | Thousand Tons | 0 | 0 | 0 | 0 | 0 | 0 | 0
PA_RACT Conemaugh 1 & 2-NOx Cap Summer | 818 | 7959 | Rate Constraint in MTons | FALSE | L | Annual | Allowances Banked | Thousand Tons | 0 | 0 | 0 | 0 | 0 | 0 | 0
PA_RACT Conemaugh 1 & 2-NOx Cap Summer | 818 | 7959 | Rate Constraint in MTons | FALSE | L | Annual | Allowances Withdrawn (1:1) | Thousand Tons | 0 | 0 | 0 | 0 | 0 | 0 | 0
PA_RACT Conemaugh 1 & 2-NOx Cap Summer | 818 | 7959 | Rate Constraint in MTons | FALSE | L | Annual | Allowances Withdrawn (1:n) | Thousand Tons | 0 | 0 | 0 | 0 | 0 | 0 | 0
PA_RACT Conemaugh 1 & 2-NOx Cap Summer | 818 | 7959 | Rate Constraint in MTons | FALSE | L | Annual | Total | Thousand Tons | 0.97452 | 1.6592 | 1.5935 | 1.5935 | 1.5935 | 1.5935 | 1.5935
PA_RACT Conemaugh 1 & 2-NOx Cap Summer | 818 | 7959 | Rate Constraint in MTons | FALSE | L | Annual | Fuel Consumed | TBtu | 27.0699 | 46.0893 | 44.2637 | 44.2637 | 44.2637 | 44.2637 | 44.2637
PA_RACT Conemaugh 1 & 2-NOx Cap Summer | 818 | 7959 | Rate Constraint in MTons | FALSE | L | Annual | Rate | lb/MMBtu | 0.072 | 0.072 | 0.072 | 0.072 | 0.072 | 0.072 | 0.072
PA_RACT Conemaugh 1 & 2-NOx Cap Summer | 818 | 7959 | Rate Constraint in MTons | FALSE | L | Annual | Generation | TWh | 2.7784 | 4.7305 | 4.5431 | 4.5431 | 4.5431 | 4.5431 | 4.5431
PA_RACT Conemaugh 1 & 2-NOx Cap Summer | 818 | 7959 | Rate Constraint in MTons | FALSE | L | Annual | Qualifying Generation | TWh | 2.7784 | 4.7305 | 4.5431 | 4.5431 | 4.5431 | 4.5431 | 4.5431
PA_RACT Conemaugh 1 & 2-NOx Cap Summer | 818 | 7959 | Rate Constraint in MTons | FALSE | L | Annual | Rate | lb/MWh | 0.7015 | 0.7015 | 0.7015 | 0.7015 | 0.7015 | 0.7015 | 0.7015
PA_RACT Conemaugh 1 & 2-NOx Cap Summer | 818 | 7959 | Rate Constraint in MTons | FALSE | L | Annual | Constraint Shadow Price | US2022$/Ton | 0 | 0 | 0 | 0 | 0 | 0 | 0
PA_RACT Conemaugh 1 & 2-NOx Cap Winter | 819 | 7957 | Rate Constraint in MTons | FALSE | L | Annual | Seasons Included | Seasons | Winter | Winter | Winter | Winter | Winter | Winter | Winter
PA_RACT Conemaugh 1 & 2-NOx Cap Winter | 819 | 7957 | Rate Constraint in MTons | FALSE | L | Annual | Standard NOX | Thousand Tons | 0.84417 | 0.84417 | 0.84417 | 0.84417 | 0.84417 | 0.84417 | 0.84417
PA_RACT Conemaugh 1 & 2-NOx Cap Winter | 819 | 7957 | Rate Constraint in MTons | FALSE | L | Annual | Emissions at Affected Plants NOX | Thousand Tons | 0.84417 | 0.84417 | 0.84417 | 0.84417 | 0.84417 | 0.84417 | 0.84417
PA_RACT Conemaugh 1 & 2-NOx Cap Winter | 819 | 7957 | Rate Constraint in MTons | FALSE | L | Annual | Allowances Purchased NOX | Thousand Tons | 0 | 0 | 0 | 0 | 0 | 0 | 0
PA_RACT Conemaugh 1 & 2-NOx Cap Winter | 819 | 7957 | Rate Constraint in MTons | FALSE | L | Annual | Allowances Sold NOX | Thousand Tons | 0 | 0 | 0 | 0 | 0 | 0 | 0
PA_RACT Conemaugh 1 & 2-NOx Cap Winter | 819 | 7957 | Rate Constraint in MTons | FALSE | L | Annual | Allowances Banked | Thousand Tons | 0 | 0 | 0 | 0 | 0 | 0 | 0
PA_RACT Conemaugh 1 & 2-NOx Cap Winter | 819 | 7957 | Rate Constraint in MTons | FALSE | L | Annual | Allowances Withdrawn (1:1) | Thousand Tons | 0 | 0 | 0 | 0 | 0 | 0 | 0
PA_RACT Conemaugh 1 & 2-NOx Cap Winter | 819 | 7957 | Rate Constraint in MTons | FALSE | L | Annual | Allowances Withdrawn (1:n) | Thousand Tons | 0 | 0 | 0 | 0 | 0 | 0 | 0
PA_RACT Conemaugh 1 & 2-NOx Cap Winter | 819 | 7957 | Rate Constraint in MTons | FALSE | L | Annual | Total | Thousand Tons | 0.84417 | 0.84417 | 0.84417 | 0.84417 | 0.84417 | 0.84417 | 0.84417
PA_RACT Conemaugh 1 & 2-NOx Cap Winter | 819 | 7957 | Rate Constraint in MTons | FALSE | L | Annual | Fuel Consumed | TBtu | 23.4492 | 23.4492 | 23.4492 | 23.4492 | 23.4492 | 23.4492 | 23.4492
PA_RACT Conemaugh 1 & 2-NOx Cap Winter | 819 | 7957 | Rate Constraint in MTons | FALSE | L | Annual | Rate | lb/MMBtu | 0.072 | 0.072 | 0.072 | 0.072 | 0.072 | 0.072 | 0.072
PA_RACT Conemaugh 1 & 2-NOx Cap Winter | 819 | 7957 | Rate Constraint in MTons | FALSE | L | Annual | Generation | TWh | 2.4068 | 2.4068 | 2.4068 | 2.4068 | 2.4068 | 2.4068 | 2.4068
PA_RACT Conemaugh 1 & 2-NOx Cap Winter | 819 | 7957 | Rate Constraint in MTons | FALSE | L | Annual | Qualifying Generation | TWh | 2.4068 | 2.4068 | 2.4068 | 2.4068 | 2.4068 | 2.4068 | 2.4068
PA_RACT Conemaugh 1 & 2-NOx Cap Winter | 819 | 7957 | Rate Constraint in MTons | FALSE | L | Annual | Rate | lb/MWh | 0.7015 | 0.7015 | 0.7015 | 0.7015 | 0.7015 | 0.7015 | 0.7015
PA_RACT Conemaugh 1 & 2-NOx Cap Winter | 819 | 7957 | Rate Constraint in MTons | FALSE | L | Annual | Constraint Shadow Price | US2022$/Ton | 22233.503 | 14285.4542 | 18867.6348 | 0 | 20724.9057 | 0 | 0
PA_RACT Keystone 1 & 2-NOx Cap Fall | 820 | 7964 | Rate Constraint in MTons | FALSE | L | Annual | Seasons Included | Seasons | Fall | Fall | Fall | Fall | Fall | Fall | Fall
PA_RACT Keystone 1 & 2-NOx Cap Fall | 820 | 7964 | Rate Constraint in MTons | FALSE | L | Annual | Standard NOX | Thousand Tons | 1.4436 | 1.4436 | 1.4436 | 1.4436 | 1.4436 | 1.4436 | 1.4436
PA_RACT Keystone 1 & 2-NOx Cap Fall | 820 | 7964 | Rate Constraint in MTons | FALSE | L | Annual | Emissions at Affected Plants NOX | Thousand Tons | 0.42126 | 0.68027 | 0.62747 | 0.62747 | 0.62747 | 0.020079 | 0.020079
PA_RACT Keystone 1 & 2-NOx Cap Fall | 820 | 7964 | Rate Constraint in MTons | FALSE | L | Annual | Allowances Purchased NOX | Thousand Tons | 0 | 0 | 0 | 0 | 0 | 0 | 0
PA_RACT Keystone 1 & 2-NOx Cap Fall | 820 | 7964 | Rate Constraint in MTons | FALSE | L | Annual | Allowances Sold NOX | Thousand Tons | 0 | 0 | 0 | 0 | 0 | 0 | 0
PA_RACT Keystone 1 & 2-NOx Cap Fall | 820 | 7964 | Rate Constraint in MTons | FALSE | L | Annual | Allowances Banked | Thousand Tons | 0 | 0 | 0 | 0 | 0 | 0 | 0
PA_RACT Keystone 1 & 2-NOx Cap Fall | 820 | 7964 | Rate Constraint in MTons | FALSE | L | Annual | Allowances Withdrawn (1:1) | Thousand Tons | 0 | 0 | 0 | 0 | 0 | 0 | 0
PA_RACT Keystone 1 & 2-NOx Cap Fall | 820 | 7964 | Rate Constraint in MTons | FALSE | L | Annual | Allowances Withdrawn (1:n) | Thousand Tons | 0 | 0 | 0 | 0 | 0 | 0 | 0
PA_RACT Keystone 1 & 2-NOx Cap Fall | 820 | 7964 | Rate Constraint in MTons | FALSE | L | Annual | Total | Thousand Tons | 0.42126 | 0.68027 | 0.62747 | 0.62747 | 0.62747 | 0.020079 | 0.020079
PA_RACT Keystone 1 & 2-NOx Cap Fall | 820 | 7964 | Rate Constraint in MTons | FALSE | L | Annual | Fuel Consumed | TBtu | 11.2336 | 18.1405 | 16.7324 | 16.7324 | 16.7324 | 0.53543 | 0.53543
PA_RACT Keystone 1 & 2-NOx Cap Fall | 820 | 7964 | Rate Constraint in MTons | FALSE | L | Annual | Rate | lb/MMBtu | 0.075 | 0.075 | 0.075 | 0.075 | 0.075 | 0.075 | 0.075
PA_RACT Keystone 1 & 2-NOx Cap Fall | 820 | 7964 | Rate Constraint in MTons | FALSE | L | Annual | Generation | TWh | 1.145 | 1.849 | 1.7055 | 1.7055 | 1.7055 | 0.054575 | 0.054575
PA_RACT Keystone 1 & 2-NOx Cap Fall | 820 | 7964 | Rate Constraint in MTons | FALSE | L | Annual | Qualifying Generation | TWh | 1.145 | 1.849 | 1.7055 | 1.7055 | 1.7055 | 0.054575 | 0.054575
PA_RACT Keystone 1 & 2-NOx Cap Fall | 820 | 7964 | Rate Constraint in MTons | FALSE | L | Annual | Rate | lb/MWh | 0.73582 | 0.73582 | 0.73582 | 0.73582 | 0.73582 | 0.73582 | 0.73582
PA_RACT Keystone 1 & 2-NOx Cap Fall | 820 | 7964 | Rate Constraint in MTons | FALSE | L | Annual | Constraint Shadow Price | US2022$/Ton | 0 | 0 | 0 | 0 | 0 | 0 | 0
PA_RACT Keystone 1 & 2-NOx Cap Spring | 821 | 7962 | Rate Constraint in MTons | FALSE | L | Annual | Seasons Included | Seasons | Spring | Spring | Spring | Spring | Spring | Spring | Spring
PA_RACT Keystone 1 & 2-NOx Cap Spring | 821 | 7962 | Rate Constraint in MTons | FALSE | L | Annual | Standard NOX | Thousand Tons | 0.95715 | 0.95715 | 0.95715 | 0.95715 | 0.95715 | 0.95715 | 0.95715
PA_RACT Keystone 1 & 2-NOx Cap Spring | 821 | 7962 | Rate Constraint in MTons | FALSE | L | Annual | Emissions at Affected Plants NOX | Thousand Tons | 0.68027 | 0.68027 | 0.62747 | 0.62747 | 0.62747 | 0.0089861 | 0.0089861
PA_RACT Keystone 1 & 2-NOx Cap Spring | 821 | 7962 | Rate Constraint in MTons | FALSE | L | Annual | Allowances Purchased NOX | Thousand Tons | 0 | 0 | 0 | 0 | 0 | 0 | 0
PA_RACT Keystone 1 & 2-NOx Cap Spring | 821 | 7962 | Rate Constraint in MTons | FALSE | L | Annual | Allowances Sold NOX | Thousand Tons | 0 | 0 | 0 | 0 | 0 | 0 | 0
PA_RACT Keystone 1 & 2-NOx Cap Spring | 821 | 7962 | Rate Constraint in MTons | FALSE | L | Annual | Allowances Banked | Thousand Tons | 0 | 0 | 0 | 0 | 0 | 0 | 0
PA_RACT Keystone 1 & 2-NOx Cap Spring | 821 | 7962 | Rate Constraint in MTons | FALSE | L | Annual | Allowances Withdrawn (1:1) | Thousand Tons | 0 | 0 | 0 | 0 | 0 | 0 | 0
PA_RACT Keystone 1 & 2-NOx Cap Spring | 821 | 7962 | Rate Constraint in MTons | FALSE | L | Annual | Allowances Withdrawn (1:n) | Thousand Tons | 0 | 0 | 0 | 0 | 0 | 0 | 0
PA_RACT Keystone 1 & 2-NOx Cap Spring | 821 | 7962 | Rate Constraint in MTons | FALSE | L | Annual | Total | Thousand Tons | 0.68027 | 0.68027 | 0.62747 | 0.62747 | 0.62747 | 0.0089861 | 0.0089861
PA_RACT Keystone 1 & 2-NOx Cap Spring | 821 | 7962 | Rate Constraint in MTons | FALSE | L | Annual | Fuel Consumed | TBtu | 18.1405 | 18.1405 | 16.7324 | 16.7324 | 16.7324 | 0.23963 | 0.23963
PA_RACT Keystone 1 & 2-NOx Cap Spring | 821 | 7962 | Rate Constraint in MTons | FALSE | L | Annual | Rate | lb/MMBtu | 0.075 | 0.075 | 0.075 | 0.075 | 0.075 | 0.075 | 0.075
PA_RACT Keystone 1 & 2-NOx Cap Spring | 821 | 7962 | Rate Constraint in MTons | FALSE | L | Annual | Generation | TWh | 1.849 | 1.849 | 1.7055 | 1.7055 | 1.7055 | 0.024425 | 0.024425
PA_RACT Keystone 1 & 2-NOx Cap Spring | 821 | 7962 | Rate Constraint in MTons | FALSE | L | Annual | Qualifying Generation | TWh | 1.849 | 1.849 | 1.7055 | 1.7055 | 1.7055 | 0.024425 | 0.024425
PA_RACT Keystone 1 & 2-NOx Cap Spring | 821 | 7962 | Rate Constraint in MTons | FALSE | L | Annual | Rate | lb/MWh | 0.73582 | 0.73582 | 0.73582 | 0.73582 | 0.73582 | 0.73582 | 0.73582
PA_RACT Keystone 1 & 2-NOx Cap Spring | 821 | 7962 | Rate Constraint in MTons | FALSE | L | Annual | Constraint Shadow Price | US2022$/Ton | 0 | 0 | 0 | 0 | 0 | 0 | 0
PA_RACT Keystone 1 & 2-NOx Cap Summer | 822 | 7963 | Rate Constraint in MTons | FALSE | L | Annual | Seasons Included | Seasons | Summer | Summer | Summer | Summer | Summer | Summer | Summer
PA_RACT Keystone 1 & 2-NOx Cap Summer | 822 | 7963 | Rate Constraint in MTons | FALSE | L | Annual | Standard NOX | Thousand Tons | 2.4007 | 2.4007 | 2.4007 | 2.4007 | 2.4007 | 2.4007 | 2.4007
PA_RACT Keystone 1 & 2-NOx Cap Summer | 822 | 7963 | Rate Constraint in MTons | FALSE | L | Annual | Emissions at Affected Plants NOX | Thousand Tons | 0.79675 | 1.5036 | 1.7475 | 1.7475 | 1.7475 | 0.05592 | 0.05592
PA_RACT Keystone 1 & 2-NOx Cap Summer | 822 | 7963 | Rate Constraint in MTons | FALSE | L | Annual | Allowances Purchased NOX | Thousand Tons | 0 | 0 | 0 | 0 | 0 | 0 | 0
PA_RACT Keystone 1 & 2-NOx Cap Summer | 822 | 7963 | Rate Constraint in MTons | FALSE | L | Annual | Allowances Sold NOX | Thousand Tons | 0 | 0 | 0 | 0 | 0 | 0 | 0
PA_RACT Keystone 1 & 2-NOx Cap Summer | 822 | 7963 | Rate Constraint in MTons | FALSE | L | Annual | Allowances Banked | Thousand Tons | 0 | 0 | 0 | 0 | 0 | 0 | 0
PA_RACT Keystone 1 & 2-NOx Cap Summer | 822 | 7963 | Rate Constraint in MTons | FALSE | L | Annual | Allowances Withdrawn (1:1) | Thousand Tons | 0 | 0 | 0 | 0 | 0 | 0 | 0
PA_RACT Keystone 1 & 2-NOx Cap Summer | 822 | 7963 | Rate Constraint in MTons | FALSE | L | Annual | Allowances Withdrawn (1:n) | Thousand Tons | 0 | 0 | 0 | 0 | 0 | 0 | 0
PA_RACT Keystone 1 & 2-NOx Cap Summer | 822 | 7963 | Rate Constraint in MTons | FALSE | L | Annual | Total | Thousand Tons | 0.79675 | 1.5036 | 1.7475 | 1.7475 | 1.7475 | 0.05592 | 0.05592
PA_RACT Keystone 1 & 2-NOx Cap Summer | 822 | 7963 | Rate Constraint in MTons | FALSE | L | Annual | Fuel Consumed | TBtu | 21.2467 | 40.0957 | 46.6005 | 46.6005 | 46.6005 | 1.4912 | 1.4912
PA_RACT Keystone 1 & 2-NOx Cap Summer | 822 | 7963 | Rate Constraint in MTons | FALSE | L | Annual | Rate | lb/MMBtu | 0.075 | 0.075 | 0.075 | 0.075 | 0.075 | 0.075 | 0.075
PA_RACT Keystone 1 & 2-NOx Cap Summer | 822 | 7963 | Rate Constraint in MTons | FALSE | L | Annual | Generation | TWh | 2.1656 | 4.0868 | 4.7498 | 4.7498 | 4.7498 | 0.15199 | 0.15199
PA_RACT Keystone 1 & 2-NOx Cap Summer | 822 | 7963 | Rate Constraint in MTons | FALSE | L | Annual | Qualifying Generation | TWh | 2.1656 | 4.0868 | 4.7498 | 4.7498 | 4.7498 | 0.15199 | 0.15199
PA_RACT Keystone 1 & 2-NOx Cap Summer | 822 | 7963 | Rate Constraint in MTons | FALSE | L | Annual | Rate | lb/MWh | 0.73582 | 0.73582 | 0.73582 | 0.73582 | 0.73582 | 0.73582 | 0.73582
PA_RACT Keystone 1 & 2-NOx Cap Summer | 822 | 7963 | Rate Constraint in MTons | FALSE | L | Annual | Constraint Shadow Price | US2022$/Ton | 0 | 0 | 0 | 0 | 0 | 0 | 0
PA_RACT Keystone 1 & 2-NOx Cap Winter | 823 | 7961 | Rate Constraint in MTons | FALSE | L | Annual | Seasons Included | Seasons | Winter | Winter | Winter | Winter | Winter | Winter | Winter
PA_RACT Keystone 1 & 2-NOx Cap Winter | 823 | 7961 | Rate Constraint in MTons | FALSE | L | Annual | Standard NOX | Thousand Tons | 0.92577 | 0.92577 | 0.92577 | 0.92577 | 0.92577 | 0.92577 | 0.92577
PA_RACT Keystone 1 & 2-NOx Cap Winter | 823 | 7961 | Rate Constraint in MTons | FALSE | L | Annual | Emissions at Affected Plants NOX | Thousand Tons | 0.92577 | 0.92577 | 0.92577 | 0.92577 | 0.92577 | 0.029624 | 0.029624
PA_RACT Keystone 1 & 2-NOx Cap Winter | 823 | 7961 | Rate Constraint in MTons | FALSE | L | Annual | Allowances Purchased NOX | Thousand Tons | 0 | 0 | 0 | 0 | 0 | 0 | 0
PA_RACT Keystone 1 & 2-NOx Cap Winter | 823 | 7961 | Rate Constraint in MTons | FALSE | L | Annual | Allowances Sold NOX | Thousand Tons | 0 | 0 | 0 | 0 | 0 | 0 | 0
PA_RACT Keystone 1 & 2-NOx Cap Winter | 823 | 7961 | Rate Constraint in MTons | FALSE | L | Annual | Allowances Banked | Thousand Tons | 0 | 0 | 0 | 0 | 0 | 0 | 0
PA_RACT Keystone 1 & 2-NOx Cap Winter | 823 | 7961 | Rate Constraint in MTons | FALSE | L | Annual | Allowances Withdrawn (1:1) | Thousand Tons | 0 | 0 | 0 | 0 | 0 | 0 | 0
PA_RACT Keystone 1 & 2-NOx Cap Winter | 823 | 7961 | Rate Constraint in MTons | FALSE | L | Annual | Allowances Withdrawn (1:n) | Thousand Tons | 0 | 0 | 0 | 0 | 0 | 0 | 0
PA_RACT Keystone 1 & 2-NOx Cap Winter | 823 | 7961 | Rate Constraint in MTons | FALSE | L | Annual | Total | Thousand Tons | 0.92577 | 0.92577 | 0.92577 | 0.92577 | 0.92577 | 0.029624 | 0.029624
PA_RACT Keystone 1 & 2-NOx Cap Winter | 823 | 7961 | Rate Constraint in MTons | FALSE | L | Annual | Fuel Consumed | TBtu | 24.6872 | 24.6872 | 24.6872 | 24.6872 | 24.6872 | 0.78999 | 0.78999
PA_RACT Keystone 1 & 2-NOx Cap Winter | 823 | 7961 | Rate Constraint in MTons | FALSE | L | Annual | Rate | lb/MMBtu | 0.075 | 0.075 | 0.075 | 0.075 | 0.075 | 0.075 | 0.075
PA_RACT Keystone 1 & 2-NOx Cap Winter | 823 | 7961 | Rate Constraint in MTons | FALSE | L | Annual | Generation | TWh | 2.5163 | 2.5163 | 2.5163 | 2.5163 | 2.5163 | 0.08052 | 0.08052
PA_RACT Keystone 1 & 2-NOx Cap Winter | 823 | 7961 | Rate Constraint in MTons | FALSE | L | Annual | Qualifying Generation | TWh | 2.5163 | 2.5163 | 2.5163 | 2.5163 | 2.5163 | 0.08052 | 0.08052
PA_RACT Keystone 1 & 2-NOx Cap Winter | 823 | 7961 | Rate Constraint in MTons | FALSE | L | Annual | Rate | lb/MWh | 0.73582 | 0.73582 | 0.73582 | 0.73582 | 0.73582 | 0.73582 | 0.73582
PA_RACT Keystone 1 & 2-NOx Cap Winter | 823 | 7961 | Rate Constraint in MTons | FALSE | L | Annual | Constraint Shadow Price | US2022$/Ton | 20201.383 | 12602.0917 | 9243.507 | 0 | 15016.0755 | 0 | 0
PA_RACT Montour 1 & 2-NOx Cap Fall | 824 | 7956 | Rate Constraint in MTons | FALSE | L | Annual | Seasons Included | Seasons | Fall | Fall | Fall | Fall | Fall | Fall | Fall
PA_RACT Montour 1 & 2-NOx Cap Fall | 824 | 7956 | Rate Constraint in MTons | FALSE | L | Annual | Standard NOX | Thousand Tons | 1.6391 | 1.6391 | 1.6391 | 1.6391 | 1.6391 | 1.6391 | 1.6391
PA_RACT Montour 1 & 2-NOx Cap Fall | 824 | 7956 | Rate Constraint in MTons | FALSE | L | Annual | Emissions at Affected Plants NOX | Thousand Tons | 0.35856 | 0 | 0 | 0 | 0 | 0 | 0
PA_RACT Montour 1 & 2-NOx Cap Fall | 824 | 7956 | Rate Constraint in MTons | FALSE | L | Annual | Allowances Purchased NOX | Thousand Tons | 0 | 0 | 0 | 0 | 0 | 0 | 0
PA_RACT Montour 1 & 2-NOx Cap Fall | 824 | 7956 | Rate Constraint in MTons | FALSE | L | Annual | Allowances Sold NOX | Thousand Tons | 0 | 0 | 0 | 0 | 0 | 0 | 0
PA_RACT Montour 1 & 2-NOx Cap Fall | 824 | 7956 | Rate Constraint in MTons | FALSE | L | Annual | Allowances Banked | Thousand Tons | 0 | 0 | 0 | 0 | 0 | 0 | 0
PA_RACT Montour 1 & 2-NOx Cap Fall | 824 | 7956 | Rate Constraint in MTons | FALSE | L | Annual | Allowances Withdrawn (1:1) | Thousand Tons | 0 | 0 | 0 | 0 | 0 | 0 | 0
PA_RACT Montour 1 & 2-NOx Cap Fall | 824 | 7956 | Rate Constraint in MTons | FALSE | L | Annual | Allowances Withdrawn (1:n) | Thousand Tons | 0 | 0 | 0 | 0 | 0 | 0 | 0
PA_RACT Montour 1 & 2-NOx Cap Fall | 824 | 7956 | Rate Constraint in MTons | FALSE | L | Annual | Total | Thousand Tons | 0.35856 | 0 | 0 | 0 | 0 | 0 | 0
PA_RACT Montour 1 & 2-NOx Cap Fall | 824 | 7956 | Rate Constraint in MTons | FALSE | L | Annual | Fuel Consumed | TBtu | 13.239 | 0 | 0 | 0 | 0 | 0 | 0
PA_RACT Montour 1 & 2-NOx Cap Fall | 824 | 7956 | Rate Constraint in MTons | FALSE | L | Annual | Rate | lb/MMBtu | 0.054168 | 0 | 0 | 0 | 0 | 0 | 0
PA_RACT Montour 1 & 2-NOx Cap Fall | 824 | 7956 | Rate Constraint in MTons | FALSE | L | Annual | Generation | TWh | 1.238 | 0 | 0 | 0 | 0 | 0 | 0
PA_RACT Montour 1 & 2-NOx Cap Fall | 824 | 7956 | Rate Constraint in MTons | FALSE | L | Annual | Qualifying Generation | TWh | 1.238 | 0 | 0 | 0 | 0 | 0 | 0
PA_RACT Montour 1 & 2-NOx Cap Fall | 824 | 7956 | Rate Constraint in MTons | FALSE | L | Annual | Rate | lb/MWh | 0.57925 | 0 | 0 | 0 | 0 | 0 | 0
PA_RACT Montour 1 & 2-NOx Cap Fall | 824 | 7956 | Rate Constraint in MTons | FALSE | L | Annual | Constraint Shadow Price | US2022$/Ton | 0 | 0 | 0 | 0 | 0 | 0 | 0
PA_RACT Montour 1 & 2-NOx Cap Spring | 825 | 7954 | Rate Constraint in MTons | FALSE | L | Annual | Seasons Included | Seasons | Spring | Spring | Spring | Spring | Spring | Spring | Spring
PA_RACT Montour 1 & 2-NOx Cap Spring | 825 | 7954 | Rate Constraint in MTons | FALSE | L | Annual | Standard NOX | Thousand Tons | 1.0868 | 1.0868 | 1.0868 | 1.0868 | 1.0868 | 1.0868 | 1.0868
PA_RACT Montour 1 & 2-NOx Cap Spring | 825 | 7954 | Rate Constraint in MTons | FALSE | L | Annual | Emissions at Affected Plants NOX | Thousand Tons | 0 | 0 | 0 | 0 | 0 | 0 | 0
PA_RACT Montour 1 & 2-NOx Cap Spring | 825 | 7954 | Rate Constraint in MTons | FALSE | L | Annual | Allowances Purchased NOX | Thousand Tons | 0 | 0 | 0 | 0 | 0 | 0 | 0
PA_RACT Montour 1 & 2-NOx Cap Spring | 825 | 7954 | Rate Constraint in MTons | FALSE | L | Annual | Allowances Sold NOX | Thousand Tons | 0 | 0 | 0 | 0 | 0 | 0 | 0
PA_RACT Montour 1 & 2-NOx Cap Spring | 825 | 7954 | Rate Constraint in MTons | FALSE | L | Annual | Allowances Banked | Thousand Tons | 0 | 0 | 0 | 0 | 0 | 0 | 0
PA_RACT Montour 1 & 2-NOx Cap Spring | 825 | 7954 | Rate Constraint in MTons | FALSE | L | Annual | Allowances Withdrawn (1:1) | Thousand Tons | 0 | 0 | 0 | 0 | 0 | 0 | 0
PA_RACT Montour 1 & 2-NOx Cap Spring | 825 | 7954 | Rate Constraint in MTons | FALSE | L | Annual | Allowances Withdrawn (1:n) | Thousand Tons | 0 | 0 | 0 | 0 | 0 | 0 | 0
PA_RACT Montour 1 & 2-NOx Cap Spring | 825 | 7954 | Rate Constraint in MTons | FALSE | L | Annual | Total | Thousand Tons | 0 | 0 | 0 | 0 | 0 | 0 | 0
PA_RACT Montour 1 & 2-NOx Cap Spring | 825 | 7954 | Rate Constraint in MTons | FALSE | L | Annual | Fuel Consumed | TBtu | 0 | 0 | 0 | 0 | 0 | 0 | 0
PA_RACT Montour 1 & 2-NOx Cap Spring | 825 | 7954 | Rate Constraint in MTons | FALSE | L | Annual | Rate | lb/MMBtu | 0 | 0 | 0 | 0 | 0 | 0 | 0
PA_RACT Montour 1 & 2-NOx Cap Spring | 825 | 7954 | Rate Constraint in MTons | FALSE | L | Annual | Generation | TWh | 0 | 0 | 0 | 0 | 0 | 0 | 0
PA_RACT Montour 1 & 2-NOx Cap Spring | 825 | 7954 | Rate Constraint in MTons | FALSE | L | Annual | Qualifying Generation | TWh | 0 | 0 | 0 | 0 | 0 | 0 | 0
PA_RACT Montour 1 & 2-NOx Cap Spring | 825 | 7954 | Rate Constraint in MTons | FALSE | L | Annual | Rate | lb/MWh | 0 | 0 | 0 | 0 | 0 | 0 | 0
PA_RACT Montour 1 & 2-NOx Cap Spring | 825 | 7954 | Rate Constraint in MTons | FALSE | L | Annual | Constraint Shadow Price | US2022$/Ton | 0 | 0 | 0 | 0 | 0 | 0 | 0
PA_RACT Montour 1 & 2-NOx Cap Summer | 826 | 7955 | Rate Constraint in MTons | FALSE | L | Annual | Seasons Included | Seasons | Summer | Summer | Summer | Summer | Summer | Summer | Summer
PA_RACT Montour 1 & 2-NOx Cap Summer | 826 | 7955 | Rate Constraint in MTons | FALSE | L | Annual | Standard NOX | Thousand Tons | 2.7259 | 2.7259 | 2.7259 | 2.7259 | 2.7259 | 2.7259 | 2.7259
PA_RACT Montour 1 & 2-NOx Cap Summer | 826 | 7955 | Rate Constraint in MTons | FALSE | L | Annual | Emissions at Affected Plants NOX | Thousand Tons | 0.89962 | 0.59801 | 0 | 0 | 0 | 0 | 0
PA_RACT Montour 1 & 2-NOx Cap Summer | 826 | 7955 | Rate Constraint in MTons | FALSE | L | Annual | Allowances Purchased NOX | Thousand Tons | 0 | 0 | 0 | 0 | 0 | 0 | 0
PA_RACT Montour 1 & 2-NOx Cap Summer | 826 | 7955 | Rate Constraint in MTons | FALSE | L | Annual | Allowances Sold NOX | Thousand Tons | 0 | 0 | 0 | 0 | 0 | 0 | 0
PA_RACT Montour 1 & 2-NOx Cap Summer | 826 | 7955 | Rate Constraint in MTons | FALSE | L | Annual | Allowances Banked | Thousand Tons | 0 | 0 | 0 | 0 | 0 | 0 | 0
PA_RACT Montour 1 & 2-NOx Cap Summer | 826 | 7955 | Rate Constraint in MTons | FALSE | L | Annual | Allowances Withdrawn (1:1) | Thousand Tons | 0 | 0 | 0 | 0 | 0 | 0 | 0
PA_RACT Montour 1 & 2-NOx Cap Summer | 826 | 7955 | Rate Constraint in MTons | FALSE | L | Annual | Allowances Withdrawn (1:n) | Thousand Tons | 0 | 0 | 0 | 0 | 0 | 0 | 0
PA_RACT Montour 1 & 2-NOx Cap Summer | 826 | 7955 | Rate Constraint in MTons | FALSE | L | Annual | Total | Thousand Tons | 0.89962 | 0.59801 | 0 | 0 | 0 | 0 | 0
PA_RACT Montour 1 & 2-NOx Cap Summer | 826 | 7955 | Rate Constraint in MTons | FALSE | L | Annual | Fuel Consumed | TBtu | 33.2163 | 22.0802 | 0 | 0 | 0 | 0 | 0
PA_RACT Montour 1 & 2-NOx Cap Summer | 826 | 7955 | Rate Constraint in MTons | FALSE | L | Annual | Rate | lb/MMBtu | 0.054167 | 0.054168 | 0 | 0 | 0 | 0 | 0
PA_RACT Montour 1 & 2-NOx Cap Summer | 826 | 7955 | Rate Constraint in MTons | FALSE | L | Annual | Generation | TWh | 3.1061 | 2.0648 | 0 | 0 | 0 | 0 | 0
PA_RACT Montour 1 & 2-NOx Cap Summer | 826 | 7955 | Rate Constraint in MTons | FALSE | L | Annual | Qualifying Generation | TWh | 3.1061 | 2.0648 | 0 | 0 | 0 | 0 | 0
PA_RACT Montour 1 & 2-NOx Cap Summer | 826 | 7955 | Rate Constraint in MTons | FALSE | L | Annual | Rate | lb/MWh | 0.57925 | 0.57925 | 0 | 0 | 0 | 0 | 0
PA_RACT Montour 1 & 2-NOx Cap Summer | 826 | 7955 | Rate Constraint in MTons | FALSE | L | Annual | Constraint Shadow Price | US2022$/Ton | 0 | 0 | 0 | 0 | 0 | 0 | 0
PA_RACT Montour 1 & 2-NOx Cap Winter | 827 | 7953 | Rate Constraint in MTons | FALSE | L | Annual | Seasons Included | Seasons | Winter | Winter | Winter | Winter | Winter | Winter | Winter
PA_RACT Montour 1 & 2-NOx Cap Winter | 827 | 7953 | Rate Constraint in MTons | FALSE | L | Annual | Standard NOX | Thousand Tons | 1.0512 | 1.0512 | 1.0512 | 1.0512 | 1.0512 | 1.0512 | 1.0512
PA_RACT Montour 1 & 2-NOx Cap Winter | 827 | 7953 | Rate Constraint in MTons | FALSE | L | Annual | Emissions at Affected Plants NOX | Thousand Tons | 0.3497 | 0 | 0 | 0 | 0 | 0 | 0
PA_RACT Montour 1 & 2-NOx Cap Winter | 827 | 7953 | Rate Constraint in MTons | FALSE | L | Annual | Allowances Purchased NOX | Thousand Tons | 0 | 0 | 0 | 0 | 0 | 0 | 0
PA_RACT Montour 1 & 2-NOx Cap Winter | 827 | 7953 | Rate Constraint in MTons | FALSE | L | Annual | Allowances Sold NOX | Thousand Tons | 0 | 0 | 0 | 0 | 0 | 0 | 0
PA_RACT Montour 1 & 2-NOx Cap Winter | 827 | 7953 | Rate Constraint in MTons | FALSE | L | Annual | Allowances Banked | Thousand Tons | 0 | 0 | 0 | 0 | 0 | 0 | 0
PA_RACT Montour 1 & 2-NOx Cap Winter | 827 | 7953 | Rate Constraint in MTons | FALSE | L | Annual | Allowances Withdrawn (1:1) | Thousand Tons | 0 | 0 | 0 | 0 | 0 | 0 | 0
PA_RACT Montour 1 & 2-NOx Cap Winter | 827 | 7953 | Rate Constraint in MTons | FALSE | L | Annual | Allowances Withdrawn (1:n) | Thousand Tons | 0 | 0 | 0 | 0 | 0 | 0 | 0
PA_RACT Montour 1 & 2-NOx Cap Winter | 827 | 7953 | Rate Constraint in MTons | FALSE | L | Annual | Total | Thousand Tons | 0.3497 | 0 | 0 | 0 | 0 | 0 | 0
PA_RACT Montour 1 & 2-NOx Cap Winter | 827 | 7953 | Rate Constraint in MTons | FALSE | L | Annual | Fuel Consumed | TBtu | 12.9117 | 0 | 0 | 0 | 0 | 0 | 0
PA_RACT Montour 1 & 2-NOx Cap Winter | 827 | 7953 | Rate Constraint in MTons | FALSE | L | Annual | Rate | lb/MMBtu | 0.054167 | 0 | 0 | 0 | 0 | 0 | 0
PA_RACT Montour 1 & 2-NOx Cap Winter | 827 | 7953 | Rate Constraint in MTons | FALSE | L | Annual | Generation | TWh | 1.2074 | 0 | 0 | 0 | 0 | 0 | 0
PA_RACT Montour 1 & 2-NOx Cap Winter | 827 | 7953 | Rate Constraint in MTons | FALSE | L | Annual | Qualifying Generation | TWh | 1.2074 | 0 | 0 | 0 | 0 | 0 | 0
PA_RACT Montour 1 & 2-NOx Cap Winter | 827 | 7953 | Rate Constraint in MTons | FALSE | L | Annual | Rate | lb/MWh | 0.57925 | 0 | 0 | 0 | 0 | 0 | 0
PA_RACT Montour 1 & 2-NOx Cap Winter | 827 | 7953 | Rate Constraint in MTons | FALSE | L | Annual | Constraint Shadow Price | US2022$/Ton | 0 | 0 | 0 | 0 | 0 | 0 | 0
RED-Rochester MER Rate Limit v3.1 | 828 | 7518 | Rate Constraint in lbs/MMBtu | FALSE | L | Annual | Seasons Included | Seasons | Winter, Spring, Summer, Fall | Winter, Spring, Summer, Fall | Winter, Spring, Summer, Fall | Winter, Spring, Summer, Fall | Winter, Spring, Summer, Fall | Winter, Spring, Summer, Fall | Winter, Spring, Summer, Fall
RED-Rochester MER Rate Limit v3.1 | 828 | 7518 | Rate Constraint in lbs/MMBtu | FALSE | L | Annual | Standard MER | lb/MMBtu | 6e-07 | 6e-07 | 6e-07 | 6e-07 | 6e-07 | 6e-07 | 6e-07
RED-Rochester MER Rate Limit v3.1 | 828 | 7518 | Rate Constraint in lbs/MMBtu | FALSE | L | Annual | Emissions at Affected Plants MER | Lb | 0.00015282 | 0.0002259 | 6.1869e-05 | 0 | 0 | 0 | 0
RED-Rochester MER Rate Limit v3.1 | 828 | 7518 | Rate Constraint in lbs/MMBtu | FALSE | L | Annual | Allowances Purchased MER | Lb | 0 | 0 | 0 | 0 | 0 | 0 | 0
RED-Rochester MER Rate Limit v3.1 | 828 | 7518 | Rate Constraint in lbs/MMBtu | FALSE | L | Annual | Allowances Sold MER | Lb | 0 | 0 | 0 | 0 | 0 | 0 | 0
RED-Rochester MER Rate Limit v3.1 | 828 | 7518 | Rate Constraint in lbs/MMBtu | FALSE | L | Annual | Allowances Banked | Lb | 0 | 0 | 0 | 0 | 0 | 0 | 0
RED-Rochester MER Rate Limit v3.1 | 828 | 7518 | Rate Constraint in lbs/MMBtu | FALSE | L | Annual | Allowances Withdrawn (1:1) | Lb | 0 | 0 | 0 | 0 | 0 | 0 | 0
RED-Rochester MER Rate Limit v3.1 | 828 | 7518 | Rate Constraint in lbs/MMBtu | FALSE | L | Annual | Allowances Withdrawn (1:n) | Lb | 0 | 0 | 0 | 0 | 0 | 0 | 0
RED-Rochester MER Rate Limit v3.1 | 828 | 7518 | Rate Constraint in lbs/MMBtu | FALSE | L | Annual | Total | Lb | 0.00015282 | 0.0002259 | 6.1869e-05 | 0 | 0 | 0 | 0
RED-Rochester MER Rate Limit v3.1 | 828 | 7518 | Rate Constraint in lbs/MMBtu | FALSE | L | Annual | Fuel Consumed | TBtu | 0.82764 | 1.2234 | 0.33506 | 0 | 0 | 0 | 0
RED-Rochester MER Rate Limit v3.1 | 828 | 7518 | Rate Constraint in lbs/MMBtu | FALSE | L | Annual | Rate | lb/MMBtu | 1.8465e-10 | 1.8465e-10 | 1.8465e-10 | 0 | 0 | 0 | 0
RED-Rochester MER Rate Limit v3.1 | 828 | 7518 | Rate Constraint in lbs/MMBtu | FALSE | L | Annual | Generation | TWh | 0.099716 | 0.1474 | 0.040369 | 0 | 0 | 0 | 0
RED-Rochester MER Rate Limit v3.1 | 828 | 7518 | Rate Constraint in lbs/MMBtu | FALSE | L | Annual | Qualifying Generation | TWh | 0.099716 | 0.1474 | 0.040369 | 0 | 0 | 0 | 0
RED-Rochester MER Rate Limit v3.1 | 828 | 7518 | Rate Constraint in lbs/MMBtu | FALSE | L | Annual | Rate | lb/MWh | 0.0030652 | 0.0030652 | 0.0030652 | 0 | 0 | 0 | 0
RED-Rochester MER Rate Limit v3.1 | 828 | 7518 | Rate Constraint in lbs/MMBtu | FALSE | L | Annual | Constraint Shadow Price | US2022$/Lb | 0 | 0 | 0 | 0 | 0 | 0 | 0
RGGI CO2 Annual Constraint v5.13 | 829 | 7118 | Rate Constraint in MTons | FALSE | L | Annual | Seasons Included | Seasons | Winter, Spring, Summer, Fall | Winter, Spring, Summer, Fall | Winter, Spring, Summer, Fall | Winter, Spring, Summer, Fall | Winter, Spring, Summer, Fall | Winter, Spring, Summer, Fall | Winter, Spring, Summer, Fall
RGGI CO2 Annual Constraint v5.13 | 829 | 7118 | Rate Constraint in MTons | FALSE | L | Annual | Standard CO2 | Thousand Tons | 117571.4671 | 78610.4021 | 78610.4021 | 78610.4021 | 78610.4021 | 78610.4021 | 78610.4021
RGGI CO2 Annual Constraint v5.13 | 829 | 7118 | Rate Constraint in MTons | FALSE | L | Annual | Emissions at Affected Plants CO2 | Thousand Tons | 100029.7429 | 96152.1262 | 78610.4021 | 78610.4021 | 66371.0274 | 69420.0453 | 81608.2409
RGGI CO2 Annual Constraint v5.13 | 829 | 7118 | Rate Constraint in MTons | FALSE | L | Annual | Allowances Purchased CO2 | Thousand Tons | 0 | 0 | 0 | 0 | 0 | 0 | 0
RGGI CO2 Annual Constraint v5.13 | 829 | 7118 | Rate Constraint in MTons | FALSE | L | Annual | Allowances Sold CO2 | Thousand Tons | 0 | 0 | 0 | 0 | 0 | 0 | 0
RGGI CO2 Annual Constraint v5.13 | 829 | 7118 | Rate Constraint in MTons | FALSE | L | Annual | Allowances Banked | Thousand Tons | 17541.7242 | 0 | 0 | 0 | 12239.375 | 0 | 0
RGGI CO2 Annual Constraint v5.13 | 829 | 7118 | Rate Constraint in MTons | FALSE | L | Annual | Allowances Withdrawn (1:1) | Thousand Tons | 0 | -17541.7242 | 0 | 0 | 0 | 0 | -10490.893
RGGI CO2 Annual Constraint v5.13 | 829 | 7118 | Rate Constraint in MTons | FALSE | L | Annual | Allowances Withdrawn (1:n) | Thousand Tons | 0 | 0 | 0 | 0 | 0 | 0 | 0
RGGI CO2 Annual Constraint v5.13 | 829 | 7118 | Rate Constraint in MTons | FALSE | L | Annual | Total | Thousand Tons | 117571.4671 | 78610.4021 | 78610.4021 | 78610.4021 | 78610.4024 | 69420.0453 | 71117.3479
RGGI CO2 Annual Constraint v5.13 | 829 | 7118 | Rate Constraint in MTons | FALSE | L | Annual | Fuel Consumed | TBtu | 1641.1357 | 1573.1847 | 1282.53 | 1296.1671 | 1087.5644 | 1156.756 | 1364.8011
RGGI CO2 Annual Constraint v5.13 | 829 | 7118 | Rate Constraint in MTons | FALSE | L | Annual | Rate | lb/MMBtu | 121.9031 | 122.2388 | 122.5864 | 121.2967 | 122.0544 | 120.0254 | 119.5899
RGGI CO2 Annual Constraint v5.13 | 829 | 7118 | Rate Constraint in MTons | FALSE | L | Annual | Generation | TWh | 228.859 | 316.1917 | 509.7692 | 596.9597 | 584.3155 | 570.9326 | 619.7815
RGGI CO2 Annual Constraint v5.13 | 829 | 7118 | Rate Constraint in MTons | FALSE | L | Annual | Qualifying Generation | TWh | 224.7651 | 219.244 | 187.4576 | 196.7235 | 168.3056 | 181.2032 | 214.4711
RGGI CO2 Annual Constraint v5.13 | 829 | 7118 | Rate Constraint in MTons | FALSE | L | Annual | Rate | lb/MWh | 890.0825 | 877.1245 | 838.7007 | 799.197 | 788.6964 | 766.2121 | 761.0186
RGGI CO2 Annual Constraint v5.13 | 829 | 7118 | Rate Constraint in MTons | FALSE | L | Annual | Constraint Shadow Price | US2022$/Ton | 7.3868 | 7.9528 | 8.5683 | 0.27806 | 0 | 0 | 0
RI Block Island-NOx Cap Annual v7.23 | 830 | 7967 | Rate Constraint in MTons | FALSE | L | Annual | Seasons Included | Seasons | Winter, Spring, Summer, Fall | Winter, Spring, Summer, Fall | Winter, Spring, Summer, Fall | Winter, Spring, Summer, Fall | Winter, Spring, Summer, Fall | Winter, Spring, Summer, Fall | Winter, Spring, Summer, Fall
RI Block Island-NOx Cap Annual v7.23 | 830 | 7967 | Rate Constraint in MTons | FALSE | L | Annual | Standard NOX | Thousand Tons | 0.035 | 0.035 | 0.035 | 0.035 | 0.035 | 0.035 | 0.035
RI Block Island-NOx Cap Annual v7.23 | 830 | 7967 | Rate Constraint in MTons | FALSE | L | Annual | Emissions at Affected Plants NOX | Thousand Tons | 0 | 0 | 0 | 0 | 0 | 0 | 0
RI Block Island-NOx Cap Annual v7.23 | 830 | 7967 | Rate Constraint in MTons | FALSE | L | Annual | Allowances Purchased NOX | Thousand Tons | 0 | 0 | 0 | 0 | 0 | 0 | 0
RI Block Island-NOx Cap Annual v7.23 | 830 | 7967 | Rate Constraint in MTons | FALSE | L | Annual | Allowances Sold NOX | Thousand Tons | 0 | 0 | 0 | 0 | 0 | 0 | 0
RI Block Island-NOx Cap Annual v7.23 | 830 | 7967 | Rate Constraint in MTons | FALSE | L | Annual | Allowances Banked | Thousand Tons | 0 | 0 | 0 | 0 | 0 | 0 | 0
RI Block Island-NOx Cap Annual v7.23 | 830 | 7967 | Rate Constraint in MTons | FALSE | L | Annual | Allowances Withdrawn (1:1) | Thousand Tons | 0 | 0 | 0 | 0 | 0 | 0 | 0
RI Block Island-NOx Cap Annual v7.23 | 830 | 7967 | Rate Constraint in MTons | FALSE | L | Annual | Allowances Withdrawn (1:n) | Thousand Tons | 0 | 0 | 0 | 0 | 0 | 0 | 0
RI Block Island-NOx Cap Annual v7.23 | 830 | 7967 | Rate Constraint in MTons | FALSE | L | Annual | Total | Thousand Tons | 0 | 0 | 0 | 0 | 0 | 0 | 0
RI Block Island-NOx Cap Annual v7.23 | 830 | 7967 | Rate Constraint in MTons | FALSE | L | Annual | Fuel Consumed | TBtu | 0 | 0 | 0 | 0 | 0 | 0 | 0
RI Block Island-NOx Cap Annual v7.23 | 830 | 7967 | Rate Constraint in MTons | FALSE | L | Annual | Rate | lb/MMBtu | 0 | 0 | 0 | 0 | 0 | 0 | 0
RI Block Island-NOx Cap Annual v7.23 | 830 | 7967 | Rate Constraint in MTons | FALSE | L | Annual | Generation | TWh | 0 | 0 | 0 | 0 | 0 | 0 | 0
RI Block Island-NOx Cap Annual v7.23 | 830 | 7967 | Rate Constraint in MTons | FALSE | L | Annual | Qualifying Generation | TWh | 0 | 0 | 0 | 0 | 0 | 0 | 0
RI Block Island-NOx Cap Annual v7.23 | 830 | 7967 | Rate Constraint in MTons | FALSE | L | Annual | Rate | lb/MWh | 0 | 0 | 0 | 0 | 0 | 0 | 0
RI Block Island-NOx Cap Annual v7.23 | 830 | 7967 | Rate Constraint in MTons | FALSE | L | Annual | Constraint Shadow Price | US2022$/Ton | 0 | 0 | 0 | 0 | 0 | 0 | 0
RI Ocean State Power II(3&4)-NOx Cap Annual v7.23 | 831 | 7965 | Rate Constraint in MTons | FALSE | L | Annual | Seasons Included | Seasons | Winter, Spring, Summer, Fall | Winter, Spring, Summer, Fall | Winter, Spring, Summer, Fall | Winter, Spring, Summer, Fall | Winter, Spring, Summer, Fall | Winter, Spring, Summer, Fall | Winter, Spring, Summer, Fall
RI Ocean State Power II(3&4)-NOx Cap Annual v7.23 | 831 | 7965 | Rate Constraint in MTons | FALSE | L | Annual | Standard NOX | Thousand Tons | 0.09262 | 0.09262 | 0.09262 | 0.09262 | 0.09262 | 0.09262 | 0.09262
RI Ocean State Power II(3&4)-NOx Cap Annual v7.23 | 831 | 7965 | Rate Constraint in MTons | FALSE | L | Annual | Emissions at Affected Plants NOX | Thousand Tons | 0.0022634 | 0.0094302 | 0.0001507 | 0.0036132 | 0.0017387 | 0.0012316 | 0.00082884
RI Ocean State Power II(3&4)-NOx Cap Annual v7.23 | 831 | 7965 | Rate Constraint in MTons | FALSE | L | Annual | Allowances Purchased NOX | Thousand Tons | 0 | 0 | 0 | 0 | 0 | 0 | 0
RI Ocean State Power II(3&4)-NOx Cap Annual v7.23 | 831 | 7965 | Rate Constraint in MTons | FALSE | L | Annual | Allowances Sold NOX | Thousand Tons | 0 | 0 | 0 | 0 | 0 | 0 | 0
RI Ocean State Power II(3&4)-NOx Cap Annual v7.23 | 831 | 7965 | Rate Constraint in MTons | FALSE | L | Annual | Allowances Banked | Thousand Tons | 0 | 0 | 0 | 0 | 0 | 0 | 0
RI Ocean State Power II(3&4)-NOx Cap Annual v7.23 | 831 | 7965 | Rate Constraint in MTons | FALSE | L | Annual | Allowances Withdrawn (1:1) | Thousand Tons | 0 | 0 | 0 | 0 | 0 | 0 | 0
RI Ocean State Power II(3&4)-NOx Cap Annual v7.23 | 831 | 7965 | Rate Constraint in MTons | FALSE | L | Annual | Allowances Withdrawn (1:n) | Thousand Tons | 0 | 0 | 0 | 0 | 0 | 0 | 0
RI Ocean State Power II(3&4)-NOx Cap Annual v7.23 | 831 | 7965 | Rate Constraint in MTons | FALSE | L | Annual | Total | Thousand Tons | 0.0022634 | 0.0094302 | 0.0001507 | 0.0036132 | 0.0017387 | 0.0012316 | 0.00082884
RI Ocean State Power II(3&4)-NOx Cap Annual v7.23 | 831 | 7965 | Rate Constraint in MTons | FALSE | L | Annual | Fuel Consumed | TBtu | 0.16121 | 0.67167 | 0.010733 | 0.25735 | 0.12384 | 0.087721 | 0.059034
RI Ocean State Power II(3&4)-NOx Cap Annual v7.23 | 831 | 7965 | Rate Constraint in MTons | FALSE | L | Annual | Rate | lb/MMBtu | 0.02808 | 0.02808 | 0.02808 | 0.02808 | 0.02808 | 0.02808 | 0.02808
RI Ocean State Power II(3&4)-NOx Cap Annual v7.23 | 831 | 7965 | Rate Constraint in MTons | FALSE | L | Annual | Generation | TWh | 0.017946 | 0.074771 | 0.0011949 | 0.028649 | 0.013786 | 0.0097652 | 0.0065718
RI Ocean State Power II(3&4)-NOx Cap Annual v7.23 | 831 | 7965 | Rate Constraint in MTons | FALSE | L | Annual | Qualifying Generation | TWh | 0.017946 | 0.074771 | 0.0011949 | 0.028649 | 0.013786 | 0.0097652 | 0.0065718
RI Ocean State Power II(3&4)-NOx Cap Annual v7.23 | 831 | 7965 | Rate Constraint in MTons | FALSE | L | Annual | Rate | lb/MWh | 0.25224 | 0.25224 | 0.25224 | 0.25224 | 0.25224 | 0.25224 | 0.25224
RI Ocean State Power II(3&4)-NOx Cap Annual v7.23 | 831 | 7965 | Rate Constraint in MTons | FALSE | L | Annual | Constraint Shadow Price | US2022$/Ton | 0 | 0 | 0 | 0 | 0 | 0 | 0
RI State Energy Center-NOx Cap Annual v7.23 | 832 | 7966 | Rate Constraint in MTons | FALSE | L | Annual | Seasons Included | Seasons | Winter, Spring, Summer, Fall | Winter, Spring, Summer, Fall | Winter, Spring, Summer, Fall | Winter, Spring, Summer, Fall | Winter, Spring, Summer, Fall | Winter, Spring, Summer, Fall | Winter, Spring, Summer, Fall
RI State Energy Center-NOx Cap Annual v7.23 | 832 | 7966 | Rate Constraint in MTons | FALSE | L | Annual | Standard NOX | Thousand Tons | 0.156 | 0.156 | 0.156 | 0.156 | 0.156 | 0.156 | 0.156
RI State Energy Center-NOx Cap Annual v7.23 | 832 | 7966 | Rate Constraint in MTons | FALSE | L | Annual | Emissions at Affected Plants NOX | Thousand Tons | 0.059318 | 0.04629 | 0.067181 | 0.042579 | 0.012433 | 0.012149 | 0.0078471
RI State Energy Center-NOx Cap Annual v7.23 | 832 | 7966 | Rate Constraint in MTons | FALSE | L | Annual | Allowances Purchased NOX | Thousand Tons | 0 | 0 | 0 | 0 | 0 | 0 | 0
RI State Energy Center-NOx Cap Annual v7.23 | 832 | 7966 | Rate Constraint in MTons | FALSE | L | Annual | Allowances Sold NOX | Thousand Tons | 0 | 0 | 0 | 0 | 0 | 0 | 0
RI State Energy Center-NOx Cap Annual v7.23 | 832 | 7966 | Rate Constraint in MTons | FALSE | L | Annual | Allowances Banked | Thousand Tons | 0 | 0 | 0 | 0 | 0 | 0 | 0
RI State Energy Center-NOx Cap Annual v7.23 | 832 | 7966 | Rate Constraint in MTons | FALSE | L | Annual | Allowances Withdrawn (1:1) | Thousand Tons | 0 | 0 | 0 | 0 | 0 | 0 | 0
RI State Energy Center-NOx Cap Annual v7.23 | 832 | 7966 | Rate Constraint in MTons | FALSE | L | Annual | Allowances Withdrawn (1:n) | Thousand Tons | 0 | 0 | 0 | 0 | 0 | 0 | 0
RI State Energy Center-NOx Cap Annual v7.23 | 832 | 7966 | Rate Constraint in MTons | FALSE | L | Annual | Total | Thousand Tons | 0.059318 | 0.04629 | 0.067181 | 0.042579 | 0.012433 | 0.012149 | 0.0078471
RI State Energy Center-NOx Cap Annual v7.23 | 832 | 7966 | Rate Constraint in MTons | FALSE | L | Annual | Fuel Consumed | TBtu | 17.1937 | 13.4174 | 19.4727 | 12.3416 | 3.6038 | 3.5215 | 2.2745
RI State Energy Center-NOx Cap Annual v7.23 | 832 | 7966 | Rate Constraint in MTons | FALSE | L | Annual | Rate | lb/MMBtu | 0.0069 | 0.0069 | 0.0069 | 0.0069 | 0.0069 | 0.0069 | 0.0069
RI State Energy Center-NOx Cap Annual v7.23 | 832 | 7966 | Rate Constraint in MTons | FALSE | L | Annual | Generation | TWh | 2.4223 | 1.8903 | 2.7434 | 1.7387 | 0.50772 | 0.49613 | 0.32044
RI State Energy Center-NOx Cap Annual v7.23 | 832 | 7966 | Rate Constraint in MTons | FALSE | L | Annual | Qualifying Generation | TWh | 2.4223 | 1.8903 | 2.7434 | 1.7387 | 0.50772 | 0.49613 | 0.32044
RI State Energy Center-NOx Cap Annual v7.23 | 832 | 7966 | Rate Constraint in MTons | FALSE | L | Annual | Rate | lb/MWh | 0.048976 | 0.048976 | 0.048976 | 0.048976 | 0.048976 | 0.048976 | 0.048976
RI State Energy Center-NOx Cap Annual v7.23 | 832 | 7966 | Rate Constraint in MTons | FALSE | L | Annual | Constraint Shadow Price | US2022$/Ton | 0 | 0 | 0 | 0 | 0 | 0 | 0
RPS Clean Energy v6.20- CO | 833 | 7660 | Generation Constraint in GWh | FALSE | G | Annual | Seasons Included | Seasons | Winter, Spring, Summer, Fall | Winter, Spring, Summer, Fall | Winter, Spring, Summer, Fall | Winter, Spring, Summer, Fall | Winter, Spring, Summer, Fall | Winter, Spring, Summer, Fall | Winter, Spring, Summer, Fall
RPS Clean Energy v6.20- CO | 833 | 7660 | Generation Constraint in GWh | FALSE | G | Annual | Standard GWh | GWh | 0 | 0 | 0 | 0 | 0 | 64520.7651 | 69890.6092
RPS Clean Energy v6.20- CO | 833 | 7660 | Generation Constraint in GWh | FALSE | G | Annual | Generation at Eligible Plants | GWh | 25333.5685 | 25333.5685 | 38026.2362 | 57408.392 | 76183.062 | 84021.3503 | 94786.1902
RPS Clean Energy v6.20- CO | 833 | 7660 | Generation Constraint in GWh | FALSE | G | Annual | Allowances Purchased | GWh | 0 | 0 | 0 | 0 | 0 | 0 | 0
RPS Clean Energy v6.20- CO | 833 | 7660 | Generation Constraint in GWh | FALSE | G | Annual | Allowances Sold | GWh | 0 | 0 | 0 | 0 | 0 | 0 | 0
RPS Clean Energy v6.20- CO | 833 | 7660 | Generation Constraint in GWh | FALSE | G | Annual | Allowances Banked | GWh | 0 | 0 | 0 | 0 | 0 | 0 | 0
RPS Clean Energy v6.20- CO | 833 | 7660 | Generation Constraint in GWh | FALSE | G | Annual | Allowances Withdrawn (1:1) | GWh | 0 | 0 | 0 | 0 | 0 | 0 | 0
RPS Clean Energy v6.20- CO | 833 | 7660 | Generation Constraint in GWh | FALSE | G | Annual | Allowances Withdrawn (1:n) | GWh | 0 | 0 | 0 | 0 | 0 | 0 | 0
RPS Clean Energy v6.20- CO | 833 | 7660 | Generation Constraint in GWh | FALSE | G | Annual | Net Emissions Allowance Position | GWh | 25333.5685 | 25333.5685 | 38026.2362 | 57408.392 | 76183.062 | 84021.3503 | 94786.1902
RPS Clean Energy v6.20- CO | 833 | 7660 | Generation Constraint in GWh | FALSE | G | Annual | Constraint Shadow Price | US2022$/MWh | 0 | 0 | 0 | 0 | 0 | 0 | 0
RPS Clean Energy v6.20- IL | 834 | 7734 | Generation Constraint in GWh | FALSE | G | Annual | Seasons Included | Seasons | Winter, Spring, Summer, Fall | Winter, Spring, Summer, Fall | Winter, Spring, Summer, Fall | Winter, Spring, Summer, Fall | Winter, Spring, Summer, Fall | Winter, Spring, Summer, Fall | Winter, Spring, Summer, Fall
RPS Clean Energy v6.20- IL | 834 | 7734 | Generation Constraint in GWh | FALSE | G | Annual | Standard GWh | GWh | 0 | 0 | 0 | 0 | 0 | 232064.8285 | 243304.7039
RPS Clean Energy v6.20- IL | 834 | 7734 | Generation Constraint in GWh | FALSE | G | Annual | Generation at Eligible Plants | GWh | 132507.5232 | 177792.9501 | 165597.7716 | 230030.1457 | 308079.1518 | 287982.4822 | 290498.1255
RPS Clean Energy v6.20- IL | 834 | 7734 | Generation Constraint in GWh | FALSE | G | Annual | Allowances Purchased | GWh | 0 | 0 | 0 | 0 | 0 | 0 | 0
RPS Clean Energy v6.20- IL | 834 | 7734 | Generation Constraint in GWh | FALSE | G | Annual | Allowances Sold | GWh | 0 | 0 | 0 | 0 | 0 | 0 | 0
RPS Clean Energy v6.20- IL | 834 | 7734 | Generation Constraint in GWh | FALSE | G | Annual | Allowances Banked | GWh | 0 | 0 | 0 | 0 | 0 | 0 | 0
RPS Clean Energy v6.20- IL | 834 | 7734 | Generation Constraint in GWh | FALSE | G | Annual | Allowances Withdrawn (1:1) | GWh | 0 | 0 | 0 | 0 | 0 | 0 | 0
RPS Clean Energy v6.20- IL | 834 | 7734 | Generation Constraint in GWh | FALSE | G | Annual | Allowances Withdrawn (1:n) | GWh | 0 | 0 | 0 | 0 | 0 | 0 | 0
RPS Clean Energy v6.20- IL | 834 | 7734 | Generation Constraint in GWh | FALSE | G | Annual | Net Emissions Allowance Position | GWh | 132507.5232 | 177792.9501 | 165597.7716 | 230030.1457 | 308079.1518 | 287982.4822 | 290498.1255
RPS Clean Energy v6.20- IL | 834 | 7734 | Generation Constraint in GWh | FALSE | G | Annual | Constraint Shadow Price | US2022$/MWh | 0 | 0 | 0 | 0 | 0 | 0 | 0
RPS Clean Energy v6.20- MA | 835 | 7661 | Generation Constraint in GWh | FALSE | G | Annual | Seasons Included | Seasons | Winter, Spring, Summer, Fall | Winter, Spring, Summer, Fall | Winter, Spring, Summer, Fall | Winter, Spring, Summer, Fall | Winter, Spring, Summer, Fall | Winter, Spring, Summer, Fall | Winter, Spring, Summer, Fall
RPS Clean Energy v6.20- MA | 835 | 7661 | Generation Constraint in GWh | FALSE | G | Annual | Standard GWh | GWh | 26549.2543 | 35451.2237 | 43142.7006 | 50662.0549 | 57190.2412 | 63976.6014 | 67346.9668
RPS Clean Energy v6.20- MA | 835 | 7661 | Generation Constraint in GWh | FALSE | G | Annual | Generation at Eligible Plants | GWh | 26549.2543 | 36675.2321 | 49351.1192 | 50662.0549 | 57190.2412 | 63976.6014 | 67346.9668
RPS Clean Energy v6.20- MA | 835 | 7661 | Generation Constraint in GWh | FALSE | G | Annual | Allowances Purchased | GWh | 0 | 0 | 0 | 0 | 0 | 0 | 0
RPS Clean Energy v6.20- MA | 835 | 7661 | Generation Constraint in GWh | FALSE | G | Annual | Allowances Sold | GWh | 0 | 0 | 0 | 0 | 0 | 0 | 0
RPS Clean Energy v6.20- MA | 835 | 7661 | Generation Constraint in GWh | FALSE | G | Annual | Allowances Banked | GWh | 0 | 0 | 0 | 0 | 0 | 0 | 0
RPS Clean Energy v6.20- MA | 835 | 7661 | Generation Constraint in GWh | FALSE | G | Annual | Allowances Withdrawn (1:1) | GWh | 0 | 0 | 0 | 0 | 0 | 0 | 0
RPS Clean Energy v6.20- MA | 835 | 7661 | Generation Constraint in GWh | FALSE | G | Annual | Allowances Withdrawn (1:n) | GWh | 0 | 0 | 0 | 0 | 0 | 0 | 0
RPS Clean Energy v6.20- MA | 835 | 7661 | Generation Constraint in GWh | FALSE | G | Annual | Net Emissions Allowance Position | GWh | 26549.2543 | 36675.2321 | 49351.1192 | 50662.0549 | 57190.2412 | 63976.6014 | 67346.9668
RPS Clean Energy v6.20- MA | 835 | 7661 | Generation Constraint in GWh | FALSE | G | Annual | Constraint Shadow Price | US2022$/MWh | 119.3087 | 0 | 0 | 13.2249 | 10.1814 | 10.6374 | 8.933
RPS Clean Energy v6.20- NM | 836 | 7571 | Generation Constraint in GWh | FALSE | G | Annual | Seasons Included | Seasons | Winter, Spring, Summer, Fall | Winter, Spring, Summer, Fall | Winter, Spring, Summer, Fall | Winter, Spring, Summer, Fall | Winter, Spring, Summer, Fall | Winter, Spring, Summer, Fall | Winter, Spring, Summer, Fall
RPS Clean Energy v6.20- NM | 836 | 7571 | Generation Constraint in GWh | FALSE | G | Annual | Standard GWh | GWh | 0 | 0 | 0 | 0 | 28739.6476 | 39624.961 | 42441.942
RPS Clean Energy v6.20- NM | 836 | 7571 | Generation Constraint in GWh | FALSE | G | Annual | Generation at Eligible Plants | GWh | 40406.6378 | 43702.083 | 43839.998 | 45269.7539 | 50255.855 | 50250.8912 | 51390.258
RPS Clean Energy v6.20- NM | 836 | 7571 | Generation Constraint in GWh | FALSE | G | Annual | Allowances Purchased | GWh | 0 | 0 | 0 | 0 | 0 | 0 | 0
RPS Clean Energy v6.20- NM | 836 | 7571 | Generation Constraint in GWh | FALSE | G | Annual | Allowances Sold | GWh | 0 | 0 | 0 | 0 | 0 | 0 | 0
RPS Clean Energy v6.20- NM | 836 | 7571 | Generation Constraint in GWh | FALSE | G | Annual | Allowances Banked | GWh | 0 | 0 | 0 | 0 | 0 | 0 | 0
RPS Clean Energy v6.20- NM | 836 | 7571 | Generation Constraint in GWh | FALSE | G | Annual | Allowances Withdrawn (1:1) | GWh | 0 | 0 | 0 | 0 | 0 | 0 | 0
RPS Clean Energy v6.20- NM | 836 | 7571 | Generation Constraint in GWh | FALSE | G | Annual | Allowances Withdrawn (1:n) | GWh | 0 | 0 | 0 | 0 | 0 | 0 | 0
RPS Clean Energy v6.20- NM | 836 | 7571 | Generation Constraint in GWh | FALSE | G | Annual | Net Emissions Allowance Position | GWh | 40406.6378 | 43702.083 | 43839.998 | 45269.7539 | 50255.855 | 50250.8912 | 51390.258
RPS Clean Energy v6.20- NM | 836 | 7571 | Generation Constraint in GWh | FALSE | G | Annual | Constraint Shadow Price | US2022$/MWh | 0 | 0 | 0 | 0 | 0 | 0 | 0
RPS Clean Energy v6.20- NV | 837 | 7572 | Generation Constraint in GWh | FALSE | G | Annual | Seasons Included | Seasons | Winter, Spring, Summer, Fall | Winter, Spring, Summer, Fall | Winter, Spring, Summer, Fall | Winter, Spring, Summer, Fall | Winter, Spring, Summer, Fall | Winter, Spring, Summer, Fall | Winter, Spring, Summer, Fall
RPS Clean Energy v6.20- NV | 837 | 7572 | Generation Constraint in GWh | FALSE | G | Annual | Standard GWh | GWh | 0 | 0 | 0 | 0 | 0 | 81876.2606 | 87926.0067
RPS Clean Energy v6.20- NV | 837 | 7572 | Generation Constraint in GWh | FALSE | G | Annual | Generation at Eligible Plants | GWh | 21601.4423 | 23857.7692 | 30455.1795 | 33276.6712 | 34630.3913 | 81876.2606 | 87926.0067
RPS Clean Energy v6.20- NV | 837 | 7572 | Generation Constraint in GWh | FALSE | G | Annual | Allowances Purchased | GWh | 0 | 0 | 0 | 0 | 0 | 0 | 0
RPS Clean Energy v6.20- NV | 837 | 7572 | Generation Constraint in GWh | FALSE | G | Annual | Allowances Sold | GWh | 0 | 0 | 0 | 0 | 0 | 0 | 0
RPS Clean Energy v6.20- NV | 837 | 7572 | Generation Constraint in GWh | FALSE | G | Annual | Allowances Banked | GWh | 0 | 0 | 0 | 0 | 0 | 0 | 0
RPS Clean Energy v6.20- NV | 837 | 7572 | Generation Constraint in GWh | FALSE | G | Annual | Allowances Withdrawn (1:1) | GWh | 0 | 0 | 0 | 0 | 0 | 0 | 0
RPS Clean Energy v6.20- NV | 837 | 7572 | Generation Constraint in GWh | FALSE | G | Annual | Allowances Withdrawn (1:n) | GWh | 0 | 0 | 0 | 0 | 0 | 0 | 0
RPS Clean Energy v6.20- NV | 837 | 7572 | Generation Constraint in GWh | FALSE | G | Annual | Net Emissions Allowance Position | GWh | 21601.4423 | 23857.7692 | 30455.1795 | 33276.6712 | 34630.3913 | 81876.2606 | 87926.0067
RPS Clean Energy v6.20- NV | 837 | 7572 | Generation Constraint in GWh | FALSE | G | Annual | Constraint Shadow Price | US2022$/MWh | 0 | 0 | 0 | 0 | 0 | 12.226 | 10.1901
RPS Clean Energy v6.20- NY | 838 | 7573 | Generation Constraint in GWh | FALSE | G | Annual | Seasons Included | Seasons | Winter, Spring, Summer, Fall | Winter, Spring, Summer, Fall | Winter, Spring, Summer, Fall | Winter, Spring, Summer, Fall | Winter, Spring, Summer, Fall | Winter, Spring, Summer, Fall | Winter, Spring, Summer, Fall
RPS Clean Energy v6.20- NY | 838 | 7573 | Generation Constraint in GWh | FALSE | G | Annual | Standard GWh | GWh | 0 | 0 | 0 | 212448.7592 | 223906.9842 | 235926.93 | 250256.4884
RPS Clean Energy v6.20- NY | 838 | 7573 | Generation Constraint in GWh | FALSE | G | Annual | Generation at Eligible Plants | GWh | 77494.7052 | 80483.4287 | 120457.6676 | 212448.7592 | 223906.9842 | 235926.93 | 250256.4884
RPS Clean Energy v6.20- NY | 838 | 7573 | Generation Constraint in GWh | FALSE | G | Annual | Allowances Purchased | GWh | 0 | 0 | 0 | 0 | 0 | 0 | 0
RPS Clean Energy v6.20- NY | 838 | 7573 | Generation Constraint in GWh | FALSE | G | Annual | Allowances Sold | GWh | 0 | 0 | 0 | 0 | 0 | 0 | 0
RPS Clean Energy v6.20- NY | 838 | 7573 | Generation Constraint in GWh | FALSE | G | Annual | Allowances Banked | GWh | 0 | 0 | 0 | 0 | 0 | 0 | 0
RPS Clean Energy v6.20- NY | 838 | 7573 | Generation Constraint in GWh | FALSE | G | Annual | Allowances Withdrawn (1:1) | GWh | 0 | 0 | 0 | 0 | 0 | 0 | 0
RPS Clean Energy v6.20- NY | 838 | 7573 | Generation Constraint in GWh | FALSE | G | Annual | Allowances Withdrawn (1:n) | GWh | 0 | 0 | 0 | 0 | 0 | 0 | 0
RPS Clean Energy v6.20- NY | 838 | 7573 | Generation Constraint in GWh | FALSE | G | Annual | Net Emissions Allowance Position | GWh | 77494.7052 | 80483.4287 | 120457.6676 | 212448.7592 | 223906.9842 | 235926.93 | 250256.4884
RPS Clean Energy v6.20- NY | 838 | 7573 | Generation Constraint in GWh | FALSE | G | Annual | Constraint Shadow Price | US2022$/MWh | 0 | 0 | 0 | 23.8756 | 16.9476 | 13.761 | 14.2583
RPS Clean Energy v6.20- OR | 839 | 7735 | Generation Constraint in GWh | FALSE | G | Annual | Seasons Included | Seasons | Winter, Spring, Summer, Fall | Winter, Spring, Summer, Fall | Winter, Spring, Summer, Fall | Winter, Spring, Summer, Fall | Winter, Spring, Summer, Fall | Winter, Spring, Summer, Fall | Winter, Spring, Summer, Fall
RPS Clean Energy v6.20- OR | 839 | 7735 | Generation Constraint in GWh | FALSE | G | Annual | Standard GWh | GWh | 0 | 0 | 0 | 100624.1911 | 104779.6554 | 108337.9255 | 115035.4548
RPS Clean Energy v6.20- OR | 839 | 7735 | Generation Constraint in GWh | FALSE | G | Annual | Generation at Eligible Plants | GWh | 48011.9592 | 48510.6256 | 55638.2035 | 100624.1911 | 104779.6554 | 108337.9255 | 115035.4548
RPS Clean Energy v6.20- OR | 839 | 7735 | Generation Constraint in GWh | FALSE | G | Annual | Allowances Purchased | GWh | 0 | 0 | 0 | 0 | 0 | 0 | 0
RPS Clean Energy v6.20- OR | 839 | 7735 | Generation Constraint in GWh | FALSE | G | Annual | Allowances Sold | GWh | 0 | 0 | 0 | 0 | 0 | 0 | 0
RPS Clean Energy v6.20- OR | 839 | 7735 | Generation Constraint in GWh | FALSE | G | Annual | Allowances Banked | GWh | 0 | 0 | 0 | 0 | 0 | 0 | 0
RPS Clean Energy v6.20- OR | 839 | 7735 | Generation Constraint in GWh | FALSE | G | Annual | Allowances Withdrawn (1:1) | GWh | 0 | 0 | 0 | 0 | 0 | 0 | 0
RPS Clean Energy v6.20- OR | 839 | 7735 | Generation Constraint in GWh | FALSE | G | Annual | Allowances Withdrawn (1:n) | GWh | 0 | 0 | 0 | 0 | 0 | 0 | 0
RPS Clean Energy v6.20- OR | 839 | 7735 | Generation Constraint in GWh | FALSE | G | Annual | Net Emissions Allowance Position | GWh | 48011.9592 | 48510.6256 | 55638.2035 | 100624.1911 | 104779.6554 | 108337.9255 | 115035.4548
RPS Clean Energy v6.20- OR | 839 | 7735 | Generation Constraint in GWh | FALSE | G | Annual | Constraint Shadow Price | US2022$/MWh | 0 | 0 | 0 | 15.0842 | 7.1625 | 8.6022 | 10.4556
RPS Clean Energy v6.20- WA | 840 | 7574 | Generation Constraint in GWh | FALSE | G | Annual | Seasons Included | Seasons | Winter, Spring, Summer, Fall | Winter, Spring, Summer, Fall | Winter, Spring, Summer, Fall | Winter, Spring, Summer, Fall | Winter, Spring, Summer, Fall | Winter, Spring, Summer, Fall | Winter, Spring, Summer, Fall
RPS Clean Energy v6.20- WA | 840 | 7574 | Generation Constraint in GWh | FALSE | G | Annual | Standard GWh | GWh | 0 | 123352.1481 | 155760.9011 | 171008.4885 | 178070.6041 | 184117.802 | 195500.0984
RPS Clean Energy v6.20- WA | 840 | 7574 | Generation Constraint in GWh | FALSE | G | Annual | Generation at Eligible Plants | GWh | 94755.2804 | 123352.148 | 155760.9011 | 171008.4885 | 178070.6041 | 184117.802 | 195500.0984
RPS Clean Energy v6.20- WA | 840 | 7574 | Generation Constraint in GWh | FALSE | G | Annual | Allowances Purchased | GWh | 0 | 0 | 0 | 0 | 0 | 0 | 0
RPS Clean Energy v6.20- WA | 840 | 7574 | Generation Constraint in GWh | FALSE | G | Annual | Allowances Sold | GWh | 0 | 0 | 0 | 0 | 0 | 0 | 0
RPS Clean Energy v6.20- WA | 840 | 7574 | Generation Constraint in GWh | FALSE | G | Annual | Allowances Banked | GWh | 0 | 0 | 0 | 0 | 0 | 0 | 0
RPS Clean Energy v6.20- WA | 840 | 7574 | Generation Constraint in GWh | FALSE | G | Annual | Allowances Withdrawn (1:1) | GWh | 0 | 0 | 0 | 0 | 0 | 0 | 0
RPS Clean Energy v6.20- WA | 840 | 7574 | Generation Constraint in GWh | FALSE | G | Annual | Allowances Withdrawn (1:n) | GWh | 0 | 0 | 0 | 0 | 0 | 0 | 0
RPS Clean Energy v6.20- WA | 840 | 7574 | Generation Constraint in GWh | FALSE | G | Annual | Net Emissions Allowance Position | GWh | 94755.2804 | 123352.148 | 155760.9011 | 171008.4885 | 178070.6041 | 184117.802 | 195500.0984
RPS Clean Energy v6.20- WA | 840 | 7574 | Generation Constraint in GWh | FALSE | G | Annual | Constraint Shadow Price | US2022$/MWh | 0 | 62.2861 | 12.6281 | 17.6672 | 7.3769 | 10.6532 | 13.0141
RPS Clean Energy v6.21- CT | 841 | 7788 | Generation Constraint in GWh | FALSE | G | Annual | Seasons Included | Seasons | Winter, Spring, Summer, Fall | Winter, Spring, Summer, Fall | Winter, Spring, Summer, Fall | Winter, Spring, Summer, Fall | Winter, Spring, Summer, Fall | Winter, Spring, Summer, Fall | Winter, Spring, Summer, Fall
RPS Clean Energy v6.21- CT | 841 | 7788 | Generation Constraint in GWh | FALSE | G | Annual | Standard GWh | GWh | NA | 12755.2769 | 24293.4523 | 36975.9359 | 38740.4643 | 40620.5852 | 42761.4075
RPS Clean Energy v6.21- CT | 841 | 7788 | Generation Constraint in GWh | FALSE | G | Annual | Generation at Eligible Plants | GWh | 0 | 18325.7167 | 24293.4523 | 36975.9359 | 38740.4643 | 40620.5852 | 42761.4075
RPS Clean Energy v6.21- CT | 841 | 7788 | Generation Constraint in GWh | FALSE | G | Annual | Allowances Purchased | GWh | 0 | 0 | 0 | 0 | 0 | 0 | 0
RPS Clean Energy v6.21- CT | 841 | 7788 | Generation Constraint in GWh | FALSE | G | Annual | Allowances Sold | GWh | 0 | 0 | 0 | 0 | 0 | 0 | 0
RPS Clean Energy v6.21- CT | 841 | 7788 | Generation Constraint in GWh | FALSE | G | Annual | Allowances Banked | GWh | 0 | 0 | 0 | 0 | 0 | 0 | 0
RPS Clean Energy v6.21- CT | 841 | 7788 | Generation Constraint in GWh | FALSE | G | Annual | Allowances Withdrawn (1:1) | GWh | 0 | 0 | 0 | 0 | 0 | 0 | 0
RPS Clean Energy v6.21- CT | 841 | 7788 | Generation Constraint in GWh | FALSE | G | Annual | Allowances Withdrawn (1:n) | GWh | 0 | 0 | 0 | 0 | 0 | 0 | 0
RPS Clean Energy v6.21- CT | 841 | 7788 | Generation Constraint in GWh | FALSE | G | Annual | Net Emissions Allowance Position | GWh | 0 | 18325.7167 | 24293.4523 | 36975.9359 | 38740.4643 | 40620.5852 | 42761.4075
RPS Clean Energy v6.21- CT | 841 | 7788 | Generation Constraint in GWh | FALSE | G | Annual | Constraint Shadow Price | US2022$/MWh | 0 | 0 | 12.6255 | 26.7584 | 18.5214 | 18.3111 | 17.9526
RPS Clean Energy v7.23- MN | 842 | 7972 | Generation Constraint in GWh | FALSE | G | Annual | Seasons Included | Seasons |  | Winter, Spring, Summer, Fall | Winter, Spring, Summer, Fall | Winter, Spring, Summer, Fall | Winter, Spring, Summer, Fall | Winter, Spring, Summer, Fall | Winter, Spring, Summer, Fall
RPS Clean Energy v7.23- MN | 842 | 7972 | Generation Constraint in GWh | FALSE | G | Annual | Standard GWh | GWh | NA | 64024.4068 | 87402.9085 | 104938.4425 | 110655.6344 | 116587.304 | 123950.7079
RPS Clean Energy v7.23- MN | 842 | 7972 | Generation Constraint in GWh | FALSE | G | Annual | Generation at Eligible Plants | GWh | 0 | 64024.4068 | 87402.9085 | 104938.4424 | 110655.6344 | 116587.304 | 123950.7079
RPS Clean Energy v7.23- MN | 842 | 7972 | Generation Constraint in GWh | FALSE | G | Annual | Allowances Purchased | GWh | 0 | 0 | 0 | 0 | 0 | 0 | 0
RPS Clean Energy v7.23- MN | 842 | 7972 | Generation Constraint in GWh | FALSE | G | Annual | Allowances Sold | GWh | 0 | 0 | 0 | 0 | 0 | 0 | 0
RPS Clean Energy v7.23- MN | 842 | 7972 | Generation Constraint in GWh | FALSE | G | Annual | Allowances Banked | GWh | 0 | 0 | 0 | 0 | 0 | 0 | 0
RPS Clean Energy v7.23- MN | 842 | 7972 | Generation Constraint in GWh | FALSE | G | Annual | Allowances Withdrawn (1:1) | GWh | 0 | 0 | 0 | 0 | 0 | 0 | 0
RPS Clean Energy v7.23- MN | 842 | 7972 | Generation Constraint in GWh | FALSE | G | Annual | Allowances Withdrawn (1:n) | GWh | 0 | 0 | 0 | 0 | 0 | 0 | 0
RPS Clean Energy v7.23- MN | 842 | 7972 | Generation Constraint in GWh | FALSE | G | Annual | Net Emissions Allowance Position | GWh | 0 | 64024.4068 | 87402.9085 | 104938.4424 | 110655.6344 | 116587.304 | 123950.7079
RPS Clean Energy v7.23- MN | 842 | 7972 | Generation Constraint in GWh | FALSE | G | Annual | Constraint Shadow Price | US2022$/MWh | 0 | 1.3706 | 0.89396 | 0.76068 | 0.83553 | 0.74635 | 0.84537
RPS Solar v6.20- DC | 843 | 7575 | Generation Constraint in GWh | FALSE | G | Annual | Seasons Included | Seasons | Winter, Spring, Summer, Fall | Winter, Spring, Summer, Fall | Winter, Spring, Summer, Fall | Winter, Spring, Summer, Fall | Winter, Spring, Summer, Fall | Winter, Spring, Summer, Fall | Winter, Spring, Summer, Fall
RPS Solar v6.20- DC | 843 | 7575 | Generation Constraint in GWh | FALSE | G | Annual | Standard GWh | GWh | 504.7887 | 580.4044 | 882.9387 | 1300.1941 | 1445.9766 | 1535.7827 | 1620.8742
RPS Solar v6.20- DC | 843 | 7575 | Generation Constraint in GWh | FALSE | G | Annual | Generation at Eligible Plants | GWh | 55.8844 | 55.8844 | 55.8844 | 55.8844 | 55.8844 | 55.8844 | 55.8844
RPS Solar v6.20- DC | 843 | 7575 | Generation Constraint in GWh | FALSE | G | Annual | Allowances Purchased | GWh | 448.9043 | 524.52 | 827.0543 | 1244.3098 | 1390.0922 | 1479.8983 | 1564.9898
RPS Solar v6.20- DC | 843 | 7575 | Generation Constraint in GWh | FALSE | G | Annual | Allowances Sold | GWh | 0 | 0 | 0 | 0 | 0 | 0 | 0
RPS Solar v6.20- DC | 843 | 7575 | Generation Constraint in GWh | FALSE | G | Annual | Allowances Banked | GWh | 0 | 0 | 0 | 0 | 0 | 0 | 0
RPS Solar v6.20- DC | 843 | 7575 | Generation Constraint in GWh | FALSE | G | Annual | Allowances Withdrawn (1:1) | GWh | 0 | 0 | 0 | 0 | 0 | 0 | 0
RPS Solar v6.20- DC | 843 | 7575 | Generation Constraint in GWh | FALSE | G | Annual | Allowances Withdrawn (1:n) | GWh | 0 | 0 | 0 | 0 | 0 | 0 | 0
RPS Solar v6.20- DC | 843 | 7575 | Generation Constraint in GWh | FALSE | G | Annual | Net Emissions Allowance Position | GWh | 504.7887 | 580.4044 | 882.9387 | 1300.1941 | 1445.9766 | 1535.7827 | 1620.8742
RPS Solar v6.20- DC | 843 | 7575 | Generation Constraint in GWh | FALSE | G | Annual | Constraint Shadow Price | US2022$/MWh | 60.157 | 60.1573 | 60.1568 | 60.157 | 60.1568 | 60.1572 | 60.157
RPS Solar v6.20- DE | 844 | 7576 | Generation Constraint in GWh | FALSE | G | Annual | Seasons Included | Seasons | Winter, Spring, Summer, Fall | Winter, Spring, Summer, Fall | Winter, Spring, Summer, Fall | Winter, Spring, Summer, Fall | Winter, Spring, Summer, Fall | Winter, Spring, Summer, Fall | Winter, Spring, Summer, Fall
RPS Solar v6.20- DE | 844 | 7576 | Generation Constraint in GWh | FALSE | G | Annual | Standard GWh | GWh | 480.0663 | 625.8898 | 1506.0478 | 1642.1709 | 1708.3854 | 1772.2775 | 1863.8626
RPS Solar v6.20- DE | 844 | 7576 | Generation Constraint in GWh | FALSE | G | Annual | Generation at Eligible Plants | GWh | 64363.1238 | 62777.803 | 94426.9257 | 127587.5833 | 151557.5856 | 180681.4008 | 241126.6782
RPS Solar v6.20- DE | 844 | 7576 | Generation Constraint in GWh | FALSE | G | Annual | Allowances Purchased | GWh | 0 | 0 | 0 | 0 | 0 | 0 | 0
RPS Solar v6.20- DE | 844 | 7576 | Generation Constraint in GWh | FALSE | G | Annual | Allowances Sold | GWh | 0 | 0 | 0 | 0 | 0 | 0 | 0
RPS Solar v6.20- DE | 844 | 7576 | Generation Constraint in GWh | FALSE | G | Annual | Allowances Banked | GWh | 0 | 0 | 0 | 0 | 0 | 0 | 0
RPS Solar v6.20- DE | 844 | 7576 | Generation Constraint in GWh | FALSE | G | Annual | Allowances Withdrawn (1:1) | GWh | 0 | 0 | 0 | 0 | 0 | 0 | 0
RPS Solar v6.20- DE | 844 | 7576 | Generation Constraint in GWh | FALSE | G | Annual | Allowances Withdrawn (1:n) | GWh | 0 | 0 | 0 | 0 | 0 | 0 | 0
RPS Solar v6.20- DE | 844 | 7576 | Generation Constraint in GWh | FALSE | G | Annual | Net Emissions Allowance Position | GWh | 64363.1238 | 62777.803 | 94426.9257 | 127587.5833 | 151557.5856 | 180681.4008 | 241126.6782
RPS Solar v6.20- DE | 844 | 7576 | Generation Constraint in GWh | FALSE | G | Annual | Constraint Shadow Price | US2022$/MWh | 0 | 0 | 0 | 0 | 0 | 0 | 0
RPS Solar v6.20- IL, MO | 845 | 7580 | Generation Constraint in GWh | FALSE | G | Annual | Seasons Included | Seasons | Winter, Spring, Summer, Fall | Winter, Spring, Summer, Fall | Winter, Spring, Summer, Fall | Winter, Spring, Summer, Fall | Winter, Spring, Summer, Fall | Winter, Spring, Summer, Fall | Winter, Spring, Summer, Fall
RPS Solar v6.20- IL, MO | 845 | 7580 | Generation Constraint in GWh | FALSE | G | Annual | Standard GWh | GWh | 2514.7152 | 2769.2533 | 3287.9264 | 3524.2337 | 3632.6211 | 3734.0081 | 3918.238
RPS Solar v6.20- IL, MO | 845 | 7580 | Generation Constraint in GWh | FALSE | G | Annual | Generation at Eligible Plants | GWh | 17039.541 | 18624.8618 | 35961.3859 | 35727.0652 | 49499.6196 | 66495.2455 | 33080.356
RPS Solar v6.20- IL, MO | 845 | 7580 | Generation Constraint in GWh | FALSE | G | Annual | Allowances Purchased | GWh | 0 | 0 | 0 | 0 | 0 | 0 | 0
RPS Solar v6.20- IL, MO | 845 | 7580 | Generation Constraint in GWh | FALSE | G | Annual | Allowances Sold | GWh | 0 | 0 | 0 | 0 | 0 | 0 | 0
RPS Solar v6.20- IL, MO | 845 | 7580 | Generation Constraint in GWh | FALSE | G | Annual | Allowances Banked | GWh | 0 | 0 | 0 | 0 | 0 | 0 | 0
RPS Solar v6.20- IL, MO | 845 | 7580 | Generation Constraint in GWh | FALSE | G | Annual | Allowances Withdrawn (1:1) | GWh | 0 | 0 | 0 | 0 | 0 | 0 | 0
RPS Solar v6.20- IL, MO | 845 | 7580 | Generation Constraint in GWh | FALSE | G | Annual | Allowances Withdrawn (1:n) | GWh | 0 | 0 | 0 | 0 | 0 | 0 | 0
RPS Solar v6.20- IL, MO | 845 | 7580 | Generation Constraint in GWh | FALSE | G | Annual | Net Emissions Allowance Position | GWh | 17039.541 | 18624.8618 | 35961.3859 | 35727.0652 | 49499.6196 | 66495.2455 | 33080.356
RPS Solar v6.20- IL, MO | 845 | 7580 | Generation Constraint in GWh | FALSE | G | Annual | Constraint Shadow Price | US2022$/MWh | 0 | 0 | 0 | 0 | 0 | 0 | 0
RPS Solar v6.20- MA | 846 | 7577 | Generation Constraint in GWh | FALSE | G | Annual | Seasons Included | Seasons | Winter, Spring, Summer, Fall | Winter, Spring, Summer, Fall | Winter, Spring, Summer, Fall | Winter, Spring, Summer, Fall | Winter, Spring, Summer, Fall | Winter, Spring, Summer, Fall | Winter, Spring, Summer, Fall
RPS Solar v6.20- MA | 846 | 7577 | Generation Constraint in GWh | FALSE | G | Annual | Standard GWh | GWh | 0 | 0 | 0 | 0 | 0 | 0 | 0
RPS Solar v6.20- MA | 846 | 7577 | Generation Constraint in GWh | FALSE | G | Annual | Generation at Eligible Plants | GWh | 12366.2785 | 11886.4506 | 6865.4302 | 14611.3335 | 12928.7301 | 10829.6463 | 10814.6394
RPS Solar v6.20- MA | 846 | 7577 | Generation Constraint in GWh | FALSE | G | Annual | Allowances Purchased | GWh | 0 | 0 | 0 | 0 | 0 | 0 | 0
RPS Solar v6.20- MA | 846 | 7577 | Generation Constraint in GWh | FALSE | G | Annual | Allowances Sold | GWh | 0 | 0 | 0 | 0 | 0 | 0 | 0
RPS Solar v6.20- MA | 846 | 7577 | Generation Constraint in GWh | FALSE | G | Annual | Allowances Banked | GWh | 0 | 0 | 0 | 0 | 0 | 0 | 0
RPS Solar v6.20- MA | 846 | 7577 | Generation Constraint in GWh | FALSE | G | Annual | Allowances Withdrawn (1:1) | GWh | 0 | 0 | 0 | 0 | 0 | 0 | 0
RPS Solar v6.20- MA | 846 | 7577 | Generation Constraint in GWh | FALSE | G | Annual | Allowances Withdrawn (1:n) | GWh | 0 | 0 | 0 | 0 | 0 | 0 | 0
RPS Solar v6.20- MA | 846 | 7577 | Generation Constraint in GWh | FALSE | G | Annual | Net Emissions Allowance Position | GWh | 12366.2785 | 11886.4506 | 6865.4302 | 14611.3335 | 12928.7301 | 10829.6463 | 10814.6394
RPS Solar v6.20- MA | 846 | 7577 | Generation Constraint in GWh | FALSE | G | Annual | Constraint Shadow Price | US2022$/MWh | 0 | 0 | 0 | 0 | 0 | 0 | 0
RPS Solar v6.20- MD | 847 | 7578 | Generation Constraint in GWh | FALSE | G | Annual | Seasons Included | Seasons | Winter, Spring, Summer, Fall | Winter, Spring, Summer, Fall | Winter, Spring, Summer, Fall | Winter, Spring, Summer, Fall | Winter, Spring, Summer, Fall | Winter, Spring, Summer, Fall | Winter, Spring, Summer, Fall
RPS Solar v6.20- MD | 847 | 7578 | Generation Constraint in GWh | FALSE | G | Annual | Standard GWh | GWh | 9347.1537 | 9785.2562 | 10829.3861 | 11751.0645 | 12372.1976 | 13074.5926 | 13788.2829
RPS Solar v6.20- MD | 847 | 7578 | Generation Constraint in GWh | FALSE | G | Annual | Generation at Eligible Plants | GWh | 9785.2562 | 9785.2562 | 10829.3861 | 11751.0645 | 12372.1976 | 13074.5926 | 13788.2829
RPS Solar v6.20- MD | 847 | 7578 | Generation Constraint in GWh | FALSE | G | Annual | Allowances Purchased | GWh | 0 | 0 | 0 | 0 | 0 | 0 | 0
RPS Solar v6.20- MD | 847 | 7578 | Generation Constraint in GWh | FALSE | G | Annual | Allowances Sold | GWh | 0 | 0 | 0 | 0 | 0 | 0 | 0
RPS Solar v6.20- MD | 847 | 7578 | Generation Constraint in GWh | FALSE | G | Annual | Allowances Banked | GWh | 0 | 0 | 0 | 0 | 0 | 0 | 0
RPS Solar v6.20- MD | 847 | 7578 | Generation Constraint in GWh | FALSE | G | Annual | Allowances Withdrawn (1:1) | GWh | 0 | 0 | 0 | 0 | 0 | 0 | 0
RPS Solar v6.20- MD | 847 | 7578 | Generation Constraint in GWh | FALSE | G | Annual | Allowances Withdrawn (1:n) | GWh | 0 | 0 | 0 | 0 | 0 | 0 | 0
RPS Solar v6.20- MD | 847 | 7578 | Generation Constraint in GWh | FALSE | G | Annual | Net Emissions Allowance Position | GWh | 9785.2562 | 9785.2562 | 10829.3861 | 11751.0645 | 12372.1976 | 13074.5926 | 13788.2829
RPS Solar v6.20- MD | 847 | 7578 | Generation Constraint in GWh | FALSE | G | Annual | Constraint Shadow Price | US2022$/MWh | 0 | 30.2799 | 6.7793 | 11.2296 | 5.3196 | 2.8203 | 2.822
RPS Solar v6.20- MN | 848 | 7579 | Generation Constraint in GWh | FALSE | G | Annual | Seasons Included | Seasons | Winter, Spring, Summer, Fall | Winter, Spring, Summer, Fall | Winter, Spring, Summer, Fall | Winter, Spring, Summer, Fall | Winter, Spring, Summer, Fall | Winter, Spring, Summer, Fall | Winter, Spring, Summer, Fall
RPS Solar v6.20- MN | 848 | 7579 | Generation Constraint in GWh | FALSE | G | Annual | Standard GWh | GWh | 1220.7709 | 1288.5268 | 1456.7151 | 1574.0766 | 1659.8345 | 1748.8096 | 1859.2606
RPS Solar v6.20- MN | 848 | 7579 | Generation Constraint in GWh | FALSE | G | Annual | Generation at Eligible Plants | GWh | 4237.7496 | 4237.7496 | 5585.3618 | 5585.3618 | 7918.0745 | 16839.4958 | 19321.5562
RPS Solar v6.20- MN | 848 | 7579 | Generation Constraint in GWh | FALSE | G | Annual | Allowances Purchased | GWh | 0 | 0 | 0 | 0 | 0 | 0 | 0
RPS Solar v6.20- MN | 848 | 7579 | Generation Constraint in GWh | FALSE | G | Annual | Allowances Sold | GWh | 0 | 0 | 0 | 0 | 0 | 0 | 0
RPS Solar v6.20- MN | 848 | 7579 | Generation Constraint in GWh | FALSE | G | Annual | Allowances Banked | GWh | 0 | 0 | 0 | 0 | 0 | 0 | 0
RPS Solar v6.20- MN | 848 | 7579 | Generation Constraint in GWh | FALSE | G | Annual | Allowances Withdrawn (1:1) | GWh | 0 | 0 | 0 | 0 | 0 | 0 | 0
RPS Solar v6.20- MN | 848 | 7579 | Generation Constraint in GWh | FALSE | G | Annual | Allowances Withdrawn (1:n) | GWh | 0 | 0 | 0 | 0 | 0 | 0 | 0
RPS Solar v6.20- MN | 848 | 7579 | Generation Constraint in GWh | FALSE | G | Annual | Net Emissions Allowance Position | GWh | 4237.7496 | 4237.7496 | 5585.3618 | 5585.3618 | 7918.0745 | 16839.4958 | 19321.5562
RPS Solar v6.20- MN | 848 | 7579 | Generation Constraint in GWh | FALSE | G | Annual | Constraint Shadow Price | US2022$/MWh | 0 | 0 | 0 | 0 | 0 | 0 | 0
RPS Solar v6.20- NC 75% limit | 849 | 7583 | Generation Constraint in GWh | FALSE | G | Annual | Seasons Included | Seasons | Winter, Spring, Summer, Fall | Winter, Spring, Summer, Fall | Winter, Spring, Summer, Fall | Winter, Spring, Summer, Fall | Winter, Spring, Summer, Fall | Winter, Spring, Summer, Fall | Winter, Spring, Summer, Fall
RPS Solar v6.20- NC 75% limit | 849 | 7583 | Generation Constraint in GWh | FALSE | G | Annual | Standard GWh | GWh | 225.7915 | 241.9419 | 277.0128 | 298.5984 | 307.566 | 317.5478 | 331.9571
RPS Solar v6.20- NC 75% limit | 849 | 7583 | Generation Constraint in GWh | FALSE | G | Annual | Generation at Eligible Plants | GWh | 12272.5772 | 12272.5772 | 12270.7384 | 12270.7384 | 12270.7384 | 12270.7384 | 12270.7384
RPS Solar v6.20- NC 75% limit | 849 | 7583 | Generation Constraint in GWh | FALSE | G | Annual | Allowances Purchased | GWh | 0 | 0 | 0 | 0 | 0 | 0 | 0
RPS Solar v6.20- NC 75% limit | 849 | 7583 | Generation Constraint in GWh | FALSE | G | Annual | Allowances Sold | GWh | 0 | 0 | 0 | 0 | 0 | 0 | 0
RPS Solar v6.20- NC 75% limit | 849 | 7583 | Generation Constraint in GWh | FALSE | G | Annual | Allowances Banked | GWh | 0 | 0 | 0 | 0 | 0 | 0 | 0
RPS Solar v6.20- NC 75% limit | 849 | 7583 | Generation Constraint in GWh | FALSE | G | Annual | Allowances Withdrawn (1:1) | GWh | 0 | 0 | 0 | 0 | 0 | 0 | 0
RPS Solar v6.20- NC 75% limit | 849 | 7583 | Generation Constraint in GWh | FALSE | G | Annual | Allowances Withdrawn (1:n) | GWh | 0 | 0 | 0 | 0 | 0 | 0 | 0
RPS Solar v6.20- NC 75% limit | 849 | 7583 | Generation Constraint in GWh | FALSE | G | Annual | Net Emissions Allowance Position | GWh | 12272.5772 | 12272.5772 | 12270.7384 | 12270.7384 | 12270.7384 | 12270.7384 | 12270.7384
RPS Solar v6.20- NC 75% limit | 849 | 7583 | Generation Constraint in GWh | FALSE | G | Annual | Constraint Shadow Price | US2022$/MWh | 0 | 0 | 0 | 0 | 0 | 0 | 0
RPS Solar v6.20- NH, MA | 850 | 7581 | Generation Constraint in GWh | FALSE | G | Annual | Seasons Included | Seasons | Winter, Spring, Summer, Fall | Winter, Spring, Summer, Fall | Winter, Spring, Summer, Fall | Winter, Spring, Summer, Fall | Winter, Spring, Summer, Fall | Winter, Spring, Summer, Fall | Winter, Spring, Summer, Fall
RPS Solar v6.20- NH, MA | 850 | 7581 | Generation Constraint in GWh | FALSE | G | Annual | Standard GWh | GWh | 82.7902 | 88.4398 | 99.3486 | 108.331 | 114.1376 | 119.7014 | 126.0074
RPS Solar v6.20- NH, MA | 850 | 7581 | Generation Constraint in GWh | FALSE | G | Annual | Generation at Eligible Plants | GWh | 12595.7983 | 13075.6261 | 24232.384 | 29175.7793 | 32622.9111 | 46509.3775 | 48665.2067
RPS Solar v6.20- NH, MA | 850 | 7581 | Generation Constraint in GWh | FALSE | G | Annual | Allowances Purchased | GWh | 0 | 0 | 0 | 0 | 0 | 0 | 0
RPS Solar v6.20- NH, MA | 850 | 7581 | Generation Constraint in GWh | FALSE | G | Annual | Allowances Sold | GWh | 0 | 0 | 0 | 0 | 0 | 0 | 0
RPS Solar v6.20- NH, MA | 850 | 7581 | Generation Constraint in GWh | FALSE | G | Annual | Allowances Banked | GWh | 0 | 0 | 0 | 0 | 0 | 0 | 0
RPS Solar v6.20- NH, MA | 850 | 7581 | Generation Constraint in GWh | FALSE | G | Annual | Allowances Withdrawn (1:1) | GWh | 0 | 0 | 0 | 0 | 0 | 0 | 0
RPS Solar v6.20- NH, MA | 850 | 7581 | Generation Constraint in GWh | FALSE | G | Annual | Allowances Withdrawn (1:n) | GWh | 0 | 0 | 0 | 0 | 0 | 0 | 0
RPS Solar v6.20- NH, MA | 850 | 7581 | Generation Constraint in GWh | FALSE | G | Annual | Net Emissions Allowance Position | GWh | 12595.7983 | 13075.6261 | 24232.384 | 29175.7793 | 32622.9111 | 46509.3775 | 48665.2067
RPS Solar v6.20- NH, MA | 850 | 7581 | Generation Constraint in GWh | FALSE | G | Annual | Constraint Shadow Price | US2022$/MWh | 0 | 0 | 0 | 0 | 0 | 0 | 0
RPS Solar v6.20- NJ | 851 | 7582 | Generation Constraint in GWh | FALSE | G | Annual | Seasons Included | Seasons | Winter, Spring, Summer, Fall | Winter, Spring, Summer, Fall | Winter, Spring, Summer, Fall | Winter, Spring, Summer, Fall | Winter, Spring, Summer, Fall | Winter, Spring, Summer, Fall | Winter, Spring, Summer, Fall
RPS Solar v6.20- NJ | 851 | 7582 | Generation Constraint in GWh | FALSE | G | Annual | Standard GWh | GWh | 2732.864 | 1789.5789 | 1071.6523 | 1168.5091 | 1215.6296 | 1261.1014 | 1326.2775
RPS Solar v6.20- NJ | 851 | 7582 | Generation Constraint in GWh | FALSE | G | Annual | Generation at Eligible Plants | GWh | 2732.864 | 2732.864 | 1463.4951 | 1463.4951 | 1463.4951 | 1463.4951 | 1463.4951
RPS Solar v6.20- NJ | 851 | 7582 | Generation Constraint in GWh | FALSE | G | Annual | Allowances Purchased | GWh | 0 | 0 | 0 | 0 | 0 | 0 | 0
RPS Solar v6.20- NJ | 851 | 7582 | Generation Constraint in GWh | FALSE | G | Annual | Allowances Sold | GWh | 0 | 0 | 0 | 0 | 0 | 0 | 0
RPS Solar v6.20- NJ | 851 | 7582 | Generation Constraint in GWh | FALSE | G | Annual | Allowances Banked | GWh | 0 | 0 | 0 | 0 | 0 | 0 | 0
RPS Solar v6.20- NJ | 851 | 7582 | Generation Constraint in GWh | FALSE | G | Annual | Allowances Withdrawn (1:1) | GWh | 0 | 0 | 0 | 0 | 0 | 0 | 0
RPS Solar v6.20- NJ | 851 | 7582 | Generation Constraint in GWh | FALSE | G | Annual | Allowances Withdrawn (1:n) | GWh | 0 | 0 | 0 | 0 | 0 | 0 | 0
RPS Solar v6.20- NJ | 851 | 7582 | Generation Constraint in GWh | FALSE | G | Annual | Net Emissions Allowance Position | GWh | 2732.864 | 2732.864 | 1463.4951 | 1463.4951 | 1463.4951 | 1463.4951 | 1463.4951
RPS Solar v6.20- NJ | 851 | 7582 | Generation Constraint in GWh | FALSE | G | Annual | Constraint Shadow Price | US2022$/MWh | 116.3226 | 0 | 0 | 0 | 0 | 0 | 0
RPS Solar v6.20- PA | 852 | 7584 | Generation Constraint in GWh | FALSE | G | Annual | Seasons Included | Seasons | Winter, Spring, Summer, Fall | Winter, Spring, Summer, Fall | Winter, Spring, Summer, Fall | Winter, Spring, Summer, Fall | Winter, Spring, Summer, Fall | Winter, Spring, Summer, Fall | Winter, Spring, Summer, Fall
RPS Solar v6.20- PA | 852 | 7584 | Generation Constraint in GWh | FALSE | G | Annual | Standard GWh | GWh | 807.073 | 873.1612 | 1009.3919 | 1088.3232 | 1132.0404 | 1177.6388 | 1240.7834
RPS Solar v6.20- PA | 852 | 7584 | Generation Constraint in GWh | FALSE | G | Annual | Generation at Eligible Plants | GWh | 966.1654 | 966.1654 | 1981.8041 | 1981.8041 | 1981.8041 | 1981.8041 | 1981.8041
RPS Solar v6.20- PA | 852 | 7584 | Generation Constraint in GWh | FALSE | G | Annual | Allowances Purchased | GWh | 0 | 0 | 0 | 0 | 0 | 0 | 0
RPS Solar v6.20- PA | 852 | 7584 | Generation Constraint in GWh | FALSE | G | Annual | Allowances Sold | GWh | 0 | 0 | 0 | 0 | 0 | 0 | 0
RPS Solar v6.20- PA | 852 | 7584 | Generation Constraint in GWh | FALSE | G | Annual | Allowances Banked | GWh | 0 | 0 | 0 | 0 | 0 | 0 | 0
RPS Solar v6.20- PA | 852 | 7584 | Generation Constraint in GWh | FALSE | G | Annual | Allowances Withdrawn (1:1) | GWh | 0 | 0 | 0 | 0 | 0 | 0 | 0
RPS Solar v6.20- PA | 852 | 7584 | Generation Constraint in GWh | FALSE | G | Annual | Allowances Withdrawn (1:n) | GWh | 0 | 0 | 0 | 0 | 0 | 0 | 0
RPS Solar v6.20- PA | 852 | 7584 | Generation Constraint in GWh | FALSE | G | Annual | Net Emissions Allowance Position | GWh | 966.1654 | 966.1654 | 1981.8041 | 1981.8041 | 1981.8041 | 1981.8041 | 1981.8041
RPS Solar v6.20- PA | 852 | 7584 | Generation Constraint in GWh | FALSE | G | Annual | Constraint Shadow Price | US2022$/MWh | 0 | 0 | 0 | 0 | 0 | 0 | 0
RPS Solar v7.23- OR | 853 | 7973 | Generation Constraint in GWh | FALSE | G | Annual | Seasons Included | Seasons | Winter, Spring, Summer, Fall | Winter, Spring, Summer, Fall | Winter, Spring, Summer, Fall | Winter, Spring, Summer, Fall | Winter, Spring, Summer, Fall | Winter, Spring, Summer, Fall | Winter, Spring, Summer, Fall
RPS Solar v7.23- OR | 853 | 7973 | Generation Constraint in GWh | FALSE | G | Annual | Standard GWh | GWh | 5103.0257 | 5806.5937 | 7332.1809 | 8049.9353 | 8382.3724 | 8667.034 | 9202.8364
RPS Solar v7.23- OR | 853 | 7973 | Generation Constraint in GWh | FALSE | G | Annual | Generation at Eligible Plants | GWh | 5103.0257 | 5806.5937 | 7332.1809 | 22470.5525 | 22470.5525 | 26028.8226 | 30892.4259
RPS Solar v7.23- OR | 853 | 7973 | Generation Constraint in GWh | FALSE | G | Annual | Allowances Purchased | GWh | 0 | 0 | 0 | 0 | 0 | 0 | 0
RPS Solar v7.23- OR | 853 | 7973 | Generation Constraint in GWh | FALSE | G | Annual | Allowances Sold | GWh | 0 | 0 | 0 | 0 | 0 | 0 | 0
RPS Solar v7.23- OR | 853 | 7973 | Generation Constraint in GWh | FALSE | G | Annual | Allowances Banked | GWh | 0 | 0 | 0 | 0 | 0 | 0 | 0
RPS Solar v7.23- OR | 853 | 7973 | Generation Constraint in GWh | FALSE | G | Annual | Allowances Withdrawn (1:1) | GWh | 0 | 0 | 0 | 0 | 0 | 0 | 0
RPS Solar v7.23- OR | 853 | 7973 | Generation Constraint in GWh | FALSE | G | Annual | Allowances Withdrawn (1:n) | GWh | 0 | 0 | 0 | 0 | 0 | 0 | 0
RPS Solar v7.23- OR | 853 | 7973 | Generation Constraint in GWh | FALSE | G | Annual | Net Emissions Allowance Position | GWh | 5103.0257 | 5806.5937 | 7332.1809 | 22470.5525 | 22470.5525 | 26028.8226 | 30892.4259
RPS Solar v7.23- OR | 853 | 7973 | Generation Constraint in GWh | FALSE | G | Annual | Constraint Shadow Price | US2022$/MWh | 29.3488 | 57.3898 | 7.5151 | 0 | 0 | 0 | 0
RPS v6.20- AZ | 854 | 7585 | Generation Constraint in GWh | FALSE | G | Annual | Seasons Included | Seasons | Winter, Spring, Summer, Fall | Winter, Spring, Summer, Fall | Winter, Spring, Summer, Fall | Winter, Spring, Summer, Fall | Winter, Spring, Summer, Fall | Winter, Spring, Summer, Fall | Winter, Spring, Summer, Fall
RPS v6.20- AZ | 854 | 7585 | Generation Constraint in GWh | FALSE | G | Annual | Standard GWh | GWh | 8492.8949 | 9711.9633 | 12195.8214 | 13319.4787 | 13924.0961 | 14568.7534 | 15606.1534
RPS v6.20- AZ | 854 | 7585 | Generation Constraint in GWh | FALSE | G | Annual | Generation at Eligible Plants | GWh | 23378.0027 | 23385.4419 | 23751.9223 | 24076.6185 | 30485.1003 | 46988.6508 | 47061.4945
RPS v6.20- AZ | 854 | 7585 | Generation Constraint in GWh | FALSE | G | Annual | Allowances Purchased | GWh | 0 | 0 | 0 | 0 | 0 | 0 | 0
RPS v6.20- AZ | 854 | 7585 | Generation Constraint in GWh | FALSE | G | Annual | Allowances Sold | GWh | 0 | 0 | 0 | 0 | 0 | 0 | 0
RPS v6.20- AZ | 854 | 7585 | Generation Constraint in GWh | FALSE | G | Annual | Allowances Banked | GWh | 0 | 0 | 0 | 0 | 0 | 0 | 0
RPS v6.20- AZ | 854 | 7585 | Generation Constraint in GWh | FALSE | G | Annual | Allowances Withdrawn (1:1) | GWh | 0 | 0 | 0 | 0 | 0 | 0 | 0
RPS v6.20- AZ | 854 | 7585 | Generation Constraint in GWh | FALSE | G | Annual | Allowances Withdrawn (1:n) | GWh | 0 | 0 | 0 | 0 | 0 | 0 | 0
RPS v6.20- AZ | 854 | 7585 | Generation Constraint in GWh | FALSE | G | Annual | Net Emissions Allowance Position | GWh | 23378.0027 | 23385.4419 | 23751.9223 | 24076.6185 | 30485.1003 | 46988.6508 | 47061.4945
RPS v6.20- AZ | 854 | 7585 | Generation Constraint in GWh | FALSE | G | Annual | Constraint Shadow Price | US2022$/MWh | 0 | 0 | 0 | 0 | 0 | 0 | 0
RPS v6.20- CA 10% Unbundled | 855 | 7686 | Generation Constraint in GWh | FALSE | G | Annual | Seasons Included | Seasons | Winter, Spring, Summer, Fall | Winter, Spring, Summer, Fall | Winter, Spring, Summer, Fall | Winter, Spring, Summer, Fall | Winter, Spring, Summer, Fall | Winter, Spring, Summer, Fall | Winter, Spring, Summer, Fall
RPS v6.20- CA 10% Unbundled | 855 | 7686 | Generation Constraint in GWh | FALSE | G | Annual | Standard GWh | GWh | 14217.0082 | 17319.16 | 26105.0806 | 34479.3635 | 42389.9246 | 45830.2907 | 48664.8661
RPS v6.20- CA 10% Unbundled | 855 | 7686 | Generation Constraint in GWh | FALSE | G | Annual | Generation at Eligible Plants | GWh | 99743.817 | 99758.519 | 113630.2666 | 139716.6773 | 181757.4102 | 209228.6807 | 222977.5113
RPS v6.20- CA 10% Unbundled | 855 | 7686 | Generation Constraint in GWh | FALSE | G | Annual | Allowances Purchased | GWh | 0 | 0 | 0 | 0 | 0 | 0 | 0
RPS v6.20- CA 10% Unbundled | 855 | 7686 | Generation Constraint in GWh | FALSE | G | Annual | Allowances Sold | GWh | 0 | 0 | 0 | 0 | 0 | 0 | 0
RPS v6.20- CA 10% Unbundled | 855 | 7686 | Generation Constraint in GWh | FALSE | G | Annual | Allowances Banked | GWh | 0 | 0 | 0 | 0 | 0 | 0 | 0
RPS v6.20- CA 10% Unbundled | 855 | 7686 | Generation Constraint in GWh | FALSE | G | Annual | Allowances Withdrawn (1:1) | GWh | 0 | 0 | 0 | 0 | 0 | 0 | 0
RPS v6.20- CA 10% Unbundled | 855 | 7686 | Generation Constraint in GWh | FALSE | G | Annual | Allowances Withdrawn (1:n) | GWh | 0 | 0 | 0 | 0 | 0 | 0 | 0
RPS v6.20- CA 10% Unbundled | 855 | 7686 | Generation Constraint in GWh | FALSE | G | Annual | Net Emissions Allowance Position | GWh | 99743.817 | 99758.519 | 113630.2666 | 139716.6773 | 181757.4102 | 209228.6807 | 222977.5113
RPS v6.20- CA 10% Unbundled | 855 | 7686 | Generation Constraint in GWh | FALSE | G | Annual | Constraint Shadow Price | US2022$/MWh | 0 | 0 | 0 | 0 | 0 | 0 | 0
RPS v6.20- CA 15% Bundled | 856 | 7678 | Generation Constraint in GWh | FALSE | G | Annual | Seasons Included | Seasons | Winter, Spring, Summer, Fall | Winter, Spring, Summer, Fall | Winter, Spring, Summer, Fall | Winter, Spring, Summer, Fall | Winter, Spring, Summer, Fall | Winter, Spring, Summer, Fall | Winter, Spring, Summer, Fall
RPS v6.20- CA 15% Bundled | 856 | 7678 | Generation Constraint in GWh | FALSE | G | Annual | Standard GWh | GWh | 21325.5123 | 25978.74 | 39157.6209 | 51719.0453 | 63584.8869 | 68745.4361 | 72997.2992
RPS v6.20- CA 15% Bundled | 856 | 7678 | Generation Constraint in GWh | FALSE | G | Annual | Generation at Eligible Plants | GWh | 69087.3908 | 100456.765 | 146610.2431 | 210192.3795 | 238430.8408 | 313079.6969 | 337967.1029
RPS v6.20- CA 15% Bundled | 856 | 7678 | Generation Constraint in GWh | FALSE | G | Annual | Allowances Purchased | GWh | 0 | 0 | 0 | 0 | 0 | 0 | 0
RPS v6.20- CA 15% Bundled | 856 | 7678 | Generation Constraint in GWh | FALSE | G | Annual | Allowances Sold | GWh | 0 | 0 | 0 | 0 | 0 | 0 | 0
RPS v6.20- CA 15% Bundled | 856 | 7678 | Generation Constraint in GWh | FALSE | G | Annual | Allowances Banked | GWh | 0 | 0 | 0 | 0 | 0 | 0 | 0
RPS v6.20- CA 15% Bundled | 856 | 7678 | Generation Constraint in GWh | FALSE | G | Annual | Allowances Withdrawn (1:1) | GWh | 0 | 0 | 0 | 0 | 0 | 0 | 0
RPS v6.20- CA 15% Bundled | 856 | 7678 | Generation Constraint in GWh | FALSE | G | Annual | Allowances Withdrawn (1:n) | GWh | 0 | 0 | 0 | 0 | 0 | 0 | 0
RPS v6.20- CA 15% Bundled | 856 | 7678 | Generation Constraint in GWh | FALSE | G | Annual | Net Emissions Allowance Position | GWh | 69087.3908 | 100456.765 | 146610.2431 | 210192.3795 | 238430.8408 | 313079.6969 | 337967.1029
RPS v6.20- CA 15% Bundled | 856 | 7678 | Generation Constraint in GWh | FALSE | G | Annual | Constraint Shadow Price | US2022$/MWh | 0 | 0 | 0 | 0 | 0 | 0 | 0
RPS v6.20- CO | 857 | 7587 | Generation Constraint in GWh | FALSE | G | Annual | Seasons Included | Seasons | Winter, Spring, Summer, Fall | Winter, Spring, Summer, Fall | Winter, Spring, Summer, Fall | Winter, Spring, Summer, Fall | Winter, Spring, Summer, Fall | Winter, Spring, Summer, Fall | Winter, Spring, Summer, Fall
RPS v6.20- CO | 857 | 7587 | Generation Constraint in GWh | FALSE | G | Annual | Standard GWh | GWh | 15155.9303 | 16407.969 | 19900.7523 | 22495.1871 | 24395.8729 | 26261.739 | 28447.4143
RPS v6.20- CO | 857 | 7587 | Generation Constraint in GWh | FALSE | G | Annual | Generation at Eligible Plants | GWh | 23703.604 | 23694.0636 | 36394.7955 | 55775.0024 | 74545.5681 | 82387.493 | 70352.2361
RPS v6.20- CO | 857 | 7587 | Generation Constraint in GWh | FALSE | G | Annual | Allowances Purchased | GWh | 0 | 0 | 0 | 0 | 0 | 0 | 0
RPS v6.20- CO | 857 | 7587 | Generation Constraint in GWh | FALSE | G | Annual | Allowances Sold | GWh | 0 | 0 | 0 | 0 | 0 | 0 | 0
RPS v6.20- CO | 857 | 7587 | Generation Constraint in GWh | FALSE | G | Annual | Allowances Banked | GWh | 0 | 0 | 0 | 0 | 0 | 0 | 0
RPS v6.20- CO | 857 | 7587 | Generation Constraint in GWh | FALSE | G | Annual | Allowances Withdrawn (1:1) | GWh | 0 | 0 | 0 | 0 | 0 | 0 | 0
RPS v6.20- CO | 857 | 7587 | Generation Constraint in GWh | FALSE | G | Annual | Allowances Withdrawn (1:n) | GWh | 0 | 0 | 0 | 0 | 0 | 0 | 0
RPS v6.20- CO | 857 | 7587 | Generation Constraint in GWh | FALSE | G | Annual | Net Emissions Allowance Position | GWh | 23703.604 | 23694.0636 | 36394.7955 | 55775.0024 | 74545.5681 | 82387.493 | 70352.2361
RPS v6.20- CO | 857 | 7587 | Generation Constraint in GWh | FALSE | G | Annual | Constraint Shadow Price | US2022$/MWh | 0 | 0 | 0 | 0 | 0 | 0 | 0
RPS v6.20- CT, MA, ME, NH, RI, VT | 858 | 7588 | Generation Constraint in GWh | FALSE | G | Annual | Seasons Included | Seasons | Winter, Spring, Summer, Fall | Winter, Spring, Summer, Fall | Winter, Spring, Summer, Fall | Winter, Spring, Summer, Fall | Winter, Spring, Summer, Fall | Winter, Spring, Summer, Fall | Winter, Spring, Summer, Fall
RPS v6.20- CT, MA, ME, NH, RI, VT | 858 | 7588 | Generation Constraint in GWh | FALSE | G | Annual | Standard GWh | GWh | 50828.0161 | 60243.3347 | 73682.9105 | 84173.7043 | 93274.3821 | 102796.4388 | 108452.7482
RPS v6.20- CT, MA, ME, NH, RI, VT | 858 | 7588 | Generation Constraint in GWh | FALSE | G | Annual | Generation at Eligible Plants | GWh | 34916.3977 | 30623.179 | 79687.1454 | 194584.937 | 273364.5671 | 340654.7938 | 405982.4007
RPS v6.20- CT, MA, ME, NH, RI, VT | 858 | 7588 | Generation Constraint in GWh | FALSE | G | Annual | Allowances Purchased | GWh | 15911.6184 | 29620.1557 | 0 | 0 | 0 | 0 | 0
RPS v6.20- CT, MA, ME, NH, RI, VT | 858 | 7588 | Generation Constraint in GWh | FALSE | G | Annual | Allowances Sold | GWh | 0 | 0 | 0 | 0 | 0 | 0 | 0
RPS v6.20- CT, MA, ME, NH, RI, VT | 858 | 7588 | Generation Constraint in GWh | FALSE | G | Annual | Allowances Banked | GWh | 0 | 0 | 0 | 0 | 0 | 0 | 0
RPS v6.20- CT, MA, ME, NH, RI, VT | 858 | 7588 | Generation Constraint in GWh | FALSE | G | Annual | Allowances Withdrawn (1:1) | GWh | 0 | 0 | 0 | 0 | 0 | 0 | 0
RPS v6.20- CT, MA, ME, NH, RI, VT | 858 | 7588 | Generation Constraint in GWh | FALSE | G | Annual | Allowances Withdrawn (1:n) | GWh | 0 | 0 | 0 | 0 | 0 | 0 | 0
RPS v6.20- CT, MA, ME, NH, RI, VT | 858 | 7588 | Generation Constraint in GWh | FALSE | G | Annual | Net Emissions Allowance Position | GWh | 50828.0161 | 60243.3347 | 79687.1454 | 194584.937 | 273364.5671 | 340654.7938 | 405982.4007
RPS v6.20- CT, MA, ME, NH, RI, VT | 858 | 7588 | Generation Constraint in GWh | FALSE | G | Annual | Constraint Shadow Price | US2022$/MWh | 12.032 | 12.0317 | 0 | 0 | 0 | 0 | 0
RPS v6.20- DC, DE, MD, NJ, PA | 859 | 7589 | Generation Constraint in GWh | FALSE | G | Annual | Seasons Included | Seasons | Winter, Spring, Summer, Fall | Winter, Spring, Summer, Fall | Winter, Spring, Summer, Fall | Winter, Spring, Summer, Fall | Winter, Spring, Summer, Fall | Winter, Spring, Summer, Fall | Winter, Spring, Summer, Fall
RPS v6.20- DC, DE, MD, NJ, PA | 859 | 7589 | Generation Constraint in GWh | FALSE | G | Annual | Standard GWh | GWh | 88693.4253 | 103829.4808 | 123277.6239 | 133958.7747 | 140087.3886 | 146562.8921 | 154362.1368
RPS v6.20- DC, DE, MD, NJ, PA | 859 | 7589 | Generation Constraint in GWh | FALSE | G | Annual | Generation at Eligible Plants | GWh | 27607.9292 | 103829.4808 | 123277.6238 | 140071.4437 | 176985.751 | 287556.4268 | 293406.4648
RPS v6.20- DC, DE, MD, NJ, PA | 859 | 7589 | Generation Constraint in GWh | FALSE | G | Annual | Allowances Purchased | GWh | 61085.4961 | 0 | 0 | 0 | 0 | 0 | 0
RPS v6.20- DC, DE, MD, NJ, PA | 859 | 7589 | Generation Constraint in GWh | FALSE | G | Annual | Allowances Sold | GWh | 0 | 0 | 0 | 0 | 0 | 0 | 0
RPS v6.20- DC, DE, MD, NJ, PA | 859 | 7589 | Generation Constraint in GWh | FALSE | G | Annual | Allowances Banked | GWh | 0 | 0 | 0 | 0 | 0 | 0 | 0
RPS v6.20- DC, DE, MD, NJ, PA | 859 | 7589 | Generation Constraint in GWh | FALSE | G | Annual | Allowances Withdrawn (1:1) | GWh | 0 | 0 | 0 | 0 | 0 | 0 | 0
RPS v6.20- DC, DE, MD, NJ, PA | 859 | 7589 | Generation Constraint in GWh | FALSE | G | Annual | Allowances Withdrawn (1:n) | GWh | 0 | 0 | 0 | 0 | 0 | 0 | 0
RPS v6.20- DC, DE, MD, NJ, PA | 859 | 7589 | Generation Constraint in GWh | FALSE | G | Annual | Net Emissions Allowance Position | GWh | 88693.4253 | 103829.4808 | 123277.6238 | 140071.4437 | 176985.751 | 287556.4268 | 293406.4648
RPS v6.20- DC, DE, MD, NJ, PA | 859 | 7589 | Generation Constraint in GWh | FALSE | G | Annual | Constraint Shadow Price | US2022$/MWh | 45.118 | 32.191 | 2.0156 | 0 | 0 | 0 | 0
RPS v6.20- IA | 860 | 7590 | Generation Constraint in GWh | FALSE | G | Annual | Seasons Included | Seasons | Winter, Spring, Summer, Fall | Winter, Spring, Summer, Fall | Winter, Spring, Summer, Fall | Winter, Spring, Summer, Fall | Winter, Spring, Summer, Fall | Winter, Spring, Summer, Fall | Winter, Spring, Summer, Fall
RPS v6.20- IA | 860 | 7590 | Generation Constraint in GWh | FALSE | G | Annual | Standard GWh | GWh | 295.8 | 295.8 | 295.8 | 295.8 | 295.8 | 295.8 | 308.5229
RPS v6.20- IA | 860 | 7590 | Generation Constraint in GWh | FALSE | G | Annual | Generation at Eligible Plants | GWh | 2995.5552 | 2995.5552 | 20564.8459 | 33330.1123 | 38038.8649 | 52656.3729 | 82472.1341
RPS v6.20- IA | 860 | 7590 | Generation Constraint in GWh | FALSE | G | Annual | Allowances Purchased | GWh | 0 | 0 | 0 | 0 | 0 | 0 | 0
RPS v6.20- IA | 860 | 7590 | Generation Constraint in GWh | FALSE | G | Annual | Allowances Sold | GWh | 0 | 0 | 0 | 0 | 0 | 0 | 0
RPS v6.20- IA | 860 | 7590 | Generation Constraint in GWh | FALSE | G | Annual | Allowances Banked | GWh | 0 | 0 | 0 | 0 | 0 | 0 | 0
RPS v6.20- IA | 860 | 7590 | Generation Constraint in GWh | FALSE | G | Annual | Allowances Withdrawn (1:1) | GWh | 0 | 0 | 0 | 0 | 0 | 0 | 0
RPS v6.20- IA | 860 | 7590 | Generation Constraint in GWh | FALSE | G | Annual | Allowances Withdrawn (1:n) | GWh | 0 | 0 | 0 | 0 | 0 | 0 | 0
RPS v6.20- IA | 860 | 7590 | Generation Constraint in GWh | FALSE | G | Annual | Net Emissions Allowance Position | GWh | 2995.5552 | 2995.5552 | 20564.8459 | 33330.1123 | 38038.8649 | 52656.3729 | 82472.1341
RPS v6.20- IA | 860 | 7590 | Generation Constraint in GWh | FALSE | G | Annual | Constraint Shadow Price | US2022$/MWh | 0 | 0 | 0 | 0 | 0 | 0 | 0
RPS v6.20- IL | 861 | 7591 | Generation Constraint in GWh | FALSE | G | Annual | Seasons Included | Seasons | Winter, Spring, Summer, Fall | Winter, Spring, Summer, Fall | Winter, Spring, Summer, Fall | Winter, Spring, Summer, Fall | Winter, Spring, Summer, Fall | Winter, Spring, Summer, Fall | Winter, Spring, Summer, Fall
RPS v6.20- IL | 861 | 7591 | Generation Constraint in GWh | FALSE | G | Annual | Standard GWh | GWh | 50455.4796 | 68713.7127 | 92323.1956 | 109918.6776 | 113104.1303 | 116032.4143 | 121652.352
RPS v6.20- IL | 861 | 7591 | Generation Constraint in GWh | FALSE | G | Annual | Generation at Eligible Plants | GWh | 82144.7462 | 81885.2161 | 95431.8371 | 169611.0782 | 319614.059 | 395917.4833 | 415142.8796
RPS v6.20- IL | 861 | 7591 | Generation Constraint in GWh | FALSE | G | Annual | Allowances Purchased | GWh | 0 | 0 | 0 | 0 | 0 | 0 | 0
RPS v6.20- IL | 861 | 7591 | Generation Constraint in GWh | FALSE | G | Annual | Allowances Sold | GWh | 0 | 0 | 0 | 0 | 0 | 0 | 0
RPS v6.20- IL | 861 | 7591 | Generation Constraint in GWh | FALSE | G | Annual | Allowances Banked | GWh | 0 | 0 | 0 | 0 | 0 | 0 | 0
RPS v6.20- IL | 861 | 7591 | Generation Constraint in GWh | FALSE | G | Annual | Allowances Withdrawn (1:1) | GWh | 0 | 0 | 0 | 0 | 0 | 0 | 0
RPS v6.20- IL | 861 | 7591 | Generation Constraint in GWh | FALSE | G | Annual | Allowances Withdrawn (1:n) | GWh | 0 | 0 | 0 | 0 | 0 | 0 | 0
RPS v6.20- IL | 861 | 7591 | Generation Constraint in GWh | FALSE | G | Annual | Net Emissions Allowance Position | GWh | 82144.7462 | 81885.2161 | 95431.8371 | 169611.0782 | 319614.059 | 395917.4833 | 415142.8796
RPS v6.20- IL | 861 | 7591 | Generation Constraint in GWh | FALSE | G | Annual | Constraint Shadow Price | US2022$/MWh | 0 | 0 | 0 | 0 | 0 | 0 | 0
RPS v6.20- MI | 862 | 7592 | Generation Constraint in GWh | FALSE | G | Annual | Seasons Included | Seasons | Winter, Spring, Summer, Fall | Winter, Spring, Summer, Fall | Winter, Spring, Summer, Fall | Winter, Spring, Summer, Fall | Winter, Spring, Summer, Fall | Winter, Spring, Summer, Fall | Winter, Spring, Summer, Fall
RPS v6.20- MI | 862 | 7592 | Generation Constraint in GWh | FALSE | G | Annual | Standard GWh | GWh | 36530.0273 | 37953.8434 | 41598.2754 | 45043.5465 | 47723.8502 | 50465.1845 | 53578.9107
RPS v6.20- MI | 862 | 7592 | Generation Constraint in GWh | FALSE | G | Annual | Generation at Eligible Plants | GWh | 36530.0273 | 37953.8434 | 41598.2754 | 45043.5465 | 68206.8633 | 80951.7293 | 89628.017
RPS v6.20- MI | 862 | 7592 | Generation Constraint in GWh | FALSE | G | Annual | Allowances Purchased | GWh | 0 | 0 | 0 | 0 | 0 | 0 | 0
RPS v6.20- MI | 862 | 7592 | Generation Constraint in GWh | FALSE | G | Annual | Allowances Sold | GWh | 0 | 0 | 0 | 0 | 0 | 0 | 0
RPS v6.20- MI | 862 | 7592 | Generation Constraint in GWh | FALSE | G | Annual | Allowances Banked | GWh | 0 | 0 | 0 | 0 | 0 | 0 | 0
RPS v6.20- MI | 862 | 7592 | Generation Constraint in GWh | FALSE | G | Annual | Allowances Withdrawn (1:1) | GWh | 0 | 0 | 0 | 0 | 0 | 0 | 0
RPS v6.20- MI | 862 | 7592 | Generation Constraint in GWh | FALSE | G | Annual | Allowances Withdrawn (1:n) | GWh | 0 | 0 | 0 | 0 | 0 | 0 | 0
RPS v6.20- MI | 862 | 7592 | Generation Constraint in GWh | FALSE | G | Annual | Net Emissions Allowance Position | GWh | 36530.0273 | 37953.8434 | 41598.2754 | 45043.5465 | 68206.8633 | 80951.7293 | 89628.017
RPS v6.20- MI | 862 | 7592 | Generation Constraint in GWh | FALSE | G | Annual | Constraint Shadow Price | US2022$/MWh | 147.4893 | 32.191 | 2.0156 | 0 | 0 | 0 | 0
RPS v6.20- MN | 863 | 7593 | Generation Constraint in GWh | FALSE | G | Annual | Seasons Included | Seasons | Winter, Spring, Summer, Fall | Winter, Spring, Summer, Fall | Winter, Spring, Summer, Fall | Winter, Spring, Summer, Fall | Winter, Spring, Summer, Fall | Winter, Spring, Summer, Fall | Winter, Spring, Summer, Fall
RPS v6.20- MN | 863 | 7593 | Generation Constraint in GWh | FALSE | G | Annual | Standard GWh | GWh | 27670.8066 | 34360.7156 | 53412.8885 | 57716.1434 | 60860.5989 | 64123.0172 | 68172.8894
RPS v6.20- MN | 863 | 7593 | Generation Constraint in GWh | FALSE | G | Annual | Generation at Eligible Plants | GWh | 27670.8066 | 50258.046 | 78793.4619 | 96895.4356 | 102597.1728 | 108448.5367 | 124543.29
RPS v6.20- MN | 863 | 7593 | Generation Constraint in GWh | FALSE | G | Annual | Allowances Purchased | GWh | 0 | 0 | 0 | 0 | 0 | 0 | 0
RPS v6.20- MN | 863 | 7593 | Generation Constraint in GWh | FALSE | G | Annual | Allowances Sold | GWh | 0 | 0 | 0 | 0 | 0 | 0 | 0
RPS v6.20- MN | 863 | 7593 | Generation Constraint in GWh | FALSE | G | Annual | Allowances Banked | GWh | 0 | 0 | 0 | 0 | 0 | 0 | 0
RPS v6.20- MN | 863 | 7593 | Generation Constraint in GWh | FALSE | G | Annual | Allowances Withdrawn (1:1) | GWh | 0 | 0 | 0 | 0 | 0 | 0 | 0
RPS v6.20- MN | 863 | 7593 | Generation Constraint in GWh | FALSE | G | Annual | Allowances Withdrawn (1:n) | GWh | 0 | 0 | 0 | 0 | 0 | 0 | 0
RPS v6.20- MN | 863 | 7593 | Generation Constraint in GWh | FALSE | G | Annual | Net Emissions Allowance Position | GWh | 27670.8066 | 50258.046 | 78793.4619 | 96895.4356 | 102597.1728 | 108448.5367 | 124543.29
RPS v6.20- MN | 863 | 7593 | Generation Constraint in GWh | FALSE | G | Annual | Constraint Shadow Price | US2022$/MWh | 0 | 0 | 0 | 0 | 0 | 0 | 0
RPS v6.20- MO | 864 | 7594 | Generation Constraint in GWh | FALSE | G | Annual | Seasons Included | Seasons | Winter, Spring, Summer, Fall | Winter, Spring, Summer, Fall | Winter, Spring, Summer, Fall | Winter, Spring, Summer, Fall | Winter, Spring, Summer, Fall | Winter, Spring, Summer, Fall | Winter, Spring, Summer, Fall
RPS v6.20- MO | 864 | 7594 | Generation Constraint in GWh | FALSE | G | Annual | Standard GWh | GWh | 7440.0312 | 7699.5613 | 8419.4622 | 9066.9362 | 9579.889 | 10121.4272 | 10746.6974
RPS v6.20- MO | 864 | 7594 | Generation Constraint in GWh | FALSE | G | Annual | Generation at Eligible Plants | GWh | 7440.0312 | 7699.5613 | 8419.4622 | 9066.9362 | 9579.889 | 10121.4272 | 10746.6974
RPS v6.20- MO | 864 | 7594 | Generation Constraint in GWh | FALSE | G | Annual | Allowances Purchased | GWh | 0 | 0 | 0 | 0 | 0 | 0 | 0
RPS v6.20- MO | 864 | 7594 | Generation Constraint in GWh | FALSE | G | Annual | Allowances Sold | GWh | 0 | 0 | 0 | 0 | 0 | 0 | 0
RPS v6.20- MO | 864 | 7594 | Generation Constraint in GWh | FALSE | G | Annual | Allowances Banked | GWh | 0 | 0 | 0 | 0 | 0 | 0 | 0
RPS v6.20- MO | 864 | 7594 | Generation Constraint in GWh | FALSE | G | Annual | Allowances Withdrawn (1:1) | GWh | 0 | 0 | 0 | 0 | 0 | 0 | 0
RPS v6.20- MO | 864 | 7594 | Generation Constraint in GWh | FALSE | G | Annual | Allowances Withdrawn (1:n) | GWh | 0 | 0 | 0 | 0 | 0 | 0 | 0
RPS v6.20- MO | 864 | 7594 | Generation Constraint in GWh | FALSE | G | Annual | Net Emissions Allowance Position | GWh | 7440.0312 | 7699.5613 | 8419.4622 | 9066.9362 | 9579.889 | 10121.4272 | 10746.6974
RPS v6.20- MO | 864 | 7594 | Generation Constraint in GWh | FALSE | G | Annual | Constraint Shadow Price | US2022$/MWh | 0 | 0 | 0 | 0 | 0 | 0 | 0
RPS v6.20- MT | 865 | 7595 | Generation Constraint in GWh | FALSE | G | Annual | Seasons Included | Seasons | Winter, Spring, Summer, Fall | Winter, Spring, Summer, Fall | Winter, Spring, Summer, Fall | Winter, Spring, Summer, Fall | Winter, Spring, Summer, Fall | Winter, Spring, Summer, Fall | Winter, Spring, Summer, Fall
RPS v6.20- MT | 865 | 7595 | Generation Constraint in GWh | FALSE | G | Annual | Standard GWh | GWh | 0 | 0 | 0 | 0 | 0 | 0 | 0
RPS v6.20- MT | 865 | 7595 | Generation Constraint in GWh | FALSE | G | Annual | Generation at Eligible Plants | GWh | 3583.7559 | 3583.7559 | 4874.7842 | 7806.1641 | 7812.0775 | 7811.5061 | 8496.7459
RPS v6.20- MT | 865 | 7595 | Generation Constraint in GWh | FALSE | G | Annual | Allowances Purchased | GWh | 0 | 0 | 0 | 0 | 0 | 0 | 0
RPS v6.20- MT | 865 | 7595 | Generation Constraint in GWh | FALSE | G | Annual | Allowances Sold | GWh | 0 | 0 | 0 | 0 | 0 | 0 | 0
RPS v6.20- MT | 865 | 7595 | Generation Constraint in GWh | FALSE | G | Annual | Allowances Banked | GWh | 0 | 0 | 0 | 0 | 0 | 0 | 0
RPS v6.20- MT | 865 | 7595 | Generation Constraint in GWh | FALSE | G | Annual | Allowances Withdrawn (1:1) | GWh | 0 | 0 | 0 | 0 | 0 | 0 | 0
RPS v6.20- MT | 865 | 7595 | Generation Constraint in GWh | FALSE | G | Annual | Allowances Withdrawn (1:n) | GWh | 0 | 0 | 0 | 0 | 0 | 0 | 0
RPS v6.20- MT | 865 | 7595 | Generation Constraint in GWh | FALSE | G | Annual | Net Emissions Allowance Position | GWh | 3583.7559 | 3583.7559 | 4874.7842 | 7806.1641 | 7812.0775 | 7811.5061 | 8496.7459
RPS v6.20- MT | 865 | 7595 | Generation Constraint in GWh | FALSE | G | Annual | Constraint Shadow Price | US2022$/MWh | 0 | 0 | 0 | 0 | 0 | 0 | 0
RPS v6.20- NC 75% limit | 866 | 7602 | Generation Constraint in GWh | FALSE | G | Annual | Seasons Included | Seasons | Winter, Spring, Summer, Fall | Winter, Spring, Summer, Fall | Winter, Spring, Summer, Fall | Winter, Spring, Summer, Fall | Winter, Spring, Summer, Fall | Winter, Spring, Summer, Fall | Winter, Spring, Summer, Fall
RPS v6.20- NC 75% limit | 866 | 7602 | Generation Constraint in GWh | FALSE | G | Annual | Standard GWh | GWh | 7949.1019 | 8869.5403 | 10868.2822 | 12098.4762 | 12609.5504 | 13178.4254 | 18243.7112
RPS v6.20- NC 75% limit | 866 | 7602 | Generation Constraint in GWh | FALSE | G | Annual | Generation at Eligible Plants | GWh | 11133.9474 | 11133.6296 | 23232.2619 | 31621.2567 | 32176.2646 | 36014.4702 | 48596.1406
RPS v6.20- NC 75% limit | 866 | 7602 | Generation Constraint in GWh | FALSE | G | Annual | Allowances Purchased | GWh | 0 | 0 | 0 | 0 | 0 | 0 | 0
RPS v6.20- NC 75% limit | 866 | 7602 | Generation Constraint in GWh | FALSE | G | Annual | Allowances Sold | GWh | 0 | 0 | 0 | 0 | 0 | 0 | 0
RPS v6.20- NC 75% limit | 866 | 7602 | Generation Constraint in GWh | FALSE | G | Annual | Allowances Banked | GWh | 0 | 0 | 0 | 0 | 0 | 0 | 0
RPS v6.20- NC 75% limit | 866 | 7602 | Generation Constraint in GWh | FALSE | G | Annual | Allowances Withdrawn (1:1) | GWh | 0 | 0 | 0 | 0 | 0 | 0 | 0
RPS v6.20- NC 75% limit | 866 | 7602 | Generation Constraint in GWh | FALSE | G | Annual | Allowances Withdrawn (1:n) | GWh | 0 | 0 | 0 | 0 | 0 | 0 | 0
RPS v6.20- NC 75% limit | 866 | 7602 | Generation Constraint in GWh | FALSE | G | Annual | Net Emissions Allowance Position | GWh | 11133.9474 | 11133.6296 | 23232.2619 | 31621.2567 | 32176.2646 | 36014.4702 | 48596.1406
RPS v6.20- NC 75% limit | 866 | 7602 | Generation Constraint in GWh | FALSE | G | Annual | Constraint Shadow Price | US2022$/MWh | 0 | 0 | 0 | 0 | 0 | 0 | 0
RPS v6.20- NM | 867 | 7596 | Generation Constraint in GWh | FALSE | G | Annual | Seasons Included | Seasons | Winter, Spring, Summer, Fall | Winter, Spring, Summer, Fall | Winter, Spring, Summer, Fall | Winter, Spring, Summer, Fall | Winter, Spring, Summer, Fall | Winter, Spring, Summer, Fall | Winter, Spring, Summer, Fall
RPS v6.20- NM | 867 | 7596 | Generation Constraint in GWh | FALSE | G | Annual | Standard GWh | GWh | 11138.1104 | 13119.3749 | 19866.6321 | 26813.7117 | 29242.1941 | 31699.9688 | 33953.5536
RPS v6.20- NM | 867 | 7596 | Generation Constraint in GWh | FALSE | G | Annual | Generation at Eligible Plants | GWh | 40272.1892 | 43567.6344 | 43705.5495 | 45135.3054 | 50121.4065 | 50116.4427 | 51255.8094
RPS v6.20- NM | 867 | 7596 | Generation Constraint in GWh | FALSE | G | Annual | Allowances Purchased | GWh | 0 | 0 | 0 | 0 | 0 | 0 | 0
RPS v6.20- NM | 867 | 7596 | Generation Constraint in GWh | FALSE | G | Annual | Allowances Sold | GWh | 0 | 0 | 0 | 0 | 0 | 0 | 0
RPS v6.20- NM | 867 | 7596 | Generation Constraint in GWh | FALSE | G | Annual | Allowances Banked | GWh | 0 | 0 | 0 | 0 | 0 | 0 | 0
RPS v6.20- NM | 867 | 7596 | Generation Constraint in GWh | FALSE | G | Annual | Allowances Withdrawn (1:1) | GWh | 0 | 0 | 0 | 0 | 0 | 0 | 0
RPS v6.20- NM | 867 | 7596 | Generation Constraint in GWh | FALSE | G | Annual | Allowances Withdrawn (1:n) | GWh | 0 | 0 | 0 | 0 | 0 | 0 | 0
RPS v6.20- NM | 867 | 7596 | Generation Constraint in GWh | FALSE | G | Annual | Net Emissions Allowance Position | GWh | 40272.1892 | 43567.6344 | 43705.5495 | 45135.3054 | 50121.4065 | 50116.4427 | 51255.8094
RPS v6.20- NM | 867 | 7596 | Generation Constraint in GWh | FALSE | G | Annual | Constraint Shadow Price | US2022$/MWh | 0 | 0 | 0 | 0 | 0 | 0 | 0
RPS v6.20- NV | 868 | 7597 | Generation Constraint in GWh | FALSE | G | Annual | Seasons Included | Seasons | Winter, Spring, Summer, Fall | Winter, Spring, Summer, Fall | Winter, Spring, Summer, Fall | Winter, Spring, Summer, Fall | Winter, Spring, Summer, Fall | Winter, Spring, Summer, Fall | Winter, Spring, Summer, Fall
RPS v6.20- NV | 868 | 7597 | Generation Constraint in GWh | FALSE | G | Annual | Standard GWh | GWh | 15714.5146 | 21794.445 | 28391.8554 | 31213.3471 | 32567.0672 | 33888.0251 | 36391.9737
RPS v6.20- NV | 868 | 7597 | Generation Constraint in GWh | FALSE | G | Annual | Generation at Eligible Plants | GWh | 19535.0635 | 21794.445 | 28391.8554 | 31213.3471 | 32567.0672 | 79478.0427 | 84991.0307
RPS v6.20- NV | 868 | 7597 | Generation Constraint in GWh | FALSE | G | Annual | Allowances Purchased | GWh | 0 | 0 | 0 | 0 | 0 | 0 | 0
RPS v6.20- NV | 868 | 7597 | Generation Constraint in GWh | FALSE | G | Annual | Allowances Sold | GWh | 0 | 0 | 0 | 0 | 0 | 0 | 0
RPS v6.20- NV | 868 | 7597 | Generation Constraint in GWh | FALSE | G | Annual | Allowances Banked | GWh | 0 | 0 | 0 | 0 | 0 | 0 | 0
RPS v6.20- NV | 868 | 7597 | Generation Constraint in GWh | FALSE | G | Annual | Allowances Withdrawn (1:1) | GWh | 0 | 0 | 0 | 0 | 0 | 0 | 0
RPS v6.20- NV | 868 | 7597 | Generation Constraint in GWh | FALSE | G | Annual | Allowances Withdrawn (1:n) | GWh | 0 | 0 | 0 | 0 | 0 | 0 | 0
RPS v6.20- NV | 868 | 7597 | Generation Constraint in GWh | FALSE | G | Annual | Net Emissions Allowance Position | GWh | 19535.0635 | 21794.445 | 28391.8554 | 31213.3471 | 32567.0672 | 79478.0427 | 84991.0307
RPS v6.20- NV | 868 | 7597 | Generation Constraint in GWh | FALSE | G | Annual | Constraint Shadow Price | US2022$/MWh | 0 | 35.8516 | 5.7065 | 12.5391 | 7.1002 | 0 | 0
RPS v6.20- NY | 869 | 7598 | Generation Constraint in GWh | FALSE | G | Annual | Seasons Included | Seasons | Winter, Spring, Summer, Fall | Winter, Spring, Summer, Fall | Winter, Spring, Summer, Fall | Winter, Spring, Summer, Fall | Winter, Spring, Summer, Fall | Winter, Spring, Summer, Fall | Winter, Spring, Summer, Fall
RPS v6.20- NY | 869 | 7598 | Generation Constraint in GWh | FALSE | G | Annual | Standard GWh | GWh | 95756.4656 | 118133.3281 | 136349.9967 | 148714.1314 | 156734.8889 | 165148.851 | 175179.5419
RPS v6.20- NY | 869 | 7598 | Generation Constraint in GWh | FALSE | G | Annual | Generation at Eligible Plants | GWh | 95756.4656 | 118133.3281 | 136349.9967 | 148714.1315 | 156734.8889 | 165148.851 | 175179.5419
RPS v6.20- NY | 869 | 7598 | Generation Constraint in GWh | FALSE | G | Annual | Allowances Purchased | GWh | 0 | 0 | 0 | 0 | 0 | 0 | 0
RPS v6.20- NY | 869 | 7598 | Generation Constraint in GWh | FALSE | G | Annual | Allowances Sold | GWh | 0 | 0 | 0 | 0 | 0 | 0 | 0
RPS v6.20- NY | 869 | 7598 | Generation Constraint in GWh | FALSE | G | Annual | Allowances Banked | GWh | 0 | 0 | 0 | 0 | 0 | 0 | 0
RPS v6.20- NY | 869 | 7598 | Generation Constraint in GWh | FALSE | G | Annual | Allowances Withdrawn (1:1) | GWh | 0 | 0 | 0 | 0 | 0 | 0 | 0
RPS v6.20- NY | 869 | 7598 | Generation Constraint in GWh | FALSE | G | Annual | Allowances Withdrawn (1:n) | GWh | 0 | 0 | 0 | 0 | 0 | 0 | 0
RPS v6.20- NY | 869 | 7598 | Generation Constraint in GWh | FALSE | G | Annual | Net Emissions Allowance Position | GWh | 95756.4656 | 118133.3281 | 136349.9967 | 148714.1315 | 156734.8889 | 165148.851 | 175179.5419
RPS v6.20- NY | 869 | 7598 | Generation Constraint in GWh | FALSE | G | Annual | Constraint Shadow Price | US2022$/MWh | 45.118 | 32.191 | 0 | 0 | 0 | 0 | 0
RPS v6.20- OH 50% limit | 870 | 7603 | Generation Constraint in GWh | FALSE | G | Annual | Seasons Included | Seasons | Winter, Spring, Summer, Fall | Winter, Spring, Summer, Fall | Winter, Spring, Summer, Fall | Winter, Spring, Summer, Fall | Winter, Spring, Summer, Fall | Winter, Spring, Summer, Fall | Winter, Spring, Summer, Fall
RPS v6.20- OH 50% limit | 870 | 7603 | Generation Constraint in GWh | FALSE | G | Annual | Standard GWh | GWh | 6641.3672 | 7090.4042 | 8075.0567 | 8641.0005 | 8946.4929 | 9260.4403 | 9718.2118
RPS v6.20- OH 50% limit | 870 | 7603 | Generation Constraint in GWh | FALSE | G | Annual | Generation at Eligible Plants | GWh | 6641.3672 | 7090.4042 | 8075.0567 | 8641.0005 | 8946.4929 | 9260.4403 | 9718.2118
RPS v6.20- OH 50% limit | 870 | 7603 | Generation Constraint in GWh | FALSE | G | Annual | Allowances Purchased | GWh | 0 | 0 | 0 | 0 | 0 | 0 | 0
RPS v6.20- OH 50% limit | 870 | 7603 | Generation Constraint in GWh | FALSE | G | Annual | Allowances Sold | GWh | 0 | 0 | 0 | 0 | 0 | 0 | 0
RPS v6.20- OH 50% limit | 870 | 7603 | Generation Constraint in GWh | FALSE | G | Annual | Allowances Banked | GWh | 0 | 0 | 0 | 0 | 0 | 0 | 0
RPS v6.20- OH 50% limit | 870 | 7603 | Generation Constraint in GWh | FALSE | G | Annual | Allowances Withdrawn (1:1) | GWh | 0 | 0 | 0 | 0 | 0 | 0 | 0
RPS v6.20- OH 50% limit | 870 | 7603 | Generation Constraint in GWh | FALSE | G | Annual | Allowances Withdrawn (1:n) | GWh | 0 | 0 | 0 | 0 | 0 | 0 | 0
RPS v6.20- OH 50% limit | 870 | 7603 | Generation Constraint in GWh | FALSE | G | Annual | Net Emissions Allowance Position | GWh | 6641.3672 | 7090.4042 | 8075.0567 | 8641.0005 | 8946.4929 | 9260.4403 | 9718.2118
RPS v6.20- OH 50% limit | 870 | 7603 | Generation Constraint in GWh | FALSE | G | Annual | Constraint Shadow Price | US2022$/MWh | 45.118 | 32.191 | 2.0156 | 0 | 0 | 0 | 0
RPS v6.20- OR,WA | 871 | 7600 | Generation Constraint in GWh | FALSE | G | Annual | Seasons Included | Seasons | Winter, Spring, Summer, Fall | Winter, Spring, Summer, Fall | Winter, Spring, Summer, Fall | Winter, Spring, Summer, Fall | Winter, Spring, Summer, Fall | Winter, Spring, Summer, Fall | Winter, Spring, Summer, Fall
RPS v6.20- OR,WA | 871 | 7600 | Generation Constraint in GWh | FALSE | G | Annual | Standard GWh | GWh | 25120.2154 | 32325.9647 | 47591.9388 | 56687.0565 | 63621.5278 | 65782.0864 | 69848.7828
RPS v6.20- OR,WA | 871 | 7600 | Generation Constraint in GWh | FALSE | G | Annual | Generation at Eligible Plants | GWh | 30016.1212 | 59120.8149 | 98659.4286 | 158801.2753 | 178912.5078 | 188516.2317 | 206596.1578
RPS v6.20- OR,WA | 871 | 7600 | Generation Constraint in GWh | FALSE | G | Annual | Allowances Purchased | GWh | 0 | 0 | 0 | 0 | 0 | 0 | 0
RPS v6.20- OR,WA | 871 | 7600 | Generation Constraint in GWh | FALSE | G | Annual | Allowances Sold | GWh | 0 | 0 | 0 | 0 | 0 | 0 | 0
RPS v6.20- OR,WA | 871 | 7600 | Generation Constraint in GWh | FALSE | G | Annual | Allowances Banked | GWh | 0 | 0 | 0 | 0 | 0 | 0 | 0
RPS v6.20- OR,WA | 871 | 7600 | Generation Constraint in GWh | FALSE | G | Annual | Allowances Withdrawn (1:1) | GWh | 0 | 0 | 0 | 0 | 0 | 0 | 0
RPS v6.20- OR,WA | 871 | 7600 | Generation Constraint in GWh | FALSE | G | Annual | Allowances Withdrawn (1:n) | GWh | 0 | 0 | 0 | 0 | 0 | 0 | 0
RPS v6.20- OR,WA | 871 | 7600 | Generation Constraint in GWh | FALSE | G | Annual | Net Emissions Allowance Position | GWh | 30016.1212 | 59120.8149 | 98659.4286 | 158801.2753 | 178912.5078 | 188516.2317 | 206596.1578
RPS v6.20- OR,WA | 871 | 7600 | Generation Constraint in GWh | FALSE | G | Annual | Constraint Shadow Price | US2022$/MWh | 0 | 0 | 0 | 0 | 0 | 0 | 0
RPS v6.20- TX | 872 | 7599 | Generation Constraint in GWh | FALSE | G | Annual | Seasons Included | Seasons | Winter, Spring, Summer, Fall | Winter, Spring, Summer, Fall | Winter, Spring, Summer, Fall | Winter, Spring, Summer, Fall | Winter, Spring, Summer, Fall | Winter, Spring, Summer, Fall | Winter, Spring, Summer, Fall
RPS v6.20- TX | 872 | 7599 | Generation Constraint in GWh | FALSE | G | Annual | Standard GWh | GWh | 30660 | 30660 | 30660 | 30660 | 30660 | 30660 | 32178.1783
RPS v6.20- TX | 872 | 7599 | Generation Constraint in GWh | FALSE | G | Annual | Generation at Eligible Plants | GWh | 231269.5117 | 231269.5117 | 311290.7884 | 455076.6231 | 629555.7145 | 713675.7524 | 770692.5065
RPS v6.20- TX | 872 | 7599 | Generation Constraint in GWh | FALSE | G | Annual | Allowances Purchased | GWh | 0 | 0 | 0 | 0 | 0 | 0 | 0
RPS v6.20- TX | 872 | 7599 | Generation Constraint in GWh | FALSE | G | Annual | Allowances Sold | GWh | 0 | 0 | 0 | 0 | 0 | 0 | 0
RPS v6.20- TX | 872 | 7599 | Generation Constraint in GWh | FALSE | G | Annual | Allowances Banked | GWh | 0 | 0 | 0 | 0 | 0 | 0 | 0
RPS v6.20- TX | 872 | 7599 | Generation Constraint in GWh | FALSE | G | Annual | Allowances Withdrawn (1:1) | GWh | 0 | 0 | 0 | 0 | 0 | 0 | 0
RPS v6.20- TX | 872 | 7599 | Generation Constraint in GWh | FALSE | G | Annual | Allowances Withdrawn (1:n) | GWh | 0 | 0 | 0 | 0 | 0 | 0 | 0
RPS v6.20- TX | 872 | 7599 | Generation Constraint in GWh | FALSE | G | Annual | Net Emissions Allowance Position | GWh | 231269.5117 | 231269.5117 | 311290.7884 | 455076.6231 | 629555.7145 | 713675.7524 | 770692.5065
RPS v6.20- TX | 872 | 7599 | Generation Constraint in GWh | FALSE | G | Annual | Constraint Shadow Price | US2022$/MWh | 0 | 0 | 0 | 0 | 0 | 0 | 0
RPS v6.20- VA | 873 | 7666 | Generation Constraint in GWh | FALSE | G | Annual | Seasons Included | Seasons | Winter, Spring, Summer, Fall | Winter, Spring, Summer, Fall | Winter, Spring, Summer, Fall | Winter, Spring, Summer, Fall | Winter, Spring, Summer, Fall | Winter, Spring, Summer, Fall | Winter, Spring, Summer, Fall
RPS v6.20- VA | 873 | 7666 | Generation Constraint in GWh | FALSE | G | Annual | Standard GWh | GWh | 37735.0627 | 59721.2344 | 125200.3569 | 180801.9964 | 224903.5674 | 227763.8652 | 236930.7882
RPS v6.20- VA | 873 | 7666 | Generation Constraint in GWh | FALSE | G | Annual | Generation at Eligible Plants | GWh | 37735.0627 | 59721.2344 | 125200.3569 | 180801.9964 | 224903.5674 | 227763.8652 | 236930.7882
RPS v6.20- VA | 873 | 7666 | Generation Constraint in GWh | FALSE | G | Annual | Allowances Purchased | GWh | 0 | 0 | 0 | 0 | 0 | 0 | 0
RPS v6.20- VA | 873 | 7666 | Generation Constraint in GWh | FALSE | G | Annual | Allowances Sold | GWh | 0 | 0 | 0 | 0 | 0 | 0 | 0
RPS v6.20- VA | 873 | 7666 | Generation Constraint in GWh | FALSE | G | Annual | Allowances Banked | GWh | 0 | 0 | 0 | 0 | 0 | 0 | 0
RPS v6.20- VA | 873 | 7666 | Generation Constraint in GWh | FALSE | G | Annual | Allowances Withdrawn (1:1) | GWh | 0 | 0 | 0 | 0 | 0 | 0 | 0
RPS v6.20- VA | 873 | 7666 | Generation Constraint in GWh | FALSE | G | Annual | Allowances Withdrawn (1:n) | GWh | 0 | 0 | 0 | 0 | 0 | 0 | 0
RPS v6.20- VA | 873 | 7666 | Generation Constraint in GWh | FALSE | G | Annual | Net Emissions Allowance Position | GWh | 37735.0627 | 59721.2344 | 125200.3569 | 180801.9964 | 224903.5674 | 227763.8652 | 236930.7882
RPS v6.20- VA | 873 | 7666 | Generation Constraint in GWh | FALSE | G | Annual | Constraint Shadow Price | US2022$/MWh | 45.118 | 32.191 | 2.0156 | 0 | 0 | 0 | 0
RPS v6.20- VA - Phase II | 874 | 7667 | Generation Constraint in GWh | FALSE | G | Annual | Seasons Included | Seasons | Winter, Spring, Summer, Fall | Winter, Spring, Summer, Fall | Winter, Spring, Summer, Fall | Winter, Spring, Summer, Fall | Winter, Spring, Summer, Fall | Winter, Spring, Summer, Fall | Winter, Spring, Summer, Fall
RPS v6.20- VA - Phase II | 874 | 7667 | Generation Constraint in GWh | FALSE | G | Annual | Standard GWh | GWh | 25146.872 | 39503.2667 | 82402.9554 | 117861.5811 | 147143.6792 | 144406.183 | 150218.1688
RPS v6.20- VA - Phase II | 874 | 7667 | Generation Constraint in GWh | FALSE | G | Annual | Generation at Eligible Plants | GWh | 28288.0287 | 39503.2667 | 82402.9554 | 117861.5811 | 147143.6792 | 144510.8815 | 158241.4651
RPS v6.20- VA - Phase II | 874 | 7667 | Generation Constraint in GWh | FALSE | G | Annual | Allowances Purchased | GWh | 0 | 0 | 0 | 0 | 0 | 0 | 0
RPS v6.20- VA - Phase II | 874 | 7667 | Generation Constraint in GWh | FALSE | G | Annual | Allowances Sold | GWh | 0 | 0 | 0 | 0 | 0 | 0 | 0
RPS v6.20- VA - Phase II | 874 | 7667 | Generation Constraint in GWh | FALSE | G | Annual | Allowances Banked | GWh | 0 | 0 | 0 | 0 | 0 | 0 | 0
RPS v6.20- VA - Phase II | 874 | 7667 | Generation Constraint in GWh | FALSE | G | Annual | Allowances Withdrawn (1:1) | GWh | 0 | 0 | 0 | 0 | 0 | 0 | 0
RPS v6.20- VA - Phase II | 874 | 7667 | Generation Constraint in GWh | FALSE | G | Annual | Allowances Withdrawn (1:n) | GWh | 0 | 0 | 0 | 0 | 0 | 0 | 0
RPS v6.20- VA - Phase II | 874 | 7667 | Generation Constraint in GWh | FALSE | G | Annual | Net Emissions Allowance Position | GWh | 28288.0287 | 39503.2667 | 82402.9554 | 117861.5811 | 147143.6792 | 144510.8815 | 158241.4651
RPS v6.20- VA - Phase II | 874 | 7667 | Generation Constraint in GWh | FALSE | G | Annual | Constraint Shadow Price | US2022$/MWh | 0 | 17.4894 | 5.794 | 9.5899 | 8.9954 | 0 | 0
RPS v6.20- WI | 875 | 7601 | Generation Constraint in GWh | FALSE | G | Annual | Seasons Included | Seasons | Winter, Spring, Summer, Fall | Winter, Spring, Summer, Fall | Winter, Spring, Summer, Fall | Winter, Spring, Summer, Fall | Winter, Spring, Summer, Fall | Winter, Spring, Summer, Fall | Winter, Spring, Summer, Fall
RPS v6.20- WI | 875 | 7601 | Generation Constraint in GWh | FALSE | G | Annual | Standard GWh | GWh | 6814.6787 | 7017.4454 | 7653.1015 | 8268.4718 | 8783.5073 | 9321.1368 | 9912.9599
RPS v6.20- WI | 875 | 7601 | Generation Constraint in GWh | FALSE | G | Annual | Generation at Eligible Plants | GWh | 6814.6787 | 7017.4454 | 7653.1015 | 8268.4718 | 8783.5073 | 9321.1368 | 9912.9598
RPS v6.20- WI | 875 | 7601 | Generation Constraint in GWh | FALSE | G | Annual | Allowances Purchased | GWh | 0 | 0 | 0 | 0 | 0 | 0 | 0
RPS v6.20- WI | 875 | 7601 | Generation Constraint in GWh | FALSE | G | Annual | Allowances Sold | GWh | 0 | 0 | 0 | 0 | 0 | 0 | 0
RPS v6.20- WI | 875 | 7601 | Generation Constraint in GWh | FALSE | G | Annual | Allowances Banked | GWh | 0 | 0 | 0 | 0 | 0 | 0 | 0
RPS v6.20- WI | 875 | 7601 | Generation Constraint in GWh | FALSE | G | Annual | Allowances Withdrawn (1:1) | GWh | 0 | 0 | 0 | 0 | 0 | 0 | 0
RPS v6.20- WI | 875 | 7601 | Generation Constraint in GWh | FALSE | G | Annual | Allowances Withdrawn (1:n) | GWh | 0 | 0 | 0 | 0 | 0 | 0 | 0
RPS v6.20- WI | 875 | 7601 | Generation Constraint in GWh | FALSE | G | Annual | Net Emissions Allowance Position | GWh | 6814.6787 | 7017.4454 | 7653.1015 | 8268.4718 | 8783.5073 | 9321.1368 | 9912.9598
RPS v6.20- WI | 875 | 7601 | Generation Constraint in GWh | FALSE | G | Annual | Constraint Shadow Price | US2022$/MWh | 2.0313 | 5.5087 | 0 | 0 | 0 | 0 | 0
RPS-CES v6.20- CA | 876 | 7658 | Generation Constraint in GWh | FALSE | G | Annual | Seasons Included | Seasons | Winter, Spring, Summer, Fall | Winter, Spring, Summer, Fall | Winter, Spring, Summer, Fall | Winter, Spring, Summer, Fall | Winter, Spring, Summer, Fall | Winter, Spring, Summer, Fall | Winter, Spring, Summer, Fall
RPS-CES v6.20- CA | 876 | 7658 | Generation Constraint in GWh | FALSE | G | Annual | Standard GWh | GWh | 142170.082 | 173191.6 | 261050.8058 | 344793.635 | 423899.2459 | 458302.9074 | 486648.661
RPS-CES v6.20- CA | 876 | 7658 | Generation Constraint in GWh | FALSE | G | Annual | Generation at Eligible Plants | GWh | 189020.4805 | 180793.4977 | 283468.7413 | 344793.635 | 447247.3838 | 591655.3549 | 651364.5568
RPS-CES v6.20- CA | 876 | 7658 | Generation Constraint in GWh | FALSE | G | Annual | Allowances Purchased | GWh | 0 | 0 | 0 | 0 | 0 | 0 | 0
RPS-CES v6.20- CA | 876 | 7658 | Generation Constraint in GWh | FALSE | G | Annual | Allowances Sold | GWh | 0 | 0 | 0 | 0 | 0 | 0 | 0
RPS-CES v6.20- CA | 876 | 7658 | Generation Constraint in GWh | FALSE | G | Annual | Allowances Banked | GWh | 0 | 0 | 0 | 0 | 0 | 0 | 0
RPS-CES v6.20- CA | 876 | 7658 | Generation Constraint in GWh | FALSE | G | Annual | Allowances Withdrawn (1:1) | GWh | 0 | 0 | 0 | 0 | 0 | 0 | 0
RPS-CES v6.20- CA | 876 | 7658 | Generation Constraint in GWh | FALSE | G | Annual | Allowances Withdrawn (1:n) | GWh | 0 | 0 | 0 | 0 | 0 | 0 | 0
RPS-CES v6.20- CA | 876 | 7658 | Generation Constraint in GWh | FALSE | G | Annual | Net Emissions Allowance Position | GWh | 189020.4805 | 180793.4977 | 283468.7413 | 344793.635 | 447247.3838 | 591655.3549 | 651364.5568
RPS-CES v6.20- CA | 876 | 7658 | Generation Constraint in GWh | FALSE | G | Annual | Constraint Shadow Price | US2022$/MWh | 0 | 0 | 0 | 0 | 0 | 0 | 0
RPS-CES v6.20- CA In-State limit | 877 | 7671 | Generation Constraint in GWh | FALSE | G | Annual | Seasons Included | Seasons | Winter, Spring, Summer, Fall | Winter, Spring, Summer, Fall | Winter, Spring, Summer, Fall | Winter, Spring, Summer, Fall | Winter, Spring, Summer, Fall | Winter, Spring, Summer, Fall | Winter, Spring, Summer, Fall
RPS-CES v6.20- CA In-State limit | 877 | 7671 | Generation Constraint in GWh | FALSE | G | Annual | Standard GWh | GWh | 106627.5615 | 129893.7 | 195788.1043 | 258595.2263 | 317924.4344 | 343727.1806 | 364986.4958
RPS-CES v6.20- CA In-State limit | 877 | 7671 | Generation Constraint in GWh | FALSE | G | Annual | Generation at Eligible Plants | GWh | 138142.785 | 129893.7 | 230590.1222 | 284974.5481 | 363800.1107 | 486948.5115 | 520811.0351
RPS-CES v6.20- CA In-State limit | 877 | 7671 | Generation Constraint in GWh | FALSE | G | Annual | Allowances Purchased | GWh | 0 | 0 | 0 | 0 | 0 | 0 | 0
RPS-CES v6.20- CA In-State limit | 877 | 7671 | Generation Constraint in GWh | FALSE | G | Annual | Allowances Sold | GWh | 0 | 0 | 0 | 0 | 0 | 0 | 0
RPS-CES v6.20- CA In-State limit | 877 | 7671 | Generation Constraint in GWh | FALSE | G | Annual | Allowances Banked | GWh | 0 | 0 | 0 | 0 | 0 | 0 | 0
RPS-CES v6.20- CA In-State limit | 877 | 7671 | Generation Constraint in GWh | FALSE | G | Annual | Allowances Withdrawn (1:1) | GWh | 0 | 0 | 0 | 0 | 0 | 0 | 0
RPS-CES v6.20- CA In-State limit | 877 | 7671 | Generation Constraint in GWh | FALSE | G | Annual | Allowances Withdrawn (1:n) | GWh | 0 | 0 | 0 | 0 | 0 | 0 | 0
RPS-CES v6.20- CA In-State limit | 877 | 7671 | Generation Constraint in GWh | FALSE | G | Annual | Net Emissions Allowance Position | GWh | 138142.785 | 129893.7 | 230590.1222 | 284974.5481 | 363800.1107 | 486948.5115 | 520811.0351
RPS-CES v6.20- CA In-State limit | 877 | 7671 | Generation Constraint in GWh | FALSE | G | Annual | Constraint Shadow Price | US2022$/MWh | 0 | 5.1129 | 0 | 0 | 0 | 0 | 0
RPS-CES v6.20 Fossil Dispatch Limit - CA | 878 | 7679 | Generation Constraint in GWh | FALSE | L | Annual | Seasons Included | Seasons | Winter, Spring, Summer, Fall | Winter, Spring, Summer, Fall | Winter, Spring, Summer, Fall | Winter, Spring, Summer, Fall | Winter, Spring, Summer, Fall | Winter, Spring, Summer, Fall | Winter, Spring, Summer, Fall
RPS-CES v6.20 Fossil Dispatch Limit - CA | 878 | 7679 | Generation Constraint in GWh | FALSE | L | Annual | Standard GWh | GWh | 152258.5395 | 151890.0187 | 136467.9974 | 97012.8092 | 44953.5184 | 35336.0648 | 37704.1552
RPS-CES v6.20 Fossil Dispatch Limit - CA | 878 | 7679 | Generation Constraint in GWh | FALSE | L | Annual | Generation at Eligible Plants | GWh | 123726.7087 | 151890.0187 | 136467.9974 | 97012.8092 | 44953.5184 | 35336.0648 | 37704.1552
RPS-CES v6.20 Fossil Dispatch Limit - CA | 878 | 7679 | Generation Constraint in GWh | FALSE | L | Annual | Allowances Purchased | GWh | 0 | 0 | 0 | 0 | 0 | 0 | 0
RPS-CES v6.20 Fossil Dispatch Limit - CA | 878 | 7679 | Generation Constraint in GWh | FALSE | L | Annual | Allowances Sold | GWh | 0 | 0 | 0 | 0 | 0 | 0 | 0
RPS-CES v6.20 Fossil Dispatch Limit - CA | 878 | 7679 | Generation Constraint in GWh | FALSE | L | Annual | Allowances Banked | GWh | 0 | 0 | 0 | 0 | 0 | 0 | 0
RPS-CES v6.20 Fossil Dispatch Limit - CA | 878 | 7679 | Generation Constraint in GWh | FALSE | L | Annual | Allowances Withdrawn (1:1) | GWh | 0 | 0 | 0 | 0 | 0 | 0 | 0
RPS-CES v6.20 Fossil Dispatch Limit - CA | 878 | 7679 | Generation Constraint in GWh | FALSE | L | Annual | Allowances Withdrawn (1:n) | GWh | 0 | 0 | 0 | 0 | 0 | 0 | 0
RPS-CES v6.20 Fossil Dispatch Limit - CA | 878 | 7679 | Generation Constraint in GWh | FALSE | L | Annual | Net Emissions Allowance Position | GWh | 123726.7087 | 151890.0187 | 136467.9974 | 97012.8092 | 44953.5184 | 35336.0648 | 37704.1552
RPS-CES v6.20 Fossil Dispatch Limit - CA | 878 | 7679 | Generation Constraint in GWh | FALSE | L | Annual | Constraint Shadow Price | US2022$/MWh | 0 | 5.6304 | 1.82 | 10.9677 | 18.0948 | 9.5942 | 10.9345
RPS-CES v6.20 Fossil Dispatch Limit - CO | 879 | 7680 | Generation Constraint in GWh | FALSE | L | Annual | Seasons Included | Seasons | Winter, Spring, Summer, Fall | Winter, Spring, Summer, Fall | Winter, Spring, Summer, Fall | Winter, Spring, Summer, Fall | Winter, Spring, Summer, Fall | Winter, Spring, Summer, Fall | Winter, Spring, Summer, Fall
RPS-CES v6.20 Fossil Dispatch Limit - CO | 879 | 7680 | Generation Constraint in GWh | FALSE | L | Annual | Standard GWh | GWh | 0 | 0 | 0 | 0 | 0 | 69684.6251 | 75521.3537
RPS-CES v6.20 Fossil Dispatch Limit - CO | 879 | 7680 | Generation Constraint in GWh | FALSE | L | Annual | Generation at Eligible Plants | GWh | 29606.3938 | 18081.6236 | 25427.3308 | 22659.4956 | 16866.5195 | 17984.6069 | 19495.3521
RPS-CES v6.20 Fossil Dispatch Limit - CO | 879 | 7680 | Generation Constraint in GWh | FALSE | L | Annual | Allowances Purchased | GWh | 0 | 0 | 0 | 0 | 0 | 0 | 0
RPS-CES v6.20 Fossil Dispatch Limit - CO | 879 | 7680 | Generation Constraint in GWh | FALSE | L | Annual | Allowances Sold | GWh | 0 | 0 | 0 | 0 | 0 | 0 | 0
RPS-CES v6.20 Fossil Dispatch Limit - CO | 879 | 7680 | Generation Constraint in GWh | FALSE | L | Annual | Allowances Banked | GWh | 0 | 0 | 0 | 0 | 0 | 0 | 0
RPS-CES v6.20 Fossil Dispatch Limit - CO | 879 | 7680 | Generation Constraint in GWh | FALSE | L | Annual | Allowances Withdrawn (1:1) | GWh | 0 | 0 | 0 | 0 | 0 | 0 | 0
RPS-CES v6.20 Fossil Dispatch Limit - CO | 879 | 7680 | Generation Constraint in GWh | FALSE | L | Annual | Allowances Withdrawn (1:n) | GWh | 0 | 0 | 0 | 0 | 0 | 0 | 0
RPS-CES v6.20 Fossil Dispatch Limit - CO | 879 | 7680 | Generation Constraint in GWh | FALSE | L | Annual | Net Emissions Allowance Position | GWh | 29606.3938 | 18081.6236 | 25427.3308 | 22659.4956 | 16866.5195 | 17984.6069 | 19495.3521
RPS-CES v6.20 Fossil Dispatch Limit - CO | 879 | 7680 | Generation Constraint in GWh | FALSE | L | Annual | Constraint Shadow Price | US2022$/MWh | 0 | 0 | 0 | 0 | 0 | 0 | 0
RPS-CES v6.20 Fossil Dispatch Limit - NM | 880 | 7681 | Generation Constraint in GWh | FALSE | L | Annual | Seasons Included | Seasons | Winter, Spring, Summer, Fall | Winter, Spring, Summer, Fall | Winter, Spring, Summer, Fall | Winter, Spring, Summer, Fall | Winter, Spring, Summer, Fall | Winter, Spring, Summer, Fall | Winter, Spring, Summer, Fall
RPS-CES v6.20 Fossil Dispatch Limit - NM | 880 | 7681 | Generation Constraint in GWh | FALSE | L | Annual | Standard GWh | GWh | 0 | 0 | 17872.8539 | 15314.9107 | 15717.6364 | 8094.9677 | 8707.1816
RPS-CES v6.20 Fossil Dispatch Limit - NM | 880 | 7681 | Generation Constraint in GWh | FALSE | L | Annual | Generation at Eligible Plants | GWh | 15448.3367 | 15266.0139 | 17872.8538 | 15314.9107 | 15717.6364 | 8094.9677 | 8707.1816
RPS-CES v6.20 Fossil Dispatch Limit - NM | 880 | 7681 | Generation Constraint in GWh | FALSE | L | Annual | Allowances Purchased | GWh | 0 | 0 | 0 | 0 | 0 | 0 | 0
RPS-CES v6.20 Fossil Dispatch Limit - NM | 880 | 7681 | Generation Constraint in GWh | FALSE | L | Annual | Allowances Sold | GWh | 0 | 0 | 0 | 0 | 0 | 0 | 0
RPS-CES v6.20 Fossil Dispatch Limit - NM | 880 | 7681 | Generation Constraint in GWh | FALSE | L | Annual | Allowances Banked | GWh | 0 | 0 | 0 | 0 | 0 | 0 | 0
RPS-CES v6.20 Fossil Dispatch Limit - NM | 880 | 7681 | Generation Constraint in GWh | FALSE | L | Annual | Allowances Withdrawn (1:1) | GWh | 0 | 0 | 0 | 0 | 0 | 0 | 0
RPS-CES v6.20 Fossil Dispatch Limit - NM | 880 | 7681 | Generation Constraint in GWh | FALSE | L | Annual | Allowances Withdrawn (1:n) | GWh | 0 | 0 | 0 | 0 | 0 | 0 | 0
RPS-CES v6.20 Fossil Dispatch Limit - NM | 880 | 7681 | Generation Constraint in GWh | FALSE | L | Annual | Net Emissions Allowance Position | GWh | 15448.3367 | 15266.0139 | 17872.8538 | 15314.9107 | 15717.6364 | 8094.9677 | 8707.1816
RPS-CES v6.20 Fossil Dispatch Limit - NM | 880 | 7681 | Generation Constraint in GWh | FALSE | L | Annual | Constraint Shadow Price | US2022$/MWh | 0 | 0 | 1.6388 | 1.0666 | 0.25738 | 11.2871 | 12.2753
RPS-CES v6.20 Fossil Dispatch Limit - NV | 881 | 7682 | Generation Constraint in GWh | FALSE | L | Annual | Seasons Included | Seasons | Winter, Spring, Summer, Fall | Winter, Spring, Summer, Fall | Winter, Spring, Summer, Fall | Winter, Spring, Summer, Fall | Winter, Spring, Summer, Fall | Winter, Spring, Summer, Fall | Winter, Spring, Summer, Fall
RPS-CES v6.20 Fossil Dispatch Limit - NV | 881 | 7682 | Generation Constraint in GWh | FALSE | L | Annual | Standard GWh | GWh | 0 | 0 | 0 | 0 | 0 | 8553.4696 | 9227.3632
RPS-CES v6.20 Fossil Dispatch Limit - NV | 881 | 7682 | Generation Constraint in GWh | FALSE | L | Annual | Generation at Eligible Plants | GWh | 28652.4672 | 40844.9235 | 50102.8981 | 66526.8234 | 61357.8198 | 8553.4696 | 9227.3632
RPS-CES v6.20 Fossil Dispatch Limit - NV | 881 | 7682 | Generation Constraint in GWh | FALSE | L | Annual | Allowances Purchased | GWh | 0 | 0 | 0 | 0 | 0 | 0 | 0
RPS-CES v6.20 Fossil Dispatch Limit - NV | 881 | 7682 | Generation Constraint in GWh | FALSE | L | Annual | Allowances Sold | GWh | 0 | 0 | 0 | 0 | 0 | 0 | 0
RPS-CES v6.20 Fossil Dispatch Limit - NV | 881 | 7682 | Generation Constraint in GWh | FALSE | L | Annual | Allowances Banked | GWh | 0 | 0 | 0 | 0 | 0 | 0 | 0
RPS-CES v6.20 Fossil Dispatch Limit - NV | 881 | 7682 | Generation Constraint in GWh | FALSE | L | Annual | Allowances Withdrawn (1:1) | GWh | 0 | 0 | 0 | 0 | 0 | 0 | 0
RPS-CES v6.20 Fossil Dispatch Limit - NV | 881 | 7682 | Generation Constraint in GWh | FALSE | L | Annual | Allowances Withdrawn (1:n) | GWh | 0 | 0 | 0 | 0 | 0 | 0 | 0
RPS-CES v6.20 Fossil Dispatch Limit - NV | 881 | 7682 | Generation Constraint in GWh | FALSE | L | Annual | Net Emissions Allowance Position | GWh | 28652.4672 | 40844.9235 | 50102.8981 | 66526.8234 | 61357.8198 | 8553.4696 | 9227.3632
RPS-CES v6.20 Fossil Dispatch Limit - NV | 881 | 7682 | Generation Constraint in GWh | FALSE | L | Annual | Constraint Shadow Price | US2022$/MWh | 0 | 0 | 0 | 0 | 0 | 12.2606 | 11.0999
RPS-CES v6.20 Fossil Dispatch Limit - NY | 882 | 7683 | Generation Constraint in GWh | FALSE | L | Annual | Seasons Included | Seasons | Winter, Spring, Summer, Fall | Winter, Spring, Summer, Fall | Winter, Spring, Summer, Fall | Winter, Spring, Summer, Fall | Winter, Spring, Summer, Fall | Winter, Spring, Summer, Fall | Winter, Spring, Summer, Fall
RPS-CES v6.20 Fossil Dispatch Limit - NY | 882 | 7683 | Generation Constraint in GWh | FALSE | L | Annual | Standard GWh | GWh | 72503.4581 | 63508.2197 | 73404.0327 | 16191.7885 | 17119.7924 | 18106.6993 | 19277.8804
RPS-CES v6.20 Fossil Dispatch Limit - NY | 882 | 7683 | Generation Constraint in GWh | FALSE | L | Annual | Generation at Eligible Plants | GWh | 52422.9205 | 53035.6124 | 50993.1769 | 16191.7885 | 17119.7924 | 18106.6993 | 19277.8804
RPS-CES v6.20 Fossil Dispatch Limit - NY | 882 | 7683 | Generation Constraint in GWh | FALSE | L | Annual | Allowances Purchased | GWh | 0 | 0 | 0 | 0 | 0 | 0 | 0
RPS-CES v6.20 Fossil Dispatch Limit - NY | 882 | 7683 | Generation Constraint in GWh | FALSE | L | Annual | Allowances Sold | GWh | 0 | 0 | 0 | 0 | 0 | 0 | 0
RPS-CES v6.20 Fossil Dispatch Limit - NY | 882 | 7683 | Generation Constraint in GWh | FALSE | L | Annual | Allowances Banked | GWh | 0 | 0 | 0 | 0 | 0 | 0 | 0
RPS-CES v6.20 Fossil Dispatch Limit - NY | 882 | 7683 | Generation Constraint in GWh | FALSE | L | Annual | Allowances Withdrawn (1:1) | GWh | 0 | 0 | 0 | 0 | 0 | 0 | 0
RPS-CES v6.20 Fossil Dispatch Limit - NY | 882 | 7683 | Generation Constraint in GWh | FALSE | L | Annual | Allowances Withdrawn (1:n) | GWh | 0 | 0 | 0 | 0 | 0 | 0 | 0
RPS-CES v6.20 Fossil Dispatch Limit - NY | 882 | 7683 | Generation Constraint in GWh | FALSE | L | Annual | Net Emissions Allowance Position | GWh | 52422.9205 | 53035.6124 | 50993.1769 | 16191.7885 | 17119.7924 | 18106.6993 | 19277.8804
RPS-CES v6.20 Fossil Dispatch Limit - NY | 882 | 7683 | Generation Constraint in GWh | FALSE | L | Annual | Constraint Shadow Price | US2022$/MWh | 0 | 0 | 0 | 3.3456 | 2.7467 | 2.2004 | 1.9627
RPS-CES v6.20 Fossil Dispatch Limit - VA | 883 | 7684 | Generation Constraint in GWh | FALSE | L | Annual | Seasons Included | Seasons | Winter, Spring, Summer, Fall | Winter, Spring, Summer, Fall | Winter, Spring, Summer, Fall | Winter, Spring, Summer, Fall | Winter, Spring, Summer, Fall | Winter, Spring, Summer, Fall | Winter, Spring, Summer, Fall
RPS-CES v6.20 Fossil Dispatch Limit - VA | 883 | 7684 | Generation Constraint in GWh | FALSE | L | Annual | Standard GWh | GWh | 0 | 0 | 0 | 150945.9152 | 97597.7914 | 87916.9277 | 90852.0283
RPS-CES v6.20 Fossil Dispatch Limit - VA | 883 | 7684 | Generation Constraint in GWh | FALSE | L | Annual | Generation at Eligible Plants | GWh | 63599.4219 | 66551.0923 | 53360.8311 | 56398.6532 | 39739.3916 | 32190.6506 | 33723.9738
RPS-CES v6.20 Fossil Dispatch Limit - VA | 883 | 7684 | Generation Constraint in GWh | FALSE | L | Annual | Allowances Purchased | GWh | 0 | 0 | 0 | 0 | 0 | 0 | 0
RPS-CES v6.20 Fossil Dispatch Limit - VA | 883 | 7684 | Generation Constraint in GWh | FALSE | L | Annual | Allowances Sold | GWh | 0 | 0 | 0 | 0 | 0 | 0 | 0
RPS-CES v6.20 Fossil Dispatch Limit - VA | 883 | 7684 | Generation Constraint in GWh | FALSE | L | Annual | Allowances Banked | GWh | 0 | 0 | 0 | 0 | 0 | 0 | 0
RPS-CES v6.20 Fossil Dispatch Limit - VA | 883 | 7684 | Generation Constraint in GWh | FALSE | L | Annual | Allowances Withdrawn (1:1) | GWh | 0 | 0 | 0 | 0 | 0 | 0 | 0
RPS-CES v6.20 Fossil Dispatch Limit - VA | 883 | 7684 | Generation Constraint in GWh | FALSE | L | Annual | Allowances Withdrawn (1:n) | GWh | 0 | 0 | 0 | 0 | 0 | 0 | 0
RPS-CES v6.20 Fossil Dispatch Limit - VA | 883 | 7684 | Generation Constraint in GWh | FALSE | L | Annual | Net Emissions Allowance Position | GWh | 63599.4219 | 66551.0923 | 53360.8311 | 56398.6532 | 39739.3916 | 32190.6506 | 33723.9738
RPS-CES v6.20 Fossil Dispatch Limit - VA | 883 | 7684 | Generation Constraint in GWh | FALSE | L | Annual | Constraint Shadow Price | US2022$/MWh | 0 | 0 | 0 | 0 | 0 | 0 | 0
RPS-CES v6.20 Fossil Dispatch Limit - WA | 884 | 7685 | Generation Constraint in GWh | FALSE | L | Annual | Seasons Included | Seasons | Winter, Spring, Summer, Fall | Winter, Spring, Summer, Fall | Winter, Spring, Summer, Fall | Winter, Spring, Summer, Fall | Winter, Spring, Summer, Fall | Winter, Spring, Summer, Fall | Winter, Spring, Summer, Fall
RPS-CES v6.20 Fossil Dispatch Limit - WA | 884 | 7685 | Generation Constraint in GWh | FALSE | L | Annual | Standard GWh | GWh | 0 | 14168.4912 | 18316.9406 | 20042.4957 | 20907.7847 | 21602.0804 | 22949.8284
RPS-CES v6.20 Fossil Dispatch Limit - WA | 884 | 7685 | Generation Constraint in GWh | FALSE | L | Annual | Generation at Eligible Plants | GWh | 23080.5442 | 14168.4912 | 18316.9406 | 10603.4001 | 10779.7504 | 7416.6976 | 7660.9534
RPS-CES v6.20 Fossil Dispatch Limit - WA | 884 | 7685 | Generation Constraint in GWh | FALSE | L | Annual | Allowances Purchased | GWh | 0 | 0 | 0 | 0 | 0 | 0 | 0
RPS-CES v6.20 Fossil Dispatch Limit - WA | 884 | 7685 | Generation Constraint in GWh | FALSE | L | Annual | Allowances Sold | GWh | 0 | 0 | 0 | 0 | 0 | 0 | 0
RPS-CES v6.20 Fossil Dispatch Limit - WA | 884 | 7685 | Generation Constraint in GWh | FALSE | L | Annual | Allowances Banked | GWh | 0 | 0 | 0 | 0 | 0 | 0 | 0
RPS-CES v6.20 Fossil Dispatch Limit - WA | 884 | 7685 | Generation Constraint in GWh | FALSE | L | Annual | Allowances Withdrawn (1:1) | GWh | 0 | 0 | 0 | 0 | 0 | 0 | 0
RPS-CES v6.20 Fossil Dispatch Limit - WA | 884 | 7685 | Generation Constraint in GWh | FALSE | L | Annual | Allowances Withdrawn (1:n) | GWh | 0 | 0 | 0 | 0 | 0 | 0 | 0
RPS-CES v6.20 Fossil Dispatch Limit - WA | 884 | 7685 | Generation Constraint in GWh | FALSE | L | Annual | Net Emissions Allowance Position | GWh | 23080.5442 | 14168.4912 | 18316.9406 | 10603.4001 | 10779.7504 | 7416.6976 | 7660.9534
RPS-CES v6.20 Fossil Dispatch Limit - WA | 884 | 7685 | Generation Constraint in GWh | FALSE | L | Annual | Constraint Shadow Price | US2022$/MWh | 0 | 5.3053 | 1.9089 | 0 | 0 | 0 | 0
RPS-CES v6.21 Fossil Dispatch Limit - IL | 885 | 7739 | Generation Constraint in GWh | FALSE | L | Annual | Seasons Included | Seasons | Winter, Spring, Summer, Fall | Winter, Spring, Summer, Fall | Winter, Spring, Summer, Fall | Winter, Spring, Summer, Fall | Winter, Spring, Summer, Fall | Winter, Spring, Summer, Fall | Winter, Spring, Summer, Fall
RPS-CES v6.21 Fossil Dispatch Limit - IL | 885 | 7739 | Generation Constraint in GWh | FALSE | L | Annual | Standard GWh | GWh | 0 | 0 | 0 | 123741.8859 | 127323.4893 | 14706.6979 | 15478.6453
RPS-CES v6.21 Fossil Dispatch Limit - IL | 885 | 7739 | Generation Constraint in GWh | FALSE | L | Annual | Generation at Eligible Plants | GWh | 0 | 0 | 0 | 26043.8496 | 419.8546 | 361.9889 | 295.0578
RPS-CES v6.21 Fossil Dispatch Limit - IL | 885 | 7739 | Generation Constraint in GWh | FALSE | L | Annual | Allowances Purchased | GWh | 0 | 0 | 0 | 0 | 0 | 0 | 0
RPS-CES v6.21 Fossil Dispatch Limit - IL | 885 | 7739 | Generation Constraint in GWh | FALSE | L | Annual | Allowances Sold | GWh | 0 | 0 | 0 | 0 | 0 | 0 | 0
RPS-CES v6.21 Fossil Dispatch Limit - IL | 885 | 7739 | Generation Constraint in GWh | FALSE | L | Annual | Allowances Banked | GWh | 0 | 0 | 0 | 0 | 0 | 0 | 0
RPS-CES v6.21 Fossil Dispatch Limit - IL | 885 | 7739 | Generation Constraint in GWh | FALSE | L | Annual | Allowances Withdrawn (1:1) | GWh | 0 | 0 | 0 | 0 | 0 | 0 | 0
RPS-CES v6.21 Fossil Dispatch Limit - IL | 885 | 7739 | Generation Constraint in GWh | FALSE | L | Annual | Allowances Withdrawn (1:n) | GWh | 0 | 0 | 0 | 0 | 0 | 0 | 0
RPS-CES v6.21 Fossil Dispatch Limit - IL | 885 | 7739 | Generation Constraint in GWh | FALSE | L | Annual | Net Emissions Allowance Position | GWh | 0 | 0 | 0 | 26043.8496 | 419.8546 | 361.9889 | 295.0578
RPS-CES v6.21 Fossil Dispatch Limit - IL | 885 | 7739 | Generation Constraint in GWh | FALSE | L | Annual | Constraint Shadow Price | US2022$/MWh | 0 | 0 | 0 | 0 | 0 | 0 | 0
RPS-CES v6.21 Fossil Dispatch Limit - OR | 886 | 7740 | Generation Constraint in GWh | FALSE | L | Annual | Seasons Included | Seasons | Winter, Spring, Summer, Fall | Winter, Spring, Summer, Fall | Winter, Spring, Summer, Fall | Winter, Spring, Summer, Fall | Winter, Spring, Summer, Fall | Winter, Spring, Summer, Fall | Winter, Spring, Summer, Fall
RPS-CES v6.21 Fossil Dispatch Limit - OR | 886 | 7740 | Generation Constraint in GWh | FALSE | L | Annual | Standard GWh | GWh | 0 | 0 | 0 | 11793.3322 | 12302.4824 | 12711.0174 | 13504.0543
RPS-CES v6.21 Fossil Dispatch Limit - OR | 886 | 7740 | Generation Constraint in GWh | FALSE | L | Annual | Generation at Eligible Plants | GWh | 23983.2836 | 4358.0161 | 2033.7464 | 0 | 0 | 0 | 2.6042
RPS-CES v6.21 Fossil Dispatch Limit - OR | 886 | 7740 | Generation Constraint in GWh | FALSE | L | Annual | Allowances Purchased | GWh | 0 | 0 | 0 | 0 | 0 | 0 | 0
RPS-CES v6.21 Fossil Dispatch Limit - OR | 886 | 7740 | Generation Constraint in GWh | FALSE | L | Annual | Allowances Sold | GWh | 0 | 0 | 0 | 0 | 0 | 0 | 0
RPS-CES v6.21 Fossil Dispatch Limit - OR | 886 | 7740 | Generation Constraint in GWh | FALSE | L | Annual | Allowances Banked | GWh | 0 | 0 | 0 | 0 | 0 | 0 | 0
RPS-CES v6.21 Fossil Dispatch Limit - OR | 886 | 7740 | Generation Constraint in GWh | FALSE | L | Annual | Allowances Withdrawn (1:1) | GWh | 0 | 0 | 0 | 0 | 0 | 0 | 0
RPS-CES v6.21 Fossil Dispatch Limit - OR | 886 | 7740 | Generation Constraint in GWh | FALSE | L | Annual | Allowances Withdrawn (1:n) | GWh | 0 | 0 | 0 | 0 | 0 | 0 | 0
RPS-CES v6.21 Fossil Dispatch Limit - OR | 886 | 7740 | Generation Constraint in GWh | FALSE | L | Annual | Net Emissions Allowance Position | GWh | 23983.2836 | 4358.0161 | 2033.7464 | 0 | 0 | 0 | 2.6042
RPS-CES v6.21 Fossil Dispatch Limit - OR | 886 | 7740 | Generation Constraint in GWh | FALSE | L | Annual | Constraint Shadow Price | US2022$/MWh | 0 | 0 | 0 | 0 | 0 | 0 | 0
Texas BART FIP v6.17 | 887 | 7538 | Rate Constraint in MTons | FALSE | L | Annual | Seasons Included | Seasons | Winter, Spring, Summer, Fall | Winter, Spring, Summer, Fall | Winter, Spring, Summer, Fall | Winter, Spring, Summer, Fall | Winter, Spring, Summer, Fall | Winter, Spring, Summer, Fall | Winter, Spring, Summer, Fall
Texas BART FIP v6.17 | 887 | 7538 | Rate Constraint in MTons | FALSE | L | Annual | Standard SO2 | Thousand Tons | 248.393 | 248.393 | 248.393 | 248.393 | 248.393 | 248.393 | 248.393
Texas BART FIP v6.17 | 887 | 7538 | Rate Constraint in MTons | FALSE | L | Annual | Emissions at Affected Plants SO2 | Thousand Tons | 56.9165 | 45.2483 | 45.6873 | 45.6873 | 38.2851 | 37.4976 | 34.7544
Texas BART FIP v6.17 | 887 | 7538 | Rate Constraint in MTons | FALSE | L | Annual | Allowances Purchased SO2 | Thousand Tons | 0 | 0 | 0 | 0 | 0 | 0 | 0
Texas BART FIP v6.17 | 887 | 7538 | Rate Constraint in MTons | FALSE | L | Annual | Allowances Sold SO2 | Thousand Tons | 0 | 0 | 0 | 0 | 0 | 0 | 0
Texas BART FIP v6.17 | 887 | 7538 | Rate Constraint in MTons | FALSE | L | Annual | Allowances Banked | Thousand Tons | 0 | 0 | 0 | 0 | 0 | 0 | 0
Texas BART FIP v6.17 | 887 | 7538 | Rate Constraint in MTons | FALSE | L | Annual | Allowances Withdrawn (1:1) | Thousand Tons | 0 | 0 | 0 | 0 | 0 | 0 | 0
Texas BART FIP v6.17 | 887 | 7538 | Rate Constraint in MTons | FALSE | L | Annual | Allowances Withdrawn (1:n) | Thousand Tons | 0 | 0 | 0 | 0 | 0 | 0 | 0
Texas BART FIP v6.17 | 887 | 7538 | Rate Constraint in MTons | FALSE | L | Annual | Total | Thousand Tons | 56.9165 | 45.2483 | 45.6873 | 45.6873 | 38.2851 | 37.4976 | 34.7544
Texas BART FIP v6.17 | 887 | 7538 | Rate Constraint in MTons | FALSE | L | Annual | Fuel Consumed | TBtu | 517.9481 | 856.0618 | 1373.1244 | 1497.3016 | 787.4105 | 647.0269 | 640.4921
Texas BART FIP v6.17 | 887 | 7538 | Rate Constraint in MTons | FALSE | L | Annual | Rate | lb/MMBtu | 0.21978 | 0.10571 | 0.066545 | 0.061026 | 0.097243 | 0.11591 | 0.10852
Texas BART FIP v6.17 | 887 | 7538 | Rate Constraint in MTons | FALSE | L | Annual | Generation | TWh | 48.6801 | 100.8125 | 180.4027 | 201.2713 | 101.3766 | 79.4926 | 79.9455
Texas BART FIP v6.17 | 887 | 7538 | Rate Constraint in MTons | FALSE | L | Annual | Qualifying Generation | TWh | 48.6801 | 100.8125 | 176.1968 | 196.5851 | 93.6355 | 77.4923 | 77.2115
Texas BART FIP v6.17 | 887 | 7538 | Rate Constraint in MTons | FALSE | L | Annual | Rate | lb/MWh | 2.3384 | 0.89767 | 0.51859 | 0.46481 | 0.81775 | 0.96778 | 0.90024
Texas BART FIP v6.17 | 887 | 7538 | Rate Constraint in MTons | FALSE | L | Annual | Constraint Shadow Price | US2022$/Ton | 0 | 0 | 0 | 0 | 0 | 0 | 0
Texas East - NOX Cap Annual v3.1 | 888 | 7358 | Rate Constraint in MTons | FALSE | L | Annual | Seasons Included | Seasons | Winter, Spring, Summer, Fall | Winter, Spring, Summer, Fall | Winter, Spring, Summer, Fall | Winter, Spring, Summer, Fall | Winter, Spring, Summer, Fall | Winter, Spring, Summer, Fall | Winter, Spring, Summer, Fall
Texas East - NOX Cap Annual v3.1 | 888 | 7358 | Rate Constraint in MTons | FALSE | L | Annual | Standard NOX | Thousand Tons | 84.5 | 84.5 | 84.5 | 84.5 | 84.5 | 84.5 | 84.5
Texas East - NOX Cap Annual v3.1 | 888 | 7358 | Rate Constraint in MTons | FALSE | L | Annual | Emissions at Affected Plants NOX | Thousand Tons | 0.71165 | 0.69797 | 0.38055 | 0.37686 | 0.37494 | 0.37103 | 0.36931
Texas East - NOX Cap Annual v3.1 | 888 | 7358 | Rate Constraint in MTons | FALSE | L | Annual | Allowances Purchased NOX | Thousand Tons | 0 | 0 | 0 | 0 | 0 | 0 | 0
Texas East - NOX Cap Annual v3.1 | 888 | 7358 | Rate Constraint in MTons | FALSE | L | Annual | Allowances Sold NOX | Thousand Tons | 0 | 0 | 0 | 0 | 0 | 0 | 0
Texas East - NOX Cap Annual v3.1 | 888 | 7358 | Rate Constraint in MTons | FALSE | L | Annual | Allowances Banked | Thousand Tons | 0 | 0 | 0 | 0 | 70.4167 | 0 | 0
Texas East - NOX Cap Annual v3.1 | 888 | 7358 | Rate Constraint in MTons | FALSE | L | Annual | Allowances Withdrawn (1:1) | Thousand Tons | 0 | 0 | 0 | 0 | 0 | -84.5 | 0
Texas East - NOX Cap Annual v3.1 | 888 | 7358 | Rate Constraint in MTons | FALSE | L | Annual | Allowances Withdrawn (1:n) | Thousand Tons | 0 | 0 | 0 | 0 | 0 | 0 | 0
Texas East - NOX Cap Annual v3.1 | 888 | 7358 | Rate Constraint in MTons | FALSE | L | Annual | Total | Thousand Tons | 0.71165 | 0.69797 | 0.38055 | 0.37686 | 70.7916 | -84.129 | 0.36931
Texas East - NOX Cap Annual v3.1 | 888 | 7358 | Rate Constraint in MTons | FALSE | L | Annual | Fuel Consumed | TBtu | 24.0709 | 22.7349 | 9.027 | 8.6556 | 8.5841 | 8.4393 | 8.3754
Texas East - NOX Cap Annual v3.1 | 888 | 7358 | Rate Constraint in MTons | FALSE | L | Annual | Rate | lb/MMBtu | 0.05913 | 0.061401 | 0.084312 | 0.08708 | 0.087356 | 0.08793 | 0.088189
Texas East - NOX Cap Annual v3.1 | 888 | 7358 | Rate Constraint in MTons | FALSE | L | Annual | Generation | TWh | 2.2296 | 2.0816 | 0.80233 | 0.75475 | 0.74176 | 0.71543 | 0.70381
Texas East - NOX Cap Annual v3.1 | 888 | 7358 | Rate Constraint in MTons | FALSE | L | Annual | Qualifying Generation | TWh | 2.2296 | 2.0816 | 0.80233 | 0.75475 | 0.74176 | 0.71543 | 0.70381
Texas East - NOX Cap Annual v3.1 | 888 | 7358 | Rate Constraint in MTons | FALSE | L | Annual | Rate | lb/MWh | 0.63835 | 0.67062 | 0.9486 | 0.99863 | 1.0109 | 1.0372 | 1.0495
Texas East - NOX Cap Annual v3.1 | 888 | 7358 | Rate Constraint in MTons | FALSE | L | Annual | Constraint Shadow Price | US2022$/Ton | 0 | 0 | 0 | 0 | 0 | 0 | 0
Texas East - SO2 Cap Annual v3.1 | 889 | 7359 | Rate Constraint in MTons | FALSE | L | Annual | Seasons Included | Seasons | Winter, Spring, Summer, Fall | Winter, Spring, Summer, Fall | Winter, Spring, Summer, Fall | Winter, Spring, Summer, Fall | Winter, Spring, Summer, Fall | Winter, Spring, Summer, Fall | Winter, Spring, Summer, Fall
Texas East - SO2 Cap Annual v3.1 | 889 | 7359 | Rate Constraint in MTons | FALSE | L | Annual | Standard SO2 | Thousand Tons | 273.95 | 273.95 | 273.95 | 273.95 | 273.95 | 273.95 | 273.95
Texas East - SO2 Cap Annual v3.1 | 889 | 7359 | Rate Constraint in MTons | FALSE | L | Annual | Emissions at Affected Plants SO2 | Thousand Tons | 0 | 0 | 0 | 0 | 0 | 0 | 0
Texas East - SO2 Cap Annual v3.1 | 889 | 7359 | Rate Constraint in MTons | FALSE | L | Annual | Allowances Purchased SO2 | Thousand Tons | 0 | 0 | 0 | 0 | 0 | 0 | 0
Texas East - SO2 Cap Annual v3.1 | 889 | 7359 | Rate Constraint in MTons | FALSE | L | Annual | Allowances Sold SO2 | Thousand Tons | 0 | 0 | 0 | 0 | 0 | 0 | 0
Texas East - SO2 Cap Annual v3.1 | 889 | 7359 | Rate Constraint in MTons | FALSE | L | Annual | Allowances Banked | Thousand Tons | 273.95 | 273.95 | 456.5833 | 547.9 | 547.9 | 547.9 | 0
Texas East - SO2 Cap Annual v3.1 | 889 | 7359 | Rate Constraint in MTons | FALSE | L | Annual | Allowances Withdrawn (1:1) | Thousand Tons | 0 | 0 | -182.6333 | -273.95 | -273.95 | -273.95 | 0
Texas East - SO2 Cap Annual v3.1 | 889 | 7359 | Rate Constraint in MTons | FALSE | L | Annual | Allowances Withdrawn (1:n) | Thousand Tons | 0 | 0 | 0 | 0 | 0 | 0 | 0
Texas East - SO2 Cap Annual v3.1 | 889 | 7359 | Rate Constraint in MTons | FALSE | L | Annual | Total | Thousand Tons | 273.95 | 273.95 | 273.95 | 273.95 | 273.95 | 273.95 | 0
Texas East - SO2 Cap Annual v3.1 | 889 | 7359 | Rate Constraint in MTons | FALSE | L | Annual | Fuel Consumed | TBtu | 24.0709 | 22.7349 | 9.027 | 8.6556 | 8.5841 | 8.4393 | 8.3754
Texas East - SO2 Cap Annual v3.1 | 889 | 7359 | Rate Constraint in MTons | FALSE | L | Annual | Rate | lb/MMBtu | 0 | 0 | 0 | 0 | 0 | 0 | 0
Texas East - SO2 Cap Annual v3.1 | 889 | 7359 | Rate Constraint in MTons | FALSE | L | Annual | Generation | TWh | 2.2296 | 2.0816 | 0.80233 | 0.75475 | 0.74176 | 0.71543 | 0.70381
Texas East - SO2 Cap Annual v3.1 | 889 | 7359 | Rate Constraint in MTons | FALSE | L | Annual | Qualifying Generation | TWh | 2.2296 | 2.0816 | 0.80233 | 0.75475 | 0.74176 | 0.71543 | 0.70381
Texas East - SO2 Cap Annual v3.1 | 889 | 7359 | Rate Constraint in MTons | FALSE | L | Annual | Rate | lb/MWh | 0 | 0 | 0 | 0 | 0 | 0 | 0
Texas East - SO2 Cap Annual v3.1 | 889 | 7359 | Rate Constraint in MTons | FALSE | L | Annual | Constraint Shadow Price | US2022$/Ton | 0 | 0 | 0 | 0 | 0 | 0 | 0
Texas El Paso - NOX Cap Annual v3.1 | 890 | 7361 | Rate Constraint in MTons | FALSE | L | Annual | Seasons Included | Seasons | Winter, Spring, Summer, Fall | Winter, Spring, Summer, Fall | Winter, Spring, Summer, Fall | Winter, Spring, Summer, Fall | Winter, Spring, Summer, Fall | Winter, Spring, Summer, Fall | Winter, Spring, Summer, Fall
Texas El Paso - NOX Cap Annual v3.1 | 890 | 7361 | Rate Constraint in MTons | FALSE | L | Annual | Standard NOX | Thousand Tons | 1.06 | 1.06 | 1.06 | 1.06 | 1.06 | 1.06 | 1.06
Texas El Paso - NOX Cap Annual v3.1 | 890 | 7361 | Rate Constraint in MTons | FALSE | L | Annual | Emissions at Affected Plants NOX | Thousand Tons | 0.016913 | 0.042176 | 0.029959 | 0.0015812 | 0.0076951 | 0.010867 | 0.010596
Texas El Paso - NOX Cap Annual v3.1 | 890 | 7361 | Rate Constraint in MTons | FALSE | L | Annual | Allowances Purchased NOX | Thousand Tons | 0 | 0 | 0 | 0 | 0 | 0 | 0
Texas El Paso - NOX Cap Annual v3.1 | 890 | 7361 | Rate Constraint in MTons | FALSE | L | Annual | Allowances Sold NOX | Thousand Tons | 0 | 0 | 0 | 0 | 0 | 0 | 0
Texas El Paso - NOX Cap Annual v3.1 | 890 | 7361 | Rate Constraint in MTons | FALSE | L | Annual | Allowances Banked | Thousand Tons | 0 | 0 | 0.70667 | 0 | 0 | 0 | 0
Texas El Paso - NOX Cap Annual v3.1 | 890 | 7361 | Rate Constraint in MTons | FALSE | L | Annual | Allowances Withdrawn (1:1) | Thousand Tons | 0 | 0 | 0 | -1.06 | 0 | 0 | 0
Texas El Paso - NOX Cap Annual v3.1 | 890 | 7361 | Rate Constraint in MTons | FALSE | L | Annual | Allowances Withdrawn (1:n) | Thousand Tons | 0 | 0 | 0 | 0 | 0 | 0 | 0
Texas El Paso - NOX Cap Annual v3.1 | 890 | 7361 | Rate Constraint in MTons | FALSE | L | Annual | Total | Thousand Tons | 0.016913 | 0.042176 | 0.73663 | -1.0584 | 0.0076951 | 0.010867 | 0.010596
Texas El Paso - NOX Cap Annual v3.1 | 890 | 7361 | Rate Constraint in MTons | FALSE | L | Annual | Fuel Consumed | TBtu | 0.21296 | 0.50067 | 0.34118 | 0.018007 | 0.087634 | 0.12376 | 0.12067
Texas El Paso - NOX Cap Annual v3.1 | 890 | 7361 | Rate Constraint in MTons | FALSE | L | Annual | Rate | lb/MMBtu | 0.15883 | 0.16848 | 0.17562 | 0.17562 | 0.17562 | 0.17562 | 0.17562
Texas El Paso - NOX Cap Annual v3.1 | 890 | 7361 | Rate Constraint in MTons | FALSE | L | Annual | Generation | TWh | 0.018228 | 0.049764 | 0.037398 | 0.0019738 | 0.0096058 | 0.013566 | 0.013227
Texas El Paso - NOX Cap Annual v3.1 | 890 | 7361 | Rate Constraint in MTons | FALSE | L | Annual | Qualifying Generation | TWh | 0.018228 | 0.049764 | 0.037398 | 0.0019738 | 0.0096058 | 0.013566 | 0.013227
Texas El Paso - NOX Cap Annual v3.1 | 890 | 7361 | Rate Constraint in MTons | FALSE | L | Annual | Rate | lb/MWh | 1.8557 | 1.695 | 1.6022 | 1.6022 | 1.6022 | 1.6022 | 1.6022
Texas El Paso - NOX Cap Annual v3.1 | 890 | 7361 | Rate Constraint in MTons | FALSE | L | Annual | Constraint Shadow Price | US2022$/Ton | 0 | 0 | 0 | 0 | 0 | 0 | 0
Texas Houston - NOX Cap Annual v3.1 | 891 | 7362 | Rate Constraint in MTons | FALSE | L | Annual | Seasons Included | Seasons | Winter, Spring, Summer, Fall | Winter, Spring, Summer, Fall | Winter, Spring, Summer, Fall | Winter, Spring, Summer, Fall | Winter, Spring, Summer, Fall | Winter, Spring, Summer, Fall | Winter, Spring, Summer, Fall
Texas Houston - NOX Cap Annual v3.1 | 891 | 7362 | Rate Constraint in MTons | FALSE | L | Annual | Standard NOX | Thousand Tons | 17.57 | 17.57 | 17.57 | 17.57 | 17.57 | 17.57 | 17.57
Texas Houston - NOX Cap Annual v3.1 | 891 | 7362 | Rate Constraint in MTons | FALSE | L | Annual | Emissions at Affected Plants NOX | Thousand Tons | 9.8313 | 10.3974 | 9.4693 | 8.2409 | 5.8048 | 5.2217 | 4.8321
Texas Houston - NOX Cap Annual v3.1 | 891 | 7362 | Rate Constraint in MTons | FALSE | L | Annual | Allowances Purchased NOX | Thousand Tons | 0 | 0 | 0 | 0 | 0 | 0 | 0
Texas Houston - NOX Cap Annual v3.1 | 891 | 7362 | Rate Constraint in MTons | FALSE | L | Annual | Allowances Sold NOX | Thousand Tons | 0 | 0 | 0 | 0 | 0 | 0 | 0
Texas Houston - NOX Cap Annual v3.1 | 891 | 7362 | Rate Constraint in MTons | FALSE | L | Annual | Allowances Banked | Thousand Tons | 0 | 0 | 0 | 0 | 0 | 0 | 0
Texas Houston - NOX Cap Annual v3.1 | 891 | 7362 | Rate Constraint in MTons | FALSE | L | Annual | Allowances Withdrawn (1:1) | Thousand Tons | 0 | 0 | 0 | 0 | 0 | 0 | 0
Texas Houston - NOX Cap Annual v3.1 | 891 | 7362 | Rate Constraint in MTons | FALSE | L | Annual | Allowances Withdrawn (1:n) | Thousand Tons | 0 | 0 | 0 | 0 | 0 | 0 | 0
Texas Houston - NOX Cap Annual v3.1 | 891 | 7362 | Rate Constraint in MTons | FALSE | L | Annual | Total | Thousand Tons | 9.8313 | 10.3974 | 9.4693 | 8.2409 | 5.8048 | 5.2217 | 4.8321
Texas Houston - NOX Cap Annual v3.1 | 891 | 7362 | Rate Constraint in MTons | FALSE | L | Annual | Fuel Consumed | TBtu | 576.2699 | 597.4711 | 538.8433 | 417.3533 | 272.1408 | 239.3614 | 221.1234
Texas Houston - NOX Cap Annual v3.1 | 891 | 7362 | Rate Constraint in MTons | FALSE | L | Annual | Rate | lb/MMBtu | 0.034121 | 0.034805 | 0.035147 | 0.039491 | 0.04266 | 0.04363 | 0.043705
Texas Houston - NOX Cap Annual v3.1 | 891 | 7362 | Rate Constraint in MTons | FALSE | L | Annual | Generation | TWh | 80.0659 | 81.9164 | 73.5261 | 55.3536 | 37.6527 | 31.8853 | 29.293
Texas Houston - NOX Cap Annual v3.1 | 891 | 7362 | Rate Constraint in MTons | FALSE | L | Annual | Qualifying Generation | TWh | 80.0659 | 81.9164 | 73.5261 | 55.3536 | 37.6527 | 31.8853 | 29.293
Texas Houston - NOX Cap Annual v3.1 | 891 | 7362 | Rate Constraint in MTons | FALSE | L | Annual | Rate | lb/MWh | 0.24558 | 0.25385 | 0.25758 | 0.29775 | 0.30833 | 0.32753 | 0.32991
Texas Houston - NOX Cap Annual v3.1 | 891 | 7362 | Rate Constraint in MTons | FALSE | L | Annual | Constraint Shadow Price | US2022$/Ton | 0 | 0 | 0 | 0 | 0 | 0 | 0
Texas West - NOX Cap Annual v3.1 | 892 | 7360 | Rate Constraint in MTons | FALSE | L | Annual | Seasons Included | Seasons | Winter, Spring, Summer, Fall | Winter, Spring, Summer, Fall | Winter, Spring, Summer, Fall | Winter, Spring, Summer, Fall | Winter, Spring, Summer, Fall | Winter, Spring, Summer, Fall | Winter, Spring, Summer, Fall
Texas West - NOX Cap Annual v3.1 | 892 | 7360 | Rate Constraint in MTons | FALSE | L | Annual | Standard NOX | Thousand Tons | 18.1 | 18.1 | 18.1 | 18.1 | 18.1 | 18.1 | 18.1
Texas West - NOX Cap Annual v3.1 | 892 | 7360 | Rate Constraint in MTons | FALSE | L | Annual | Emissions at Affected Plants NOX | Thousand Tons | 0.56608 | 0.44002 | 0.1919 | 0.1919 | 0.1919 | 0.1919 | 0.1919
Texas West - NOX Cap Annual v3.1 | 892 | 7360 | Rate Constraint in MTons | FALSE | L | Annual | Allowances Purchased NOX | Thousand Tons | 0 | 0 | 0 | 0 | 0 | 0 | 0
Texas West - NOX Cap Annual v3.1 | 892 | 7360 | Rate Constraint in MTons | FALSE | L | Annual | Allowances Sold NOX | Thousand Tons | 0 | 0 | 0 | 0 | 0 | 0 | 0
Texas West - NOX Cap Annual v3.1 | 892 | 7360 | Rate Constraint in MTons | FALSE | L | Annual | Allowances Banked | Thousand Tons | 0 | 0 | 0 | 0 | 0 | 0 | 0
Texas West - NOX Cap Annual v3.1 | 892 | 7360 | Rate Constraint in MTons | FALSE | L | Annual | Allowances Withdrawn (1:1) | Thousand Tons | 0 | 0 | 0 | 0 | 0 | 0 | 0
Texas West - NOX Cap Annual v3.1 | 892 | 7360 | Rate Constraint in MTons | FALSE | L | Annual | Allowances Withdrawn (1:n) | Thousand Tons | 0 | 0 | 0 | 0 | 0 | 0 | 0
Texas West - NOX Cap Annual v3.1 | 892 | 7360 | Rate Constraint in MTons | FALSE | L | Annual | Total | Thousand Tons | 0.56608 | 0.44002 | 0.1919 | 0.1919 | 0.1919 | 0.1919 | 0.1919
Texas West - NOX Cap Annual v3.1 | 892 | 7360 | Rate Constraint in MTons | FALSE | L | Annual | Fuel Consumed | TBtu | 6.6954 | 4.9044 | 1.4596 | 1.4596 | 1.4596 | 1.4596 | 1.4596
Texas West - NOX Cap Annual v3.1 | 892 | 7360 | Rate Constraint in MTons | FALSE | L | Annual | Rate | lb/MMBtu | 0.16909 | 0.17944 | 0.26294 | 0.26294 | 0.26294 | 0.26294 | 0.26294
Texas West - NOX Cap Annual v3.1 | 892 | 7360 | Rate Constraint in MTons | FALSE | L | Annual | Generation | TWh | 0.57979 | 0.42712 | 0.12176 | 0.12176 | 0.12176 | 0.12176 | 0.12176
Texas West - NOX Cap Annual v3.1 | 892 | 7360 | Rate Constraint in MTons | FALSE | L | Annual | Qualifying Generation | TWh | 0.57979 | 0.42712 | 0.12176 | 0.12176 | 0.12176 | 0.12176 | 0.12176
Texas West - NOX Cap Annual v3.1 | 892 | 7360 | Rate Constraint in MTons | FALSE | L | Annual | Rate | lb/MWh | 1.9527 | 2.0604 | 3.1519 | 3.1519 | 3.1519 | 3.1519 | 3.1519
Texas West - NOX Cap Annual v3.1 | 892 | 7360 | Rate Constraint in MTons | FALSE | L | Annual | Constraint Shadow Price | US2022$/Ton | 0 | 0 | 0 | 0 | 0 | 0 | 0
Unit Comanche 3 - NOX Rate Annual v3.1, Unit 2559 and retrofits | 893 | 7267 | Rate Constraint in lbs/MMBtu | FALSE | L | Annual | Seasons Included | Seasons | Winter, Spring, Summer, Fall | Winter, Spring, Summer, Fall | Winter, Spring, Summer, Fall | Winter, Spring, Summer, Fall | Winter, Spring, Summer, Fall | Winter, Spring, Summer, Fall | Winter, Spring, Summer, Fall
Unit Comanche 3 - NOX Rate Annual v3.1, Unit 2559 and retrofits | 893 | 7267 | Rate Constraint in lbs/MMBtu | FALSE | L | Annual | Standard NOX | lb/MMBtu | 0.08 | 0.08 | 0.08 | 0.08 | 0.08 | 0.08 | 0.08
Unit Comanche 3 - NOX Rate Annual v3.1, Unit 2559 and retrofits | 893 | 7267 | Rate Constraint in lbs/MMBtu | FALSE | L | Annual | Emissions at Affected Plants NOX | Thousand Tons | 0.42308 | 0.5189 | 0.42308 | 0.94976 | 1.5041 | 1.3541 | 1.204
Unit Comanche 3 - NOX Rate Annual v3.1, Unit 2559 and retrofits | 893 | 7267 | Rate Constraint in lbs/MMBtu | FALSE | L | Annual | Allowances Purchased NOX | Thousand Tons | 0 | 0 | 0 | 0 | 0 | 0 | 0
Unit Comanche 3 - NOX Rate Annual v3.1, Unit 2559 and retrofits | 893 | 7267 | Rate Constraint in lbs/MMBtu | FALSE | L | Annual | Allowances Sold NOX | Thousand Tons | 0 | 0 | 0 | 0 | 0 | 0 | 0
Unit Comanche 3 - NOX Rate Annual v3.1, Unit 2559 and retrofits | 893 | 7267 | Rate Constraint in lbs/MMBtu | FALSE | L | Annual | Allowances Banked | Thousand Tons | 0 | 0 | 0 | 0 | 0 | 0 | 0
Unit Comanche 3 - NOX Rate Annual v3.1, Unit 2559 and retrofits | 893 | 7267 | Rate Constraint in lbs/MMBtu | FALSE | L | Annual | Allowances Withdrawn (1:1) | Thousand Tons | 0 | 0 | 0 | 0 | 0 | 0 | 0
Unit Comanche 3 - NOX Rate Annual v3.1, Unit 2559 and retrofits | 893 | 7267 | Rate Constraint in lbs/MMBtu | FALSE | L | Annual | Allowances Withdrawn (1:n) | Thousand Tons | 0 | 0 | 0 | 0 | 0 | 0 | 0
Unit Comanche 3 - NOX Rate Annual v3.1, Unit 2559 and retrofits | 893 | 7267 | Rate Constraint in lbs/MMBtu | FALSE | L | Annual | Total | Thousand Tons | 0.42308 | 0.5189 | 0.42308 | 0.94976 | 1.5041 | 1.3541 | 1.204
Unit Comanche 3 - NOX Rate Annual v3.1, Unit 2559 and retrofits | 893 | 7267 | Rate Constraint in lbs/MMBtu | FALSE | L | Annual | Fuel Consumed | TBtu | 12.8264 | 15.7314 | 12.8264 | 28.7936 | 45.5988 | 41.0528 | 36.5024
Unit Comanche 3 - NOX Rate Annual v3.1, Unit 2559 and retrofits | 893 | 7267 | Rate Constraint in lbs/MMBtu | FALSE | L | Annual | Rate | lb/MMBtu | 0.06597 | 0.06597 | 0.06597 | 0.06597 | 0.06597 | 0.06597 | 0.06597
Unit Comanche 3 - NOX Rate Annual v3.1, Unit 2559 and retrofits | 893 | 7267 | Rate Constraint in lbs/MMBtu | FALSE | L | Annual | Generation | TWh | 1.2264 | 1.5041 | 1.2264 | 2.753 | 4.3598 | 3.9251 | 3.49
Unit Comanche 3 - NOX Rate Annual v3.1, Unit 2559 and retrofits | 893 | 7267 | Rate Constraint in lbs/MMBtu | FALSE | L | Annual | Qualifying Generation | TWh | 1.2264 | 1.5041 | 1.2264 | 2.753 | 4.3598 | 3.9251 | 3.49
Unit Comanche 3 - NOX Rate Annual v3.1, Unit 2559 and retrofits | 893 | 7267 | Rate Constraint in lbs/MMBtu | FALSE | L | Annual | Rate | lb/MWh | 0.68998 | 0.68998 | 0.68998 | 0.68998 | 0.68998 | 0.68998 | 0.68998
Unit Comanche 3 - NOX Rate Annual v3.1, Unit 2559 and retrofits | 893 | 7267 | Rate Constraint in lbs/MMBtu | FALSE | L | Annual | Constraint Shadow Price | US2022$/Ton | 0 | 0 | 0 | 0 | 0 | 0 | 0
Unit Comanche 3 - SO2 Rate Annual v3.1, Unit 2559 and retrofits | 894 | 7265 | Rate Constraint in lbs/MMBtu | FALSE | L | Annual | Seasons Included | Seasons | Winter, Spring, Summer, Fall | Winter, Spring, Summer, Fall | Winter, Spring, Summer, Fall | Winter, Spring, Summer, Fall | Winter, Spring, Summer, Fall | Winter, Spring, Summer, Fall | Winter, Spring, Summer, Fall
Unit Comanche 3 - SO2 Rate Annual v3.1, Unit 2559 and retrofits | 894 | 7265 | Rate Constraint in lbs/MMBtu | FALSE | L | Annual | Standard SO2 | lb/MMBtu | 0.1 | 0.1 | 0.1 | 0.1 | 0.1 | 0.1 | 0.1
Unit Comanche 3 - SO2 Rate Annual v3.1, Unit 2559 and retrofits | 894 | 7265 | Rate Constraint in lbs/MMBtu | FALSE | L | Annual | Emissions at Affected Plants SO2 | Thousand Tons | 0.51306 | 0.62925 | 0.51306 | 1.1517 | 1.824 | 1.6421 | 1.4601
Unit Comanche 3 - SO2 Rate Annual v3.1, Unit 2559 and retrofits | 894 | 7265 | Rate Constraint in lbs/MMBtu | FALSE | L | Annual | Allowances Purchased SO2 | Thousand Tons | 0 | 0 | 0 | 0 | 0 | 0 | 0
Unit Comanche 3 - SO2 Rate Annual v3.1, Unit 2559 and retrofits | 894 | 7265 | Rate Constraint in lbs/MMBtu | FALSE | L | Annual | Allowances Sold SO2 | Thousand Tons | 0 | 0 | 0 | 0 | 0 | 0 | 0
Unit Comanche 3 - SO2 Rate Annual v3.1, Unit 2559 and retrofits | 894 | 7265 | Rate Constraint in lbs/MMBtu | FALSE | L | Annual | Allowances Banked | Thousand Tons | 0 | 0 | 0 | 0 | 0 | 0 | 0
Unit Comanche 3 - SO2 Rate Annual v3.1, Unit 2559 and retrofits | 894 | 7265 | Rate Constraint in lbs/MMBtu | FALSE | L | Annual | Allowances Withdrawn (1:1) | Thousand Tons | 0 | 0 | 0 | 0 | 0 | 0 | 0
Unit Comanche 3 - SO2 Rate Annual v3.1, Unit 2559 and retrofits | 894 | 7265 | Rate Constraint in lbs/MMBtu | FALSE | L | Annual | Allowances Withdrawn (1:n) | Thousand Tons | 0 | 0 | 0 | 0 | 0 | 0 | 0
Unit Comanche 3 - SO2 Rate Annual v3.1, Unit 2559 and retrofits | 894 | 7265 | Rate Constraint in lbs/MMBtu | FALSE | L | Annual | Total | Thousand Tons | 0.51306 | 0.62925 | 0.51306 | 1.1517 | 1.824 | 1.6421 | 1.4601
Unit Comanche 3 - SO2 Rate Annual v3.1, Unit 2559 and retrofits | 894 | 7265 | Rate Constraint in lbs/MMBtu | FALSE | L | Annual | Fuel Consumed | TBtu | 12.8264 | 15.7314 | 12.8264 | 28.7936 | 45.5988 | 41.0528 | 36.5024
Unit Comanche 3 - SO2 Rate Annual v3.1, Unit 2559 and retrofits | 894 | 7265 | Rate Constraint in lbs/MMBtu | FALSE | L | Annual | Rate | lb/MMBtu | 0.08 | 0.08 | 0.08 | 0.08 | 0.08 | 0.08 | 0.08
Unit Comanche 3 - SO2 Rate Annual v3.1, Unit 2559 and retrofits | 894 | 7265 | Rate Constraint in lbs/MMBtu | FALSE | L | Annual | Generation | TWh | 1.2264 | 1.5041 | 1.2264 | 2.753 | 4.3598 | 3.9251 | 3.49
Unit Comanche 3 - SO2 Rate Annual v3.1, Unit 2559 and retrofits | 894 | 7265 | Rate Constraint in lbs/MMBtu | FALSE | L | Annual | Qualifying Generation | TWh | 1.2264 | 1.5041 | 1.2264 | 2.753 | 4.3598 | 3.9251 | 3.49
Unit Comanche 3 - SO2 Rate Annual v3.1, Unit 2559 and retrofits | 894 | 7265 | Rate Constraint in lbs/MMBtu | FALSE | L | Annual | Rate | lb/MWh | 0.83672 | 0.83672 | 0.83672 | 0.83672 | 0.83672 | 0.83672 | 0.83672
Unit Comanche 3 - SO2 Rate Annual v3.1, Unit 2559 and retrofits | 894 | 7265 | Rate Constraint in lbs/MMBtu | FALSE | L | Annual | Constraint Shadow Price | US2022$/Ton | 0 | 0 | 0 | 0 | 0 | 0 | 0
UT Bonanza - NOX Cap Annual v6.21 | 895 | 7742 | Rate Constraint in MTons | FALSE | L | Annual | Seasons Included | Seasons | Winter, Spring, Summer, Fall | Winter, Spring, Summer, Fall | Winter, Spring, Summer, Fall | Winter, Spring, Summer, Fall | Winter, Spring, Summer, Fall | Winter, Spring, Summer, Fall | Winter, Spring, Summer, Fall
UT Bonanza - NOX Cap Annual v6.21 | 895 | 7742 | Rate Constraint in MTons | FALSE | L | Annual | Standard NOX | Thousand Tons | 5.7 | 3 | 3 | 3 | 3 | 3 | 3
UT Bonanza - NOX Cap Annual v6.21 | 895 | 7742 | Rate Constraint in MTons | FALSE | L | Annual | Emissions at Affected Plants NOX | Thousand Tons | 2.8974 | 3 | 3 | 3 | 3 | 2.1209 | 3
UT Bonanza - NOX Cap Annual v6.21 | 895 | 7742 | Rate Constraint in MTons | FALSE | L | Annual | Allowances Purchased NOX | Thousand Tons | 0 | 0 | 0 | 0 | 0 | 0 | 0
UT Bonanza - NOX Cap Annual v6.21 | 895 | 7742 | Rate Constraint in MTons | FALSE | L | Annual | Allowances Sold NOX | Thousand Tons | 0 | 0 | 0 | 0 | 0 | 0 | 0
UT Bonanza - NOX Cap Annual v6.21 | 895 | 7742 | Rate Constraint in MTons | FALSE | L | Annual | Allowances Banked | Thousand Tons | 0 | 0 | 0 | 0 | 0 | 0 | 0
UT Bonanza - NOX Cap Annual v6.21 | 895 | 7742 | Rate Constraint in MTons | FALSE | L | Annual | Allowances Withdrawn (1:1) | Thousand Tons | 0 | 0 | 0 | 0 | 0 | 0 | 0
UT Bonanza - NOX Cap Annual v6.21 | 895 | 7742 | Rate Constraint in MTons | FALSE | L | Annual | Allowances Withdrawn (1:n) | Thousand Tons | 0 | 0 | 0 | 0 | 0 | 0 | 0
UT Bonanza - NOX Cap Annual v6.21 | 895 | 7742 | Rate Constraint in MTons | FALSE | L | Annual | Total | Thousand Tons | 2.8974 | 3 | 3 | 3 | 3 | 2.1209 | 3
UT Bonanza - NOX Cap Annual v6.21 | 895 | 7742 | Rate Constraint in MTons | FALSE | L | Annual | Fuel Consumed | TBtu | 22 | 22.779 | 22.779 | 22.779 | 22.779 | 16.104 | 22.779
UT Bonanza - NOX Cap Annual v6.21 | 895 | 7742 | Rate Constraint in MTons | FALSE | L | Annual | Rate | lb/MMBtu | 0.2634 | 0.2634 | 0.2634 | 0.2634 | 0.2634 | 0.2634 | 0.2634
UT Bonanza - NOX Cap Annual v6.21 | 895 | 7742 | Rate Constraint in MTons | FALSE | L | Annual | Generation | TWh | 2.2037 | 2.2818 | 2.2818 | 2.2818 | 2.2818 | 1.6131 | 2.2818
UT Bonanza - NOX Cap Annual v6.21 | 895 | 7742 | Rate Constraint in MTons | FALSE | L | Annual | Qualifying Generation | TWh | 2.2037 | 2.2818 | 2.2818 | 2.2818 | 2.2818 | 1.6131 | 2.2818
UT Bonanza - NOX Cap Annual v6.21 | 895 | 7742 | Rate Constraint in MTons | FALSE | L | Annual | Rate | lb/MWh | 2.6295 | 2.6295 | 2.6295 | 2.6295 | 2.6295 | 2.6295 | 2.6295
UT Bonanza - NOX Cap Annual v6.21 | 895 | 7742 | Rate Constraint in MTons | FALSE | L | Annual | Constraint Shadow Price | US2022$/Ton | 0 | 2304.1257 | 6976.935 | 2887.4497 | 1300.0339 | 0 | 878.1509
UT Hg Rule - MER Removal Annual v.4.10 | 896 | 7363 | MACT Fuel Choice Floor in lbs/MMBtu | FALSE | L | Annual | Seasons Included | Seasons | Winter, Spring, Summer, Fall | Winter, Spring, Summer, Fall | Winter, Spring, Summer, Fall | Winter, Spring, Summer, Fall | Winter, Spring, Summer, Fall | Winter, Spring, Summer, Fall | Winter, Spring, Summer, Fall
UT Hg Rule - MER Removal Annual v.4.10 | 896 | 7363 | MACT Fuel Choice Floor in lbs/MMBtu | FALSE | L | Annual | Emission Floor MER | lbs/MMBtu | 6.5e-07 | 6.5e-07 | 6.5e-07 | 6.5e-07 | 6.5e-07 | 6.5e-07 | 6.5e-07
UT Hg Rule - MER Removal Annual v.4.10 | 896 | 7363 | MACT Fuel Choice Floor in lbs/MMBtu | FALSE | L | Annual | Emissions at Affected Plants MER | Lb | 41.5851 | 41.7429 | 41.57 | 40.2656 | 40.4912 | 39.6524 | 40.6496
UT Hg Rule - MER Removal Annual v.4.10 | 896 | 7363 | MACT Fuel Choice Floor in lbs/MMBtu | FALSE | L | Annual | Allowances Purchased MER | Lb | 0 | 0 | 0 | 0 | 0 | 0 | 0
UT Hg Rule - MER Removal Annual v.4.10 | 896 | 7363 | MACT Fuel Choice Floor in lbs/MMBtu | FALSE | L | Annual | Allowances Sold MER | Lb | 0 | 0 | 0 | 0 | 0 | 0 | 0
UT Hg Rule - MER Removal Annual v.4.10 | 896 | 7363 | MACT Fuel Choice Floor in lbs/MMBtu | FALSE | L | Annual | Allowances Banked | Lb | 0 | 0 | 0 | 0 | 0 | 0 | 0
UT Hg Rule - MER Removal Annual v.4.10 | 896 | 7363 | MACT Fuel Choice Floor in lbs/MMBtu | FALSE | L | Annual | Allowances Withdrawn (1:1) | Lb | 0 | 0 | 0 | 0 | 0 | 0 | 0
UT Hg Rule - MER Removal Annual v.4.10 | 896 | 7363 | MACT Fuel Choice Floor in lbs/MMBtu | FALSE | L | Annual | Allowances Withdrawn (1:n) | Lb | 0 | 0 | 0 | 0 | 0 | 0 | 0
UT Hg Rule - MER Removal Annual v.4.10 | 896 | 7363 | MACT Fuel Choice Floor in lbs/MMBtu | FALSE | L | Annual | Total | Lb | 41.5851 | 41.7429 | 41.57 | 40.2656 | 40.4912 | 39.6524 | 40.6496
UT Hg Rule - MER Removal Annual v.4.10 | 896 | 7363 | MACT Fuel Choice Floor in lbs/MMBtu | FALSE | L | Annual | Fuel Consumed | TBtu | 185.2073 | 185.9863 | 185.6652 | 183.243 | 183.6619 | 177.9397 | 181.9088
UT Hg Rule - MER Removal Annual v.4.10 | 896 | 7363 | MACT Fuel Choice Floor in lbs/MMBtu | FALSE | L | Annual | Rate | lbs/MMBtu | 2.2453e-07 | 2.2444e-07 | 2.239e-07 | 2.1974e-07 | 2.2047e-07 | 2.2284e-07 | 2.2346e-07
UT Hg Rule - MER Removal Annual v.4.10 | 896 | 7363 | MACT Fuel Choice Floor in lbs/MMBtu | FALSE | L | Annual | Generation | TWh | 18.0426 | 18.1207 | 18.0945 | 17.8973 | 17.9314 | 17.3404 | 17.7257
UT Hg Rule - MER Removal Annual v.4.10 | 896 | 7363 | MACT Fuel Choice Floor in lbs/MMBtu | FALSE | L | Annual | Qualifying Generation | TWh | 18.0426 | 18.1207 | 18.0945 | 17.8973 | 17.9314 | 17.3404 | 17.7257
UT Hg Rule - MER Removal Annual v.4.10 | 896 | 7363 | MACT Fuel Choice Floor in lbs/MMBtu | FALSE | L | Annual | Constraint Shadow Price | US2022$/Lb | 0 | 0 | 0 | 0 | 0 | 0 | 0
Virginia City Hybrid Unit 1 SO2 Rate v6.20 | 897 | 7676 | Rate Constraint in lbs/MMBtu | FALSE | L | Annual | Seasons Included | Seasons | Winter, Spring, Summer, Fall | Winter, Spring, Summer, Fall | Winter, Spring, Summer, Fall | Winter, Spring, Summer, Fall | Winter, Spring, Summer, Fall | Winter, Spring, Summer, Fall | Winter, Spring, Summer, Fall
Virginia City Hybrid Unit 1 SO2 Rate v6.20 | 897 | 7676 | Rate Constraint in lbs/MMBtu | FALSE | L | Annual | Standard SO2 | lb/MMBtu | 0.022 | 0.022 | 0.022 | 0.022 | 0.022 | 0.022 | 0.022
Virginia City Hybrid Unit 1 SO2 Rate v6.20 | 897 | 7676 | Rate Constraint in lbs/MMBtu | FALSE | L | Annual | Emissions at Affected Plants SO2 | Thousand Tons | 0.090016 | 0.090016 | 0.086867 | 0.090016 | 0.090016 | 0 | 0
Virginia City Hybrid Unit 1 SO2 Rate v6.20 | 897 | 7676 | Rate Constraint in lbs/MMBtu | FALSE | L | Annual | Allowances Purchased SO2 | Thousand Tons | 0 | 0 | 0 | 0 | 0 | 0 | 0
Virginia City Hybrid Unit 1 SO2 Rate v6.20 | 897 | 7676 | Rate Constraint in lbs/MMBtu | FALSE | L | Annual | Allowances Sold SO2 | Thousand Tons | 0 | 0 | 0 | 0 | 0 | 0 | 0
Virginia City Hybrid Unit 1 SO2 Rate v6.20 | 897 | 7676 | Rate Constraint in lbs/MMBtu | FALSE | L | Annual | Allowances Banked | Thousand Tons | 0 | 0 | 0 | 0 | 0 | 0 | 0
Virginia City Hybrid Unit 1 SO2 Rate v6.20 | 897 | 7676 | Rate Constraint in lbs/MMBtu | FALSE | L | Annual | Allowances Withdrawn (1:1) | Thousand Tons | 0 | 0 | 0 | 0 | 0 | 0 | 0
Virginia City Hybrid Unit 1 SO2 Rate v6.20 | 897 | 7676 | Rate Constraint in lbs/MMBtu | FALSE | L | Annual | Allowances Withdrawn (1:n) | Thousand Tons | 0 | 0 | 0 | 0 | 0 | 0 | 0
Virginia City Hybrid Unit 1 SO2 Rate v6.20 | 897 | 7676 | Rate Constraint in lbs/MMBtu | FALSE | L | Annual | Total | Thousand Tons | 0.090016 | 0.090016 | 0.086867 | 0.090016 | 0.090016 | 0 | 0
Virginia City Hybrid Unit 1 SO2 Rate v6.20 | 897 | 7676 | Rate Constraint in lbs/MMBtu | FALSE | L | Annual | Fuel Consumed | TBtu | 20.4583 | 20.4583 | 19.7426 | 20.4583 | 20.4583 | 0 | 0
Virginia City Hybrid Unit 1 SO2 Rate v6.20 | 897 | 7676 | Rate Constraint in lbs/MMBtu | FALSE | L | Annual | Rate | lb/MMBtu | 0.0088 | 0.0088 | 0.0088 | 0.0088 | 0.0088 | 0 | 0
Virginia City Hybrid Unit 1 SO2 Rate v6.20 | 897 | 7676 | Rate Constraint in lbs/MMBtu | FALSE | L | Annual | Generation | TWh | 2.0576 | 2.0576 | 1.9856 | 2.0576 | 2.0576 | 0 | 0
Virginia City Hybrid Unit 1 SO2 Rate v6.20 | 897 | 7676 | Rate Constraint in lbs/MMBtu | FALSE | L | Annual | Qualifying Generation | TWh | 2.0576 | 2.0576 | 1.9856 | 2.0576 | 2.0576 | 0 | 0
Virginia City Hybrid Unit 1 SO2 Rate v6.20 | 897 | 7676 | Rate Constraint in lbs/MMBtu | FALSE | L | Annual | Rate | lb/MWh | 0.087498 | 0.087498 | 0.087498 | 0.087498 | 0.087498 | 0 | 0
Virginia City Hybrid Unit 1 SO2 Rate v6.20 | 897 | 7676 | Rate Constraint in lbs/MMBtu | FALSE | L | Annual | Constraint Shadow Price | US2022$/Ton | 0 | 0 | 0 | 0 | 0 | 0 | 0
Virginia City Hybrid Unit 2 SO2 Rate v6.20 | 898 | 7677 | Rate Constraint in lbs/MMBtu | FALSE | L | Annual | Seasons Included | Seasons | Winter, Spring, Summer, Fall | Winter, Spring, Summer, Fall | Winter, Spring, Summer, Fall | Winter, Spring, Summer, Fall | Winter, Spring, Summer, Fall | Winter, Spring, Summer, Fall | Winter, Spring, Summer, Fall
Virginia City Hybrid Unit 2 SO2 Rate v6.20 | 898 | 7677 | Rate Constraint in lbs/MMBtu | FALSE | L | Annual | Standard SO2 | lb/MMBtu | 0.022 | 0.022 | 0.022 | 0.022 | 0.022 | 0.022 | 0.022
Virginia City Hybrid Unit 2 SO2 Rate v6.20 | 898 | 7677 | Rate Constraint in lbs/MMBtu | FALSE | L | Annual | Emissions at Affected Plants SO2 | Thousand Tons | 0 | 0 | 0 | 0 | 0 | 0 | 0
Virginia City Hybrid Unit 2 SO2 Rate v6.20 | 898 | 7677 | Rate Constraint in lbs/MMBtu | FALSE | L | Annual | Allowances Purchased SO2 | Thousand Tons | 0 | 0 | 0 | 0 | 0 | 0 | 0
Virginia City Hybrid Unit 2 SO2 Rate v6.20 | 898 | 7677 | Rate Constraint in lbs/MMBtu | FALSE | L | Annual | Allowances Sold SO2 | Thousand Tons | 0 | 0 | 0 | 0 | 0 | 0 | 0
Virginia City Hybrid Unit 2 SO2 Rate v6.20 | 898 | 7677 | Rate Constraint in lbs/MMBtu | FALSE | L | Annual | Allowances Banked | Thousand Tons | 0 | 0 | 0 | 0 | 0 | 0 | 0
Virginia City Hybrid Unit 2 SO2 Rate v6.20 | 898 | 7677 | Rate Constraint in lbs/MMBtu | FALSE | L | Annual | Allowances Withdrawn (1:1) | Thousand Tons | 0 | 0 | 0 | 0 | 0 | 0 | 0
Virginia City Hybrid Unit 2 SO2 Rate v6.20 | 898 | 7677 | Rate Constraint in lbs/MMBtu | FALSE | L | Annual | Allowances Withdrawn (1:n) | Thousand Tons | 0 | 0 | 0 | 0 | 0 | 0 | 0
Virginia City Hybrid Unit 2 SO2 Rate v6.20 | 898 | 7677 | Rate Constraint in lbs/MMBtu | FALSE | L | Annual | Total | Thousand Tons | 0 | 0 | 0 | 0 | 0 | 0 | 0
Virginia City Hybrid Unit 2 SO2 Rate v6.20 | 898 | 7677 | Rate Constraint in lbs/MMBtu | FALSE | L | Annual | Fuel Consumed | TBtu | 0 | 0 | 0 | 0 | 0 | 0 | 0
Virginia City Hybrid Unit 2 SO2 Rate v6.20 | 898 | 7677 | Rate Constraint in lbs/MMBtu | FALSE | L | Annual | Rate | lb/MMBtu | 0 | 0 | 0 | 0 | 0 | 0 | 0
Virginia City Hybrid Unit 2 SO2 Rate v6.20 | 898 | 7677 | Rate Constraint in lbs/MMBtu | FALSE | L | Annual | Generation | TWh | 0 | 0 | 0 | 0 | 0 | 0 | 0
Virginia City Hybrid Unit 2 SO2 Rate v6.20 | 898 | 7677 | Rate Constraint in lbs/MMBtu | FALSE | L | Annual | Qualifying Generation | TWh | 0 | 0 | 0 | 0 | 0 | 0 | 0
Virginia City Hybrid Unit 2 SO2 Rate v6.20 | 898 | 7677 | Rate Constraint in lbs/MMBtu | FALSE | L | Annual | Rate | lb/MWh | 0 | 0 | 0 | 0 | 0 | 0 | 0
Virginia City Hybrid Unit 2 SO2 Rate v6.20 | 898 | 7677 | Rate Constraint in lbs/MMBtu | FALSE | L | Annual | Constraint Shadow Price | US2022$/Ton | 0 | 0 | 0 | 0 | 0 | 0 | 0
WA - CO2 Cap Annual v6.21 | 899 | 7942 | Rate Constraint in MTons | FALSE | L | Annual | Seasons Included | Seasons | Winter, Spring, Summer, Fall | Winter, Spring, Summer, Fall | Winter, Spring, Summer, Fall | Winter, Spring, Summer, Fall | Winter, Spring, Summer, Fall | Winter, Spring, Summer, Fall | Winter, Spring, Summer, Fall
WA - CO2 Cap Annual v6.21 | 899 | 7942 | Rate Constraint in MTons | FALSE | L | Annual | Standard CO2 | Thousand Tons | 50548.8002 | 43440.3751 | 33567.5626 | 23694.7501 | 13821.9375 | 3949.125 | 3949.125
WA - CO2 Cap Annual v6.21 | 899 | 7942 | Rate Constraint in MTons | FALSE | L | Annual | Emissions at Affected Plants CO2 | Thousand Tons | 11536.1694 | 8155.8393 | 9614.6705 | 6130.973 | 6130.9794 | 3949.125 | 3949.125
WA - CO2 Cap Annual v6.21 | 899 | 7942 | Rate Constraint in MTons | FALSE | L | Annual | Allowances Purchased CO2 | Thousand Tons | 0 | 0 | 0 | 0 | 0 | 0 | 0
WA - CO2 Cap Annual v6.21 | 899 | 7942 | Rate Constraint in MTons | FALSE | L | Annual | Allowances Sold CO2 | Thousand Tons | 0 | 0 | 0 | 0 | 0 | 0 | 0
WA - CO2 Cap Annual v6.21 | 899 | 7942 | Rate Constraint in MTons | FALSE | L | Annual | Allowances Banked | Thousand Tons | 0 | 0 | 0 | 0 | 0 | 0 | 0
WA - CO2 Cap Annual v6.21 | 899 | 7942 | Rate Constraint in MTons | FALSE | L | Annual | Allowances Withdrawn (1:1) | Thousand Tons | 0 | 0 | 0 | 0 | 0 | 0 | 0
WA - CO2 Cap Annual v6.21 | 899 | 7942 | Rate Constraint in MTons | FALSE | L | Annual | Allowances Withdrawn (1:n) | Thousand Tons | 0 | 0 | 0 | 0 | 0 | 0 | 0
WA - CO2 Cap Annual v6.21 | 899 | 7942 | Rate Constraint in MTons | FALSE | L | Annual | Total | Thousand Tons | 11536.1694 | 8155.8393 | 9614.6705 | 6130.973 | 6130.9794 | 3949.125 | 3949.125
WA - CO2 Cap Annual v6.21 | 899 | 7942 | Rate Constraint in MTons | FALSE | L | Annual | Fuel Consumed | TBtu | 186.6765 | 125.0625 | 152.1736 | 92.9456 | 93.3961 | 66.1835 | 67.6504
WA - CO2 Cap Annual v6.21 | 899 | 7942 | Rate Constraint in MTons | FALSE | L | Annual | Rate | lb/MMBtu | 123.5953 | 130.4282 | 126.3645 | 131.9261 | 131.2899 | 119.3387 | 116.7509
WA - CO2 Cap Annual v6.21 | 899 | 7942 | Rate Constraint in MTons | FALSE | L | Annual | Generation | TWh | 26.3263 | 16.0953 | 20.3027 | 12.0423 | 12.1314 | 8.4717 | 8.6746
WA - CO2 Cap Annual v6.21 | 899 | 7942 | Rate Constraint in MTons | FALSE | L | Annual | Qualifying Generation | TWh | 23.7714 | 16.0774 | 19.7559 | 12.0423 | 12.1314 | 8.4717 | 8.6746
WA - CO2 Cap Annual v6.21 | 899 | 7942 | Rate Constraint in MTons | FALSE | L | Annual | Rate | lb/MWh | 970.5932 | 1014.573 | 973.3478 | 1018.2363 | 1010.7588 | 932.3069 | 910.5083
WA - CO2 Cap Annual v6.21 | 899 | 7942 | Rate Constraint in MTons | FALSE | L | Annual | Constraint Shadow Price | US2022$/Ton | 0 | 0 | 0 | 0 | 0 | 3.4231 | 7.8734
WA - CO2 Penalty Annual v5.13 | 900 | 7357 | Rate Constraint in MTons | FALSE | L | Annual | Seasons Included | Seasons | Winter, Spring, Summer, Fall | Winter, Spring, Summer, Fall | Winter, Spring, Summer, Fall | Winter, Spring, Summer, Fall | Winter, Spring, Summer, Fall | Winter, Spring, Summer, Fall | Winter, Spring, Summer, Fall
WA - CO2 Penalty Annual v5.13 | 900 | 7357 | Rate Constraint in MTons | FALSE | L | Annual | Standard CO2 | Thousand Tons | 0 | 0 | 0 | 0 | 0 | 0 | 0
WA - CO2 Penalty Annual v5.13 | 900 | 7357 | Rate Constraint in MTons | FALSE | L | Annual | Emissions at Affected Plants CO2 | Thousand Tons | 6083.7253 | 2610.8022 | 2997.8989 | 1854.4623 | 1905.7175 | 1144.4921 | 1250.3153
WA - CO2 Penalty Annual v5.13 | 900 | 7357 | Rate Constraint in MTons | FALSE | L | Annual | Allowances Purchased CO2 | Thousand Tons | -6083.7253 | -2610.8022 | -2997.8989 | -1854.4623 | -1905.7175 | -1144.4921 | -1250.3153
WA - CO2 Penalty Annual v5.13 | 900 | 7357 | Rate Constraint in MTons | FALSE | L | Annual | Allowances Sold CO2 | Thousand Tons | 0 | 0 | 0 | 0 | 0 | 0 | 0
WA - CO2 Penalty Annual v5.13 | 900 | 7357 | Rate Constraint in MTons | FALSE | L | Annual | Allowances Banked | Thousand Tons | 0 | 0 | 0 | 0 | 0 | 0 | 0
WA - CO2 Penalty Annual v5.13 | 900 | 7357 | Rate Constraint in MTons | FALSE | L | Annual | Allowances Withdrawn (1:1) | Thousand Tons | 0 | 0 | 0 | 0 | 0 | 0 | 0
WA - CO2 Penalty Annual v5.13 | 900 | 7357 | Rate Constraint in MTons | FALSE | L | Annual | Allowances Withdrawn (1:n) | Thousand Tons | 0 | 0 | 0 | 0 | 0 | 0 | 0
WA - CO2 Penalty Annual v5.13 | 900 | 7357 | Rate Constraint in MTons | FALSE | L | Annual | Total | Thousand Tons | 2.3373e-06 | 1.1656e-06 | 3.692e-07 | -1.1158e-07 | 5.8129e-07 | 9.888e-08 | 2.9824e-07
WA - CO2 Penalty Annual v5.13 | 900 | 7357 | Rate Constraint in MTons | FALSE | L | Annual | Fuel Consumed | TBtu | 103.7868 | 44.5385 | 51.1644 | 31.6785 | 32.5541 | 19.5506 | 21.3641
WA - CO2 Penalty Annual v5.13 | 900 | 7357 | Rate Constraint in MTons | FALSE | L | Annual | Rate | lb/MMBtu | 117.2351 | 117.2381 | 117.187 | 117.08 | 117.08 | 117.08 | 117.0482
WA - CO2 Penalty Annual v5.13 | 900 | 7357 | Rate Constraint in MTons | FALSE | L | Annual | Generation | TWh | 14.2516 | 6.084 | 6.906 | 4.259 | 4.3732 | 2.6532 | 2.8944
WA - CO2 Penalty Annual v5.13 | 900 | 7357 | Rate Constraint in MTons | FALSE | L | Annual | Qualifying Generation | TWh | 14.2516 | 6.084 | 6.906 | 4.259 | 4.3732 | 2.6532 | 2.8944
WA - CO2 Penalty Annual v5.13 | 900 | 7357 | Rate Constraint in MTons | FALSE | L | Annual | Rate | lb/MWh | 853.7576 | 858.2527 | 868.1958 | 870.8398 | 871.5519 | 862.7418 | 863.945
WA - CO2 Penalty Annual v5.13 | 900 | 7357 | Rate Constraint in MTons | FALSE | L | Annual | Constraint Shadow Price | US2022$/Ton | 2.1892 | 2.1891 | 2.1888 | 2.1889 | 2.1888 | 2.1891 | 2.1889
WA - CO2 Rate Limit (New Advanced Coal with CCS) | 901 | 7364 | Rate Constraint in lbs/MWh | FALSE | L | Annual | Seasons Included | Seasons | Winter, Spring, Summer, Fall | Winter, Spring, Summer, Fall | Winter, Spring, Summer, Fall | Winter, Spring, Summer, Fall | Winter, Spring, Summer, Fall | Winter, Spring, Summer, Fall | Winter, Spring, Summer, Fall
WA - CO2 Rate Limit (New Advanced Coal with CCS) | 901 | 7364 | Rate Constraint in lbs/MWh | FALSE | L | Annual | Standard CO2 | lb/MWh | 970 | 970 | 970 | 970 | 970 | 970 | 970
WA - CO2 Rate Limit (New Advanced Coal with CCS) | 901 | 7364 | Rate Constraint in lbs/MWh | FALSE | L | Annual | Emissions at Affected Plants CO2 | Thousand Tons | 0 | 0 | 0 | 0 | 0 | 0 | 0
WA - CO2 Rate Limit (New Advanced Coal with CCS) | 901 | 7364 | Rate Constraint in lbs/MWh | FALSE | L | Annual | Allowances Purchased CO2 | Thousand Tons | 0 | 0 | 0 | 0 | 0 | 0 | 0
WA - CO2 Rate Limit (New Advanced Coal with CCS) | 901 | 7364 | Rate Constraint in lbs/MWh | FALSE | L | Annual | Allowances Sold CO2 | Thousand Tons | 0 | 0 | 0 | 0 | 0 | 0 | 0
WA - CO2 Rate Limit (New Advanced Coal with CCS) | 901 | 7364 | Rate Constraint in lbs/MWh | FALSE | L | Annual | Allowances Banked | Thousand Tons | 0 | 0 | 0 | 0 | 0 | 0 | 0
WA - CO2 Rate Limit (New Advanced Coal with CCS) | 901 | 7364 | Rate Constraint in lbs/MWh | FALSE | L | Annual | Allowances Withdrawn (1:1) | Thousand Tons | 0 | 0 | 0 | 0 | 0 | 0 | 0
WA - CO2 Rate Limit (New Advanced Coal with CCS) | 901 | 7364 | Rate Constraint in lbs/MWh | FALSE | L | Annual | Allowances Withdrawn (1:n) | Thousand Tons | 0 | 0 | 0 | 0 | 0 | 0 | 0
WA - CO2 Rate Limit (New Advanced Coal with CCS) | 901 | 7364 | Rate Constraint in lbs/MWh | FALSE | L | Annual | Total | Thousand Tons | 0 | 0 | 0 | 0 | 0 | 0 | 0
WA - CO2 Rate Limit (New Advanced Coal with CCS) | 901 | 7364 | Rate Constraint in lbs/MWh | FALSE | L | Annual | Fuel Consumed | TBtu | 0 | 0 | 0 | 0 | 0 | 0 | 0
WA - CO2 Rate Limit (New Advanced Coal with CCS) | 901 | 7364 | Rate Constraint in lbs/MWh | FALSE | L | Annual | Rate | lb/MMBtu | 0 | 0 | 0 | 0 | 0 | 0 | 0
WA - CO2 Rate Limit (New Advanced Coal with CCS) | 901 | 7364 | Rate Constraint in lbs/MWh | FALSE | L | Annual | Generation | TWh | 0 | 0 | 0 | 0 | 0 | 0 | 0
WA - CO2 Rate Limit (New Advanced Coal with CCS) | 901 | 7364 | Rate Constraint in lbs/MWh | FALSE | L | Annual | Qualifying Generation | TWh | 0 | 0 | 0 | 0 | 0 | 0 | 0
WA - CO2 Rate Limit (New Advanced Coal with CCS) | 901 | 7364 | Rate Constraint in lbs/MWh | FALSE | L | Annual | Constraint Shadow Price | US2022$/Ton | 0 | 0 | 0 | 0 | 0 | 0 | 0
WA-CO2 Rate Limit(New Advanced Coal without CCS) | 902 | 7557 | Rate Constraint in lbs/MWh | FALSE | L | Annual | Seasons Included | Seasons | Winter, Spring, Summer, Fall | Winter, Spring, Summer, Fall | Winter, Spring, Summer, Fall | Winter, Spring, Summer, Fall | Winter, Spring, Summer, Fall | Winter, Spring, Summer, Fall | Winter, Spring, Summer, Fall
WA-CO2 Rate Limit(New Advanced Coal without CCS) | 902 | 7557 | Rate Constraint in lbs/MWh | FALSE | L | Annual | Standard CO2 | lb/MWh | 970 | 970 | 970 | 970 | 970 | 970 | 970
WA-CO2 Rate Limit(New Advanced Coal without CCS) | 902 | 7557 | Rate Constraint in lbs/MWh | FALSE | L | Annual | Emissions at Affected Plants CO2 | Thousand Tons | 0 | 0 | 0 | 0 | 0 | 0 | 0
WA-CO2 Rate Limit(New Advanced Coal without CCS) | 902 | 7557 | Rate Constraint in lbs/MWh | FALSE | L | Annual | Allowances Purchased CO2 | Thousand Tons | 0 | 0 | 0 | 0 | 0 | 0 | 0
WA-CO2 Rate Limit(New Advanced Coal without CCS) | 902 | 7557 | Rate Constraint in lbs/MWh | FALSE | L | Annual | Allowances Sold CO2 | Thousand Tons | 0 | 0 | 0 | 0 | 0 | 0 | 0
WA-CO2 Rate Limit(New Advanced Coal without CCS) | 902 | 7557 | Rate Constraint in lbs/MWh | FALSE | L | Annual | Allowances Banked | Thousand Tons | 0 | 0 | 0 | 0 | 0 | 0 | 0
WA-CO2 Rate Limit(New Advanced Coal without CCS) | 902 | 7557 | Rate Constraint in lbs/MWh | FALSE | L | Annual | Allowances Withdrawn (1:1) | Thousand Tons | 0 | 0 | 0 | 0 | 0 | 0 | 0
WA-CO2 Rate Limit(New Advanced Coal without CCS) | 902 | 7557 | Rate Constraint in lbs/MWh | FALSE | L | Annual | Allowances Withdrawn (1:n) | Thousand Tons | 0 | 0 | 0 | 0 | 0 | 0 | 0
WA-CO2 Rate Limit(New Advanced Coal without CCS) | 902 | 7557 | Rate Constraint in lbs/MWh | FALSE | L | Annual | Total | Thousand Tons | 0 | 0 | 0 | 0 | 0 | 0 | 0
WA-CO2 Rate Limit(New Advanced Coal without CCS) | 902 | 7557 | Rate Constraint in lbs/MWh | FALSE | L | Annual | Fuel Consumed | TBtu | 0 | 0 | 0 | 0 | 0 | 0 | 0
WA-CO2 Rate Limit(New Advanced Coal without CCS) | 902 | 7557 | Rate Constraint in lbs/MWh | FALSE | L | Annual | Rate | lb/MMBtu | 0 | 0 | 0 | 0 | 0 | 0 | 0
WA-CO2 Rate Limit(New Advanced Coal without CCS) | 902 | 7557 | Rate Constraint in lbs/MWh | FALSE | L | Annual | Generation | TWh | 0 | 0 | 0 | 0 | 0 | 0 | 0
WA-CO2 Rate Limit(New Advanced Coal without CCS) | 902 | 7557 | Rate Constraint in lbs/MWh | FALSE | L | Annual | Qualifying Generation | TWh | 0 | 0 | 0 | 0 | 0 | 0 | 0
WA-CO2 Rate Limit(New Advanced Coal without CCS) | 902 | 7557 | Rate Constraint in lbs/MWh | FALSE | L | Annual | Constraint Shadow Price | US2022$/Ton | 0 | 110.733 | 157.1751 | 0 | 0 | 0 | 0
WI CC NGas NOx Annual Rate v3.1 | 903 | 7368 | Rate Constraint in lbs/MMBtu | FALSE | L | Annual | Seasons Included | Seasons | Winter, Spring, Summer, Fall | Winter, Spring, Summer, Fall | Winter, Spring, Summer, Fall | Winter, Spring, Summer, Fall | Winter, Spring, Summer, Fall | Winter, Spring, Summer, Fall | Winter, Spring, Summer, Fall
WI CC NGas NOx Annual Rate v3.1 | 903 | 7368 | Rate Constraint in lbs/MMBtu | FALSE | L | Annual | Standard NOX | lb/MMBtu | 0.04 | 0.04 | 0.04 | 0.04 | 0.04 | 0.04 | 0.04
WI CC NGas NOx Annual Rate v3.1 | 903 | 7368 | Rate Constraint in lbs/MMBtu | FALSE | L | Annual | Emissions at Affected Plants NOX | Thousand Tons | 0.30134 | 0.57548 | 1.6281 | 1.3995 | 0.66322 | 0.37345 | 0.40594
WI CC NGas NOx Annual Rate v3.1 | 903 | 7368 | Rate Constraint in lbs/MMBtu | FALSE | L | Annual | Allowances Purchased NOX | Thousand Tons | 0 | 0 | 0 | 0 | 0 | 0 | 0
WI CC NGas NOx Annual Rate v3.1 | 903 | 7368 | Rate Constraint in lbs/MMBtu | FALSE | L | Annual | Allowances Sold NOX | Thousand Tons | 0 | 0 | 0 | 0 | 0 | 0 | 0
WI CC NGas NOx Annual Rate v3.1 | 903 | 7368 | Rate Constraint in lbs/MMBtu | FALSE | L | Annual | Allowances Banked | Thousand Tons | 0 | 0 | 0 | 0 | 0 | 0 | 0
WI CC NGas NOx Annual Rate v3.1 | 903 | 7368 | Rate Constraint in lbs/MMBtu | FALSE | L | Annual | Allowances Withdrawn (1:1) | Thousand Tons | 0 | 0 | 0 | 0 | 0 | 0 | 0
WI CC NGas NOx Annual Rate v3.1 | 903 | 7368 | Rate Constraint in lbs/MMBtu | FALSE | L | Annual | Allowances Withdrawn (1:n) | Thousand Tons | 0 | 0 | 0 | 0 | 0 | 0 | 0
WI CC NGas NOx Annual Rate v3.1 | 903 | 7368 | Rate Constraint in lbs/MMBtu | FALSE | L | Annual | Total | Thousand Tons | 0.30134 | 0.57548 | 1.6281 | 1.3995 | 0.66322 | 0.37345 | 0.40594
WI CC NGas NOx Annual Rate v3.1 | 903 | 7368 | Rate Constraint in lbs/MMBtu | FALSE | L | Annual | Fuel Consumed | TBtu | 62.2301 | 112.1601 | 302.0185 | 255.9008 | 121.0457 | 68.0843 | 74.2682
WI CC NGas NOx Annual Rate v3.1 | 903 | 7368 | Rate Constraint in lbs/MMBtu | FALSE | L | Annual | Rate | lb/MMBtu | 0.0096847 | 0.010262 | 0.010781 | 0.010938 | 0.010958 | 0.01097 | 0.010932
WI CC NGas NOx Annual Rate v3.1 | 903 | 7368 | Rate Constraint in lbs/MMBtu | FALSE | L | Annual | Generation | TWh | 8.827 | 17.1676 | 49.2699 | 42.5132 | 20.1607 | 11.3475 | 12.332
WI CC NGas NOx Annual Rate v3.1 | 903 | 7368 | Rate Constraint in lbs/MMBtu | FALSE | L | Annual | Qualifying Generation | TWh | 8.827 | 16.8349 | 47.5697 | 40.8699 | 19.3699 | 10.9006 | 11.8567
WI CC NGas NOx Annual Rate v3.1 | 903 | 7368 | Rate Constraint in lbs/MMBtu | FALSE | L | Annual | Rate | lb/MWh | 0.068277 | 0.068368 | 0.06845 | 0.068484 | 0.068479 | 0.068518 | 0.068475
WI CC NGas NOx Annual Rate v3.1 | 903 | 7368 | Rate Constraint in lbs/MMBtu | FALSE | L | Annual | Constraint Shadow Price | US2022$/Ton | 0 | 0 | 0 | 0 | 0 | 0 | 0
WI CoalUnits1 NOx Annual Rate v3.1 | 904 | 7365 | Rate Constraint in lbs/MMBtu | FALSE | L | Annual | Seasons Included | Seasons | Winter, Spring, Summer, Fall | Winter, Spring, Summer, Fall | Winter, Spring, Summer, Fall | Winter, Spring, Summer, Fall | Winter, Spring, Summer, Fall | Winter, Spring, Summer, Fall | Winter, Spring, Summer, Fall
WI CoalUnits1 NOx Annual Rate v3.1 | 904 | 7365 | Rate Constraint in lbs/MMBtu | FALSE | L | Annual | Standard NOX | lb/MMBtu | 0.1 | 0.1 | 0.1 | 0.1 | 0.1 | 0.1 | 0.1
WI CoalUnits1 NOx Annual Rate v3.1 | 904 | 7365 | Rate Constraint in lbs/MMBtu | FALSE | L | Annual | Emissions at Affected Plants NOX | Thousand Tons | 2.4496 | 2.7555 | 0.021432 | 0.021432 | 0.021432 | 0.02007 | 0.02007
WI CoalUnits1 NOx Annual Rate v3.1 | 904 | 7365 | Rate Constraint in lbs/MMBtu | FALSE | L | Annual | Allowances Purchased NOX | Thousand Tons | 0 | 0 | 0 | 0 | 0 | 0 | 0
WI CoalUnits1 NOx Annual Rate v3.1 | 904 | 7365 | Rate Constraint in lbs/MMBtu | FALSE | L | Annual | Allowances Sold NOX | Thousand Tons | 0 | 0 | 0 | 0 | 0 | 0 | 0
WI CoalUnits1 NOx Annual Rate v3.1 | 904 | 7365 | Rate Constraint in lbs/MMBtu | FALSE | L | Annual | Allowances Banked | Thousand Tons | 0 | 0 | 0 | 0 | 0 | 0 | 0
WI CoalUnits1 NOx Annual Rate v3.1 | 904 | 7365 | Rate Constraint in lbs/MMBtu | FALSE | L | Annual | Allowances Withdrawn (1:1) | Thousand Tons | 0 | 0 | 0 | 0 | 0 | 0 | 0
WI CoalUnits1 NOx Annual Rate v3.1 | 904 | 7365 | Rate Constraint in lbs/MMBtu | FALSE | L | Annual | Allowances Withdrawn (1:n) | Thousand Tons | 0 | 0 | 0 | 0 | 0 | 0 | 0
WI CoalUnits1 NOx Annual Rate v3.1 | 904 | 7365 | Rate Constraint in lbs/MMBtu | FALSE | L | Annual | Total | Thousand Tons | 2.4496 | 2.7555 | 0.021432 | 0.021432 | 0.021432 | 0.02007 | 0.02007
WI CoalUnits1 NOx Annual Rate v3.1 | 904 | 7365 | Rate Constraint in lbs/MMBtu | FALSE | L | Annual | Fuel Consumed | TBtu | 78.0019 | 87.7368 | 0.68858 | 0.68858 | 0.68858 | 0.64482 | 0.64482
WI CoalUnits1 NOx Annual Rate v3.1 | 904 | 7365 | Rate Constraint in lbs/MMBtu | FALSE | L | Annual | Rate | lb/MMBtu | 0.062809 | 0.062814 | 0.06225 | 0.06225 | 0.06225 | 0.06225 | 0.06225
WI CoalUnits1 NOx Annual Rate v3.1 | 904 | 7365 | Rate Constraint in lbs/MMBtu | FALSE | L | Annual | Generation | TWh | 7.8088 | 8.7831 | 0.069213 | 0.069213 | 0.069213 | 0.064815 | 0.064815
WI CoalUnits1 NOx Annual Rate v3.1 | 904 | 7365 | Rate Constraint in lbs/MMBtu | FALSE | L | Annual | Qualifying Generation | TWh | 7.8088 | 8.7831 | 0.069213 | 0.069213 | 0.069213 | 0.064815 | 0.064815
WI CoalUnits1 NOx Annual Rate v3.1 | 904 | 7365 | Rate Constraint in lbs/MMBtu | FALSE | L | Annual | Rate | lb/MWh | 0.6274 | 0.62746 | 0.61931 | 0.61931 | 0.61931 | 0.61931 | 0.61931
WI CoalUnits1 NOx Annual Rate v3.1 | 904 | 7365 | Rate Constraint in lbs/MMBtu | FALSE | L | Annual | Constraint Shadow Price | US2022$/Ton | 0 | 0 | 0 | 0 | 0 | 0 | 0
WI CT DFO NOx Annual Rate v3.1 | 905 | 7367 | Rate Constraint in lbs/MMBtu | FALSE | L | Annual | Seasons Included | Seasons | Winter, Spring, Summer, Fall | Winter, Spring, Summer, Fall | Winter, Spring, Summer, Fall | Winter, Spring, Summer, Fall | Winter, Spring, Summer, Fall | Winter, Spring, Summer, Fall | Winter, Spring, Summer, Fall
WI CT DFO NOx Annual Rate v3.1 | 905 | 7367 | Rate Constraint in lbs/MMBtu | FALSE | L | Annual | Standard NOX | lb/MMBtu | 0.41 | 0.41 | 0.41 | 0.41 | 0.41 | 0.41 | 0.41
WI CT DFO NOx Annual Rate v3.1 | 905 | 7367 | Rate Constraint in lbs/MMBtu | FALSE | L | Annual | Emissions at Affected Plants NOX | Thousand Tons | 0 | 0 | 0 | 0 | 0 | 0 | 0
WI CT DFO NOx Annual Rate v3.1 | 905 | 7367 | Rate Constraint in lbs/MMBtu | FALSE | L | Annual | Allowances Purchased NOX | Thousand Tons | 0 | 0 | 0 | 0 | 0 | 0 | 0
WI CT DFO NOx Annual Rate v3.1 | 905 | 7367 | Rate Constraint in lbs/MMBtu | FALSE | L | Annual | Allowances Sold NOX | Thousand Tons | 0 | 0 | 0 | 0 | 0 | 0 | 0
WI CT DFO NOx Annual Rate v3.1 | 905 | 7367 | Rate Constraint in lbs/MMBtu | FALSE | L | Annual | Allowances Banked | Thousand Tons | 0 | 0 | 0 | 0 | 0 | 0 | 0
WI CT DFO NOx Annual Rate v3.1 | 905 | 7367 | Rate Constraint in lbs/MMBtu | FALSE | L | Annual | Allowances Withdrawn (1:1) | Thousand Tons | 0 | 0 | 0 | 0 | 0 | 0 | 0
WI CT DFO NOx Annual Rate v3.1 | 905 | 7367 | Rate Constraint in lbs/MMBtu | FALSE | L | Annual | Allowances Withdrawn (1:n) | Thousand Tons | 0 | 0 | 0 | 0 | 0 | 0 | 0
WI CT DFO NOx Annual Rate v3.1 | 905 | 7367 | Rate Constraint in lbs/MMBtu | FALSE | L | Annual | Total | Thousand Tons | 0 | 0 | 0 | 0 | 0 | 0 | 0
WI CT DFO NOx Annual Rate v3.1 | 905 | 7367 | Rate Constraint in lbs/MMBtu | FALSE | L | Annual | Fuel Consumed | TBtu | 0 | 0 | 0 | 0 | 0 | 0 | 0
WI CT DFO NOx Annual Rate v3.1 | 905 | 7367 | Rate Constraint in lbs/MMBtu | FALSE | L | Annual | Rate | lb/MMBtu | 0 | 0 | 0 | 0 | 0 | 0 | 0
WI CT DFO NOx Annual Rate v3.1 | 905 | 7367 | Rate Constraint in lbs/MMBtu | FALSE | L | Annual | Generation | TWh | 0 | 0 | 0 | 0 | 0 | 0 | 0
WI CT DFO NOx Annual Rate v3.1 | 905 | 7367 | Rate Constraint in lbs/MMBtu | FALSE | L | Annual | Qualifying Generation | TWh | 0 | 0 | 0 | 0 | 0 | 0 | 0
WI CT DFO NOx Annual Rate v3.1 | 905 | 7367 | Rate Constraint in lbs/MMBtu | FALSE | L | Annual | Rate | lb/MWh | 0 | 0 | 0 | 0 | 0 | 0 | 0
WI CT DFO NOx Annual Rate v3.1 | 905 | 7367 | Rate Constraint in lbs/MMBtu | FALSE | L | Annual | Constraint Shadow Price | US2022$/Ton | 0 | 0 | 0 | 0 | 0 | 0 | 0
WI CT NGas NOx Annual Rate v3.1 | 906 | 7366 | Rate Constraint in lbs/MMBtu | FALSE | L | Annual | Seasons Included | Seasons | Winter, Spring, Summer, Fall | Winter, Spring, Summer, Fall | Winter, Spring, Summer, Fall | Winter, Spring, Summer, Fall | Winter, Spring, Summer, Fall | Winter, Spring, Summer, Fall | Winter, Spring, Summer, Fall
WI CT NGas NOx Annual Rate v3.1 | 906 | 7366 | Rate Constraint in lbs/MMBtu | FALSE | L | Annual | Standard NOX | lb/MMBtu | 0.11 | 0.11 | 0.11 | 0.11 | 0.11 | 0.11 | 0.11
WI CT NGas NOx Annual Rate v3.1 | 906 | 7366 | Rate Constraint in lbs/MMBtu | FALSE | L | Annual | Emissions at Affected Plants NOX | Thousand Tons | 0.13807 | 0.10067 | 0.031074 | 0.0077148 | 0.0050188 | 0.0041291 | 0.0026533
WI CT NGas NOx Annual Rate v3.1 | 906 | 7366 | Rate Constraint in lbs/MMBtu | FALSE | L | Annual | Allowances Purchased NOX | Thousand Tons | 0 | 0 | 0 | 0 | 0 | 0 | 0
WI CT NGas NOx Annual Rate v3.1 | 906 | 7366 | Rate Constraint in lbs/MMBtu | FALSE | L | Annual | Allowances Sold NOX | Thousand Tons | 0 | 0 | 0 | 0 | 0 | 0 | 0
WI CT NGas NOx Annual Rate v3.1 | 906 | 7366 | Rate Constraint in lbs/MMBtu | FALSE | L | Annual | Allowances Banked | Thousand Tons | 0 | 0 | 0 | 0 | 0 | 0 | 0
WI CT NGas NOx Annual Rate v3.1 | 906 | 7366 | Rate Constraint in lbs/MMBtu | FALSE | L | Annual | Allowances Withdrawn (1:1) | Thousand Tons | 0 | 0 | 0 | 0 | 0 | 0 | 0
WI CT NGas NOx Annual Rate v3.1 | 906 | 7366 | Rate Constraint in lbs/MMBtu | FALSE | L | Annual | Allowances Withdrawn (1:n) | Thousand Tons | 0 | 0 | 0 | 0 | 0 | 0 | 0
WI CT NGas NOx Annual Rate v3.1 | 906 | 7366 | Rate Constraint in lbs/MMBtu | FALSE | L | Annual | Total | Thousand Tons | 0.13807 | 0.10067 | 0.031074 | 0.0077148 | 0.0050188 | 0.0041291 | 0.0026533
WI CT NGas NOx Annual Rate v3.1 | 906 | 7366 | Rate Constraint in lbs/MMBtu | FALSE | L | Annual | Fuel Consumed | TBtu | 25.0106 | 18.3034 | 5.6497 | 1.4027 | 0.9125 | 0.75074 | 0.48241
WI CT NGas NOx Annual Rate v3.1 | 906 | 7366 | Rate Constraint in lbs/MMBtu | FALSE | L | Annual | Rate | lb/MMBtu | 0.011041 | 0.011 | 0.011 | 0.011 | 0.011 | 0.011 | 0.011
WI CT NGas NOx Annual Rate v3.1 | 906 | 7366 | Rate Constraint in lbs/MMBtu | FALSE | L | Annual | Generation | TWh | 3.2716 | 2.3222 | 0.76712 | 0.1852 | 0.1508 | 0.09409 | 0.075438
WI CT NGas NOx Annual Rate v3.1 | 906 | 7366 | Rate Constraint in lbs/MMBtu | FALSE | L | Annual | Qualifying Generation | TWh | 2.7341 | 2.0021 | 0.618 | 0.15343 | 0.099814 | 0.08212 | 0.052769
WI CT NGas NOx Annual Rate v3.1 | 906 | 7366 | Rate Constraint in lbs/MMBtu | FALSE | L | Annual | Rate | lb/MWh | 0.10099 | 0.10056 | 0.10056 | 0.10056 | 0.10056 | 0.10056 | 0.10056
WI CT NGas NOx Annual Rate v3.1 | 906 | 7366 | Rate Constraint in lbs/MMBtu | FALSE | L | Annual | Constraint Shadow Price | US2022$/Ton | 0 | 0 | 0 | 0 | 0 | 0 | 0
WI Large Coal Units Hg Rule v3.1, Unit 2563 and retrofits | 907 | 7369 | MACT Fuel Choice Floor in lbs/MMBtu | FALSE | L | Annual | Seasons Included | Seasons | Winter, Spring, Summer, Fall | Winter, Spring, Summer, Fall | Winter, Spring, Summer, Fall | Winter, Spring, Summer, Fall | Winter, Spring, Summer, Fall | Winter, Spring, Summer, Fall | Winter, Spring, Summer, Fall
WI Large Coal Units Hg Rule v3.1, Unit 2563 and retrofits | 907 | 7369 | MACT Fuel Choice Floor in lbs/MMBtu | FALSE | L | Annual | Emission Floor MER | lbs/MMBtu | 7.92e-07 | 7.92e-07 | 7.92e-07 | 7.92e-07 | 7.92e-07 | 7.92e-07 | 7.92e-07
WI Large Coal Units Hg Rule v3.1, Unit 2563 and retrofits | 907 | 7369 | MACT Fuel Choice Floor in lbs/MMBtu | FALSE | L | Annual | Emissions at Affected Plants MER | Lb | 18.7198 | 20.3345 | 20.3345 | 20.3345 | 20.3345 | 18.9917 | 18.9917
WI Large Coal Units Hg Rule v3.1, Unit 2563 and retrofits | 907 | 7369 | MACT Fuel Choice Floor in lbs/MMBtu | FALSE | L | Annual | Allowances Purchased MER | Lb | 0 | 0 | 0 | 0 | 0 | 0 | 0
WI Large Coal Units Hg Rule v3.1, Unit 2563 and retrofits | 907 | 7369 | MACT Fuel Choice Floor in lbs/MMBtu | FALSE | L | Annual | Allowances Sold MER | Lb | 0 | 0 | 0 | 0 | 0 | 0 | 0
WI Large Coal Units Hg Rule v3.1, Unit 2563 and retrofits | 907 | 7369 | MACT Fuel Choice Floor in lbs/MMBtu | FALSE | L | Annual | Allowances Banked | Lb | 0 | 0 | 0 | 0 | 0 | 0 | 0
WI Large Coal Units Hg Rule v3.1, Unit 2563 and retrofits | 907 | 7369 | MACT Fuel Choice Floor in lbs/MMBtu | FALSE | L | Annual | Allowances Withdrawn (1:1) | Lb | 0 | 0 | 0 | 0 | 0 | 0 | 0
WI Large Coal Units Hg Rule v3.1, Unit 2563 and retrofits | 907 | 7369 | MACT Fuel Choice Floor in lbs/MMBtu | FALSE | L | Annual | Allowances Withdrawn (1:n) | Lb | 0 | 0 | 0 | 0 | 0 | 0 | 0
WI Large Coal Units Hg Rule v3.1, Unit 2563 and retrofits | 907 | 7369 | MACT Fuel Choice Floor in lbs/MMBtu | FALSE | L | Annual | Total | Lb | 18.7198 | 20.3345 | 20.3345 | 20.3345 | 20.3345 | 18.9917 | 18.9917
WI Large Coal Units Hg Rule v3.1, Unit 2563 and retrofits | 907 | 7369 | MACT Fuel Choice Floor in lbs/MMBtu | FALSE | L | Annual | Fuel Consumed | TBtu | 33.3613 | 36.2388 | 36.2388 | 36.2388 | 36.2388 | 33.8458 | 33.8458
WI Large Coal Units Hg Rule v3.1, Unit 2563 and retrofits | 907 | 7369 | MACT Fuel Choice Floor in lbs/MMBtu | FALSE | L | Annual | Rate | lbs/MMBtu | 5.6112e-07 | 5.6112e-07 | 5.6112e-07 | 5.6112e-07 | 5.6112e-07 | 5.6112e-07 | 5.6112e-07
WI Large Coal Units Hg Rule v3.1, Unit 2563 and retrofits | 907 | 7369 | MACT Fuel Choice Floor in lbs/MMBtu | FALSE | L | Annual | Generation | TWh | 3.4468 | 3.7441 | 3.7441 | 3.7441 | 3.7441 | 3.4968 | 3.4968
WI Large Coal Units Hg Rule v3.1, Unit 2563 and retrofits | 907 | 7369 | MACT Fuel Choice Floor in lbs/MMBtu | FALSE | L | Annual | Qualifying Generation | TWh | 3.4468 | 3.7441 | 3.7441 | 3.7441 | 3.7441 | 3.4968 | 3.4968
WI Large Coal Units Hg Rule v3.1, Unit 2563 and retrofits | 907 | 7369 | MACT Fuel Choice Floor in lbs/MMBtu | FALSE | L | Annual | Constraint Shadow Price | US2022$/Lb | 0 | 0 | 0 | 0 | 0 | 0 | 0
WI Large Coal Units Hg Rule v3.1, Unit 3161 and retrofits | 908 | 7369 | MACT Fuel Choice Floor in lbs/MMBtu | FALSE | L | Annual | Seasons Included | Seasons | Winter, Spring, Summer, Fall | Winter, Spring, Summer, Fall | Winter, Spring, Summer, Fall | Winter, Spring, Summer, Fall | Winter, Spring, Summer, Fall | Winter, Spring, Summer, Fall | Winter, Spring, Summer, Fall
WI Large Coal Units Hg Rule v3.1, Unit 3161 and retrofits | 908 | 7369 | MACT Fuel Choice Floor in lbs/MMBtu | FALSE | L | Annual | Emission Floor MER | lbs/MMBtu | 7.92e-07 | 7.92e-07 | 7.92e-07 | 7.92e-07 | 7.92e-07 | 7.92e-07 | 7.92e-07
WI Large Coal Units Hg Rule v3.1, Unit 3161 and retrofits | 908 | 7369 | MACT Fuel Choice Floor in lbs/MMBtu | FALSE | L | Annual | Emissions at Affected Plants MER | Lb | 9.3067 | 11.9377 | 12.8248 | 12.8248 | 12.8248 | 9.8855 | 10.1519
WI Large Coal Units Hg Rule v3.1, Unit 3161 and retrofits | 908 | 7369 | MACT Fuel Choice Floor in lbs/MMBtu | FALSE | L | Annual | Allowances Purchased MER | Lb | 0 | 0 | 0 | 0 | 0 | 0 | 0
WI Large Coal Units Hg Rule v3.1, Unit 3161 and retrofits | 908 | 7369 | MACT Fuel Choice Floor in lbs/MMBtu | FALSE | L | Annual | Allowances Sold MER | Lb | 0 | 0 | 0 | 0 | 0 | 0 | 0
WI Large Coal Units Hg Rule v3.1, Unit 3161 and retrofits | 908 | 7369 | MACT Fuel Choice Floor in lbs/MMBtu | FALSE | L | Annual | Allowances Banked | Lb | 0 | 0 | 0 | 0 | 0 | 0 | 0
WI Large Coal Units Hg Rule v3.1, Unit 3161 and retrofits | 908 | 7369 | MACT Fuel Choice Floor in lbs/MMBtu | FALSE | L | Annual | Allowances Withdrawn (1:1) | Lb | 0 | 0 | 0 | 0 | 0 | 0 | 0
WI Large Coal Units Hg Rule v3.1, Unit 3161 and retrofits | 908 | 7369 | MACT Fuel Choice Floor in lbs/MMBtu | FALSE | L | Annual | Allowances Withdrawn (1:n) | Lb | 0 | 0 | 0 | 0 | 0 | 0 | 0
WI Large Coal Units Hg Rule v3.1, Unit 3161 and retrofits | 908 | 7369 | MACT Fuel Choice Floor in lbs/MMBtu | FALSE | L | Annual | Total | Lb | 9.3067 | 11.9377 | 12.8248 | 12.8248 | 12.8248 | 9.8855 | 10.1519
WI Large Coal Units Hg Rule v3.1, Unit 3161 and retrofits | 908 | 7369 | MACT Fuel Choice Floor in lbs/MMBtu | FALSE | L | Annual | Fuel Consumed | TBtu | 16.5859 | 21.2745 | 22.8555 | 22.8555 | 22.8555 | 17.6173 | 18.0921
WI Large Coal Units Hg Rule v3.1, Unit 3161 and retrofits | 908 | 7369 | MACT Fuel Choice Floor in lbs/MMBtu | FALSE | L | Annual | Rate | lbs/MMBtu | 5.6112e-07 | 5.6112e-07 | 5.6112e-07 | 5.6112e-07 | 5.6112e-07 | 5.6112e-07 | 5.6112e-07
WI Large Coal Units Hg Rule v3.1, Unit 3161 and retrofits | 908 | 7369 | MACT Fuel Choice Floor in lbs/MMBtu | FALSE | L | Annual | Generation | TWh | 1.6596 | 2.1287 | 2.2869 | 2.2869 | 2.2869 | 1.7628 | 1.8103
WI Large Coal Units Hg Rule v3.1, Unit 3161 and retrofits | 908 | 7369 | MACT Fuel Choice Floor in lbs/MMBtu | FALSE | L | Annual | Qualifying Generation | TWh | 1.6596 | 2.1287 | 2.2869 | 2.2869 | 2.2869 | 1.7628 | 1.8103
WI Large Coal Units Hg Rule v3.1, Unit 3161 and retrofits | 908 | 7369 | MACT Fuel Choice Floor in lbs/MMBtu | FALSE | L | Annual | Constraint Shadow Price | US2022$/Lb | 0 | 0 | 0 | 0 | 0 | 0 | 0
WI Large Coal Units Hg Rule v3.1, Unit 3411 and retrofits | 909 | 7369 | MACT Fuel Choice Floor in lbs/MMBtu | FALSE | L | Annual | Seasons Included | Seasons | Winter, Spring, Summer, Fall | Winter, Spring, Summer, Fall | Winter, Spring, Summer, Fall | Winter, Spring, Summer, Fall | Winter, Spring, Summer, Fall | Winter, Spring, Summer, Fall | Winter, Spring, Summer, Fall
WI Large Coal Units Hg Rule v3.1, Unit 3411 and retrofits | 909 | 7369 | MACT Fuel Choice Floor in lbs/MMBtu | FALSE | L | Annual | Emission Floor MER | lbs/MMBtu | 7.92e-07 | 7.92e-07 | 7.92e-07 | 7.92e-07 | 7.92e-07 | 7.92e-07 | 7.92e-07
WI Large Coal Units Hg Rule v3.1, Unit 3411 and retrofits | 909 | 7369 | MACT Fuel Choice Floor in lbs/MMBtu | FALSE | L | Annual | Emissions at Affected Plants MER | Lb | 10.7884 | 16.5951 | 16.5951 | 15.1015 | 13.6942 | 7.1558 | 9.6375
WI Large Coal Units Hg Rule v3.1, Unit 3411 and retrofits | 909 | 7369 | MACT Fuel Choice Floor in lbs/MMBtu | FALSE | L | Annual | Allowances Purchased MER | Lb | 0 | 0 | 0 | 0 | 0 | 0 | 0
WI Large Coal Units Hg Rule v3.1, Unit 3411 and retrofits | 909 | 7369 | MACT Fuel Choice Floor in lbs/MMBtu | FALSE | L | Annual | Allowances Sold MER | Lb | 0 | 0 | 0 | 0 | 0 | 0 | 0
WI Large Coal Units Hg Rule v3.1, Unit 3411 and retrofits | 909 | 7369 | MACT Fuel Choice Floor in lbs/MMBtu | FALSE | L | Annual | Allowances Banked | Lb | 0 | 0 | 0 | 0 | 0 | 0 | 0
WI Large Coal Units Hg Rule v3.1, Unit 3411 and retrofits | 909 | 7369 | MACT Fuel Choice Floor in lbs/MMBtu | FALSE | L | Annual | Allowances Withdrawn (1:1) | Lb | 0 | 0 | 0 | 0 | 0 | 0 | 0
WI Large Coal Units Hg Rule v3.1, Unit 3411 and retrofits | 909 | 7369 | MACT Fuel Choice Floor in lbs/MMBtu | FALSE | L | Annual | Allowances Withdrawn (1:n) | Lb | 0 | 0 | 0 | 0 | 0 | 0 | 0
WI Large Coal Units Hg Rule v3.1, Unit 3411 and retrofits | 909 | 7369 | MACT Fuel Choice Floor in lbs/MMBtu | FALSE | L | Annual | Total | Lb | 10.7884 | 16.5951 | 16.5951 | 15.1015 | 13.6942 | 7.1558 | 9.6375
WI Large Coal Units Hg Rule v3.1, Unit 3411 and retrofits | 909 | 7369 | MACT Fuel Choice Floor in lbs/MMBtu | FALSE | L | Annual | Fuel Consumed | TBtu | 19.2264 | 29.5747 | 29.5747 | 26.9128 | 24.4049 | 12.7527 | 17.1754
WI Large Coal Units Hg Rule v3.1, Unit 3411 and retrofits | 909 | 7369 | MACT Fuel Choice Floor in lbs/MMBtu | FALSE | L | Annual | Rate | lbs/MMBtu | 5.6112e-07 | 5.6112e-07 | 5.6112e-07 | 5.6112e-07 | 5.6112e-07 | 5.6112e-07 | 5.6112e-07
WI Large Coal Units Hg Rule v3.1, Unit 3411 and retrofits | 909 | 7369 | MACT Fuel Choice Floor in lbs/MMBtu | FALSE | L | Annual | Generation | TWh | 1.7104 | 2.631 | 2.631 | 2.3942 | 2.1711 | 1.1345 | 1.5279
WI Large Coal Units Hg Rule v3.1, Unit 3411 and retrofits | 909 | 7369 | MACT Fuel Choice Floor in lbs/MMBtu | FALSE | L | Annual | Qualifying Generation | TWh | 1.7104 | 2.631 | 2.631 | 2.3942 | 2.1711 | 1.1345 | 1.5279
WI Large Coal Units Hg Rule v3.1, Unit 3411 and retrofits | 909 | 7369 | MACT Fuel Choice Floor in lbs/MMBtu | FALSE | L | Annual | Constraint Shadow Price | US2022$/Lb | 0 | 0 | 0 | 0 | 0 | 0 | 0
WI Large Coal Units Hg Rule v3.1, Unit 4713 and retrofits | 910 | 7369 | MACT Fuel Choice Floor in lbs/MMBtu | FALSE | L | Annual | Seasons Included | Seasons | Winter, Spring, Summer, Fall | Winter, Spring, Summer, Fall | Winter, Spring, Summer, Fall | Winter, Spring, Summer, Fall | Winter, Spring, Summer, Fall | Winter, Spring, Summer, Fall | Winter, Spring, Summer, Fall
WI Large Coal Units Hg Rule v3.1, Unit 4713 and retrofits | 910 | 7369 | MACT Fuel Choice Floor in lbs/MMBtu | FALSE | L | Annual | Emission Floor MER | lbs/MMBtu | 7.92e-07 | 7.92e-07 | 7.92e-07 | 7.92e-07 | 7.92e-07 | 7.92e-07 | 7.92e-07
WI Large Coal Units Hg Rule v3.1, Unit 4713 and retrofits | 910 | 7369 | MACT Fuel Choice Floor in lbs/MMBtu | FALSE | L | Annual | Emissions at Affected Plants MER | Lb | 22.1835 | 25.1509 | 0 | 0 | 0 | 0 | 0
WI Large Coal Units Hg Rule v3.1, Unit 4713 and retrofits | 910 | 7369 | MACT Fuel Choice Floor in lbs/MMBtu | FALSE | L | Annual | Allowances Purchased MER | Lb | 0 | 0 | 0 | 0 | 0 | 0 | 0
WI Large Coal Units Hg Rule v3.1, Unit 4713 and retrofits | 910 | 7369 | MACT Fuel Choice Floor in lbs/MMBtu | FALSE | L | Annual | Allowances Sold MER | Lb | 0 | 0 | 0 | 0 | 0 | 0 | 0
WI Large Coal Units Hg Rule v3.1, Unit 4713 and retrofits | 910 | 7369 | MACT Fuel Choice Floor in lbs/MMBtu | FALSE | L | Annual | Allowances Banked | Lb | 0 | 0 | 0 | 0 | 0 | 0 | 0
WI Large Coal Units Hg Rule v3.1, Unit 4713 and retrofits | 910 | 7369 | MACT Fuel Choice Floor in lbs/MMBtu | FALSE | L | Annual | Allowances Withdrawn (1:1) | Lb | 0 | 0 | 0 | 0 | 0 | 0 | 0
WI Large Coal Units Hg Rule v3.1, Unit 4713 and retrofits | 910 | 7369 | MACT Fuel Choice Floor in lbs/MMBtu | FALSE | L | Annual | Allowances Withdrawn (1:n) | Lb | 0 | 0 | 0 | 0 | 0 | 0 | 0
WI Large Coal Units Hg Rule v3.1, Unit 4713 and retrofits | 910 | 7369 | MACT Fuel Choice Floor in lbs/MMBtu | FALSE | L | Annual | Total | Lb | 22.1835 | 25.1509 | 0 | 0 | 0 | 0 | 0
WI Large Coal Units Hg Rule v3.1, Unit 4713 and retrofits | 910 | 7369 | MACT Fuel Choice Floor in lbs/MMBtu | FALSE | L | Annual | Fuel Consumed | TBtu | 38.9406 | 44.1496 | 0 | 0 | 0 | 0 | 0
WI Large Coal Units Hg Rule v3.1, Unit 4713 and retrofits | 910 | 7369 | MACT Fuel Choice Floor in lbs/MMBtu | FALSE | L | Annual | Rate | lbs/MMBtu | 5.6967e-07 | 5.6967e-07 | 0 | 0 | 0 | 0 | 0
WI Large Coal Units Hg Rule v3.1, Unit 4713 and retrofits | 910 | 7369 | MACT Fuel Choice Floor in lbs/MMBtu | FALSE | L | Annual | Generation | TWh | 3.8826 | 4.4019 | 0 | 0 | 0 | 0 | 0
WI Large Coal Units Hg Rule v3.1, Unit 4713 and retrofits | 910 | 7369 | MACT Fuel Choice Floor in lbs/MMBtu | FALSE | L | Annual | Qualifying Generation | TWh | 3.8826 | 4.4019 | 0 | 0 | 0 | 0 | 0
WI Large Coal Units Hg Rule v3.1, Unit 4713 and retrofits | 910 | 7369 | MACT Fuel Choice Floor in lbs/MMBtu | FALSE | L | Annual | Constraint Shadow Price | US2022$/Lb | 0 | 0 | 0 | 0 | 0 | 0 | 0
WI Large Coal Units Hg Rule v3.1, Unit 4714 and retrofits | 911 | 7369 | MACT Fuel Choice Floor in lbs/MMBtu | FALSE | L | Annual | Seasons Included | Seasons | Winter, Spring, Summer, Fall | Winter, Spring, Summer, Fall | Winter, Spring, Summer, Fall | Winter, Spring, Summer, Fall | Winter, Spring, Summer, Fall | Winter, Spring, Summer, Fall | Winter, Spring, Summer, Fall
WI Large Coal Units Hg Rule v3.1, Unit 4714 and retrofits | 911 | 7369 | MACT Fuel Choice Floor in lbs/MMBtu | FALSE | L | Annual | Emission Floor MER | lbs/MMBtu | 7.92e-07 | 7.92e-07 | 7.92e-07 | 7.92e-07 | 7.92e-07 | 7.92e-07 | 7.92e-07
WI Large Coal Units Hg Rule v3.1, Unit 4714 and retrofits | 911 | 7369 | MACT Fuel Choice Floor in lbs/MMBtu | FALSE | L | Annual | Emissions at Affected Plants MER | Lb | 22.2522 | 24.8305 | 0.38675 | 0.38675 | 0.38675 | 0.36183 | 0.36183
WI Large Coal Units Hg Rule v3.1, Unit 4714 and retrofits | 911 | 7369 | MACT Fuel Choice Floor in lbs/MMBtu | FALSE | L | Annual | Allowances Purchased MER | Lb | 0 | 0 | 0 | 0 | 0 | 0 | 0
WI Large Coal Units Hg Rule v3.1, Unit 4714 and retrofits | 911 | 7369 | MACT Fuel Choice Floor in lbs/MMBtu | FALSE | L | Annual | Allowances Sold MER | Lb | 0 | 0 | 0 | 0 | 0 | 0 | 0
WI Large Coal Units Hg Rule v3.1, Unit 4714 and retrofits | 911 | 7369 | MACT Fuel Choice Floor in lbs/MMBtu | FALSE | L | Annual | Allowances Banked | Lb | 0 | 0 | 0 | 0 | 0 | 0 | 0
WI Large Coal Units Hg Rule v3.1, Unit 4714 and retrofits | 911 | 7369 | MACT Fuel Choice Floor in lbs/MMBtu | FALSE | L | Annual | Allowances Withdrawn (1:1) | Lb | 0 | 0 | 0 | 0 | 0 | 0 | 0
WI Large Coal Units Hg Rule v3.1, Unit 4714 and retrofits | 911 | 7369 | MACT Fuel Choice Floor in lbs/MMBtu | FALSE | L | Annual | Allowances Withdrawn (1:n) | Lb | 0 | 0 | 0 | 0 | 0 | 0 | 0
WI Large Coal Units Hg Rule v3.1, Unit 4714 and retrofits | 911 | 7369 | MACT Fuel Choice Floor in lbs/MMBtu | FALSE | L | Annual | Total | Lb | 22.2522 | 24.8305 | 0.38675 | 0.38675 | 0.38675 | 0.36183 | 0.36183
WI Large Coal Units Hg Rule v3.1, Unit 4714 and retrofits | 911 | 7369 | MACT Fuel Choice Floor in lbs/MMBtu | FALSE | L | Annual | Fuel Consumed | TBtu | 39.0613 | 43.5871 | 0.68858 | 0.68858 | 0.68858 | 0.64482 | 0.64482
WI Large Coal Units Hg Rule v3.1, Unit 4714 and retrofits | 911 | 7369 | MACT Fuel Choice Floor in lbs/MMBtu | FALSE | L | Annual | Rate | lbs/MMBtu | 5.6967e-07 | 5.6967e-07 | 5.6167e-07 | 5.6167e-07 | 5.6167e-07 | 5.6112e-07 | 5.6112e-07
WI Large Coal Units Hg Rule v3.1, Unit 4714 and retrofits | 911 | 7369 | MACT Fuel Choice Floor in lbs/MMBtu | FALSE | L | Annual | Generation | TWh | 3.9262 | 4.3812 | 0.069213 | 0.069213 | 0.069213 | 0.064815 | 0.064815
WI Large Coal Units Hg Rule v3.1, Unit 4714 and retrofits | 911 | 7369 | MACT Fuel Choice Floor in lbs/MMBtu | FALSE | L | Annual | Qualifying Generation | TWh | 3.9262 | 4.3812 | 0.069213 | 0.069213 | 0.069213 | 0.064815 | 0.064815
WI Large Coal Units Hg Rule v3.1, Unit 4714 and retrofits | 911 | 7369 | MACT Fuel Choice Floor in lbs/MMBtu | FALSE | L | Annual | Constraint Shadow Price | US2022$/Lb | 0 | 0 | 0 | 0 | 0 | 0 | 0
WI Small Coal Units Hg Rule v3.1, Unit 3461 and retrofits | 912 | 7370 | MACT Fuel Choice Floor in lbs/MMBtu | FALSE | L | Annual | Seasons Included | Seasons | Winter, Spring, Summer, Fall | Winter, Spring, Summer, Fall | Winter, Spring, Summer, Fall | Winter, Spring, Summer, Fall | Winter, Spring, Summer, Fall | Winter, Spring, Summer, Fall | Winter, Spring, Summer, Fall
WI Small Coal Units Hg Rule v3.1, Unit 3461 and retrofits | 912 | 7370 | MACT Fuel Choice Floor in lbs/MMBtu | FALSE | L | Annual | Emission Floor MER | lbs/MMBtu | 6.91e-07 | 6.91e-07 | 6.91e-07 | 6.91e-07 | 6.91e-07 | 6.91e-07 | 6.91e-07
WI Small Coal Units Hg Rule v3.1, Unit 3461 and retrofits | 912 | 7370 | MACT Fuel Choice Floor in lbs/MMBtu | FALSE | L | Annual | Emissions at Affected Plants MER | Lb | 2.2338 | 2.6672 | 2.6672 | 2.6672 | 2.4836 | 1.9086 | 2.0625
WI Small Coal Units Hg Rule v3.1, Unit 3461 and retrofits | 912 | 7370 | MACT Fuel Choice Floor in lbs/MMBtu | FALSE | L | Annual | Allowances Purchased MER | Lb | 0 | 0 | 0 | 0 | 0 | 0 | 0
WI Small Coal Units Hg Rule v3.1, Unit 3461 and retrofits | 912 | 7370 | MACT Fuel Choice Floor in lbs/MMBtu | FALSE | L | Annual | Allowances Sold MER | Lb | 0 | 0 | 0 | 0 | 0 | 0 | 0
WI Small Coal Units Hg Rule v3.1, Unit 3461 and retrofits | 912 | 7370 | MACT Fuel Choice Floor in lbs/MMBtu | FALSE | L | Annual | Allowances Banked | Lb | 0 | 0 | 0 | 0 | 0 | 0 | 0
WI Small Coal Units Hg Rule v3.1, Unit 3461 and retrofits | 912 | 7370 | MACT Fuel Choice Floor in lbs/MMBtu | FALSE | L | Annual | Allowances Withdrawn (1:1) | Lb | 0 | 0 | 0 | 0 | 0 | 0 | 0
WI Small Coal Units Hg Rule v3.1, Unit 3461 and retrofits | 912 | 7370 | MACT Fuel Choice Floor in lbs/MMBtu | FALSE | L | Annual | Allowances Withdrawn (1:n) | Lb | 0 | 0 | 0 | 0 | 0 | 0 | 0
WI Small Coal Units Hg Rule v3.1, Unit 3461 and retrofits | 912 | 7370 | MACT Fuel Choice Floor in lbs/MMBtu | FALSE | L | Annual | Total | Lb | 2.2338 | 2.6672 | 2.6672 | 2.6672 | 2.4836 | 1.9086 | 2.0625
WI Small Coal Units Hg Rule v3.1, Unit 3461 and retrofits | 912 | 7370 | MACT Fuel Choice Floor in lbs/MMBtu | FALSE | L | Annual | Fuel Consumed | TBtu | 4.4947 | 5.3665 | 5.3665 | 5.3665 | 4.9972 | 3.8402 | 4.15
WI Small Coal Units Hg Rule v3.1, Unit 3461 and retrofits | 912 | 7370 | MACT Fuel Choice Floor in lbs/MMBtu | FALSE | L | Annual | Rate | lbs/MMBtu | 4.97e-07 | 4.97e-07 | 4.97e-07 | 4.97e-07 | 4.97e-07 | 4.97e-07 | 4.97e-07
WI Small Coal Units Hg Rule v3.1, Unit 3461 and retrofits | 912 | 7370 | MACT Fuel Choice Floor in lbs/MMBtu | FALSE | L | Annual | Generation | TWh | 0.35477 | 0.42359 | 0.42359 | 0.42359 | 0.39443 | 0.30311 | 0.32756
WI Small Coal Units Hg Rule v3.1, Unit 3461 and retrofits | 912 | 7370 | MACT Fuel Choice Floor in lbs/MMBtu | FALSE | L | Annual | Qualifying Generation | TWh | 0.35477 | 0.42359 | 0.42359 | 0.42359 | 0.39443 | 0.30311 | 0.32756
WI Small Coal Units Hg Rule v3.1, Unit 3461 and retrofits | 912 | 7370 | MACT Fuel Choice Floor in lbs/MMBtu | FALSE | L | Annual | Constraint Shadow Price | US2022$/Lb | 0 | 0 | 0 | 0 | 0 | 0 | 0
Zero Reserve Margin Type 3 Constraints | 913 | 7670 | MACT Fuel Choice Floor in lbs/MMBtu | FALSE | L | Annual | Seasons Included | Seasons | Winter, Spring, Summer, Fall | Winter, Spring, Summer, Fall | Winter, Spring, Summer, Fall | Winter, Spring, Summer, Fall | Winter, Spring, Summer, Fall | Winter, Spring, Summer, Fall | Winter, Spring, Summer, Fall
Zero Reserve Margin Type 3 Constraints | 913 | 7670 | MACT Fuel Choice Floor in lbs/MMBtu | FALSE | L | Annual | Emission Floor NOX | lbs/MMBtu | NA | NA | NA | NA | NA | NA | NA
Zero Reserve Margin Type 3 Constraints | 913 | 7670 | MACT Fuel Choice Floor in lbs/MMBtu | FALSE | L | Annual | Emissions at Affected Plants NOX | Thousand Tons | 0 | 0 | 0 | 0 | 0 | 0 | 0
Zero Reserve Margin Type 3 Constraints | 913 | 7670 | MACT Fuel Choice Floor in lbs/MMBtu | FALSE | L | Annual | Allowances Purchased NOX | Thousand Tons | 0 | 0 | 0 | 0 | 0 | 0 | 0
Zero Reserve Margin Type 3 Constraints | 913 | 7670 | MACT Fuel Choice Floor in lbs/MMBtu | FALSE | L | Annual | Allowances Sold NOX | Thousand Tons | 0 | 0 | 0 | 0 | 0 | 0 | 0
Zero Reserve Margin Type 3 Constraints | 913 | 7670 | MACT Fuel Choice Floor in lbs/MMBtu | FALSE | L | Annual | Allowances Banked | Thousand Tons | 0 | 0 | 0 | 0 | 0 | 0 | 0
Zero Reserve Margin Type 3 Constraints | 913 | 7670 | MACT Fuel Choice Floor in lbs/MMBtu | FALSE | L | Annual | Allowances Withdrawn (1:1) | Thousand Tons | 0 | 0 | 0 | 0 | 0 | 0 | 0
Zero Reserve Margin Type 3 Constraints | 913 | 7670 | MACT Fuel Choice Floor in lbs/MMBtu | FALSE | L | Annual | Allowances Withdrawn (1:n) | Thousand Tons | 0 | 0 | 0 | 0 | 0 | 0 | 0
Zero Reserve Margin Type 3 Constraints | 913 | 7670 | MACT Fuel Choice Floor in lbs/MMBtu | FALSE | L | Annual | Total | Thousand Tons | 0 | 0 | 0 | 0 | 0 | 0 | 0
Zero Reserve Margin Type 3 Constraints | 913 | 7670 | MACT Fuel Choice Floor in lbs/MMBtu | FALSE | L | Annual | Fuel Consumed | TBtu | 0 | 0 | 0 | 0 | 0 | 0 | 0
Zero Reserve Margin Type 3 Constraints | 913 | 7670 | MACT Fuel Choice Floor in lbs/MMBtu | FALSE | L | Annual | Rate | lbs/MMBtu | 0 | 0 | 0 | 0 | 0 | 0 | 0
Zero Reserve Margin Type 3 Constraints | 913 | 7670 | MACT Fuel Choice Floor in lbs/MMBtu | FALSE | L | Annual | Generation | TWh | 0 | 0 | 0 | 0 | 0 | 0 | 0
Zero Reserve Margin Type 3 Constraints | 913 | 7670 | MACT Fuel Choice Floor in lbs/MMBtu | FALSE | L | Annual | Qualifying Generation | TWh | 0 | 0 | 0 | 0 | 0 | 0 | 0
Zero Reserve Margin Type 3 Constraints | 913 | 7670 | MACT Fuel Choice Floor in lbs/MMBtu | FALSE | L | Annual | Constraint Shadow Price | US2022$/Ton | 0 | 0 | 0 | 0 | 0 | 0 | 0

## Table 1-16_US
2025 Reference Case
| 2028 | 2030 | 2035 | 2040 | 2045 | 2050 | 2055
1. Reserve Margin Capacity Winter [MW] | 1008759.835 | 1071671.6084 | 1229702.5305 | 1331091.7384 | 1401735.5989 | 1472548.3916 | 1573584.43
Plus Firm Contract Purchases Winter [MW] | 0 | 0 | 0 | 0 | 0 | 0 | 0
Plus Transmission In Winter [MW] | 43411.5957 | 55034.5992 | 60983.2596 | 61782.4712 | 82028.7122 | 98843.0009 | 104979.377
Less Firm Contract Sales Winter [MW] | 0 | 0 | 0 | 0 | 0 | 0 | 0
Less Transmission Out Winter [MW] | 46257.6322 | 60374.6254 | 67306.2299 | 67502.5024 | 91858.7826 | 111408.051 | 119096.8062
Total Reserve Margin Capacity Winter [MW] | 1005913.7985 | 1066331.5821 | 1223379.5602 | 1325371.7072 | 1391905.5285 | 1459983.3416 | 1559467.0008
2. Peak Load Winter [MW] | 789263.4038 | 843140.3395 | 970375.2342 | 1053130.5376 | 1105628.3074 | 1160001.0587 | 1236984.3469
Less DSM [MW] | 0 | 0 | 0 | 0 | 0 | 0 | 0
Net Demand Winter [MW] | 789263.4038 | 843140.3395 | 970375.2342 | 1053130.5376 | 1105628.3074 | 1160001.0587 | 1236984.3469
3. Reserve Margin Winter [%] | 27.4497 | 26.4714 | 26.0728 | 25.8507 | 25.8927 | 25.8605 | 26.0701
1. Reserve Margin Capacity Spring [MW] | 1008759.835 | 1071671.6084 | 1229702.5305 | 1331091.7384 | 1401735.5989 | 1472548.3916 | 1573584.43
Plus Firm Contract Purchases Spring [MW] | 0 | 0 | 0 | 0 | 0 | 0 | 0
Plus Transmission In Spring [MW] | 6692.3555 | 12103.0982 | 28875.6979 | 29974.8291 | 39883.6078 | 55604.9714 | 58709.4481
Less Firm Contract Sales Spring [MW] | 0 | 0 | 0 | 0 | 0 | 0 | 0
Less Transmission Out Spring [MW] | 6886.8416 | 12402.8451 | 29604.5336 | 30734.396 | 40882.8086 | 58294.9884 | 60172.512
Total Reserve Margin Capacity Spring [MW] | 1008565.3488 | 1071371.8615 | 1228973.6948 | 1330332.1715 | 1400736.3982 | 1469858.3746 | 1572121.366
2. Peak Load Spring [MW] | 671517.226 | 725319.0172 | 848463.0225 | 923967.1151 | 971753.8021 | 1020548.6455 | 1089112.5479
Less DSM [MW] | 0 | 0 | 0 | 0 | 0 | 0 | 0
Net Demand Spring [MW] | 671517.226 | 725319.0172 | 848463.0225 | 923967.1151 | 971753.8021 | 1020548.6455 | 1089112.5479
3. Reserve Margin Spring [%] | 50.192 | 47.7104 | 44.8471 | 43.9805 | 44.1452 | 44.0263 | 44.3488
1. Reserve Margin Capacity Summer [MW] | 1008759.835 | 1071671.6084 | 1229702.5305 | 1331091.7384 | 1401735.5989 | 1472548.3916 | 1573584.43
Plus Firm Contract Purchases Summer [MW] | 0 | 0 | 0 | 0 | 0 | 0 | 0
Plus Transmission In Summer [MW] | 106736.7572 | 96420.8547 | 112227.2198 | 122539.5602 | 142664.1451 | 141771.0404 | 150001.7496
Less Firm Contract Sales Summer [MW] | 0 | 0 | 0 | 0 | 0 | 0 | 0
Less Transmission Out Summer [MW] | 95896.278 | 85640.0495 | 104919.5979 | 113632.4806 | 136908.0266 | 136859.4151 | 145937.4255
Total Reserve Margin Capacity Summer [MW] | 1019600.3142 | 1082452.4136 | 1237010.1524 | 1339998.818 | 1407491.7174 | 1477460.0169 | 1577648.7541
2. Peak Load Summer [MW] | 885246.119 | 942176.8154 | 1074901.1588 | 1164447.0533 | 1223069.9903 | 1283845.1424 | 1370978.0001
Less DSM [MW] | 0 | 0 | 0 | 0 | 0 | 0 | 0
Net Demand Summer [MW] | 885246.119 | 942176.8154 | 1074901.1588 | 1164447.0533 | 1223069.9903 | 1283845.1424 | 1370978.0001
3. Reserve Margin Summer [%] | 15.177 | 14.8885 | 15.0813 | 15.076 | 15.0786 | 15.0809 | 15.0747
1. Reserve Margin Capacity Fall [MW] | 1008759.835 | 1071671.6084 | 1229702.5305 | 1331091.7384 | 1401735.5989 | 1472548.3916 | 1573584.43
Plus Firm Contract Purchases Fall [MW] | 0 | 0 | 0 | 0 | 0 | 0 | 0
Plus Transmission In Fall [MW] | 10970.3487 | 18325.9961 | 35114.113 | 37562.8212 | 46410.607 | 62584.0318 | 66292.1518
Less Firm Contract Sales Fall [MW] | 0 | 0 | 0 | 0 | 0 | 0 | 0
Less Transmission Out Fall [MW] | 11243.6594 | 18794.497 | 36011.0359 | 38526.6122 | 47585.8779 | 64732.0276 | 68574.0718
Total Reserve Margin Capacity Fall [MW] | 1008486.5243 | 1071203.1075 | 1228805.6075 | 1330127.9473 | 1400560.328 | 1470400.3958 | 1571302.51
2. Peak Load Fall [MW] | 726551.2742 | 782052.2132 | 908309.8154 | 987778.9065 | 1038025.6027 | 1089452.5088 | 1161103.1446
Less DSM [MW] | 0 | 0 | 0 | 0 | 0 | 0 | 0
Net Demand Fall [MW] | 726551.2742 | 782052.2132 | 908309.8154 | 987778.9065 | 1038025.6027 | 1089452.5088 | 1161103.1446
3. Reserve Margin Fall [%] | 38.8046 | 36.9733 | 35.2849 | 34.6585 | 34.9254 | 34.9669 | 35.3284
1. Reserve Margin Capacity Annual [MW] | 1008759.835 | 1071671.6084 | 1229702.5305 | 1331091.7384 | 1401735.5989 | 1472548.3916 | 1573584.43
Plus Firm Contract Purchases Annual [MW] | 0 | 0 | 0 | 0 | 0 | 0 | 0
Plus Transmission In Annual [MW] | 103670.4689 | 95821.2208 | 110902.1367 | 119904.9682 | 139170.3644 | 142904.9328 | 153323.6734
Less Firm Contract Sales Annual [MW] | 0 | 0 | 0 | 0 | 0 | 0 | 0
Less Transmission Out Annual [MW] | 69234.8858 | 65807.0002 | 81773.0241 | 87176.7921 | 110723.1834 | 114433.0342 | 124651.3434
Total Reserve Margin Capacity Annual [MW] | 1043195.418 | 1101685.8289 | 1258831.643 | 1363819.9144 | 1430182.7799 | 1501020.2902 | 1602256.7599
(for seasonal/annual regions combined)
2. Peak Load Annual [MW] | 897991.3361 | 953514.5951 | 1084733.0883 | 1174081.2471 | 1233091.6241 | 1294320.8665 | 1382121.6639
Less DSM [MW] | 0 | 0 | 0 | 0 | 0 | 0 | 0
Net Demand Annual [MW] | 897991.3361 | 953514.5951 | 1084733.0883 | 1174081.2471 | 1233091.6241 | 1294320.8665 | 1382121.6639
(for seasonal/annual regions combined)
3. Reserve Margin Annual [%] | 16.1699 | 15.5395 | 16.0499 | 16.1606 | 15.9835 | 15.9697 | 15.9273
(for seasonal/annual regions combined)
3a.Local Reserves Annual [%] | 112.3351 | 112.3917 | 113.3645 | 113.3731 | 113.6765 | 113.77 | 113.8528
(for seasonal/annual regions combined)
4. Total Generation [GWh] | 4948775.6448 | 5410624.0572 | 6444972.9615 | 7015525.9468 | 7371230.4862 | 7763456.6049 | 8251542.6916
Inter-Region Transmission [GWh] | 36685.7221 | 31108.3644 | 16893.6602 | -4763.5266 | -15405.044 | -9770.4234 | -6516.8792
Pumping & Storage Losses [GWh] | 139414.8993 | 175561.4639 | 280893.129 | 292111.5839 | 308063.7398 | 354233.5479 | 371162.7219
Produced Fuel Losses [GWh] | 0 | 0 | 0 | 0 | 0 | 0 | 0
Plus Purchases [GWh] | 0 | 0 | 0 | 0 | 0 | 0 | 0
Less Sales [GWh] | 0 | 0 | 0 | 0 | 0 | 0 | 0
5. Total Supply for Demand [GWh] | 4846046.4676 | 5266170.9577 | 6180973.4927 | 6718650.8364 | 7047761.7024 | 7399452.6336 | 7873863.0906
6. Projected Demand [GWh] | 4845421.7666 | 5266115.9289 | 6180973.4927 | 6714415.5521 | 7031405.7514 | 7353603.8489 | 7814920.5226
Energy Not Served [GWh] | 0 | 0 | 0 | 0 | 0 | 0 | 0
Less DSM [GWh] | 0 | 0 | 0 | 0 | 0 | 0 | 0
Energy Demand Response [GWh] | 0 | 0 | 0 | 0 | 0 | 0 | 0
Net Demand [GWh] | 4845421.7666 | 5266115.9289 | 6180973.4927 | 6714415.5521 | 7031405.7514 | 7353603.8489 | 7814920.5226
7. Dumped Energy [GWh] | 624.7009 | 55.0288 | -3.5176e-06 | 4235.2843 | 16355.951 | 45848.7847 | 58942.568
8. Total Generation [GWh] | 4948775.6448 | 5410624.0572 | 6444972.9615 | 7015525.9468 | 7371230.4862 | 7763456.6049 | 8251542.6916
Less T&D Losses [GWh] | 332488.2824 | 364253.8644 | 436756.401 | 477160.3417 | 501619.9961 | 528631.9274 | 562510.9791
9. Total Sales [GWh] | 4616287.3624 | 5046370.1928 | 6008216.5604 | 6538365.6051 | 6869610.4901 | 7234824.6775 | 7689031.7125
Capacity Avoided Costs [US$/kW]
ANNUAL | 122.1917 | 145.4797 | 49.2825 | 63.5909 | 69.8244 | 65.5029 | 69.5003
WINTER | 11.6034 | 5.0191 | 7.9088 | 9.2643 | 7.4058 | 9.1022 | 8.5973
SPRING | 0.00080011 | 0.0014401 | 0.0014637 | 0.0018319 | 0.0016767 | 0.0016628 | 0.0013824
SUMMER | 112.1993 | 141.3298 | 42.3269 | 55.324 | 63.1403 | 57.1747 | 61.6926
FALL | 0.0014484 | 0.0016922 | 0.0019529 | 0.0025265 | 0.0027693 | 0.0024629 | 0.0015474
10. Capacity by Capacity Reporting Type [MW]
00 New Combined Cycle | 3858.4 | 46030.2888 | 150725.6253 | 213335.5365 | 257715.6082 | 280500.518 | 309877.6337
00 New Combined Cycle with CCS Retrofit | 0 | 0 | 3643.1675 | 3643.1675 | 3643.1675 | 3643.1675 | 3643.1675
00 New Combined Cycle with CF Limit | 0 | 0 | 0 | 0 | 0 | 0 | 0
00 New Combined Cycle with HRI Retrofit | 0 | 0 | 0 | 0 | 0 | 0 | 0
00 New Combined Cycle with Hydrogen Retrofit | 0 | 2081.0312 | 3788.2937 | 3788.2937 | 3980.6966 | 3980.6966 | 4701.4216
00 New Combined Cycle with Hydrogen Retrofit Undone | 0 | 0 | 0 | 0 | 0 | 0 | 0
00 New Combined Cycle with CCS | 0 | 0 | 0 | 0 | 0 | 0 | 0
00 New Combustion Turbine | 36512.3868 | 36512.3868 | 36512.3868 | 41737.346 | 71394.1311 | 124680.6608 | 188544.1562
00 New Combustion Turbine with HRI Retrofit | 0 | 0 | 0 | 0 | 0 | 0 | 0
00 New Combustion Turbine with Hydrogen Retrofit | 5140.5682 | 5140.5682 | 5140.5682 | 5140.5682 | 5952.9472 | 7544.7182 | 7544.7182
00 New Combustion Turbine with Hydrogen Retrofit Undone | 0 | 0 | 0 | 0 | 0 | 0 | 0
00 New Hydro | 14.2 | 1830.9519 | 5645.9519 | 9266.733 | 9329.259 | 9329.259 | 9571.3238
00 New Nuclear | 0 | 0 | 0 | 0 | 0 | 0 | 0
00 New Nuclear - SMR | 0 | 0 | 0 | 0 | 0 | 0 | 0
00 New Biomass | 6 | 6 | 6 | 6 | 6 | 6 | 6
00 New Geothermal | 130.9 | 426.3718 | 1031.8468 | 1031.8468 | 1031.8468 | 1031.8468 | 1031.8468
00 New Landfill Gas | 12 | 317.5143 | 810.7893 | 3411.7045 | 4432.9199 | 4614.7688 | 4633.0901
00 New Battery Storage | 67454.5094 | 88920.1101 | 144374.7166 | 144374.7166 | 148403.1307 | 159954.9368 | 165977.2367
00 New Offshore Wind | 1736 | 5581.3973 | 18923 | 21733.8379 | 37003.4886 | 59145.0282 | 65889.0894
00 New Onshore Wind | 14361.3 | 46836.9118 | 118016.4524 | 290410.0765 | 504556.2533 | 640685.8241 | 727521.5646
00 New Solar PV | 89585.0132 | 97765.7997 | 200589.4775 | 256752.8335 | 328800.6841 | 411591.7338 | 449071.2481
00 New Solar Thermal | 0 | 0 | 0 | 0 | 132.94 | 2632.213 | 6827.5117
00 New Fuel Cell | 0 | 0 | 0 | 0 | 0 | 0 | 0
00 New Ultrasupercritical Coal without CCS | 0 | 0 | 0 | 0 | 0 | 0 | 0
00 New Ultrasupercritical Coal with 30% CCS | 0 | 0 | 0 | 0 | 0 | 0 | 0
00 New Ultrasupercritical Coal with 90% CCS | 0 | 0 | 0 | 0 | 0 | 0 | 0
00 Exist & New Distributed Solar PV | 105413.4469 | 122709.0859 | 169873.3931 | 205698.297 | 248690.3501 | 294942.2075 | 355108.6724
00 Exist Combined Cycle | 285996.8262 | 285065.3 | 282085.3039 | 281841.501 | 276382.801 | 268676.59 | 268319.3547
00 Exist Combustion Turbine | 146822.4296 | 146227.2 | 145951.6 | 142057.5 | 133342.2 | 128898.1 | 128898.1
00 Exist FBC_Uncontrolled | 2.3 | 2.3 | 2.3 | 2.3 | 2.3 | 0 | 0
00 Exist FBC_ACI_DSI | 478 | 478 | 334.3983 | 296.3983 | 296.3983 | 296.3983 | 296.3983
00 Exist FBC_DryFGD_ACI | 139 | 139 | 139 | 139 | 139 | 139 | 139
00 Exist FBC_DryFGD_DSI | 43 | 43 | 0 | 0 | 0 | 0 | 0
00 Exist FBC_DryFGD_SNCR | 1674 | 1674 | 1174.0593 | 1174.0593 | 1174.0593 | 908.6114 | 640.6114
00 Exist FBC_DryFGD_SNCR_ACI | 376 | 376 | 376 | 376 | 376 | 71 | 71
00 Exist FBC_DryFGD_SNCR_ACI_DSI | 624 | 1.8786e-07 | 1.8786e-07 | 1.8786e-07 | 1.8786e-07 | 1.8786e-07 | 1.8786e-07
00 Exist FBC_DryFGD_SNCR_DSI | 84 | 84 | 0 | 0 | 0 | 0 | 0
00 Exist FBC_DSI | 808 | 808 | 778 | 778 | 778 | 778 | 778
00 Exist FBC_SNCR | 0 | 0 | 0 | 0 | 0 | 0 | 0
00 Exist FBC_SNCR_ACI_DSI | 305 | 305 | 305 | 305 | 305 | 305 | 305
00 Exist FBC_SNCR_DSI | 880 | 760 | 760 | 760 | 760 | 760 | 760
00 Exist FBC_WetFGD_SNCR | 54 | 54 | 54 | 54 | 54 | 0 | 0
00 Exist FBC_WetFGD_DSI | 51 | 51 | 51 | 51 | 51 | 51 | 51
00 Exist_Non-FBC_Uncontrolled | 378.2 | 378.2 | 294.8 | 294.8 | 294.8 | 294.8 | 294.8
00 Exist_Non-FBC_ACI | 9676.1 | 6978.1 | 6978.1 | 6978.1 | 6978.1 | 6978.1 | 6978.1
00 Exist_Non-FBC_ACI_DSI | 1556.2 | 1556.2 | 1433 | 1433 | 1217.2478 | 1217.2478 | 1217.2478
00 Exist_Non-FBC_DryFGD | 0 | 0 | 0 | 0 | 0 | 0 | 0
00 Exist_Non-FBC_DryFGD_ACI | 7318 | 6830 | 5190.7391 | 5190.7391 | 5190.7391 | 5190.7391 | 5190.7391
00 Exist_Non-FBC_DryFGD_SCR | 179 | 0 | 0 | 0 | 0 | 0 | 0
00 Exist_Non-FBC_DryFGD_SCR_ACI | 9425.1 | 9035.1 | 6665.9524 | 6648.8092 | 6390.9524 | 6390.9524 | 6390.9524
00 Exist_Non-FBC_DryFGD_SCR_DSI | 268 | 268 | 268 | 268 | 268 | 268 | 268
00 Exist_Non-FBC_DryFGD_SCR_ACI_DSI | 934 | 934 | 934 | 934 | 934 | 934 | 934
00 Exist_Non-FBC_DryFGD_SNCR_ACI | 2163 | 1715 | 1715 | 1715 | 1715 | 1715 | 1715
00 Exist_Non-FBC_DryFGD_SNCR_ACI_DSI | 585 | 585 | 585 | 585 | 585 | 585 | 585
00 Exist_Non-FBC_DSI | 938 | 938 | 938 | 938 | 938 | 938 | 938
00 Exist_Non-FBC_SCR_ACI | 4369 | 4369 | 4369 | 4369 | 4369 | 4369 | 4369
00 Exist_Non-FBC_SCR_ACI_DSI | 2990 | 390 | 390 | 390 | 390 | 390 | 390
00 Exist_Non-FBC_SNCR_ACI | 557 | 557 | 557 | 557 | 557 | 557 | 557
00 Exist_Non-FBC_SNCR_ACI_DSI | 1632 | 96 | 0 | 0 | 0 | 0 | 0
00 Exist_Non-FBC_WetFGD | 2926 | 2926 | 2730 | 2730 | 2730 | 2730 | 2730
00 Exist_Non-FBC_WetFGD_ACI | 7453 | 6893 | 5454.6981 | 5454.6981 | 5454.6981 | 5454.6981 | 5454.6981
00 Exist_Non-FBC_WetFGD_ACI_DSI | 495 | 495 | 0 | 0 | 0 | 0 | 0
00 Exist_Non-FBC_WetFGD_SCR | 40992 | 38005.4346 | 17956.4155 | 17956.4155 | 17956.4155 | 13834.5425 | 13534.5425
00 Exist_Non-FBC_WetFGD_SCR_DSI | 1239 | 0 | 0 | 0 | 0 | 0 | 0
00 Exist_Non-FBC_WetFGD_SCR_ACI | 19590.6962 | 19590.6962 | 16081.8785 | 16081.8785 | 15780.8785 | 13057.1286 | 13057.1286
00 Exist_Non-FBC_WetFGD_SCR_ACI_DSI | 8898 | 8898 | 2171.7384 | 2171.7384 | 1233.2536 | 394.0703 | 394.0703
00 Exist_Non-FBC_WetFGD_SNCR | 1202 | 1202 | 327.5686 | 327.5686 | 3 | 3 | 3
00 Exist_Non-FBC_WetFGD_SNCR_ACI | 7898.113 | 6753.4303 | 4998.9267 | 4998.9267 | 4998.9267 | 4823.9267 | 4823.9267
00 Exist IGCC | 595 | 595 | 0 | 0 | 0 | 0 | 0
00 Exist Fossil_Other | 888.6 | 876.5 | 824.4 | 824.4 | 824.4 | 824.4 | 824.4
00 Exist Fuel Cell | 347.8 | 346.4 | 346.4 | 346.4 | 346.4 | 346.4 | 346.4
00 Exist Hydro | 79301.7 | 79301.1 | 79301.1 | 79301.1 | 79301.1 | 79301.1 | 79301.1
00 Exist Non Fossil_Other | 3744.3 | 3705.3 | 3673.9 | 3673.9 | 3673.9 | 3673.9 | 3673.9
00 Exist Nuclear | 96578.1 | 92770.5 | 84467 | 79834.4 | 65616.5 | 46136.9 | 28541.6
00 Exist Oil/Gas Steam | 47976.2183 | 46903.4183 | 24712.3096 | 24712.3096 | 24684.3096 | 24660.5096 | 24660.5096
00 Exist Oil/Gas Steam_SCR | 7144.8 | 7134.2 | 5373.2 | 5373.2 | 5373.2 | 5373.2 | 5373.2
00 Exist Oil/Gas Steam_SNCR | 4935.4 | 4464.8 | 2505.8 | 2505.8 | 2505.8 | 2451 | 2451
00 Exist Biomass | 990.7913 | 730.5293 | 297.6 | 291.8 | 279.8 | 150.0985 | 144.4
00 Exist Landfill Gas | 1492.8 | 1463.2 | 1426.7 | 1426.7 | 1426.7 | 1316.2 | 1316.2
00 Exist Geothermal | 2480 | 2480 | 2480 | 2480 | 2480 | 2480 | 2480
00 Exist Pump Storage | 22865.1 | 22865.1 | 22865.1 | 22865.1 | 22865.1 | 22865.1 | 22865.1
00 Exist Energy Storage | 20905.7 | 20905.7 | 20905.7 | 20905.7 | 20905.7 | 20905.7 | 20905.7
00 Exist Solar PV | 114447.7 | 114447.7 | 114446.7 | 114446.7 | 114446.7 | 114446.7 | 114446.7
00 Exist Solar Thermal | 1392.1 | 1392.1 | 1392.1 | 1392.1 | 1392.1 | 1392.1 | 1392.1
00 Exist Offshore Wind | 2951.3 | 2951.3 | 2951.3 | 2951.3 | 2951.3 | 2951.3 | 2951.3
00 Exist Onshore Wind | 153574.9 | 153574.9 | 153574.9 | 153574.9 | 153574.9 | 153574.9 | 153574.9
00 International Imports | 1000 | 1000 | 1000 | 1000 | 1000 | 1000 | 1000
00 Ret.Exist Combined Cycle & CF Limit | 0 | 0 | 0 | 0 | 0 | 0 | 0
00 Ret.Exist Combined Cycle & CCS | 0 | 0 | 2327.5344 | 2327.5344 | 185.3204 | 114.9029 | 114.9029
00 Ret.Exist Combined Cycle & Hydrogen | 1662.0738 | 2512.6 | 2512.6 | 2650.403 | 2650.403 | 2854.0139 | 3211.2492
00 Ret.Exist Combined Cycle & Hydrogen Retrofit Undone | 0 | 0 | 0 | 0 | 0 | 0 | 0
00 Ret.Exist Combined Cycle & HRI | 0 | 0 | 0 | 0 | 0 | 0 | 0
00 Ret.Exist Combustion Turbine & HRI | 0 | 0 | 0 | 0 | 0 | 0 | 0
00 Ret.Exist_FBC_NoCtrl & CCS | 0 | 0 | 0 | 0 | 0 | 0 | 0
00 Ret.Exist_FBC_NoCtrl & DRET | 0 | 0 | 0 | 0 | 0 | 0 | 0
00 Ret.Exist_FBC_NoCtrl & GPM | 0 | 0 | 0 | 0 | 0 | 0 | 0
00 Ret.Exist_FBC_NoCtrl & GPM & CCS | 0 | 0 | 0 | 0 | 0 | 0 | 0
00 Ret.Exist_FBC_NoCtrl & GPM & DRET | 0 | 0 | 0 | 0 | 0 | 0 | 0
00 Ret.Exist_FBC_NoCtrl & GPM & NGC | 0 | 0 | 0 | 0 | 0 | 0 | 0
00 Ret.Exist_FBC_NoCtrl & GPM & SNCR | 0 | 0 | 0 | 0 | 0 | 0 | 0
00 Ret.Exist_FBC_NoCtrl & GPM & SNCR & CCS | 0 | 0 | 0 | 0 | 0 | 0 | 0
00 Ret.Exist_FBC_NoCtrl & GPM & SNCR & DRET | 0 | 0 | 0 | 0 | 0 | 0 | 0
00 Ret.Exist_FBC_NoCtrl & GPM & SNCR & NGC | 0 | 0 | 0 | 0 | 0 | 0 | 0
00 Ret.Exist_FBC_NoCtrl & NGC | 0 | 0 | 0 | 0 | 0 | 0 | 0
00 Ret.Exist_FBC_NoCtrl & SNCR | 0 | 0 | 0 | 0 | 0 | 0 | 0
00 Ret.Exist_FBC_NoCtrl & SNCR & CCS | 0 | 0 | 0 | 0 | 0 | 0 | 0
00 Ret.Exist_FBC_NoCtrl & SNCR & DRET | 0 | 0 | 0 | 0 | 0 | 0 | 0
00 Ret.Exist_FBC_NoCtrl & SNCR & NGC | 0 | 0 | 0 | 0 | 0 | 0 | 0
00 Ret.Exist_FBC_ACI_DSI & CCS | 0 | 0 | 92.5705 | 92.5705 | 0 | 0 | 0
00 Ret.Exist_FBC_ACI_DSI & DCCS | 0 | 0 | 0 | 0 | 0 | 0 | 0
00 Ret.Exist_FBC_ACI_DSI & DCCS & CCS | 0 | 0 | 0 | 0 | 0 | 0 | 0
00 Ret.Exist_FBC_ACI_DSI & DCCS & SNCR & CCS | 0 | 0 | 0 | 0 | 0 | 0 | 0
00 Ret.Exist_FBC_ACI_DSI & DRET | 0 | 0 | 0 | 0 | 0 | 0 | 0
00 Ret.Exist_FBC_ACI_DSI & GPM | 0 | 0 | 0 | 0 | 0 | 0 | 0
00 Ret.Exist_FBC_ACI_DSI & GPM & CCS | 0 | 0 | 0 | 0 | 0 | 0 | 0
00 Ret.Exist_FBC_ACI_DSI & GPM & DRET | 0 | 0 | 0 | 0 | 0 | 0 | 0
00 Ret.Exist_FBC_ACI_DSI & GPM & NGC | 0 | 0 | 0 | 0 | 0 | 0 | 0
00 Ret.Exist_FBC_ACI_DSI & GPM & SNCR | 0 | 0 | 0 | 0 | 0 | 0 | 0
00 Ret.Exist_FBC_ACI_DSI & GPM & SNCR & CCS | 0 | 0 | 0 | 0 | 0 | 0 | 0
00 Ret.Exist_FBC_ACI_DSI & GPM & SNCR & DRET | 0 | 0 | 0 | 0 | 0 | 0 | 0
00 Ret.Exist_FBC_ACI_DSI & GPM & SNCR & NGC | 0 | 0 | 0 | 0 | 0 | 0 | 0
00 Ret.Exist_FBC_ACI_DSI & NGC | 0 | 0 | 0 | 0 | 0 | 0 | 0
00 Ret.Exist_FBC_ACI_DSI & SNCR | 0 | 0 | 0 | 0 | 0 | 0 | 0
00 Ret.Exist_FBC_ACI_DSI & SNCR & CCS | 0 | 0 | 0 | 0 | 0 | 0 | 0
00 Ret.Exist_FBC_ACI_DSI & SNCR & DRET | 0 | 0 | 0 | 0 | 0 | 0 | 0
00 Ret.Exist_FBC_ACI_DSI & SNCR & NGC | 0 | 0 | 0 | 0 | 0 | 0 | 0
00 Ret.Exist_FBC_DryFGD_ACI & CCS | 0 | 0 | 0 | 0 | 0 | 0 | 0
00 Ret.Exist_FBC_DryFGD_ACI & DCCS | 0 | 0 | 0 | 0 | 0 | 0 | 0
00 Ret.Exist_FBC_DryFGD_ACI & DCCS & CCS | 0 | 0 | 0 | 0 | 0 | 0 | 0
00 Ret.Exist_FBC_DryFGD_ACI & DCCS & SNCR & CCS | 0 | 0 | 0 | 0 | 0 | 0 | 0
00 Ret.Exist_FBC_DryFGD_ACI & DRET | 0 | 0 | 0 | 0 | 0 | 0 | 0
00 Ret.Exist_FBC_DryFGD_ACI & GPM | 0 | 0 | 0 | 0 | 0 | 0 | 0
00 Ret.Exist_FBC_DryFGD_ACI & GPM & CCS | 0 | 0 | 0 | 0 | 0 | 0 | 0
00 Ret.Exist_FBC_DryFGD_ACI & GPM & DRET | 0 | 0 | 0 | 0 | 0 | 0 | 0
00 Ret.Exist_FBC_DryFGD_ACI & GPM & NGC | 0 | 0 | 0 | 0 | 0 | 0 | 0
00 Ret.Exist_FBC_DryFGD_ACI & GPM & SNCR | 0 | 0 | 0 | 0 | 0 | 0 | 0
00 Ret.Exist_FBC_DryFGD_ACI & GPM & SNCR & CCS | 0 | 0 | 0 | 0 | 0 | 0 | 0
00 Ret.Exist_FBC_DryFGD_ACI & GPM & SNCR & DRET | 0 | 0 | 0 | 0 | 0 | 0 | 0
00 Ret.Exist_FBC_DryFGD_ACI & GPM & SNCR & NGC | 0 | 0 | 0 | 0 | 0 | 0 | 0
00 Ret.Exist_FBC_DryFGD_ACI & NGC | 0 | 0 | 0 | 0 | 0 | 0 | 0
00 Ret.Exist_FBC_DryFGD_ACI & SNCR | 0 | 0 | 0 | 0 | 0 | 0 | 0
00 Ret.Exist_FBC_DryFGD_ACI & SNCR & CCS | 0 | 0 | 0 | 0 | 0 | 0 | 0
00 Ret.Exist_FBC_DryFGD_ACI & SNCR & DRET | 0 | 0 | 0 | 0 | 0 | 0 | 0
00 Ret.Exist_FBC_DryFGD_ACI & SNCR & NGC | 0 | 0 | 0 | 0 | 0 | 0 | 0
00 Ret.Exist_FBC_DryFGD_DSI & ACI | 0 | 0 | 0 | 0 | 0 | 0 | 0
00 Ret.Exist_FBC_DryFGD_DSI & ACI & DRET | 0 | 0 | 0 | 0 | 0 | 0 | 0
00 Ret.Exist_FBC_DryFGD_DSI & ACI & GPM | 0 | 0 | 0 | 0 | 0 | 0 | 0
00 Ret.Exist_FBC_DryFGD_DSI & ACI & GPM & DRET | 0 | 0 | 0 | 0 | 0 | 0 | 0
00 Ret.Exist_FBC_DryFGD_DSI & ACI & GPM & NGC | 0 | 0 | 0 | 0 | 0 | 0 | 0
00 Ret.Exist_FBC_DryFGD_DSI & ACI & GPM & SNCR | 0 | 0 | 0 | 0 | 0 | 0 | 0
00 Ret.Exist_FBC_DryFGD_DSI & ACI & GPM & SNCR & DRET | 0 | 0 | 0 | 0 | 0 | 0 | 0
00 Ret.Exist_FBC_DryFGD_DSI & ACI & GPM & SNCR & NGC | 0 | 0 | 0 | 0 | 0 | 0 | 0
00 Ret.Exist_FBC_DryFGD_DSI & ACI & NGC | 0 | 0 | 0 | 0 | 0 | 0 | 0
00 Ret.Exist_FBC_DryFGD_DSI & ACI & SNCR | 0 | 0 | 0 | 0 | 0 | 0 | 0
00 Ret.Exist_FBC_DryFGD_DSI & ACI & SNCR & DRET | 0 | 0 | 0 | 0 | 0 | 0 | 0
00 Ret.Exist_FBC_DryFGD_DSI & ACI & SNCR & NGC | 0 | 0 | 0 | 0 | 0 | 0 | 0
00 Ret.Exist_FBC_DryFGD_DSI & DRET | 0 | 0 | 0 | 0 | 0 | 0 | 0
00 Ret.Exist_FBC_DryFGD_DSI & GPM | 0 | 0 | 0 | 0 | 0 | 0 | 0
00 Ret.Exist_FBC_DryFGD_DSI & GPM & DRET | 0 | 0 | 0 | 0 | 0 | 0 | 0
00 Ret.Exist_FBC_DryFGD_DSI & GPM & NGC | 0 | 0 | 0 | 0 | 0 | 0 | 0
00 Ret.Exist_FBC_DryFGD_DSI & GPM & SNCR | 0 | 0 | 0 | 0 | 0 | 0 | 0
00 Ret.Exist_FBC_DryFGD_DSI & GPM & SNCR & DRET | 0 | 0 | 0 | 0 | 0 | 0 | 0
00 Ret.Exist_FBC_DryFGD_DSI & GPM & SNCR & NGC | 0 | 0 | 0 | 0 | 0 | 0 | 0
00 Ret.Exist_FBC_DryFGD_DSI & NGC | 0 | 0 | 0 | 0 | 0 | 0 | 0
00 Ret.Exist_FBC_DryFGD_DSI & SNCR | 0 | 0 | 0 | 0 | 0 | 0 | 0
00 Ret.Exist_FBC_DryFGD_DSI & SNCR & DRET | 0 | 0 | 0 | 0 | 0 | 0 | 0
00 Ret.Exist_FBC_DryFGD_DSI & SNCR & NGC | 0 | 0 | 0 | 0 | 0 | 0 | 0
00 Ret.Exist_FBC_DryFGD_SNCR & ACI | 0 | 0 | 0 | 0 | 0 | 0 | 0
00 Ret.Exist_FBC_DryFGD_SNCR & ACI & CCS | 0 | 0 | 0 | 0 | 0 | 0 | 0
00 Ret.Exist_FBC_DryFGD_SNCR & ACI & DRET | 0 | 0 | 0 | 0 | 0 | 0 | 0
00 Ret.Exist_FBC_DryFGD_SNCR & ACI & GPM | 0 | 0 | 0 | 0 | 0 | 0 | 0
00 Ret.Exist_FBC_DryFGD_SNCR & ACI & GPM & CCS | 0 | 0 | 0 | 0 | 0 | 0 | 0
00 Ret.Exist_FBC_DryFGD_SNCR & ACI & GPM & DRET | 0 | 0 | 0 | 0 | 0 | 0 | 0
00 Ret.Exist_FBC_DryFGD_SNCR & ACI & GPM & NGC | 0 | 0 | 0 | 0 | 0 | 0 | 0
00 Ret.Exist_FBC_DryFGD_SNCR & ACI & NGC | 0 | 0 | 0 | 0 | 0 | 0 | 0
00 Ret.Exist_FBC_DryFGD_SNCR & CCS | 0 | 0 | 230.7417 | 230.7417 | 0 | 0 | 0
00 Ret.Exist_FBC_DryFGD_SNCR & DCCS | 0 | 0 | 0 | 0 | 0 | 0 | 0
00 Ret.Exist_FBC_DryFGD_SNCR & DCCS & CCS | 0 | 0 | 0 | 0 | 0 | 0 | 0
00 Ret.Exist_FBC_DryFGD_SNCR & DRET | 0 | 0 | 0 | 0 | 0 | 0 | 0
00 Ret.Exist_FBC_DryFGD_SNCR & GPM | 0 | 0 | 0 | 0 | 0 | 0 | 0
00 Ret.Exist_FBC_DryFGD_SNCR & GPM & CCS | 0 | 0 | 0 | 0 | 0 | 0 | 0
00 Ret.Exist_FBC_DryFGD_SNCR & GPM & DRET | 0 | 0 | 0 | 0 | 0 | 0 | 0
00 Ret.Exist_FBC_DryFGD_SNCR & GPM & NGC | 0 | 0 | 0 | 0 | 0 | 0 | 0
00 Ret.Exist_FBC_DryFGD_SNCR & NGC | 0 | 0 | 0 | 0 | 0 | 0 | 0
00 Ret.Exist_FBC_DryFGD_SNCR_ACI & CCS | 0 | 0 | 0 | 0 | 0 | 0 | 0
00 Ret.Exist_FBC_DryFGD_SNCR_ACI & DCCS | 0 | 0 | 0 | 0 | 0 | 0 | 0
00 Ret.Exist_FBC_DryFGD_SNCR_ACI & DCCS & CCS | 0 | 0 | 0 | 0 | 0 | 0 | 0
00 Ret.Exist_FBC_DryFGD_SNCR_ACI & DRET | 0 | 0 | 0 | 0 | 0 | 0 | 0
00 Ret.Exist_FBC_DryFGD_SNCR_ACI & GPM | 0 | 0 | 0 | 0 | 0 | 0 | 0
00 Ret.Exist_FBC_DryFGD_SNCR_ACI & GPM & CCS | 0 | 0 | 0 | 0 | 0 | 0 | 0
00 Ret.Exist_FBC_DryFGD_SNCR_ACI & GPM & DRET | 0 | 0 | 0 | 0 | 0 | 0 | 0
00 Ret.Exist_FBC_DryFGD_SNCR_ACI & GPM & NGC | 0 | 0 | 0 | 0 | 0 | 0 | 0
00 Ret.Exist_FBC_DryFGD_SNCR_ACI & NGC | 0 | 0 | 0 | 0 | 0 | 0 | 0
00 Ret.Exist_FBC_DryFGD_SNCR_ACI_DSI & CCS | 0 | 429.1488 | 429.1488 | 429.1488 | 420.0528 | 93.69 | 93.69
00 Ret.Exist_FBC_DryFGD_SNCR_ACI_DSI & DCCS | 0 | 0 | 0 | 0 | 0 | 0 | 0
00 Ret.Exist_FBC_DryFGD_SNCR_ACI_DSI & DCCS & CCS | 0 | 0 | 0 | 0 | 0 | 0 | 0
00 Ret.Exist_FBC_DryFGD_SNCR_ACI_DSI & DRET | 0 | 0 | 0 | 0 | 0 | 0 | 0
00 Ret.Exist_FBC_DryFGD_SNCR_ACI_DSI & GPM | 0 | 0 | 0 | 0 | 0 | 0 | 0
00 Ret.Exist_FBC_DryFGD_SNCR_ACI_DSI & GPM & CCS | 0 | 0 | 0 | 0 | 0 | 0 | 0
00 Ret.Exist_FBC_DryFGD_SNCR_ACI_DSI & GPM & DRET | 0 | 0 | 0 | 0 | 0 | 0 | 0
00 Ret.Exist_FBC_DryFGD_SNCR_ACI_DSI & GPM & NGC | 0 | 0 | 0 | 0 | 0 | 0 | 0
00 Ret.Exist_FBC_DryFGD_SNCR_ACI_DSI & NGC | 0 | 0 | 0 | 0 | 0 | 0 | 0
00 Ret.Exist_FBC_DryFGD_SNCR_DSI & ACI | 0 | 0 | 0 | 0 | 0 | 0 | 0
00 Ret.Exist_FBC_DryFGD_SNCR_DSI & ACI & DRET | 0 | 0 | 0 | 0 | 0 | 0 | 0
00 Ret.Exist_FBC_DryFGD_SNCR_DSI & ACI & GPM | 0 | 0 | 0 | 0 | 0 | 0 | 0
00 Ret.Exist_FBC_DryFGD_SNCR_DSI & ACI & GPM & DRET | 0 | 0 | 0 | 0 | 0 | 0 | 0
00 Ret.Exist_FBC_DryFGD_SNCR_DSI & ACI & GPM & NGC | 0 | 0 | 0 | 0 | 0 | 0 | 0
00 Ret.Exist_FBC_DryFGD_SNCR_DSI & ACI & NGC | 0 | 0 | 0 | 0 | 0 | 0 | 0
00 Ret.Exist_FBC_DryFGD_SNCR_DSI & DRET | 0 | 0 | 0 | 0 | 0 | 0 | 0
00 Ret.Exist_FBC_DryFGD_SNCR_DSI & GPM | 0 | 0 | 0 | 0 | 0 | 0 | 0
00 Ret.Exist_FBC_DryFGD_SNCR_DSI & GPM & DRET | 0 | 0 | 0 | 0 | 0 | 0 | 0
00 Ret.Exist_FBC_DryFGD_SNCR_DSI & GPM & NGC | 0 | 0 | 0 | 0 | 0 | 0 | 0
00 Ret.Exist_FBC_DryFGD_SNCR_DSI & NGC | 0 | 0 | 0 | 0 | 0 | 0 | 0
00 Ret.Exist_FBC_DSI & ACI | 0 | 0 | 0 | 0 | 0 | 0 | 0
00 Ret.Exist_FBC_DSI & ACI & DRET | 0 | 0 | 0 | 0 | 0 | 0 | 0
00 Ret.Exist_FBC_DSI & ACI & GPM | 0 | 0 | 0 | 0 | 0 | 0 | 0
00 Ret.Exist_FBC_DSI & ACI & GPM & DRET | 0 | 0 | 0 | 0 | 0 | 0 | 0
00 Ret.Exist_FBC_DSI & ACI & GPM & NGC | 0 | 0 | 0 | 0 | 0 | 0 | 0
00 Ret.Exist_FBC_DSI & ACI & GPM & SNCR | 0 | 0 | 0 | 0 | 0 | 0 | 0
00 Ret.Exist_FBC_DSI & ACI & GPM & SNCR & DRET | 0 | 0 | 0 | 0 | 0 | 0 | 0
00 Ret.Exist_FBC_DSI & ACI & GPM & SNCR & NGC | 0 | 0 | 0 | 0 | 0 | 0 | 0
00 Ret.Exist_FBC_DSI & ACI & NGC | 0 | 0 | 0 | 0 | 0 | 0 | 0
00 Ret.Exist_FBC_DSI & ACI & SNCR | 0 | 0 | 0 | 0 | 0 | 0 | 0
00 Ret.Exist_FBC_DSI & ACI & SNCR & DRET | 0 | 0 | 0 | 0 | 0 | 0 | 0
00 Ret.Exist_FBC_DSI & ACI & SNCR & NGC | 0 | 0 | 0 | 0 | 0 | 0 | 0
00 Ret.Exist_FBC_DSI & DRET | 0 | 0 | 0 | 0 | 0 | 0 | 0
00 Ret.Exist_FBC_DSI & GPM | 0 | 0 | 0 | 0 | 0 | 0 | 0
00 Ret.Exist_FBC_DSI & GPM & DRET | 0 | 0 | 0 | 0 | 0 | 0 | 0
00 Ret.Exist_FBC_DSI & GPM & NGC | 0 | 0 | 0 | 0 | 0 | 0 | 0
00 Ret.Exist_FBC_DSI & GPM & SNCR | 0 | 0 | 0 | 0 | 0 | 0 | 0
00 Ret.Exist_FBC_DSI & GPM & SNCR & DRET | 0 | 0 | 0 | 0 | 0 | 0 | 0
00 Ret.Exist_FBC_DSI & GPM & SNCR & NGC | 0 | 0 | 0 | 0 | 0 | 0 | 0
00 Ret.Exist_FBC_DSI & NGC | 0 | 0 | 0 | 0 | 0 | 0 | 0
00 Ret.Exist_FBC_DSI & SNCR | 0 | 0 | 0 | 0 | 0 | 0 | 0
00 Ret.Exist_FBC_DSI & SNCR & DRET | 0 | 0 | 0 | 0 | 0 | 0 | 0
00 Ret.Exist_FBC_DSI & SNCR & NGC | 0 | 0 | 0 | 0 | 0 | 0 | 0
00 Ret.Exist_FBC_SNCR & ACI | 0 | 0 | 0 | 0 | 0 | 0 | 0
00 Ret.Exist_FBC_SNCR & ACI & DRET | 0 | 0 | 0 | 0 | 0 | 0 | 0
00 Ret.Exist_FBC_SNCR & ACI & NGC | 0 | 0 | 0 | 0 | 0 | 0 | 0
00 Ret.Exist_FBC_SNCR & DRET | 0 | 0 | 0 | 0 | 0 | 0 | 0
00 Ret.Exist_FBC_SNCR & GPM | 0 | 0 | 0 | 0 | 0 | 0 | 0
00 Ret.Exist_FBC_SNCR & GPM & DRET | 0 | 0 | 0 | 0 | 0 | 0 | 0
00 Ret.Exist_FBC_SNCR & GPM & NGC | 0 | 0 | 0 | 0 | 0 | 0 | 0
00 Ret.Exist_FBC_SNCR & NGC | 53 | 53 | 53 | 53 | 53 | 53 | 53
00 Ret.Exist_FBC_SNCR_ACI_DSI & CCS | 0 | 0 | 0 | 0 | 0 | 0 | 0
00 Ret.Exist_FBC_SNCR_ACI_DSI & DCCS | 0 | 0 | 0 | 0 | 0 | 0 | 0
00 Ret.Exist_FBC_SNCR_ACI_DSI & DCCS & CCS | 0 | 0 | 0 | 0 | 0 | 0 | 0
00 Ret.Exist_FBC_SNCR_ACI_DSI & DRET | 0 | 0 | 0 | 0 | 0 | 0 | 0
00 Ret.Exist_FBC_SNCR_ACI_DSI & GPM | 0 | 0 | 0 | 0 | 0 | 0 | 0
00 Ret.Exist_FBC_SNCR_ACI_DSI & GPM & CCS | 0 | 0 | 0 | 0 | 0 | 0 | 0
00 Ret.Exist_FBC_SNCR_ACI_DSI & GPM & DRET | 0 | 0 | 0 | 0 | 0 | 0 | 0
00 Ret.Exist_FBC_SNCR_ACI_DSI & GPM & NGC | 0 | 0 | 0 | 0 | 0 | 0 | 0
00 Ret.Exist_FBC_SNCR_ACI_DSI & NGC | 0 | 0 | 0 | 0 | 0 | 0 | 0
00 Ret.Exist_FBC_SNCR_DSI & ACI | 0 | 0 | 0 | 0 | 0 | 0 | 0
00 Ret.Exist_FBC_SNCR_DSI & ACI & CCS | 0 | 0 | 0 | 0 | 0 | 0 | 0
00 Ret.Exist_FBC_SNCR_DSI & ACI & DRET | 0 | 0 | 0 | 0 | 0 | 0 | 0
00 Ret.Exist_FBC_SNCR_DSI & ACI & GPM | 0 | 0 | 0 | 0 | 0 | 0 | 0
00 Ret.Exist_FBC_SNCR_DSI & ACI & GPM & CCS | 0 | 0 | 0 | 0 | 0 | 0 | 0
00 Ret.Exist_FBC_SNCR_DSI & ACI & GPM & DRET | 0 | 0 | 0 | 0 | 0 | 0 | 0
00 Ret.Exist_FBC_SNCR_DSI & ACI & GPM & NGC | 0 | 0 | 0 | 0 | 0 | 0 | 0
00 Ret.Exist_FBC_SNCR_DSI & ACI & NGC | 0 | 0 | 0 | 0 | 0 | 0 | 0
00 Ret.Exist_FBC_SNCR_DSI & CCS | 0 | 0 | 0 | 0 | 0 | 0 | 0
00 Ret.Exist_FBC_SNCR_DSI & DCCS | 0 | 0 | 0 | 0 | 0 | 0 | 0
00 Ret.Exist_FBC_SNCR_DSI & DCCS & CCS | 0 | 0 | 0 | 0 | 0 | 0 | 0
00 Ret.Exist_FBC_SNCR_DSI & DRET | 0 | 0 | 0 | 0 | 0 | 0 | 0
00 Ret.Exist_FBC_SNCR_DSI & GPM | 0 | 0 | 0 | 0 | 0 | 0 | 0
00 Ret.Exist_FBC_SNCR_DSI & GPM & CCS | 0 | 0 | 0 | 0 | 0 | 0 | 0
00 Ret.Exist_FBC_SNCR_DSI & GPM & DRET | 0 | 0 | 0 | 0 | 0 | 0 | 0
00 Ret.Exist_FBC_SNCR_DSI & GPM & NGC | 0 | 0 | 0 | 0 | 0 | 0 | 0
00 Ret.Exist_FBC_SNCR_DSI & NGC | 0 | 0 | 0 | 0 | 0 | 0 | 0
00 Ret.Exist_FBC_WetFGD_DSI & ACI | 0 | 0 | 0 | 0 | 0 | 0 | 0
00 Ret.Exist_FBC_WetFGD_DSI & ACI & DRET | 0 | 0 | 0 | 0 | 0 | 0 | 0
00 Ret.Exist_FBC_WetFGD_DSI & ACI & GPM | 0 | 0 | 0 | 0 | 0 | 0 | 0
00 Ret.Exist_FBC_WetFGD_DSI & ACI & GPM & DRET | 0 | 0 | 0 | 0 | 0 | 0 | 0
00 Ret.Exist_FBC_WetFGD_DSI & ACI & GPM & NGC | 0 | 0 | 0 | 0 | 0 | 0 | 0
00 Ret.Exist_FBC_WetFGD_DSI & ACI & GPM & SNCR | 0 | 0 | 0 | 0 | 0 | 0 | 0
00 Ret.Exist_FBC_WetFGD_DSI & ACI & GPM & SNCR & DRET | 0 | 0 | 0 | 0 | 0 | 0 | 0
00 Ret.Exist_FBC_WetFGD_DSI & ACI & GPM & SNCR & NGC | 0 | 0 | 0 | 0 | 0 | 0 | 0
00 Ret.Exist_FBC_WetFGD_DSI & ACI & NGC | 0 | 0 | 0 | 0 | 0 | 0 | 0
00 Ret.Exist_FBC_WetFGD_DSI & ACI & SNCR | 0 | 0 | 0 | 0 | 0 | 0 | 0
00 Ret.Exist_FBC_WetFGD_DSI & ACI & SNCR & DRET | 0 | 0 | 0 | 0 | 0 | 0 | 0
00 Ret.Exist_FBC_WetFGD_DSI & ACI & SNCR & NGC | 0 | 0 | 0 | 0 | 0 | 0 | 0
00 Ret.Exist_FBC_WetFGD_DSI & DRET | 0 | 0 | 0 | 0 | 0 | 0 | 0
00 Ret.Exist_FBC_WetFGD_DSI & GPM | 0 | 0 | 0 | 0 | 0 | 0 | 0
00 Ret.Exist_FBC_WetFGD_DSI & GPM & DRET | 0 | 0 | 0 | 0 | 0 | 0 | 0
00 Ret.Exist_FBC_WetFGD_DSI & GPM & NGC | 0 | 0 | 0 | 0 | 0 | 0 | 0
00 Ret.Exist_FBC_WetFGD_DSI & GPM & SNCR | 0 | 0 | 0 | 0 | 0 | 0 | 0
00 Ret.Exist_FBC_WetFGD_DSI & GPM & SNCR & DRET | 0 | 0 | 0 | 0 | 0 | 0 | 0
00 Ret.Exist_FBC_WetFGD_DSI & GPM & SNCR & NGC | 0 | 0 | 0 | 0 | 0 | 0 | 0
00 Ret.Exist_FBC_WetFGD_DSI & NGC | 0 | 0 | 0 | 0 | 0 | 0 | 0
00 Ret.Exist_FBC_WetFGD_DSI & SNCR | 0 | 0 | 0 | 0 | 0 | 0 | 0
00 Ret.Exist_FBC_WetFGD_DSI & SNCR & DRET | 0 | 0 | 0 | 0 | 0 | 0 | 0
00 Ret.Exist_FBC_WetFGD_DSI & SNCR & NGC | 0 | 0 | 0 | 0 | 0 | 0 | 0
00 Ret.Exist_FBC_WetFGD_SNCR & ACI | 0 | 0 | 0 | 0 | 0 | 0 | 0
00 Ret.Exist_FBC_WetFGD_SNCR & ACI & DRET | 0 | 0 | 0 | 0 | 0 | 0 | 0
00 Ret.Exist_FBC_WetFGD_SNCR & ACI & NGC | 0 | 0 | 0 | 0 | 0 | 0 | 0
00 Ret.Exist_FBC_WetFGD_SNCR & DRET | 0 | 0 | 0 | 0 | 0 | 0 | 0
00 Ret.Exist_FBC_WetFGD_SNCR & GPM | 0 | 0 | 0 | 0 | 0 | 0 | 0
00 Ret.Exist_FBC_WetFGD_SNCR & GPM & DRET | 0 | 0 | 0 | 0 | 0 | 0 | 0
00 Ret.Exist_FBC_WetFGD_SNCR & GPM & NGC | 0 | 0 | 0 | 0 | 0 | 0 | 0
00 Ret.Exist_FBC_WetFGD_SNCR & NGC | 0 | 0 | 0 | 0 | 0 | 0 | 0
00 Ret.Exist_Non-FBC_ACI & C2G | 1044.3 | 1044.3 | 26.3 | 26.3 | 26.3 | 26.3 | 26.3
00 Ret.Exist_Non-FBC_ACI & C2G & SCR | 0 | 0 | 0 | 0 | 0 | 0 | 0
00 Ret.Exist_Non-FBC_ACI & DCCS | 0 | 0 | 0 | 0 | 0 | 0 | 0
00 Ret.Exist_Non-FBC_ACI & DCCS & WetFGD & SCR & CCS | 0 | 0 | 0 | 0 | 0 | 0 | 0
00 Ret.Exist_Non-FBC_ACI & DRET | 0 | 0 | 0 | 0 | 0 | 0 | 0
00 Ret.Exist_Non-FBC_ACI & DSI | 0 | 0 | 0 | 0 | 0 | 0 | 0
00 Ret.Exist_Non-FBC_ACI & DSI & C2G | 0 | 0 | 0 | 0 | 0 | 0 | 0
00 Ret.Exist_Non-FBC_ACI & DSI & C2G & SCR | 0 | 0 | 0 | 0 | 0 | 0 | 0
00 Ret.Exist_Non-FBC_ACI & DSI & DRET | 0 | 0 | 0 | 0 | 0 | 0 | 0
00 Ret.Exist_Non-FBC_ACI & DSI & GPM | 0 | 0 | 0 | 0 | 0 | 0 | 0
00 Ret.Exist_Non-FBC_ACI & DSI & GPM & C2G | 0 | 0 | 0 | 0 | 0 | 0 | 0
00 Ret.Exist_Non-FBC_ACI & DSI & GPM & C2G & SCR | 0 | 0 | 0 | 0 | 0 | 0 | 0
00 Ret.Exist_Non-FBC_ACI & DSI & GPM & DRET | 0 | 0 | 0 | 0 | 0 | 0 | 0
00 Ret.Exist_Non-FBC_ACI & DSI & GPM & NGC | 0 | 0 | 0 | 0 | 0 | 0 | 0
00 Ret.Exist_Non-FBC_ACI & DSI & GPM & SCR | 0 | 0 | 0 | 0 | 0 | 0 | 0
00 Ret.Exist_Non-FBC_ACI & DSI & GPM & SCR & DRET | 0 | 0 | 0 | 0 | 0 | 0 | 0
00 Ret.Exist_Non-FBC_ACI & DSI & GPM & SCR & NGC | 0 | 0 | 0 | 0 | 0 | 0 | 0
00 Ret.Exist_Non-FBC_ACI & DSI & GPM & SNCR | 0 | 0 | 0 | 0 | 0 | 0 | 0
00 Ret.Exist_Non-FBC_ACI & DSI & GPM & SNCR & DRET | 0 | 0 | 0 | 0 | 0 | 0 | 0
00 Ret.Exist_Non-FBC_ACI & DSI & GPM & SNCR & NGC | 0 | 0 | 0 | 0 | 0 | 0 | 0
00 Ret.Exist_Non-FBC_ACI & DSI & GPM & WetFGD & SCR & CCS | 0 | 0 | 0 | 0 | 0 | 0 | 0
00 Ret.Exist_Non-FBC_ACI & DSI & NGC | 0 | 0 | 0 | 0 | 0 | 0 | 0
00 Ret.Exist_Non-FBC_ACI & DSI & SCR | 0 | 0 | 0 | 0 | 0 | 0 | 0
00 Ret.Exist_Non-FBC_ACI & DSI & SCR & DRET | 0 | 0 | 0 | 0 | 0 | 0 | 0
00 Ret.Exist_Non-FBC_ACI & DSI & SCR & NGC | 0 | 0 | 0 | 0 | 0 | 0 | 0
00 Ret.Exist_Non-FBC_ACI & DSI & SNCR | 0 | 0 | 0 | 0 | 0 | 0 | 0
00 Ret.Exist_Non-FBC_ACI & DSI & SNCR & DRET | 0 | 0 | 0 | 0 | 0 | 0 | 0
00 Ret.Exist_Non-FBC_ACI & DSI & SNCR & NGC | 0 | 0 | 0 | 0 | 0 | 0 | 0
00 Ret.Exist_Non-FBC_ACI & DSI & WetFGD & SCR & CCS | 0 | 0 | 0 | 0 | 0 | 0 | 0
00 Ret.Exist_Non-FBC_ACI & GPM | 0 | 0 | 0 | 0 | 0 | 0 | 0
00 Ret.Exist_Non-FBC_ACI & GPM & C2G | 0 | 0 | 0 | 0 | 0 | 0 | 0
00 Ret.Exist_Non-FBC_ACI & GPM & C2G & SCR | 0 | 0 | 0 | 0 | 0 | 0 | 0
00 Ret.Exist_Non-FBC_ACI & GPM & DRET | 0 | 0 | 0 | 0 | 0 | 0 | 0
00 Ret.Exist_Non-FBC_ACI & GPM & NGC | 0 | 0 | 0 | 0 | 0 | 0 | 0
00 Ret.Exist_Non-FBC_ACI & GPM & SCR | 0 | 0 | 0 | 0 | 0 | 0 | 0
00 Ret.Exist_Non-FBC_ACI & GPM & SCR & DRET | 0 | 0 | 0 | 0 | 0 | 0 | 0
00 Ret.Exist_Non-FBC_ACI & GPM & SCR & NGC | 0 | 0 | 0 | 0 | 0 | 0 | 0
00 Ret.Exist_Non-FBC_ACI & GPM & SNCR | 0 | 0 | 0 | 0 | 0 | 0 | 0
00 Ret.Exist_Non-FBC_ACI & GPM & SNCR & DRET | 0 | 0 | 0 | 0 | 0 | 0 | 0
00 Ret.Exist_Non-FBC_ACI & GPM & SNCR & NGC | 0 | 0 | 0 | 0 | 0 | 0 | 0
00 Ret.Exist_Non-FBC_ACI & GPM & WetFGD & SCR & CCS | 0 | 0 | 0 | 0 | 0 | 0 | 0
00 Ret.Exist_Non-FBC_ACI & NGC | 0 | 0 | 0 | 0 | 0 | 0 | 0
00 Ret.Exist_Non-FBC_ACI & SCR | 0 | 0 | 0 | 0 | 0 | 0 | 0
00 Ret.Exist_Non-FBC_ACI & SCR & C2G | 0 | 0 | 0 | 0 | 0 | 0 | 0
00 Ret.Exist_Non-FBC_ACI & SCR & DRET | 0 | 0 | 0 | 0 | 0 | 0 | 0
00 Ret.Exist_Non-FBC_ACI & SCR & NGC | 0 | 0 | 0 | 0 | 0 | 0 | 0
00 Ret.Exist_Non-FBC_ACI & SCR & WetFGD & CCS | 0 | 0 | 0 | 0 | 0 | 0 | 0
00 Ret.Exist_Non-FBC_ACI & SNCR | 0 | 0 | 0 | 0 | 0 | 0 | 0
00 Ret.Exist_Non-FBC_ACI & SNCR & C2G | 0 | 0 | 0 | 0 | 0 | 0 | 0
00 Ret.Exist_Non-FBC_ACI & SNCR & DRET | 0 | 0 | 0 | 0 | 0 | 0 | 0
00 Ret.Exist_Non-FBC_ACI & SNCR & NGC | 0 | 0 | 0 | 0 | 0 | 0 | 0
00 Ret.Exist_Non-FBC_ACI_DSI & C2G | 1270 | 0 | 0 | 0 | 0 | 0 | 0
00 Ret.Exist_Non-FBC_ACI_DSI & C2G & SCR | 0 | 0 | 0 | 0 | 0 | 0 | 0
00 Ret.Exist_Non-FBC_ACI_DSI & DCCS | 0 | 0 | 0 | 0 | 0 | 0 | 0
00 Ret.Exist_Non-FBC_ACI_DSI & DCCS & WetFGD & SCR & CCS | 0 | 0 | 0 | 0 | 0 | 0 | 0
00 Ret.Exist_Non-FBC_ACI_DSI & DRET | 0 | 0 | 0 | 0 | 0 | 0 | 0
00 Ret.Exist_Non-FBC_ACI_DSI & GPM | 0 | 0 | 0 | 0 | 0 | 0 | 0
00 Ret.Exist_Non-FBC_ACI_DSI & GPM & C2G | 0 | 0 | 0 | 0 | 0 | 0 | 0
00 Ret.Exist_Non-FBC_ACI_DSI & GPM & C2G & SCR | 0 | 0 | 0 | 0 | 0 | 0 | 0
00 Ret.Exist_Non-FBC_ACI_DSI & GPM & DRET | 0 | 0 | 0 | 0 | 0 | 0 | 0
00 Ret.Exist_Non-FBC_ACI_DSI & GPM & NGC | 0 | 0 | 0 | 0 | 0 | 0 | 0
00 Ret.Exist_Non-FBC_ACI_DSI & GPM & SCR | 0 | 0 | 0 | 0 | 0 | 0 | 0
00 Ret.Exist_Non-FBC_ACI_DSI & GPM & SCR & DRET | 0 | 0 | 0 | 0 | 0 | 0 | 0
00 Ret.Exist_Non-FBC_ACI_DSI & GPM & SCR & NGC | 0 | 0 | 0 | 0 | 0 | 0 | 0
00 Ret.Exist_Non-FBC_ACI_DSI & GPM & SNCR | 0 | 0 | 0 | 0 | 0 | 0 | 0
00 Ret.Exist_Non-FBC_ACI_DSI & GPM & SNCR & DRET | 0 | 0 | 0 | 0 | 0 | 0 | 0
00 Ret.Exist_Non-FBC_ACI_DSI & GPM & SNCR & NGC | 0 | 0 | 0 | 0 | 0 | 0 | 0
00 Ret.Exist_Non-FBC_ACI_DSI & GPM & WetFGD & SCR & CCS | 0 | 0 | 0 | 0 | 0 | 0 | 0
00 Ret.Exist_Non-FBC_ACI_DSI & NGC | 0 | 0 | 0 | 0 | 0 | 0 | 0
00 Ret.Exist_Non-FBC_ACI_DSI & SCR | 0 | 0 | 0 | 0 | 0 | 0 | 0
00 Ret.Exist_Non-FBC_ACI_DSI & SCR & C2G | 0 | 0 | 0 | 0 | 0 | 0 | 0
00 Ret.Exist_Non-FBC_ACI_DSI & SCR & DRET | 0 | 0 | 0 | 0 | 0 | 0 | 0
00 Ret.Exist_Non-FBC_ACI_DSI & SCR & NGC | 0 | 0 | 0 | 0 | 0 | 0 | 0
00 Ret.Exist_Non-FBC_ACI_DSI & SCR & WetFGD & CCS | 0 | 0 | 0 | 0 | 0 | 0 | 0
00 Ret.Exist_Non-FBC_ACI_DSI & SNCR | 0 | 0 | 0 | 0 | 0 | 0 | 0
00 Ret.Exist_Non-FBC_ACI_DSI & SNCR & C2G | 0 | 0 | 0 | 0 | 0 | 0 | 0
00 Ret.Exist_Non-FBC_ACI_DSI & SNCR & DRET | 0 | 0 | 0 | 0 | 0 | 0 | 0
00 Ret.Exist_Non-FBC_ACI_DSI & SNCR & NGC | 0 | 0 | 0 | 0 | 0 | 0 | 0
00 Ret.Exist_Non-FBC_DryFGD & C2G | 0 | 0 | 0 | 0 | 0 | 0 | 0
00 Ret.Exist_Non-FBC_DryFGD & C2G & SCR | 0 | 0 | 0 | 0 | 0 | 0 | 0
00 Ret.Exist_Non-FBC_DryFGD & DRET | 0 | 0 | 0 | 0 | 0 | 0 | 0
00 Ret.Exist_Non-FBC_DryFGD & GPM | 0 | 0 | 0 | 0 | 0 | 0 | 0
00 Ret.Exist_Non-FBC_DryFGD & GPM & C2G | 0 | 0 | 0 | 0 | 0 | 0 | 0
00 Ret.Exist_Non-FBC_DryFGD & GPM & C2G & SCR | 0 | 0 | 0 | 0 | 0 | 0 | 0
00 Ret.Exist_Non-FBC_DryFGD & GPM & DRET | 0 | 0 | 0 | 0 | 0 | 0 | 0
00 Ret.Exist_Non-FBC_DryFGD & GPM & NGC | 0 | 0 | 0 | 0 | 0 | 0 | 0
00 Ret.Exist_Non-FBC_DryFGD & GPM & SCR | 0 | 0 | 0 | 0 | 0 | 0 | 0
00 Ret.Exist_Non-FBC_DryFGD & GPM & SCR & CCS | 0 | 0 | 0 | 0 | 0 | 0 | 0
00 Ret.Exist_Non-FBC_DryFGD & GPM & SCR & DRET | 0 | 0 | 0 | 0 | 0 | 0 | 0
00 Ret.Exist_Non-FBC_DryFGD & GPM & SCR & NGC | 0 | 0 | 0 | 0 | 0 | 0 | 0
00 Ret.Exist_Non-FBC_DryFGD & GPM & SNCR | 0 | 0 | 0 | 0 | 0 | 0 | 0
00 Ret.Exist_Non-FBC_DryFGD & GPM & SNCR & DRET | 0 | 0 | 0 | 0 | 0 | 0 | 0
00 Ret.Exist_Non-FBC_DryFGD & GPM & SNCR & NGC | 0 | 0 | 0 | 0 | 0 | 0 | 0
00 Ret.Exist_Non-FBC_DryFGD & NGC | 0 | 0 | 0 | 0 | 0 | 0 | 0
00 Ret.Exist_Non-FBC_DryFGD & SCR | 0 | 0 | 0 | 0 | 0 | 0 | 0
00 Ret.Exist_Non-FBC_DryFGD & SCR & C2G | 0 | 0 | 0 | 0 | 0 | 0 | 0
00 Ret.Exist_Non-FBC_DryFGD & SCR & CCS | 0 | 0 | 0 | 0 | 0 | 0 | 0
00 Ret.Exist_Non-FBC_DryFGD & SCR & DRET | 0 | 0 | 0 | 0 | 0 | 0 | 0
00 Ret.Exist_Non-FBC_DryFGD & SCR & NGC | 0 | 0 | 0 | 0 | 0 | 0 | 0
00 Ret.Exist_Non-FBC_DryFGD & SNCR | 0 | 0 | 0 | 0 | 0 | 0 | 0
00 Ret.Exist_Non-FBC_DryFGD & SNCR & C2G | 0 | 0 | 0 | 0 | 0 | 0 | 0
00 Ret.Exist_Non-FBC_DryFGD & SNCR & DRET | 0 | 0 | 0 | 0 | 0 | 0 | 0
00 Ret.Exist_Non-FBC_DryFGD & SNCR & NGC | 0 | 0 | 0 | 0 | 0 | 0 | 0
00 Ret.Exist_Non-FBC_DryFGD_ACI & C2G | 0 | 0 | 0 | 0 | 0 | 0 | 0
00 Ret.Exist_Non-FBC_DryFGD_ACI & C2G & SCR | 0 | 0 | 0 | 0 | 0 | 0 | 0
00 Ret.Exist_Non-FBC_DryFGD_ACI & DCCS | 0 | 0 | 0 | 0 | 0 | 0 | 0
00 Ret.Exist_Non-FBC_DryFGD_ACI & DCCS & SCR & CCS | 0 | 0 | 0 | 0 | 0 | 0 | 0
00 Ret.Exist_Non-FBC_DryFGD_ACI & DRET | 0 | 0 | 0 | 0 | 0 | 0 | 0
00 Ret.Exist_Non-FBC_DryFGD_ACI & GPM | 0 | 0 | 0 | 0 | 0 | 0 | 0
00 Ret.Exist_Non-FBC_DryFGD_ACI & GPM & C2G | 0 | 0 | 0 | 0 | 0 | 0 | 0
00 Ret.Exist_Non-FBC_DryFGD_ACI & GPM & C2G & SCR | 0 | 0 | 0 | 0 | 0 | 0 | 0
00 Ret.Exist_Non-FBC_DryFGD_ACI & GPM & DRET | 0 | 0 | 0 | 0 | 0 | 0 | 0
00 Ret.Exist_Non-FBC_DryFGD_ACI & GPM & NGC | 0 | 0 | 0 | 0 | 0 | 0 | 0
00 Ret.Exist_Non-FBC_DryFGD_ACI & GPM & SCR | 0 | 0 | 0 | 0 | 0 | 0 | 0
00 Ret.Exist_Non-FBC_DryFGD_ACI & GPM & SCR & CCS | 0 | 0 | 0 | 0 | 0 | 0 | 0
00 Ret.Exist_Non-FBC_DryFGD_ACI & GPM & SCR & DRET | 0 | 0 | 0 | 0 | 0 | 0 | 0
00 Ret.Exist_Non-FBC_DryFGD_ACI & GPM & SCR & NGC | 0 | 0 | 0 | 0 | 0 | 0 | 0
00 Ret.Exist_Non-FBC_DryFGD_ACI & GPM & SNCR | 0 | 0 | 0 | 0 | 0 | 0 | 0
00 Ret.Exist_Non-FBC_DryFGD_ACI & GPM & SNCR & DRET | 0 | 0 | 0 | 0 | 0 | 0 | 0
00 Ret.Exist_Non-FBC_DryFGD_ACI & GPM & SNCR & NGC | 0 | 0 | 0 | 0 | 0 | 0 | 0
00 Ret.Exist_Non-FBC_DryFGD_ACI & NGC | 0 | 0 | 0 | 0 | 0 | 0 | 0
00 Ret.Exist_Non-FBC_DryFGD_ACI & SCR | 0 | 0 | 1.6616e-06 | 1.6616e-06 | 1.6616e-06 | 1.6616e-06 | 1.6616e-06
00 Ret.Exist_Non-FBC_DryFGD_ACI & SCR & C2G | 0 | 0 | 0 | 0 | 0 | 0 | 0
00 Ret.Exist_Non-FBC_DryFGD_ACI & SCR & CCS | 0 | 0 | 996.7335 | 996.7335 | 316.8007 | 316.8007 | 316.8007
00 Ret.Exist_Non-FBC_DryFGD_ACI & SCR & DRET | 0 | 0 | 0 | 0 | 0 | 0 | 0
00 Ret.Exist_Non-FBC_DryFGD_ACI & SCR & NGC | 0 | 0 | 0 | 0 | 0 | 0 | 0
00 Ret.Exist_Non-FBC_DryFGD_ACI & SNCR | 0 | 0 | 0 | 0 | 0 | 0 | 0
00 Ret.Exist_Non-FBC_DryFGD_ACI & SNCR & C2G | 0 | 0 | 0 | 0 | 0 | 0 | 0
00 Ret.Exist_Non-FBC_DryFGD_ACI & SNCR & DRET | 0 | 0 | 0 | 0 | 0 | 0 | 0
00 Ret.Exist_Non-FBC_DryFGD_ACI & SNCR & NGC | 0 | 0 | 0 | 0 | 0 | 0 | 0
00 Ret.Exist_Non-FBC_DryFGD_SCR & ACI | 0 | 0 | 0 | 0 | 0 | 0 | 0
00 Ret.Exist_Non-FBC_DryFGD_SCR & ACI & C2G | 0 | 0 | 0 | 0 | 0 | 0 | 0
00 Ret.Exist_Non-FBC_DryFGD_SCR & ACI & CCS | 0 | 0 | 0 | 0 | 0 | 0 | 0
00 Ret.Exist_Non-FBC_DryFGD_SCR & ACI & DRET | 0 | 0 | 0 | 0 | 0 | 0 | 0
00 Ret.Exist_Non-FBC_DryFGD_SCR & ACI & GPM | 0 | 0 | 0 | 0 | 0 | 0 | 0
00 Ret.Exist_Non-FBC_DryFGD_SCR & ACI & GPM & C2G | 0 | 0 | 0 | 0 | 0 | 0 | 0
00 Ret.Exist_Non-FBC_DryFGD_SCR & ACI & GPM & CCS | 0 | 0 | 0 | 0 | 0 | 0 | 0
00 Ret.Exist_Non-FBC_DryFGD_SCR & ACI & GPM & DRET | 0 | 0 | 0 | 0 | 0 | 0 | 0
00 Ret.Exist_Non-FBC_DryFGD_SCR & ACI & GPM & NGC | 0 | 0 | 0 | 0 | 0 | 0 | 0
00 Ret.Exist_Non-FBC_DryFGD_SCR & ACI & NGC | 0 | 0 | 0 | 0 | 0 | 0 | 0
00 Ret.Exist_Non-FBC_DryFGD_SCR & C2G | 0 | 0 | 0 | 0 | 0 | 0 | 0
00 Ret.Exist_Non-FBC_DryFGD_SCR & CCS | 0 | 0 | 0 | 0 | 0 | 0 | 0
00 Ret.Exist_Non-FBC_DryFGD_SCR & DRET | 0 | 0 | 0 | 0 | 0 | 0 | 0
00 Ret.Exist_Non-FBC_DryFGD_SCR & GPM | 0 | 0 | 0 | 0 | 0 | 0 | 0
00 Ret.Exist_Non-FBC_DryFGD_SCR & GPM & C2G | 0 | 0 | 0 | 0 | 0 | 0 | 0
00 Ret.Exist_Non-FBC_DryFGD_SCR & GPM & CCS | 0 | 0 | 0 | 0 | 0 | 0 | 0
00 Ret.Exist_Non-FBC_DryFGD_SCR & GPM & DRET | 0 | 0 | 0 | 0 | 0 | 0 | 0
00 Ret.Exist_Non-FBC_DryFGD_SCR & GPM & NGC | 0 | 0 | 0 | 0 | 0 | 0 | 0
00 Ret.Exist_Non-FBC_DryFGD_SCR & NGC | 0 | 0 | 0 | 0 | 0 | 0 | 0
00 Ret.Exist_Non-FBC_DryFGD_SCR_ACI & C2G | 499.9 | 499.9 | 499.9 | 499.9 | 499.9 | 499.9 | 499.9
00 Ret.Exist_Non-FBC_DryFGD_SCR_ACI & CCS | 0 | 259.4793 | 1048.1164 | 1048.1164 | 378.1381 | 359.573 | 359.573
00 Ret.Exist_Non-FBC_DryFGD_SCR_ACI & DCCS | 0 | 0 | 0 | 0 | 0 | 0 | 0
00 Ret.Exist_Non-FBC_DryFGD_SCR_ACI & DCCS & CCS | 0 | 0 | 0 | 0 | 0 | 0 | 0
00 Ret.Exist_Non-FBC_DryFGD_SCR_ACI & DRET | 0 | 0 | 0 | 0 | 0 | 0 | 0
00 Ret.Exist_Non-FBC_DryFGD_SCR_ACI & GPM | 0 | 0 | 0 | 0 | 0 | 0 | 0
00 Ret.Exist_Non-FBC_DryFGD_SCR_ACI & GPM & C2G | 0 | 0 | 0 | 0 | 0 | 0 | 0
00 Ret.Exist_Non-FBC_DryFGD_SCR_ACI & GPM & CCS | 0 | 0 | 0 | 0 | 0 | 0 | 0
00 Ret.Exist_Non-FBC_DryFGD_SCR_ACI & GPM & DRET | 0 | 0 | 0 | 0 | 0 | 0 | 0
00 Ret.Exist_Non-FBC_DryFGD_SCR_ACI & GPM & NGC | 0 | 0 | 0 | 0 | 0 | 0 | 0
00 Ret.Exist_Non-FBC_DryFGD_SCR_ACI & NGC | 0 | 0 | 0 | 0 | 0 | 0 | 0
00 Ret.Exist_Non-FBC_DryFGD_SCR_ACI_DSI & C2G | 0 | 0 | 0 | 0 | 0 | 0 | 0
00 Ret.Exist_Non-FBC_DryFGD_SCR_ACI_DSI & CCS | 0 | 0 | 0 | 0 | 0 | 0 | 0
00 Ret.Exist_Non-FBC_DryFGD_SCR_ACI_DSI & DCCS | 0 | 0 | 0 | 0 | 0 | 0 | 0
00 Ret.Exist_Non-FBC_DryFGD_SCR_ACI_DSI & DCCS & CCS | 0 | 0 | 0 | 0 | 0 | 0 | 0
00 Ret.Exist_Non-FBC_DryFGD_SCR_ACI_DSI & DRET | 0 | 0 | 0 | 0 | 0 | 0 | 0
00 Ret.Exist_Non-FBC_DryFGD_SCR_ACI_DSI & GPM | 0 | 0 | 0 | 0 | 0 | 0 | 0
00 Ret.Exist_Non-FBC_DryFGD_SCR_ACI_DSI & GPM & C2G | 0 | 0 | 0 | 0 | 0 | 0 | 0
00 Ret.Exist_Non-FBC_DryFGD_SCR_ACI_DSI & GPM & CCS | 0 | 0 | 0 | 0 | 0 | 0 | 0
00 Ret.Exist_Non-FBC_DryFGD_SCR_ACI_DSI & GPM & DRET | 0 | 0 | 0 | 0 | 0 | 0 | 0
00 Ret.Exist_Non-FBC_DryFGD_SCR_ACI_DSI & GPM & NGC | 0 | 0 | 0 | 0 | 0 | 0 | 0
00 Ret.Exist_Non-FBC_DryFGD_SCR_ACI_DSI & NGC | 0 | 0 | 0 | 0 | 0 | 0 | 0
00 Ret.Exist_Non-FBC_DryFGD_SCR_DSI & ACI | 0 | 0 | 0 | 0 | 0 | 0 | 0
00 Ret.Exist_Non-FBC_DryFGD_SCR_DSI & ACI & C2G | 0 | 0 | 0 | 0 | 0 | 0 | 0
00 Ret.Exist_Non-FBC_DryFGD_SCR_DSI & ACI & CCS | 0 | 0 | 0 | 0 | 0 | 0 | 0
00 Ret.Exist_Non-FBC_DryFGD_SCR_DSI & ACI & DRET | 0 | 0 | 0 | 0 | 0 | 0 | 0
00 Ret.Exist_Non-FBC_DryFGD_SCR_DSI & ACI & GPM | 0 | 0 | 0 | 0 | 0 | 0 | 0
00 Ret.Exist_Non-FBC_DryFGD_SCR_DSI & ACI & GPM & C2G | 0 | 0 | 0 | 0 | 0 | 0 | 0
00 Ret.Exist_Non-FBC_DryFGD_SCR_DSI & ACI & GPM & CCS | 0 | 0 | 0 | 0 | 0 | 0 | 0
00 Ret.Exist_Non-FBC_DryFGD_SCR_DSI & ACI & GPM & DRET | 0 | 0 | 0 | 0 | 0 | 0 | 0
00 Ret.Exist_Non-FBC_DryFGD_SCR_DSI & ACI & GPM & NGC | 0 | 0 | 0 | 0 | 0 | 0 | 0
00 Ret.Exist_Non-FBC_DryFGD_SCR_DSI & ACI & NGC | 0 | 0 | 0 | 0 | 0 | 0 | 0
00 Ret.Exist_Non-FBC_DryFGD_SCR_DSI & C2G | 0 | 0 | 0 | 0 | 0 | 0 | 0
00 Ret.Exist_Non-FBC_DryFGD_SCR_DSI & CCS | 0 | 0 | 0 | 0 | 0 | 0 | 0
00 Ret.Exist_Non-FBC_DryFGD_SCR_DSI & DRET | 0 | 0 | 0 | 0 | 0 | 0 | 0
00 Ret.Exist_Non-FBC_DryFGD_SCR_DSI & GPM | 0 | 0 | 0 | 0 | 0 | 0 | 0
00 Ret.Exist_Non-FBC_DryFGD_SCR_DSI & GPM & C2G | 0 | 0 | 0 | 0 | 0 | 0 | 0
00 Ret.Exist_Non-FBC_DryFGD_SCR_DSI & GPM & CCS | 0 | 0 | 0 | 0 | 0 | 0 | 0
00 Ret.Exist_Non-FBC_DryFGD_SCR_DSI & GPM & DRET | 0 | 0 | 0 | 0 | 0 | 0 | 0
00 Ret.Exist_Non-FBC_DryFGD_SCR_DSI & GPM & NGC | 0 | 0 | 0 | 0 | 0 | 0 | 0
00 Ret.Exist_Non-FBC_DryFGD_SCR_DSI & NGC | 0 | 0 | 0 | 0 | 0 | 0 | 0
00 Ret.Exist_Non-FBC_DryFGD_SNCR_ACI & C2G | 0 | 0 | 0 | 0 | 0 | 0 | 0
00 Ret.Exist_Non-FBC_DryFGD_SNCR_ACI & C2G & SCR | 0 | 0 | 0 | 0 | 0 | 0 | 0
00 Ret.Exist_Non-FBC_DryFGD_SNCR_ACI & DCCS | 0 | 0 | 0 | 0 | 0 | 0 | 0
00 Ret.Exist_Non-FBC_DryFGD_SNCR_ACI & DCCS & SCR & CCS | 0 | 0 | 0 | 0 | 0 | 0 | 0
00 Ret.Exist_Non-FBC_DryFGD_SNCR_ACI & DRET | 0 | 0 | 0 | 0 | 0 | 0 | 0
00 Ret.Exist_Non-FBC_DryFGD_SNCR_ACI & GPM | 0 | 0 | 0 | 0 | 0 | 0 | 0
00 Ret.Exist_Non-FBC_DryFGD_SNCR_ACI & GPM & C2G | 0 | 0 | 0 | 0 | 0 | 0 | 0
00 Ret.Exist_Non-FBC_DryFGD_SNCR_ACI & GPM & C2G & SCR | 0 | 0 | 0 | 0 | 0 | 0 | 0
00 Ret.Exist_Non-FBC_DryFGD_SNCR_ACI & GPM & DRET | 0 | 0 | 0 | 0 | 0 | 0 | 0
00 Ret.Exist_Non-FBC_DryFGD_SNCR_ACI & GPM & NGC | 0 | 0 | 0 | 0 | 0 | 0 | 0
00 Ret.Exist_Non-FBC_DryFGD_SNCR_ACI & GPM & SCR | 0 | 0 | 0 | 0 | 0 | 0 | 0
00 Ret.Exist_Non-FBC_DryFGD_SNCR_ACI & GPM & SCR & CCS | 0 | 0 | 0 | 0 | 0 | 0 | 0
00 Ret.Exist_Non-FBC_DryFGD_SNCR_ACI & GPM & SCR & DRET | 0 | 0 | 0 | 0 | 0 | 0 | 0
00 Ret.Exist_Non-FBC_DryFGD_SNCR_ACI & GPM & SCR & NGC | 0 | 0 | 0 | 0 | 0 | 0 | 0
00 Ret.Exist_Non-FBC_DryFGD_SNCR_ACI & NGC | 0 | 0 | 0 | 0 | 0 | 0 | 0
00 Ret.Exist_Non-FBC_DryFGD_SNCR_ACI & SCR | 0 | 0 | 0 | 0 | 0 | 0 | 0
00 Ret.Exist_Non-FBC_DryFGD_SNCR_ACI & SCR & C2G | 0 | 0 | 0 | 0 | 0 | 0 | 0
00 Ret.Exist_Non-FBC_DryFGD_SNCR_ACI & SCR & CCS | 0 | 0 | 0 | 0 | 0 | 0 | 0
00 Ret.Exist_Non-FBC_DryFGD_SNCR_ACI & SCR & DRET | 0 | 0 | 0 | 0 | 0 | 0 | 0
00 Ret.Exist_Non-FBC_DryFGD_SNCR_ACI & SCR & NGC | 0 | 0 | 0 | 0 | 0 | 0 | 0
00 Ret.Exist_Non-FBC_DryFGD_SNCR_ACI_DSI & C2G | 0 | 0 | 0 | 0 | 0 | 0 | 0
00 Ret.Exist_Non-FBC_DryFGD_SNCR_ACI_DSI & C2G & SCR | 0 | 0 | 0 | 0 | 0 | 0 | 0
00 Ret.Exist_Non-FBC_DryFGD_SNCR_ACI_DSI & DRET | 0 | 0 | 0 | 0 | 0 | 0 | 0
00 Ret.Exist_Non-FBC_DryFGD_SNCR_ACI_DSI & GPM | 0 | 0 | 0 | 0 | 0 | 0 | 0
00 Ret.Exist_Non-FBC_DryFGD_SNCR_ACI_DSI & GPM & C2G | 0 | 0 | 0 | 0 | 0 | 0 | 0
00 Ret.Exist_Non-FBC_DryFGD_SNCR_ACI_DSI & GPM & C2G & SCR | 0 | 0 | 0 | 0 | 0 | 0 | 0
00 Ret.Exist_Non-FBC_DryFGD_SNCR_ACI_DSI & GPM & DRET | 0 | 0 | 0 | 0 | 0 | 0 | 0
00 Ret.Exist_Non-FBC_DryFGD_SNCR_ACI_DSI & GPM & NGC | 0 | 0 | 0 | 0 | 0 | 0 | 0
00 Ret.Exist_Non-FBC_DryFGD_SNCR_ACI_DSI & GPM & SCR | 0 | 0 | 0 | 0 | 0 | 0 | 0
00 Ret.Exist_Non-FBC_DryFGD_SNCR_ACI_DSI & GPM & SCR & CCS | 0 | 0 | 0 | 0 | 0 | 0 | 0
00 Ret.Exist_Non-FBC_DryFGD_SNCR_ACI_DSI & GPM & SCR & DRET | 0 | 0 | 0 | 0 | 0 | 0 | 0
00 Ret.Exist_Non-FBC_DryFGD_SNCR_ACI_DSI & GPM & SCR & NGC | 0 | 0 | 0 | 0 | 0 | 0 | 0
00 Ret.Exist_Non-FBC_DryFGD_SNCR_ACI_DSI & NGC | 0 | 0 | 0 | 0 | 0 | 0 | 0
00 Ret.Exist_Non-FBC_DryFGD_SNCR_ACI_DSI & SCR | 0 | 0 | 0 | 0 | 0 | 0 | 0
00 Ret.Exist_Non-FBC_DryFGD_SNCR_ACI_DSI & SCR & C2G | 0 | 0 | 0 | 0 | 0 | 0 | 0
00 Ret.Exist_Non-FBC_DryFGD_SNCR_ACI_DSI & SCR & CCS | 0 | 0 | 0 | 0 | 0 | 0 | 0
00 Ret.Exist_Non-FBC_DryFGD_SNCR_ACI_DSI & SCR & DRET | 0 | 0 | 0 | 0 | 0 | 0 | 0
00 Ret.Exist_Non-FBC_DryFGD_SNCR_ACI_DSI & SCR & NGC | 0 | 0 | 0 | 0 | 0 | 0 | 0
00 Ret.Exist_Non-FBC_DSI & ACI | 0 | 0 | 0 | 0 | 0 | 0 | 0
00 Ret.Exist_Non-FBC_DSI & ACI & C2G | 0 | 0 | 0 | 0 | 0 | 0 | 0
00 Ret.Exist_Non-FBC_DSI & ACI & C2G & SCR | 0 | 0 | 0 | 0 | 0 | 0 | 0
00 Ret.Exist_Non-FBC_DSI & ACI & DRET | 0 | 0 | 0 | 0 | 0 | 0 | 0
00 Ret.Exist_Non-FBC_DSI & ACI & GPM | 0 | 0 | 0 | 0 | 0 | 0 | 0
00 Ret.Exist_Non-FBC_DSI & ACI & GPM & C2G | 0 | 0 | 0 | 0 | 0 | 0 | 0
00 Ret.Exist_Non-FBC_DSI & ACI & GPM & C2G & SCR | 0 | 0 | 0 | 0 | 0 | 0 | 0
00 Ret.Exist_Non-FBC_DSI & ACI & GPM & DRET | 0 | 0 | 0 | 0 | 0 | 0 | 0
00 Ret.Exist_Non-FBC_DSI & ACI & GPM & NGC | 0 | 0 | 0 | 0 | 0 | 0 | 0
00 Ret.Exist_Non-FBC_DSI & ACI & GPM & SCR | 0 | 0 | 0 | 0 | 0 | 0 | 0
00 Ret.Exist_Non-FBC_DSI & ACI & GPM & SCR & DRET | 0 | 0 | 0 | 0 | 0 | 0 | 0
00 Ret.Exist_Non-FBC_DSI & ACI & GPM & SCR & NGC | 0 | 0 | 0 | 0 | 0 | 0 | 0
00 Ret.Exist_Non-FBC_DSI & ACI & GPM & SNCR | 0 | 0 | 0 | 0 | 0 | 0 | 0
00 Ret.Exist_Non-FBC_DSI & ACI & GPM & SNCR & DRET | 0 | 0 | 0 | 0 | 0 | 0 | 0
00 Ret.Exist_Non-FBC_DSI & ACI & GPM & SNCR & NGC | 0 | 0 | 0 | 0 | 0 | 0 | 0
00 Ret.Exist_Non-FBC_DSI & ACI & GPM & WetFGD & SCR & CCS | 0 | 0 | 0 | 0 | 0 | 0 | 0
00 Ret.Exist_Non-FBC_DSI & ACI & NGC | 0 | 0 | 0 | 0 | 0 | 0 | 0
00 Ret.Exist_Non-FBC_DSI & ACI & SCR | 0 | 0 | 0 | 0 | 0 | 0 | 0
00 Ret.Exist_Non-FBC_DSI & ACI & SCR & DRET | 0 | 0 | 0 | 0 | 0 | 0 | 0
00 Ret.Exist_Non-FBC_DSI & ACI & SCR & NGC | 0 | 0 | 0 | 0 | 0 | 0 | 0
00 Ret.Exist_Non-FBC_DSI & ACI & SNCR | 0 | 0 | 0 | 0 | 0 | 0 | 0
00 Ret.Exist_Non-FBC_DSI & ACI & SNCR & DRET | 0 | 0 | 0 | 0 | 0 | 0 | 0
00 Ret.Exist_Non-FBC_DSI & ACI & SNCR & NGC | 0 | 0 | 0 | 0 | 0 | 0 | 0
00 Ret.Exist_Non-FBC_DSI & ACI & WetFGD & SCR & CCS | 0 | 0 | 0 | 0 | 0 | 0 | 0
00 Ret.Exist_Non-FBC_DSI & C2G | 0 | 0 | 0 | 0 | 0 | 0 | 0
00 Ret.Exist_Non-FBC_DSI & C2G & SCR | 0 | 0 | 0 | 0 | 0 | 0 | 0
00 Ret.Exist_Non-FBC_DSI & DRET | 0 | 0 | 0 | 0 | 0 | 0 | 0
00 Ret.Exist_Non-FBC_DSI & GPM | 0 | 0 | 0 | 0 | 0 | 0 | 0
00 Ret.Exist_Non-FBC_DSI & GPM & C2G | 0 | 0 | 0 | 0 | 0 | 0 | 0
00 Ret.Exist_Non-FBC_DSI & GPM & C2G & SCR | 0 | 0 | 0 | 0 | 0 | 0 | 0
00 Ret.Exist_Non-FBC_DSI & GPM & DRET | 0 | 0 | 0 | 0 | 0 | 0 | 0
00 Ret.Exist_Non-FBC_DSI & GPM & NGC | 0 | 0 | 0 | 0 | 0 | 0 | 0
00 Ret.Exist_Non-FBC_DSI & GPM & SCR | 0 | 0 | 0 | 0 | 0 | 0 | 0
00 Ret.Exist_Non-FBC_DSI & GPM & SCR & DRET | 0 | 0 | 0 | 0 | 0 | 0 | 0
00 Ret.Exist_Non-FBC_DSI & GPM & SCR & NGC | 0 | 0 | 0 | 0 | 0 | 0 | 0
00 Ret.Exist_Non-FBC_DSI & GPM & SNCR | 0 | 0 | 0 | 0 | 0 | 0 | 0
00 Ret.Exist_Non-FBC_DSI & GPM & SNCR & DRET | 0 | 0 | 0 | 0 | 0 | 0 | 0
00 Ret.Exist_Non-FBC_DSI & GPM & SNCR & NGC | 0 | 0 | 0 | 0 | 0 | 0 | 0
00 Ret.Exist_Non-FBC_DSI & GPM & WetFGD & SCR & CCS | 0 | 0 | 0 | 0 | 0 | 0 | 0
00 Ret.Exist_Non-FBC_DSI & NGC | 0 | 0 | 0 | 0 | 0 | 0 | 0
00 Ret.Exist_Non-FBC_DSI & SCR | 0 | 0 | 0 | 0 | 0 | 0 | 0
00 Ret.Exist_Non-FBC_DSI & SCR & C2G | 0 | 0 | 0 | 0 | 0 | 0 | 0
00 Ret.Exist_Non-FBC_DSI & SCR & DRET | 0 | 0 | 0 | 0 | 0 | 0 | 0
00 Ret.Exist_Non-FBC_DSI & SCR & NGC | 0 | 0 | 0 | 0 | 0 | 0 | 0
00 Ret.Exist_Non-FBC_DSI & SCR & WetFGD & CCS | 0 | 0 | 0 | 0 | 0 | 0 | 0
00 Ret.Exist_Non-FBC_DSI & SNCR | 0 | 0 | 0 | 0 | 0 | 0 | 0
00 Ret.Exist_Non-FBC_DSI & SNCR & C2G | 0 | 0 | 0 | 0 | 0 | 0 | 0
00 Ret.Exist_Non-FBC_DSI & SNCR & DRET | 0 | 0 | 0 | 0 | 0 | 0 | 0
00 Ret.Exist_Non-FBC_DSI & SNCR & NGC | 0 | 0 | 0 | 0 | 0 | 0 | 0
00 Ret.Exist_Non-FBC_NoCtrl & ACI | 0 | 0 | 0 | 0 | 0 | 0 | 0
00 Ret.Exist_Non-FBC_NoCtrl & ACI & C2G | 0 | 0 | 0 | 0 | 0 | 0 | 0
00 Ret.Exist_Non-FBC_NoCtrl & ACI & C2G & SCR | 0 | 0 | 0 | 0 | 0 | 0 | 0
00 Ret.Exist_Non-FBC_NoCtrl & ACI & DRET | 0 | 0 | 0 | 0 | 0 | 0 | 0
00 Ret.Exist_Non-FBC_NoCtrl & ACI & DSI | 0 | 0 | 0 | 0 | 0 | 0 | 0
00 Ret.Exist_Non-FBC_NoCtrl & ACI & DSI & C2G | 0 | 0 | 0 | 0 | 0 | 0 | 0
00 Ret.Exist_Non-FBC_NoCtrl & ACI & DSI & C2G & SCR | 0 | 0 | 0 | 0 | 0 | 0 | 0
00 Ret.Exist_Non-FBC_NoCtrl & ACI & DSI & DRET | 0 | 0 | 0 | 0 | 0 | 0 | 0
00 Ret.Exist_Non-FBC_NoCtrl & ACI & DSI & GPM | 0 | 0 | 0 | 0 | 0 | 0 | 0
00 Ret.Exist_Non-FBC_NoCtrl & ACI & DSI & GPM & C2G | 0 | 0 | 0 | 0 | 0 | 0 | 0
00 Ret.Exist_Non-FBC_NoCtrl & ACI & DSI & GPM & C2G & SCR | 0 | 0 | 0 | 0 | 0 | 0 | 0
00 Ret.Exist_Non-FBC_NoCtrl & ACI & DSI & GPM & DRET | 0 | 0 | 0 | 0 | 0 | 0 | 0
00 Ret.Exist_Non-FBC_NoCtrl & ACI & DSI & GPM & NGC | 0 | 0 | 0 | 0 | 0 | 0 | 0
00 Ret.Exist_Non-FBC_NoCtrl & ACI & DSI & GPM & SCR | 0 | 0 | 0 | 0 | 0 | 0 | 0
00 Ret.Exist_Non-FBC_NoCtrl & ACI & DSI & GPM & SCR & DRET | 0 | 0 | 0 | 0 | 0 | 0 | 0
00 Ret.Exist_Non-FBC_NoCtrl & ACI & DSI & GPM & SCR & NGC | 0 | 0 | 0 | 0 | 0 | 0 | 0
00 Ret.Exist_Non-FBC_NoCtrl & ACI & DSI & GPM & SNCR | 0 | 0 | 0 | 0 | 0 | 0 | 0
00 Ret.Exist_Non-FBC_NoCtrl & ACI & DSI & GPM & SNCR & DRET | 0 | 0 | 0 | 0 | 0 | 0 | 0
00 Ret.Exist_Non-FBC_NoCtrl & ACI & DSI & GPM & SNCR & NGC | 0 | 0 | 0 | 0 | 0 | 0 | 0
00 Ret.Exist_Non-FBC_NoCtrl & ACI & DSI & GPM & WetFGD & SCR & CCS | 0 | 0 | 0 | 0 | 0 | 0 | 0
00 Ret.Exist_Non-FBC_NoCtrl & ACI & DSI & NGC | 0 | 0 | 0 | 0 | 0 | 0 | 0
00 Ret.Exist_Non-FBC_NoCtrl & ACI & DSI & SCR | 0 | 0 | 0 | 0 | 0 | 0 | 0
00 Ret.Exist_Non-FBC_NoCtrl & ACI & DSI & SCR & DRET | 0 | 0 | 0 | 0 | 0 | 0 | 0
00 Ret.Exist_Non-FBC_NoCtrl & ACI & DSI & SCR & NGC | 0 | 0 | 0 | 0 | 0 | 0 | 0
00 Ret.Exist_Non-FBC_NoCtrl & ACI & DSI & SNCR | 0 | 0 | 0 | 0 | 0 | 0 | 0
00 Ret.Exist_Non-FBC_NoCtrl & ACI & DSI & SNCR & DRET | 0 | 0 | 0 | 0 | 0 | 0 | 0
00 Ret.Exist_Non-FBC_NoCtrl & ACI & DSI & SNCR & NGC | 0 | 0 | 0 | 0 | 0 | 0 | 0
00 Ret.Exist_Non-FBC_NoCtrl & ACI & DSI & WetFGD & SCR & CCS | 0 | 0 | 0 | 0 | 0 | 0 | 0
00 Ret.Exist_Non-FBC_NoCtrl & ACI & GPM | 0 | 0 | 0 | 0 | 0 | 0 | 0
00 Ret.Exist_Non-FBC_NoCtrl & ACI & GPM & C2G | 0 | 0 | 0 | 0 | 0 | 0 | 0
00 Ret.Exist_Non-FBC_NoCtrl & ACI & GPM & C2G & SCR | 0 | 0 | 0 | 0 | 0 | 0 | 0
00 Ret.Exist_Non-FBC_NoCtrl & ACI & GPM & DRET | 0 | 0 | 0 | 0 | 0 | 0 | 0
00 Ret.Exist_Non-FBC_NoCtrl & ACI & GPM & NGC | 0 | 0 | 0 | 0 | 0 | 0 | 0
00 Ret.Exist_Non-FBC_NoCtrl & ACI & GPM & SCR | 0 | 0 | 0 | 0 | 0 | 0 | 0
00 Ret.Exist_Non-FBC_NoCtrl & ACI & GPM & SCR & DRET | 0 | 0 | 0 | 0 | 0 | 0 | 0
00 Ret.Exist_Non-FBC_NoCtrl & ACI & GPM & SCR & NGC | 0 | 0 | 0 | 0 | 0 | 0 | 0
00 Ret.Exist_Non-FBC_NoCtrl & ACI & GPM & SNCR | 0 | 0 | 0 | 0 | 0 | 0 | 0
00 Ret.Exist_Non-FBC_NoCtrl & ACI & GPM & SNCR & DRET | 0 | 0 | 0 | 0 | 0 | 0 | 0
00 Ret.Exist_Non-FBC_NoCtrl & ACI & GPM & SNCR & NGC | 0 | 0 | 0 | 0 | 0 | 0 | 0
00 Ret.Exist_Non-FBC_NoCtrl & ACI & GPM & WetFGD & SCR & CCS | 0 | 0 | 0 | 0 | 0 | 0 | 0
00 Ret.Exist_Non-FBC_NoCtrl & ACI & NGC | 0 | 0 | 0 | 0 | 0 | 0 | 0
00 Ret.Exist_Non-FBC_NoCtrl & ACI & SCR | 0 | 0 | 0 | 0 | 0 | 0 | 0
00 Ret.Exist_Non-FBC_NoCtrl & ACI & SCR & DRET | 0 | 0 | 0 | 0 | 0 | 0 | 0
00 Ret.Exist_Non-FBC_NoCtrl & ACI & SCR & NGC | 0 | 0 | 0 | 0 | 0 | 0 | 0
00 Ret.Exist_Non-FBC_NoCtrl & ACI & SNCR | 0 | 0 | 0 | 0 | 0 | 0 | 0
00 Ret.Exist_Non-FBC_NoCtrl & ACI & SNCR & DRET | 0 | 0 | 0 | 0 | 0 | 0 | 0
00 Ret.Exist_Non-FBC_NoCtrl & ACI & SNCR & NGC | 0 | 0 | 0 | 0 | 0 | 0 | 0
00 Ret.Exist_Non-FBC_NoCtrl & ACI & WetFGD & SCR & CCS | 0 | 0 | 0 | 0 | 0 | 0 | 0
00 Ret.Exist_Non-FBC_NoCtrl & C2G | 0 | 0 | 0 | 0 | 0 | 0 | 0
00 Ret.Exist_Non-FBC_NoCtrl & C2G & SCR | 0 | 0 | 0 | 0 | 0 | 0 | 0
00 Ret.Exist_Non-FBC_NoCtrl & DCCS | 0 | 0 | 0 | 0 | 0 | 0 | 0
00 Ret.Exist_Non-FBC_NoCtrl & DCCS & WetFGD & SCR & CCS | 0 | 0 | 0 | 0 | 0 | 0 | 0
00 Ret.Exist_Non-FBC_NoCtrl & DRET | 0 | 0 | 0 | 0 | 0 | 0 | 0
00 Ret.Exist_Non-FBC_NoCtrl & DSI | 0 | 0 | 0 | 0 | 0 | 0 | 0
00 Ret.Exist_Non-FBC_NoCtrl & DSI & C2G | 0 | 0 | 0 | 0 | 0 | 0 | 0
00 Ret.Exist_Non-FBC_NoCtrl & DSI & C2G & SCR | 0 | 0 | 0 | 0 | 0 | 0 | 0
00 Ret.Exist_Non-FBC_NoCtrl & DSI & DRET | 0 | 0 | 0 | 0 | 0 | 0 | 0
00 Ret.Exist_Non-FBC_NoCtrl & DSI & GPM | 0 | 0 | 0 | 0 | 0 | 0 | 0
00 Ret.Exist_Non-FBC_NoCtrl & DSI & GPM & C2G | 0 | 0 | 0 | 0 | 0 | 0 | 0
00 Ret.Exist_Non-FBC_NoCtrl & DSI & GPM & C2G & SCR | 0 | 0 | 0 | 0 | 0 | 0 | 0
00 Ret.Exist_Non-FBC_NoCtrl & DSI & GPM & DRET | 0 | 0 | 0 | 0 | 0 | 0 | 0
00 Ret.Exist_Non-FBC_NoCtrl & DSI & GPM & NGC | 0 | 0 | 0 | 0 | 0 | 0 | 0
00 Ret.Exist_Non-FBC_NoCtrl & DSI & GPM & SCR | 0 | 0 | 0 | 0 | 0 | 0 | 0
00 Ret.Exist_Non-FBC_NoCtrl & DSI & GPM & SCR & DRET | 0 | 0 | 0 | 0 | 0 | 0 | 0
00 Ret.Exist_Non-FBC_NoCtrl & DSI & GPM & SCR & NGC | 0 | 0 | 0 | 0 | 0 | 0 | 0
00 Ret.Exist_Non-FBC_NoCtrl & DSI & GPM & SNCR | 0 | 0 | 0 | 0 | 0 | 0 | 0
00 Ret.Exist_Non-FBC_NoCtrl & DSI & GPM & SNCR & DRET | 0 | 0 | 0 | 0 | 0 | 0 | 0
00 Ret.Exist_Non-FBC_NoCtrl & DSI & GPM & SNCR & NGC | 0 | 0 | 0 | 0 | 0 | 0 | 0
00 Ret.Exist_Non-FBC_NoCtrl & DSI & GPM & WetFGD & SCR & CCS | 0 | 0 | 0 | 0 | 0 | 0 | 0
00 Ret.Exist_Non-FBC_NoCtrl & DSI & NGC | 0 | 0 | 0 | 0 | 0 | 0 | 0
00 Ret.Exist_Non-FBC_NoCtrl & DSI & SCR | 0 | 0 | 0 | 0 | 0 | 0 | 0
00 Ret.Exist_Non-FBC_NoCtrl & DSI & SCR & DRET | 0 | 0 | 0 | 0 | 0 | 0 | 0
00 Ret.Exist_Non-FBC_NoCtrl & DSI & SCR & NGC | 0 | 0 | 0 | 0 | 0 | 0 | 0
00 Ret.Exist_Non-FBC_NoCtrl & DSI & SNCR | 0 | 0 | 0 | 0 | 0 | 0 | 0
00 Ret.Exist_Non-FBC_NoCtrl & DSI & SNCR & DRET | 0 | 0 | 0 | 0 | 0 | 0 | 0
00 Ret.Exist_Non-FBC_NoCtrl & DSI & SNCR & NGC | 0 | 0 | 0 | 0 | 0 | 0 | 0
00 Ret.Exist_Non-FBC_NoCtrl & DSI & WetFGD & SCR & CCS | 0 | 0 | 0 | 0 | 0 | 0 | 0
00 Ret.Exist_Non-FBC_NoCtrl & GPM | 0 | 0 | 0 | 0 | 0 | 0 | 0
00 Ret.Exist_Non-FBC_NoCtrl & GPM & C2G | 0 | 0 | 0 | 0 | 0 | 0 | 0
00 Ret.Exist_Non-FBC_NoCtrl & GPM & C2G & SCR | 0 | 0 | 0 | 0 | 0 | 0 | 0
00 Ret.Exist_Non-FBC_NoCtrl & GPM & DRET | 0 | 0 | 0 | 0 | 0 | 0 | 0
00 Ret.Exist_Non-FBC_NoCtrl & GPM & NGC | 0 | 0 | 0 | 0 | 0 | 0 | 0
00 Ret.Exist_Non-FBC_NoCtrl & GPM & SCR | 0 | 0 | 0 | 0 | 0 | 0 | 0
00 Ret.Exist_Non-FBC_NoCtrl & GPM & SCR & DRET | 0 | 0 | 0 | 0 | 0 | 0 | 0
00 Ret.Exist_Non-FBC_NoCtrl & GPM & SCR & NGC | 0 | 0 | 0 | 0 | 0 | 0 | 0
00 Ret.Exist_Non-FBC_NoCtrl & GPM & SNCR | 0 | 0 | 0 | 0 | 0 | 0 | 0
00 Ret.Exist_Non-FBC_NoCtrl & GPM & SNCR & DRET | 0 | 0 | 0 | 0 | 0 | 0 | 0
00 Ret.Exist_Non-FBC_NoCtrl & GPM & SNCR & NGC | 0 | 0 | 0 | 0 | 0 | 0 | 0
00 Ret.Exist_Non-FBC_NoCtrl & GPM & WetFGD & SCR & CCS | 0 | 0 | 0 | 0 | 0 | 0 | 0
00 Ret.Exist_Non-FBC_NoCtrl & NGC | 0 | 0 | 0 | 0 | 0 | 0 | 0
00 Ret.Exist_Non-FBC_NoCtrl & SCR | 0 | 0 | 0 | 0 | 0 | 0 | 0
00 Ret.Exist_Non-FBC_NoCtrl & SCR & C2G | 0 | 0 | 0 | 0 | 0 | 0 | 0
00 Ret.Exist_Non-FBC_NoCtrl & SCR & DRET | 0 | 0 | 0 | 0 | 0 | 0 | 0
00 Ret.Exist_Non-FBC_NoCtrl & SCR & NGC | 0 | 0 | 0 | 0 | 0 | 0 | 0
00 Ret.Exist_Non-FBC_NoCtrl & SCR & WetFGD & CCS | 0 | 0 | 0 | 0 | 0 | 0 | 0
00 Ret.Exist_Non-FBC_NoCtrl & SNCR | 0 | 0 | 0 | 0 | 0 | 0 | 0
00 Ret.Exist_Non-FBC_NoCtrl & SNCR & C2G | 0 | 0 | 0 | 0 | 0 | 0 | 0
00 Ret.Exist_Non-FBC_NoCtrl & SNCR & DRET | 0 | 0 | 0 | 0 | 0 | 0 | 0
00 Ret.Exist_Non-FBC_NoCtrl & SNCR & NGC | 0 | 0 | 0 | 0 | 0 | 0 | 0
00 Ret.Exist_Non-FBC_SCR_ACI & C2G | 0 | 0 | 0 | 0 | 0 | 0 | 0
00 Ret.Exist_Non-FBC_SCR_ACI & DCCS | 0 | 0 | 0 | 0 | 0 | 0 | 0
00 Ret.Exist_Non-FBC_SCR_ACI & DCCS & WetFGD & CCS | 0 | 0 | 0 | 0 | 0 | 0 | 0
00 Ret.Exist_Non-FBC_SCR_ACI & DRET | 0 | 0 | 0 | 0 | 0 | 0 | 0
00 Ret.Exist_Non-FBC_SCR_ACI & DSI | 0 | 0 | 0 | 0 | 0 | 0 | 0
00 Ret.Exist_Non-FBC_SCR_ACI & DSI & C2G | 0 | 0 | 0 | 0 | 0 | 0 | 0
00 Ret.Exist_Non-FBC_SCR_ACI & DSI & DRET | 0 | 0 | 0 | 0 | 0 | 0 | 0
00 Ret.Exist_Non-FBC_SCR_ACI & DSI & GPM | 0 | 0 | 0 | 0 | 0 | 0 | 0
00 Ret.Exist_Non-FBC_SCR_ACI & DSI & GPM & C2G | 0 | 0 | 0 | 0 | 0 | 0 | 0
00 Ret.Exist_Non-FBC_SCR_ACI & DSI & GPM & DRET | 0 | 0 | 0 | 0 | 0 | 0 | 0
00 Ret.Exist_Non-FBC_SCR_ACI & DSI & GPM & NGC | 0 | 0 | 0 | 0 | 0 | 0 | 0
00 Ret.Exist_Non-FBC_SCR_ACI & DSI & GPM & WetFGD & CCS | 0 | 0 | 0 | 0 | 0 | 0 | 0
00 Ret.Exist_Non-FBC_SCR_ACI & DSI & NGC | 0 | 0 | 0 | 0 | 0 | 0 | 0
00 Ret.Exist_Non-FBC_SCR_ACI & DSI & WetFGD & CCS | 0 | 0 | 0 | 0 | 0 | 0 | 0
00 Ret.Exist_Non-FBC_SCR_ACI & GPM | 0 | 0 | 0 | 0 | 0 | 0 | 0
00 Ret.Exist_Non-FBC_SCR_ACI & GPM & C2G | 0 | 0 | 0 | 0 | 0 | 0 | 0
00 Ret.Exist_Non-FBC_SCR_ACI & GPM & DRET | 0 | 0 | 0 | 0 | 0 | 0 | 0
00 Ret.Exist_Non-FBC_SCR_ACI & GPM & NGC | 0 | 0 | 0 | 0 | 0 | 0 | 0
00 Ret.Exist_Non-FBC_SCR_ACI & GPM & WetFGD & CCS | 0 | 0 | 0 | 0 | 0 | 0 | 0
00 Ret.Exist_Non-FBC_SCR_ACI & NGC | 0 | 0 | 0 | 0 | 0 | 0 | 0
00 Ret.Exist_Non-FBC_SCR_ACI & WetFGD & CCS | 0 | 0 | 0 | 0 | 0 | 0 | 0
00 Ret.Exist_Non-FBC_SCR_ACI_DSI & C2G | 0 | 0 | 0 | 0 | 0 | 0 | 0
00 Ret.Exist_Non-FBC_SCR_ACI_DSI & DCCS | 0 | 0 | 0 | 0 | 0 | 0 | 0
00 Ret.Exist_Non-FBC_SCR_ACI_DSI & DCCS & WetFGD & CCS | 0 | 0 | 0 | 0 | 0 | 0 | 0
00 Ret.Exist_Non-FBC_SCR_ACI_DSI & DRET | 0 | 0 | 0 | 0 | 0 | 0 | 0
00 Ret.Exist_Non-FBC_SCR_ACI_DSI & GPM | 0 | 0 | 0 | 0 | 0 | 0 | 0
00 Ret.Exist_Non-FBC_SCR_ACI_DSI & GPM & C2G | 0 | 0 | 0 | 0 | 0 | 0 | 0
00 Ret.Exist_Non-FBC_SCR_ACI_DSI & GPM & DRET | 0 | 0 | 0 | 0 | 0 | 0 | 0
00 Ret.Exist_Non-FBC_SCR_ACI_DSI & GPM & NGC | 0 | 0 | 0 | 0 | 0 | 0 | 0
00 Ret.Exist_Non-FBC_SCR_ACI_DSI & GPM & WetFGD & CCS | 0 | 0 | 0 | 0 | 0 | 0 | 0
00 Ret.Exist_Non-FBC_SCR_ACI_DSI & NGC | 0 | 0 | 0 | 0 | 0 | 0 | 0
00 Ret.Exist_Non-FBC_SCR_ACI_DSI & WetFGD & CCS | 0 | 0 | 0 | 0 | 0 | 0 | 0
00 Ret.Exist_Non-FBC_SNCR_ACI & C2G | 0 | 0 | 0 | 0 | 0 | 0 | 0
00 Ret.Exist_Non-FBC_SNCR_ACI & C2G & SCR | 0 | 0 | 0 | 0 | 0 | 0 | 0
00 Ret.Exist_Non-FBC_SNCR_ACI & DRET | 0 | 0 | 0 | 0 | 0 | 0 | 0
00 Ret.Exist_Non-FBC_SNCR_ACI & DSI | 0 | 0 | 0 | 0 | 0 | 0 | 0
00 Ret.Exist_Non-FBC_SNCR_ACI & DSI & C2G | 0 | 0 | 0 | 0 | 0 | 0 | 0
00 Ret.Exist_Non-FBC_SNCR_ACI & DSI & C2G & SCR | 0 | 0 | 0 | 0 | 0 | 0 | 0
00 Ret.Exist_Non-FBC_SNCR_ACI & DSI & DRET | 0 | 0 | 0 | 0 | 0 | 0 | 0
00 Ret.Exist_Non-FBC_SNCR_ACI & DSI & NGC | 0 | 0 | 0 | 0 | 0 | 0 | 0
00 Ret.Exist_Non-FBC_SNCR_ACI & DSI & SCR | 0 | 0 | 0 | 0 | 0 | 0 | 0
00 Ret.Exist_Non-FBC_SNCR_ACI & DSI & SCR & DRET | 0 | 0 | 0 | 0 | 0 | 0 | 0
00 Ret.Exist_Non-FBC_SNCR_ACI & DSI & SCR & NGC | 0 | 0 | 0 | 0 | 0 | 0 | 0
00 Ret.Exist_Non-FBC_SNCR_ACI & DSI & WetFGD & SCR & CCS | 0 | 0 | 0 | 0 | 0 | 0 | 0
00 Ret.Exist_Non-FBC_SNCR_ACI & GPM | 0 | 0 | 0 | 0 | 0 | 0 | 0
00 Ret.Exist_Non-FBC_SNCR_ACI & GPM & C2G | 0 | 0 | 0 | 0 | 0 | 0 | 0
00 Ret.Exist_Non-FBC_SNCR_ACI & GPM & C2G & SCR | 0 | 0 | 0 | 0 | 0 | 0 | 0
00 Ret.Exist_Non-FBC_SNCR_ACI & GPM & DRET | 0 | 0 | 0 | 0 | 0 | 0 | 0
00 Ret.Exist_Non-FBC_SNCR_ACI & GPM & NGC | 0 | 0 | 0 | 0 | 0 | 0 | 0
00 Ret.Exist_Non-FBC_SNCR_ACI & GPM & SCR | 0 | 0 | 0 | 0 | 0 | 0 | 0
00 Ret.Exist_Non-FBC_SNCR_ACI & GPM & SCR & DRET | 0 | 0 | 0 | 0 | 0 | 0 | 0
00 Ret.Exist_Non-FBC_SNCR_ACI & GPM & SCR & NGC | 0 | 0 | 0 | 0 | 0 | 0 | 0
00 Ret.Exist_Non-FBC_SNCR_ACI & GPM & WetFGD & SCR & CCS | 0 | 0 | 0 | 0 | 0 | 0 | 0
00 Ret.Exist_Non-FBC_SNCR_ACI & NGC | 0 | 0 | 0 | 0 | 0 | 0 | 0
00 Ret.Exist_Non-FBC_SNCR_ACI & SCR | 0 | 0 | 0 | 0 | 0 | 0 | 0
00 Ret.Exist_Non-FBC_SNCR_ACI & SCR & C2G | 0 | 0 | 0 | 0 | 0 | 0 | 0
00 Ret.Exist_Non-FBC_SNCR_ACI & SCR & DRET | 0 | 0 | 0 | 0 | 0 | 0 | 0
00 Ret.Exist_Non-FBC_SNCR_ACI & SCR & NGC | 0 | 0 | 0 | 0 | 0 | 0 | 0
00 Ret.Exist_Non-FBC_SNCR_ACI & SCR & WetFGD & CCS | 0 | 0 | 0 | 0 | 0 | 0 | 0
00 Ret.Exist_Non-FBC_SNCR_ACI_DSI & C2G | 1033 | 1033 | 1033 | 1033 | 1033 | 1033 | 1033
00 Ret.Exist_Non-FBC_SNCR_ACI_DSI & C2G & SCR | 0 | 0 | 0 | 0 | 0 | 0 | 0
00 Ret.Exist_Non-FBC_SNCR_ACI_DSI & DCCS | 0 | 0 | 0 | 0 | 0 | 0 | 0
00 Ret.Exist_Non-FBC_SNCR_ACI_DSI & DCCS & WetFGD & SCR & CCS | 0 | 0 | 0 | 0 | 0 | 0 | 0
00 Ret.Exist_Non-FBC_SNCR_ACI_DSI & DRET | 0 | 0 | 0 | 0 | 0 | 0 | 0
00 Ret.Exist_Non-FBC_SNCR_ACI_DSI & GPM | 0 | 0 | 0 | 0 | 0 | 0 | 0
00 Ret.Exist_Non-FBC_SNCR_ACI_DSI & GPM & C2G | 0 | 0 | 0 | 0 | 0 | 0 | 0
00 Ret.Exist_Non-FBC_SNCR_ACI_DSI & GPM & C2G & SCR | 0 | 0 | 0 | 0 | 0 | 0 | 0
00 Ret.Exist_Non-FBC_SNCR_ACI_DSI & GPM & DRET | 0 | 0 | 0 | 0 | 0 | 0 | 0
00 Ret.Exist_Non-FBC_SNCR_ACI_DSI & GPM & NGC | 0 | 0 | 0 | 0 | 0 | 0 | 0
00 Ret.Exist_Non-FBC_SNCR_ACI_DSI & GPM & SCR | 0 | 0 | 0 | 0 | 0 | 0 | 0
00 Ret.Exist_Non-FBC_SNCR_ACI_DSI & GPM & SCR & DRET | 0 | 0 | 0 | 0 | 0 | 0 | 0
00 Ret.Exist_Non-FBC_SNCR_ACI_DSI & GPM & SCR & NGC | 0 | 0 | 0 | 0 | 0 | 0 | 0
00 Ret.Exist_Non-FBC_SNCR_ACI_DSI & GPM & WetFGD & SCR & CCS | 0 | 0 | 0 | 0 | 0 | 0 | 0
00 Ret.Exist_Non-FBC_SNCR_ACI_DSI & NGC | 0 | 0 | 0 | 0 | 0 | 0 | 0
00 Ret.Exist_Non-FBC_SNCR_ACI_DSI & SCR | 0 | 0 | 0 | 0 | 0 | 0 | 0
00 Ret.Exist_Non-FBC_SNCR_ACI_DSI & SCR & C2G | 0 | 0 | 0 | 0 | 0 | 0 | 0
00 Ret.Exist_Non-FBC_SNCR_ACI_DSI & SCR & DRET | 0 | 0 | 0 | 0 | 0 | 0 | 0
00 Ret.Exist_Non-FBC_SNCR_ACI_DSI & SCR & NGC | 0 | 0 | 0 | 0 | 0 | 0 | 0
00 Ret.Exist_Non-FBC_SNCR_ACI_DSI & SCR & WetFGD & CCS | 0 | 0 | 0 | 0 | 0 | 0 | 0
00 Ret.Exist_Non-FBC_WetFGD & ACI | 0 | 0 | 0 | 0 | 0 | 0 | 0
00 Ret.Exist_Non-FBC_WetFGD & ACI & C2G | 0 | 0 | 0 | 0 | 0 | 0 | 0
00 Ret.Exist_Non-FBC_WetFGD & ACI & C2G & SCR | 0 | 0 | 0 | 0 | 0 | 0 | 0
00 Ret.Exist_Non-FBC_WetFGD & ACI & DRET | 0 | 0 | 0 | 0 | 0 | 0 | 0
00 Ret.Exist_Non-FBC_WetFGD & ACI & GPM | 0 | 0 | 0 | 0 | 0 | 0 | 0
00 Ret.Exist_Non-FBC_WetFGD & ACI & GPM & C2G | 0 | 0 | 0 | 0 | 0 | 0 | 0
00 Ret.Exist_Non-FBC_WetFGD & ACI & GPM & C2G & SCR | 0 | 0 | 0 | 0 | 0 | 0 | 0
00 Ret.Exist_Non-FBC_WetFGD & ACI & GPM & DRET | 0 | 0 | 0 | 0 | 0 | 0 | 0
00 Ret.Exist_Non-FBC_WetFGD & ACI & GPM & NGC | 0 | 0 | 0 | 0 | 0 | 0 | 0
00 Ret.Exist_Non-FBC_WetFGD & ACI & GPM & SCR | 0 | 0 | 0 | 0 | 0 | 0 | 0
00 Ret.Exist_Non-FBC_WetFGD & ACI & GPM & SCR & CCS | 0 | 0 | 0 | 0 | 0 | 0 | 0
00 Ret.Exist_Non-FBC_WetFGD & ACI & GPM & SCR & DRET | 0 | 0 | 0 | 0 | 0 | 0 | 0
00 Ret.Exist_Non-FBC_WetFGD & ACI & GPM & SCR & NGC | 0 | 0 | 0 | 0 | 0 | 0 | 0
00 Ret.Exist_Non-FBC_WetFGD & ACI & GPM & SNCR | 0 | 0 | 0 | 0 | 0 | 0 | 0
00 Ret.Exist_Non-FBC_WetFGD & ACI & GPM & SNCR & DRET | 0 | 0 | 0 | 0 | 0 | 0 | 0
00 Ret.Exist_Non-FBC_WetFGD & ACI & GPM & SNCR & NGC | 0 | 0 | 0 | 0 | 0 | 0 | 0
00 Ret.Exist_Non-FBC_WetFGD & ACI & NGC | 0 | 0 | 0 | 0 | 0 | 0 | 0
00 Ret.Exist_Non-FBC_WetFGD & ACI & SCR | 0 | 0 | 0 | 0 | 0 | 0 | 0
00 Ret.Exist_Non-FBC_WetFGD & ACI & SCR & CCS | 0 | 0 | 0 | 0 | 0 | 0 | 0
00 Ret.Exist_Non-FBC_WetFGD & ACI & SCR & DRET | 0 | 0 | 0 | 0 | 0 | 0 | 0
00 Ret.Exist_Non-FBC_WetFGD & ACI & SCR & NGC | 0 | 0 | 0 | 0 | 0 | 0 | 0
00 Ret.Exist_Non-FBC_WetFGD & ACI & SNCR | 0 | 0 | 0 | 0 | 0 | 0 | 0
00 Ret.Exist_Non-FBC_WetFGD & ACI & SNCR & DRET | 0 | 0 | 0 | 0 | 0 | 0 | 0
00 Ret.Exist_Non-FBC_WetFGD & ACI & SNCR & NGC | 0 | 0 | 0 | 0 | 0 | 0 | 0
00 Ret.Exist_Non-FBC_WetFGD & C2G | 0 | 0 | 0 | 0 | 0 | 0 | 0
00 Ret.Exist_Non-FBC_WetFGD & C2G & SCR | 0 | 0 | 0 | 0 | 0 | 0 | 0
00 Ret.Exist_Non-FBC_WetFGD & DRET | 0 | 0 | 0 | 0 | 0 | 0 | 0
00 Ret.Exist_Non-FBC_WetFGD & DCCS | 0 | 0 | 0 | 0 | 0 | 0 | 0
00 Ret.Exist_Non-FBC_WetFGD & DCCS & SCR & CCS | 0 | 0 | 0 | 0 | 0 | 0 | 0
00 Ret.Exist_Non-FBC_WetFGD & GPM | 0 | 0 | 0 | 0 | 0 | 0 | 0
00 Ret.Exist_Non-FBC_WetFGD & GPM & C2G | 0 | 0 | 0 | 0 | 0 | 0 | 0
00 Ret.Exist_Non-FBC_WetFGD & GPM & C2G & SCR | 0 | 0 | 0 | 0 | 0 | 0 | 0
00 Ret.Exist_Non-FBC_WetFGD & GPM & DRET | 0 | 0 | 0 | 0 | 0 | 0 | 0
00 Ret.Exist_Non-FBC_WetFGD & GPM & NGC | 0 | 0 | 0 | 0 | 0 | 0 | 0
00 Ret.Exist_Non-FBC_WetFGD & GPM & SCR | 0 | 0 | 0 | 0 | 0 | 0 | 0
00 Ret.Exist_Non-FBC_WetFGD & GPM & SCR & CCS | 0 | 0 | 0 | 0 | 0 | 0 | 0
00 Ret.Exist_Non-FBC_WetFGD & GPM & SCR & DRET | 0 | 0 | 0 | 0 | 0 | 0 | 0
00 Ret.Exist_Non-FBC_WetFGD & GPM & SCR & NGC | 0 | 0 | 0 | 0 | 0 | 0 | 0
00 Ret.Exist_Non-FBC_WetFGD & GPM & SNCR | 0 | 0 | 0 | 0 | 0 | 0 | 0
00 Ret.Exist_Non-FBC_WetFGD & GPM & SNCR & DRET | 0 | 0 | 0 | 0 | 0 | 0 | 0
00 Ret.Exist_Non-FBC_WetFGD & GPM & SNCR & NGC | 0 | 0 | 0 | 0 | 0 | 0 | 0
00 Ret.Exist_Non-FBC_WetFGD & NGC | 0 | 0 | 0 | 0 | 0 | 0 | 0
00 Ret.Exist_Non-FBC_WetFGD & SCR | 0 | 0 | 0 | 0 | 0 | 0 | 0
00 Ret.Exist_Non-FBC_WetFGD & SCR & C2G | 0 | 0 | 0 | 0 | 0 | 0 | 0
00 Ret.Exist_Non-FBC_WetFGD & SCR & CCS | 0 | 0 | 0 | 0 | 0 | 0 | 0
00 Ret.Exist_Non-FBC_WetFGD & SCR & DRET | 0 | 0 | 0 | 0 | 0 | 0 | 0
00 Ret.Exist_Non-FBC_WetFGD & SCR & NGC | 0 | 0 | 0 | 0 | 0 | 0 | 0
00 Ret.Exist_Non-FBC_WetFGD & SNCR | 0 | 0 | 0 | 0 | 0 | 0 | 0
00 Ret.Exist_Non-FBC_WetFGD & SNCR & C2G | 0 | 0 | 0 | 0 | 0 | 0 | 0
00 Ret.Exist_Non-FBC_WetFGD & SNCR & DRET | 0 | 0 | 0 | 0 | 0 | 0 | 0
00 Ret.Exist_Non-FBC_WetFGD & SNCR & NGC | 0 | 0 | 0 | 0 | 0 | 0 | 0
00 Ret.Exist_Non-FBC_WetFGD_ACI & C2G | 1070 | 1070 | 1070 | 1070 | 1070 | 1070 | 1070
00 Ret.Exist_Non-FBC_WetFGD_ACI & C2G & SCR | 0 | 0 | 0 | 0 | 0 | 0 | 0
00 Ret.Exist_Non-FBC_WetFGD_ACI & DCCS | 0 | 0 | 0 | 0 | 0 | 0 | 0
00 Ret.Exist_Non-FBC_WetFGD_ACI & DCCS & SCR & CCS | 0 | 0 | 0 | 0 | 0 | 0 | 0
00 Ret.Exist_Non-FBC_WetFGD_ACI & DRET | 0 | 0 | 0 | 0 | 0 | 0 | 0
00 Ret.Exist_Non-FBC_WetFGD_ACI & GPM | 0 | 0 | 0 | 0 | 0 | 0 | 0
00 Ret.Exist_Non-FBC_WetFGD_ACI & GPM & C2G | 0 | 0 | 0 | 0 | 0 | 0 | 0
00 Ret.Exist_Non-FBC_WetFGD_ACI & GPM & C2G & SCR | 0 | 0 | 0 | 0 | 0 | 0 | 0
00 Ret.Exist_Non-FBC_WetFGD_ACI & GPM & DRET | 0 | 0 | 0 | 0 | 0 | 0 | 0
00 Ret.Exist_Non-FBC_WetFGD_ACI & GPM & NGC | 0 | 0 | 0 | 0 | 0 | 0 | 0
00 Ret.Exist_Non-FBC_WetFGD_ACI & GPM & SCR | 0 | 0 | 0 | 0 | 0 | 0 | 0
00 Ret.Exist_Non-FBC_WetFGD_ACI & GPM & SCR & CCS | 0 | 0 | 0 | 0 | 0 | 0 | 0
00 Ret.Exist_Non-FBC_WetFGD_ACI & GPM & SCR & DRET | 0 | 0 | 0 | 0 | 0 | 0 | 0
00 Ret.Exist_Non-FBC_WetFGD_ACI & GPM & SCR & NGC | 0 | 0 | 0 | 0 | 0 | 0 | 0
00 Ret.Exist_Non-FBC_WetFGD_ACI & GPM & SNCR | 0 | 0 | 0 | 0 | 0 | 0 | 0
00 Ret.Exist_Non-FBC_WetFGD_ACI & GPM & SNCR & DRET | 0 | 0 | 0 | 0 | 0 | 0 | 0
00 Ret.Exist_Non-FBC_WetFGD_ACI & GPM & SNCR & NGC | 0 | 0 | 0 | 0 | 0 | 0 | 0
00 Ret.Exist_Non-FBC_WetFGD_ACI & NGC | 0 | 0 | 0 | 0 | 0 | 0 | 0
00 Ret.Exist_Non-FBC_WetFGD_ACI & SCR | 374.7878 | 374.7878 | 374.7878 | 374.7878 | 374.7878 | 374.7878 | 374.7878
00 Ret.Exist_Non-FBC_WetFGD_ACI & SCR & C2G | 0 | 0 | 0 | 0 | 0 | 0 | 0
00 Ret.Exist_Non-FBC_WetFGD_ACI & SCR & CCS | 0 | 0 | 892.3395 | 892.3395 | 757.9332 | 0 | 0
00 Ret.Exist_Non-FBC_WetFGD_ACI & SCR & DRET | 0 | 0 | 0 | 0 | 0 | 0 | 0
00 Ret.Exist_Non-FBC_WetFGD_ACI & SCR & NGC | 0 | 0 | 0 | 0 | 0 | 0 | 0
00 Ret.Exist_Non-FBC_WetFGD_ACI & SNCR | 0 | 0 | 0 | 0 | 0 | 0 | 0
00 Ret.Exist_Non-FBC_WetFGD_ACI & SNCR & C2G | 0 | 0 | 0 | 0 | 0 | 0 | 0
00 Ret.Exist_Non-FBC_WetFGD_ACI & SNCR & DRET | 0 | 0 | 0 | 0 | 0 | 0 | 0
00 Ret.Exist_Non-FBC_WetFGD_ACI & SNCR & NGC | 0 | 0 | 0 | 0 | 0 | 0 | 0
00 Ret.Exist_Non-FBC_WetFGD_ACI_DSI & C2G | 530 | 530 | 0 | 0 | 0 | 0 | 0
00 Ret.Exist_Non-FBC_WetFGD_ACI_DSI & C2G & SCR | 0 | 0 | 0 | 0 | 0 | 0 | 0
00 Ret.Exist_Non-FBC_WetFGD_ACI_DSI & DCCS | 0 | 0 | 0 | 0 | 0 | 0 | 0
00 Ret.Exist_Non-FBC_WetFGD_ACI_DSI & DCCS & SCR & CCS | 0 | 0 | 0 | 0 | 0 | 0 | 0
00 Ret.Exist_Non-FBC_WetFGD_ACI_DSI & DRET | 0 | 0 | 0 | 0 | 0 | 0 | 0
00 Ret.Exist_Non-FBC_WetFGD_ACI_DSI & GPM | 0 | 0 | 0 | 0 | 0 | 0 | 0
00 Ret.Exist_Non-FBC_WetFGD_ACI_DSI & GPM & C2G | 0 | 0 | 0 | 0 | 0 | 0 | 0
00 Ret.Exist_Non-FBC_WetFGD_ACI_DSI & GPM & C2G & SCR | 0 | 0 | 0 | 0 | 0 | 0 | 0
00 Ret.Exist_Non-FBC_WetFGD_ACI_DSI & GPM & DRET | 0 | 0 | 0 | 0 | 0 | 0 | 0
00 Ret.Exist_Non-FBC_WetFGD_ACI_DSI & GPM & NGC | 0 | 0 | 0 | 0 | 0 | 0 | 0
00 Ret.Exist_Non-FBC_WetFGD_ACI_DSI & GPM & SCR | 0 | 0 | 0 | 0 | 0 | 0 | 0
00 Ret.Exist_Non-FBC_WetFGD_ACI_DSI & GPM & SCR & CCS | 0 | 0 | 0 | 0 | 0 | 0 | 0
00 Ret.Exist_Non-FBC_WetFGD_ACI_DSI & GPM & SCR & DRET | 0 | 0 | 0 | 0 | 0 | 0 | 0
00 Ret.Exist_Non-FBC_WetFGD_ACI_DSI & GPM & SCR & NGC | 0 | 0 | 0 | 0 | 0 | 0 | 0
00 Ret.Exist_Non-FBC_WetFGD_ACI_DSI & GPM & SNCR | 0 | 0 | 0 | 0 | 0 | 0 | 0
00 Ret.Exist_Non-FBC_WetFGD_ACI_DSI & GPM & SNCR & DRET | 0 | 0 | 0 | 0 | 0 | 0 | 0
00 Ret.Exist_Non-FBC_WetFGD_ACI_DSI & GPM & SNCR & NGC | 0 | 0 | 0 | 0 | 0 | 0 | 0
00 Ret.Exist_Non-FBC_WetFGD_ACI_DSI & NGC | 0 | 0 | 0 | 0 | 0 | 0 | 0
00 Ret.Exist_Non-FBC_WetFGD_ACI_DSI & SCR | 0 | 0 | 0 | 0 | 0 | 0 | 0
00 Ret.Exist_Non-FBC_WetFGD_ACI_DSI & SCR & C2G | 0 | 0 | 0 | 0 | 0 | 0 | 0
00 Ret.Exist_Non-FBC_WetFGD_ACI_DSI & SCR & CCS | 0 | 0 | 0 | 0 | 0 | 0 | 0
00 Ret.Exist_Non-FBC_WetFGD_ACI_DSI & SCR & DRET | 0 | 0 | 0 | 0 | 0 | 0 | 0
00 Ret.Exist_Non-FBC_WetFGD_ACI_DSI & SCR & NGC | 0 | 0 | 0 | 0 | 0 | 0 | 0
00 Ret.Exist_Non-FBC_WetFGD_ACI_DSI & SNCR | 0 | 0 | 0 | 0 | 0 | 0 | 0
00 Ret.Exist_Non-FBC_WetFGD_ACI_DSI & SNCR & C2G | 0 | 0 | 0 | 0 | 0 | 0 | 0
00 Ret.Exist_Non-FBC_WetFGD_ACI_DSI & SNCR & DRET | 0 | 0 | 0 | 0 | 0 | 0 | 0
00 Ret.Exist_Non-FBC_WetFGD_ACI_DSI & SNCR & NGC | 0 | 0 | 0 | 0 | 0 | 0 | 0
00 Ret.Exist_Non-FBC_WetFGD_SCR & ACI | 0 | 0 | 0 | 0 | 0 | 0 | 0
00 Ret.Exist_Non-FBC_WetFGD_SCR & ACI & C2G | 0 | 0 | 0 | 0 | 0 | 0 | 0
00 Ret.Exist_Non-FBC_WetFGD_SCR & ACI & CCS | 0 | 0 | 0 | 0 | 0 | 0 | 0
00 Ret.Exist_Non-FBC_WetFGD_SCR & DCCS | 0 | 0 | 0 | 0 | 0 | 0 | 0
00 Ret.Exist_Non-FBC_WetFGD_SCR & DCCS & CCS | 0 | 0 | 0 | 0 | 0 | 0 | 0
00 Ret.Exist_Non-FBC_WetFGD_SCR & ACI & DRET | 0 | 0 | 0 | 0 | 0 | 0 | 0
00 Ret.Exist_Non-FBC_WetFGD_SCR & ACI & GPM | 0 | 0 | 0 | 0 | 0 | 0 | 0
00 Ret.Exist_Non-FBC_WetFGD_SCR & ACI & GPM & C2G | 0 | 0 | 0 | 0 | 0 | 0 | 0
00 Ret.Exist_Non-FBC_WetFGD_SCR & ACI & GPM & CCS | 0 | 0 | 0 | 0 | 0 | 0 | 0
00 Ret.Exist_Non-FBC_WetFGD_SCR & ACI & GPM & DRET | 0 | 0 | 0 | 0 | 0 | 0 | 0
00 Ret.Exist_Non-FBC_WetFGD_SCR & ACI & GPM & NGC | 0 | 0 | 0 | 0 | 0 | 0 | 0
00 Ret.Exist_Non-FBC_WetFGD_SCR & ACI & NGC | 0 | 0 | 0 | 0 | 0 | 0 | 0
00 Ret.Exist_Non-FBC_WetFGD_SCR & C2G | 0 | 0 | 1259 | 1259 | 1259 | 1259 | 1259
00 Ret.Exist_Non-FBC_WetFGD_SCR & CCS | 0 | 295.0919 | 4626.9284 | 4626.9284 | 78.0449 | 76.1923 | 76.1923
00 Ret.Exist_Non-FBC_WetFGD_SCR & DRET | 0 | 0 | 0 | 0 | 0 | 0 | 0
00 Ret.Exist_Non-FBC_WetFGD_SCR & GPM | 0 | 0 | 0 | 0 | 0 | 0 | 0
00 Ret.Exist_Non-FBC_WetFGD_SCR & GPM & C2G | 0 | 0 | 0 | 0 | 0 | 0 | 0
00 Ret.Exist_Non-FBC_WetFGD_SCR & GPM & CCS | 0 | 0 | 0 | 0 | 0 | 0 | 0
00 Ret.Exist_Non-FBC_WetFGD_SCR & GPM & DRET | 0 | 0 | 0 | 0 | 0 | 0 | 0
00 Ret.Exist_Non-FBC_WetFGD_SCR & GPM & NGC | 0 | 0 | 0 | 0 | 0 | 0 | 0
00 Ret.Exist_Non-FBC_WetFGD_SCR & NGC | 0 | 0 | 0 | 0 | 0 | 0 | 0
00 Ret.Exist_Non-FBC_WetFGD_SCR_ACI & C2G | 785 | 785 | 785 | 785 | 785 | 785 | 785
00 Ret.Exist_Non-FBC_WetFGD_SCR_ACI & CCS | 0 | 0 | 2350.3752 | 2350.3752 | 223.2967 | 223.2967 | 223.2967
00 Ret.Exist_Non-FBC_WetFGD_SCR_ACI & DCCS | 0 | 0 | 0 | 0 | 0 | 0 | 0
00 Ret.Exist_Non-FBC_WetFGD_SCR_ACI & DCCS & CCS | 0 | 0 | 0 | 0 | 0 | 0 | 0
00 Ret.Exist_Non-FBC_WetFGD_SCR_ACI & DRET | 0 | 0 | 0 | 0 | 0 | 0 | 0
00 Ret.Exist_Non-FBC_WetFGD_SCR_ACI & GPM | 0 | 0 | 0 | 0 | 0 | 0 | 0
00 Ret.Exist_Non-FBC_WetFGD_SCR_ACI & GPM & C2G | 0 | 0 | 0 | 0 | 0 | 0 | 0
00 Ret.Exist_Non-FBC_WetFGD_SCR_ACI & GPM & CCS | 0 | 0 | 0 | 0 | 0 | 0 | 0
00 Ret.Exist_Non-FBC_WetFGD_SCR_ACI & GPM & DRET | 0 | 0 | 0 | 0 | 0 | 0 | 0
00 Ret.Exist_Non-FBC_WetFGD_SCR_ACI & GPM & NGC | 0 | 0 | 0 | 0 | 0 | 0 | 0
00 Ret.Exist_Non-FBC_WetFGD_SCR_ACI & NGC | 0 | 0 | 0 | 0 | 0 | 0 | 0
00 Ret.Exist_Non-FBC_WetFGD_SCR_ACI_DSI & C2G | 798 | 798 | 0 | 0 | 0 | 0 | 0
00 Ret.Exist_Non-FBC_WetFGD_SCR_ACI_DSI & CCS | 0 | 0 | 3571.4422 | 3571.4422 | 0 | 0 | 0
00 Ret.Exist_Non-FBC_WetFGD_SCR_ACI_DSI & DCCS | 0 | 0 | 0 | 0 | 0 | 0 | 0
00 Ret.Exist_Non-FBC_WetFGD_SCR_ACI_DSI & DCCS & CCS | 0 | 0 | 0 | 0 | 0 | 0 | 0
00 Ret.Exist_Non-FBC_WetFGD_SCR_ACI_DSI & DRET | 0 | 0 | 0 | 0 | 0 | 0 | 0
00 Ret.Exist_Non-FBC_WetFGD_SCR_ACI_DSI & GPM | 0 | 0 | 0 | 0 | 0 | 0 | 0
00 Ret.Exist_Non-FBC_WetFGD_SCR_ACI_DSI & GPM & C2G | 0 | 0 | 0 | 0 | 0 | 0 | 0
00 Ret.Exist_Non-FBC_WetFGD_SCR_ACI_DSI & GPM & CCS | 0 | 0 | 0 | 0 | 0 | 0 | 0
00 Ret.Exist_Non-FBC_WetFGD_SCR_ACI_DSI & GPM & DRET | 0 | 0 | 0 | 0 | 0 | 0 | 0
00 Ret.Exist_Non-FBC_WetFGD_SCR_ACI_DSI & GPM & NGC | 0 | 0 | 0 | 0 | 0 | 0 | 0
00 Ret.Exist_Non-FBC_WetFGD_SCR_ACI_DSI & NGC | 0 | 0 | 0 | 0 | 0 | 0 | 0
00 Ret.Exist_Non-FBC_WetFGD_SCR_DSI & ACI | 0 | 0 | 0 | 0 | 0 | 0 | 0
00 Ret.Exist_Non-FBC_WetFGD_SCR_DSI & ACI & C2G | 0 | 0 | 0 | 0 | 0 | 0 | 0
00 Ret.Exist_Non-FBC_WetFGD_SCR_DSI & ACI & CCS | 0 | 0 | 0 | 0 | 0 | 0 | 0
00 Ret.Exist_Non-FBC_WetFGD_SCR_DSI & ACI & DRET | 0 | 0 | 0 | 0 | 0 | 0 | 0
00 Ret.Exist_Non-FBC_WetFGD_SCR_DSI & ACI & GPM | 0 | 0 | 0 | 0 | 0 | 0 | 0
00 Ret.Exist_Non-FBC_WetFGD_SCR_DSI & ACI & GPM & C2G | 0 | 0 | 0 | 0 | 0 | 0 | 0
00 Ret.Exist_Non-FBC_WetFGD_SCR_DSI & ACI & GPM & CCS | 0 | 0 | 0 | 0 | 0 | 0 | 0
00 Ret.Exist_Non-FBC_WetFGD_SCR_DSI & ACI & GPM & DRET | 0 | 0 | 0 | 0 | 0 | 0 | 0
00 Ret.Exist_Non-FBC_WetFGD_SCR_DSI & ACI & GPM & NGC | 0 | 0 | 0 | 0 | 0 | 0 | 0
00 Ret.Exist_Non-FBC_WetFGD_SCR_DSI & ACI & NGC | 0 | 0 | 0 | 0 | 0 | 0 | 0
00 Ret.Exist_Non-FBC_WetFGD_SCR_DSI & C2G | 1971 | 1971 | 467 | 0 | 0 | 0 | 0
00 Ret.Exist_Non-FBC_WetFGD_SCR_DSI & CCS | 0 | 0 | 0 | 0 | 0 | 0 | 0
00 Ret.Exist_Non-FBC_WetFGD_SCR_DSI & DCCS | 0 | 0 | 0 | 0 | 0 | 0 | 0
00 Ret.Exist_Non-FBC_WetFGD_SCR_DSI & DCCS & CCS | 0 | 0 | 0 | 0 | 0 | 0 | 0
00 Ret.Exist_Non-FBC_WetFGD_SCR_DSI & DRET | 0 | 0 | 0 | 0 | 0 | 0 | 0
00 Ret.Exist_Non-FBC_WetFGD_SCR_DSI & GPM | 0 | 0 | 0 | 0 | 0 | 0 | 0
00 Ret.Exist_Non-FBC_WetFGD_SCR_DSI & GPM & C2G | 0 | 0 | 0 | 0 | 0 | 0 | 0
00 Ret.Exist_Non-FBC_WetFGD_SCR_DSI & GPM & CCS | 0 | 0 | 0 | 0 | 0 | 0 | 0
00 Ret.Exist_Non-FBC_WetFGD_SCR_DSI & GPM & DRET | 0 | 0 | 0 | 0 | 0 | 0 | 0
00 Ret.Exist_Non-FBC_WetFGD_SCR_DSI & GPM & NGC | 0 | 0 | 0 | 0 | 0 | 0 | 0
00 Ret.Exist_Non-FBC_WetFGD_SCR_DSI & NGC | 0 | 0 | 0 | 0 | 0 | 0 | 0
00 Ret.Exist_Non-FBC_WetFGD_SNCR & ACI | 0 | 0 | 0 | 0 | 0 | 0 | 0
00 Ret.Exist_Non-FBC_WetFGD_SNCR & ACI & C2G | 0 | 0 | 0 | 0 | 0 | 0 | 0
00 Ret.Exist_Non-FBC_WetFGD_SNCR & ACI & C2G & SCR | 0 | 0 | 0 | 0 | 0 | 0 | 0
00 Ret.Exist_Non-FBC_WetFGD_SNCR & ACI & DRET | 0 | 0 | 0 | 0 | 0 | 0 | 0
00 Ret.Exist_Non-FBC_WetFGD_SNCR & ACI & GPM | 0 | 0 | 0 | 0 | 0 | 0 | 0
00 Ret.Exist_Non-FBC_WetFGD_SNCR & ACI & GPM & C2G | 0 | 0 | 0 | 0 | 0 | 0 | 0
00 Ret.Exist_Non-FBC_WetFGD_SNCR & ACI & GPM & C2G & SCR | 0 | 0 | 0 | 0 | 0 | 0 | 0
00 Ret.Exist_Non-FBC_WetFGD_SNCR & ACI & GPM & DRET | 0 | 0 | 0 | 0 | 0 | 0 | 0
00 Ret.Exist_Non-FBC_WetFGD_SNCR & ACI & GPM & NGC | 0 | 0 | 0 | 0 | 0 | 0 | 0
00 Ret.Exist_Non-FBC_WetFGD_SNCR & ACI & GPM & SCR | 0 | 0 | 0 | 0 | 0 | 0 | 0
00 Ret.Exist_Non-FBC_WetFGD_SNCR & ACI & GPM & SCR & CCS | 0 | 0 | 0 | 0 | 0 | 0 | 0
00 Ret.Exist_Non-FBC_WetFGD_SNCR & ACI & GPM & SCR & DRET | 0 | 0 | 0 | 0 | 0 | 0 | 0
00 Ret.Exist_Non-FBC_WetFGD_SNCR & ACI & GPM & SCR & NGC | 0 | 0 | 0 | 0 | 0 | 0 | 0
00 Ret.Exist_Non-FBC_WetFGD_SNCR & ACI & NGC | 0 | 0 | 0 | 0 | 0 | 0 | 0
00 Ret.Exist_Non-FBC_WetFGD_SNCR & ACI & SCR | 0 | 0 | 0 | 0 | 0 | 0 | 0
00 Ret.Exist_Non-FBC_WetFGD_SNCR & ACI & SCR & CCS | 0 | 0 | 0 | 0 | 0 | 0 | 0
00 Ret.Exist_Non-FBC_WetFGD_SNCR & ACI & SCR & DRET | 0 | 0 | 0 | 0 | 0 | 0 | 0
00 Ret.Exist_Non-FBC_WetFGD_SNCR & ACI & SCR & NGC | 0 | 0 | 0 | 0 | 0 | 0 | 0
00 Ret.Exist_Non-FBC_WetFGD_SNCR & C2G | 0 | 0 | 0 | 0 | 0 | 0 | 0
00 Ret.Exist_Non-FBC_WetFGD_SNCR & C2G & SCR | 0 | 0 | 0 | 0 | 0 | 0 | 0
00 Ret.Exist_Non-FBC_WetFGD_SNCR & DCCS | 0 | 0 | 0 | 0 | 0 | 0 | 0
00 Ret.Exist_Non-FBC_WetFGD_SNCR & DCCS & SCR & CCS | 0 | 0 | 0 | 0 | 0 | 0 | 0
00 Ret.Exist_Non-FBC_WetFGD_SNCR & DRET | 0 | 0 | 0 | 0 | 0 | 0 | 0
00 Ret.Exist_Non-FBC_WetFGD_SNCR & GPM | 0 | 0 | 0 | 0 | 0 | 0 | 0
00 Ret.Exist_Non-FBC_WetFGD_SNCR & GPM & C2G | 0 | 0 | 0 | 0 | 0 | 0 | 0
00 Ret.Exist_Non-FBC_WetFGD_SNCR & GPM & C2G & SCR | 0 | 0 | 0 | 0 | 0 | 0 | 0
00 Ret.Exist_Non-FBC_WetFGD_SNCR & GPM & DRET | 0 | 0 | 0 | 0 | 0 | 0 | 0
00 Ret.Exist_Non-FBC_WetFGD_SNCR & GPM & NGC | 0 | 0 | 0 | 0 | 0 | 0 | 0
00 Ret.Exist_Non-FBC_WetFGD_SNCR & GPM & SCR | 0 | 0 | 0 | 0 | 0 | 0 | 0
00 Ret.Exist_Non-FBC_WetFGD_SNCR & GPM & SCR & CCS | 0 | 0 | 0 | 0 | 0 | 0 | 0
00 Ret.Exist_Non-FBC_WetFGD_SNCR & GPM & SCR & DRET | 0 | 0 | 0 | 0 | 0 | 0 | 0
00 Ret.Exist_Non-FBC_WetFGD_SNCR & GPM & SCR & NGC | 0 | 0 | 0 | 0 | 0 | 0 | 0
00 Ret.Exist_Non-FBC_WetFGD_SNCR & NGC | 0 | 0 | 0 | 0 | 0 | 0 | 0
00 Ret.Exist_Non-FBC_WetFGD_SNCR & SCR | 0 | 0 | 0 | 0 | 0 | 0 | 0
00 Ret.Exist_Non-FBC_WetFGD_SNCR & SCR & C2G | 0 | 0 | 0 | 0 | 0 | 0 | 0
00 Ret.Exist_Non-FBC_WetFGD_SNCR & SCR & CCS | 0 | 0 | 0 | 0 | 0 | 0 | 0
00 Ret.Exist_Non-FBC_WetFGD_SNCR & SCR & DRET | 0 | 0 | 0 | 0 | 0 | 0 | 0
00 Ret.Exist_Non-FBC_WetFGD_SNCR & SCR & NGC | 0 | 0 | 0 | 0 | 0 | 0 | 0
00 Ret.Exist_Non-FBC_WetFGD_SNCR_ACI & C2G | 0 | 0 | 0 | 0 | 0 | 0 | 0
00 Ret.Exist_Non-FBC_WetFGD_SNCR_ACI & C2G & SCR | 0 | 0 | 0 | 0 | 0 | 0 | 0
00 Ret.Exist_Non-FBC_WetFGD_SNCR_ACI & DCCS | 0 | 0 | 0 | 0 | 0 | 0 | 0
00 Ret.Exist_Non-FBC_WetFGD_SNCR_ACI & DCCS & SCR & CCS | 0 | 0 | 0 | 0 | 0 | 0 | 0
00 Ret.Exist_Non-FBC_WetFGD_SNCR_ACI & DRET | 0 | 0 | 0 | 0 | 0 | 0 | 0
00 Ret.Exist_Non-FBC_WetFGD_SNCR_ACI & GPM | 0 | 0 | 0 | 0 | 0 | 0 | 0
00 Ret.Exist_Non-FBC_WetFGD_SNCR_ACI & GPM & C2G | 0 | 0 | 0 | 0 | 0 | 0 | 0
00 Ret.Exist_Non-FBC_WetFGD_SNCR_ACI & GPM & C2G & SCR | 0 | 0 | 0 | 0 | 0 | 0 | 0
00 Ret.Exist_Non-FBC_WetFGD_SNCR_ACI & GPM & DRET | 0 | 0 | 0 | 0 | 0 | 0 | 0
00 Ret.Exist_Non-FBC_WetFGD_SNCR_ACI & GPM & NGC | 0 | 0 | 0 | 0 | 0 | 0 | 0
00 Ret.Exist_Non-FBC_WetFGD_SNCR_ACI & GPM & SCR | 0 | 0 | 0 | 0 | 0 | 0 | 0
00 Ret.Exist_Non-FBC_WetFGD_SNCR_ACI & GPM & SCR & CCS | 0 | 0 | 0 | 0 | 0 | 0 | 0
00 Ret.Exist_Non-FBC_WetFGD_SNCR_ACI & GPM & SCR & DRET | 0 | 0 | 0 | 0 | 0 | 0 | 0
00 Ret.Exist_Non-FBC_WetFGD_SNCR_ACI & GPM & SCR & NGC | 0 | 0 | 0 | 0 | 0 | 0 | 0
00 Ret.Exist_Non-FBC_WetFGD_SNCR_ACI & NGC | 0 | 0 | 0 | 0 | 0 | 0 | 0
00 Ret.Exist_Non-FBC_WetFGD_SNCR_ACI & SCR | 347.7896 | 405.8765 | 376.6198 | 376.6198 | 376.6198 | 376.6198 | 376.6198
00 Ret.Exist_Non-FBC_WetFGD_SNCR_ACI & SCR & C2G | 0 | 0 | 0 | 0 | 0 | 0 | 0
00 Ret.Exist_Non-FBC_WetFGD_SNCR_ACI & SCR & CCS | 0 | 70.1594 | 760.7056 | 760.7056 | 0 | 0 | 0
00 Ret.Exist_Non-FBC_WetFGD_SNCR_ACI & SCR & DRET | 0 | 0 | 0 | 0 | 0 | 0 | 0
00 Ret.Exist_Non-FBC_WetFGD_SNCR_ACI & SCR & NGC | 0 | 0 | 0 | 0 | 0 | 0 | 0
00 Existing Combined Cycle Retirement | 12.5 | 93.5 | 305.2782 | 411.2782 | 8012.1921 | 15585.2097 | 15585.2097
00 New Combined Cycle Retirement | 0 | 0 | 0 | 0 | 0 | 0 | 0
00 Existing Combustion Turbine Retirement | 632.7704 | 1228 | 1503.6 | 5397.7 | 14113 | 18557.1 | 18557.1
00 New Combustion Turbine Retirement | 0 | 0 | 0 | 0 | 0 | 0 | 0
00 Oil/Gas Steam Retirement | 1883.6617 | 4707.6617 | 34468.7704 | 34935.7704 | 34963.7704 | 35042.3704 | 35042.3704
00 Coal Steam Retirement | 4210.0038 | 17611.0038 | 35856.8871 | 35912.0302 | 50774.5279 | 60365.7957 | 60933.7957
00 IGCC Retirement | 220 | 220 | 815 | 815 | 815 | 815 | 815
00 Nuclear Retirement | 0 | 3807.6 | 12111.1 | 16743.7 | 30961.6 | 50441.2 | 68036.5
00 Biomass Retirement | 1963.9087 | 2224.1707 | 2657.1 | 2662.9 | 2674.9 | 2804.6015 | 2810.3
00 Fossil_Other Retirement | 29.2 | 41.3 | 93.4 | 93.4 | 93.4 | 93.4 | 93.4
00 Fuel Cell Retirement | 17.6 | 17.6 | 17.6 | 17.6 | 17.6 | 17.6 | 17.6
00 Geothermal Retirement | 129.4 | 129.4 | 129.4 | 129.4 | 129.4 | 129.4 | 129.4
00 Hydro Retirement | 218.6 | 218.6 | 218.6 | 218.6 | 218.6 | 218.6 | 218.6
00 Landfill Gas Retirement | 168.8 | 198.4 | 234.9 | 234.9 | 234.9 | 345.4 | 345.4
00 Non Fossil_Other Retirement | 135.7 | 174.7 | 206.1 | 206.1 | 206.1 | 206.1 | 206.1
00 Solar Thermal Retirement | 0 | 0 | 0 | 0 | 0 | 0 | 0
00 Exist Dummy | 22654488.6451 | 22610235.7251 | 22499603.4251 | 22431768.5547 | 22356726.916 | 22279063.7054 | 22185102.3692
Total | 24135386.6399 | 24220565.1315 | 24507681.3617 | 24781095.7798 | 25130796.6067 | 25432343.5521 | 25634047.3177
11. Capacity Additions and Changes by Capacity Reporting Type [MW]
00 New Combined Cycle | 3858.4 | 44252.92 | 110632.3 | 62609.9112 | 44572.4746 | 22784.9099 | 30097.8408
00 New Combined Cycle with CCS Retrofit | 0 | 0 | 3643.1675 | 0 | 0 | 0 | 0
00 New Combined Cycle with CF Limit | 0 | 0 | 0 | 0 | 0 | 0 | 0
00 New Combined Cycle with HRI Retrofit | 0 | 0 | 0 | 0 | 0 | 0 | 0
00 New Combined Cycle with Hydrogen Retrofit | 0 | 2081.0312 | 1707.2625 | 0 | 192.4029 | 0 | 720.7251
00 New Combined Cycle with Hydrogen Retrofit Undone | 0 | 0 | 0 | 0 | 0 | 0 | 0
00 New Combined Cycle with CCS | 0 | 0 | 0 | 0 | 0 | 0 | 0
00 New Combustion Turbine | 41652.9549 | 0 | 0 | 5224.9592 | 30469.1641 | 54878.3007 | 63863.4954
00 New Combustion Turbine with HRI Retrofit | 0 | 0 | 0 | 0 | 0 | 0 | 0
00 New Combustion Turbine with Hydrogen Retrofit | 5140.5682 | 0 | 0 | 0 | 812.379 | 1591.7711 | 0
00 New Combustion Turbine with Hydrogen Retrofit Undone | 0 | 0 | 0 | 0 | 0 | 0 | 0
00 New Hydro | 14.2 | 1816.7519 | 3815 | 3620.7811 | 62.526 | 0 | 242.0647
00 New Nuclear | 0 | 0 | 0 | 0 | 0 | 0 | 0
00 New Nuclear - SMR | 0 | 0 | 0 | 0 | 0 | 0 | 0
00 New Biomass | 6 | 0 | 0 | 0 | 0 | 0 | 0
00 New Geothermal | 130.9 | 295.4718 | 605.475 | 0 | 0 | 0 | 0
00 New Landfill Gas | 12 | 305.5143 | 493.275 | 2600.9152 | 1021.2155 | 181.8489 | 18.3213
00 New Battery Storage | 67454.5094 | 21465.6007 | 55454.6066 | 0 | 4028.414 | 11551.8061 | 6022.2999
00 New Offshore Wind | 1736 | 3845.3973 | 13341.6027 | 2810.8379 | 15269.6507 | 22141.5396 | 6744.0613
00 New Onshore Wind | 14361.3 | 32475.6118 | 71179.5406 | 172393.6241 | 214146.1769 | 136129.5708 | 86835.7405
00 New Solar PV | 89585.0132 | 8180.7865 | 102823.6778 | 56163.3559 | 72047.8506 | 82791.0497 | 37479.5143
00 New Solar Thermal | 0 | 0 | 0 | 0 | 132.94 | 2499.2729 | 4195.2988
00 New Fuel Cell | 0 | 0 | 0 | 0 | 0 | 0 | 0
00 New Ultrasupercritical Coal without CCS | 0 | 0 | 0 | 0 | 0 | 0 | 0
00 New Ultrasupercritical Coal with 30% CCS | 0 | 0 | 0 | 0 | 0 | 0 | 0
00 New Ultrasupercritical Coal with 90% CCS | 0 | 0 | 0 | 0 | 0 | 0 | 0
00 Exist & New Distributed Solar PV | 0 | 0 | 0 | 0 | 0 | 0 | 0
00 Exist Combined Cycle | 0 | 0 | 0 | 0 | 0 | 0 | 0
00 Exist Combustion Turbine | 0 | 0 | 0 | 0 | 0 | 0 | 0
00 Exist FBC_Uncontrolled | 0 | 0 | 0 | 0 | 0 | 0 | 0
00 Exist FBC_ACI_DSI | 0 | 0 | 0 | 0 | 0 | 0 | 0
00 Exist FBC_DryFGD_ACI | 0 | 0 | 0 | 0 | 0 | 0 | 0
00 Exist FBC_DryFGD_DSI | 0 | 0 | 0 | 0 | 0 | 0 | 0
00 Exist FBC_DryFGD_SNCR | 0 | 0 | 0 | 0 | 0 | 0 | 0
00 Exist FBC_DryFGD_SNCR_ACI | 0 | 0 | 0 | 0 | 0 | 0 | 0
00 Exist FBC_DryFGD_SNCR_ACI_DSI | 0 | 0 | 0 | 0 | 0 | 0 | 0
00 Exist FBC_DryFGD_SNCR_DSI | 0 | 0 | 0 | 0 | 0 | 0 | 0
00 Exist FBC_DSI | 0 | 0 | 0 | 0 | 0 | 0 | 0
00 Exist FBC_SNCR | 0 | 0 | 0 | 0 | 0 | 0 | 0
00 Exist FBC_SNCR_ACI_DSI | 0 | 0 | 0 | 0 | 0 | 0 | 0
00 Exist FBC_SNCR_DSI | 0 | 0 | 0 | 0 | 0 | 0 | 0
00 Exist FBC_WetFGD_SNCR | 0 | 0 | 0 | 0 | 0 | 0 | 0
00 Exist FBC_WetFGD_DSI | 0 | 0 | 0 | 0 | 0 | 0 | 0
00 Exist_Non-FBC_Uncontrolled | 0 | 0 | 0 | 0 | 0 | 0 | 0
00 Exist_Non-FBC_ACI | 0 | 0 | 0 | 0 | 0 | 0 | 0
00 Exist_Non-FBC_ACI_DSI | 0 | 0 | 0 | 0 | 0 | 0 | 0
00 Exist_Non-FBC_DryFGD | 0 | 0 | 0 | 0 | 0 | 0 | 0
00 Exist_Non-FBC_DryFGD_ACI | 0 | 0 | 0 | 0 | 0 | 0 | 0
00 Exist_Non-FBC_DryFGD_SCR | 0 | 0 | 0 | 0 | 0 | 0 | 0
00 Exist_Non-FBC_DryFGD_SCR_ACI | 0 | 0 | 0 | 0 | 0 | 0 | 0
00 Exist_Non-FBC_DryFGD_SCR_DSI | 0 | 0 | 0 | 0 | 0 | 0 | 0
00 Exist_Non-FBC_DryFGD_SCR_ACI_DSI | 0 | 0 | 0 | 0 | 0 | 0 | 0
00 Exist_Non-FBC_DryFGD_SNCR_ACI | 0 | 0 | 0 | 0 | 0 | 0 | 0
00 Exist_Non-FBC_DryFGD_SNCR_ACI_DSI | 0 | 0 | 0 | 0 | 0 | 0 | 0
00 Exist_Non-FBC_DSI | 0 | 0 | 0 | 0 | 0 | 0 | 0
00 Exist_Non-FBC_SCR_ACI | 0 | 0 | 0 | 0 | 0 | 0 | 0
00 Exist_Non-FBC_SCR_ACI_DSI | 0 | 0 | 0 | 0 | 0 | 0 | 0
00 Exist_Non-FBC_SNCR_ACI | 0 | 0 | 0 | 0 | 0 | 0 | 0
00 Exist_Non-FBC_SNCR_ACI_DSI | 0 | 0 | 0 | 0 | 0 | 0 | 0
00 Exist_Non-FBC_WetFGD | 0 | 0 | 0 | 0 | 0 | 0 | 0
00 Exist_Non-FBC_WetFGD_ACI | 0 | 0 | 0 | 0 | 0 | 0 | 0
00 Exist_Non-FBC_WetFGD_ACI_DSI | 0 | 0 | 0 | 0 | 0 | 0 | 0
00 Exist_Non-FBC_WetFGD_SCR | 0 | 0 | 0 | 0 | 0 | 0 | 0
00 Exist_Non-FBC_WetFGD_SCR_DSI | 0 | 0 | 0 | 0 | 0 | 0 | 0
00 Exist_Non-FBC_WetFGD_SCR_ACI | 0 | 0 | 0 | 0 | 0 | 0 | 0
00 Exist_Non-FBC_WetFGD_SCR_ACI_DSI | 0 | 0 | 0 | 0 | 0 | 0 | 0
00 Exist_Non-FBC_WetFGD_SNCR | 0 | 0 | 0 | 0 | 0 | 0 | 0
00 Exist_Non-FBC_WetFGD_SNCR_ACI | 0 | 0 | 0 | 0 | 0 | 0 | 0
00 Exist IGCC | 0 | 0 | 0 | 0 | 0 | 0 | 0
00 Exist Fossil_Other | 0 | 0 | 0 | 0 | 0 | 0 | 0
00 Exist Fuel Cell | 0 | 0 | 0 | 0 | 0 | 0 | 0
00 Exist Hydro | 0 | 0 | 0 | 0 | 0 | 0 | 0
00 Exist Non Fossil_Other | 0 | 0 | 0 | 0 | 0 | 0 | 0
00 Exist Nuclear | 0 | 0 | 0 | 0 | 0 | 0 | 0
00 Exist Oil/Gas Steam | 0 | 0 | 0 | 0 | 0 | 0 | 0
00 Exist Oil/Gas Steam_SCR | 0 | 0 | 0 | 0 | 0 | 0 | 0
00 Exist Oil/Gas Steam_SNCR | 0 | 0 | 0 | 0 | 0 | 0 | 0
00 Exist Biomass | 0 | 0 | 0 | 0 | 0 | 0 | 0
00 Exist Landfill Gas | 0 | 0 | 0 | 0 | 0 | 0 | 0
00 Exist Geothermal | 0 | 0 | 0 | 0 | 0 | 0 | 0
00 Exist Pump Storage | 0 | 0 | 0 | 0 | 0 | 0 | 0
00 Exist Energy Storage | 0 | 0 | 0 | 0 | 0 | 0 | 0
00 Exist Solar PV | 0 | 0 | 0 | 0 | 0 | 0 | 0
00 Exist Solar Thermal | 0 | 0 | 0 | 0 | 0 | 0 | 0
00 Exist Offshore Wind | 0 | 0 | 0 | 0 | 0 | 0 | 0
00 Exist Onshore Wind | 0 | 0 | 0 | 0 | 0 | 0 | 0
00 International Imports | 0 | 0 | 0 | 0 | 0 | 0 | 0
00 Ret.Exist Combined Cycle & CF Limit | 0 | 0 | 0 | 0 | 0 | 0 | 0
00 Ret.Exist Combined Cycle & CCS | 0 | 0 | 2327.5344 | 0 | 0 | 0 | 0
00 Ret.Exist Combined Cycle & Hydrogen | 1662.0738 | 850.5262 | 0 | 137.803 | 0 | 203.611 | 357.2353
00 Ret.Exist Combined Cycle & Hydrogen Retrofit Undone | 0 | 0 | 0 | 0 | 0 | 0 | 0
00 Ret.Exist Combined Cycle & HRI | 0 | 0 | 0 | 0 | 0 | 0 | 0
00 Ret.Exist Combustion Turbine & HRI | 0 | 0 | 0 | 0 | 0 | 0 | 0
00 Ret.Exist_FBC_NoCtrl & CCS | 0 | 0 | 0 | 0 | 0 | 0 | 0
00 Ret.Exist_FBC_NoCtrl & DRET | 0 | 0 | 0 | 0 | 0 | 0 | 0
00 Ret.Exist_FBC_NoCtrl & GPM | 0 | 0 | 0 | 0 | 0 | 0 | 0
00 Ret.Exist_FBC_NoCtrl & GPM & CCS | 0 | 0 | 0 | 0 | 0 | 0 | 0
00 Ret.Exist_FBC_NoCtrl & GPM & DRET | 0 | 0 | 0 | 0 | 0 | 0 | 0
00 Ret.Exist_FBC_NoCtrl & GPM & NGC | 0 | 0 | 0 | 0 | 0 | 0 | 0
00 Ret.Exist_FBC_NoCtrl & GPM & SNCR | 0 | 0 | 0 | 0 | 0 | 0 | 0
00 Ret.Exist_FBC_NoCtrl & GPM & SNCR & CCS | 0 | 0 | 0 | 0 | 0 | 0 | 0
00 Ret.Exist_FBC_NoCtrl & GPM & SNCR & DRET | 0 | 0 | 0 | 0 | 0 | 0 | 0
00 Ret.Exist_FBC_NoCtrl & GPM & SNCR & NGC | 0 | 0 | 0 | 0 | 0 | 0 | 0
00 Ret.Exist_FBC_NoCtrl & NGC | 0 | 0 | 0 | 0 | 0 | 0 | 0
00 Ret.Exist_FBC_NoCtrl & SNCR | 0 | 0 | 0 | 0 | 0 | 0 | 0
00 Ret.Exist_FBC_NoCtrl & SNCR & CCS | 0 | 0 | 0 | 0 | 0 | 0 | 0
00 Ret.Exist_FBC_NoCtrl & SNCR & DRET | 0 | 0 | 0 | 0 | 0 | 0 | 0
00 Ret.Exist_FBC_NoCtrl & SNCR & NGC | 0 | 0 | 0 | 0 | 0 | 0 | 0
00 Ret.Exist_FBC_ACI_DSI & CCS | 0 | 0 | 92.5705 | 0 | 0 | 0 | 0
00 Ret.Exist_FBC_ACI_DSI & DCCS | 0 | 0 | 0 | 0 | 0 | 0 | 0
00 Ret.Exist_FBC_ACI_DSI & DCCS & CCS | 0 | 0 | 0 | 0 | 0 | 0 | 0
00 Ret.Exist_FBC_ACI_DSI & DCCS & SNCR & CCS | 0 | 0 | 0 | 0 | 0 | 0 | 0
00 Ret.Exist_FBC_ACI_DSI & DRET | 0 | 0 | 0 | 0 | 0 | 0 | 0
00 Ret.Exist_FBC_ACI_DSI & GPM | 0 | 0 | 0 | 0 | 0 | 0 | 0
00 Ret.Exist_FBC_ACI_DSI & GPM & CCS | 0 | 0 | 0 | 0 | 0 | 0 | 0
00 Ret.Exist_FBC_ACI_DSI & GPM & DRET | 0 | 0 | 0 | 0 | 0 | 0 | 0
00 Ret.Exist_FBC_ACI_DSI & GPM & NGC | 0 | 0 | 0 | 0 | 0 | 0 | 0
00 Ret.Exist_FBC_ACI_DSI & GPM & SNCR | 0 | 0 | 0 | 0 | 0 | 0 | 0
00 Ret.Exist_FBC_ACI_DSI & GPM & SNCR & CCS | 0 | 0 | 0 | 0 | 0 | 0 | 0
00 Ret.Exist_FBC_ACI_DSI & GPM & SNCR & DRET | 0 | 0 | 0 | 0 | 0 | 0 | 0
00 Ret.Exist_FBC_ACI_DSI & GPM & SNCR & NGC | 0 | 0 | 0 | 0 | 0 | 0 | 0
00 Ret.Exist_FBC_ACI_DSI & NGC | 0 | 0 | 0 | 0 | 0 | 0 | 0
00 Ret.Exist_FBC_ACI_DSI & SNCR | 0 | 0 | 0 | 0 | 0 | 0 | 0
00 Ret.Exist_FBC_ACI_DSI & SNCR & CCS | 0 | 0 | 0 | 0 | 0 | 0 | 0
00 Ret.Exist_FBC_ACI_DSI & SNCR & DRET | 0 | 0 | 0 | 0 | 0 | 0 | 0
00 Ret.Exist_FBC_ACI_DSI & SNCR & NGC | 0 | 0 | 0 | 0 | 0 | 0 | 0
00 Ret.Exist_FBC_DryFGD_ACI & CCS | 0 | 0 | 0 | 0 | 0 | 0 | 0
00 Ret.Exist_FBC_DryFGD_ACI & DCCS | 0 | 0 | 0 | 0 | 0 | 0 | 0
00 Ret.Exist_FBC_DryFGD_ACI & DCCS & CCS | 0 | 0 | 0 | 0 | 0 | 0 | 0
00 Ret.Exist_FBC_DryFGD_ACI & DCCS & SNCR & CCS | 0 | 0 | 0 | 0 | 0 | 0 | 0
00 Ret.Exist_FBC_DryFGD_ACI & DRET | 0 | 0 | 0 | 0 | 0 | 0 | 0
00 Ret.Exist_FBC_DryFGD_ACI & GPM | 0 | 0 | 0 | 0 | 0 | 0 | 0
00 Ret.Exist_FBC_DryFGD_ACI & GPM & CCS | 0 | 0 | 0 | 0 | 0 | 0 | 0
00 Ret.Exist_FBC_DryFGD_ACI & GPM & DRET | 0 | 0 | 0 | 0 | 0 | 0 | 0
00 Ret.Exist_FBC_DryFGD_ACI & GPM & NGC | 0 | 0 | 0 | 0 | 0 | 0 | 0
00 Ret.Exist_FBC_DryFGD_ACI & GPM & SNCR | 0 | 0 | 0 | 0 | 0 | 0 | 0
00 Ret.Exist_FBC_DryFGD_ACI & GPM & SNCR & CCS | 0 | 0 | 0 | 0 | 0 | 0 | 0
00 Ret.Exist_FBC_DryFGD_ACI & GPM & SNCR & DRET | 0 | 0 | 0 | 0 | 0 | 0 | 0
00 Ret.Exist_FBC_DryFGD_ACI & GPM & SNCR & NGC | 0 | 0 | 0 | 0 | 0 | 0 | 0
00 Ret.Exist_FBC_DryFGD_ACI & NGC | 0 | 0 | 0 | 0 | 0 | 0 | 0
00 Ret.Exist_FBC_DryFGD_ACI & SNCR | 0 | 0 | 0 | 0 | 0 | 0 | 0
00 Ret.Exist_FBC_DryFGD_ACI & SNCR & CCS | 0 | 0 | 0 | 0 | 0 | 0 | 0
00 Ret.Exist_FBC_DryFGD_ACI & SNCR & DRET | 0 | 0 | 0 | 0 | 0 | 0 | 0
00 Ret.Exist_FBC_DryFGD_ACI & SNCR & NGC | 0 | 0 | 0 | 0 | 0 | 0 | 0
00 Ret.Exist_FBC_DryFGD_DSI & ACI | 0 | 0 | 0 | 0 | 0 | 0 | 0
00 Ret.Exist_FBC_DryFGD_DSI & ACI & DRET | 0 | 0 | 0 | 0 | 0 | 0 | 0
00 Ret.Exist_FBC_DryFGD_DSI & ACI & GPM | 0 | 0 | 0 | 0 | 0 | 0 | 0
00 Ret.Exist_FBC_DryFGD_DSI & ACI & GPM & DRET | 0 | 0 | 0 | 0 | 0 | 0 | 0
00 Ret.Exist_FBC_DryFGD_DSI & ACI & GPM & NGC | 0 | 0 | 0 | 0 | 0 | 0 | 0
00 Ret.Exist_FBC_DryFGD_DSI & ACI & GPM & SNCR | 0 | 0 | 0 | 0 | 0 | 0 | 0
00 Ret.Exist_FBC_DryFGD_DSI & ACI & GPM & SNCR & DRET | 0 | 0 | 0 | 0 | 0 | 0 | 0
00 Ret.Exist_FBC_DryFGD_DSI & ACI & GPM & SNCR & NGC | 0 | 0 | 0 | 0 | 0 | 0 | 0
00 Ret.Exist_FBC_DryFGD_DSI & ACI & NGC | 0 | 0 | 0 | 0 | 0 | 0 | 0
00 Ret.Exist_FBC_DryFGD_DSI & ACI & SNCR | 0 | 0 | 0 | 0 | 0 | 0 | 0
00 Ret.Exist_FBC_DryFGD_DSI & ACI & SNCR & DRET | 0 | 0 | 0 | 0 | 0 | 0 | 0
00 Ret.Exist_FBC_DryFGD_DSI & ACI & SNCR & NGC | 0 | 0 | 0 | 0 | 0 | 0 | 0
00 Ret.Exist_FBC_DryFGD_DSI & DRET | 0 | 0 | 0 | 0 | 0 | 0 | 0
00 Ret.Exist_FBC_DryFGD_DSI & GPM | 0 | 0 | 0 | 0 | 0 | 0 | 0
00 Ret.Exist_FBC_DryFGD_DSI & GPM & DRET | 0 | 0 | 0 | 0 | 0 | 0 | 0
00 Ret.Exist_FBC_DryFGD_DSI & GPM & NGC | 0 | 0 | 0 | 0 | 0 | 0 | 0
00 Ret.Exist_FBC_DryFGD_DSI & GPM & SNCR | 0 | 0 | 0 | 0 | 0 | 0 | 0
00 Ret.Exist_FBC_DryFGD_DSI & GPM & SNCR & DRET | 0 | 0 | 0 | 0 | 0 | 0 | 0
00 Ret.Exist_FBC_DryFGD_DSI & GPM & SNCR & NGC | 0 | 0 | 0 | 0 | 0 | 0 | 0
00 Ret.Exist_FBC_DryFGD_DSI & NGC | 0 | 0 | 0 | 0 | 0 | 0 | 0
00 Ret.Exist_FBC_DryFGD_DSI & SNCR | 0 | 0 | 0 | 0 | 0 | 0 | 0
00 Ret.Exist_FBC_DryFGD_DSI & SNCR & DRET | 0 | 0 | 0 | 0 | 0 | 0 | 0
00 Ret.Exist_FBC_DryFGD_DSI & SNCR & NGC | 0 | 0 | 0 | 0 | 0 | 0 | 0
00 Ret.Exist_FBC_DryFGD_SNCR & ACI | 0 | 0 | 0 | 0 | 0 | 0 | 0
00 Ret.Exist_FBC_DryFGD_SNCR & ACI & CCS | 0 | 0 | 0 | 0 | 0 | 0 | 0
00 Ret.Exist_FBC_DryFGD_SNCR & ACI & DRET | 0 | 0 | 0 | 0 | 0 | 0 | 0
00 Ret.Exist_FBC_DryFGD_SNCR & ACI & GPM | 0 | 0 | 0 | 0 | 0 | 0 | 0
00 Ret.Exist_FBC_DryFGD_SNCR & ACI & GPM & CCS | 0 | 0 | 0 | 0 | 0 | 0 | 0
00 Ret.Exist_FBC_DryFGD_SNCR & ACI & GPM & DRET | 0 | 0 | 0 | 0 | 0 | 0 | 0
00 Ret.Exist_FBC_DryFGD_SNCR & ACI & GPM & NGC | 0 | 0 | 0 | 0 | 0 | 0 | 0
00 Ret.Exist_FBC_DryFGD_SNCR & ACI & NGC | 0 | 0 | 0 | 0 | 0 | 0 | 0
00 Ret.Exist_FBC_DryFGD_SNCR & CCS | 0 | 0 | 230.7417 | 0 | 0 | 0 | 0
00 Ret.Exist_FBC_DryFGD_SNCR & DCCS | 0 | 0 | 0 | 0 | 0 | 0 | 0
00 Ret.Exist_FBC_DryFGD_SNCR & DCCS & CCS | 0 | 0 | 0 | 0 | 0 | 0 | 0
00 Ret.Exist_FBC_DryFGD_SNCR & DRET | 0 | 0 | 0 | 0 | 0 | 0 | 0
00 Ret.Exist_FBC_DryFGD_SNCR & GPM | 0 | 0 | 0 | 0 | 0 | 0 | 0
00 Ret.Exist_FBC_DryFGD_SNCR & GPM & CCS | 0 | 0 | 0 | 0 | 0 | 0 | 0
00 Ret.Exist_FBC_DryFGD_SNCR & GPM & DRET | 0 | 0 | 0 | 0 | 0 | 0 | 0
00 Ret.Exist_FBC_DryFGD_SNCR & GPM & NGC | 0 | 0 | 0 | 0 | 0 | 0 | 0
00 Ret.Exist_FBC_DryFGD_SNCR & NGC | 0 | 0 | 0 | 0 | 0 | 0 | 0
00 Ret.Exist_FBC_DryFGD_SNCR_ACI & CCS | 0 | 0 | 0 | 0 | 0 | 0 | 0
00 Ret.Exist_FBC_DryFGD_SNCR_ACI & DCCS | 0 | 0 | 0 | 0 | 0 | 0 | 0
00 Ret.Exist_FBC_DryFGD_SNCR_ACI & DCCS & CCS | 0 | 0 | 0 | 0 | 0 | 0 | 0
00 Ret.Exist_FBC_DryFGD_SNCR_ACI & DRET | 0 | 0 | 0 | 0 | 0 | 0 | 0
00 Ret.Exist_FBC_DryFGD_SNCR_ACI & GPM | 0 | 0 | 0 | 0 | 0 | 0 | 0
00 Ret.Exist_FBC_DryFGD_SNCR_ACI & GPM & CCS | 0 | 0 | 0 | 0 | 0 | 0 | 0
00 Ret.Exist_FBC_DryFGD_SNCR_ACI & GPM & DRET | 0 | 0 | 0 | 0 | 0 | 0 | 0
00 Ret.Exist_FBC_DryFGD_SNCR_ACI & GPM & NGC | 0 | 0 | 0 | 0 | 0 | 0 | 0
00 Ret.Exist_FBC_DryFGD_SNCR_ACI & NGC | 0 | 0 | 0 | 0 | 0 | 0 | 0
00 Ret.Exist_FBC_DryFGD_SNCR_ACI_DSI & CCS | 0 | 429.1488 | 0 | 0 | 0 | 0 | 0
00 Ret.Exist_FBC_DryFGD_SNCR_ACI_DSI & DCCS | 0 | 0 | 0 | 0 | 0 | 0 | 0
00 Ret.Exist_FBC_DryFGD_SNCR_ACI_DSI & DCCS & CCS | 0 | 0 | 0 | 0 | 0 | 0 | 0
00 Ret.Exist_FBC_DryFGD_SNCR_ACI_DSI & DRET | 0 | 0 | 0 | 0 | 0 | 0 | 0
00 Ret.Exist_FBC_DryFGD_SNCR_ACI_DSI & GPM | 0 | 0 | 0 | 0 | 0 | 0 | 0
00 Ret.Exist_FBC_DryFGD_SNCR_ACI_DSI & GPM & CCS | 0 | 0 | 0 | 0 | 0 | 0 | 0
00 Ret.Exist_FBC_DryFGD_SNCR_ACI_DSI & GPM & DRET | 0 | 0 | 0 | 0 | 0 | 0 | 0
00 Ret.Exist_FBC_DryFGD_SNCR_ACI_DSI & GPM & NGC | 0 | 0 | 0 | 0 | 0 | 0 | 0
00 Ret.Exist_FBC_DryFGD_SNCR_ACI_DSI & NGC | 0 | 0 | 0 | 0 | 0 | 0 | 0
00 Ret.Exist_FBC_DryFGD_SNCR_DSI & ACI | 0 | 0 | 0 | 0 | 0 | 0 | 0
00 Ret.Exist_FBC_DryFGD_SNCR_DSI & ACI & DRET | 0 | 0 | 0 | 0 | 0 | 0 | 0
00 Ret.Exist_FBC_DryFGD_SNCR_DSI & ACI & GPM | 0 | 0 | 0 | 0 | 0 | 0 | 0
00 Ret.Exist_FBC_DryFGD_SNCR_DSI & ACI & GPM & DRET | 0 | 0 | 0 | 0 | 0 | 0 | 0
00 Ret.Exist_FBC_DryFGD_SNCR_DSI & ACI & GPM & NGC | 0 | 0 | 0 | 0 | 0 | 0 | 0
00 Ret.Exist_FBC_DryFGD_SNCR_DSI & ACI & NGC | 0 | 0 | 0 | 0 | 0 | 0 | 0
00 Ret.Exist_FBC_DryFGD_SNCR_DSI & DRET | 0 | 0 | 0 | 0 | 0 | 0 | 0
00 Ret.Exist_FBC_DryFGD_SNCR_DSI & GPM | 0 | 0 | 0 | 0 | 0 | 0 | 0
00 Ret.Exist_FBC_DryFGD_SNCR_DSI & GPM & DRET | 0 | 0 | 0 | 0 | 0 | 0 | 0
00 Ret.Exist_FBC_DryFGD_SNCR_DSI & GPM & NGC | 0 | 0 | 0 | 0 | 0 | 0 | 0
00 Ret.Exist_FBC_DryFGD_SNCR_DSI & NGC | 0 | 0 | 0 | 0 | 0 | 0 | 0
00 Ret.Exist_FBC_DSI & ACI | 0 | 0 | 0 | 0 | 0 | 0 | 0
00 Ret.Exist_FBC_DSI & ACI & DRET | 0 | 0 | 0 | 0 | 0 | 0 | 0
00 Ret.Exist_FBC_DSI & ACI & GPM | 0 | 0 | 0 | 0 | 0 | 0 | 0
00 Ret.Exist_FBC_DSI & ACI & GPM & DRET | 0 | 0 | 0 | 0 | 0 | 0 | 0
00 Ret.Exist_FBC_DSI & ACI & GPM & NGC | 0 | 0 | 0 | 0 | 0 | 0 | 0
00 Ret.Exist_FBC_DSI & ACI & GPM & SNCR | 0 | 0 | 0 | 0 | 0 | 0 | 0
00 Ret.Exist_FBC_DSI & ACI & GPM & SNCR & DRET | 0 | 0 | 0 | 0 | 0 | 0 | 0
00 Ret.Exist_FBC_DSI & ACI & GPM & SNCR & NGC | 0 | 0 | 0 | 0 | 0 | 0 | 0
00 Ret.Exist_FBC_DSI & ACI & NGC | 0 | 0 | 0 | 0 | 0 | 0 | 0
00 Ret.Exist_FBC_DSI & ACI & SNCR | 0 | 0 | 0 | 0 | 0 | 0 | 0
00 Ret.Exist_FBC_DSI & ACI & SNCR & DRET | 0 | 0 | 0 | 0 | 0 | 0 | 0
00 Ret.Exist_FBC_DSI & ACI & SNCR & NGC | 0 | 0 | 0 | 0 | 0 | 0 | 0
00 Ret.Exist_FBC_DSI & DRET | 0 | 0 | 0 | 0 | 0 | 0 | 0
00 Ret.Exist_FBC_DSI & GPM | 0 | 0 | 0 | 0 | 0 | 0 | 0
00 Ret.Exist_FBC_DSI & GPM & DRET | 0 | 0 | 0 | 0 | 0 | 0 | 0
00 Ret.Exist_FBC_DSI & GPM & NGC | 0 | 0 | 0 | 0 | 0 | 0 | 0
00 Ret.Exist_FBC_DSI & GPM & SNCR | 0 | 0 | 0 | 0 | 0 | 0 | 0
00 Ret.Exist_FBC_DSI & GPM & SNCR & DRET | 0 | 0 | 0 | 0 | 0 | 0 | 0
00 Ret.Exist_FBC_DSI & GPM & SNCR & NGC | 0 | 0 | 0 | 0 | 0 | 0 | 0
00 Ret.Exist_FBC_DSI & NGC | 0 | 0 | 0 | 0 | 0 | 0 | 0
00 Ret.Exist_FBC_DSI & SNCR | 0 | 0 | 0 | 0 | 0 | 0 | 0
00 Ret.Exist_FBC_DSI & SNCR & DRET | 0 | 0 | 0 | 0 | 0 | 0 | 0
00 Ret.Exist_FBC_DSI & SNCR & NGC | 0 | 0 | 0 | 0 | 0 | 0 | 0
00 Ret.Exist_FBC_SNCR & ACI | 0 | 0 | 0 | 0 | 0 | 0 | 0
00 Ret.Exist_FBC_SNCR & ACI & DRET | 0 | 0 | 0 | 0 | 0 | 0 | 0
00 Ret.Exist_FBC_SNCR & ACI & NGC | 0 | 0 | 0 | 0 | 0 | 0 | 0
00 Ret.Exist_FBC_SNCR & DRET | 0 | 0 | 0 | 0 | 0 | 0 | 0
00 Ret.Exist_FBC_SNCR & GPM | 0 | 0 | 0 | 0 | 0 | 0 | 0
00 Ret.Exist_FBC_SNCR & GPM & DRET | 0 | 0 | 0 | 0 | 0 | 0 | 0
00 Ret.Exist_FBC_SNCR & GPM & NGC | 0 | 0 | 0 | 0 | 0 | 0 | 0
00 Ret.Exist_FBC_SNCR & NGC | 53 | 0 | 0 | 0 | 0 | 0 | 0
00 Ret.Exist_FBC_SNCR_ACI_DSI & CCS | 0 | 0 | 0 | 0 | 0 | 0 | 0
00 Ret.Exist_FBC_SNCR_ACI_DSI & DCCS | 0 | 0 | 0 | 0 | 0 | 0 | 0
00 Ret.Exist_FBC_SNCR_ACI_DSI & DCCS & CCS | 0 | 0 | 0 | 0 | 0 | 0 | 0
00 Ret.Exist_FBC_SNCR_ACI_DSI & DRET | 0 | 0 | 0 | 0 | 0 | 0 | 0
00 Ret.Exist_FBC_SNCR_ACI_DSI & GPM | 0 | 0 | 0 | 0 | 0 | 0 | 0
00 Ret.Exist_FBC_SNCR_ACI_DSI & GPM & CCS | 0 | 0 | 0 | 0 | 0 | 0 | 0
00 Ret.Exist_FBC_SNCR_ACI_DSI & GPM & DRET | 0 | 0 | 0 | 0 | 0 | 0 | 0
00 Ret.Exist_FBC_SNCR_ACI_DSI & GPM & NGC | 0 | 0 | 0 | 0 | 0 | 0 | 0
00 Ret.Exist_FBC_SNCR_ACI_DSI & NGC | 0 | 0 | 0 | 0 | 0 | 0 | 0
00 Ret.Exist_FBC_SNCR_DSI & ACI | 0 | 0 | 0 | 0 | 0 | 0 | 0
00 Ret.Exist_FBC_SNCR_DSI & ACI & CCS | 0 | 0 | 0 | 0 | 0 | 0 | 0
00 Ret.Exist_FBC_SNCR_DSI & ACI & DRET | 0 | 0 | 0 | 0 | 0 | 0 | 0
00 Ret.Exist_FBC_SNCR_DSI & ACI & GPM | 0 | 0 | 0 | 0 | 0 | 0 | 0
00 Ret.Exist_FBC_SNCR_DSI & ACI & GPM & CCS | 0 | 0 | 0 | 0 | 0 | 0 | 0
00 Ret.Exist_FBC_SNCR_DSI & ACI & GPM & DRET | 0 | 0 | 0 | 0 | 0 | 0 | 0
00 Ret.Exist_FBC_SNCR_DSI & ACI & GPM & NGC | 0 | 0 | 0 | 0 | 0 | 0 | 0
00 Ret.Exist_FBC_SNCR_DSI & ACI & NGC | 0 | 0 | 0 | 0 | 0 | 0 | 0
00 Ret.Exist_FBC_SNCR_DSI & CCS | 0 | 0 | 0 | 0 | 0 | 0 | 0
00 Ret.Exist_FBC_SNCR_DSI & DCCS | 0 | 0 | 0 | 0 | 0 | 0 | 0
00 Ret.Exist_FBC_SNCR_DSI & DCCS & CCS | 0 | 0 | 0 | 0 | 0 | 0 | 0
00 Ret.Exist_FBC_SNCR_DSI & DRET | 0 | 0 | 0 | 0 | 0 | 0 | 0
00 Ret.Exist_FBC_SNCR_DSI & GPM | 0 | 0 | 0 | 0 | 0 | 0 | 0
00 Ret.Exist_FBC_SNCR_DSI & GPM & CCS | 0 | 0 | 0 | 0 | 0 | 0 | 0
00 Ret.Exist_FBC_SNCR_DSI & GPM & DRET | 0 | 0 | 0 | 0 | 0 | 0 | 0
00 Ret.Exist_FBC_SNCR_DSI & GPM & NGC | 0 | 0 | 0 | 0 | 0 | 0 | 0
00 Ret.Exist_FBC_SNCR_DSI & NGC | 0 | 0 | 0 | 0 | 0 | 0 | 0
00 Ret.Exist_FBC_WetFGD_DSI & ACI | 0 | 0 | 0 | 0 | 0 | 0 | 0
00 Ret.Exist_FBC_WetFGD_DSI & ACI & DRET | 0 | 0 | 0 | 0 | 0 | 0 | 0
00 Ret.Exist_FBC_WetFGD_DSI & ACI & GPM | 0 | 0 | 0 | 0 | 0 | 0 | 0
00 Ret.Exist_FBC_WetFGD_DSI & ACI & GPM & DRET | 0 | 0 | 0 | 0 | 0 | 0 | 0
00 Ret.Exist_FBC_WetFGD_DSI & ACI & GPM & NGC | 0 | 0 | 0 | 0 | 0 | 0 | 0
00 Ret.Exist_FBC_WetFGD_DSI & ACI & GPM & SNCR | 0 | 0 | 0 | 0 | 0 | 0 | 0
00 Ret.Exist_FBC_WetFGD_DSI & ACI & GPM & SNCR & DRET | 0 | 0 | 0 | 0 | 0 | 0 | 0
00 Ret.Exist_FBC_WetFGD_DSI & ACI & GPM & SNCR & NGC | 0 | 0 | 0 | 0 | 0 | 0 | 0
00 Ret.Exist_FBC_WetFGD_DSI & ACI & NGC | 0 | 0 | 0 | 0 | 0 | 0 | 0
00 Ret.Exist_FBC_WetFGD_DSI & ACI & SNCR | 0 | 0 | 0 | 0 | 0 | 0 | 0
00 Ret.Exist_FBC_WetFGD_DSI & ACI & SNCR & DRET | 0 | 0 | 0 | 0 | 0 | 0 | 0
00 Ret.Exist_FBC_WetFGD_DSI & ACI & SNCR & NGC | 0 | 0 | 0 | 0 | 0 | 0 | 0
00 Ret.Exist_FBC_WetFGD_DSI & DRET | 0 | 0 | 0 | 0 | 0 | 0 | 0
00 Ret.Exist_FBC_WetFGD_DSI & GPM | 0 | 0 | 0 | 0 | 0 | 0 | 0
00 Ret.Exist_FBC_WetFGD_DSI & GPM & DRET | 0 | 0 | 0 | 0 | 0 | 0 | 0
00 Ret.Exist_FBC_WetFGD_DSI & GPM & NGC | 0 | 0 | 0 | 0 | 0 | 0 | 0
00 Ret.Exist_FBC_WetFGD_DSI & GPM & SNCR | 0 | 0 | 0 | 0 | 0 | 0 | 0
00 Ret.Exist_FBC_WetFGD_DSI & GPM & SNCR & DRET | 0 | 0 | 0 | 0 | 0 | 0 | 0
00 Ret.Exist_FBC_WetFGD_DSI & GPM & SNCR & NGC | 0 | 0 | 0 | 0 | 0 | 0 | 0
00 Ret.Exist_FBC_WetFGD_DSI & NGC | 0 | 0 | 0 | 0 | 0 | 0 | 0
00 Ret.Exist_FBC_WetFGD_DSI & SNCR | 0 | 0 | 0 | 0 | 0 | 0 | 0
00 Ret.Exist_FBC_WetFGD_DSI & SNCR & DRET | 0 | 0 | 0 | 0 | 0 | 0 | 0
00 Ret.Exist_FBC_WetFGD_DSI & SNCR & NGC | 0 | 0 | 0 | 0 | 0 | 0 | 0
00 Ret.Exist_FBC_WetFGD_SNCR & ACI | 0 | 0 | 0 | 0 | 0 | 0 | 0
00 Ret.Exist_FBC_WetFGD_SNCR & ACI & DRET | 0 | 0 | 0 | 0 | 0 | 0 | 0
00 Ret.Exist_FBC_WetFGD_SNCR & ACI & NGC | 0 | 0 | 0 | 0 | 0 | 0 | 0
00 Ret.Exist_FBC_WetFGD_SNCR & DRET | 0 | 0 | 0 | 0 | 0 | 0 | 0
00 Ret.Exist_FBC_WetFGD_SNCR & GPM | 0 | 0 | 0 | 0 | 0 | 0 | 0
00 Ret.Exist_FBC_WetFGD_SNCR & GPM & DRET | 0 | 0 | 0 | 0 | 0 | 0 | 0
00 Ret.Exist_FBC_WetFGD_SNCR & GPM & NGC | 0 | 0 | 0 | 0 | 0 | 0 | 0
00 Ret.Exist_FBC_WetFGD_SNCR & NGC | 0 | 0 | 0 | 0 | 0 | 0 | 0
00 Ret.Exist_Non-FBC_ACI & C2G | 1044.3 | 0 | 0 | 0 | 0 | 0 | 0
00 Ret.Exist_Non-FBC_ACI & C2G & SCR | 0 | 0 | 0 | 0 | 0 | 0 | 0
00 Ret.Exist_Non-FBC_ACI & DCCS | 0 | 0 | 0 | 0 | 0 | 0 | 0
00 Ret.Exist_Non-FBC_ACI & DCCS & WetFGD & SCR & CCS | 0 | 0 | 0 | 0 | 0 | 0 | 0
00 Ret.Exist_Non-FBC_ACI & DRET | 0 | 0 | 0 | 0 | 0 | 0 | 0
00 Ret.Exist_Non-FBC_ACI & DSI | 0 | 0 | 0 | 0 | 0 | 0 | 0
00 Ret.Exist_Non-FBC_ACI & DSI & C2G | 0 | 0 | 0 | 0 | 0 | 0 | 0
00 Ret.Exist_Non-FBC_ACI & DSI & C2G & SCR | 0 | 0 | 0 | 0 | 0 | 0 | 0
00 Ret.Exist_Non-FBC_ACI & DSI & DRET | 0 | 0 | 0 | 0 | 0 | 0 | 0
00 Ret.Exist_Non-FBC_ACI & DSI & GPM | 0 | 0 | 0 | 0 | 0 | 0 | 0
00 Ret.Exist_Non-FBC_ACI & DSI & GPM & C2G | 0 | 0 | 0 | 0 | 0 | 0 | 0
00 Ret.Exist_Non-FBC_ACI & DSI & GPM & C2G & SCR | 0 | 0 | 0 | 0 | 0 | 0 | 0
00 Ret.Exist_Non-FBC_ACI & DSI & GPM & DRET | 0 | 0 | 0 | 0 | 0 | 0 | 0
00 Ret.Exist_Non-FBC_ACI & DSI & GPM & NGC | 0 | 0 | 0 | 0 | 0 | 0 | 0
00 Ret.Exist_Non-FBC_ACI & DSI & GPM & SCR | 0 | 0 | 0 | 0 | 0 | 0 | 0
00 Ret.Exist_Non-FBC_ACI & DSI & GPM & SCR & DRET | 0 | 0 | 0 | 0 | 0 | 0 | 0
00 Ret.Exist_Non-FBC_ACI & DSI & GPM & SCR & NGC | 0 | 0 | 0 | 0 | 0 | 0 | 0
00 Ret.Exist_Non-FBC_ACI & DSI & GPM & SNCR | 0 | 0 | 0 | 0 | 0 | 0 | 0
00 Ret.Exist_Non-FBC_ACI & DSI & GPM & SNCR & DRET | 0 | 0 | 0 | 0 | 0 | 0 | 0
00 Ret.Exist_Non-FBC_ACI & DSI & GPM & SNCR & NGC | 0 | 0 | 0 | 0 | 0 | 0 | 0
00 Ret.Exist_Non-FBC_ACI & DSI & GPM & WetFGD & SCR & CCS | 0 | 0 | 0 | 0 | 0 | 0 | 0
00 Ret.Exist_Non-FBC_ACI & DSI & NGC | 0 | 0 | 0 | 0 | 0 | 0 | 0
00 Ret.Exist_Non-FBC_ACI & DSI & SCR | 0 | 0 | 0 | 0 | 0 | 0 | 0
00 Ret.Exist_Non-FBC_ACI & DSI & SCR & DRET | 0 | 0 | 0 | 0 | 0 | 0 | 0
00 Ret.Exist_Non-FBC_ACI & DSI & SCR & NGC | 0 | 0 | 0 | 0 | 0 | 0 | 0
00 Ret.Exist_Non-FBC_ACI & DSI & SNCR | 0 | 0 | 0 | 0 | 0 | 0 | 0
00 Ret.Exist_Non-FBC_ACI & DSI & SNCR & DRET | 0 | 0 | 0 | 0 | 0 | 0 | 0
00 Ret.Exist_Non-FBC_ACI & DSI & SNCR & NGC | 0 | 0 | 0 | 0 | 0 | 0 | 0
00 Ret.Exist_Non-FBC_ACI & DSI & WetFGD & SCR & CCS | 0 | 0 | 0 | 0 | 0 | 0 | 0
00 Ret.Exist_Non-FBC_ACI & GPM | 0 | 0 | 0 | 0 | 0 | 0 | 0
00 Ret.Exist_Non-FBC_ACI & GPM & C2G | 0 | 0 | 0 | 0 | 0 | 0 | 0
00 Ret.Exist_Non-FBC_ACI & GPM & C2G & SCR | 0 | 0 | 0 | 0 | 0 | 0 | 0
00 Ret.Exist_Non-FBC_ACI & GPM & DRET | 0 | 0 | 0 | 0 | 0 | 0 | 0
00 Ret.Exist_Non-FBC_ACI & GPM & NGC | 0 | 0 | 0 | 0 | 0 | 0 | 0
00 Ret.Exist_Non-FBC_ACI & GPM & SCR | 0 | 0 | 0 | 0 | 0 | 0 | 0
00 Ret.Exist_Non-FBC_ACI & GPM & SCR & DRET | 0 | 0 | 0 | 0 | 0 | 0 | 0
00 Ret.Exist_Non-FBC_ACI & GPM & SCR & NGC | 0 | 0 | 0 | 0 | 0 | 0 | 0
00 Ret.Exist_Non-FBC_ACI & GPM & SNCR | 0 | 0 | 0 | 0 | 0 | 0 | 0
00 Ret.Exist_Non-FBC_ACI & GPM & SNCR & DRET | 0 | 0 | 0 | 0 | 0 | 0 | 0
00 Ret.Exist_Non-FBC_ACI & GPM & SNCR & NGC | 0 | 0 | 0 | 0 | 0 | 0 | 0
00 Ret.Exist_Non-FBC_ACI & GPM & WetFGD & SCR & CCS | 0 | 0 | 0 | 0 | 0 | 0 | 0
00 Ret.Exist_Non-FBC_ACI & NGC | 0 | 0 | 0 | 0 | 0 | 0 | 0
00 Ret.Exist_Non-FBC_ACI & SCR | 0 | 0 | 0 | 0 | 0 | 0 | 0
00 Ret.Exist_Non-FBC_ACI & SCR & C2G | 0 | 0 | 0 | 0 | 0 | 0 | 0
00 Ret.Exist_Non-FBC_ACI & SCR & DRET | 0 | 0 | 0 | 0 | 0 | 0 | 0
00 Ret.Exist_Non-FBC_ACI & SCR & NGC | 0 | 0 | 0 | 0 | 0 | 0 | 0
00 Ret.Exist_Non-FBC_ACI & SCR & WetFGD & CCS | 0 | 0 | 0 | 0 | 0 | 0 | 0
00 Ret.Exist_Non-FBC_ACI & SNCR | 0 | 0 | 0 | 0 | 0 | 0 | 0
00 Ret.Exist_Non-FBC_ACI & SNCR & C2G | 0 | 0 | 0 | 0 | 0 | 0 | 0
00 Ret.Exist_Non-FBC_ACI & SNCR & DRET | 0 | 0 | 0 | 0 | 0 | 0 | 0
00 Ret.Exist_Non-FBC_ACI & SNCR & NGC | 0 | 0 | 0 | 0 | 0 | 0 | 0
00 Ret.Exist_Non-FBC_ACI_DSI & C2G | 1270 | 0 | 0 | 0 | 0 | 0 | 0
00 Ret.Exist_Non-FBC_ACI_DSI & C2G & SCR | 0 | 0 | 0 | 0 | 0 | 0 | 0
00 Ret.Exist_Non-FBC_ACI_DSI & DCCS | 0 | 0 | 0 | 0 | 0 | 0 | 0
00 Ret.Exist_Non-FBC_ACI_DSI & DCCS & WetFGD & SCR & CCS | 0 | 0 | 0 | 0 | 0 | 0 | 0
00 Ret.Exist_Non-FBC_ACI_DSI & DRET | 0 | 0 | 0 | 0 | 0 | 0 | 0
00 Ret.Exist_Non-FBC_ACI_DSI & GPM | 0 | 0 | 0 | 0 | 0 | 0 | 0
00 Ret.Exist_Non-FBC_ACI_DSI & GPM & C2G | 0 | 0 | 0 | 0 | 0 | 0 | 0
00 Ret.Exist_Non-FBC_ACI_DSI & GPM & C2G & SCR | 0 | 0 | 0 | 0 | 0 | 0 | 0
00 Ret.Exist_Non-FBC_ACI_DSI & GPM & DRET | 0 | 0 | 0 | 0 | 0 | 0 | 0
00 Ret.Exist_Non-FBC_ACI_DSI & GPM & NGC | 0 | 0 | 0 | 0 | 0 | 0 | 0
00 Ret.Exist_Non-FBC_ACI_DSI & GPM & SCR | 0 | 0 | 0 | 0 | 0 | 0 | 0
00 Ret.Exist_Non-FBC_ACI_DSI & GPM & SCR & DRET | 0 | 0 | 0 | 0 | 0 | 0 | 0
00 Ret.Exist_Non-FBC_ACI_DSI & GPM & SCR & NGC | 0 | 0 | 0 | 0 | 0 | 0 | 0
00 Ret.Exist_Non-FBC_ACI_DSI & GPM & SNCR | 0 | 0 | 0 | 0 | 0 | 0 | 0
00 Ret.Exist_Non-FBC_ACI_DSI & GPM & SNCR & DRET | 0 | 0 | 0 | 0 | 0 | 0 | 0
00 Ret.Exist_Non-FBC_ACI_DSI & GPM & SNCR & NGC | 0 | 0 | 0 | 0 | 0 | 0 | 0
00 Ret.Exist_Non-FBC_ACI_DSI & GPM & WetFGD & SCR & CCS | 0 | 0 | 0 | 0 | 0 | 0 | 0
00 Ret.Exist_Non-FBC_ACI_DSI & NGC | 0 | 0 | 0 | 0 | 0 | 0 | 0
00 Ret.Exist_Non-FBC_ACI_DSI & SCR | 0 | 0 | 0 | 0 | 0 | 0 | 0
00 Ret.Exist_Non-FBC_ACI_DSI & SCR & C2G | 0 | 0 | 0 | 0 | 0 | 0 | 0
00 Ret.Exist_Non-FBC_ACI_DSI & SCR & DRET | 0 | 0 | 0 | 0 | 0 | 0 | 0
00 Ret.Exist_Non-FBC_ACI_DSI & SCR & NGC | 0 | 0 | 0 | 0 | 0 | 0 | 0
00 Ret.Exist_Non-FBC_ACI_DSI & SCR & WetFGD & CCS | 0 | 0 | 0 | 0 | 0 | 0 | 0
00 Ret.Exist_Non-FBC_ACI_DSI & SNCR | 0 | 0 | 0 | 0 | 0 | 0 | 0
00 Ret.Exist_Non-FBC_ACI_DSI & SNCR & C2G | 0 | 0 | 0 | 0 | 0 | 0 | 0
00 Ret.Exist_Non-FBC_ACI_DSI & SNCR & DRET | 0 | 0 | 0 | 0 | 0 | 0 | 0
00 Ret.Exist_Non-FBC_ACI_DSI & SNCR & NGC | 0 | 0 | 0 | 0 | 0 | 0 | 0
00 Ret.Exist_Non-FBC_DryFGD & C2G | 0 | 0 | 0 | 0 | 0 | 0 | 0
00 Ret.Exist_Non-FBC_DryFGD & C2G & SCR | 0 | 0 | 0 | 0 | 0 | 0 | 0
00 Ret.Exist_Non-FBC_DryFGD & DRET | 0 | 0 | 0 | 0 | 0 | 0 | 0
00 Ret.Exist_Non-FBC_DryFGD & GPM | 0 | 0 | 0 | 0 | 0 | 0 | 0
00 Ret.Exist_Non-FBC_DryFGD & GPM & C2G | 0 | 0 | 0 | 0 | 0 | 0 | 0
00 Ret.Exist_Non-FBC_DryFGD & GPM & C2G & SCR | 0 | 0 | 0 | 0 | 0 | 0 | 0
00 Ret.Exist_Non-FBC_DryFGD & GPM & DRET | 0 | 0 | 0 | 0 | 0 | 0 | 0
00 Ret.Exist_Non-FBC_DryFGD & GPM & NGC | 0 | 0 | 0 | 0 | 0 | 0 | 0
00 Ret.Exist_Non-FBC_DryFGD & GPM & SCR | 0 | 0 | 0 | 0 | 0 | 0 | 0
00 Ret.Exist_Non-FBC_DryFGD & GPM & SCR & CCS | 0 | 0 | 0 | 0 | 0 | 0 | 0
00 Ret.Exist_Non-FBC_DryFGD & GPM & SCR & DRET | 0 | 0 | 0 | 0 | 0 | 0 | 0
00 Ret.Exist_Non-FBC_DryFGD & GPM & SCR & NGC | 0 | 0 | 0 | 0 | 0 | 0 | 0
00 Ret.Exist_Non-FBC_DryFGD & GPM & SNCR | 0 | 0 | 0 | 0 | 0 | 0 | 0
00 Ret.Exist_Non-FBC_DryFGD & GPM & SNCR & DRET | 0 | 0 | 0 | 0 | 0 | 0 | 0
00 Ret.Exist_Non-FBC_DryFGD & GPM & SNCR & NGC | 0 | 0 | 0 | 0 | 0 | 0 | 0
00 Ret.Exist_Non-FBC_DryFGD & NGC | 0 | 0 | 0 | 0 | 0 | 0 | 0
00 Ret.Exist_Non-FBC_DryFGD & SCR | 0 | 0 | 0 | 0 | 0 | 0 | 0
00 Ret.Exist_Non-FBC_DryFGD & SCR & C2G | 0 | 0 | 0 | 0 | 0 | 0 | 0
00 Ret.Exist_Non-FBC_DryFGD & SCR & CCS | 0 | 0 | 0 | 0 | 0 | 0 | 0
00 Ret.Exist_Non-FBC_DryFGD & SCR & DRET | 0 | 0 | 0 | 0 | 0 | 0 | 0
00 Ret.Exist_Non-FBC_DryFGD & SCR & NGC | 0 | 0 | 0 | 0 | 0 | 0 | 0
00 Ret.Exist_Non-FBC_DryFGD & SNCR | 0 | 0 | 0 | 0 | 0 | 0 | 0
00 Ret.Exist_Non-FBC_DryFGD & SNCR & C2G | 0 | 0 | 0 | 0 | 0 | 0 | 0
00 Ret.Exist_Non-FBC_DryFGD & SNCR & DRET | 0 | 0 | 0 | 0 | 0 | 0 | 0
00 Ret.Exist_Non-FBC_DryFGD & SNCR & NGC | 0 | 0 | 0 | 0 | 0 | 0 | 0
00 Ret.Exist_Non-FBC_DryFGD_ACI & C2G | 0 | 0 | 0 | 0 | 0 | 0 | 0
00 Ret.Exist_Non-FBC_DryFGD_ACI & C2G & SCR | 0 | 0 | 0 | 0 | 0 | 0 | 0
00 Ret.Exist_Non-FBC_DryFGD_ACI & DCCS | 0 | 0 | 0 | 0 | 0 | 0 | 0
00 Ret.Exist_Non-FBC_DryFGD_ACI & DCCS & SCR & CCS | 0 | 0 | 0 | 0 | 0 | 0 | 0
00 Ret.Exist_Non-FBC_DryFGD_ACI & DRET | 0 | 0 | 0 | 0 | 0 | 0 | 0
00 Ret.Exist_Non-FBC_DryFGD_ACI & GPM | 0 | 0 | 0 | 0 | 0 | 0 | 0
00 Ret.Exist_Non-FBC_DryFGD_ACI & GPM & C2G | 0 | 0 | 0 | 0 | 0 | 0 | 0
00 Ret.Exist_Non-FBC_DryFGD_ACI & GPM & C2G & SCR | 0 | 0 | 0 | 0 | 0 | 0 | 0
00 Ret.Exist_Non-FBC_DryFGD_ACI & GPM & DRET | 0 | 0 | 0 | 0 | 0 | 0 | 0
00 Ret.Exist_Non-FBC_DryFGD_ACI & GPM & NGC | 0 | 0 | 0 | 0 | 0 | 0 | 0
00 Ret.Exist_Non-FBC_DryFGD_ACI & GPM & SCR | 0 | 0 | 0 | 0 | 0 | 0 | 0
00 Ret.Exist_Non-FBC_DryFGD_ACI & GPM & SCR & CCS | 0 | 0 | 0 | 0 | 0 | 0 | 0
00 Ret.Exist_Non-FBC_DryFGD_ACI & GPM & SCR & DRET | 0 | 0 | 0 | 0 | 0 | 0 | 0
00 Ret.Exist_Non-FBC_DryFGD_ACI & GPM & SCR & NGC | 0 | 0 | 0 | 0 | 0 | 0 | 0
00 Ret.Exist_Non-FBC_DryFGD_ACI & GPM & SNCR | 0 | 0 | 0 | 0 | 0 | 0 | 0
00 Ret.Exist_Non-FBC_DryFGD_ACI & GPM & SNCR & DRET | 0 | 0 | 0 | 0 | 0 | 0 | 0
00 Ret.Exist_Non-FBC_DryFGD_ACI & GPM & SNCR & NGC | 0 | 0 | 0 | 0 | 0 | 0 | 0
00 Ret.Exist_Non-FBC_DryFGD_ACI & NGC | 0 | 0 | 0 | 0 | 0 | 0 | 0
00 Ret.Exist_Non-FBC_DryFGD_ACI & SCR | 0 | 0 | 1514.2839 | 0 | 0 | 0 | 0
00 Ret.Exist_Non-FBC_DryFGD_ACI & SCR & C2G | 0 | 0 | 0 | 0 | 0 | 0 | 0
00 Ret.Exist_Non-FBC_DryFGD_ACI & SCR & CCS | 0 | 0 | 996.7335 | 0 | 0 | 0 | 0
00 Ret.Exist_Non-FBC_DryFGD_ACI & SCR & DRET | 0 | 0 | 0 | 0 | 0 | 0 | 0
00 Ret.Exist_Non-FBC_DryFGD_ACI & SCR & NGC | 0 | 0 | 0 | 0 | 0 | 0 | 0
00 Ret.Exist_Non-FBC_DryFGD_ACI & SNCR | 0 | 0 | 0 | 0 | 0 | 0 | 0
00 Ret.Exist_Non-FBC_DryFGD_ACI & SNCR & C2G | 0 | 0 | 0 | 0 | 0 | 0 | 0
00 Ret.Exist_Non-FBC_DryFGD_ACI & SNCR & DRET | 0 | 0 | 0 | 0 | 0 | 0 | 0
00 Ret.Exist_Non-FBC_DryFGD_ACI & SNCR & NGC | 0 | 0 | 0 | 0 | 0 | 0 | 0
00 Ret.Exist_Non-FBC_DryFGD_SCR & ACI | 0 | 0 | 0 | 0 | 0 | 0 | 0
00 Ret.Exist_Non-FBC_DryFGD_SCR & ACI & C2G | 0 | 0 | 0 | 0 | 0 | 0 | 0
00 Ret.Exist_Non-FBC_DryFGD_SCR & ACI & CCS | 0 | 0 | 0 | 0 | 0 | 0 | 0
00 Ret.Exist_Non-FBC_DryFGD_SCR & ACI & DRET | 0 | 0 | 0 | 0 | 0 | 0 | 0
00 Ret.Exist_Non-FBC_DryFGD_SCR & ACI & GPM | 0 | 0 | 0 | 0 | 0 | 0 | 0
00 Ret.Exist_Non-FBC_DryFGD_SCR & ACI & GPM & C2G | 0 | 0 | 0 | 0 | 0 | 0 | 0
00 Ret.Exist_Non-FBC_DryFGD_SCR & ACI & GPM & CCS | 0 | 0 | 0 | 0 | 0 | 0 | 0
00 Ret.Exist_Non-FBC_DryFGD_SCR & ACI & GPM & DRET | 0 | 0 | 0 | 0 | 0 | 0 | 0
00 Ret.Exist_Non-FBC_DryFGD_SCR & ACI & GPM & NGC | 0 | 0 | 0 | 0 | 0 | 0 | 0
00 Ret.Exist_Non-FBC_DryFGD_SCR & ACI & NGC | 0 | 0 | 0 | 0 | 0 | 0 | 0
00 Ret.Exist_Non-FBC_DryFGD_SCR & C2G | 0 | 0 | 0 | 0 | 0 | 0 | 0
00 Ret.Exist_Non-FBC_DryFGD_SCR & CCS | 0 | 0 | 0 | 0 | 0 | 0 | 0
00 Ret.Exist_Non-FBC_DryFGD_SCR & DRET | 0 | 0 | 0 | 0 | 0 | 0 | 0
00 Ret.Exist_Non-FBC_DryFGD_SCR & GPM | 0 | 0 | 0 | 0 | 0 | 0 | 0
00 Ret.Exist_Non-FBC_DryFGD_SCR & GPM & C2G | 0 | 0 | 0 | 0 | 0 | 0 | 0
00 Ret.Exist_Non-FBC_DryFGD_SCR & GPM & CCS | 0 | 0 | 0 | 0 | 0 | 0 | 0
00 Ret.Exist_Non-FBC_DryFGD_SCR & GPM & DRET | 0 | 0 | 0 | 0 | 0 | 0 | 0
00 Ret.Exist_Non-FBC_DryFGD_SCR & GPM & NGC | 0 | 0 | 0 | 0 | 0 | 0 | 0
00 Ret.Exist_Non-FBC_DryFGD_SCR & NGC | 0 | 0 | 0 | 0 | 0 | 0 | 0
00 Ret.Exist_Non-FBC_DryFGD_SCR_ACI & C2G | 499.9 | 0 | 0 | 0 | 0 | 0 | 0
00 Ret.Exist_Non-FBC_DryFGD_SCR_ACI & CCS | 0 | 259.4793 | 788.6371 | 0 | 0 | 0 | 0
00 Ret.Exist_Non-FBC_DryFGD_SCR_ACI & DCCS | 0 | 0 | 0 | 0 | 0 | 0 | 0
00 Ret.Exist_Non-FBC_DryFGD_SCR_ACI & DCCS & CCS | 0 | 0 | 0 | 0 | 0 | 0 | 0
00 Ret.Exist_Non-FBC_DryFGD_SCR_ACI & DRET | 0 | 0 | 0 | 0 | 0 | 0 | 0
00 Ret.Exist_Non-FBC_DryFGD_SCR_ACI & GPM | 0 | 0 | 0 | 0 | 0 | 0 | 0
00 Ret.Exist_Non-FBC_DryFGD_SCR_ACI & GPM & C2G | 0 | 0 | 0 | 0 | 0 | 0 | 0
00 Ret.Exist_Non-FBC_DryFGD_SCR_ACI & GPM & CCS | 0 | 0 | 0 | 0 | 0 | 0 | 0
00 Ret.Exist_Non-FBC_DryFGD_SCR_ACI & GPM & DRET | 0 | 0 | 0 | 0 | 0 | 0 | 0
00 Ret.Exist_Non-FBC_DryFGD_SCR_ACI & GPM & NGC | 0 | 0 | 0 | 0 | 0 | 0 | 0
00 Ret.Exist_Non-FBC_DryFGD_SCR_ACI & NGC | 0 | 0 | 0 | 0 | 0 | 0 | 0
00 Ret.Exist_Non-FBC_DryFGD_SCR_ACI_DSI & C2G | 0 | 0 | 0 | 0 | 0 | 0 | 0
00 Ret.Exist_Non-FBC_DryFGD_SCR_ACI_DSI & CCS | 0 | 0 | 0 | 0 | 0 | 0 | 0
00 Ret.Exist_Non-FBC_DryFGD_SCR_ACI_DSI & DCCS | 0 | 0 | 0 | 0 | 0 | 0 | 0
00 Ret.Exist_Non-FBC_DryFGD_SCR_ACI_DSI & DCCS & CCS | 0 | 0 | 0 | 0 | 0 | 0 | 0
00 Ret.Exist_Non-FBC_DryFGD_SCR_ACI_DSI & DRET | 0 | 0 | 0 | 0 | 0 | 0 | 0
00 Ret.Exist_Non-FBC_DryFGD_SCR_ACI_DSI & GPM | 0 | 0 | 0 | 0 | 0 | 0 | 0
00 Ret.Exist_Non-FBC_DryFGD_SCR_ACI_DSI & GPM & C2G | 0 | 0 | 0 | 0 | 0 | 0 | 0
00 Ret.Exist_Non-FBC_DryFGD_SCR_ACI_DSI & GPM & CCS | 0 | 0 | 0 | 0 | 0 | 0 | 0
00 Ret.Exist_Non-FBC_DryFGD_SCR_ACI_DSI & GPM & DRET | 0 | 0 | 0 | 0 | 0 | 0 | 0
00 Ret.Exist_Non-FBC_DryFGD_SCR_ACI_DSI & GPM & NGC | 0 | 0 | 0 | 0 | 0 | 0 | 0
00 Ret.Exist_Non-FBC_DryFGD_SCR_ACI_DSI & NGC | 0 | 0 | 0 | 0 | 0 | 0 | 0
00 Ret.Exist_Non-FBC_DryFGD_SCR_DSI & ACI | 0 | 0 | 0 | 0 | 0 | 0 | 0
00 Ret.Exist_Non-FBC_DryFGD_SCR_DSI & ACI & C2G | 0 | 0 | 0 | 0 | 0 | 0 | 0
00 Ret.Exist_Non-FBC_DryFGD_SCR_DSI & ACI & CCS | 0 | 0 | 0 | 0 | 0 | 0 | 0
00 Ret.Exist_Non-FBC_DryFGD_SCR_DSI & ACI & DRET | 0 | 0 | 0 | 0 | 0 | 0 | 0
00 Ret.Exist_Non-FBC_DryFGD_SCR_DSI & ACI & GPM | 0 | 0 | 0 | 0 | 0 | 0 | 0
00 Ret.Exist_Non-FBC_DryFGD_SCR_DSI & ACI & GPM & C2G | 0 | 0 | 0 | 0 | 0 | 0 | 0
00 Ret.Exist_Non-FBC_DryFGD_SCR_DSI & ACI & GPM & CCS | 0 | 0 | 0 | 0 | 0 | 0 | 0
00 Ret.Exist_Non-FBC_DryFGD_SCR_DSI & ACI & GPM & DRET | 0 | 0 | 0 | 0 | 0 | 0 | 0
00 Ret.Exist_Non-FBC_DryFGD_SCR_DSI & ACI & GPM & NGC | 0 | 0 | 0 | 0 | 0 | 0 | 0
00 Ret.Exist_Non-FBC_DryFGD_SCR_DSI & ACI & NGC | 0 | 0 | 0 | 0 | 0 | 0 | 0
00 Ret.Exist_Non-FBC_DryFGD_SCR_DSI & C2G | 0 | 0 | 0 | 0 | 0 | 0 | 0
00 Ret.Exist_Non-FBC_DryFGD_SCR_DSI & CCS | 0 | 0 | 0 | 0 | 0 | 0 | 0
00 Ret.Exist_Non-FBC_DryFGD_SCR_DSI & DRET | 0 | 0 | 0 | 0 | 0 | 0 | 0
00 Ret.Exist_Non-FBC_DryFGD_SCR_DSI & GPM | 0 | 0 | 0 | 0 | 0 | 0 | 0
00 Ret.Exist_Non-FBC_DryFGD_SCR_DSI & GPM & C2G | 0 | 0 | 0 | 0 | 0 | 0 | 0
00 Ret.Exist_Non-FBC_DryFGD_SCR_DSI & GPM & CCS | 0 | 0 | 0 | 0 | 0 | 0 | 0
00 Ret.Exist_Non-FBC_DryFGD_SCR_DSI & GPM & DRET | 0 | 0 | 0 | 0 | 0 | 0 | 0
00 Ret.Exist_Non-FBC_DryFGD_SCR_DSI & GPM & NGC | 0 | 0 | 0 | 0 | 0 | 0 | 0
00 Ret.Exist_Non-FBC_DryFGD_SCR_DSI & NGC | 0 | 0 | 0 | 0 | 0 | 0 | 0
00 Ret.Exist_Non-FBC_DryFGD_SNCR_ACI & C2G | 0 | 0 | 0 | 0 | 0 | 0 | 0
00 Ret.Exist_Non-FBC_DryFGD_SNCR_ACI & C2G & SCR | 0 | 0 | 0 | 0 | 0 | 0 | 0
00 Ret.Exist_Non-FBC_DryFGD_SNCR_ACI & DCCS | 0 | 0 | 0 | 0 | 0 | 0 | 0
00 Ret.Exist_Non-FBC_DryFGD_SNCR_ACI & DCCS & SCR & CCS | 0 | 0 | 0 | 0 | 0 | 0 | 0
00 Ret.Exist_Non-FBC_DryFGD_SNCR_ACI & DRET | 0 | 0 | 0 | 0 | 0 | 0 | 0
00 Ret.Exist_Non-FBC_DryFGD_SNCR_ACI & GPM | 0 | 0 | 0 | 0 | 0 | 0 | 0
00 Ret.Exist_Non-FBC_DryFGD_SNCR_ACI & GPM & C2G | 0 | 0 | 0 | 0 | 0 | 0 | 0
00 Ret.Exist_Non-FBC_DryFGD_SNCR_ACI & GPM & C2G & SCR | 0 | 0 | 0 | 0 | 0 | 0 | 0
00 Ret.Exist_Non-FBC_DryFGD_SNCR_ACI & GPM & DRET | 0 | 0 | 0 | 0 | 0 | 0 | 0
00 Ret.Exist_Non-FBC_DryFGD_SNCR_ACI & GPM & NGC | 0 | 0 | 0 | 0 | 0 | 0 | 0
00 Ret.Exist_Non-FBC_DryFGD_SNCR_ACI & GPM & SCR | 0 | 0 | 0 | 0 | 0 | 0 | 0
00 Ret.Exist_Non-FBC_DryFGD_SNCR_ACI & GPM & SCR & CCS | 0 | 0 | 0 | 0 | 0 | 0 | 0
00 Ret.Exist_Non-FBC_DryFGD_SNCR_ACI & GPM & SCR & DRET | 0 | 0 | 0 | 0 | 0 | 0 | 0
00 Ret.Exist_Non-FBC_DryFGD_SNCR_ACI & GPM & SCR & NGC | 0 | 0 | 0 | 0 | 0 | 0 | 0
00 Ret.Exist_Non-FBC_DryFGD_SNCR_ACI & NGC | 0 | 0 | 0 | 0 | 0 | 0 | 0
00 Ret.Exist_Non-FBC_DryFGD_SNCR_ACI & SCR | 0 | 0 | 0 | 0 | 0 | 0 | 0
00 Ret.Exist_Non-FBC_DryFGD_SNCR_ACI & SCR & C2G | 0 | 0 | 0 | 0 | 0 | 0 | 0
00 Ret.Exist_Non-FBC_DryFGD_SNCR_ACI & SCR & CCS | 0 | 0 | 0 | 0 | 0 | 0 | 0
00 Ret.Exist_Non-FBC_DryFGD_SNCR_ACI & SCR & DRET | 0 | 0 | 0 | 0 | 0 | 0 | 0
00 Ret.Exist_Non-FBC_DryFGD_SNCR_ACI & SCR & NGC | 0 | 0 | 0 | 0 | 0 | 0 | 0
00 Ret.Exist_Non-FBC_DryFGD_SNCR_ACI_DSI & C2G | 0 | 0 | 0 | 0 | 0 | 0 | 0
00 Ret.Exist_Non-FBC_DryFGD_SNCR_ACI_DSI & C2G & SCR | 0 | 0 | 0 | 0 | 0 | 0 | 0
00 Ret.Exist_Non-FBC_DryFGD_SNCR_ACI_DSI & DRET | 0 | 0 | 0 | 0 | 0 | 0 | 0
00 Ret.Exist_Non-FBC_DryFGD_SNCR_ACI_DSI & GPM | 0 | 0 | 0 | 0 | 0 | 0 | 0
00 Ret.Exist_Non-FBC_DryFGD_SNCR_ACI_DSI & GPM & C2G | 0 | 0 | 0 | 0 | 0 | 0 | 0
00 Ret.Exist_Non-FBC_DryFGD_SNCR_ACI_DSI & GPM & C2G & SCR | 0 | 0 | 0 | 0 | 0 | 0 | 0
00 Ret.Exist_Non-FBC_DryFGD_SNCR_ACI_DSI & GPM & DRET | 0 | 0 | 0 | 0 | 0 | 0 | 0
00 Ret.Exist_Non-FBC_DryFGD_SNCR_ACI_DSI & GPM & NGC | 0 | 0 | 0 | 0 | 0 | 0 | 0
00 Ret.Exist_Non-FBC_DryFGD_SNCR_ACI_DSI & GPM & SCR | 0 | 0 | 0 | 0 | 0 | 0 | 0
00 Ret.Exist_Non-FBC_DryFGD_SNCR_ACI_DSI & GPM & SCR & CCS | 0 | 0 | 0 | 0 | 0 | 0 | 0
00 Ret.Exist_Non-FBC_DryFGD_SNCR_ACI_DSI & GPM & SCR & DRET | 0 | 0 | 0 | 0 | 0 | 0 | 0
00 Ret.Exist_Non-FBC_DryFGD_SNCR_ACI_DSI & GPM & SCR & NGC | 0 | 0 | 0 | 0 | 0 | 0 | 0
00 Ret.Exist_Non-FBC_DryFGD_SNCR_ACI_DSI & NGC | 0 | 0 | 0 | 0 | 0 | 0 | 0
00 Ret.Exist_Non-FBC_DryFGD_SNCR_ACI_DSI & SCR | 0 | 0 | 0 | 0 | 0 | 0 | 0
00 Ret.Exist_Non-FBC_DryFGD_SNCR_ACI_DSI & SCR & C2G | 0 | 0 | 0 | 0 | 0 | 0 | 0
00 Ret.Exist_Non-FBC_DryFGD_SNCR_ACI_DSI & SCR & CCS | 0 | 0 | 0 | 0 | 0 | 0 | 0
00 Ret.Exist_Non-FBC_DryFGD_SNCR_ACI_DSI & SCR & DRET | 0 | 0 | 0 | 0 | 0 | 0 | 0
00 Ret.Exist_Non-FBC_DryFGD_SNCR_ACI_DSI & SCR & NGC | 0 | 0 | 0 | 0 | 0 | 0 | 0
00 Ret.Exist_Non-FBC_DSI & ACI | 0 | 0 | 0 | 0 | 0 | 0 | 0
00 Ret.Exist_Non-FBC_DSI & ACI & C2G | 0 | 0 | 0 | 0 | 0 | 0 | 0
00 Ret.Exist_Non-FBC_DSI & ACI & C2G & SCR | 0 | 0 | 0 | 0 | 0 | 0 | 0
00 Ret.Exist_Non-FBC_DSI & ACI & DRET | 0 | 0 | 0 | 0 | 0 | 0 | 0
00 Ret.Exist_Non-FBC_DSI & ACI & GPM | 0 | 0 | 0 | 0 | 0 | 0 | 0
00 Ret.Exist_Non-FBC_DSI & ACI & GPM & C2G | 0 | 0 | 0 | 0 | 0 | 0 | 0
00 Ret.Exist_Non-FBC_DSI & ACI & GPM & C2G & SCR | 0 | 0 | 0 | 0 | 0 | 0 | 0
00 Ret.Exist_Non-FBC_DSI & ACI & GPM & DRET | 0 | 0 | 0 | 0 | 0 | 0 | 0
00 Ret.Exist_Non-FBC_DSI & ACI & GPM & NGC | 0 | 0 | 0 | 0 | 0 | 0 | 0
00 Ret.Exist_Non-FBC_DSI & ACI & GPM & SCR | 0 | 0 | 0 | 0 | 0 | 0 | 0
00 Ret.Exist_Non-FBC_DSI & ACI & GPM & SCR & DRET | 0 | 0 | 0 | 0 | 0 | 0 | 0
00 Ret.Exist_Non-FBC_DSI & ACI & GPM & SCR & NGC | 0 | 0 | 0 | 0 | 0 | 0 | 0
00 Ret.Exist_Non-FBC_DSI & ACI & GPM & SNCR | 0 | 0 | 0 | 0 | 0 | 0 | 0
00 Ret.Exist_Non-FBC_DSI & ACI & GPM & SNCR & DRET | 0 | 0 | 0 | 0 | 0 | 0 | 0
00 Ret.Exist_Non-FBC_DSI & ACI & GPM & SNCR & NGC | 0 | 0 | 0 | 0 | 0 | 0 | 0
00 Ret.Exist_Non-FBC_DSI & ACI & GPM & WetFGD & SCR & CCS | 0 | 0 | 0 | 0 | 0 | 0 | 0
00 Ret.Exist_Non-FBC_DSI & ACI & NGC | 0 | 0 | 0 | 0 | 0 | 0 | 0
00 Ret.Exist_Non-FBC_DSI & ACI & SCR | 0 | 0 | 0 | 0 | 0 | 0 | 0
00 Ret.Exist_Non-FBC_DSI & ACI & SCR & DRET | 0 | 0 | 0 | 0 | 0 | 0 | 0
00 Ret.Exist_Non-FBC_DSI & ACI & SCR & NGC | 0 | 0 | 0 | 0 | 0 | 0 | 0
00 Ret.Exist_Non-FBC_DSI & ACI & SNCR | 0 | 0 | 0 | 0 | 0 | 0 | 0
00 Ret.Exist_Non-FBC_DSI & ACI & SNCR & DRET | 0 | 0 | 0 | 0 | 0 | 0 | 0
00 Ret.Exist_Non-FBC_DSI & ACI & SNCR & NGC | 0 | 0 | 0 | 0 | 0 | 0 | 0
00 Ret.Exist_Non-FBC_DSI & ACI & WetFGD & SCR & CCS | 0 | 0 | 0 | 0 | 0 | 0 | 0
00 Ret.Exist_Non-FBC_DSI & C2G | 0 | 0 | 0 | 0 | 0 | 0 | 0
00 Ret.Exist_Non-FBC_DSI & C2G & SCR | 0 | 0 | 0 | 0 | 0 | 0 | 0
00 Ret.Exist_Non-FBC_DSI & DRET | 0 | 0 | 0 | 0 | 0 | 0 | 0
00 Ret.Exist_Non-FBC_DSI & GPM | 0 | 0 | 0 | 0 | 0 | 0 | 0
00 Ret.Exist_Non-FBC_DSI & GPM & C2G | 0 | 0 | 0 | 0 | 0 | 0 | 0
00 Ret.Exist_Non-FBC_DSI & GPM & C2G & SCR | 0 | 0 | 0 | 0 | 0 | 0 | 0
00 Ret.Exist_Non-FBC_DSI & GPM & DRET | 0 | 0 | 0 | 0 | 0 | 0 | 0
00 Ret.Exist_Non-FBC_DSI & GPM & NGC | 0 | 0 | 0 | 0 | 0 | 0 | 0
00 Ret.Exist_Non-FBC_DSI & GPM & SCR | 0 | 0 | 0 | 0 | 0 | 0 | 0
00 Ret.Exist_Non-FBC_DSI & GPM & SCR & DRET | 0 | 0 | 0 | 0 | 0 | 0 | 0
00 Ret.Exist_Non-FBC_DSI & GPM & SCR & NGC | 0 | 0 | 0 | 0 | 0 | 0 | 0
00 Ret.Exist_Non-FBC_DSI & GPM & SNCR | 0 | 0 | 0 | 0 | 0 | 0 | 0
00 Ret.Exist_Non-FBC_DSI & GPM & SNCR & DRET | 0 | 0 | 0 | 0 | 0 | 0 | 0
00 Ret.Exist_Non-FBC_DSI & GPM & SNCR & NGC | 0 | 0 | 0 | 0 | 0 | 0 | 0
00 Ret.Exist_Non-FBC_DSI & GPM & WetFGD & SCR & CCS | 0 | 0 | 0 | 0 | 0 | 0 | 0
00 Ret.Exist_Non-FBC_DSI & NGC | 0 | 0 | 0 | 0 | 0 | 0 | 0
00 Ret.Exist_Non-FBC_DSI & SCR | 0 | 0 | 0 | 0 | 0 | 0 | 0
00 Ret.Exist_Non-FBC_DSI & SCR & C2G | 0 | 0 | 0 | 0 | 0 | 0 | 0
00 Ret.Exist_Non-FBC_DSI & SCR & DRET | 0 | 0 | 0 | 0 | 0 | 0 | 0
00 Ret.Exist_Non-FBC_DSI & SCR & NGC | 0 | 0 | 0 | 0 | 0 | 0 | 0
00 Ret.Exist_Non-FBC_DSI & SCR & WetFGD & CCS | 0 | 0 | 0 | 0 | 0 | 0 | 0
00 Ret.Exist_Non-FBC_DSI & SNCR | 0 | 0 | 0 | 0 | 0 | 0 | 0
00 Ret.Exist_Non-FBC_DSI & SNCR & C2G | 0 | 0 | 0 | 0 | 0 | 0 | 0
00 Ret.Exist_Non-FBC_DSI & SNCR & DRET | 0 | 0 | 0 | 0 | 0 | 0 | 0
00 Ret.Exist_Non-FBC_DSI & SNCR & NGC | 0 | 0 | 0 | 0 | 0 | 0 | 0
00 Ret.Exist_Non-FBC_NoCtrl & ACI | 0 | 0 | 0 | 0 | 0 | 0 | 0
00 Ret.Exist_Non-FBC_NoCtrl & ACI & C2G | 0 | 0 | 0 | 0 | 0 | 0 | 0
00 Ret.Exist_Non-FBC_NoCtrl & ACI & C2G & SCR | 0 | 0 | 0 | 0 | 0 | 0 | 0
00 Ret.Exist_Non-FBC_NoCtrl & ACI & DRET | 0 | 0 | 0 | 0 | 0 | 0 | 0
00 Ret.Exist_Non-FBC_NoCtrl & ACI & DSI | 0 | 0 | 0 | 0 | 0 | 0 | 0
00 Ret.Exist_Non-FBC_NoCtrl & ACI & DSI & C2G | 0 | 0 | 0 | 0 | 0 | 0 | 0
00 Ret.Exist_Non-FBC_NoCtrl & ACI & DSI & C2G & SCR | 0 | 0 | 0 | 0 | 0 | 0 | 0
00 Ret.Exist_Non-FBC_NoCtrl & ACI & DSI & DRET | 0 | 0 | 0 | 0 | 0 | 0 | 0
00 Ret.Exist_Non-FBC_NoCtrl & ACI & DSI & GPM | 0 | 0 | 0 | 0 | 0 | 0 | 0
00 Ret.Exist_Non-FBC_NoCtrl & ACI & DSI & GPM & C2G | 0 | 0 | 0 | 0 | 0 | 0 | 0
00 Ret.Exist_Non-FBC_NoCtrl & ACI & DSI & GPM & C2G & SCR | 0 | 0 | 0 | 0 | 0 | 0 | 0
00 Ret.Exist_Non-FBC_NoCtrl & ACI & DSI & GPM & DRET | 0 | 0 | 0 | 0 | 0 | 0 | 0
00 Ret.Exist_Non-FBC_NoCtrl & ACI & DSI & GPM & NGC | 0 | 0 | 0 | 0 | 0 | 0 | 0
00 Ret.Exist_Non-FBC_NoCtrl & ACI & DSI & GPM & SCR | 0 | 0 | 0 | 0 | 0 | 0 | 0
00 Ret.Exist_Non-FBC_NoCtrl & ACI & DSI & GPM & SCR & DRET | 0 | 0 | 0 | 0 | 0 | 0 | 0
00 Ret.Exist_Non-FBC_NoCtrl & ACI & DSI & GPM & SCR & NGC | 0 | 0 | 0 | 0 | 0 | 0 | 0
00 Ret.Exist_Non-FBC_NoCtrl & ACI & DSI & GPM & SNCR | 0 | 0 | 0 | 0 | 0 | 0 | 0
00 Ret.Exist_Non-FBC_NoCtrl & ACI & DSI & GPM & SNCR & DRET | 0 | 0 | 0 | 0 | 0 | 0 | 0
00 Ret.Exist_Non-FBC_NoCtrl & ACI & DSI & GPM & SNCR & NGC | 0 | 0 | 0 | 0 | 0 | 0 | 0
00 Ret.Exist_Non-FBC_NoCtrl & ACI & DSI & GPM & WetFGD & SCR & CCS | 0 | 0 | 0 | 0 | 0 | 0 | 0
00 Ret.Exist_Non-FBC_NoCtrl & ACI & DSI & NGC | 0 | 0 | 0 | 0 | 0 | 0 | 0
00 Ret.Exist_Non-FBC_NoCtrl & ACI & DSI & SCR | 0 | 0 | 0 | 0 | 0 | 0 | 0
00 Ret.Exist_Non-FBC_NoCtrl & ACI & DSI & SCR & DRET | 0 | 0 | 0 | 0 | 0 | 0 | 0
00 Ret.Exist_Non-FBC_NoCtrl & ACI & DSI & SCR & NGC | 0 | 0 | 0 | 0 | 0 | 0 | 0
00 Ret.Exist_Non-FBC_NoCtrl & ACI & DSI & SNCR | 0 | 0 | 0 | 0 | 0 | 0 | 0
00 Ret.Exist_Non-FBC_NoCtrl & ACI & DSI & SNCR & DRET | 0 | 0 | 0 | 0 | 0 | 0 | 0
00 Ret.Exist_Non-FBC_NoCtrl & ACI & DSI & SNCR & NGC | 0 | 0 | 0 | 0 | 0 | 0 | 0
00 Ret.Exist_Non-FBC_NoCtrl & ACI & DSI & WetFGD & SCR & CCS | 0 | 0 | 0 | 0 | 0 | 0 | 0
00 Ret.Exist_Non-FBC_NoCtrl & ACI & GPM | 0 | 0 | 0 | 0 | 0 | 0 | 0
00 Ret.Exist_Non-FBC_NoCtrl & ACI & GPM & C2G | 0 | 0 | 0 | 0 | 0 | 0 | 0
00 Ret.Exist_Non-FBC_NoCtrl & ACI & GPM & C2G & SCR | 0 | 0 | 0 | 0 | 0 | 0 | 0
00 Ret.Exist_Non-FBC_NoCtrl & ACI & GPM & DRET | 0 | 0 | 0 | 0 | 0 | 0 | 0
00 Ret.Exist_Non-FBC_NoCtrl & ACI & GPM & NGC | 0 | 0 | 0 | 0 | 0 | 0 | 0
00 Ret.Exist_Non-FBC_NoCtrl & ACI & GPM & SCR | 0 | 0 | 0 | 0 | 0 | 0 | 0
00 Ret.Exist_Non-FBC_NoCtrl & ACI & GPM & SCR & DRET | 0 | 0 | 0 | 0 | 0 | 0 | 0
00 Ret.Exist_Non-FBC_NoCtrl & ACI & GPM & SCR & NGC | 0 | 0 | 0 | 0 | 0 | 0 | 0
00 Ret.Exist_Non-FBC_NoCtrl & ACI & GPM & SNCR | 0 | 0 | 0 | 0 | 0 | 0 | 0
00 Ret.Exist_Non-FBC_NoCtrl & ACI & GPM & SNCR & DRET | 0 | 0 | 0 | 0 | 0 | 0 | 0
00 Ret.Exist_Non-FBC_NoCtrl & ACI & GPM & SNCR & NGC | 0 | 0 | 0 | 0 | 0 | 0 | 0
00 Ret.Exist_Non-FBC_NoCtrl & ACI & GPM & WetFGD & SCR & CCS | 0 | 0 | 0 | 0 | 0 | 0 | 0
00 Ret.Exist_Non-FBC_NoCtrl & ACI & NGC | 0 | 0 | 0 | 0 | 0 | 0 | 0
00 Ret.Exist_Non-FBC_NoCtrl & ACI & SCR | 0 | 0 | 0 | 0 | 0 | 0 | 0
00 Ret.Exist_Non-FBC_NoCtrl & ACI & SCR & DRET | 0 | 0 | 0 | 0 | 0 | 0 | 0
00 Ret.Exist_Non-FBC_NoCtrl & ACI & SCR & NGC | 0 | 0 | 0 | 0 | 0 | 0 | 0
00 Ret.Exist_Non-FBC_NoCtrl & ACI & SNCR | 0 | 0 | 0 | 0 | 0 | 0 | 0
00 Ret.Exist_Non-FBC_NoCtrl & ACI & SNCR & DRET | 0 | 0 | 0 | 0 | 0 | 0 | 0
00 Ret.Exist_Non-FBC_NoCtrl & ACI & SNCR & NGC | 0 | 0 | 0 | 0 | 0 | 0 | 0
00 Ret.Exist_Non-FBC_NoCtrl & ACI & WetFGD & SCR & CCS | 0 | 0 | 0 | 0 | 0 | 0 | 0
00 Ret.Exist_Non-FBC_NoCtrl & C2G | 0 | 0 | 0 | 0 | 0 | 0 | 0
00 Ret.Exist_Non-FBC_NoCtrl & C2G & SCR | 0 | 0 | 0 | 0 | 0 | 0 | 0
00 Ret.Exist_Non-FBC_NoCtrl & DCCS | 0 | 0 | 0 | 0 | 0 | 0 | 0
00 Ret.Exist_Non-FBC_NoCtrl & DCCS & WetFGD & SCR & CCS | 0 | 0 | 0 | 0 | 0 | 0 | 0
00 Ret.Exist_Non-FBC_NoCtrl & DRET | 0 | 0 | 0 | 0 | 0 | 0 | 0
00 Ret.Exist_Non-FBC_NoCtrl & DSI | 0 | 0 | 0 | 0 | 0 | 0 | 0
00 Ret.Exist_Non-FBC_NoCtrl & DSI & C2G | 0 | 0 | 0 | 0 | 0 | 0 | 0
00 Ret.Exist_Non-FBC_NoCtrl & DSI & C2G & SCR | 0 | 0 | 0 | 0 | 0 | 0 | 0
00 Ret.Exist_Non-FBC_NoCtrl & DSI & DRET | 0 | 0 | 0 | 0 | 0 | 0 | 0
00 Ret.Exist_Non-FBC_NoCtrl & DSI & GPM | 0 | 0 | 0 | 0 | 0 | 0 | 0
00 Ret.Exist_Non-FBC_NoCtrl & DSI & GPM & C2G | 0 | 0 | 0 | 0 | 0 | 0 | 0
00 Ret.Exist_Non-FBC_NoCtrl & DSI & GPM & C2G & SCR | 0 | 0 | 0 | 0 | 0 | 0 | 0
00 Ret.Exist_Non-FBC_NoCtrl & DSI & GPM & DRET | 0 | 0 | 0 | 0 | 0 | 0 | 0
00 Ret.Exist_Non-FBC_NoCtrl & DSI & GPM & NGC | 0 | 0 | 0 | 0 | 0 | 0 | 0
00 Ret.Exist_Non-FBC_NoCtrl & DSI & GPM & SCR | 0 | 0 | 0 | 0 | 0 | 0 | 0
00 Ret.Exist_Non-FBC_NoCtrl & DSI & GPM & SCR & DRET | 0 | 0 | 0 | 0 | 0 | 0 | 0
00 Ret.Exist_Non-FBC_NoCtrl & DSI & GPM & SCR & NGC | 0 | 0 | 0 | 0 | 0 | 0 | 0
00 Ret.Exist_Non-FBC_NoCtrl & DSI & GPM & SNCR | 0 | 0 | 0 | 0 | 0 | 0 | 0
00 Ret.Exist_Non-FBC_NoCtrl & DSI & GPM & SNCR & DRET | 0 | 0 | 0 | 0 | 0 | 0 | 0
00 Ret.Exist_Non-FBC_NoCtrl & DSI & GPM & SNCR & NGC | 0 | 0 | 0 | 0 | 0 | 0 | 0
00 Ret.Exist_Non-FBC_NoCtrl & DSI & GPM & WetFGD & SCR & CCS | 0 | 0 | 0 | 0 | 0 | 0 | 0
00 Ret.Exist_Non-FBC_NoCtrl & DSI & NGC | 0 | 0 | 0 | 0 | 0 | 0 | 0
00 Ret.Exist_Non-FBC_NoCtrl & DSI & SCR | 0 | 0 | 0 | 0 | 0 | 0 | 0
00 Ret.Exist_Non-FBC_NoCtrl & DSI & SCR & DRET | 0 | 0 | 0 | 0 | 0 | 0 | 0
00 Ret.Exist_Non-FBC_NoCtrl & DSI & SCR & NGC | 0 | 0 | 0 | 0 | 0 | 0 | 0
00 Ret.Exist_Non-FBC_NoCtrl & DSI & SNCR | 0 | 0 | 0 | 0 | 0 | 0 | 0
00 Ret.Exist_Non-FBC_NoCtrl & DSI & SNCR & DRET | 0 | 0 | 0 | 0 | 0 | 0 | 0
00 Ret.Exist_Non-FBC_NoCtrl & DSI & SNCR & NGC | 0 | 0 | 0 | 0 | 0 | 0 | 0
00 Ret.Exist_Non-FBC_NoCtrl & DSI & WetFGD & SCR & CCS | 0 | 0 | 0 | 0 | 0 | 0 | 0
00 Ret.Exist_Non-FBC_NoCtrl & GPM | 0 | 0 | 0 | 0 | 0 | 0 | 0
00 Ret.Exist_Non-FBC_NoCtrl & GPM & C2G | 0 | 0 | 0 | 0 | 0 | 0 | 0
00 Ret.Exist_Non-FBC_NoCtrl & GPM & C2G & SCR | 0 | 0 | 0 | 0 | 0 | 0 | 0
00 Ret.Exist_Non-FBC_NoCtrl & GPM & DRET | 0 | 0 | 0 | 0 | 0 | 0 | 0
00 Ret.Exist_Non-FBC_NoCtrl & GPM & NGC | 0 | 0 | 0 | 0 | 0 | 0 | 0
00 Ret.Exist_Non-FBC_NoCtrl & GPM & SCR | 0 | 0 | 0 | 0 | 0 | 0 | 0
00 Ret.Exist_Non-FBC_NoCtrl & GPM & SCR & DRET | 0 | 0 | 0 | 0 | 0 | 0 | 0
00 Ret.Exist_Non-FBC_NoCtrl & GPM & SCR & NGC | 0 | 0 | 0 | 0 | 0 | 0 | 0
00 Ret.Exist_Non-FBC_NoCtrl & GPM & SNCR | 0 | 0 | 0 | 0 | 0 | 0 | 0
00 Ret.Exist_Non-FBC_NoCtrl & GPM & SNCR & DRET | 0 | 0 | 0 | 0 | 0 | 0 | 0
00 Ret.Exist_Non-FBC_NoCtrl & GPM & SNCR & NGC | 0 | 0 | 0 | 0 | 0 | 0 | 0
00 Ret.Exist_Non-FBC_NoCtrl & GPM & WetFGD & SCR & CCS | 0 | 0 | 0 | 0 | 0 | 0 | 0
00 Ret.Exist_Non-FBC_NoCtrl & NGC | 0 | 0 | 0 | 0 | 0 | 0 | 0
00 Ret.Exist_Non-FBC_NoCtrl & SCR | 0 | 0 | 0 | 0 | 0 | 0 | 0
00 Ret.Exist_Non-FBC_NoCtrl & SCR & C2G | 0 | 0 | 0 | 0 | 0 | 0 | 0
00 Ret.Exist_Non-FBC_NoCtrl & SCR & DRET | 0 | 0 | 0 | 0 | 0 | 0 | 0
00 Ret.Exist_Non-FBC_NoCtrl & SCR & NGC | 0 | 0 | 0 | 0 | 0 | 0 | 0
00 Ret.Exist_Non-FBC_NoCtrl & SCR & WetFGD & CCS | 0 | 0 | 0 | 0 | 0 | 0 | 0
00 Ret.Exist_Non-FBC_NoCtrl & SNCR | 0 | 0 | 0 | 0 | 0 | 0 | 0
00 Ret.Exist_Non-FBC_NoCtrl & SNCR & C2G | 0 | 0 | 0 | 0 | 0 | 0 | 0
00 Ret.Exist_Non-FBC_NoCtrl & SNCR & DRET | 0 | 0 | 0 | 0 | 0 | 0 | 0
00 Ret.Exist_Non-FBC_NoCtrl & SNCR & NGC | 0 | 0 | 0 | 0 | 0 | 0 | 0
00 Ret.Exist_Non-FBC_SCR_ACI & C2G | 0 | 0 | 0 | 0 | 0 | 0 | 0
00 Ret.Exist_Non-FBC_SCR_ACI & DCCS | 0 | 0 | 0 | 0 | 0 | 0 | 0
00 Ret.Exist_Non-FBC_SCR_ACI & DCCS & WetFGD & CCS | 0 | 0 | 0 | 0 | 0 | 0 | 0
00 Ret.Exist_Non-FBC_SCR_ACI & DRET | 0 | 0 | 0 | 0 | 0 | 0 | 0
00 Ret.Exist_Non-FBC_SCR_ACI & DSI | 0 | 0 | 0 | 0 | 0 | 0 | 0
00 Ret.Exist_Non-FBC_SCR_ACI & DSI & C2G | 0 | 0 | 0 | 0 | 0 | 0 | 0
00 Ret.Exist_Non-FBC_SCR_ACI & DSI & DRET | 0 | 0 | 0 | 0 | 0 | 0 | 0
00 Ret.Exist_Non-FBC_SCR_ACI & DSI & GPM | 0 | 0 | 0 | 0 | 0 | 0 | 0
00 Ret.Exist_Non-FBC_SCR_ACI & DSI & GPM & C2G | 0 | 0 | 0 | 0 | 0 | 0 | 0
00 Ret.Exist_Non-FBC_SCR_ACI & DSI & GPM & DRET | 0 | 0 | 0 | 0 | 0 | 0 | 0
00 Ret.Exist_Non-FBC_SCR_ACI & DSI & GPM & NGC | 0 | 0 | 0 | 0 | 0 | 0 | 0
00 Ret.Exist_Non-FBC_SCR_ACI & DSI & GPM & WetFGD & CCS | 0 | 0 | 0 | 0 | 0 | 0 | 0
00 Ret.Exist_Non-FBC_SCR_ACI & DSI & NGC | 0 | 0 | 0 | 0 | 0 | 0 | 0
00 Ret.Exist_Non-FBC_SCR_ACI & DSI & WetFGD & CCS | 0 | 0 | 0 | 0 | 0 | 0 | 0
00 Ret.Exist_Non-FBC_SCR_ACI & GPM | 0 | 0 | 0 | 0 | 0 | 0 | 0
00 Ret.Exist_Non-FBC_SCR_ACI & GPM & C2G | 0 | 0 | 0 | 0 | 0 | 0 | 0
00 Ret.Exist_Non-FBC_SCR_ACI & GPM & DRET | 0 | 0 | 0 | 0 | 0 | 0 | 0
00 Ret.Exist_Non-FBC_SCR_ACI & GPM & NGC | 0 | 0 | 0 | 0 | 0 | 0 | 0
00 Ret.Exist_Non-FBC_SCR_ACI & GPM & WetFGD & CCS | 0 | 0 | 0 | 0 | 0 | 0 | 0
00 Ret.Exist_Non-FBC_SCR_ACI & NGC | 0 | 0 | 0 | 0 | 0 | 0 | 0
00 Ret.Exist_Non-FBC_SCR_ACI & WetFGD & CCS | 0 | 0 | 0 | 0 | 0 | 0 | 0
00 Ret.Exist_Non-FBC_SCR_ACI_DSI & C2G | 0 | 0 | 0 | 0 | 0 | 0 | 0
00 Ret.Exist_Non-FBC_SCR_ACI_DSI & DCCS | 0 | 0 | 0 | 0 | 0 | 0 | 0
00 Ret.Exist_Non-FBC_SCR_ACI_DSI & DCCS & WetFGD & CCS | 0 | 0 | 0 | 0 | 0 | 0 | 0
00 Ret.Exist_Non-FBC_SCR_ACI_DSI & DRET | 0 | 0 | 0 | 0 | 0 | 0 | 0
00 Ret.Exist_Non-FBC_SCR_ACI_DSI & GPM | 0 | 0 | 0 | 0 | 0 | 0 | 0
00 Ret.Exist_Non-FBC_SCR_ACI_DSI & GPM & C2G | 0 | 0 | 0 | 0 | 0 | 0 | 0
00 Ret.Exist_Non-FBC_SCR_ACI_DSI & GPM & DRET | 0 | 0 | 0 | 0 | 0 | 0 | 0
00 Ret.Exist_Non-FBC_SCR_ACI_DSI & GPM & NGC | 0 | 0 | 0 | 0 | 0 | 0 | 0
00 Ret.Exist_Non-FBC_SCR_ACI_DSI & GPM & WetFGD & CCS | 0 | 0 | 0 | 0 | 0 | 0 | 0
00 Ret.Exist_Non-FBC_SCR_ACI_DSI & NGC | 0 | 0 | 0 | 0 | 0 | 0 | 0
00 Ret.Exist_Non-FBC_SCR_ACI_DSI & WetFGD & CCS | 0 | 0 | 0 | 0 | 0 | 0 | 0
00 Ret.Exist_Non-FBC_SNCR_ACI & C2G | 0 | 0 | 0 | 0 | 0 | 0 | 0
00 Ret.Exist_Non-FBC_SNCR_ACI & C2G & SCR | 0 | 0 | 0 | 0 | 0 | 0 | 0
00 Ret.Exist_Non-FBC_SNCR_ACI & DRET | 0 | 0 | 0 | 0 | 0 | 0 | 0
00 Ret.Exist_Non-FBC_SNCR_ACI & DSI | 0 | 0 | 0 | 0 | 0 | 0 | 0
00 Ret.Exist_Non-FBC_SNCR_ACI & DSI & C2G | 0 | 0 | 0 | 0 | 0 | 0 | 0
00 Ret.Exist_Non-FBC_SNCR_ACI & DSI & C2G & SCR | 0 | 0 | 0 | 0 | 0 | 0 | 0
00 Ret.Exist_Non-FBC_SNCR_ACI & DSI & DRET | 0 | 0 | 0 | 0 | 0 | 0 | 0
00 Ret.Exist_Non-FBC_SNCR_ACI & DSI & NGC | 0 | 0 | 0 | 0 | 0 | 0 | 0
00 Ret.Exist_Non-FBC_SNCR_ACI & DSI & SCR | 0 | 0 | 0 | 0 | 0 | 0 | 0
00 Ret.Exist_Non-FBC_SNCR_ACI & DSI & SCR & DRET | 0 | 0 | 0 | 0 | 0 | 0 | 0
00 Ret.Exist_Non-FBC_SNCR_ACI & DSI & SCR & NGC | 0 | 0 | 0 | 0 | 0 | 0 | 0
00 Ret.Exist_Non-FBC_SNCR_ACI & DSI & WetFGD & SCR & CCS | 0 | 0 | 0 | 0 | 0 | 0 | 0
00 Ret.Exist_Non-FBC_SNCR_ACI & GPM | 0 | 0 | 0 | 0 | 0 | 0 | 0
00 Ret.Exist_Non-FBC_SNCR_ACI & GPM & C2G | 0 | 0 | 0 | 0 | 0 | 0 | 0
00 Ret.Exist_Non-FBC_SNCR_ACI & GPM & C2G & SCR | 0 | 0 | 0 | 0 | 0 | 0 | 0
00 Ret.Exist_Non-FBC_SNCR_ACI & GPM & DRET | 0 | 0 | 0 | 0 | 0 | 0 | 0
00 Ret.Exist_Non-FBC_SNCR_ACI & GPM & NGC | 0 | 0 | 0 | 0 | 0 | 0 | 0
00 Ret.Exist_Non-FBC_SNCR_ACI & GPM & SCR | 0 | 0 | 0 | 0 | 0 | 0 | 0
00 Ret.Exist_Non-FBC_SNCR_ACI & GPM & SCR & DRET | 0 | 0 | 0 | 0 | 0 | 0 | 0
00 Ret.Exist_Non-FBC_SNCR_ACI & GPM & SCR & NGC | 0 | 0 | 0 | 0 | 0 | 0 | 0
00 Ret.Exist_Non-FBC_SNCR_ACI & GPM & WetFGD & SCR & CCS | 0 | 0 | 0 | 0 | 0 | 0 | 0
00 Ret.Exist_Non-FBC_SNCR_ACI & NGC | 0 | 0 | 0 | 0 | 0 | 0 | 0
00 Ret.Exist_Non-FBC_SNCR_ACI & SCR | 0 | 0 | 0 | 0 | 0 | 0 | 0
00 Ret.Exist_Non-FBC_SNCR_ACI & SCR & C2G | 0 | 0 | 0 | 0 | 0 | 0 | 0
00 Ret.Exist_Non-FBC_SNCR_ACI & SCR & DRET | 0 | 0 | 0 | 0 | 0 | 0 | 0
00 Ret.Exist_Non-FBC_SNCR_ACI & SCR & NGC | 0 | 0 | 0 | 0 | 0 | 0 | 0
00 Ret.Exist_Non-FBC_SNCR_ACI & SCR & WetFGD & CCS | 0 | 0 | 0 | 0 | 0 | 0 | 0
00 Ret.Exist_Non-FBC_SNCR_ACI_DSI & C2G | 1033 | 0 | 0 | 0 | 0 | 0 | 0
00 Ret.Exist_Non-FBC_SNCR_ACI_DSI & C2G & SCR | 0 | 0 | 0 | 0 | 0 | 0 | 0
00 Ret.Exist_Non-FBC_SNCR_ACI_DSI & DCCS | 0 | 0 | 0 | 0 | 0 | 0 | 0
00 Ret.Exist_Non-FBC_SNCR_ACI_DSI & DCCS & WetFGD & SCR & CCS | 0 | 0 | 0 | 0 | 0 | 0 | 0
00 Ret.Exist_Non-FBC_SNCR_ACI_DSI & DRET | 0 | 0 | 0 | 0 | 0 | 0 | 0
00 Ret.Exist_Non-FBC_SNCR_ACI_DSI & GPM | 0 | 0 | 0 | 0 | 0 | 0 | 0
00 Ret.Exist_Non-FBC_SNCR_ACI_DSI & GPM & C2G | 0 | 0 | 0 | 0 | 0 | 0 | 0
00 Ret.Exist_Non-FBC_SNCR_ACI_DSI & GPM & C2G & SCR | 0 | 0 | 0 | 0 | 0 | 0 | 0
00 Ret.Exist_Non-FBC_SNCR_ACI_DSI & GPM & DRET | 0 | 0 | 0 | 0 | 0 | 0 | 0
00 Ret.Exist_Non-FBC_SNCR_ACI_DSI & GPM & NGC | 0 | 0 | 0 | 0 | 0 | 0 | 0
00 Ret.Exist_Non-FBC_SNCR_ACI_DSI & GPM & SCR | 0 | 0 | 0 | 0 | 0 | 0 | 0
00 Ret.Exist_Non-FBC_SNCR_ACI_DSI & GPM & SCR & DRET | 0 | 0 | 0 | 0 | 0 | 0 | 0
00 Ret.Exist_Non-FBC_SNCR_ACI_DSI & GPM & SCR & NGC | 0 | 0 | 0 | 0 | 0 | 0 | 0
00 Ret.Exist_Non-FBC_SNCR_ACI_DSI & GPM & WetFGD & SCR & CCS | 0 | 0 | 0 | 0 | 0 | 0 | 0
00 Ret.Exist_Non-FBC_SNCR_ACI_DSI & NGC | 0 | 0 | 0 | 0 | 0 | 0 | 0
00 Ret.Exist_Non-FBC_SNCR_ACI_DSI & SCR | 0 | 0 | 0 | 0 | 0 | 0 | 0
00 Ret.Exist_Non-FBC_SNCR_ACI_DSI & SCR & C2G | 0 | 0 | 0 | 0 | 0 | 0 | 0
00 Ret.Exist_Non-FBC_SNCR_ACI_DSI & SCR & DRET | 0 | 0 | 0 | 0 | 0 | 0 | 0
00 Ret.Exist_Non-FBC_SNCR_ACI_DSI & SCR & NGC | 0 | 0 | 0 | 0 | 0 | 0 | 0
00 Ret.Exist_Non-FBC_SNCR_ACI_DSI & SCR & WetFGD & CCS | 0 | 0 | 0 | 0 | 0 | 0 | 0
00 Ret.Exist_Non-FBC_WetFGD & ACI | 0 | 0 | 0 | 0 | 0 | 0 | 0
00 Ret.Exist_Non-FBC_WetFGD & ACI & C2G | 0 | 0 | 0 | 0 | 0 | 0 | 0
00 Ret.Exist_Non-FBC_WetFGD & ACI & C2G & SCR | 0 | 0 | 0 | 0 | 0 | 0 | 0
00 Ret.Exist_Non-FBC_WetFGD & ACI & DRET | 0 | 0 | 0 | 0 | 0 | 0 | 0
00 Ret.Exist_Non-FBC_WetFGD & ACI & GPM | 0 | 0 | 0 | 0 | 0 | 0 | 0
00 Ret.Exist_Non-FBC_WetFGD & ACI & GPM & C2G | 0 | 0 | 0 | 0 | 0 | 0 | 0
00 Ret.Exist_Non-FBC_WetFGD & ACI & GPM & C2G & SCR | 0 | 0 | 0 | 0 | 0 | 0 | 0
00 Ret.Exist_Non-FBC_WetFGD & ACI & GPM & DRET | 0 | 0 | 0 | 0 | 0 | 0 | 0
00 Ret.Exist_Non-FBC_WetFGD & ACI & GPM & NGC | 0 | 0 | 0 | 0 | 0 | 0 | 0
00 Ret.Exist_Non-FBC_WetFGD & ACI & GPM & SCR | 0 | 0 | 0 | 0 | 0 | 0 | 0
00 Ret.Exist_Non-FBC_WetFGD & ACI & GPM & SCR & CCS | 0 | 0 | 0 | 0 | 0 | 0 | 0
00 Ret.Exist_Non-FBC_WetFGD & ACI & GPM & SCR & DRET | 0 | 0 | 0 | 0 | 0 | 0 | 0
00 Ret.Exist_Non-FBC_WetFGD & ACI & GPM & SCR & NGC | 0 | 0 | 0 | 0 | 0 | 0 | 0
00 Ret.Exist_Non-FBC_WetFGD & ACI & GPM & SNCR | 0 | 0 | 0 | 0 | 0 | 0 | 0
00 Ret.Exist_Non-FBC_WetFGD & ACI & GPM & SNCR & DRET | 0 | 0 | 0 | 0 | 0 | 0 | 0
00 Ret.Exist_Non-FBC_WetFGD & ACI & GPM & SNCR & NGC | 0 | 0 | 0 | 0 | 0 | 0 | 0
00 Ret.Exist_Non-FBC_WetFGD & ACI & NGC | 0 | 0 | 0 | 0 | 0 | 0 | 0
00 Ret.Exist_Non-FBC_WetFGD & ACI & SCR | 0 | 0 | 0 | 0 | 0 | 0 | 0
00 Ret.Exist_Non-FBC_WetFGD & ACI & SCR & CCS | 0 | 0 | 0 | 0 | 0 | 0 | 0
00 Ret.Exist_Non-FBC_WetFGD & ACI & SCR & DRET | 0 | 0 | 0 | 0 | 0 | 0 | 0
00 Ret.Exist_Non-FBC_WetFGD & ACI & SCR & NGC | 0 | 0 | 0 | 0 | 0 | 0 | 0
00 Ret.Exist_Non-FBC_WetFGD & ACI & SNCR | 0 | 0 | 0 | 0 | 0 | 0 | 0
00 Ret.Exist_Non-FBC_WetFGD & ACI & SNCR & DRET | 0 | 0 | 0 | 0 | 0 | 0 | 0
00 Ret.Exist_Non-FBC_WetFGD & ACI & SNCR & NGC | 0 | 0 | 0 | 0 | 0 | 0 | 0
00 Ret.Exist_Non-FBC_WetFGD & C2G | 0 | 0 | 0 | 0 | 0 | 0 | 0
00 Ret.Exist_Non-FBC_WetFGD & C2G & SCR | 0 | 0 | 0 | 0 | 0 | 0 | 0
00 Ret.Exist_Non-FBC_WetFGD & DRET | 0 | 0 | 0 | 0 | 0 | 0 | 0
00 Ret.Exist_Non-FBC_WetFGD & DCCS | 0 | 0 | 0 | 0 | 0 | 0 | 0
00 Ret.Exist_Non-FBC_WetFGD & DCCS & SCR & CCS | 0 | 0 | 0 | 0 | 0 | 0 | 0
00 Ret.Exist_Non-FBC_WetFGD & GPM | 0 | 0 | 0 | 0 | 0 | 0 | 0
00 Ret.Exist_Non-FBC_WetFGD & GPM & C2G | 0 | 0 | 0 | 0 | 0 | 0 | 0
00 Ret.Exist_Non-FBC_WetFGD & GPM & C2G & SCR | 0 | 0 | 0 | 0 | 0 | 0 | 0
00 Ret.Exist_Non-FBC_WetFGD & GPM & DRET | 0 | 0 | 0 | 0 | 0 | 0 | 0
00 Ret.Exist_Non-FBC_WetFGD & GPM & NGC | 0 | 0 | 0 | 0 | 0 | 0 | 0
00 Ret.Exist_Non-FBC_WetFGD & GPM & SCR | 0 | 0 | 0 | 0 | 0 | 0 | 0
00 Ret.Exist_Non-FBC_WetFGD & GPM & SCR & CCS | 0 | 0 | 0 | 0 | 0 | 0 | 0
00 Ret.Exist_Non-FBC_WetFGD & GPM & SCR & DRET | 0 | 0 | 0 | 0 | 0 | 0 | 0
00 Ret.Exist_Non-FBC_WetFGD & GPM & SCR & NGC | 0 | 0 | 0 | 0 | 0 | 0 | 0
00 Ret.Exist_Non-FBC_WetFGD & GPM & SNCR | 0 | 0 | 0 | 0 | 0 | 0 | 0
00 Ret.Exist_Non-FBC_WetFGD & GPM & SNCR & DRET | 0 | 0 | 0 | 0 | 0 | 0 | 0
00 Ret.Exist_Non-FBC_WetFGD & GPM & SNCR & NGC | 0 | 0 | 0 | 0 | 0 | 0 | 0
00 Ret.Exist_Non-FBC_WetFGD & NGC | 0 | 0 | 0 | 0 | 0 | 0 | 0
00 Ret.Exist_Non-FBC_WetFGD & SCR | 0 | 0 | 0 | 0 | 0 | 0 | 0
00 Ret.Exist_Non-FBC_WetFGD & SCR & C2G | 0 | 0 | 0 | 0 | 0 | 0 | 0
00 Ret.Exist_Non-FBC_WetFGD & SCR & CCS | 0 | 0 | 0 | 0 | 0 | 0 | 0
00 Ret.Exist_Non-FBC_WetFGD & SCR & DRET | 0 | 0 | 0 | 0 | 0 | 0 | 0
00 Ret.Exist_Non-FBC_WetFGD & SCR & NGC | 0 | 0 | 0 | 0 | 0 | 0 | 0
00 Ret.Exist_Non-FBC_WetFGD & SNCR | 0 | 0 | 0 | 0 | 0 | 0 | 0
00 Ret.Exist_Non-FBC_WetFGD & SNCR & C2G | 0 | 0 | 0 | 0 | 0 | 0 | 0
00 Ret.Exist_Non-FBC_WetFGD & SNCR & DRET | 0 | 0 | 0 | 0 | 0 | 0 | 0
00 Ret.Exist_Non-FBC_WetFGD & SNCR & NGC | 0 | 0 | 0 | 0 | 0 | 0 | 0
00 Ret.Exist_Non-FBC_WetFGD_ACI & C2G | 1070 | 0 | 0 | 0 | 0 | 0 | 0
00 Ret.Exist_Non-FBC_WetFGD_ACI & C2G & SCR | 0 | 0 | 0 | 0 | 0 | 0 | 0
00 Ret.Exist_Non-FBC_WetFGD_ACI & DCCS | 0 | 0 | 0 | 0 | 0 | 0 | 0
00 Ret.Exist_Non-FBC_WetFGD_ACI & DCCS & SCR & CCS | 0 | 0 | 0 | 0 | 0 | 0 | 0
00 Ret.Exist_Non-FBC_WetFGD_ACI & DRET | 0 | 0 | 0 | 0 | 0 | 0 | 0
00 Ret.Exist_Non-FBC_WetFGD_ACI & GPM | 0 | 0 | 0 | 0 | 0 | 0 | 0
00 Ret.Exist_Non-FBC_WetFGD_ACI & GPM & C2G | 0 | 0 | 0 | 0 | 0 | 0 | 0
00 Ret.Exist_Non-FBC_WetFGD_ACI & GPM & C2G & SCR | 0 | 0 | 0 | 0 | 0 | 0 | 0
00 Ret.Exist_Non-FBC_WetFGD_ACI & GPM & DRET | 0 | 0 | 0 | 0 | 0 | 0 | 0
00 Ret.Exist_Non-FBC_WetFGD_ACI & GPM & NGC | 0 | 0 | 0 | 0 | 0 | 0 | 0
00 Ret.Exist_Non-FBC_WetFGD_ACI & GPM & SCR | 0 | 0 | 0 | 0 | 0 | 0 | 0
00 Ret.Exist_Non-FBC_WetFGD_ACI & GPM & SCR & CCS | 0 | 0 | 0 | 0 | 0 | 0 | 0
00 Ret.Exist_Non-FBC_WetFGD_ACI & GPM & SCR & DRET | 0 | 0 | 0 | 0 | 0 | 0 | 0
00 Ret.Exist_Non-FBC_WetFGD_ACI & GPM & SCR & NGC | 0 | 0 | 0 | 0 | 0 | 0 | 0
00 Ret.Exist_Non-FBC_WetFGD_ACI & GPM & SNCR | 0 | 0 | 0 | 0 | 0 | 0 | 0
00 Ret.Exist_Non-FBC_WetFGD_ACI & GPM & SNCR & DRET | 0 | 0 | 0 | 0 | 0 | 0 | 0
00 Ret.Exist_Non-FBC_WetFGD_ACI & GPM & SNCR & NGC | 0 | 0 | 0 | 0 | 0 | 0 | 0
00 Ret.Exist_Non-FBC_WetFGD_ACI & NGC | 0 | 0 | 0 | 0 | 0 | 0 | 0
00 Ret.Exist_Non-FBC_WetFGD_ACI & SCR | 374.7878 | 0 | 1348.3492 | 0 | 0 | 0 | 0
00 Ret.Exist_Non-FBC_WetFGD_ACI & SCR & C2G | 0 | 0 | 0 | 0 | 0 | 0 | 0
00 Ret.Exist_Non-FBC_WetFGD_ACI & SCR & CCS | 0 | 0 | 892.3395 | 0 | 0 | 0 | 0
00 Ret.Exist_Non-FBC_WetFGD_ACI & SCR & DRET | 0 | 0 | 0 | 0 | 0 | 0 | 0
00 Ret.Exist_Non-FBC_WetFGD_ACI & SCR & NGC | 0 | 0 | 0 | 0 | 0 | 0 | 0
00 Ret.Exist_Non-FBC_WetFGD_ACI & SNCR | 0 | 0 | 0 | 0 | 0 | 0 | 0
00 Ret.Exist_Non-FBC_WetFGD_ACI & SNCR & C2G | 0 | 0 | 0 | 0 | 0 | 0 | 0
00 Ret.Exist_Non-FBC_WetFGD_ACI & SNCR & DRET | 0 | 0 | 0 | 0 | 0 | 0 | 0
00 Ret.Exist_Non-FBC_WetFGD_ACI & SNCR & NGC | 0 | 0 | 0 | 0 | 0 | 0 | 0
00 Ret.Exist_Non-FBC_WetFGD_ACI_DSI & C2G | 530 | 0 | 0 | 0 | 0 | 0 | 0
00 Ret.Exist_Non-FBC_WetFGD_ACI_DSI & C2G & SCR | 0 | 0 | 0 | 0 | 0 | 0 | 0
00 Ret.Exist_Non-FBC_WetFGD_ACI_DSI & DCCS | 0 | 0 | 0 | 0 | 0 | 0 | 0
00 Ret.Exist_Non-FBC_WetFGD_ACI_DSI & DCCS & SCR & CCS | 0 | 0 | 0 | 0 | 0 | 0 | 0
00 Ret.Exist_Non-FBC_WetFGD_ACI_DSI & DRET | 0 | 0 | 0 | 0 | 0 | 0 | 0
00 Ret.Exist_Non-FBC_WetFGD_ACI_DSI & GPM | 0 | 0 | 0 | 0 | 0 | 0 | 0
00 Ret.Exist_Non-FBC_WetFGD_ACI_DSI & GPM & C2G | 0 | 0 | 0 | 0 | 0 | 0 | 0
00 Ret.Exist_Non-FBC_WetFGD_ACI_DSI & GPM & C2G & SCR | 0 | 0 | 0 | 0 | 0 | 0 | 0
00 Ret.Exist_Non-FBC_WetFGD_ACI_DSI & GPM & DRET | 0 | 0 | 0 | 0 | 0 | 0 | 0
00 Ret.Exist_Non-FBC_WetFGD_ACI_DSI & GPM & NGC | 0 | 0 | 0 | 0 | 0 | 0 | 0
00 Ret.Exist_Non-FBC_WetFGD_ACI_DSI & GPM & SCR | 0 | 0 | 0 | 0 | 0 | 0 | 0
00 Ret.Exist_Non-FBC_WetFGD_ACI_DSI & GPM & SCR & CCS | 0 | 0 | 0 | 0 | 0 | 0 | 0
00 Ret.Exist_Non-FBC_WetFGD_ACI_DSI & GPM & SCR & DRET | 0 | 0 | 0 | 0 | 0 | 0 | 0
00 Ret.Exist_Non-FBC_WetFGD_ACI_DSI & GPM & SCR & NGC | 0 | 0 | 0 | 0 | 0 | 0 | 0
00 Ret.Exist_Non-FBC_WetFGD_ACI_DSI & GPM & SNCR | 0 | 0 | 0 | 0 | 0 | 0 | 0
00 Ret.Exist_Non-FBC_WetFGD_ACI_DSI & GPM & SNCR & DRET | 0 | 0 | 0 | 0 | 0 | 0 | 0
00 Ret.Exist_Non-FBC_WetFGD_ACI_DSI & GPM & SNCR & NGC | 0 | 0 | 0 | 0 | 0 | 0 | 0
00 Ret.Exist_Non-FBC_WetFGD_ACI_DSI & NGC | 0 | 0 | 0 | 0 | 0 | 0 | 0
00 Ret.Exist_Non-FBC_WetFGD_ACI_DSI & SCR | 0 | 0 | 0 | 0 | 0 | 0 | 0
00 Ret.Exist_Non-FBC_WetFGD_ACI_DSI & SCR & C2G | 0 | 0 | 0 | 0 | 0 | 0 | 0
00 Ret.Exist_Non-FBC_WetFGD_ACI_DSI & SCR & CCS | 0 | 0 | 0 | 0 | 0 | 0 | 0
00 Ret.Exist_Non-FBC_WetFGD_ACI_DSI & SCR & DRET | 0 | 0 | 0 | 0 | 0 | 0 | 0
00 Ret.Exist_Non-FBC_WetFGD_ACI_DSI & SCR & NGC | 0 | 0 | 0 | 0 | 0 | 0 | 0
00 Ret.Exist_Non-FBC_WetFGD_ACI_DSI & SNCR | 0 | 0 | 0 | 0 | 0 | 0 | 0
00 Ret.Exist_Non-FBC_WetFGD_ACI_DSI & SNCR & C2G | 0 | 0 | 0 | 0 | 0 | 0 | 0
00 Ret.Exist_Non-FBC_WetFGD_ACI_DSI & SNCR & DRET | 0 | 0 | 0 | 0 | 0 | 0 | 0
00 Ret.Exist_Non-FBC_WetFGD_ACI_DSI & SNCR & NGC | 0 | 0 | 0 | 0 | 0 | 0 | 0
00 Ret.Exist_Non-FBC_WetFGD_SCR & ACI | 0 | 0 | 0 | 0 | 0 | 0 | 0
00 Ret.Exist_Non-FBC_WetFGD_SCR & ACI & C2G | 0 | 0 | 0 | 0 | 0 | 0 | 0
00 Ret.Exist_Non-FBC_WetFGD_SCR & ACI & CCS | 0 | 0 | 0 | 0 | 0 | 0 | 0
00 Ret.Exist_Non-FBC_WetFGD_SCR & DCCS | 0 | 0 | 0 | 0 | 0 | 0 | 0
00 Ret.Exist_Non-FBC_WetFGD_SCR & DCCS & CCS | 0 | 0 | 0 | 0 | 0 | 0 | 0
00 Ret.Exist_Non-FBC_WetFGD_SCR & ACI & DRET | 0 | 0 | 0 | 0 | 0 | 0 | 0
00 Ret.Exist_Non-FBC_WetFGD_SCR & ACI & GPM | 0 | 0 | 0 | 0 | 0 | 0 | 0
00 Ret.Exist_Non-FBC_WetFGD_SCR & ACI & GPM & C2G | 0 | 0 | 0 | 0 | 0 | 0 | 0
00 Ret.Exist_Non-FBC_WetFGD_SCR & ACI & GPM & CCS | 0 | 0 | 0 | 0 | 0 | 0 | 0
00 Ret.Exist_Non-FBC_WetFGD_SCR & ACI & GPM & DRET | 0 | 0 | 0 | 0 | 0 | 0 | 0
00 Ret.Exist_Non-FBC_WetFGD_SCR & ACI & GPM & NGC | 0 | 0 | 0 | 0 | 0 | 0 | 0
00 Ret.Exist_Non-FBC_WetFGD_SCR & ACI & NGC | 0 | 0 | 0 | 0 | 0 | 0 | 0
00 Ret.Exist_Non-FBC_WetFGD_SCR & C2G | 0 | 0 | 1259 | 0 | 0 | 0 | 0
00 Ret.Exist_Non-FBC_WetFGD_SCR & CCS | 0 | 295.0919 | 4331.8365 | 0 | 0 | 0 | 0
00 Ret.Exist_Non-FBC_WetFGD_SCR & DRET | 0 | 0 | 0 | 0 | 0 | 0 | 0
00 Ret.Exist_Non-FBC_WetFGD_SCR & GPM | 0 | 0 | 0 | 0 | 0 | 0 | 0
00 Ret.Exist_Non-FBC_WetFGD_SCR & GPM & C2G | 0 | 0 | 0 | 0 | 0 | 0 | 0
00 Ret.Exist_Non-FBC_WetFGD_SCR & GPM & CCS | 0 | 0 | 0 | 0 | 0 | 0 | 0
00 Ret.Exist_Non-FBC_WetFGD_SCR & GPM & DRET | 0 | 0 | 0 | 0 | 0 | 0 | 0
00 Ret.Exist_Non-FBC_WetFGD_SCR & GPM & NGC | 0 | 0 | 0 | 0 | 0 | 0 | 0
00 Ret.Exist_Non-FBC_WetFGD_SCR & NGC | 0 | 0 | 0 | 0 | 0 | 0 | 0
00 Ret.Exist_Non-FBC_WetFGD_SCR_ACI & C2G | 1617 | 0 | 0 | 0 | 0 | 0 | 0
00 Ret.Exist_Non-FBC_WetFGD_SCR_ACI & CCS | 0 | 0 | 2350.3752 | 0 | 0 | 0 | 0
00 Ret.Exist_Non-FBC_WetFGD_SCR_ACI & DCCS | 0 | 0 | 0 | 0 | 0 | 0 | 0
00 Ret.Exist_Non-FBC_WetFGD_SCR_ACI & DCCS & CCS | 0 | 0 | 0 | 0 | 0 | 0 | 0
00 Ret.Exist_Non-FBC_WetFGD_SCR_ACI & DRET | 0 | 0 | 0 | 0 | 0 | 0 | 0
00 Ret.Exist_Non-FBC_WetFGD_SCR_ACI & GPM | 0 | 0 | 0 | 0 | 0 | 0 | 0
00 Ret.Exist_Non-FBC_WetFGD_SCR_ACI & GPM & C2G | 0 | 0 | 0 | 0 | 0 | 0 | 0
00 Ret.Exist_Non-FBC_WetFGD_SCR_ACI & GPM & CCS | 0 | 0 | 0 | 0 | 0 | 0 | 0
00 Ret.Exist_Non-FBC_WetFGD_SCR_ACI & GPM & DRET | 0 | 0 | 0 | 0 | 0 | 0 | 0
00 Ret.Exist_Non-FBC_WetFGD_SCR_ACI & GPM & NGC | 0 | 0 | 0 | 0 | 0 | 0 | 0
00 Ret.Exist_Non-FBC_WetFGD_SCR_ACI & NGC | 0 | 0 | 0 | 0 | 0 | 0 | 0
00 Ret.Exist_Non-FBC_WetFGD_SCR_ACI_DSI & C2G | 798 | 0 | 0 | 0 | 0 | 0 | 0
00 Ret.Exist_Non-FBC_WetFGD_SCR_ACI_DSI & CCS | 0 | 0 | 3571.4422 | 0 | 0 | 0 | 0
00 Ret.Exist_Non-FBC_WetFGD_SCR_ACI_DSI & DCCS | 0 | 0 | 0 | 0 | 0 | 0 | 0
00 Ret.Exist_Non-FBC_WetFGD_SCR_ACI_DSI & DCCS & CCS | 0 | 0 | 0 | 0 | 0 | 0 | 0
00 Ret.Exist_Non-FBC_WetFGD_SCR_ACI_DSI & DRET | 0 | 0 | 0 | 0 | 0 | 0 | 0
00 Ret.Exist_Non-FBC_WetFGD_SCR_ACI_DSI & GPM | 0 | 0 | 0 | 0 | 0 | 0 | 0
00 Ret.Exist_Non-FBC_WetFGD_SCR_ACI_DSI & GPM & C2G | 0 | 0 | 0 | 0 | 0 | 0 | 0
00 Ret.Exist_Non-FBC_WetFGD_SCR_ACI_DSI & GPM & CCS | 0 | 0 | 0 | 0 | 0 | 0 | 0
00 Ret.Exist_Non-FBC_WetFGD_SCR_ACI_DSI & GPM & DRET | 0 | 0 | 0 | 0 | 0 | 0 | 0
00 Ret.Exist_Non-FBC_WetFGD_SCR_ACI_DSI & GPM & NGC | 0 | 0 | 0 | 0 | 0 | 0 | 0
00 Ret.Exist_Non-FBC_WetFGD_SCR_ACI_DSI & NGC | 0 | 0 | 0 | 0 | 0 | 0 | 0
00 Ret.Exist_Non-FBC_WetFGD_SCR_DSI & ACI | 0 | 0 | 0 | 0 | 0 | 0 | 0
00 Ret.Exist_Non-FBC_WetFGD_SCR_DSI & ACI & C2G | 0 | 0 | 0 | 0 | 0 | 0 | 0
00 Ret.Exist_Non-FBC_WetFGD_SCR_DSI & ACI & CCS | 0 | 0 | 0 | 0 | 0 | 0 | 0
00 Ret.Exist_Non-FBC_WetFGD_SCR_DSI & ACI & DRET | 0 | 0 | 0 | 0 | 0 | 0 | 0
00 Ret.Exist_Non-FBC_WetFGD_SCR_DSI & ACI & GPM | 0 | 0 | 0 | 0 | 0 | 0 | 0
00 Ret.Exist_Non-FBC_WetFGD_SCR_DSI & ACI & GPM & C2G | 0 | 0 | 0 | 0 | 0 | 0 | 0
00 Ret.Exist_Non-FBC_WetFGD_SCR_DSI & ACI & GPM & CCS | 0 | 0 | 0 | 0 | 0 | 0 | 0
00 Ret.Exist_Non-FBC_WetFGD_SCR_DSI & ACI & GPM & DRET | 0 | 0 | 0 | 0 | 0 | 0 | 0
00 Ret.Exist_Non-FBC_WetFGD_SCR_DSI & ACI & GPM & NGC | 0 | 0 | 0 | 0 | 0 | 0 | 0
00 Ret.Exist_Non-FBC_WetFGD_SCR_DSI & ACI & NGC | 0 | 0 | 0 | 0 | 0 | 0 | 0
00 Ret.Exist_Non-FBC_WetFGD_SCR_DSI & C2G | 1971 | 0 | 0 | 0 | 0 | 0 | 0
00 Ret.Exist_Non-FBC_WetFGD_SCR_DSI & CCS | 0 | 0 | 0 | 0 | 0 | 0 | 0
00 Ret.Exist_Non-FBC_WetFGD_SCR_DSI & DCCS | 0 | 0 | 0 | 0 | 0 | 0 | 0
00 Ret.Exist_Non-FBC_WetFGD_SCR_DSI & DCCS & CCS | 0 | 0 | 0 | 0 | 0 | 0 | 0
00 Ret.Exist_Non-FBC_WetFGD_SCR_DSI & DRET | 0 | 0 | 0 | 0 | 0 | 0 | 0
00 Ret.Exist_Non-FBC_WetFGD_SCR_DSI & GPM | 0 | 0 | 0 | 0 | 0 | 0 | 0
00 Ret.Exist_Non-FBC_WetFGD_SCR_DSI & GPM & C2G | 0 | 0 | 0 | 0 | 0 | 0 | 0
00 Ret.Exist_Non-FBC_WetFGD_SCR_DSI & GPM & CCS | 0 | 0 | 0 | 0 | 0 | 0 | 0
00 Ret.Exist_Non-FBC_WetFGD_SCR_DSI & GPM & DRET | 0 | 0 | 0 | 0 | 0 | 0 | 0
00 Ret.Exist_Non-FBC_WetFGD_SCR_DSI & GPM & NGC | 0 | 0 | 0 | 0 | 0 | 0 | 0
00 Ret.Exist_Non-FBC_WetFGD_SCR_DSI & NGC | 0 | 0 | 0 | 0 | 0 | 0 | 0
00 Ret.Exist_Non-FBC_WetFGD_SNCR & ACI | 0 | 0 | 0 | 0 | 0 | 0 | 0
00 Ret.Exist_Non-FBC_WetFGD_SNCR & ACI & C2G | 0 | 0 | 0 | 0 | 0 | 0 | 0
00 Ret.Exist_Non-FBC_WetFGD_SNCR & ACI & C2G & SCR | 0 | 0 | 0 | 0 | 0 | 0 | 0
00 Ret.Exist_Non-FBC_WetFGD_SNCR & ACI & DRET | 0 | 0 | 0 | 0 | 0 | 0 | 0
00 Ret.Exist_Non-FBC_WetFGD_SNCR & ACI & GPM | 0 | 0 | 0 | 0 | 0 | 0 | 0
00 Ret.Exist_Non-FBC_WetFGD_SNCR & ACI & GPM & C2G | 0 | 0 | 0 | 0 | 0 | 0 | 0
00 Ret.Exist_Non-FBC_WetFGD_SNCR & ACI & GPM & C2G & SCR | 0 | 0 | 0 | 0 | 0 | 0 | 0
00 Ret.Exist_Non-FBC_WetFGD_SNCR & ACI & GPM & DRET | 0 | 0 | 0 | 0 | 0 | 0 | 0
00 Ret.Exist_Non-FBC_WetFGD_SNCR & ACI & GPM & NGC | 0 | 0 | 0 | 0 | 0 | 0 | 0
00 Ret.Exist_Non-FBC_WetFGD_SNCR & ACI & GPM & SCR | 0 | 0 | 0 | 0 | 0 | 0 | 0
00 Ret.Exist_Non-FBC_WetFGD_SNCR & ACI & GPM & SCR & CCS | 0 | 0 | 0 | 0 | 0 | 0 | 0
00 Ret.Exist_Non-FBC_WetFGD_SNCR & ACI & GPM & SCR & DRET | 0 | 0 | 0 | 0 | 0 | 0 | 0
00 Ret.Exist_Non-FBC_WetFGD_SNCR & ACI & GPM & SCR & NGC | 0 | 0 | 0 | 0 | 0 | 0 | 0
00 Ret.Exist_Non-FBC_WetFGD_SNCR & ACI & NGC | 0 | 0 | 0 | 0 | 0 | 0 | 0
00 Ret.Exist_Non-FBC_WetFGD_SNCR & ACI & SCR | 0 | 0 | 0 | 0 | 0 | 0 | 0
00 Ret.Exist_Non-FBC_WetFGD_SNCR & ACI & SCR & CCS | 0 | 0 | 0 | 0 | 0 | 0 | 0
00 Ret.Exist_Non-FBC_WetFGD_SNCR & ACI & SCR & DRET | 0 | 0 | 0 | 0 | 0 | 0 | 0
00 Ret.Exist_Non-FBC_WetFGD_SNCR & ACI & SCR & NGC | 0 | 0 | 0 | 0 | 0 | 0 | 0
00 Ret.Exist_Non-FBC_WetFGD_SNCR & C2G | 0 | 0 | 0 | 0 | 0 | 0 | 0
00 Ret.Exist_Non-FBC_WetFGD_SNCR & C2G & SCR | 0 | 0 | 0 | 0 | 0 | 0 | 0
00 Ret.Exist_Non-FBC_WetFGD_SNCR & DCCS | 0 | 0 | 0 | 0 | 0 | 0 | 0
00 Ret.Exist_Non-FBC_WetFGD_SNCR & DCCS & SCR & CCS | 0 | 0 | 0 | 0 | 0 | 0 | 0
00 Ret.Exist_Non-FBC_WetFGD_SNCR & DRET | 0 | 0 | 0 | 0 | 0 | 0 | 0
00 Ret.Exist_Non-FBC_WetFGD_SNCR & GPM | 0 | 0 | 0 | 0 | 0 | 0 | 0
00 Ret.Exist_Non-FBC_WetFGD_SNCR & GPM & C2G | 0 | 0 | 0 | 0 | 0 | 0 | 0
00 Ret.Exist_Non-FBC_WetFGD_SNCR & GPM & C2G & SCR | 0 | 0 | 0 | 0 | 0 | 0 | 0
00 Ret.Exist_Non-FBC_WetFGD_SNCR & GPM & DRET | 0 | 0 | 0 | 0 | 0 | 0 | 0
00 Ret.Exist_Non-FBC_WetFGD_SNCR & GPM & NGC | 0 | 0 | 0 | 0 | 0 | 0 | 0
00 Ret.Exist_Non-FBC_WetFGD_SNCR & GPM & SCR | 0 | 0 | 0 | 0 | 0 | 0 | 0
00 Ret.Exist_Non-FBC_WetFGD_SNCR & GPM & SCR & CCS | 0 | 0 | 0 | 0 | 0 | 0 | 0
00 Ret.Exist_Non-FBC_WetFGD_SNCR & GPM & SCR & DRET | 0 | 0 | 0 | 0 | 0 | 0 | 0
00 Ret.Exist_Non-FBC_WetFGD_SNCR & GPM & SCR & NGC | 0 | 0 | 0 | 0 | 0 | 0 | 0
00 Ret.Exist_Non-FBC_WetFGD_SNCR & NGC | 0 | 0 | 0 | 0 | 0 | 0 | 0
00 Ret.Exist_Non-FBC_WetFGD_SNCR & SCR | 0 | 0 | 0 | 0 | 0 | 0 | 0
00 Ret.Exist_Non-FBC_WetFGD_SNCR & SCR & C2G | 0 | 0 | 0 | 0 | 0 | 0 | 0
00 Ret.Exist_Non-FBC_WetFGD_SNCR & SCR & CCS | 0 | 0 | 0 | 0 | 0 | 0 | 0
00 Ret.Exist_Non-FBC_WetFGD_SNCR & SCR & DRET | 0 | 0 | 0 | 0 | 0 | 0 | 0
00 Ret.Exist_Non-FBC_WetFGD_SNCR & SCR & NGC | 0 | 0 | 0 | 0 | 0 | 0 | 0
00 Ret.Exist_Non-FBC_WetFGD_SNCR_ACI & C2G | 0 | 0 | 0 | 0 | 0 | 0 | 0
00 Ret.Exist_Non-FBC_WetFGD_SNCR_ACI & C2G & SCR | 0 | 0 | 0 | 0 | 0 | 0 | 0
00 Ret.Exist_Non-FBC_WetFGD_SNCR_ACI & DCCS | 0 | 0 | 0 | 0 | 0 | 0 | 0
00 Ret.Exist_Non-FBC_WetFGD_SNCR_ACI & DCCS & SCR & CCS | 0 | 0 | 0 | 0 | 0 | 0 | 0
00 Ret.Exist_Non-FBC_WetFGD_SNCR_ACI & DRET | 0 | 0 | 0 | 0 | 0 | 0 | 0
00 Ret.Exist_Non-FBC_WetFGD_SNCR_ACI & GPM | 0 | 0 | 0 | 0 | 0 | 0 | 0
00 Ret.Exist_Non-FBC_WetFGD_SNCR_ACI & GPM & C2G | 0 | 0 | 0 | 0 | 0 | 0 | 0
00 Ret.Exist_Non-FBC_WetFGD_SNCR_ACI & GPM & C2G & SCR | 0 | 0 | 0 | 0 | 0 | 0 | 0
00 Ret.Exist_Non-FBC_WetFGD_SNCR_ACI & GPM & DRET | 0 | 0 | 0 | 0 | 0 | 0 | 0
00 Ret.Exist_Non-FBC_WetFGD_SNCR_ACI & GPM & NGC | 0 | 0 | 0 | 0 | 0 | 0 | 0
00 Ret.Exist_Non-FBC_WetFGD_SNCR_ACI & GPM & SCR | 0 | 0 | 0 | 0 | 0 | 0 | 0
00 Ret.Exist_Non-FBC_WetFGD_SNCR_ACI & GPM & SCR & CCS | 0 | 0 | 0 | 0 | 0 | 0 | 0
00 Ret.Exist_Non-FBC_WetFGD_SNCR_ACI & GPM & SCR & DRET | 0 | 0 | 0 | 0 | 0 | 0 | 0
00 Ret.Exist_Non-FBC_WetFGD_SNCR_ACI & GPM & SCR & NGC | 0 | 0 | 0 | 0 | 0 | 0 | 0
00 Ret.Exist_Non-FBC_WetFGD_SNCR_ACI & NGC | 0 | 0 | 0 | 0 | 0 | 0 | 0
00 Ret.Exist_Non-FBC_WetFGD_SNCR_ACI & SCR | 347.7896 | 169.6418 | 1087.6833 | 0 | 0 | 0 | 0
00 Ret.Exist_Non-FBC_WetFGD_SNCR_ACI & SCR & C2G | 0 | 0 | 0 | 0 | 0 | 0 | 0
00 Ret.Exist_Non-FBC_WetFGD_SNCR_ACI & SCR & CCS | 0 | 70.1594 | 690.5462 | 0 | 0 | 0 | 0
00 Ret.Exist_Non-FBC_WetFGD_SNCR_ACI & SCR & DRET | 0 | 0 | 0 | 0 | 0 | 0 | 0
00 Ret.Exist_Non-FBC_WetFGD_SNCR_ACI & SCR & NGC | 0 | 0 | 0 | 0 | 0 | 0 | 0
00 Existing Combined Cycle Retirement | 12.5 | 81 | 211.7782 | 106 | 7600.9139 | 7573.0176 | 0
00 New Combined Cycle Retirement | 0 | 0 | 0 | 0 | 0 | 0 | 0
00 Existing Combustion Turbine Retirement | 632.7704 | 595.2296 | 275.6 | 3894.1 | 8715.3 | 4444.1 | 0
00 New Combustion Turbine Retirement | 0 | 0 | 0 | 0 | 0 | 0 | 0
00 Oil/Gas Steam Retirement | 1883.6617 | 2824 | 29761.1087 | 467 | 28 | 78.6 | 0
00 Coal Steam Retirement | 4210.0038 | 13401 | 18245.8832 | 55.1432 | 14862.4977 | 9591.2678 | 568
00 IGCC Retirement | 220 | 0 | 595 | 0 | 0 | 0 | 0
00 Nuclear Retirement | 0 | 3807.6 | 8303.5 | 4632.6 | 14217.9 | 19479.6 | 17595.3
00 Biomass Retirement | 1963.9087 | 260.2619 | 432.9293 | 5.8 | 12 | 129.7015 | 5.6985
00 Fossil_Other Retirement | 29.2 | 12.1 | 52.1 | 0 | 0 | 0 | 0
00 Fuel Cell Retirement | 17.6 | 0 | 0 | 0 | 0 | 0 | 0
00 Geothermal Retirement | 129.4 | 0 | 0 | 0 | 0 | 0 | 0
00 Hydro Retirement | 218.6 | 0 | 0 | 0 | 0 | 0 | 0
00 Landfill Gas Retirement | 168.8 | 29.6 | 36.5 | 0 | 0 | 110.5 | 0
00 Non Fossil_Other Retirement | 135.7 | 39 | 31.4 | 0 | 0 | 0 | 0
00 Solar Thermal Retirement | 0 | 0 | 0 | 0 | 0 | 0 | 0
00 Exist Dummy | 0 | 0 | 0 | 0 | 0 | 0 | 0
Total | 245844.8415 | 137842.9245 | 443123.78 | 314722.8307 | 428191.8059 | 376160.4675 | 254745.5958
12. Generation by Capacity Reporting Type [GWh]
00 New Combined Cycle | 29402.781 | 350753.5966 | 1142553.9738 | 1504029.6742 | 1505358.2578 | 1427825.0227 | 1522187.4989
00 New Combined Cycle with CCS Retrofit | 0 | 0 | 27765.308 | 27765.308 | 4122.6306 | 3523.0388 | 4288.2992
00 New Combined Cycle with CF Limit | 0 | 0 | 0 | 0 | 0 | 0 | 0
00 New Combined Cycle with HRI Retrofit | 0 | 0 | 0 | 0 | 0 | 0 | 0
00 New Combined Cycle with Hydrogen Retrofit | 0 | 15859.9549 | 28871.3438 | 25451.0166 | 20387.7989 | 12180.7747 | 22369.07
00 New Combined Cycle with Hydrogen Retrofit Undone | 0 | 0 | 0 | 0 | 0 | 0 | 0
00 New Combined Cycle with CCS | 0 | 0 | 0 | 0 | 0 | 0 | 0
00 New Combustion Turbine | 27834.7059 | 16162.6604 | 10788.7367 | 5415.3289 | 7471.3219 | 18750.2393 | 51782.3574
00 New Combustion Turbine with HRI Retrofit | 0 | 0 | 0 | 0 | 0 | 0 | 0
00 New Combustion Turbine with Hydrogen Retrofit | 4637.9827 | 1745.235 | 762.1967 | 1012.7003 | 1457.0209 | 3326.5158 | 3639.6655
00 New Combustion Turbine with Hydrogen Retrofit Undone | 0 | 0 | 0 | 0 | 0 | 0 | 0
00 New Hydro | 82.3491 | 10491.4992 | 31311.8358 | 49742.9223 | 50035.4696 | 49754.0705 | 50701.0592
00 New Nuclear | 0 | 0 | 0 | 0 | 0 | 0 | 0
00 New Nuclear - SMR | 0 | 0 | 0 | 0 | 0 | 0 | 0
00 New Biomass | 0 | 0 | 0 | 0 | 0 | 0 | 0
00 New Geothermal | 1032.0156 | 3361.5153 | 8135.0802 | 8135.0802 | 8135.0802 | 8105.1449 | 8105.1449
00 New Landfill Gas | 94.608 | 2503.2825 | 6392.2625 | 26559.8368 | 32670.2559 | 31826.022 | 32121.3219
00 New Battery Storage | 99161.3714 | 130041.5106 | 220441.3818 | 224007.4357 | 232704.5657 | 268469.7795 | 282164.6361
00 New Offshore Wind | 8276.8601 | 26087.0548 | 88549.9806 | 103069.1906 | 180709.0996 | 288672.8282 | 320998.9355
00 New Onshore Wind | 42499.1584 | 153808.1297 | 392102.8183 | 965112.8503 | 1657193.5471 | 2090238.5922 | 2370068.8599
00 New Solar PV | 217333.7448 | 238302.0919 | 509702.169 | 639100.7908 | 815250.3651 | 1019905.5346 | 1106656.593
00 New Solar Thermal | 0 | 0 | 0 | 0 | 758.4906 | 12142.3341 | 30873.3102
00 New Fuel Cell | 0 | 0 | 0 | 0 | 0 | 0 | 0
00 New Ultrasupercritical Coal without CCS | 0 | 0 | 0 | 0 | 0 | 0 | 0
00 New Ultrasupercritical Coal with 30% CCS | 0 | 0 | 0 | 0 | 0 | 0 | 0
00 New Ultrasupercritical Coal with 90% CCS | 0 | 0 | 0 | 0 | 0 | 0 | 0
00 Exist & New Distributed Solar PV | 151588.6841 | 175328.6671 | 239291.9905 | 287829.5162 | 345120.8659 | 406385.8653 | 485431.2417
00 Exist Combined Cycle | 1697222.6558 | 1652957.6657 | 1258713.5623 | 728655.7149 | 349065.3439 | 210370.7856 | 189292.1101
00 Exist Combustion Turbine | 28644.5264 | 21485.4628 | 16704.2213 | 13293.1356 | 12057.7805 | 11526.2449 | 9064.6609
00 Exist FBC_Uncontrolled | 4.0087 | 6.7257 | 11.9835 | 5.6145 | 2.0148 | 0 | 0
00 Exist FBC_ACI_DSI | 3420.0144 | 3420.0144 | 2394.4071 | 2116.8851 | 2022.6483 | 1565.5031 | 1774.642
00 Exist FBC_DryFGD_ACI | 862.0849 | 960.1091 | 960.1091 | 960.1091 | 960.1091 | 960.1091 | 960.1091
00 Exist FBC_DryFGD_DSI | 84.818 | 49.56 | 0 | 0 | 0 | 0 | 0
00 Exist FBC_DryFGD_SNCR | 4954.7328 | 4241.0423 | 4660.788 | 2566.1448 | 1998.0017 | 1965.7877 | 1983.4128
00 Exist FBC_DryFGD_SNCR_ACI | 2564.6372 | 2564.6372 | 2492.6581 | 2564.6372 | 2563.2563 | 425.1022 | 425.1022
00 Exist FBC_DryFGD_SNCR_ACI_DSI | 3794.6345 | 0 | 0 | 0 | 0 | 0 | 0
00 Exist FBC_DryFGD_SNCR_DSI | 146.4055 | 82.2761 | 0 | 0 | 0 | 0 | 0
00 Exist FBC_DSI | 3731.8283 | 4919.9655 | 5140.3233 | 3986.5933 | 3685.1087 | 2639.365 | 2986.8531
00 Exist FBC_SNCR | 0 | 0 | 0 | 0 | 0 | 0 | 0
00 Exist FBC_SNCR_ACI_DSI | 2106.7143 | 2106.7143 | 2106.7143 | 2106.7143 | 1768.462 | 1768.462 | 1768.462
00 Exist FBC_SNCR_DSI | 5911.029 | 5276.2481 | 5228.7354 | 4503.8088 | 4342.1228 | 4039.4307 | 3908.3752
00 Exist FBC_WetFGD_SNCR | 94.1178 | 157.9088 | 363.1652 | 157.9088 | 131.8185 | 0 | 0
00 Exist FBC_WetFGD_DSI | 372.4638 | 372.4638 | 346.3228 | 149.1361 | 183.2422 | 260.8073 | 372.4638
00 Exist_Non-FBC_Uncontrolled | 2083.2355 | 2040.9482 | 1981.5562 | 1981.5562 | 1686.5839 | 1591.262 | 1581.3678
00 Exist_Non-FBC_ACI | 54584.7032 | 46308.4715 | 47809.7058 | 46991.7743 | 43808.2619 | 39428.8065 | 39546.8196
00 Exist_Non-FBC_ACI_DSI | 6745.22 | 8614.5241 | 9329.4724 | 8982.5621 | 6926.3413 | 5760.9425 | 5808.4511
00 Exist_Non-FBC_DryFGD | 0 | 0 | 0 | 0 | 0 | 0 | 0
00 Exist_Non-FBC_DryFGD_ACI | 39039.3109 | 45321.5697 | 35882.0764 | 34656.8228 | 31846.1885 | 29414.0872 | 29327.5754
00 Exist_Non-FBC_DryFGD_SCR | 292.8914 | 0 | 0 | 0 | 0 | 0 | 0
00 Exist_Non-FBC_DryFGD_SCR_ACI | 44370.2012 | 53467.0097 | 41794.2449 | 42677.7801 | 40026.5855 | 38155.4909 | 36793.783
00 Exist_Non-FBC_DryFGD_SCR_DSI | 1851.1457 | 1851.1457 | 1851.1457 | 1851.1457 | 1753.4372 | 1553.9273 | 1553.9273
00 Exist_Non-FBC_DryFGD_SCR_ACI_DSI | 5914.4537 | 6380.3496 | 6478.7339 | 6205.2573 | 5620.7603 | 5083.2249 | 5070.8942
00 Exist_Non-FBC_DryFGD_SNCR_ACI | 13998.0363 | 11747.6812 | 11747.6812 | 11747.6812 | 11425.273 | 10488.3674 | 10488.3674
00 Exist_Non-FBC_DryFGD_SNCR_ACI_DSI | 3538.9718 | 3982.3267 | 3982.3267 | 3982.3267 | 3345.1871 | 2859.0424 | 2894.8487
00 Exist_Non-FBC_DSI | 4387.3555 | 5339.3826 | 6479.0099 | 6479.0099 | 5631.8951 | 5197.6151 | 5438.7454
00 Exist_Non-FBC_SCR_ACI | 25966.63 | 29362.8344 | 30053.7362 | 29482.9498 | 26456.7186 | 24024.8591 | 23235.0133
00 Exist_Non-FBC_SCR_ACI_DSI | 4860.6134 | 2630.9696 | 2630.9696 | 2394.1663 | 2171.0626 | 1134.4786 | 1527.9239
00 Exist_Non-FBC_SNCR_ACI | 895.0486 | 2654.3421 | 3791.7196 | 3791.7196 | 3471.6237 | 2995.723 | 2995.723
00 Exist_Non-FBC_SNCR_ACI_DSI | 4635.1127 | 105.0789 | 0 | 0 | 0 | 0 | 0
00 Exist_Non-FBC_WetFGD | 18590.8359 | 18693.6343 | 17748.1871 | 17748.1871 | 17748.1871 | 17079.5461 | 17353.2685
00 Exist_Non-FBC_WetFGD_ACI | 43500.1488 | 46209.9962 | 37703.0986 | 37703.0986 | 34695.9699 | 32824.2313 | 32708.142
00 Exist_Non-FBC_WetFGD_ACI_DSI | 2542.2188 | 2722.0175 | 0 | 0 | 0 | 0 | 0
00 Exist_Non-FBC_WetFGD_SCR | 206763.7817 | 191736.3492 | 113166.4207 | 112808.3935 | 112800.7092 | 80794.7846 | 83122.7192
00 Exist_Non-FBC_WetFGD_SCR_DSI | 6179.4035 | 0 | 0 | 0 | 0 | 0 | 0
00 Exist_Non-FBC_WetFGD_SCR_ACI | 101855.4246 | 119964.2073 | 110543.3335 | 109700.1749 | 98952.2736 | 78385.5394 | 78480.7468
00 Exist_Non-FBC_WetFGD_SCR_ACI_DSI | 48410.1064 | 52392.939 | 14915.9918 | 13773.113 | 6964.8076 | 1876.4725 | 2162.4982
00 Exist_Non-FBC_WetFGD_SNCR | 4614.9755 | 3273.4238 | 2055.5535 | 2144.604 | 16.0816 | 7.5969 | 15.2562
00 Exist_Non-FBC_WetFGD_SNCR_ACI | 42530.9087 | 39047.7725 | 34224.0925 | 33458.3555 | 30564.4533 | 28369.4454 | 27624.3856
00 Exist IGCC | 4127.6477 | 4127.6477 | 0 | 0 | 0 | 0 | 0
00 Exist Fossil_Other | 4131.0291 | 4109.856 | 3910.743 | 3905.4071 | 3767.0081 | 3609.4113 | 3609.4113
00 Exist Fuel Cell | 1887.0855 | 1972.5018 | 1794.455 | 1153.2024 | 1104.4485 | 904.3738 | 856.1428
00 Exist Hydro | 269538.8646 | 269536.4741 | 269536.4741 | 269359.4928 | 269358.6194 | 269279.5083 | 269256.9662
00 Exist Non Fossil_Other | 20343.7388 | 20058.7493 | 19947.1197 | 19145.9872 | 19098.4084 | 19120.4964 | 19139.7686
00 Exist Nuclear | 773719.9471 | 742659.4954 | 675403.8123 | 637745.3716 | 527757.6777 | 368758.3056 | 228226.5202
00 Exist Oil/Gas Steam | 29683.794 | 19266.7362 | 3635.4258 | 1459.8659 | 1335.2374 | 1324.7252 | 1313.2511
00 Exist Oil/Gas Steam_SCR | 5121.5148 | 5533.2539 | 1338.665 | 1304.0813 | 1249.3086 | 1218.8113 | 1206.9901
00 Exist Oil/Gas Steam_SNCR | 2338.619 | 731.0829 | 170.1437 | 56.7112 | 50.1072 | 51.2125 | 51.2125
00 Exist Biomass | 5037.4959 | 4286.7219 | 1727.1517 | 1663.293 | 1555.753 | 523.0356 | 542.246
00 Exist Landfill Gas | 8369.0784 | 8164.1768 | 8066.2188 | 8016.1124 | 7773.0235 | 7116.1438 | 7077.5984
00 Exist Geothermal | 15731.1145 | 15731.1145 | 15731.1145 | 15731.1145 | 15731.1145 | 15731.1145 | 15731.1145
00 Exist Pump Storage | 17287.5806 | 17357.2514 | 16416.2452 | 21844.1431 | 26323.1236 | 29406.5661 | 30040.1799
00 Exist Energy Storage | 285.8232 | 284.3999 | 277.7467 | 279.2084 | 276.1967 | 286.2062 | 286.0337
00 Exist Solar PV | 245554.0732 | 245554.0732 | 245552.2344 | 245552.2344 | 245552.2344 | 245552.2344 | 245552.2344
00 Exist Solar Thermal | 2806.6244 | 2806.6244 | 2806.6244 | 2806.6244 | 2806.6244 | 2806.6244 | 2806.6244
00 Exist Offshore Wind | 13859.1019 | 13859.1019 | 13859.1019 | 13859.1019 | 13859.1019 | 13859.1019 | 13859.1019
00 Exist Onshore Wind | 484932.9843 | 484932.9843 | 484932.9843 | 484932.9843 | 484932.9843 | 484932.9843 | 484932.9843
00 International Imports | 3202.656 | 3202.656 | 3202.656 | 2924.088 | 2924.088 | 2924.088 | 2924.088
00 Ret.Exist Combined Cycle & CF Limit | 0 | 0 | 0 | 0 | 0 | 0 | 0
00 Ret.Exist Combined Cycle & CCS | 0 | 0 | 17210.5246 | 17210.502 | 71.6463 | 49.3441 | 1.6239
00 Ret.Exist Combined Cycle & Hydrogen | 7191.7551 | 13905.0294 | 10838.1797 | 1328.5239 | 522.8442 | 352.1449 | 495.9185
00 Ret.Exist Combined Cycle & Hydrogen Retrofit Undone | 0 | 0 | 0 | 0 | 0 | 0 | 0
00 Ret.Exist Combined Cycle & HRI | 0 | 0 | 0 | 0 | 0 | 0 | 0
00 Ret.Exist Combustion Turbine & HRI | 0 | 0 | 0 | 0 | 0 | 0 | 0
00 Ret.Exist_FBC_NoCtrl & CCS | 0 | 0 | 0 | 0 | 0 | 0 | 0
00 Ret.Exist_FBC_NoCtrl & DRET | 0 | 0 | 0 | 0 | 0 | 0 | 0
00 Ret.Exist_FBC_NoCtrl & GPM | 0 | 0 | 0 | 0 | 0 | 0 | 0
00 Ret.Exist_FBC_NoCtrl & GPM & CCS | 0 | 0 | 0 | 0 | 0 | 0 | 0
00 Ret.Exist_FBC_NoCtrl & GPM & DRET | 0 | 0 | 0 | 0 | 0 | 0 | 0
00 Ret.Exist_FBC_NoCtrl & GPM & NGC | 0 | 0 | 0 | 0 | 0 | 0 | 0
00 Ret.Exist_FBC_NoCtrl & GPM & SNCR | 0 | 0 | 0 | 0 | 0 | 0 | 0
00 Ret.Exist_FBC_NoCtrl & GPM & SNCR & CCS | 0 | 0 | 0 | 0 | 0 | 0 | 0
00 Ret.Exist_FBC_NoCtrl & GPM & SNCR & DRET | 0 | 0 | 0 | 0 | 0 | 0 | 0
00 Ret.Exist_FBC_NoCtrl & GPM & SNCR & NGC | 0 | 0 | 0 | 0 | 0 | 0 | 0
00 Ret.Exist_FBC_NoCtrl & NGC | 0 | 0 | 0 | 0 | 0 | 0 | 0
00 Ret.Exist_FBC_NoCtrl & SNCR | 0 | 0 | 0 | 0 | 0 | 0 | 0
00 Ret.Exist_FBC_NoCtrl & SNCR & CCS | 0 | 0 | 0 | 0 | 0 | 0 | 0
00 Ret.Exist_FBC_NoCtrl & SNCR & DRET | 0 | 0 | 0 | 0 | 0 | 0 | 0
00 Ret.Exist_FBC_NoCtrl & SNCR & NGC | 0 | 0 | 0 | 0 | 0 | 0 | 0
00 Ret.Exist_FBC_ACI_DSI & CCS | 0 | 0 | 661.1409 | 661.1409 | 0 | 0 | 0
00 Ret.Exist_FBC_ACI_DSI & DCCS | 0 | 0 | 0 | 0 | 0 | 0 | 0
00 Ret.Exist_FBC_ACI_DSI & DCCS & CCS | 0 | 0 | 0 | 0 | 0 | 0 | 0
00 Ret.Exist_FBC_ACI_DSI & DCCS & SNCR & CCS | 0 | 0 | 0 | 0 | 0 | 0 | 0
00 Ret.Exist_FBC_ACI_DSI & DRET | 0 | 0 | 0 | 0 | 0 | 0 | 0
00 Ret.Exist_FBC_ACI_DSI & GPM | 0 | 0 | 0 | 0 | 0 | 0 | 0
00 Ret.Exist_FBC_ACI_DSI & GPM & CCS | 0 | 0 | 0 | 0 | 0 | 0 | 0
00 Ret.Exist_FBC_ACI_DSI & GPM & DRET | 0 | 0 | 0 | 0 | 0 | 0 | 0
00 Ret.Exist_FBC_ACI_DSI & GPM & NGC | 0 | 0 | 0 | 0 | 0 | 0 | 0
00 Ret.Exist_FBC_ACI_DSI & GPM & SNCR | 0 | 0 | 0 | 0 | 0 | 0 | 0
00 Ret.Exist_FBC_ACI_DSI & GPM & SNCR & CCS | 0 | 0 | 0 | 0 | 0 | 0 | 0
00 Ret.Exist_FBC_ACI_DSI & GPM & SNCR & DRET | 0 | 0 | 0 | 0 | 0 | 0 | 0
00 Ret.Exist_FBC_ACI_DSI & GPM & SNCR & NGC | 0 | 0 | 0 | 0 | 0 | 0 | 0
00 Ret.Exist_FBC_ACI_DSI & NGC | 0 | 0 | 0 | 0 | 0 | 0 | 0
00 Ret.Exist_FBC_ACI_DSI & SNCR | 0 | 0 | 0 | 0 | 0 | 0 | 0
00 Ret.Exist_FBC_ACI_DSI & SNCR & CCS | 0 | 0 | 0 | 0 | 0 | 0 | 0
00 Ret.Exist_FBC_ACI_DSI & SNCR & DRET | 0 | 0 | 0 | 0 | 0 | 0 | 0
00 Ret.Exist_FBC_ACI_DSI & SNCR & NGC | 0 | 0 | 0 | 0 | 0 | 0 | 0
00 Ret.Exist_FBC_DryFGD_ACI & CCS | 0 | 0 | 0 | 0 | 0 | 0 | 0
00 Ret.Exist_FBC_DryFGD_ACI & DCCS | 0 | 0 | 0 | 0 | 0 | 0 | 0
00 Ret.Exist_FBC_DryFGD_ACI & DCCS & CCS | 0 | 0 | 0 | 0 | 0 | 0 | 0
00 Ret.Exist_FBC_DryFGD_ACI & DCCS & SNCR & CCS | 0 | 0 | 0 | 0 | 0 | 0 | 0
00 Ret.Exist_FBC_DryFGD_ACI & DRET | 0 | 0 | 0 | 0 | 0 | 0 | 0
00 Ret.Exist_FBC_DryFGD_ACI & GPM | 0 | 0 | 0 | 0 | 0 | 0 | 0
00 Ret.Exist_FBC_DryFGD_ACI & GPM & CCS | 0 | 0 | 0 | 0 | 0 | 0 | 0
00 Ret.Exist_FBC_DryFGD_ACI & GPM & DRET | 0 | 0 | 0 | 0 | 0 | 0 | 0
00 Ret.Exist_FBC_DryFGD_ACI & GPM & NGC | 0 | 0 | 0 | 0 | 0 | 0 | 0
00 Ret.Exist_FBC_DryFGD_ACI & GPM & SNCR | 0 | 0 | 0 | 0 | 0 | 0 | 0
00 Ret.Exist_FBC_DryFGD_ACI & GPM & SNCR & CCS | 0 | 0 | 0 | 0 | 0 | 0 | 0
00 Ret.Exist_FBC_DryFGD_ACI & GPM & SNCR & DRET | 0 | 0 | 0 | 0 | 0 | 0 | 0
00 Ret.Exist_FBC_DryFGD_ACI & GPM & SNCR & NGC | 0 | 0 | 0 | 0 | 0 | 0 | 0
00 Ret.Exist_FBC_DryFGD_ACI & NGC | 0 | 0 | 0 | 0 | 0 | 0 | 0
00 Ret.Exist_FBC_DryFGD_ACI & SNCR | 0 | 0 | 0 | 0 | 0 | 0 | 0
00 Ret.Exist_FBC_DryFGD_ACI & SNCR & CCS | 0 | 0 | 0 | 0 | 0 | 0 | 0
00 Ret.Exist_FBC_DryFGD_ACI & SNCR & DRET | 0 | 0 | 0 | 0 | 0 | 0 | 0
00 Ret.Exist_FBC_DryFGD_ACI & SNCR & NGC | 0 | 0 | 0 | 0 | 0 | 0 | 0
00 Ret.Exist_FBC_DryFGD_DSI & ACI | 0 | 0 | 0 | 0 | 0 | 0 | 0
00 Ret.Exist_FBC_DryFGD_DSI & ACI & DRET | 0 | 0 | 0 | 0 | 0 | 0 | 0
00 Ret.Exist_FBC_DryFGD_DSI & ACI & GPM | 0 | 0 | 0 | 0 | 0 | 0 | 0
00 Ret.Exist_FBC_DryFGD_DSI & ACI & GPM & DRET | 0 | 0 | 0 | 0 | 0 | 0 | 0
00 Ret.Exist_FBC_DryFGD_DSI & ACI & GPM & NGC | 0 | 0 | 0 | 0 | 0 | 0 | 0
00 Ret.Exist_FBC_DryFGD_DSI & ACI & GPM & SNCR | 0 | 0 | 0 | 0 | 0 | 0 | 0
00 Ret.Exist_FBC_DryFGD_DSI & ACI & GPM & SNCR & DRET | 0 | 0 | 0 | 0 | 0 | 0 | 0
00 Ret.Exist_FBC_DryFGD_DSI & ACI & GPM & SNCR & NGC | 0 | 0 | 0 | 0 | 0 | 0 | 0
00 Ret.Exist_FBC_DryFGD_DSI & ACI & NGC | 0 | 0 | 0 | 0 | 0 | 0 | 0
00 Ret.Exist_FBC_DryFGD_DSI & ACI & SNCR | 0 | 0 | 0 | 0 | 0 | 0 | 0
00 Ret.Exist_FBC_DryFGD_DSI & ACI & SNCR & DRET | 0 | 0 | 0 | 0 | 0 | 0 | 0
00 Ret.Exist_FBC_DryFGD_DSI & ACI & SNCR & NGC | 0 | 0 | 0 | 0 | 0 | 0 | 0
00 Ret.Exist_FBC_DryFGD_DSI & DRET | 0 | 0 | 0 | 0 | 0 | 0 | 0
00 Ret.Exist_FBC_DryFGD_DSI & GPM | 0 | 0 | 0 | 0 | 0 | 0 | 0
00 Ret.Exist_FBC_DryFGD_DSI & GPM & DRET | 0 | 0 | 0 | 0 | 0 | 0 | 0
00 Ret.Exist_FBC_DryFGD_DSI & GPM & NGC | 0 | 0 | 0 | 0 | 0 | 0 | 0
00 Ret.Exist_FBC_DryFGD_DSI & GPM & SNCR | 0 | 0 | 0 | 0 | 0 | 0 | 0
00 Ret.Exist_FBC_DryFGD_DSI & GPM & SNCR & DRET | 0 | 0 | 0 | 0 | 0 | 0 | 0
00 Ret.Exist_FBC_DryFGD_DSI & GPM & SNCR & NGC | 0 | 0 | 0 | 0 | 0 | 0 | 0
00 Ret.Exist_FBC_DryFGD_DSI & NGC | 0 | 0 | 0 | 0 | 0 | 0 | 0
00 Ret.Exist_FBC_DryFGD_DSI & SNCR | 0 | 0 | 0 | 0 | 0 | 0 | 0
00 Ret.Exist_FBC_DryFGD_DSI & SNCR & DRET | 0 | 0 | 0 | 0 | 0 | 0 | 0
00 Ret.Exist_FBC_DryFGD_DSI & SNCR & NGC | 0 | 0 | 0 | 0 | 0 | 0 | 0
00 Ret.Exist_FBC_DryFGD_SNCR & ACI | 0 | 0 | 0 | 0 | 0 | 0 | 0
00 Ret.Exist_FBC_DryFGD_SNCR & ACI & CCS | 0 | 0 | 0 | 0 | 0 | 0 | 0
00 Ret.Exist_FBC_DryFGD_SNCR & ACI & DRET | 0 | 0 | 0 | 0 | 0 | 0 | 0
00 Ret.Exist_FBC_DryFGD_SNCR & ACI & GPM | 0 | 0 | 0 | 0 | 0 | 0 | 0
00 Ret.Exist_FBC_DryFGD_SNCR & ACI & GPM & CCS | 0 | 0 | 0 | 0 | 0 | 0 | 0
00 Ret.Exist_FBC_DryFGD_SNCR & ACI & GPM & DRET | 0 | 0 | 0 | 0 | 0 | 0 | 0
00 Ret.Exist_FBC_DryFGD_SNCR & ACI & GPM & NGC | 0 | 0 | 0 | 0 | 0 | 0 | 0
00 Ret.Exist_FBC_DryFGD_SNCR & ACI & NGC | 0 | 0 | 0 | 0 | 0 | 0 | 0
00 Ret.Exist_FBC_DryFGD_SNCR & CCS | 0 | 0 | 1610.5694 | 1610.5694 | 0 | 0 | 0
00 Ret.Exist_FBC_DryFGD_SNCR & DCCS | 0 | 0 | 0 | 0 | 0 | 0 | 0
00 Ret.Exist_FBC_DryFGD_SNCR & DCCS & CCS | 0 | 0 | 0 | 0 | 0 | 0 | 0
00 Ret.Exist_FBC_DryFGD_SNCR & DRET | 0 | 0 | 0 | 0 | 0 | 0 | 0
00 Ret.Exist_FBC_DryFGD_SNCR & GPM | 0 | 0 | 0 | 0 | 0 | 0 | 0
00 Ret.Exist_FBC_DryFGD_SNCR & GPM & CCS | 0 | 0 | 0 | 0 | 0 | 0 | 0
00 Ret.Exist_FBC_DryFGD_SNCR & GPM & DRET | 0 | 0 | 0 | 0 | 0 | 0 | 0
00 Ret.Exist_FBC_DryFGD_SNCR & GPM & NGC | 0 | 0 | 0 | 0 | 0 | 0 | 0
00 Ret.Exist_FBC_DryFGD_SNCR & NGC | 0 | 0 | 0 | 0 | 0 | 0 | 0
00 Ret.Exist_FBC_DryFGD_SNCR_ACI & CCS | 0 | 0 | 0 | 0 | 0 | 0 | 0
00 Ret.Exist_FBC_DryFGD_SNCR_ACI & DCCS | 0 | 0 | 0 | 0 | 0 | 0 | 0
00 Ret.Exist_FBC_DryFGD_SNCR_ACI & DCCS & CCS | 0 | 0 | 0 | 0 | 0 | 0 | 0
00 Ret.Exist_FBC_DryFGD_SNCR_ACI & DRET | 0 | 0 | 0 | 0 | 0 | 0 | 0
00 Ret.Exist_FBC_DryFGD_SNCR_ACI & GPM | 0 | 0 | 0 | 0 | 0 | 0 | 0
00 Ret.Exist_FBC_DryFGD_SNCR_ACI & GPM & CCS | 0 | 0 | 0 | 0 | 0 | 0 | 0
00 Ret.Exist_FBC_DryFGD_SNCR_ACI & GPM & DRET | 0 | 0 | 0 | 0 | 0 | 0 | 0
00 Ret.Exist_FBC_DryFGD_SNCR_ACI & GPM & NGC | 0 | 0 | 0 | 0 | 0 | 0 | 0
00 Ret.Exist_FBC_DryFGD_SNCR_ACI & NGC | 0 | 0 | 0 | 0 | 0 | 0 | 0
00 Ret.Exist_FBC_DryFGD_SNCR_ACI_DSI & CCS | 0 | 2895.0702 | 2895.0702 | 2895.0702 | 2833.7081 | 603.7884 | 603.7884
00 Ret.Exist_FBC_DryFGD_SNCR_ACI_DSI & DCCS | 0 | 0 | 0 | 0 | 0 | 0 | 0
00 Ret.Exist_FBC_DryFGD_SNCR_ACI_DSI & DCCS & CCS | 0 | 0 | 0 | 0 | 0 | 0 | 0
00 Ret.Exist_FBC_DryFGD_SNCR_ACI_DSI & DRET | 0 | 0 | 0 | 0 | 0 | 0 | 0
00 Ret.Exist_FBC_DryFGD_SNCR_ACI_DSI & GPM | 0 | 0 | 0 | 0 | 0 | 0 | 0
00 Ret.Exist_FBC_DryFGD_SNCR_ACI_DSI & GPM & CCS | 0 | 0 | 0 | 0 | 0 | 0 | 0
00 Ret.Exist_FBC_DryFGD_SNCR_ACI_DSI & GPM & DRET | 0 | 0 | 0 | 0 | 0 | 0 | 0
00 Ret.Exist_FBC_DryFGD_SNCR_ACI_DSI & GPM & NGC | 0 | 0 | 0 | 0 | 0 | 0 | 0
00 Ret.Exist_FBC_DryFGD_SNCR_ACI_DSI & NGC | 0 | 0 | 0 | 0 | 0 | 0 | 0
00 Ret.Exist_FBC_DryFGD_SNCR_DSI & ACI | 0 | 0 | 0 | 0 | 0 | 0 | 0
00 Ret.Exist_FBC_DryFGD_SNCR_DSI & ACI & DRET | 0 | 0 | 0 | 0 | 0 | 0 | 0
00 Ret.Exist_FBC_DryFGD_SNCR_DSI & ACI & GPM | 0 | 0 | 0 | 0 | 0 | 0 | 0
00 Ret.Exist_FBC_DryFGD_SNCR_DSI & ACI & GPM & DRET | 0 | 0 | 0 | 0 | 0 | 0 | 0
00 Ret.Exist_FBC_DryFGD_SNCR_DSI & ACI & GPM & NGC | 0 | 0 | 0 | 0 | 0 | 0 | 0
00 Ret.Exist_FBC_DryFGD_SNCR_DSI & ACI & NGC | 0 | 0 | 0 | 0 | 0 | 0 | 0
00 Ret.Exist_FBC_DryFGD_SNCR_DSI & DRET | 0 | 0 | 0 | 0 | 0 | 0 | 0
00 Ret.Exist_FBC_DryFGD_SNCR_DSI & GPM | 0 | 0 | 0 | 0 | 0 | 0 | 0
00 Ret.Exist_FBC_DryFGD_SNCR_DSI & GPM & DRET | 0 | 0 | 0 | 0 | 0 | 0 | 0
00 Ret.Exist_FBC_DryFGD_SNCR_DSI & GPM & NGC | 0 | 0 | 0 | 0 | 0 | 0 | 0
00 Ret.Exist_FBC_DryFGD_SNCR_DSI & NGC | 0 | 0 | 0 | 0 | 0 | 0 | 0
00 Ret.Exist_FBC_DSI & ACI | 0 | 0 | 0 | 0 | 0 | 0 | 0
00 Ret.Exist_FBC_DSI & ACI & DRET | 0 | 0 | 0 | 0 | 0 | 0 | 0
00 Ret.Exist_FBC_DSI & ACI & GPM | 0 | 0 | 0 | 0 | 0 | 0 | 0
00 Ret.Exist_FBC_DSI & ACI & GPM & DRET | 0 | 0 | 0 | 0 | 0 | 0 | 0
00 Ret.Exist_FBC_DSI & ACI & GPM & NGC | 0 | 0 | 0 | 0 | 0 | 0 | 0
00 Ret.Exist_FBC_DSI & ACI & GPM & SNCR | 0 | 0 | 0 | 0 | 0 | 0 | 0
00 Ret.Exist_FBC_DSI & ACI & GPM & SNCR & DRET | 0 | 0 | 0 | 0 | 0 | 0 | 0
00 Ret.Exist_FBC_DSI & ACI & GPM & SNCR & NGC | 0 | 0 | 0 | 0 | 0 | 0 | 0
00 Ret.Exist_FBC_DSI & ACI & NGC | 0 | 0 | 0 | 0 | 0 | 0 | 0
00 Ret.Exist_FBC_DSI & ACI & SNCR | 0 | 0 | 0 | 0 | 0 | 0 | 0
00 Ret.Exist_FBC_DSI & ACI & SNCR & DRET | 0 | 0 | 0 | 0 | 0 | 0 | 0
00 Ret.Exist_FBC_DSI & ACI & SNCR & NGC | 0 | 0 | 0 | 0 | 0 | 0 | 0
00 Ret.Exist_FBC_DSI & DRET | 0 | 0 | 0 | 0 | 0 | 0 | 0
00 Ret.Exist_FBC_DSI & GPM | 0 | 0 | 0 | 0 | 0 | 0 | 0
00 Ret.Exist_FBC_DSI & GPM & DRET | 0 | 0 | 0 | 0 | 0 | 0 | 0
00 Ret.Exist_FBC_DSI & GPM & NGC | 0 | 0 | 0 | 0 | 0 | 0 | 0
00 Ret.Exist_FBC_DSI & GPM & SNCR | 0 | 0 | 0 | 0 | 0 | 0 | 0
00 Ret.Exist_FBC_DSI & GPM & SNCR & DRET | 0 | 0 | 0 | 0 | 0 | 0 | 0
00 Ret.Exist_FBC_DSI & GPM & SNCR & NGC | 0 | 0 | 0 | 0 | 0 | 0 | 0
00 Ret.Exist_FBC_DSI & NGC | 0 | 0 | 0 | 0 | 0 | 0 | 0
00 Ret.Exist_FBC_DSI & SNCR | 0 | 0 | 0 | 0 | 0 | 0 | 0
00 Ret.Exist_FBC_DSI & SNCR & DRET | 0 | 0 | 0 | 0 | 0 | 0 | 0
00 Ret.Exist_FBC_DSI & SNCR & NGC | 0 | 0 | 0 | 0 | 0 | 0 | 0
00 Ret.Exist_FBC_SNCR & ACI | 0 | 0 | 0 | 0 | 0 | 0 | 0
00 Ret.Exist_FBC_SNCR & ACI & DRET | 0 | 0 | 0 | 0 | 0 | 0 | 0
00 Ret.Exist_FBC_SNCR & ACI & NGC | 0 | 0 | 0 | 0 | 0 | 0 | 0
00 Ret.Exist_FBC_SNCR & DRET | 0 | 0 | 0 | 0 | 0 | 0 | 0
00 Ret.Exist_FBC_SNCR & GPM | 0 | 0 | 0 | 0 | 0 | 0 | 0
00 Ret.Exist_FBC_SNCR & GPM & DRET | 0 | 0 | 0 | 0 | 0 | 0 | 0
00 Ret.Exist_FBC_SNCR & GPM & NGC | 0 | 0 | 0 | 0 | 0 | 0 | 0
00 Ret.Exist_FBC_SNCR & NGC | 387.0702 | 387.0702 | 0 | 0 | 0 | 0 | 0
00 Ret.Exist_FBC_SNCR_ACI_DSI & CCS | 0 | 0 | 0 | 0 | 0 | 0 | 0
00 Ret.Exist_FBC_SNCR_ACI_DSI & DCCS | 0 | 0 | 0 | 0 | 0 | 0 | 0
00 Ret.Exist_FBC_SNCR_ACI_DSI & DCCS & CCS | 0 | 0 | 0 | 0 | 0 | 0 | 0
00 Ret.Exist_FBC_SNCR_ACI_DSI & DRET | 0 | 0 | 0 | 0 | 0 | 0 | 0
00 Ret.Exist_FBC_SNCR_ACI_DSI & GPM | 0 | 0 | 0 | 0 | 0 | 0 | 0
00 Ret.Exist_FBC_SNCR_ACI_DSI & GPM & CCS | 0 | 0 | 0 | 0 | 0 | 0 | 0
00 Ret.Exist_FBC_SNCR_ACI_DSI & GPM & DRET | 0 | 0 | 0 | 0 | 0 | 0 | 0
00 Ret.Exist_FBC_SNCR_ACI_DSI & GPM & NGC | 0 | 0 | 0 | 0 | 0 | 0 | 0
00 Ret.Exist_FBC_SNCR_ACI_DSI & NGC | 0 | 0 | 0 | 0 | 0 | 0 | 0
00 Ret.Exist_FBC_SNCR_DSI & ACI | 0 | 0 | 0 | 0 | 0 | 0 | 0
00 Ret.Exist_FBC_SNCR_DSI & ACI & CCS | 0 | 0 | 0 | 0 | 0 | 0 | 0
00 Ret.Exist_FBC_SNCR_DSI & ACI & DRET | 0 | 0 | 0 | 0 | 0 | 0 | 0
00 Ret.Exist_FBC_SNCR_DSI & ACI & GPM | 0 | 0 | 0 | 0 | 0 | 0 | 0
00 Ret.Exist_FBC_SNCR_DSI & ACI & GPM & CCS | 0 | 0 | 0 | 0 | 0 | 0 | 0
00 Ret.Exist_FBC_SNCR_DSI & ACI & GPM & DRET | 0 | 0 | 0 | 0 | 0 | 0 | 0
00 Ret.Exist_FBC_SNCR_DSI & ACI & GPM & NGC | 0 | 0 | 0 | 0 | 0 | 0 | 0
00 Ret.Exist_FBC_SNCR_DSI & ACI & NGC | 0 | 0 | 0 | 0 | 0 | 0 | 0
00 Ret.Exist_FBC_SNCR_DSI & CCS | 0 | 0 | 0 | 0 | 0 | 0 | 0
00 Ret.Exist_FBC_SNCR_DSI & DCCS | 0 | 0 | 0 | 0 | 0 | 0 | 0
00 Ret.Exist_FBC_SNCR_DSI & DCCS & CCS | 0 | 0 | 0 | 0 | 0 | 0 | 0
00 Ret.Exist_FBC_SNCR_DSI & DRET | 0 | 0 | 0 | 0 | 0 | 0 | 0
00 Ret.Exist_FBC_SNCR_DSI & GPM | 0 | 0 | 0 | 0 | 0 | 0 | 0
00 Ret.Exist_FBC_SNCR_DSI & GPM & CCS | 0 | 0 | 0 | 0 | 0 | 0 | 0
00 Ret.Exist_FBC_SNCR_DSI & GPM & DRET | 0 | 0 | 0 | 0 | 0 | 0 | 0
00 Ret.Exist_FBC_SNCR_DSI & GPM & NGC | 0 | 0 | 0 | 0 | 0 | 0 | 0
00 Ret.Exist_FBC_SNCR_DSI & NGC | 0 | 0 | 0 | 0 | 0 | 0 | 0
00 Ret.Exist_FBC_WetFGD_DSI & ACI | 0 | 0 | 0 | 0 | 0 | 0 | 0
00 Ret.Exist_FBC_WetFGD_DSI & ACI & DRET | 0 | 0 | 0 | 0 | 0 | 0 | 0
00 Ret.Exist_FBC_WetFGD_DSI & ACI & GPM | 0 | 0 | 0 | 0 | 0 | 0 | 0
00 Ret.Exist_FBC_WetFGD_DSI & ACI & GPM & DRET | 0 | 0 | 0 | 0 | 0 | 0 | 0
00 Ret.Exist_FBC_WetFGD_DSI & ACI & GPM & NGC | 0 | 0 | 0 | 0 | 0 | 0 | 0
00 Ret.Exist_FBC_WetFGD_DSI & ACI & GPM & SNCR | 0 | 0 | 0 | 0 | 0 | 0 | 0
00 Ret.Exist_FBC_WetFGD_DSI & ACI & GPM & SNCR & DRET | 0 | 0 | 0 | 0 | 0 | 0 | 0
00 Ret.Exist_FBC_WetFGD_DSI & ACI & GPM & SNCR & NGC | 0 | 0 | 0 | 0 | 0 | 0 | 0
00 Ret.Exist_FBC_WetFGD_DSI & ACI & NGC | 0 | 0 | 0 | 0 | 0 | 0 | 0
00 Ret.Exist_FBC_WetFGD_DSI & ACI & SNCR | 0 | 0 | 0 | 0 | 0 | 0 | 0
00 Ret.Exist_FBC_WetFGD_DSI & ACI & SNCR & DRET | 0 | 0 | 0 | 0 | 0 | 0 | 0
00 Ret.Exist_FBC_WetFGD_DSI & ACI & SNCR & NGC | 0 | 0 | 0 | 0 | 0 | 0 | 0
00 Ret.Exist_FBC_WetFGD_DSI & DRET | 0 | 0 | 0 | 0 | 0 | 0 | 0
00 Ret.Exist_FBC_WetFGD_DSI & GPM | 0 | 0 | 0 | 0 | 0 | 0 | 0
00 Ret.Exist_FBC_WetFGD_DSI & GPM & DRET | 0 | 0 | 0 | 0 | 0 | 0 | 0
00 Ret.Exist_FBC_WetFGD_DSI & GPM & NGC | 0 | 0 | 0 | 0 | 0 | 0 | 0
00 Ret.Exist_FBC_WetFGD_DSI & GPM & SNCR | 0 | 0 | 0 | 0 | 0 | 0 | 0
00 Ret.Exist_FBC_WetFGD_DSI & GPM & SNCR & DRET | 0 | 0 | 0 | 0 | 0 | 0 | 0
00 Ret.Exist_FBC_WetFGD_DSI & GPM & SNCR & NGC | 0 | 0 | 0 | 0 | 0 | 0 | 0
00 Ret.Exist_FBC_WetFGD_DSI & NGC | 0 | 0 | 0 | 0 | 0 | 0 | 0
00 Ret.Exist_FBC_WetFGD_DSI & SNCR | 0 | 0 | 0 | 0 | 0 | 0 | 0
00 Ret.Exist_FBC_WetFGD_DSI & SNCR & DRET | 0 | 0 | 0 | 0 | 0 | 0 | 0
00 Ret.Exist_FBC_WetFGD_DSI & SNCR & NGC | 0 | 0 | 0 | 0 | 0 | 0 | 0
00 Ret.Exist_FBC_WetFGD_SNCR & ACI | 0 | 0 | 0 | 0 | 0 | 0 | 0
00 Ret.Exist_FBC_WetFGD_SNCR & ACI & DRET | 0 | 0 | 0 | 0 | 0 | 0 | 0
00 Ret.Exist_FBC_WetFGD_SNCR & ACI & NGC | 0 | 0 | 0 | 0 | 0 | 0 | 0
00 Ret.Exist_FBC_WetFGD_SNCR & DRET | 0 | 0 | 0 | 0 | 0 | 0 | 0
00 Ret.Exist_FBC_WetFGD_SNCR & GPM | 0 | 0 | 0 | 0 | 0 | 0 | 0
00 Ret.Exist_FBC_WetFGD_SNCR & GPM & DRET | 0 | 0 | 0 | 0 | 0 | 0 | 0
00 Ret.Exist_FBC_WetFGD_SNCR & GPM & NGC | 0 | 0 | 0 | 0 | 0 | 0 | 0
00 Ret.Exist_FBC_WetFGD_SNCR & NGC | 0 | 0 | 0 | 0 | 0 | 0 | 0
00 Ret.Exist_Non-FBC_ACI & C2G | 178.3536 | 178.3536 | 0 | 0 | 0 | 0 | 0
00 Ret.Exist_Non-FBC_ACI & C2G & SCR | 0 | 0 | 0 | 0 | 0 | 0 | 0
00 Ret.Exist_Non-FBC_ACI & DCCS | 0 | 0 | 0 | 0 | 0 | 0 | 0
00 Ret.Exist_Non-FBC_ACI & DCCS & WetFGD & SCR & CCS | 0 | 0 | 0 | 0 | 0 | 0 | 0
00 Ret.Exist_Non-FBC_ACI & DRET | 0 | 0 | 0 | 0 | 0 | 0 | 0
00 Ret.Exist_Non-FBC_ACI & DSI | 0 | 0 | 0 | 0 | 0 | 0 | 0
00 Ret.Exist_Non-FBC_ACI & DSI & C2G | 0 | 0 | 0 | 0 | 0 | 0 | 0
00 Ret.Exist_Non-FBC_ACI & DSI & C2G & SCR | 0 | 0 | 0 | 0 | 0 | 0 | 0
00 Ret.Exist_Non-FBC_ACI & DSI & DRET | 0 | 0 | 0 | 0 | 0 | 0 | 0
00 Ret.Exist_Non-FBC_ACI & DSI & GPM | 0 | 0 | 0 | 0 | 0 | 0 | 0
00 Ret.Exist_Non-FBC_ACI & DSI & GPM & C2G | 0 | 0 | 0 | 0 | 0 | 0 | 0
00 Ret.Exist_Non-FBC_ACI & DSI & GPM & C2G & SCR | 0 | 0 | 0 | 0 | 0 | 0 | 0
00 Ret.Exist_Non-FBC_ACI & DSI & GPM & DRET | 0 | 0 | 0 | 0 | 0 | 0 | 0
00 Ret.Exist_Non-FBC_ACI & DSI & GPM & NGC | 0 | 0 | 0 | 0 | 0 | 0 | 0
00 Ret.Exist_Non-FBC_ACI & DSI & GPM & SCR | 0 | 0 | 0 | 0 | 0 | 0 | 0
00 Ret.Exist_Non-FBC_ACI & DSI & GPM & SCR & DRET | 0 | 0 | 0 | 0 | 0 | 0 | 0
00 Ret.Exist_Non-FBC_ACI & DSI & GPM & SCR & NGC | 0 | 0 | 0 | 0 | 0 | 0 | 0
00 Ret.Exist_Non-FBC_ACI & DSI & GPM & SNCR | 0 | 0 | 0 | 0 | 0 | 0 | 0
00 Ret.Exist_Non-FBC_ACI & DSI & GPM & SNCR & DRET | 0 | 0 | 0 | 0 | 0 | 0 | 0
00 Ret.Exist_Non-FBC_ACI & DSI & GPM & SNCR & NGC | 0 | 0 | 0 | 0 | 0 | 0 | 0
00 Ret.Exist_Non-FBC_ACI & DSI & GPM & WetFGD & SCR & CCS | 0 | 0 | 0 | 0 | 0 | 0 | 0
00 Ret.Exist_Non-FBC_ACI & DSI & NGC | 0 | 0 | 0 | 0 | 0 | 0 | 0
00 Ret.Exist_Non-FBC_ACI & DSI & SCR | 0 | 0 | 0 | 0 | 0 | 0 | 0
00 Ret.Exist_Non-FBC_ACI & DSI & SCR & DRET | 0 | 0 | 0 | 0 | 0 | 0 | 0
00 Ret.Exist_Non-FBC_ACI & DSI & SCR & NGC | 0 | 0 | 0 | 0 | 0 | 0 | 0
00 Ret.Exist_Non-FBC_ACI & DSI & SNCR | 0 | 0 | 0 | 0 | 0 | 0 | 0
00 Ret.Exist_Non-FBC_ACI & DSI & SNCR & DRET | 0 | 0 | 0 | 0 | 0 | 0 | 0
00 Ret.Exist_Non-FBC_ACI & DSI & SNCR & NGC | 0 | 0 | 0 | 0 | 0 | 0 | 0
00 Ret.Exist_Non-FBC_ACI & DSI & WetFGD & SCR & CCS | 0 | 0 | 0 | 0 | 0 | 0 | 0
00 Ret.Exist_Non-FBC_ACI & GPM | 0 | 0 | 0 | 0 | 0 | 0 | 0
00 Ret.Exist_Non-FBC_ACI & GPM & C2G | 0 | 0 | 0 | 0 | 0 | 0 | 0
00 Ret.Exist_Non-FBC_ACI & GPM & C2G & SCR | 0 | 0 | 0 | 0 | 0 | 0 | 0
00 Ret.Exist_Non-FBC_ACI & GPM & DRET | 0 | 0 | 0 | 0 | 0 | 0 | 0
00 Ret.Exist_Non-FBC_ACI & GPM & NGC | 0 | 0 | 0 | 0 | 0 | 0 | 0
00 Ret.Exist_Non-FBC_ACI & GPM & SCR | 0 | 0 | 0 | 0 | 0 | 0 | 0
00 Ret.Exist_Non-FBC_ACI & GPM & SCR & DRET | 0 | 0 | 0 | 0 | 0 | 0 | 0
00 Ret.Exist_Non-FBC_ACI & GPM & SCR & NGC | 0 | 0 | 0 | 0 | 0 | 0 | 0
00 Ret.Exist_Non-FBC_ACI & GPM & SNCR | 0 | 0 | 0 | 0 | 0 | 0 | 0
00 Ret.Exist_Non-FBC_ACI & GPM & SNCR & DRET | 0 | 0 | 0 | 0 | 0 | 0 | 0
00 Ret.Exist_Non-FBC_ACI & GPM & SNCR & NGC | 0 | 0 | 0 | 0 | 0 | 0 | 0
00 Ret.Exist_Non-FBC_ACI & GPM & WetFGD & SCR & CCS | 0 | 0 | 0 | 0 | 0 | 0 | 0
00 Ret.Exist_Non-FBC_ACI & NGC | 0 | 0 | 0 | 0 | 0 | 0 | 0
00 Ret.Exist_Non-FBC_ACI & SCR | 0 | 0 | 0 | 0 | 0 | 0 | 0
00 Ret.Exist_Non-FBC_ACI & SCR & C2G | 0 | 0 | 0 | 0 | 0 | 0 | 0
00 Ret.Exist_Non-FBC_ACI & SCR & DRET | 0 | 0 | 0 | 0 | 0 | 0 | 0
00 Ret.Exist_Non-FBC_ACI & SCR & NGC | 0 | 0 | 0 | 0 | 0 | 0 | 0
00 Ret.Exist_Non-FBC_ACI & SCR & WetFGD & CCS | 0 | 0 | 0 | 0 | 0 | 0 | 0
00 Ret.Exist_Non-FBC_ACI & SNCR | 0 | 0 | 0 | 0 | 0 | 0 | 0
00 Ret.Exist_Non-FBC_ACI & SNCR & C2G | 0 | 0 | 0 | 0 | 0 | 0 | 0
00 Ret.Exist_Non-FBC_ACI & SNCR & DRET | 0 | 0 | 0 | 0 | 0 | 0 | 0
00 Ret.Exist_Non-FBC_ACI & SNCR & NGC | 0 | 0 | 0 | 0 | 0 | 0 | 0
00 Ret.Exist_Non-FBC_ACI_DSI & C2G | 0 | 0 | 0 | 0 | 0 | 0 | 0
00 Ret.Exist_Non-FBC_ACI_DSI & C2G & SCR | 0 | 0 | 0 | 0 | 0 | 0 | 0
00 Ret.Exist_Non-FBC_ACI_DSI & DCCS | 0 | 0 | 0 | 0 | 0 | 0 | 0
00 Ret.Exist_Non-FBC_ACI_DSI & DCCS & WetFGD & SCR & CCS | 0 | 0 | 0 | 0 | 0 | 0 | 0
00 Ret.Exist_Non-FBC_ACI_DSI & DRET | 0 | 0 | 0 | 0 | 0 | 0 | 0
00 Ret.Exist_Non-FBC_ACI_DSI & GPM | 0 | 0 | 0 | 0 | 0 | 0 | 0
00 Ret.Exist_Non-FBC_ACI_DSI & GPM & C2G | 0 | 0 | 0 | 0 | 0 | 0 | 0
00 Ret.Exist_Non-FBC_ACI_DSI & GPM & C2G & SCR | 0 | 0 | 0 | 0 | 0 | 0 | 0
00 Ret.Exist_Non-FBC_ACI_DSI & GPM & DRET | 0 | 0 | 0 | 0 | 0 | 0 | 0
00 Ret.Exist_Non-FBC_ACI_DSI & GPM & NGC | 0 | 0 | 0 | 0 | 0 | 0 | 0
00 Ret.Exist_Non-FBC_ACI_DSI & GPM & SCR | 0 | 0 | 0 | 0 | 0 | 0 | 0
00 Ret.Exist_Non-FBC_ACI_DSI & GPM & SCR & DRET | 0 | 0 | 0 | 0 | 0 | 0 | 0
00 Ret.Exist_Non-FBC_ACI_DSI & GPM & SCR & NGC | 0 | 0 | 0 | 0 | 0 | 0 | 0
00 Ret.Exist_Non-FBC_ACI_DSI & GPM & SNCR | 0 | 0 | 0 | 0 | 0 | 0 | 0
00 Ret.Exist_Non-FBC_ACI_DSI & GPM & SNCR & DRET | 0 | 0 | 0 | 0 | 0 | 0 | 0
00 Ret.Exist_Non-FBC_ACI_DSI & GPM & SNCR & NGC | 0 | 0 | 0 | 0 | 0 | 0 | 0
00 Ret.Exist_Non-FBC_ACI_DSI & GPM & WetFGD & SCR & CCS | 0 | 0 | 0 | 0 | 0 | 0 | 0
00 Ret.Exist_Non-FBC_ACI_DSI & NGC | 0 | 0 | 0 | 0 | 0 | 0 | 0
00 Ret.Exist_Non-FBC_ACI_DSI & SCR | 0 | 0 | 0 | 0 | 0 | 0 | 0
00 Ret.Exist_Non-FBC_ACI_DSI & SCR & C2G | 0 | 0 | 0 | 0 | 0 | 0 | 0
00 Ret.Exist_Non-FBC_ACI_DSI & SCR & DRET | 0 | 0 | 0 | 0 | 0 | 0 | 0
00 Ret.Exist_Non-FBC_ACI_DSI & SCR & NGC | 0 | 0 | 0 | 0 | 0 | 0 | 0
00 Ret.Exist_Non-FBC_ACI_DSI & SCR & WetFGD & CCS | 0 | 0 | 0 | 0 | 0 | 0 | 0
00 Ret.Exist_Non-FBC_ACI_DSI & SNCR | 0 | 0 | 0 | 0 | 0 | 0 | 0
00 Ret.Exist_Non-FBC_ACI_DSI & SNCR & C2G | 0 | 0 | 0 | 0 | 0 | 0 | 0
00 Ret.Exist_Non-FBC_ACI_DSI & SNCR & DRET | 0 | 0 | 0 | 0 | 0 | 0 | 0
00 Ret.Exist_Non-FBC_ACI_DSI & SNCR & NGC | 0 | 0 | 0 | 0 | 0 | 0 | 0
00 Ret.Exist_Non-FBC_DryFGD & C2G | 0 | 0 | 0 | 0 | 0 | 0 | 0
00 Ret.Exist_Non-FBC_DryFGD & C2G & SCR | 0 | 0 | 0 | 0 | 0 | 0 | 0
00 Ret.Exist_Non-FBC_DryFGD & DRET | 0 | 0 | 0 | 0 | 0 | 0 | 0
00 Ret.Exist_Non-FBC_DryFGD & GPM | 0 | 0 | 0 | 0 | 0 | 0 | 0
00 Ret.Exist_Non-FBC_DryFGD & GPM & C2G | 0 | 0 | 0 | 0 | 0 | 0 | 0
00 Ret.Exist_Non-FBC_DryFGD & GPM & C2G & SCR | 0 | 0 | 0 | 0 | 0 | 0 | 0
00 Ret.Exist_Non-FBC_DryFGD & GPM & DRET | 0 | 0 | 0 | 0 | 0 | 0 | 0
00 Ret.Exist_Non-FBC_DryFGD & GPM & NGC | 0 | 0 | 0 | 0 | 0 | 0 | 0
00 Ret.Exist_Non-FBC_DryFGD & GPM & SCR | 0 | 0 | 0 | 0 | 0 | 0 | 0
00 Ret.Exist_Non-FBC_DryFGD & GPM & SCR & CCS | 0 | 0 | 0 | 0 | 0 | 0 | 0
00 Ret.Exist_Non-FBC_DryFGD & GPM & SCR & DRET | 0 | 0 | 0 | 0 | 0 | 0 | 0
00 Ret.Exist_Non-FBC_DryFGD & GPM & SCR & NGC | 0 | 0 | 0 | 0 | 0 | 0 | 0
00 Ret.Exist_Non-FBC_DryFGD & GPM & SNCR | 0 | 0 | 0 | 0 | 0 | 0 | 0
00 Ret.Exist_Non-FBC_DryFGD & GPM & SNCR & DRET | 0 | 0 | 0 | 0 | 0 | 0 | 0
00 Ret.Exist_Non-FBC_DryFGD & GPM & SNCR & NGC | 0 | 0 | 0 | 0 | 0 | 0 | 0
00 Ret.Exist_Non-FBC_DryFGD & NGC | 0 | 0 | 0 | 0 | 0 | 0 | 0
00 Ret.Exist_Non-FBC_DryFGD & SCR | 0 | 0 | 0 | 0 | 0 | 0 | 0
00 Ret.Exist_Non-FBC_DryFGD & SCR & C2G | 0 | 0 | 0 | 0 | 0 | 0 | 0
00 Ret.Exist_Non-FBC_DryFGD & SCR & CCS | 0 | 0 | 0 | 0 | 0 | 0 | 0
00 Ret.Exist_Non-FBC_DryFGD & SCR & DRET | 0 | 0 | 0 | 0 | 0 | 0 | 0
00 Ret.Exist_Non-FBC_DryFGD & SCR & NGC | 0 | 0 | 0 | 0 | 0 | 0 | 0
00 Ret.Exist_Non-FBC_DryFGD & SNCR | 0 | 0 | 0 | 0 | 0 | 0 | 0
00 Ret.Exist_Non-FBC_DryFGD & SNCR & C2G | 0 | 0 | 0 | 0 | 0 | 0 | 0
00 Ret.Exist_Non-FBC_DryFGD & SNCR & DRET | 0 | 0 | 0 | 0 | 0 | 0 | 0
00 Ret.Exist_Non-FBC_DryFGD & SNCR & NGC | 0 | 0 | 0 | 0 | 0 | 0 | 0
00 Ret.Exist_Non-FBC_DryFGD_ACI & C2G | 0 | 0 | 0 | 0 | 0 | 0 | 0
00 Ret.Exist_Non-FBC_DryFGD_ACI & C2G & SCR | 0 | 0 | 0 | 0 | 0 | 0 | 0
00 Ret.Exist_Non-FBC_DryFGD_ACI & DCCS | 0 | 0 | 0 | 0 | 0 | 0 | 0
00 Ret.Exist_Non-FBC_DryFGD_ACI & DCCS & SCR & CCS | 0 | 0 | 0 | 0 | 0 | 0 | 0
00 Ret.Exist_Non-FBC_DryFGD_ACI & DRET | 0 | 0 | 0 | 0 | 0 | 0 | 0
00 Ret.Exist_Non-FBC_DryFGD_ACI & GPM | 0 | 0 | 0 | 0 | 0 | 0 | 0
00 Ret.Exist_Non-FBC_DryFGD_ACI & GPM & C2G | 0 | 0 | 0 | 0 | 0 | 0 | 0
00 Ret.Exist_Non-FBC_DryFGD_ACI & GPM & C2G & SCR | 0 | 0 | 0 | 0 | 0 | 0 | 0
00 Ret.Exist_Non-FBC_DryFGD_ACI & GPM & DRET | 0 | 0 | 0 | 0 | 0 | 0 | 0
00 Ret.Exist_Non-FBC_DryFGD_ACI & GPM & NGC | 0 | 0 | 0 | 0 | 0 | 0 | 0
00 Ret.Exist_Non-FBC_DryFGD_ACI & GPM & SCR | 0 | 0 | 0 | 0 | 0 | 0 | 0
00 Ret.Exist_Non-FBC_DryFGD_ACI & GPM & SCR & CCS | 0 | 0 | 0 | 0 | 0 | 0 | 0
00 Ret.Exist_Non-FBC_DryFGD_ACI & GPM & SCR & DRET | 0 | 0 | 0 | 0 | 0 | 0 | 0
00 Ret.Exist_Non-FBC_DryFGD_ACI & GPM & SCR & NGC | 0 | 0 | 0 | 0 | 0 | 0 | 0
00 Ret.Exist_Non-FBC_DryFGD_ACI & GPM & SNCR | 0 | 0 | 0 | 0 | 0 | 0 | 0
00 Ret.Exist_Non-FBC_DryFGD_ACI & GPM & SNCR & DRET | 0 | 0 | 0 | 0 | 0 | 0 | 0
00 Ret.Exist_Non-FBC_DryFGD_ACI & GPM & SNCR & NGC | 0 | 0 | 0 | 0 | 0 | 0 | 0
00 Ret.Exist_Non-FBC_DryFGD_ACI & NGC | 0 | 0 | 0 | 0 | 0 | 0 | 0
00 Ret.Exist_Non-FBC_DryFGD_ACI & SCR | 0 | 0 | 0 | 0 | 0 | 0 | 0
00 Ret.Exist_Non-FBC_DryFGD_ACI & SCR & C2G | 0 | 0 | 0 | 0 | 0 | 0 | 0
00 Ret.Exist_Non-FBC_DryFGD_ACI & SCR & CCS | 0 | 0 | 6795.2278 | 6795.2278 | 2156.8396 | 2156.8396 | 2071.0889
00 Ret.Exist_Non-FBC_DryFGD_ACI & SCR & DRET | 0 | 0 | 0 | 0 | 0 | 0 | 0
00 Ret.Exist_Non-FBC_DryFGD_ACI & SCR & NGC | 0 | 0 | 0 | 0 | 0 | 0 | 0
00 Ret.Exist_Non-FBC_DryFGD_ACI & SNCR | 0 | 0 | 0 | 0 | 0 | 0 | 0
00 Ret.Exist_Non-FBC_DryFGD_ACI & SNCR & C2G | 0 | 0 | 0 | 0 | 0 | 0 | 0
00 Ret.Exist_Non-FBC_DryFGD_ACI & SNCR & DRET | 0 | 0 | 0 | 0 | 0 | 0 | 0
00 Ret.Exist_Non-FBC_DryFGD_ACI & SNCR & NGC | 0 | 0 | 0 | 0 | 0 | 0 | 0
00 Ret.Exist_Non-FBC_DryFGD_SCR & ACI | 0 | 0 | 0 | 0 | 0 | 0 | 0
00 Ret.Exist_Non-FBC_DryFGD_SCR & ACI & C2G | 0 | 0 | 0 | 0 | 0 | 0 | 0
00 Ret.Exist_Non-FBC_DryFGD_SCR & ACI & CCS | 0 | 0 | 0 | 0 | 0 | 0 | 0
00 Ret.Exist_Non-FBC_DryFGD_SCR & ACI & DRET | 0 | 0 | 0 | 0 | 0 | 0 | 0
00 Ret.Exist_Non-FBC_DryFGD_SCR & ACI & GPM | 0 | 0 | 0 | 0 | 0 | 0 | 0
00 Ret.Exist_Non-FBC_DryFGD_SCR & ACI & GPM & C2G | 0 | 0 | 0 | 0 | 0 | 0 | 0
00 Ret.Exist_Non-FBC_DryFGD_SCR & ACI & GPM & CCS | 0 | 0 | 0 | 0 | 0 | 0 | 0
00 Ret.Exist_Non-FBC_DryFGD_SCR & ACI & GPM & DRET | 0 | 0 | 0 | 0 | 0 | 0 | 0
00 Ret.Exist_Non-FBC_DryFGD_SCR & ACI & GPM & NGC | 0 | 0 | 0 | 0 | 0 | 0 | 0
00 Ret.Exist_Non-FBC_DryFGD_SCR & ACI & NGC | 0 | 0 | 0 | 0 | 0 | 0 | 0
00 Ret.Exist_Non-FBC_DryFGD_SCR & C2G | 0 | 0 | 0 | 0 | 0 | 0 | 0
00 Ret.Exist_Non-FBC_DryFGD_SCR & CCS | 0 | 0 | 0 | 0 | 0 | 0 | 0
00 Ret.Exist_Non-FBC_DryFGD_SCR & DRET | 0 | 0 | 0 | 0 | 0 | 0 | 0
00 Ret.Exist_Non-FBC_DryFGD_SCR & GPM | 0 | 0 | 0 | 0 | 0 | 0 | 0
00 Ret.Exist_Non-FBC_DryFGD_SCR & GPM & C2G | 0 | 0 | 0 | 0 | 0 | 0 | 0
00 Ret.Exist_Non-FBC_DryFGD_SCR & GPM & CCS | 0 | 0 | 0 | 0 | 0 | 0 | 0
00 Ret.Exist_Non-FBC_DryFGD_SCR & GPM & DRET | 0 | 0 | 0 | 0 | 0 | 0 | 0
00 Ret.Exist_Non-FBC_DryFGD_SCR & GPM & NGC | 0 | 0 | 0 | 0 | 0 | 0 | 0
00 Ret.Exist_Non-FBC_DryFGD_SCR & NGC | 0 | 0 | 0 | 0 | 0 | 0 | 0
00 Ret.Exist_Non-FBC_DryFGD_SCR_ACI & C2G | 87.5825 | 87.5825 | 87.5825 | 87.5825 | 87.5825 | 87.5825 | 87.5825
00 Ret.Exist_Non-FBC_DryFGD_SCR_ACI & CCS | 0 | 1750.4673 | 7209.1929 | 7209.1929 | 2507.9201 | 2379.6863 | 2379.6863
00 Ret.Exist_Non-FBC_DryFGD_SCR_ACI & DCCS | 0 | 0 | 0 | 0 | 0 | 0 | 0
00 Ret.Exist_Non-FBC_DryFGD_SCR_ACI & DCCS & CCS | 0 | 0 | 0 | 0 | 0 | 0 | 0
00 Ret.Exist_Non-FBC_DryFGD_SCR_ACI & DRET | 0 | 0 | 0 | 0 | 0 | 0 | 0
00 Ret.Exist_Non-FBC_DryFGD_SCR_ACI & GPM | 0 | 0 | 0 | 0 | 0 | 0 | 0
00 Ret.Exist_Non-FBC_DryFGD_SCR_ACI & GPM & C2G | 0 | 0 | 0 | 0 | 0 | 0 | 0
00 Ret.Exist_Non-FBC_DryFGD_SCR_ACI & GPM & CCS | 0 | 0 | 0 | 0 | 0 | 0 | 0
00 Ret.Exist_Non-FBC_DryFGD_SCR_ACI & GPM & DRET | 0 | 0 | 0 | 0 | 0 | 0 | 0
00 Ret.Exist_Non-FBC_DryFGD_SCR_ACI & GPM & NGC | 0 | 0 | 0 | 0 | 0 | 0 | 0
00 Ret.Exist_Non-FBC_DryFGD_SCR_ACI & NGC | 0 | 0 | 0 | 0 | 0 | 0 | 0
00 Ret.Exist_Non-FBC_DryFGD_SCR_ACI_DSI & C2G | 0 | 0 | 0 | 0 | 0 | 0 | 0
00 Ret.Exist_Non-FBC_DryFGD_SCR_ACI_DSI & CCS | 0 | 0 | 0 | 0 | 0 | 0 | 0
00 Ret.Exist_Non-FBC_DryFGD_SCR_ACI_DSI & DCCS | 0 | 0 | 0 | 0 | 0 | 0 | 0
00 Ret.Exist_Non-FBC_DryFGD_SCR_ACI_DSI & DCCS & CCS | 0 | 0 | 0 | 0 | 0 | 0 | 0
00 Ret.Exist_Non-FBC_DryFGD_SCR_ACI_DSI & DRET | 0 | 0 | 0 | 0 | 0 | 0 | 0
00 Ret.Exist_Non-FBC_DryFGD_SCR_ACI_DSI & GPM | 0 | 0 | 0 | 0 | 0 | 0 | 0
00 Ret.Exist_Non-FBC_DryFGD_SCR_ACI_DSI & GPM & C2G | 0 | 0 | 0 | 0 | 0 | 0 | 0
00 Ret.Exist_Non-FBC_DryFGD_SCR_ACI_DSI & GPM & CCS | 0 | 0 | 0 | 0 | 0 | 0 | 0
00 Ret.Exist_Non-FBC_DryFGD_SCR_ACI_DSI & GPM & DRET | 0 | 0 | 0 | 0 | 0 | 0 | 0
00 Ret.Exist_Non-FBC_DryFGD_SCR_ACI_DSI & GPM & NGC | 0 | 0 | 0 | 0 | 0 | 0 | 0
00 Ret.Exist_Non-FBC_DryFGD_SCR_ACI_DSI & NGC | 0 | 0 | 0 | 0 | 0 | 0 | 0
00 Ret.Exist_Non-FBC_DryFGD_SCR_DSI & ACI | 0 | 0 | 0 | 0 | 0 | 0 | 0
00 Ret.Exist_Non-FBC_DryFGD_SCR_DSI & ACI & C2G | 0 | 0 | 0 | 0 | 0 | 0 | 0
00 Ret.Exist_Non-FBC_DryFGD_SCR_DSI & ACI & CCS | 0 | 0 | 0 | 0 | 0 | 0 | 0
00 Ret.Exist_Non-FBC_DryFGD_SCR_DSI & ACI & DRET | 0 | 0 | 0 | 0 | 0 | 0 | 0
00 Ret.Exist_Non-FBC_DryFGD_SCR_DSI & ACI & GPM | 0 | 0 | 0 | 0 | 0 | 0 | 0
00 Ret.Exist_Non-FBC_DryFGD_SCR_DSI & ACI & GPM & C2G | 0 | 0 | 0 | 0 | 0 | 0 | 0
00 Ret.Exist_Non-FBC_DryFGD_SCR_DSI & ACI & GPM & CCS | 0 | 0 | 0 | 0 | 0 | 0 | 0
00 Ret.Exist_Non-FBC_DryFGD_SCR_DSI & ACI & GPM & DRET | 0 | 0 | 0 | 0 | 0 | 0 | 0
00 Ret.Exist_Non-FBC_DryFGD_SCR_DSI & ACI & GPM & NGC | 0 | 0 | 0 | 0 | 0 | 0 | 0
00 Ret.Exist_Non-FBC_DryFGD_SCR_DSI & ACI & NGC | 0 | 0 | 0 | 0 | 0 | 0 | 0
00 Ret.Exist_Non-FBC_DryFGD_SCR_DSI & C2G | 0 | 0 | 0 | 0 | 0 | 0 | 0
00 Ret.Exist_Non-FBC_DryFGD_SCR_DSI & CCS | 0 | 0 | 0 | 0 | 0 | 0 | 0
00 Ret.Exist_Non-FBC_DryFGD_SCR_DSI & DRET | 0 | 0 | 0 | 0 | 0 | 0 | 0
00 Ret.Exist_Non-FBC_DryFGD_SCR_DSI & GPM | 0 | 0 | 0 | 0 | 0 | 0 | 0
00 Ret.Exist_Non-FBC_DryFGD_SCR_DSI & GPM & C2G | 0 | 0 | 0 | 0 | 0 | 0 | 0
00 Ret.Exist_Non-FBC_DryFGD_SCR_DSI & GPM & CCS | 0 | 0 | 0 | 0 | 0 | 0 | 0
00 Ret.Exist_Non-FBC_DryFGD_SCR_DSI & GPM & DRET | 0 | 0 | 0 | 0 | 0 | 0 | 0
00 Ret.Exist_Non-FBC_DryFGD_SCR_DSI & GPM & NGC | 0 | 0 | 0 | 0 | 0 | 0 | 0
00 Ret.Exist_Non-FBC_DryFGD_SCR_DSI & NGC | 0 | 0 | 0 | 0 | 0 | 0 | 0
00 Ret.Exist_Non-FBC_DryFGD_SNCR_ACI & C2G | 0 | 0 | 0 | 0 | 0 | 0 | 0
00 Ret.Exist_Non-FBC_DryFGD_SNCR_ACI & C2G & SCR | 0 | 0 | 0 | 0 | 0 | 0 | 0
00 Ret.Exist_Non-FBC_DryFGD_SNCR_ACI & DCCS | 0 | 0 | 0 | 0 | 0 | 0 | 0
00 Ret.Exist_Non-FBC_DryFGD_SNCR_ACI & DCCS & SCR & CCS | 0 | 0 | 0 | 0 | 0 | 0 | 0
00 Ret.Exist_Non-FBC_DryFGD_SNCR_ACI & DRET | 0 | 0 | 0 | 0 | 0 | 0 | 0
00 Ret.Exist_Non-FBC_DryFGD_SNCR_ACI & GPM | 0 | 0 | 0 | 0 | 0 | 0 | 0
00 Ret.Exist_Non-FBC_DryFGD_SNCR_ACI & GPM & C2G | 0 | 0 | 0 | 0 | 0 | 0 | 0
00 Ret.Exist_Non-FBC_DryFGD_SNCR_ACI & GPM & C2G & SCR | 0 | 0 | 0 | 0 | 0 | 0 | 0
00 Ret.Exist_Non-FBC_DryFGD_SNCR_ACI & GPM & DRET | 0 | 0 | 0 | 0 | 0 | 0 | 0
00 Ret.Exist_Non-FBC_DryFGD_SNCR_ACI & GPM & NGC | 0 | 0 | 0 | 0 | 0 | 0 | 0
00 Ret.Exist_Non-FBC_DryFGD_SNCR_ACI & GPM & SCR | 0 | 0 | 0 | 0 | 0 | 0 | 0
00 Ret.Exist_Non-FBC_DryFGD_SNCR_ACI & GPM & SCR & CCS | 0 | 0 | 0 | 0 | 0 | 0 | 0
00 Ret.Exist_Non-FBC_DryFGD_SNCR_ACI & GPM & SCR & DRET | 0 | 0 | 0 | 0 | 0 | 0 | 0
00 Ret.Exist_Non-FBC_DryFGD_SNCR_ACI & GPM & SCR & NGC | 0 | 0 | 0 | 0 | 0 | 0 | 0
00 Ret.Exist_Non-FBC_DryFGD_SNCR_ACI & NGC | 0 | 0 | 0 | 0 | 0 | 0 | 0
00 Ret.Exist_Non-FBC_DryFGD_SNCR_ACI & SCR | 0 | 0 | 0 | 0 | 0 | 0 | 0
00 Ret.Exist_Non-FBC_DryFGD_SNCR_ACI & SCR & C2G | 0 | 0 | 0 | 0 | 0 | 0 | 0
00 Ret.Exist_Non-FBC_DryFGD_SNCR_ACI & SCR & CCS | 0 | 0 | 0 | 0 | 0 | 0 | 0
00 Ret.Exist_Non-FBC_DryFGD_SNCR_ACI & SCR & DRET | 0 | 0 | 0 | 0 | 0 | 0 | 0
00 Ret.Exist_Non-FBC_DryFGD_SNCR_ACI & SCR & NGC | 0 | 0 | 0 | 0 | 0 | 0 | 0
00 Ret.Exist_Non-FBC_DryFGD_SNCR_ACI_DSI & C2G | 0 | 0 | 0 | 0 | 0 | 0 | 0
00 Ret.Exist_Non-FBC_DryFGD_SNCR_ACI_DSI & C2G & SCR | 0 | 0 | 0 | 0 | 0 | 0 | 0
00 Ret.Exist_Non-FBC_DryFGD_SNCR_ACI_DSI & DRET | 0 | 0 | 0 | 0 | 0 | 0 | 0
00 Ret.Exist_Non-FBC_DryFGD_SNCR_ACI_DSI & GPM | 0 | 0 | 0 | 0 | 0 | 0 | 0
00 Ret.Exist_Non-FBC_DryFGD_SNCR_ACI_DSI & GPM & C2G | 0 | 0 | 0 | 0 | 0 | 0 | 0
00 Ret.Exist_Non-FBC_DryFGD_SNCR_ACI_DSI & GPM & C2G & SCR | 0 | 0 | 0 | 0 | 0 | 0 | 0
00 Ret.Exist_Non-FBC_DryFGD_SNCR_ACI_DSI & GPM & DRET | 0 | 0 | 0 | 0 | 0 | 0 | 0
00 Ret.Exist_Non-FBC_DryFGD_SNCR_ACI_DSI & GPM & NGC | 0 | 0 | 0 | 0 | 0 | 0 | 0
00 Ret.Exist_Non-FBC_DryFGD_SNCR_ACI_DSI & GPM & SCR | 0 | 0 | 0 | 0 | 0 | 0 | 0
00 Ret.Exist_Non-FBC_DryFGD_SNCR_ACI_DSI & GPM & SCR & CCS | 0 | 0 | 0 | 0 | 0 | 0 | 0
00 Ret.Exist_Non-FBC_DryFGD_SNCR_ACI_DSI & GPM & SCR & DRET | 0 | 0 | 0 | 0 | 0 | 0 | 0
00 Ret.Exist_Non-FBC_DryFGD_SNCR_ACI_DSI & GPM & SCR & NGC | 0 | 0 | 0 | 0 | 0 | 0 | 0
00 Ret.Exist_Non-FBC_DryFGD_SNCR_ACI_DSI & NGC | 0 | 0 | 0 | 0 | 0 | 0 | 0
00 Ret.Exist_Non-FBC_DryFGD_SNCR_ACI_DSI & SCR | 0 | 0 | 0 | 0 | 0 | 0 | 0
00 Ret.Exist_Non-FBC_DryFGD_SNCR_ACI_DSI & SCR & C2G | 0 | 0 | 0 | 0 | 0 | 0 | 0
00 Ret.Exist_Non-FBC_DryFGD_SNCR_ACI_DSI & SCR & CCS | 0 | 0 | 0 | 0 | 0 | 0 | 0
00 Ret.Exist_Non-FBC_DryFGD_SNCR_ACI_DSI & SCR & DRET | 0 | 0 | 0 | 0 | 0 | 0 | 0
00 Ret.Exist_Non-FBC_DryFGD_SNCR_ACI_DSI & SCR & NGC | 0 | 0 | 0 | 0 | 0 | 0 | 0
00 Ret.Exist_Non-FBC_DSI & ACI | 0 | 0 | 0 | 0 | 0 | 0 | 0
00 Ret.Exist_Non-FBC_DSI & ACI & C2G | 0 | 0 | 0 | 0 | 0 | 0 | 0
00 Ret.Exist_Non-FBC_DSI & ACI & C2G & SCR | 0 | 0 | 0 | 0 | 0 | 0 | 0
00 Ret.Exist_Non-FBC_DSI & ACI & DRET | 0 | 0 | 0 | 0 | 0 | 0 | 0
00 Ret.Exist_Non-FBC_DSI & ACI & GPM | 0 | 0 | 0 | 0 | 0 | 0 | 0
00 Ret.Exist_Non-FBC_DSI & ACI & GPM & C2G | 0 | 0 | 0 | 0 | 0 | 0 | 0
00 Ret.Exist_Non-FBC_DSI & ACI & GPM & C2G & SCR | 0 | 0 | 0 | 0 | 0 | 0 | 0
00 Ret.Exist_Non-FBC_DSI & ACI & GPM & DRET | 0 | 0 | 0 | 0 | 0 | 0 | 0
00 Ret.Exist_Non-FBC_DSI & ACI & GPM & NGC | 0 | 0 | 0 | 0 | 0 | 0 | 0
00 Ret.Exist_Non-FBC_DSI & ACI & GPM & SCR | 0 | 0 | 0 | 0 | 0 | 0 | 0
00 Ret.Exist_Non-FBC_DSI & ACI & GPM & SCR & DRET | 0 | 0 | 0 | 0 | 0 | 0 | 0
00 Ret.Exist_Non-FBC_DSI & ACI & GPM & SCR & NGC | 0 | 0 | 0 | 0 | 0 | 0 | 0
00 Ret.Exist_Non-FBC_DSI & ACI & GPM & SNCR | 0 | 0 | 0 | 0 | 0 | 0 | 0
00 Ret.Exist_Non-FBC_DSI & ACI & GPM & SNCR & DRET | 0 | 0 | 0 | 0 | 0 | 0 | 0
00 Ret.Exist_Non-FBC_DSI & ACI & GPM & SNCR & NGC | 0 | 0 | 0 | 0 | 0 | 0 | 0
00 Ret.Exist_Non-FBC_DSI & ACI & GPM & WetFGD & SCR & CCS | 0 | 0 | 0 | 0 | 0 | 0 | 0
00 Ret.Exist_Non-FBC_DSI & ACI & NGC | 0 | 0 | 0 | 0 | 0 | 0 | 0
00 Ret.Exist_Non-FBC_DSI & ACI & SCR | 0 | 0 | 0 | 0 | 0 | 0 | 0
00 Ret.Exist_Non-FBC_DSI & ACI & SCR & DRET | 0 | 0 | 0 | 0 | 0 | 0 | 0
00 Ret.Exist_Non-FBC_DSI & ACI & SCR & NGC | 0 | 0 | 0 | 0 | 0 | 0 | 0
00 Ret.Exist_Non-FBC_DSI & ACI & SNCR | 0 | 0 | 0 | 0 | 0 | 0 | 0
00 Ret.Exist_Non-FBC_DSI & ACI & SNCR & DRET | 0 | 0 | 0 | 0 | 0 | 0 | 0
00 Ret.Exist_Non-FBC_DSI & ACI & SNCR & NGC | 0 | 0 | 0 | 0 | 0 | 0 | 0
00 Ret.Exist_Non-FBC_DSI & ACI & WetFGD & SCR & CCS | 0 | 0 | 0 | 0 | 0 | 0 | 0
00 Ret.Exist_Non-FBC_DSI & C2G | 0 | 0 | 0 | 0 | 0 | 0 | 0
00 Ret.Exist_Non-FBC_DSI & C2G & SCR | 0 | 0 | 0 | 0 | 0 | 0 | 0
00 Ret.Exist_Non-FBC_DSI & DRET | 0 | 0 | 0 | 0 | 0 | 0 | 0
00 Ret.Exist_Non-FBC_DSI & GPM | 0 | 0 | 0 | 0 | 0 | 0 | 0
00 Ret.Exist_Non-FBC_DSI & GPM & C2G | 0 | 0 | 0 | 0 | 0 | 0 | 0
00 Ret.Exist_Non-FBC_DSI & GPM & C2G & SCR | 0 | 0 | 0 | 0 | 0 | 0 | 0
00 Ret.Exist_Non-FBC_DSI & GPM & DRET | 0 | 0 | 0 | 0 | 0 | 0 | 0
00 Ret.Exist_Non-FBC_DSI & GPM & NGC | 0 | 0 | 0 | 0 | 0 | 0 | 0
00 Ret.Exist_Non-FBC_DSI & GPM & SCR | 0 | 0 | 0 | 0 | 0 | 0 | 0
00 Ret.Exist_Non-FBC_DSI & GPM & SCR & DRET | 0 | 0 | 0 | 0 | 0 | 0 | 0
00 Ret.Exist_Non-FBC_DSI & GPM & SCR & NGC | 0 | 0 | 0 | 0 | 0 | 0 | 0
00 Ret.Exist_Non-FBC_DSI & GPM & SNCR | 0 | 0 | 0 | 0 | 0 | 0 | 0
00 Ret.Exist_Non-FBC_DSI & GPM & SNCR & DRET | 0 | 0 | 0 | 0 | 0 | 0 | 0
00 Ret.Exist_Non-FBC_DSI & GPM & SNCR & NGC | 0 | 0 | 0 | 0 | 0 | 0 | 0
00 Ret.Exist_Non-FBC_DSI & GPM & WetFGD & SCR & CCS | 0 | 0 | 0 | 0 | 0 | 0 | 0
00 Ret.Exist_Non-FBC_DSI & NGC | 0 | 0 | 0 | 0 | 0 | 0 | 0
00 Ret.Exist_Non-FBC_DSI & SCR | 0 | 0 | 0 | 0 | 0 | 0 | 0
00 Ret.Exist_Non-FBC_DSI & SCR & C2G | 0 | 0 | 0 | 0 | 0 | 0 | 0
00 Ret.Exist_Non-FBC_DSI & SCR & DRET | 0 | 0 | 0 | 0 | 0 | 0 | 0
00 Ret.Exist_Non-FBC_DSI & SCR & NGC | 0 | 0 | 0 | 0 | 0 | 0 | 0
00 Ret.Exist_Non-FBC_DSI & SCR & WetFGD & CCS | 0 | 0 | 0 | 0 | 0 | 0 | 0
00 Ret.Exist_Non-FBC_DSI & SNCR | 0 | 0 | 0 | 0 | 0 | 0 | 0
00 Ret.Exist_Non-FBC_DSI & SNCR & C2G | 0 | 0 | 0 | 0 | 0 | 0 | 0
00 Ret.Exist_Non-FBC_DSI & SNCR & DRET | 0 | 0 | 0 | 0 | 0 | 0 | 0
00 Ret.Exist_Non-FBC_DSI & SNCR & NGC | 0 | 0 | 0 | 0 | 0 | 0 | 0
00 Ret.Exist_Non-FBC_NoCtrl & ACI | 0 | 0 | 0 | 0 | 0 | 0 | 0
00 Ret.Exist_Non-FBC_NoCtrl & ACI & C2G | 0 | 0 | 0 | 0 | 0 | 0 | 0
00 Ret.Exist_Non-FBC_NoCtrl & ACI & C2G & SCR | 0 | 0 | 0 | 0 | 0 | 0 | 0
00 Ret.Exist_Non-FBC_NoCtrl & ACI & DRET | 0 | 0 | 0 | 0 | 0 | 0 | 0
00 Ret.Exist_Non-FBC_NoCtrl & ACI & DSI | 0 | 0 | 0 | 0 | 0 | 0 | 0
00 Ret.Exist_Non-FBC_NoCtrl & ACI & DSI & C2G | 0 | 0 | 0 | 0 | 0 | 0 | 0
00 Ret.Exist_Non-FBC_NoCtrl & ACI & DSI & C2G & SCR | 0 | 0 | 0 | 0 | 0 | 0 | 0
00 Ret.Exist_Non-FBC_NoCtrl & ACI & DSI & DRET | 0 | 0 | 0 | 0 | 0 | 0 | 0
00 Ret.Exist_Non-FBC_NoCtrl & ACI & DSI & GPM | 0 | 0 | 0 | 0 | 0 | 0 | 0
00 Ret.Exist_Non-FBC_NoCtrl & ACI & DSI & GPM & C2G | 0 | 0 | 0 | 0 | 0 | 0 | 0
00 Ret.Exist_Non-FBC_NoCtrl & ACI & DSI & GPM & C2G & SCR | 0 | 0 | 0 | 0 | 0 | 0 | 0
00 Ret.Exist_Non-FBC_NoCtrl & ACI & DSI & GPM & DRET | 0 | 0 | 0 | 0 | 0 | 0 | 0
00 Ret.Exist_Non-FBC_NoCtrl & ACI & DSI & GPM & NGC | 0 | 0 | 0 | 0 | 0 | 0 | 0
00 Ret.Exist_Non-FBC_NoCtrl & ACI & DSI & GPM & SCR | 0 | 0 | 0 | 0 | 0 | 0 | 0
00 Ret.Exist_Non-FBC_NoCtrl & ACI & DSI & GPM & SCR & DRET | 0 | 0 | 0 | 0 | 0 | 0 | 0
00 Ret.Exist_Non-FBC_NoCtrl & ACI & DSI & GPM & SCR & NGC | 0 | 0 | 0 | 0 | 0 | 0 | 0
00 Ret.Exist_Non-FBC_NoCtrl & ACI & DSI & GPM & SNCR | 0 | 0 | 0 | 0 | 0 | 0 | 0
00 Ret.Exist_Non-FBC_NoCtrl & ACI & DSI & GPM & SNCR & DRET | 0 | 0 | 0 | 0 | 0 | 0 | 0
00 Ret.Exist_Non-FBC_NoCtrl & ACI & DSI & GPM & SNCR & NGC | 0 | 0 | 0 | 0 | 0 | 0 | 0
00 Ret.Exist_Non-FBC_NoCtrl & ACI & DSI & GPM & WetFGD & SCR & CCS | 0 | 0 | 0 | 0 | 0 | 0 | 0
00 Ret.Exist_Non-FBC_NoCtrl & ACI & DSI & NGC | 0 | 0 | 0 | 0 | 0 | 0 | 0
00 Ret.Exist_Non-FBC_NoCtrl & ACI & DSI & SCR | 0 | 0 | 0 | 0 | 0 | 0 | 0
00 Ret.Exist_Non-FBC_NoCtrl & ACI & DSI & SCR & DRET | 0 | 0 | 0 | 0 | 0 | 0 | 0
00 Ret.Exist_Non-FBC_NoCtrl & ACI & DSI & SCR & NGC | 0 | 0 | 0 | 0 | 0 | 0 | 0
00 Ret.Exist_Non-FBC_NoCtrl & ACI & DSI & SNCR | 0 | 0 | 0 | 0 | 0 | 0 | 0
00 Ret.Exist_Non-FBC_NoCtrl & ACI & DSI & SNCR & DRET | 0 | 0 | 0 | 0 | 0 | 0 | 0
00 Ret.Exist_Non-FBC_NoCtrl & ACI & DSI & SNCR & NGC | 0 | 0 | 0 | 0 | 0 | 0 | 0
00 Ret.Exist_Non-FBC_NoCtrl & ACI & DSI & WetFGD & SCR & CCS | 0 | 0 | 0 | 0 | 0 | 0 | 0
00 Ret.Exist_Non-FBC_NoCtrl & ACI & GPM | 0 | 0 | 0 | 0 | 0 | 0 | 0
00 Ret.Exist_Non-FBC_NoCtrl & ACI & GPM & C2G | 0 | 0 | 0 | 0 | 0 | 0 | 0
00 Ret.Exist_Non-FBC_NoCtrl & ACI & GPM & C2G & SCR | 0 | 0 | 0 | 0 | 0 | 0 | 0
00 Ret.Exist_Non-FBC_NoCtrl & ACI & GPM & DRET | 0 | 0 | 0 | 0 | 0 | 0 | 0
00 Ret.Exist_Non-FBC_NoCtrl & ACI & GPM & NGC | 0 | 0 | 0 | 0 | 0 | 0 | 0
00 Ret.Exist_Non-FBC_NoCtrl & ACI & GPM & SCR | 0 | 0 | 0 | 0 | 0 | 0 | 0
00 Ret.Exist_Non-FBC_NoCtrl & ACI & GPM & SCR & DRET | 0 | 0 | 0 | 0 | 0 | 0 | 0
00 Ret.Exist_Non-FBC_NoCtrl & ACI & GPM & SCR & NGC | 0 | 0 | 0 | 0 | 0 | 0 | 0
00 Ret.Exist_Non-FBC_NoCtrl & ACI & GPM & SNCR | 0 | 0 | 0 | 0 | 0 | 0 | 0
00 Ret.Exist_Non-FBC_NoCtrl & ACI & GPM & SNCR & DRET | 0 | 0 | 0 | 0 | 0 | 0 | 0
00 Ret.Exist_Non-FBC_NoCtrl & ACI & GPM & SNCR & NGC | 0 | 0 | 0 | 0 | 0 | 0 | 0
00 Ret.Exist_Non-FBC_NoCtrl & ACI & GPM & WetFGD & SCR & CCS | 0 | 0 | 0 | 0 | 0 | 0 | 0
00 Ret.Exist_Non-FBC_NoCtrl & ACI & NGC | 0 | 0 | 0 | 0 | 0 | 0 | 0
00 Ret.Exist_Non-FBC_NoCtrl & ACI & SCR | 0 | 0 | 0 | 0 | 0 | 0 | 0
00 Ret.Exist_Non-FBC_NoCtrl & ACI & SCR & DRET | 0 | 0 | 0 | 0 | 0 | 0 | 0
00 Ret.Exist_Non-FBC_NoCtrl & ACI & SCR & NGC | 0 | 0 | 0 | 0 | 0 | 0 | 0
00 Ret.Exist_Non-FBC_NoCtrl & ACI & SNCR | 0 | 0 | 0 | 0 | 0 | 0 | 0
00 Ret.Exist_Non-FBC_NoCtrl & ACI & SNCR & DRET | 0 | 0 | 0 | 0 | 0 | 0 | 0
00 Ret.Exist_Non-FBC_NoCtrl & ACI & SNCR & NGC | 0 | 0 | 0 | 0 | 0 | 0 | 0
00 Ret.Exist_Non-FBC_NoCtrl & ACI & WetFGD & SCR & CCS | 0 | 0 | 0 | 0 | 0 | 0 | 0
00 Ret.Exist_Non-FBC_NoCtrl & C2G | 0 | 0 | 0 | 0 | 0 | 0 | 0
00 Ret.Exist_Non-FBC_NoCtrl & C2G & SCR | 0 | 0 | 0 | 0 | 0 | 0 | 0
00 Ret.Exist_Non-FBC_NoCtrl & DCCS | 0 | 0 | 0 | 0 | 0 | 0 | 0
00 Ret.Exist_Non-FBC_NoCtrl & DCCS & WetFGD & SCR & CCS | 0 | 0 | 0 | 0 | 0 | 0 | 0
00 Ret.Exist_Non-FBC_NoCtrl & DRET | 0 | 0 | 0 | 0 | 0 | 0 | 0
00 Ret.Exist_Non-FBC_NoCtrl & DSI | 0 | 0 | 0 | 0 | 0 | 0 | 0
00 Ret.Exist_Non-FBC_NoCtrl & DSI & C2G | 0 | 0 | 0 | 0 | 0 | 0 | 0
00 Ret.Exist_Non-FBC_NoCtrl & DSI & C2G & SCR | 0 | 0 | 0 | 0 | 0 | 0 | 0
00 Ret.Exist_Non-FBC_NoCtrl & DSI & DRET | 0 | 0 | 0 | 0 | 0 | 0 | 0
00 Ret.Exist_Non-FBC_NoCtrl & DSI & GPM | 0 | 0 | 0 | 0 | 0 | 0 | 0
00 Ret.Exist_Non-FBC_NoCtrl & DSI & GPM & C2G | 0 | 0 | 0 | 0 | 0 | 0 | 0
00 Ret.Exist_Non-FBC_NoCtrl & DSI & GPM & C2G & SCR | 0 | 0 | 0 | 0 | 0 | 0 | 0
00 Ret.Exist_Non-FBC_NoCtrl & DSI & GPM & DRET | 0 | 0 | 0 | 0 | 0 | 0 | 0
00 Ret.Exist_Non-FBC_NoCtrl & DSI & GPM & NGC | 0 | 0 | 0 | 0 | 0 | 0 | 0
00 Ret.Exist_Non-FBC_NoCtrl & DSI & GPM & SCR | 0 | 0 | 0 | 0 | 0 | 0 | 0
00 Ret.Exist_Non-FBC_NoCtrl & DSI & GPM & SCR & DRET | 0 | 0 | 0 | 0 | 0 | 0 | 0
00 Ret.Exist_Non-FBC_NoCtrl & DSI & GPM & SCR & NGC | 0 | 0 | 0 | 0 | 0 | 0 | 0
00 Ret.Exist_Non-FBC_NoCtrl & DSI & GPM & SNCR | 0 | 0 | 0 | 0 | 0 | 0 | 0
00 Ret.Exist_Non-FBC_NoCtrl & DSI & GPM & SNCR & DRET | 0 | 0 | 0 | 0 | 0 | 0 | 0
00 Ret.Exist_Non-FBC_NoCtrl & DSI & GPM & SNCR & NGC | 0 | 0 | 0 | 0 | 0 | 0 | 0
00 Ret.Exist_Non-FBC_NoCtrl & DSI & GPM & WetFGD & SCR & CCS | 0 | 0 | 0 | 0 | 0 | 0 | 0
00 Ret.Exist_Non-FBC_NoCtrl & DSI & NGC | 0 | 0 | 0 | 0 | 0 | 0 | 0
00 Ret.Exist_Non-FBC_NoCtrl & DSI & SCR | 0 | 0 | 0 | 0 | 0 | 0 | 0
00 Ret.Exist_Non-FBC_NoCtrl & DSI & SCR & DRET | 0 | 0 | 0 | 0 | 0 | 0 | 0
00 Ret.Exist_Non-FBC_NoCtrl & DSI & SCR & NGC | 0 | 0 | 0 | 0 | 0 | 0 | 0
00 Ret.Exist_Non-FBC_NoCtrl & DSI & SNCR | 0 | 0 | 0 | 0 | 0 | 0 | 0
00 Ret.Exist_Non-FBC_NoCtrl & DSI & SNCR & DRET | 0 | 0 | 0 | 0 | 0 | 0 | 0
00 Ret.Exist_Non-FBC_NoCtrl & DSI & SNCR & NGC | 0 | 0 | 0 | 0 | 0 | 0 | 0
00 Ret.Exist_Non-FBC_NoCtrl & DSI & WetFGD & SCR & CCS | 0 | 0 | 0 | 0 | 0 | 0 | 0
00 Ret.Exist_Non-FBC_NoCtrl & GPM | 0 | 0 | 0 | 0 | 0 | 0 | 0
00 Ret.Exist_Non-FBC_NoCtrl & GPM & C2G | 0 | 0 | 0 | 0 | 0 | 0 | 0
00 Ret.Exist_Non-FBC_NoCtrl & GPM & C2G & SCR | 0 | 0 | 0 | 0 | 0 | 0 | 0
00 Ret.Exist_Non-FBC_NoCtrl & GPM & DRET | 0 | 0 | 0 | 0 | 0 | 0 | 0
00 Ret.Exist_Non-FBC_NoCtrl & GPM & NGC | 0 | 0 | 0 | 0 | 0 | 0 | 0
00 Ret.Exist_Non-FBC_NoCtrl & GPM & SCR | 0 | 0 | 0 | 0 | 0 | 0 | 0
00 Ret.Exist_Non-FBC_NoCtrl & GPM & SCR & DRET | 0 | 0 | 0 | 0 | 0 | 0 | 0
00 Ret.Exist_Non-FBC_NoCtrl & GPM & SCR & NGC | 0 | 0 | 0 | 0 | 0 | 0 | 0
00 Ret.Exist_Non-FBC_NoCtrl & GPM & SNCR | 0 | 0 | 0 | 0 | 0 | 0 | 0
00 Ret.Exist_Non-FBC_NoCtrl & GPM & SNCR & DRET | 0 | 0 | 0 | 0 | 0 | 0 | 0
00 Ret.Exist_Non-FBC_NoCtrl & GPM & SNCR & NGC | 0 | 0 | 0 | 0 | 0 | 0 | 0
00 Ret.Exist_Non-FBC_NoCtrl & GPM & WetFGD & SCR & CCS | 0 | 0 | 0 | 0 | 0 | 0 | 0
00 Ret.Exist_Non-FBC_NoCtrl & NGC | 0 | 0 | 0 | 0 | 0 | 0 | 0
00 Ret.Exist_Non-FBC_NoCtrl & SCR | 0 | 0 | 0 | 0 | 0 | 0 | 0
00 Ret.Exist_Non-FBC_NoCtrl & SCR & C2G | 0 | 0 | 0 | 0 | 0 | 0 | 0
00 Ret.Exist_Non-FBC_NoCtrl & SCR & DRET | 0 | 0 | 0 | 0 | 0 | 0 | 0
00 Ret.Exist_Non-FBC_NoCtrl & SCR & NGC | 0 | 0 | 0 | 0 | 0 | 0 | 0
00 Ret.Exist_Non-FBC_NoCtrl & SCR & WetFGD & CCS | 0 | 0 | 0 | 0 | 0 | 0 | 0
00 Ret.Exist_Non-FBC_NoCtrl & SNCR | 0 | 0 | 0 | 0 | 0 | 0 | 0
00 Ret.Exist_Non-FBC_NoCtrl & SNCR & C2G | 0 | 0 | 0 | 0 | 0 | 0 | 0
00 Ret.Exist_Non-FBC_NoCtrl & SNCR & DRET | 0 | 0 | 0 | 0 | 0 | 0 | 0
00 Ret.Exist_Non-FBC_NoCtrl & SNCR & NGC | 0 | 0 | 0 | 0 | 0 | 0 | 0
00 Ret.Exist_Non-FBC_SCR_ACI & C2G | 0 | 0 | 0 | 0 | 0 | 0 | 0
00 Ret.Exist_Non-FBC_SCR_ACI & DCCS | 0 | 0 | 0 | 0 | 0 | 0 | 0
00 Ret.Exist_Non-FBC_SCR_ACI & DCCS & WetFGD & CCS | 0 | 0 | 0 | 0 | 0 | 0 | 0
00 Ret.Exist_Non-FBC_SCR_ACI & DRET | 0 | 0 | 0 | 0 | 0 | 0 | 0
00 Ret.Exist_Non-FBC_SCR_ACI & DSI | 0 | 0 | 0 | 0 | 0 | 0 | 0
00 Ret.Exist_Non-FBC_SCR_ACI & DSI & C2G | 0 | 0 | 0 | 0 | 0 | 0 | 0
00 Ret.Exist_Non-FBC_SCR_ACI & DSI & DRET | 0 | 0 | 0 | 0 | 0 | 0 | 0
00 Ret.Exist_Non-FBC_SCR_ACI & DSI & GPM | 0 | 0 | 0 | 0 | 0 | 0 | 0
00 Ret.Exist_Non-FBC_SCR_ACI & DSI & GPM & C2G | 0 | 0 | 0 | 0 | 0 | 0 | 0
00 Ret.Exist_Non-FBC_SCR_ACI & DSI & GPM & DRET | 0 | 0 | 0 | 0 | 0 | 0 | 0
00 Ret.Exist_Non-FBC_SCR_ACI & DSI & GPM & NGC | 0 | 0 | 0 | 0 | 0 | 0 | 0
00 Ret.Exist_Non-FBC_SCR_ACI & DSI & GPM & WetFGD & CCS | 0 | 0 | 0 | 0 | 0 | 0 | 0
00 Ret.Exist_Non-FBC_SCR_ACI & DSI & NGC | 0 | 0 | 0 | 0 | 0 | 0 | 0
00 Ret.Exist_Non-FBC_SCR_ACI & DSI & WetFGD & CCS | 0 | 0 | 0 | 0 | 0 | 0 | 0
00 Ret.Exist_Non-FBC_SCR_ACI & GPM | 0 | 0 | 0 | 0 | 0 | 0 | 0
00 Ret.Exist_Non-FBC_SCR_ACI & GPM & C2G | 0 | 0 | 0 | 0 | 0 | 0 | 0
00 Ret.Exist_Non-FBC_SCR_ACI & GPM & DRET | 0 | 0 | 0 | 0 | 0 | 0 | 0
00 Ret.Exist_Non-FBC_SCR_ACI & GPM & NGC | 0 | 0 | 0 | 0 | 0 | 0 | 0
00 Ret.Exist_Non-FBC_SCR_ACI & GPM & WetFGD & CCS | 0 | 0 | 0 | 0 | 0 | 0 | 0
00 Ret.Exist_Non-FBC_SCR_ACI & NGC | 0 | 0 | 0 | 0 | 0 | 0 | 0
00 Ret.Exist_Non-FBC_SCR_ACI & WetFGD & CCS | 0 | 0 | 0 | 0 | 0 | 0 | 0
00 Ret.Exist_Non-FBC_SCR_ACI_DSI & C2G | 0 | 0 | 0 | 0 | 0 | 0 | 0
00 Ret.Exist_Non-FBC_SCR_ACI_DSI & DCCS | 0 | 0 | 0 | 0 | 0 | 0 | 0
00 Ret.Exist_Non-FBC_SCR_ACI_DSI & DCCS & WetFGD & CCS | 0 | 0 | 0 | 0 | 0 | 0 | 0
00 Ret.Exist_Non-FBC_SCR_ACI_DSI & DRET | 0 | 0 | 0 | 0 | 0 | 0 | 0
00 Ret.Exist_Non-FBC_SCR_ACI_DSI & GPM | 0 | 0 | 0 | 0 | 0 | 0 | 0
00 Ret.Exist_Non-FBC_SCR_ACI_DSI & GPM & C2G | 0 | 0 | 0 | 0 | 0 | 0 | 0
00 Ret.Exist_Non-FBC_SCR_ACI_DSI & GPM & DRET | 0 | 0 | 0 | 0 | 0 | 0 | 0
00 Ret.Exist_Non-FBC_SCR_ACI_DSI & GPM & NGC | 0 | 0 | 0 | 0 | 0 | 0 | 0
00 Ret.Exist_Non-FBC_SCR_ACI_DSI & GPM & WetFGD & CCS | 0 | 0 | 0 | 0 | 0 | 0 | 0
00 Ret.Exist_Non-FBC_SCR_ACI_DSI & NGC | 0 | 0 | 0 | 0 | 0 | 0 | 0
00 Ret.Exist_Non-FBC_SCR_ACI_DSI & WetFGD & CCS | 0 | 0 | 0 | 0 | 0 | 0 | 0
00 Ret.Exist_Non-FBC_SNCR_ACI & C2G | 0 | 0 | 0 | 0 | 0 | 0 | 0
00 Ret.Exist_Non-FBC_SNCR_ACI & C2G & SCR | 0 | 0 | 0 | 0 | 0 | 0 | 0
00 Ret.Exist_Non-FBC_SNCR_ACI & DRET | 0 | 0 | 0 | 0 | 0 | 0 | 0
00 Ret.Exist_Non-FBC_SNCR_ACI & DSI | 0 | 0 | 0 | 0 | 0 | 0 | 0
00 Ret.Exist_Non-FBC_SNCR_ACI & DSI & C2G | 0 | 0 | 0 | 0 | 0 | 0 | 0
00 Ret.Exist_Non-FBC_SNCR_ACI & DSI & C2G & SCR | 0 | 0 | 0 | 0 | 0 | 0 | 0
00 Ret.Exist_Non-FBC_SNCR_ACI & DSI & DRET | 0 | 0 | 0 | 0 | 0 | 0 | 0
00 Ret.Exist_Non-FBC_SNCR_ACI & DSI & NGC | 0 | 0 | 0 | 0 | 0 | 0 | 0
00 Ret.Exist_Non-FBC_SNCR_ACI & DSI & SCR | 0 | 0 | 0 | 0 | 0 | 0 | 0
00 Ret.Exist_Non-FBC_SNCR_ACI & DSI & SCR & DRET | 0 | 0 | 0 | 0 | 0 | 0 | 0
00 Ret.Exist_Non-FBC_SNCR_ACI & DSI & SCR & NGC | 0 | 0 | 0 | 0 | 0 | 0 | 0
00 Ret.Exist_Non-FBC_SNCR_ACI & DSI & WetFGD & SCR & CCS | 0 | 0 | 0 | 0 | 0 | 0 | 0
00 Ret.Exist_Non-FBC_SNCR_ACI & GPM | 0 | 0 | 0 | 0 | 0 | 0 | 0
00 Ret.Exist_Non-FBC_SNCR_ACI & GPM & C2G | 0 | 0 | 0 | 0 | 0 | 0 | 0
00 Ret.Exist_Non-FBC_SNCR_ACI & GPM & C2G & SCR | 0 | 0 | 0 | 0 | 0 | 0 | 0
00 Ret.Exist_Non-FBC_SNCR_ACI & GPM & DRET | 0 | 0 | 0 | 0 | 0 | 0 | 0
00 Ret.Exist_Non-FBC_SNCR_ACI & GPM & NGC | 0 | 0 | 0 | 0 | 0 | 0 | 0
00 Ret.Exist_Non-FBC_SNCR_ACI & GPM & SCR | 0 | 0 | 0 | 0 | 0 | 0 | 0
00 Ret.Exist_Non-FBC_SNCR_ACI & GPM & SCR & DRET | 0 | 0 | 0 | 0 | 0 | 0 | 0
00 Ret.Exist_Non-FBC_SNCR_ACI & GPM & SCR & NGC | 0 | 0 | 0 | 0 | 0 | 0 | 0
00 Ret.Exist_Non-FBC_SNCR_ACI & GPM & WetFGD & SCR & CCS | 0 | 0 | 0 | 0 | 0 | 0 | 0
00 Ret.Exist_Non-FBC_SNCR_ACI & NGC | 0 | 0 | 0 | 0 | 0 | 0 | 0
00 Ret.Exist_Non-FBC_SNCR_ACI & SCR | 0 | 0 | 0 | 0 | 0 | 0 | 0
00 Ret.Exist_Non-FBC_SNCR_ACI & SCR & C2G | 0 | 0 | 0 | 0 | 0 | 0 | 0
00 Ret.Exist_Non-FBC_SNCR_ACI & SCR & DRET | 0 | 0 | 0 | 0 | 0 | 0 | 0
00 Ret.Exist_Non-FBC_SNCR_ACI & SCR & NGC | 0 | 0 | 0 | 0 | 0 | 0 | 0
00 Ret.Exist_Non-FBC_SNCR_ACI & SCR & WetFGD & CCS | 0 | 0 | 0 | 0 | 0 | 0 | 0
00 Ret.Exist_Non-FBC_SNCR_ACI_DSI & C2G | 0 | 0 | 0 | 0 | 0 | 0 | 0
00 Ret.Exist_Non-FBC_SNCR_ACI_DSI & C2G & SCR | 0 | 0 | 0 | 0 | 0 | 0 | 0
00 Ret.Exist_Non-FBC_SNCR_ACI_DSI & DCCS | 0 | 0 | 0 | 0 | 0 | 0 | 0
00 Ret.Exist_Non-FBC_SNCR_ACI_DSI & DCCS & WetFGD & SCR & CCS | 0 | 0 | 0 | 0 | 0 | 0 | 0
00 Ret.Exist_Non-FBC_SNCR_ACI_DSI & DRET | 0 | 0 | 0 | 0 | 0 | 0 | 0
00 Ret.Exist_Non-FBC_SNCR_ACI_DSI & GPM | 0 | 0 | 0 | 0 | 0 | 0 | 0
00 Ret.Exist_Non-FBC_SNCR_ACI_DSI & GPM & C2G | 0 | 0 | 0 | 0 | 0 | 0 | 0
00 Ret.Exist_Non-FBC_SNCR_ACI_DSI & GPM & C2G & SCR | 0 | 0 | 0 | 0 | 0 | 0 | 0
00 Ret.Exist_Non-FBC_SNCR_ACI_DSI & GPM & DRET | 0 | 0 | 0 | 0 | 0 | 0 | 0
00 Ret.Exist_Non-FBC_SNCR_ACI_DSI & GPM & NGC | 0 | 0 | 0 | 0 | 0 | 0 | 0
00 Ret.Exist_Non-FBC_SNCR_ACI_DSI & GPM & SCR | 0 | 0 | 0 | 0 | 0 | 0 | 0
00 Ret.Exist_Non-FBC_SNCR_ACI_DSI & GPM & SCR & DRET | 0 | 0 | 0 | 0 | 0 | 0 | 0
00 Ret.Exist_Non-FBC_SNCR_ACI_DSI & GPM & SCR & NGC | 0 | 0 | 0 | 0 | 0 | 0 | 0
00 Ret.Exist_Non-FBC_SNCR_ACI_DSI & GPM & WetFGD & SCR & CCS | 0 | 0 | 0 | 0 | 0 | 0 | 0
00 Ret.Exist_Non-FBC_SNCR_ACI_DSI & NGC | 0 | 0 | 0 | 0 | 0 | 0 | 0
00 Ret.Exist_Non-FBC_SNCR_ACI_DSI & SCR | 0 | 0 | 0 | 0 | 0 | 0 | 0
00 Ret.Exist_Non-FBC_SNCR_ACI_DSI & SCR & C2G | 0 | 0 | 0 | 0 | 0 | 0 | 0
00 Ret.Exist_Non-FBC_SNCR_ACI_DSI & SCR & DRET | 0 | 0 | 0 | 0 | 0 | 0 | 0
00 Ret.Exist_Non-FBC_SNCR_ACI_DSI & SCR & NGC | 0 | 0 | 0 | 0 | 0 | 0 | 0
00 Ret.Exist_Non-FBC_SNCR_ACI_DSI & SCR & WetFGD & CCS | 0 | 0 | 0 | 0 | 0 | 0 | 0
00 Ret.Exist_Non-FBC_WetFGD & ACI | 0 | 0 | 0 | 0 | 0 | 0 | 0
00 Ret.Exist_Non-FBC_WetFGD & ACI & C2G | 0 | 0 | 0 | 0 | 0 | 0 | 0
00 Ret.Exist_Non-FBC_WetFGD & ACI & C2G & SCR | 0 | 0 | 0 | 0 | 0 | 0 | 0
00 Ret.Exist_Non-FBC_WetFGD & ACI & DRET | 0 | 0 | 0 | 0 | 0 | 0 | 0
00 Ret.Exist_Non-FBC_WetFGD & ACI & GPM | 0 | 0 | 0 | 0 | 0 | 0 | 0
00 Ret.Exist_Non-FBC_WetFGD & ACI & GPM & C2G | 0 | 0 | 0 | 0 | 0 | 0 | 0
00 Ret.Exist_Non-FBC_WetFGD & ACI & GPM & C2G & SCR | 0 | 0 | 0 | 0 | 0 | 0 | 0
00 Ret.Exist_Non-FBC_WetFGD & ACI & GPM & DRET | 0 | 0 | 0 | 0 | 0 | 0 | 0
00 Ret.Exist_Non-FBC_WetFGD & ACI & GPM & NGC | 0 | 0 | 0 | 0 | 0 | 0 | 0
00 Ret.Exist_Non-FBC_WetFGD & ACI & GPM & SCR | 0 | 0 | 0 | 0 | 0 | 0 | 0
00 Ret.Exist_Non-FBC_WetFGD & ACI & GPM & SCR & CCS | 0 | 0 | 0 | 0 | 0 | 0 | 0
00 Ret.Exist_Non-FBC_WetFGD & ACI & GPM & SCR & DRET | 0 | 0 | 0 | 0 | 0 | 0 | 0
00 Ret.Exist_Non-FBC_WetFGD & ACI & GPM & SCR & NGC | 0 | 0 | 0 | 0 | 0 | 0 | 0
00 Ret.Exist_Non-FBC_WetFGD & ACI & GPM & SNCR | 0 | 0 | 0 | 0 | 0 | 0 | 0
00 Ret.Exist_Non-FBC_WetFGD & ACI & GPM & SNCR & DRET | 0 | 0 | 0 | 0 | 0 | 0 | 0
00 Ret.Exist_Non-FBC_WetFGD & ACI & GPM & SNCR & NGC | 0 | 0 | 0 | 0 | 0 | 0 | 0
00 Ret.Exist_Non-FBC_WetFGD & ACI & NGC | 0 | 0 | 0 | 0 | 0 | 0 | 0
00 Ret.Exist_Non-FBC_WetFGD & ACI & SCR | 0 | 0 | 0 | 0 | 0 | 0 | 0
00 Ret.Exist_Non-FBC_WetFGD & ACI & SCR & CCS | 0 | 0 | 0 | 0 | 0 | 0 | 0
00 Ret.Exist_Non-FBC_WetFGD & ACI & SCR & DRET | 0 | 0 | 0 | 0 | 0 | 0 | 0
00 Ret.Exist_Non-FBC_WetFGD & ACI & SCR & NGC | 0 | 0 | 0 | 0 | 0 | 0 | 0
00 Ret.Exist_Non-FBC_WetFGD & ACI & SNCR | 0 | 0 | 0 | 0 | 0 | 0 | 0
00 Ret.Exist_Non-FBC_WetFGD & ACI & SNCR & DRET | 0 | 0 | 0 | 0 | 0 | 0 | 0
00 Ret.Exist_Non-FBC_WetFGD & ACI & SNCR & NGC | 0 | 0 | 0 | 0 | 0 | 0 | 0
00 Ret.Exist_Non-FBC_WetFGD & C2G | 0 | 0 | 0 | 0 | 0 | 0 | 0
00 Ret.Exist_Non-FBC_WetFGD & C2G & SCR | 0 | 0 | 0 | 0 | 0 | 0 | 0
00 Ret.Exist_Non-FBC_WetFGD & DRET | 0 | 0 | 0 | 0 | 0 | 0 | 0
00 Ret.Exist_Non-FBC_WetFGD & DCCS | 0 | 0 | 0 | 0 | 0 | 0 | 0
00 Ret.Exist_Non-FBC_WetFGD & DCCS & SCR & CCS | 0 | 0 | 0 | 0 | 0 | 0 | 0
00 Ret.Exist_Non-FBC_WetFGD & GPM | 0 | 0 | 0 | 0 | 0 | 0 | 0
00 Ret.Exist_Non-FBC_WetFGD & GPM & C2G | 0 | 0 | 0 | 0 | 0 | 0 | 0
00 Ret.Exist_Non-FBC_WetFGD & GPM & C2G & SCR | 0 | 0 | 0 | 0 | 0 | 0 | 0
00 Ret.Exist_Non-FBC_WetFGD & GPM & DRET | 0 | 0 | 0 | 0 | 0 | 0 | 0
00 Ret.Exist_Non-FBC_WetFGD & GPM & NGC | 0 | 0 | 0 | 0 | 0 | 0 | 0
00 Ret.Exist_Non-FBC_WetFGD & GPM & SCR | 0 | 0 | 0 | 0 | 0 | 0 | 0
00 Ret.Exist_Non-FBC_WetFGD & GPM & SCR & CCS | 0 | 0 | 0 | 0 | 0 | 0 | 0
00 Ret.Exist_Non-FBC_WetFGD & GPM & SCR & DRET | 0 | 0 | 0 | 0 | 0 | 0 | 0
00 Ret.Exist_Non-FBC_WetFGD & GPM & SCR & NGC | 0 | 0 | 0 | 0 | 0 | 0 | 0
00 Ret.Exist_Non-FBC_WetFGD & GPM & SNCR | 0 | 0 | 0 | 0 | 0 | 0 | 0
00 Ret.Exist_Non-FBC_WetFGD & GPM & SNCR & DRET | 0 | 0 | 0 | 0 | 0 | 0 | 0
00 Ret.Exist_Non-FBC_WetFGD & GPM & SNCR & NGC | 0 | 0 | 0 | 0 | 0 | 0 | 0
00 Ret.Exist_Non-FBC_WetFGD & NGC | 0 | 0 | 0 | 0 | 0 | 0 | 0
00 Ret.Exist_Non-FBC_WetFGD & SCR | 0 | 0 | 0 | 0 | 0 | 0 | 0
00 Ret.Exist_Non-FBC_WetFGD & SCR & C2G | 0 | 0 | 0 | 0 | 0 | 0 | 0
00 Ret.Exist_Non-FBC_WetFGD & SCR & CCS | 0 | 0 | 0 | 0 | 0 | 0 | 0
00 Ret.Exist_Non-FBC_WetFGD & SCR & DRET | 0 | 0 | 0 | 0 | 0 | 0 | 0
00 Ret.Exist_Non-FBC_WetFGD & SCR & NGC | 0 | 0 | 0 | 0 | 0 | 0 | 0
00 Ret.Exist_Non-FBC_WetFGD & SNCR | 0 | 0 | 0 | 0 | 0 | 0 | 0
00 Ret.Exist_Non-FBC_WetFGD & SNCR & C2G | 0 | 0 | 0 | 0 | 0 | 0 | 0
00 Ret.Exist_Non-FBC_WetFGD & SNCR & DRET | 0 | 0 | 0 | 0 | 0 | 0 | 0
00 Ret.Exist_Non-FBC_WetFGD & SNCR & NGC | 0 | 0 | 0 | 0 | 0 | 0 | 0
00 Ret.Exist_Non-FBC_WetFGD_ACI & C2G | 187.464 | 187.464 | 187.464 | 187.464 | 187.464 | 187.464 | 187.464
00 Ret.Exist_Non-FBC_WetFGD_ACI & C2G & SCR | 0 | 0 | 0 | 0 | 0 | 0 | 0
00 Ret.Exist_Non-FBC_WetFGD_ACI & DCCS | 0 | 0 | 0 | 0 | 0 | 0 | 0
00 Ret.Exist_Non-FBC_WetFGD_ACI & DCCS & SCR & CCS | 0 | 0 | 0 | 0 | 0 | 0 | 0
00 Ret.Exist_Non-FBC_WetFGD_ACI & DRET | 0 | 0 | 0 | 0 | 0 | 0 | 0
00 Ret.Exist_Non-FBC_WetFGD_ACI & GPM | 0 | 0 | 0 | 0 | 0 | 0 | 0
00 Ret.Exist_Non-FBC_WetFGD_ACI & GPM & C2G | 0 | 0 | 0 | 0 | 0 | 0 | 0
00 Ret.Exist_Non-FBC_WetFGD_ACI & GPM & C2G & SCR | 0 | 0 | 0 | 0 | 0 | 0 | 0
00 Ret.Exist_Non-FBC_WetFGD_ACI & GPM & DRET | 0 | 0 | 0 | 0 | 0 | 0 | 0
00 Ret.Exist_Non-FBC_WetFGD_ACI & GPM & NGC | 0 | 0 | 0 | 0 | 0 | 0 | 0
00 Ret.Exist_Non-FBC_WetFGD_ACI & GPM & SCR | 0 | 0 | 0 | 0 | 0 | 0 | 0
00 Ret.Exist_Non-FBC_WetFGD_ACI & GPM & SCR & CCS | 0 | 0 | 0 | 0 | 0 | 0 | 0
00 Ret.Exist_Non-FBC_WetFGD_ACI & GPM & SCR & DRET | 0 | 0 | 0 | 0 | 0 | 0 | 0
00 Ret.Exist_Non-FBC_WetFGD_ACI & GPM & SCR & NGC | 0 | 0 | 0 | 0 | 0 | 0 | 0
00 Ret.Exist_Non-FBC_WetFGD_ACI & GPM & SNCR | 0 | 0 | 0 | 0 | 0 | 0 | 0
00 Ret.Exist_Non-FBC_WetFGD_ACI & GPM & SNCR & DRET | 0 | 0 | 0 | 0 | 0 | 0 | 0
00 Ret.Exist_Non-FBC_WetFGD_ACI & GPM & SNCR & NGC | 0 | 0 | 0 | 0 | 0 | 0 | 0
00 Ret.Exist_Non-FBC_WetFGD_ACI & NGC | 0 | 0 | 0 | 0 | 0 | 0 | 0
00 Ret.Exist_Non-FBC_WetFGD_ACI & SCR | 596.9107 | 2528.3471 | 2528.3471 | 2528.3471 | 2528.3471 | 2528.3471 | 2528.3471
00 Ret.Exist_Non-FBC_WetFGD_ACI & SCR & C2G | 0 | 0 | 0 | 0 | 0 | 0 | 0
00 Ret.Exist_Non-FBC_WetFGD_ACI & SCR & CCS | 0 | 0 | 6074.5083 | 6074.5083 | 4334.0655 | 0 | 0
00 Ret.Exist_Non-FBC_WetFGD_ACI & SCR & DRET | 0 | 0 | 0 | 0 | 0 | 0 | 0
00 Ret.Exist_Non-FBC_WetFGD_ACI & SCR & NGC | 0 | 0 | 0 | 0 | 0 | 0 | 0
00 Ret.Exist_Non-FBC_WetFGD_ACI & SNCR | 0 | 0 | 0 | 0 | 0 | 0 | 0
00 Ret.Exist_Non-FBC_WetFGD_ACI & SNCR & C2G | 0 | 0 | 0 | 0 | 0 | 0 | 0
00 Ret.Exist_Non-FBC_WetFGD_ACI & SNCR & DRET | 0 | 0 | 0 | 0 | 0 | 0 | 0
00 Ret.Exist_Non-FBC_WetFGD_ACI & SNCR & NGC | 0 | 0 | 0 | 0 | 0 | 0 | 0
00 Ret.Exist_Non-FBC_WetFGD_ACI_DSI & C2G | 0 | 0 | 0 | 0 | 0 | 0 | 0
00 Ret.Exist_Non-FBC_WetFGD_ACI_DSI & C2G & SCR | 0 | 0 | 0 | 0 | 0 | 0 | 0
00 Ret.Exist_Non-FBC_WetFGD_ACI_DSI & DCCS | 0 | 0 | 0 | 0 | 0 | 0 | 0
00 Ret.Exist_Non-FBC_WetFGD_ACI_DSI & DCCS & SCR & CCS | 0 | 0 | 0 | 0 | 0 | 0 | 0
00 Ret.Exist_Non-FBC_WetFGD_ACI_DSI & DRET | 0 | 0 | 0 | 0 | 0 | 0 | 0
00 Ret.Exist_Non-FBC_WetFGD_ACI_DSI & GPM | 0 | 0 | 0 | 0 | 0 | 0 | 0
00 Ret.Exist_Non-FBC_WetFGD_ACI_DSI & GPM & C2G | 0 | 0 | 0 | 0 | 0 | 0 | 0
00 Ret.Exist_Non-FBC_WetFGD_ACI_DSI & GPM & C2G & SCR | 0 | 0 | 0 | 0 | 0 | 0 | 0
00 Ret.Exist_Non-FBC_WetFGD_ACI_DSI & GPM & DRET | 0 | 0 | 0 | 0 | 0 | 0 | 0
00 Ret.Exist_Non-FBC_WetFGD_ACI_DSI & GPM & NGC | 0 | 0 | 0 | 0 | 0 | 0 | 0
00 Ret.Exist_Non-FBC_WetFGD_ACI_DSI & GPM & SCR | 0 | 0 | 0 | 0 | 0 | 0 | 0
00 Ret.Exist_Non-FBC_WetFGD_ACI_DSI & GPM & SCR & CCS | 0 | 0 | 0 | 0 | 0 | 0 | 0
00 Ret.Exist_Non-FBC_WetFGD_ACI_DSI & GPM & SCR & DRET | 0 | 0 | 0 | 0 | 0 | 0 | 0
00 Ret.Exist_Non-FBC_WetFGD_ACI_DSI & GPM & SCR & NGC | 0 | 0 | 0 | 0 | 0 | 0 | 0
00 Ret.Exist_Non-FBC_WetFGD_ACI_DSI & GPM & SNCR | 0 | 0 | 0 | 0 | 0 | 0 | 0
00 Ret.Exist_Non-FBC_WetFGD_ACI_DSI & GPM & SNCR & DRET | 0 | 0 | 0 | 0 | 0 | 0 | 0
00 Ret.Exist_Non-FBC_WetFGD_ACI_DSI & GPM & SNCR & NGC | 0 | 0 | 0 | 0 | 0 | 0 | 0
00 Ret.Exist_Non-FBC_WetFGD_ACI_DSI & NGC | 0 | 0 | 0 | 0 | 0 | 0 | 0
00 Ret.Exist_Non-FBC_WetFGD_ACI_DSI & SCR | 0 | 0 | 0 | 0 | 0 | 0 | 0
00 Ret.Exist_Non-FBC_WetFGD_ACI_DSI & SCR & C2G | 0 | 0 | 0 | 0 | 0 | 0 | 0
00 Ret.Exist_Non-FBC_WetFGD_ACI_DSI & SCR & CCS | 0 | 0 | 0 | 0 | 0 | 0 | 0
00 Ret.Exist_Non-FBC_WetFGD_ACI_DSI & SCR & DRET | 0 | 0 | 0 | 0 | 0 | 0 | 0
00 Ret.Exist_Non-FBC_WetFGD_ACI_DSI & SCR & NGC | 0 | 0 | 0 | 0 | 0 | 0 | 0
00 Ret.Exist_Non-FBC_WetFGD_ACI_DSI & SNCR | 0 | 0 | 0 | 0 | 0 | 0 | 0
00 Ret.Exist_Non-FBC_WetFGD_ACI_DSI & SNCR & C2G | 0 | 0 | 0 | 0 | 0 | 0 | 0
00 Ret.Exist_Non-FBC_WetFGD_ACI_DSI & SNCR & DRET | 0 | 0 | 0 | 0 | 0 | 0 | 0
00 Ret.Exist_Non-FBC_WetFGD_ACI_DSI & SNCR & NGC | 0 | 0 | 0 | 0 | 0 | 0 | 0
00 Ret.Exist_Non-FBC_WetFGD_SCR & ACI | 0 | 0 | 0 | 0 | 0 | 0 | 0
00 Ret.Exist_Non-FBC_WetFGD_SCR & ACI & C2G | 0 | 0 | 0 | 0 | 0 | 0 | 0
00 Ret.Exist_Non-FBC_WetFGD_SCR & ACI & CCS | 0 | 0 | 0 | 0 | 0 | 0 | 0
00 Ret.Exist_Non-FBC_WetFGD_SCR & DCCS | 0 | 0 | 0 | 0 | 0 | 0 | 0
00 Ret.Exist_Non-FBC_WetFGD_SCR & DCCS & CCS | 0 | 0 | 0 | 0 | 0 | 0 | 0
00 Ret.Exist_Non-FBC_WetFGD_SCR & ACI & DRET | 0 | 0 | 0 | 0 | 0 | 0 | 0
00 Ret.Exist_Non-FBC_WetFGD_SCR & ACI & GPM | 0 | 0 | 0 | 0 | 0 | 0 | 0
00 Ret.Exist_Non-FBC_WetFGD_SCR & ACI & GPM & C2G | 0 | 0 | 0 | 0 | 0 | 0 | 0
00 Ret.Exist_Non-FBC_WetFGD_SCR & ACI & GPM & CCS | 0 | 0 | 0 | 0 | 0 | 0 | 0
00 Ret.Exist_Non-FBC_WetFGD_SCR & ACI & GPM & DRET | 0 | 0 | 0 | 0 | 0 | 0 | 0
00 Ret.Exist_Non-FBC_WetFGD_SCR & ACI & GPM & NGC | 0 | 0 | 0 | 0 | 0 | 0 | 0
00 Ret.Exist_Non-FBC_WetFGD_SCR & ACI & NGC | 0 | 0 | 0 | 0 | 0 | 0 | 0
00 Ret.Exist_Non-FBC_WetFGD_SCR & C2G | 0 | 0 | 0 | 0 | 0 | 0 | 0
00 Ret.Exist_Non-FBC_WetFGD_SCR & CCS | 0 | 2042.4123 | 31833.7554 | 31833.7554 | 540.1701 | 527.3477 | 527.3477
00 Ret.Exist_Non-FBC_WetFGD_SCR & DRET | 0 | 0 | 0 | 0 | 0 | 0 | 0
00 Ret.Exist_Non-FBC_WetFGD_SCR & GPM | 0 | 0 | 0 | 0 | 0 | 0 | 0
00 Ret.Exist_Non-FBC_WetFGD_SCR & GPM & C2G | 0 | 0 | 0 | 0 | 0 | 0 | 0
00 Ret.Exist_Non-FBC_WetFGD_SCR & GPM & CCS | 0 | 0 | 0 | 0 | 0 | 0 | 0
00 Ret.Exist_Non-FBC_WetFGD_SCR & GPM & DRET | 0 | 0 | 0 | 0 | 0 | 0 | 0
00 Ret.Exist_Non-FBC_WetFGD_SCR & GPM & NGC | 0 | 0 | 0 | 0 | 0 | 0 | 0
00 Ret.Exist_Non-FBC_WetFGD_SCR & NGC | 0 | 0 | 0 | 0 | 0 | 0 | 0
00 Ret.Exist_Non-FBC_WetFGD_SCR_ACI & C2G | 137.532 | 137.532 | 137.532 | 137.532 | 137.532 | 137.532 | 137.532
00 Ret.Exist_Non-FBC_WetFGD_SCR_ACI & CCS | 0 | 0 | 16255.1595 | 16255.1595 | 1504.3294 | 1423.4924 | 1423.4924
00 Ret.Exist_Non-FBC_WetFGD_SCR_ACI & DCCS | 0 | 0 | 0 | 0 | 0 | 0 | 0
00 Ret.Exist_Non-FBC_WetFGD_SCR_ACI & DCCS & CCS | 0 | 0 | 0 | 0 | 0 | 0 | 0
00 Ret.Exist_Non-FBC_WetFGD_SCR_ACI & DRET | 0 | 0 | 0 | 0 | 0 | 0 | 0
00 Ret.Exist_Non-FBC_WetFGD_SCR_ACI & GPM | 0 | 0 | 0 | 0 | 0 | 0 | 0
00 Ret.Exist_Non-FBC_WetFGD_SCR_ACI & GPM & C2G | 0 | 0 | 0 | 0 | 0 | 0 | 0
00 Ret.Exist_Non-FBC_WetFGD_SCR_ACI & GPM & CCS | 0 | 0 | 0 | 0 | 0 | 0 | 0
00 Ret.Exist_Non-FBC_WetFGD_SCR_ACI & GPM & DRET | 0 | 0 | 0 | 0 | 0 | 0 | 0
00 Ret.Exist_Non-FBC_WetFGD_SCR_ACI & GPM & NGC | 0 | 0 | 0 | 0 | 0 | 0 | 0
00 Ret.Exist_Non-FBC_WetFGD_SCR_ACI & NGC | 0 | 0 | 0 | 0 | 0 | 0 | 0
00 Ret.Exist_Non-FBC_WetFGD_SCR_ACI_DSI & C2G | 0 | 0 | 0 | 0 | 0 | 0 | 0
00 Ret.Exist_Non-FBC_WetFGD_SCR_ACI_DSI & CCS | 0 | 0 | 24375.9691 | 24375.9691 | 0 | 0 | 0
00 Ret.Exist_Non-FBC_WetFGD_SCR_ACI_DSI & DCCS | 0 | 0 | 0 | 0 | 0 | 0 | 0
00 Ret.Exist_Non-FBC_WetFGD_SCR_ACI_DSI & DCCS & CCS | 0 | 0 | 0 | 0 | 0 | 0 | 0
00 Ret.Exist_Non-FBC_WetFGD_SCR_ACI_DSI & DRET | 0 | 0 | 0 | 0 | 0 | 0 | 0
00 Ret.Exist_Non-FBC_WetFGD_SCR_ACI_DSI & GPM | 0 | 0 | 0 | 0 | 0 | 0 | 0
00 Ret.Exist_Non-FBC_WetFGD_SCR_ACI_DSI & GPM & C2G | 0 | 0 | 0 | 0 | 0 | 0 | 0
00 Ret.Exist_Non-FBC_WetFGD_SCR_ACI_DSI & GPM & CCS | 0 | 0 | 0 | 0 | 0 | 0 | 0
00 Ret.Exist_Non-FBC_WetFGD_SCR_ACI_DSI & GPM & DRET | 0 | 0 | 0 | 0 | 0 | 0 | 0
00 Ret.Exist_Non-FBC_WetFGD_SCR_ACI_DSI & GPM & NGC | 0 | 0 | 0 | 0 | 0 | 0 | 0
00 Ret.Exist_Non-FBC_WetFGD_SCR_ACI_DSI & NGC | 0 | 0 | 0 | 0 | 0 | 0 | 0
00 Ret.Exist_Non-FBC_WetFGD_SCR_DSI & ACI | 0 | 0 | 0 | 0 | 0 | 0 | 0
00 Ret.Exist_Non-FBC_WetFGD_SCR_DSI & ACI & C2G | 0 | 0 | 0 | 0 | 0 | 0 | 0
00 Ret.Exist_Non-FBC_WetFGD_SCR_DSI & ACI & CCS | 0 | 0 | 0 | 0 | 0 | 0 | 0
00 Ret.Exist_Non-FBC_WetFGD_SCR_DSI & ACI & DRET | 0 | 0 | 0 | 0 | 0 | 0 | 0
00 Ret.Exist_Non-FBC_WetFGD_SCR_DSI & ACI & GPM | 0 | 0 | 0 | 0 | 0 | 0 | 0
00 Ret.Exist_Non-FBC_WetFGD_SCR_DSI & ACI & GPM & C2G | 0 | 0 | 0 | 0 | 0 | 0 | 0
00 Ret.Exist_Non-FBC_WetFGD_SCR_DSI & ACI & GPM & CCS | 0 | 0 | 0 | 0 | 0 | 0 | 0
00 Ret.Exist_Non-FBC_WetFGD_SCR_DSI & ACI & GPM & DRET | 0 | 0 | 0 | 0 | 0 | 0 | 0
00 Ret.Exist_Non-FBC_WetFGD_SCR_DSI & ACI & GPM & NGC | 0 | 0 | 0 | 0 | 0 | 0 | 0
00 Ret.Exist_Non-FBC_WetFGD_SCR_DSI & ACI & NGC | 0 | 0 | 0 | 0 | 0 | 0 | 0
00 Ret.Exist_Non-FBC_WetFGD_SCR_DSI & C2G | 5633.3894 | 2146.5973 | 81.8184 | 0 | 0 | 0 | 0
00 Ret.Exist_Non-FBC_WetFGD_SCR_DSI & CCS | 0 | 0 | 0 | 0 | 0 | 0 | 0
00 Ret.Exist_Non-FBC_WetFGD_SCR_DSI & DCCS | 0 | 0 | 0 | 0 | 0 | 0 | 0
00 Ret.Exist_Non-FBC_WetFGD_SCR_DSI & DCCS & CCS | 0 | 0 | 0 | 0 | 0 | 0 | 0
00 Ret.Exist_Non-FBC_WetFGD_SCR_DSI & DRET | 0 | 0 | 0 | 0 | 0 | 0 | 0
00 Ret.Exist_Non-FBC_WetFGD_SCR_DSI & GPM | 0 | 0 | 0 | 0 | 0 | 0 | 0
00 Ret.Exist_Non-FBC_WetFGD_SCR_DSI & GPM & C2G | 0 | 0 | 0 | 0 | 0 | 0 | 0
00 Ret.Exist_Non-FBC_WetFGD_SCR_DSI & GPM & CCS | 0 | 0 | 0 | 0 | 0 | 0 | 0
00 Ret.Exist_Non-FBC_WetFGD_SCR_DSI & GPM & DRET | 0 | 0 | 0 | 0 | 0 | 0 | 0
00 Ret.Exist_Non-FBC_WetFGD_SCR_DSI & GPM & NGC | 0 | 0 | 0 | 0 | 0 | 0 | 0
00 Ret.Exist_Non-FBC_WetFGD_SCR_DSI & NGC | 0 | 0 | 0 | 0 | 0 | 0 | 0
00 Ret.Exist_Non-FBC_WetFGD_SNCR & ACI | 0 | 0 | 0 | 0 | 0 | 0 | 0
00 Ret.Exist_Non-FBC_WetFGD_SNCR & ACI & C2G | 0 | 0 | 0 | 0 | 0 | 0 | 0
00 Ret.Exist_Non-FBC_WetFGD_SNCR & ACI & C2G & SCR | 0 | 0 | 0 | 0 | 0 | 0 | 0
00 Ret.Exist_Non-FBC_WetFGD_SNCR & ACI & DRET | 0 | 0 | 0 | 0 | 0 | 0 | 0
00 Ret.Exist_Non-FBC_WetFGD_SNCR & ACI & GPM | 0 | 0 | 0 | 0 | 0 | 0 | 0
00 Ret.Exist_Non-FBC_WetFGD_SNCR & ACI & GPM & C2G | 0 | 0 | 0 | 0 | 0 | 0 | 0
00 Ret.Exist_Non-FBC_WetFGD_SNCR & ACI & GPM & C2G & SCR | 0 | 0 | 0 | 0 | 0 | 0 | 0
00 Ret.Exist_Non-FBC_WetFGD_SNCR & ACI & GPM & DRET | 0 | 0 | 0 | 0 | 0 | 0 | 0
00 Ret.Exist_Non-FBC_WetFGD_SNCR & ACI & GPM & NGC | 0 | 0 | 0 | 0 | 0 | 0 | 0
00 Ret.Exist_Non-FBC_WetFGD_SNCR & ACI & GPM & SCR | 0 | 0 | 0 | 0 | 0 | 0 | 0
00 Ret.Exist_Non-FBC_WetFGD_SNCR & ACI & GPM & SCR & CCS | 0 | 0 | 0 | 0 | 0 | 0 | 0
00 Ret.Exist_Non-FBC_WetFGD_SNCR & ACI & GPM & SCR & DRET | 0 | 0 | 0 | 0 | 0 | 0 | 0
00 Ret.Exist_Non-FBC_WetFGD_SNCR & ACI & GPM & SCR & NGC | 0 | 0 | 0 | 0 | 0 | 0 | 0
00 Ret.Exist_Non-FBC_WetFGD_SNCR & ACI & NGC | 0 | 0 | 0 | 0 | 0 | 0 | 0
00 Ret.Exist_Non-FBC_WetFGD_SNCR & ACI & SCR | 0 | 0 | 0 | 0 | 0 | 0 | 0
00 Ret.Exist_Non-FBC_WetFGD_SNCR & ACI & SCR & CCS | 0 | 0 | 0 | 0 | 0 | 0 | 0
00 Ret.Exist_Non-FBC_WetFGD_SNCR & ACI & SCR & DRET | 0 | 0 | 0 | 0 | 0 | 0 | 0
00 Ret.Exist_Non-FBC_WetFGD_SNCR & ACI & SCR & NGC | 0 | 0 | 0 | 0 | 0 | 0 | 0
00 Ret.Exist_Non-FBC_WetFGD_SNCR & C2G | 0 | 0 | 0 | 0 | 0 | 0 | 0
00 Ret.Exist_Non-FBC_WetFGD_SNCR & C2G & SCR | 0 | 0 | 0 | 0 | 0 | 0 | 0
00 Ret.Exist_Non-FBC_WetFGD_SNCR & DCCS | 0 | 0 | 0 | 0 | 0 | 0 | 0
00 Ret.Exist_Non-FBC_WetFGD_SNCR & DCCS & SCR & CCS | 0 | 0 | 0 | 0 | 0 | 0 | 0
00 Ret.Exist_Non-FBC_WetFGD_SNCR & DRET | 0 | 0 | 0 | 0 | 0 | 0 | 0
00 Ret.Exist_Non-FBC_WetFGD_SNCR & GPM | 0 | 0 | 0 | 0 | 0 | 0 | 0
00 Ret.Exist_Non-FBC_WetFGD_SNCR & GPM & C2G | 0 | 0 | 0 | 0 | 0 | 0 | 0
00 Ret.Exist_Non-FBC_WetFGD_SNCR & GPM & C2G & SCR | 0 | 0 | 0 | 0 | 0 | 0 | 0
00 Ret.Exist_Non-FBC_WetFGD_SNCR & GPM & DRET | 0 | 0 | 0 | 0 | 0 | 0 | 0
00 Ret.Exist_Non-FBC_WetFGD_SNCR & GPM & NGC | 0 | 0 | 0 | 0 | 0 | 0 | 0
00 Ret.Exist_Non-FBC_WetFGD_SNCR & GPM & SCR | 0 | 0 | 0 | 0 | 0 | 0 | 0
00 Ret.Exist_Non-FBC_WetFGD_SNCR & GPM & SCR & CCS | 0 | 0 | 0 | 0 | 0 | 0 | 0
00 Ret.Exist_Non-FBC_WetFGD_SNCR & GPM & SCR & DRET | 0 | 0 | 0 | 0 | 0 | 0 | 0
00 Ret.Exist_Non-FBC_WetFGD_SNCR & GPM & SCR & NGC | 0 | 0 | 0 | 0 | 0 | 0 | 0
00 Ret.Exist_Non-FBC_WetFGD_SNCR & NGC | 0 | 0 | 0 | 0 | 0 | 0 | 0
00 Ret.Exist_Non-FBC_WetFGD_SNCR & SCR | 0 | 0 | 0 | 0 | 0 | 0 | 0
00 Ret.Exist_Non-FBC_WetFGD_SNCR & SCR & C2G | 0 | 0 | 0 | 0 | 0 | 0 | 0
00 Ret.Exist_Non-FBC_WetFGD_SNCR & SCR & CCS | 0 | 0 | 0 | 0 | 0 | 0 | 0
00 Ret.Exist_Non-FBC_WetFGD_SNCR & SCR & DRET | 0 | 0 | 0 | 0 | 0 | 0 | 0
00 Ret.Exist_Non-FBC_WetFGD_SNCR & SCR & NGC | 0 | 0 | 0 | 0 | 0 | 0 | 0
00 Ret.Exist_Non-FBC_WetFGD_SNCR_ACI & C2G | 0 | 0 | 0 | 0 | 0 | 0 | 0
00 Ret.Exist_Non-FBC_WetFGD_SNCR_ACI & C2G & SCR | 0 | 0 | 0 | 0 | 0 | 0 | 0
00 Ret.Exist_Non-FBC_WetFGD_SNCR_ACI & DCCS | 0 | 0 | 0 | 0 | 0 | 0 | 0
00 Ret.Exist_Non-FBC_WetFGD_SNCR_ACI & DCCS & SCR & CCS | 0 | 0 | 0 | 0 | 0 | 0 | 0
00 Ret.Exist_Non-FBC_WetFGD_SNCR_ACI & DRET | 0 | 0 | 0 | 0 | 0 | 0 | 0
00 Ret.Exist_Non-FBC_WetFGD_SNCR_ACI & GPM | 0 | 0 | 0 | 0 | 0 | 0 | 0
00 Ret.Exist_Non-FBC_WetFGD_SNCR_ACI & GPM & C2G | 0 | 0 | 0 | 0 | 0 | 0 | 0
00 Ret.Exist_Non-FBC_WetFGD_SNCR_ACI & GPM & C2G & SCR | 0 | 0 | 0 | 0 | 0 | 0 | 0
00 Ret.Exist_Non-FBC_WetFGD_SNCR_ACI & GPM & DRET | 0 | 0 | 0 | 0 | 0 | 0 | 0
00 Ret.Exist_Non-FBC_WetFGD_SNCR_ACI & GPM & NGC | 0 | 0 | 0 | 0 | 0 | 0 | 0
00 Ret.Exist_Non-FBC_WetFGD_SNCR_ACI & GPM & SCR | 0 | 0 | 0 | 0 | 0 | 0 | 0
00 Ret.Exist_Non-FBC_WetFGD_SNCR_ACI & GPM & SCR & CCS | 0 | 0 | 0 | 0 | 0 | 0 | 0
00 Ret.Exist_Non-FBC_WetFGD_SNCR_ACI & GPM & SCR & DRET | 0 | 0 | 0 | 0 | 0 | 0 | 0
00 Ret.Exist_Non-FBC_WetFGD_SNCR_ACI & GPM & SCR & NGC | 0 | 0 | 0 | 0 | 0 | 0 | 0
00 Ret.Exist_Non-FBC_WetFGD_SNCR_ACI & NGC | 0 | 0 | 0 | 0 | 0 | 0 | 0
00 Ret.Exist_Non-FBC_WetFGD_SNCR_ACI & SCR | 2407.1476 | 2809.1836 | 2606.6893 | 2423.4562 | 2295.8979 | 1965.2888 | 2031.7104
00 Ret.Exist_Non-FBC_WetFGD_SNCR_ACI & SCR & C2G | 0 | 0 | 0 | 0 | 0 | 0 | 0
00 Ret.Exist_Non-FBC_WetFGD_SNCR_ACI & SCR & CCS | 0 | 501.0804 | 5314.1897 | 5314.1897 | 0 | 0 | 0
00 Ret.Exist_Non-FBC_WetFGD_SNCR_ACI & SCR & DRET | 0 | 0 | 0 | 0 | 0 | 0 | 0
00 Ret.Exist_Non-FBC_WetFGD_SNCR_ACI & SCR & NGC | 0 | 0 | 0 | 0 | 0 | 0 | 0
00 Existing Combined Cycle Retirement | 0 | 0 | 0 | 0 | 0 | 0 | 0
00 New Combined Cycle Retirement | 0 | 0 | 0 | 0 | 0 | 0 | 0
00 Existing Combustion Turbine Retirement | 0 | 0 | 0 | 0 | 0 | 0 | 0
00 New Combustion Turbine Retirement | 0 | 0 | 0 | 0 | 0 | 0 | 0
00 Oil/Gas Steam Retirement | 0 | 0 | 0 | 0 | 0 | 0 | 0
00 Coal Steam Retirement | 0 | 0 | 0 | 0 | 0 | 0 | 0
00 IGCC Retirement | 0 | 0 | 0 | 0 | 0 | 0 | 0
00 Nuclear Retirement | 0 | 0 | 0 | 0 | 0 | 0 | 0
00 Biomass Retirement | 0 | 0 | 0 | 0 | 0 | 0 | 0
00 Fossil_Other Retirement | 0 | 0 | 0 | 0 | 0 | 0 | 0
00 Fuel Cell Retirement | 0 | 0 | 0 | 0 | 0 | 0 | 0
00 Geothermal Retirement | 0 | 0 | 0 | 0 | 0 | 0 | 0
00 Hydro Retirement | 0 | 0 | 0 | 0 | 0 | 0 | 0
00 Landfill Gas Retirement | 0 | 0 | 0 | 0 | 0 | 0 | 0
00 Non Fossil_Other Retirement | 0 | 0 | 0 | 0 | 0 | 0 | 0
00 Solar Thermal Retirement | 0 | 0 | 0 | 0 | 0 | 0 | 0
00 Exist Dummy | 0 | 0 | 0 | 0 | 0 | 0 | 0
Total | 4948775.6448 | 5410624.0572 | 6444972.9615 | 7015525.9468 | 7371230.4862 | 7763456.6049 | 8251542.6916
12a. Generation by Fuel Type [GWh]
Biomass | 5186.9438 | 4436.1698 | 1727.1517 | 1663.293 | 1555.753 | 523.0356 | 542.246
Coal | 697548.9187 | 720429.3694 | 652662.019 | 646196.7196 | 512527.6419 | 424773.4527 | 426138.2564
EnerStor | 99447.1946 | 130325.9105 | 220719.1285 | 224286.6442 | 232980.7624 | 268755.9856 | 282450.6699
Fwaste | 4131.0291 | 4109.856 | 3910.743 | 3905.4071 | 3767.0081 | 3609.4113 | 3609.4113
Geothermal | 16763.1301 | 19092.6298 | 23866.1947 | 23866.1947 | 23866.1947 | 23836.2594 | 23836.2594
Hydro | 269621.2137 | 280027.9733 | 300848.3099 | 319102.4151 | 319394.089 | 319033.5788 | 319958.0254
Hydrogen | 0 | 0 | 1.296 | 6.1735 | 35.333 | 71.8546 | 31.5331
LF Gas | 8463.6864 | 10667.4592 | 14458.4813 | 34575.9492 | 40443.2794 | 38942.1657 | 39198.9203
MSW | 11463.3577 | 11178.3681 | 11173.1515 | 10372.019 | 10356.6067 | 10346.5282 | 10372.019
NaturalGas | 1840425.0392 | 2103344.0048 | 2521633.9321 | 2328521.8301 | 1904617.2308 | 1691741.6707 | 1806927.9682
None | 3202.656 | 3202.656 | 3202.656 | 2924.088 | 2924.088 | 2924.088 | 2924.088
Non-Fossil | 8779.6031 | 8779.6031 | 8673.1902 | 8673.1902 | 8641.0237 | 8673.1902 | 8666.9716
Nuclear | 773719.9471 | 742659.4954 | 675403.8123 | 637745.3716 | 527757.6777 | 368758.3056 | 228226.5202
Oil | 2.3248 | 4.3266 | 5.905 | 20.3399 | 13.7615 | 2.287 | 1.878
Pet. Coke | 17704.4889 | 6320.3179 | 5719.5887 | 5719.5887 | 6249.9778 | 3931.5967 | 3795.6083
Pumps | 17287.5806 | 17357.2514 | 16416.2452 | 21844.1431 | 26323.1236 | 29406.5661 | 30040.1799
Solar | 465694.4424 | 486662.7896 | 758061.0278 | 887459.6496 | 1064367.7145 | 1280406.7275 | 1385888.7619
Solar-DER | 151588.6841 | 175328.6671 | 239291.9905 | 287829.5162 | 345120.8659 | 406385.8653 | 485431.2417
Tires | 100.778 | 100.778 | 100.778 | 100.778 | 100.778 | 100.778 | 100.778
Waste Coal | 8076.5215 | 7909.1606 | 7652.4748 | 3738.5087 | 3492.8435 | 3529.7511 | 3541.4734
Wind | 549568.1048 | 678687.2707 | 979444.8851 | 1566974.1271 | 2336694.733 | 2877703.5067 | 3189859.8817
Total | 4948775.6448 | 5410624.0572 | 6444972.9615 | 7015525.9468 | 7371230.4862 | 7763456.6049 | 8251542.6916
13. Generation by Capacity Reporting Type [TBtu]
00 New Combined Cycle | 100.3223 | 1196.7713 | 3898.3942 | 5131.7492 | 5136.2824 | 4871.739 | 5193.7037
00 New Combined Cycle with CCS Retrofit | 0 | 0 | 94.7352 | 94.7352 | 14.0664 | 12.0206 | 14.6317
00 New Combined Cycle with CF Limit | 0 | 0 | 0 | 0 | 0 | 0 | 0
00 New Combined Cycle with HRI Retrofit | 0 | 0 | 0 | 0 | 0 | 0 | 0
00 New Combined Cycle with Hydrogen Retrofit | 0 | 54.1142 | 98.509 | 86.8389 | 69.5632 | 41.5608 | 76.3233
00 New Combined Cycle with Hydrogen Retrofit Undone | 0 | 0 | 0 | 0 | 0 | 0 | 0
00 New Combined Cycle with CCS | 0 | 0 | 0 | 0 | 0 | 0 | 0
00 New Combustion Turbine | 94.972 | 55.147 | 36.8112 | 18.4771 | 25.4922 | 63.9758 | 176.6814
00 New Combustion Turbine with HRI Retrofit | 0 | 0 | 0 | 0 | 0 | 0 | 0
00 New Combustion Turbine with Hydrogen Retrofit | 15.8248 | 5.9547 | 2.6006 | 3.4553 | 4.9714 | 11.3501 | 12.4185
00 New Combustion Turbine with Hydrogen Retrofit Undone | 0 | 0 | 0 | 0 | 0 | 0 | 0
00 New Hydro | 0.28098 | 35.797 | 106.836 | 169.7229 | 170.721 | 169.7609 | 172.992
00 New Nuclear | 0 | 0 | 0 | 0 | 0 | 0 | 0
00 New Nuclear - SMR | 0 | 0 | 0 | 0 | 0 | 0 | 0
00 New Biomass | 0 | 0 | 0 | 0 | 0 | 0 | 0
00 New Geothermal | 3.5212 | 11.4695 | 27.7569 | 27.7569 | 27.7569 | 27.6548 | 27.6548
00 New Landfill Gas | 0.3228 | 8.5412 | 21.8104 | 90.6222 | 111.4709 | 108.5904 | 109.598
00 New Battery Storage | 338.3386 | 443.7016 | 752.146 | 764.3134 | 793.988 | 916.0189 | 962.7457
00 New Offshore Wind | 28.2406 | 89.009 | 302.1325 | 351.6721 | 616.5794 | 984.9517 | 1095.2484
00 New Onshore Wind | 145.0071 | 524.7933 | 1337.8548 | 3292.965 | 5654.3444 | 7131.8941 | 8086.675
00 New Solar PV | 741.5427 | 813.0867 | 1739.1038 | 2180.6119 | 2781.6342 | 3479.9177 | 3775.9123
00 New Solar Thermal | 0 | 0 | 0 | 0 | 2.588 | 41.4296 | 105.3397
00 New Fuel Cell | 0 | 0 | 0 | 0 | 0 | 0 | 0
00 New Ultrasupercritical Coal without CCS | 0 | 0 | 0 | 0 | 0 | 0 | 0
00 New Ultrasupercritical Coal with 30% CCS | 0 | 0 | 0 | 0 | 0 | 0 | 0
00 New Ultrasupercritical Coal with 90% CCS | 0 | 0 | 0 | 0 | 0 | 0 | 0
00 Exist & New Distributed Solar PV | 517.2206 | 598.2214 | 816.4643 | 982.0743 | 1177.5524 | 1386.5886 | 1656.2914
00 Exist Combined Cycle | 5790.9237 | 5639.8916 | 4294.7307 | 2486.1733 | 1191.011 | 717.7851 | 645.8647
00 Exist Combustion Turbine | 97.7351 | 73.3084 | 56.9948 | 45.3562 | 41.1411 | 39.3275 | 30.9286
00 Exist FBC_Uncontrolled | 0.013678 | 0.022948 | 0.040888 | 0.019157 | 0.0068745 | 0 | 0
00 Exist FBC_ACI_DSI | 11.6691 | 11.6691 | 8.1697 | 7.2228 | 6.9013 | 5.3415 | 6.0551
00 Exist FBC_DryFGD_ACI | 2.9414 | 3.2759 | 3.2759 | 3.2759 | 3.2759 | 3.2759 | 3.2759
00 Exist FBC_DryFGD_DSI | 0.2894 | 0.1691 | 0 | 0 | 0 | 0 | 0
00 Exist FBC_DryFGD_SNCR | 16.9055 | 14.4704 | 15.9026 | 8.7557 | 6.8172 | 6.7073 | 6.7674
00 Exist FBC_DryFGD_SNCR_ACI | 8.7505 | 8.7505 | 8.5049 | 8.7505 | 8.7458 | 1.4504 | 1.4504
00 Exist FBC_DryFGD_SNCR_ACI_DSI | 12.9473 | 0 | 0 | 0 | 0 | 0 | 0
00 Exist FBC_DryFGD_SNCR_DSI | 0.49954 | 0.28073 | 0 | 0 | 0 | 0 | 0
00 Exist FBC_DSI | 12.733 | 16.7869 | 17.5388 | 13.6023 | 12.5736 | 9.0055 | 10.1911
00 Exist FBC_SNCR | 0 | 0 | 0 | 0 | 0 | 0 | 0
00 Exist FBC_SNCR_ACI_DSI | 7.1881 | 7.1881 | 7.1881 | 7.1881 | 6.034 | 6.034 | 6.034
00 Exist FBC_SNCR_DSI | 20.1684 | 18.0026 | 17.8404 | 15.367 | 14.8153 | 13.7825 | 13.3354
00 Exist FBC_WetFGD_SNCR | 0.32113 | 0.53878 | 1.2391 | 0.53878 | 0.44976 | 0 | 0
00 Exist FBC_WetFGD_DSI | 1.2708 | 1.2708 | 1.1817 | 0.50885 | 0.62522 | 0.88987 | 1.2708
00 Exist_Non-FBC_Uncontrolled | 7.108 | 6.9637 | 6.7611 | 6.7611 | 5.7546 | 5.4294 | 5.3956
00 Exist_Non-FBC_ACI | 186.243 | 158.0045 | 163.1267 | 160.3359 | 149.4738 | 134.5311 | 134.9337
00 Exist_Non-FBC_ACI_DSI | 23.0147 | 29.3928 | 31.8322 | 30.6485 | 23.6327 | 19.6563 | 19.8184
00 Exist_Non-FBC_DryFGD | 0 | 0 | 0 | 0 | 0 | 0 | 0
00 Exist_Non-FBC_DryFGD_ACI | 133.2021 | 154.6372 | 122.4296 | 118.2491 | 108.6592 | 100.3609 | 100.0657
00 Exist_Non-FBC_DryFGD_SCR | 0.99935 | 0 | 0 | 0 | 0 | 0 | 0
00 Exist_Non-FBC_DryFGD_SCR_ACI | 151.3911 | 182.4294 | 142.602 | 145.6166 | 136.5707 | 130.1865 | 125.5404
00 Exist_Non-FBC_DryFGD_SCR_DSI | 6.3161 | 6.3161 | 6.3161 | 6.3161 | 5.9827 | 5.302 | 5.302
00 Exist_Non-FBC_DryFGD_SCR_ACI_DSI | 20.1801 | 21.7698 | 22.1054 | 21.1723 | 19.178 | 17.344 | 17.3019
00 Exist_Non-FBC_DryFGD_SNCR_ACI | 47.7613 | 40.0831 | 40.0831 | 40.0831 | 38.983 | 35.7863 | 35.7863
00 Exist_Non-FBC_DryFGD_SNCR_ACI_DSI | 12.075 | 13.5877 | 13.5877 | 13.5877 | 11.4138 | 9.7551 | 9.8772
00 Exist_Non-FBC_DSI | 14.9697 | 18.218 | 22.1064 | 22.1064 | 19.216 | 17.7343 | 18.557
00 Exist_Non-FBC_SCR_ACI | 88.5981 | 100.186 | 102.5433 | 100.5958 | 90.2703 | 81.9728 | 79.2779
00 Exist_Non-FBC_SCR_ACI_DSI | 16.5844 | 8.9769 | 8.9769 | 8.1689 | 7.4077 | 3.8708 | 5.2133
00 Exist_Non-FBC_SNCR_ACI | 3.0539 | 9.0566 | 12.9373 | 12.9373 | 11.8452 | 10.2214 | 10.2214
00 Exist_Non-FBC_SNCR_ACI_DSI | 15.815 | 0.35853 | 0 | 0 | 0 | 0 | 0
00 Exist_Non-FBC_WetFGD | 63.4319 | 63.7827 | 60.5568 | 60.5568 | 60.5568 | 58.2754 | 59.2094
00 Exist_Non-FBC_WetFGD_ACI | 148.4225 | 157.6685 | 128.643 | 128.643 | 118.3826 | 111.9963 | 111.6002
00 Exist_Non-FBC_WetFGD_ACI_DSI | 8.6741 | 9.2875 | 0 | 0 | 0 | 0 | 0
00 Exist_Non-FBC_WetFGD_SCR | 705.478 | 654.2044 | 386.1238 | 384.9022 | 384.876 | 275.6718 | 283.6147
00 Exist_Non-FBC_WetFGD_SCR_DSI | 21.0841 | 0 | 0 | 0 | 0 | 0 | 0
00 Exist_Non-FBC_WetFGD_SCR_ACI | 347.5307 | 409.3179 | 377.1739 | 374.297 | 337.6252 | 267.4515 | 267.7763
00 Exist_Non-FBC_WetFGD_SCR_ACI_DSI | 165.1753 | 178.7647 | 50.8934 | 46.9939 | 23.7639 | 6.4025 | 7.3784
00 Exist_Non-FBC_WetFGD_SNCR | 15.7463 | 11.1689 | 7.0135 | 7.3174 | 0.05487 | 0.025921 | 0.052054
00 Exist_Non-FBC_WetFGD_SNCR_ACI | 145.1155 | 133.231 | 116.7726 | 114.1599 | 104.2859 | 96.7965 | 94.2544
00 Exist IGCC | 14.0835 | 14.0835 | 0 | 0 | 0 | 0 | 0
00 Exist Fossil_Other | 14.0951 | 14.0228 | 13.3435 | 13.3252 | 12.853 | 12.3153 | 12.3153
00 Exist Fuel Cell | 6.4387 | 6.7302 | 6.1227 | 3.9347 | 3.7684 | 3.0857 | 2.9212
00 Exist Hydro | 919.6666 | 919.6584 | 919.6584 | 919.0546 | 919.0516 | 918.7817 | 918.7048
00 Exist Non Fossil_Other | 69.4128 | 68.4405 | 68.0596 | 65.3261 | 65.1638 | 65.2391 | 65.3049
00 Exist Nuclear | 2639.9325 | 2533.9542 | 2304.4778 | 2175.9872 | 1800.7092 | 1258.2033 | 778.7089
00 Exist Oil/Gas Steam | 101.2811 | 65.7381 | 12.4041 | 4.9811 | 4.5558 | 4.52 | 4.4808
00 Exist Oil/Gas Steam_SCR | 17.4746 | 18.8795 | 4.5675 | 4.4495 | 4.2626 | 4.1586 | 4.1183
00 Exist Oil/Gas Steam_SNCR | 7.9794 | 2.4945 | 0.58053 | 0.1935 | 0.17097 | 0.17474 | 0.17474
00 Exist Biomass | 17.1879 | 14.6263 | 5.893 | 5.6752 | 5.3082 | 1.7846 | 1.8501
00 Exist Landfill Gas | 28.5553 | 27.8562 | 27.5219 | 27.351 | 26.5216 | 24.2803 | 24.1488
00 Exist Geothermal | 53.6746 | 53.6746 | 53.6746 | 53.6746 | 53.6746 | 53.6746 | 53.6746
00 Exist Pump Storage | 58.9852 | 59.2229 | 56.0122 | 74.5322 | 89.8145 | 100.3352 | 102.4971
00 Exist Energy Storage | 0.97523 | 0.97037 | 0.94767 | 0.95266 | 0.94238 | 0.97654 | 0.97595
00 Exist Solar PV | 837.8305 | 837.8305 | 837.8242 | 837.8242 | 837.8242 | 837.8242 | 837.8242
00 Exist Solar Thermal | 9.5762 | 9.5762 | 9.5762 | 9.5762 | 9.5762 | 9.5762 | 9.5762
00 Exist Offshore Wind | 47.2873 | 47.2873 | 47.2873 | 47.2873 | 47.2873 | 47.2873 | 47.2873
00 Exist Onshore Wind | 1654.5913 | 1654.5913 | 1654.5913 | 1654.5913 | 1654.5913 | 1654.5913 | 1654.5913
00 International Imports | 10.9275 | 10.9275 | 10.9275 | 9.977 | 9.977 | 9.977 | 9.977
00 Ret.Exist Combined Cycle & CF Limit | 0 | 0 | 0 | 0 | 0 | 0 | 0
00 Ret.Exist Combined Cycle & CCS | 0 | 0 | 58.7223 | 58.7222 | 0.24446 | 0.16836 | 0.0055406
00 Ret.Exist Combined Cycle & Hydrogen | 24.5383 | 47.444 | 36.9799 | 4.5329 | 1.7839 | 1.2015 | 1.6921
00 Ret.Exist Combined Cycle & Hydrogen Retrofit Undone | 0 | 0 | 0 | 0 | 0 | 0 | 0
00 Ret.Exist Combined Cycle & HRI | 0 | 0 | 0 | 0 | 0 | 0 | 0
00 Ret.Exist Combustion Turbine & HRI | 0 | 0 | 0 | 0 | 0 | 0 | 0
00 Ret.Exist_FBC_NoCtrl & CCS | 0 | 0 | 0 | 0 | 0 | 0 | 0
00 Ret.Exist_FBC_NoCtrl & DRET | 0 | 0 | 0 | 0 | 0 | 0 | 0
00 Ret.Exist_FBC_NoCtrl & GPM | 0 | 0 | 0 | 0 | 0 | 0 | 0
00 Ret.Exist_FBC_NoCtrl & GPM & CCS | 0 | 0 | 0 | 0 | 0 | 0 | 0
00 Ret.Exist_FBC_NoCtrl & GPM & DRET | 0 | 0 | 0 | 0 | 0 | 0 | 0
00 Ret.Exist_FBC_NoCtrl & GPM & NGC | 0 | 0 | 0 | 0 | 0 | 0 | 0
00 Ret.Exist_FBC_NoCtrl & GPM & SNCR | 0 | 0 | 0 | 0 | 0 | 0 | 0
00 Ret.Exist_FBC_NoCtrl & GPM & SNCR & CCS | 0 | 0 | 0 | 0 | 0 | 0 | 0
00 Ret.Exist_FBC_NoCtrl & GPM & SNCR & DRET | 0 | 0 | 0 | 0 | 0 | 0 | 0
00 Ret.Exist_FBC_NoCtrl & GPM & SNCR & NGC | 0 | 0 | 0 | 0 | 0 | 0 | 0
00 Ret.Exist_FBC_NoCtrl & NGC | 0 | 0 | 0 | 0 | 0 | 0 | 0
00 Ret.Exist_FBC_NoCtrl & SNCR | 0 | 0 | 0 | 0 | 0 | 0 | 0
00 Ret.Exist_FBC_NoCtrl & SNCR & CCS | 0 | 0 | 0 | 0 | 0 | 0 | 0
00 Ret.Exist_FBC_NoCtrl & SNCR & DRET | 0 | 0 | 0 | 0 | 0 | 0 | 0
00 Ret.Exist_FBC_NoCtrl & SNCR & NGC | 0 | 0 | 0 | 0 | 0 | 0 | 0
00 Ret.Exist_FBC_ACI_DSI & CCS | 0 | 0 | 2.2558 | 2.2558 | 0 | 0 | 0
00 Ret.Exist_FBC_ACI_DSI & DCCS | 0 | 0 | 0 | 0 | 0 | 0 | 0
00 Ret.Exist_FBC_ACI_DSI & DCCS & CCS | 0 | 0 | 0 | 0 | 0 | 0 | 0
00 Ret.Exist_FBC_ACI_DSI & DCCS & SNCR & CCS | 0 | 0 | 0 | 0 | 0 | 0 | 0
00 Ret.Exist_FBC_ACI_DSI & DRET | 0 | 0 | 0 | 0 | 0 | 0 | 0
00 Ret.Exist_FBC_ACI_DSI & GPM | 0 | 0 | 0 | 0 | 0 | 0 | 0
00 Ret.Exist_FBC_ACI_DSI & GPM & CCS | 0 | 0 | 0 | 0 | 0 | 0 | 0
00 Ret.Exist_FBC_ACI_DSI & GPM & DRET | 0 | 0 | 0 | 0 | 0 | 0 | 0
00 Ret.Exist_FBC_ACI_DSI & GPM & NGC | 0 | 0 | 0 | 0 | 0 | 0 | 0
00 Ret.Exist_FBC_ACI_DSI & GPM & SNCR | 0 | 0 | 0 | 0 | 0 | 0 | 0
00 Ret.Exist_FBC_ACI_DSI & GPM & SNCR & CCS | 0 | 0 | 0 | 0 | 0 | 0 | 0
00 Ret.Exist_FBC_ACI_DSI & GPM & SNCR & DRET | 0 | 0 | 0 | 0 | 0 | 0 | 0
00 Ret.Exist_FBC_ACI_DSI & GPM & SNCR & NGC | 0 | 0 | 0 | 0 | 0 | 0 | 0
00 Ret.Exist_FBC_ACI_DSI & NGC | 0 | 0 | 0 | 0 | 0 | 0 | 0
00 Ret.Exist_FBC_ACI_DSI & SNCR | 0 | 0 | 0 | 0 | 0 | 0 | 0
00 Ret.Exist_FBC_ACI_DSI & SNCR & CCS | 0 | 0 | 0 | 0 | 0 | 0 | 0
00 Ret.Exist_FBC_ACI_DSI & SNCR & DRET | 0 | 0 | 0 | 0 | 0 | 0 | 0
00 Ret.Exist_FBC_ACI_DSI & SNCR & NGC | 0 | 0 | 0 | 0 | 0 | 0 | 0
00 Ret.Exist_FBC_DryFGD_ACI & CCS | 0 | 0 | 0 | 0 | 0 | 0 | 0
00 Ret.Exist_FBC_DryFGD_ACI & DCCS | 0 | 0 | 0 | 0 | 0 | 0 | 0
00 Ret.Exist_FBC_DryFGD_ACI & DCCS & CCS | 0 | 0 | 0 | 0 | 0 | 0 | 0
00 Ret.Exist_FBC_DryFGD_ACI & DCCS & SNCR & CCS | 0 | 0 | 0 | 0 | 0 | 0 | 0
00 Ret.Exist_FBC_DryFGD_ACI & DRET | 0 | 0 | 0 | 0 | 0 | 0 | 0
00 Ret.Exist_FBC_DryFGD_ACI & GPM | 0 | 0 | 0 | 0 | 0 | 0 | 0
00 Ret.Exist_FBC_DryFGD_ACI & GPM & CCS | 0 | 0 | 0 | 0 | 0 | 0 | 0
00 Ret.Exist_FBC_DryFGD_ACI & GPM & DRET | 0 | 0 | 0 | 0 | 0 | 0 | 0
00 Ret.Exist_FBC_DryFGD_ACI & GPM & NGC | 0 | 0 | 0 | 0 | 0 | 0 | 0
00 Ret.Exist_FBC_DryFGD_ACI & GPM & SNCR | 0 | 0 | 0 | 0 | 0 | 0 | 0
00 Ret.Exist_FBC_DryFGD_ACI & GPM & SNCR & CCS | 0 | 0 | 0 | 0 | 0 | 0 | 0
00 Ret.Exist_FBC_DryFGD_ACI & GPM & SNCR & DRET | 0 | 0 | 0 | 0 | 0 | 0 | 0
00 Ret.Exist_FBC_DryFGD_ACI & GPM & SNCR & NGC | 0 | 0 | 0 | 0 | 0 | 0 | 0
00 Ret.Exist_FBC_DryFGD_ACI & NGC | 0 | 0 | 0 | 0 | 0 | 0 | 0
00 Ret.Exist_FBC_DryFGD_ACI & SNCR | 0 | 0 | 0 | 0 | 0 | 0 | 0
00 Ret.Exist_FBC_DryFGD_ACI & SNCR & CCS | 0 | 0 | 0 | 0 | 0 | 0 | 0
00 Ret.Exist_FBC_DryFGD_ACI & SNCR & DRET | 0 | 0 | 0 | 0 | 0 | 0 | 0
00 Ret.Exist_FBC_DryFGD_ACI & SNCR & NGC | 0 | 0 | 0 | 0 | 0 | 0 | 0
00 Ret.Exist_FBC_DryFGD_DSI & ACI | 0 | 0 | 0 | 0 | 0 | 0 | 0
00 Ret.Exist_FBC_DryFGD_DSI & ACI & DRET | 0 | 0 | 0 | 0 | 0 | 0 | 0
00 Ret.Exist_FBC_DryFGD_DSI & ACI & GPM | 0 | 0 | 0 | 0 | 0 | 0 | 0
00 Ret.Exist_FBC_DryFGD_DSI & ACI & GPM & DRET | 0 | 0 | 0 | 0 | 0 | 0 | 0
00 Ret.Exist_FBC_DryFGD_DSI & ACI & GPM & NGC | 0 | 0 | 0 | 0 | 0 | 0 | 0
00 Ret.Exist_FBC_DryFGD_DSI & ACI & GPM & SNCR | 0 | 0 | 0 | 0 | 0 | 0 | 0
00 Ret.Exist_FBC_DryFGD_DSI & ACI & GPM & SNCR & DRET | 0 | 0 | 0 | 0 | 0 | 0 | 0
00 Ret.Exist_FBC_DryFGD_DSI & ACI & GPM & SNCR & NGC | 0 | 0 | 0 | 0 | 0 | 0 | 0
00 Ret.Exist_FBC_DryFGD_DSI & ACI & NGC | 0 | 0 | 0 | 0 | 0 | 0 | 0
00 Ret.Exist_FBC_DryFGD_DSI & ACI & SNCR | 0 | 0 | 0 | 0 | 0 | 0 | 0
00 Ret.Exist_FBC_DryFGD_DSI & ACI & SNCR & DRET | 0 | 0 | 0 | 0 | 0 | 0 | 0
00 Ret.Exist_FBC_DryFGD_DSI & ACI & SNCR & NGC | 0 | 0 | 0 | 0 | 0 | 0 | 0
00 Ret.Exist_FBC_DryFGD_DSI & DRET | 0 | 0 | 0 | 0 | 0 | 0 | 0
00 Ret.Exist_FBC_DryFGD_DSI & GPM | 0 | 0 | 0 | 0 | 0 | 0 | 0
00 Ret.Exist_FBC_DryFGD_DSI & GPM & DRET | 0 | 0 | 0 | 0 | 0 | 0 | 0
00 Ret.Exist_FBC_DryFGD_DSI & GPM & NGC | 0 | 0 | 0 | 0 | 0 | 0 | 0
00 Ret.Exist_FBC_DryFGD_DSI & GPM & SNCR | 0 | 0 | 0 | 0 | 0 | 0 | 0
00 Ret.Exist_FBC_DryFGD_DSI & GPM & SNCR & DRET | 0 | 0 | 0 | 0 | 0 | 0 | 0
00 Ret.Exist_FBC_DryFGD_DSI & GPM & SNCR & NGC | 0 | 0 | 0 | 0 | 0 | 0 | 0
00 Ret.Exist_FBC_DryFGD_DSI & NGC | 0 | 0 | 0 | 0 | 0 | 0 | 0
00 Ret.Exist_FBC_DryFGD_DSI & SNCR | 0 | 0 | 0 | 0 | 0 | 0 | 0
00 Ret.Exist_FBC_DryFGD_DSI & SNCR & DRET | 0 | 0 | 0 | 0 | 0 | 0 | 0
00 Ret.Exist_FBC_DryFGD_DSI & SNCR & NGC | 0 | 0 | 0 | 0 | 0 | 0 | 0
00 Ret.Exist_FBC_DryFGD_SNCR & ACI | 0 | 0 | 0 | 0 | 0 | 0 | 0
00 Ret.Exist_FBC_DryFGD_SNCR & ACI & CCS | 0 | 0 | 0 | 0 | 0 | 0 | 0
00 Ret.Exist_FBC_DryFGD_SNCR & ACI & DRET | 0 | 0 | 0 | 0 | 0 | 0 | 0
00 Ret.Exist_FBC_DryFGD_SNCR & ACI & GPM | 0 | 0 | 0 | 0 | 0 | 0 | 0
00 Ret.Exist_FBC_DryFGD_SNCR & ACI & GPM & CCS | 0 | 0 | 0 | 0 | 0 | 0 | 0
00 Ret.Exist_FBC_DryFGD_SNCR & ACI & GPM & DRET | 0 | 0 | 0 | 0 | 0 | 0 | 0
00 Ret.Exist_FBC_DryFGD_SNCR & ACI & GPM & NGC | 0 | 0 | 0 | 0 | 0 | 0 | 0
00 Ret.Exist_FBC_DryFGD_SNCR & ACI & NGC | 0 | 0 | 0 | 0 | 0 | 0 | 0
00 Ret.Exist_FBC_DryFGD_SNCR & CCS | 0 | 0 | 5.4953 | 5.4953 | 0 | 0 | 0
00 Ret.Exist_FBC_DryFGD_SNCR & DCCS | 0 | 0 | 0 | 0 | 0 | 0 | 0
00 Ret.Exist_FBC_DryFGD_SNCR & DCCS & CCS | 0 | 0 | 0 | 0 | 0 | 0 | 0
00 Ret.Exist_FBC_DryFGD_SNCR & DRET | 0 | 0 | 0 | 0 | 0 | 0 | 0
00 Ret.Exist_FBC_DryFGD_SNCR & GPM | 0 | 0 | 0 | 0 | 0 | 0 | 0
00 Ret.Exist_FBC_DryFGD_SNCR & GPM & CCS | 0 | 0 | 0 | 0 | 0 | 0 | 0
00 Ret.Exist_FBC_DryFGD_SNCR & GPM & DRET | 0 | 0 | 0 | 0 | 0 | 0 | 0
00 Ret.Exist_FBC_DryFGD_SNCR & GPM & NGC | 0 | 0 | 0 | 0 | 0 | 0 | 0
00 Ret.Exist_FBC_DryFGD_SNCR & NGC | 0 | 0 | 0 | 0 | 0 | 0 | 0
00 Ret.Exist_FBC_DryFGD_SNCR_ACI & CCS | 0 | 0 | 0 | 0 | 0 | 0 | 0
00 Ret.Exist_FBC_DryFGD_SNCR_ACI & DCCS | 0 | 0 | 0 | 0 | 0 | 0 | 0
00 Ret.Exist_FBC_DryFGD_SNCR_ACI & DCCS & CCS | 0 | 0 | 0 | 0 | 0 | 0 | 0
00 Ret.Exist_FBC_DryFGD_SNCR_ACI & DRET | 0 | 0 | 0 | 0 | 0 | 0 | 0
00 Ret.Exist_FBC_DryFGD_SNCR_ACI & GPM | 0 | 0 | 0 | 0 | 0 | 0 | 0
00 Ret.Exist_FBC_DryFGD_SNCR_ACI & GPM & CCS | 0 | 0 | 0 | 0 | 0 | 0 | 0
00 Ret.Exist_FBC_DryFGD_SNCR_ACI & GPM & DRET | 0 | 0 | 0 | 0 | 0 | 0 | 0
00 Ret.Exist_FBC_DryFGD_SNCR_ACI & GPM & NGC | 0 | 0 | 0 | 0 | 0 | 0 | 0
00 Ret.Exist_FBC_DryFGD_SNCR_ACI & NGC | 0 | 0 | 0 | 0 | 0 | 0 | 0
00 Ret.Exist_FBC_DryFGD_SNCR_ACI_DSI & CCS | 0 | 9.878 | 9.878 | 9.878 | 9.6686 | 2.0601 | 2.0601
00 Ret.Exist_FBC_DryFGD_SNCR_ACI_DSI & DCCS | 0 | 0 | 0 | 0 | 0 | 0 | 0
00 Ret.Exist_FBC_DryFGD_SNCR_ACI_DSI & DCCS & CCS | 0 | 0 | 0 | 0 | 0 | 0 | 0
00 Ret.Exist_FBC_DryFGD_SNCR_ACI_DSI & DRET | 0 | 0 | 0 | 0 | 0 | 0 | 0
00 Ret.Exist_FBC_DryFGD_SNCR_ACI_DSI & GPM | 0 | 0 | 0 | 0 | 0 | 0 | 0
00 Ret.Exist_FBC_DryFGD_SNCR_ACI_DSI & GPM & CCS | 0 | 0 | 0 | 0 | 0 | 0 | 0
00 Ret.Exist_FBC_DryFGD_SNCR_ACI_DSI & GPM & DRET | 0 | 0 | 0 | 0 | 0 | 0 | 0
00 Ret.Exist_FBC_DryFGD_SNCR_ACI_DSI & GPM & NGC | 0 | 0 | 0 | 0 | 0 | 0 | 0
00 Ret.Exist_FBC_DryFGD_SNCR_ACI_DSI & NGC | 0 | 0 | 0 | 0 | 0 | 0 | 0
00 Ret.Exist_FBC_DryFGD_SNCR_DSI & ACI | 0 | 0 | 0 | 0 | 0 | 0 | 0
00 Ret.Exist_FBC_DryFGD_SNCR_DSI & ACI & DRET | 0 | 0 | 0 | 0 | 0 | 0 | 0
00 Ret.Exist_FBC_DryFGD_SNCR_DSI & ACI & GPM | 0 | 0 | 0 | 0 | 0 | 0 | 0
00 Ret.Exist_FBC_DryFGD_SNCR_DSI & ACI & GPM & DRET | 0 | 0 | 0 | 0 | 0 | 0 | 0
00 Ret.Exist_FBC_DryFGD_SNCR_DSI & ACI & GPM & NGC | 0 | 0 | 0 | 0 | 0 | 0 | 0
00 Ret.Exist_FBC_DryFGD_SNCR_DSI & ACI & NGC | 0 | 0 | 0 | 0 | 0 | 0 | 0
00 Ret.Exist_FBC_DryFGD_SNCR_DSI & DRET | 0 | 0 | 0 | 0 | 0 | 0 | 0
00 Ret.Exist_FBC_DryFGD_SNCR_DSI & GPM | 0 | 0 | 0 | 0 | 0 | 0 | 0
00 Ret.Exist_FBC_DryFGD_SNCR_DSI & GPM & DRET | 0 | 0 | 0 | 0 | 0 | 0 | 0
00 Ret.Exist_FBC_DryFGD_SNCR_DSI & GPM & NGC | 0 | 0 | 0 | 0 | 0 | 0 | 0
00 Ret.Exist_FBC_DryFGD_SNCR_DSI & NGC | 0 | 0 | 0 | 0 | 0 | 0 | 0
00 Ret.Exist_FBC_DSI & ACI | 0 | 0 | 0 | 0 | 0 | 0 | 0
00 Ret.Exist_FBC_DSI & ACI & DRET | 0 | 0 | 0 | 0 | 0 | 0 | 0
00 Ret.Exist_FBC_DSI & ACI & GPM | 0 | 0 | 0 | 0 | 0 | 0 | 0
00 Ret.Exist_FBC_DSI & ACI & GPM & DRET | 0 | 0 | 0 | 0 | 0 | 0 | 0
00 Ret.Exist_FBC_DSI & ACI & GPM & NGC | 0 | 0 | 0 | 0 | 0 | 0 | 0
00 Ret.Exist_FBC_DSI & ACI & GPM & SNCR | 0 | 0 | 0 | 0 | 0 | 0 | 0
00 Ret.Exist_FBC_DSI & ACI & GPM & SNCR & DRET | 0 | 0 | 0 | 0 | 0 | 0 | 0
00 Ret.Exist_FBC_DSI & ACI & GPM & SNCR & NGC | 0 | 0 | 0 | 0 | 0 | 0 | 0
00 Ret.Exist_FBC_DSI & ACI & NGC | 0 | 0 | 0 | 0 | 0 | 0 | 0
00 Ret.Exist_FBC_DSI & ACI & SNCR | 0 | 0 | 0 | 0 | 0 | 0 | 0
00 Ret.Exist_FBC_DSI & ACI & SNCR & DRET | 0 | 0 | 0 | 0 | 0 | 0 | 0
00 Ret.Exist_FBC_DSI & ACI & SNCR & NGC | 0 | 0 | 0 | 0 | 0 | 0 | 0
00 Ret.Exist_FBC_DSI & DRET | 0 | 0 | 0 | 0 | 0 | 0 | 0
00 Ret.Exist_FBC_DSI & GPM | 0 | 0 | 0 | 0 | 0 | 0 | 0
00 Ret.Exist_FBC_DSI & GPM & DRET | 0 | 0 | 0 | 0 | 0 | 0 | 0
00 Ret.Exist_FBC_DSI & GPM & NGC | 0 | 0 | 0 | 0 | 0 | 0 | 0
00 Ret.Exist_FBC_DSI & GPM & SNCR | 0 | 0 | 0 | 0 | 0 | 0 | 0
00 Ret.Exist_FBC_DSI & GPM & SNCR & DRET | 0 | 0 | 0 | 0 | 0 | 0 | 0
00 Ret.Exist_FBC_DSI & GPM & SNCR & NGC | 0 | 0 | 0 | 0 | 0 | 0 | 0
00 Ret.Exist_FBC_DSI & NGC | 0 | 0 | 0 | 0 | 0 | 0 | 0
00 Ret.Exist_FBC_DSI & SNCR | 0 | 0 | 0 | 0 | 0 | 0 | 0
00 Ret.Exist_FBC_DSI & SNCR & DRET | 0 | 0 | 0 | 0 | 0 | 0 | 0
00 Ret.Exist_FBC_DSI & SNCR & NGC | 0 | 0 | 0 | 0 | 0 | 0 | 0
00 Ret.Exist_FBC_SNCR & ACI | 0 | 0 | 0 | 0 | 0 | 0 | 0
00 Ret.Exist_FBC_SNCR & ACI & DRET | 0 | 0 | 0 | 0 | 0 | 0 | 0
00 Ret.Exist_FBC_SNCR & ACI & NGC | 0 | 0 | 0 | 0 | 0 | 0 | 0
00 Ret.Exist_FBC_SNCR & DRET | 0 | 0 | 0 | 0 | 0 | 0 | 0
00 Ret.Exist_FBC_SNCR & GPM | 0 | 0 | 0 | 0 | 0 | 0 | 0
00 Ret.Exist_FBC_SNCR & GPM & DRET | 0 | 0 | 0 | 0 | 0 | 0 | 0
00 Ret.Exist_FBC_SNCR & GPM & NGC | 0 | 0 | 0 | 0 | 0 | 0 | 0
00 Ret.Exist_FBC_SNCR & NGC | 1.3207 | 1.3207 | 0 | 0 | 0 | 0 | 0
00 Ret.Exist_FBC_SNCR_ACI_DSI & CCS | 0 | 0 | 0 | 0 | 0 | 0 | 0
00 Ret.Exist_FBC_SNCR_ACI_DSI & DCCS | 0 | 0 | 0 | 0 | 0 | 0 | 0
00 Ret.Exist_FBC_SNCR_ACI_DSI & DCCS & CCS | 0 | 0 | 0 | 0 | 0 | 0 | 0
00 Ret.Exist_FBC_SNCR_ACI_DSI & DRET | 0 | 0 | 0 | 0 | 0 | 0 | 0
00 Ret.Exist_FBC_SNCR_ACI_DSI & GPM | 0 | 0 | 0 | 0 | 0 | 0 | 0
00 Ret.Exist_FBC_SNCR_ACI_DSI & GPM & CCS | 0 | 0 | 0 | 0 | 0 | 0 | 0
00 Ret.Exist_FBC_SNCR_ACI_DSI & GPM & DRET | 0 | 0 | 0 | 0 | 0 | 0 | 0
00 Ret.Exist_FBC_SNCR_ACI_DSI & GPM & NGC | 0 | 0 | 0 | 0 | 0 | 0 | 0
00 Ret.Exist_FBC_SNCR_ACI_DSI & NGC | 0 | 0 | 0 | 0 | 0 | 0 | 0
00 Ret.Exist_FBC_SNCR_DSI & ACI | 0 | 0 | 0 | 0 | 0 | 0 | 0
00 Ret.Exist_FBC_SNCR_DSI & ACI & CCS | 0 | 0 | 0 | 0 | 0 | 0 | 0
00 Ret.Exist_FBC_SNCR_DSI & ACI & DRET | 0 | 0 | 0 | 0 | 0 | 0 | 0
00 Ret.Exist_FBC_SNCR_DSI & ACI & GPM | 0 | 0 | 0 | 0 | 0 | 0 | 0
00 Ret.Exist_FBC_SNCR_DSI & ACI & GPM & CCS | 0 | 0 | 0 | 0 | 0 | 0 | 0
00 Ret.Exist_FBC_SNCR_DSI & ACI & GPM & DRET | 0 | 0 | 0 | 0 | 0 | 0 | 0
00 Ret.Exist_FBC_SNCR_DSI & ACI & GPM & NGC | 0 | 0 | 0 | 0 | 0 | 0 | 0
00 Ret.Exist_FBC_SNCR_DSI & ACI & NGC | 0 | 0 | 0 | 0 | 0 | 0 | 0
00 Ret.Exist_FBC_SNCR_DSI & CCS | 0 | 0 | 0 | 0 | 0 | 0 | 0
00 Ret.Exist_FBC_SNCR_DSI & DCCS | 0 | 0 | 0 | 0 | 0 | 0 | 0
00 Ret.Exist_FBC_SNCR_DSI & DCCS & CCS | 0 | 0 | 0 | 0 | 0 | 0 | 0
00 Ret.Exist_FBC_SNCR_DSI & DRET | 0 | 0 | 0 | 0 | 0 | 0 | 0
00 Ret.Exist_FBC_SNCR_DSI & GPM | 0 | 0 | 0 | 0 | 0 | 0 | 0
00 Ret.Exist_FBC_SNCR_DSI & GPM & CCS | 0 | 0 | 0 | 0 | 0 | 0 | 0
00 Ret.Exist_FBC_SNCR_DSI & GPM & DRET | 0 | 0 | 0 | 0 | 0 | 0 | 0
00 Ret.Exist_FBC_SNCR_DSI & GPM & NGC | 0 | 0 | 0 | 0 | 0 | 0 | 0
00 Ret.Exist_FBC_SNCR_DSI & NGC | 0 | 0 | 0 | 0 | 0 | 0 | 0
00 Ret.Exist_FBC_WetFGD_DSI & ACI | 0 | 0 | 0 | 0 | 0 | 0 | 0
00 Ret.Exist_FBC_WetFGD_DSI & ACI & DRET | 0 | 0 | 0 | 0 | 0 | 0 | 0
00 Ret.Exist_FBC_WetFGD_DSI & ACI & GPM | 0 | 0 | 0 | 0 | 0 | 0 | 0
00 Ret.Exist_FBC_WetFGD_DSI & ACI & GPM & DRET | 0 | 0 | 0 | 0 | 0 | 0 | 0
00 Ret.Exist_FBC_WetFGD_DSI & ACI & GPM & NGC | 0 | 0 | 0 | 0 | 0 | 0 | 0
00 Ret.Exist_FBC_WetFGD_DSI & ACI & GPM & SNCR | 0 | 0 | 0 | 0 | 0 | 0 | 0
00 Ret.Exist_FBC_WetFGD_DSI & ACI & GPM & SNCR & DRET | 0 | 0 | 0 | 0 | 0 | 0 | 0
00 Ret.Exist_FBC_WetFGD_DSI & ACI & GPM & SNCR & NGC | 0 | 0 | 0 | 0 | 0 | 0 | 0
00 Ret.Exist_FBC_WetFGD_DSI & ACI & NGC | 0 | 0 | 0 | 0 | 0 | 0 | 0
00 Ret.Exist_FBC_WetFGD_DSI & ACI & SNCR | 0 | 0 | 0 | 0 | 0 | 0 | 0
00 Ret.Exist_FBC_WetFGD_DSI & ACI & SNCR & DRET | 0 | 0 | 0 | 0 | 0 | 0 | 0
00 Ret.Exist_FBC_WetFGD_DSI & ACI & SNCR & NGC | 0 | 0 | 0 | 0 | 0 | 0 | 0
00 Ret.Exist_FBC_WetFGD_DSI & DRET | 0 | 0 | 0 | 0 | 0 | 0 | 0
00 Ret.Exist_FBC_WetFGD_DSI & GPM | 0 | 0 | 0 | 0 | 0 | 0 | 0
00 Ret.Exist_FBC_WetFGD_DSI & GPM & DRET | 0 | 0 | 0 | 0 | 0 | 0 | 0
00 Ret.Exist_FBC_WetFGD_DSI & GPM & NGC | 0 | 0 | 0 | 0 | 0 | 0 | 0
00 Ret.Exist_FBC_WetFGD_DSI & GPM & SNCR | 0 | 0 | 0 | 0 | 0 | 0 | 0
00 Ret.Exist_FBC_WetFGD_DSI & GPM & SNCR & DRET | 0 | 0 | 0 | 0 | 0 | 0 | 0
00 Ret.Exist_FBC_WetFGD_DSI & GPM & SNCR & NGC | 0 | 0 | 0 | 0 | 0 | 0 | 0
00 Ret.Exist_FBC_WetFGD_DSI & NGC | 0 | 0 | 0 | 0 | 0 | 0 | 0
00 Ret.Exist_FBC_WetFGD_DSI & SNCR | 0 | 0 | 0 | 0 | 0 | 0 | 0
00 Ret.Exist_FBC_WetFGD_DSI & SNCR & DRET | 0 | 0 | 0 | 0 | 0 | 0 | 0
00 Ret.Exist_FBC_WetFGD_DSI & SNCR & NGC | 0 | 0 | 0 | 0 | 0 | 0 | 0
00 Ret.Exist_FBC_WetFGD_SNCR & ACI | 0 | 0 | 0 | 0 | 0 | 0 | 0
00 Ret.Exist_FBC_WetFGD_SNCR & ACI & DRET | 0 | 0 | 0 | 0 | 0 | 0 | 0
00 Ret.Exist_FBC_WetFGD_SNCR & ACI & NGC | 0 | 0 | 0 | 0 | 0 | 0 | 0
00 Ret.Exist_FBC_WetFGD_SNCR & DRET | 0 | 0 | 0 | 0 | 0 | 0 | 0
00 Ret.Exist_FBC_WetFGD_SNCR & GPM | 0 | 0 | 0 | 0 | 0 | 0 | 0
00 Ret.Exist_FBC_WetFGD_SNCR & GPM & DRET | 0 | 0 | 0 | 0 | 0 | 0 | 0
00 Ret.Exist_FBC_WetFGD_SNCR & GPM & NGC | 0 | 0 | 0 | 0 | 0 | 0 | 0
00 Ret.Exist_FBC_WetFGD_SNCR & NGC | 0 | 0 | 0 | 0 | 0 | 0 | 0
00 Ret.Exist_Non-FBC_ACI & C2G | 0.60854 | 0.60854 | 0 | 0 | 0 | 0 | 0
00 Ret.Exist_Non-FBC_ACI & C2G & SCR | 0 | 0 | 0 | 0 | 0 | 0 | 0
00 Ret.Exist_Non-FBC_ACI & DCCS | 0 | 0 | 0 | 0 | 0 | 0 | 0
00 Ret.Exist_Non-FBC_ACI & DCCS & WetFGD & SCR & CCS | 0 | 0 | 0 | 0 | 0 | 0 | 0
00 Ret.Exist_Non-FBC_ACI & DRET | 0 | 0 | 0 | 0 | 0 | 0 | 0
00 Ret.Exist_Non-FBC_ACI & DSI | 0 | 0 | 0 | 0 | 0 | 0 | 0
00 Ret.Exist_Non-FBC_ACI & DSI & C2G | 0 | 0 | 0 | 0 | 0 | 0 | 0
00 Ret.Exist_Non-FBC_ACI & DSI & C2G & SCR | 0 | 0 | 0 | 0 | 0 | 0 | 0
00 Ret.Exist_Non-FBC_ACI & DSI & DRET | 0 | 0 | 0 | 0 | 0 | 0 | 0
00 Ret.Exist_Non-FBC_ACI & DSI & GPM | 0 | 0 | 0 | 0 | 0 | 0 | 0
00 Ret.Exist_Non-FBC_ACI & DSI & GPM & C2G | 0 | 0 | 0 | 0 | 0 | 0 | 0
00 Ret.Exist_Non-FBC_ACI & DSI & GPM & C2G & SCR | 0 | 0 | 0 | 0 | 0 | 0 | 0
00 Ret.Exist_Non-FBC_ACI & DSI & GPM & DRET | 0 | 0 | 0 | 0 | 0 | 0 | 0
00 Ret.Exist_Non-FBC_ACI & DSI & GPM & NGC | 0 | 0 | 0 | 0 | 0 | 0 | 0
00 Ret.Exist_Non-FBC_ACI & DSI & GPM & SCR | 0 | 0 | 0 | 0 | 0 | 0 | 0
00 Ret.Exist_Non-FBC_ACI & DSI & GPM & SCR & DRET | 0 | 0 | 0 | 0 | 0 | 0 | 0
00 Ret.Exist_Non-FBC_ACI & DSI & GPM & SCR & NGC | 0 | 0 | 0 | 0 | 0 | 0 | 0
00 Ret.Exist_Non-FBC_ACI & DSI & GPM & SNCR | 0 | 0 | 0 | 0 | 0 | 0 | 0
00 Ret.Exist_Non-FBC_ACI & DSI & GPM & SNCR & DRET | 0 | 0 | 0 | 0 | 0 | 0 | 0
00 Ret.Exist_Non-FBC_ACI & DSI & GPM & SNCR & NGC | 0 | 0 | 0 | 0 | 0 | 0 | 0
00 Ret.Exist_Non-FBC_ACI & DSI & GPM & WetFGD & SCR & CCS | 0 | 0 | 0 | 0 | 0 | 0 | 0
00 Ret.Exist_Non-FBC_ACI & DSI & NGC | 0 | 0 | 0 | 0 | 0 | 0 | 0
00 Ret.Exist_Non-FBC_ACI & DSI & SCR | 0 | 0 | 0 | 0 | 0 | 0 | 0
00 Ret.Exist_Non-FBC_ACI & DSI & SCR & DRET | 0 | 0 | 0 | 0 | 0 | 0 | 0
00 Ret.Exist_Non-FBC_ACI & DSI & SCR & NGC | 0 | 0 | 0 | 0 | 0 | 0 | 0
00 Ret.Exist_Non-FBC_ACI & DSI & SNCR | 0 | 0 | 0 | 0 | 0 | 0 | 0
00 Ret.Exist_Non-FBC_ACI & DSI & SNCR & DRET | 0 | 0 | 0 | 0 | 0 | 0 | 0
00 Ret.Exist_Non-FBC_ACI & DSI & SNCR & NGC | 0 | 0 | 0 | 0 | 0 | 0 | 0
00 Ret.Exist_Non-FBC_ACI & DSI & WetFGD & SCR & CCS | 0 | 0 | 0 | 0 | 0 | 0 | 0
00 Ret.Exist_Non-FBC_ACI & GPM | 0 | 0 | 0 | 0 | 0 | 0 | 0
00 Ret.Exist_Non-FBC_ACI & GPM & C2G | 0 | 0 | 0 | 0 | 0 | 0 | 0
00 Ret.Exist_Non-FBC_ACI & GPM & C2G & SCR | 0 | 0 | 0 | 0 | 0 | 0 | 0
00 Ret.Exist_Non-FBC_ACI & GPM & DRET | 0 | 0 | 0 | 0 | 0 | 0 | 0
00 Ret.Exist_Non-FBC_ACI & GPM & NGC | 0 | 0 | 0 | 0 | 0 | 0 | 0
00 Ret.Exist_Non-FBC_ACI & GPM & SCR | 0 | 0 | 0 | 0 | 0 | 0 | 0
00 Ret.Exist_Non-FBC_ACI & GPM & SCR & DRET | 0 | 0 | 0 | 0 | 0 | 0 | 0
00 Ret.Exist_Non-FBC_ACI & GPM & SCR & NGC | 0 | 0 | 0 | 0 | 0 | 0 | 0
00 Ret.Exist_Non-FBC_ACI & GPM & SNCR | 0 | 0 | 0 | 0 | 0 | 0 | 0
00 Ret.Exist_Non-FBC_ACI & GPM & SNCR & DRET | 0 | 0 | 0 | 0 | 0 | 0 | 0
00 Ret.Exist_Non-FBC_ACI & GPM & SNCR & NGC | 0 | 0 | 0 | 0 | 0 | 0 | 0
00 Ret.Exist_Non-FBC_ACI & GPM & WetFGD & SCR & CCS | 0 | 0 | 0 | 0 | 0 | 0 | 0
00 Ret.Exist_Non-FBC_ACI & NGC | 0 | 0 | 0 | 0 | 0 | 0 | 0
00 Ret.Exist_Non-FBC_ACI & SCR | 0 | 0 | 0 | 0 | 0 | 0 | 0
00 Ret.Exist_Non-FBC_ACI & SCR & C2G | 0 | 0 | 0 | 0 | 0 | 0 | 0
00 Ret.Exist_Non-FBC_ACI & SCR & DRET | 0 | 0 | 0 | 0 | 0 | 0 | 0
00 Ret.Exist_Non-FBC_ACI & SCR & NGC | 0 | 0 | 0 | 0 | 0 | 0 | 0
00 Ret.Exist_Non-FBC_ACI & SCR & WetFGD & CCS | 0 | 0 | 0 | 0 | 0 | 0 | 0
00 Ret.Exist_Non-FBC_ACI & SNCR | 0 | 0 | 0 | 0 | 0 | 0 | 0
00 Ret.Exist_Non-FBC_ACI & SNCR & C2G | 0 | 0 | 0 | 0 | 0 | 0 | 0
00 Ret.Exist_Non-FBC_ACI & SNCR & DRET | 0 | 0 | 0 | 0 | 0 | 0 | 0
00 Ret.Exist_Non-FBC_ACI & SNCR & NGC | 0 | 0 | 0 | 0 | 0 | 0 | 0
00 Ret.Exist_Non-FBC_ACI_DSI & C2G | 0 | 0 | 0 | 0 | 0 | 0 | 0
00 Ret.Exist_Non-FBC_ACI_DSI & C2G & SCR | 0 | 0 | 0 | 0 | 0 | 0 | 0
00 Ret.Exist_Non-FBC_ACI_DSI & DCCS | 0 | 0 | 0 | 0 | 0 | 0 | 0
00 Ret.Exist_Non-FBC_ACI_DSI & DCCS & WetFGD & SCR & CCS | 0 | 0 | 0 | 0 | 0 | 0 | 0
00 Ret.Exist_Non-FBC_ACI_DSI & DRET | 0 | 0 | 0 | 0 | 0 | 0 | 0
00 Ret.Exist_Non-FBC_ACI_DSI & GPM | 0 | 0 | 0 | 0 | 0 | 0 | 0
00 Ret.Exist_Non-FBC_ACI_DSI & GPM & C2G | 0 | 0 | 0 | 0 | 0 | 0 | 0
00 Ret.Exist_Non-FBC_ACI_DSI & GPM & C2G & SCR | 0 | 0 | 0 | 0 | 0 | 0 | 0
00 Ret.Exist_Non-FBC_ACI_DSI & GPM & DRET | 0 | 0 | 0 | 0 | 0 | 0 | 0
00 Ret.Exist_Non-FBC_ACI_DSI & GPM & NGC | 0 | 0 | 0 | 0 | 0 | 0 | 0
00 Ret.Exist_Non-FBC_ACI_DSI & GPM & SCR | 0 | 0 | 0 | 0 | 0 | 0 | 0
00 Ret.Exist_Non-FBC_ACI_DSI & GPM & SCR & DRET | 0 | 0 | 0 | 0 | 0 | 0 | 0
00 Ret.Exist_Non-FBC_ACI_DSI & GPM & SCR & NGC | 0 | 0 | 0 | 0 | 0 | 0 | 0
00 Ret.Exist_Non-FBC_ACI_DSI & GPM & SNCR | 0 | 0 | 0 | 0 | 0 | 0 | 0
00 Ret.Exist_Non-FBC_ACI_DSI & GPM & SNCR & DRET | 0 | 0 | 0 | 0 | 0 | 0 | 0
00 Ret.Exist_Non-FBC_ACI_DSI & GPM & SNCR & NGC | 0 | 0 | 0 | 0 | 0 | 0 | 0
00 Ret.Exist_Non-FBC_ACI_DSI & GPM & WetFGD & SCR & CCS | 0 | 0 | 0 | 0 | 0 | 0 | 0
00 Ret.Exist_Non-FBC_ACI_DSI & NGC | 0 | 0 | 0 | 0 | 0 | 0 | 0
00 Ret.Exist_Non-FBC_ACI_DSI & SCR | 0 | 0 | 0 | 0 | 0 | 0 | 0
00 Ret.Exist_Non-FBC_ACI_DSI & SCR & C2G | 0 | 0 | 0 | 0 | 0 | 0 | 0
00 Ret.Exist_Non-FBC_ACI_DSI & SCR & DRET | 0 | 0 | 0 | 0 | 0 | 0 | 0
00 Ret.Exist_Non-FBC_ACI_DSI & SCR & NGC | 0 | 0 | 0 | 0 | 0 | 0 | 0
00 Ret.Exist_Non-FBC_ACI_DSI & SCR & WetFGD & CCS | 0 | 0 | 0 | 0 | 0 | 0 | 0
00 Ret.Exist_Non-FBC_ACI_DSI & SNCR | 0 | 0 | 0 | 0 | 0 | 0 | 0
00 Ret.Exist_Non-FBC_ACI_DSI & SNCR & C2G | 0 | 0 | 0 | 0 | 0 | 0 | 0
00 Ret.Exist_Non-FBC_ACI_DSI & SNCR & DRET | 0 | 0 | 0 | 0 | 0 | 0 | 0
00 Ret.Exist_Non-FBC_ACI_DSI & SNCR & NGC | 0 | 0 | 0 | 0 | 0 | 0 | 0
00 Ret.Exist_Non-FBC_DryFGD & C2G | 0 | 0 | 0 | 0 | 0 | 0 | 0
00 Ret.Exist_Non-FBC_DryFGD & C2G & SCR | 0 | 0 | 0 | 0 | 0 | 0 | 0
00 Ret.Exist_Non-FBC_DryFGD & DRET | 0 | 0 | 0 | 0 | 0 | 0 | 0
00 Ret.Exist_Non-FBC_DryFGD & GPM | 0 | 0 | 0 | 0 | 0 | 0 | 0
00 Ret.Exist_Non-FBC_DryFGD & GPM & C2G | 0 | 0 | 0 | 0 | 0 | 0 | 0
00 Ret.Exist_Non-FBC_DryFGD & GPM & C2G & SCR | 0 | 0 | 0 | 0 | 0 | 0 | 0
00 Ret.Exist_Non-FBC_DryFGD & GPM & DRET | 0 | 0 | 0 | 0 | 0 | 0 | 0
00 Ret.Exist_Non-FBC_DryFGD & GPM & NGC | 0 | 0 | 0 | 0 | 0 | 0 | 0
00 Ret.Exist_Non-FBC_DryFGD & GPM & SCR | 0 | 0 | 0 | 0 | 0 | 0 | 0
00 Ret.Exist_Non-FBC_DryFGD & GPM & SCR & CCS | 0 | 0 | 0 | 0 | 0 | 0 | 0
00 Ret.Exist_Non-FBC_DryFGD & GPM & SCR & DRET | 0 | 0 | 0 | 0 | 0 | 0 | 0
00 Ret.Exist_Non-FBC_DryFGD & GPM & SCR & NGC | 0 | 0 | 0 | 0 | 0 | 0 | 0
00 Ret.Exist_Non-FBC_DryFGD & GPM & SNCR | 0 | 0 | 0 | 0 | 0 | 0 | 0
00 Ret.Exist_Non-FBC_DryFGD & GPM & SNCR & DRET | 0 | 0 | 0 | 0 | 0 | 0 | 0
00 Ret.Exist_Non-FBC_DryFGD & GPM & SNCR & NGC | 0 | 0 | 0 | 0 | 0 | 0 | 0
00 Ret.Exist_Non-FBC_DryFGD & NGC | 0 | 0 | 0 | 0 | 0 | 0 | 0
00 Ret.Exist_Non-FBC_DryFGD & SCR | 0 | 0 | 0 | 0 | 0 | 0 | 0
00 Ret.Exist_Non-FBC_DryFGD & SCR & C2G | 0 | 0 | 0 | 0 | 0 | 0 | 0
00 Ret.Exist_Non-FBC_DryFGD & SCR & CCS | 0 | 0 | 0 | 0 | 0 | 0 | 0
00 Ret.Exist_Non-FBC_DryFGD & SCR & DRET | 0 | 0 | 0 | 0 | 0 | 0 | 0
00 Ret.Exist_Non-FBC_DryFGD & SCR & NGC | 0 | 0 | 0 | 0 | 0 | 0 | 0
00 Ret.Exist_Non-FBC_DryFGD & SNCR | 0 | 0 | 0 | 0 | 0 | 0 | 0
00 Ret.Exist_Non-FBC_DryFGD & SNCR & C2G | 0 | 0 | 0 | 0 | 0 | 0 | 0
00 Ret.Exist_Non-FBC_DryFGD & SNCR & DRET | 0 | 0 | 0 | 0 | 0 | 0 | 0
00 Ret.Exist_Non-FBC_DryFGD & SNCR & NGC | 0 | 0 | 0 | 0 | 0 | 0 | 0
00 Ret.Exist_Non-FBC_DryFGD_ACI & C2G | 0 | 0 | 0 | 0 | 0 | 0 | 0
00 Ret.Exist_Non-FBC_DryFGD_ACI & C2G & SCR | 0 | 0 | 0 | 0 | 0 | 0 | 0
00 Ret.Exist_Non-FBC_DryFGD_ACI & DCCS | 0 | 0 | 0 | 0 | 0 | 0 | 0
00 Ret.Exist_Non-FBC_DryFGD_ACI & DCCS & SCR & CCS | 0 | 0 | 0 | 0 | 0 | 0 | 0
00 Ret.Exist_Non-FBC_DryFGD_ACI & DRET | 0 | 0 | 0 | 0 | 0 | 0 | 0
00 Ret.Exist_Non-FBC_DryFGD_ACI & GPM | 0 | 0 | 0 | 0 | 0 | 0 | 0
00 Ret.Exist_Non-FBC_DryFGD_ACI & GPM & C2G | 0 | 0 | 0 | 0 | 0 | 0 | 0
00 Ret.Exist_Non-FBC_DryFGD_ACI & GPM & C2G & SCR | 0 | 0 | 0 | 0 | 0 | 0 | 0
00 Ret.Exist_Non-FBC_DryFGD_ACI & GPM & DRET | 0 | 0 | 0 | 0 | 0 | 0 | 0
00 Ret.Exist_Non-FBC_DryFGD_ACI & GPM & NGC | 0 | 0 | 0 | 0 | 0 | 0 | 0
00 Ret.Exist_Non-FBC_DryFGD_ACI & GPM & SCR | 0 | 0 | 0 | 0 | 0 | 0 | 0
00 Ret.Exist_Non-FBC_DryFGD_ACI & GPM & SCR & CCS | 0 | 0 | 0 | 0 | 0 | 0 | 0
00 Ret.Exist_Non-FBC_DryFGD_ACI & GPM & SCR & DRET | 0 | 0 | 0 | 0 | 0 | 0 | 0
00 Ret.Exist_Non-FBC_DryFGD_ACI & GPM & SCR & NGC | 0 | 0 | 0 | 0 | 0 | 0 | 0
00 Ret.Exist_Non-FBC_DryFGD_ACI & GPM & SNCR | 0 | 0 | 0 | 0 | 0 | 0 | 0
00 Ret.Exist_Non-FBC_DryFGD_ACI & GPM & SNCR & DRET | 0 | 0 | 0 | 0 | 0 | 0 | 0
00 Ret.Exist_Non-FBC_DryFGD_ACI & GPM & SNCR & NGC | 0 | 0 | 0 | 0 | 0 | 0 | 0
00 Ret.Exist_Non-FBC_DryFGD_ACI & NGC | 0 | 0 | 0 | 0 | 0 | 0 | 0
00 Ret.Exist_Non-FBC_DryFGD_ACI & SCR | 0 | 0 | 0 | 0 | 0 | 0 | 0
00 Ret.Exist_Non-FBC_DryFGD_ACI & SCR & C2G | 0 | 0 | 0 | 0 | 0 | 0 | 0
00 Ret.Exist_Non-FBC_DryFGD_ACI & SCR & CCS | 0 | 0 | 23.1853 | 23.1853 | 7.3591 | 7.3591 | 7.0666
00 Ret.Exist_Non-FBC_DryFGD_ACI & SCR & DRET | 0 | 0 | 0 | 0 | 0 | 0 | 0
00 Ret.Exist_Non-FBC_DryFGD_ACI & SCR & NGC | 0 | 0 | 0 | 0 | 0 | 0 | 0
00 Ret.Exist_Non-FBC_DryFGD_ACI & SNCR | 0 | 0 | 0 | 0 | 0 | 0 | 0
00 Ret.Exist_Non-FBC_DryFGD_ACI & SNCR & C2G | 0 | 0 | 0 | 0 | 0 | 0 | 0
00 Ret.Exist_Non-FBC_DryFGD_ACI & SNCR & DRET | 0 | 0 | 0 | 0 | 0 | 0 | 0
00 Ret.Exist_Non-FBC_DryFGD_ACI & SNCR & NGC | 0 | 0 | 0 | 0 | 0 | 0 | 0
00 Ret.Exist_Non-FBC_DryFGD_SCR & ACI | 0 | 0 | 0 | 0 | 0 | 0 | 0
00 Ret.Exist_Non-FBC_DryFGD_SCR & ACI & C2G | 0 | 0 | 0 | 0 | 0 | 0 | 0
00 Ret.Exist_Non-FBC_DryFGD_SCR & ACI & CCS | 0 | 0 | 0 | 0 | 0 | 0 | 0
00 Ret.Exist_Non-FBC_DryFGD_SCR & ACI & DRET | 0 | 0 | 0 | 0 | 0 | 0 | 0
00 Ret.Exist_Non-FBC_DryFGD_SCR & ACI & GPM | 0 | 0 | 0 | 0 | 0 | 0 | 0
00 Ret.Exist_Non-FBC_DryFGD_SCR & ACI & GPM & C2G | 0 | 0 | 0 | 0 | 0 | 0 | 0
00 Ret.Exist_Non-FBC_DryFGD_SCR & ACI & GPM & CCS | 0 | 0 | 0 | 0 | 0 | 0 | 0
00 Ret.Exist_Non-FBC_DryFGD_SCR & ACI & GPM & DRET | 0 | 0 | 0 | 0 | 0 | 0 | 0
00 Ret.Exist_Non-FBC_DryFGD_SCR & ACI & GPM & NGC | 0 | 0 | 0 | 0 | 0 | 0 | 0
00 Ret.Exist_Non-FBC_DryFGD_SCR & ACI & NGC | 0 | 0 | 0 | 0 | 0 | 0 | 0
00 Ret.Exist_Non-FBC_DryFGD_SCR & C2G | 0 | 0 | 0 | 0 | 0 | 0 | 0
00 Ret.Exist_Non-FBC_DryFGD_SCR & CCS | 0 | 0 | 0 | 0 | 0 | 0 | 0
00 Ret.Exist_Non-FBC_DryFGD_SCR & DRET | 0 | 0 | 0 | 0 | 0 | 0 | 0
00 Ret.Exist_Non-FBC_DryFGD_SCR & GPM | 0 | 0 | 0 | 0 | 0 | 0 | 0
00 Ret.Exist_Non-FBC_DryFGD_SCR & GPM & C2G | 0 | 0 | 0 | 0 | 0 | 0 | 0
00 Ret.Exist_Non-FBC_DryFGD_SCR & GPM & CCS | 0 | 0 | 0 | 0 | 0 | 0 | 0
00 Ret.Exist_Non-FBC_DryFGD_SCR & GPM & DRET | 0 | 0 | 0 | 0 | 0 | 0 | 0
00 Ret.Exist_Non-FBC_DryFGD_SCR & GPM & NGC | 0 | 0 | 0 | 0 | 0 | 0 | 0
00 Ret.Exist_Non-FBC_DryFGD_SCR & NGC | 0 | 0 | 0 | 0 | 0 | 0 | 0
00 Ret.Exist_Non-FBC_DryFGD_SCR_ACI & C2G | 0.29883 | 0.29883 | 0.29883 | 0.29883 | 0.29883 | 0.29883 | 0.29883
00 Ret.Exist_Non-FBC_DryFGD_SCR_ACI & CCS | 0 | 5.9726 | 24.5978 | 24.5978 | 8.557 | 8.1195 | 8.1195
00 Ret.Exist_Non-FBC_DryFGD_SCR_ACI & DCCS | 0 | 0 | 0 | 0 | 0 | 0 | 0
00 Ret.Exist_Non-FBC_DryFGD_SCR_ACI & DCCS & CCS | 0 | 0 | 0 | 0 | 0 | 0 | 0
00 Ret.Exist_Non-FBC_DryFGD_SCR_ACI & DRET | 0 | 0 | 0 | 0 | 0 | 0 | 0
00 Ret.Exist_Non-FBC_DryFGD_SCR_ACI & GPM | 0 | 0 | 0 | 0 | 0 | 0 | 0
00 Ret.Exist_Non-FBC_DryFGD_SCR_ACI & GPM & C2G | 0 | 0 | 0 | 0 | 0 | 0 | 0
00 Ret.Exist_Non-FBC_DryFGD_SCR_ACI & GPM & CCS | 0 | 0 | 0 | 0 | 0 | 0 | 0
00 Ret.Exist_Non-FBC_DryFGD_SCR_ACI & GPM & DRET | 0 | 0 | 0 | 0 | 0 | 0 | 0
00 Ret.Exist_Non-FBC_DryFGD_SCR_ACI & GPM & NGC | 0 | 0 | 0 | 0 | 0 | 0 | 0
00 Ret.Exist_Non-FBC_DryFGD_SCR_ACI & NGC | 0 | 0 | 0 | 0 | 0 | 0 | 0
00 Ret.Exist_Non-FBC_DryFGD_SCR_ACI_DSI & C2G | 0 | 0 | 0 | 0 | 0 | 0 | 0
00 Ret.Exist_Non-FBC_DryFGD_SCR_ACI_DSI & CCS | 0 | 0 | 0 | 0 | 0 | 0 | 0
00 Ret.Exist_Non-FBC_DryFGD_SCR_ACI_DSI & DCCS | 0 | 0 | 0 | 0 | 0 | 0 | 0
00 Ret.Exist_Non-FBC_DryFGD_SCR_ACI_DSI & DCCS & CCS | 0 | 0 | 0 | 0 | 0 | 0 | 0
00 Ret.Exist_Non-FBC_DryFGD_SCR_ACI_DSI & DRET | 0 | 0 | 0 | 0 | 0 | 0 | 0
00 Ret.Exist_Non-FBC_DryFGD_SCR_ACI_DSI & GPM | 0 | 0 | 0 | 0 | 0 | 0 | 0
00 Ret.Exist_Non-FBC_DryFGD_SCR_ACI_DSI & GPM & C2G | 0 | 0 | 0 | 0 | 0 | 0 | 0
00 Ret.Exist_Non-FBC_DryFGD_SCR_ACI_DSI & GPM & CCS | 0 | 0 | 0 | 0 | 0 | 0 | 0
00 Ret.Exist_Non-FBC_DryFGD_SCR_ACI_DSI & GPM & DRET | 0 | 0 | 0 | 0 | 0 | 0 | 0
00 Ret.Exist_Non-FBC_DryFGD_SCR_ACI_DSI & GPM & NGC | 0 | 0 | 0 | 0 | 0 | 0 | 0
00 Ret.Exist_Non-FBC_DryFGD_SCR_ACI_DSI & NGC | 0 | 0 | 0 | 0 | 0 | 0 | 0
00 Ret.Exist_Non-FBC_DryFGD_SCR_DSI & ACI | 0 | 0 | 0 | 0 | 0 | 0 | 0
00 Ret.Exist_Non-FBC_DryFGD_SCR_DSI & ACI & C2G | 0 | 0 | 0 | 0 | 0 | 0 | 0
00 Ret.Exist_Non-FBC_DryFGD_SCR_DSI & ACI & CCS | 0 | 0 | 0 | 0 | 0 | 0 | 0
00 Ret.Exist_Non-FBC_DryFGD_SCR_DSI & ACI & DRET | 0 | 0 | 0 | 0 | 0 | 0 | 0
00 Ret.Exist_Non-FBC_DryFGD_SCR_DSI & ACI & GPM | 0 | 0 | 0 | 0 | 0 | 0 | 0
00 Ret.Exist_Non-FBC_DryFGD_SCR_DSI & ACI & GPM & C2G | 0 | 0 | 0 | 0 | 0 | 0 | 0
00 Ret.Exist_Non-FBC_DryFGD_SCR_DSI & ACI & GPM & CCS | 0 | 0 | 0 | 0 | 0 | 0 | 0
00 Ret.Exist_Non-FBC_DryFGD_SCR_DSI & ACI & GPM & DRET | 0 | 0 | 0 | 0 | 0 | 0 | 0
00 Ret.Exist_Non-FBC_DryFGD_SCR_DSI & ACI & GPM & NGC | 0 | 0 | 0 | 0 | 0 | 0 | 0
00 Ret.Exist_Non-FBC_DryFGD_SCR_DSI & ACI & NGC | 0 | 0 | 0 | 0 | 0 | 0 | 0
00 Ret.Exist_Non-FBC_DryFGD_SCR_DSI & C2G | 0 | 0 | 0 | 0 | 0 | 0 | 0
00 Ret.Exist_Non-FBC_DryFGD_SCR_DSI & CCS | 0 | 0 | 0 | 0 | 0 | 0 | 0
00 Ret.Exist_Non-FBC_DryFGD_SCR_DSI & DRET | 0 | 0 | 0 | 0 | 0 | 0 | 0
00 Ret.Exist_Non-FBC_DryFGD_SCR_DSI & GPM | 0 | 0 | 0 | 0 | 0 | 0 | 0
00 Ret.Exist_Non-FBC_DryFGD_SCR_DSI & GPM & C2G | 0 | 0 | 0 | 0 | 0 | 0 | 0
00 Ret.Exist_Non-FBC_DryFGD_SCR_DSI & GPM & CCS | 0 | 0 | 0 | 0 | 0 | 0 | 0
00 Ret.Exist_Non-FBC_DryFGD_SCR_DSI & GPM & DRET | 0 | 0 | 0 | 0 | 0 | 0 | 0
00 Ret.Exist_Non-FBC_DryFGD_SCR_DSI & GPM & NGC | 0 | 0 | 0 | 0 | 0 | 0 | 0
00 Ret.Exist_Non-FBC_DryFGD_SCR_DSI & NGC | 0 | 0 | 0 | 0 | 0 | 0 | 0
00 Ret.Exist_Non-FBC_DryFGD_SNCR_ACI & C2G | 0 | 0 | 0 | 0 | 0 | 0 | 0
00 Ret.Exist_Non-FBC_DryFGD_SNCR_ACI & C2G & SCR | 0 | 0 | 0 | 0 | 0 | 0 | 0
00 Ret.Exist_Non-FBC_DryFGD_SNCR_ACI & DCCS | 0 | 0 | 0 | 0 | 0 | 0 | 0
00 Ret.Exist_Non-FBC_DryFGD_SNCR_ACI & DCCS & SCR & CCS | 0 | 0 | 0 | 0 | 0 | 0 | 0
00 Ret.Exist_Non-FBC_DryFGD_SNCR_ACI & DRET | 0 | 0 | 0 | 0 | 0 | 0 | 0
00 Ret.Exist_Non-FBC_DryFGD_SNCR_ACI & GPM | 0 | 0 | 0 | 0 | 0 | 0 | 0
00 Ret.Exist_Non-FBC_DryFGD_SNCR_ACI & GPM & C2G | 0 | 0 | 0 | 0 | 0 | 0 | 0
00 Ret.Exist_Non-FBC_DryFGD_SNCR_ACI & GPM & C2G & SCR | 0 | 0 | 0 | 0 | 0 | 0 | 0
00 Ret.Exist_Non-FBC_DryFGD_SNCR_ACI & GPM & DRET | 0 | 0 | 0 | 0 | 0 | 0 | 0
00 Ret.Exist_Non-FBC_DryFGD_SNCR_ACI & GPM & NGC | 0 | 0 | 0 | 0 | 0 | 0 | 0
00 Ret.Exist_Non-FBC_DryFGD_SNCR_ACI & GPM & SCR | 0 | 0 | 0 | 0 | 0 | 0 | 0
00 Ret.Exist_Non-FBC_DryFGD_SNCR_ACI & GPM & SCR & CCS | 0 | 0 | 0 | 0 | 0 | 0 | 0
00 Ret.Exist_Non-FBC_DryFGD_SNCR_ACI & GPM & SCR & DRET | 0 | 0 | 0 | 0 | 0 | 0 | 0
00 Ret.Exist_Non-FBC_DryFGD_SNCR_ACI & GPM & SCR & NGC | 0 | 0 | 0 | 0 | 0 | 0 | 0
00 Ret.Exist_Non-FBC_DryFGD_SNCR_ACI & NGC | 0 | 0 | 0 | 0 | 0 | 0 | 0
00 Ret.Exist_Non-FBC_DryFGD_SNCR_ACI & SCR | 0 | 0 | 0 | 0 | 0 | 0 | 0
00 Ret.Exist_Non-FBC_DryFGD_SNCR_ACI & SCR & C2G | 0 | 0 | 0 | 0 | 0 | 0 | 0
00 Ret.Exist_Non-FBC_DryFGD_SNCR_ACI & SCR & CCS | 0 | 0 | 0 | 0 | 0 | 0 | 0
00 Ret.Exist_Non-FBC_DryFGD_SNCR_ACI & SCR & DRET | 0 | 0 | 0 | 0 | 0 | 0 | 0
00 Ret.Exist_Non-FBC_DryFGD_SNCR_ACI & SCR & NGC | 0 | 0 | 0 | 0 | 0 | 0 | 0
00 Ret.Exist_Non-FBC_DryFGD_SNCR_ACI_DSI & C2G | 0 | 0 | 0 | 0 | 0 | 0 | 0
00 Ret.Exist_Non-FBC_DryFGD_SNCR_ACI_DSI & C2G & SCR | 0 | 0 | 0 | 0 | 0 | 0 | 0
00 Ret.Exist_Non-FBC_DryFGD_SNCR_ACI_DSI & DRET | 0 | 0 | 0 | 0 | 0 | 0 | 0
00 Ret.Exist_Non-FBC_DryFGD_SNCR_ACI_DSI & GPM | 0 | 0 | 0 | 0 | 0 | 0 | 0
00 Ret.Exist_Non-FBC_DryFGD_SNCR_ACI_DSI & GPM & C2G | 0 | 0 | 0 | 0 | 0 | 0 | 0
00 Ret.Exist_Non-FBC_DryFGD_SNCR_ACI_DSI & GPM & C2G & SCR | 0 | 0 | 0 | 0 | 0 | 0 | 0
00 Ret.Exist_Non-FBC_DryFGD_SNCR_ACI_DSI & GPM & DRET | 0 | 0 | 0 | 0 | 0 | 0 | 0
00 Ret.Exist_Non-FBC_DryFGD_SNCR_ACI_DSI & GPM & NGC | 0 | 0 | 0 | 0 | 0 | 0 | 0
00 Ret.Exist_Non-FBC_DryFGD_SNCR_ACI_DSI & GPM & SCR | 0 | 0 | 0 | 0 | 0 | 0 | 0
00 Ret.Exist_Non-FBC_DryFGD_SNCR_ACI_DSI & GPM & SCR & CCS | 0 | 0 | 0 | 0 | 0 | 0 | 0
00 Ret.Exist_Non-FBC_DryFGD_SNCR_ACI_DSI & GPM & SCR & DRET | 0 | 0 | 0 | 0 | 0 | 0 | 0
00 Ret.Exist_Non-FBC_DryFGD_SNCR_ACI_DSI & GPM & SCR & NGC | 0 | 0 | 0 | 0 | 0 | 0 | 0
00 Ret.Exist_Non-FBC_DryFGD_SNCR_ACI_DSI & NGC | 0 | 0 | 0 | 0 | 0 | 0 | 0
00 Ret.Exist_Non-FBC_DryFGD_SNCR_ACI_DSI & SCR | 0 | 0 | 0 | 0 | 0 | 0 | 0
00 Ret.Exist_Non-FBC_DryFGD_SNCR_ACI_DSI & SCR & C2G | 0 | 0 | 0 | 0 | 0 | 0 | 0
00 Ret.Exist_Non-FBC_DryFGD_SNCR_ACI_DSI & SCR & CCS | 0 | 0 | 0 | 0 | 0 | 0 | 0
00 Ret.Exist_Non-FBC_DryFGD_SNCR_ACI_DSI & SCR & DRET | 0 | 0 | 0 | 0 | 0 | 0 | 0
00 Ret.Exist_Non-FBC_DryFGD_SNCR_ACI_DSI & SCR & NGC | 0 | 0 | 0 | 0 | 0 | 0 | 0
00 Ret.Exist_Non-FBC_DSI & ACI | 0 | 0 | 0 | 0 | 0 | 0 | 0
00 Ret.Exist_Non-FBC_DSI & ACI & C2G | 0 | 0 | 0 | 0 | 0 | 0 | 0
00 Ret.Exist_Non-FBC_DSI & ACI & C2G & SCR | 0 | 0 | 0 | 0 | 0 | 0 | 0
00 Ret.Exist_Non-FBC_DSI & ACI & DRET | 0 | 0 | 0 | 0 | 0 | 0 | 0
00 Ret.Exist_Non-FBC_DSI & ACI & GPM | 0 | 0 | 0 | 0 | 0 | 0 | 0
00 Ret.Exist_Non-FBC_DSI & ACI & GPM & C2G | 0 | 0 | 0 | 0 | 0 | 0 | 0
00 Ret.Exist_Non-FBC_DSI & ACI & GPM & C2G & SCR | 0 | 0 | 0 | 0 | 0 | 0 | 0
00 Ret.Exist_Non-FBC_DSI & ACI & GPM & DRET | 0 | 0 | 0 | 0 | 0 | 0 | 0
00 Ret.Exist_Non-FBC_DSI & ACI & GPM & NGC | 0 | 0 | 0 | 0 | 0 | 0 | 0
00 Ret.Exist_Non-FBC_DSI & ACI & GPM & SCR | 0 | 0 | 0 | 0 | 0 | 0 | 0
00 Ret.Exist_Non-FBC_DSI & ACI & GPM & SCR & DRET | 0 | 0 | 0 | 0 | 0 | 0 | 0
00 Ret.Exist_Non-FBC_DSI & ACI & GPM & SCR & NGC | 0 | 0 | 0 | 0 | 0 | 0 | 0
00 Ret.Exist_Non-FBC_DSI & ACI & GPM & SNCR | 0 | 0 | 0 | 0 | 0 | 0 | 0
00 Ret.Exist_Non-FBC_DSI & ACI & GPM & SNCR & DRET | 0 | 0 | 0 | 0 | 0 | 0 | 0
00 Ret.Exist_Non-FBC_DSI & ACI & GPM & SNCR & NGC | 0 | 0 | 0 | 0 | 0 | 0 | 0
00 Ret.Exist_Non-FBC_DSI & ACI & GPM & WetFGD & SCR & CCS | 0 | 0 | 0 | 0 | 0 | 0 | 0
00 Ret.Exist_Non-FBC_DSI & ACI & NGC | 0 | 0 | 0 | 0 | 0 | 0 | 0
00 Ret.Exist_Non-FBC_DSI & ACI & SCR | 0 | 0 | 0 | 0 | 0 | 0 | 0
00 Ret.Exist_Non-FBC_DSI & ACI & SCR & DRET | 0 | 0 | 0 | 0 | 0 | 0 | 0
00 Ret.Exist_Non-FBC_DSI & ACI & SCR & NGC | 0 | 0 | 0 | 0 | 0 | 0 | 0
00 Ret.Exist_Non-FBC_DSI & ACI & SNCR | 0 | 0 | 0 | 0 | 0 | 0 | 0
00 Ret.Exist_Non-FBC_DSI & ACI & SNCR & DRET | 0 | 0 | 0 | 0 | 0 | 0 | 0
00 Ret.Exist_Non-FBC_DSI & ACI & SNCR & NGC | 0 | 0 | 0 | 0 | 0 | 0 | 0
00 Ret.Exist_Non-FBC_DSI & ACI & WetFGD & SCR & CCS | 0 | 0 | 0 | 0 | 0 | 0 | 0
00 Ret.Exist_Non-FBC_DSI & C2G | 0 | 0 | 0 | 0 | 0 | 0 | 0
00 Ret.Exist_Non-FBC_DSI & C2G & SCR | 0 | 0 | 0 | 0 | 0 | 0 | 0
00 Ret.Exist_Non-FBC_DSI & DRET | 0 | 0 | 0 | 0 | 0 | 0 | 0
00 Ret.Exist_Non-FBC_DSI & GPM | 0 | 0 | 0 | 0 | 0 | 0 | 0
00 Ret.Exist_Non-FBC_DSI & GPM & C2G | 0 | 0 | 0 | 0 | 0 | 0 | 0
00 Ret.Exist_Non-FBC_DSI & GPM & C2G & SCR | 0 | 0 | 0 | 0 | 0 | 0 | 0
00 Ret.Exist_Non-FBC_DSI & GPM & DRET | 0 | 0 | 0 | 0 | 0 | 0 | 0
00 Ret.Exist_Non-FBC_DSI & GPM & NGC | 0 | 0 | 0 | 0 | 0 | 0 | 0
00 Ret.Exist_Non-FBC_DSI & GPM & SCR | 0 | 0 | 0 | 0 | 0 | 0 | 0
00 Ret.Exist_Non-FBC_DSI & GPM & SCR & DRET | 0 | 0 | 0 | 0 | 0 | 0 | 0
00 Ret.Exist_Non-FBC_DSI & GPM & SCR & NGC | 0 | 0 | 0 | 0 | 0 | 0 | 0
00 Ret.Exist_Non-FBC_DSI & GPM & SNCR | 0 | 0 | 0 | 0 | 0 | 0 | 0
00 Ret.Exist_Non-FBC_DSI & GPM & SNCR & DRET | 0 | 0 | 0 | 0 | 0 | 0 | 0
00 Ret.Exist_Non-FBC_DSI & GPM & SNCR & NGC | 0 | 0 | 0 | 0 | 0 | 0 | 0
00 Ret.Exist_Non-FBC_DSI & GPM & WetFGD & SCR & CCS | 0 | 0 | 0 | 0 | 0 | 0 | 0
00 Ret.Exist_Non-FBC_DSI & NGC | 0 | 0 | 0 | 0 | 0 | 0 | 0
00 Ret.Exist_Non-FBC_DSI & SCR | 0 | 0 | 0 | 0 | 0 | 0 | 0
00 Ret.Exist_Non-FBC_DSI & SCR & C2G | 0 | 0 | 0 | 0 | 0 | 0 | 0
00 Ret.Exist_Non-FBC_DSI & SCR & DRET | 0 | 0 | 0 | 0 | 0 | 0 | 0
00 Ret.Exist_Non-FBC_DSI & SCR & NGC | 0 | 0 | 0 | 0 | 0 | 0 | 0
00 Ret.Exist_Non-FBC_DSI & SCR & WetFGD & CCS | 0 | 0 | 0 | 0 | 0 | 0 | 0
00 Ret.Exist_Non-FBC_DSI & SNCR | 0 | 0 | 0 | 0 | 0 | 0 | 0
00 Ret.Exist_Non-FBC_DSI & SNCR & C2G | 0 | 0 | 0 | 0 | 0 | 0 | 0
00 Ret.Exist_Non-FBC_DSI & SNCR & DRET | 0 | 0 | 0 | 0 | 0 | 0 | 0
00 Ret.Exist_Non-FBC_DSI & SNCR & NGC | 0 | 0 | 0 | 0 | 0 | 0 | 0
00 Ret.Exist_Non-FBC_NoCtrl & ACI | 0 | 0 | 0 | 0 | 0 | 0 | 0
00 Ret.Exist_Non-FBC_NoCtrl & ACI & C2G | 0 | 0 | 0 | 0 | 0 | 0 | 0
00 Ret.Exist_Non-FBC_NoCtrl & ACI & C2G & SCR | 0 | 0 | 0 | 0 | 0 | 0 | 0
00 Ret.Exist_Non-FBC_NoCtrl & ACI & DRET | 0 | 0 | 0 | 0 | 0 | 0 | 0
00 Ret.Exist_Non-FBC_NoCtrl & ACI & DSI | 0 | 0 | 0 | 0 | 0 | 0 | 0
00 Ret.Exist_Non-FBC_NoCtrl & ACI & DSI & C2G | 0 | 0 | 0 | 0 | 0 | 0 | 0
00 Ret.Exist_Non-FBC_NoCtrl & ACI & DSI & C2G & SCR | 0 | 0 | 0 | 0 | 0 | 0 | 0
00 Ret.Exist_Non-FBC_NoCtrl & ACI & DSI & DRET | 0 | 0 | 0 | 0 | 0 | 0 | 0
00 Ret.Exist_Non-FBC_NoCtrl & ACI & DSI & GPM | 0 | 0 | 0 | 0 | 0 | 0 | 0
00 Ret.Exist_Non-FBC_NoCtrl & ACI & DSI & GPM & C2G | 0 | 0 | 0 | 0 | 0 | 0 | 0
00 Ret.Exist_Non-FBC_NoCtrl & ACI & DSI & GPM & C2G & SCR | 0 | 0 | 0 | 0 | 0 | 0 | 0
00 Ret.Exist_Non-FBC_NoCtrl & ACI & DSI & GPM & DRET | 0 | 0 | 0 | 0 | 0 | 0 | 0
00 Ret.Exist_Non-FBC_NoCtrl & ACI & DSI & GPM & NGC | 0 | 0 | 0 | 0 | 0 | 0 | 0
00 Ret.Exist_Non-FBC_NoCtrl & ACI & DSI & GPM & SCR | 0 | 0 | 0 | 0 | 0 | 0 | 0
00 Ret.Exist_Non-FBC_NoCtrl & ACI & DSI & GPM & SCR & DRET | 0 | 0 | 0 | 0 | 0 | 0 | 0
00 Ret.Exist_Non-FBC_NoCtrl & ACI & DSI & GPM & SCR & NGC | 0 | 0 | 0 | 0 | 0 | 0 | 0
00 Ret.Exist_Non-FBC_NoCtrl & ACI & DSI & GPM & SNCR | 0 | 0 | 0 | 0 | 0 | 0 | 0
00 Ret.Exist_Non-FBC_NoCtrl & ACI & DSI & GPM & SNCR & DRET | 0 | 0 | 0 | 0 | 0 | 0 | 0
00 Ret.Exist_Non-FBC_NoCtrl & ACI & DSI & GPM & SNCR & NGC | 0 | 0 | 0 | 0 | 0 | 0 | 0
00 Ret.Exist_Non-FBC_NoCtrl & ACI & DSI & GPM & WetFGD & SCR & CCS | 0 | 0 | 0 | 0 | 0 | 0 | 0
00 Ret.Exist_Non-FBC_NoCtrl & ACI & DSI & NGC | 0 | 0 | 0 | 0 | 0 | 0 | 0
00 Ret.Exist_Non-FBC_NoCtrl & ACI & DSI & SCR | 0 | 0 | 0 | 0 | 0 | 0 | 0
00 Ret.Exist_Non-FBC_NoCtrl & ACI & DSI & SCR & DRET | 0 | 0 | 0 | 0 | 0 | 0 | 0
00 Ret.Exist_Non-FBC_NoCtrl & ACI & DSI & SCR & NGC | 0 | 0 | 0 | 0 | 0 | 0 | 0
00 Ret.Exist_Non-FBC_NoCtrl & ACI & DSI & SNCR | 0 | 0 | 0 | 0 | 0 | 0 | 0
00 Ret.Exist_Non-FBC_NoCtrl & ACI & DSI & SNCR & DRET | 0 | 0 | 0 | 0 | 0 | 0 | 0
00 Ret.Exist_Non-FBC_NoCtrl & ACI & DSI & SNCR & NGC | 0 | 0 | 0 | 0 | 0 | 0 | 0
00 Ret.Exist_Non-FBC_NoCtrl & ACI & DSI & WetFGD & SCR & CCS | 0 | 0 | 0 | 0 | 0 | 0 | 0
00 Ret.Exist_Non-FBC_NoCtrl & ACI & GPM | 0 | 0 | 0 | 0 | 0 | 0 | 0
00 Ret.Exist_Non-FBC_NoCtrl & ACI & GPM & C2G | 0 | 0 | 0 | 0 | 0 | 0 | 0
00 Ret.Exist_Non-FBC_NoCtrl & ACI & GPM & C2G & SCR | 0 | 0 | 0 | 0 | 0 | 0 | 0
00 Ret.Exist_Non-FBC_NoCtrl & ACI & GPM & DRET | 0 | 0 | 0 | 0 | 0 | 0 | 0
00 Ret.Exist_Non-FBC_NoCtrl & ACI & GPM & NGC | 0 | 0 | 0 | 0 | 0 | 0 | 0
00 Ret.Exist_Non-FBC_NoCtrl & ACI & GPM & SCR | 0 | 0 | 0 | 0 | 0 | 0 | 0
00 Ret.Exist_Non-FBC_NoCtrl & ACI & GPM & SCR & DRET | 0 | 0 | 0 | 0 | 0 | 0 | 0
00 Ret.Exist_Non-FBC_NoCtrl & ACI & GPM & SCR & NGC | 0 | 0 | 0 | 0 | 0 | 0 | 0
00 Ret.Exist_Non-FBC_NoCtrl & ACI & GPM & SNCR | 0 | 0 | 0 | 0 | 0 | 0 | 0
00 Ret.Exist_Non-FBC_NoCtrl & ACI & GPM & SNCR & DRET | 0 | 0 | 0 | 0 | 0 | 0 | 0
00 Ret.Exist_Non-FBC_NoCtrl & ACI & GPM & SNCR & NGC | 0 | 0 | 0 | 0 | 0 | 0 | 0
00 Ret.Exist_Non-FBC_NoCtrl & ACI & GPM & WetFGD & SCR & CCS | 0 | 0 | 0 | 0 | 0 | 0 | 0
00 Ret.Exist_Non-FBC_NoCtrl & ACI & NGC | 0 | 0 | 0 | 0 | 0 | 0 | 0
00 Ret.Exist_Non-FBC_NoCtrl & ACI & SCR | 0 | 0 | 0 | 0 | 0 | 0 | 0
00 Ret.Exist_Non-FBC_NoCtrl & ACI & SCR & DRET | 0 | 0 | 0 | 0 | 0 | 0 | 0
00 Ret.Exist_Non-FBC_NoCtrl & ACI & SCR & NGC | 0 | 0 | 0 | 0 | 0 | 0 | 0
00 Ret.Exist_Non-FBC_NoCtrl & ACI & SNCR | 0 | 0 | 0 | 0 | 0 | 0 | 0
00 Ret.Exist_Non-FBC_NoCtrl & ACI & SNCR & DRET | 0 | 0 | 0 | 0 | 0 | 0 | 0
00 Ret.Exist_Non-FBC_NoCtrl & ACI & SNCR & NGC | 0 | 0 | 0 | 0 | 0 | 0 | 0
00 Ret.Exist_Non-FBC_NoCtrl & ACI & WetFGD & SCR & CCS | 0 | 0 | 0 | 0 | 0 | 0 | 0
00 Ret.Exist_Non-FBC_NoCtrl & C2G | 0 | 0 | 0 | 0 | 0 | 0 | 0
00 Ret.Exist_Non-FBC_NoCtrl & C2G & SCR | 0 | 0 | 0 | 0 | 0 | 0 | 0
00 Ret.Exist_Non-FBC_NoCtrl & DCCS | 0 | 0 | 0 | 0 | 0 | 0 | 0
00 Ret.Exist_Non-FBC_NoCtrl & DCCS & WetFGD & SCR & CCS | 0 | 0 | 0 | 0 | 0 | 0 | 0
00 Ret.Exist_Non-FBC_NoCtrl & DRET | 0 | 0 | 0 | 0 | 0 | 0 | 0
00 Ret.Exist_Non-FBC_NoCtrl & DSI | 0 | 0 | 0 | 0 | 0 | 0 | 0
00 Ret.Exist_Non-FBC_NoCtrl & DSI & C2G | 0 | 0 | 0 | 0 | 0 | 0 | 0
00 Ret.Exist_Non-FBC_NoCtrl & DSI & C2G & SCR | 0 | 0 | 0 | 0 | 0 | 0 | 0
00 Ret.Exist_Non-FBC_NoCtrl & DSI & DRET | 0 | 0 | 0 | 0 | 0 | 0 | 0
00 Ret.Exist_Non-FBC_NoCtrl & DSI & GPM | 0 | 0 | 0 | 0 | 0 | 0 | 0
00 Ret.Exist_Non-FBC_NoCtrl & DSI & GPM & C2G | 0 | 0 | 0 | 0 | 0 | 0 | 0
00 Ret.Exist_Non-FBC_NoCtrl & DSI & GPM & C2G & SCR | 0 | 0 | 0 | 0 | 0 | 0 | 0
00 Ret.Exist_Non-FBC_NoCtrl & DSI & GPM & DRET | 0 | 0 | 0 | 0 | 0 | 0 | 0
00 Ret.Exist_Non-FBC_NoCtrl & DSI & GPM & NGC | 0 | 0 | 0 | 0 | 0 | 0 | 0
00 Ret.Exist_Non-FBC_NoCtrl & DSI & GPM & SCR | 0 | 0 | 0 | 0 | 0 | 0 | 0
00 Ret.Exist_Non-FBC_NoCtrl & DSI & GPM & SCR & DRET | 0 | 0 | 0 | 0 | 0 | 0 | 0
00 Ret.Exist_Non-FBC_NoCtrl & DSI & GPM & SCR & NGC | 0 | 0 | 0 | 0 | 0 | 0 | 0
00 Ret.Exist_Non-FBC_NoCtrl & DSI & GPM & SNCR | 0 | 0 | 0 | 0 | 0 | 0 | 0
00 Ret.Exist_Non-FBC_NoCtrl & DSI & GPM & SNCR & DRET | 0 | 0 | 0 | 0 | 0 | 0 | 0
00 Ret.Exist_Non-FBC_NoCtrl & DSI & GPM & SNCR & NGC | 0 | 0 | 0 | 0 | 0 | 0 | 0
00 Ret.Exist_Non-FBC_NoCtrl & DSI & GPM & WetFGD & SCR & CCS | 0 | 0 | 0 | 0 | 0 | 0 | 0
00 Ret.Exist_Non-FBC_NoCtrl & DSI & NGC | 0 | 0 | 0 | 0 | 0 | 0 | 0
00 Ret.Exist_Non-FBC_NoCtrl & DSI & SCR | 0 | 0 | 0 | 0 | 0 | 0 | 0
00 Ret.Exist_Non-FBC_NoCtrl & DSI & SCR & DRET | 0 | 0 | 0 | 0 | 0 | 0 | 0
00 Ret.Exist_Non-FBC_NoCtrl & DSI & SCR & NGC | 0 | 0 | 0 | 0 | 0 | 0 | 0
00 Ret.Exist_Non-FBC_NoCtrl & DSI & SNCR | 0 | 0 | 0 | 0 | 0 | 0 | 0
00 Ret.Exist_Non-FBC_NoCtrl & DSI & SNCR & DRET | 0 | 0 | 0 | 0 | 0 | 0 | 0
00 Ret.Exist_Non-FBC_NoCtrl & DSI & SNCR & NGC | 0 | 0 | 0 | 0 | 0 | 0 | 0
00 Ret.Exist_Non-FBC_NoCtrl & DSI & WetFGD & SCR & CCS | 0 | 0 | 0 | 0 | 0 | 0 | 0
00 Ret.Exist_Non-FBC_NoCtrl & GPM | 0 | 0 | 0 | 0 | 0 | 0 | 0
00 Ret.Exist_Non-FBC_NoCtrl & GPM & C2G | 0 | 0 | 0 | 0 | 0 | 0 | 0
00 Ret.Exist_Non-FBC_NoCtrl & GPM & C2G & SCR | 0 | 0 | 0 | 0 | 0 | 0 | 0
00 Ret.Exist_Non-FBC_NoCtrl & GPM & DRET | 0 | 0 | 0 | 0 | 0 | 0 | 0
00 Ret.Exist_Non-FBC_NoCtrl & GPM & NGC | 0 | 0 | 0 | 0 | 0 | 0 | 0
00 Ret.Exist_Non-FBC_NoCtrl & GPM & SCR | 0 | 0 | 0 | 0 | 0 | 0 | 0
00 Ret.Exist_Non-FBC_NoCtrl & GPM & SCR & DRET | 0 | 0 | 0 | 0 | 0 | 0 | 0
00 Ret.Exist_Non-FBC_NoCtrl & GPM & SCR & NGC | 0 | 0 | 0 | 0 | 0 | 0 | 0
00 Ret.Exist_Non-FBC_NoCtrl & GPM & SNCR | 0 | 0 | 0 | 0 | 0 | 0 | 0
00 Ret.Exist_Non-FBC_NoCtrl & GPM & SNCR & DRET | 0 | 0 | 0 | 0 | 0 | 0 | 0
00 Ret.Exist_Non-FBC_NoCtrl & GPM & SNCR & NGC | 0 | 0 | 0 | 0 | 0 | 0 | 0
00 Ret.Exist_Non-FBC_NoCtrl & GPM & WetFGD & SCR & CCS | 0 | 0 | 0 | 0 | 0 | 0 | 0
00 Ret.Exist_Non-FBC_NoCtrl & NGC | 0 | 0 | 0 | 0 | 0 | 0 | 0
00 Ret.Exist_Non-FBC_NoCtrl & SCR | 0 | 0 | 0 | 0 | 0 | 0 | 0
00 Ret.Exist_Non-FBC_NoCtrl & SCR & C2G | 0 | 0 | 0 | 0 | 0 | 0 | 0
00 Ret.Exist_Non-FBC_NoCtrl & SCR & DRET | 0 | 0 | 0 | 0 | 0 | 0 | 0
00 Ret.Exist_Non-FBC_NoCtrl & SCR & NGC | 0 | 0 | 0 | 0 | 0 | 0 | 0
00 Ret.Exist_Non-FBC_NoCtrl & SCR & WetFGD & CCS | 0 | 0 | 0 | 0 | 0 | 0 | 0
00 Ret.Exist_Non-FBC_NoCtrl & SNCR | 0 | 0 | 0 | 0 | 0 | 0 | 0
00 Ret.Exist_Non-FBC_NoCtrl & SNCR & C2G | 0 | 0 | 0 | 0 | 0 | 0 | 0
00 Ret.Exist_Non-FBC_NoCtrl & SNCR & DRET | 0 | 0 | 0 | 0 | 0 | 0 | 0
00 Ret.Exist_Non-FBC_NoCtrl & SNCR & NGC | 0 | 0 | 0 | 0 | 0 | 0 | 0
00 Ret.Exist_Non-FBC_SCR_ACI & C2G | 0 | 0 | 0 | 0 | 0 | 0 | 0
00 Ret.Exist_Non-FBC_SCR_ACI & DCCS | 0 | 0 | 0 | 0 | 0 | 0 | 0
00 Ret.Exist_Non-FBC_SCR_ACI & DCCS & WetFGD & CCS | 0 | 0 | 0 | 0 | 0 | 0 | 0
00 Ret.Exist_Non-FBC_SCR_ACI & DRET | 0 | 0 | 0 | 0 | 0 | 0 | 0
00 Ret.Exist_Non-FBC_SCR_ACI & DSI | 0 | 0 | 0 | 0 | 0 | 0 | 0
00 Ret.Exist_Non-FBC_SCR_ACI & DSI & C2G | 0 | 0 | 0 | 0 | 0 | 0 | 0
00 Ret.Exist_Non-FBC_SCR_ACI & DSI & DRET | 0 | 0 | 0 | 0 | 0 | 0 | 0
00 Ret.Exist_Non-FBC_SCR_ACI & DSI & GPM | 0 | 0 | 0 | 0 | 0 | 0 | 0
00 Ret.Exist_Non-FBC_SCR_ACI & DSI & GPM & C2G | 0 | 0 | 0 | 0 | 0 | 0 | 0
00 Ret.Exist_Non-FBC_SCR_ACI & DSI & GPM & DRET | 0 | 0 | 0 | 0 | 0 | 0 | 0
00 Ret.Exist_Non-FBC_SCR_ACI & DSI & GPM & NGC | 0 | 0 | 0 | 0 | 0 | 0 | 0
00 Ret.Exist_Non-FBC_SCR_ACI & DSI & GPM & WetFGD & CCS | 0 | 0 | 0 | 0 | 0 | 0 | 0
00 Ret.Exist_Non-FBC_SCR_ACI & DSI & NGC | 0 | 0 | 0 | 0 | 0 | 0 | 0
00 Ret.Exist_Non-FBC_SCR_ACI & DSI & WetFGD & CCS | 0 | 0 | 0 | 0 | 0 | 0 | 0
00 Ret.Exist_Non-FBC_SCR_ACI & GPM | 0 | 0 | 0 | 0 | 0 | 0 | 0
00 Ret.Exist_Non-FBC_SCR_ACI & GPM & C2G | 0 | 0 | 0 | 0 | 0 | 0 | 0
00 Ret.Exist_Non-FBC_SCR_ACI & GPM & DRET | 0 | 0 | 0 | 0 | 0 | 0 | 0
00 Ret.Exist_Non-FBC_SCR_ACI & GPM & NGC | 0 | 0 | 0 | 0 | 0 | 0 | 0
00 Ret.Exist_Non-FBC_SCR_ACI & GPM & WetFGD & CCS | 0 | 0 | 0 | 0 | 0 | 0 | 0
00 Ret.Exist_Non-FBC_SCR_ACI & NGC | 0 | 0 | 0 | 0 | 0 | 0 | 0
00 Ret.Exist_Non-FBC_SCR_ACI & WetFGD & CCS | 0 | 0 | 0 | 0 | 0 | 0 | 0
00 Ret.Exist_Non-FBC_SCR_ACI_DSI & C2G | 0 | 0 | 0 | 0 | 0 | 0 | 0
00 Ret.Exist_Non-FBC_SCR_ACI_DSI & DCCS | 0 | 0 | 0 | 0 | 0 | 0 | 0
00 Ret.Exist_Non-FBC_SCR_ACI_DSI & DCCS & WetFGD & CCS | 0 | 0 | 0 | 0 | 0 | 0 | 0
00 Ret.Exist_Non-FBC_SCR_ACI_DSI & DRET | 0 | 0 | 0 | 0 | 0 | 0 | 0
00 Ret.Exist_Non-FBC_SCR_ACI_DSI & GPM | 0 | 0 | 0 | 0 | 0 | 0 | 0
00 Ret.Exist_Non-FBC_SCR_ACI_DSI & GPM & C2G | 0 | 0 | 0 | 0 | 0 | 0 | 0
00 Ret.Exist_Non-FBC_SCR_ACI_DSI & GPM & DRET | 0 | 0 | 0 | 0 | 0 | 0 | 0
00 Ret.Exist_Non-FBC_SCR_ACI_DSI & GPM & NGC | 0 | 0 | 0 | 0 | 0 | 0 | 0
00 Ret.Exist_Non-FBC_SCR_ACI_DSI & GPM & WetFGD & CCS | 0 | 0 | 0 | 0 | 0 | 0 | 0
00 Ret.Exist_Non-FBC_SCR_ACI_DSI & NGC | 0 | 0 | 0 | 0 | 0 | 0 | 0
00 Ret.Exist_Non-FBC_SCR_ACI_DSI & WetFGD & CCS | 0 | 0 | 0 | 0 | 0 | 0 | 0
00 Ret.Exist_Non-FBC_SNCR_ACI & C2G | 0 | 0 | 0 | 0 | 0 | 0 | 0
00 Ret.Exist_Non-FBC_SNCR_ACI & C2G & SCR | 0 | 0 | 0 | 0 | 0 | 0 | 0
00 Ret.Exist_Non-FBC_SNCR_ACI & DRET | 0 | 0 | 0 | 0 | 0 | 0 | 0
00 Ret.Exist_Non-FBC_SNCR_ACI & DSI | 0 | 0 | 0 | 0 | 0 | 0 | 0
00 Ret.Exist_Non-FBC_SNCR_ACI & DSI & C2G | 0 | 0 | 0 | 0 | 0 | 0 | 0
00 Ret.Exist_Non-FBC_SNCR_ACI & DSI & C2G & SCR | 0 | 0 | 0 | 0 | 0 | 0 | 0
00 Ret.Exist_Non-FBC_SNCR_ACI & DSI & DRET | 0 | 0 | 0 | 0 | 0 | 0 | 0
00 Ret.Exist_Non-FBC_SNCR_ACI & DSI & NGC | 0 | 0 | 0 | 0 | 0 | 0 | 0
00 Ret.Exist_Non-FBC_SNCR_ACI & DSI & SCR | 0 | 0 | 0 | 0 | 0 | 0 | 0
00 Ret.Exist_Non-FBC_SNCR_ACI & DSI & SCR & DRET | 0 | 0 | 0 | 0 | 0 | 0 | 0
00 Ret.Exist_Non-FBC_SNCR_ACI & DSI & SCR & NGC | 0 | 0 | 0 | 0 | 0 | 0 | 0
00 Ret.Exist_Non-FBC_SNCR_ACI & DSI & WetFGD & SCR & CCS | 0 | 0 | 0 | 0 | 0 | 0 | 0
00 Ret.Exist_Non-FBC_SNCR_ACI & GPM | 0 | 0 | 0 | 0 | 0 | 0 | 0
00 Ret.Exist_Non-FBC_SNCR_ACI & GPM & C2G | 0 | 0 | 0 | 0 | 0 | 0 | 0
00 Ret.Exist_Non-FBC_SNCR_ACI & GPM & C2G & SCR | 0 | 0 | 0 | 0 | 0 | 0 | 0
00 Ret.Exist_Non-FBC_SNCR_ACI & GPM & DRET | 0 | 0 | 0 | 0 | 0 | 0 | 0
00 Ret.Exist_Non-FBC_SNCR_ACI & GPM & NGC | 0 | 0 | 0 | 0 | 0 | 0 | 0
00 Ret.Exist_Non-FBC_SNCR_ACI & GPM & SCR | 0 | 0 | 0 | 0 | 0 | 0 | 0
00 Ret.Exist_Non-FBC_SNCR_ACI & GPM & SCR & DRET | 0 | 0 | 0 | 0 | 0 | 0 | 0
00 Ret.Exist_Non-FBC_SNCR_ACI & GPM & SCR & NGC | 0 | 0 | 0 | 0 | 0 | 0 | 0
00 Ret.Exist_Non-FBC_SNCR_ACI & GPM & WetFGD & SCR & CCS | 0 | 0 | 0 | 0 | 0 | 0 | 0
00 Ret.Exist_Non-FBC_SNCR_ACI & NGC | 0 | 0 | 0 | 0 | 0 | 0 | 0
00 Ret.Exist_Non-FBC_SNCR_ACI & SCR | 0 | 0 | 0 | 0 | 0 | 0 | 0
00 Ret.Exist_Non-FBC_SNCR_ACI & SCR & C2G | 0 | 0 | 0 | 0 | 0 | 0 | 0
00 Ret.Exist_Non-FBC_SNCR_ACI & SCR & DRET | 0 | 0 | 0 | 0 | 0 | 0 | 0
00 Ret.Exist_Non-FBC_SNCR_ACI & SCR & NGC | 0 | 0 | 0 | 0 | 0 | 0 | 0
00 Ret.Exist_Non-FBC_SNCR_ACI & SCR & WetFGD & CCS | 0 | 0 | 0 | 0 | 0 | 0 | 0
00 Ret.Exist_Non-FBC_SNCR_ACI_DSI & C2G | 0 | 0 | 0 | 0 | 0 | 0 | 0
00 Ret.Exist_Non-FBC_SNCR_ACI_DSI & C2G & SCR | 0 | 0 | 0 | 0 | 0 | 0 | 0
00 Ret.Exist_Non-FBC_SNCR_ACI_DSI & DCCS | 0 | 0 | 0 | 0 | 0 | 0 | 0
00 Ret.Exist_Non-FBC_SNCR_ACI_DSI & DCCS & WetFGD & SCR & CCS | 0 | 0 | 0 | 0 | 0 | 0 | 0
00 Ret.Exist_Non-FBC_SNCR_ACI_DSI & DRET | 0 | 0 | 0 | 0 | 0 | 0 | 0
00 Ret.Exist_Non-FBC_SNCR_ACI_DSI & GPM | 0 | 0 | 0 | 0 | 0 | 0 | 0
00 Ret.Exist_Non-FBC_SNCR_ACI_DSI & GPM & C2G | 0 | 0 | 0 | 0 | 0 | 0 | 0
00 Ret.Exist_Non-FBC_SNCR_ACI_DSI & GPM & C2G & SCR | 0 | 0 | 0 | 0 | 0 | 0 | 0
00 Ret.Exist_Non-FBC_SNCR_ACI_DSI & GPM & DRET | 0 | 0 | 0 | 0 | 0 | 0 | 0
00 Ret.Exist_Non-FBC_SNCR_ACI_DSI & GPM & NGC | 0 | 0 | 0 | 0 | 0 | 0 | 0
00 Ret.Exist_Non-FBC_SNCR_ACI_DSI & GPM & SCR | 0 | 0 | 0 | 0 | 0 | 0 | 0
00 Ret.Exist_Non-FBC_SNCR_ACI_DSI & GPM & SCR & DRET | 0 | 0 | 0 | 0 | 0 | 0 | 0
00 Ret.Exist_Non-FBC_SNCR_ACI_DSI & GPM & SCR & NGC | 0 | 0 | 0 | 0 | 0 | 0 | 0
00 Ret.Exist_Non-FBC_SNCR_ACI_DSI & GPM & WetFGD & SCR & CCS | 0 | 0 | 0 | 0 | 0 | 0 | 0
00 Ret.Exist_Non-FBC_SNCR_ACI_DSI & NGC | 0 | 0 | 0 | 0 | 0 | 0 | 0
00 Ret.Exist_Non-FBC_SNCR_ACI_DSI & SCR | 0 | 0 | 0 | 0 | 0 | 0 | 0
00 Ret.Exist_Non-FBC_SNCR_ACI_DSI & SCR & C2G | 0 | 0 | 0 | 0 | 0 | 0 | 0
00 Ret.Exist_Non-FBC_SNCR_ACI_DSI & SCR & DRET | 0 | 0 | 0 | 0 | 0 | 0 | 0
00 Ret.Exist_Non-FBC_SNCR_ACI_DSI & SCR & NGC | 0 | 0 | 0 | 0 | 0 | 0 | 0
00 Ret.Exist_Non-FBC_SNCR_ACI_DSI & SCR & WetFGD & CCS | 0 | 0 | 0 | 0 | 0 | 0 | 0
00 Ret.Exist_Non-FBC_WetFGD & ACI | 0 | 0 | 0 | 0 | 0 | 0 | 0
00 Ret.Exist_Non-FBC_WetFGD & ACI & C2G | 0 | 0 | 0 | 0 | 0 | 0 | 0
00 Ret.Exist_Non-FBC_WetFGD & ACI & C2G & SCR | 0 | 0 | 0 | 0 | 0 | 0 | 0
00 Ret.Exist_Non-FBC_WetFGD & ACI & DRET | 0 | 0 | 0 | 0 | 0 | 0 | 0
00 Ret.Exist_Non-FBC_WetFGD & ACI & GPM | 0 | 0 | 0 | 0 | 0 | 0 | 0
00 Ret.Exist_Non-FBC_WetFGD & ACI & GPM & C2G | 0 | 0 | 0 | 0 | 0 | 0 | 0
00 Ret.Exist_Non-FBC_WetFGD & ACI & GPM & C2G & SCR | 0 | 0 | 0 | 0 | 0 | 0 | 0
00 Ret.Exist_Non-FBC_WetFGD & ACI & GPM & DRET | 0 | 0 | 0 | 0 | 0 | 0 | 0
00 Ret.Exist_Non-FBC_WetFGD & ACI & GPM & NGC | 0 | 0 | 0 | 0 | 0 | 0 | 0
00 Ret.Exist_Non-FBC_WetFGD & ACI & GPM & SCR | 0 | 0 | 0 | 0 | 0 | 0 | 0
00 Ret.Exist_Non-FBC_WetFGD & ACI & GPM & SCR & CCS | 0 | 0 | 0 | 0 | 0 | 0 | 0
00 Ret.Exist_Non-FBC_WetFGD & ACI & GPM & SCR & DRET | 0 | 0 | 0 | 0 | 0 | 0 | 0
00 Ret.Exist_Non-FBC_WetFGD & ACI & GPM & SCR & NGC | 0 | 0 | 0 | 0 | 0 | 0 | 0
00 Ret.Exist_Non-FBC_WetFGD & ACI & GPM & SNCR | 0 | 0 | 0 | 0 | 0 | 0 | 0
00 Ret.Exist_Non-FBC_WetFGD & ACI & GPM & SNCR & DRET | 0 | 0 | 0 | 0 | 0 | 0 | 0
00 Ret.Exist_Non-FBC_WetFGD & ACI & GPM & SNCR & NGC | 0 | 0 | 0 | 0 | 0 | 0 | 0
00 Ret.Exist_Non-FBC_WetFGD & ACI & NGC | 0 | 0 | 0 | 0 | 0 | 0 | 0
00 Ret.Exist_Non-FBC_WetFGD & ACI & SCR | 0 | 0 | 0 | 0 | 0 | 0 | 0
00 Ret.Exist_Non-FBC_WetFGD & ACI & SCR & CCS | 0 | 0 | 0 | 0 | 0 | 0 | 0
00 Ret.Exist_Non-FBC_WetFGD & ACI & SCR & DRET | 0 | 0 | 0 | 0 | 0 | 0 | 0
00 Ret.Exist_Non-FBC_WetFGD & ACI & SCR & NGC | 0 | 0 | 0 | 0 | 0 | 0 | 0
00 Ret.Exist_Non-FBC_WetFGD & ACI & SNCR | 0 | 0 | 0 | 0 | 0 | 0 | 0
00 Ret.Exist_Non-FBC_WetFGD & ACI & SNCR & DRET | 0 | 0 | 0 | 0 | 0 | 0 | 0
00 Ret.Exist_Non-FBC_WetFGD & ACI & SNCR & NGC | 0 | 0 | 0 | 0 | 0 | 0 | 0
00 Ret.Exist_Non-FBC_WetFGD & C2G | 0 | 0 | 0 | 0 | 0 | 0 | 0
00 Ret.Exist_Non-FBC_WetFGD & C2G & SCR | 0 | 0 | 0 | 0 | 0 | 0 | 0
00 Ret.Exist_Non-FBC_WetFGD & DRET | 0 | 0 | 0 | 0 | 0 | 0 | 0
00 Ret.Exist_Non-FBC_WetFGD & DCCS | 0 | 0 | 0 | 0 | 0 | 0 | 0
00 Ret.Exist_Non-FBC_WetFGD & DCCS & SCR & CCS | 0 | 0 | 0 | 0 | 0 | 0 | 0
00 Ret.Exist_Non-FBC_WetFGD & GPM | 0 | 0 | 0 | 0 | 0 | 0 | 0
00 Ret.Exist_Non-FBC_WetFGD & GPM & C2G | 0 | 0 | 0 | 0 | 0 | 0 | 0
00 Ret.Exist_Non-FBC_WetFGD & GPM & C2G & SCR | 0 | 0 | 0 | 0 | 0 | 0 | 0
00 Ret.Exist_Non-FBC_WetFGD & GPM & DRET | 0 | 0 | 0 | 0 | 0 | 0 | 0
00 Ret.Exist_Non-FBC_WetFGD & GPM & NGC | 0 | 0 | 0 | 0 | 0 | 0 | 0
00 Ret.Exist_Non-FBC_WetFGD & GPM & SCR | 0 | 0 | 0 | 0 | 0 | 0 | 0
00 Ret.Exist_Non-FBC_WetFGD & GPM & SCR & CCS | 0 | 0 | 0 | 0 | 0 | 0 | 0
00 Ret.Exist_Non-FBC_WetFGD & GPM & SCR & DRET | 0 | 0 | 0 | 0 | 0 | 0 | 0
00 Ret.Exist_Non-FBC_WetFGD & GPM & SCR & NGC | 0 | 0 | 0 | 0 | 0 | 0 | 0
00 Ret.Exist_Non-FBC_WetFGD & GPM & SNCR | 0 | 0 | 0 | 0 | 0 | 0 | 0
00 Ret.Exist_Non-FBC_WetFGD & GPM & SNCR & DRET | 0 | 0 | 0 | 0 | 0 | 0 | 0
00 Ret.Exist_Non-FBC_WetFGD & GPM & SNCR & NGC | 0 | 0 | 0 | 0 | 0 | 0 | 0
00 Ret.Exist_Non-FBC_WetFGD & NGC | 0 | 0 | 0 | 0 | 0 | 0 | 0
00 Ret.Exist_Non-FBC_WetFGD & SCR | 0 | 0 | 0 | 0 | 0 | 0 | 0
00 Ret.Exist_Non-FBC_WetFGD & SCR & C2G | 0 | 0 | 0 | 0 | 0 | 0 | 0
00 Ret.Exist_Non-FBC_WetFGD & SCR & CCS | 0 | 0 | 0 | 0 | 0 | 0 | 0
00 Ret.Exist_Non-FBC_WetFGD & SCR & DRET | 0 | 0 | 0 | 0 | 0 | 0 | 0
00 Ret.Exist_Non-FBC_WetFGD & SCR & NGC | 0 | 0 | 0 | 0 | 0 | 0 | 0
00 Ret.Exist_Non-FBC_WetFGD & SNCR | 0 | 0 | 0 | 0 | 0 | 0 | 0
00 Ret.Exist_Non-FBC_WetFGD & SNCR & C2G | 0 | 0 | 0 | 0 | 0 | 0 | 0
00 Ret.Exist_Non-FBC_WetFGD & SNCR & DRET | 0 | 0 | 0 | 0 | 0 | 0 | 0
00 Ret.Exist_Non-FBC_WetFGD & SNCR & NGC | 0 | 0 | 0 | 0 | 0 | 0 | 0
00 Ret.Exist_Non-FBC_WetFGD_ACI & C2G | 0.63963 | 0.63963 | 0.63963 | 0.63963 | 0.63963 | 0.63963 | 0.63963
00 Ret.Exist_Non-FBC_WetFGD_ACI & C2G & SCR | 0 | 0 | 0 | 0 | 0 | 0 | 0
00 Ret.Exist_Non-FBC_WetFGD_ACI & DCCS | 0 | 0 | 0 | 0 | 0 | 0 | 0
00 Ret.Exist_Non-FBC_WetFGD_ACI & DCCS & SCR & CCS | 0 | 0 | 0 | 0 | 0 | 0 | 0
00 Ret.Exist_Non-FBC_WetFGD_ACI & DRET | 0 | 0 | 0 | 0 | 0 | 0 | 0
00 Ret.Exist_Non-FBC_WetFGD_ACI & GPM | 0 | 0 | 0 | 0 | 0 | 0 | 0
00 Ret.Exist_Non-FBC_WetFGD_ACI & GPM & C2G | 0 | 0 | 0 | 0 | 0 | 0 | 0
00 Ret.Exist_Non-FBC_WetFGD_ACI & GPM & C2G & SCR | 0 | 0 | 0 | 0 | 0 | 0 | 0
00 Ret.Exist_Non-FBC_WetFGD_ACI & GPM & DRET | 0 | 0 | 0 | 0 | 0 | 0 | 0
00 Ret.Exist_Non-FBC_WetFGD_ACI & GPM & NGC | 0 | 0 | 0 | 0 | 0 | 0 | 0
00 Ret.Exist_Non-FBC_WetFGD_ACI & GPM & SCR | 0 | 0 | 0 | 0 | 0 | 0 | 0
00 Ret.Exist_Non-FBC_WetFGD_ACI & GPM & SCR & CCS | 0 | 0 | 0 | 0 | 0 | 0 | 0
00 Ret.Exist_Non-FBC_WetFGD_ACI & GPM & SCR & DRET | 0 | 0 | 0 | 0 | 0 | 0 | 0
00 Ret.Exist_Non-FBC_WetFGD_ACI & GPM & SCR & NGC | 0 | 0 | 0 | 0 | 0 | 0 | 0
00 Ret.Exist_Non-FBC_WetFGD_ACI & GPM & SNCR | 0 | 0 | 0 | 0 | 0 | 0 | 0
00 Ret.Exist_Non-FBC_WetFGD_ACI & GPM & SNCR & DRET | 0 | 0 | 0 | 0 | 0 | 0 | 0
00 Ret.Exist_Non-FBC_WetFGD_ACI & GPM & SNCR & NGC | 0 | 0 | 0 | 0 | 0 | 0 | 0
00 Ret.Exist_Non-FBC_WetFGD_ACI & NGC | 0 | 0 | 0 | 0 | 0 | 0 | 0
00 Ret.Exist_Non-FBC_WetFGD_ACI & SCR | 2.0367 | 8.6267 | 8.6267 | 8.6267 | 8.6267 | 8.6267 | 8.6267
00 Ret.Exist_Non-FBC_WetFGD_ACI & SCR & C2G | 0 | 0 | 0 | 0 | 0 | 0 | 0
00 Ret.Exist_Non-FBC_WetFGD_ACI & SCR & CCS | 0 | 0 | 20.7262 | 20.7262 | 14.7878 | 0 | 0
00 Ret.Exist_Non-FBC_WetFGD_ACI & SCR & DRET | 0 | 0 | 0 | 0 | 0 | 0 | 0
00 Ret.Exist_Non-FBC_WetFGD_ACI & SCR & NGC | 0 | 0 | 0 | 0 | 0 | 0 | 0
00 Ret.Exist_Non-FBC_WetFGD_ACI & SNCR | 0 | 0 | 0 | 0 | 0 | 0 | 0
00 Ret.Exist_Non-FBC_WetFGD_ACI & SNCR & C2G | 0 | 0 | 0 | 0 | 0 | 0 | 0
00 Ret.Exist_Non-FBC_WetFGD_ACI & SNCR & DRET | 0 | 0 | 0 | 0 | 0 | 0 | 0
00 Ret.Exist_Non-FBC_WetFGD_ACI & SNCR & NGC | 0 | 0 | 0 | 0 | 0 | 0 | 0
00 Ret.Exist_Non-FBC_WetFGD_ACI_DSI & C2G | 0 | 0 | 0 | 0 | 0 | 0 | 0
00 Ret.Exist_Non-FBC_WetFGD_ACI_DSI & C2G & SCR | 0 | 0 | 0 | 0 | 0 | 0 | 0
00 Ret.Exist_Non-FBC_WetFGD_ACI_DSI & DCCS | 0 | 0 | 0 | 0 | 0 | 0 | 0
00 Ret.Exist_Non-FBC_WetFGD_ACI_DSI & DCCS & SCR & CCS | 0 | 0 | 0 | 0 | 0 | 0 | 0
00 Ret.Exist_Non-FBC_WetFGD_ACI_DSI & DRET | 0 | 0 | 0 | 0 | 0 | 0 | 0
00 Ret.Exist_Non-FBC_WetFGD_ACI_DSI & GPM | 0 | 0 | 0 | 0 | 0 | 0 | 0
00 Ret.Exist_Non-FBC_WetFGD_ACI_DSI & GPM & C2G | 0 | 0 | 0 | 0 | 0 | 0 | 0
00 Ret.Exist_Non-FBC_WetFGD_ACI_DSI & GPM & C2G & SCR | 0 | 0 | 0 | 0 | 0 | 0 | 0
00 Ret.Exist_Non-FBC_WetFGD_ACI_DSI & GPM & DRET | 0 | 0 | 0 | 0 | 0 | 0 | 0
00 Ret.Exist_Non-FBC_WetFGD_ACI_DSI & GPM & NGC | 0 | 0 | 0 | 0 | 0 | 0 | 0
00 Ret.Exist_Non-FBC_WetFGD_ACI_DSI & GPM & SCR | 0 | 0 | 0 | 0 | 0 | 0 | 0
00 Ret.Exist_Non-FBC_WetFGD_ACI_DSI & GPM & SCR & CCS | 0 | 0 | 0 | 0 | 0 | 0 | 0
00 Ret.Exist_Non-FBC_WetFGD_ACI_DSI & GPM & SCR & DRET | 0 | 0 | 0 | 0 | 0 | 0 | 0
00 Ret.Exist_Non-FBC_WetFGD_ACI_DSI & GPM & SCR & NGC | 0 | 0 | 0 | 0 | 0 | 0 | 0
00 Ret.Exist_Non-FBC_WetFGD_ACI_DSI & GPM & SNCR | 0 | 0 | 0 | 0 | 0 | 0 | 0
00 Ret.Exist_Non-FBC_WetFGD_ACI_DSI & GPM & SNCR & DRET | 0 | 0 | 0 | 0 | 0 | 0 | 0
00 Ret.Exist_Non-FBC_WetFGD_ACI_DSI & GPM & SNCR & NGC | 0 | 0 | 0 | 0 | 0 | 0 | 0
00 Ret.Exist_Non-FBC_WetFGD_ACI_DSI & NGC | 0 | 0 | 0 | 0 | 0 | 0 | 0
00 Ret.Exist_Non-FBC_WetFGD_ACI_DSI & SCR | 0 | 0 | 0 | 0 | 0 | 0 | 0
00 Ret.Exist_Non-FBC_WetFGD_ACI_DSI & SCR & C2G | 0 | 0 | 0 | 0 | 0 | 0 | 0
00 Ret.Exist_Non-FBC_WetFGD_ACI_DSI & SCR & CCS | 0 | 0 | 0 | 0 | 0 | 0 | 0
00 Ret.Exist_Non-FBC_WetFGD_ACI_DSI & SCR & DRET | 0 | 0 | 0 | 0 | 0 | 0 | 0
00 Ret.Exist_Non-FBC_WetFGD_ACI_DSI & SCR & NGC | 0 | 0 | 0 | 0 | 0 | 0 | 0
00 Ret.Exist_Non-FBC_WetFGD_ACI_DSI & SNCR | 0 | 0 | 0 | 0 | 0 | 0 | 0
00 Ret.Exist_Non-FBC_WetFGD_ACI_DSI & SNCR & C2G | 0 | 0 | 0 | 0 | 0 | 0 | 0
00 Ret.Exist_Non-FBC_WetFGD_ACI_DSI & SNCR & DRET | 0 | 0 | 0 | 0 | 0 | 0 | 0
00 Ret.Exist_Non-FBC_WetFGD_ACI_DSI & SNCR & NGC | 0 | 0 | 0 | 0 | 0 | 0 | 0
00 Ret.Exist_Non-FBC_WetFGD_SCR & ACI | 0 | 0 | 0 | 0 | 0 | 0 | 0
00 Ret.Exist_Non-FBC_WetFGD_SCR & ACI & C2G | 0 | 0 | 0 | 0 | 0 | 0 | 0
00 Ret.Exist_Non-FBC_WetFGD_SCR & ACI & CCS | 0 | 0 | 0 | 0 | 0 | 0 | 0
00 Ret.Exist_Non-FBC_WetFGD_SCR & DCCS | 0 | 0 | 0 | 0 | 0 | 0 | 0
00 Ret.Exist_Non-FBC_WetFGD_SCR & DCCS & CCS | 0 | 0 | 0 | 0 | 0 | 0 | 0
00 Ret.Exist_Non-FBC_WetFGD_SCR & ACI & DRET | 0 | 0 | 0 | 0 | 0 | 0 | 0
00 Ret.Exist_Non-FBC_WetFGD_SCR & ACI & GPM | 0 | 0 | 0 | 0 | 0 | 0 | 0
00 Ret.Exist_Non-FBC_WetFGD_SCR & ACI & GPM & C2G | 0 | 0 | 0 | 0 | 0 | 0 | 0
00 Ret.Exist_Non-FBC_WetFGD_SCR & ACI & GPM & CCS | 0 | 0 | 0 | 0 | 0 | 0 | 0
00 Ret.Exist_Non-FBC_WetFGD_SCR & ACI & GPM & DRET | 0 | 0 | 0 | 0 | 0 | 0 | 0
00 Ret.Exist_Non-FBC_WetFGD_SCR & ACI & GPM & NGC | 0 | 0 | 0 | 0 | 0 | 0 | 0
00 Ret.Exist_Non-FBC_WetFGD_SCR & ACI & NGC | 0 | 0 | 0 | 0 | 0 | 0 | 0
00 Ret.Exist_Non-FBC_WetFGD_SCR & C2G | 0 | 0 | 0 | 0 | 0 | 0 | 0
00 Ret.Exist_Non-FBC_WetFGD_SCR & CCS | 0 | 6.9687 | 108.6168 | 108.6168 | 1.8431 | 1.7993 | 1.7993
00 Ret.Exist_Non-FBC_WetFGD_SCR & DRET | 0 | 0 | 0 | 0 | 0 | 0 | 0
00 Ret.Exist_Non-FBC_WetFGD_SCR & GPM | 0 | 0 | 0 | 0 | 0 | 0 | 0
00 Ret.Exist_Non-FBC_WetFGD_SCR & GPM & C2G | 0 | 0 | 0 | 0 | 0 | 0 | 0
00 Ret.Exist_Non-FBC_WetFGD_SCR & GPM & CCS | 0 | 0 | 0 | 0 | 0 | 0 | 0
00 Ret.Exist_Non-FBC_WetFGD_SCR & GPM & DRET | 0 | 0 | 0 | 0 | 0 | 0 | 0
00 Ret.Exist_Non-FBC_WetFGD_SCR & GPM & NGC | 0 | 0 | 0 | 0 | 0 | 0 | 0
00 Ret.Exist_Non-FBC_WetFGD_SCR & NGC | 0 | 0 | 0 | 0 | 0 | 0 | 0
00 Ret.Exist_Non-FBC_WetFGD_SCR_ACI & C2G | 0.46926 | 0.46926 | 0.46926 | 0.46926 | 0.46926 | 0.46926 | 0.46926
00 Ret.Exist_Non-FBC_WetFGD_SCR_ACI & CCS | 0 | 0 | 55.4626 | 55.4626 | 5.1328 | 4.857 | 4.857
00 Ret.Exist_Non-FBC_WetFGD_SCR_ACI & DCCS | 0 | 0 | 0 | 0 | 0 | 0 | 0
00 Ret.Exist_Non-FBC_WetFGD_SCR_ACI & DCCS & CCS | 0 | 0 | 0 | 0 | 0 | 0 | 0
00 Ret.Exist_Non-FBC_WetFGD_SCR_ACI & DRET | 0 | 0 | 0 | 0 | 0 | 0 | 0
00 Ret.Exist_Non-FBC_WetFGD_SCR_ACI & GPM | 0 | 0 | 0 | 0 | 0 | 0 | 0
00 Ret.Exist_Non-FBC_WetFGD_SCR_ACI & GPM & C2G | 0 | 0 | 0 | 0 | 0 | 0 | 0
00 Ret.Exist_Non-FBC_WetFGD_SCR_ACI & GPM & CCS | 0 | 0 | 0 | 0 | 0 | 0 | 0
00 Ret.Exist_Non-FBC_WetFGD_SCR_ACI & GPM & DRET | 0 | 0 | 0 | 0 | 0 | 0 | 0
00 Ret.Exist_Non-FBC_WetFGD_SCR_ACI & GPM & NGC | 0 | 0 | 0 | 0 | 0 | 0 | 0
00 Ret.Exist_Non-FBC_WetFGD_SCR_ACI & NGC | 0 | 0 | 0 | 0 | 0 | 0 | 0
00 Ret.Exist_Non-FBC_WetFGD_SCR_ACI_DSI & C2G | 0 | 0 | 0 | 0 | 0 | 0 | 0
00 Ret.Exist_Non-FBC_WetFGD_SCR_ACI_DSI & CCS | 0 | 0 | 83.1708 | 83.1708 | 0 | 0 | 0
00 Ret.Exist_Non-FBC_WetFGD_SCR_ACI_DSI & DCCS | 0 | 0 | 0 | 0 | 0 | 0 | 0
00 Ret.Exist_Non-FBC_WetFGD_SCR_ACI_DSI & DCCS & CCS | 0 | 0 | 0 | 0 | 0 | 0 | 0
00 Ret.Exist_Non-FBC_WetFGD_SCR_ACI_DSI & DRET | 0 | 0 | 0 | 0 | 0 | 0 | 0
00 Ret.Exist_Non-FBC_WetFGD_SCR_ACI_DSI & GPM | 0 | 0 | 0 | 0 | 0 | 0 | 0
00 Ret.Exist_Non-FBC_WetFGD_SCR_ACI_DSI & GPM & C2G | 0 | 0 | 0 | 0 | 0 | 0 | 0
00 Ret.Exist_Non-FBC_WetFGD_SCR_ACI_DSI & GPM & CCS | 0 | 0 | 0 | 0 | 0 | 0 | 0
00 Ret.Exist_Non-FBC_WetFGD_SCR_ACI_DSI & GPM & DRET | 0 | 0 | 0 | 0 | 0 | 0 | 0
00 Ret.Exist_Non-FBC_WetFGD_SCR_ACI_DSI & GPM & NGC | 0 | 0 | 0 | 0 | 0 | 0 | 0
00 Ret.Exist_Non-FBC_WetFGD_SCR_ACI_DSI & NGC | 0 | 0 | 0 | 0 | 0 | 0 | 0
00 Ret.Exist_Non-FBC_WetFGD_SCR_DSI & ACI | 0 | 0 | 0 | 0 | 0 | 0 | 0
00 Ret.Exist_Non-FBC_WetFGD_SCR_DSI & ACI & C2G | 0 | 0 | 0 | 0 | 0 | 0 | 0
00 Ret.Exist_Non-FBC_WetFGD_SCR_DSI & ACI & CCS | 0 | 0 | 0 | 0 | 0 | 0 | 0
00 Ret.Exist_Non-FBC_WetFGD_SCR_DSI & ACI & DRET | 0 | 0 | 0 | 0 | 0 | 0 | 0
00 Ret.Exist_Non-FBC_WetFGD_SCR_DSI & ACI & GPM | 0 | 0 | 0 | 0 | 0 | 0 | 0
00 Ret.Exist_Non-FBC_WetFGD_SCR_DSI & ACI & GPM & C2G | 0 | 0 | 0 | 0 | 0 | 0 | 0
00 Ret.Exist_Non-FBC_WetFGD_SCR_DSI & ACI & GPM & CCS | 0 | 0 | 0 | 0 | 0 | 0 | 0
00 Ret.Exist_Non-FBC_WetFGD_SCR_DSI & ACI & GPM & DRET | 0 | 0 | 0 | 0 | 0 | 0 | 0
00 Ret.Exist_Non-FBC_WetFGD_SCR_DSI & ACI & GPM & NGC | 0 | 0 | 0 | 0 | 0 | 0 | 0
00 Ret.Exist_Non-FBC_WetFGD_SCR_DSI & ACI & NGC | 0 | 0 | 0 | 0 | 0 | 0 | 0
00 Ret.Exist_Non-FBC_WetFGD_SCR_DSI & C2G | 19.2211 | 7.3242 | 0.27916 | 0 | 0 | 0 | 0
00 Ret.Exist_Non-FBC_WetFGD_SCR_DSI & CCS | 0 | 0 | 0 | 0 | 0 | 0 | 0
00 Ret.Exist_Non-FBC_WetFGD_SCR_DSI & DCCS | 0 | 0 | 0 | 0 | 0 | 0 | 0
00 Ret.Exist_Non-FBC_WetFGD_SCR_DSI & DCCS & CCS | 0 | 0 | 0 | 0 | 0 | 0 | 0
00 Ret.Exist_Non-FBC_WetFGD_SCR_DSI & DRET | 0 | 0 | 0 | 0 | 0 | 0 | 0
00 Ret.Exist_Non-FBC_WetFGD_SCR_DSI & GPM | 0 | 0 | 0 | 0 | 0 | 0 | 0
00 Ret.Exist_Non-FBC_WetFGD_SCR_DSI & GPM & C2G | 0 | 0 | 0 | 0 | 0 | 0 | 0
00 Ret.Exist_Non-FBC_WetFGD_SCR_DSI & GPM & CCS | 0 | 0 | 0 | 0 | 0 | 0 | 0
00 Ret.Exist_Non-FBC_WetFGD_SCR_DSI & GPM & DRET | 0 | 0 | 0 | 0 | 0 | 0 | 0
00 Ret.Exist_Non-FBC_WetFGD_SCR_DSI & GPM & NGC | 0 | 0 | 0 | 0 | 0 | 0 | 0
00 Ret.Exist_Non-FBC_WetFGD_SCR_DSI & NGC | 0 | 0 | 0 | 0 | 0 | 0 | 0
00 Ret.Exist_Non-FBC_WetFGD_SNCR & ACI | 0 | 0 | 0 | 0 | 0 | 0 | 0
00 Ret.Exist_Non-FBC_WetFGD_SNCR & ACI & C2G | 0 | 0 | 0 | 0 | 0 | 0 | 0
00 Ret.Exist_Non-FBC_WetFGD_SNCR & ACI & C2G & SCR | 0 | 0 | 0 | 0 | 0 | 0 | 0
00 Ret.Exist_Non-FBC_WetFGD_SNCR & ACI & DRET | 0 | 0 | 0 | 0 | 0 | 0 | 0
00 Ret.Exist_Non-FBC_WetFGD_SNCR & ACI & GPM | 0 | 0 | 0 | 0 | 0 | 0 | 0
00 Ret.Exist_Non-FBC_WetFGD_SNCR & ACI & GPM & C2G | 0 | 0 | 0 | 0 | 0 | 0 | 0
00 Ret.Exist_Non-FBC_WetFGD_SNCR & ACI & GPM & C2G & SCR | 0 | 0 | 0 | 0 | 0 | 0 | 0
00 Ret.Exist_Non-FBC_WetFGD_SNCR & ACI & GPM & DRET | 0 | 0 | 0 | 0 | 0 | 0 | 0
00 Ret.Exist_Non-FBC_WetFGD_SNCR & ACI & GPM & NGC | 0 | 0 | 0 | 0 | 0 | 0 | 0
00 Ret.Exist_Non-FBC_WetFGD_SNCR & ACI & GPM & SCR | 0 | 0 | 0 | 0 | 0 | 0 | 0
00 Ret.Exist_Non-FBC_WetFGD_SNCR & ACI & GPM & SCR & CCS | 0 | 0 | 0 | 0 | 0 | 0 | 0
00 Ret.Exist_Non-FBC_WetFGD_SNCR & ACI & GPM & SCR & DRET | 0 | 0 | 0 | 0 | 0 | 0 | 0
00 Ret.Exist_Non-FBC_WetFGD_SNCR & ACI & GPM & SCR & NGC | 0 | 0 | 0 | 0 | 0 | 0 | 0
00 Ret.Exist_Non-FBC_WetFGD_SNCR & ACI & NGC | 0 | 0 | 0 | 0 | 0 | 0 | 0
00 Ret.Exist_Non-FBC_WetFGD_SNCR & ACI & SCR | 0 | 0 | 0 | 0 | 0 | 0 | 0
00 Ret.Exist_Non-FBC_WetFGD_SNCR & ACI & SCR & CCS | 0 | 0 | 0 | 0 | 0 | 0 | 0
00 Ret.Exist_Non-FBC_WetFGD_SNCR & ACI & SCR & DRET | 0 | 0 | 0 | 0 | 0 | 0 | 0
00 Ret.Exist_Non-FBC_WetFGD_SNCR & ACI & SCR & NGC | 0 | 0 | 0 | 0 | 0 | 0 | 0
00 Ret.Exist_Non-FBC_WetFGD_SNCR & C2G | 0 | 0 | 0 | 0 | 0 | 0 | 0
00 Ret.Exist_Non-FBC_WetFGD_SNCR & C2G & SCR | 0 | 0 | 0 | 0 | 0 | 0 | 0
00 Ret.Exist_Non-FBC_WetFGD_SNCR & DCCS | 0 | 0 | 0 | 0 | 0 | 0 | 0
00 Ret.Exist_Non-FBC_WetFGD_SNCR & DCCS & SCR & CCS | 0 | 0 | 0 | 0 | 0 | 0 | 0
00 Ret.Exist_Non-FBC_WetFGD_SNCR & DRET | 0 | 0 | 0 | 0 | 0 | 0 | 0
00 Ret.Exist_Non-FBC_WetFGD_SNCR & GPM | 0 | 0 | 0 | 0 | 0 | 0 | 0
00 Ret.Exist_Non-FBC_WetFGD_SNCR & GPM & C2G | 0 | 0 | 0 | 0 | 0 | 0 | 0
00 Ret.Exist_Non-FBC_WetFGD_SNCR & GPM & C2G & SCR | 0 | 0 | 0 | 0 | 0 | 0 | 0
00 Ret.Exist_Non-FBC_WetFGD_SNCR & GPM & DRET | 0 | 0 | 0 | 0 | 0 | 0 | 0
00 Ret.Exist_Non-FBC_WetFGD_SNCR & GPM & NGC | 0 | 0 | 0 | 0 | 0 | 0 | 0
00 Ret.Exist_Non-FBC_WetFGD_SNCR & GPM & SCR | 0 | 0 | 0 | 0 | 0 | 0 | 0
00 Ret.Exist_Non-FBC_WetFGD_SNCR & GPM & SCR & CCS | 0 | 0 | 0 | 0 | 0 | 0 | 0
00 Ret.Exist_Non-FBC_WetFGD_SNCR & GPM & SCR & DRET | 0 | 0 | 0 | 0 | 0 | 0 | 0
00 Ret.Exist_Non-FBC_WetFGD_SNCR & GPM & SCR & NGC | 0 | 0 | 0 | 0 | 0 | 0 | 0
00 Ret.Exist_Non-FBC_WetFGD_SNCR & NGC | 0 | 0 | 0 | 0 | 0 | 0 | 0
00 Ret.Exist_Non-FBC_WetFGD_SNCR & SCR | 0 | 0 | 0 | 0 | 0 | 0 | 0
00 Ret.Exist_Non-FBC_WetFGD_SNCR & SCR & C2G | 0 | 0 | 0 | 0 | 0 | 0 | 0
00 Ret.Exist_Non-FBC_WetFGD_SNCR & SCR & CCS | 0 | 0 | 0 | 0 | 0 | 0 | 0
00 Ret.Exist_Non-FBC_WetFGD_SNCR & SCR & DRET | 0 | 0 | 0 | 0 | 0 | 0 | 0
00 Ret.Exist_Non-FBC_WetFGD_SNCR & SCR & NGC | 0 | 0 | 0 | 0 | 0 | 0 | 0
00 Ret.Exist_Non-FBC_WetFGD_SNCR_ACI & C2G | 0 | 0 | 0 | 0 | 0 | 0 | 0
00 Ret.Exist_Non-FBC_WetFGD_SNCR_ACI & C2G & SCR | 0 | 0 | 0 | 0 | 0 | 0 | 0
00 Ret.Exist_Non-FBC_WetFGD_SNCR_ACI & DCCS | 0 | 0 | 0 | 0 | 0 | 0 | 0
00 Ret.Exist_Non-FBC_WetFGD_SNCR_ACI & DCCS & SCR & CCS | 0 | 0 | 0 | 0 | 0 | 0 | 0
00 Ret.Exist_Non-FBC_WetFGD_SNCR_ACI & DRET | 0 | 0 | 0 | 0 | 0 | 0 | 0
00 Ret.Exist_Non-FBC_WetFGD_SNCR_ACI & GPM | 0 | 0 | 0 | 0 | 0 | 0 | 0
00 Ret.Exist_Non-FBC_WetFGD_SNCR_ACI & GPM & C2G | 0 | 0 | 0 | 0 | 0 | 0 | 0
00 Ret.Exist_Non-FBC_WetFGD_SNCR_ACI & GPM & C2G & SCR | 0 | 0 | 0 | 0 | 0 | 0 | 0
00 Ret.Exist_Non-FBC_WetFGD_SNCR_ACI & GPM & DRET | 0 | 0 | 0 | 0 | 0 | 0 | 0
00 Ret.Exist_Non-FBC_WetFGD_SNCR_ACI & GPM & NGC | 0 | 0 | 0 | 0 | 0 | 0 | 0
00 Ret.Exist_Non-FBC_WetFGD_SNCR_ACI & GPM & SCR | 0 | 0 | 0 | 0 | 0 | 0 | 0
00 Ret.Exist_Non-FBC_WetFGD_SNCR_ACI & GPM & SCR & CCS | 0 | 0 | 0 | 0 | 0 | 0 | 0
00 Ret.Exist_Non-FBC_WetFGD_SNCR_ACI & GPM & SCR & DRET | 0 | 0 | 0 | 0 | 0 | 0 | 0
00 Ret.Exist_Non-FBC_WetFGD_SNCR_ACI & GPM & SCR & NGC | 0 | 0 | 0 | 0 | 0 | 0 | 0
00 Ret.Exist_Non-FBC_WetFGD_SNCR_ACI & NGC | 0 | 0 | 0 | 0 | 0 | 0 | 0
00 Ret.Exist_Non-FBC_WetFGD_SNCR_ACI & SCR | 8.2132 | 9.5849 | 8.894 | 8.2688 | 7.8336 | 6.7056 | 6.9322
00 Ret.Exist_Non-FBC_WetFGD_SNCR_ACI & SCR & C2G | 0 | 0 | 0 | 0 | 0 | 0 | 0
00 Ret.Exist_Non-FBC_WetFGD_SNCR_ACI & SCR & CCS | 0 | 1.7097 | 18.132 | 18.132 | 0 | 0 | 0
00 Ret.Exist_Non-FBC_WetFGD_SNCR_ACI & SCR & DRET | 0 | 0 | 0 | 0 | 0 | 0 | 0
00 Ret.Exist_Non-FBC_WetFGD_SNCR_ACI & SCR & NGC | 0 | 0 | 0 | 0 | 0 | 0 | 0
00 Existing Combined Cycle Retirement | 0 | 0 | 0 | 0 | 0 | 0 | 0
00 New Combined Cycle Retirement | 0 | 0 | 0 | 0 | 0 | 0 | 0
00 Existing Combustion Turbine Retirement | 0 | 0 | 0 | 0 | 0 | 0 | 0
00 New Combustion Turbine Retirement | 0 | 0 | 0 | 0 | 0 | 0 | 0
00 Oil/Gas Steam Retirement | 0 | 0 | 0 | 0 | 0 | 0 | 0
00 Coal Steam Retirement | 0 | 0 | 0 | 0 | 0 | 0 | 0
00 IGCC Retirement | 0 | 0 | 0 | 0 | 0 | 0 | 0
00 Nuclear Retirement | 0 | 0 | 0 | 0 | 0 | 0 | 0
00 Biomass Retirement | 0 | 0 | 0 | 0 | 0 | 0 | 0
00 Fossil_Other Retirement | 0 | 0 | 0 | 0 | 0 | 0 | 0
00 Fuel Cell Retirement | 0 | 0 | 0 | 0 | 0 | 0 | 0
00 Geothermal Retirement | 0 | 0 | 0 | 0 | 0 | 0 | 0
00 Hydro Retirement | 0 | 0 | 0 | 0 | 0 | 0 | 0
00 Landfill Gas Retirement | 0 | 0 | 0 | 0 | 0 | 0 | 0
00 Non Fossil_Other Retirement | 0 | 0 | 0 | 0 | 0 | 0 | 0
00 Solar Thermal Retirement | 0 | 0 | 0 | 0 | 0 | 0 | 0
00 Exist Dummy | 0 | 0 | 0 | 0 | 0 | 0 | 0
Total | 16885.2225 | 18461.0493 | 21990.2477 | 23936.9745 | 25150.6384 | 26488.9139 | 28154.2637
14. Capacity Factor by Capacity Reporting Type [%]
00 New Combined Cycle | 86.9915 | 86.987 | 86.5338 | 80.4802 | 66.6799 | 58.1082 | 56.0756
00 New Combined Cycle with CCS Retrofit | N/A | N/A | 87 | 87 | 12.9179 | 11.0391 | 13.437
00 New Combined Cycle with CF Limit | N/A | N/A | N/A | N/A | N/A | N/A | N/A
00 New Combined Cycle with HRI Retrofit | N/A | N/A | N/A | N/A | N/A | N/A | N/A
00 New Combined Cycle with Hydrogen Retrofit | N/A | 87 | 87 | 76.6933 | 58.4665 | 34.9311 | 54.3144
00 New Combined Cycle with Hydrogen Retrofit Undone | N/A | N/A | N/A | N/A | N/A | N/A | N/A
00 New Combined Cycle with CCS | N/A | N/A | N/A | N/A | N/A | N/A | N/A
00 New Combustion Turbine | 8.7025 | 5.0532 | 3.3731 | 1.4811 | 1.1946 | 1.7167 | 3.1352
00 New Combustion Turbine with HRI Retrofit | N/A | N/A | N/A | N/A | N/A | N/A | N/A
00 New Combustion Turbine with Hydrogen Retrofit | 10.2994 | 3.8756 | 1.6926 | 2.2489 | 2.794 | 5.0332 | 5.507
00 New Combustion Turbine with Hydrogen Retrofit Undone | N/A | N/A | N/A | N/A | N/A | N/A | N/A
00 New Hydro | 66.2013 | 65.4119 | 63.3093 | 61.2774 | 61.2247 | 60.8804 | 60.4701
00 New Nuclear | N/A | N/A | N/A | N/A | N/A | N/A | N/A
00 New Nuclear - SMR | N/A | N/A | N/A | N/A | N/A | N/A | N/A
00 New Biomass | 0 | 0 | 0 | 0 | 0 | 0 | 0
00 New Geothermal | 90 | 90 | 90 | 90 | 90 | 89.6688 | 89.6688
00 New Landfill Gas | 90 | 90 | 90 | 88.8689 | 84.1315 | 78.7278 | 79.1441
00 New Battery Storage | 16.7814 | 16.6947 | 17.43 | 17.712 | 17.9002 | 19.1599 | 19.4066
00 New Offshore Wind | 54.4267 | 53.3554 | 53.4188 | 54.1363 | 55.7485 | 55.7165 | 55.6142
00 New Onshore Wind | 33.7818 | 37.4875 | 37.9274 | 37.9369 | 37.4938 | 37.2432 | 37.1887
00 New Solar PV | 27.6941 | 27.8251 | 29.0071 | 28.4152 | 28.3044 | 28.2872 | 28.1315
00 New Solar Thermal | N/A | N/A | N/A | N/A | 65.1314 | 52.6595 | 51.6198
00 New Fuel Cell | N/A | N/A | N/A | N/A | N/A | N/A | N/A
00 New Ultrasupercritical Coal without CCS | N/A | N/A | N/A | N/A | N/A | N/A | N/A
00 New Ultrasupercritical Coal with 30% CCS | N/A | N/A | N/A | N/A | N/A | N/A | N/A
00 New Ultrasupercritical Coal with 90% CCS | N/A | N/A | N/A | N/A | N/A | N/A | N/A
00 Exist & New Distributed Solar PV | 16.416 | 16.3107 | 16.0805 | 15.9735 | 15.8419 | 15.7289 | 15.6049
00 Exist Combined Cycle | 67.7444 | 66.1932 | 50.9381 | 29.513 | 14.4176 | 8.9382 | 8.0533
00 Exist Combustion Turbine | 2.2271 | 1.6773 | 1.3065 | 1.0682 | 1.0323 | 1.0208 | 0.80279
00 Exist FBC_Uncontrolled | 19.8964 | 33.3817 | 59.4774 | 27.8662 | 10 | N/A | N/A
00 Exist FBC_ACI_DSI | 81.6763 | 81.6763 | 81.7391 | 81.53 | 77.9006 | 60.294 | 68.3488
00 Exist FBC_DryFGD_ACI | 70.7997 | 78.85 | 78.85 | 78.85 | 78.85 | 78.85 | 78.85
00 Exist FBC_DryFGD_DSI | 22.5173 | 13.1571 | N/A | N/A | N/A | N/A | N/A
00 Exist FBC_DryFGD_SNCR | 33.7879 | 28.921 | 45.3174 | 24.9509 | 19.4268 | 24.6976 | 35.3439
00 Exist FBC_DryFGD_SNCR_ACI | 77.8635 | 77.8635 | 75.6782 | 77.8635 | 77.8216 | 68.3488 | 68.3488
00 Exist FBC_DryFGD_SNCR_ACI_DSI | 69.4195 | 0 | 0 | 0 | 0 | 0 | 0
00 Exist FBC_DryFGD_SNCR_DSI | 19.8964 | 11.1812 | N/A | N/A | N/A | N/A | N/A
00 Exist FBC_DSI | 52.7237 | 69.5099 | 75.4235 | 58.4949 | 54.0713 | 38.7272 | 43.8258
00 Exist FBC_SNCR | N/A | N/A | N/A | N/A | N/A | N/A | N/A
00 Exist FBC_SNCR_ACI_DSI | 78.85 | 78.85 | 78.85 | 78.85 | 66.1899 | 66.1899 | 66.1899
00 Exist FBC_SNCR_DSI | 76.679 | 79.2515 | 78.5378 | 67.6491 | 65.2205 | 60.674 | 58.7055
00 Exist FBC_WetFGD_SNCR | 19.8964 | 33.3817 | 76.7726 | 33.3817 | 27.8662 | N/A | N/A
00 Exist FBC_WetFGD_DSI | 83.37 | 83.37 | 77.5188 | 33.3817 | 41.0158 | 58.3775 | 83.37
00 Exist_Non-FBC_Uncontrolled | 62.88 | 61.6036 | 76.7317 | 76.7317 | 65.3095 | 61.6184 | 61.2352
00 Exist_Non-FBC_ACI | 64.3971 | 75.7564 | 78.2122 | 76.8742 | 71.6663 | 64.5019 | 64.6949
00 Exist_Non-FBC_ACI_DSI | 49.4796 | 63.192 | 74.3202 | 71.5566 | 64.9562 | 54.0269 | 54.4725
00 Exist_Non-FBC_DryFGD | N/A | N/A | N/A | N/A | N/A | N/A | N/A
00 Exist_Non-FBC_DryFGD_ACI | 60.8984 | 75.7496 | 78.9122 | 76.2176 | 70.0365 | 64.6878 | 64.4975
00 Exist_Non-FBC_DryFGD_SCR | 18.6788 | N/A | N/A | N/A | N/A | N/A | N/A
00 Exist_Non-FBC_DryFGD_SCR_ACI | 53.7405 | 67.5537 | 71.5732 | 73.2747 | 71.4955 | 68.1534 | 65.7211
00 Exist_Non-FBC_DryFGD_SCR_DSI | 78.85 | 78.85 | 78.85 | 78.85 | 74.6881 | 66.1899 | 66.1899
00 Exist_Non-FBC_DryFGD_SCR_ACI_DSI | 72.2876 | 77.9818 | 79.1843 | 75.8418 | 68.698 | 62.1281 | 61.9774
00 Exist_Non-FBC_DryFGD_SNCR_ACI | 73.8765 | 78.1959 | 78.1959 | 78.1959 | 76.0498 | 69.8135 | 69.8135
00 Exist_Non-FBC_DryFGD_SNCR_ACI_DSI | 69.0585 | 77.71 | 77.71 | 77.71 | 65.277 | 55.7905 | 56.4893
00 Exist_Non-FBC_DSI | 53.3944 | 64.9807 | 78.85 | 78.85 | 68.5406 | 63.2553 | 66.1899
00 Exist_Non-FBC_SCR_ACI | 67.8468 | 76.7206 | 78.5258 | 77.0344 | 69.1273 | 62.7733 | 60.7095
00 Exist_Non-FBC_SCR_ACI_DSI | 18.5573 | 77.01 | 77.01 | 70.0786 | 63.5483 | 33.2068 | 44.7232
00 Exist_Non-FBC_SNCR_ACI | 18.3437 | 54.3998 | 77.71 | 77.71 | 71.1497 | 61.3963 | 61.3963
00 Exist_Non-FBC_SNCR_ACI_DSI | 32.4217 | 12.4951 | N/A | N/A | N/A | N/A | N/A
00 Exist_Non-FBC_WetFGD | 72.5305 | 72.9315 | 74.2142 | 74.2142 | 74.2142 | 71.4183 | 72.5629
00 Exist_Non-FBC_WetFGD_ACI | 66.6278 | 76.5286 | 78.9046 | 78.9046 | 72.6113 | 68.6941 | 68.4512
00 Exist_Non-FBC_WetFGD_ACI_DSI | 58.6278 | 62.7743 | N/A | N/A | N/A | N/A | N/A
00 Exist_Non-FBC_WetFGD_SCR | 57.5799 | 57.591 | 71.9439 | 71.7163 | 71.7114 | 66.6675 | 70.1087
00 Exist_Non-FBC_WetFGD_SCR_DSI | 56.9339 | N/A | N/A | N/A | N/A | N/A | N/A
00 Exist_Non-FBC_WetFGD_SCR_ACI | 59.3513 | 69.9033 | 78.4678 | 77.8693 | 71.5798 | 68.5305 | 68.6138
00 Exist_Non-FBC_WetFGD_SCR_ACI_DSI | 62.1069 | 67.2166 | 78.4044 | 72.397 | 64.4693 | 54.3581 | 62.6438
00 Exist_Non-FBC_WetFGD_SNCR | 43.8289 | 31.0881 | 71.6345 | 74.7379 | 61.1932 | 28.9076 | 58.0524
00 Exist_Non-FBC_WetFGD_SNCR_ACI | 61.472 | 66.0036 | 78.154 | 76.4053 | 69.7968 | 67.1345 | 65.3714
00 Exist IGCC | 79.192 | 79.192 | N/A | N/A | N/A | N/A | N/A
00 Exist Fossil_Other | 53.0698 | 53.5267 | 54.1523 | 54.0784 | 52.162 | 49.9798 | 49.9798
00 Exist Fuel Cell | 61.9381 | 65.0033 | 59.1358 | 38.0035 | 36.3968 | 29.8034 | 28.214
00 Exist Hydro | 38.8003 | 38.8002 | 38.8002 | 38.7747 | 38.7746 | 38.7632 | 38.76
00 Exist Non Fossil_Other | 62.0235 | 61.7983 | 61.9796 | 59.4903 | 59.3425 | 59.4111 | 59.471
00 Exist Nuclear | 91.4536 | 91.3852 | 91.2793 | 91.1912 | 91.8158 | 91.2408 | 91.2817
00 Exist Oil/Gas Steam | 7.063 | 4.6892 | 1.6793 | 0.67437 | 0.61749 | 0.61322 | 0.60791
00 Exist Oil/Gas Steam_SCR | 8.1828 | 8.8538 | 2.844 | 2.7706 | 2.6542 | 2.5894 | 2.5643
00 Exist Oil/Gas Steam_SNCR | 5.4092 | 1.8692 | 0.77511 | 0.25836 | 0.22827 | 0.23852 | 0.23852
00 Exist Biomass | 58.0401 | 66.9859 | 66.2512 | 65.0698 | 63.473 | 39.7787 | 42.8672
00 Exist Landfill Gas | 63.9988 | 63.6949 | 64.5406 | 64.1397 | 62.1947 | 61.719 | 61.3847
00 Exist Geothermal | 72.4109 | 72.4109 | 72.4109 | 72.4109 | 72.4109 | 72.4109 | 72.4109
00 Exist Pump Storage | 8.6309 | 8.6657 | 8.1959 | 10.9058 | 13.142 | 14.6814 | 14.9977
00 Exist Energy Storage | 0.15607 | 0.1553 | 0.15166 | 0.15246 | 0.15082 | 0.15628 | 0.15619
00 Exist Solar PV | 24.4927 | 24.4927 | 24.4927 | 24.4927 | 24.4927 | 24.4927 | 24.4927
00 Exist Solar Thermal | 23.0149 | 23.0149 | 23.0149 | 23.0149 | 23.0149 | 23.0149 | 23.0149
00 Exist Offshore Wind | 53.6065 | 53.6065 | 53.6065 | 53.6065 | 53.6065 | 53.6065 | 53.6065
00 Exist Onshore Wind | 36.046 | 36.046 | 36.046 | 36.046 | 36.046 | 36.046 | 36.046
00 International Imports | 36.56 | 36.56 | 36.56 | 33.38 | 33.38 | 33.38 | 33.38
00 Ret.Exist Combined Cycle & CF Limit | N/A | N/A | N/A | N/A | N/A | N/A | N/A
00 Ret.Exist Combined Cycle & CCS | N/A | N/A | 84.41 | 84.4099 | 4.4133 | 4.9023 | 0.16133
00 Ret.Exist Combined Cycle & Hydrogen | 49.3947 | 63.1749 | 49.2412 | 5.7221 | 2.2519 | 1.4085 | 1.7629
00 Ret.Exist Combined Cycle & Hydrogen Retrofit Undone | N/A | N/A | N/A | N/A | N/A | N/A | N/A
00 Ret.Exist Combined Cycle & HRI | N/A | N/A | N/A | N/A | N/A | N/A | N/A
00 Ret.Exist Combustion Turbine & HRI | N/A | N/A | N/A | N/A | N/A | N/A | N/A
00 Ret.Exist_FBC_NoCtrl & CCS | N/A | N/A | N/A | N/A | N/A | N/A | N/A
00 Ret.Exist_FBC_NoCtrl & DRET | N/A | N/A | N/A | N/A | N/A | N/A | N/A
00 Ret.Exist_FBC_NoCtrl & GPM | N/A | N/A | N/A | N/A | N/A | N/A | N/A
00 Ret.Exist_FBC_NoCtrl & GPM & CCS | N/A | N/A | N/A | N/A | N/A | N/A | N/A
00 Ret.Exist_FBC_NoCtrl & GPM & DRET | N/A | N/A | N/A | N/A | N/A | N/A | N/A
00 Ret.Exist_FBC_NoCtrl & GPM & NGC | N/A | N/A | N/A | N/A | N/A | N/A | N/A
00 Ret.Exist_FBC_NoCtrl & GPM & SNCR | N/A | N/A | N/A | N/A | N/A | N/A | N/A
00 Ret.Exist_FBC_NoCtrl & GPM & SNCR & CCS | N/A | N/A | N/A | N/A | N/A | N/A | N/A
00 Ret.Exist_FBC_NoCtrl & GPM & SNCR & DRET | N/A | N/A | N/A | N/A | N/A | N/A | N/A
00 Ret.Exist_FBC_NoCtrl & GPM & SNCR & NGC | N/A | N/A | N/A | N/A | N/A | N/A | N/A
00 Ret.Exist_FBC_NoCtrl & NGC | N/A | N/A | N/A | N/A | N/A | N/A | N/A
00 Ret.Exist_FBC_NoCtrl & SNCR | N/A | N/A | N/A | N/A | N/A | N/A | N/A
00 Ret.Exist_FBC_NoCtrl & SNCR & CCS | N/A | N/A | N/A | N/A | N/A | N/A | N/A
00 Ret.Exist_FBC_NoCtrl & SNCR & DRET | N/A | N/A | N/A | N/A | N/A | N/A | N/A
00 Ret.Exist_FBC_NoCtrl & SNCR & NGC | N/A | N/A | N/A | N/A | N/A | N/A | N/A
00 Ret.Exist_FBC_ACI_DSI & CCS | N/A | N/A | 81.53 | 81.53 | N/A | N/A | N/A
00 Ret.Exist_FBC_ACI_DSI & DCCS | N/A | N/A | N/A | N/A | N/A | N/A | N/A
00 Ret.Exist_FBC_ACI_DSI & DCCS & CCS | N/A | N/A | N/A | N/A | N/A | N/A | N/A
00 Ret.Exist_FBC_ACI_DSI & DCCS & SNCR & CCS | N/A | N/A | N/A | N/A | N/A | N/A | N/A
00 Ret.Exist_FBC_ACI_DSI & DRET | N/A | N/A | N/A | N/A | N/A | N/A | N/A
00 Ret.Exist_FBC_ACI_DSI & GPM | N/A | N/A | N/A | N/A | N/A | N/A | N/A
00 Ret.Exist_FBC_ACI_DSI & GPM & CCS | N/A | N/A | N/A | N/A | N/A | N/A | N/A
00 Ret.Exist_FBC_ACI_DSI & GPM & DRET | N/A | N/A | N/A | N/A | N/A | N/A | N/A
00 Ret.Exist_FBC_ACI_DSI & GPM & NGC | N/A | N/A | N/A | N/A | N/A | N/A | N/A
00 Ret.Exist_FBC_ACI_DSI & GPM & SNCR | N/A | N/A | N/A | N/A | N/A | N/A | N/A
00 Ret.Exist_FBC_ACI_DSI & GPM & SNCR & CCS | N/A | N/A | N/A | N/A | N/A | N/A | N/A
00 Ret.Exist_FBC_ACI_DSI & GPM & SNCR & DRET | N/A | N/A | N/A | N/A | N/A | N/A | N/A
00 Ret.Exist_FBC_ACI_DSI & GPM & SNCR & NGC | N/A | N/A | N/A | N/A | N/A | N/A | N/A
00 Ret.Exist_FBC_ACI_DSI & NGC | N/A | N/A | N/A | N/A | N/A | N/A | N/A
00 Ret.Exist_FBC_ACI_DSI & SNCR | N/A | N/A | N/A | N/A | N/A | N/A | N/A
00 Ret.Exist_FBC_ACI_DSI & SNCR & CCS | N/A | N/A | N/A | N/A | N/A | N/A | N/A
00 Ret.Exist_FBC_ACI_DSI & SNCR & DRET | N/A | N/A | N/A | N/A | N/A | N/A | N/A
00 Ret.Exist_FBC_ACI_DSI & SNCR & NGC | N/A | N/A | N/A | N/A | N/A | N/A | N/A
00 Ret.Exist_FBC_DryFGD_ACI & CCS | N/A | N/A | N/A | N/A | N/A | N/A | N/A
00 Ret.Exist_FBC_DryFGD_ACI & DCCS | N/A | N/A | N/A | N/A | N/A | N/A | N/A
00 Ret.Exist_FBC_DryFGD_ACI & DCCS & CCS | N/A | N/A | N/A | N/A | N/A | N/A | N/A
00 Ret.Exist_FBC_DryFGD_ACI & DCCS & SNCR & CCS | N/A | N/A | N/A | N/A | N/A | N/A | N/A
00 Ret.Exist_FBC_DryFGD_ACI & DRET | N/A | N/A | N/A | N/A | N/A | N/A | N/A
00 Ret.Exist_FBC_DryFGD_ACI & GPM | N/A | N/A | N/A | N/A | N/A | N/A | N/A
00 Ret.Exist_FBC_DryFGD_ACI & GPM & CCS | N/A | N/A | N/A | N/A | N/A | N/A | N/A
00 Ret.Exist_FBC_DryFGD_ACI & GPM & DRET | N/A | N/A | N/A | N/A | N/A | N/A | N/A
00 Ret.Exist_FBC_DryFGD_ACI & GPM & NGC | N/A | N/A | N/A | N/A | N/A | N/A | N/A
00 Ret.Exist_FBC_DryFGD_ACI & GPM & SNCR | N/A | N/A | N/A | N/A | N/A | N/A | N/A
00 Ret.Exist_FBC_DryFGD_ACI & GPM & SNCR & CCS | N/A | N/A | N/A | N/A | N/A | N/A | N/A
00 Ret.Exist_FBC_DryFGD_ACI & GPM & SNCR & DRET | N/A | N/A | N/A | N/A | N/A | N/A | N/A
00 Ret.Exist_FBC_DryFGD_ACI & GPM & SNCR & NGC | N/A | N/A | N/A | N/A | N/A | N/A | N/A
00 Ret.Exist_FBC_DryFGD_ACI & NGC | N/A | N/A | N/A | N/A | N/A | N/A | N/A
00 Ret.Exist_FBC_DryFGD_ACI & SNCR | N/A | N/A | N/A | N/A | N/A | N/A | N/A
00 Ret.Exist_FBC_DryFGD_ACI & SNCR & CCS | N/A | N/A | N/A | N/A | N/A | N/A | N/A
00 Ret.Exist_FBC_DryFGD_ACI & SNCR & DRET | N/A | N/A | N/A | N/A | N/A | N/A | N/A
00 Ret.Exist_FBC_DryFGD_ACI & SNCR & NGC | N/A | N/A | N/A | N/A | N/A | N/A | N/A
00 Ret.Exist_FBC_DryFGD_DSI & ACI | N/A | N/A | N/A | N/A | N/A | N/A | N/A
00 Ret.Exist_FBC_DryFGD_DSI & ACI & DRET | N/A | N/A | N/A | N/A | N/A | N/A | N/A
00 Ret.Exist_FBC_DryFGD_DSI & ACI & GPM | N/A | N/A | N/A | N/A | N/A | N/A | N/A
00 Ret.Exist_FBC_DryFGD_DSI & ACI & GPM & DRET | N/A | N/A | N/A | N/A | N/A | N/A | N/A
00 Ret.Exist_FBC_DryFGD_DSI & ACI & GPM & NGC | N/A | N/A | N/A | N/A | N/A | N/A | N/A
00 Ret.Exist_FBC_DryFGD_DSI & ACI & GPM & SNCR | N/A | N/A | N/A | N/A | N/A | N/A | N/A
00 Ret.Exist_FBC_DryFGD_DSI & ACI & GPM & SNCR & DRET | N/A | N/A | N/A | N/A | N/A | N/A | N/A
00 Ret.Exist_FBC_DryFGD_DSI & ACI & GPM & SNCR & NGC | N/A | N/A | N/A | N/A | N/A | N/A | N/A
00 Ret.Exist_FBC_DryFGD_DSI & ACI & NGC | N/A | N/A | N/A | N/A | N/A | N/A | N/A
00 Ret.Exist_FBC_DryFGD_DSI & ACI & SNCR | N/A | N/A | N/A | N/A | N/A | N/A | N/A
00 Ret.Exist_FBC_DryFGD_DSI & ACI & SNCR & DRET | N/A | N/A | N/A | N/A | N/A | N/A | N/A
00 Ret.Exist_FBC_DryFGD_DSI & ACI & SNCR & NGC | N/A | N/A | N/A | N/A | N/A | N/A | N/A
00 Ret.Exist_FBC_DryFGD_DSI & DRET | N/A | N/A | N/A | N/A | N/A | N/A | N/A
00 Ret.Exist_FBC_DryFGD_DSI & GPM | N/A | N/A | N/A | N/A | N/A | N/A | N/A
00 Ret.Exist_FBC_DryFGD_DSI & GPM & DRET | N/A | N/A | N/A | N/A | N/A | N/A | N/A
00 Ret.Exist_FBC_DryFGD_DSI & GPM & NGC | N/A | N/A | N/A | N/A | N/A | N/A | N/A
00 Ret.Exist_FBC_DryFGD_DSI & GPM & SNCR | N/A | N/A | N/A | N/A | N/A | N/A | N/A
00 Ret.Exist_FBC_DryFGD_DSI & GPM & SNCR & DRET | N/A | N/A | N/A | N/A | N/A | N/A | N/A
00 Ret.Exist_FBC_DryFGD_DSI & GPM & SNCR & NGC | N/A | N/A | N/A | N/A | N/A | N/A | N/A
00 Ret.Exist_FBC_DryFGD_DSI & NGC | N/A | N/A | N/A | N/A | N/A | N/A | N/A
00 Ret.Exist_FBC_DryFGD_DSI & SNCR | N/A | N/A | N/A | N/A | N/A | N/A | N/A
00 Ret.Exist_FBC_DryFGD_DSI & SNCR & DRET | N/A | N/A | N/A | N/A | N/A | N/A | N/A
00 Ret.Exist_FBC_DryFGD_DSI & SNCR & NGC | N/A | N/A | N/A | N/A | N/A | N/A | N/A
00 Ret.Exist_FBC_DryFGD_SNCR & ACI | N/A | N/A | N/A | N/A | N/A | N/A | N/A
00 Ret.Exist_FBC_DryFGD_SNCR & ACI & CCS | N/A | N/A | N/A | N/A | N/A | N/A | N/A
00 Ret.Exist_FBC_DryFGD_SNCR & ACI & DRET | N/A | N/A | N/A | N/A | N/A | N/A | N/A
00 Ret.Exist_FBC_DryFGD_SNCR & ACI & GPM | N/A | N/A | N/A | N/A | N/A | N/A | N/A
00 Ret.Exist_FBC_DryFGD_SNCR & ACI & GPM & CCS | N/A | N/A | N/A | N/A | N/A | N/A | N/A
00 Ret.Exist_FBC_DryFGD_SNCR & ACI & GPM & DRET | N/A | N/A | N/A | N/A | N/A | N/A | N/A
00 Ret.Exist_FBC_DryFGD_SNCR & ACI & GPM & NGC | N/A | N/A | N/A | N/A | N/A | N/A | N/A
00 Ret.Exist_FBC_DryFGD_SNCR & ACI & NGC | N/A | N/A | N/A | N/A | N/A | N/A | N/A
00 Ret.Exist_FBC_DryFGD_SNCR & CCS | N/A | N/A | 79.68 | 79.68 | N/A | N/A | N/A
00 Ret.Exist_FBC_DryFGD_SNCR & DCCS | N/A | N/A | N/A | N/A | N/A | N/A | N/A
00 Ret.Exist_FBC_DryFGD_SNCR & DCCS & CCS | N/A | N/A | N/A | N/A | N/A | N/A | N/A
00 Ret.Exist_FBC_DryFGD_SNCR & DRET | N/A | N/A | N/A | N/A | N/A | N/A | N/A
00 Ret.Exist_FBC_DryFGD_SNCR & GPM | N/A | N/A | N/A | N/A | N/A | N/A | N/A
00 Ret.Exist_FBC_DryFGD_SNCR & GPM & CCS | N/A | N/A | N/A | N/A | N/A | N/A | N/A
00 Ret.Exist_FBC_DryFGD_SNCR & GPM & DRET | N/A | N/A | N/A | N/A | N/A | N/A | N/A
00 Ret.Exist_FBC_DryFGD_SNCR & GPM & NGC | N/A | N/A | N/A | N/A | N/A | N/A | N/A
00 Ret.Exist_FBC_DryFGD_SNCR & NGC | N/A | N/A | N/A | N/A | N/A | N/A | N/A
00 Ret.Exist_FBC_DryFGD_SNCR_ACI & CCS | N/A | N/A | N/A | N/A | N/A | N/A | N/A
00 Ret.Exist_FBC_DryFGD_SNCR_ACI & DCCS | N/A | N/A | N/A | N/A | N/A | N/A | N/A
00 Ret.Exist_FBC_DryFGD_SNCR_ACI & DCCS & CCS | N/A | N/A | N/A | N/A | N/A | N/A | N/A
00 Ret.Exist_FBC_DryFGD_SNCR_ACI & DRET | N/A | N/A | N/A | N/A | N/A | N/A | N/A
00 Ret.Exist_FBC_DryFGD_SNCR_ACI & GPM | N/A | N/A | N/A | N/A | N/A | N/A | N/A
00 Ret.Exist_FBC_DryFGD_SNCR_ACI & GPM & CCS | N/A | N/A | N/A | N/A | N/A | N/A | N/A
00 Ret.Exist_FBC_DryFGD_SNCR_ACI & GPM & DRET | N/A | N/A | N/A | N/A | N/A | N/A | N/A
00 Ret.Exist_FBC_DryFGD_SNCR_ACI & GPM & NGC | N/A | N/A | N/A | N/A | N/A | N/A | N/A
00 Ret.Exist_FBC_DryFGD_SNCR_ACI & NGC | N/A | N/A | N/A | N/A | N/A | N/A | N/A
00 Ret.Exist_FBC_DryFGD_SNCR_ACI_DSI & CCS | N/A | 77.01 | 77.01 | 77.01 | 77.01 | 73.5677 | 73.5677
00 Ret.Exist_FBC_DryFGD_SNCR_ACI_DSI & DCCS | N/A | N/A | N/A | N/A | N/A | N/A | N/A
00 Ret.Exist_FBC_DryFGD_SNCR_ACI_DSI & DCCS & CCS | N/A | N/A | N/A | N/A | N/A | N/A | N/A
00 Ret.Exist_FBC_DryFGD_SNCR_ACI_DSI & DRET | N/A | N/A | N/A | N/A | N/A | N/A | N/A
00 Ret.Exist_FBC_DryFGD_SNCR_ACI_DSI & GPM | N/A | N/A | N/A | N/A | N/A | N/A | N/A
00 Ret.Exist_FBC_DryFGD_SNCR_ACI_DSI & GPM & CCS | N/A | N/A | N/A | N/A | N/A | N/A | N/A
00 Ret.Exist_FBC_DryFGD_SNCR_ACI_DSI & GPM & DRET | N/A | N/A | N/A | N/A | N/A | N/A | N/A
00 Ret.Exist_FBC_DryFGD_SNCR_ACI_DSI & GPM & NGC | N/A | N/A | N/A | N/A | N/A | N/A | N/A
00 Ret.Exist_FBC_DryFGD_SNCR_ACI_DSI & NGC | N/A | N/A | N/A | N/A | N/A | N/A | N/A
00 Ret.Exist_FBC_DryFGD_SNCR_DSI & ACI | N/A | N/A | N/A | N/A | N/A | N/A | N/A
00 Ret.Exist_FBC_DryFGD_SNCR_DSI & ACI & DRET | N/A | N/A | N/A | N/A | N/A | N/A | N/A
00 Ret.Exist_FBC_DryFGD_SNCR_DSI & ACI & GPM | N/A | N/A | N/A | N/A | N/A | N/A | N/A
00 Ret.Exist_FBC_DryFGD_SNCR_DSI & ACI & GPM & DRET | N/A | N/A | N/A | N/A | N/A | N/A | N/A
00 Ret.Exist_FBC_DryFGD_SNCR_DSI & ACI & GPM & NGC | N/A | N/A | N/A | N/A | N/A | N/A | N/A
00 Ret.Exist_FBC_DryFGD_SNCR_DSI & ACI & NGC | N/A | N/A | N/A | N/A | N/A | N/A | N/A
00 Ret.Exist_FBC_DryFGD_SNCR_DSI & DRET | N/A | N/A | N/A | N/A | N/A | N/A | N/A
00 Ret.Exist_FBC_DryFGD_SNCR_DSI & GPM | N/A | N/A | N/A | N/A | N/A | N/A | N/A
00 Ret.Exist_FBC_DryFGD_SNCR_DSI & GPM & DRET | N/A | N/A | N/A | N/A | N/A | N/A | N/A
00 Ret.Exist_FBC_DryFGD_SNCR_DSI & GPM & NGC | N/A | N/A | N/A | N/A | N/A | N/A | N/A
00 Ret.Exist_FBC_DryFGD_SNCR_DSI & NGC | N/A | N/A | N/A | N/A | N/A | N/A | N/A
00 Ret.Exist_FBC_DSI & ACI | N/A | N/A | N/A | N/A | N/A | N/A | N/A
00 Ret.Exist_FBC_DSI & ACI & DRET | N/A | N/A | N/A | N/A | N/A | N/A | N/A
00 Ret.Exist_FBC_DSI & ACI & GPM | N/A | N/A | N/A | N/A | N/A | N/A | N/A
00 Ret.Exist_FBC_DSI & ACI & GPM & DRET | N/A | N/A | N/A | N/A | N/A | N/A | N/A
00 Ret.Exist_FBC_DSI & ACI & GPM & NGC | N/A | N/A | N/A | N/A | N/A | N/A | N/A
00 Ret.Exist_FBC_DSI & ACI & GPM & SNCR | N/A | N/A | N/A | N/A | N/A | N/A | N/A
00 Ret.Exist_FBC_DSI & ACI & GPM & SNCR & DRET | N/A | N/A | N/A | N/A | N/A | N/A | N/A
00 Ret.Exist_FBC_DSI & ACI & GPM & SNCR & NGC | N/A | N/A | N/A | N/A | N/A | N/A | N/A
00 Ret.Exist_FBC_DSI & ACI & NGC | N/A | N/A | N/A | N/A | N/A | N/A | N/A
00 Ret.Exist_FBC_DSI & ACI & SNCR | N/A | N/A | N/A | N/A | N/A | N/A | N/A
00 Ret.Exist_FBC_DSI & ACI & SNCR & DRET | N/A | N/A | N/A | N/A | N/A | N/A | N/A
00 Ret.Exist_FBC_DSI & ACI & SNCR & NGC | N/A | N/A | N/A | N/A | N/A | N/A | N/A
00 Ret.Exist_FBC_DSI & DRET | N/A | N/A | N/A | N/A | N/A | N/A | N/A
00 Ret.Exist_FBC_DSI & GPM | N/A | N/A | N/A | N/A | N/A | N/A | N/A
00 Ret.Exist_FBC_DSI & GPM & DRET | N/A | N/A | N/A | N/A | N/A | N/A | N/A
00 Ret.Exist_FBC_DSI & GPM & NGC | N/A | N/A | N/A | N/A | N/A | N/A | N/A
00 Ret.Exist_FBC_DSI & GPM & SNCR | N/A | N/A | N/A | N/A | N/A | N/A | N/A
00 Ret.Exist_FBC_DSI & GPM & SNCR & DRET | N/A | N/A | N/A | N/A | N/A | N/A | N/A
00 Ret.Exist_FBC_DSI & GPM & SNCR & NGC | N/A | N/A | N/A | N/A | N/A | N/A | N/A
00 Ret.Exist_FBC_DSI & NGC | N/A | N/A | N/A | N/A | N/A | N/A | N/A
00 Ret.Exist_FBC_DSI & SNCR | N/A | N/A | N/A | N/A | N/A | N/A | N/A
00 Ret.Exist_FBC_DSI & SNCR & DRET | N/A | N/A | N/A | N/A | N/A | N/A | N/A
00 Ret.Exist_FBC_DSI & SNCR & NGC | N/A | N/A | N/A | N/A | N/A | N/A | N/A
00 Ret.Exist_FBC_SNCR & ACI | N/A | N/A | N/A | N/A | N/A | N/A | N/A
00 Ret.Exist_FBC_SNCR & ACI & DRET | N/A | N/A | N/A | N/A | N/A | N/A | N/A
00 Ret.Exist_FBC_SNCR & ACI & NGC | N/A | N/A | N/A | N/A | N/A | N/A | N/A
00 Ret.Exist_FBC_SNCR & DRET | N/A | N/A | N/A | N/A | N/A | N/A | N/A
00 Ret.Exist_FBC_SNCR & GPM | N/A | N/A | N/A | N/A | N/A | N/A | N/A
00 Ret.Exist_FBC_SNCR & GPM & DRET | N/A | N/A | N/A | N/A | N/A | N/A | N/A
00 Ret.Exist_FBC_SNCR & GPM & NGC | N/A | N/A | N/A | N/A | N/A | N/A | N/A
00 Ret.Exist_FBC_SNCR & NGC | 83.37 | 83.37 | 0 | 0 | 0 | 0 | 0
00 Ret.Exist_FBC_SNCR_ACI_DSI & CCS | N/A | N/A | N/A | N/A | N/A | N/A | N/A
00 Ret.Exist_FBC_SNCR_ACI_DSI & DCCS | N/A | N/A | N/A | N/A | N/A | N/A | N/A
00 Ret.Exist_FBC_SNCR_ACI_DSI & DCCS & CCS | N/A | N/A | N/A | N/A | N/A | N/A | N/A
00 Ret.Exist_FBC_SNCR_ACI_DSI & DRET | N/A | N/A | N/A | N/A | N/A | N/A | N/A
00 Ret.Exist_FBC_SNCR_ACI_DSI & GPM | N/A | N/A | N/A | N/A | N/A | N/A | N/A
00 Ret.Exist_FBC_SNCR_ACI_DSI & GPM & CCS | N/A | N/A | N/A | N/A | N/A | N/A | N/A
00 Ret.Exist_FBC_SNCR_ACI_DSI & GPM & DRET | N/A | N/A | N/A | N/A | N/A | N/A | N/A
00 Ret.Exist_FBC_SNCR_ACI_DSI & GPM & NGC | N/A | N/A | N/A | N/A | N/A | N/A | N/A
00 Ret.Exist_FBC_SNCR_ACI_DSI & NGC | N/A | N/A | N/A | N/A | N/A | N/A | N/A
00 Ret.Exist_FBC_SNCR_DSI & ACI | N/A | N/A | N/A | N/A | N/A | N/A | N/A
00 Ret.Exist_FBC_SNCR_DSI & ACI & CCS | N/A | N/A | N/A | N/A | N/A | N/A | N/A
00 Ret.Exist_FBC_SNCR_DSI & ACI & DRET | N/A | N/A | N/A | N/A | N/A | N/A | N/A
00 Ret.Exist_FBC_SNCR_DSI & ACI & GPM | N/A | N/A | N/A | N/A | N/A | N/A | N/A
00 Ret.Exist_FBC_SNCR_DSI & ACI & GPM & CCS | N/A | N/A | N/A | N/A | N/A | N/A | N/A
00 Ret.Exist_FBC_SNCR_DSI & ACI & GPM & DRET | N/A | N/A | N/A | N/A | N/A | N/A | N/A
00 Ret.Exist_FBC_SNCR_DSI & ACI & GPM & NGC | N/A | N/A | N/A | N/A | N/A | N/A | N/A
00 Ret.Exist_FBC_SNCR_DSI & ACI & NGC | N/A | N/A | N/A | N/A | N/A | N/A | N/A
00 Ret.Exist_FBC_SNCR_DSI & CCS | N/A | N/A | N/A | N/A | N/A | N/A | N/A
00 Ret.Exist_FBC_SNCR_DSI & DCCS | N/A | N/A | N/A | N/A | N/A | N/A | N/A
00 Ret.Exist_FBC_SNCR_DSI & DCCS & CCS | N/A | N/A | N/A | N/A | N/A | N/A | N/A
00 Ret.Exist_FBC_SNCR_DSI & DRET | N/A | N/A | N/A | N/A | N/A | N/A | N/A
00 Ret.Exist_FBC_SNCR_DSI & GPM | N/A | N/A | N/A | N/A | N/A | N/A | N/A
00 Ret.Exist_FBC_SNCR_DSI & GPM & CCS | N/A | N/A | N/A | N/A | N/A | N/A | N/A
00 Ret.Exist_FBC_SNCR_DSI & GPM & DRET | N/A | N/A | N/A | N/A | N/A | N/A | N/A
00 Ret.Exist_FBC_SNCR_DSI & GPM & NGC | N/A | N/A | N/A | N/A | N/A | N/A | N/A
00 Ret.Exist_FBC_SNCR_DSI & NGC | N/A | N/A | N/A | N/A | N/A | N/A | N/A
00 Ret.Exist_FBC_WetFGD_DSI & ACI | N/A | N/A | N/A | N/A | N/A | N/A | N/A
00 Ret.Exist_FBC_WetFGD_DSI & ACI & DRET | N/A | N/A | N/A | N/A | N/A | N/A | N/A
00 Ret.Exist_FBC_WetFGD_DSI & ACI & GPM | N/A | N/A | N/A | N/A | N/A | N/A | N/A
00 Ret.Exist_FBC_WetFGD_DSI & ACI & GPM & DRET | N/A | N/A | N/A | N/A | N/A | N/A | N/A
00 Ret.Exist_FBC_WetFGD_DSI & ACI & GPM & NGC | N/A | N/A | N/A | N/A | N/A | N/A | N/A
00 Ret.Exist_FBC_WetFGD_DSI & ACI & GPM & SNCR | N/A | N/A | N/A | N/A | N/A | N/A | N/A
00 Ret.Exist_FBC_WetFGD_DSI & ACI & GPM & SNCR & DRET | N/A | N/A | N/A | N/A | N/A | N/A | N/A
00 Ret.Exist_FBC_WetFGD_DSI & ACI & GPM & SNCR & NGC | N/A | N/A | N/A | N/A | N/A | N/A | N/A
00 Ret.Exist_FBC_WetFGD_DSI & ACI & NGC | N/A | N/A | N/A | N/A | N/A | N/A | N/A
00 Ret.Exist_FBC_WetFGD_DSI & ACI & SNCR | N/A | N/A | N/A | N/A | N/A | N/A | N/A
00 Ret.Exist_FBC_WetFGD_DSI & ACI & SNCR & DRET | N/A | N/A | N/A | N/A | N/A | N/A | N/A
00 Ret.Exist_FBC_WetFGD_DSI & ACI & SNCR & NGC | N/A | N/A | N/A | N/A | N/A | N/A | N/A
00 Ret.Exist_FBC_WetFGD_DSI & DRET | N/A | N/A | N/A | N/A | N/A | N/A | N/A
00 Ret.Exist_FBC_WetFGD_DSI & GPM | N/A | N/A | N/A | N/A | N/A | N/A | N/A
00 Ret.Exist_FBC_WetFGD_DSI & GPM & DRET | N/A | N/A | N/A | N/A | N/A | N/A | N/A
00 Ret.Exist_FBC_WetFGD_DSI & GPM & NGC | N/A | N/A | N/A | N/A | N/A | N/A | N/A
00 Ret.Exist_FBC_WetFGD_DSI & GPM & SNCR | N/A | N/A | N/A | N/A | N/A | N/A | N/A
00 Ret.Exist_FBC_WetFGD_DSI & GPM & SNCR & DRET | N/A | N/A | N/A | N/A | N/A | N/A | N/A
00 Ret.Exist_FBC_WetFGD_DSI & GPM & SNCR & NGC | N/A | N/A | N/A | N/A | N/A | N/A | N/A
00 Ret.Exist_FBC_WetFGD_DSI & NGC | N/A | N/A | N/A | N/A | N/A | N/A | N/A
00 Ret.Exist_FBC_WetFGD_DSI & SNCR | N/A | N/A | N/A | N/A | N/A | N/A | N/A
00 Ret.Exist_FBC_WetFGD_DSI & SNCR & DRET | N/A | N/A | N/A | N/A | N/A | N/A | N/A
00 Ret.Exist_FBC_WetFGD_DSI & SNCR & NGC | N/A | N/A | N/A | N/A | N/A | N/A | N/A
00 Ret.Exist_FBC_WetFGD_SNCR & ACI | N/A | N/A | N/A | N/A | N/A | N/A | N/A
00 Ret.Exist_FBC_WetFGD_SNCR & ACI & DRET | N/A | N/A | N/A | N/A | N/A | N/A | N/A
00 Ret.Exist_FBC_WetFGD_SNCR & ACI & NGC | N/A | N/A | N/A | N/A | N/A | N/A | N/A
00 Ret.Exist_FBC_WetFGD_SNCR & DRET | N/A | N/A | N/A | N/A | N/A | N/A | N/A
00 Ret.Exist_FBC_WetFGD_SNCR & GPM | N/A | N/A | N/A | N/A | N/A | N/A | N/A
00 Ret.Exist_FBC_WetFGD_SNCR & GPM & DRET | N/A | N/A | N/A | N/A | N/A | N/A | N/A
00 Ret.Exist_FBC_WetFGD_SNCR & GPM & NGC | N/A | N/A | N/A | N/A | N/A | N/A | N/A
00 Ret.Exist_FBC_WetFGD_SNCR & NGC | N/A | N/A | N/A | N/A | N/A | N/A | N/A
00 Ret.Exist_Non-FBC_ACI & C2G | 1.9496 | 1.9496 | 0 | 0 | 0 | 0 | 0
00 Ret.Exist_Non-FBC_ACI & C2G & SCR | N/A | N/A | N/A | N/A | N/A | N/A | N/A
00 Ret.Exist_Non-FBC_ACI & DCCS | N/A | N/A | N/A | N/A | N/A | N/A | N/A
00 Ret.Exist_Non-FBC_ACI & DCCS & WetFGD & SCR & CCS | N/A | N/A | N/A | N/A | N/A | N/A | N/A
00 Ret.Exist_Non-FBC_ACI & DRET | N/A | N/A | N/A | N/A | N/A | N/A | N/A
00 Ret.Exist_Non-FBC_ACI & DSI | N/A | N/A | N/A | N/A | N/A | N/A | N/A
00 Ret.Exist_Non-FBC_ACI & DSI & C2G | N/A | N/A | N/A | N/A | N/A | N/A | N/A
00 Ret.Exist_Non-FBC_ACI & DSI & C2G & SCR | N/A | N/A | N/A | N/A | N/A | N/A | N/A
00 Ret.Exist_Non-FBC_ACI & DSI & DRET | N/A | N/A | N/A | N/A | N/A | N/A | N/A
00 Ret.Exist_Non-FBC_ACI & DSI & GPM | N/A | N/A | N/A | N/A | N/A | N/A | N/A
00 Ret.Exist_Non-FBC_ACI & DSI & GPM & C2G | N/A | N/A | N/A | N/A | N/A | N/A | N/A
00 Ret.Exist_Non-FBC_ACI & DSI & GPM & C2G & SCR | N/A | N/A | N/A | N/A | N/A | N/A | N/A
00 Ret.Exist_Non-FBC_ACI & DSI & GPM & DRET | N/A | N/A | N/A | N/A | N/A | N/A | N/A
00 Ret.Exist_Non-FBC_ACI & DSI & GPM & NGC | N/A | N/A | N/A | N/A | N/A | N/A | N/A
00 Ret.Exist_Non-FBC_ACI & DSI & GPM & SCR | N/A | N/A | N/A | N/A | N/A | N/A | N/A
00 Ret.Exist_Non-FBC_ACI & DSI & GPM & SCR & DRET | N/A | N/A | N/A | N/A | N/A | N/A | N/A
00 Ret.Exist_Non-FBC_ACI & DSI & GPM & SCR & NGC | N/A | N/A | N/A | N/A | N/A | N/A | N/A
00 Ret.Exist_Non-FBC_ACI & DSI & GPM & SNCR | N/A | N/A | N/A | N/A | N/A | N/A | N/A
00 Ret.Exist_Non-FBC_ACI & DSI & GPM & SNCR & DRET | N/A | N/A | N/A | N/A | N/A | N/A | N/A
00 Ret.Exist_Non-FBC_ACI & DSI & GPM & SNCR & NGC | N/A | N/A | N/A | N/A | N/A | N/A | N/A
00 Ret.Exist_Non-FBC_ACI & DSI & GPM & WetFGD & SCR & CCS | N/A | N/A | N/A | N/A | N/A | N/A | N/A
00 Ret.Exist_Non-FBC_ACI & DSI & NGC | N/A | N/A | N/A | N/A | N/A | N/A | N/A
00 Ret.Exist_Non-FBC_ACI & DSI & SCR | N/A | N/A | N/A | N/A | N/A | N/A | N/A
00 Ret.Exist_Non-FBC_ACI & DSI & SCR & DRET | N/A | N/A | N/A | N/A | N/A | N/A | N/A
00 Ret.Exist_Non-FBC_ACI & DSI & SCR & NGC | N/A | N/A | N/A | N/A | N/A | N/A | N/A
00 Ret.Exist_Non-FBC_ACI & DSI & SNCR | N/A | N/A | N/A | N/A | N/A | N/A | N/A
00 Ret.Exist_Non-FBC_ACI & DSI & SNCR & DRET | N/A | N/A | N/A | N/A | N/A | N/A | N/A
00 Ret.Exist_Non-FBC_ACI & DSI & SNCR & NGC | N/A | N/A | N/A | N/A | N/A | N/A | N/A
00 Ret.Exist_Non-FBC_ACI & DSI & WetFGD & SCR & CCS | N/A | N/A | N/A | N/A | N/A | N/A | N/A
00 Ret.Exist_Non-FBC_ACI & GPM | N/A | N/A | N/A | N/A | N/A | N/A | N/A
00 Ret.Exist_Non-FBC_ACI & GPM & C2G | N/A | N/A | N/A | N/A | N/A | N/A | N/A
00 Ret.Exist_Non-FBC_ACI & GPM & C2G & SCR | N/A | N/A | N/A | N/A | N/A | N/A | N/A
00 Ret.Exist_Non-FBC_ACI & GPM & DRET | N/A | N/A | N/A | N/A | N/A | N/A | N/A
00 Ret.Exist_Non-FBC_ACI & GPM & NGC | N/A | N/A | N/A | N/A | N/A | N/A | N/A
00 Ret.Exist_Non-FBC_ACI & GPM & SCR | N/A | N/A | N/A | N/A | N/A | N/A | N/A
00 Ret.Exist_Non-FBC_ACI & GPM & SCR & DRET | N/A | N/A | N/A | N/A | N/A | N/A | N/A
00 Ret.Exist_Non-FBC_ACI & GPM & SCR & NGC | N/A | N/A | N/A | N/A | N/A | N/A | N/A
00 Ret.Exist_Non-FBC_ACI & GPM & SNCR | N/A | N/A | N/A | N/A | N/A | N/A | N/A
00 Ret.Exist_Non-FBC_ACI & GPM & SNCR & DRET | N/A | N/A | N/A | N/A | N/A | N/A | N/A
00 Ret.Exist_Non-FBC_ACI & GPM & SNCR & NGC | N/A | N/A | N/A | N/A | N/A | N/A | N/A
00 Ret.Exist_Non-FBC_ACI & GPM & WetFGD & SCR & CCS | N/A | N/A | N/A | N/A | N/A | N/A | N/A
00 Ret.Exist_Non-FBC_ACI & NGC | N/A | N/A | N/A | N/A | N/A | N/A | N/A
00 Ret.Exist_Non-FBC_ACI & SCR | N/A | N/A | N/A | N/A | N/A | N/A | N/A
00 Ret.Exist_Non-FBC_ACI & SCR & C2G | N/A | N/A | N/A | N/A | N/A | N/A | N/A
00 Ret.Exist_Non-FBC_ACI & SCR & DRET | N/A | N/A | N/A | N/A | N/A | N/A | N/A
00 Ret.Exist_Non-FBC_ACI & SCR & NGC | N/A | N/A | N/A | N/A | N/A | N/A | N/A
00 Ret.Exist_Non-FBC_ACI & SCR & WetFGD & CCS | N/A | N/A | N/A | N/A | N/A | N/A | N/A
00 Ret.Exist_Non-FBC_ACI & SNCR | N/A | N/A | N/A | N/A | N/A | N/A | N/A
00 Ret.Exist_Non-FBC_ACI & SNCR & C2G | N/A | N/A | N/A | N/A | N/A | N/A | N/A
00 Ret.Exist_Non-FBC_ACI & SNCR & DRET | N/A | N/A | N/A | N/A | N/A | N/A | N/A
00 Ret.Exist_Non-FBC_ACI & SNCR & NGC | N/A | N/A | N/A | N/A | N/A | N/A | N/A
00 Ret.Exist_Non-FBC_ACI_DSI & C2G | 0 | N/A | N/A | N/A | N/A | N/A | N/A
00 Ret.Exist_Non-FBC_ACI_DSI & C2G & SCR | N/A | N/A | N/A | N/A | N/A | N/A | N/A
00 Ret.Exist_Non-FBC_ACI_DSI & DCCS | N/A | N/A | N/A | N/A | N/A | N/A | N/A
00 Ret.Exist_Non-FBC_ACI_DSI & DCCS & WetFGD & SCR & CCS | N/A | N/A | N/A | N/A | N/A | N/A | N/A
00 Ret.Exist_Non-FBC_ACI_DSI & DRET | N/A | N/A | N/A | N/A | N/A | N/A | N/A
00 Ret.Exist_Non-FBC_ACI_DSI & GPM | N/A | N/A | N/A | N/A | N/A | N/A | N/A
00 Ret.Exist_Non-FBC_ACI_DSI & GPM & C2G | N/A | N/A | N/A | N/A | N/A | N/A | N/A
00 Ret.Exist_Non-FBC_ACI_DSI & GPM & C2G & SCR | N/A | N/A | N/A | N/A | N/A | N/A | N/A
00 Ret.Exist_Non-FBC_ACI_DSI & GPM & DRET | N/A | N/A | N/A | N/A | N/A | N/A | N/A
00 Ret.Exist_Non-FBC_ACI_DSI & GPM & NGC | N/A | N/A | N/A | N/A | N/A | N/A | N/A
00 Ret.Exist_Non-FBC_ACI_DSI & GPM & SCR | N/A | N/A | N/A | N/A | N/A | N/A | N/A
00 Ret.Exist_Non-FBC_ACI_DSI & GPM & SCR & DRET | N/A | N/A | N/A | N/A | N/A | N/A | N/A
00 Ret.Exist_Non-FBC_ACI_DSI & GPM & SCR & NGC | N/A | N/A | N/A | N/A | N/A | N/A | N/A
00 Ret.Exist_Non-FBC_ACI_DSI & GPM & SNCR | N/A | N/A | N/A | N/A | N/A | N/A | N/A
00 Ret.Exist_Non-FBC_ACI_DSI & GPM & SNCR & DRET | N/A | N/A | N/A | N/A | N/A | N/A | N/A
00 Ret.Exist_Non-FBC_ACI_DSI & GPM & SNCR & NGC | N/A | N/A | N/A | N/A | N/A | N/A | N/A
00 Ret.Exist_Non-FBC_ACI_DSI & GPM & WetFGD & SCR & CCS | N/A | N/A | N/A | N/A | N/A | N/A | N/A
00 Ret.Exist_Non-FBC_ACI_DSI & NGC | N/A | N/A | N/A | N/A | N/A | N/A | N/A
00 Ret.Exist_Non-FBC_ACI_DSI & SCR | N/A | N/A | N/A | N/A | N/A | N/A | N/A
00 Ret.Exist_Non-FBC_ACI_DSI & SCR & C2G | N/A | N/A | N/A | N/A | N/A | N/A | N/A
00 Ret.Exist_Non-FBC_ACI_DSI & SCR & DRET | N/A | N/A | N/A | N/A | N/A | N/A | N/A
00 Ret.Exist_Non-FBC_ACI_DSI & SCR & NGC | N/A | N/A | N/A | N/A | N/A | N/A | N/A
00 Ret.Exist_Non-FBC_ACI_DSI & SCR & WetFGD & CCS | N/A | N/A | N/A | N/A | N/A | N/A | N/A
00 Ret.Exist_Non-FBC_ACI_DSI & SNCR | N/A | N/A | N/A | N/A | N/A | N/A | N/A
00 Ret.Exist_Non-FBC_ACI_DSI & SNCR & C2G | N/A | N/A | N/A | N/A | N/A | N/A | N/A
00 Ret.Exist_Non-FBC_ACI_DSI & SNCR & DRET | N/A | N/A | N/A | N/A | N/A | N/A | N/A
00 Ret.Exist_Non-FBC_ACI_DSI & SNCR & NGC | N/A | N/A | N/A | N/A | N/A | N/A | N/A
00 Ret.Exist_Non-FBC_DryFGD & C2G | N/A | N/A | N/A | N/A | N/A | N/A | N/A
00 Ret.Exist_Non-FBC_DryFGD & C2G & SCR | N/A | N/A | N/A | N/A | N/A | N/A | N/A
00 Ret.Exist_Non-FBC_DryFGD & DRET | N/A | N/A | N/A | N/A | N/A | N/A | N/A
00 Ret.Exist_Non-FBC_DryFGD & GPM | N/A | N/A | N/A | N/A | N/A | N/A | N/A
00 Ret.Exist_Non-FBC_DryFGD & GPM & C2G | N/A | N/A | N/A | N/A | N/A | N/A | N/A
00 Ret.Exist_Non-FBC_DryFGD & GPM & C2G & SCR | N/A | N/A | N/A | N/A | N/A | N/A | N/A
00 Ret.Exist_Non-FBC_DryFGD & GPM & DRET | N/A | N/A | N/A | N/A | N/A | N/A | N/A
00 Ret.Exist_Non-FBC_DryFGD & GPM & NGC | N/A | N/A | N/A | N/A | N/A | N/A | N/A
00 Ret.Exist_Non-FBC_DryFGD & GPM & SCR | N/A | N/A | N/A | N/A | N/A | N/A | N/A
00 Ret.Exist_Non-FBC_DryFGD & GPM & SCR & CCS | N/A | N/A | N/A | N/A | N/A | N/A | N/A
00 Ret.Exist_Non-FBC_DryFGD & GPM & SCR & DRET | N/A | N/A | N/A | N/A | N/A | N/A | N/A
00 Ret.Exist_Non-FBC_DryFGD & GPM & SCR & NGC | N/A | N/A | N/A | N/A | N/A | N/A | N/A
00 Ret.Exist_Non-FBC_DryFGD & GPM & SNCR | N/A | N/A | N/A | N/A | N/A | N/A | N/A
00 Ret.Exist_Non-FBC_DryFGD & GPM & SNCR & DRET | N/A | N/A | N/A | N/A | N/A | N/A | N/A
00 Ret.Exist_Non-FBC_DryFGD & GPM & SNCR & NGC | N/A | N/A | N/A | N/A | N/A | N/A | N/A
00 Ret.Exist_Non-FBC_DryFGD & NGC | N/A | N/A | N/A | N/A | N/A | N/A | N/A
00 Ret.Exist_Non-FBC_DryFGD & SCR | N/A | N/A | N/A | N/A | N/A | N/A | N/A
00 Ret.Exist_Non-FBC_DryFGD & SCR & C2G | N/A | N/A | N/A | N/A | N/A | N/A | N/A
00 Ret.Exist_Non-FBC_DryFGD & SCR & CCS | N/A | N/A | N/A | N/A | N/A | N/A | N/A
00 Ret.Exist_Non-FBC_DryFGD & SCR & DRET | N/A | N/A | N/A | N/A | N/A | N/A | N/A
00 Ret.Exist_Non-FBC_DryFGD & SCR & NGC | N/A | N/A | N/A | N/A | N/A | N/A | N/A
00 Ret.Exist_Non-FBC_DryFGD & SNCR | N/A | N/A | N/A | N/A | N/A | N/A | N/A
00 Ret.Exist_Non-FBC_DryFGD & SNCR & C2G | N/A | N/A | N/A | N/A | N/A | N/A | N/A
00 Ret.Exist_Non-FBC_DryFGD & SNCR & DRET | N/A | N/A | N/A | N/A | N/A | N/A | N/A
00 Ret.Exist_Non-FBC_DryFGD & SNCR & NGC | N/A | N/A | N/A | N/A | N/A | N/A | N/A
00 Ret.Exist_Non-FBC_DryFGD_ACI & C2G | N/A | N/A | N/A | N/A | N/A | N/A | N/A
00 Ret.Exist_Non-FBC_DryFGD_ACI & C2G & SCR | N/A | N/A | N/A | N/A | N/A | N/A | N/A
00 Ret.Exist_Non-FBC_DryFGD_ACI & DCCS | N/A | N/A | N/A | N/A | N/A | N/A | N/A
00 Ret.Exist_Non-FBC_DryFGD_ACI & DCCS & SCR & CCS | N/A | N/A | N/A | N/A | N/A | N/A | N/A
00 Ret.Exist_Non-FBC_DryFGD_ACI & DRET | N/A | N/A | N/A | N/A | N/A | N/A | N/A
00 Ret.Exist_Non-FBC_DryFGD_ACI & GPM | N/A | N/A | N/A | N/A | N/A | N/A | N/A
00 Ret.Exist_Non-FBC_DryFGD_ACI & GPM & C2G | N/A | N/A | N/A | N/A | N/A | N/A | N/A
00 Ret.Exist_Non-FBC_DryFGD_ACI & GPM & C2G & SCR | N/A | N/A | N/A | N/A | N/A | N/A | N/A
00 Ret.Exist_Non-FBC_DryFGD_ACI & GPM & DRET | N/A | N/A | N/A | N/A | N/A | N/A | N/A
00 Ret.Exist_Non-FBC_DryFGD_ACI & GPM & NGC | N/A | N/A | N/A | N/A | N/A | N/A | N/A
00 Ret.Exist_Non-FBC_DryFGD_ACI & GPM & SCR | N/A | N/A | N/A | N/A | N/A | N/A | N/A
00 Ret.Exist_Non-FBC_DryFGD_ACI & GPM & SCR & CCS | N/A | N/A | N/A | N/A | N/A | N/A | N/A
00 Ret.Exist_Non-FBC_DryFGD_ACI & GPM & SCR & DRET | N/A | N/A | N/A | N/A | N/A | N/A | N/A
00 Ret.Exist_Non-FBC_DryFGD_ACI & GPM & SCR & NGC | N/A | N/A | N/A | N/A | N/A | N/A | N/A
00 Ret.Exist_Non-FBC_DryFGD_ACI & GPM & SNCR | N/A | N/A | N/A | N/A | N/A | N/A | N/A
00 Ret.Exist_Non-FBC_DryFGD_ACI & GPM & SNCR & DRET | N/A | N/A | N/A | N/A | N/A | N/A | N/A
00 Ret.Exist_Non-FBC_DryFGD_ACI & GPM & SNCR & NGC | N/A | N/A | N/A | N/A | N/A | N/A | N/A
00 Ret.Exist_Non-FBC_DryFGD_ACI & NGC | N/A | N/A | N/A | N/A | N/A | N/A | N/A
00 Ret.Exist_Non-FBC_DryFGD_ACI & SCR | N/A | N/A | 0 | 0 | 0 | 0 | 0
00 Ret.Exist_Non-FBC_DryFGD_ACI & SCR & C2G | N/A | N/A | N/A | N/A | N/A | N/A | N/A
00 Ret.Exist_Non-FBC_DryFGD_ACI & SCR & CCS | N/A | N/A | 77.8253 | 77.8253 | 77.7191 | 77.7191 | 74.6292
00 Ret.Exist_Non-FBC_DryFGD_ACI & SCR & DRET | N/A | N/A | N/A | N/A | N/A | N/A | N/A
00 Ret.Exist_Non-FBC_DryFGD_ACI & SCR & NGC | N/A | N/A | N/A | N/A | N/A | N/A | N/A
00 Ret.Exist_Non-FBC_DryFGD_ACI & SNCR | N/A | N/A | N/A | N/A | N/A | N/A | N/A
00 Ret.Exist_Non-FBC_DryFGD_ACI & SNCR & C2G | N/A | N/A | N/A | N/A | N/A | N/A | N/A
00 Ret.Exist_Non-FBC_DryFGD_ACI & SNCR & DRET | N/A | N/A | N/A | N/A | N/A | N/A | N/A
00 Ret.Exist_Non-FBC_DryFGD_ACI & SNCR & NGC | N/A | N/A | N/A | N/A | N/A | N/A | N/A
00 Ret.Exist_Non-FBC_DryFGD_SCR & ACI | N/A | N/A | N/A | N/A | N/A | N/A | N/A
00 Ret.Exist_Non-FBC_DryFGD_SCR & ACI & C2G | N/A | N/A | N/A | N/A | N/A | N/A | N/A
00 Ret.Exist_Non-FBC_DryFGD_SCR & ACI & CCS | N/A | N/A | N/A | N/A | N/A | N/A | N/A
00 Ret.Exist_Non-FBC_DryFGD_SCR & ACI & DRET | N/A | N/A | N/A | N/A | N/A | N/A | N/A
00 Ret.Exist_Non-FBC_DryFGD_SCR & ACI & GPM | N/A | N/A | N/A | N/A | N/A | N/A | N/A
00 Ret.Exist_Non-FBC_DryFGD_SCR & ACI & GPM & C2G | N/A | N/A | N/A | N/A | N/A | N/A | N/A
00 Ret.Exist_Non-FBC_DryFGD_SCR & ACI & GPM & CCS | N/A | N/A | N/A | N/A | N/A | N/A | N/A
00 Ret.Exist_Non-FBC_DryFGD_SCR & ACI & GPM & DRET | N/A | N/A | N/A | N/A | N/A | N/A | N/A
00 Ret.Exist_Non-FBC_DryFGD_SCR & ACI & GPM & NGC | N/A | N/A | N/A | N/A | N/A | N/A | N/A
00 Ret.Exist_Non-FBC_DryFGD_SCR & ACI & NGC | N/A | N/A | N/A | N/A | N/A | N/A | N/A
00 Ret.Exist_Non-FBC_DryFGD_SCR & C2G | N/A | N/A | N/A | N/A | N/A | N/A | N/A
00 Ret.Exist_Non-FBC_DryFGD_SCR & CCS | N/A | N/A | N/A | N/A | N/A | N/A | N/A
00 Ret.Exist_Non-FBC_DryFGD_SCR & DRET | N/A | N/A | N/A | N/A | N/A | N/A | N/A
00 Ret.Exist_Non-FBC_DryFGD_SCR & GPM | N/A | N/A | N/A | N/A | N/A | N/A | N/A
00 Ret.Exist_Non-FBC_DryFGD_SCR & GPM & C2G | N/A | N/A | N/A | N/A | N/A | N/A | N/A
00 Ret.Exist_Non-FBC_DryFGD_SCR & GPM & CCS | N/A | N/A | N/A | N/A | N/A | N/A | N/A
00 Ret.Exist_Non-FBC_DryFGD_SCR & GPM & DRET | N/A | N/A | N/A | N/A | N/A | N/A | N/A
00 Ret.Exist_Non-FBC_DryFGD_SCR & GPM & NGC | N/A | N/A | N/A | N/A | N/A | N/A | N/A
00 Ret.Exist_Non-FBC_DryFGD_SCR & NGC | N/A | N/A | N/A | N/A | N/A | N/A | N/A
00 Ret.Exist_Non-FBC_DryFGD_SCR_ACI & C2G | 2 | 2 | 2 | 2 | 2 | 2 | 2
00 Ret.Exist_Non-FBC_DryFGD_SCR_ACI & CCS | N/A | 77.01 | 78.5187 | 78.5187 | 75.711 | 75.549 | 75.549
00 Ret.Exist_Non-FBC_DryFGD_SCR_ACI & DCCS | N/A | N/A | N/A | N/A | N/A | N/A | N/A
00 Ret.Exist_Non-FBC_DryFGD_SCR_ACI & DCCS & CCS | N/A | N/A | N/A | N/A | N/A | N/A | N/A
00 Ret.Exist_Non-FBC_DryFGD_SCR_ACI & DRET | N/A | N/A | N/A | N/A | N/A | N/A | N/A
00 Ret.Exist_Non-FBC_DryFGD_SCR_ACI & GPM | N/A | N/A | N/A | N/A | N/A | N/A | N/A
00 Ret.Exist_Non-FBC_DryFGD_SCR_ACI & GPM & C2G | N/A | N/A | N/A | N/A | N/A | N/A | N/A
00 Ret.Exist_Non-FBC_DryFGD_SCR_ACI & GPM & CCS | N/A | N/A | N/A | N/A | N/A | N/A | N/A
00 Ret.Exist_Non-FBC_DryFGD_SCR_ACI & GPM & DRET | N/A | N/A | N/A | N/A | N/A | N/A | N/A
00 Ret.Exist_Non-FBC_DryFGD_SCR_ACI & GPM & NGC | N/A | N/A | N/A | N/A | N/A | N/A | N/A
00 Ret.Exist_Non-FBC_DryFGD_SCR_ACI & NGC | N/A | N/A | N/A | N/A | N/A | N/A | N/A
00 Ret.Exist_Non-FBC_DryFGD_SCR_ACI_DSI & C2G | N/A | N/A | N/A | N/A | N/A | N/A | N/A
00 Ret.Exist_Non-FBC_DryFGD_SCR_ACI_DSI & CCS | N/A | N/A | N/A | N/A | N/A | N/A | N/A
00 Ret.Exist_Non-FBC_DryFGD_SCR_ACI_DSI & DCCS | N/A | N/A | N/A | N/A | N/A | N/A | N/A
00 Ret.Exist_Non-FBC_DryFGD_SCR_ACI_DSI & DCCS & CCS | N/A | N/A | N/A | N/A | N/A | N/A | N/A
00 Ret.Exist_Non-FBC_DryFGD_SCR_ACI_DSI & DRET | N/A | N/A | N/A | N/A | N/A | N/A | N/A
00 Ret.Exist_Non-FBC_DryFGD_SCR_ACI_DSI & GPM | N/A | N/A | N/A | N/A | N/A | N/A | N/A
00 Ret.Exist_Non-FBC_DryFGD_SCR_ACI_DSI & GPM & C2G | N/A | N/A | N/A | N/A | N/A | N/A | N/A
00 Ret.Exist_Non-FBC_DryFGD_SCR_ACI_DSI & GPM & CCS | N/A | N/A | N/A | N/A | N/A | N/A | N/A
00 Ret.Exist_Non-FBC_DryFGD_SCR_ACI_DSI & GPM & DRET | N/A | N/A | N/A | N/A | N/A | N/A | N/A
00 Ret.Exist_Non-FBC_DryFGD_SCR_ACI_DSI & GPM & NGC | N/A | N/A | N/A | N/A | N/A | N/A | N/A
00 Ret.Exist_Non-FBC_DryFGD_SCR_ACI_DSI & NGC | N/A | N/A | N/A | N/A | N/A | N/A | N/A
00 Ret.Exist_Non-FBC_DryFGD_SCR_DSI & ACI | N/A | N/A | N/A | N/A | N/A | N/A | N/A
00 Ret.Exist_Non-FBC_DryFGD_SCR_DSI & ACI & C2G | N/A | N/A | N/A | N/A | N/A | N/A | N/A
00 Ret.Exist_Non-FBC_DryFGD_SCR_DSI & ACI & CCS | N/A | N/A | N/A | N/A | N/A | N/A | N/A
00 Ret.Exist_Non-FBC_DryFGD_SCR_DSI & ACI & DRET | N/A | N/A | N/A | N/A | N/A | N/A | N/A
00 Ret.Exist_Non-FBC_DryFGD_SCR_DSI & ACI & GPM | N/A | N/A | N/A | N/A | N/A | N/A | N/A
00 Ret.Exist_Non-FBC_DryFGD_SCR_DSI & ACI & GPM & C2G | N/A | N/A | N/A | N/A | N/A | N/A | N/A
00 Ret.Exist_Non-FBC_DryFGD_SCR_DSI & ACI & GPM & CCS | N/A | N/A | N/A | N/A | N/A | N/A | N/A
00 Ret.Exist_Non-FBC_DryFGD_SCR_DSI & ACI & GPM & DRET | N/A | N/A | N/A | N/A | N/A | N/A | N/A
00 Ret.Exist_Non-FBC_DryFGD_SCR_DSI & ACI & GPM & NGC | N/A | N/A | N/A | N/A | N/A | N/A | N/A
00 Ret.Exist_Non-FBC_DryFGD_SCR_DSI & ACI & NGC | N/A | N/A | N/A | N/A | N/A | N/A | N/A
00 Ret.Exist_Non-FBC_DryFGD_SCR_DSI & C2G | N/A | N/A | N/A | N/A | N/A | N/A | N/A
00 Ret.Exist_Non-FBC_DryFGD_SCR_DSI & CCS | N/A | N/A | N/A | N/A | N/A | N/A | N/A
00 Ret.Exist_Non-FBC_DryFGD_SCR_DSI & DRET | N/A | N/A | N/A | N/A | N/A | N/A | N/A
00 Ret.Exist_Non-FBC_DryFGD_SCR_DSI & GPM | N/A | N/A | N/A | N/A | N/A | N/A | N/A
00 Ret.Exist_Non-FBC_DryFGD_SCR_DSI & GPM & C2G | N/A | N/A | N/A | N/A | N/A | N/A | N/A
00 Ret.Exist_Non-FBC_DryFGD_SCR_DSI & GPM & CCS | N/A | N/A | N/A | N/A | N/A | N/A | N/A
00 Ret.Exist_Non-FBC_DryFGD_SCR_DSI & GPM & DRET | N/A | N/A | N/A | N/A | N/A | N/A | N/A
00 Ret.Exist_Non-FBC_DryFGD_SCR_DSI & GPM & NGC | N/A | N/A | N/A | N/A | N/A | N/A | N/A
00 Ret.Exist_Non-FBC_DryFGD_SCR_DSI & NGC | N/A | N/A | N/A | N/A | N/A | N/A | N/A
00 Ret.Exist_Non-FBC_DryFGD_SNCR_ACI & C2G | N/A | N/A | N/A | N/A | N/A | N/A | N/A
00 Ret.Exist_Non-FBC_DryFGD_SNCR_ACI & C2G & SCR | N/A | N/A | N/A | N/A | N/A | N/A | N/A
00 Ret.Exist_Non-FBC_DryFGD_SNCR_ACI & DCCS | N/A | N/A | N/A | N/A | N/A | N/A | N/A
00 Ret.Exist_Non-FBC_DryFGD_SNCR_ACI & DCCS & SCR & CCS | N/A | N/A | N/A | N/A | N/A | N/A | N/A
00 Ret.Exist_Non-FBC_DryFGD_SNCR_ACI & DRET | N/A | N/A | N/A | N/A | N/A | N/A | N/A
00 Ret.Exist_Non-FBC_DryFGD_SNCR_ACI & GPM | N/A | N/A | N/A | N/A | N/A | N/A | N/A
00 Ret.Exist_Non-FBC_DryFGD_SNCR_ACI & GPM & C2G | N/A | N/A | N/A | N/A | N/A | N/A | N/A
00 Ret.Exist_Non-FBC_DryFGD_SNCR_ACI & GPM & C2G & SCR | N/A | N/A | N/A | N/A | N/A | N/A | N/A
00 Ret.Exist_Non-FBC_DryFGD_SNCR_ACI & GPM & DRET | N/A | N/A | N/A | N/A | N/A | N/A | N/A
00 Ret.Exist_Non-FBC_DryFGD_SNCR_ACI & GPM & NGC | N/A | N/A | N/A | N/A | N/A | N/A | N/A
00 Ret.Exist_Non-FBC_DryFGD_SNCR_ACI & GPM & SCR | N/A | N/A | N/A | N/A | N/A | N/A | N/A
00 Ret.Exist_Non-FBC_DryFGD_SNCR_ACI & GPM & SCR & CCS | N/A | N/A | N/A | N/A | N/A | N/A | N/A
00 Ret.Exist_Non-FBC_DryFGD_SNCR_ACI & GPM & SCR & DRET | N/A | N/A | N/A | N/A | N/A | N/A | N/A
00 Ret.Exist_Non-FBC_DryFGD_SNCR_ACI & GPM & SCR & NGC | N/A | N/A | N/A | N/A | N/A | N/A | N/A
00 Ret.Exist_Non-FBC_DryFGD_SNCR_ACI & NGC | N/A | N/A | N/A | N/A | N/A | N/A | N/A
00 Ret.Exist_Non-FBC_DryFGD_SNCR_ACI & SCR | N/A | N/A | N/A | N/A | N/A | N/A | N/A
00 Ret.Exist_Non-FBC_DryFGD_SNCR_ACI & SCR & C2G | N/A | N/A | N/A | N/A | N/A | N/A | N/A
00 Ret.Exist_Non-FBC_DryFGD_SNCR_ACI & SCR & CCS | N/A | N/A | N/A | N/A | N/A | N/A | N/A
00 Ret.Exist_Non-FBC_DryFGD_SNCR_ACI & SCR & DRET | N/A | N/A | N/A | N/A | N/A | N/A | N/A
00 Ret.Exist_Non-FBC_DryFGD_SNCR_ACI & SCR & NGC | N/A | N/A | N/A | N/A | N/A | N/A | N/A
00 Ret.Exist_Non-FBC_DryFGD_SNCR_ACI_DSI & C2G | N/A | N/A | N/A | N/A | N/A | N/A | N/A
00 Ret.Exist_Non-FBC_DryFGD_SNCR_ACI_DSI & C2G & SCR | N/A | N/A | N/A | N/A | N/A | N/A | N/A
00 Ret.Exist_Non-FBC_DryFGD_SNCR_ACI_DSI & DRET | N/A | N/A | N/A | N/A | N/A | N/A | N/A
00 Ret.Exist_Non-FBC_DryFGD_SNCR_ACI_DSI & GPM | N/A | N/A | N/A | N/A | N/A | N/A | N/A
00 Ret.Exist_Non-FBC_DryFGD_SNCR_ACI_DSI & GPM & C2G | N/A | N/A | N/A | N/A | N/A | N/A | N/A
00 Ret.Exist_Non-FBC_DryFGD_SNCR_ACI_DSI & GPM & C2G & SCR | N/A | N/A | N/A | N/A | N/A | N/A | N/A
00 Ret.Exist_Non-FBC_DryFGD_SNCR_ACI_DSI & GPM & DRET | N/A | N/A | N/A | N/A | N/A | N/A | N/A
00 Ret.Exist_Non-FBC_DryFGD_SNCR_ACI_DSI & GPM & NGC | N/A | N/A | N/A | N/A | N/A | N/A | N/A
00 Ret.Exist_Non-FBC_DryFGD_SNCR_ACI_DSI & GPM & SCR | N/A | N/A | N/A | N/A | N/A | N/A | N/A
00 Ret.Exist_Non-FBC_DryFGD_SNCR_ACI_DSI & GPM & SCR & CCS | N/A | N/A | N/A | N/A | N/A | N/A | N/A
00 Ret.Exist_Non-FBC_DryFGD_SNCR_ACI_DSI & GPM & SCR & DRET | N/A | N/A | N/A | N/A | N/A | N/A | N/A
00 Ret.Exist_Non-FBC_DryFGD_SNCR_ACI_DSI & GPM & SCR & NGC | N/A | N/A | N/A | N/A | N/A | N/A | N/A
00 Ret.Exist_Non-FBC_DryFGD_SNCR_ACI_DSI & NGC | N/A | N/A | N/A | N/A | N/A | N/A | N/A
00 Ret.Exist_Non-FBC_DryFGD_SNCR_ACI_DSI & SCR | N/A | N/A | N/A | N/A | N/A | N/A | N/A
00 Ret.Exist_Non-FBC_DryFGD_SNCR_ACI_DSI & SCR & C2G | N/A | N/A | N/A | N/A | N/A | N/A | N/A
00 Ret.Exist_Non-FBC_DryFGD_SNCR_ACI_DSI & SCR & CCS | N/A | N/A | N/A | N/A | N/A | N/A | N/A
00 Ret.Exist_Non-FBC_DryFGD_SNCR_ACI_DSI & SCR & DRET | N/A | N/A | N/A | N/A | N/A | N/A | N/A
00 Ret.Exist_Non-FBC_DryFGD_SNCR_ACI_DSI & SCR & NGC | N/A | N/A | N/A | N/A | N/A | N/A | N/A
00 Ret.Exist_Non-FBC_DSI & ACI | N/A | N/A | N/A | N/A | N/A | N/A | N/A
00 Ret.Exist_Non-FBC_DSI & ACI & C2G | N/A | N/A | N/A | N/A | N/A | N/A | N/A
00 Ret.Exist_Non-FBC_DSI & ACI & C2G & SCR | N/A | N/A | N/A | N/A | N/A | N/A | N/A
00 Ret.Exist_Non-FBC_DSI & ACI & DRET | N/A | N/A | N/A | N/A | N/A | N/A | N/A
00 Ret.Exist_Non-FBC_DSI & ACI & GPM | N/A | N/A | N/A | N/A | N/A | N/A | N/A
00 Ret.Exist_Non-FBC_DSI & ACI & GPM & C2G | N/A | N/A | N/A | N/A | N/A | N/A | N/A
00 Ret.Exist_Non-FBC_DSI & ACI & GPM & C2G & SCR | N/A | N/A | N/A | N/A | N/A | N/A | N/A
00 Ret.Exist_Non-FBC_DSI & ACI & GPM & DRET | N/A | N/A | N/A | N/A | N/A | N/A | N/A
00 Ret.Exist_Non-FBC_DSI & ACI & GPM & NGC | N/A | N/A | N/A | N/A | N/A | N/A | N/A
00 Ret.Exist_Non-FBC_DSI & ACI & GPM & SCR | N/A | N/A | N/A | N/A | N/A | N/A | N/A
00 Ret.Exist_Non-FBC_DSI & ACI & GPM & SCR & DRET | N/A | N/A | N/A | N/A | N/A | N/A | N/A
00 Ret.Exist_Non-FBC_DSI & ACI & GPM & SCR & NGC | N/A | N/A | N/A | N/A | N/A | N/A | N/A
00 Ret.Exist_Non-FBC_DSI & ACI & GPM & SNCR | N/A | N/A | N/A | N/A | N/A | N/A | N/A
00 Ret.Exist_Non-FBC_DSI & ACI & GPM & SNCR & DRET | N/A | N/A | N/A | N/A | N/A | N/A | N/A
00 Ret.Exist_Non-FBC_DSI & ACI & GPM & SNCR & NGC | N/A | N/A | N/A | N/A | N/A | N/A | N/A
00 Ret.Exist_Non-FBC_DSI & ACI & GPM & WetFGD & SCR & CCS | N/A | N/A | N/A | N/A | N/A | N/A | N/A
00 Ret.Exist_Non-FBC_DSI & ACI & NGC | N/A | N/A | N/A | N/A | N/A | N/A | N/A
00 Ret.Exist_Non-FBC_DSI & ACI & SCR | N/A | N/A | N/A | N/A | N/A | N/A | N/A
00 Ret.Exist_Non-FBC_DSI & ACI & SCR & DRET | N/A | N/A | N/A | N/A | N/A | N/A | N/A
00 Ret.Exist_Non-FBC_DSI & ACI & SCR & NGC | N/A | N/A | N/A | N/A | N/A | N/A | N/A
00 Ret.Exist_Non-FBC_DSI & ACI & SNCR | N/A | N/A | N/A | N/A | N/A | N/A | N/A
00 Ret.Exist_Non-FBC_DSI & ACI & SNCR & DRET | N/A | N/A | N/A | N/A | N/A | N/A | N/A
00 Ret.Exist_Non-FBC_DSI & ACI & SNCR & NGC | N/A | N/A | N/A | N/A | N/A | N/A | N/A
00 Ret.Exist_Non-FBC_DSI & ACI & WetFGD & SCR & CCS | N/A | N/A | N/A | N/A | N/A | N/A | N/A
00 Ret.Exist_Non-FBC_DSI & C2G | N/A | N/A | N/A | N/A | N/A | N/A | N/A
00 Ret.Exist_Non-FBC_DSI & C2G & SCR | N/A | N/A | N/A | N/A | N/A | N/A | N/A
00 Ret.Exist_Non-FBC_DSI & DRET | N/A | N/A | N/A | N/A | N/A | N/A | N/A
00 Ret.Exist_Non-FBC_DSI & GPM | N/A | N/A | N/A | N/A | N/A | N/A | N/A
00 Ret.Exist_Non-FBC_DSI & GPM & C2G | N/A | N/A | N/A | N/A | N/A | N/A | N/A
00 Ret.Exist_Non-FBC_DSI & GPM & C2G & SCR | N/A | N/A | N/A | N/A | N/A | N/A | N/A
00 Ret.Exist_Non-FBC_DSI & GPM & DRET | N/A | N/A | N/A | N/A | N/A | N/A | N/A
00 Ret.Exist_Non-FBC_DSI & GPM & NGC | N/A | N/A | N/A | N/A | N/A | N/A | N/A
00 Ret.Exist_Non-FBC_DSI & GPM & SCR | N/A | N/A | N/A | N/A | N/A | N/A | N/A
00 Ret.Exist_Non-FBC_DSI & GPM & SCR & DRET | N/A | N/A | N/A | N/A | N/A | N/A | N/A
00 Ret.Exist_Non-FBC_DSI & GPM & SCR & NGC | N/A | N/A | N/A | N/A | N/A | N/A | N/A
00 Ret.Exist_Non-FBC_DSI & GPM & SNCR | N/A | N/A | N/A | N/A | N/A | N/A | N/A
00 Ret.Exist_Non-FBC_DSI & GPM & SNCR & DRET | N/A | N/A | N/A | N/A | N/A | N/A | N/A
00 Ret.Exist_Non-FBC_DSI & GPM & SNCR & NGC | N/A | N/A | N/A | N/A | N/A | N/A | N/A
00 Ret.Exist_Non-FBC_DSI & GPM & WetFGD & SCR & CCS | N/A | N/A | N/A | N/A | N/A | N/A | N/A
00 Ret.Exist_Non-FBC_DSI & NGC | N/A | N/A | N/A | N/A | N/A | N/A | N/A
00 Ret.Exist_Non-FBC_DSI & SCR | N/A | N/A | N/A | N/A | N/A | N/A | N/A
00 Ret.Exist_Non-FBC_DSI & SCR & C2G | N/A | N/A | N/A | N/A | N/A | N/A | N/A
00 Ret.Exist_Non-FBC_DSI & SCR & DRET | N/A | N/A | N/A | N/A | N/A | N/A | N/A
00 Ret.Exist_Non-FBC_DSI & SCR & NGC | N/A | N/A | N/A | N/A | N/A | N/A | N/A
00 Ret.Exist_Non-FBC_DSI & SCR & WetFGD & CCS | N/A | N/A | N/A | N/A | N/A | N/A | N/A
00 Ret.Exist_Non-FBC_DSI & SNCR | N/A | N/A | N/A | N/A | N/A | N/A | N/A
00 Ret.Exist_Non-FBC_DSI & SNCR & C2G | N/A | N/A | N/A | N/A | N/A | N/A | N/A
00 Ret.Exist_Non-FBC_DSI & SNCR & DRET | N/A | N/A | N/A | N/A | N/A | N/A | N/A
00 Ret.Exist_Non-FBC_DSI & SNCR & NGC | N/A | N/A | N/A | N/A | N/A | N/A | N/A
00 Ret.Exist_Non-FBC_NoCtrl & ACI | N/A | N/A | N/A | N/A | N/A | N/A | N/A
00 Ret.Exist_Non-FBC_NoCtrl & ACI & C2G | N/A | N/A | N/A | N/A | N/A | N/A | N/A
00 Ret.Exist_Non-FBC_NoCtrl & ACI & C2G & SCR | N/A | N/A | N/A | N/A | N/A | N/A | N/A
00 Ret.Exist_Non-FBC_NoCtrl & ACI & DRET | N/A | N/A | N/A | N/A | N/A | N/A | N/A
00 Ret.Exist_Non-FBC_NoCtrl & ACI & DSI | N/A | N/A | N/A | N/A | N/A | N/A | N/A
00 Ret.Exist_Non-FBC_NoCtrl & ACI & DSI & C2G | N/A | N/A | N/A | N/A | N/A | N/A | N/A
00 Ret.Exist_Non-FBC_NoCtrl & ACI & DSI & C2G & SCR | N/A | N/A | N/A | N/A | N/A | N/A | N/A
00 Ret.Exist_Non-FBC_NoCtrl & ACI & DSI & DRET | N/A | N/A | N/A | N/A | N/A | N/A | N/A
00 Ret.Exist_Non-FBC_NoCtrl & ACI & DSI & GPM | N/A | N/A | N/A | N/A | N/A | N/A | N/A
00 Ret.Exist_Non-FBC_NoCtrl & ACI & DSI & GPM & C2G | N/A | N/A | N/A | N/A | N/A | N/A | N/A
00 Ret.Exist_Non-FBC_NoCtrl & ACI & DSI & GPM & C2G & SCR | N/A | N/A | N/A | N/A | N/A | N/A | N/A
00 Ret.Exist_Non-FBC_NoCtrl & ACI & DSI & GPM & DRET | N/A | N/A | N/A | N/A | N/A | N/A | N/A
00 Ret.Exist_Non-FBC_NoCtrl & ACI & DSI & GPM & NGC | N/A | N/A | N/A | N/A | N/A | N/A | N/A
00 Ret.Exist_Non-FBC_NoCtrl & ACI & DSI & GPM & SCR | N/A | N/A | N/A | N/A | N/A | N/A | N/A
00 Ret.Exist_Non-FBC_NoCtrl & ACI & DSI & GPM & SCR & DRET | N/A | N/A | N/A | N/A | N/A | N/A | N/A
00 Ret.Exist_Non-FBC_NoCtrl & ACI & DSI & GPM & SCR & NGC | N/A | N/A | N/A | N/A | N/A | N/A | N/A
00 Ret.Exist_Non-FBC_NoCtrl & ACI & DSI & GPM & SNCR | N/A | N/A | N/A | N/A | N/A | N/A | N/A
00 Ret.Exist_Non-FBC_NoCtrl & ACI & DSI & GPM & SNCR & DRET | N/A | N/A | N/A | N/A | N/A | N/A | N/A
00 Ret.Exist_Non-FBC_NoCtrl & ACI & DSI & GPM & SNCR & NGC | N/A | N/A | N/A | N/A | N/A | N/A | N/A
00 Ret.Exist_Non-FBC_NoCtrl & ACI & DSI & GPM & WetFGD & SCR & CCS | N/A | N/A | N/A | N/A | N/A | N/A | N/A
00 Ret.Exist_Non-FBC_NoCtrl & ACI & DSI & NGC | N/A | N/A | N/A | N/A | N/A | N/A | N/A
00 Ret.Exist_Non-FBC_NoCtrl & ACI & DSI & SCR | N/A | N/A | N/A | N/A | N/A | N/A | N/A
00 Ret.Exist_Non-FBC_NoCtrl & ACI & DSI & SCR & DRET | N/A | N/A | N/A | N/A | N/A | N/A | N/A
00 Ret.Exist_Non-FBC_NoCtrl & ACI & DSI & SCR & NGC | N/A | N/A | N/A | N/A | N/A | N/A | N/A
00 Ret.Exist_Non-FBC_NoCtrl & ACI & DSI & SNCR | N/A | N/A | N/A | N/A | N/A | N/A | N/A
00 Ret.Exist_Non-FBC_NoCtrl & ACI & DSI & SNCR & DRET | N/A | N/A | N/A | N/A | N/A | N/A | N/A
00 Ret.Exist_Non-FBC_NoCtrl & ACI & DSI & SNCR & NGC | N/A | N/A | N/A | N/A | N/A | N/A | N/A
00 Ret.Exist_Non-FBC_NoCtrl & ACI & DSI & WetFGD & SCR & CCS | N/A | N/A | N/A | N/A | N/A | N/A | N/A
00 Ret.Exist_Non-FBC_NoCtrl & ACI & GPM | N/A | N/A | N/A | N/A | N/A | N/A | N/A
00 Ret.Exist_Non-FBC_NoCtrl & ACI & GPM & C2G | N/A | N/A | N/A | N/A | N/A | N/A | N/A
00 Ret.Exist_Non-FBC_NoCtrl & ACI & GPM & C2G & SCR | N/A | N/A | N/A | N/A | N/A | N/A | N/A
00 Ret.Exist_Non-FBC_NoCtrl & ACI & GPM & DRET | N/A | N/A | N/A | N/A | N/A | N/A | N/A
00 Ret.Exist_Non-FBC_NoCtrl & ACI & GPM & NGC | N/A | N/A | N/A | N/A | N/A | N/A | N/A
00 Ret.Exist_Non-FBC_NoCtrl & ACI & GPM & SCR | N/A | N/A | N/A | N/A | N/A | N/A | N/A
00 Ret.Exist_Non-FBC_NoCtrl & ACI & GPM & SCR & DRET | N/A | N/A | N/A | N/A | N/A | N/A | N/A
00 Ret.Exist_Non-FBC_NoCtrl & ACI & GPM & SCR & NGC | N/A | N/A | N/A | N/A | N/A | N/A | N/A
00 Ret.Exist_Non-FBC_NoCtrl & ACI & GPM & SNCR | N/A | N/A | N/A | N/A | N/A | N/A | N/A
00 Ret.Exist_Non-FBC_NoCtrl & ACI & GPM & SNCR & DRET | N/A | N/A | N/A | N/A | N/A | N/A | N/A
00 Ret.Exist_Non-FBC_NoCtrl & ACI & GPM & SNCR & NGC | N/A | N/A | N/A | N/A | N/A | N/A | N/A
00 Ret.Exist_Non-FBC_NoCtrl & ACI & GPM & WetFGD & SCR & CCS | N/A | N/A | N/A | N/A | N/A | N/A | N/A
00 Ret.Exist_Non-FBC_NoCtrl & ACI & NGC | N/A | N/A | N/A | N/A | N/A | N/A | N/A
00 Ret.Exist_Non-FBC_NoCtrl & ACI & SCR | N/A | N/A | N/A | N/A | N/A | N/A | N/A
00 Ret.Exist_Non-FBC_NoCtrl & ACI & SCR & DRET | N/A | N/A | N/A | N/A | N/A | N/A | N/A
00 Ret.Exist_Non-FBC_NoCtrl & ACI & SCR & NGC | N/A | N/A | N/A | N/A | N/A | N/A | N/A
00 Ret.Exist_Non-FBC_NoCtrl & ACI & SNCR | N/A | N/A | N/A | N/A | N/A | N/A | N/A
00 Ret.Exist_Non-FBC_NoCtrl & ACI & SNCR & DRET | N/A | N/A | N/A | N/A | N/A | N/A | N/A
00 Ret.Exist_Non-FBC_NoCtrl & ACI & SNCR & NGC | N/A | N/A | N/A | N/A | N/A | N/A | N/A
00 Ret.Exist_Non-FBC_NoCtrl & ACI & WetFGD & SCR & CCS | N/A | N/A | N/A | N/A | N/A | N/A | N/A
00 Ret.Exist_Non-FBC_NoCtrl & C2G | N/A | N/A | N/A | N/A | N/A | N/A | N/A
00 Ret.Exist_Non-FBC_NoCtrl & C2G & SCR | N/A | N/A | N/A | N/A | N/A | N/A | N/A
00 Ret.Exist_Non-FBC_NoCtrl & DCCS | N/A | N/A | N/A | N/A | N/A | N/A | N/A
00 Ret.Exist_Non-FBC_NoCtrl & DCCS & WetFGD & SCR & CCS | N/A | N/A | N/A | N/A | N/A | N/A | N/A
00 Ret.Exist_Non-FBC_NoCtrl & DRET | N/A | N/A | N/A | N/A | N/A | N/A | N/A
00 Ret.Exist_Non-FBC_NoCtrl & DSI | N/A | N/A | N/A | N/A | N/A | N/A | N/A
00 Ret.Exist_Non-FBC_NoCtrl & DSI & C2G | N/A | N/A | N/A | N/A | N/A | N/A | N/A
00 Ret.Exist_Non-FBC_NoCtrl & DSI & C2G & SCR | N/A | N/A | N/A | N/A | N/A | N/A | N/A
00 Ret.Exist_Non-FBC_NoCtrl & DSI & DRET | N/A | N/A | N/A | N/A | N/A | N/A | N/A
00 Ret.Exist_Non-FBC_NoCtrl & DSI & GPM | N/A | N/A | N/A | N/A | N/A | N/A | N/A
00 Ret.Exist_Non-FBC_NoCtrl & DSI & GPM & C2G | N/A | N/A | N/A | N/A | N/A | N/A | N/A
00 Ret.Exist_Non-FBC_NoCtrl & DSI & GPM & C2G & SCR | N/A | N/A | N/A | N/A | N/A | N/A | N/A
00 Ret.Exist_Non-FBC_NoCtrl & DSI & GPM & DRET | N/A | N/A | N/A | N/A | N/A | N/A | N/A
00 Ret.Exist_Non-FBC_NoCtrl & DSI & GPM & NGC | N/A | N/A | N/A | N/A | N/A | N/A | N/A
00 Ret.Exist_Non-FBC_NoCtrl & DSI & GPM & SCR | N/A | N/A | N/A | N/A | N/A | N/A | N/A
00 Ret.Exist_Non-FBC_NoCtrl & DSI & GPM & SCR & DRET | N/A | N/A | N/A | N/A | N/A | N/A | N/A
00 Ret.Exist_Non-FBC_NoCtrl & DSI & GPM & SCR & NGC | N/A | N/A | N/A | N/A | N/A | N/A | N/A
00 Ret.Exist_Non-FBC_NoCtrl & DSI & GPM & SNCR | N/A | N/A | N/A | N/A | N/A | N/A | N/A
00 Ret.Exist_Non-FBC_NoCtrl & DSI & GPM & SNCR & DRET | N/A | N/A | N/A | N/A | N/A | N/A | N/A
00 Ret.Exist_Non-FBC_NoCtrl & DSI & GPM & SNCR & NGC | N/A | N/A | N/A | N/A | N/A | N/A | N/A
00 Ret.Exist_Non-FBC_NoCtrl & DSI & GPM & WetFGD & SCR & CCS | N/A | N/A | N/A | N/A | N/A | N/A | N/A
00 Ret.Exist_Non-FBC_NoCtrl & DSI & NGC | N/A | N/A | N/A | N/A | N/A | N/A | N/A
00 Ret.Exist_Non-FBC_NoCtrl & DSI & SCR | N/A | N/A | N/A | N/A | N/A | N/A | N/A
00 Ret.Exist_Non-FBC_NoCtrl & DSI & SCR & DRET | N/A | N/A | N/A | N/A | N/A | N/A | N/A
00 Ret.Exist_Non-FBC_NoCtrl & DSI & SCR & NGC | N/A | N/A | N/A | N/A | N/A | N/A | N/A
00 Ret.Exist_Non-FBC_NoCtrl & DSI & SNCR | N/A | N/A | N/A | N/A | N/A | N/A | N/A
00 Ret.Exist_Non-FBC_NoCtrl & DSI & SNCR & DRET | N/A | N/A | N/A | N/A | N/A | N/A | N/A
00 Ret.Exist_Non-FBC_NoCtrl & DSI & SNCR & NGC | N/A | N/A | N/A | N/A | N/A | N/A | N/A
00 Ret.Exist_Non-FBC_NoCtrl & DSI & WetFGD & SCR & CCS | N/A | N/A | N/A | N/A | N/A | N/A | N/A
00 Ret.Exist_Non-FBC_NoCtrl & GPM | N/A | N/A | N/A | N/A | N/A | N/A | N/A
00 Ret.Exist_Non-FBC_NoCtrl & GPM & C2G | N/A | N/A | N/A | N/A | N/A | N/A | N/A
00 Ret.Exist_Non-FBC_NoCtrl & GPM & C2G & SCR | N/A | N/A | N/A | N/A | N/A | N/A | N/A
00 Ret.Exist_Non-FBC_NoCtrl & GPM & DRET | N/A | N/A | N/A | N/A | N/A | N/A | N/A
00 Ret.Exist_Non-FBC_NoCtrl & GPM & NGC | N/A | N/A | N/A | N/A | N/A | N/A | N/A
00 Ret.Exist_Non-FBC_NoCtrl & GPM & SCR | N/A | N/A | N/A | N/A | N/A | N/A | N/A
00 Ret.Exist_Non-FBC_NoCtrl & GPM & SCR & DRET | N/A | N/A | N/A | N/A | N/A | N/A | N/A
00 Ret.Exist_Non-FBC_NoCtrl & GPM & SCR & NGC | N/A | N/A | N/A | N/A | N/A | N/A | N/A
00 Ret.Exist_Non-FBC_NoCtrl & GPM & SNCR | N/A | N/A | N/A | N/A | N/A | N/A | N/A
00 Ret.Exist_Non-FBC_NoCtrl & GPM & SNCR & DRET | N/A | N/A | N/A | N/A | N/A | N/A | N/A
00 Ret.Exist_Non-FBC_NoCtrl & GPM & SNCR & NGC | N/A | N/A | N/A | N/A | N/A | N/A | N/A
00 Ret.Exist_Non-FBC_NoCtrl & GPM & WetFGD & SCR & CCS | N/A | N/A | N/A | N/A | N/A | N/A | N/A
00 Ret.Exist_Non-FBC_NoCtrl & NGC | N/A | N/A | N/A | N/A | N/A | N/A | N/A
00 Ret.Exist_Non-FBC_NoCtrl & SCR | N/A | N/A | N/A | N/A | N/A | N/A | N/A
00 Ret.Exist_Non-FBC_NoCtrl & SCR & C2G | N/A | N/A | N/A | N/A | N/A | N/A | N/A
00 Ret.Exist_Non-FBC_NoCtrl & SCR & DRET | N/A | N/A | N/A | N/A | N/A | N/A | N/A
00 Ret.Exist_Non-FBC_NoCtrl & SCR & NGC | N/A | N/A | N/A | N/A | N/A | N/A | N/A
00 Ret.Exist_Non-FBC_NoCtrl & SCR & WetFGD & CCS | N/A | N/A | N/A | N/A | N/A | N/A | N/A
00 Ret.Exist_Non-FBC_NoCtrl & SNCR | N/A | N/A | N/A | N/A | N/A | N/A | N/A
00 Ret.Exist_Non-FBC_NoCtrl & SNCR & C2G | N/A | N/A | N/A | N/A | N/A | N/A | N/A
00 Ret.Exist_Non-FBC_NoCtrl & SNCR & DRET | N/A | N/A | N/A | N/A | N/A | N/A | N/A
00 Ret.Exist_Non-FBC_NoCtrl & SNCR & NGC | N/A | N/A | N/A | N/A | N/A | N/A | N/A
00 Ret.Exist_Non-FBC_SCR_ACI & C2G | N/A | N/A | N/A | N/A | N/A | N/A | N/A
00 Ret.Exist_Non-FBC_SCR_ACI & DCCS | N/A | N/A | N/A | N/A | N/A | N/A | N/A
00 Ret.Exist_Non-FBC_SCR_ACI & DCCS & WetFGD & CCS | N/A | N/A | N/A | N/A | N/A | N/A | N/A
00 Ret.Exist_Non-FBC_SCR_ACI & DRET | N/A | N/A | N/A | N/A | N/A | N/A | N/A
00 Ret.Exist_Non-FBC_SCR_ACI & DSI | N/A | N/A | N/A | N/A | N/A | N/A | N/A
00 Ret.Exist_Non-FBC_SCR_ACI & DSI & C2G | N/A | N/A | N/A | N/A | N/A | N/A | N/A
00 Ret.Exist_Non-FBC_SCR_ACI & DSI & DRET | N/A | N/A | N/A | N/A | N/A | N/A | N/A
00 Ret.Exist_Non-FBC_SCR_ACI & DSI & GPM | N/A | N/A | N/A | N/A | N/A | N/A | N/A
00 Ret.Exist_Non-FBC_SCR_ACI & DSI & GPM & C2G | N/A | N/A | N/A | N/A | N/A | N/A | N/A
00 Ret.Exist_Non-FBC_SCR_ACI & DSI & GPM & DRET | N/A | N/A | N/A | N/A | N/A | N/A | N/A
00 Ret.Exist_Non-FBC_SCR_ACI & DSI & GPM & NGC | N/A | N/A | N/A | N/A | N/A | N/A | N/A
00 Ret.Exist_Non-FBC_SCR_ACI & DSI & GPM & WetFGD & CCS | N/A | N/A | N/A | N/A | N/A | N/A | N/A
00 Ret.Exist_Non-FBC_SCR_ACI & DSI & NGC | N/A | N/A | N/A | N/A | N/A | N/A | N/A
00 Ret.Exist_Non-FBC_SCR_ACI & DSI & WetFGD & CCS | N/A | N/A | N/A | N/A | N/A | N/A | N/A
00 Ret.Exist_Non-FBC_SCR_ACI & GPM | N/A | N/A | N/A | N/A | N/A | N/A | N/A
00 Ret.Exist_Non-FBC_SCR_ACI & GPM & C2G | N/A | N/A | N/A | N/A | N/A | N/A | N/A
00 Ret.Exist_Non-FBC_SCR_ACI & GPM & DRET | N/A | N/A | N/A | N/A | N/A | N/A | N/A
00 Ret.Exist_Non-FBC_SCR_ACI & GPM & NGC | N/A | N/A | N/A | N/A | N/A | N/A | N/A
00 Ret.Exist_Non-FBC_SCR_ACI & GPM & WetFGD & CCS | N/A | N/A | N/A | N/A | N/A | N/A | N/A
00 Ret.Exist_Non-FBC_SCR_ACI & NGC | N/A | N/A | N/A | N/A | N/A | N/A | N/A
00 Ret.Exist_Non-FBC_SCR_ACI & WetFGD & CCS | N/A | N/A | N/A | N/A | N/A | N/A | N/A
00 Ret.Exist_Non-FBC_SCR_ACI_DSI & C2G | N/A | N/A | N/A | N/A | N/A | N/A | N/A
00 Ret.Exist_Non-FBC_SCR_ACI_DSI & DCCS | N/A | N/A | N/A | N/A | N/A | N/A | N/A
00 Ret.Exist_Non-FBC_SCR_ACI_DSI & DCCS & WetFGD & CCS | N/A | N/A | N/A | N/A | N/A | N/A | N/A
00 Ret.Exist_Non-FBC_SCR_ACI_DSI & DRET | N/A | N/A | N/A | N/A | N/A | N/A | N/A
00 Ret.Exist_Non-FBC_SCR_ACI_DSI & GPM | N/A | N/A | N/A | N/A | N/A | N/A | N/A
00 Ret.Exist_Non-FBC_SCR_ACI_DSI & GPM & C2G | N/A | N/A | N/A | N/A | N/A | N/A | N/A
00 Ret.Exist_Non-FBC_SCR_ACI_DSI & GPM & DRET | N/A | N/A | N/A | N/A | N/A | N/A | N/A
00 Ret.Exist_Non-FBC_SCR_ACI_DSI & GPM & NGC | N/A | N/A | N/A | N/A | N/A | N/A | N/A
00 Ret.Exist_Non-FBC_SCR_ACI_DSI & GPM & WetFGD & CCS | N/A | N/A | N/A | N/A | N/A | N/A | N/A
00 Ret.Exist_Non-FBC_SCR_ACI_DSI & NGC | N/A | N/A | N/A | N/A | N/A | N/A | N/A
00 Ret.Exist_Non-FBC_SCR_ACI_DSI & WetFGD & CCS | N/A | N/A | N/A | N/A | N/A | N/A | N/A
00 Ret.Exist_Non-FBC_SNCR_ACI & C2G | N/A | N/A | N/A | N/A | N/A | N/A | N/A
00 Ret.Exist_Non-FBC_SNCR_ACI & C2G & SCR | N/A | N/A | N/A | N/A | N/A | N/A | N/A
00 Ret.Exist_Non-FBC_SNCR_ACI & DRET | N/A | N/A | N/A | N/A | N/A | N/A | N/A
00 Ret.Exist_Non-FBC_SNCR_ACI & DSI | N/A | N/A | N/A | N/A | N/A | N/A | N/A
00 Ret.Exist_Non-FBC_SNCR_ACI & DSI & C2G | N/A | N/A | N/A | N/A | N/A | N/A | N/A
00 Ret.Exist_Non-FBC_SNCR_ACI & DSI & C2G & SCR | N/A | N/A | N/A | N/A | N/A | N/A | N/A
00 Ret.Exist_Non-FBC_SNCR_ACI & DSI & DRET | N/A | N/A | N/A | N/A | N/A | N/A | N/A
00 Ret.Exist_Non-FBC_SNCR_ACI & DSI & NGC | N/A | N/A | N/A | N/A | N/A | N/A | N/A
00 Ret.Exist_Non-FBC_SNCR_ACI & DSI & SCR | N/A | N/A | N/A | N/A | N/A | N/A | N/A
00 Ret.Exist_Non-FBC_SNCR_ACI & DSI & SCR & DRET | N/A | N/A | N/A | N/A | N/A | N/A | N/A
00 Ret.Exist_Non-FBC_SNCR_ACI & DSI & SCR & NGC | N/A | N/A | N/A | N/A | N/A | N/A | N/A
00 Ret.Exist_Non-FBC_SNCR_ACI & DSI & WetFGD & SCR & CCS | N/A | N/A | N/A | N/A | N/A | N/A | N/A
00 Ret.Exist_Non-FBC_SNCR_ACI & GPM | N/A | N/A | N/A | N/A | N/A | N/A | N/A
00 Ret.Exist_Non-FBC_SNCR_ACI & GPM & C2G | N/A | N/A | N/A | N/A | N/A | N/A | N/A
00 Ret.Exist_Non-FBC_SNCR_ACI & GPM & C2G & SCR | N/A | N/A | N/A | N/A | N/A | N/A | N/A
00 Ret.Exist_Non-FBC_SNCR_ACI & GPM & DRET | N/A | N/A | N/A | N/A | N/A | N/A | N/A
00 Ret.Exist_Non-FBC_SNCR_ACI & GPM & NGC | N/A | N/A | N/A | N/A | N/A | N/A | N/A
00 Ret.Exist_Non-FBC_SNCR_ACI & GPM & SCR | N/A | N/A | N/A | N/A | N/A | N/A | N/A
00 Ret.Exist_Non-FBC_SNCR_ACI & GPM & SCR & DRET | N/A | N/A | N/A | N/A | N/A | N/A | N/A
00 Ret.Exist_Non-FBC_SNCR_ACI & GPM & SCR & NGC | N/A | N/A | N/A | N/A | N/A | N/A | N/A
00 Ret.Exist_Non-FBC_SNCR_ACI & GPM & WetFGD & SCR & CCS | N/A | N/A | N/A | N/A | N/A | N/A | N/A
00 Ret.Exist_Non-FBC_SNCR_ACI & NGC | N/A | N/A | N/A | N/A | N/A | N/A | N/A
00 Ret.Exist_Non-FBC_SNCR_ACI & SCR | N/A | N/A | N/A | N/A | N/A | N/A | N/A
00 Ret.Exist_Non-FBC_SNCR_ACI & SCR & C2G | N/A | N/A | N/A | N/A | N/A | N/A | N/A
00 Ret.Exist_Non-FBC_SNCR_ACI & SCR & DRET | N/A | N/A | N/A | N/A | N/A | N/A | N/A
00 Ret.Exist_Non-FBC_SNCR_ACI & SCR & NGC | N/A | N/A | N/A | N/A | N/A | N/A | N/A
00 Ret.Exist_Non-FBC_SNCR_ACI & SCR & WetFGD & CCS | N/A | N/A | N/A | N/A | N/A | N/A | N/A
00 Ret.Exist_Non-FBC_SNCR_ACI_DSI & C2G | 0 | 0 | 0 | 0 | 0 | 0 | 0
00 Ret.Exist_Non-FBC_SNCR_ACI_DSI & C2G & SCR | N/A | N/A | N/A | N/A | N/A | N/A | N/A
00 Ret.Exist_Non-FBC_SNCR_ACI_DSI & DCCS | N/A | N/A | N/A | N/A | N/A | N/A | N/A
00 Ret.Exist_Non-FBC_SNCR_ACI_DSI & DCCS & WetFGD & SCR & CCS | N/A | N/A | N/A | N/A | N/A | N/A | N/A
00 Ret.Exist_Non-FBC_SNCR_ACI_DSI & DRET | N/A | N/A | N/A | N/A | N/A | N/A | N/A
00 Ret.Exist_Non-FBC_SNCR_ACI_DSI & GPM | N/A | N/A | N/A | N/A | N/A | N/A | N/A
00 Ret.Exist_Non-FBC_SNCR_ACI_DSI & GPM & C2G | N/A | N/A | N/A | N/A | N/A | N/A | N/A
00 Ret.Exist_Non-FBC_SNCR_ACI_DSI & GPM & C2G & SCR | N/A | N/A | N/A | N/A | N/A | N/A | N/A
00 Ret.Exist_Non-FBC_SNCR_ACI_DSI & GPM & DRET | N/A | N/A | N/A | N/A | N/A | N/A | N/A
00 Ret.Exist_Non-FBC_SNCR_ACI_DSI & GPM & NGC | N/A | N/A | N/A | N/A | N/A | N/A | N/A
00 Ret.Exist_Non-FBC_SNCR_ACI_DSI & GPM & SCR | N/A | N/A | N/A | N/A | N/A | N/A | N/A
00 Ret.Exist_Non-FBC_SNCR_ACI_DSI & GPM & SCR & DRET | N/A | N/A | N/A | N/A | N/A | N/A | N/A
00 Ret.Exist_Non-FBC_SNCR_ACI_DSI & GPM & SCR & NGC | N/A | N/A | N/A | N/A | N/A | N/A | N/A
00 Ret.Exist_Non-FBC_SNCR_ACI_DSI & GPM & WetFGD & SCR & CCS | N/A | N/A | N/A | N/A | N/A | N/A | N/A
00 Ret.Exist_Non-FBC_SNCR_ACI_DSI & NGC | N/A | N/A | N/A | N/A | N/A | N/A | N/A
00 Ret.Exist_Non-FBC_SNCR_ACI_DSI & SCR | N/A | N/A | N/A | N/A | N/A | N/A | N/A
00 Ret.Exist_Non-FBC_SNCR_ACI_DSI & SCR & C2G | N/A | N/A | N/A | N/A | N/A | N/A | N/A
00 Ret.Exist_Non-FBC_SNCR_ACI_DSI & SCR & DRET | N/A | N/A | N/A | N/A | N/A | N/A | N/A
00 Ret.Exist_Non-FBC_SNCR_ACI_DSI & SCR & NGC | N/A | N/A | N/A | N/A | N/A | N/A | N/A
00 Ret.Exist_Non-FBC_SNCR_ACI_DSI & SCR & WetFGD & CCS | N/A | N/A | N/A | N/A | N/A | N/A | N/A
00 Ret.Exist_Non-FBC_WetFGD & ACI | N/A | N/A | N/A | N/A | N/A | N/A | N/A
00 Ret.Exist_Non-FBC_WetFGD & ACI & C2G | N/A | N/A | N/A | N/A | N/A | N/A | N/A
00 Ret.Exist_Non-FBC_WetFGD & ACI & C2G & SCR | N/A | N/A | N/A | N/A | N/A | N/A | N/A
00 Ret.Exist_Non-FBC_WetFGD & ACI & DRET | N/A | N/A | N/A | N/A | N/A | N/A | N/A
00 Ret.Exist_Non-FBC_WetFGD & ACI & GPM | N/A | N/A | N/A | N/A | N/A | N/A | N/A
00 Ret.Exist_Non-FBC_WetFGD & ACI & GPM & C2G | N/A | N/A | N/A | N/A | N/A | N/A | N/A
00 Ret.Exist_Non-FBC_WetFGD & ACI & GPM & C2G & SCR | N/A | N/A | N/A | N/A | N/A | N/A | N/A
00 Ret.Exist_Non-FBC_WetFGD & ACI & GPM & DRET | N/A | N/A | N/A | N/A | N/A | N/A | N/A
00 Ret.Exist_Non-FBC_WetFGD & ACI & GPM & NGC | N/A | N/A | N/A | N/A | N/A | N/A | N/A
00 Ret.Exist_Non-FBC_WetFGD & ACI & GPM & SCR | N/A | N/A | N/A | N/A | N/A | N/A | N/A
00 Ret.Exist_Non-FBC_WetFGD & ACI & GPM & SCR & CCS | N/A | N/A | N/A | N/A | N/A | N/A | N/A
00 Ret.Exist_Non-FBC_WetFGD & ACI & GPM & SCR & DRET | N/A | N/A | N/A | N/A | N/A | N/A | N/A
00 Ret.Exist_Non-FBC_WetFGD & ACI & GPM & SCR & NGC | N/A | N/A | N/A | N/A | N/A | N/A | N/A
00 Ret.Exist_Non-FBC_WetFGD & ACI & GPM & SNCR | N/A | N/A | N/A | N/A | N/A | N/A | N/A
00 Ret.Exist_Non-FBC_WetFGD & ACI & GPM & SNCR & DRET | N/A | N/A | N/A | N/A | N/A | N/A | N/A
00 Ret.Exist_Non-FBC_WetFGD & ACI & GPM & SNCR & NGC | N/A | N/A | N/A | N/A | N/A | N/A | N/A
00 Ret.Exist_Non-FBC_WetFGD & ACI & NGC | N/A | N/A | N/A | N/A | N/A | N/A | N/A
00 Ret.Exist_Non-FBC_WetFGD & ACI & SCR | N/A | N/A | N/A | N/A | N/A | N/A | N/A
00 Ret.Exist_Non-FBC_WetFGD & ACI & SCR & CCS | N/A | N/A | N/A | N/A | N/A | N/A | N/A
00 Ret.Exist_Non-FBC_WetFGD & ACI & SCR & DRET | N/A | N/A | N/A | N/A | N/A | N/A | N/A
00 Ret.Exist_Non-FBC_WetFGD & ACI & SCR & NGC | N/A | N/A | N/A | N/A | N/A | N/A | N/A
00 Ret.Exist_Non-FBC_WetFGD & ACI & SNCR | N/A | N/A | N/A | N/A | N/A | N/A | N/A
00 Ret.Exist_Non-FBC_WetFGD & ACI & SNCR & DRET | N/A | N/A | N/A | N/A | N/A | N/A | N/A
00 Ret.Exist_Non-FBC_WetFGD & ACI & SNCR & NGC | N/A | N/A | N/A | N/A | N/A | N/A | N/A
00 Ret.Exist_Non-FBC_WetFGD & C2G | N/A | N/A | N/A | N/A | N/A | N/A | N/A
00 Ret.Exist_Non-FBC_WetFGD & C2G & SCR | N/A | N/A | N/A | N/A | N/A | N/A | N/A
00 Ret.Exist_Non-FBC_WetFGD & DRET | N/A | N/A | N/A | N/A | N/A | N/A | N/A
00 Ret.Exist_Non-FBC_WetFGD & DCCS | N/A | N/A | N/A | N/A | N/A | N/A | N/A
00 Ret.Exist_Non-FBC_WetFGD & DCCS & SCR & CCS | N/A | N/A | N/A | N/A | N/A | N/A | N/A
00 Ret.Exist_Non-FBC_WetFGD & GPM | N/A | N/A | N/A | N/A | N/A | N/A | N/A
00 Ret.Exist_Non-FBC_WetFGD & GPM & C2G | N/A | N/A | N/A | N/A | N/A | N/A | N/A
00 Ret.Exist_Non-FBC_WetFGD & GPM & C2G & SCR | N/A | N/A | N/A | N/A | N/A | N/A | N/A
00 Ret.Exist_Non-FBC_WetFGD & GPM & DRET | N/A | N/A | N/A | N/A | N/A | N/A | N/A
00 Ret.Exist_Non-FBC_WetFGD & GPM & NGC | N/A | N/A | N/A | N/A | N/A | N/A | N/A
00 Ret.Exist_Non-FBC_WetFGD & GPM & SCR | N/A | N/A | N/A | N/A | N/A | N/A | N/A
00 Ret.Exist_Non-FBC_WetFGD & GPM & SCR & CCS | N/A | N/A | N/A | N/A | N/A | N/A | N/A
00 Ret.Exist_Non-FBC_WetFGD & GPM & SCR & DRET | N/A | N/A | N/A | N/A | N/A | N/A | N/A
00 Ret.Exist_Non-FBC_WetFGD & GPM & SCR & NGC | N/A | N/A | N/A | N/A | N/A | N/A | N/A
00 Ret.Exist_Non-FBC_WetFGD & GPM & SNCR | N/A | N/A | N/A | N/A | N/A | N/A | N/A
00 Ret.Exist_Non-FBC_WetFGD & GPM & SNCR & DRET | N/A | N/A | N/A | N/A | N/A | N/A | N/A
00 Ret.Exist_Non-FBC_WetFGD & GPM & SNCR & NGC | N/A | N/A | N/A | N/A | N/A | N/A | N/A
00 Ret.Exist_Non-FBC_WetFGD & NGC | N/A | N/A | N/A | N/A | N/A | N/A | N/A
00 Ret.Exist_Non-FBC_WetFGD & SCR | N/A | N/A | N/A | N/A | N/A | N/A | N/A
00 Ret.Exist_Non-FBC_WetFGD & SCR & C2G | N/A | N/A | N/A | N/A | N/A | N/A | N/A
00 Ret.Exist_Non-FBC_WetFGD & SCR & CCS | N/A | N/A | N/A | N/A | N/A | N/A | N/A
00 Ret.Exist_Non-FBC_WetFGD & SCR & DRET | N/A | N/A | N/A | N/A | N/A | N/A | N/A
00 Ret.Exist_Non-FBC_WetFGD & SCR & NGC | N/A | N/A | N/A | N/A | N/A | N/A | N/A
00 Ret.Exist_Non-FBC_WetFGD & SNCR | N/A | N/A | N/A | N/A | N/A | N/A | N/A
00 Ret.Exist_Non-FBC_WetFGD & SNCR & C2G | N/A | N/A | N/A | N/A | N/A | N/A | N/A
00 Ret.Exist_Non-FBC_WetFGD & SNCR & DRET | N/A | N/A | N/A | N/A | N/A | N/A | N/A
00 Ret.Exist_Non-FBC_WetFGD & SNCR & NGC | N/A | N/A | N/A | N/A | N/A | N/A | N/A
00 Ret.Exist_Non-FBC_WetFGD_ACI & C2G | 2 | 2 | 2 | 2 | 2 | 2 | 2
00 Ret.Exist_Non-FBC_WetFGD_ACI & C2G & SCR | N/A | N/A | N/A | N/A | N/A | N/A | N/A
00 Ret.Exist_Non-FBC_WetFGD_ACI & DCCS | N/A | N/A | N/A | N/A | N/A | N/A | N/A
00 Ret.Exist_Non-FBC_WetFGD_ACI & DCCS & SCR & CCS | N/A | N/A | N/A | N/A | N/A | N/A | N/A
00 Ret.Exist_Non-FBC_WetFGD_ACI & DRET | N/A | N/A | N/A | N/A | N/A | N/A | N/A
00 Ret.Exist_Non-FBC_WetFGD_ACI & GPM | N/A | N/A | N/A | N/A | N/A | N/A | N/A
00 Ret.Exist_Non-FBC_WetFGD_ACI & GPM & C2G | N/A | N/A | N/A | N/A | N/A | N/A | N/A
00 Ret.Exist_Non-FBC_WetFGD_ACI & GPM & C2G & SCR | N/A | N/A | N/A | N/A | N/A | N/A | N/A
00 Ret.Exist_Non-FBC_WetFGD_ACI & GPM & DRET | N/A | N/A | N/A | N/A | N/A | N/A | N/A
00 Ret.Exist_Non-FBC_WetFGD_ACI & GPM & NGC | N/A | N/A | N/A | N/A | N/A | N/A | N/A
00 Ret.Exist_Non-FBC_WetFGD_ACI & GPM & SCR | N/A | N/A | N/A | N/A | N/A | N/A | N/A
00 Ret.Exist_Non-FBC_WetFGD_ACI & GPM & SCR & CCS | N/A | N/A | N/A | N/A | N/A | N/A | N/A
00 Ret.Exist_Non-FBC_WetFGD_ACI & GPM & SCR & DRET | N/A | N/A | N/A | N/A | N/A | N/A | N/A
00 Ret.Exist_Non-FBC_WetFGD_ACI & GPM & SCR & NGC | N/A | N/A | N/A | N/A | N/A | N/A | N/A
00 Ret.Exist_Non-FBC_WetFGD_ACI & GPM & SNCR | N/A | N/A | N/A | N/A | N/A | N/A | N/A
00 Ret.Exist_Non-FBC_WetFGD_ACI & GPM & SNCR & DRET | N/A | N/A | N/A | N/A | N/A | N/A | N/A
00 Ret.Exist_Non-FBC_WetFGD_ACI & GPM & SNCR & NGC | N/A | N/A | N/A | N/A | N/A | N/A | N/A
00 Ret.Exist_Non-FBC_WetFGD_ACI & NGC | N/A | N/A | N/A | N/A | N/A | N/A | N/A
00 Ret.Exist_Non-FBC_WetFGD_ACI & SCR | 18.1811 | 77.01 | 77.01 | 77.01 | 77.01 | 77.01 | 77.01
00 Ret.Exist_Non-FBC_WetFGD_ACI & SCR & C2G | N/A | N/A | N/A | N/A | N/A | N/A | N/A
00 Ret.Exist_Non-FBC_WetFGD_ACI & SCR & CCS | N/A | N/A | 77.71 | 77.71 | 65.277 | N/A | N/A
00 Ret.Exist_Non-FBC_WetFGD_ACI & SCR & DRET | N/A | N/A | N/A | N/A | N/A | N/A | N/A
00 Ret.Exist_Non-FBC_WetFGD_ACI & SCR & NGC | N/A | N/A | N/A | N/A | N/A | N/A | N/A
00 Ret.Exist_Non-FBC_WetFGD_ACI & SNCR | N/A | N/A | N/A | N/A | N/A | N/A | N/A
00 Ret.Exist_Non-FBC_WetFGD_ACI & SNCR & C2G | N/A | N/A | N/A | N/A | N/A | N/A | N/A
00 Ret.Exist_Non-FBC_WetFGD_ACI & SNCR & DRET | N/A | N/A | N/A | N/A | N/A | N/A | N/A
00 Ret.Exist_Non-FBC_WetFGD_ACI & SNCR & NGC | N/A | N/A | N/A | N/A | N/A | N/A | N/A
00 Ret.Exist_Non-FBC_WetFGD_ACI_DSI & C2G | 0 | 0 | N/A | N/A | N/A | N/A | N/A
00 Ret.Exist_Non-FBC_WetFGD_ACI_DSI & C2G & SCR | N/A | N/A | N/A | N/A | N/A | N/A | N/A
00 Ret.Exist_Non-FBC_WetFGD_ACI_DSI & DCCS | N/A | N/A | N/A | N/A | N/A | N/A | N/A
00 Ret.Exist_Non-FBC_WetFGD_ACI_DSI & DCCS & SCR & CCS | N/A | N/A | N/A | N/A | N/A | N/A | N/A
00 Ret.Exist_Non-FBC_WetFGD_ACI_DSI & DRET | N/A | N/A | N/A | N/A | N/A | N/A | N/A
00 Ret.Exist_Non-FBC_WetFGD_ACI_DSI & GPM | N/A | N/A | N/A | N/A | N/A | N/A | N/A
00 Ret.Exist_Non-FBC_WetFGD_ACI_DSI & GPM & C2G | N/A | N/A | N/A | N/A | N/A | N/A | N/A
00 Ret.Exist_Non-FBC_WetFGD_ACI_DSI & GPM & C2G & SCR | N/A | N/A | N/A | N/A | N/A | N/A | N/A
00 Ret.Exist_Non-FBC_WetFGD_ACI_DSI & GPM & DRET | N/A | N/A | N/A | N/A | N/A | N/A | N/A
00 Ret.Exist_Non-FBC_WetFGD_ACI_DSI & GPM & NGC | N/A | N/A | N/A | N/A | N/A | N/A | N/A
00 Ret.Exist_Non-FBC_WetFGD_ACI_DSI & GPM & SCR | N/A | N/A | N/A | N/A | N/A | N/A | N/A
00 Ret.Exist_Non-FBC_WetFGD_ACI_DSI & GPM & SCR & CCS | N/A | N/A | N/A | N/A | N/A | N/A | N/A
00 Ret.Exist_Non-FBC_WetFGD_ACI_DSI & GPM & SCR & DRET | N/A | N/A | N/A | N/A | N/A | N/A | N/A
00 Ret.Exist_Non-FBC_WetFGD_ACI_DSI & GPM & SCR & NGC | N/A | N/A | N/A | N/A | N/A | N/A | N/A
00 Ret.Exist_Non-FBC_WetFGD_ACI_DSI & GPM & SNCR | N/A | N/A | N/A | N/A | N/A | N/A | N/A
00 Ret.Exist_Non-FBC_WetFGD_ACI_DSI & GPM & SNCR & DRET | N/A | N/A | N/A | N/A | N/A | N/A | N/A
00 Ret.Exist_Non-FBC_WetFGD_ACI_DSI & GPM & SNCR & NGC | N/A | N/A | N/A | N/A | N/A | N/A | N/A
00 Ret.Exist_Non-FBC_WetFGD_ACI_DSI & NGC | N/A | N/A | N/A | N/A | N/A | N/A | N/A
00 Ret.Exist_Non-FBC_WetFGD_ACI_DSI & SCR | N/A | N/A | N/A | N/A | N/A | N/A | N/A
00 Ret.Exist_Non-FBC_WetFGD_ACI_DSI & SCR & C2G | N/A | N/A | N/A | N/A | N/A | N/A | N/A
00 Ret.Exist_Non-FBC_WetFGD_ACI_DSI & SCR & CCS | N/A | N/A | N/A | N/A | N/A | N/A | N/A
00 Ret.Exist_Non-FBC_WetFGD_ACI_DSI & SCR & DRET | N/A | N/A | N/A | N/A | N/A | N/A | N/A
00 Ret.Exist_Non-FBC_WetFGD_ACI_DSI & SCR & NGC | N/A | N/A | N/A | N/A | N/A | N/A | N/A
00 Ret.Exist_Non-FBC_WetFGD_ACI_DSI & SNCR | N/A | N/A | N/A | N/A | N/A | N/A | N/A
00 Ret.Exist_Non-FBC_WetFGD_ACI_DSI & SNCR & C2G | N/A | N/A | N/A | N/A | N/A | N/A | N/A
00 Ret.Exist_Non-FBC_WetFGD_ACI_DSI & SNCR & DRET | N/A | N/A | N/A | N/A | N/A | N/A | N/A
00 Ret.Exist_Non-FBC_WetFGD_ACI_DSI & SNCR & NGC | N/A | N/A | N/A | N/A | N/A | N/A | N/A
00 Ret.Exist_Non-FBC_WetFGD_SCR & ACI | N/A | N/A | N/A | N/A | N/A | N/A | N/A
00 Ret.Exist_Non-FBC_WetFGD_SCR & ACI & C2G | N/A | N/A | N/A | N/A | N/A | N/A | N/A
00 Ret.Exist_Non-FBC_WetFGD_SCR & ACI & CCS | N/A | N/A | N/A | N/A | N/A | N/A | N/A
00 Ret.Exist_Non-FBC_WetFGD_SCR & DCCS | N/A | N/A | N/A | N/A | N/A | N/A | N/A
00 Ret.Exist_Non-FBC_WetFGD_SCR & DCCS & CCS | N/A | N/A | N/A | N/A | N/A | N/A | N/A
00 Ret.Exist_Non-FBC_WetFGD_SCR & ACI & DRET | N/A | N/A | N/A | N/A | N/A | N/A | N/A
00 Ret.Exist_Non-FBC_WetFGD_SCR & ACI & GPM | N/A | N/A | N/A | N/A | N/A | N/A | N/A
00 Ret.Exist_Non-FBC_WetFGD_SCR & ACI & GPM & C2G | N/A | N/A | N/A | N/A | N/A | N/A | N/A
00 Ret.Exist_Non-FBC_WetFGD_SCR & ACI & GPM & CCS | N/A | N/A | N/A | N/A | N/A | N/A | N/A
00 Ret.Exist_Non-FBC_WetFGD_SCR & ACI & GPM & DRET | N/A | N/A | N/A | N/A | N/A | N/A | N/A
00 Ret.Exist_Non-FBC_WetFGD_SCR & ACI & GPM & NGC | N/A | N/A | N/A | N/A | N/A | N/A | N/A
00 Ret.Exist_Non-FBC_WetFGD_SCR & ACI & NGC | N/A | N/A | N/A | N/A | N/A | N/A | N/A
00 Ret.Exist_Non-FBC_WetFGD_SCR & C2G | N/A | N/A | 0 | 0 | 0 | 0 | 0
00 Ret.Exist_Non-FBC_WetFGD_SCR & CCS | N/A | 79.01 | 78.54 | 78.54 | 79.01 | 79.01 | 79.01
00 Ret.Exist_Non-FBC_WetFGD_SCR & DRET | N/A | N/A | N/A | N/A | N/A | N/A | N/A
00 Ret.Exist_Non-FBC_WetFGD_SCR & GPM | N/A | N/A | N/A | N/A | N/A | N/A | N/A
00 Ret.Exist_Non-FBC_WetFGD_SCR & GPM & C2G | N/A | N/A | N/A | N/A | N/A | N/A | N/A
00 Ret.Exist_Non-FBC_WetFGD_SCR & GPM & CCS | N/A | N/A | N/A | N/A | N/A | N/A | N/A
00 Ret.Exist_Non-FBC_WetFGD_SCR & GPM & DRET | N/A | N/A | N/A | N/A | N/A | N/A | N/A
00 Ret.Exist_Non-FBC_WetFGD_SCR & GPM & NGC | N/A | N/A | N/A | N/A | N/A | N/A | N/A
00 Ret.Exist_Non-FBC_WetFGD_SCR & NGC | N/A | N/A | N/A | N/A | N/A | N/A | N/A
00 Ret.Exist_Non-FBC_WetFGD_SCR_ACI & C2G | 2 | 2 | 2 | 2 | 2 | 2 | 2
00 Ret.Exist_Non-FBC_WetFGD_SCR_ACI & CCS | N/A | N/A | 78.9496 | 78.9496 | 76.9054 | 72.7728 | 72.7728
00 Ret.Exist_Non-FBC_WetFGD_SCR_ACI & DCCS | N/A | N/A | N/A | N/A | N/A | N/A | N/A
00 Ret.Exist_Non-FBC_WetFGD_SCR_ACI & DCCS & CCS | N/A | N/A | N/A | N/A | N/A | N/A | N/A
00 Ret.Exist_Non-FBC_WetFGD_SCR_ACI & DRET | N/A | N/A | N/A | N/A | N/A | N/A | N/A
00 Ret.Exist_Non-FBC_WetFGD_SCR_ACI & GPM | N/A | N/A | N/A | N/A | N/A | N/A | N/A
00 Ret.Exist_Non-FBC_WetFGD_SCR_ACI & GPM & C2G | N/A | N/A | N/A | N/A | N/A | N/A | N/A
00 Ret.Exist_Non-FBC_WetFGD_SCR_ACI & GPM & CCS | N/A | N/A | N/A | N/A | N/A | N/A | N/A
00 Ret.Exist_Non-FBC_WetFGD_SCR_ACI & GPM & DRET | N/A | N/A | N/A | N/A | N/A | N/A | N/A
00 Ret.Exist_Non-FBC_WetFGD_SCR_ACI & GPM & NGC | N/A | N/A | N/A | N/A | N/A | N/A | N/A
00 Ret.Exist_Non-FBC_WetFGD_SCR_ACI & NGC | N/A | N/A | N/A | N/A | N/A | N/A | N/A
00 Ret.Exist_Non-FBC_WetFGD_SCR_ACI_DSI & C2G | 0 | 0 | N/A | N/A | N/A | N/A | N/A
00 Ret.Exist_Non-FBC_WetFGD_SCR_ACI_DSI & CCS | N/A | N/A | 77.9138 | 77.9138 | N/A | N/A | N/A
00 Ret.Exist_Non-FBC_WetFGD_SCR_ACI_DSI & DCCS | N/A | N/A | N/A | N/A | N/A | N/A | N/A
00 Ret.Exist_Non-FBC_WetFGD_SCR_ACI_DSI & DCCS & CCS | N/A | N/A | N/A | N/A | N/A | N/A | N/A
00 Ret.Exist_Non-FBC_WetFGD_SCR_ACI_DSI & DRET | N/A | N/A | N/A | N/A | N/A | N/A | N/A
00 Ret.Exist_Non-FBC_WetFGD_SCR_ACI_DSI & GPM | N/A | N/A | N/A | N/A | N/A | N/A | N/A
00 Ret.Exist_Non-FBC_WetFGD_SCR_ACI_DSI & GPM & C2G | N/A | N/A | N/A | N/A | N/A | N/A | N/A
00 Ret.Exist_Non-FBC_WetFGD_SCR_ACI_DSI & GPM & CCS | N/A | N/A | N/A | N/A | N/A | N/A | N/A
00 Ret.Exist_Non-FBC_WetFGD_SCR_ACI_DSI & GPM & DRET | N/A | N/A | N/A | N/A | N/A | N/A | N/A
00 Ret.Exist_Non-FBC_WetFGD_SCR_ACI_DSI & GPM & NGC | N/A | N/A | N/A | N/A | N/A | N/A | N/A
00 Ret.Exist_Non-FBC_WetFGD_SCR_ACI_DSI & NGC | N/A | N/A | N/A | N/A | N/A | N/A | N/A
00 Ret.Exist_Non-FBC_WetFGD_SCR_DSI & ACI | N/A | N/A | N/A | N/A | N/A | N/A | N/A
00 Ret.Exist_Non-FBC_WetFGD_SCR_DSI & ACI & C2G | N/A | N/A | N/A | N/A | N/A | N/A | N/A
00 Ret.Exist_Non-FBC_WetFGD_SCR_DSI & ACI & CCS | N/A | N/A | N/A | N/A | N/A | N/A | N/A
00 Ret.Exist_Non-FBC_WetFGD_SCR_DSI & ACI & DRET | N/A | N/A | N/A | N/A | N/A | N/A | N/A
00 Ret.Exist_Non-FBC_WetFGD_SCR_DSI & ACI & GPM | N/A | N/A | N/A | N/A | N/A | N/A | N/A
00 Ret.Exist_Non-FBC_WetFGD_SCR_DSI & ACI & GPM & C2G | N/A | N/A | N/A | N/A | N/A | N/A | N/A
00 Ret.Exist_Non-FBC_WetFGD_SCR_DSI & ACI & GPM & CCS | N/A | N/A | N/A | N/A | N/A | N/A | N/A
00 Ret.Exist_Non-FBC_WetFGD_SCR_DSI & ACI & GPM & DRET | N/A | N/A | N/A | N/A | N/A | N/A | N/A
00 Ret.Exist_Non-FBC_WetFGD_SCR_DSI & ACI & GPM & NGC | N/A | N/A | N/A | N/A | N/A | N/A | N/A
00 Ret.Exist_Non-FBC_WetFGD_SCR_DSI & ACI & NGC | N/A | N/A | N/A | N/A | N/A | N/A | N/A
00 Ret.Exist_Non-FBC_WetFGD_SCR_DSI & C2G | 32.6271 | 12.4325 | 2 | N/A | N/A | N/A | N/A
00 Ret.Exist_Non-FBC_WetFGD_SCR_DSI & CCS | N/A | N/A | N/A | N/A | N/A | N/A | N/A
00 Ret.Exist_Non-FBC_WetFGD_SCR_DSI & DCCS | N/A | N/A | N/A | N/A | N/A | N/A | N/A
00 Ret.Exist_Non-FBC_WetFGD_SCR_DSI & DCCS & CCS | N/A | N/A | N/A | N/A | N/A | N/A | N/A
00 Ret.Exist_Non-FBC_WetFGD_SCR_DSI & DRET | N/A | N/A | N/A | N/A | N/A | N/A | N/A
00 Ret.Exist_Non-FBC_WetFGD_SCR_DSI & GPM | N/A | N/A | N/A | N/A | N/A | N/A | N/A
00 Ret.Exist_Non-FBC_WetFGD_SCR_DSI & GPM & C2G | N/A | N/A | N/A | N/A | N/A | N/A | N/A
00 Ret.Exist_Non-FBC_WetFGD_SCR_DSI & GPM & CCS | N/A | N/A | N/A | N/A | N/A | N/A | N/A
00 Ret.Exist_Non-FBC_WetFGD_SCR_DSI & GPM & DRET | N/A | N/A | N/A | N/A | N/A | N/A | N/A
00 Ret.Exist_Non-FBC_WetFGD_SCR_DSI & GPM & NGC | N/A | N/A | N/A | N/A | N/A | N/A | N/A
00 Ret.Exist_Non-FBC_WetFGD_SCR_DSI & NGC | N/A | N/A | N/A | N/A | N/A | N/A | N/A
00 Ret.Exist_Non-FBC_WetFGD_SNCR & ACI | N/A | N/A | N/A | N/A | N/A | N/A | N/A
00 Ret.Exist_Non-FBC_WetFGD_SNCR & ACI & C2G | N/A | N/A | N/A | N/A | N/A | N/A | N/A
00 Ret.Exist_Non-FBC_WetFGD_SNCR & ACI & C2G & SCR | N/A | N/A | N/A | N/A | N/A | N/A | N/A
00 Ret.Exist_Non-FBC_WetFGD_SNCR & ACI & DRET | N/A | N/A | N/A | N/A | N/A | N/A | N/A
00 Ret.Exist_Non-FBC_WetFGD_SNCR & ACI & GPM | N/A | N/A | N/A | N/A | N/A | N/A | N/A
00 Ret.Exist_Non-FBC_WetFGD_SNCR & ACI & GPM & C2G | N/A | N/A | N/A | N/A | N/A | N/A | N/A
00 Ret.Exist_Non-FBC_WetFGD_SNCR & ACI & GPM & C2G & SCR | N/A | N/A | N/A | N/A | N/A | N/A | N/A
00 Ret.Exist_Non-FBC_WetFGD_SNCR & ACI & GPM & DRET | N/A | N/A | N/A | N/A | N/A | N/A | N/A
00 Ret.Exist_Non-FBC_WetFGD_SNCR & ACI & GPM & NGC | N/A | N/A | N/A | N/A | N/A | N/A | N/A
00 Ret.Exist_Non-FBC_WetFGD_SNCR & ACI & GPM & SCR | N/A | N/A | N/A | N/A | N/A | N/A | N/A
00 Ret.Exist_Non-FBC_WetFGD_SNCR & ACI & GPM & SCR & CCS | N/A | N/A | N/A | N/A | N/A | N/A | N/A
00 Ret.Exist_Non-FBC_WetFGD_SNCR & ACI & GPM & SCR & DRET | N/A | N/A | N/A | N/A | N/A | N/A | N/A
00 Ret.Exist_Non-FBC_WetFGD_SNCR & ACI & GPM & SCR & NGC | N/A | N/A | N/A | N/A | N/A | N/A | N/A
00 Ret.Exist_Non-FBC_WetFGD_SNCR & ACI & NGC | N/A | N/A | N/A | N/A | N/A | N/A | N/A
00 Ret.Exist_Non-FBC_WetFGD_SNCR & ACI & SCR | N/A | N/A | N/A | N/A | N/A | N/A | N/A
00 Ret.Exist_Non-FBC_WetFGD_SNCR & ACI & SCR & CCS | N/A | N/A | N/A | N/A | N/A | N/A | N/A
00 Ret.Exist_Non-FBC_WetFGD_SNCR & ACI & SCR & DRET | N/A | N/A | N/A | N/A | N/A | N/A | N/A
00 Ret.Exist_Non-FBC_WetFGD_SNCR & ACI & SCR & NGC | N/A | N/A | N/A | N/A | N/A | N/A | N/A
00 Ret.Exist_Non-FBC_WetFGD_SNCR & C2G | N/A | N/A | N/A | N/A | N/A | N/A | N/A
00 Ret.Exist_Non-FBC_WetFGD_SNCR & C2G & SCR | N/A | N/A | N/A | N/A | N/A | N/A | N/A
00 Ret.Exist_Non-FBC_WetFGD_SNCR & DCCS | N/A | N/A | N/A | N/A | N/A | N/A | N/A
00 Ret.Exist_Non-FBC_WetFGD_SNCR & DCCS & SCR & CCS | N/A | N/A | N/A | N/A | N/A | N/A | N/A
00 Ret.Exist_Non-FBC_WetFGD_SNCR & DRET | N/A | N/A | N/A | N/A | N/A | N/A | N/A
00 Ret.Exist_Non-FBC_WetFGD_SNCR & GPM | N/A | N/A | N/A | N/A | N/A | N/A | N/A
00 Ret.Exist_Non-FBC_WetFGD_SNCR & GPM & C2G | N/A | N/A | N/A | N/A | N/A | N/A | N/A
00 Ret.Exist_Non-FBC_WetFGD_SNCR & GPM & C2G & SCR | N/A | N/A | N/A | N/A | N/A | N/A | N/A
00 Ret.Exist_Non-FBC_WetFGD_SNCR & GPM & DRET | N/A | N/A | N/A | N/A | N/A | N/A | N/A
00 Ret.Exist_Non-FBC_WetFGD_SNCR & GPM & NGC | N/A | N/A | N/A | N/A | N/A | N/A | N/A
00 Ret.Exist_Non-FBC_WetFGD_SNCR & GPM & SCR | N/A | N/A | N/A | N/A | N/A | N/A | N/A
00 Ret.Exist_Non-FBC_WetFGD_SNCR & GPM & SCR & CCS | N/A | N/A | N/A | N/A | N/A | N/A | N/A
00 Ret.Exist_Non-FBC_WetFGD_SNCR & GPM & SCR & DRET | N/A | N/A | N/A | N/A | N/A | N/A | N/A
00 Ret.Exist_Non-FBC_WetFGD_SNCR & GPM & SCR & NGC | N/A | N/A | N/A | N/A | N/A | N/A | N/A
00 Ret.Exist_Non-FBC_WetFGD_SNCR & NGC | N/A | N/A | N/A | N/A | N/A | N/A | N/A
00 Ret.Exist_Non-FBC_WetFGD_SNCR & SCR | N/A | N/A | N/A | N/A | N/A | N/A | N/A
00 Ret.Exist_Non-FBC_WetFGD_SNCR & SCR & C2G | N/A | N/A | N/A | N/A | N/A | N/A | N/A
00 Ret.Exist_Non-FBC_WetFGD_SNCR & SCR & CCS | N/A | N/A | N/A | N/A | N/A | N/A | N/A
00 Ret.Exist_Non-FBC_WetFGD_SNCR & SCR & DRET | N/A | N/A | N/A | N/A | N/A | N/A | N/A
00 Ret.Exist_Non-FBC_WetFGD_SNCR & SCR & NGC | N/A | N/A | N/A | N/A | N/A | N/A | N/A
00 Ret.Exist_Non-FBC_WetFGD_SNCR_ACI & C2G | N/A | N/A | N/A | N/A | N/A | N/A | N/A
00 Ret.Exist_Non-FBC_WetFGD_SNCR_ACI & C2G & SCR | N/A | N/A | N/A | N/A | N/A | N/A | N/A
00 Ret.Exist_Non-FBC_WetFGD_SNCR_ACI & DCCS | N/A | N/A | N/A | N/A | N/A | N/A | N/A
00 Ret.Exist_Non-FBC_WetFGD_SNCR_ACI & DCCS & SCR & CCS | N/A | N/A | N/A | N/A | N/A | N/A | N/A
00 Ret.Exist_Non-FBC_WetFGD_SNCR_ACI & DRET | N/A | N/A | N/A | N/A | N/A | N/A | N/A
00 Ret.Exist_Non-FBC_WetFGD_SNCR_ACI & GPM | N/A | N/A | N/A | N/A | N/A | N/A | N/A
00 Ret.Exist_Non-FBC_WetFGD_SNCR_ACI & GPM & C2G | N/A | N/A | N/A | N/A | N/A | N/A | N/A
00 Ret.Exist_Non-FBC_WetFGD_SNCR_ACI & GPM & C2G & SCR | N/A | N/A | N/A | N/A | N/A | N/A | N/A
00 Ret.Exist_Non-FBC_WetFGD_SNCR_ACI & GPM & DRET | N/A | N/A | N/A | N/A | N/A | N/A | N/A
00 Ret.Exist_Non-FBC_WetFGD_SNCR_ACI & GPM & NGC | N/A | N/A | N/A | N/A | N/A | N/A | N/A
00 Ret.Exist_Non-FBC_WetFGD_SNCR_ACI & GPM & SCR | N/A | N/A | N/A | N/A | N/A | N/A | N/A
00 Ret.Exist_Non-FBC_WetFGD_SNCR_ACI & GPM & SCR & CCS | N/A | N/A | N/A | N/A | N/A | N/A | N/A
00 Ret.Exist_Non-FBC_WetFGD_SNCR_ACI & GPM & SCR & DRET | N/A | N/A | N/A | N/A | N/A | N/A | N/A
00 Ret.Exist_Non-FBC_WetFGD_SNCR_ACI & GPM & SCR & NGC | N/A | N/A | N/A | N/A | N/A | N/A | N/A
00 Ret.Exist_Non-FBC_WetFGD_SNCR_ACI & NGC | N/A | N/A | N/A | N/A | N/A | N/A | N/A
00 Ret.Exist_Non-FBC_WetFGD_SNCR_ACI & SCR | 79.01 | 79.01 | 79.01 | 73.4561 | 69.5898 | 59.5688 | 61.5821
00 Ret.Exist_Non-FBC_WetFGD_SNCR_ACI & SCR & C2G | N/A | N/A | N/A | N/A | N/A | N/A | N/A
00 Ret.Exist_Non-FBC_WetFGD_SNCR_ACI & SCR & CCS | N/A | 81.53 | 79.7474 | 79.7474 | N/A | N/A | N/A
00 Ret.Exist_Non-FBC_WetFGD_SNCR_ACI & SCR & DRET | N/A | N/A | N/A | N/A | N/A | N/A | N/A
00 Ret.Exist_Non-FBC_WetFGD_SNCR_ACI & SCR & NGC | N/A | N/A | N/A | N/A | N/A | N/A | N/A
00 Existing Combined Cycle Retirement | 0 | 0 | 0 | 0 | 0 | 0 | 0
00 New Combined Cycle Retirement | N/A | N/A | N/A | N/A | N/A | N/A | N/A
00 Existing Combustion Turbine Retirement | 0 | 0 | 0 | 0 | 0 | 0 | 0
00 New Combustion Turbine Retirement | N/A | N/A | N/A | N/A | N/A | N/A | N/A
00 Oil/Gas Steam Retirement | 0 | 0 | 0 | 0 | 0 | 0 | 0
00 Coal Steam Retirement | 0 | 0 | 0 | 0 | 0 | 0 | 0
00 IGCC Retirement | 0 | 0 | 0 | 0 | 0 | 0 | 0
00 Nuclear Retirement | N/A | 0 | 0 | 0 | 0 | 0 | 0
00 Biomass Retirement | 0 | 0 | 0 | 0 | 0 | 0 | 0
00 Fossil_Other Retirement | 0 | 0 | 0 | 0 | 0 | 0 | 0
00 Fuel Cell Retirement | 0 | 0 | 0 | 0 | 0 | 0 | 0
00 Geothermal Retirement | 0 | 0 | 0 | 0 | 0 | 0 | 0
00 Hydro Retirement | 0 | 0 | 0 | 0 | 0 | 0 | 0
00 Landfill Gas Retirement | 0 | 0 | 0 | 0 | 0 | 0 | 0
00 Non Fossil_Other Retirement | 0 | 0 | 0 | 0 | 0 | 0 | 0
00 Solar Thermal Retirement | N/A | N/A | N/A | N/A | N/A | N/A | N/A
00 Exist Dummy | 0 | 0 | 0 | 0 | 0 | 0 | 0
Average | 2.3407 | 2.5501 | 3.002 | 3.2317 | 3.3483 | 3.4847 | 3.6746
15. Total Annual Production Cost [Million US2022$](*)
Variable O&M | 9536.2858 | 10129.3932 | 9701.5759 | 9243.0134 | 8153.6389 | 7004.9196 | 7393.6749
Fixed O&M | 66474.4595 | 68171.5353 | 72157.0683 | 76970.8962 | 81570.1413 | 84859.7116 | 86691.1418
Fuel | 68345.6497 | 80121.3882 | 104327.6836 | 102216.6782 | 84063.6267 | 71141.971 | 78495.2523
Capital | 22527.734 | 35164.9898 | 73734.5983 | 101326.737 | 123021.2671 | 141451.7102 | 160765.0298
Pollutant Transport & Storage | 0 | -852.0037 | -10115.0073 | -10080.9833 | -339.9829 | -200.6894 | -201.9515
Total | 166884.129 | 192735.3029 | 249805.9188 | 279676.3414 | 296468.6911 | 304257.623 | 333143.1474
Sales Revenue | 0 | 0 | 0 | 0 | 0 | 0 | 0
(*) Costs include only those items that are important for determining incremental cost of pollution control
16. Emissions
CO2 Thousand Tonnes | 1487861.1058 | 1570134.7345 | 1514149.3676 | 1410599.1133 | 1205595.2786 | 1043098.7677 | 1085700.7467
CO2 Thousand Tons | 1640085.6634 | 1730776.7893 | 1669063.5035 | 1554918.9192 | 1328940.9371 | 1149819.2457 | 1196779.8757
Carbon Million Tons | 447.2961 | 472.03 | 455.1991 | 424.0688 | 362.4384 | 313.5871 | 326.3945
Carbon Million Tonnes | 405.7803 | 428.2186 | 412.9498 | 384.7088 | 328.7987 | 284.4815 | 296.1002
HCL Thousand Tons | 3.8386 | 3.9128 | 3.7889 | 3.7136 | 2.7809 | 2.2986 | 2.3042
MER lbs | 7066.4302 | 7680.5934 | 8188.8358 | 8038.4541 | 6641.2002 | 6107.3896 | 6119.1638
NOX Thousand Tons | 652.2448 | 645.7644 | 601.9572 | 572.7006 | 474.1933 | 405.169 | 411.1299
SO2 Thousand Tons | 681.6381 | 695.0333 | 681.7763 | 656.3205 | 539.8173 | 421.0026 | 400.6554

## FuelReport_ToEPA
Fuel Consumption by Fuel and Fuel Type [Tbtu]
Fuel Type | 2028 | 2030 | 2035 | 2040 | 2045 | 2050 | 2055
Biomass | 51.4337 | 34.4738 | 9.7763 | 9.3539 | 8.4308 | 3.2779 | 3.5271
EPA v7.23 Biomass | 51.4337 | 34.4738 | 9.7763 | 9.3539 | 8.4308 | 3.2779 | 3.5271
Coal | 7195.9865 | 7482.4519 | 7263.2675 | 7195.8149 | 5351.4208 | 4426.581 | 4441.3985
EPA v7.23 Coal BA | 158.6652 | 158.6878 | 158.7314 | 158.6785 | 158.6487 | 158.6319 | 141.9076
EPA v7.23 Coal BB | 99.7545 | 45.9156 | 41.288 | 39.1836 | 24.405 | 17.5711 | 36.9308
EPA v7.23 Coal BD | 100.9755 | 48.1468 | 22.8099 | 21.9749 | 21.7145 | 0.076622 | 0.15387
EPA v7.23 Coal BE | 608.665 | 625.031 | 615.6203 | 616.7334 | 329.23 | 271.5026 | 210.3787
EPA v7.23 Coal BG | 727.7016 | 655.0849 | 772.3956 | 802.0631 | 354.523 | 187.3119 | 221.5847
EPA v7.23 Coal BH | 1333.5645 | 1456.5438 | 1028.6309 | 940.7197 | 695.3326 | 400.9747 | 446.1871
EPA v7.23 Coal LA
EPA v7.23 Coal LD | 0 | 0 | 0 | 0 | 0 | 0 | 0
EPA v7.23 Coal LE | 329.7855 | 401.5789 | 437.0887 | 429.2354 | 276.0773 | 252.3839 | 257.1528
EPA v7.23 Coal LG | 87.262 | 87.262 | 87.262 | 87.262 | 87.262 | 87.262 | 87.262
EPA v7.23 Coal LH | 0 | 0 | 0 | 0 | 0 | 0 | 0
EPA v7.23 Coal SA | 2575.5166 | 2655.0738 | 2655.9267 | 2697.7984 | 2399.6066 | 2372.5562 | 2540.5231
EPA v7.23 Coal SB | 953.4631 | 1001.3605 | 1174.0275 | 1248.6617 | 756.39 | 429.8952 | 250.9031
EPA v7.23 Coal SD | 110.5989 | 110.5989 | 110.5989 | 5.5234 | 110.5989 | 110.5989 | 110.5989
EPA v7.23 Coal SE | 110.0338 | 237.1678 | 158.8876 | 147.9806 | 137.632 | 137.816 | 137.816
Hydrogen | 0 | 0 | 0.013926 | 0.03932 | 0.35017 | 0.71019 | 0.30511
EPA v7.23 Hydrogen | 0 | 0 | 0.013926 | 0.03932 | 0.35017 | 0.71019 | 0.30511
LF Gas | 115.4795 | 133.2184 | 164.8791 | 335.8759 | 384.572 | 368.087 | 370.0695
EPA v7.23 LFG | 115.4795 | 133.2184 | 164.8791 | 335.8759 | 384.572 | 368.087 | 370.0695
MSW | 210.4756 | 204.8827 | 204.7798 | 190.5089 | 190.2042 | 190.2036 | 190.5089
EPA v7.23 MSW | 210.4756 | 204.8827 | 204.7798 | 190.5089 | 190.2042 | 190.2036 | 190.5089
NaturalGas | 13382.9072 | 14823.9095 | 16912.6755 | 15152.8198 | 12142.3544 | 10748.6432 | 11544.2302
EPA v7.23 Gas | 13382.9072 | 14823.9095 | 16912.6755 | 15152.8198 | 12142.3544 | 10748.6432 | 11544.2302
Nuclear | 8090.0158 | 7765.2477 | 7062.0223 | 6668.2656 | 5518.2343 | 3855.7368 | 2386.3365
EPA v7.23 Nuclear | 8090.0158 | 7765.2477 | 7062.0223 | 6668.2656 | 5518.2343 | 3855.7368 | 2386.3365
Oil | 0.032336 | 0.060419 | 0.088192 | 0.29427 | 0.19259 | 0.032335 | 0.027366
EPA v7.23 DFO | 0.032336 | 0.060419 | 0.088192 | 0.29427 | 0.19259 | 0.032335 | 0.027366
EPA v7.23 RFO | 0 | 0 | 0 | 0 | 0 | 0 | 0
Pet. Coke | 185.3429 | 83.2035 | 76.9697 | 76.9697 | 82.1968 | 48.1116 | 46.44
EPA v7.23 Pet Coke | 185.3429 | 83.2035 | 76.9697 | 76.9697 | 82.1968 | 48.1116 | 46.44
Waste Coal | 97.4206 | 95.7529 | 91.3058 | 42.5206 | 39.8593 | 40.1744 | 40.1744
EPA v7.23 Waste Coal | 97.4206 | 95.7529 | 91.3058 | 42.5206 | 39.8593 | 40.1744 | 40.1744
Grand Total | 29329.094 | 30623.2007 | 31785.7781 | 29672.4629 | 23717.8153 | 19681.558 | 19023.0177
Fuel Costs by Fuel and Fuel Type[MMUS$]
Fuel Type | 2028 | 2030 | 2035 | 2040 | 2045 | 2050 | 2055
Biomass | 209.6521 | 137.9653 | 38.9442 | 37.2615 | 33.5841 | 13.0578 | 14.0503
EPA v7.23 Biomass | 209.6521 | 137.9653 | 38.9442 | 37.2615 | 33.5841 | 13.0578 | 14.0503
Coal | 14900.6225 | 15785.8738 | 15696.6403 | 16108.4771 | 12059.2113 | 9964.4546 | 10141.7979
EPA v7.23 Coal BA | 335.641 | 346.9187 | 373.5311 | 404.962 | 439.3555 | 480.2144 | 459.0171
EPA v7.23 Coal BB | 304.9621 | 133.463 | 122.5223 | 122.2924 | 74.9936 | 55.4971 | 119.2193
EPA v7.23 Coal BD | 315.5998 | 142.1148 | 64.8332 | 66.8143 | 69.8946 | 0.25717 | 0.51809
EPA v7.23 Coal BE | 1532.0126 | 1583.8589 | 1554.9852 | 1627.8292 | 868.6378 | 690.1026 | 565.7737
EPA v7.23 Coal BG | 1539.1512 | 1438.1706 | 1802.3514 | 1935.6947 | 926.1504 | 539.3735 | 628.6169
EPA v7.23 Coal BH | 2869.4912 | 3250.9883 | 2362.7434 | 2307.4018 | 1787.9644 | 1035.9873 | 1192.5423
EPA v7.23 Coal LA
EPA v7.23 Coal LD | 0 | 0 | 0 | 0 | 0 | 0 | 0
EPA v7.23 Coal LE | 563.6077 | 698.9124 | 788.5084 | 803.6612 | 523.042 | 461.7687 | 476.0733
EPA v7.23 Coal LG | 115.2811 | 117.2802 | 122.2409 | 127.2757 | 132.2365 | 137.2713 | 137.2713
EPA v7.23 Coal LH | 0 | 0 | 0 | 0 | 0 | 0 | 0
EPA v7.23 Coal SA | 5349.1889 | 5683.6551 | 5865.4844 | 5940.0861 | 5381.3922 | 5330.0424 | 5654.4681
EPA v7.23 Coal SB | 1628.7421 | 1748.4478 | 2173.2885 | 2419.1784 | 1410.7953 | 771.8117 | 449.6837
EPA v7.23 Coal SD | 107.1033 | 110.3119 | 118.1501 | 6.3404 | 133.907 | 140.7704 | 140.7704
EPA v7.23 Coal SE | 239.8414 | 531.7521 | 348.0013 | 346.9409 | 310.842 | 321.358 | 317.8437
Hydrogen | 0 | 0 | 0.20694 | 0.58429 | 5.2035 | 10.5534 | 4.534
EPA v7.23 Hydrogen | 0 | 0 | 0.20694 | 0.58429 | 5.2035 | 10.5534 | 4.534
LF Gas | 0 | 0 | 0 | 0 | 0 | 0 | 0
EPA v7.23 LFG | 0 | 0 | 0 | 0 | 0 | 0 | 0
MSW | 0 | 0 | 0 | 0 | 0 | 0 | 0
EPA v7.23 MSW | 0 | 0 | 0 | 0 | 0 | 0 | 0
NaturalGas | 46936.3143 | 58316.6777 | 83201.5465 | 81061.3876 | 67773.0347 | 58218.2984 | 66439.0951
EPA v7.23 Gas | 46936.3143 | 58316.6777 | 83201.5465 | 81061.3876 | 67773.0347 | 58218.2984 | 66439.0951
Nuclear | 5747.5328 | 5515.7615 | 5014.4521 | 4732.6631 | 3914.6594 | 2734.0271 | 1692.0009
EPA v7.23 Nuclear | 5747.5328 | 5515.7615 | 5014.4521 | 4732.6631 | 3914.6594 | 2734.0271 | 1692.0009
Oil | 0.68683 | 1.3006 | 1.9495 | 6.4731 | 4.2675 | 0.71018 | 0.60104
EPA v7.23 DFO | 0.68683 | 1.3006 | 1.9495 | 6.4731 | 4.2675 | 0.71018 | 0.60104
EPA v7.23 RFO | 0 | 0 | 0 | 0 | 0 | 0 | 0
Pet. Coke | 368.7127 | 166.9496 | 152.3134 | 152.3177 | 164.865 | 97.5092 | 94.2074
EPA v7.23 Pet Coke | 368.7127 | 166.9496 | 152.3134 | 152.3177 | 164.865 | 97.5092 | 94.2074
Waste Coal | 182.1284 | 196.8597 | 221.6307 | 117.5139 | 108.8011 | 103.3604 | 108.9657
EPA v7.23 Waste Coal | 182.1284 | 196.8597 | 221.6307 | 117.5139 | 108.8011 | 103.3604 | 108.9657
Grand Total | 68345.6497 | 80121.3882 | 104327.6836 | 102216.6782 | 84063.6267 | 71141.971 | 78495.2523
Fuel Costs by Fuel and Fuel Type[US$/MMBtu]
Fuel Type | 2028 | 2030 | 2035 | 2040 | 2045 | 2050 | 2055
Biomass | 4.0762 | 4.002 | 3.9835 | 3.9835 | 3.9835 | 3.9835 | 3.9835
EPA v7.23 Biomass | 4.0762 | 4.002 | 3.9835 | 3.9835 | 3.9835 | 3.9835 | 3.9835
Coal | 2.0707 | 2.1097 | 2.1611 | 2.2386 | 2.2535 | 2.251 | 2.2835
EPA v7.23 Coal BA | 2.1154 | 2.1862 | 2.3532 | 2.5521 | 2.7694 | 3.0272 | 3.2346
EPA v7.23 Coal BB | 3.0571 | 2.9067 | 2.9675 | 3.121 | 3.0729 | 3.1584 | 3.2282
EPA v7.23 Coal BD | 3.1255 | 2.9517 | 2.8423 | 3.0405 | 3.2188 | 3.3564 | 3.367
EPA v7.23 Coal BE | 2.517 | 2.534 | 2.5259 | 2.6394 | 2.6384 | 2.5418 | 2.6893
EPA v7.23 Coal BG | 2.1151 | 2.1954 | 2.3335 | 2.4134 | 2.6124 | 2.8795 | 2.8369
EPA v7.23 Coal BH | 2.1517 | 2.232 | 2.297 | 2.4528 | 2.5714 | 2.5837 | 2.6727
EPA v7.23 Coal LA | 0 | 0 | 0 | 0 | 0 | 0 | 0
EPA v7.23 Coal LD | 0 | 0 | 0 | 0 | 0 | 0 | 0
EPA v7.23 Coal LE | 1.709 | 1.7404 | 1.804 | 1.8723 | 1.8945 | 1.8296 | 1.8513
EPA v7.23 Coal LG | 1.3211 | 1.344 | 1.4008 | 1.4585 | 1.5154 | 1.5731 | 1.5731
EPA v7.23 Coal LH | 0 | 0 | 0 | 0 | 0 | 0 | 0
EPA v7.23 Coal SA | 2.0769 | 2.1407 | 2.2085 | 2.2018 | 2.2426 | 2.2465 | 2.2257
EPA v7.23 Coal SB | 1.7082 | 1.7461 | 1.8511 | 1.9374 | 1.8652 | 1.7953 | 1.7923
EPA v7.23 Coal SD | 0.96839 | 0.9974 | 1.0683 | 1.1479 | 1.2107 | 1.2728 | 1.2728
EPA v7.23 Coal SE | 2.1797 | 2.2421 | 2.1902 | 2.3445 | 2.2585 | 2.3318 | 2.3063
Hydrogen | 0 | 0 | 14.86 | 14.86 | 14.86 | 14.86 | 14.86
EPA v7.23 Hydrogen | 0 | 0 | 14.86 | 14.86 | 14.86 | 14.86 | 14.86
LF Gas | 0 | 0 | 0 | 0 | 0 | 0 | 0
EPA v7.23 LFG | 0 | 0 | 0 | 0 | 0 | 0 | 0
MSW | 0 | 0 | 0 | 0 | 0 | 0 | 0
EPA v7.23 MSW | 0 | 0 | 0 | 0 | 0 | 0 | 0
NaturalGas | 3.5072 | 3.934 | 4.9195 | 5.3496 | 5.5815 | 5.4163 | 5.7552
EPA v7.23 Gas | 3.5072 | 3.934 | 4.9195 | 5.3496 | 5.5815 | 5.4163 | 5.7552
Nuclear | 0.71045 | 0.71031 | 0.71006 | 0.70973 | 0.7094 | 0.70908 | 0.70904
EPA v7.23 Nuclear | 0.71045 | 0.71031 | 0.71006 | 0.70973 | 0.7094 | 0.70908 | 0.70904
Oil | 21.2405 | 21.5261 | 22.1048 | 21.9971 | 22.1579 | 21.9631 | 21.9631
EPA v7.23 DFO | 21.2405 | 21.5261 | 22.1048 | 21.9971 | 22.1579 | 21.9631 | 21.9631
EPA v7.23 RFO | 0 | 0 | 0 | 0 | 0 | 0 | 0
Pet. Coke | 1.9894 | 2.0065 | 1.9789 | 1.9789 | 2.0057 | 2.0267 | 2.0286
EPA v7.23 Pet Coke | 1.9894 | 2.0065 | 1.9789 | 1.9789 | 2.0057 | 2.0267 | 2.0286
Waste Coal | 1.8695 | 2.0559 | 2.4273 | 2.7637 | 2.7296 | 2.5728 | 2.7123
EPA v7.23 Waste Coal | 1.8695 | 2.0559 | 2.4273 | 2.7637 | 2.7296 | 2.5728 | 2.7123
Grand Total | 2.3303 | 2.6164 | 3.2822 | 3.4448 | 3.5443 | 3.6147 | 4.1263

## Coal Pivot Tables
Coal Prices (2022$/MMBtu) | [7 empty] | Total TBtu
Coal Region | 2028 | 2030 | 2035 | 2040 | 2045 | 2050 | 2055 | 2028 | 2030 | 2035 | 2040 | 2045 | 2050 | 2055
Appalachia | 1.7811 | 1.809 | 1.9085 | 2.0304 | 2.1411 | 2.1889 | 2.2915 | 1926.6634 | 1897.2982 | 1684.395 | 1681.8254 | 1069.7273 | 736.3868 | 688.2131
Imports | 4.729 | 4.4503 | 4.3028 | 4.4981 | 4.4802 | 4.4388 | 4.4388 | 10.3325 | 6.9143 | 1.7374 | 0.33243 | 0.26042 | 0.29995 | 0.35922
Interior | 1.7193 | 1.7639 | 1.8778 | 1.9847 | 2.0742 | 2.0852 | 2.0847 | 1676.0106 | 1622.5318 | 1442.3737 | 1662.6317 | 1224.248 | 994.6137 | 1049.9361
Waste Coal | 1.3035 | 1.4871 | 1.8507 | 2.1551 | 2.1161 | 1.9574 | 2.1079 | 97.4206 | 95.7529 | 91.3058 | 42.5206 | 39.8593 | 40.1744 | 40.1744
West | 0.98451 | 1.0262 | 1.086 | 1.174 | 1.293 | 1.3282 | 1.3478 | 5124.8177 | 5357.3941 | 5466.3778 | 5323.1934 | 4497.7323 | 4149.2992 | 4141.8292
National | 1.3055 | 1.3325 | 1.3856 | 1.4991 | 1.5707 | 1.5668 | 1.5935 | 8835.2448 | 8979.8911 | 8686.1897 | 8710.5035 | 6831.8272 | 5920.7741 | 5920.512
Coal Prices (2022$/Ton) | [7 empty] | Total Million Tons
Coal Region | 2028 | 2030 | 2035 | 2040 | 2045 | 2050 | 2055 | 2028 | 2030 | 2035 | 2040 | 2045 | 2050 | 2055
Appalachia | 44.6179 | 45.5764 | 48.1014 | 51.1942 | 53.9388 | 55.3066 | 57.4883 | 76.9124 | 75.3083 | 66.8295 | 66.7034 | 42.4636 | 29.1442 | 27.4322
Imports | 98.08 | 92.3 | 89.24 | 93.29 | 92.92 | 92.06 | 92.06 | 0.49819 | 0.33338 | 0.083772 | 0.016029 | 0.012557 | 0.014462 | 0.01732
Interior | 35.7229 | 36.329 | 37.9011 | 40.4731 | 42.3645 | 41.7909 | 42.1112 | 80.6645 | 78.7817 | 71.4638 | 81.5328 | 59.9388 | 49.6277 | 51.9764
Waste Coal | 17.4671 | 19.9277 | 24.7993 | 28.8784 | 28.3555 | 26.2297 | 28.2459 | 7.2702 | 7.1457 | 6.8139 | 3.1732 | 2.9746 | 2.9981 | 2.9981
West | 17.3061 | 17.9753 | 18.9427 | 20.4299 | 22.7283 | 23.4213 | 23.7908 | 291.541 | 305.8514 | 313.3777 | 305.9095 | 255.8661 | 235.3033 | 234.6446
National | 25.2459 | 25.5985 | 26.2465 | 28.5513 | 29.7037 | 29.2567 | 29.7554 | 456.8863 | 467.4205 | 458.5687 | 457.3349 | 361.2556 | 317.0878 | 317.0685

## Final Wholesale Price
Wholesale Electricity Price (2022$/MWh)
Region Group | 2028 | 2030 | 2035 | 2040 | 2045 | 2050 | 2055
ERCOT_Tenaska Frontier Generating Station | 37.1784 | 47.2298 | 41.435 | 45.6848 | 42.5142 | 38.6236 | 38.6031
ERCOT_Tenaska Gateway Generating Station | 37.1784 | 47.2298 | 41.4349 | 45.7977 | 42.6203 | 38.6237 | 38.6031
ERCOT_Panhandle | 39.8963 | 50.3316 | 42.1506 | 41.3745 | 36.8614 | 32.7804 | 32.7792
ERCOT_Rest | 41.3258 | 51.8743 | 44.0609 | 45.3207 | 41.6149 | 37.2765 | 37.4471
ERCOT_West | 40.8808 | 51.5739 | 43.1895 | 42.3966 | 37.769 | 33.5888 | 33.5864
FRCC | 43.1677 | 51.1334 | 47.2113 | 47.399 | 48.0799 | 46.2341 | 48.3297
MISO_Amite South (including DSG) | 41.3358 | 51.8166 | 45.9384 | 46.48 | 46.9648 | 44.8466 | 45.9907
MISO_Arkansas | 40.4015 | 50.4826 | 44.7147 | 46.3987 | 43.5886 | 40.2087 | 41.3873
MISO_Iowa | 42.3446 | 52.2494 | 44.9482 | 44.5986 | 41.2279 | 37.1617 | 37.3226
MISO_Illinois | 47.1053 | 52.8478 | 45.9557 | 44.7367 | 40.711 | 37.4021 | 38.4112
MISO_Indiana (including parts of Kentucky) | 47.6665 | 52.2846 | 45.0297 | 45.8573 | 44.6113 | 41.3918 | 42.8409
MISO_Louisiana | 41.2995 | 50.8597 | 45.2659 | 45.9062 | 45.7365 | 42.3532 | 43.0067
MISO_Lower Michigan | 44.8702 | 52.8507 | 45.4996 | 46.4755 | 46.9777 | 45.5345 | 47.5467
MISO_MT, SD, ND | 44.4782 | 51.7398 | 44.684 | 45.495 | 41.2065 | 36.6398 | 37.3733
MISO_Iowa-MidAmerican | 41.6411 | 51.5788 | 44.5093 | 44.2449 | 41.2542 | 37.25 | 37.3186
MISO_Minnesota and Western Wisconsin | 45.5784 | 53.0063 | 45.7778 | 46.5209 | 42.205 | 37.5373 | 38.3199
MISO_Missouri | 46.0164 | 52.2555 | 45.1399 | 44.4387 | 41.0787 | 37.6439 | 38.59
MISO_Mississippi | 41.715 | 51.446 | 45.8879 | 46.5101 | 46.5095 | 42.0056 | 42.6483
MISO_WOTAB (including Western) | 34.5692 | 51.1344 | 44.8643 | 46.6255 | 46.6954 | 43.1936 | 43.8868
MISO_Wisconsin- Upper Michigan (WUMS) | 47.4591 | 53.4311 | 45.3071 | 47.1932 | 45.692 | 41.7445 | 43.1424
ISONE_Connecticut | 50.9607 | 55.577 | 51.7792 | 53.2256 | 51.6403 | 48.0865 | 49.4462
ISONE_Maine | 39.1213 | 42.6509 | 46.0215 | 43.1776 | 40.7338 | 37.3122 | 39.2906
ISONE_MA, VT, NH, RI (Rest of ISO New England) | 51.3932 | 55.5123 | 51.4325 | 50.4856 | 47.9076 | 44.4609 | 46.4959
NY_Zone A (West) | 45.1726 | 52.9485 | 49.3188 | 43.4799 | 42.7991 | 39.5098 | 40.885
NY_Zone B (Genesee) | 46.1515 | 54.5853 | 50.494 | 44.3366 | 43.4178 | 40.2703 | 42.4526
NY_Zone C&E | 46.3627 | 54.4823 | 50.7254 | 44.6682 | 43.6138 | 40.5788 | 42.114
NY_Zone D (North) | 45.2498 | 43.3598 | 48.3692 | 38.0141 | 38.6121 | 35.0501 | 36.4602
NY_Zone F (Capital) | 49.3565 | 57.1798 | 52.1455 | 45.2797 | 44.0043 | 40.8616 | 42.5095
NY_Zone G-I (Downstate NY) | 53.6646 | 61.9671 | 54.4328 | 50.1303 | 49.0499 | 45.8894 | 47.4594
NY_Zone J (NYC) | 55.0616 | 63.6208 | 56.5705 | 52.6542 | 52.296 | 49.791 | 51.3996
NY_Zone K (LI) | 55.0279 | 63.0267 | 56.201 | 52.4889 | 51.4637 | 48.2022 | 49.4724
PJM_AP | 52.0435 | 50.4967 | 44.1159 | 44.8653 | 45.3454 | 43.6627 | 45.7485
PJM_ATSI | 52.3173 | 50.48 | 43.5155 | 44.7144 | 45.3849 | 43.4927 | 45.5737
PJM_ComEd | 46.135 | 48.7029 | 47.7662 | 49.5297 | 51.0567 | 48.6627 | 50.4032
PJM_Dominion | 53.3217 | 55.2696 | 48.7319 | 52.7498 | 47.3887 | 48.2676 | 50.4047
PJM_EMAAC | 48.1736 | 53.7081 | 48.9734 | 47.8691 | 48.2493 | 46.5183 | 48.7747
PJM_PENELEC | 47.1203 | 48.2401 | 43.0188 | 44.0638 | 44.5358 | 42.8518 | 44.7591
PJM_SWMAAC | 116.0293 | 54.7021 | 49.2663 | 49.1696 | 48.5843 | 47.0213 | 49.2123
PJM West | 51.4236 | 51.0667 | 43.9178 | 44.8403 | 45.6608 | 43.4524 | 45.4288
PJM_Western MAAC | 47.2384 | 49.4168 | 44.0064 | 45.1539 | 45.8698 | 44.1927 | 46.1046
SERC_Central_Kentucky | 48.2806 | 51.8529 | 44.883 | 45.7442 | 46.5116 | 44.4888 | 46.2552
SERC_Central_TVA | 47.5153 | 51.925 | 44.7965 | 45.4265 | 44.996 | 41.6912 | 42.7825
SERC_Delta_AECI | 36.7081 | 42.208 | 37.6025 | 43.1927 | 39.4338 | 35.1374 | 36.0456
SERC_Southeastern | 38.5278 | 46.3333 | 45.8687 | 46.4769 | 46.3027 | 43.6451 | 44.5427
SERC_VACAR | 51.1306 | 58.3678 | 50.5639 | 51.672 | 51.1608 | 49.7451 | 53.5985
SPP_Kiamichi Energy Facility | 37.2731 | 47.2952 | 41.3823 | 42.7306 | 40.1096 | 38.1998 | 38.1873
SPP North- (Kansas, Missouri) | 35.1148 | 46.4118 | 39.3666 | 37.7942 | 35.4473 | 33.5807 | 33.8473
SPP Nebraska | 34.9748 | 46.7232 | 42.9414 | 40.9453 | 37.0549 | 35.0708 | 35.9041
SPP SPS (Texas Panhandle) | 34.3498 | 45.6663 | 39.4886 | 38.3019 | 35.3226 | 33.3155 | 33.6877
SPP_WAUE | 35.2018 | 44.3033 | 43.3302 | 42.0531 | 38.7738 | 35.6309 | 36.6816
SPP West (Oklahoma, Arkansas, Louisiana) | 35.2111 | 46.2879 | 39.1374 | 38.1119 | 35.0365 | 33.163 | 33.3421
WECC_BANC | 68.8362 | 69.8516 | 57.0497 | 66.8099 | 69.3457 | 68.4919 | 71.3547
WECC_Northern California (not including BANC) | 58.6494 | 68.9941 | 59.2244 | 64.7247 | 66.195 | 62.3648 | 66.3315
WECC_LADWP | 58.8387 | 69.9746 | 56.9052 | 63.3323 | 67.9954 | 68.4644 | 70.8392
WECC_San Diego Gas and Electric | 60.0956 | 71.0394 | 57.9168 | 63.3681 | 67.9382 | 70.4684 | 70.761
WECC_Arizona | 42.6365 | 50.878 | 49.3477 | 47.6029 | 49.9256 | 44.2846 | 48.3645
WECC_Colorado | 61.4195 | 61.8695 | 55.7909 | 52.6646 | 51.2073 | 49.5241 | 52.312
WECC_Idaho | 53.8158 | 53.1889 | 46.8405 | 45.7381 | 46.7508 | 43.8307 | 46.7895
WECC_Imperial Irrigation District (IID) | 40.1708 | 53.5745 | 50.3715 | 50.0976 | 54.542 | 58.1154 | 58.749
WECC_Montana | 46.866 | 54.2733 | 46.6203 | 46.678 | 46.6691 | 40.2719 | 43.3078
WECC_New Mexico | 40.9487 | 49.5738 | 47.4357 | 46.6973 | 49.3242 | 47.1192 | 52.0285
WECC_Northern Nevada | 49.327 | 55.0315 | 48.5347 | 47.4904 | 50.8294 | 48.1107 | 50.8161
WECC_Pacific Northwest | 48.2784 | 56.9812 | 54.6229 | 52.7771 | 53.6006 | 46.6089 | 49.5377
WECC_Southern California Edison | 59.8276 | 70.7946 | 57.8202 | 64.0019 | 69.2314 | 67.0165 | 69.2266
WECC_Southern Nevada | 47.5186 | 55.6462 | 49.1415 | 49.0283 | 53.4857 | 48.0435 | 50.1006
WECC_Utah | 48.0339 | 53.6264 | 47.179 | 46.0883 | 47.5949 | 44.6413 | 47.4854
WECC_Wyoming | 40.1968 | 52.1054 | 44.988 | 45.0016 | 45.0443 | 42.8027 | 44.8834
National | 47.5551 | 53.6005 | 47.7117 | 48.3106 | 47.6267 | 44.8078 | 46.6176

## Natural Gas
2025 Reference Case - Natural Gas Results
| Delivered Natural Gas Price (2022$/MMBtu) | [28 empty] | Natural Gas Consumption in the Power Sector (Tcf)
| Winter | [6 empty] | Spring | [6 empty] | Summer | [6 empty] | Fall | [7 empty] | Winter | [6 empty] | Spring | [6 empty] | Summer | [6 empty] | Fall
| 2028 | 2030 | 2035 | 2040 | 2045 | 2050 | 2055 | 2028 | 2030 | 2035 | 2040 | 2045 | 2050 | 2055 | 2028 | 2030 | 2035 | 2040 | 2045 | 2050 | 2055 | 2028 | 2030 | 2035 | 2040 | 2045 | 2050 | 2055 |  | 2028 | 2030 | 2035 | 2040 | 2045 | 2050 | 2055 | 2028 | 2030 | 2035 | 2040 | 2045 | 2050 | 2055 | 2028 | 2030 | 2035 | 2040 | 2045 | 2050 | 2055 | 2028 | 2030 | 2035 | 2040 | 2045 | 2050 | 2055
ERC_FRNT | 4.115 | 4.0267 | 5.2534 | 5.6119 | 5.8968 | 5.7282 | 6.0634 | 3.616 | 3.7339 | 4.7678 | 5.102 | 5.4089 | 5.2404 | 5.5756 | 3.1476 | 3.8613 | 4.6074 | 5.1292 | 5.4075 | 5.239 | 5.5742 | 3.2881 | 3.9853 | 4.6613 | 5.4309 | 5.6524 | 5.4839 | 5.8191 | ERC_FRNT | 0.010465 | 0.010465 | 0.010465 | 0.0027423 | 0.00020349 | 0.00020349 | 0.00020349 | 0.00019218 | 0.0054832 | 0 | 0 | 4.8451e-06 | 4.8451e-06 | 4.8451e-06 | 0.019633 | 0.019633 | 0.019633 | 0.0089506 | 0.0022089 | 0.0021601 | 0.0021601 | 0.0070932 | 0.0063519 | 0.0070932 | 0.0013227 | 6.2986e-05 | 0 | 0
ERC_GWAY | 4.115 | 4.0267 | 5.2534 | 5.6119 | 5.8968 | 5.7282 | 6.0634 | 3.616 | 3.7339 | 4.7678 | 5.102 | 5.4089 | 5.2404 | 5.5756 | 3.1476 | 3.8613 | 4.6074 | 5.1292 | 5.4075 | 5.239 | 5.5742 | 3.2881 | 3.9853 | 4.6613 | 5.4309 | 5.6524 | 5.4839 | 5.8191 | ERC_GWAY | 0.0055735 | 0.0055735 | 0.010625 | 0.0027843 | 0.00020661 | 0.00020661 | 0.00020661 | 6.395e-05 | 6.395e-05 | 0 | 0 | 0 | 0 | 4.9192e-06 | 0.019934 | 0.01723 | 0.019596 | 0.0045166 | 2.1714e-05 | 0.00018457 | 0.00018457 | 0.0064491 | 0.0013429 | 0.0072017 | 6.395e-05 | 1.0876e-05 | 0 | 0
ERC_PHDL | - | - | - | - | - | - | - | - | - | - | - | - | - | - | - | - | - | - | - | - | - | - | - | - | - | - | - | - | ERC_PHDL | 0 | 0 | 0 | 0 | 0 | 0 | 0 | 0 | 0 | 0 | 0 | 0 | 0 | 0 | 0 | 0 | 0 | 0 | 0 | 0 | 0 | 0 | 0 | 0 | 0 | 0 | 0 | 0
ERC_REST | 4.115 | 4.0267 | 5.2534 | 5.6119 | 5.8968 | 5.7282 | 6.0634 | 3.616 | 3.7339 | 4.7678 | 5.102 | 5.4089 | 5.2404 | 5.5756 | 3.1476 | 3.8613 | 4.6074 | 5.1292 | 5.4075 | 5.239 | 5.5742 | 3.2881 | 3.9853 | 4.6613 | 5.4309 | 5.6524 | 5.4839 | 5.8191 | ERC_REST | 0.30135 | 0.37824 | 0.36787 | 0.24556 | 0.082146 | 0.056951 | 0.050119 | 0.14988 | 0.17835 | 0.1475 | 0.050982 | 0.01152 | 0.0059212 | 0.0038537 | 0.73951 | 0.81686 | 0.81547 | 0.62645 | 0.33637 | 0.28929 | 0.2958 | 0.2212 | 0.24591 | 0.24431 | 0.17269 | 0.070362 | 0.049756 | 0.043471
ERC_WEST | 4.0797 | 3.9796 | 5.1978 | 5.5659 | 5.8479 | 5.6794 | 6.0146 | 3.5792 | 3.6748 | 4.6806 | 5.0226 | 5.3328 | 5.1643 | 5.4995 | 3.0757 | 3.7605 | 4.4874 | 5.0401 | 5.3176 | 5.1491 | 5.4843 | 3.2402 | 3.9067 | 4.5615 | 5.3302 | 5.5568 | 5.3882 | 5.7234 | ERC_WEST | 0.012378 | 0.012518 | 0.049735 | 0.038974 | 0.00027003 | 0.00023402 | 0.00023402 | 0.00034259 | 0 | 0.026354 | 0.026354 | 0 | 0 | 0 | 0.02944 | 0.02944 | 0.098395 | 0.076884 | 0.016088 | 0.0090042 | 0.0090042 | 0.0097407 | 0.0094898 | 0.030795 | 0.026354 | 0 | 0.00030285 | 0.00012872
FRCC | 4.3565 | 4.2727 | 5.6142 | 5.8754 | 6.0789 | 5.9104 | 6.2456 | 3.8368 | 3.9714 | 5.1675 | 5.3762 | 5.5648 | 5.3963 | 5.7315 | 3.6613 | 4.5929 | 5.1967 | 5.503 | 5.7478 | 5.5792 | 5.9144 | 3.4809 | 4.2907 | 5.0963 | 5.7644 | 5.9359 | 5.7673 | 6.1025 | FRCC | 0.30637 | 0.3307 | 0.33298 | 0.34785 | 0.34366 | 0.32336 | 0.35256 | 0.20286 | 0.21244 | 0.21037 | 0.21907 | 0.20589 | 0.19101 | 0.19687 | 0.7211 | 0.72069 | 0.72837 | 0.76149 | 0.78923 | 0.7989 | 0.86697 | 0.24248 | 0.24993 | 0.2525 | 0.26317 | 0.25896 | 0.25437 | 0.27517
MIS_AMSO | 4.1314 | 4.0661 | 5.443 | 5.7449 | 5.9682 | 5.7997 | 6.1349 | 3.6454 | 3.7851 | 5.003 | 5.2604 | 5.4855 | 5.317 | 5.6522 | 3.1547 | 3.9068 | 4.8001 | 5.2718 | 5.5283 | 5.3598 | 5.695 | 3.2676 | 4.0467 | 4.8975 | 5.6023 | 5.776 | 5.6075 | 5.9427 | MIS_AMSO | 0.038146 | 0.036952 | 0.044092 | 0.042254 | 0.02778 | 0.020369 | 0.020052 | 0.024093 | 0.021652 | 0.019898 | 0.011006 | 0.0069402 | 0.0056084 | 0.0051526 | 0.10024 | 0.095012 | 0.086803 | 0.086834 | 0.099944 | 0.07777 | 0.08212 | 0.027696 | 0.025806 | 0.027239 | 0.02471 | 0.022926 | 0.011551 | 0.013737
MIS_AR | 4.1153 | 4.0439 | 5.3604 | 5.6988 | 5.9437 | 5.7751 | 6.1103 | 3.6376 | 3.7641 | 4.9146 | 5.2073 | 5.4488 | 5.2803 | 5.6155 | 3.1185 | 3.8544 | 4.69 | 5.2035 | 5.4685 | 5.3 | 5.6352 | 3.2928 | 4.0328 | 4.8156 | 5.5545 | 5.7374 | 5.5689 | 5.9041 | MIS_AR | 0.025 | 0.037203 | 0.030703 | 0.0084773 | 0.0017503 | 0.0014277 | 0.00074676 | 0.0087552 | 0.010567 | 0.0023735 | 0.0012435 | 0.00028169 | 1.6111e-05 | 1.6111e-05 | 0.086829 | 0.073912 | 0.054001 | 0.026651 | 0.0059443 | 0.0048235 | 0.0063896 | 0.023375 | 0.01447 | 0.010879 | 0.0026776 | 0.0012462 | 0.00079213 | 0.0010617
MIS_IA | 4.4062 | 4.254 | 5.4409 | 5.7665 | 6.0273 | 5.8588 | 6.194 | 3.8628 | 3.8806 | 4.8827 | 5.1607 | 5.4276 | 5.2591 | 5.5943 | 3.0147 | 3.6623 | 4.4279 | 5.0176 | 5.2905 | 5.122 | 5.4572 | 3.4462 | 4.0936 | 4.7738 | 5.5032 | 5.7024 | 5.5339 | 5.8691 | MIS_IA | 0.012738 | 0.014489 | 0.014487 | 0.00086047 | 9.5724e-05 | 8.7104e-05 | 3.907e-05 | 0.00017999 | 0.0084759 | 0.00024791 | 0.00022111 | 0 | 0 | 0 | 0.029069 | 0.029145 | 0.025224 | 0.0083361 | 0.0034405 | 0.0016809 | 0.00059153 | 0.0098129 | 0.0098104 | 0.0094681 | 0.00022223 | 6.0303e-05 | 0 | 0
MIS_IL | 4.2589 | 4.1378 | 5.3626 | 5.713 | 5.9791 | 5.8106 | 6.1458 | 3.7775 | 3.8227 | 4.8924 | 5.1861 | 5.4354 | 5.2669 | 5.6021 | 3.0261 | 3.6986 | 4.5061 | 5.0822 | 5.3634 | 5.1948 | 5.53 | 3.3827 | 4.0685 | 4.7821 | 5.5248 | 5.7252 | 5.5567 | 5.8919 | MIS_IL | 0.0066506 | 0.0065329 | 0.00202 | 8.1855e-05 | 0 | 0 | 0 | 0.00010418 | 5.581e-05 | 3.5305e-06 | 0 | 0 | 0 | 0 | 0.017908 | 0.017213 | 0.0042058 | 0.0020715 | 0 | 0 | 0 | 0.0047199 | 0.0040366 | 0.00024952 | 4.8429e-05 | 0 | 0 | 0
MIS_INKY | 4.1468 | 4.0731 | 5.3824 | 5.7197 | 5.9705 | 5.802 | 6.1372 | 3.6682 | 3.7823 | 4.9257 | 5.2088 | 5.4415 | 5.273 | 5.6082 | 3.0548 | 3.7629 | 4.5997 | 5.1441 | 5.4201 | 5.2515 | 5.5867 | 3.3032 | 4.041 | 4.8234 | 5.5516 | 5.7404 | 5.5718 | 5.907 | MIS_INKY | 0.032239 | 0.040315 | 0.075587 | 0.054582 | 0.0063293 | 0.00099175 | 0.00099234 | 0.014626 | 0.019626 | 0.03697 | 0.0081133 | 0.0009767 | 0.0016489 | 0.0016715 | 0.070823 | 0.084399 | 0.14097 | 0.11159 | 0.053765 | 0.060086 | 0.062102 | 0.019178 | 0.021828 | 0.048412 | 0.029649 | 0.0038283 | 0.0038237 | 0.0036437
MIS_LA | 4.0599 | 3.9921 | 5.334 | 5.6568 | 5.8923 | 5.7238 | 6.059 | 3.5782 | 3.7109 | 4.8916 | 5.1701 | 5.4079 | 5.2394 | 5.5745 | 3.0691 | 3.8176 | 4.6839 | 5.1766 | 5.4361 | 5.2675 | 5.6027 | 3.2186 | 3.9761 | 4.7866 | 5.5132 | 5.6913 | 5.5228 | 5.858 | MIS_LA | 0.050954 | 0.055743 | 0.069036 | 0.065189 | 0.03576 | 0.016046 | 0.015691 | 0.033072 | 0.033319 | 0.038597 | 0.020369 | 0.00572 | 0.0016846 | 0.001527 | 0.1095 | 0.10615 | 0.14212 | 0.13174 | 0.096673 | 0.099568 | 0.11772 | 0.036033 | 0.035295 | 0.046233 | 0.040675 | 0.013169 | 0.01157 | 0.0082184
MIS_LMI | 4.3276 | 4.1913 | 5.4196 | 5.7638 | 6.0238 | 5.8552 | 6.1904 | 3.9146 | 3.9196 | 4.9998 | 5.2825 | 5.5081 | 5.3396 | 5.6748 | 3.0669 | 3.7434 | 4.5579 | 5.141 | 5.4262 | 5.2577 | 5.5929 | 3.4737 | 4.1431 | 4.8705 | 5.6042 | 5.803 | 5.6345 | 5.9697 | MIS_LMI | 0.071604 | 0.09095 | 0.10176 | 0.090418 | 0.05616 | 0.067961 | 0.070065 | 0.035133 | 0.045449 | 0.044685 | 0.039896 | 0.010596 | 0.015868 | 0.026564 | 0.14902 | 0.17735 | 0.17775 | 0.19021 | 0.13594 | 0.15944 | 0.15763 | 0.049073 | 0.054572 | 0.056293 | 0.053629 | 0.033942 | 0.040792 | 0.036097
MIS_MAPP | 4.4476 | 4.3016 | 5.4913 | 5.8283 | 6.1074 | 5.9389 | 6.2741 | 3.9798 | 3.987 | 4.9768 | 5.2508 | 5.6014 | 5.4329 | 5.7681 | 3.1677 | 3.7817 | 4.5549 | 5.1491 | 5.3742 | 5.2057 | 5.5409 | 3.581 | 4.2176 | 4.8852 | 5.5858 | 5.732 | 5.5634 | 5.8986 | MIS_MAPP | 1.2118e-05 | 2.6953e-06 | 5.178e-06 | 5.178e-06 | 0 | 0 | 0 | 0 | 0 | 0 | 0 | 0 | 0 | 0 | 9.6335e-05 | 5.4044e-06 | 2.4786e-06 | 3.9293e-05 | 0 | 0 | 0 | 5.5082e-07 | 5.5082e-07 | 2.589e-06 | 4.0561e-06 | 1.3973e-06 | 5.5082e-07 | 5.5082e-07
MIS_MIDA | 4.3149 | 4.1654 | 5.3654 | 5.7108 | 5.9744 | 5.8058 | 6.141 | 3.8033 | 3.819 | 4.8347 | 5.1266 | 5.3954 | 5.2269 | 5.562 | 2.9798 | 3.6282 | 4.4004 | 4.9931 | 5.2646 | 5.0961 | 5.4313 | 3.407 | 4.0512 | 4.7392 | 5.4742 | 5.6713 | 5.5028 | 5.838 | MIS_MIDA | 0.0035029 | 0.0060938 | 0.0044966 | 6.9048e-05 | 6.2771e-06 | 0 | 0 | 0 | 3.1385e-06 | 4.7078e-05 | 0 | 0 | 0 | 0 | 0.0098439 | 0.0098325 | 0.0078041 | 0.0016118 | 3.0599e-05 | 0.00031762 | 0.00084397 | 0.0025667 | 0.0015964 | 0.00080074 | 2.8374e-05 | 0 | 0 | 0
MIS_MNWI | 4.7199 | 4.5729 | 5.7557 | 6.0768 | 6.3368 | 6.1683 | 6.5035 | 4.2182 | 4.2306 | 5.2312 | 5.5016 | 5.7536 | 5.5851 | 5.9203 | 3.3538 | 4.0144 | 4.7563 | 5.3384 | 5.6188 | 5.4503 | 5.7855 | 3.779 | 4.4427 | 5.1062 | 5.8235 | 6.0287 | 5.8601 | 6.1953 | MIS_MNWI | 0.017899 | 0.028849 | 0.026205 | 0.0012082 | 0.00037596 | 0.00022676 | 0.00028044 | 0.0017621 | 0.0042739 | 0.0028146 | 0.00029609 | 5.9794e-05 | 7.4623e-05 | 0.00011878 | 0.048039 | 0.055671 | 0.03619 | 0.0081536 | 0.0039269 | 0.0025869 | 0.003552 | 0.009472 | 0.013806 | 0.014053 | 0.00065374 | 0.00036003 | 0.0002367 | 0.00023497
MIS_MO | 4.2335 | 4.1293 | 5.3654 | 5.6981 | 5.953 | 5.7845 | 6.1197 | 3.7271 | 3.7977 | 4.8729 | 5.1568 | 5.4113 | 5.2428 | 5.578 | 3.0251 | 3.7128 | 4.5091 | 5.071 | 5.3485 | 5.18 | 5.5152 | 3.334 | 4.0401 | 4.7612 | 5.4942 | 5.6947 | 5.5262 | 5.8614 | MIS_MO | 0.0010937 | 0.0046309 | 0.026355 | 0.01789 | 0.001613 | 0.00028588 | 0.0008189 | 0.00042345 | 0.0027918 | 0.01766 | 0.0022561 | 0.00070431 | 0.00070431 | 0.0008908 | 0.0029806 | 0.0095182 | 0.04939 | 0.033546 | 0.028746 | 0.022091 | 0.015328 | 0.00049034 | 0.0028296 | 0.017673 | 0.0091027 | 0.0014877 | 0.0014544 | 0.0014544
MIS_MS | 4.1976 | 4.1209 | 5.4784 | 5.7632 | 5.9708 | 5.8023 | 6.1375 | 3.6772 | 3.8154 | 5.025 | 5.2639 | 5.4576 | 5.2891 | 5.6243 | 3.3323 | 4.1337 | 4.8934 | 5.3398 | 5.5884 | 5.4199 | 5.7551 | 3.326 | 4.1065 | 4.9394 | 5.6337 | 5.7968 | 5.6283 | 5.9635 | MIS_MS | 0.015463 | 0.018403 | 0.015087 | 0.0078816 | 0.0092173 | 0.0028366 | 0.0036852 | 0.011025 | 0.011295 | 0.0052921 | 0.00096085 | 0.0023121 | 0.0015223 | 0.0002842 | 0.032483 | 0.031844 | 0.028951 | 0.022816 | 0.033557 | 0.033499 | 0.032456 | 0.011802 | 0.01114 | 0.0076027 | 0.0028108 | 0.0079794 | 0.0022927 | 0.0033172
MIS_WOTA | 4.2355 | 4.1633 | 5.4714 | 5.7986 | 6.0524 | 5.8839 | 6.2191 | 3.7456 | 3.8783 | 5.0206 | 5.3145 | 5.5737 | 5.4052 | 5.7404 | 3.2469 | 3.9918 | 4.8261 | 5.324 | 5.5884 | 5.4199 | 5.7551 | 3.3944 | 4.1426 | 4.9155 | 5.6551 | 5.8439 | 5.6754 | 6.0106 | MIS_WOTA | 0.050143 | 0.053536 | 0.045165 | 0.026224 | 0.014193 | 0.0084067 | 0.0092045 | 0.030382 | 0.032157 | 0.015423 | 0.0049659 | 0.0014352 | 0.001384 | 0.0014869 | 0.10382 | 0.1088 | 0.083791 | 0.063111 | 0.045528 | 0.044263 | 0.050735 | 0.035542 | 0.03447 | 0.0249 | 0.015801 | 0.0070542 | 0.0070514 | 0.0063646
MIS_WUMS | 4.4682 | 4.3263 | 5.505 | 5.8217 | 6.0809 | 5.9124 | 6.2476 | 4.0081 | 4.0152 | 5.0141 | 5.277 | 5.5142 | 5.3457 | 5.6809 | 3.1273 | 3.8011 | 4.5191 | 5.0938 | 5.3816 | 5.2131 | 5.5483 | 3.5464 | 4.2263 | 4.8731 | 5.5784 | 5.7894 | 5.6209 | 5.9561 | MIS_WUMS | 0.044376 | 0.053404 | 0.10086 | 0.073854 | 0.020868 | 0.0041346 | 0.0057711 | 0.021255 | 0.028498 | 0.046712 | 0.021914 | 0.0054125 | 0.0045199 | 0.0044338 | 0.099981 | 0.12035 | 0.18407 | 0.14929 | 0.088996 | 0.059559 | 0.063792 | 0.028448 | 0.033545 | 0.064846 | 0.042372 | 0.015425 | 0.0059869 | 0.0061778
NENG_CT | 7.5269 | 7.859 | 9.4647 | 8.6458 | 8.0452 | 7.8767 | 8.2119 | 4.4451 | 4.5016 | 5.7403 | 5.5831 | 5.6216 | 5.4531 | 5.7883 | 2.6803 | 3.4184 | 4.4098 | 4.9325 | 5.2192 | 5.0507 | 5.3859 | 3.161 | 3.893 | 4.8163 | 5.4859 | 5.7102 | 5.5417 | 5.8769 | NENG_CT | 0.023731 | 0.025148 | 0.0078902 | 0 | 0 | 0 | 0 | 0.013231 | 0.013808 | 0.0031983 | 0 | 0 | 0 | 0 | 0.057954 | 0.063924 | 0.058872 | 0 | 0 | 0 | 0 | 0.027141 | 0.02843 | 0.024375 | 0 | 0 | 0 | 0
NENG_ME | 7.5028 | 7.8349 | 9.4406 | 8.6217 | 8.0211 | 7.8526 | 8.1878 | 4.421 | 4.4776 | 5.7162 | 5.559 | 5.5976 | 5.429 | 5.7642 | 2.6562 | 3.3943 | 4.3858 | 4.9084 | 5.1951 | 5.0266 | 5.3618 | 3.137 | 3.869 | 4.7922 | 5.4618 | 5.6862 | 5.5176 | 5.8528 | NENG_ME | 0.002335 | 0.0024854 | 8.0783e-06 | 0.0004431 | 0.00016453 | 0.00060849 | 0.00069379 | 0.00075838 | 0.00093533 | 0 | 0 | 0 | 0 | 0 | 0.0031518 | 0.0030815 | 0.0024281 | 0.0037623 | 0.0021439 | 0.0022132 | 0.0024626 | 0.0073942 | 0.0060852 | 0.0049003 | 0.0045089 | 0.0010516 | 0.00038671 | 0.00038369
NENGREST | 7.5028 | 7.8349 | 9.4406 | 8.6217 | 8.0211 | 7.8526 | 8.1878 | 4.421 | 4.4776 | 5.7162 | 5.559 | 5.5976 | 5.429 | 5.7642 | 2.6562 | 3.3943 | 4.3858 | 4.9084 | 5.1951 | 5.0266 | 5.3618 | 3.137 | 3.869 | 4.7922 | 5.4618 | 5.6862 | 5.5176 | 5.8528 | NENGREST | 0.02874 | 0.021517 | 0.0070458 | 0.020094 | 0.011812 | 0.0059639 | 0.0078622 | 0.0086483 | 0.0076046 | 0.0033512 | 0.0024363 | 0 | 0 | 0 | 0.059008 | 0.06326 | 0.055084 | 0.075478 | 0.043353 | 0.027356 | 0.031133 | 0.037504 | 0.036351 | 0.0267 | 0.033023 | 0.018582 | 0.010601 | 0.011758
NY_Z_A | 3.721 | 3.7682 | 5.3293 | 5.7025 | 5.9861 | 5.8176 | 6.1528 | 3.2933 | 3.4412 | 4.7838 | 5.1458 | 5.3654 | 5.1969 | 5.5321 | 2.5477 | 3.2705 | 4.3674 | 4.9954 | 5.2763 | 5.1078 | 5.443 | 2.752 | 3.5284 | 4.5903 | 5.4049 | 5.6018 | 5.4333 | 5.7685 | NY_Z_A | 0.0043821 | 0.0018171 | 0.0017089 | 3.6144e-06 | 8.5597e-07 | 8.5597e-07 | 0 | 0.00060914 | 0.00061114 | 0.00059795 | 0 | 0 | 0 | 0 | 0.0023801 | 0.0032516 | 0.001756 | 2.3034e-05 | 1.0342e-05 | 4.4658e-05 | 4.4658e-05 | 0.0011392 | 0.00099567 | 0.00068016 | 1.9947e-05 | 4.084e-05 | 6.1655e-05 | 1.7549e-05
NY_Z_B | 3.5893 | 3.6312 | 5.2296 | 5.651 | 5.9391 | 5.7705 | 6.1057 | 3.2208 | 3.3791 | 4.7403 | 5.1145 | 5.3349 | 5.1664 | 5.5016 | 2.4803 | 3.21 | 4.3317 | 4.9684 | 5.2507 | 5.0821 | 5.4173 | 2.6729 | 3.4613 | 4.5514 | 5.3775 | 5.5733 | 5.4048 | 5.74 | NY_Z_B | 0.0031113 | 0.0031271 | 0.01004 | 0.0077905 | 0.0077897 | 0.0054475 | 0.0026463 | 0.00095646 | 0.00095646 | 0.0061008 | 0 | 0 | 0 | 0 | 0.0027861 | 0.0036136 | 0.017163 | 0.0086202 | 0.005317 | 0.0025615 | 0.0044031 | 0.0012245 | 0.001047 | 0.0061129 | 0.0012813 | 0.0011402 | 0.00088858 | 0.00072872
NY_Z_C&E | 4.3042 | 4.3143 | 5.7302 | 6.0114 | 6.2661 | 6.0975 | 6.4327 | 3.5399 | 3.6447 | 4.9333 | 5.2357 | 5.4423 | 5.2738 | 5.609 | 2.5955 | 3.3273 | 4.4067 | 5.0071 | 5.2887 | 5.1202 | 5.4554 | 2.8544 | 3.6246 | 4.6604 | 5.4506 | 5.6473 | 5.4788 | 5.814 | NY_Z_C&E | 0.014236 | 0.014529 | 0.013369 | 0.003786 | 0.002503 | 0.00026951 | 0.00026951 | 0.0082987 | 0.0094364 | 0.0079566 | 0 | 0 | 0 | 0 | 0.025984 | 0.026481 | 0.023943 | 0.00101 | 0.0007803 | 0.0010472 | 0.0011657 | 0.0094515 | 0.0093569 | 0.0085451 | 0.00029844 | 0.00072415 | 0.00031309 | 0.00019817
NY_Z_D | 5.7338 | 5.6806 | 6.7315 | 6.7323 | 6.9201 | 6.7516 | 7.0868 | 4.1781 | 4.176 | 5.3192 | 5.4783 | 5.6571 | 5.4886 | 5.8238 | 2.8258 | 3.5618 | 4.5568 | 5.0845 | 5.3648 | 5.1963 | 5.5315 | 3.2172 | 3.9512 | 4.8783 | 5.5967 | 5.7953 | 5.6267 | 5.9619 | NY_Z_D | 0 | 0 | 0 | 0 | 0 | 0 | 0 | 0 | 0 | 0 | 0 | 0 | 0 | 0 | 0 | 2.6853e-05 | 0 | 0 | 0 | 0 | 0 | 0 | 0 | 0 | 0 | 0 | 0 | 0
NY_Z_F | 5.7338 | 5.6806 | 6.7315 | 6.7323 | 6.9201 | 6.7516 | 7.0868 | 4.1781 | 4.176 | 5.3192 | 5.4783 | 5.6571 | 5.4886 | 5.8238 | 2.8258 | 3.5618 | 4.5568 | 5.0845 | 5.3648 | 5.1963 | 5.5315 | 3.2172 | 3.9512 | 4.8783 | 5.5967 | 5.7953 | 5.6267 | 5.9619 | NY_Z_F | 0.025671 | 0.031022 | 0.022902 | 2.7032e-05 | 2.7032e-05 | 1.5874e-05 | 9.9286e-06 | 0.0019414 | 0.0039496 | 0.00176 | 0 | 0 | 0 | 0 | 0.048538 | 0.052655 | 0.045323 | 0.0014363 | 0.0015511 | 0.0050426 | 0.001726 | 0.016343 | 0.016872 | 0.0094347 | 6.9361e-05 | 0.00014843 | 0 | 0
NY_Z_G-I | 5.7338 | 5.6806 | 6.7315 | 6.7323 | 6.9201 | 6.7516 | 7.0868 | 4.1781 | 4.176 | 5.3192 | 5.4783 | 5.6571 | 5.4886 | 5.8238 | 2.8258 | 3.5618 | 4.5568 | 5.0845 | 5.3648 | 5.1963 | 5.5315 | 3.2172 | 3.9512 | 4.8783 | 5.5967 | 5.7953 | 5.6267 | 5.9619 | NY_Z_G-I | 0.020177 | 0.020197 | 0.023451 | 0.0043629 | 0.0050308 | 0.0033379 | 0.0032992 | 0.013623 | 0.012276 | 0.0063205 | 0.00042906 | 0.00022357 | 0.0014856 | 0.00089872 | 0.037925 | 0.037877 | 0.044066 | 0.01523 | 0.011588 | 0.015759 | 0.022265 | 0.013634 | 0.013636 | 0.014161 | 0.0018741 | 0.0023567 | 0.0020788 | 0.0018761
NY_Z_J | 7.1899 | 7.7305 | 8.1141 | 7.3737 | 7.4274 | 7.2589 | 7.5941 | 4.3977 | 4.462 | 5.5061 | 5.6179 | 5.7446 | 5.5761 | 5.9113 | 2.8398 | 3.5642 | 4.5637 | 5.099 | 5.3784 | 5.2099 | 5.5451 | 3.2519 | 3.9859 | 4.9024 | 5.6103 | 5.8064 | 5.6379 | 5.9731 | NY_Z_J | 0.017741 | 0.019848 | 0.013189 | 0.016815 | 0.014575 | 0.014519 | 0.013891 | 0.011506 | 0.010011 | 0.0086106 | 0.0015694 | 0.0013352 | 0.0017622 | 0.0019522 | 0.082145 | 0.083659 | 0.070381 | 0.057471 | 0.065075 | 0.069197 | 0.06873 | 0.022874 | 0.022291 | 0.021572 | 0.012609 | 0.013304 | 0.011285 | 0.011068
NY_Z_K | 7.1899 | 7.7305 | 8.1141 | 7.3737 | 7.4274 | 7.2589 | 7.5941 | 4.3977 | 4.462 | 5.5061 | 5.6179 | 5.7446 | 5.5761 | 5.9113 | 2.8398 | 3.5642 | 4.5637 | 5.099 | 5.3784 | 5.2099 | 5.5451 | 3.2519 | 3.9859 | 4.9024 | 5.6103 | 5.8064 | 5.6379 | 5.9731 | NY_Z_K | 0.0054958 | 0.0015796 | 0.00050099 | 0.00098059 | 0.0030087 | 0.0023304 | 0.0035446 | 0.0015938 | 0.00083724 | 0.00043374 | 0.00033827 | 0.00096958 | 0.0014257 | 0.0019274 | 0.0273 | 0.018781 | 0.011485 | 0.0062928 | 0.010874 | 0.0181 | 0.024379 | 0.0035851 | 0.0032971 | 0.0028466 | 0.00084053 | 0.0015596 | 0.0025723 | 0.0035604
PJM_AP | 3.6967 | 3.6793 | 5.1771 | 5.5571 | 5.8214 | 5.6528 | 5.988 | 3.1668 | 3.3211 | 4.6376 | 4.9773 | 5.1826 | 5.0141 | 5.3493 | 2.4129 | 3.1385 | 4.2272 | 4.8407 | 5.1074 | 4.9389 | 5.2741 | 2.6184 | 3.402 | 4.4515 | 5.2509 | 5.4364 | 5.2679 | 5.6031 | PJM_AP | 0.049523 | 0.16376 | 0.32855 | 0.33951 | 0.37905 | 0.35096 | 0.37381 | 0.027297 | 0.094103 | 0.18449 | 0.19089 | 0.21385 | 0.18109 | 0.17249 | 0.082112 | 0.24173 | 0.48547 | 0.50354 | 0.56629 | 0.58337 | 0.62644 | 0.031577 | 0.094318 | 0.19232 | 0.19493 | 0.2224 | 0.20011 | 0.19286
PJM_ATSI | 3.7902 | 3.7567 | 5.1691 | 5.5463 | 5.8161 | 5.6476 | 5.9828 | 3.3379 | 3.4623 | 4.6938 | 5.021 | 5.2444 | 5.0759 | 5.4111 | 2.633 | 3.3349 | 4.2954 | 4.8951 | 5.1686 | 5.0001 | 5.3353 | 2.8848 | 3.6281 | 4.55 | 5.3252 | 5.5129 | 5.3444 | 5.6796 | PJM_ATSI | 0.069219 | 0.11379 | 0.13018 | 0.13429 | 0.14201 | 0.13175 | 0.13177 | 0.046246 | 0.076724 | 0.083952 | 0.075858 | 0.086653 | 0.074465 | 0.045968 | 0.15054 | 0.21429 | 0.24453 | 0.25166 | 0.28182 | 0.25071 | 0.24994 | 0.046651 | 0.076789 | 0.088266 | 0.083771 | 0.097191 | 0.093476 | 0.0939
PJM_COMD | 4.3423 | 4.1962 | 5.4011 | 5.7456 | 6.009 | 5.8405 | 6.1757 | 3.8531 | 3.8652 | 4.9227 | 5.2089 | 5.4515 | 5.283 | 5.6182 | 3.0344 | 3.703 | 4.5093 | 5.0858 | 5.3671 | 5.1985 | 5.5337 | 3.4419 | 4.0964 | 4.8105 | 5.5451 | 5.7428 | 5.5743 | 5.9095 | PJM_COMD | 0.0494 | 0.041649 | 0.033133 | 0.022861 | 2.5183e-06 | 4.987e-06 | 9.0395e-06 | 0.025954 | 0.015557 | 0.01842 | 0.0045273 | 1.8516e-05 | 2.1047e-05 | 1.8962e-05 | 0.10377 | 0.094757 | 0.081832 | 0.056817 | 0.00076313 | 0.00097172 | 0.00097154 | 0.035065 | 0.01912 | 0.021156 | 0.0128 | 1.8584e-05 | 1.6374e-05 | 1.3622e-05
PJM_Dom | 4.3192 | 4.24 | 5.585 | 5.8457 | 6.0668 | 5.8983 | 6.2335 | 3.5195 | 3.6523 | 4.8721 | 5.1429 | 5.3174 | 5.1489 | 5.4841 | 2.802 | 3.4392 | 4.4731 | 4.9982 | 5.2347 | 5.0661 | 5.4013 | 2.9101 | 3.679 | 4.6545 | 5.4022 | 5.5731 | 5.4046 | 5.7398 | PJM_Dom | 0.093757 | 0.076375 | 0.021921 | 0.01409 | 0.00084106 | 0 | 0 | 0.050434 | 0.041996 | 0.0008376 | 0.0082865 | 0.002002 | 0 | 0 | 0.15658 | 0.13857 | 0.10011 | 0.097262 | 0.026845 | 0 | 0 | 0.057847 | 0.049865 | 0.024705 | 0.031928 | 0.0036247 | 0 | 0
PJM_EMAC | 4.5164 | 4.4454 | 5.7772 | 6.0234 | 6.2538 | 6.0853 | 6.4205 | 3.6862 | 3.8139 | 5.0306 | 5.2917 | 5.4756 | 5.307 | 5.6422 | 2.8754 | 3.5317 | 4.5684 | 5.1019 | 5.359 | 5.1905 | 5.5257 | 3.0312 | 3.7974 | 4.7749 | 5.522 | 5.7027 | 5.5342 | 5.8694 | PJM_EMAC | 0.12719 | 0.10756 | 0.13716 | 0.1507 | 0.14858 | 0.20524 | 0.26009 | 0.07608 | 0.058034 | 0.062283 | 0.0872 | 0.062641 | 0.086802 | 0.12039 | 0.27816 | 0.27233 | 0.24184 | 0.29612 | 0.2934 | 0.39381 | 0.46386 | 0.097956 | 0.083159 | 0.078638 | 0.093294 | 0.096049 | 0.12905 | 0.17171
PJM_PENE | 3.4133 | 3.4409 | 5.0231 | 5.4573 | 5.7448 | 5.5763 | 5.9115 | 3.0401 | 3.1997 | 4.5532 | 4.9275 | 5.149 | 4.9805 | 5.3157 | 2.3121 | 3.0406 | 4.1529 | 4.7886 | 5.069 | 4.9004 | 5.2356 | 2.5075 | 3.2926 | 4.3743 | 5.1979 | 5.3915 | 5.223 | 5.5582 | PJM_PENE | 0.036329 | 0.034882 | 0.034033 | 0.018306 | 0.00013537 | 3.0779e-05 | 3.1495e-05 | 0.023526 | 0.023359 | 0.023054 | 0.0018267 | 0.0011697 | 0.002118 | 0.0011994 | 0.081267 | 0.065432 | 0.064159 | 0.055359 | 0.0082161 | 0.0082091 | 0.0082315 | 0.025911 | 0.023354 | 0.02307 | 0.01992 | 0.0018251 | 0.00051966 | 0.00051966
PJM_SMAC | 4.401 | 4.3194 | 5.6691 | 5.9322 | 6.1603 | 5.9918 | 6.327 | 3.5532 | 3.6926 | 4.9426 | 5.2223 | 5.4093 | 5.2408 | 5.576 | 2.7183 | 3.4362 | 4.4871 | 5.0625 | 5.3226 | 5.1541 | 5.4893 | 2.9477 | 3.7257 | 4.7193 | 5.4795 | 5.6619 | 5.4934 | 5.8286 | PJM_SMAC | 0.022419 | 0.017062 | 0.0076774 | 0.037405 | 0.030894 | 0.031647 | 0.038156 | 0.014063 | 0.0095331 | 0.00082249 | 0.026612 | 0.015454 | 0.040338 | 0.041391 | 0.076535 | 0.05023 | 0.025959 | 0.092884 | 0.089819 | 0.084206 | 0.11351 | 0.015744 | 0.014042 | 0.0052232 | 0.026032 | 0.021539 | 0.01976 | 0.026858
PJM_West | 4.0226 | 3.9523 | 5.2937 | 5.6294 | 5.8801 | 5.7115 | 6.0467 | 3.4969 | 3.6074 | 4.7886 | 5.0812 | 5.294 | 5.1255 | 5.4607 | 2.8174 | 3.4959 | 4.4125 | 4.9715 | 5.2333 | 5.0648 | 5.4 | 3.0437 | 3.7816 | 4.6475 | 5.3946 | 5.5767 | 5.4082 | 5.7434 | PJM_West | 0.13802 | 0.16292 | 0.27872 | 0.28177 | 0.21378 | 0.1661 | 0.16682 | 0.079224 | 0.092655 | 0.14293 | 0.16011 | 0.078173 | 0.024537 | 0.03977 | 0.20828 | 0.24741 | 0.4314 | 0.44339 | 0.4618 | 0.47872 | 0.45775 | 0.080124 | 0.093144 | 0.16684 | 0.17105 | 0.13601 | 0.11982 | 0.11996
PJM_WMAC | 3.59 | 3.586 | 5.1147 | 5.5213 | 5.7946 | 5.6261 | 5.9613 | 3.1116 | 3.2678 | 4.5972 | 4.9504 | 5.1654 | 4.9969 | 5.3321 | 2.3508 | 3.0772 | 4.179 | 4.8006 | 5.0794 | 4.9109 | 5.2461 | 2.5585 | 3.3414 | 4.406 | 5.2153 | 5.4064 | 5.2379 | 5.5731 | PJM_WMAC | 0.17155 | 0.13838 | 0.1979 | 0.1624 | 0.14142 | 0.13664 | 0.13654 | 0.076088 | 0.073635 | 0.1131 | 0.058598 | 0.072992 | 0.079687 | 0.079668 | 0.28768 | 0.25382 | 0.30202 | 0.26672 | 0.255 | 0.21455 | 0.21309 | 0.10598 | 0.0737 | 0.11426 | 0.09878 | 0.078208 | 0.081529 | 0.082323
S_C_KY | 4.205 | 4.1392 | 5.5007 | 5.815 | 6.0539 | 5.8854 | 6.2206 | 3.6067 | 3.7413 | 4.9555 | 5.2457 | 5.4528 | 5.2843 | 5.6195 | 2.9481 | 3.6681 | 4.6117 | 5.1618 | 5.4178 | 5.2493 | 5.5845 | 3.1565 | 3.9162 | 4.8155 | 5.5582 | 5.7349 | 5.5664 | 5.9016 | S_C_KY | 0.016509 | 0.018444 | 0.046619 | 0.047657 | 0.047466 | 0.030309 | 0.024134 | 0.010297 | 0.011726 | 0.027939 | 0.029824 | 0.019277 | 0.0079359 | 0.0019159 | 0.032115 | 0.033201 | 0.09033 | 0.094301 | 0.11473 | 0.092874 | 0.090283 | 0.010882 | 0.011792 | 0.030398 | 0.030556 | 0.031433 | 0.019142 | 0.0155
S_C_TVA | 4.1465 | 4.0727 | 5.4144 | 5.7128 | 5.9408 | 5.7723 | 6.1075 | 3.5964 | 3.7265 | 4.921 | 5.1823 | 5.3886 | 5.2201 | 5.5553 | 3.078 | 3.8194 | 4.6803 | 5.1678 | 5.4198 | 5.2513 | 5.5865 | 3.1971 | 3.9696 | 4.8106 | 5.5252 | 5.7011 | 5.5326 | 5.8678 | S_C_TVA | 0.1255 | 0.14852 | 0.12108 | 0.11337 | 0.042177 | 0.0161 | 0.015743 | 0.081692 | 0.093733 | 0.042052 | 0.039023 | 0.0037777 | 0.00369 | 0.0038339 | 0.26281 | 0.2939 | 0.27079 | 0.25869 | 0.22221 | 0.18468 | 0.18971 | 0.091815 | 0.094632 | 0.07206 | 0.065093 | 0.02586 | 0.011971 | 0.011273
S_D_AECI | 4.2048 | 4.1232 | 5.3774 | 5.7037 | 5.9544 | 5.7859 | 6.1211 | 3.7011 | 3.799 | 4.904 | 5.1839 | 5.4314 | 5.2628 | 5.598 | 3.0598 | 3.7672 | 4.5755 | 5.122 | 5.4025 | 5.234 | 5.5692 | 3.3095 | 4.0466 | 4.7842 | 5.5163 | 5.7185 | 5.5499 | 5.8851 | S_D_AECI | 0.0042061 | 0.0046303 | 0.0070786 | 0.003432 | 0.00044986 | 0.00038433 | 0.0002893 | 3.5262e-06 | 1.7421e-06 | 3.8606e-07 | 3.8606e-07 | 0 | 2.2976e-05 | 4.7178e-06 | 0.015822 | 0.013893 | 0.0081574 | 0.0044985 | 0.0021103 | 0.0011072 | 0.0012693 | 0.00083033 | 0.00085979 | 0.00076025 | 0.00068752 | 0.000153 | 3.6935e-05 | 7.3862e-05
S_SOU | 4.198 | 4.1223 | 5.4717 | 5.7504 | 5.9605 | 5.792 | 6.1272 | 3.6724 | 3.8103 | 5.0181 | 5.2509 | 5.4453 | 5.2768 | 5.612 | 3.3268 | 4.1298 | 4.9027 | 5.3233 | 5.5762 | 5.4077 | 5.7429 | 3.3111 | 4.0986 | 4.9299 | 5.6201 | 5.7878 | 5.6193 | 5.9545 | S_SOU | 0.20868 | 0.24675 | 0.24864 | 0.23234 | 0.092538 | 0.065078 | 0.063118 | 0.12758 | 0.14644 | 0.11696 | 0.089322 | 0.028005 | 0.017045 | 0.015884 | 0.46315 | 0.45407 | 0.48736 | 0.48829 | 0.33727 | 0.31896 | 0.39429 | 0.15815 | 0.15566 | 0.15515 | 0.144 | 0.074421 | 0.050964 | 0.054092
S_VACA | 4.5938 | 4.522 | 5.8623 | 6.1264 | 6.345 | 6.1765 | 6.5117 | 4.0006 | 4.132 | 5.3157 | 5.5512 | 5.7397 | 5.5711 | 5.9063 | 3.5406 | 4.2178 | 5.1105 | 5.5331 | 5.7678 | 5.5993 | 5.9345 | 3.5433 | 4.3367 | 5.1873 | 5.8829 | 6.0552 | 5.8866 | 6.2218 | S_VACA | 0.096185 | 0.11863 | 0.19858 | 0.19918 | 0.1934 | 0.20007 | 0.18229 | 0.068078 | 0.066668 | 0.088518 | 0.078593 | 0.057663 | 0.04915 | 0.051945 | 0.21193 | 0.23864 | 0.35227 | 0.3601 | 0.35134 | 0.3605 | 0.39314 | 0.076611 | 0.077612 | 0.11882 | 0.11952 | 0.11245 | 0.11132 | 0.11214
SPP_KIAM | 3.9656 | 3.8785 | 5.1439 | 5.5002 | 5.754 | 5.5855 | 5.9206 | 3.4767 | 3.5837 | 4.6796 | 4.9912 | 5.2452 | 5.0767 | 5.4119 | 2.9129 | 3.6169 | 4.4021 | 4.9579 | 5.2258 | 5.0573 | 5.3925 | 3.1202 | 3.8346 | 4.5631 | 5.3221 | 5.508 | 5.3394 | 5.6746 | SPP_KIAM | 0.012895 | 0.012395 | 0.0083247 | 0.0005731 | 0.0005731 | 0.00030859 | 0.00030859 | 0.00241 | 0.00241 | 0.00065333 | 1.4599e-05 | 6.959e-05 | 0 | 0 | 0.029774 | 0.029774 | 0.017295 | 0.013573 | 3.2433e-05 | 0.00027568 | 0.00027568 | 0.010757 | 0.0052314 | 0.0061129 | 0.00056278 | 0.00020573 | 0.00014695 | 0.00033798
SPP_N | 4.1682 | 4.0691 | 5.311 | 5.6622 | 5.9191 | 5.7505 | 6.0857 | 3.6741 | 3.7566 | 4.8283 | 5.1327 | 5.3888 | 5.2203 | 5.5555 | 3.0319 | 3.7124 | 4.4801 | 5.0596 | 5.3339 | 5.1654 | 5.5006 | 3.29 | 3.9953 | 4.6972 | 5.4515 | 5.6457 | 5.4772 | 5.8124 | SPP_N | 0.0037717 | 0.0075375 | 0.0086953 | 0.0017391 | 0.00071217 | 0.0011155 | 0.0012654 | 1.1325e-06 | 1.1325e-06 | 4.6925e-06 | 0 | 0 | 0 | 0 | 0.021944 | 0.018172 | 0.0087804 | 0.00095843 | 0.0008999 | 0.0040216 | 0.0052833 | 0.00082094 | 0.0012158 | 0.0022641 | 0.00068282 | 0.00039817 | 0.0003876 | 0.00049802
SPP_NEBR | 4.5673 | 4.4496 | 5.6812 | 6.0528 | 6.3175 | 6.149 | 6.4842 | 4.0826 | 4.1501 | 5.1881 | 5.5102 | 5.7795 | 5.611 | 5.9462 | 3.4007 | 4.0527 | 4.8106 | 5.4157 | 5.6823 | 5.5137 | 5.8489 | 3.6944 | 4.3696 | 5.0452 | 5.8172 | 6.0101 | 5.8415 | 6.1767 | SPP_NEBR | 0.00030599 | 0.00056431 | 0.00083977 | 0.00030551 | 6.0848e-05 | 1.772e-05 | 1.2519e-05 | 0 | 0 | 5.7269e-07 | 3.5703e-06 | 0 | 0 | 0 | 0.0019009 | 0.0026945 | 0.0010382 | 0.00046963 | 0.00065862 | 0.00043481 | 0.00025836 | 7.4236e-05 | 6.0829e-05 | 8.9612e-05 | 3.8811e-05 | 3.862e-05 | 3.2172e-05 | 2.0425e-05
SPP_SPS | 4.1811 | 4.0504 | 5.2495 | 5.6212 | 5.8976 | 5.7291 | 6.0643 | 3.6349 | 3.717 | 4.6927 | 5.0319 | 5.3697 | 5.2012 | 5.5364 | 3.114 | 3.7856 | 4.6308 | 5.0733 | 5.3325 | 5.164 | 5.4992 | 3.2907 | 3.9527 | 4.5756 | 5.3398 | 5.5763 | 5.4078 | 5.743 | SPP_SPS | 0.0037877 | 0.004099 | 0.0088277 | 0.0070776 | 0.00069014 | 0.00063773 | 0.00066893 | 0.00024548 | 0.00028047 | 0.0043382 | 0.0042697 | 2.382e-05 | 4.7005e-05 | 7.7769e-05 | 0.016819 | 0.016298 | 0.014964 | 0.013728 | 0.0014658 | 0.0024849 | 0.0024573 | 0.00073752 | 0.0010664 | 0.0049765 | 0.0045947 | 5.8881e-05 | 3.9305e-05 | 4.0878e-05
SPP_WAUE | 4.1194 | 3.9704 | 5.1547 | 5.4813 | 5.7535 | 5.5849 | 5.9201 | 3.6158 | 3.6271 | 4.6166 | 4.8872 | 5.2093 | 5.0408 | 5.376 | 2.7835 | 3.4084 | 4.1768 | 4.7686 | 5.01 | 4.8415 | 5.1767 | 3.2042 | 3.8454 | 4.5147 | 5.223 | 5.3876 | 5.219 | 5.5542 | SPP_WAUE | 0.0012647 | 0.0016762 | 0.006549 | 0.0018408 | 0.00036992 | 0.0002578 | 0.00033461 | 8.1668e-06 | 8.1259e-06 | 1.2871e-05 | 1.4022e-05 | 6.3996e-05 | 3.468e-05 | 8.1032e-05 | 0.0077759 | 0.0087719 | 0.010059 | 0.0022782 | 0.0021576 | 0.0010453 | 0.0010776 | 0.0001246 | 0.00048175 | 0.0029806 | 0.00064575 | 0.00017883 | 0.00013369 | 0.00013369
SPP_WEST | 3.9656 | 3.8785 | 5.1439 | 5.5002 | 5.754 | 5.5855 | 5.9206 | 3.4767 | 3.5837 | 4.6796 | 4.9912 | 5.2452 | 5.0767 | 5.4119 | 2.9129 | 3.6169 | 4.4021 | 4.9579 | 5.2258 | 5.0573 | 5.3925 | 3.1202 | 3.8346 | 4.5631 | 5.3221 | 5.508 | 5.3394 | 5.6746 | SPP_WEST | 0.041757 | 0.059026 | 0.061066 | 0.012502 | 0.0038169 | 0.0030489 | 0.002919 | 0.0047438 | 0.003674 | 0.0012501 | 0.00014875 | 6.3286e-05 | 0 | 3.5319e-05 | 0.14025 | 0.1296 | 0.094394 | 0.010359 | 0.0074264 | 0.0025617 | 0.0038476 | 0.030286 | 0.022823 | 0.021081 | 0.0047254 | 0.00083925 | 0.00061485 | 0.00084049
WEC_BANC | 4.9996 | 4.2717 | 5.4577 | 5.5908 | 5.5705 | 5.402 | 5.7372 | 4.1872 | 3.9962 | 4.7031 | 4.871 | 5.254 | 5.0855 | 5.4207 | 3.9476 | 3.7022 | 4.6967 | 5.0102 | 5.1381 | 4.9695 | 5.3047 | 3.8017 | 4.2394 | 4.4766 | 5.1246 | 5.5584 | 5.3899 | 5.7251 | WEC_BANC | 0.017342 | 0.025948 | 0.035485 | 0.030574 | 0.029153 | 0.029651 | 0.03188 | 0.0095082 | 0.014052 | 0.018667 | 0.016816 | 0.0044111 | 0.0025774 | 0.002529 | 0.031068 | 0.042202 | 0.052269 | 0.04237 | 0.011886 | 0.00079984 | 0.0013444 | 0.011444 | 0.016405 | 0.023999 | 0.020644 | 0.016596 | 0.016193 | 0.017932
WEC_CALN | 4.9423 | 4.391 | 5.5506 | 5.8286 | 5.9818 | 5.8132 | 6.1484 | 4.0336 | 3.9917 | 4.7876 | 5.0705 | 5.5108 | 5.3423 | 5.6775 | 3.9295 | 4.0453 | 5.4357 | 5.2977 | 5.4689 | 5.3004 | 5.6356 | 3.6689 | 4.2543 | 4.6806 | 5.3456 | 5.7322 | 5.5636 | 5.8988 | WEC_CALN | 0.12237 | 0.15459 | 0.15867 | 0.11653 | 0.04121 | 0.040429 | 0.031766 | 0.053312 | 0.063745 | 0.069715 | 0.035264 | 0.014218 | 0.0035907 | 0.0001201 | 0.14302 | 0.21288 | 0.14441 | 0.0657 | 0.023741 | 0.0014938 | 0.00076155 | 0.080964 | 0.10482 | 0.10703 | 0.084062 | 0.037113 | 0.032239 | 0.024694
WEC_LADW | 5.0276 | 4.3754 | 5.5328 | 5.7737 | 5.8815 | 5.713 | 6.0482 | 4.0922 | 4.002 | 4.7713 | 5.0259 | 5.4497 | 5.2812 | 5.6164 | 4.0501 | 4.134 | 5.3476 | 5.246 | 5.3941 | 5.2256 | 5.5608 | 3.7281 | 4.2584 | 4.6331 | 5.293 | 5.6925 | 5.5239 | 5.8591 | WEC_LADW | 0.036817 | 0.040312 | 0.039221 | 0.025541 | 0.0016247 | 0.011294 | 0.016666 | 0.012382 | 0.015126 | 0.0082177 | 0.0031139 | 0.0024845 | 0.00049295 | 0.0006565 | 0.046887 | 0.053236 | 0.02747 | 0.010954 | 0.0028676 | 0.0016038 | 0.0023873 | 0.021846 | 0.024904 | 0.025039 | 0.016365 | 0.004195 | 0.0042783 | 0.011801
WEC_SDGE | 5.0679 | 4.4903 | 5.6185 | 5.9695 | 6.2022 | 6.0336 | 6.3688 | 4.0099 | 4.0193 | 4.8499 | 5.1946 | 5.6547 | 5.4862 | 5.8214 | 4.1626 | 4.5772 | 6.0083 | 5.4904 | 5.6607 | 5.4921 | 5.8273 | 3.6625 | 4.2894 | 4.8005 | 5.4697 | 5.8375 | 5.669 | 6.0042 | WEC_SDGE | 0.015045 | 0.015081 | 0.01535 | 0.0086743 | 0.0034702 | 0.0096392 | 0.018169 | 0.0098982 | 0.0067898 | 0.0039023 | 0.0035117 | 0.0019604 | 0.00073691 | 0.0014102 | 0.02718 | 0.023271 | 0.013234 | 0.0047234 | 0.0028152 | 0.0016734 | 0.0014478 | 0.010209 | 0.01038 | 0.010389 | 0.0021778 | 0.0030472 | 0.0030461 | 0.0044197
WECC_AZ | 4.5172 | 4.199 | 5.3346 | 5.6741 | 5.9252 | 5.7566 | 6.0918 | 3.6744 | 3.7338 | 4.5838 | 4.8994 | 5.376 | 5.2074 | 5.5426 | 3.585 | 4.2858 | 5.707 | 5.2266 | 5.3966 | 5.2281 | 5.5633 | 3.3146 | 3.9969 | 4.5225 | 5.2055 | 5.5457 | 5.3772 | 5.7124 | WECC_AZ | 0.089863 | 0.12104 | 0.16684 | 0.18288 | 0.18388 | 0.13855 | 0.15808 | 0.019717 | 0.056556 | 0.048339 | 0.067969 | 0.081758 | 0.063588 | 0.071766 | 0.16604 | 0.18671 | 0.21655 | 0.31835 | 0.3122 | 0.28182 | 0.32395 | 0.0699 | 0.077045 | 0.10726 | 0.11795 | 0.12483 | 0.097891 | 0.11883
WECC_CO | 4.3128 | 4.1205 | 5.2948 | 5.643 | 5.9272 | 5.7587 | 6.0939 | 3.5982 | 3.7045 | 4.5931 | 4.9235 | 5.4039 | 5.2353 | 5.5705 | 3.0322 | 3.7186 | 5.0197 | 5.1247 | 5.3575 | 5.1889 | 5.5241 | 3.2892 | 3.9613 | 4.5368 | 5.2573 | 5.5765 | 5.408 | 5.7432 | WECC_CO | 0.034708 | 0.034018 | 0.045103 | 0.039788 | 0.034422 | 0.040603 | 0.045188 | 0.022094 | 0.0076699 | 0.01232 | 0.0078194 | 0.0032476 | 0.003814 | 0.0038472 | 0.075205 | 0.055202 | 0.067778 | 0.052623 | 0.020519 | 0.019487 | 0.024037 | 0.026492 | 0.022982 | 0.030227 | 0.026972 | 0.020591 | 0.02537 | 0.029503
WECC_ID | 4.3543 | 4.0152 | 5.2599 | 5.5944 | 5.8723 | 5.7038 | 6.039 | 3.5755 | 3.6568 | 4.4887 | 4.8044 | 5.3216 | 5.1531 | 5.4883 | 2.831 | 3.4876 | 5.1812 | 5.0731 | 5.2433 | 5.0748 | 5.41 | 3.2283 | 3.9084 | 4.4431 | 5.1435 | 5.4874 | 5.3189 | 5.6541 | WECC_ID | 0.0038709 | 0.051186 | 0.05369 | 0.062084 | 0.07679 | 0.073309 | 0.080056 | 0.0024425 | 0.030725 | 0.034962 | 0.02996 | 0.031941 | 0.0037434 | 0.0091023 | 0.007291 | 0.085104 | 0.093512 | 0.10656 | 0.12281 | 0.04373 | 0.048322 | 0.0026276 | 0.034573 | 0.036391 | 0.042241 | 0.050373 | 0.049884 | 0.052407
WECC_IID | 5.0555 | 4.479 | 5.6078 | 5.9565 | 6.1924 | 6.0239 | 6.3591 | 3.9973 | 4.0079 | 4.8394 | 5.1807 | 5.6455 | 5.477 | 5.8122 | 4.1526 | 4.5657 | 5.9986 | 5.4819 | 5.6501 | 5.4816 | 5.8168 | 3.6546 | 4.2775 | 4.7896 | 5.4615 | 5.8265 | 5.658 | 5.9932 | WECC_IID | 0.00015309 | 0.00034744 | 0.001473 | 0 | 0 | 0 | 0 | 0 | 0 | 6.8194e-07 | 0 | 0 | 0 | 0 | 0 | 0 | 0 | 0 | 0 | 0 | 0 | 0 | 0 | 0 | 0 | 0 | 0 | 0
WECC_MT | 4.3277 | 4.1852 | 5.3645 | 5.6931 | 5.9878 | 5.8192 | 6.1544 | 3.9037 | 3.9022 | 4.8663 | 5.1224 | 5.5548 | 5.3863 | 5.7215 | 3.1029 | 3.6825 | 4.4567 | 5.0525 | 5.2311 | 5.0625 | 5.3977 | 3.5022 | 4.1312 | 4.7784 | 5.4447 | 5.5399 | 5.3714 | 5.7066 | WECC_MT | 0 | 0.0028561 | 0.043969 | 0.041124 | 0.041124 | 0.022121 | 0.040609 | 0 | 7.4709e-06 | 0.027873 | 0.018963 | 0.0042742 | 4.1768e-05 | 0.0020417 | 0 | 0.00010698 | 0.077258 | 0.049557 | 0.032517 | 0.0001463 | 0.014587 | 0 | 0.0019358 | 0.029641 | 0.027873 | 0.027873 | 0.011178 | 0.027873
WECC_NM | 4.1346 | 3.9494 | 5.1113 | 5.4517 | 5.7437 | 5.5751 | 5.9103 | 3.4615 | 3.5433 | 4.424 | 4.7482 | 5.2243 | 5.0558 | 5.391 | 3.0811 | 3.781 | 4.9329 | 4.9899 | 5.2302 | 5.0617 | 5.3969 | 3.1235 | 3.7765 | 4.3358 | 5.0558 | 5.3887 | 5.2201 | 5.5553 | WECC_NM | 0.007557 | 0.014382 | 0.018607 | 0.0089664 | 0.013886 | 0.0018237 | 0.0019991 | 5.3966e-05 | 0.00015841 | 0.0054949 | 0.0069817 | 0.0023579 | 0.0021478 | 0.0014905 | 0.025586 | 0.018883 | 0.033001 | 0.027337 | 0.035558 | 0.014368 | 0.014226 | 0.0028215 | 0.0079458 | 0.0079192 | 0.0078225 | 0.011735 | 0.0038836 | 0.003929
WECC_NNV | 4.5011 | 4.2068 | 5.3802 | 5.7317 | 5.9999 | 5.8314 | 6.1666 | 3.6946 | 3.7598 | 4.6115 | 4.9405 | 5.4491 | 5.2805 | 5.6157 | 3.212 | 3.6313 | 5.3332 | 5.2009 | 5.3949 | 5.2264 | 5.5616 | 3.3456 | 4.0304 | 4.5498 | 5.2607 | 5.6133 | 5.4448 | 5.78 | WECC_NNV | 0.0089445 | 0.01575 | 0.021842 | 0.026809 | 0.027197 | 0.0029189 | 0.0040848 | 0.0025478 | 0.0030436 | 0.0097426 | 0.012578 | 0.0094768 | 0.0010947 | 0.0015548 | 0.016116 | 0.021996 | 0.024543 | 0.035775 | 0.033769 | 0.00070951 | 0.000667 | 0.0060222 | 0.0079403 | 0.014537 | 0.018563 | 0.018877 | 0.0043806 | 0.0044134
WECC_PNW | 4.3864 | 3.9519 | 5.0663 | 5.2999 | 5.3867 | 5.2182 | 5.5534 | 3.627 | 3.6108 | 4.3775 | 4.5996 | 4.9087 | 4.7402 | 5.0754 | 2.9503 | 3.3357 | 4.3204 | 4.6597 | 4.8105 | 4.642 | 4.9772 | 3.2431 | 3.8449 | 4.1906 | 4.8679 | 5.132 | 4.9635 | 5.2987 | WECC_PNW | 0.097039 | 0.055008 | 0.053 | 0.043149 | 0.042428 | 0.02998 | 0.031492 | 0.045137 | 0.010472 | 0.022258 | 0.0085625 | 0.0096296 | 0.00081583 | 0.0021047 | 0.12019 | 0.034222 | 0.046166 | 0.0088534 | 0.0096129 | 0.0042154 | 0.004531 | 0.098518 | 0.046333 | 0.041893 | 0.026115 | 0.026185 | 0.025906 | 0.024661
WECC_SCE | 4.9137 | 4.4506 | 5.597 | 5.9474 | 6.1874 | 6.0189 | 6.3541 | 3.9568 | 3.9894 | 4.8298 | 5.1703 | 5.6392 | 5.4706 | 5.8058 | 3.9204 | 4.2169 | 5.8052 | 5.4414 | 5.6344 | 5.4658 | 5.801 | 3.6025 | 4.2617 | 4.7825 | 5.456 | 5.819 | 5.6505 | 5.9857 | WECC_SCE | 0.060915 | 0.066616 | 0.067191 | 0.063469 | 0.037937 | 0.034745 | 0.040262 | 0.027379 | 0.02647 | 0.015651 | 0.010825 | 0.0062339 | 0.0017541 | 4.0337e-05 | 0.09396 | 0.083649 | 0.056402 | 0.044223 | 0.014867 | 0.00043 | 0.00036338 | 0.041411 | 0.044615 | 0.044956 | 0.040061 | 0.027895 | 0.025528 | 0.024253
WECC_SNV | 4.5444 | 4.2051 | 5.3773 | 5.7178 | 5.99 | 5.8215 | 6.1567 | 3.6876 | 3.7527 | 4.6122 | 4.9331 | 5.4418 | 5.2732 | 5.6084 | 3.4737 | 3.6473 | 5.4072 | 5.2104 | 5.4187 | 5.2502 | 5.5854 | 3.3501 | 4.0246 | 4.5659 | 5.2618 | 5.6091 | 5.4406 | 5.7758 | WECC_SNV | 0.044378 | 0.068392 | 0.079534 | 0.089644 | 0.089716 | 0.015174 | 0.017548 | 0.020407 | 0.030006 | 0.024257 | 0.034605 | 0.03181 | 0.0065563 | 0.0065568 | 0.079397 | 0.10185 | 0.10805 | 0.14685 | 0.11959 | 0.013779 | 0.014628 | 0.028626 | 0.041877 | 0.049981 | 0.064176 | 0.06431 | 0.010763 | 0.010112
WECC_UT | 4.3529 | 4.1176 | 5.2866 | 5.6146 | 5.9032 | 5.7347 | 6.0699 | 3.5883 | 3.658 | 4.5318 | 4.8563 | 5.3839 | 5.2154 | 5.5506 | 2.9839 | 3.6576 | 5.289 | 5.154 | 5.3741 | 5.2056 | 5.5408 | 3.2668 | 3.9245 | 4.4723 | 5.1915 | 5.5426 | 5.3741 | 5.7093 | WECC_UT | 0.032585 | 0.045767 | 0.077962 | 0.095121 | 0.098885 | 0.085268 | 0.10166 | 0.015323 | 0.028544 | 0.039736 | 0.052413 | 0.04673 | 0.048345 | 0.052308 | 0.057754 | 0.079127 | 0.10283 | 0.13956 | 0.14729 | 0.12747 | 0.14287 | 0.022667 | 0.030847 | 0.052936 | 0.064726 | 0.063764 | 0.055778 | 0.066245
WECC_WY | 4.1093 | 3.9591 | 5.1481 | 5.5161 | 5.7968 | 5.6283 | 5.9635 | 3.5837 | 3.6235 | 4.5738 | 4.88 | 5.2637 | 5.0952 | 5.4304 | 2.8393 | 3.4779 | 4.3989 | 4.8867 | 5.1729 | 5.0044 | 5.3396 | 3.2105 | 3.8592 | 4.4962 | 5.221 | 5.4673 | 5.2988 | 5.634 | WECC_WY | 0.0020122 | 0.027175 | 0.047976 | 0.044712 | 0.046147 | 0.033336 | 0.044712 | 0 | 0.016171 | 0.026414 | 0.02483 | 0.013523 | 0.010558 | 0.014911 | 0.0028879 | 0.050851 | 0.087327 | 0.0839 | 0.074604 | 0.081666 | 0.092695 | 9.2385e-06 | 0.021442 | 0.030464 | 0.032295 | 0.029886 | 0.032325 | 0.030841