## US
| 2028 | 2030 | 2035 | 2040 | 2045 | 2050 | 2055
1. Reserve Margin Capacity Winter [MW] | 1008760.1835 | 1071671.3466 | 1229698.7075 | 1331093.905 | 1401736.8251 | 1472549.1555 | 1573584.3552
Plus Firm Contract Purchases Winter [MW] | 0 | 0 | 0 | 0 | 0 | 0 | 0
Plus Transmission In Winter [MW] | 43509.3907 | 55129.8996 | 61014.3921 | 61805.3617 | 81988.7045 | 98801.5087 | 104862.3256
Less Firm Contract Sales Winter [MW] | 0 | 0 | 0 | 0 | 0 | 0 | 0
Less Transmission Out Winter [MW] | 46357.1599 | 60472.2768 | 67337.3553 | 67523.9177 | 91817.7947 | 111365.5922 | 118977.0409
Total Reserve Margin Capacity Winter [MW] | 1005912.4143 | 1066328.9693 | 1223375.7443 | 1325375.349 | 1391907.7349 | 1459985.072 | 1559469.6399
2. Peak Load Winter [MW] | 789263.4038 | 843140.3395 | 970375.2342 | 1053130.5376 | 1105628.3074 | 1160001.0587 | 1236984.3469
Less DSM [MW] | 0 | 0 | 0 | 0 | 0 | 0 | 0
Net Demand Winter [MW] | 789263.4038 | 843140.3395 | 970375.2342 | 1053130.5376 | 1105628.3074 | 1160001.0587 | 1236984.3469
3. Reserve Margin Winter [%] | 27.4495 | 26.4711 | 26.0724 | 25.851 | 25.8929 | 25.8607 | 26.0703
1. Reserve Margin Capacity Spring [MW] | 1008760.1835 | 1071671.3466 | 1229698.7075 | 1331093.905 | 1401736.8251 | 1472549.1555 | 1573584.3552
Plus Firm Contract Purchases Spring [MW] | 0 | 0 | 0 | 0 | 0 | 0 | 0
Plus Transmission In Spring [MW] | 6692.3555 | 12119.5801 | 28877.3025 | 29987.8065 | 39885.6033 | 55603.6992 | 58713.2869
Less Firm Contract Sales Spring [MW] | 0 | 0 | 0 | 0 | 0 | 0 | 0
Less Transmission Out Spring [MW] | 6886.8416 | 12419.7398 | 29606.1812 | 30747.7014 | 40884.8548 | 58193.6747 | 61376.4442
Total Reserve Margin Capacity Spring [MW] | 1008565.6973 | 1071371.1869 | 1228969.8287 | 1330334.0102 | 1400737.5736 | 1469959.18 | 1570921.198
2. Peak Load Spring [MW] | 671517.226 | 725319.0172 | 848463.0225 | 923967.1151 | 971753.8021 | 1020548.6455 | 1089112.5479
Less DSM [MW] | 0 | 0 | 0 | 0 | 0 | 0 | 0
Net Demand Spring [MW] | 671517.226 | 725319.0172 | 848463.0225 | 923967.1151 | 971753.8021 | 1020548.6455 | 1089112.5479
3. Reserve Margin Spring [%] | 50.1921 | 47.7103 | 44.8466 | 43.9807 | 44.1453 | 44.0362 | 44.2386
1. Reserve Margin Capacity Summer [MW] | 1008760.1835 | 1071671.3466 | 1229698.7075 | 1331093.905 | 1401736.8251 | 1472549.1555 | 1573584.3552
Plus Firm Contract Purchases Summer [MW] | 0 | 0 | 0 | 0 | 0 | 0 | 0
Plus Transmission In Summer [MW] | 106750.9144 | 96449.1558 | 112286.5477 | 122556.1829 | 142709.5227 | 141799.6765 | 149992.9576
Less Firm Contract Sales Summer [MW] | 0 | 0 | 0 | 0 | 0 | 0 | 0
Less Transmission Out Summer [MW] | 95910.7837 | 85668.0889 | 104975.1027 | 113651.27 | 136954.6303 | 136888.815 | 145928.5587
Total Reserve Margin Capacity Summer [MW] | 1019600.3142 | 1082452.4136 | 1237010.1524 | 1339998.818 | 1407491.7174 | 1477460.0169 | 1577648.7541
2. Peak Load Summer [MW] | 885246.119 | 942176.8154 | 1074901.1588 | 1164447.0533 | 1223069.9903 | 1283845.1424 | 1370978.0001
Less DSM [MW] | 0 | 0 | 0 | 0 | 0 | 0 | 0
Net Demand Summer [MW] | 885246.119 | 942176.8154 | 1074901.1588 | 1164447.0533 | 1223069.9903 | 1283845.1424 | 1370978.0001
3. Reserve Margin Summer [%] | 15.177 | 14.8885 | 15.0813 | 15.076 | 15.0786 | 15.0809 | 15.0747
1. Reserve Margin Capacity Fall [MW] | 1008760.1835 | 1071671.3466 | 1229698.7075 | 1331093.905 | 1401736.8251 | 1472549.1555 | 1573584.3552
Plus Firm Contract Purchases Fall [MW] | 0 | 0 | 0 | 0 | 0 | 0 | 0
Plus Transmission In Fall [MW] | 10985.3467 | 18353.3058 | 35138.7823 | 37591.4316 | 46384.833 | 62582.307 | 66244.0516
Less Firm Contract Sales Fall [MW] | 0 | 0 | 0 | 0 | 0 | 0 | 0
Less Transmission Out Fall [MW] | 11259.0291 | 18822.4858 | 36036.3088 | 38555.9405 | 47559.4718 | 64730.2482 | 68524.7838
Total Reserve Margin Capacity Fall [MW] | 1008486.5012 | 1071202.1666 | 1228801.181 | 1330129.3961 | 1400562.1863 | 1470401.2143 | 1571303.623
2. Peak Load Fall [MW] | 726551.2742 | 782052.2132 | 908309.8154 | 987778.9065 | 1038025.6027 | 1089452.5088 | 1161103.1446
Less DSM [MW] | 0 | 0 | 0 | 0 | 0 | 0 | 0
Net Demand Fall [MW] | 726551.2742 | 782052.2132 | 908309.8154 | 987778.9065 | 1038025.6027 | 1089452.5088 | 1161103.1446
3. Reserve Margin Fall [%] | 38.8046 | 36.9732 | 35.2844 | 34.6586 | 34.9256 | 34.967 | 35.3285
1. Reserve Margin Capacity Annual [MW] | 1008760.1835 | 1071671.3466 | 1229698.7075 | 1331093.905 | 1401736.8251 | 1472549.1555 | 1573584.3552
Plus Firm Contract Purchases Annual [MW] | 0 | 0 | 0 | 0 | 0 | 0 | 0
Plus Transmission In Annual [MW] | 103702.9883 | 95840.682 | 110966.1339 | 119935.8393 | 139154.8228 | 142861.8368 | 153256.2268
Less Firm Contract Sales Annual [MW] | 0 | 0 | 0 | 0 | 0 | 0 | 0
Less Transmission Out Annual [MW] | 69282.4428 | 65849.1326 | 81805.8047 | 87209.8299 | 110708.1909 | 114393.6565 | 124586.7765
Total Reserve Margin Capacity Annual [MW] | 1043180.729 | 1101662.896 | 1258859.0366 | 1363819.9144 | 1430183.457 | 1501017.3358 | 1602253.8055
(for seasonal/annual regions combined)
2. Peak Load Annual [MW] | 897991.3361 | 953514.5951 | 1084733.0883 | 1174081.2471 | 1233091.6241 | 1294320.8665 | 1382121.6639
Less DSM [MW] | 0 | 0 | 0 | 0 | 0 | 0 | 0
Net Demand Annual [MW] | 897991.3361 | 953514.5951 | 1084733.0883 | 1174081.2471 | 1233091.6241 | 1294320.8665 | 1382121.6639
(for seasonal/annual regions combined)
3. Reserve Margin Annual [%] | 16.1682 | 15.5371 | 16.0524 | 16.1606 | 15.9836 | 15.9695 | 15.9271
(for seasonal/annual regions combined)
3a.Local Reserves Annual [%] | 112.3352 | 112.3917 | 113.3642 | 113.3732 | 113.6766 | 113.77 | 113.8528
(for seasonal/annual regions combined)
4. Total Generation [GWh] | 4948779.4183 | 5410707.4298 | 6444976.7647 | 7015595.9626 | 7371205.2337 | 7763573.885 | 8251545.647
Inter-Region Transmission [GWh] | 36684.9139 | 31060.49 | 16912.1597 | -4748.4657 | -15381.5768 | -9784.5539 | -6480.3288
Pumping & Storage Losses [GWh] | 139417.7984 | 175596.9626 | 280915.4316 | 292183.963 | 308050.6996 | 354405.7021 | 371156.5935
Produced Fuel Losses [GWh] | 0 | 0 | 0 | 0 | 0 | 0 | 0
Plus Purchases [GWh] | 0 | 0 | 0 | 0 | 0 | 0 | 0
Less Sales [GWh] | 0 | 0 | 0 | 0 | 0 | 0 | 0
5. Total Supply for Demand [GWh] | 4846046.5339 | 5266170.9573 | 6180973.4928 | 6718663.5339 | 7047772.9573 | 7399383.629 | 7873908.7247
6. Projected Demand [GWh] | 4845421.7666 | 5266115.9289 | 6180973.4927 | 6714415.5521 | 7031405.7514 | 7353603.8489 | 7814920.5226
Energy Not Served [GWh] | 0 | 0 | 0 | 0 | 0 | 0 | 0
Less DSM [GWh] | 0 | 0 | 0 | 0 | 0 | 0 | 0
Energy Demand Response [GWh] | 0 | 0 | 0 | 0 | 0 | 0 | 0
Net Demand [GWh] | 4845421.7666 | 5266115.9289 | 6180973.4927 | 6714415.5521 | 7031405.7514 | 7353603.8489 | 7814920.5226
7. Dumped Energy [GWh] | 624.7672 | 55.0284 | 8.1475e-05 | 4247.9819 | 16367.2059 | 45779.7801 | 58988.2021
8. Total Generation [GWh] | 4948779.4183 | 5410707.4298 | 6444976.7647 | 7015595.9626 | 7371205.2337 | 7763573.885 | 8251545.647
Less T&D Losses [GWh] | 332488.3124 | 364266.2542 | 436755.2773 | 477163.6388 | 501621.1744 | 528635.9695 | 562507.4884
9. Total Sales [GWh] | 4616291.106 | 5046441.1756 | 6008221.4874 | 6538432.3238 | 6869584.0593 | 7234937.9155 | 7689038.1587
Capacity Avoided Costs [US$/kW]
ANNUAL | 122.1879 | 145.4626 | 49.3131 | 63.5609 | 69.8224 | 65.5029 | 69.4983
WINTER | 11.5836 | 5.0174 | 7.9087 | 9.2741 | 7.4055 | 9.1037 | 8.5991
SPRING | 0.00080011 | 0.0014401 | 0.0014637 | 0.0018319 | 0.0016767 | 0.0016628 | 0.0013824
SUMMER | 112.2127 | 141.314 | 42.3574 | 55.2852 | 63.1385 | 57.1734 | 61.6891
FALL | 0.0014484 | 0.0016922 | 0.0020452 | 0.0025265 | 0.0027693 | 0.0024629 | 0.0015474
10. Capacity by Capacity Reporting Type [MW]
00 New Combined Cycle | 3858.4 | 46026.7603 | 150727.7673 | 213321.0401 | 257715.0723 | 280440.9128 | 309846.6677
00 New Combined Cycle with CCS Retrofit | 0 | 0 | 3643.1675 | 3643.1675 | 3643.1675 | 3643.1675 | 3643.1675
00 New Combined Cycle with CF Limit | 0 | 0 | 0 | 0 | 0 | 0 | 0
00 New Combined Cycle with HRI Retrofit | 0 | 0 | 0 | 0 | 0 | 0 | 0
00 New Combined Cycle with Hydrogen Retrofit | 0 | 2084.5597 | 3786.1516 | 3786.1516 | 4011.4506 | 4011.4506 | 4715.4312
00 New Combined Cycle with Hydrogen Retrofit Undone | 0 | 0 | 0 | 0 | 0 | 0 | 0
00 New Combined Cycle with CCS | 0 | 0 | 0 | 0 | 0 | 0 | 0
00 New Combustion Turbine | 36506.3454 | 36506.3454 | 36506.3454 | 41732.1667 | 71356.5199 | 124658.3456 | 188526.5054
00 New Combustion Turbine with HRI Retrofit | 0 | 0 | 0 | 0 | 0 | 0 | 0
00 New Combustion Turbine with Hydrogen Retrofit | 5140.5682 | 5140.5682 | 5140.5682 | 5140.5682 | 5956.9136 | 7545.5596 | 7545.5596
00 New Combustion Turbine with Hydrogen Retrofit Undone | 0 | 0 | 0 | 0 | 0 | 0 | 0
00 New Hydro | 14.2 | 1830.9519 | 5645.9519 | 9266.733 | 9329.259 | 9329.259 | 9571.3238
00 New Nuclear | 0 | 0 | 0 | 0 | 0 | 0 | 0
00 New Nuclear - SMR | 0 | 0 | 0 | 0 | 0 | 0 | 0
00 New Biomass | 6 | 6 | 6 | 6 | 6 | 6 | 6
00 New Geothermal | 130.9 | 426.3718 | 1031.8468 | 1031.8468 | 1031.8468 | 1031.8468 | 1031.8468
00 New Landfill Gas | 12 | 317.5143 | 810.7893 | 3411.7045 | 4432.9199 | 4614.7688 | 4633.0901
00 New Battery Storage | 67449.6508 | 88879.1085 | 144381.8464 | 144381.8464 | 148406.1396 | 159954.2403 | 165965.2438
00 New Offshore Wind | 1736 | 5581.3973 | 18923 | 21733.5731 | 37003.2238 | 59154.0527 | 65884.6188
00 New Onshore Wind | 14361.3 | 46836.9118 | 118016.6924 | 290276.9536 | 504592.3537 | 640707.2295 | 727479.372
00 New Solar PV | 89602.7849 | 97824.8296 | 200581.3864 | 256840.3895 | 328791.5957 | 411515.4711 | 449044.832
00 New Solar Thermal | 0 | 0 | 0 | 0 | 132.94 | 2632.565 | 6827.7617
00 New Fuel Cell | 0 | 0 | 0 | 0 | 0 | 0 | 0
00 New Ultrasupercritical Coal without CCS | 0 | 0 | 0 | 0 | 0 | 0 | 0
00 New Ultrasupercritical Coal with 30% CCS | 0 | 0 | 0 | 0 | 0 | 0 | 0
00 New Ultrasupercritical Coal with 90% CCS | 0 | 0 | 0 | 0 | 0 | 0 | 0
00 Exist & New Distributed Solar PV | 105413.4469 | 122709.0859 | 169873.3931 | 205698.297 | 248690.3501 | 294942.2075 | 355108.6724
00 Exist Combined Cycle | 285996.5165 | 285065.3 | 282089.9366 | 281847.8857 | 276389.1857 | 268680.9534 | 268324.054
00 Exist Combustion Turbine | 146822.4296 | 146227.2 | 145951.6 | 142057.5 | 133342.2 | 128898.1 | 128898.1
00 Exist FBC_Uncontrolled | 2.3 | 2.3 | 2.3 | 2.3 | 2.3 | 0 | 0
00 Exist FBC_ACI_DSI | 478 | 38 | 38 | 0 | 0 | 0 | 0
00 Exist FBC_DryFGD_ACI | 139 | 139 | 139 | 139 | 139 | 139 | 139
00 Exist FBC_DryFGD_DSI | 43 | 0 | 0 | 0 | 0 | 0 | 0
00 Exist FBC_DryFGD_SNCR | 1674 | 1674 | 1174.0593 | 1174.0593 | 1174.0593 | 908.6114 | 640.6114
00 Exist FBC_DryFGD_SNCR_ACI | 376 | 376 | 376 | 376 | 376 | 71 | 71
00 Exist FBC_DryFGD_SNCR_ACI_DSI | 624 | 1.8786e-07 | 1.8786e-07 | 1.8786e-07 | 1.8786e-07 | 1.8786e-07 | 1.8786e-07
00 Exist FBC_DryFGD_SNCR_DSI | 84 | 84 | 0 | 0 | 0 | 0 | 0
00 Exist FBC_DSI | 808 | 612 | 612 | 612 | 612 | 612 | 612
00 Exist FBC_SNCR | 0 | 0 | 0 | 0 | 0 | 0 | 0
00 Exist FBC_SNCR_ACI_DSI | 305 | 305 | 305 | 305 | 305 | 305 | 305
00 Exist FBC_SNCR_DSI | 760 | 650 | 650 | 650 | 650 | 650 | 650
00 Exist FBC_WetFGD_SNCR | 54 | 54 | 54 | 54 | 54 | 0 | 0
00 Exist FBC_WetFGD_DSI | 51 | 51 | 51 | 51 | 51 | 51 | 51
00 Exist_Non-FBC_Uncontrolled | 378.2 | 378.2 | 294.8 | 294.8 | 294.8 | 294.8 | 294.8
00 Exist_Non-FBC_ACI | 9676.1 | 4606.1 | 4606.1 | 4606.1 | 4606.1 | 4606.1 | 4606.1
00 Exist_Non-FBC_ACI_DSI | 1556.2 | 1556.2 | 1433 | 1433 | 1198.8504 | 1198.8504 | 1198.8504
00 Exist_Non-FBC_DryFGD | 0 | 0 | 0 | 0 | 0 | 0 | 0
00 Exist_Non-FBC_DryFGD_ACI | 7318 | 6830 | 5190.7391 | 5190.7391 | 5190.7391 | 5190.7391 | 5190.7391
00 Exist_Non-FBC_DryFGD_SCR | 179 | 0 | 0 | 0 | 0 | 0 | 0
00 Exist_Non-FBC_DryFGD_SCR_ACI | 9425.1 | 9035.1 | 6665.9524 | 6649.4311 | 6390.9524 | 6390.9524 | 6390.9524
00 Exist_Non-FBC_DryFGD_SCR_DSI | 268 | 268 | 268 | 268 | 268 | 268 | 268
00 Exist_Non-FBC_DryFGD_SCR_ACI_DSI | 934 | 934 | 934 | 934 | 934 | 934 | 934
00 Exist_Non-FBC_DryFGD_SNCR_ACI | 2163 | 1145 | 1145 | 1145 | 1145 | 1145 | 1145
00 Exist_Non-FBC_DryFGD_SNCR_ACI_DSI | 585 | 585 | 585 | 585 | 585 | 585 | 585
00 Exist_Non-FBC_DSI | 938 | 938 | 938 | 938 | 938 | 938 | 938
00 Exist_Non-FBC_SCR_ACI | 4369 | 4369 | 4369 | 4369 | 4369 | 4369 | 4369
00 Exist_Non-FBC_SCR_ACI_DSI | 2990 | 390 | 390 | 390 | 390 | 390 | 390
00 Exist_Non-FBC_SNCR_ACI | 557 | 557 | 557 | 557 | 557 | 557 | 557
00 Exist_Non-FBC_SNCR_ACI_DSI | 1632 | 96 | 0 | 0 | 0 | 0 | 0
00 Exist_Non-FBC_WetFGD | 2926 | 2926 | 2730 | 2730 | 2730 | 2730 | 2730
00 Exist_Non-FBC_WetFGD_ACI | 7453 | 4619 | 3180.6981 | 3180.6981 | 3180.6981 | 3180.6981 | 3180.6981
00 Exist_Non-FBC_WetFGD_ACI_DSI | 495 | 495 | 0 | 0 | 0 | 0 | 0
00 Exist_Non-FBC_WetFGD_SCR | 38962 | 31543.0765 | 17182.6531 | 17182.6531 | 17182.6531 | 13760.5518 | 13460.5518
00 Exist_Non-FBC_WetFGD_SCR_DSI | 1239 | 0 | 0 | 0 | 0 | 0 | 0
00 Exist_Non-FBC_WetFGD_SCR_ACI | 18445.7678 | 18445.7678 | 15852.1867 | 15852.1867 | 15551.1867 | 12824.3765 | 12824.3765
00 Exist_Non-FBC_WetFGD_SCR_ACI_DSI | 8421 | 8004 | 2171.7384 | 2171.7384 | 1204.1027 | 394.0703 | 394.0703
00 Exist_Non-FBC_WetFGD_SNCR | 1202 | 1202 | 327.7857 | 327.7857 | 3 | 3 | 3
00 Exist_Non-FBC_WetFGD_SNCR_ACI | 7898.1305 | 5915.4303 | 4622.1951 | 4622.1951 | 4622.1951 | 4447.1951 | 4447.1951
00 Exist IGCC | 595 | 595 | 0 | 0 | 0 | 0 | 0
00 Exist Fossil_Other | 888.6 | 876.5 | 824.4 | 824.4 | 824.4 | 824.4 | 824.4
00 Exist Fuel Cell | 347.8 | 346.4 | 346.4 | 346.4 | 346.4 | 346.4 | 346.4
00 Exist Hydro | 79301.7 | 79301.1 | 79301.1 | 79301.1 | 79301.1 | 79301.1 | 79301.1
00 Exist Non Fossil_Other | 3744.3 | 3705.3 | 3673.9 | 3673.9 | 3673.9 | 3673.9 | 3673.9
00 Exist Nuclear | 96578.1 | 92770.5 | 84467 | 79834.4 | 65616.5 | 46136.9 | 28541.6
00 Exist Oil/Gas Steam | 47976.2183 | 46903.4183 | 24712.2346 | 24712.2346 | 24684.2346 | 24660.4346 | 24660.4346
00 Exist Oil/Gas Steam_SCR | 7144.8 | 7134.2 | 5373.2 | 5373.2 | 5373.2 | 5373.2 | 5373.2
00 Exist Oil/Gas Steam_SNCR | 4935.4 | 4464.8 | 2505.8 | 2505.8 | 2505.8 | 2451 | 2451
00 Exist Biomass | 990.7913 | 730.5293 | 297.6 | 291.8 | 279.8 | 149.9487 | 144.4
00 Exist Landfill Gas | 1492.8 | 1463.2 | 1426.7 | 1426.7 | 1426.7 | 1316.2 | 1316.2
00 Exist Geothermal | 2480 | 2480 | 2480 | 2480 | 2480 | 2480 | 2480
00 Exist Pump Storage | 22865.1 | 22865.1 | 22865.1 | 22865.1 | 22865.1 | 22865.1 | 22865.1
00 Exist Energy Storage | 20905.7 | 20905.7 | 20905.7 | 20905.7 | 20905.7 | 20905.7 | 20905.7
00 Exist Solar PV | 114447.7 | 114447.7 | 114446.7 | 114446.7 | 114446.7 | 114446.7 | 114446.7
00 Exist Solar Thermal | 1392.1 | 1392.1 | 1392.1 | 1392.1 | 1392.1 | 1392.1 | 1392.1
00 Exist Offshore Wind | 2951.3 | 2951.3 | 2951.3 | 2951.3 | 2951.3 | 2951.3 | 2951.3
00 Exist Onshore Wind | 153574.9 | 153574.9 | 153574.9 | 153574.9 | 153574.9 | 153574.9 | 153574.9
00 International Imports | 1000 | 1000 | 1000 | 1000 | 1000 | 1000 | 1000
00 Ret.Exist Combined Cycle & CF Limit | 0 | 0 | 0 | 0 | 0 | 0 | 0
00 Ret.Exist Combined Cycle & CCS | 0 | 0 | 2323.372 | 2323.372 | 185.3205 | 127.339 | 127.339
00 Ret.Exist Combined Cycle & Hydrogen | 1662.3835 | 2512.6 | 2512.6 | 2648.651 | 2648.651 | 2854.2832 | 3211.1827
00 Ret.Exist Combined Cycle & Hydrogen Retrofit Undone | 0 | 0 | 0 | 0 | 0 | 0 | 0
00 Ret.Exist Combined Cycle & HRI | 0 | 0 | 0 | 0 | 0 | 0 | 0
00 Ret.Exist Combustion Turbine & HRI | 0 | 0 | 0 | 0 | 0 | 0 | 0
00 Ret.Exist_FBC_NoCtrl & CCS | 0 | 0 | 0 | 0 | 0 | 0 | 0
00 Ret.Exist_FBC_NoCtrl & DRET | 0 | 0 | 0 | 0 | 0 | 0 | 0
00 Ret.Exist_FBC_NoCtrl & GPM | 0 | 0 | 0 | 0 | 0 | 0 | 0
00 Ret.Exist_FBC_NoCtrl & GPM & CCS | 0 | 0 | 0 | 0 | 0 | 0 | 0
00 Ret.Exist_FBC_NoCtrl & GPM & DRET | 0 | 0 | 0 | 0 | 0 | 0 | 0
00 Ret.Exist_FBC_NoCtrl & GPM & NGC | 0 | 0 | 0 | 0 | 0 | 0 | 0
00 Ret.Exist_FBC_NoCtrl & GPM & SNCR | 0 | 0 | 0 | 0 | 0 | 0 | 0
00 Ret.Exist_FBC_NoCtrl & GPM & SNCR & CCS | 0 | 0 | 0 | 0 | 0 | 0 | 0
00 Ret.Exist_FBC_NoCtrl & GPM & SNCR & DRET | 0 | 0 | 0 | 0 | 0 | 0 | 0
00 Ret.Exist_FBC_NoCtrl & GPM & SNCR & NGC | 0 | 0 | 0 | 0 | 0 | 0 | 0
00 Ret.Exist_FBC_NoCtrl & NGC | 0 | 0 | 0 | 0 | 0 | 0 | 0
00 Ret.Exist_FBC_NoCtrl & SNCR | 0 | 0 | 0 | 0 | 0 | 0 | 0
00 Ret.Exist_FBC_NoCtrl & SNCR & CCS | 0 | 0 | 0 | 0 | 0 | 0 | 0
00 Ret.Exist_FBC_NoCtrl & SNCR & DRET | 0 | 0 | 0 | 0 | 0 | 0 | 0
00 Ret.Exist_FBC_NoCtrl & SNCR & NGC | 0 | 0 | 0 | 0 | 0 | 0 | 0
00 Ret.Exist_FBC_ACI_DSI & CCS | 0 | 0 | 0 | 0 | 0 | 0 | 0
00 Ret.Exist_FBC_ACI_DSI & DCCS | 0 | 0 | 0 | 0 | 0 | 0 | 0
00 Ret.Exist_FBC_ACI_DSI & DCCS & CCS | 0 | 0 | 0 | 0 | 0 | 0 | 0
00 Ret.Exist_FBC_ACI_DSI & DCCS & SNCR & CCS | 0 | 0 | 0 | 0 | 0 | 0 | 0
00 Ret.Exist_FBC_ACI_DSI & DRET | 0 | 0 | 0 | 0 | 0 | 0 | 0
00 Ret.Exist_FBC_ACI_DSI & GPM | 0 | 440 | 296.3983 | 296.3983 | 296.3983 | 296.3983 | 296.3983
00 Ret.Exist_FBC_ACI_DSI & GPM & CCS | 0 | 0 | 92.2624 | 92.2624 | 0 | 0 | 0
00 Ret.Exist_FBC_ACI_DSI & GPM & DRET | 0 | 0 | 0 | 0 | 0 | 0 | 0
00 Ret.Exist_FBC_ACI_DSI & GPM & NGC | 0 | 0 | 0 | 0 | 0 | 0 | 0
00 Ret.Exist_FBC_ACI_DSI & GPM & SNCR | 0 | 0 | 0 | 0 | 0 | 0 | 0
00 Ret.Exist_FBC_ACI_DSI & GPM & SNCR & CCS | 0 | 0 | 0 | 0 | 0 | 0 | 0
00 Ret.Exist_FBC_ACI_DSI & GPM & SNCR & DRET | 0 | 0 | 0 | 0 | 0 | 0 | 0
00 Ret.Exist_FBC_ACI_DSI & GPM & SNCR & NGC | 0 | 0 | 0 | 0 | 0 | 0 | 0
00 Ret.Exist_FBC_ACI_DSI & NGC | 0 | 0 | 0 | 0 | 0 | 0 | 0
00 Ret.Exist_FBC_ACI_DSI & SNCR | 0 | 0 | 0 | 0 | 0 | 0 | 0
00 Ret.Exist_FBC_ACI_DSI & SNCR & CCS | 0 | 0 | 0 | 0 | 0 | 0 | 0
00 Ret.Exist_FBC_ACI_DSI & SNCR & DRET | 0 | 0 | 0 | 0 | 0 | 0 | 0
00 Ret.Exist_FBC_ACI_DSI & SNCR & NGC | 0 | 0 | 0 | 0 | 0 | 0 | 0
00 Ret.Exist_FBC_DryFGD_ACI & CCS | 0 | 0 | 0 | 0 | 0 | 0 | 0
00 Ret.Exist_FBC_DryFGD_ACI & DCCS | 0 | 0 | 0 | 0 | 0 | 0 | 0
00 Ret.Exist_FBC_DryFGD_ACI & DCCS & CCS | 0 | 0 | 0 | 0 | 0 | 0 | 0
00 Ret.Exist_FBC_DryFGD_ACI & DCCS & SNCR & CCS | 0 | 0 | 0 | 0 | 0 | 0 | 0
00 Ret.Exist_FBC_DryFGD_ACI & DRET | 0 | 0 | 0 | 0 | 0 | 0 | 0
00 Ret.Exist_FBC_DryFGD_ACI & GPM | 0 | 0 | 0 | 0 | 0 | 0 | 0
00 Ret.Exist_FBC_DryFGD_ACI & GPM & CCS | 0 | 0 | 0 | 0 | 0 | 0 | 0
00 Ret.Exist_FBC_DryFGD_ACI & GPM & DRET | 0 | 0 | 0 | 0 | 0 | 0 | 0
00 Ret.Exist_FBC_DryFGD_ACI & GPM & NGC | 0 | 0 | 0 | 0 | 0 | 0 | 0
00 Ret.Exist_FBC_DryFGD_ACI & GPM & SNCR | 0 | 0 | 0 | 0 | 0 | 0 | 0
00 Ret.Exist_FBC_DryFGD_ACI & GPM & SNCR & CCS | 0 | 0 | 0 | 0 | 0 | 0 | 0
00 Ret.Exist_FBC_DryFGD_ACI & GPM & SNCR & DRET | 0 | 0 | 0 | 0 | 0 | 0 | 0
00 Ret.Exist_FBC_DryFGD_ACI & GPM & SNCR & NGC | 0 | 0 | 0 | 0 | 0 | 0 | 0
00 Ret.Exist_FBC_DryFGD_ACI & NGC | 0 | 0 | 0 | 0 | 0 | 0 | 0
00 Ret.Exist_FBC_DryFGD_ACI & SNCR | 0 | 0 | 0 | 0 | 0 | 0 | 0
00 Ret.Exist_FBC_DryFGD_ACI & SNCR & CCS | 0 | 0 | 0 | 0 | 0 | 0 | 0
00 Ret.Exist_FBC_DryFGD_ACI & SNCR & DRET | 0 | 0 | 0 | 0 | 0 | 0 | 0
00 Ret.Exist_FBC_DryFGD_ACI & SNCR & NGC | 0 | 0 | 0 | 0 | 0 | 0 | 0
00 Ret.Exist_FBC_DryFGD_DSI & ACI | 0 | 0 | 0 | 0 | 0 | 0 | 0
00 Ret.Exist_FBC_DryFGD_DSI & ACI & DRET | 0 | 0 | 0 | 0 | 0 | 0 | 0
00 Ret.Exist_FBC_DryFGD_DSI & ACI & GPM | 0 | 0 | 0 | 0 | 0 | 0 | 0
00 Ret.Exist_FBC_DryFGD_DSI & ACI & GPM & DRET | 0 | 0 | 0 | 0 | 0 | 0 | 0
00 Ret.Exist_FBC_DryFGD_DSI & ACI & GPM & NGC | 0 | 0 | 0 | 0 | 0 | 0 | 0
00 Ret.Exist_FBC_DryFGD_DSI & ACI & GPM & SNCR | 0 | 0 | 0 | 0 | 0 | 0 | 0
00 Ret.Exist_FBC_DryFGD_DSI & ACI & GPM & SNCR & DRET | 0 | 0 | 0 | 0 | 0 | 0 | 0
00 Ret.Exist_FBC_DryFGD_DSI & ACI & GPM & SNCR & NGC | 0 | 0 | 0 | 0 | 0 | 0 | 0
00 Ret.Exist_FBC_DryFGD_DSI & ACI & NGC | 0 | 0 | 0 | 0 | 0 | 0 | 0
00 Ret.Exist_FBC_DryFGD_DSI & ACI & SNCR | 0 | 0 | 0 | 0 | 0 | 0 | 0
00 Ret.Exist_FBC_DryFGD_DSI & ACI & SNCR & DRET | 0 | 0 | 0 | 0 | 0 | 0 | 0
00 Ret.Exist_FBC_DryFGD_DSI & ACI & SNCR & NGC | 0 | 0 | 0 | 0 | 0 | 0 | 0
00 Ret.Exist_FBC_DryFGD_DSI & DRET | 0 | 0 | 0 | 0 | 0 | 0 | 0
00 Ret.Exist_FBC_DryFGD_DSI & GPM | 0 | 43 | 0 | 0 | 0 | 0 | 0
00 Ret.Exist_FBC_DryFGD_DSI & GPM & DRET | 0 | 0 | 0 | 0 | 0 | 0 | 0
00 Ret.Exist_FBC_DryFGD_DSI & GPM & NGC | 0 | 0 | 0 | 0 | 0 | 0 | 0
00 Ret.Exist_FBC_DryFGD_DSI & GPM & SNCR | 0 | 0 | 0 | 0 | 0 | 0 | 0
00 Ret.Exist_FBC_DryFGD_DSI & GPM & SNCR & DRET | 0 | 0 | 0 | 0 | 0 | 0 | 0
00 Ret.Exist_FBC_DryFGD_DSI & GPM & SNCR & NGC | 0 | 0 | 0 | 0 | 0 | 0 | 0
00 Ret.Exist_FBC_DryFGD_DSI & NGC | 0 | 0 | 0 | 0 | 0 | 0 | 0
00 Ret.Exist_FBC_DryFGD_DSI & SNCR | 0 | 0 | 0 | 0 | 0 | 0 | 0
00 Ret.Exist_FBC_DryFGD_DSI & SNCR & DRET | 0 | 0 | 0 | 0 | 0 | 0 | 0
00 Ret.Exist_FBC_DryFGD_DSI & SNCR & NGC | 0 | 0 | 0 | 0 | 0 | 0 | 0
00 Ret.Exist_FBC_DryFGD_SNCR & ACI | 0 | 0 | 0 | 0 | 0 | 0 | 0
00 Ret.Exist_FBC_DryFGD_SNCR & ACI & CCS | 0 | 0 | 0 | 0 | 0 | 0 | 0
00 Ret.Exist_FBC_DryFGD_SNCR & ACI & DRET | 0 | 0 | 0 | 0 | 0 | 0 | 0
00 Ret.Exist_FBC_DryFGD_SNCR & ACI & GPM | 0 | 0 | 0 | 0 | 0 | 0 | 0
00 Ret.Exist_FBC_DryFGD_SNCR & ACI & GPM & CCS | 0 | 0 | 0 | 0 | 0 | 0 | 0
00 Ret.Exist_FBC_DryFGD_SNCR & ACI & GPM & DRET | 0 | 0 | 0 | 0 | 0 | 0 | 0
00 Ret.Exist_FBC_DryFGD_SNCR & ACI & GPM & NGC | 0 | 0 | 0 | 0 | 0 | 0 | 0
00 Ret.Exist_FBC_DryFGD_SNCR & ACI & NGC | 0 | 0 | 0 | 0 | 0 | 0 | 0
00 Ret.Exist_FBC_DryFGD_SNCR & CCS | 0 | 0 | 230.7417 | 230.7417 | 0 | 0 | 0
00 Ret.Exist_FBC_DryFGD_SNCR & DCCS | 0 | 0 | 0 | 0 | 0 | 0 | 0
00 Ret.Exist_FBC_DryFGD_SNCR & DCCS & CCS | 0 | 0 | 0 | 0 | 0 | 0 | 0
00 Ret.Exist_FBC_DryFGD_SNCR & DRET | 0 | 0 | 0 | 0 | 0 | 0 | 0
00 Ret.Exist_FBC_DryFGD_SNCR & GPM | 0 | 0 | 0 | 0 | 0 | 0 | 0
00 Ret.Exist_FBC_DryFGD_SNCR & GPM & CCS | 0 | 0 | 0 | 0 | 0 | 0 | 0
00 Ret.Exist_FBC_DryFGD_SNCR & GPM & DRET | 0 | 0 | 0 | 0 | 0 | 0 | 0
00 Ret.Exist_FBC_DryFGD_SNCR & GPM & NGC | 0 | 0 | 0 | 0 | 0 | 0 | 0
00 Ret.Exist_FBC_DryFGD_SNCR & NGC | 0 | 0 | 0 | 0 | 0 | 0 | 0
00 Ret.Exist_FBC_DryFGD_SNCR_ACI & CCS | 0 | 0 | 0 | 0 | 0 | 0 | 0
00 Ret.Exist_FBC_DryFGD_SNCR_ACI & DCCS | 0 | 0 | 0 | 0 | 0 | 0 | 0
00 Ret.Exist_FBC_DryFGD_SNCR_ACI & DCCS & CCS | 0 | 0 | 0 | 0 | 0 | 0 | 0
00 Ret.Exist_FBC_DryFGD_SNCR_ACI & DRET | 0 | 0 | 0 | 0 | 0 | 0 | 0
00 Ret.Exist_FBC_DryFGD_SNCR_ACI & GPM | 0 | 0 | 0 | 0 | 0 | 0 | 0
00 Ret.Exist_FBC_DryFGD_SNCR_ACI & GPM & CCS | 0 | 0 | 0 | 0 | 0 | 0 | 0
00 Ret.Exist_FBC_DryFGD_SNCR_ACI & GPM & DRET | 0 | 0 | 0 | 0 | 0 | 0 | 0
00 Ret.Exist_FBC_DryFGD_SNCR_ACI & GPM & NGC | 0 | 0 | 0 | 0 | 0 | 0 | 0
00 Ret.Exist_FBC_DryFGD_SNCR_ACI & NGC | 0 | 0 | 0 | 0 | 0 | 0 | 0
00 Ret.Exist_FBC_DryFGD_SNCR_ACI_DSI & CCS | 0 | 429.1488 | 429.1488 | 429.1488 | 420.0528 | 93.69 | 93.69
00 Ret.Exist_FBC_DryFGD_SNCR_ACI_DSI & DCCS | 0 | 0 | 0 | 0 | 0 | 0 | 0
00 Ret.Exist_FBC_DryFGD_SNCR_ACI_DSI & DCCS & CCS | 0 | 0 | 0 | 0 | 0 | 0 | 0
00 Ret.Exist_FBC_DryFGD_SNCR_ACI_DSI & DRET | 0 | 0 | 0 | 0 | 0 | 0 | 0
00 Ret.Exist_FBC_DryFGD_SNCR_ACI_DSI & GPM | 0 | 0 | 0 | 0 | 0 | 0 | 0
00 Ret.Exist_FBC_DryFGD_SNCR_ACI_DSI & GPM & CCS | 0 | 0 | 0 | 0 | 0 | 0 | 0
00 Ret.Exist_FBC_DryFGD_SNCR_ACI_DSI & GPM & DRET | 0 | 0 | 0 | 0 | 0 | 0 | 0
00 Ret.Exist_FBC_DryFGD_SNCR_ACI_DSI & GPM & NGC | 0 | 0 | 0 | 0 | 0 | 0 | 0
00 Ret.Exist_FBC_DryFGD_SNCR_ACI_DSI & NGC | 0 | 0 | 0 | 0 | 0 | 0 | 0
00 Ret.Exist_FBC_DryFGD_SNCR_DSI & ACI | 0 | 0 | 0 | 0 | 0 | 0 | 0
00 Ret.Exist_FBC_DryFGD_SNCR_DSI & ACI & DRET | 0 | 0 | 0 | 0 | 0 | 0 | 0
00 Ret.Exist_FBC_DryFGD_SNCR_DSI & ACI & GPM | 0 | 0 | 0 | 0 | 0 | 0 | 0
00 Ret.Exist_FBC_DryFGD_SNCR_DSI & ACI & GPM & DRET | 0 | 0 | 0 | 0 | 0 | 0 | 0
00 Ret.Exist_FBC_DryFGD_SNCR_DSI & ACI & GPM & NGC | 0 | 0 | 0 | 0 | 0 | 0 | 0
00 Ret.Exist_FBC_DryFGD_SNCR_DSI & ACI & NGC | 0 | 0 | 0 | 0 | 0 | 0 | 0
00 Ret.Exist_FBC_DryFGD_SNCR_DSI & DRET | 0 | 0 | 0 | 0 | 0 | 0 | 0
00 Ret.Exist_FBC_DryFGD_SNCR_DSI & GPM | 0 | 0 | 0 | 0 | 0 | 0 | 0
00 Ret.Exist_FBC_DryFGD_SNCR_DSI & GPM & DRET | 0 | 0 | 0 | 0 | 0 | 0 | 0
00 Ret.Exist_FBC_DryFGD_SNCR_DSI & GPM & NGC | 0 | 0 | 0 | 0 | 0 | 0 | 0
00 Ret.Exist_FBC_DryFGD_SNCR_DSI & NGC | 0 | 0 | 0 | 0 | 0 | 0 | 0
00 Ret.Exist_FBC_DSI & ACI | 0 | 0 | 0 | 0 | 0 | 0 | 0
00 Ret.Exist_FBC_DSI & ACI & DRET | 0 | 0 | 0 | 0 | 0 | 0 | 0
00 Ret.Exist_FBC_DSI & ACI & GPM | 0 | 0 | 0 | 0 | 0 | 0 | 0
00 Ret.Exist_FBC_DSI & ACI & GPM & DRET | 0 | 0 | 0 | 0 | 0 | 0 | 0
00 Ret.Exist_FBC_DSI & ACI & GPM & NGC | 0 | 0 | 0 | 0 | 0 | 0 | 0
00 Ret.Exist_FBC_DSI & ACI & GPM & SNCR | 0 | 0 | 0 | 0 | 0 | 0 | 0
00 Ret.Exist_FBC_DSI & ACI & GPM & SNCR & DRET | 0 | 0 | 0 | 0 | 0 | 0 | 0
00 Ret.Exist_FBC_DSI & ACI & GPM & SNCR & NGC | 0 | 0 | 0 | 0 | 0 | 0 | 0
00 Ret.Exist_FBC_DSI & ACI & NGC | 0 | 0 | 0 | 0 | 0 | 0 | 0
00 Ret.Exist_FBC_DSI & ACI & SNCR | 0 | 0 | 0 | 0 | 0 | 0 | 0
00 Ret.Exist_FBC_DSI & ACI & SNCR & DRET | 0 | 0 | 0 | 0 | 0 | 0 | 0
00 Ret.Exist_FBC_DSI & ACI & SNCR & NGC | 0 | 0 | 0 | 0 | 0 | 0 | 0
00 Ret.Exist_FBC_DSI & DRET | 0 | 0 | 0 | 0 | 0 | 0 | 0
00 Ret.Exist_FBC_DSI & GPM | 0 | 196 | 166 | 166 | 166 | 166 | 166
00 Ret.Exist_FBC_DSI & GPM & DRET | 0 | 0 | 0 | 0 | 0 | 0 | 0
00 Ret.Exist_FBC_DSI & GPM & NGC | 0 | 0 | 0 | 0 | 0 | 0 | 0
00 Ret.Exist_FBC_DSI & GPM & SNCR | 0 | 0 | 0 | 0 | 0 | 0 | 0
00 Ret.Exist_FBC_DSI & GPM & SNCR & DRET | 0 | 0 | 0 | 0 | 0 | 0 | 0
00 Ret.Exist_FBC_DSI & GPM & SNCR & NGC | 0 | 0 | 0 | 0 | 0 | 0 | 0
00 Ret.Exist_FBC_DSI & NGC | 0 | 0 | 0 | 0 | 0 | 0 | 0
00 Ret.Exist_FBC_DSI & SNCR | 0 | 0 | 0 | 0 | 0 | 0 | 0
00 Ret.Exist_FBC_DSI & SNCR & DRET | 0 | 0 | 0 | 0 | 0 | 0 | 0
00 Ret.Exist_FBC_DSI & SNCR & NGC | 0 | 0 | 0 | 0 | 0 | 0 | 0
00 Ret.Exist_FBC_SNCR & ACI | 0 | 0 | 0 | 0 | 0 | 0 | 0
00 Ret.Exist_FBC_SNCR & ACI & DRET | 0 | 0 | 0 | 0 | 0 | 0 | 0
00 Ret.Exist_FBC_SNCR & ACI & NGC | 0 | 0 | 0 | 0 | 0 | 0 | 0
00 Ret.Exist_FBC_SNCR & DRET | 0 | 0 | 0 | 0 | 0 | 0 | 0
00 Ret.Exist_FBC_SNCR & GPM | 0 | 0 | 0 | 0 | 0 | 0 | 0
00 Ret.Exist_FBC_SNCR & GPM & DRET | 0 | 0 | 0 | 0 | 0 | 0 | 0
00 Ret.Exist_FBC_SNCR & GPM & NGC | 0 | 0 | 0 | 0 | 0 | 0 | 0
00 Ret.Exist_FBC_SNCR & NGC | 53 | 53 | 53 | 53 | 53 | 53 | 53
00 Ret.Exist_FBC_SNCR_ACI_DSI & CCS | 0 | 0 | 0 | 0 | 0 | 0 | 0
00 Ret.Exist_FBC_SNCR_ACI_DSI & DCCS | 0 | 0 | 0 | 0 | 0 | 0 | 0
00 Ret.Exist_FBC_SNCR_ACI_DSI & DCCS & CCS | 0 | 0 | 0 | 0 | 0 | 0 | 0
00 Ret.Exist_FBC_SNCR_ACI_DSI & DRET | 0 | 0 | 0 | 0 | 0 | 0 | 0
00 Ret.Exist_FBC_SNCR_ACI_DSI & GPM | 0 | 0 | 0 | 0 | 0 | 0 | 0
00 Ret.Exist_FBC_SNCR_ACI_DSI & GPM & CCS | 0 | 0 | 0 | 0 | 0 | 0 | 0
00 Ret.Exist_FBC_SNCR_ACI_DSI & GPM & DRET | 0 | 0 | 0 | 0 | 0 | 0 | 0
00 Ret.Exist_FBC_SNCR_ACI_DSI & GPM & NGC | 0 | 0 | 0 | 0 | 0 | 0 | 0
00 Ret.Exist_FBC_SNCR_ACI_DSI & NGC | 0 | 0 | 0 | 0 | 0 | 0 | 0
00 Ret.Exist_FBC_SNCR_DSI & ACI | 0 | 0 | 0 | 0 | 0 | 0 | 0
00 Ret.Exist_FBC_SNCR_DSI & ACI & CCS | 0 | 0 | 0 | 0 | 0 | 0 | 0
00 Ret.Exist_FBC_SNCR_DSI & ACI & DRET | 0 | 0 | 0 | 0 | 0 | 0 | 0
00 Ret.Exist_FBC_SNCR_DSI & ACI & GPM | 0 | 0 | 0 | 0 | 0 | 0 | 0
00 Ret.Exist_FBC_SNCR_DSI & ACI & GPM & CCS | 0 | 0 | 0 | 0 | 0 | 0 | 0
00 Ret.Exist_FBC_SNCR_DSI & ACI & GPM & DRET | 0 | 0 | 0 | 0 | 0 | 0 | 0
00 Ret.Exist_FBC_SNCR_DSI & ACI & GPM & NGC | 0 | 0 | 0 | 0 | 0 | 0 | 0
00 Ret.Exist_FBC_SNCR_DSI & ACI & NGC | 0 | 0 | 0 | 0 | 0 | 0 | 0
00 Ret.Exist_FBC_SNCR_DSI & CCS | 0 | 0 | 0 | 0 | 0 | 0 | 0
00 Ret.Exist_FBC_SNCR_DSI & DCCS | 0 | 0 | 0 | 0 | 0 | 0 | 0
00 Ret.Exist_FBC_SNCR_DSI & DCCS & CCS | 0 | 0 | 0 | 0 | 0 | 0 | 0
00 Ret.Exist_FBC_SNCR_DSI & DRET | 0 | 0 | 0 | 0 | 0 | 0 | 0
00 Ret.Exist_FBC_SNCR_DSI & GPM | 120 | 110 | 110 | 110 | 110 | 110 | 110
00 Ret.Exist_FBC_SNCR_DSI & GPM & CCS | 0 | 0 | 0 | 0 | 0 | 0 | 0
00 Ret.Exist_FBC_SNCR_DSI & GPM & DRET | 0 | 0 | 0 | 0 | 0 | 0 | 0
00 Ret.Exist_FBC_SNCR_DSI & GPM & NGC | 0 | 0 | 0 | 0 | 0 | 0 | 0
00 Ret.Exist_FBC_SNCR_DSI & NGC | 0 | 0 | 0 | 0 | 0 | 0 | 0
00 Ret.Exist_FBC_WetFGD_DSI & ACI | 0 | 0 | 0 | 0 | 0 | 0 | 0
00 Ret.Exist_FBC_WetFGD_DSI & ACI & DRET | 0 | 0 | 0 | 0 | 0 | 0 | 0
00 Ret.Exist_FBC_WetFGD_DSI & ACI & GPM | 0 | 0 | 0 | 0 | 0 | 0 | 0
00 Ret.Exist_FBC_WetFGD_DSI & ACI & GPM & DRET | 0 | 0 | 0 | 0 | 0 | 0 | 0
00 Ret.Exist_FBC_WetFGD_DSI & ACI & GPM & NGC | 0 | 0 | 0 | 0 | 0 | 0 | 0
00 Ret.Exist_FBC_WetFGD_DSI & ACI & GPM & SNCR | 0 | 0 | 0 | 0 | 0 | 0 | 0
00 Ret.Exist_FBC_WetFGD_DSI & ACI & GPM & SNCR & DRET | 0 | 0 | 0 | 0 | 0 | 0 | 0
00 Ret.Exist_FBC_WetFGD_DSI & ACI & GPM & SNCR & NGC | 0 | 0 | 0 | 0 | 0 | 0 | 0
00 Ret.Exist_FBC_WetFGD_DSI & ACI & NGC | 0 | 0 | 0 | 0 | 0 | 0 | 0
00 Ret.Exist_FBC_WetFGD_DSI & ACI & SNCR | 0 | 0 | 0 | 0 | 0 | 0 | 0
00 Ret.Exist_FBC_WetFGD_DSI & ACI & SNCR & DRET | 0 | 0 | 0 | 0 | 0 | 0 | 0
00 Ret.Exist_FBC_WetFGD_DSI & ACI & SNCR & NGC | 0 | 0 | 0 | 0 | 0 | 0 | 0
00 Ret.Exist_FBC_WetFGD_DSI & DRET | 0 | 0 | 0 | 0 | 0 | 0 | 0
00 Ret.Exist_FBC_WetFGD_DSI & GPM | 0 | 0 | 0 | 0 | 0 | 0 | 0
00 Ret.Exist_FBC_WetFGD_DSI & GPM & DRET | 0 | 0 | 0 | 0 | 0 | 0 | 0
00 Ret.Exist_FBC_WetFGD_DSI & GPM & NGC | 0 | 0 | 0 | 0 | 0 | 0 | 0
00 Ret.Exist_FBC_WetFGD_DSI & GPM & SNCR | 0 | 0 | 0 | 0 | 0 | 0 | 0
00 Ret.Exist_FBC_WetFGD_DSI & GPM & SNCR & DRET | 0 | 0 | 0 | 0 | 0 | 0 | 0
00 Ret.Exist_FBC_WetFGD_DSI & GPM & SNCR & NGC | 0 | 0 | 0 | 0 | 0 | 0 | 0
00 Ret.Exist_FBC_WetFGD_DSI & NGC | 0 | 0 | 0 | 0 | 0 | 0 | 0
00 Ret.Exist_FBC_WetFGD_DSI & SNCR | 0 | 0 | 0 | 0 | 0 | 0 | 0
00 Ret.Exist_FBC_WetFGD_DSI & SNCR & DRET | 0 | 0 | 0 | 0 | 0 | 0 | 0
00 Ret.Exist_FBC_WetFGD_DSI & SNCR & NGC | 0 | 0 | 0 | 0 | 0 | 0 | 0
00 Ret.Exist_FBC_WetFGD_SNCR & ACI | 0 | 0 | 0 | 0 | 0 | 0 | 0
00 Ret.Exist_FBC_WetFGD_SNCR & ACI & DRET | 0 | 0 | 0 | 0 | 0 | 0 | 0
00 Ret.Exist_FBC_WetFGD_SNCR & ACI & NGC | 0 | 0 | 0 | 0 | 0 | 0 | 0
00 Ret.Exist_FBC_WetFGD_SNCR & DRET | 0 | 0 | 0 | 0 | 0 | 0 | 0
00 Ret.Exist_FBC_WetFGD_SNCR & GPM | 0 | 0 | 0 | 0 | 0 | 0 | 0
00 Ret.Exist_FBC_WetFGD_SNCR & GPM & DRET | 0 | 0 | 0 | 0 | 0 | 0 | 0
00 Ret.Exist_FBC_WetFGD_SNCR & GPM & NGC | 0 | 0 | 0 | 0 | 0 | 0 | 0
00 Ret.Exist_FBC_WetFGD_SNCR & NGC | 0 | 0 | 0 | 0 | 0 | 0 | 0
00 Ret.Exist_Non-FBC_ACI & C2G | 1044.3 | 1044.3 | 26.3 | 26.3 | 26.3 | 26.3 | 26.3
00 Ret.Exist_Non-FBC_ACI & C2G & SCR | 0 | 0 | 0 | 0 | 0 | 0 | 0
00 Ret.Exist_Non-FBC_ACI & DCCS | 0 | 0 | 0 | 0 | 0 | 0 | 0
00 Ret.Exist_Non-FBC_ACI & DCCS & WetFGD & SCR & CCS | 0 | 0 | 0 | 0 | 0 | 0 | 0
00 Ret.Exist_Non-FBC_ACI & DRET | 0 | 0 | 0 | 0 | 0 | 0 | 0
00 Ret.Exist_Non-FBC_ACI & DSI | 0 | 0 | 0 | 0 | 0 | 0 | 0
00 Ret.Exist_Non-FBC_ACI & DSI & C2G | 0 | 0 | 0 | 0 | 0 | 0 | 0
00 Ret.Exist_Non-FBC_ACI & DSI & C2G & SCR | 0 | 0 | 0 | 0 | 0 | 0 | 0
00 Ret.Exist_Non-FBC_ACI & DSI & DRET | 0 | 0 | 0 | 0 | 0 | 0 | 0
00 Ret.Exist_Non-FBC_ACI & DSI & GPM | 0 | 0 | 0 | 0 | 0 | 0 | 0
00 Ret.Exist_Non-FBC_ACI & DSI & GPM & C2G | 0 | 0 | 0 | 0 | 0 | 0 | 0
00 Ret.Exist_Non-FBC_ACI & DSI & GPM & C2G & SCR | 0 | 0 | 0 | 0 | 0 | 0 | 0
00 Ret.Exist_Non-FBC_ACI & DSI & GPM & DRET | 0 | 0 | 0 | 0 | 0 | 0 | 0
00 Ret.Exist_Non-FBC_ACI & DSI & GPM & NGC | 0 | 0 | 0 | 0 | 0 | 0 | 0
00 Ret.Exist_Non-FBC_ACI & DSI & GPM & SCR | 0 | 0 | 0 | 0 | 0 | 0 | 0
00 Ret.Exist_Non-FBC_ACI & DSI & GPM & SCR & DRET | 0 | 0 | 0 | 0 | 0 | 0 | 0
00 Ret.Exist_Non-FBC_ACI & DSI & GPM & SCR & NGC | 0 | 0 | 0 | 0 | 0 | 0 | 0
00 Ret.Exist_Non-FBC_ACI & DSI & GPM & SNCR | 0 | 0 | 0 | 0 | 0 | 0 | 0
00 Ret.Exist_Non-FBC_ACI & DSI & GPM & SNCR & DRET | 0 | 0 | 0 | 0 | 0 | 0 | 0
00 Ret.Exist_Non-FBC_ACI & DSI & GPM & SNCR & NGC | 0 | 0 | 0 | 0 | 0 | 0 | 0
00 Ret.Exist_Non-FBC_ACI & DSI & GPM & WetFGD & SCR & CCS | 0 | 0 | 0 | 0 | 0 | 0 | 0
00 Ret.Exist_Non-FBC_ACI & DSI & NGC | 0 | 0 | 0 | 0 | 0 | 0 | 0
00 Ret.Exist_Non-FBC_ACI & DSI & SCR | 0 | 0 | 0 | 0 | 0 | 0 | 0
00 Ret.Exist_Non-FBC_ACI & DSI & SCR & DRET | 0 | 0 | 0 | 0 | 0 | 0 | 0
00 Ret.Exist_Non-FBC_ACI & DSI & SCR & NGC | 0 | 0 | 0 | 0 | 0 | 0 | 0
00 Ret.Exist_Non-FBC_ACI & DSI & SNCR | 0 | 0 | 0 | 0 | 0 | 0 | 0
00 Ret.Exist_Non-FBC_ACI & DSI & SNCR & DRET | 0 | 0 | 0 | 0 | 0 | 0 | 0
00 Ret.Exist_Non-FBC_ACI & DSI & SNCR & NGC | 0 | 0 | 0 | 0 | 0 | 0 | 0
00 Ret.Exist_Non-FBC_ACI & DSI & WetFGD & SCR & CCS | 0 | 0 | 0 | 0 | 0 | 0 | 0
00 Ret.Exist_Non-FBC_ACI & GPM | 0 | 2372 | 2372 | 2372 | 2372 | 2372 | 2372
00 Ret.Exist_Non-FBC_ACI & GPM & C2G | 0 | 0 | 0 | 0 | 0 | 0 | 0
00 Ret.Exist_Non-FBC_ACI & GPM & C2G & SCR | 0 | 0 | 0 | 0 | 0 | 0 | 0
00 Ret.Exist_Non-FBC_ACI & GPM & DRET | 0 | 0 | 0 | 0 | 0 | 0 | 0
00 Ret.Exist_Non-FBC_ACI & GPM & NGC | 0 | 0 | 0 | 0 | 0 | 0 | 0
00 Ret.Exist_Non-FBC_ACI & GPM & SCR | 0 | 0 | 0 | 0 | 0 | 0 | 0
00 Ret.Exist_Non-FBC_ACI & GPM & SCR & DRET | 0 | 0 | 0 | 0 | 0 | 0 | 0
00 Ret.Exist_Non-FBC_ACI & GPM & SCR & NGC | 0 | 0 | 0 | 0 | 0 | 0 | 0
00 Ret.Exist_Non-FBC_ACI & GPM & SNCR | 0 | 0 | 0 | 0 | 0 | 0 | 0
00 Ret.Exist_Non-FBC_ACI & GPM & SNCR & DRET | 0 | 0 | 0 | 0 | 0 | 0 | 0
00 Ret.Exist_Non-FBC_ACI & GPM & SNCR & NGC | 0 | 0 | 0 | 0 | 0 | 0 | 0
00 Ret.Exist_Non-FBC_ACI & GPM & WetFGD & SCR & CCS | 0 | 0 | 0 | 0 | 0 | 0 | 0
00 Ret.Exist_Non-FBC_ACI & NGC | 0 | 0 | 0 | 0 | 0 | 0 | 0
00 Ret.Exist_Non-FBC_ACI & SCR | 0 | 0 | 0 | 0 | 0 | 0 | 0
00 Ret.Exist_Non-FBC_ACI & SCR & C2G | 0 | 0 | 0 | 0 | 0 | 0 | 0
00 Ret.Exist_Non-FBC_ACI & SCR & DRET | 0 | 0 | 0 | 0 | 0 | 0 | 0
00 Ret.Exist_Non-FBC_ACI & SCR & NGC | 0 | 0 | 0 | 0 | 0 | 0 | 0
00 Ret.Exist_Non-FBC_ACI & SCR & WetFGD & CCS | 0 | 0 | 0 | 0 | 0 | 0 | 0
00 Ret.Exist_Non-FBC_ACI & SNCR | 0 | 0 | 0 | 0 | 0 | 0 | 0
00 Ret.Exist_Non-FBC_ACI & SNCR & C2G | 0 | 0 | 0 | 0 | 0 | 0 | 0
00 Ret.Exist_Non-FBC_ACI & SNCR & DRET | 0 | 0 | 0 | 0 | 0 | 0 | 0
00 Ret.Exist_Non-FBC_ACI & SNCR & NGC | 0 | 0 | 0 | 0 | 0 | 0 | 0
00 Ret.Exist_Non-FBC_ACI_DSI & C2G | 1270 | 0 | 0 | 0 | 0 | 0 | 0
00 Ret.Exist_Non-FBC_ACI_DSI & C2G & SCR | 0 | 0 | 0 | 0 | 0 | 0 | 0
00 Ret.Exist_Non-FBC_ACI_DSI & DCCS | 0 | 0 | 0 | 0 | 0 | 0 | 0
00 Ret.Exist_Non-FBC_ACI_DSI & DCCS & WetFGD & SCR & CCS | 0 | 0 | 0 | 0 | 0 | 0 | 0
00 Ret.Exist_Non-FBC_ACI_DSI & DRET | 0 | 0 | 0 | 0 | 0 | 0 | 0
00 Ret.Exist_Non-FBC_ACI_DSI & GPM | 0 | 0 | 0 | 0 | 0 | 0 | 0
00 Ret.Exist_Non-FBC_ACI_DSI & GPM & C2G | 0 | 0 | 0 | 0 | 0 | 0 | 0
00 Ret.Exist_Non-FBC_ACI_DSI & GPM & C2G & SCR | 0 | 0 | 0 | 0 | 0 | 0 | 0
00 Ret.Exist_Non-FBC_ACI_DSI & GPM & DRET | 0 | 0 | 0 | 0 | 0 | 0 | 0
00 Ret.Exist_Non-FBC_ACI_DSI & GPM & NGC | 0 | 0 | 0 | 0 | 0 | 0 | 0
00 Ret.Exist_Non-FBC_ACI_DSI & GPM & SCR | 0 | 0 | 0 | 0 | 0 | 0 | 0
00 Ret.Exist_Non-FBC_ACI_DSI & GPM & SCR & DRET | 0 | 0 | 0 | 0 | 0 | 0 | 0
00 Ret.Exist_Non-FBC_ACI_DSI & GPM & SCR & NGC | 0 | 0 | 0 | 0 | 0 | 0 | 0
00 Ret.Exist_Non-FBC_ACI_DSI & GPM & SNCR | 0 | 0 | 0 | 0 | 0 | 0 | 0
00 Ret.Exist_Non-FBC_ACI_DSI & GPM & SNCR & DRET | 0 | 0 | 0 | 0 | 0 | 0 | 0
00 Ret.Exist_Non-FBC_ACI_DSI & GPM & SNCR & NGC | 0 | 0 | 0 | 0 | 0 | 0 | 0
00 Ret.Exist_Non-FBC_ACI_DSI & GPM & WetFGD & SCR & CCS | 0 | 0 | 0 | 0 | 0 | 0 | 0
00 Ret.Exist_Non-FBC_ACI_DSI & NGC | 0 | 0 | 0 | 0 | 0 | 0 | 0
00 Ret.Exist_Non-FBC_ACI_DSI & SCR | 0 | 0 | 0 | 0 | 0 | 0 | 0
00 Ret.Exist_Non-FBC_ACI_DSI & SCR & C2G | 0 | 0 | 0 | 0 | 0 | 0 | 0
00 Ret.Exist_Non-FBC_ACI_DSI & SCR & DRET | 0 | 0 | 0 | 0 | 0 | 0 | 0
00 Ret.Exist_Non-FBC_ACI_DSI & SCR & NGC | 0 | 0 | 0 | 0 | 0 | 0 | 0
00 Ret.Exist_Non-FBC_ACI_DSI & SCR & WetFGD & CCS | 0 | 0 | 0 | 0 | 0 | 0 | 0
00 Ret.Exist_Non-FBC_ACI_DSI & SNCR | 0 | 0 | 0 | 0 | 0 | 0 | 0
00 Ret.Exist_Non-FBC_ACI_DSI & SNCR & C2G | 0 | 0 | 0 | 0 | 0 | 0 | 0
00 Ret.Exist_Non-FBC_ACI_DSI & SNCR & DRET | 0 | 0 | 0 | 0 | 0 | 0 | 0
00 Ret.Exist_Non-FBC_ACI_DSI & SNCR & NGC | 0 | 0 | 0 | 0 | 0 | 0 | 0
00 Ret.Exist_Non-FBC_DryFGD & C2G | 0 | 0 | 0 | 0 | 0 | 0 | 0
00 Ret.Exist_Non-FBC_DryFGD & C2G & SCR | 0 | 0 | 0 | 0 | 0 | 0 | 0
00 Ret.Exist_Non-FBC_DryFGD & DRET | 0 | 0 | 0 | 0 | 0 | 0 | 0
00 Ret.Exist_Non-FBC_DryFGD & GPM | 0 | 0 | 0 | 0 | 0 | 0 | 0
00 Ret.Exist_Non-FBC_DryFGD & GPM & C2G | 0 | 0 | 0 | 0 | 0 | 0 | 0
00 Ret.Exist_Non-FBC_DryFGD & GPM & C2G & SCR | 0 | 0 | 0 | 0 | 0 | 0 | 0
00 Ret.Exist_Non-FBC_DryFGD & GPM & DRET | 0 | 0 | 0 | 0 | 0 | 0 | 0
00 Ret.Exist_Non-FBC_DryFGD & GPM & NGC | 0 | 0 | 0 | 0 | 0 | 0 | 0
00 Ret.Exist_Non-FBC_DryFGD & GPM & SCR | 0 | 0 | 0 | 0 | 0 | 0 | 0
00 Ret.Exist_Non-FBC_DryFGD & GPM & SCR & CCS | 0 | 0 | 0 | 0 | 0 | 0 | 0
00 Ret.Exist_Non-FBC_DryFGD & GPM & SCR & DRET | 0 | 0 | 0 | 0 | 0 | 0 | 0
00 Ret.Exist_Non-FBC_DryFGD & GPM & SCR & NGC | 0 | 0 | 0 | 0 | 0 | 0 | 0
00 Ret.Exist_Non-FBC_DryFGD & GPM & SNCR | 0 | 0 | 0 | 0 | 0 | 0 | 0
00 Ret.Exist_Non-FBC_DryFGD & GPM & SNCR & DRET | 0 | 0 | 0 | 0 | 0 | 0 | 0
00 Ret.Exist_Non-FBC_DryFGD & GPM & SNCR & NGC | 0 | 0 | 0 | 0 | 0 | 0 | 0
00 Ret.Exist_Non-FBC_DryFGD & NGC | 0 | 0 | 0 | 0 | 0 | 0 | 0
00 Ret.Exist_Non-FBC_DryFGD & SCR | 0 | 0 | 0 | 0 | 0 | 0 | 0
00 Ret.Exist_Non-FBC_DryFGD & SCR & C2G | 0 | 0 | 0 | 0 | 0 | 0 | 0
00 Ret.Exist_Non-FBC_DryFGD & SCR & CCS | 0 | 0 | 0 | 0 | 0 | 0 | 0
00 Ret.Exist_Non-FBC_DryFGD & SCR & DRET | 0 | 0 | 0 | 0 | 0 | 0 | 0
00 Ret.Exist_Non-FBC_DryFGD & SCR & NGC | 0 | 0 | 0 | 0 | 0 | 0 | 0
00 Ret.Exist_Non-FBC_DryFGD & SNCR | 0 | 0 | 0 | 0 | 0 | 0 | 0
00 Ret.Exist_Non-FBC_DryFGD & SNCR & C2G | 0 | 0 | 0 | 0 | 0 | 0 | 0
00 Ret.Exist_Non-FBC_DryFGD & SNCR & DRET | 0 | 0 | 0 | 0 | 0 | 0 | 0
00 Ret.Exist_Non-FBC_DryFGD & SNCR & NGC | 0 | 0 | 0 | 0 | 0 | 0 | 0
00 Ret.Exist_Non-FBC_DryFGD_ACI & C2G | 0 | 0 | 0 | 0 | 0 | 0 | 0
00 Ret.Exist_Non-FBC_DryFGD_ACI & C2G & SCR | 0 | 0 | 0 | 0 | 0 | 0 | 0
00 Ret.Exist_Non-FBC_DryFGD_ACI & DCCS | 0 | 0 | 0 | 0 | 0 | 0 | 0
00 Ret.Exist_Non-FBC_DryFGD_ACI & DCCS & SCR & CCS | 0 | 0 | 0 | 0 | 0 | 0 | 0
00 Ret.Exist_Non-FBC_DryFGD_ACI & DRET | 0 | 0 | 0 | 0 | 0 | 0 | 0
00 Ret.Exist_Non-FBC_DryFGD_ACI & GPM | 0 | 0 | 0 | 0 | 0 | 0 | 0
00 Ret.Exist_Non-FBC_DryFGD_ACI & GPM & C2G | 0 | 0 | 0 | 0 | 0 | 0 | 0
00 Ret.Exist_Non-FBC_DryFGD_ACI & GPM & C2G & SCR | 0 | 0 | 0 | 0 | 0 | 0 | 0
00 Ret.Exist_Non-FBC_DryFGD_ACI & GPM & DRET | 0 | 0 | 0 | 0 | 0 | 0 | 0
00 Ret.Exist_Non-FBC_DryFGD_ACI & GPM & NGC | 0 | 0 | 0 | 0 | 0 | 0 | 0
00 Ret.Exist_Non-FBC_DryFGD_ACI & GPM & SCR | 0 | 0 | 0 | 0 | 0 | 0 | 0
00 Ret.Exist_Non-FBC_DryFGD_ACI & GPM & SCR & CCS | 0 | 0 | 0 | 0 | 0 | 0 | 0
00 Ret.Exist_Non-FBC_DryFGD_ACI & GPM & SCR & DRET | 0 | 0 | 0 | 0 | 0 | 0 | 0
00 Ret.Exist_Non-FBC_DryFGD_ACI & GPM & SCR & NGC | 0 | 0 | 0 | 0 | 0 | 0 | 0
00 Ret.Exist_Non-FBC_DryFGD_ACI & GPM & SNCR | 0 | 0 | 0 | 0 | 0 | 0 | 0
00 Ret.Exist_Non-FBC_DryFGD_ACI & GPM & SNCR & DRET | 0 | 0 | 0 | 0 | 0 | 0 | 0
00 Ret.Exist_Non-FBC_DryFGD_ACI & GPM & SNCR & NGC | 0 | 0 | 0 | 0 | 0 | 0 | 0
00 Ret.Exist_Non-FBC_DryFGD_ACI & NGC | 0 | 0 | 0 | 0 | 0 | 0 | 0
00 Ret.Exist_Non-FBC_DryFGD_ACI & SCR | 0 | 0 | 1.6616e-06 | 1.6616e-06 | 1.6616e-06 | 1.6616e-06 | 1.6616e-06
00 Ret.Exist_Non-FBC_DryFGD_ACI & SCR & C2G | 0 | 0 | 0 | 0 | 0 | 0 | 0
00 Ret.Exist_Non-FBC_DryFGD_ACI & SCR & CCS | 0 | 0 | 996.7335 | 996.7335 | 316.8007 | 316.8007 | 316.8007
00 Ret.Exist_Non-FBC_DryFGD_ACI & SCR & DRET | 0 | 0 | 0 | 0 | 0 | 0 | 0
00 Ret.Exist_Non-FBC_DryFGD_ACI & SCR & NGC | 0 | 0 | 0 | 0 | 0 | 0 | 0
00 Ret.Exist_Non-FBC_DryFGD_ACI & SNCR | 0 | 0 | 0 | 0 | 0 | 0 | 0
00 Ret.Exist_Non-FBC_DryFGD_ACI & SNCR & C2G | 0 | 0 | 0 | 0 | 0 | 0 | 0
00 Ret.Exist_Non-FBC_DryFGD_ACI & SNCR & DRET | 0 | 0 | 0 | 0 | 0 | 0 | 0
00 Ret.Exist_Non-FBC_DryFGD_ACI & SNCR & NGC | 0 | 0 | 0 | 0 | 0 | 0 | 0
00 Ret.Exist_Non-FBC_DryFGD_SCR & ACI | 0 | 0 | 0 | 0 | 0 | 0 | 0
00 Ret.Exist_Non-FBC_DryFGD_SCR & ACI & C2G | 0 | 0 | 0 | 0 | 0 | 0 | 0
00 Ret.Exist_Non-FBC_DryFGD_SCR & ACI & CCS | 0 | 0 | 0 | 0 | 0 | 0 | 0
00 Ret.Exist_Non-FBC_DryFGD_SCR & ACI & DRET | 0 | 0 | 0 | 0 | 0 | 0 | 0
00 Ret.Exist_Non-FBC_DryFGD_SCR & ACI & GPM | 0 | 0 | 0 | 0 | 0 | 0 | 0
00 Ret.Exist_Non-FBC_DryFGD_SCR & ACI & GPM & C2G | 0 | 0 | 0 | 0 | 0 | 0 | 0
00 Ret.Exist_Non-FBC_DryFGD_SCR & ACI & GPM & CCS | 0 | 0 | 0 | 0 | 0 | 0 | 0
00 Ret.Exist_Non-FBC_DryFGD_SCR & ACI & GPM & DRET | 0 | 0 | 0 | 0 | 0 | 0 | 0
00 Ret.Exist_Non-FBC_DryFGD_SCR & ACI & GPM & NGC | 0 | 0 | 0 | 0 | 0 | 0 | 0
00 Ret.Exist_Non-FBC_DryFGD_SCR & ACI & NGC | 0 | 0 | 0 | 0 | 0 | 0 | 0
00 Ret.Exist_Non-FBC_DryFGD_SCR & C2G | 0 | 0 | 0 | 0 | 0 | 0 | 0
00 Ret.Exist_Non-FBC_DryFGD_SCR & CCS | 0 | 0 | 0 | 0 | 0 | 0 | 0
00 Ret.Exist_Non-FBC_DryFGD_SCR & DRET | 0 | 0 | 0 | 0 | 0 | 0 | 0
00 Ret.Exist_Non-FBC_DryFGD_SCR & GPM | 0 | 0 | 0 | 0 | 0 | 0 | 0
00 Ret.Exist_Non-FBC_DryFGD_SCR & GPM & C2G | 0 | 0 | 0 | 0 | 0 | 0 | 0
00 Ret.Exist_Non-FBC_DryFGD_SCR & GPM & CCS | 0 | 0 | 0 | 0 | 0 | 0 | 0
00 Ret.Exist_Non-FBC_DryFGD_SCR & GPM & DRET | 0 | 0 | 0 | 0 | 0 | 0 | 0
00 Ret.Exist_Non-FBC_DryFGD_SCR & GPM & NGC | 0 | 0 | 0 | 0 | 0 | 0 | 0
00 Ret.Exist_Non-FBC_DryFGD_SCR & NGC | 0 | 0 | 0 | 0 | 0 | 0 | 0
00 Ret.Exist_Non-FBC_DryFGD_SCR_ACI & C2G | 499.9 | 499.9 | 499.9 | 499.9 | 499.9 | 499.9 | 499.9
00 Ret.Exist_Non-FBC_DryFGD_SCR_ACI & CCS | 0 | 259.4793 | 1048.1164 | 1048.1164 | 378.1381 | 359.573 | 359.573
00 Ret.Exist_Non-FBC_DryFGD_SCR_ACI & DCCS | 0 | 0 | 0 | 0 | 0 | 0 | 0
00 Ret.Exist_Non-FBC_DryFGD_SCR_ACI & DCCS & CCS | 0 | 0 | 0 | 0 | 0 | 0 | 0
00 Ret.Exist_Non-FBC_DryFGD_SCR_ACI & DRET | 0 | 0 | 0 | 0 | 0 | 0 | 0
00 Ret.Exist_Non-FBC_DryFGD_SCR_ACI & GPM | 0 | 0 | 0 | 0 | 0 | 0 | 0
00 Ret.Exist_Non-FBC_DryFGD_SCR_ACI & GPM & C2G | 0 | 0 | 0 | 0 | 0 | 0 | 0
00 Ret.Exist_Non-FBC_DryFGD_SCR_ACI & GPM & CCS | 0 | 0 | 0 | 0 | 0 | 0 | 0
00 Ret.Exist_Non-FBC_DryFGD_SCR_ACI & GPM & DRET | 0 | 0 | 0 | 0 | 0 | 0 | 0
00 Ret.Exist_Non-FBC_DryFGD_SCR_ACI & GPM & NGC | 0 | 0 | 0 | 0 | 0 | 0 | 0
00 Ret.Exist_Non-FBC_DryFGD_SCR_ACI & NGC | 0 | 0 | 0 | 0 | 0 | 0 | 0
00 Ret.Exist_Non-FBC_DryFGD_SCR_ACI_DSI & C2G | 0 | 0 | 0 | 0 | 0 | 0 | 0
00 Ret.Exist_Non-FBC_DryFGD_SCR_ACI_DSI & CCS | 0 | 0 | 0 | 0 | 0 | 0 | 0
00 Ret.Exist_Non-FBC_DryFGD_SCR_ACI_DSI & DCCS | 0 | 0 | 0 | 0 | 0 | 0 | 0
00 Ret.Exist_Non-FBC_DryFGD_SCR_ACI_DSI & DCCS & CCS | 0 | 0 | 0 | 0 | 0 | 0 | 0
00 Ret.Exist_Non-FBC_DryFGD_SCR_ACI_DSI & DRET | 0 | 0 | 0 | 0 | 0 | 0 | 0
00 Ret.Exist_Non-FBC_DryFGD_SCR_ACI_DSI & GPM | 0 | 0 | 0 | 0 | 0 | 0 | 0
00 Ret.Exist_Non-FBC_DryFGD_SCR_ACI_DSI & GPM & C2G | 0 | 0 | 0 | 0 | 0 | 0 | 0
00 Ret.Exist_Non-FBC_DryFGD_SCR_ACI_DSI & GPM & CCS | 0 | 0 | 0 | 0 | 0 | 0 | 0
00 Ret.Exist_Non-FBC_DryFGD_SCR_ACI_DSI & GPM & DRET | 0 | 0 | 0 | 0 | 0 | 0 | 0
00 Ret.Exist_Non-FBC_DryFGD_SCR_ACI_DSI & GPM & NGC | 0 | 0 | 0 | 0 | 0 | 0 | 0
00 Ret.Exist_Non-FBC_DryFGD_SCR_ACI_DSI & NGC | 0 | 0 | 0 | 0 | 0 | 0 | 0
00 Ret.Exist_Non-FBC_DryFGD_SCR_DSI & ACI | 0 | 0 | 0 | 0 | 0 | 0 | 0
00 Ret.Exist_Non-FBC_DryFGD_SCR_DSI & ACI & C2G | 0 | 0 | 0 | 0 | 0 | 0 | 0
00 Ret.Exist_Non-FBC_DryFGD_SCR_DSI & ACI & CCS | 0 | 0 | 0 | 0 | 0 | 0 | 0
00 Ret.Exist_Non-FBC_DryFGD_SCR_DSI & ACI & DRET | 0 | 0 | 0 | 0 | 0 | 0 | 0
00 Ret.Exist_Non-FBC_DryFGD_SCR_DSI & ACI & GPM | 0 | 0 | 0 | 0 | 0 | 0 | 0
00 Ret.Exist_Non-FBC_DryFGD_SCR_DSI & ACI & GPM & C2G | 0 | 0 | 0 | 0 | 0 | 0 | 0
00 Ret.Exist_Non-FBC_DryFGD_SCR_DSI & ACI & GPM & CCS | 0 | 0 | 0 | 0 | 0 | 0 | 0
00 Ret.Exist_Non-FBC_DryFGD_SCR_DSI & ACI & GPM & DRET | 0 | 0 | 0 | 0 | 0 | 0 | 0
00 Ret.Exist_Non-FBC_DryFGD_SCR_DSI & ACI & GPM & NGC | 0 | 0 | 0 | 0 | 0 | 0 | 0
00 Ret.Exist_Non-FBC_DryFGD_SCR_DSI & ACI & NGC | 0 | 0 | 0 | 0 | 0 | 0 | 0
00 Ret.Exist_Non-FBC_DryFGD_SCR_DSI & C2G | 0 | 0 | 0 | 0 | 0 | 0 | 0
00 Ret.Exist_Non-FBC_DryFGD_SCR_DSI & CCS | 0 | 0 | 0 | 0 | 0 | 0 | 0
00 Ret.Exist_Non-FBC_DryFGD_SCR_DSI & DRET | 0 | 0 | 0 | 0 | 0 | 0 | 0
00 Ret.Exist_Non-FBC_DryFGD_SCR_DSI & GPM | 0 | 0 | 0 | 0 | 0 | 0 | 0
00 Ret.Exist_Non-FBC_DryFGD_SCR_DSI & GPM & C2G | 0 | 0 | 0 | 0 | 0 | 0 | 0
00 Ret.Exist_Non-FBC_DryFGD_SCR_DSI & GPM & CCS | 0 | 0 | 0 | 0 | 0 | 0 | 0
00 Ret.Exist_Non-FBC_DryFGD_SCR_DSI & GPM & DRET | 0 | 0 | 0 | 0 | 0 | 0 | 0
00 Ret.Exist_Non-FBC_DryFGD_SCR_DSI & GPM & NGC | 0 | 0 | 0 | 0 | 0 | 0 | 0
00 Ret.Exist_Non-FBC_DryFGD_SCR_DSI & NGC | 0 | 0 | 0 | 0 | 0 | 0 | 0
00 Ret.Exist_Non-FBC_DryFGD_SNCR_ACI & C2G | 0 | 0 | 0 | 0 | 0 | 0 | 0
00 Ret.Exist_Non-FBC_DryFGD_SNCR_ACI & C2G & SCR | 0 | 0 | 0 | 0 | 0 | 0 | 0
00 Ret.Exist_Non-FBC_DryFGD_SNCR_ACI & DCCS | 0 | 0 | 0 | 0 | 0 | 0 | 0
00 Ret.Exist_Non-FBC_DryFGD_SNCR_ACI & DCCS & SCR & CCS | 0 | 0 | 0 | 0 | 0 | 0 | 0
00 Ret.Exist_Non-FBC_DryFGD_SNCR_ACI & DRET | 0 | 0 | 0 | 0 | 0 | 0 | 0
00 Ret.Exist_Non-FBC_DryFGD_SNCR_ACI & GPM | 0 | 570 | 570 | 570 | 570 | 570 | 570
00 Ret.Exist_Non-FBC_DryFGD_SNCR_ACI & GPM & C2G | 0 | 0 | 0 | 0 | 0 | 0 | 0
00 Ret.Exist_Non-FBC_DryFGD_SNCR_ACI & GPM & C2G & SCR | 0 | 0 | 0 | 0 | 0 | 0 | 0
00 Ret.Exist_Non-FBC_DryFGD_SNCR_ACI & GPM & DRET | 0 | 0 | 0 | 0 | 0 | 0 | 0
00 Ret.Exist_Non-FBC_DryFGD_SNCR_ACI & GPM & NGC | 0 | 0 | 0 | 0 | 0 | 0 | 0
00 Ret.Exist_Non-FBC_DryFGD_SNCR_ACI & GPM & SCR | 0 | 0 | 0 | 0 | 0 | 0 | 0
00 Ret.Exist_Non-FBC_DryFGD_SNCR_ACI & GPM & SCR & CCS | 0 | 0 | 0 | 0 | 0 | 0 | 0
00 Ret.Exist_Non-FBC_DryFGD_SNCR_ACI & GPM & SCR & DRET | 0 | 0 | 0 | 0 | 0 | 0 | 0
00 Ret.Exist_Non-FBC_DryFGD_SNCR_ACI & GPM & SCR & NGC | 0 | 0 | 0 | 0 | 0 | 0 | 0
00 Ret.Exist_Non-FBC_DryFGD_SNCR_ACI & NGC | 0 | 0 | 0 | 0 | 0 | 0 | 0
00 Ret.Exist_Non-FBC_DryFGD_SNCR_ACI & SCR | 0 | 0 | 0 | 0 | 0 | 0 | 0
00 Ret.Exist_Non-FBC_DryFGD_SNCR_ACI & SCR & C2G | 0 | 0 | 0 | 0 | 0 | 0 | 0
00 Ret.Exist_Non-FBC_DryFGD_SNCR_ACI & SCR & CCS | 0 | 0 | 0 | 0 | 0 | 0 | 0
00 Ret.Exist_Non-FBC_DryFGD_SNCR_ACI & SCR & DRET | 0 | 0 | 0 | 0 | 0 | 0 | 0
00 Ret.Exist_Non-FBC_DryFGD_SNCR_ACI & SCR & NGC | 0 | 0 | 0 | 0 | 0 | 0 | 0
00 Ret.Exist_Non-FBC_DryFGD_SNCR_ACI_DSI & C2G | 0 | 0 | 0 | 0 | 0 | 0 | 0
00 Ret.Exist_Non-FBC_DryFGD_SNCR_ACI_DSI & C2G & SCR | 0 | 0 | 0 | 0 | 0 | 0 | 0
00 Ret.Exist_Non-FBC_DryFGD_SNCR_ACI_DSI & DRET | 0 | 0 | 0 | 0 | 0 | 0 | 0
00 Ret.Exist_Non-FBC_DryFGD_SNCR_ACI_DSI & GPM | 0 | 0 | 0 | 0 | 0 | 0 | 0
00 Ret.Exist_Non-FBC_DryFGD_SNCR_ACI_DSI & GPM & C2G | 0 | 0 | 0 | 0 | 0 | 0 | 0
00 Ret.Exist_Non-FBC_DryFGD_SNCR_ACI_DSI & GPM & C2G & SCR | 0 | 0 | 0 | 0 | 0 | 0 | 0
00 Ret.Exist_Non-FBC_DryFGD_SNCR_ACI_DSI & GPM & DRET | 0 | 0 | 0 | 0 | 0 | 0 | 0
00 Ret.Exist_Non-FBC_DryFGD_SNCR_ACI_DSI & GPM & NGC | 0 | 0 | 0 | 0 | 0 | 0 | 0
00 Ret.Exist_Non-FBC_DryFGD_SNCR_ACI_DSI & GPM & SCR | 0 | 0 | 0 | 0 | 0 | 0 | 0
00 Ret.Exist_Non-FBC_DryFGD_SNCR_ACI_DSI & GPM & SCR & CCS | 0 | 0 | 0 | 0 | 0 | 0 | 0
00 Ret.Exist_Non-FBC_DryFGD_SNCR_ACI_DSI & GPM & SCR & DRET | 0 | 0 | 0 | 0 | 0 | 0 | 0
00 Ret.Exist_Non-FBC_DryFGD_SNCR_ACI_DSI & GPM & SCR & NGC | 0 | 0 | 0 | 0 | 0 | 0 | 0
00 Ret.Exist_Non-FBC_DryFGD_SNCR_ACI_DSI & NGC | 0 | 0 | 0 | 0 | 0 | 0 | 0
00 Ret.Exist_Non-FBC_DryFGD_SNCR_ACI_DSI & SCR | 0 | 0 | 0 | 0 | 0 | 0 | 0
00 Ret.Exist_Non-FBC_DryFGD_SNCR_ACI_DSI & SCR & C2G | 0 | 0 | 0 | 0 | 0 | 0 | 0
00 Ret.Exist_Non-FBC_DryFGD_SNCR_ACI_DSI & SCR & CCS | 0 | 0 | 0 | 0 | 0 | 0 | 0
00 Ret.Exist_Non-FBC_DryFGD_SNCR_ACI_DSI & SCR & DRET | 0 | 0 | 0 | 0 | 0 | 0 | 0
00 Ret.Exist_Non-FBC_DryFGD_SNCR_ACI_DSI & SCR & NGC | 0 | 0 | 0 | 0 | 0 | 0 | 0
00 Ret.Exist_Non-FBC_DSI & ACI | 0 | 0 | 0 | 0 | 0 | 0 | 0
00 Ret.Exist_Non-FBC_DSI & ACI & C2G | 0 | 0 | 0 | 0 | 0 | 0 | 0
00 Ret.Exist_Non-FBC_DSI & ACI & C2G & SCR | 0 | 0 | 0 | 0 | 0 | 0 | 0
00 Ret.Exist_Non-FBC_DSI & ACI & DRET | 0 | 0 | 0 | 0 | 0 | 0 | 0
00 Ret.Exist_Non-FBC_DSI & ACI & GPM | 0 | 0 | 0 | 0 | 0 | 0 | 0
00 Ret.Exist_Non-FBC_DSI & ACI & GPM & C2G | 0 | 0 | 0 | 0 | 0 | 0 | 0
00 Ret.Exist_Non-FBC_DSI & ACI & GPM & C2G & SCR | 0 | 0 | 0 | 0 | 0 | 0 | 0
00 Ret.Exist_Non-FBC_DSI & ACI & GPM & DRET | 0 | 0 | 0 | 0 | 0 | 0 | 0
00 Ret.Exist_Non-FBC_DSI & ACI & GPM & NGC | 0 | 0 | 0 | 0 | 0 | 0 | 0
00 Ret.Exist_Non-FBC_DSI & ACI & GPM & SCR | 0 | 0 | 0 | 0 | 0 | 0 | 0
00 Ret.Exist_Non-FBC_DSI & ACI & GPM & SCR & DRET | 0 | 0 | 0 | 0 | 0 | 0 | 0
00 Ret.Exist_Non-FBC_DSI & ACI & GPM & SCR & NGC | 0 | 0 | 0 | 0 | 0 | 0 | 0
00 Ret.Exist_Non-FBC_DSI & ACI & GPM & SNCR | 0 | 0 | 0 | 0 | 0 | 0 | 0
00 Ret.Exist_Non-FBC_DSI & ACI & GPM & SNCR & DRET | 0 | 0 | 0 | 0 | 0 | 0 | 0
00 Ret.Exist_Non-FBC_DSI & ACI & GPM & SNCR & NGC | 0 | 0 | 0 | 0 | 0 | 0 | 0
00 Ret.Exist_Non-FBC_DSI & ACI & GPM & WetFGD & SCR & CCS | 0 | 0 | 0 | 0 | 0 | 0 | 0
00 Ret.Exist_Non-FBC_DSI & ACI & NGC | 0 | 0 | 0 | 0 | 0 | 0 | 0
00 Ret.Exist_Non-FBC_DSI & ACI & SCR | 0 | 0 | 0 | 0 | 0 | 0 | 0
00 Ret.Exist_Non-FBC_DSI & ACI & SCR & DRET | 0 | 0 | 0 | 0 | 0 | 0 | 0
00 Ret.Exist_Non-FBC_DSI & ACI & SCR & NGC | 0 | 0 | 0 | 0 | 0 | 0 | 0
00 Ret.Exist_Non-FBC_DSI & ACI & SNCR | 0 | 0 | 0 | 0 | 0 | 0 | 0
00 Ret.Exist_Non-FBC_DSI & ACI & SNCR & DRET | 0 | 0 | 0 | 0 | 0 | 0 | 0
00 Ret.Exist_Non-FBC_DSI & ACI & SNCR & NGC | 0 | 0 | 0 | 0 | 0 | 0 | 0
00 Ret.Exist_Non-FBC_DSI & ACI & WetFGD & SCR & CCS | 0 | 0 | 0 | 0 | 0 | 0 | 0
00 Ret.Exist_Non-FBC_DSI & C2G | 0 | 0 | 0 | 0 | 0 | 0 | 0
00 Ret.Exist_Non-FBC_DSI & C2G & SCR | 0 | 0 | 0 | 0 | 0 | 0 | 0
00 Ret.Exist_Non-FBC_DSI & DRET | 0 | 0 | 0 | 0 | 0 | 0 | 0
00 Ret.Exist_Non-FBC_DSI & GPM | 0 | 0 | 0 | 0 | 0 | 0 | 0
00 Ret.Exist_Non-FBC_DSI & GPM & C2G | 0 | 0 | 0 | 0 | 0 | 0 | 0
00 Ret.Exist_Non-FBC_DSI & GPM & C2G & SCR | 0 | 0 | 0 | 0 | 0 | 0 | 0
00 Ret.Exist_Non-FBC_DSI & GPM & DRET | 0 | 0 | 0 | 0 | 0 | 0 | 0
00 Ret.Exist_Non-FBC_DSI & GPM & NGC | 0 | 0 | 0 | 0 | 0 | 0 | 0
00 Ret.Exist_Non-FBC_DSI & GPM & SCR | 0 | 0 | 0 | 0 | 0 | 0 | 0
00 Ret.Exist_Non-FBC_DSI & GPM & SCR & DRET | 0 | 0 | 0 | 0 | 0 | 0 | 0
00 Ret.Exist_Non-FBC_DSI & GPM & SCR & NGC | 0 | 0 | 0 | 0 | 0 | 0 | 0
00 Ret.Exist_Non-FBC_DSI & GPM & SNCR | 0 | 0 | 0 | 0 | 0 | 0 | 0
00 Ret.Exist_Non-FBC_DSI & GPM & SNCR & DRET | 0 | 0 | 0 | 0 | 0 | 0 | 0
00 Ret.Exist_Non-FBC_DSI & GPM & SNCR & NGC | 0 | 0 | 0 | 0 | 0 | 0 | 0
00 Ret.Exist_Non-FBC_DSI & GPM & WetFGD & SCR & CCS | 0 | 0 | 0 | 0 | 0 | 0 | 0
00 Ret.Exist_Non-FBC_DSI & NGC | 0 | 0 | 0 | 0 | 0 | 0 | 0
00 Ret.Exist_Non-FBC_DSI & SCR | 0 | 0 | 0 | 0 | 0 | 0 | 0
00 Ret.Exist_Non-FBC_DSI & SCR & C2G | 0 | 0 | 0 | 0 | 0 | 0 | 0
00 Ret.Exist_Non-FBC_DSI & SCR & DRET | 0 | 0 | 0 | 0 | 0 | 0 | 0
00 Ret.Exist_Non-FBC_DSI & SCR & NGC | 0 | 0 | 0 | 0 | 0 | 0 | 0
00 Ret.Exist_Non-FBC_DSI & SCR & WetFGD & CCS | 0 | 0 | 0 | 0 | 0 | 0 | 0
00 Ret.Exist_Non-FBC_DSI & SNCR | 0 | 0 | 0 | 0 | 0 | 0 | 0
00 Ret.Exist_Non-FBC_DSI & SNCR & C2G | 0 | 0 | 0 | 0 | 0 | 0 | 0
00 Ret.Exist_Non-FBC_DSI & SNCR & DRET | 0 | 0 | 0 | 0 | 0 | 0 | 0
00 Ret.Exist_Non-FBC_DSI & SNCR & NGC | 0 | 0 | 0 | 0 | 0 | 0 | 0
00 Ret.Exist_Non-FBC_NoCtrl & ACI | 0 | 0 | 0 | 0 | 0 | 0 | 0
00 Ret.Exist_Non-FBC_NoCtrl & ACI & C2G | 0 | 0 | 0 | 0 | 0 | 0 | 0
00 Ret.Exist_Non-FBC_NoCtrl & ACI & C2G & SCR | 0 | 0 | 0 | 0 | 0 | 0 | 0
00 Ret.Exist_Non-FBC_NoCtrl & ACI & DRET | 0 | 0 | 0 | 0 | 0 | 0 | 0
00 Ret.Exist_Non-FBC_NoCtrl & ACI & DSI | 0 | 0 | 0 | 0 | 0 | 0 | 0
00 Ret.Exist_Non-FBC_NoCtrl & ACI & DSI & C2G | 0 | 0 | 0 | 0 | 0 | 0 | 0
00 Ret.Exist_Non-FBC_NoCtrl & ACI & DSI & C2G & SCR | 0 | 0 | 0 | 0 | 0 | 0 | 0
00 Ret.Exist_Non-FBC_NoCtrl & ACI & DSI & DRET | 0 | 0 | 0 | 0 | 0 | 0 | 0
00 Ret.Exist_Non-FBC_NoCtrl & ACI & DSI & GPM | 0 | 0 | 0 | 0 | 0 | 0 | 0
00 Ret.Exist_Non-FBC_NoCtrl & ACI & DSI & GPM & C2G | 0 | 0 | 0 | 0 | 0 | 0 | 0
00 Ret.Exist_Non-FBC_NoCtrl & ACI & DSI & GPM & C2G & SCR | 0 | 0 | 0 | 0 | 0 | 0 | 0
00 Ret.Exist_Non-FBC_NoCtrl & ACI & DSI & GPM & DRET | 0 | 0 | 0 | 0 | 0 | 0 | 0
00 Ret.Exist_Non-FBC_NoCtrl & ACI & DSI & GPM & NGC | 0 | 0 | 0 | 0 | 0 | 0 | 0
00 Ret.Exist_Non-FBC_NoCtrl & ACI & DSI & GPM & SCR | 0 | 0 | 0 | 0 | 0 | 0 | 0
00 Ret.Exist_Non-FBC_NoCtrl & ACI & DSI & GPM & SCR & DRET | 0 | 0 | 0 | 0 | 0 | 0 | 0
00 Ret.Exist_Non-FBC_NoCtrl & ACI & DSI & GPM & SCR & NGC | 0 | 0 | 0 | 0 | 0 | 0 | 0
00 Ret.Exist_Non-FBC_NoCtrl & ACI & DSI & GPM & SNCR | 0 | 0 | 0 | 0 | 0 | 0 | 0
00 Ret.Exist_Non-FBC_NoCtrl & ACI & DSI & GPM & SNCR & DRET | 0 | 0 | 0 | 0 | 0 | 0 | 0
00 Ret.Exist_Non-FBC_NoCtrl & ACI & DSI & GPM & SNCR & NGC | 0 | 0 | 0 | 0 | 0 | 0 | 0
00 Ret.Exist_Non-FBC_NoCtrl & ACI & DSI & GPM & WetFGD & SCR & CCS | 0 | 0 | 0 | 0 | 0 | 0 | 0
00 Ret.Exist_Non-FBC_NoCtrl & ACI & DSI & NGC | 0 | 0 | 0 | 0 | 0 | 0 | 0
00 Ret.Exist_Non-FBC_NoCtrl & ACI & DSI & SCR | 0 | 0 | 0 | 0 | 0 | 0 | 0
00 Ret.Exist_Non-FBC_NoCtrl & ACI & DSI & SCR & DRET | 0 | 0 | 0 | 0 | 0 | 0 | 0
00 Ret.Exist_Non-FBC_NoCtrl & ACI & DSI & SCR & NGC | 0 | 0 | 0 | 0 | 0 | 0 | 0
00 Ret.Exist_Non-FBC_NoCtrl & ACI & DSI & SNCR | 0 | 0 | 0 | 0 | 0 | 0 | 0
00 Ret.Exist_Non-FBC_NoCtrl & ACI & DSI & SNCR & DRET | 0 | 0 | 0 | 0 | 0 | 0 | 0
00 Ret.Exist_Non-FBC_NoCtrl & ACI & DSI & SNCR & NGC | 0 | 0 | 0 | 0 | 0 | 0 | 0
00 Ret.Exist_Non-FBC_NoCtrl & ACI & DSI & WetFGD & SCR & CCS | 0 | 0 | 0 | 0 | 0 | 0 | 0
00 Ret.Exist_Non-FBC_NoCtrl & ACI & GPM | 0 | 0 | 0 | 0 | 0 | 0 | 0
00 Ret.Exist_Non-FBC_NoCtrl & ACI & GPM & C2G | 0 | 0 | 0 | 0 | 0 | 0 | 0
00 Ret.Exist_Non-FBC_NoCtrl & ACI & GPM & C2G & SCR | 0 | 0 | 0 | 0 | 0 | 0 | 0
00 Ret.Exist_Non-FBC_NoCtrl & ACI & GPM & DRET | 0 | 0 | 0 | 0 | 0 | 0 | 0
00 Ret.Exist_Non-FBC_NoCtrl & ACI & GPM & NGC | 0 | 0 | 0 | 0 | 0 | 0 | 0
00 Ret.Exist_Non-FBC_NoCtrl & ACI & GPM & SCR | 0 | 0 | 0 | 0 | 0 | 0 | 0
00 Ret.Exist_Non-FBC_NoCtrl & ACI & GPM & SCR & DRET | 0 | 0 | 0 | 0 | 0 | 0 | 0
00 Ret.Exist_Non-FBC_NoCtrl & ACI & GPM & SCR & NGC | 0 | 0 | 0 | 0 | 0 | 0 | 0
00 Ret.Exist_Non-FBC_NoCtrl & ACI & GPM & SNCR | 0 | 0 | 0 | 0 | 0 | 0 | 0
00 Ret.Exist_Non-FBC_NoCtrl & ACI & GPM & SNCR & DRET | 0 | 0 | 0 | 0 | 0 | 0 | 0
00 Ret.Exist_Non-FBC_NoCtrl & ACI & GPM & SNCR & NGC | 0 | 0 | 0 | 0 | 0 | 0 | 0
00 Ret.Exist_Non-FBC_NoCtrl & ACI & GPM & WetFGD & SCR & CCS | 0 | 0 | 0 | 0 | 0 | 0 | 0
00 Ret.Exist_Non-FBC_NoCtrl & ACI & NGC | 0 | 0 | 0 | 0 | 0 | 0 | 0
00 Ret.Exist_Non-FBC_NoCtrl & ACI & SCR | 0 | 0 | 0 | 0 | 0 | 0 | 0
00 Ret.Exist_Non-FBC_NoCtrl & ACI & SCR & DRET | 0 | 0 | 0 | 0 | 0 | 0 | 0
00 Ret.Exist_Non-FBC_NoCtrl & ACI & SCR & NGC | 0 | 0 | 0 | 0 | 0 | 0 | 0
00 Ret.Exist_Non-FBC_NoCtrl & ACI & SNCR | 0 | 0 | 0 | 0 | 0 | 0 | 0
00 Ret.Exist_Non-FBC_NoCtrl & ACI & SNCR & DRET | 0 | 0 | 0 | 0 | 0 | 0 | 0
00 Ret.Exist_Non-FBC_NoCtrl & ACI & SNCR & NGC | 0 | 0 | 0 | 0 | 0 | 0 | 0
00 Ret.Exist_Non-FBC_NoCtrl & ACI & WetFGD & SCR & CCS | 0 | 0 | 0 | 0 | 0 | 0 | 0
00 Ret.Exist_Non-FBC_NoCtrl & C2G | 0 | 0 | 0 | 0 | 0 | 0 | 0
00 Ret.Exist_Non-FBC_NoCtrl & C2G & SCR | 0 | 0 | 0 | 0 | 0 | 0 | 0
00 Ret.Exist_Non-FBC_NoCtrl & DCCS | 0 | 0 | 0 | 0 | 0 | 0 | 0
00 Ret.Exist_Non-FBC_NoCtrl & DCCS & WetFGD & SCR & CCS | 0 | 0 | 0 | 0 | 0 | 0 | 0
00 Ret.Exist_Non-FBC_NoCtrl & DRET | 0 | 0 | 0 | 0 | 0 | 0 | 0
00 Ret.Exist_Non-FBC_NoCtrl & DSI | 0 | 0 | 0 | 0 | 0 | 0 | 0
00 Ret.Exist_Non-FBC_NoCtrl & DSI & C2G | 0 | 0 | 0 | 0 | 0 | 0 | 0
00 Ret.Exist_Non-FBC_NoCtrl & DSI & C2G & SCR | 0 | 0 | 0 | 0 | 0 | 0 | 0
00 Ret.Exist_Non-FBC_NoCtrl & DSI & DRET | 0 | 0 | 0 | 0 | 0 | 0 | 0
00 Ret.Exist_Non-FBC_NoCtrl & DSI & GPM | 0 | 0 | 0 | 0 | 0 | 0 | 0
00 Ret.Exist_Non-FBC_NoCtrl & DSI & GPM & C2G | 0 | 0 | 0 | 0 | 0 | 0 | 0
00 Ret.Exist_Non-FBC_NoCtrl & DSI & GPM & C2G & SCR | 0 | 0 | 0 | 0 | 0 | 0 | 0
00 Ret.Exist_Non-FBC_NoCtrl & DSI & GPM & DRET | 0 | 0 | 0 | 0 | 0 | 0 | 0
00 Ret.Exist_Non-FBC_NoCtrl & DSI & GPM & NGC | 0 | 0 | 0 | 0 | 0 | 0 | 0
00 Ret.Exist_Non-FBC_NoCtrl & DSI & GPM & SCR | 0 | 0 | 0 | 0 | 0 | 0 | 0
00 Ret.Exist_Non-FBC_NoCtrl & DSI & GPM & SCR & DRET | 0 | 0 | 0 | 0 | 0 | 0 | 0
00 Ret.Exist_Non-FBC_NoCtrl & DSI & GPM & SCR & NGC | 0 | 0 | 0 | 0 | 0 | 0 | 0
00 Ret.Exist_Non-FBC_NoCtrl & DSI & GPM & SNCR | 0 | 0 | 0 | 0 | 0 | 0 | 0
00 Ret.Exist_Non-FBC_NoCtrl & DSI & GPM & SNCR & DRET | 0 | 0 | 0 | 0 | 0 | 0 | 0
00 Ret.Exist_Non-FBC_NoCtrl & DSI & GPM & SNCR & NGC | 0 | 0 | 0 | 0 | 0 | 0 | 0
00 Ret.Exist_Non-FBC_NoCtrl & DSI & GPM & WetFGD & SCR & CCS | 0 | 0 | 0 | 0 | 0 | 0 | 0
00 Ret.Exist_Non-FBC_NoCtrl & DSI & NGC | 0 | 0 | 0 | 0 | 0 | 0 | 0
00 Ret.Exist_Non-FBC_NoCtrl & DSI & SCR | 0 | 0 | 0 | 0 | 0 | 0 | 0
00 Ret.Exist_Non-FBC_NoCtrl & DSI & SCR & DRET | 0 | 0 | 0 | 0 | 0 | 0 | 0
00 Ret.Exist_Non-FBC_NoCtrl & DSI & SCR & NGC | 0 | 0 | 0 | 0 | 0 | 0 | 0
00 Ret.Exist_Non-FBC_NoCtrl & DSI & SNCR | 0 | 0 | 0 | 0 | 0 | 0 | 0
00 Ret.Exist_Non-FBC_NoCtrl & DSI & SNCR & DRET | 0 | 0 | 0 | 0 | 0 | 0 | 0
00 Ret.Exist_Non-FBC_NoCtrl & DSI & SNCR & NGC | 0 | 0 | 0 | 0 | 0 | 0 | 0
00 Ret.Exist_Non-FBC_NoCtrl & DSI & WetFGD & SCR & CCS | 0 | 0 | 0 | 0 | 0 | 0 | 0
00 Ret.Exist_Non-FBC_NoCtrl & GPM | 0 | 0 | 0 | 0 | 0 | 0 | 0
00 Ret.Exist_Non-FBC_NoCtrl & GPM & C2G | 0 | 0 | 0 | 0 | 0 | 0 | 0
00 Ret.Exist_Non-FBC_NoCtrl & GPM & C2G & SCR | 0 | 0 | 0 | 0 | 0 | 0 | 0
00 Ret.Exist_Non-FBC_NoCtrl & GPM & DRET | 0 | 0 | 0 | 0 | 0 | 0 | 0
00 Ret.Exist_Non-FBC_NoCtrl & GPM & NGC | 0 | 0 | 0 | 0 | 0 | 0 | 0
00 Ret.Exist_Non-FBC_NoCtrl & GPM & SCR | 0 | 0 | 0 | 0 | 0 | 0 | 0
00 Ret.Exist_Non-FBC_NoCtrl & GPM & SCR & DRET | 0 | 0 | 0 | 0 | 0 | 0 | 0
00 Ret.Exist_Non-FBC_NoCtrl & GPM & SCR & NGC | 0 | 0 | 0 | 0 | 0 | 0 | 0
00 Ret.Exist_Non-FBC_NoCtrl & GPM & SNCR | 0 | 0 | 0 | 0 | 0 | 0 | 0
00 Ret.Exist_Non-FBC_NoCtrl & GPM & SNCR & DRET | 0 | 0 | 0 | 0 | 0 | 0 | 0
00 Ret.Exist_Non-FBC_NoCtrl & GPM & SNCR & NGC | 0 | 0 | 0 | 0 | 0 | 0 | 0
00 Ret.Exist_Non-FBC_NoCtrl & GPM & WetFGD & SCR & CCS | 0 | 0 | 0 | 0 | 0 | 0 | 0
00 Ret.Exist_Non-FBC_NoCtrl & NGC | 0 | 0 | 0 | 0 | 0 | 0 | 0
00 Ret.Exist_Non-FBC_NoCtrl & SCR | 0 | 0 | 0 | 0 | 0 | 0 | 0
00 Ret.Exist_Non-FBC_NoCtrl & SCR & C2G | 0 | 0 | 0 | 0 | 0 | 0 | 0
00 Ret.Exist_Non-FBC_NoCtrl & SCR & DRET | 0 | 0 | 0 | 0 | 0 | 0 | 0
00 Ret.Exist_Non-FBC_NoCtrl & SCR & NGC | 0 | 0 | 0 | 0 | 0 | 0 | 0
00 Ret.Exist_Non-FBC_NoCtrl & SCR & WetFGD & CCS | 0 | 0 | 0 | 0 | 0 | 0 | 0
00 Ret.Exist_Non-FBC_NoCtrl & SNCR | 0 | 0 | 0 | 0 | 0 | 0 | 0
00 Ret.Exist_Non-FBC_NoCtrl & SNCR & C2G | 0 | 0 | 0 | 0 | 0 | 0 | 0
00 Ret.Exist_Non-FBC_NoCtrl & SNCR & DRET | 0 | 0 | 0 | 0 | 0 | 0 | 0
00 Ret.Exist_Non-FBC_NoCtrl & SNCR & NGC | 0 | 0 | 0 | 0 | 0 | 0 | 0
00 Ret.Exist_Non-FBC_SCR_ACI & C2G | 0 | 0 | 0 | 0 | 0 | 0 | 0
00 Ret.Exist_Non-FBC_SCR_ACI & DCCS | 0 | 0 | 0 | 0 | 0 | 0 | 0
00 Ret.Exist_Non-FBC_SCR_ACI & DCCS & WetFGD & CCS | 0 | 0 | 0 | 0 | 0 | 0 | 0
00 Ret.Exist_Non-FBC_SCR_ACI & DRET | 0 | 0 | 0 | 0 | 0 | 0 | 0
00 Ret.Exist_Non-FBC_SCR_ACI & DSI | 0 | 0 | 0 | 0 | 0 | 0 | 0
00 Ret.Exist_Non-FBC_SCR_ACI & DSI & C2G | 0 | 0 | 0 | 0 | 0 | 0 | 0
00 Ret.Exist_Non-FBC_SCR_ACI & DSI & DRET | 0 | 0 | 0 | 0 | 0 | 0 | 0
00 Ret.Exist_Non-FBC_SCR_ACI & DSI & GPM | 0 | 0 | 0 | 0 | 0 | 0 | 0
00 Ret.Exist_Non-FBC_SCR_ACI & DSI & GPM & C2G | 0 | 0 | 0 | 0 | 0 | 0 | 0
00 Ret.Exist_Non-FBC_SCR_ACI & DSI & GPM & DRET | 0 | 0 | 0 | 0 | 0 | 0 | 0
00 Ret.Exist_Non-FBC_SCR_ACI & DSI & GPM & NGC | 0 | 0 | 0 | 0 | 0 | 0 | 0
00 Ret.Exist_Non-FBC_SCR_ACI & DSI & GPM & WetFGD & CCS | 0 | 0 | 0 | 0 | 0 | 0 | 0
00 Ret.Exist_Non-FBC_SCR_ACI & DSI & NGC | 0 | 0 | 0 | 0 | 0 | 0 | 0
00 Ret.Exist_Non-FBC_SCR_ACI & DSI & WetFGD & CCS | 0 | 0 | 0 | 0 | 0 | 0 | 0
00 Ret.Exist_Non-FBC_SCR_ACI & GPM | 0 | 0 | 0 | 0 | 0 | 0 | 0
00 Ret.Exist_Non-FBC_SCR_ACI & GPM & C2G | 0 | 0 | 0 | 0 | 0 | 0 | 0
00 Ret.Exist_Non-FBC_SCR_ACI & GPM & DRET | 0 | 0 | 0 | 0 | 0 | 0 | 0
00 Ret.Exist_Non-FBC_SCR_ACI & GPM & NGC | 0 | 0 | 0 | 0 | 0 | 0 | 0
00 Ret.Exist_Non-FBC_SCR_ACI & GPM & WetFGD & CCS | 0 | 0 | 0 | 0 | 0 | 0 | 0
00 Ret.Exist_Non-FBC_SCR_ACI & NGC | 0 | 0 | 0 | 0 | 0 | 0 | 0
00 Ret.Exist_Non-FBC_SCR_ACI & WetFGD & CCS | 0 | 0 | 0 | 0 | 0 | 0 | 0
00 Ret.Exist_Non-FBC_SCR_ACI_DSI & C2G | 0 | 0 | 0 | 0 | 0 | 0 | 0
00 Ret.Exist_Non-FBC_SCR_ACI_DSI & DCCS | 0 | 0 | 0 | 0 | 0 | 0 | 0
00 Ret.Exist_Non-FBC_SCR_ACI_DSI & DCCS & WetFGD & CCS | 0 | 0 | 0 | 0 | 0 | 0 | 0
00 Ret.Exist_Non-FBC_SCR_ACI_DSI & DRET | 0 | 0 | 0 | 0 | 0 | 0 | 0
00 Ret.Exist_Non-FBC_SCR_ACI_DSI & GPM | 0 | 0 | 0 | 0 | 0 | 0 | 0
00 Ret.Exist_Non-FBC_SCR_ACI_DSI & GPM & C2G | 0 | 0 | 0 | 0 | 0 | 0 | 0
00 Ret.Exist_Non-FBC_SCR_ACI_DSI & GPM & DRET | 0 | 0 | 0 | 0 | 0 | 0 | 0
00 Ret.Exist_Non-FBC_SCR_ACI_DSI & GPM & NGC | 0 | 0 | 0 | 0 | 0 | 0 | 0
00 Ret.Exist_Non-FBC_SCR_ACI_DSI & GPM & WetFGD & CCS | 0 | 0 | 0 | 0 | 0 | 0 | 0
00 Ret.Exist_Non-FBC_SCR_ACI_DSI & NGC | 0 | 0 | 0 | 0 | 0 | 0 | 0
00 Ret.Exist_Non-FBC_SCR_ACI_DSI & WetFGD & CCS | 0 | 0 | 0 | 0 | 0 | 0 | 0
00 Ret.Exist_Non-FBC_SNCR_ACI & C2G | 0 | 0 | 0 | 0 | 0 | 0 | 0
00 Ret.Exist_Non-FBC_SNCR_ACI & C2G & SCR | 0 | 0 | 0 | 0 | 0 | 0 | 0
00 Ret.Exist_Non-FBC_SNCR_ACI & DRET | 0 | 0 | 0 | 0 | 0 | 0 | 0
00 Ret.Exist_Non-FBC_SNCR_ACI & DSI | 0 | 0 | 0 | 0 | 0 | 0 | 0
00 Ret.Exist_Non-FBC_SNCR_ACI & DSI & C2G | 0 | 0 | 0 | 0 | 0 | 0 | 0
00 Ret.Exist_Non-FBC_SNCR_ACI & DSI & C2G & SCR | 0 | 0 | 0 | 0 | 0 | 0 | 0
00 Ret.Exist_Non-FBC_SNCR_ACI & DSI & DRET | 0 | 0 | 0 | 0 | 0 | 0 | 0
00 Ret.Exist_Non-FBC_SNCR_ACI & DSI & NGC | 0 | 0 | 0 | 0 | 0 | 0 | 0
00 Ret.Exist_Non-FBC_SNCR_ACI & DSI & SCR | 0 | 0 | 0 | 0 | 0 | 0 | 0
00 Ret.Exist_Non-FBC_SNCR_ACI & DSI & SCR & DRET | 0 | 0 | 0 | 0 | 0 | 0 | 0
00 Ret.Exist_Non-FBC_SNCR_ACI & DSI & SCR & NGC | 0 | 0 | 0 | 0 | 0 | 0 | 0
00 Ret.Exist_Non-FBC_SNCR_ACI & DSI & WetFGD & SCR & CCS | 0 | 0 | 0 | 0 | 0 | 0 | 0
00 Ret.Exist_Non-FBC_SNCR_ACI & GPM | 0 | 0 | 0 | 0 | 0 | 0 | 0
00 Ret.Exist_Non-FBC_SNCR_ACI & GPM & C2G | 0 | 0 | 0 | 0 | 0 | 0 | 0
00 Ret.Exist_Non-FBC_SNCR_ACI & GPM & C2G & SCR | 0 | 0 | 0 | 0 | 0 | 0 | 0
00 Ret.Exist_Non-FBC_SNCR_ACI & GPM & DRET | 0 | 0 | 0 | 0 | 0 | 0 | 0
00 Ret.Exist_Non-FBC_SNCR_ACI & GPM & NGC | 0 | 0 | 0 | 0 | 0 | 0 | 0
00 Ret.Exist_Non-FBC_SNCR_ACI & GPM & SCR | 0 | 0 | 0 | 0 | 0 | 0 | 0
00 Ret.Exist_Non-FBC_SNCR_ACI & GPM & SCR & DRET | 0 | 0 | 0 | 0 | 0 | 0 | 0
00 Ret.Exist_Non-FBC_SNCR_ACI & GPM & SCR & NGC | 0 | 0 | 0 | 0 | 0 | 0 | 0
00 Ret.Exist_Non-FBC_SNCR_ACI & GPM & WetFGD & SCR & CCS | 0 | 0 | 0 | 0 | 0 | 0 | 0
00 Ret.Exist_Non-FBC_SNCR_ACI & NGC | 0 | 0 | 0 | 0 | 0 | 0 | 0
00 Ret.Exist_Non-FBC_SNCR_ACI & SCR | 0 | 0 | 0 | 0 | 0 | 0 | 0
00 Ret.Exist_Non-FBC_SNCR_ACI & SCR & C2G | 0 | 0 | 0 | 0 | 0 | 0 | 0
00 Ret.Exist_Non-FBC_SNCR_ACI & SCR & DRET | 0 | 0 | 0 | 0 | 0 | 0 | 0
00 Ret.Exist_Non-FBC_SNCR_ACI & SCR & NGC | 0 | 0 | 0 | 0 | 0 | 0 | 0
00 Ret.Exist_Non-FBC_SNCR_ACI & SCR & WetFGD & CCS | 0 | 0 | 0 | 0 | 0 | 0 | 0
00 Ret.Exist_Non-FBC_SNCR_ACI_DSI & C2G | 1033 | 1033 | 1033 | 1033 | 1033 | 1033 | 1033
00 Ret.Exist_Non-FBC_SNCR_ACI_DSI & C2G & SCR | 0 | 0 | 0 | 0 | 0 | 0 | 0
00 Ret.Exist_Non-FBC_SNCR_ACI_DSI & DCCS | 0 | 0 | 0 | 0 | 0 | 0 | 0
00 Ret.Exist_Non-FBC_SNCR_ACI_DSI & DCCS & WetFGD & SCR & CCS | 0 | 0 | 0 | 0 | 0 | 0 | 0
00 Ret.Exist_Non-FBC_SNCR_ACI_DSI & DRET | 0 | 0 | 0 | 0 | 0 | 0 | 0
00 Ret.Exist_Non-FBC_SNCR_ACI_DSI & GPM | 0 | 0 | 0 | 0 | 0 | 0 | 0
00 Ret.Exist_Non-FBC_SNCR_ACI_DSI & GPM & C2G | 0 | 0 | 0 | 0 | 0 | 0 | 0
00 Ret.Exist_Non-FBC_SNCR_ACI_DSI & GPM & C2G & SCR | 0 | 0 | 0 | 0 | 0 | 0 | 0
00 Ret.Exist_Non-FBC_SNCR_ACI_DSI & GPM & DRET | 0 | 0 | 0 | 0 | 0 | 0 | 0
00 Ret.Exist_Non-FBC_SNCR_ACI_DSI & GPM & NGC | 0 | 0 | 0 | 0 | 0 | 0 | 0
00 Ret.Exist_Non-FBC_SNCR_ACI_DSI & GPM & SCR | 0 | 0 | 0 | 0 | 0 | 0 | 0
00 Ret.Exist_Non-FBC_SNCR_ACI_DSI & GPM & SCR & DRET | 0 | 0 | 0 | 0 | 0 | 0 | 0
00 Ret.Exist_Non-FBC_SNCR_ACI_DSI & GPM & SCR & NGC | 0 | 0 | 0 | 0 | 0 | 0 | 0
00 Ret.Exist_Non-FBC_SNCR_ACI_DSI & GPM & WetFGD & SCR & CCS | 0 | 0 | 0 | 0 | 0 | 0 | 0
00 Ret.Exist_Non-FBC_SNCR_ACI_DSI & NGC | 0 | 0 | 0 | 0 | 0 | 0 | 0
00 Ret.Exist_Non-FBC_SNCR_ACI_DSI & SCR | 0 | 0 | 0 | 0 | 0 | 0 | 0
00 Ret.Exist_Non-FBC_SNCR_ACI_DSI & SCR & C2G | 0 | 0 | 0 | 0 | 0 | 0 | 0
00 Ret.Exist_Non-FBC_SNCR_ACI_DSI & SCR & DRET | 0 | 0 | 0 | 0 | 0 | 0 | 0
00 Ret.Exist_Non-FBC_SNCR_ACI_DSI & SCR & NGC | 0 | 0 | 0 | 0 | 0 | 0 | 0
00 Ret.Exist_Non-FBC_SNCR_ACI_DSI & SCR & WetFGD & CCS | 0 | 0 | 0 | 0 | 0 | 0 | 0
00 Ret.Exist_Non-FBC_WetFGD & ACI | 0 | 0 | 0 | 0 | 0 | 0 | 0
00 Ret.Exist_Non-FBC_WetFGD & ACI & C2G | 0 | 0 | 0 | 0 | 0 | 0 | 0
00 Ret.Exist_Non-FBC_WetFGD & ACI & C2G & SCR | 0 | 0 | 0 | 0 | 0 | 0 | 0
00 Ret.Exist_Non-FBC_WetFGD & ACI & DRET | 0 | 0 | 0 | 0 | 0 | 0 | 0
00 Ret.Exist_Non-FBC_WetFGD & ACI & GPM | 0 | 0 | 0 | 0 | 0 | 0 | 0
00 Ret.Exist_Non-FBC_WetFGD & ACI & GPM & C2G | 0 | 0 | 0 | 0 | 0 | 0 | 0
00 Ret.Exist_Non-FBC_WetFGD & ACI & GPM & C2G & SCR | 0 | 0 | 0 | 0 | 0 | 0 | 0
00 Ret.Exist_Non-FBC_WetFGD & ACI & GPM & DRET | 0 | 0 | 0 | 0 | 0 | 0 | 0
00 Ret.Exist_Non-FBC_WetFGD & ACI & GPM & NGC | 0 | 0 | 0 | 0 | 0 | 0 | 0
00 Ret.Exist_Non-FBC_WetFGD & ACI & GPM & SCR | 0 | 0 | 0 | 0 | 0 | 0 | 0
00 Ret.Exist_Non-FBC_WetFGD & ACI & GPM & SCR & CCS | 0 | 0 | 0 | 0 | 0 | 0 | 0
00 Ret.Exist_Non-FBC_WetFGD & ACI & GPM & SCR & DRET | 0 | 0 | 0 | 0 | 0 | 0 | 0
00 Ret.Exist_Non-FBC_WetFGD & ACI & GPM & SCR & NGC | 0 | 0 | 0 | 0 | 0 | 0 | 0
00 Ret.Exist_Non-FBC_WetFGD & ACI & GPM & SNCR | 0 | 0 | 0 | 0 | 0 | 0 | 0
00 Ret.Exist_Non-FBC_WetFGD & ACI & GPM & SNCR & DRET | 0 | 0 | 0 | 0 | 0 | 0 | 0
00 Ret.Exist_Non-FBC_WetFGD & ACI & GPM & SNCR & NGC | 0 | 0 | 0 | 0 | 0 | 0 | 0
00 Ret.Exist_Non-FBC_WetFGD & ACI & NGC | 0 | 0 | 0 | 0 | 0 | 0 | 0
00 Ret.Exist_Non-FBC_WetFGD & ACI & SCR | 0 | 0 | 0 | 0 | 0 | 0 | 0
00 Ret.Exist_Non-FBC_WetFGD & ACI & SCR & CCS | 0 | 0 | 0 | 0 | 0 | 0 | 0
00 Ret.Exist_Non-FBC_WetFGD & ACI & SCR & DRET | 0 | 0 | 0 | 0 | 0 | 0 | 0
00 Ret.Exist_Non-FBC_WetFGD & ACI & SCR & NGC | 0 | 0 | 0 | 0 | 0 | 0 | 0
00 Ret.Exist_Non-FBC_WetFGD & ACI & SNCR | 0 | 0 | 0 | 0 | 0 | 0 | 0
00 Ret.Exist_Non-FBC_WetFGD & ACI & SNCR & DRET | 0 | 0 | 0 | 0 | 0 | 0 | 0
00 Ret.Exist_Non-FBC_WetFGD & ACI & SNCR & NGC | 0 | 0 | 0 | 0 | 0 | 0 | 0
00 Ret.Exist_Non-FBC_WetFGD & C2G | 0 | 0 | 0 | 0 | 0 | 0 | 0
00 Ret.Exist_Non-FBC_WetFGD & C2G & SCR | 0 | 0 | 0 | 0 | 0 | 0 | 0
00 Ret.Exist_Non-FBC_WetFGD & DRET | 0 | 0 | 0 | 0 | 0 | 0 | 0
00 Ret.Exist_Non-FBC_WetFGD & DCCS | 0 | 0 | 0 | 0 | 0 | 0 | 0
00 Ret.Exist_Non-FBC_WetFGD & DCCS & SCR & CCS | 0 | 0 | 0 | 0 | 0 | 0 | 0
00 Ret.Exist_Non-FBC_WetFGD & GPM | 0 | 0 | 0 | 0 | 0 | 0 | 0
00 Ret.Exist_Non-FBC_WetFGD & GPM & C2G | 0 | 0 | 0 | 0 | 0 | 0 | 0
00 Ret.Exist_Non-FBC_WetFGD & GPM & C2G & SCR | 0 | 0 | 0 | 0 | 0 | 0 | 0
00 Ret.Exist_Non-FBC_WetFGD & GPM & DRET | 0 | 0 | 0 | 0 | 0 | 0 | 0
00 Ret.Exist_Non-FBC_WetFGD & GPM & NGC | 0 | 0 | 0 | 0 | 0 | 0 | 0
00 Ret.Exist_Non-FBC_WetFGD & GPM & SCR | 0 | 0 | 0 | 0 | 0 | 0 | 0
00 Ret.Exist_Non-FBC_WetFGD & GPM & SCR & CCS | 0 | 0 | 0 | 0 | 0 | 0 | 0
00 Ret.Exist_Non-FBC_WetFGD & GPM & SCR & DRET | 0 | 0 | 0 | 0 | 0 | 0 | 0
00 Ret.Exist_Non-FBC_WetFGD & GPM & SCR & NGC | 0 | 0 | 0 | 0 | 0 | 0 | 0
00 Ret.Exist_Non-FBC_WetFGD & GPM & SNCR | 0 | 0 | 0 | 0 | 0 | 0 | 0
00 Ret.Exist_Non-FBC_WetFGD & GPM & SNCR & DRET | 0 | 0 | 0 | 0 | 0 | 0 | 0
00 Ret.Exist_Non-FBC_WetFGD & GPM & SNCR & NGC | 0 | 0 | 0 | 0 | 0 | 0 | 0
00 Ret.Exist_Non-FBC_WetFGD & NGC | 0 | 0 | 0 | 0 | 0 | 0 | 0
00 Ret.Exist_Non-FBC_WetFGD & SCR | 0 | 0 | 0 | 0 | 0 | 0 | 0
00 Ret.Exist_Non-FBC_WetFGD & SCR & C2G | 0 | 0 | 0 | 0 | 0 | 0 | 0
00 Ret.Exist_Non-FBC_WetFGD & SCR & CCS | 0 | 0 | 0 | 0 | 0 | 0 | 0
00 Ret.Exist_Non-FBC_WetFGD & SCR & DRET | 0 | 0 | 0 | 0 | 0 | 0 | 0
00 Ret.Exist_Non-FBC_WetFGD & SCR & NGC | 0 | 0 | 0 | 0 | 0 | 0 | 0
00 Ret.Exist_Non-FBC_WetFGD & SNCR | 0 | 0 | 0 | 0 | 0 | 0 | 0
00 Ret.Exist_Non-FBC_WetFGD & SNCR & C2G | 0 | 0 | 0 | 0 | 0 | 0 | 0
00 Ret.Exist_Non-FBC_WetFGD & SNCR & DRET | 0 | 0 | 0 | 0 | 0 | 0 | 0
00 Ret.Exist_Non-FBC_WetFGD & SNCR & NGC | 0 | 0 | 0 | 0 | 0 | 0 | 0
00 Ret.Exist_Non-FBC_WetFGD_ACI & C2G | 1070 | 1070 | 1070 | 1070 | 1070 | 1070 | 1070
00 Ret.Exist_Non-FBC_WetFGD_ACI & C2G & SCR | 0 | 0 | 0 | 0 | 0 | 0 | 0
00 Ret.Exist_Non-FBC_WetFGD_ACI & DCCS | 0 | 0 | 0 | 0 | 0 | 0 | 0
00 Ret.Exist_Non-FBC_WetFGD_ACI & DCCS & SCR & CCS | 0 | 0 | 0 | 0 | 0 | 0 | 0
00 Ret.Exist_Non-FBC_WetFGD_ACI & DRET | 0 | 0 | 0 | 0 | 0 | 0 | 0
00 Ret.Exist_Non-FBC_WetFGD_ACI & GPM | 0 | 2265.156 | 2265.156 | 2265.156 | 2265.156 | 2265.156 | 2265.156
00 Ret.Exist_Non-FBC_WetFGD_ACI & GPM & C2G | 0 | 0 | 0 | 0 | 0 | 0 | 0
00 Ret.Exist_Non-FBC_WetFGD_ACI & GPM & C2G & SCR | 0 | 0 | 0 | 0 | 0 | 0 | 0
00 Ret.Exist_Non-FBC_WetFGD_ACI & GPM & DRET | 0 | 0 | 0 | 0 | 0 | 0 | 0
00 Ret.Exist_Non-FBC_WetFGD_ACI & GPM & NGC | 0 | 0 | 0 | 0 | 0 | 0 | 0
00 Ret.Exist_Non-FBC_WetFGD_ACI & GPM & SCR | 0 | 0 | 0 | 0 | 0 | 0 | 0
00 Ret.Exist_Non-FBC_WetFGD_ACI & GPM & SCR & CCS | 0 | 0 | 0 | 0 | 0 | 0 | 0
00 Ret.Exist_Non-FBC_WetFGD_ACI & GPM & SCR & DRET | 0 | 0 | 0 | 0 | 0 | 0 | 0
00 Ret.Exist_Non-FBC_WetFGD_ACI & GPM & SCR & NGC | 0 | 0 | 0 | 0 | 0 | 0 | 0
00 Ret.Exist_Non-FBC_WetFGD_ACI & GPM & SNCR | 0 | 0 | 0 | 0 | 0 | 0 | 0
00 Ret.Exist_Non-FBC_WetFGD_ACI & GPM & SNCR & DRET | 0 | 0 | 0 | 0 | 0 | 0 | 0
00 Ret.Exist_Non-FBC_WetFGD_ACI & GPM & SNCR & NGC | 0 | 0 | 0 | 0 | 0 | 0 | 0
00 Ret.Exist_Non-FBC_WetFGD_ACI & NGC | 0 | 0 | 0 | 0 | 0 | 0 | 0
00 Ret.Exist_Non-FBC_WetFGD_ACI & SCR | 374.7878 | 374.7878 | 374.7878 | 374.7878 | 374.7878 | 374.7878 | 374.7878
00 Ret.Exist_Non-FBC_WetFGD_ACI & SCR & C2G | 0 | 0 | 0 | 0 | 0 | 0 | 0
00 Ret.Exist_Non-FBC_WetFGD_ACI & SCR & CCS | 0 | 0 | 892.3395 | 892.3395 | 757.9332 | 0 | 0
00 Ret.Exist_Non-FBC_WetFGD_ACI & SCR & DRET | 0 | 0 | 0 | 0 | 0 | 0 | 0
00 Ret.Exist_Non-FBC_WetFGD_ACI & SCR & NGC | 0 | 0 | 0 | 0 | 0 | 0 | 0
00 Ret.Exist_Non-FBC_WetFGD_ACI & SNCR | 0 | 0 | 0 | 0 | 0 | 0 | 0
00 Ret.Exist_Non-FBC_WetFGD_ACI & SNCR & C2G | 0 | 0 | 0 | 0 | 0 | 0 | 0
00 Ret.Exist_Non-FBC_WetFGD_ACI & SNCR & DRET | 0 | 0 | 0 | 0 | 0 | 0 | 0
00 Ret.Exist_Non-FBC_WetFGD_ACI & SNCR & NGC | 0 | 0 | 0 | 0 | 0 | 0 | 0
00 Ret.Exist_Non-FBC_WetFGD_ACI_DSI & C2G | 530 | 530 | 0 | 0 | 0 | 0 | 0
00 Ret.Exist_Non-FBC_WetFGD_ACI_DSI & C2G & SCR | 0 | 0 | 0 | 0 | 0 | 0 | 0
00 Ret.Exist_Non-FBC_WetFGD_ACI_DSI & DCCS | 0 | 0 | 0 | 0 | 0 | 0 | 0
00 Ret.Exist_Non-FBC_WetFGD_ACI_DSI & DCCS & SCR & CCS | 0 | 0 | 0 | 0 | 0 | 0 | 0
00 Ret.Exist_Non-FBC_WetFGD_ACI_DSI & DRET | 0 | 0 | 0 | 0 | 0 | 0 | 0
00 Ret.Exist_Non-FBC_WetFGD_ACI_DSI & GPM | 0 | 0 | 0 | 0 | 0 | 0 | 0
00 Ret.Exist_Non-FBC_WetFGD_ACI_DSI & GPM & C2G | 0 | 0 | 0 | 0 | 0 | 0 | 0
00 Ret.Exist_Non-FBC_WetFGD_ACI_DSI & GPM & C2G & SCR | 0 | 0 | 0 | 0 | 0 | 0 | 0
00 Ret.Exist_Non-FBC_WetFGD_ACI_DSI & GPM & DRET | 0 | 0 | 0 | 0 | 0 | 0 | 0
00 Ret.Exist_Non-FBC_WetFGD_ACI_DSI & GPM & NGC | 0 | 0 | 0 | 0 | 0 | 0 | 0
00 Ret.Exist_Non-FBC_WetFGD_ACI_DSI & GPM & SCR | 0 | 0 | 0 | 0 | 0 | 0 | 0
00 Ret.Exist_Non-FBC_WetFGD_ACI_DSI & GPM & SCR & CCS | 0 | 0 | 0 | 0 | 0 | 0 | 0
00 Ret.Exist_Non-FBC_WetFGD_ACI_DSI & GPM & SCR & DRET | 0 | 0 | 0 | 0 | 0 | 0 | 0
00 Ret.Exist_Non-FBC_WetFGD_ACI_DSI & GPM & SCR & NGC | 0 | 0 | 0 | 0 | 0 | 0 | 0
00 Ret.Exist_Non-FBC_WetFGD_ACI_DSI & GPM & SNCR | 0 | 0 | 0 | 0 | 0 | 0 | 0
00 Ret.Exist_Non-FBC_WetFGD_ACI_DSI & GPM & SNCR & DRET | 0 | 0 | 0 | 0 | 0 | 0 | 0
00 Ret.Exist_Non-FBC_WetFGD_ACI_DSI & GPM & SNCR & NGC | 0 | 0 | 0 | 0 | 0 | 0 | 0
00 Ret.Exist_Non-FBC_WetFGD_ACI_DSI & NGC | 0 | 0 | 0 | 0 | 0 | 0 | 0
00 Ret.Exist_Non-FBC_WetFGD_ACI_DSI & SCR | 0 | 0 | 0 | 0 | 0 | 0 | 0
00 Ret.Exist_Non-FBC_WetFGD_ACI_DSI & SCR & C2G | 0 | 0 | 0 | 0 | 0 | 0 | 0
00 Ret.Exist_Non-FBC_WetFGD_ACI_DSI & SCR & CCS | 0 | 0 | 0 | 0 | 0 | 0 | 0
00 Ret.Exist_Non-FBC_WetFGD_ACI_DSI & SCR & DRET | 0 | 0 | 0 | 0 | 0 | 0 | 0
00 Ret.Exist_Non-FBC_WetFGD_ACI_DSI & SCR & NGC | 0 | 0 | 0 | 0 | 0 | 0 | 0
00 Ret.Exist_Non-FBC_WetFGD_ACI_DSI & SNCR | 0 | 0 | 0 | 0 | 0 | 0 | 0
00 Ret.Exist_Non-FBC_WetFGD_ACI_DSI & SNCR & C2G | 0 | 0 | 0 | 0 | 0 | 0 | 0
00 Ret.Exist_Non-FBC_WetFGD_ACI_DSI & SNCR & DRET | 0 | 0 | 0 | 0 | 0 | 0 | 0
00 Ret.Exist_Non-FBC_WetFGD_ACI_DSI & SNCR & NGC | 0 | 0 | 0 | 0 | 0 | 0 | 0
00 Ret.Exist_Non-FBC_WetFGD_SCR & ACI | 0 | 0 | 0 | 0 | 0 | 0 | 0
00 Ret.Exist_Non-FBC_WetFGD_SCR & ACI & C2G | 0 | 0 | 0 | 0 | 0 | 0 | 0
00 Ret.Exist_Non-FBC_WetFGD_SCR & ACI & CCS | 0 | 0 | 0 | 0 | 0 | 0 | 0
00 Ret.Exist_Non-FBC_WetFGD_SCR & DCCS | 0 | 0 | 0 | 0 | 0 | 0 | 0
00 Ret.Exist_Non-FBC_WetFGD_SCR & DCCS & CCS | 0 | 0 | 0 | 0 | 0 | 0 | 0
00 Ret.Exist_Non-FBC_WetFGD_SCR & ACI & DRET | 0 | 0 | 0 | 0 | 0 | 0 | 0
00 Ret.Exist_Non-FBC_WetFGD_SCR & ACI & GPM | 0 | 0 | 0 | 0 | 0 | 0 | 0
00 Ret.Exist_Non-FBC_WetFGD_SCR & ACI & GPM & C2G | 0 | 0 | 0 | 0 | 0 | 0 | 0
00 Ret.Exist_Non-FBC_WetFGD_SCR & ACI & GPM & CCS | 0 | 0 | 0 | 0 | 0 | 0 | 0
00 Ret.Exist_Non-FBC_WetFGD_SCR & ACI & GPM & DRET | 0 | 0 | 0 | 0 | 0 | 0 | 0
00 Ret.Exist_Non-FBC_WetFGD_SCR & ACI & GPM & NGC | 0 | 0 | 0 | 0 | 0 | 0 | 0
00 Ret.Exist_Non-FBC_WetFGD_SCR & ACI & NGC | 0 | 0 | 0 | 0 | 0 | 0 | 0
00 Ret.Exist_Non-FBC_WetFGD_SCR & C2G | 0 | 0 | 1259 | 1259 | 1259 | 1259 | 1259
00 Ret.Exist_Non-FBC_WetFGD_SCR & CCS | 0 | 294.6488 | 2553.2228 | 2553.2228 | 77.6018 | 76.1923 | 76.1923
00 Ret.Exist_Non-FBC_WetFGD_SCR & DRET | 0 | 0 | 0 | 0 | 0 | 0 | 0
00 Ret.Exist_Non-FBC_WetFGD_SCR & GPM | 2030 | 6463 | 778.074 | 778.074 | 778.074 | 78.5639 | 78.5639
00 Ret.Exist_Non-FBC_WetFGD_SCR & GPM & C2G | 0 | 0 | 0 | 0 | 0 | 0 | 0
00 Ret.Exist_Non-FBC_WetFGD_SCR & GPM & CCS | 0 | 0 | 2064.9256 | 2064.9256 | 0 | 0 | 0
00 Ret.Exist_Non-FBC_WetFGD_SCR & GPM & DRET | 0 | 0 | 0 | 0 | 0 | 0 | 0
00 Ret.Exist_Non-FBC_WetFGD_SCR & GPM & NGC | 0 | 0 | 0 | 0 | 0 | 0 | 0
00 Ret.Exist_Non-FBC_WetFGD_SCR & NGC | 0 | 0 | 0 | 0 | 0 | 0 | 0
00 Ret.Exist_Non-FBC_WetFGD_SCR_ACI & C2G | 785 | 785 | 785 | 785 | 785 | 785 | 785
00 Ret.Exist_Non-FBC_WetFGD_SCR_ACI & CCS | 0 | 0 | 1733.7601 | 1733.7601 | 236.798 | 236.798 | 236.798
00 Ret.Exist_Non-FBC_WetFGD_SCR_ACI & DCCS | 0 | 0 | 0 | 0 | 0 | 0 | 0
00 Ret.Exist_Non-FBC_WetFGD_SCR_ACI & DCCS & CCS | 0 | 0 | 0 | 0 | 0 | 0 | 0
00 Ret.Exist_Non-FBC_WetFGD_SCR_ACI & DRET | 0 | 0 | 0 | 0 | 0 | 0 | 0
00 Ret.Exist_Non-FBC_WetFGD_SCR_ACI & GPM | 1143 | 1143 | 207.5459 | 207.5459 | 207.5459 | 207.5459 | 207.5459
00 Ret.Exist_Non-FBC_WetFGD_SCR_ACI & GPM & C2G | 0 | 0 | 0 | 0 | 0 | 0 | 0
00 Ret.Exist_Non-FBC_WetFGD_SCR_ACI & GPM & CCS | 0 | 0 | 628.2733 | 628.2733 | 0 | 0 | 0
00 Ret.Exist_Non-FBC_WetFGD_SCR_ACI & GPM & DRET | 0 | 0 | 0 | 0 | 0 | 0 | 0
00 Ret.Exist_Non-FBC_WetFGD_SCR_ACI & GPM & NGC | 0 | 0 | 0 | 0 | 0 | 0 | 0
00 Ret.Exist_Non-FBC_WetFGD_SCR_ACI & NGC | 0 | 0 | 0 | 0 | 0 | 0 | 0
00 Ret.Exist_Non-FBC_WetFGD_SCR_ACI_DSI & C2G | 798 | 798 | 0 | 0 | 0 | 0 | 0
00 Ret.Exist_Non-FBC_WetFGD_SCR_ACI_DSI & CCS | 0 | 0 | 2967.6444 | 2967.6444 | 0 | 0 | 0
00 Ret.Exist_Non-FBC_WetFGD_SCR_ACI_DSI & DCCS | 0 | 0 | 0 | 0 | 0 | 0 | 0
00 Ret.Exist_Non-FBC_WetFGD_SCR_ACI_DSI & DCCS & CCS | 0 | 0 | 0 | 0 | 0 | 0 | 0
00 Ret.Exist_Non-FBC_WetFGD_SCR_ACI_DSI & DRET | 0 | 0 | 0 | 0 | 0 | 0 | 0
00 Ret.Exist_Non-FBC_WetFGD_SCR_ACI_DSI & GPM | 477 | 894 | 5.1582e-07 | 5.1582e-07 | 5.1582e-07 | 5.1582e-07 | 5.1582e-07
00 Ret.Exist_Non-FBC_WetFGD_SCR_ACI_DSI & GPM & C2G | 0 | 0 | 0 | 0 | 0 | 0 | 0
00 Ret.Exist_Non-FBC_WetFGD_SCR_ACI_DSI & GPM & CCS | 0 | 0 | 602.6301 | 602.6301 | 0 | 0 | 0
00 Ret.Exist_Non-FBC_WetFGD_SCR_ACI_DSI & GPM & DRET | 0 | 0 | 0 | 0 | 0 | 0 | 0
00 Ret.Exist_Non-FBC_WetFGD_SCR_ACI_DSI & GPM & NGC | 0 | 0 | 0 | 0 | 0 | 0 | 0
00 Ret.Exist_Non-FBC_WetFGD_SCR_ACI_DSI & NGC | 0 | 0 | 0 | 0 | 0 | 0 | 0
00 Ret.Exist_Non-FBC_WetFGD_SCR_DSI & ACI | 0 | 0 | 0 | 0 | 0 | 0 | 0
00 Ret.Exist_Non-FBC_WetFGD_SCR_DSI & ACI & C2G | 0 | 0 | 0 | 0 | 0 | 0 | 0
00 Ret.Exist_Non-FBC_WetFGD_SCR_DSI & ACI & CCS | 0 | 0 | 0 | 0 | 0 | 0 | 0
00 Ret.Exist_Non-FBC_WetFGD_SCR_DSI & ACI & DRET | 0 | 0 | 0 | 0 | 0 | 0 | 0
00 Ret.Exist_Non-FBC_WetFGD_SCR_DSI & ACI & GPM | 0 | 0 | 0 | 0 | 0 | 0 | 0
00 Ret.Exist_Non-FBC_WetFGD_SCR_DSI & ACI & GPM & C2G | 0 | 0 | 0 | 0 | 0 | 0 | 0
00 Ret.Exist_Non-FBC_WetFGD_SCR_DSI & ACI & GPM & CCS | 0 | 0 | 0 | 0 | 0 | 0 | 0
00 Ret.Exist_Non-FBC_WetFGD_SCR_DSI & ACI & GPM & DRET | 0 | 0 | 0 | 0 | 0 | 0 | 0
00 Ret.Exist_Non-FBC_WetFGD_SCR_DSI & ACI & GPM & NGC | 0 | 0 | 0 | 0 | 0 | 0 | 0
00 Ret.Exist_Non-FBC_WetFGD_SCR_DSI & ACI & NGC | 0 | 0 | 0 | 0 | 0 | 0 | 0
00 Ret.Exist_Non-FBC_WetFGD_SCR_DSI & C2G | 1971 | 1971 | 467 | 0 | 0 | 0 | 0
00 Ret.Exist_Non-FBC_WetFGD_SCR_DSI & CCS | 0 | 0 | 0 | 0 | 0 | 0 | 0
00 Ret.Exist_Non-FBC_WetFGD_SCR_DSI & DCCS | 0 | 0 | 0 | 0 | 0 | 0 | 0
00 Ret.Exist_Non-FBC_WetFGD_SCR_DSI & DCCS & CCS | 0 | 0 | 0 | 0 | 0 | 0 | 0
00 Ret.Exist_Non-FBC_WetFGD_SCR_DSI & DRET | 0 | 0 | 0 | 0 | 0 | 0 | 0
00 Ret.Exist_Non-FBC_WetFGD_SCR_DSI & GPM | 0 | 0 | 0 | 0 | 0 | 0 | 0
00 Ret.Exist_Non-FBC_WetFGD_SCR_DSI & GPM & C2G | 0 | 0 | 0 | 0 | 0 | 0 | 0
00 Ret.Exist_Non-FBC_WetFGD_SCR_DSI & GPM & CCS | 0 | 0 | 0 | 0 | 0 | 0 | 0
00 Ret.Exist_Non-FBC_WetFGD_SCR_DSI & GPM & DRET | 0 | 0 | 0 | 0 | 0 | 0 | 0
00 Ret.Exist_Non-FBC_WetFGD_SCR_DSI & GPM & NGC | 0 | 0 | 0 | 0 | 0 | 0 | 0
00 Ret.Exist_Non-FBC_WetFGD_SCR_DSI & NGC | 0 | 0 | 0 | 0 | 0 | 0 | 0
00 Ret.Exist_Non-FBC_WetFGD_SNCR & ACI | 0 | 0 | 0 | 0 | 0 | 0 | 0
00 Ret.Exist_Non-FBC_WetFGD_SNCR & ACI & C2G | 0 | 0 | 0 | 0 | 0 | 0 | 0
00 Ret.Exist_Non-FBC_WetFGD_SNCR & ACI & C2G & SCR | 0 | 0 | 0 | 0 | 0 | 0 | 0
00 Ret.Exist_Non-FBC_WetFGD_SNCR & ACI & DRET | 0 | 0 | 0 | 0 | 0 | 0 | 0
00 Ret.Exist_Non-FBC_WetFGD_SNCR & ACI & GPM | 0 | 0 | 0 | 0 | 0 | 0 | 0
00 Ret.Exist_Non-FBC_WetFGD_SNCR & ACI & GPM & C2G | 0 | 0 | 0 | 0 | 0 | 0 | 0
00 Ret.Exist_Non-FBC_WetFGD_SNCR & ACI & GPM & C2G & SCR | 0 | 0 | 0 | 0 | 0 | 0 | 0
00 Ret.Exist_Non-FBC_WetFGD_SNCR & ACI & GPM & DRET | 0 | 0 | 0 | 0 | 0 | 0 | 0
00 Ret.Exist_Non-FBC_WetFGD_SNCR & ACI & GPM & NGC | 0 | 0 | 0 | 0 | 0 | 0 | 0
00 Ret.Exist_Non-FBC_WetFGD_SNCR & ACI & GPM & SCR | 0 | 0 | 0 | 0 | 0 | 0 | 0
00 Ret.Exist_Non-FBC_WetFGD_SNCR & ACI & GPM & SCR & CCS | 0 | 0 | 0 | 0 | 0 | 0 | 0
00 Ret.Exist_Non-FBC_WetFGD_SNCR & ACI & GPM & SCR & DRET | 0 | 0 | 0 | 0 | 0 | 0 | 0
00 Ret.Exist_Non-FBC_WetFGD_SNCR & ACI & GPM & SCR & NGC | 0 | 0 | 0 | 0 | 0 | 0 | 0
00 Ret.Exist_Non-FBC_WetFGD_SNCR & ACI & NGC | 0 | 0 | 0 | 0 | 0 | 0 | 0
00 Ret.Exist_Non-FBC_WetFGD_SNCR & ACI & SCR | 0 | 0 | 0 | 0 | 0 | 0 | 0
00 Ret.Exist_Non-FBC_WetFGD_SNCR & ACI & SCR & CCS | 0 | 0 | 0 | 0 | 0 | 0 | 0
00 Ret.Exist_Non-FBC_WetFGD_SNCR & ACI & SCR & DRET | 0 | 0 | 0 | 0 | 0 | 0 | 0
00 Ret.Exist_Non-FBC_WetFGD_SNCR & ACI & SCR & NGC | 0 | 0 | 0 | 0 | 0 | 0 | 0
00 Ret.Exist_Non-FBC_WetFGD_SNCR & C2G | 0 | 0 | 0 | 0 | 0 | 0 | 0
00 Ret.Exist_Non-FBC_WetFGD_SNCR & C2G & SCR | 0 | 0 | 0 | 0 | 0 | 0 | 0
00 Ret.Exist_Non-FBC_WetFGD_SNCR & DCCS | 0 | 0 | 0 | 0 | 0 | 0 | 0
00 Ret.Exist_Non-FBC_WetFGD_SNCR & DCCS & SCR & CCS | 0 | 0 | 0 | 0 | 0 | 0 | 0
00 Ret.Exist_Non-FBC_WetFGD_SNCR & DRET | 0 | 0 | 0 | 0 | 0 | 0 | 0
00 Ret.Exist_Non-FBC_WetFGD_SNCR & GPM | 0 | 0 | 0 | 0 | 0 | 0 | 0
00 Ret.Exist_Non-FBC_WetFGD_SNCR & GPM & C2G | 0 | 0 | 0 | 0 | 0 | 0 | 0
00 Ret.Exist_Non-FBC_WetFGD_SNCR & GPM & C2G & SCR | 0 | 0 | 0 | 0 | 0 | 0 | 0
00 Ret.Exist_Non-FBC_WetFGD_SNCR & GPM & DRET | 0 | 0 | 0 | 0 | 0 | 0 | 0
00 Ret.Exist_Non-FBC_WetFGD_SNCR & GPM & NGC | 0 | 0 | 0 | 0 | 0 | 0 | 0
00 Ret.Exist_Non-FBC_WetFGD_SNCR & GPM & SCR | 0 | 0 | 0 | 0 | 0 | 0 | 0
00 Ret.Exist_Non-FBC_WetFGD_SNCR & GPM & SCR & CCS | 0 | 0 | 0 | 0 | 0 | 0 | 0
00 Ret.Exist_Non-FBC_WetFGD_SNCR & GPM & SCR & DRET | 0 | 0 | 0 | 0 | 0 | 0 | 0
00 Ret.Exist_Non-FBC_WetFGD_SNCR & GPM & SCR & NGC | 0 | 0 | 0 | 0 | 0 | 0 | 0
00 Ret.Exist_Non-FBC_WetFGD_SNCR & NGC | 0 | 0 | 0 | 0 | 0 | 0 | 0
00 Ret.Exist_Non-FBC_WetFGD_SNCR & SCR | 0 | 0 | 0 | 0 | 0 | 0 | 0
00 Ret.Exist_Non-FBC_WetFGD_SNCR & SCR & C2G | 0 | 0 | 0 | 0 | 0 | 0 | 0
00 Ret.Exist_Non-FBC_WetFGD_SNCR & SCR & CCS | 0 | 0 | 0 | 0 | 0 | 0 | 0
00 Ret.Exist_Non-FBC_WetFGD_SNCR & SCR & DRET | 0 | 0 | 0 | 0 | 0 | 0 | 0
00 Ret.Exist_Non-FBC_WetFGD_SNCR & SCR & NGC | 0 | 0 | 0 | 0 | 0 | 0 | 0
00 Ret.Exist_Non-FBC_WetFGD_SNCR_ACI & C2G | 0 | 0 | 0 | 0 | 0 | 0 | 0
00 Ret.Exist_Non-FBC_WetFGD_SNCR_ACI & C2G & SCR | 0 | 0 | 0 | 0 | 0 | 0 | 0
00 Ret.Exist_Non-FBC_WetFGD_SNCR_ACI & DCCS | 0 | 0 | 0 | 0 | 0 | 0 | 0
00 Ret.Exist_Non-FBC_WetFGD_SNCR_ACI & DCCS & SCR & CCS | 0 | 0 | 0 | 0 | 0 | 0 | 0
00 Ret.Exist_Non-FBC_WetFGD_SNCR_ACI & DRET | 0 | 0 | 0 | 0 | 0 | 0 | 0
00 Ret.Exist_Non-FBC_WetFGD_SNCR_ACI & GPM | 0 | 838 | 447 | 447 | 447 | 447 | 447
00 Ret.Exist_Non-FBC_WetFGD_SNCR_ACI & GPM & C2G | 0 | 0 | 0 | 0 | 0 | 0 | 0
00 Ret.Exist_Non-FBC_WetFGD_SNCR_ACI & GPM & C2G & SCR | 0 | 0 | 0 | 0 | 0 | 0 | 0
00 Ret.Exist_Non-FBC_WetFGD_SNCR_ACI & GPM & DRET | 0 | 0 | 0 | 0 | 0 | 0 | 0
00 Ret.Exist_Non-FBC_WetFGD_SNCR_ACI & GPM & NGC | 0 | 0 | 0 | 0 | 0 | 0 | 0
00 Ret.Exist_Non-FBC_WetFGD_SNCR_ACI & GPM & SCR | 0 | 0 | 0 | 0 | 0 | 0 | 0
00 Ret.Exist_Non-FBC_WetFGD_SNCR_ACI & GPM & SCR & CCS | 0 | 0 | 235.3113 | 235.3113 | 0 | 0 | 0
00 Ret.Exist_Non-FBC_WetFGD_SNCR_ACI & GPM & SCR & DRET | 0 | 0 | 0 | 0 | 0 | 0 | 0
00 Ret.Exist_Non-FBC_WetFGD_SNCR_ACI & GPM & SCR & NGC | 0 | 0 | 0 | 0 | 0 | 0 | 0
00 Ret.Exist_Non-FBC_WetFGD_SNCR_ACI & NGC | 0 | 0 | 0 | 0 | 0 | 0 | 0
00 Ret.Exist_Non-FBC_WetFGD_SNCR_ACI & SCR | 347.7722 | 405.8765 | 376.6198 | 376.6198 | 376.6198 | 376.6198 | 376.6198
00 Ret.Exist_Non-FBC_WetFGD_SNCR_ACI & SCR & C2G | 0 | 0 | 0 | 0 | 0 | 0 | 0
00 Ret.Exist_Non-FBC_WetFGD_SNCR_ACI & SCR & CCS | 0 | 70.1594 | 481.8041 | 481.8041 | 0 | 0 | 0
00 Ret.Exist_Non-FBC_WetFGD_SNCR_ACI & SCR & DRET | 0 | 0 | 0 | 0 | 0 | 0 | 0
00 Ret.Exist_Non-FBC_WetFGD_SNCR_ACI & SCR & NGC | 0 | 0 | 0 | 0 | 0 | 0 | 0
00 Existing Combined Cycle Retirement | 12.5 | 93.5 | 305.6 | 411.6 | 8008.3515 | 15568.933 | 15568.933
00 New Combined Cycle Retirement | 0 | 0 | 0 | 0 | 0 | 0 | 0
00 Existing Combustion Turbine Retirement | 632.7704 | 1228 | 1503.6 | 5397.7 | 14113 | 18557.1 | 18557.1
00 New Combustion Turbine Retirement | 0 | 0 | 0 | 0 | 0 | 0 | 0
00 Oil/Gas Steam Retirement | 1883.6617 | 4707.6617 | 34468.8454 | 34935.8454 | 34963.8454 | 35042.4454 | 35042.4454
00 Coal Steam Retirement | 4211.9322 | 17612.9322 | 35857.9844 | 35912.5057 | 50768.1449 | 60332.6175 | 60900.6175
00 IGCC Retirement | 220 | 220 | 815 | 815 | 815 | 815 | 815
00 Nuclear Retirement | 0 | 3807.6 | 12111.1 | 16743.7 | 30961.6 | 50441.2 | 68036.5
00 Biomass Retirement | 1963.9087 | 2224.1707 | 2657.1 | 2662.9 | 2674.9 | 2804.7513 | 2810.3
00 Fossil_Other Retirement | 29.2 | 41.3 | 93.4 | 93.4 | 93.4 | 93.4 | 93.4
00 Fuel Cell Retirement | 17.6 | 17.6 | 17.6 | 17.6 | 17.6 | 17.6 | 17.6
00 Geothermal Retirement | 129.4 | 129.4 | 129.4 | 129.4 | 129.4 | 129.4 | 129.4
00 Hydro Retirement | 218.6 | 218.6 | 218.6 | 218.6 | 218.6 | 218.6 | 218.6
00 Landfill Gas Retirement | 168.8 | 198.4 | 234.9 | 234.9 | 234.9 | 345.4 | 345.4
00 Non Fossil_Other Retirement | 135.7 | 174.7 | 206.1 | 206.1 | 206.1 | 206.1 | 206.1
00 Solar Thermal Retirement | 0 | 0 | 0 | 0 | 0 | 0 | 0
00 Exist Dummy | 22654494.6865 | 22610241.7665 | 22499609.4665 | 22431790.3724 | 22356730.3426 | 22279114.0304 | 22185136.135
Total | 24135399.5532 | 24220574.5147 | 24507684.1494 | 24781060.587 | 25130829.8719 | 25432300.884 | 25633966.0046
11. Capacity Additions and Changes by Capacity Reporting Type [MW]
00 New Combined Cycle | 3858.4 | 44252.92 | 110632.3 | 62593.2727 | 44619.3311 | 22725.8405 | 30109.7356
00 New Combined Cycle with CCS Retrofit | 0 | 0 | 3643.1675 | 0 | 0 | 0 | 0
00 New Combined Cycle with CF Limit | 0 | 0 | 0 | 0 | 0 | 0 | 0
00 New Combined Cycle with HRI Retrofit | 0 | 0 | 0 | 0 | 0 | 0 | 0
00 New Combined Cycle with Hydrogen Retrofit | 0 | 2084.5597 | 1701.5919 | 0 | 225.2989 | 0 | 703.9807
00 New Combined Cycle with Hydrogen Retrofit Undone | 0 | 0 | 0 | 0 | 0 | 0 | 0
00 New Combined Cycle with CCS | 0 | 0 | 0 | 0 | 0 | 0 | 0
00 New Combustion Turbine | 41646.9135 | 0 | 0 | 5225.8213 | 30440.6987 | 54890.4717 | 63868.1598
00 New Combustion Turbine with HRI Retrofit | 0 | 0 | 0 | 0 | 0 | 0 | 0
00 New Combustion Turbine with Hydrogen Retrofit | 5140.5682 | 0 | 0 | 0 | 816.3454 | 1588.646 | 0
00 New Combustion Turbine with Hydrogen Retrofit Undone | 0 | 0 | 0 | 0 | 0 | 0 | 0
00 New Hydro | 14.2 | 1816.7519 | 3815 | 3620.7811 | 62.526 | 0 | 242.0647
00 New Nuclear | 0 | 0 | 0 | 0 | 0 | 0 | 0
00 New Nuclear - SMR | 0 | 0 | 0 | 0 | 0 | 0 | 0
00 New Biomass | 6 | 0 | 0 | 0 | 0 | 0 | 0
00 New Geothermal | 130.9 | 295.4718 | 605.475 | 0 | 0 | 0 | 0
00 New Landfill Gas | 12 | 305.5143 | 493.275 | 2600.9152 | 1021.2155 | 181.8489 | 18.3213
00 New Battery Storage | 67449.6508 | 21429.4576 | 55502.7379 | 0 | 4024.2932 | 11548.1008 | 6011.0035
00 New Offshore Wind | 1736 | 3845.3973 | 13341.6027 | 2810.5731 | 15269.6507 | 22150.8289 | 6730.5661
00 New Onshore Wind | 14361.3 | 32475.6118 | 71179.7806 | 172260.2612 | 214315.4001 | 136114.8758 | 86772.1426
00 New Solar PV | 89602.7849 | 8222.0447 | 102756.5567 | 56259.0031 | 71951.2063 | 82723.8754 | 37529.3609
00 New Solar Thermal | 0 | 0 | 0 | 0 | 132.94 | 2499.6249 | 4195.1967
00 New Fuel Cell | 0 | 0 | 0 | 0 | 0 | 0 | 0
00 New Ultrasupercritical Coal without CCS | 0 | 0 | 0 | 0 | 0 | 0 | 0
00 New Ultrasupercritical Coal with 30% CCS | 0 | 0 | 0 | 0 | 0 | 0 | 0
00 New Ultrasupercritical Coal with 90% CCS | 0 | 0 | 0 | 0 | 0 | 0 | 0
00 Exist & New Distributed Solar PV | 0 | 0 | 0 | 0 | 0 | 0 | 0
00 Exist Combined Cycle | 0 | 0 | 0 | 0 | 0 | 0 | 0
00 Exist Combustion Turbine | 0 | 0 | 0 | 0 | 0 | 0 | 0
00 Exist FBC_Uncontrolled | 0 | 0 | 0 | 0 | 0 | 0 | 0
00 Exist FBC_ACI_DSI | 0 | 0 | 0 | 0 | 0 | 0 | 0
00 Exist FBC_DryFGD_ACI | 0 | 0 | 0 | 0 | 0 | 0 | 0
00 Exist FBC_DryFGD_DSI | 0 | 0 | 0 | 0 | 0 | 0 | 0
00 Exist FBC_DryFGD_SNCR | 0 | 0 | 0 | 0 | 0 | 0 | 0
00 Exist FBC_DryFGD_SNCR_ACI | 0 | 0 | 0 | 0 | 0 | 0 | 0
00 Exist FBC_DryFGD_SNCR_ACI_DSI | 0 | 0 | 0 | 0 | 0 | 0 | 0
00 Exist FBC_DryFGD_SNCR_DSI | 0 | 0 | 0 | 0 | 0 | 0 | 0
00 Exist FBC_DSI | 0 | 0 | 0 | 0 | 0 | 0 | 0
00 Exist FBC_SNCR | 0 | 0 | 0 | 0 | 0 | 0 | 0
00 Exist FBC_SNCR_ACI_DSI | 0 | 0 | 0 | 0 | 0 | 0 | 0
00 Exist FBC_SNCR_DSI | 0 | 0 | 0 | 0 | 0 | 0 | 0
00 Exist FBC_WetFGD_SNCR | 0 | 0 | 0 | 0 | 0 | 0 | 0
00 Exist FBC_WetFGD_DSI | 0 | 0 | 0 | 0 | 0 | 0 | 0
00 Exist_Non-FBC_Uncontrolled | 0 | 0 | 0 | 0 | 0 | 0 | 0
00 Exist_Non-FBC_ACI | 0 | 0 | 0 | 0 | 0 | 0 | 0
00 Exist_Non-FBC_ACI_DSI | 0 | 0 | 0 | 0 | 0 | 0 | 0
00 Exist_Non-FBC_DryFGD | 0 | 0 | 0 | 0 | 0 | 0 | 0
00 Exist_Non-FBC_DryFGD_ACI | 0 | 0 | 0 | 0 | 0 | 0 | 0
00 Exist_Non-FBC_DryFGD_SCR | 0 | 0 | 0 | 0 | 0 | 0 | 0
00 Exist_Non-FBC_DryFGD_SCR_ACI | 0 | 0 | 0 | 0 | 0 | 0 | 0
00 Exist_Non-FBC_DryFGD_SCR_DSI | 0 | 0 | 0 | 0 | 0 | 0 | 0
00 Exist_Non-FBC_DryFGD_SCR_ACI_DSI | 0 | 0 | 0 | 0 | 0 | 0 | 0
00 Exist_Non-FBC_DryFGD_SNCR_ACI | 0 | 0 | 0 | 0 | 0 | 0 | 0
00 Exist_Non-FBC_DryFGD_SNCR_ACI_DSI | 0 | 0 | 0 | 0 | 0 | 0 | 0
00 Exist_Non-FBC_DSI | 0 | 0 | 0 | 0 | 0 | 0 | 0
00 Exist_Non-FBC_SCR_ACI | 0 | 0 | 0 | 0 | 0 | 0 | 0
00 Exist_Non-FBC_SCR_ACI_DSI | 0 | 0 | 0 | 0 | 0 | 0 | 0
00 Exist_Non-FBC_SNCR_ACI | 0 | 0 | 0 | 0 | 0 | 0 | 0
00 Exist_Non-FBC_SNCR_ACI_DSI | 0 | 0 | 0 | 0 | 0 | 0 | 0
00 Exist_Non-FBC_WetFGD | 0 | 0 | 0 | 0 | 0 | 0 | 0
00 Exist_Non-FBC_WetFGD_ACI | 0 | 0 | 0 | 0 | 0 | 0 | 0
00 Exist_Non-FBC_WetFGD_ACI_DSI | 0 | 0 | 0 | 0 | 0 | 0 | 0
00 Exist_Non-FBC_WetFGD_SCR | 0 | 0 | 0 | 0 | 0 | 0 | 0
00 Exist_Non-FBC_WetFGD_SCR_DSI | 0 | 0 | 0 | 0 | 0 | 0 | 0
00 Exist_Non-FBC_WetFGD_SCR_ACI | 0 | 0 | 0 | 0 | 0 | 0 | 0
00 Exist_Non-FBC_WetFGD_SCR_ACI_DSI | 0 | 0 | 0 | 0 | 0 | 0 | 0
00 Exist_Non-FBC_WetFGD_SNCR | 0 | 0 | 0 | 0 | 0 | 0 | 0
00 Exist_Non-FBC_WetFGD_SNCR_ACI | 0 | 0 | 0 | 0 | 0 | 0 | 0
00 Exist IGCC | 0 | 0 | 0 | 0 | 0 | 0 | 0
00 Exist Fossil_Other | 0 | 0 | 0 | 0 | 0 | 0 | 0
00 Exist Fuel Cell | 0 | 0 | 0 | 0 | 0 | 0 | 0
00 Exist Hydro | 0 | 0 | 0 | 0 | 0 | 0 | 0
00 Exist Non Fossil_Other | 0 | 0 | 0 | 0 | 0 | 0 | 0
00 Exist Nuclear | 0 | 0 | 0 | 0 | 0 | 0 | 0
00 Exist Oil/Gas Steam | 0 | 0 | 0 | 0 | 0 | 0 | 0
00 Exist Oil/Gas Steam_SCR | 0 | 0 | 0 | 0 | 0 | 0 | 0
00 Exist Oil/Gas Steam_SNCR | 0 | 0 | 0 | 0 | 0 | 0 | 0
00 Exist Biomass | 0 | 0 | 0 | 0 | 0 | 0 | 0
00 Exist Landfill Gas | 0 | 0 | 0 | 0 | 0 | 0 | 0
00 Exist Geothermal | 0 | 0 | 0 | 0 | 0 | 0 | 0
00 Exist Pump Storage | 0 | 0 | 0 | 0 | 0 | 0 | 0
00 Exist Energy Storage | 0 | 0 | 0 | 0 | 0 | 0 | 0
00 Exist Solar PV | 0 | 0 | 0 | 0 | 0 | 0 | 0
00 Exist Solar Thermal | 0 | 0 | 0 | 0 | 0 | 0 | 0
00 Exist Offshore Wind | 0 | 0 | 0 | 0 | 0 | 0 | 0
00 Exist Onshore Wind | 0 | 0 | 0 | 0 | 0 | 0 | 0
00 International Imports | 0 | 0 | 0 | 0 | 0 | 0 | 0
00 Ret.Exist Combined Cycle & CF Limit | 0 | 0 | 0 | 0 | 0 | 0 | 0
00 Ret.Exist Combined Cycle & CCS | 0 | 0 | 2323.372 | 0 | 0 | 0 | 0
00 Ret.Exist Combined Cycle & Hydrogen | 1662.3835 | 850.2165 | 0 | 136.051 | 0 | 205.6322 | 356.8995
00 Ret.Exist Combined Cycle & Hydrogen Retrofit Undone | 0 | 0 | 0 | 0 | 0 | 0 | 0
00 Ret.Exist Combined Cycle & HRI | 0 | 0 | 0 | 0 | 0 | 0 | 0
00 Ret.Exist Combustion Turbine & HRI | 0 | 0 | 0 | 0 | 0 | 0 | 0
00 Ret.Exist_FBC_NoCtrl & CCS | 0 | 0 | 0 | 0 | 0 | 0 | 0
00 Ret.Exist_FBC_NoCtrl & DRET | 0 | 0 | 0 | 0 | 0 | 0 | 0
00 Ret.Exist_FBC_NoCtrl & GPM | 0 | 0 | 0 | 0 | 0 | 0 | 0
00 Ret.Exist_FBC_NoCtrl & GPM & CCS | 0 | 0 | 0 | 0 | 0 | 0 | 0
00 Ret.Exist_FBC_NoCtrl & GPM & DRET | 0 | 0 | 0 | 0 | 0 | 0 | 0
00 Ret.Exist_FBC_NoCtrl & GPM & NGC | 0 | 0 | 0 | 0 | 0 | 0 | 0
00 Ret.Exist_FBC_NoCtrl & GPM & SNCR | 0 | 0 | 0 | 0 | 0 | 0 | 0
00 Ret.Exist_FBC_NoCtrl & GPM & SNCR & CCS | 0 | 0 | 0 | 0 | 0 | 0 | 0
00 Ret.Exist_FBC_NoCtrl & GPM & SNCR & DRET | 0 | 0 | 0 | 0 | 0 | 0 | 0
00 Ret.Exist_FBC_NoCtrl & GPM & SNCR & NGC | 0 | 0 | 0 | 0 | 0 | 0 | 0
00 Ret.Exist_FBC_NoCtrl & NGC | 0 | 0 | 0 | 0 | 0 | 0 | 0
00 Ret.Exist_FBC_NoCtrl & SNCR | 0 | 0 | 0 | 0 | 0 | 0 | 0
00 Ret.Exist_FBC_NoCtrl & SNCR & CCS | 0 | 0 | 0 | 0 | 0 | 0 | 0
00 Ret.Exist_FBC_NoCtrl & SNCR & DRET | 0 | 0 | 0 | 0 | 0 | 0 | 0
00 Ret.Exist_FBC_NoCtrl & SNCR & NGC | 0 | 0 | 0 | 0 | 0 | 0 | 0
00 Ret.Exist_FBC_ACI_DSI & CCS | 0 | 0 | 0 | 0 | 0 | 0 | 0
00 Ret.Exist_FBC_ACI_DSI & DCCS | 0 | 0 | 0 | 0 | 0 | 0 | 0
00 Ret.Exist_FBC_ACI_DSI & DCCS & CCS | 0 | 0 | 0 | 0 | 0 | 0 | 0
00 Ret.Exist_FBC_ACI_DSI & DCCS & SNCR & CCS | 0 | 0 | 0 | 0 | 0 | 0 | 0
00 Ret.Exist_FBC_ACI_DSI & DRET | 0 | 0 | 0 | 0 | 0 | 0 | 0
00 Ret.Exist_FBC_ACI_DSI & GPM | 0 | 440 | 0 | 0 | 0 | 0 | 0
00 Ret.Exist_FBC_ACI_DSI & GPM & CCS | 0 | 0 | 92.2624 | 0 | 0 | 0 | 0
00 Ret.Exist_FBC_ACI_DSI & GPM & DRET | 0 | 0 | 0 | 0 | 0 | 0 | 0
00 Ret.Exist_FBC_ACI_DSI & GPM & NGC | 0 | 0 | 0 | 0 | 0 | 0 | 0
00 Ret.Exist_FBC_ACI_DSI & GPM & SNCR | 0 | 0 | 0 | 0 | 0 | 0 | 0
00 Ret.Exist_FBC_ACI_DSI & GPM & SNCR & CCS | 0 | 0 | 0 | 0 | 0 | 0 | 0
00 Ret.Exist_FBC_ACI_DSI & GPM & SNCR & DRET | 0 | 0 | 0 | 0 | 0 | 0 | 0
00 Ret.Exist_FBC_ACI_DSI & GPM & SNCR & NGC | 0 | 0 | 0 | 0 | 0 | 0 | 0
00 Ret.Exist_FBC_ACI_DSI & NGC | 0 | 0 | 0 | 0 | 0 | 0 | 0
00 Ret.Exist_FBC_ACI_DSI & SNCR | 0 | 0 | 0 | 0 | 0 | 0 | 0
00 Ret.Exist_FBC_ACI_DSI & SNCR & CCS | 0 | 0 | 0 | 0 | 0 | 0 | 0
00 Ret.Exist_FBC_ACI_DSI & SNCR & DRET | 0 | 0 | 0 | 0 | 0 | 0 | 0
00 Ret.Exist_FBC_ACI_DSI & SNCR & NGC | 0 | 0 | 0 | 0 | 0 | 0 | 0
00 Ret.Exist_FBC_DryFGD_ACI & CCS | 0 | 0 | 0 | 0 | 0 | 0 | 0
00 Ret.Exist_FBC_DryFGD_ACI & DCCS | 0 | 0 | 0 | 0 | 0 | 0 | 0
00 Ret.Exist_FBC_DryFGD_ACI & DCCS & CCS | 0 | 0 | 0 | 0 | 0 | 0 | 0
00 Ret.Exist_FBC_DryFGD_ACI & DCCS & SNCR & CCS | 0 | 0 | 0 | 0 | 0 | 0 | 0
00 Ret.Exist_FBC_DryFGD_ACI & DRET | 0 | 0 | 0 | 0 | 0 | 0 | 0
00 Ret.Exist_FBC_DryFGD_ACI & GPM | 0 | 0 | 0 | 0 | 0 | 0 | 0
00 Ret.Exist_FBC_DryFGD_ACI & GPM & CCS | 0 | 0 | 0 | 0 | 0 | 0 | 0
00 Ret.Exist_FBC_DryFGD_ACI & GPM & DRET | 0 | 0 | 0 | 0 | 0 | 0 | 0
00 Ret.Exist_FBC_DryFGD_ACI & GPM & NGC | 0 | 0 | 0 | 0 | 0 | 0 | 0
00 Ret.Exist_FBC_DryFGD_ACI & GPM & SNCR | 0 | 0 | 0 | 0 | 0 | 0 | 0
00 Ret.Exist_FBC_DryFGD_ACI & GPM & SNCR & CCS | 0 | 0 | 0 | 0 | 0 | 0 | 0
00 Ret.Exist_FBC_DryFGD_ACI & GPM & SNCR & DRET | 0 | 0 | 0 | 0 | 0 | 0 | 0
00 Ret.Exist_FBC_DryFGD_ACI & GPM & SNCR & NGC | 0 | 0 | 0 | 0 | 0 | 0 | 0
00 Ret.Exist_FBC_DryFGD_ACI & NGC | 0 | 0 | 0 | 0 | 0 | 0 | 0
00 Ret.Exist_FBC_DryFGD_ACI & SNCR | 0 | 0 | 0 | 0 | 0 | 0 | 0
00 Ret.Exist_FBC_DryFGD_ACI & SNCR & CCS | 0 | 0 | 0 | 0 | 0 | 0 | 0
00 Ret.Exist_FBC_DryFGD_ACI & SNCR & DRET | 0 | 0 | 0 | 0 | 0 | 0 | 0
00 Ret.Exist_FBC_DryFGD_ACI & SNCR & NGC | 0 | 0 | 0 | 0 | 0 | 0 | 0
00 Ret.Exist_FBC_DryFGD_DSI & ACI | 0 | 0 | 0 | 0 | 0 | 0 | 0
00 Ret.Exist_FBC_DryFGD_DSI & ACI & DRET | 0 | 0 | 0 | 0 | 0 | 0 | 0
00 Ret.Exist_FBC_DryFGD_DSI & ACI & GPM | 0 | 0 | 0 | 0 | 0 | 0 | 0
00 Ret.Exist_FBC_DryFGD_DSI & ACI & GPM & DRET | 0 | 0 | 0 | 0 | 0 | 0 | 0
00 Ret.Exist_FBC_DryFGD_DSI & ACI & GPM & NGC | 0 | 0 | 0 | 0 | 0 | 0 | 0
00 Ret.Exist_FBC_DryFGD_DSI & ACI & GPM & SNCR | 0 | 0 | 0 | 0 | 0 | 0 | 0
00 Ret.Exist_FBC_DryFGD_DSI & ACI & GPM & SNCR & DRET | 0 | 0 | 0 | 0 | 0 | 0 | 0
00 Ret.Exist_FBC_DryFGD_DSI & ACI & GPM & SNCR & NGC | 0 | 0 | 0 | 0 | 0 | 0 | 0
00 Ret.Exist_FBC_DryFGD_DSI & ACI & NGC | 0 | 0 | 0 | 0 | 0 | 0 | 0
00 Ret.Exist_FBC_DryFGD_DSI & ACI & SNCR | 0 | 0 | 0 | 0 | 0 | 0 | 0
00 Ret.Exist_FBC_DryFGD_DSI & ACI & SNCR & DRET | 0 | 0 | 0 | 0 | 0 | 0 | 0
00 Ret.Exist_FBC_DryFGD_DSI & ACI & SNCR & NGC | 0 | 0 | 0 | 0 | 0 | 0 | 0
00 Ret.Exist_FBC_DryFGD_DSI & DRET | 0 | 0 | 0 | 0 | 0 | 0 | 0
00 Ret.Exist_FBC_DryFGD_DSI & GPM | 0 | 43 | 0 | 0 | 0 | 0 | 0
00 Ret.Exist_FBC_DryFGD_DSI & GPM & DRET | 0 | 0 | 0 | 0 | 0 | 0 | 0
00 Ret.Exist_FBC_DryFGD_DSI & GPM & NGC | 0 | 0 | 0 | 0 | 0 | 0 | 0
00 Ret.Exist_FBC_DryFGD_DSI & GPM & SNCR | 0 | 0 | 0 | 0 | 0 | 0 | 0
00 Ret.Exist_FBC_DryFGD_DSI & GPM & SNCR & DRET | 0 | 0 | 0 | 0 | 0 | 0 | 0
00 Ret.Exist_FBC_DryFGD_DSI & GPM & SNCR & NGC | 0 | 0 | 0 | 0 | 0 | 0 | 0
00 Ret.Exist_FBC_DryFGD_DSI & NGC | 0 | 0 | 0 | 0 | 0 | 0 | 0
00 Ret.Exist_FBC_DryFGD_DSI & SNCR | 0 | 0 | 0 | 0 | 0 | 0 | 0
00 Ret.Exist_FBC_DryFGD_DSI & SNCR & DRET | 0 | 0 | 0 | 0 | 0 | 0 | 0
00 Ret.Exist_FBC_DryFGD_DSI & SNCR & NGC | 0 | 0 | 0 | 0 | 0 | 0 | 0
00 Ret.Exist_FBC_DryFGD_SNCR & ACI | 0 | 0 | 0 | 0 | 0 | 0 | 0
00 Ret.Exist_FBC_DryFGD_SNCR & ACI & CCS | 0 | 0 | 0 | 0 | 0 | 0 | 0
00 Ret.Exist_FBC_DryFGD_SNCR & ACI & DRET | 0 | 0 | 0 | 0 | 0 | 0 | 0
00 Ret.Exist_FBC_DryFGD_SNCR & ACI & GPM | 0 | 0 | 0 | 0 | 0 | 0 | 0
00 Ret.Exist_FBC_DryFGD_SNCR & ACI & GPM & CCS | 0 | 0 | 0 | 0 | 0 | 0 | 0
00 Ret.Exist_FBC_DryFGD_SNCR & ACI & GPM & DRET | 0 | 0 | 0 | 0 | 0 | 0 | 0
00 Ret.Exist_FBC_DryFGD_SNCR & ACI & GPM & NGC | 0 | 0 | 0 | 0 | 0 | 0 | 0
00 Ret.Exist_FBC_DryFGD_SNCR & ACI & NGC | 0 | 0 | 0 | 0 | 0 | 0 | 0
00 Ret.Exist_FBC_DryFGD_SNCR & CCS | 0 | 0 | 230.7417 | 0 | 0 | 0 | 0
00 Ret.Exist_FBC_DryFGD_SNCR & DCCS | 0 | 0 | 0 | 0 | 0 | 0 | 0
00 Ret.Exist_FBC_DryFGD_SNCR & DCCS & CCS | 0 | 0 | 0 | 0 | 0 | 0 | 0
00 Ret.Exist_FBC_DryFGD_SNCR & DRET | 0 | 0 | 0 | 0 | 0 | 0 | 0
00 Ret.Exist_FBC_DryFGD_SNCR & GPM | 0 | 0 | 0 | 0 | 0 | 0 | 0
00 Ret.Exist_FBC_DryFGD_SNCR & GPM & CCS | 0 | 0 | 0 | 0 | 0 | 0 | 0
00 Ret.Exist_FBC_DryFGD_SNCR & GPM & DRET | 0 | 0 | 0 | 0 | 0 | 0 | 0
00 Ret.Exist_FBC_DryFGD_SNCR & GPM & NGC | 0 | 0 | 0 | 0 | 0 | 0 | 0
00 Ret.Exist_FBC_DryFGD_SNCR & NGC | 0 | 0 | 0 | 0 | 0 | 0 | 0
00 Ret.Exist_FBC_DryFGD_SNCR_ACI & CCS | 0 | 0 | 0 | 0 | 0 | 0 | 0
00 Ret.Exist_FBC_DryFGD_SNCR_ACI & DCCS | 0 | 0 | 0 | 0 | 0 | 0 | 0
00 Ret.Exist_FBC_DryFGD_SNCR_ACI & DCCS & CCS | 0 | 0 | 0 | 0 | 0 | 0 | 0
00 Ret.Exist_FBC_DryFGD_SNCR_ACI & DRET | 0 | 0 | 0 | 0 | 0 | 0 | 0
00 Ret.Exist_FBC_DryFGD_SNCR_ACI & GPM | 0 | 0 | 0 | 0 | 0 | 0 | 0
00 Ret.Exist_FBC_DryFGD_SNCR_ACI & GPM & CCS | 0 | 0 | 0 | 0 | 0 | 0 | 0
00 Ret.Exist_FBC_DryFGD_SNCR_ACI & GPM & DRET | 0 | 0 | 0 | 0 | 0 | 0 | 0
00 Ret.Exist_FBC_DryFGD_SNCR_ACI & GPM & NGC | 0 | 0 | 0 | 0 | 0 | 0 | 0
00 Ret.Exist_FBC_DryFGD_SNCR_ACI & NGC | 0 | 0 | 0 | 0 | 0 | 0 | 0
00 Ret.Exist_FBC_DryFGD_SNCR_ACI_DSI & CCS | 0 | 429.1488 | 0 | 0 | 0 | 0 | 0
00 Ret.Exist_FBC_DryFGD_SNCR_ACI_DSI & DCCS | 0 | 0 | 0 | 0 | 0 | 0 | 0
00 Ret.Exist_FBC_DryFGD_SNCR_ACI_DSI & DCCS & CCS | 0 | 0 | 0 | 0 | 0 | 0 | 0
00 Ret.Exist_FBC_DryFGD_SNCR_ACI_DSI & DRET | 0 | 0 | 0 | 0 | 0 | 0 | 0
00 Ret.Exist_FBC_DryFGD_SNCR_ACI_DSI & GPM | 0 | 0 | 0 | 0 | 0 | 0 | 0
00 Ret.Exist_FBC_DryFGD_SNCR_ACI_DSI & GPM & CCS | 0 | 0 | 0 | 0 | 0 | 0 | 0
00 Ret.Exist_FBC_DryFGD_SNCR_ACI_DSI & GPM & DRET | 0 | 0 | 0 | 0 | 0 | 0 | 0
00 Ret.Exist_FBC_DryFGD_SNCR_ACI_DSI & GPM & NGC | 0 | 0 | 0 | 0 | 0 | 0 | 0
00 Ret.Exist_FBC_DryFGD_SNCR_ACI_DSI & NGC | 0 | 0 | 0 | 0 | 0 | 0 | 0
00 Ret.Exist_FBC_DryFGD_SNCR_DSI & ACI | 0 | 0 | 0 | 0 | 0 | 0 | 0
00 Ret.Exist_FBC_DryFGD_SNCR_DSI & ACI & DRET | 0 | 0 | 0 | 0 | 0 | 0 | 0
00 Ret.Exist_FBC_DryFGD_SNCR_DSI & ACI & GPM | 0 | 0 | 0 | 0 | 0 | 0 | 0
00 Ret.Exist_FBC_DryFGD_SNCR_DSI & ACI & GPM & DRET | 0 | 0 | 0 | 0 | 0 | 0 | 0
00 Ret.Exist_FBC_DryFGD_SNCR_DSI & ACI & GPM & NGC | 0 | 0 | 0 | 0 | 0 | 0 | 0
00 Ret.Exist_FBC_DryFGD_SNCR_DSI & ACI & NGC | 0 | 0 | 0 | 0 | 0 | 0 | 0
00 Ret.Exist_FBC_DryFGD_SNCR_DSI & DRET | 0 | 0 | 0 | 0 | 0 | 0 | 0
00 Ret.Exist_FBC_DryFGD_SNCR_DSI & GPM | 0 | 0 | 0 | 0 | 0 | 0 | 0
00 Ret.Exist_FBC_DryFGD_SNCR_DSI & GPM & DRET | 0 | 0 | 0 | 0 | 0 | 0 | 0
00 Ret.Exist_FBC_DryFGD_SNCR_DSI & GPM & NGC | 0 | 0 | 0 | 0 | 0 | 0 | 0
00 Ret.Exist_FBC_DryFGD_SNCR_DSI & NGC | 0 | 0 | 0 | 0 | 0 | 0 | 0
00 Ret.Exist_FBC_DSI & ACI | 0 | 0 | 0 | 0 | 0 | 0 | 0
00 Ret.Exist_FBC_DSI & ACI & DRET | 0 | 0 | 0 | 0 | 0 | 0 | 0
00 Ret.Exist_FBC_DSI & ACI & GPM | 0 | 0 | 0 | 0 | 0 | 0 | 0
00 Ret.Exist_FBC_DSI & ACI & GPM & DRET | 0 | 0 | 0 | 0 | 0 | 0 | 0
00 Ret.Exist_FBC_DSI & ACI & GPM & NGC | 0 | 0 | 0 | 0 | 0 | 0 | 0
00 Ret.Exist_FBC_DSI & ACI & GPM & SNCR | 0 | 0 | 0 | 0 | 0 | 0 | 0
00 Ret.Exist_FBC_DSI & ACI & GPM & SNCR & DRET | 0 | 0 | 0 | 0 | 0 | 0 | 0
00 Ret.Exist_FBC_DSI & ACI & GPM & SNCR & NGC | 0 | 0 | 0 | 0 | 0 | 0 | 0
00 Ret.Exist_FBC_DSI & ACI & NGC | 0 | 0 | 0 | 0 | 0 | 0 | 0
00 Ret.Exist_FBC_DSI & ACI & SNCR | 0 | 0 | 0 | 0 | 0 | 0 | 0
00 Ret.Exist_FBC_DSI & ACI & SNCR & DRET | 0 | 0 | 0 | 0 | 0 | 0 | 0
00 Ret.Exist_FBC_DSI & ACI & SNCR & NGC | 0 | 0 | 0 | 0 | 0 | 0 | 0
00 Ret.Exist_FBC_DSI & DRET | 0 | 0 | 0 | 0 | 0 | 0 | 0
00 Ret.Exist_FBC_DSI & GPM | 0 | 196 | 0 | 0 | 0 | 0 | 0
00 Ret.Exist_FBC_DSI & GPM & DRET | 0 | 0 | 0 | 0 | 0 | 0 | 0
00 Ret.Exist_FBC_DSI & GPM & NGC | 0 | 0 | 0 | 0 | 0 | 0 | 0
00 Ret.Exist_FBC_DSI & GPM & SNCR | 0 | 0 | 0 | 0 | 0 | 0 | 0
00 Ret.Exist_FBC_DSI & GPM & SNCR & DRET | 0 | 0 | 0 | 0 | 0 | 0 | 0
00 Ret.Exist_FBC_DSI & GPM & SNCR & NGC | 0 | 0 | 0 | 0 | 0 | 0 | 0
00 Ret.Exist_FBC_DSI & NGC | 0 | 0 | 0 | 0 | 0 | 0 | 0
00 Ret.Exist_FBC_DSI & SNCR | 0 | 0 | 0 | 0 | 0 | 0 | 0
00 Ret.Exist_FBC_DSI & SNCR & DRET | 0 | 0 | 0 | 0 | 0 | 0 | 0
00 Ret.Exist_FBC_DSI & SNCR & NGC | 0 | 0 | 0 | 0 | 0 | 0 | 0
00 Ret.Exist_FBC_SNCR & ACI | 0 | 0 | 0 | 0 | 0 | 0 | 0
00 Ret.Exist_FBC_SNCR & ACI & DRET | 0 | 0 | 0 | 0 | 0 | 0 | 0
00 Ret.Exist_FBC_SNCR & ACI & NGC | 0 | 0 | 0 | 0 | 0 | 0 | 0
00 Ret.Exist_FBC_SNCR & DRET | 0 | 0 | 0 | 0 | 0 | 0 | 0
00 Ret.Exist_FBC_SNCR & GPM | 0 | 0 | 0 | 0 | 0 | 0 | 0
00 Ret.Exist_FBC_SNCR & GPM & DRET | 0 | 0 | 0 | 0 | 0 | 0 | 0
00 Ret.Exist_FBC_SNCR & GPM & NGC | 0 | 0 | 0 | 0 | 0 | 0 | 0
00 Ret.Exist_FBC_SNCR & NGC | 53 | 0 | 0 | 0 | 0 | 0 | 0
00 Ret.Exist_FBC_SNCR_ACI_DSI & CCS | 0 | 0 | 0 | 0 | 0 | 0 | 0
00 Ret.Exist_FBC_SNCR_ACI_DSI & DCCS | 0 | 0 | 0 | 0 | 0 | 0 | 0
00 Ret.Exist_FBC_SNCR_ACI_DSI & DCCS & CCS | 0 | 0 | 0 | 0 | 0 | 0 | 0
00 Ret.Exist_FBC_SNCR_ACI_DSI & DRET | 0 | 0 | 0 | 0 | 0 | 0 | 0
00 Ret.Exist_FBC_SNCR_ACI_DSI & GPM | 0 | 0 | 0 | 0 | 0 | 0 | 0
00 Ret.Exist_FBC_SNCR_ACI_DSI & GPM & CCS | 0 | 0 | 0 | 0 | 0 | 0 | 0
00 Ret.Exist_FBC_SNCR_ACI_DSI & GPM & DRET | 0 | 0 | 0 | 0 | 0 | 0 | 0
00 Ret.Exist_FBC_SNCR_ACI_DSI & GPM & NGC | 0 | 0 | 0 | 0 | 0 | 0 | 0
00 Ret.Exist_FBC_SNCR_ACI_DSI & NGC | 0 | 0 | 0 | 0 | 0 | 0 | 0
00 Ret.Exist_FBC_SNCR_DSI & ACI | 0 | 0 | 0 | 0 | 0 | 0 | 0
00 Ret.Exist_FBC_SNCR_DSI & ACI & CCS | 0 | 0 | 0 | 0 | 0 | 0 | 0
00 Ret.Exist_FBC_SNCR_DSI & ACI & DRET | 0 | 0 | 0 | 0 | 0 | 0 | 0
00 Ret.Exist_FBC_SNCR_DSI & ACI & GPM | 0 | 0 | 0 | 0 | 0 | 0 | 0
00 Ret.Exist_FBC_SNCR_DSI & ACI & GPM & CCS | 0 | 0 | 0 | 0 | 0 | 0 | 0
00 Ret.Exist_FBC_SNCR_DSI & ACI & GPM & DRET | 0 | 0 | 0 | 0 | 0 | 0 | 0
00 Ret.Exist_FBC_SNCR_DSI & ACI & GPM & NGC | 0 | 0 | 0 | 0 | 0 | 0 | 0
00 Ret.Exist_FBC_SNCR_DSI & ACI & NGC | 0 | 0 | 0 | 0 | 0 | 0 | 0
00 Ret.Exist_FBC_SNCR_DSI & CCS | 0 | 0 | 0 | 0 | 0 | 0 | 0
00 Ret.Exist_FBC_SNCR_DSI & DCCS | 0 | 0 | 0 | 0 | 0 | 0 | 0
00 Ret.Exist_FBC_SNCR_DSI & DCCS & CCS | 0 | 0 | 0 | 0 | 0 | 0 | 0
00 Ret.Exist_FBC_SNCR_DSI & DRET | 0 | 0 | 0 | 0 | 0 | 0 | 0
00 Ret.Exist_FBC_SNCR_DSI & GPM | 120 | 110 | 0 | 0 | 0 | 0 | 0
00 Ret.Exist_FBC_SNCR_DSI & GPM & CCS | 0 | 0 | 0 | 0 | 0 | 0 | 0
00 Ret.Exist_FBC_SNCR_DSI & GPM & DRET | 0 | 0 | 0 | 0 | 0 | 0 | 0
00 Ret.Exist_FBC_SNCR_DSI & GPM & NGC | 0 | 0 | 0 | 0 | 0 | 0 | 0
00 Ret.Exist_FBC_SNCR_DSI & NGC | 0 | 0 | 0 | 0 | 0 | 0 | 0
00 Ret.Exist_FBC_WetFGD_DSI & ACI | 0 | 0 | 0 | 0 | 0 | 0 | 0
00 Ret.Exist_FBC_WetFGD_DSI & ACI & DRET | 0 | 0 | 0 | 0 | 0 | 0 | 0
00 Ret.Exist_FBC_WetFGD_DSI & ACI & GPM | 0 | 0 | 0 | 0 | 0 | 0 | 0
00 Ret.Exist_FBC_WetFGD_DSI & ACI & GPM & DRET | 0 | 0 | 0 | 0 | 0 | 0 | 0
00 Ret.Exist_FBC_WetFGD_DSI & ACI & GPM & NGC | 0 | 0 | 0 | 0 | 0 | 0 | 0
00 Ret.Exist_FBC_WetFGD_DSI & ACI & GPM & SNCR | 0 | 0 | 0 | 0 | 0 | 0 | 0
00 Ret.Exist_FBC_WetFGD_DSI & ACI & GPM & SNCR & DRET | 0 | 0 | 0 | 0 | 0 | 0 | 0
00 Ret.Exist_FBC_WetFGD_DSI & ACI & GPM & SNCR & NGC | 0 | 0 | 0 | 0 | 0 | 0 | 0
00 Ret.Exist_FBC_WetFGD_DSI & ACI & NGC | 0 | 0 | 0 | 0 | 0 | 0 | 0
00 Ret.Exist_FBC_WetFGD_DSI & ACI & SNCR | 0 | 0 | 0 | 0 | 0 | 0 | 0
00 Ret.Exist_FBC_WetFGD_DSI & ACI & SNCR & DRET | 0 | 0 | 0 | 0 | 0 | 0 | 0
00 Ret.Exist_FBC_WetFGD_DSI & ACI & SNCR & NGC | 0 | 0 | 0 | 0 | 0 | 0 | 0
00 Ret.Exist_FBC_WetFGD_DSI & DRET | 0 | 0 | 0 | 0 | 0 | 0 | 0
00 Ret.Exist_FBC_WetFGD_DSI & GPM | 0 | 0 | 0 | 0 | 0 | 0 | 0
00 Ret.Exist_FBC_WetFGD_DSI & GPM & DRET | 0 | 0 | 0 | 0 | 0 | 0 | 0
00 Ret.Exist_FBC_WetFGD_DSI & GPM & NGC | 0 | 0 | 0 | 0 | 0 | 0 | 0
00 Ret.Exist_FBC_WetFGD_DSI & GPM & SNCR | 0 | 0 | 0 | 0 | 0 | 0 | 0
00 Ret.Exist_FBC_WetFGD_DSI & GPM & SNCR & DRET | 0 | 0 | 0 | 0 | 0 | 0 | 0
00 Ret.Exist_FBC_WetFGD_DSI & GPM & SNCR & NGC | 0 | 0 | 0 | 0 | 0 | 0 | 0
00 Ret.Exist_FBC_WetFGD_DSI & NGC | 0 | 0 | 0 | 0 | 0 | 0 | 0
00 Ret.Exist_FBC_WetFGD_DSI & SNCR | 0 | 0 | 0 | 0 | 0 | 0 | 0
00 Ret.Exist_FBC_WetFGD_DSI & SNCR & DRET | 0 | 0 | 0 | 0 | 0 | 0 | 0
00 Ret.Exist_FBC_WetFGD_DSI & SNCR & NGC | 0 | 0 | 0 | 0 | 0 | 0 | 0
00 Ret.Exist_FBC_WetFGD_SNCR & ACI | 0 | 0 | 0 | 0 | 0 | 0 | 0
00 Ret.Exist_FBC_WetFGD_SNCR & ACI & DRET | 0 | 0 | 0 | 0 | 0 | 0 | 0
00 Ret.Exist_FBC_WetFGD_SNCR & ACI & NGC | 0 | 0 | 0 | 0 | 0 | 0 | 0
00 Ret.Exist_FBC_WetFGD_SNCR & DRET | 0 | 0 | 0 | 0 | 0 | 0 | 0
00 Ret.Exist_FBC_WetFGD_SNCR & GPM | 0 | 0 | 0 | 0 | 0 | 0 | 0
00 Ret.Exist_FBC_WetFGD_SNCR & GPM & DRET | 0 | 0 | 0 | 0 | 0 | 0 | 0
00 Ret.Exist_FBC_WetFGD_SNCR & GPM & NGC | 0 | 0 | 0 | 0 | 0 | 0 | 0
00 Ret.Exist_FBC_WetFGD_SNCR & NGC | 0 | 0 | 0 | 0 | 0 | 0 | 0
00 Ret.Exist_Non-FBC_ACI & C2G | 1044.3 | 0 | 0 | 0 | 0 | 0 | 0
00 Ret.Exist_Non-FBC_ACI & C2G & SCR | 0 | 0 | 0 | 0 | 0 | 0 | 0
00 Ret.Exist_Non-FBC_ACI & DCCS | 0 | 0 | 0 | 0 | 0 | 0 | 0
00 Ret.Exist_Non-FBC_ACI & DCCS & WetFGD & SCR & CCS | 0 | 0 | 0 | 0 | 0 | 0 | 0
00 Ret.Exist_Non-FBC_ACI & DRET | 0 | 0 | 0 | 0 | 0 | 0 | 0
00 Ret.Exist_Non-FBC_ACI & DSI | 0 | 0 | 0 | 0 | 0 | 0 | 0
00 Ret.Exist_Non-FBC_ACI & DSI & C2G | 0 | 0 | 0 | 0 | 0 | 0 | 0
00 Ret.Exist_Non-FBC_ACI & DSI & C2G & SCR | 0 | 0 | 0 | 0 | 0 | 0 | 0
00 Ret.Exist_Non-FBC_ACI & DSI & DRET | 0 | 0 | 0 | 0 | 0 | 0 | 0
00 Ret.Exist_Non-FBC_ACI & DSI & GPM | 0 | 0 | 0 | 0 | 0 | 0 | 0
00 Ret.Exist_Non-FBC_ACI & DSI & GPM & C2G | 0 | 0 | 0 | 0 | 0 | 0 | 0
00 Ret.Exist_Non-FBC_ACI & DSI & GPM & C2G & SCR | 0 | 0 | 0 | 0 | 0 | 0 | 0
00 Ret.Exist_Non-FBC_ACI & DSI & GPM & DRET | 0 | 0 | 0 | 0 | 0 | 0 | 0
00 Ret.Exist_Non-FBC_ACI & DSI & GPM & NGC | 0 | 0 | 0 | 0 | 0 | 0 | 0
00 Ret.Exist_Non-FBC_ACI & DSI & GPM & SCR | 0 | 0 | 0 | 0 | 0 | 0 | 0
00 Ret.Exist_Non-FBC_ACI & DSI & GPM & SCR & DRET | 0 | 0 | 0 | 0 | 0 | 0 | 0
00 Ret.Exist_Non-FBC_ACI & DSI & GPM & SCR & NGC | 0 | 0 | 0 | 0 | 0 | 0 | 0
00 Ret.Exist_Non-FBC_ACI & DSI & GPM & SNCR | 0 | 0 | 0 | 0 | 0 | 0 | 0
00 Ret.Exist_Non-FBC_ACI & DSI & GPM & SNCR & DRET | 0 | 0 | 0 | 0 | 0 | 0 | 0
00 Ret.Exist_Non-FBC_ACI & DSI & GPM & SNCR & NGC | 0 | 0 | 0 | 0 | 0 | 0 | 0
00 Ret.Exist_Non-FBC_ACI & DSI & GPM & WetFGD & SCR & CCS | 0 | 0 | 0 | 0 | 0 | 0 | 0
00 Ret.Exist_Non-FBC_ACI & DSI & NGC | 0 | 0 | 0 | 0 | 0 | 0 | 0
00 Ret.Exist_Non-FBC_ACI & DSI & SCR | 0 | 0 | 0 | 0 | 0 | 0 | 0
00 Ret.Exist_Non-FBC_ACI & DSI & SCR & DRET | 0 | 0 | 0 | 0 | 0 | 0 | 0
00 Ret.Exist_Non-FBC_ACI & DSI & SCR & NGC | 0 | 0 | 0 | 0 | 0 | 0 | 0
00 Ret.Exist_Non-FBC_ACI & DSI & SNCR | 0 | 0 | 0 | 0 | 0 | 0 | 0
00 Ret.Exist_Non-FBC_ACI & DSI & SNCR & DRET | 0 | 0 | 0 | 0 | 0 | 0 | 0
00 Ret.Exist_Non-FBC_ACI & DSI & SNCR & NGC | 0 | 0 | 0 | 0 | 0 | 0 | 0
00 Ret.Exist_Non-FBC_ACI & DSI & WetFGD & SCR & CCS | 0 | 0 | 0 | 0 | 0 | 0 | 0
00 Ret.Exist_Non-FBC_ACI & GPM | 0 | 2372 | 0 | 0 | 0 | 0 | 0
00 Ret.Exist_Non-FBC_ACI & GPM & C2G | 0 | 0 | 0 | 0 | 0 | 0 | 0
00 Ret.Exist_Non-FBC_ACI & GPM & C2G & SCR | 0 | 0 | 0 | 0 | 0 | 0 | 0
00 Ret.Exist_Non-FBC_ACI & GPM & DRET | 0 | 0 | 0 | 0 | 0 | 0 | 0
00 Ret.Exist_Non-FBC_ACI & GPM & NGC | 0 | 0 | 0 | 0 | 0 | 0 | 0
00 Ret.Exist_Non-FBC_ACI & GPM & SCR | 0 | 0 | 0 | 0 | 0 | 0 | 0
00 Ret.Exist_Non-FBC_ACI & GPM & SCR & DRET | 0 | 0 | 0 | 0 | 0 | 0 | 0
00 Ret.Exist_Non-FBC_ACI & GPM & SCR & NGC | 0 | 0 | 0 | 0 | 0 | 0 | 0
00 Ret.Exist_Non-FBC_ACI & GPM & SNCR | 0 | 0 | 0 | 0 | 0 | 0 | 0
00 Ret.Exist_Non-FBC_ACI & GPM & SNCR & DRET | 0 | 0 | 0 | 0 | 0 | 0 | 0
00 Ret.Exist_Non-FBC_ACI & GPM & SNCR & NGC | 0 | 0 | 0 | 0 | 0 | 0 | 0
00 Ret.Exist_Non-FBC_ACI & GPM & WetFGD & SCR & CCS | 0 | 0 | 0 | 0 | 0 | 0 | 0
00 Ret.Exist_Non-FBC_ACI & NGC | 0 | 0 | 0 | 0 | 0 | 0 | 0
00 Ret.Exist_Non-FBC_ACI & SCR | 0 | 0 | 0 | 0 | 0 | 0 | 0
00 Ret.Exist_Non-FBC_ACI & SCR & C2G | 0 | 0 | 0 | 0 | 0 | 0 | 0
00 Ret.Exist_Non-FBC_ACI & SCR & DRET | 0 | 0 | 0 | 0 | 0 | 0 | 0
00 Ret.Exist_Non-FBC_ACI & SCR & NGC | 0 | 0 | 0 | 0 | 0 | 0 | 0
00 Ret.Exist_Non-FBC_ACI & SCR & WetFGD & CCS | 0 | 0 | 0 | 0 | 0 | 0 | 0
00 Ret.Exist_Non-FBC_ACI & SNCR | 0 | 0 | 0 | 0 | 0 | 0 | 0
00 Ret.Exist_Non-FBC_ACI & SNCR & C2G | 0 | 0 | 0 | 0 | 0 | 0 | 0
00 Ret.Exist_Non-FBC_ACI & SNCR & DRET | 0 | 0 | 0 | 0 | 0 | 0 | 0
00 Ret.Exist_Non-FBC_ACI & SNCR & NGC | 0 | 0 | 0 | 0 | 0 | 0 | 0
00 Ret.Exist_Non-FBC_ACI_DSI & C2G | 1270 | 0 | 0 | 0 | 0 | 0 | 0
00 Ret.Exist_Non-FBC_ACI_DSI & C2G & SCR | 0 | 0 | 0 | 0 | 0 | 0 | 0
00 Ret.Exist_Non-FBC_ACI_DSI & DCCS | 0 | 0 | 0 | 0 | 0 | 0 | 0
00 Ret.Exist_Non-FBC_ACI_DSI & DCCS & WetFGD & SCR & CCS | 0 | 0 | 0 | 0 | 0 | 0 | 0
00 Ret.Exist_Non-FBC_ACI_DSI & DRET | 0 | 0 | 0 | 0 | 0 | 0 | 0
00 Ret.Exist_Non-FBC_ACI_DSI & GPM | 0 | 0 | 0 | 0 | 0 | 0 | 0
00 Ret.Exist_Non-FBC_ACI_DSI & GPM & C2G | 0 | 0 | 0 | 0 | 0 | 0 | 0
00 Ret.Exist_Non-FBC_ACI_DSI & GPM & C2G & SCR | 0 | 0 | 0 | 0 | 0 | 0 | 0
00 Ret.Exist_Non-FBC_ACI_DSI & GPM & DRET | 0 | 0 | 0 | 0 | 0 | 0 | 0
00 Ret.Exist_Non-FBC_ACI_DSI & GPM & NGC | 0 | 0 | 0 | 0 | 0 | 0 | 0
00 Ret.Exist_Non-FBC_ACI_DSI & GPM & SCR | 0 | 0 | 0 | 0 | 0 | 0 | 0
00 Ret.Exist_Non-FBC_ACI_DSI & GPM & SCR & DRET | 0 | 0 | 0 | 0 | 0 | 0 | 0
00 Ret.Exist_Non-FBC_ACI_DSI & GPM & SCR & NGC | 0 | 0 | 0 | 0 | 0 | 0 | 0
00 Ret.Exist_Non-FBC_ACI_DSI & GPM & SNCR | 0 | 0 | 0 | 0 | 0 | 0 | 0
00 Ret.Exist_Non-FBC_ACI_DSI & GPM & SNCR & DRET | 0 | 0 | 0 | 0 | 0 | 0 | 0
00 Ret.Exist_Non-FBC_ACI_DSI & GPM & SNCR & NGC | 0 | 0 | 0 | 0 | 0 | 0 | 0
00 Ret.Exist_Non-FBC_ACI_DSI & GPM & WetFGD & SCR & CCS | 0 | 0 | 0 | 0 | 0 | 0 | 0
00 Ret.Exist_Non-FBC_ACI_DSI & NGC | 0 | 0 | 0 | 0 | 0 | 0 | 0
00 Ret.Exist_Non-FBC_ACI_DSI & SCR | 0 | 0 | 0 | 0 | 0 | 0 | 0
00 Ret.Exist_Non-FBC_ACI_DSI & SCR & C2G | 0 | 0 | 0 | 0 | 0 | 0 | 0
00 Ret.Exist_Non-FBC_ACI_DSI & SCR & DRET | 0 | 0 | 0 | 0 | 0 | 0 | 0
00 Ret.Exist_Non-FBC_ACI_DSI & SCR & NGC | 0 | 0 | 0 | 0 | 0 | 0 | 0
00 Ret.Exist_Non-FBC_ACI_DSI & SCR & WetFGD & CCS | 0 | 0 | 0 | 0 | 0 | 0 | 0
00 Ret.Exist_Non-FBC_ACI_DSI & SNCR | 0 | 0 | 0 | 0 | 0 | 0 | 0
00 Ret.Exist_Non-FBC_ACI_DSI & SNCR & C2G | 0 | 0 | 0 | 0 | 0 | 0 | 0
00 Ret.Exist_Non-FBC_ACI_DSI & SNCR & DRET | 0 | 0 | 0 | 0 | 0 | 0 | 0
00 Ret.Exist_Non-FBC_ACI_DSI & SNCR & NGC | 0 | 0 | 0 | 0 | 0 | 0 | 0
00 Ret.Exist_Non-FBC_DryFGD & C2G | 0 | 0 | 0 | 0 | 0 | 0 | 0
00 Ret.Exist_Non-FBC_DryFGD & C2G & SCR | 0 | 0 | 0 | 0 | 0 | 0 | 0
00 Ret.Exist_Non-FBC_DryFGD & DRET | 0 | 0 | 0 | 0 | 0 | 0 | 0
00 Ret.Exist_Non-FBC_DryFGD & GPM | 0 | 0 | 0 | 0 | 0 | 0 | 0
00 Ret.Exist_Non-FBC_DryFGD & GPM & C2G | 0 | 0 | 0 | 0 | 0 | 0 | 0
00 Ret.Exist_Non-FBC_DryFGD & GPM & C2G & SCR | 0 | 0 | 0 | 0 | 0 | 0 | 0
00 Ret.Exist_Non-FBC_DryFGD & GPM & DRET | 0 | 0 | 0 | 0 | 0 | 0 | 0
00 Ret.Exist_Non-FBC_DryFGD & GPM & NGC | 0 | 0 | 0 | 0 | 0 | 0 | 0
00 Ret.Exist_Non-FBC_DryFGD & GPM & SCR | 0 | 0 | 0 | 0 | 0 | 0 | 0
00 Ret.Exist_Non-FBC_DryFGD & GPM & SCR & CCS | 0 | 0 | 0 | 0 | 0 | 0 | 0
00 Ret.Exist_Non-FBC_DryFGD & GPM & SCR & DRET | 0 | 0 | 0 | 0 | 0 | 0 | 0
00 Ret.Exist_Non-FBC_DryFGD & GPM & SCR & NGC | 0 | 0 | 0 | 0 | 0 | 0 | 0
00 Ret.Exist_Non-FBC_DryFGD & GPM & SNCR | 0 | 0 | 0 | 0 | 0 | 0 | 0
00 Ret.Exist_Non-FBC_DryFGD & GPM & SNCR & DRET | 0 | 0 | 0 | 0 | 0 | 0 | 0
00 Ret.Exist_Non-FBC_DryFGD & GPM & SNCR & NGC | 0 | 0 | 0 | 0 | 0 | 0 | 0
00 Ret.Exist_Non-FBC_DryFGD & NGC | 0 | 0 | 0 | 0 | 0 | 0 | 0
00 Ret.Exist_Non-FBC_DryFGD & SCR | 0 | 0 | 0 | 0 | 0 | 0 | 0
00 Ret.Exist_Non-FBC_DryFGD & SCR & C2G | 0 | 0 | 0 | 0 | 0 | 0 | 0
00 Ret.Exist_Non-FBC_DryFGD & SCR & CCS | 0 | 0 | 0 | 0 | 0 | 0 | 0
00 Ret.Exist_Non-FBC_DryFGD & SCR & DRET | 0 | 0 | 0 | 0 | 0 | 0 | 0
00 Ret.Exist_Non-FBC_DryFGD & SCR & NGC | 0 | 0 | 0 | 0 | 0 | 0 | 0
00 Ret.Exist_Non-FBC_DryFGD & SNCR | 0 | 0 | 0 | 0 | 0 | 0 | 0
00 Ret.Exist_Non-FBC_DryFGD & SNCR & C2G | 0 | 0 | 0 | 0 | 0 | 0 | 0
00 Ret.Exist_Non-FBC_DryFGD & SNCR & DRET | 0 | 0 | 0 | 0 | 0 | 0 | 0
00 Ret.Exist_Non-FBC_DryFGD & SNCR & NGC | 0 | 0 | 0 | 0 | 0 | 0 | 0
00 Ret.Exist_Non-FBC_DryFGD_ACI & C2G | 0 | 0 | 0 | 0 | 0 | 0 | 0
00 Ret.Exist_Non-FBC_DryFGD_ACI & C2G & SCR | 0 | 0 | 0 | 0 | 0 | 0 | 0
00 Ret.Exist_Non-FBC_DryFGD_ACI & DCCS | 0 | 0 | 0 | 0 | 0 | 0 | 0
00 Ret.Exist_Non-FBC_DryFGD_ACI & DCCS & SCR & CCS | 0 | 0 | 0 | 0 | 0 | 0 | 0
00 Ret.Exist_Non-FBC_DryFGD_ACI & DRET | 0 | 0 | 0 | 0 | 0 | 0 | 0
00 Ret.Exist_Non-FBC_DryFGD_ACI & GPM | 0 | 0 | 0 | 0 | 0 | 0 | 0
00 Ret.Exist_Non-FBC_DryFGD_ACI & GPM & C2G | 0 | 0 | 0 | 0 | 0 | 0 | 0
00 Ret.Exist_Non-FBC_DryFGD_ACI & GPM & C2G & SCR | 0 | 0 | 0 | 0 | 0 | 0 | 0
00 Ret.Exist_Non-FBC_DryFGD_ACI & GPM & DRET | 0 | 0 | 0 | 0 | 0 | 0 | 0
00 Ret.Exist_Non-FBC_DryFGD_ACI & GPM & NGC | 0 | 0 | 0 | 0 | 0 | 0 | 0
00 Ret.Exist_Non-FBC_DryFGD_ACI & GPM & SCR | 0 | 0 | 0 | 0 | 0 | 0 | 0
00 Ret.Exist_Non-FBC_DryFGD_ACI & GPM & SCR & CCS | 0 | 0 | 0 | 0 | 0 | 0 | 0
00 Ret.Exist_Non-FBC_DryFGD_ACI & GPM & SCR & DRET | 0 | 0 | 0 | 0 | 0 | 0 | 0
00 Ret.Exist_Non-FBC_DryFGD_ACI & GPM & SCR & NGC | 0 | 0 | 0 | 0 | 0 | 0 | 0
00 Ret.Exist_Non-FBC_DryFGD_ACI & GPM & SNCR | 0 | 0 | 0 | 0 | 0 | 0 | 0
00 Ret.Exist_Non-FBC_DryFGD_ACI & GPM & SNCR & DRET | 0 | 0 | 0 | 0 | 0 | 0 | 0
00 Ret.Exist_Non-FBC_DryFGD_ACI & GPM & SNCR & NGC | 0 | 0 | 0 | 0 | 0 | 0 | 0
00 Ret.Exist_Non-FBC_DryFGD_ACI & NGC | 0 | 0 | 0 | 0 | 0 | 0 | 0
00 Ret.Exist_Non-FBC_DryFGD_ACI & SCR | 0 | 0 | 1514.2839 | 0 | 0 | 0 | 0
00 Ret.Exist_Non-FBC_DryFGD_ACI & SCR & C2G | 0 | 0 | 0 | 0 | 0 | 0 | 0
00 Ret.Exist_Non-FBC_DryFGD_ACI & SCR & CCS | 0 | 0 | 996.7335 | 0 | 0 | 0 | 0
00 Ret.Exist_Non-FBC_DryFGD_ACI & SCR & DRET | 0 | 0 | 0 | 0 | 0 | 0 | 0
00 Ret.Exist_Non-FBC_DryFGD_ACI & SCR & NGC | 0 | 0 | 0 | 0 | 0 | 0 | 0
00 Ret.Exist_Non-FBC_DryFGD_ACI & SNCR | 0 | 0 | 0 | 0 | 0 | 0 | 0
00 Ret.Exist_Non-FBC_DryFGD_ACI & SNCR & C2G | 0 | 0 | 0 | 0 | 0 | 0 | 0
00 Ret.Exist_Non-FBC_DryFGD_ACI & SNCR & DRET | 0 | 0 | 0 | 0 | 0 | 0 | 0
00 Ret.Exist_Non-FBC_DryFGD_ACI & SNCR & NGC | 0 | 0 | 0 | 0 | 0 | 0 | 0
00 Ret.Exist_Non-FBC_DryFGD_SCR & ACI | 0 | 0 | 0 | 0 | 0 | 0 | 0
00 Ret.Exist_Non-FBC_DryFGD_SCR & ACI & C2G | 0 | 0 | 0 | 0 | 0 | 0 | 0
00 Ret.Exist_Non-FBC_DryFGD_SCR & ACI & CCS | 0 | 0 | 0 | 0 | 0 | 0 | 0
00 Ret.Exist_Non-FBC_DryFGD_SCR & ACI & DRET | 0 | 0 | 0 | 0 | 0 | 0 | 0
00 Ret.Exist_Non-FBC_DryFGD_SCR & ACI & GPM | 0 | 0 | 0 | 0 | 0 | 0 | 0
00 Ret.Exist_Non-FBC_DryFGD_SCR & ACI & GPM & C2G | 0 | 0 | 0 | 0 | 0 | 0 | 0
00 Ret.Exist_Non-FBC_DryFGD_SCR & ACI & GPM & CCS | 0 | 0 | 0 | 0 | 0 | 0 | 0
00 Ret.Exist_Non-FBC_DryFGD_SCR & ACI & GPM & DRET | 0 | 0 | 0 | 0 | 0 | 0 | 0
00 Ret.Exist_Non-FBC_DryFGD_SCR & ACI & GPM & NGC | 0 | 0 | 0 | 0 | 0 | 0 | 0
00 Ret.Exist_Non-FBC_DryFGD_SCR & ACI & NGC | 0 | 0 | 0 | 0 | 0 | 0 | 0
00 Ret.Exist_Non-FBC_DryFGD_SCR & C2G | 0 | 0 | 0 | 0 | 0 | 0 | 0
00 Ret.Exist_Non-FBC_DryFGD_SCR & CCS | 0 | 0 | 0 | 0 | 0 | 0 | 0
00 Ret.Exist_Non-FBC_DryFGD_SCR & DRET | 0 | 0 | 0 | 0 | 0 | 0 | 0
00 Ret.Exist_Non-FBC_DryFGD_SCR & GPM | 0 | 0 | 0 | 0 | 0 | 0 | 0
00 Ret.Exist_Non-FBC_DryFGD_SCR & GPM & C2G | 0 | 0 | 0 | 0 | 0 | 0 | 0
00 Ret.Exist_Non-FBC_DryFGD_SCR & GPM & CCS | 0 | 0 | 0 | 0 | 0 | 0 | 0
00 Ret.Exist_Non-FBC_DryFGD_SCR & GPM & DRET | 0 | 0 | 0 | 0 | 0 | 0 | 0
00 Ret.Exist_Non-FBC_DryFGD_SCR & GPM & NGC | 0 | 0 | 0 | 0 | 0 | 0 | 0
00 Ret.Exist_Non-FBC_DryFGD_SCR & NGC | 0 | 0 | 0 | 0 | 0 | 0 | 0
00 Ret.Exist_Non-FBC_DryFGD_SCR_ACI & C2G | 499.9 | 0 | 0 | 0 | 0 | 0 | 0
00 Ret.Exist_Non-FBC_DryFGD_SCR_ACI & CCS | 0 | 259.4793 | 788.6371 | 0 | 0 | 0 | 0
00 Ret.Exist_Non-FBC_DryFGD_SCR_ACI & DCCS | 0 | 0 | 0 | 0 | 0 | 0 | 0
00 Ret.Exist_Non-FBC_DryFGD_SCR_ACI & DCCS & CCS | 0 | 0 | 0 | 0 | 0 | 0 | 0
00 Ret.Exist_Non-FBC_DryFGD_SCR_ACI & DRET | 0 | 0 | 0 | 0 | 0 | 0 | 0
00 Ret.Exist_Non-FBC_DryFGD_SCR_ACI & GPM | 0 | 0 | 0 | 0 | 0 | 0 | 0
00 Ret.Exist_Non-FBC_DryFGD_SCR_ACI & GPM & C2G | 0 | 0 | 0 | 0 | 0 | 0 | 0
00 Ret.Exist_Non-FBC_DryFGD_SCR_ACI & GPM & CCS | 0 | 0 | 0 | 0 | 0 | 0 | 0
00 Ret.Exist_Non-FBC_DryFGD_SCR_ACI & GPM & DRET | 0 | 0 | 0 | 0 | 0 | 0 | 0
00 Ret.Exist_Non-FBC_DryFGD_SCR_ACI & GPM & NGC | 0 | 0 | 0 | 0 | 0 | 0 | 0
00 Ret.Exist_Non-FBC_DryFGD_SCR_ACI & NGC | 0 | 0 | 0 | 0 | 0 | 0 | 0
00 Ret.Exist_Non-FBC_DryFGD_SCR_ACI_DSI & C2G | 0 | 0 | 0 | 0 | 0 | 0 | 0
00 Ret.Exist_Non-FBC_DryFGD_SCR_ACI_DSI & CCS | 0 | 0 | 0 | 0 | 0 | 0 | 0
00 Ret.Exist_Non-FBC_DryFGD_SCR_ACI_DSI & DCCS | 0 | 0 | 0 | 0 | 0 | 0 | 0
00 Ret.Exist_Non-FBC_DryFGD_SCR_ACI_DSI & DCCS & CCS | 0 | 0 | 0 | 0 | 0 | 0 | 0
00 Ret.Exist_Non-FBC_DryFGD_SCR_ACI_DSI & DRET | 0 | 0 | 0 | 0 | 0 | 0 | 0
00 Ret.Exist_Non-FBC_DryFGD_SCR_ACI_DSI & GPM | 0 | 0 | 0 | 0 | 0 | 0 | 0
00 Ret.Exist_Non-FBC_DryFGD_SCR_ACI_DSI & GPM & C2G | 0 | 0 | 0 | 0 | 0 | 0 | 0
00 Ret.Exist_Non-FBC_DryFGD_SCR_ACI_DSI & GPM & CCS | 0 | 0 | 0 | 0 | 0 | 0 | 0
00 Ret.Exist_Non-FBC_DryFGD_SCR_ACI_DSI & GPM & DRET | 0 | 0 | 0 | 0 | 0 | 0 | 0
00 Ret.Exist_Non-FBC_DryFGD_SCR_ACI_DSI & GPM & NGC | 0 | 0 | 0 | 0 | 0 | 0 | 0
00 Ret.Exist_Non-FBC_DryFGD_SCR_ACI_DSI & NGC | 0 | 0 | 0 | 0 | 0 | 0 | 0
00 Ret.Exist_Non-FBC_DryFGD_SCR_DSI & ACI | 0 | 0 | 0 | 0 | 0 | 0 | 0
00 Ret.Exist_Non-FBC_DryFGD_SCR_DSI & ACI & C2G | 0 | 0 | 0 | 0 | 0 | 0 | 0
00 Ret.Exist_Non-FBC_DryFGD_SCR_DSI & ACI & CCS | 0 | 0 | 0 | 0 | 0 | 0 | 0
00 Ret.Exist_Non-FBC_DryFGD_SCR_DSI & ACI & DRET | 0 | 0 | 0 | 0 | 0 | 0 | 0
00 Ret.Exist_Non-FBC_DryFGD_SCR_DSI & ACI & GPM | 0 | 0 | 0 | 0 | 0 | 0 | 0
00 Ret.Exist_Non-FBC_DryFGD_SCR_DSI & ACI & GPM & C2G | 0 | 0 | 0 | 0 | 0 | 0 | 0
00 Ret.Exist_Non-FBC_DryFGD_SCR_DSI & ACI & GPM & CCS | 0 | 0 | 0 | 0 | 0 | 0 | 0
00 Ret.Exist_Non-FBC_DryFGD_SCR_DSI & ACI & GPM & DRET | 0 | 0 | 0 | 0 | 0 | 0 | 0
00 Ret.Exist_Non-FBC_DryFGD_SCR_DSI & ACI & GPM & NGC | 0 | 0 | 0 | 0 | 0 | 0 | 0
00 Ret.Exist_Non-FBC_DryFGD_SCR_DSI & ACI & NGC | 0 | 0 | 0 | 0 | 0 | 0 | 0
00 Ret.Exist_Non-FBC_DryFGD_SCR_DSI & C2G | 0 | 0 | 0 | 0 | 0 | 0 | 0
00 Ret.Exist_Non-FBC_DryFGD_SCR_DSI & CCS | 0 | 0 | 0 | 0 | 0 | 0 | 0
00 Ret.Exist_Non-FBC_DryFGD_SCR_DSI & DRET | 0 | 0 | 0 | 0 | 0 | 0 | 0
00 Ret.Exist_Non-FBC_DryFGD_SCR_DSI & GPM | 0 | 0 | 0 | 0 | 0 | 0 | 0
00 Ret.Exist_Non-FBC_DryFGD_SCR_DSI & GPM & C2G | 0 | 0 | 0 | 0 | 0 | 0 | 0
00 Ret.Exist_Non-FBC_DryFGD_SCR_DSI & GPM & CCS | 0 | 0 | 0 | 0 | 0 | 0 | 0
00 Ret.Exist_Non-FBC_DryFGD_SCR_DSI & GPM & DRET | 0 | 0 | 0 | 0 | 0 | 0 | 0
00 Ret.Exist_Non-FBC_DryFGD_SCR_DSI & GPM & NGC | 0 | 0 | 0 | 0 | 0 | 0 | 0
00 Ret.Exist_Non-FBC_DryFGD_SCR_DSI & NGC | 0 | 0 | 0 | 0 | 0 | 0 | 0
00 Ret.Exist_Non-FBC_DryFGD_SNCR_ACI & C2G | 0 | 0 | 0 | 0 | 0 | 0 | 0
00 Ret.Exist_Non-FBC_DryFGD_SNCR_ACI & C2G & SCR | 0 | 0 | 0 | 0 | 0 | 0 | 0
00 Ret.Exist_Non-FBC_DryFGD_SNCR_ACI & DCCS | 0 | 0 | 0 | 0 | 0 | 0 | 0
00 Ret.Exist_Non-FBC_DryFGD_SNCR_ACI & DCCS & SCR & CCS | 0 | 0 | 0 | 0 | 0 | 0 | 0
00 Ret.Exist_Non-FBC_DryFGD_SNCR_ACI & DRET | 0 | 0 | 0 | 0 | 0 | 0 | 0
00 Ret.Exist_Non-FBC_DryFGD_SNCR_ACI & GPM | 0 | 570 | 0 | 0 | 0 | 0 | 0
00 Ret.Exist_Non-FBC_DryFGD_SNCR_ACI & GPM & C2G | 0 | 0 | 0 | 0 | 0 | 0 | 0
00 Ret.Exist_Non-FBC_DryFGD_SNCR_ACI & GPM & C2G & SCR | 0 | 0 | 0 | 0 | 0 | 0 | 0
00 Ret.Exist_Non-FBC_DryFGD_SNCR_ACI & GPM & DRET | 0 | 0 | 0 | 0 | 0 | 0 | 0
00 Ret.Exist_Non-FBC_DryFGD_SNCR_ACI & GPM & NGC | 0 | 0 | 0 | 0 | 0 | 0 | 0
00 Ret.Exist_Non-FBC_DryFGD_SNCR_ACI & GPM & SCR | 0 | 0 | 0 | 0 | 0 | 0 | 0
00 Ret.Exist_Non-FBC_DryFGD_SNCR_ACI & GPM & SCR & CCS | 0 | 0 | 0 | 0 | 0 | 0 | 0
00 Ret.Exist_Non-FBC_DryFGD_SNCR_ACI & GPM & SCR & DRET | 0 | 0 | 0 | 0 | 0 | 0 | 0
00 Ret.Exist_Non-FBC_DryFGD_SNCR_ACI & GPM & SCR & NGC | 0 | 0 | 0 | 0 | 0 | 0 | 0
00 Ret.Exist_Non-FBC_DryFGD_SNCR_ACI & NGC | 0 | 0 | 0 | 0 | 0 | 0 | 0
00 Ret.Exist_Non-FBC_DryFGD_SNCR_ACI & SCR | 0 | 0 | 0 | 0 | 0 | 0 | 0
00 Ret.Exist_Non-FBC_DryFGD_SNCR_ACI & SCR & C2G | 0 | 0 | 0 | 0 | 0 | 0 | 0
00 Ret.Exist_Non-FBC_DryFGD_SNCR_ACI & SCR & CCS | 0 | 0 | 0 | 0 | 0 | 0 | 0
00 Ret.Exist_Non-FBC_DryFGD_SNCR_ACI & SCR & DRET | 0 | 0 | 0 | 0 | 0 | 0 | 0
00 Ret.Exist_Non-FBC_DryFGD_SNCR_ACI & SCR & NGC | 0 | 0 | 0 | 0 | 0 | 0 | 0
00 Ret.Exist_Non-FBC_DryFGD_SNCR_ACI_DSI & C2G | 0 | 0 | 0 | 0 | 0 | 0 | 0
00 Ret.Exist_Non-FBC_DryFGD_SNCR_ACI_DSI & C2G & SCR | 0 | 0 | 0 | 0 | 0 | 0 | 0
00 Ret.Exist_Non-FBC_DryFGD_SNCR_ACI_DSI & DRET | 0 | 0 | 0 | 0 | 0 | 0 | 0
00 Ret.Exist_Non-FBC_DryFGD_SNCR_ACI_DSI & GPM | 0 | 0 | 0 | 0 | 0 | 0 | 0
00 Ret.Exist_Non-FBC_DryFGD_SNCR_ACI_DSI & GPM & C2G | 0 | 0 | 0 | 0 | 0 | 0 | 0
00 Ret.Exist_Non-FBC_DryFGD_SNCR_ACI_DSI & GPM & C2G & SCR | 0 | 0 | 0 | 0 | 0 | 0 | 0
00 Ret.Exist_Non-FBC_DryFGD_SNCR_ACI_DSI & GPM & DRET | 0 | 0 | 0 | 0 | 0 | 0 | 0
00 Ret.Exist_Non-FBC_DryFGD_SNCR_ACI_DSI & GPM & NGC | 0 | 0 | 0 | 0 | 0 | 0 | 0
00 Ret.Exist_Non-FBC_DryFGD_SNCR_ACI_DSI & GPM & SCR | 0 | 0 | 0 | 0 | 0 | 0 | 0
00 Ret.Exist_Non-FBC_DryFGD_SNCR_ACI_DSI & GPM & SCR & CCS | 0 | 0 | 0 | 0 | 0 | 0 | 0
00 Ret.Exist_Non-FBC_DryFGD_SNCR_ACI_DSI & GPM & SCR & DRET | 0 | 0 | 0 | 0 | 0 | 0 | 0
00 Ret.Exist_Non-FBC_DryFGD_SNCR_ACI_DSI & GPM & SCR & NGC | 0 | 0 | 0 | 0 | 0 | 0 | 0
00 Ret.Exist_Non-FBC_DryFGD_SNCR_ACI_DSI & NGC | 0 | 0 | 0 | 0 | 0 | 0 | 0
00 Ret.Exist_Non-FBC_DryFGD_SNCR_ACI_DSI & SCR | 0 | 0 | 0 | 0 | 0 | 0 | 0
00 Ret.Exist_Non-FBC_DryFGD_SNCR_ACI_DSI & SCR & C2G | 0 | 0 | 0 | 0 | 0 | 0 | 0
00 Ret.Exist_Non-FBC_DryFGD_SNCR_ACI_DSI & SCR & CCS | 0 | 0 | 0 | 0 | 0 | 0 | 0
00 Ret.Exist_Non-FBC_DryFGD_SNCR_ACI_DSI & SCR & DRET | 0 | 0 | 0 | 0 | 0 | 0 | 0
00 Ret.Exist_Non-FBC_DryFGD_SNCR_ACI_DSI & SCR & NGC | 0 | 0 | 0 | 0 | 0 | 0 | 0
00 Ret.Exist_Non-FBC_DSI & ACI | 0 | 0 | 0 | 0 | 0 | 0 | 0
00 Ret.Exist_Non-FBC_DSI & ACI & C2G | 0 | 0 | 0 | 0 | 0 | 0 | 0
00 Ret.Exist_Non-FBC_DSI & ACI & C2G & SCR | 0 | 0 | 0 | 0 | 0 | 0 | 0
00 Ret.Exist_Non-FBC_DSI & ACI & DRET | 0 | 0 | 0 | 0 | 0 | 0 | 0
00 Ret.Exist_Non-FBC_DSI & ACI & GPM | 0 | 0 | 0 | 0 | 0 | 0 | 0
00 Ret.Exist_Non-FBC_DSI & ACI & GPM & C2G | 0 | 0 | 0 | 0 | 0 | 0 | 0
00 Ret.Exist_Non-FBC_DSI & ACI & GPM & C2G & SCR | 0 | 0 | 0 | 0 | 0 | 0 | 0
00 Ret.Exist_Non-FBC_DSI & ACI & GPM & DRET | 0 | 0 | 0 | 0 | 0 | 0 | 0
00 Ret.Exist_Non-FBC_DSI & ACI & GPM & NGC | 0 | 0 | 0 | 0 | 0 | 0 | 0
00 Ret.Exist_Non-FBC_DSI & ACI & GPM & SCR | 0 | 0 | 0 | 0 | 0 | 0 | 0
00 Ret.Exist_Non-FBC_DSI & ACI & GPM & SCR & DRET | 0 | 0 | 0 | 0 | 0 | 0 | 0
00 Ret.Exist_Non-FBC_DSI & ACI & GPM & SCR & NGC | 0 | 0 | 0 | 0 | 0 | 0 | 0
00 Ret.Exist_Non-FBC_DSI & ACI & GPM & SNCR | 0 | 0 | 0 | 0 | 0 | 0 | 0
00 Ret.Exist_Non-FBC_DSI & ACI & GPM & SNCR & DRET | 0 | 0 | 0 | 0 | 0 | 0 | 0
00 Ret.Exist_Non-FBC_DSI & ACI & GPM & SNCR & NGC | 0 | 0 | 0 | 0 | 0 | 0 | 0
00 Ret.Exist_Non-FBC_DSI & ACI & GPM & WetFGD & SCR & CCS | 0 | 0 | 0 | 0 | 0 | 0 | 0
00 Ret.Exist_Non-FBC_DSI & ACI & NGC | 0 | 0 | 0 | 0 | 0 | 0 | 0
00 Ret.Exist_Non-FBC_DSI & ACI & SCR | 0 | 0 | 0 | 0 | 0 | 0 | 0
00 Ret.Exist_Non-FBC_DSI & ACI & SCR & DRET | 0 | 0 | 0 | 0 | 0 | 0 | 0
00 Ret.Exist_Non-FBC_DSI & ACI & SCR & NGC | 0 | 0 | 0 | 0 | 0 | 0 | 0
00 Ret.Exist_Non-FBC_DSI & ACI & SNCR | 0 | 0 | 0 | 0 | 0 | 0 | 0
00 Ret.Exist_Non-FBC_DSI & ACI & SNCR & DRET | 0 | 0 | 0 | 0 | 0 | 0 | 0
00 Ret.Exist_Non-FBC_DSI & ACI & SNCR & NGC | 0 | 0 | 0 | 0 | 0 | 0 | 0
00 Ret.Exist_Non-FBC_DSI & ACI & WetFGD & SCR & CCS | 0 | 0 | 0 | 0 | 0 | 0 | 0
00 Ret.Exist_Non-FBC_DSI & C2G | 0 | 0 | 0 | 0 | 0 | 0 | 0
00 Ret.Exist_Non-FBC_DSI & C2G & SCR | 0 | 0 | 0 | 0 | 0 | 0 | 0
00 Ret.Exist_Non-FBC_DSI & DRET | 0 | 0 | 0 | 0 | 0 | 0 | 0
00 Ret.Exist_Non-FBC_DSI & GPM | 0 | 0 | 0 | 0 | 0 | 0 | 0
00 Ret.Exist_Non-FBC_DSI & GPM & C2G | 0 | 0 | 0 | 0 | 0 | 0 | 0
00 Ret.Exist_Non-FBC_DSI & GPM & C2G & SCR | 0 | 0 | 0 | 0 | 0 | 0 | 0
00 Ret.Exist_Non-FBC_DSI & GPM & DRET | 0 | 0 | 0 | 0 | 0 | 0 | 0
00 Ret.Exist_Non-FBC_DSI & GPM & NGC | 0 | 0 | 0 | 0 | 0 | 0 | 0
00 Ret.Exist_Non-FBC_DSI & GPM & SCR | 0 | 0 | 0 | 0 | 0 | 0 | 0
00 Ret.Exist_Non-FBC_DSI & GPM & SCR & DRET | 0 | 0 | 0 | 0 | 0 | 0 | 0
00 Ret.Exist_Non-FBC_DSI & GPM & SCR & NGC | 0 | 0 | 0 | 0 | 0 | 0 | 0
00 Ret.Exist_Non-FBC_DSI & GPM & SNCR | 0 | 0 | 0 | 0 | 0 | 0 | 0
00 Ret.Exist_Non-FBC_DSI & GPM & SNCR & DRET | 0 | 0 | 0 | 0 | 0 | 0 | 0
00 Ret.Exist_Non-FBC_DSI & GPM & SNCR & NGC | 0 | 0 | 0 | 0 | 0 | 0 | 0
00 Ret.Exist_Non-FBC_DSI & GPM & WetFGD & SCR & CCS | 0 | 0 | 0 | 0 | 0 | 0 | 0
00 Ret.Exist_Non-FBC_DSI & NGC | 0 | 0 | 0 | 0 | 0 | 0 | 0
00 Ret.Exist_Non-FBC_DSI & SCR | 0 | 0 | 0 | 0 | 0 | 0 | 0
00 Ret.Exist_Non-FBC_DSI & SCR & C2G | 0 | 0 | 0 | 0 | 0 | 0 | 0
00 Ret.Exist_Non-FBC_DSI & SCR & DRET | 0 | 0 | 0 | 0 | 0 | 0 | 0
00 Ret.Exist_Non-FBC_DSI & SCR & NGC | 0 | 0 | 0 | 0 | 0 | 0 | 0
00 Ret.Exist_Non-FBC_DSI & SCR & WetFGD & CCS | 0 | 0 | 0 | 0 | 0 | 0 | 0
00 Ret.Exist_Non-FBC_DSI & SNCR | 0 | 0 | 0 | 0 | 0 | 0 | 0
00 Ret.Exist_Non-FBC_DSI & SNCR & C2G | 0 | 0 | 0 | 0 | 0 | 0 | 0
00 Ret.Exist_Non-FBC_DSI & SNCR & DRET | 0 | 0 | 0 | 0 | 0 | 0 | 0
00 Ret.Exist_Non-FBC_DSI & SNCR & NGC | 0 | 0 | 0 | 0 | 0 | 0 | 0
00 Ret.Exist_Non-FBC_NoCtrl & ACI | 0 | 0 | 0 | 0 | 0 | 0 | 0
00 Ret.Exist_Non-FBC_NoCtrl & ACI & C2G | 0 | 0 | 0 | 0 | 0 | 0 | 0
00 Ret.Exist_Non-FBC_NoCtrl & ACI & C2G & SCR | 0 | 0 | 0 | 0 | 0 | 0 | 0
00 Ret.Exist_Non-FBC_NoCtrl & ACI & DRET | 0 | 0 | 0 | 0 | 0 | 0 | 0
00 Ret.Exist_Non-FBC_NoCtrl & ACI & DSI | 0 | 0 | 0 | 0 | 0 | 0 | 0
00 Ret.Exist_Non-FBC_NoCtrl & ACI & DSI & C2G | 0 | 0 | 0 | 0 | 0 | 0 | 0
00 Ret.Exist_Non-FBC_NoCtrl & ACI & DSI & C2G & SCR | 0 | 0 | 0 | 0 | 0 | 0 | 0
00 Ret.Exist_Non-FBC_NoCtrl & ACI & DSI & DRET | 0 | 0 | 0 | 0 | 0 | 0 | 0
00 Ret.Exist_Non-FBC_NoCtrl & ACI & DSI & GPM | 0 | 0 | 0 | 0 | 0 | 0 | 0
00 Ret.Exist_Non-FBC_NoCtrl & ACI & DSI & GPM & C2G | 0 | 0 | 0 | 0 | 0 | 0 | 0
00 Ret.Exist_Non-FBC_NoCtrl & ACI & DSI & GPM & C2G & SCR | 0 | 0 | 0 | 0 | 0 | 0 | 0
00 Ret.Exist_Non-FBC_NoCtrl & ACI & DSI & GPM & DRET | 0 | 0 | 0 | 0 | 0 | 0 | 0
00 Ret.Exist_Non-FBC_NoCtrl & ACI & DSI & GPM & NGC | 0 | 0 | 0 | 0 | 0 | 0 | 0
00 Ret.Exist_Non-FBC_NoCtrl & ACI & DSI & GPM & SCR | 0 | 0 | 0 | 0 | 0 | 0 | 0
00 Ret.Exist_Non-FBC_NoCtrl & ACI & DSI & GPM & SCR & DRET | 0 | 0 | 0 | 0 | 0 | 0 | 0
00 Ret.Exist_Non-FBC_NoCtrl & ACI & DSI & GPM & SCR & NGC | 0 | 0 | 0 | 0 | 0 | 0 | 0
00 Ret.Exist_Non-FBC_NoCtrl & ACI & DSI & GPM & SNCR | 0 | 0 | 0 | 0 | 0 | 0 | 0
00 Ret.Exist_Non-FBC_NoCtrl & ACI & DSI & GPM & SNCR & DRET | 0 | 0 | 0 | 0 | 0 | 0 | 0
00 Ret.Exist_Non-FBC_NoCtrl & ACI & DSI & GPM & SNCR & NGC | 0 | 0 | 0 | 0 | 0 | 0 | 0
00 Ret.Exist_Non-FBC_NoCtrl & ACI & DSI & GPM & WetFGD & SCR & CCS | 0 | 0 | 0 | 0 | 0 | 0 | 0
00 Ret.Exist_Non-FBC_NoCtrl & ACI & DSI & NGC | 0 | 0 | 0 | 0 | 0 | 0 | 0
00 Ret.Exist_Non-FBC_NoCtrl & ACI & DSI & SCR | 0 | 0 | 0 | 0 | 0 | 0 | 0
00 Ret.Exist_Non-FBC_NoCtrl & ACI & DSI & SCR & DRET | 0 | 0 | 0 | 0 | 0 | 0 | 0
00 Ret.Exist_Non-FBC_NoCtrl & ACI & DSI & SCR & NGC | 0 | 0 | 0 | 0 | 0 | 0 | 0
00 Ret.Exist_Non-FBC_NoCtrl & ACI & DSI & SNCR | 0 | 0 | 0 | 0 | 0 | 0 | 0
00 Ret.Exist_Non-FBC_NoCtrl & ACI & DSI & SNCR & DRET | 0 | 0 | 0 | 0 | 0 | 0 | 0
00 Ret.Exist_Non-FBC_NoCtrl & ACI & DSI & SNCR & NGC | 0 | 0 | 0 | 0 | 0 | 0 | 0
00 Ret.Exist_Non-FBC_NoCtrl & ACI & DSI & WetFGD & SCR & CCS | 0 | 0 | 0 | 0 | 0 | 0 | 0
00 Ret.Exist_Non-FBC_NoCtrl & ACI & GPM | 0 | 0 | 0 | 0 | 0 | 0 | 0
00 Ret.Exist_Non-FBC_NoCtrl & ACI & GPM & C2G | 0 | 0 | 0 | 0 | 0 | 0 | 0
00 Ret.Exist_Non-FBC_NoCtrl & ACI & GPM & C2G & SCR | 0 | 0 | 0 | 0 | 0 | 0 | 0
00 Ret.Exist_Non-FBC_NoCtrl & ACI & GPM & DRET | 0 | 0 | 0 | 0 | 0 | 0 | 0
00 Ret.Exist_Non-FBC_NoCtrl & ACI & GPM & NGC | 0 | 0 | 0 | 0 | 0 | 0 | 0
00 Ret.Exist_Non-FBC_NoCtrl & ACI & GPM & SCR | 0 | 0 | 0 | 0 | 0 | 0 | 0
00 Ret.Exist_Non-FBC_NoCtrl & ACI & GPM & SCR & DRET | 0 | 0 | 0 | 0 | 0 | 0 | 0
00 Ret.Exist_Non-FBC_NoCtrl & ACI & GPM & SCR & NGC | 0 | 0 | 0 | 0 | 0 | 0 | 0
00 Ret.Exist_Non-FBC_NoCtrl & ACI & GPM & SNCR | 0 | 0 | 0 | 0 | 0 | 0 | 0
00 Ret.Exist_Non-FBC_NoCtrl & ACI & GPM & SNCR & DRET | 0 | 0 | 0 | 0 | 0 | 0 | 0
00 Ret.Exist_Non-FBC_NoCtrl & ACI & GPM & SNCR & NGC | 0 | 0 | 0 | 0 | 0 | 0 | 0
00 Ret.Exist_Non-FBC_NoCtrl & ACI & GPM & WetFGD & SCR & CCS | 0 | 0 | 0 | 0 | 0 | 0 | 0
00 Ret.Exist_Non-FBC_NoCtrl & ACI & NGC | 0 | 0 | 0 | 0 | 0 | 0 | 0
00 Ret.Exist_Non-FBC_NoCtrl & ACI & SCR | 0 | 0 | 0 | 0 | 0 | 0 | 0
00 Ret.Exist_Non-FBC_NoCtrl & ACI & SCR & DRET | 0 | 0 | 0 | 0 | 0 | 0 | 0
00 Ret.Exist_Non-FBC_NoCtrl & ACI & SCR & NGC | 0 | 0 | 0 | 0 | 0 | 0 | 0
00 Ret.Exist_Non-FBC_NoCtrl & ACI & SNCR | 0 | 0 | 0 | 0 | 0 | 0 | 0
00 Ret.Exist_Non-FBC_NoCtrl & ACI & SNCR & DRET | 0 | 0 | 0 | 0 | 0 | 0 | 0
00 Ret.Exist_Non-FBC_NoCtrl & ACI & SNCR & NGC | 0 | 0 | 0 | 0 | 0 | 0 | 0
00 Ret.Exist_Non-FBC_NoCtrl & ACI & WetFGD & SCR & CCS | 0 | 0 | 0 | 0 | 0 | 0 | 0
00 Ret.Exist_Non-FBC_NoCtrl & C2G | 0 | 0 | 0 | 0 | 0 | 0 | 0
00 Ret.Exist_Non-FBC_NoCtrl & C2G & SCR | 0 | 0 | 0 | 0 | 0 | 0 | 0
00 Ret.Exist_Non-FBC_NoCtrl & DCCS | 0 | 0 | 0 | 0 | 0 | 0 | 0
00 Ret.Exist_Non-FBC_NoCtrl & DCCS & WetFGD & SCR & CCS | 0 | 0 | 0 | 0 | 0 | 0 | 0
00 Ret.Exist_Non-FBC_NoCtrl & DRET | 0 | 0 | 0 | 0 | 0 | 0 | 0
00 Ret.Exist_Non-FBC_NoCtrl & DSI | 0 | 0 | 0 | 0 | 0 | 0 | 0
00 Ret.Exist_Non-FBC_NoCtrl & DSI & C2G | 0 | 0 | 0 | 0 | 0 | 0 | 0
00 Ret.Exist_Non-FBC_NoCtrl & DSI & C2G & SCR | 0 | 0 | 0 | 0 | 0 | 0 | 0
00 Ret.Exist_Non-FBC_NoCtrl & DSI & DRET | 0 | 0 | 0 | 0 | 0 | 0 | 0
00 Ret.Exist_Non-FBC_NoCtrl & DSI & GPM | 0 | 0 | 0 | 0 | 0 | 0 | 0
00 Ret.Exist_Non-FBC_NoCtrl & DSI & GPM & C2G | 0 | 0 | 0 | 0 | 0 | 0 | 0
00 Ret.Exist_Non-FBC_NoCtrl & DSI & GPM & C2G & SCR | 0 | 0 | 0 | 0 | 0 | 0 | 0
00 Ret.Exist_Non-FBC_NoCtrl & DSI & GPM & DRET | 0 | 0 | 0 | 0 | 0 | 0 | 0
00 Ret.Exist_Non-FBC_NoCtrl & DSI & GPM & NGC | 0 | 0 | 0 | 0 | 0 | 0 | 0
00 Ret.Exist_Non-FBC_NoCtrl & DSI & GPM & SCR | 0 | 0 | 0 | 0 | 0 | 0 | 0
00 Ret.Exist_Non-FBC_NoCtrl & DSI & GPM & SCR & DRET | 0 | 0 | 0 | 0 | 0 | 0 | 0
00 Ret.Exist_Non-FBC_NoCtrl & DSI & GPM & SCR & NGC | 0 | 0 | 0 | 0 | 0 | 0 | 0
00 Ret.Exist_Non-FBC_NoCtrl & DSI & GPM & SNCR | 0 | 0 | 0 | 0 | 0 | 0 | 0
00 Ret.Exist_Non-FBC_NoCtrl & DSI & GPM & SNCR & DRET | 0 | 0 | 0 | 0 | 0 | 0 | 0
00 Ret.Exist_Non-FBC_NoCtrl & DSI & GPM & SNCR & NGC | 0 | 0 | 0 | 0 | 0 | 0 | 0
00 Ret.Exist_Non-FBC_NoCtrl & DSI & GPM & WetFGD & SCR & CCS | 0 | 0 | 0 | 0 | 0 | 0 | 0
00 Ret.Exist_Non-FBC_NoCtrl & DSI & NGC | 0 | 0 | 0 | 0 | 0 | 0 | 0
00 Ret.Exist_Non-FBC_NoCtrl & DSI & SCR | 0 | 0 | 0 | 0 | 0 | 0 | 0
00 Ret.Exist_Non-FBC_NoCtrl & DSI & SCR & DRET | 0 | 0 | 0 | 0 | 0 | 0 | 0
00 Ret.Exist_Non-FBC_NoCtrl & DSI & SCR & NGC | 0 | 0 | 0 | 0 | 0 | 0 | 0
00 Ret.Exist_Non-FBC_NoCtrl & DSI & SNCR | 0 | 0 | 0 | 0 | 0 | 0 | 0
00 Ret.Exist_Non-FBC_NoCtrl & DSI & SNCR & DRET | 0 | 0 | 0 | 0 | 0 | 0 | 0
00 Ret.Exist_Non-FBC_NoCtrl & DSI & SNCR & NGC | 0 | 0 | 0 | 0 | 0 | 0 | 0
00 Ret.Exist_Non-FBC_NoCtrl & DSI & WetFGD & SCR & CCS | 0 | 0 | 0 | 0 | 0 | 0 | 0
00 Ret.Exist_Non-FBC_NoCtrl & GPM | 0 | 0 | 0 | 0 | 0 | 0 | 0
00 Ret.Exist_Non-FBC_NoCtrl & GPM & C2G | 0 | 0 | 0 | 0 | 0 | 0 | 0
00 Ret.Exist_Non-FBC_NoCtrl & GPM & C2G & SCR | 0 | 0 | 0 | 0 | 0 | 0 | 0
00 Ret.Exist_Non-FBC_NoCtrl & GPM & DRET | 0 | 0 | 0 | 0 | 0 | 0 | 0
00 Ret.Exist_Non-FBC_NoCtrl & GPM & NGC | 0 | 0 | 0 | 0 | 0 | 0 | 0
00 Ret.Exist_Non-FBC_NoCtrl & GPM & SCR | 0 | 0 | 0 | 0 | 0 | 0 | 0
00 Ret.Exist_Non-FBC_NoCtrl & GPM & SCR & DRET | 0 | 0 | 0 | 0 | 0 | 0 | 0
00 Ret.Exist_Non-FBC_NoCtrl & GPM & SCR & NGC | 0 | 0 | 0 | 0 | 0 | 0 | 0
00 Ret.Exist_Non-FBC_NoCtrl & GPM & SNCR | 0 | 0 | 0 | 0 | 0 | 0 | 0
00 Ret.Exist_Non-FBC_NoCtrl & GPM & SNCR & DRET | 0 | 0 | 0 | 0 | 0 | 0 | 0
00 Ret.Exist_Non-FBC_NoCtrl & GPM & SNCR & NGC | 0 | 0 | 0 | 0 | 0 | 0 | 0
00 Ret.Exist_Non-FBC_NoCtrl & GPM & WetFGD & SCR & CCS | 0 | 0 | 0 | 0 | 0 | 0 | 0
00 Ret.Exist_Non-FBC_NoCtrl & NGC | 0 | 0 | 0 | 0 | 0 | 0 | 0
00 Ret.Exist_Non-FBC_NoCtrl & SCR | 0 | 0 | 0 | 0 | 0 | 0 | 0
00 Ret.Exist_Non-FBC_NoCtrl & SCR & C2G | 0 | 0 | 0 | 0 | 0 | 0 | 0
00 Ret.Exist_Non-FBC_NoCtrl & SCR & DRET | 0 | 0 | 0 | 0 | 0 | 0 | 0
00 Ret.Exist_Non-FBC_NoCtrl & SCR & NGC | 0 | 0 | 0 | 0 | 0 | 0 | 0
00 Ret.Exist_Non-FBC_NoCtrl & SCR & WetFGD & CCS | 0 | 0 | 0 | 0 | 0 | 0 | 0
00 Ret.Exist_Non-FBC_NoCtrl & SNCR | 0 | 0 | 0 | 0 | 0 | 0 | 0
00 Ret.Exist_Non-FBC_NoCtrl & SNCR & C2G | 0 | 0 | 0 | 0 | 0 | 0 | 0
00 Ret.Exist_Non-FBC_NoCtrl & SNCR & DRET | 0 | 0 | 0 | 0 | 0 | 0 | 0
00 Ret.Exist_Non-FBC_NoCtrl & SNCR & NGC | 0 | 0 | 0 | 0 | 0 | 0 | 0
00 Ret.Exist_Non-FBC_SCR_ACI & C2G | 0 | 0 | 0 | 0 | 0 | 0 | 0
00 Ret.Exist_Non-FBC_SCR_ACI & DCCS | 0 | 0 | 0 | 0 | 0 | 0 | 0
00 Ret.Exist_Non-FBC_SCR_ACI & DCCS & WetFGD & CCS | 0 | 0 | 0 | 0 | 0 | 0 | 0
00 Ret.Exist_Non-FBC_SCR_ACI & DRET | 0 | 0 | 0 | 0 | 0 | 0 | 0
00 Ret.Exist_Non-FBC_SCR_ACI & DSI | 0 | 0 | 0 | 0 | 0 | 0 | 0
00 Ret.Exist_Non-FBC_SCR_ACI & DSI & C2G | 0 | 0 | 0 | 0 | 0 | 0 | 0
00 Ret.Exist_Non-FBC_SCR_ACI & DSI & DRET | 0 | 0 | 0 | 0 | 0 | 0 | 0
00 Ret.Exist_Non-FBC_SCR_ACI & DSI & GPM | 0 | 0 | 0 | 0 | 0 | 0 | 0
00 Ret.Exist_Non-FBC_SCR_ACI & DSI & GPM & C2G | 0 | 0 | 0 | 0 | 0 | 0 | 0
00 Ret.Exist_Non-FBC_SCR_ACI & DSI & GPM & DRET | 0 | 0 | 0 | 0 | 0 | 0 | 0
00 Ret.Exist_Non-FBC_SCR_ACI & DSI & GPM & NGC | 0 | 0 | 0 | 0 | 0 | 0 | 0
00 Ret.Exist_Non-FBC_SCR_ACI & DSI & GPM & WetFGD & CCS | 0 | 0 | 0 | 0 | 0 | 0 | 0
00 Ret.Exist_Non-FBC_SCR_ACI & DSI & NGC | 0 | 0 | 0 | 0 | 0 | 0 | 0
00 Ret.Exist_Non-FBC_SCR_ACI & DSI & WetFGD & CCS | 0 | 0 | 0 | 0 | 0 | 0 | 0
00 Ret.Exist_Non-FBC_SCR_ACI & GPM | 0 | 0 | 0 | 0 | 0 | 0 | 0
00 Ret.Exist_Non-FBC_SCR_ACI & GPM & C2G | 0 | 0 | 0 | 0 | 0 | 0 | 0
00 Ret.Exist_Non-FBC_SCR_ACI & GPM & DRET | 0 | 0 | 0 | 0 | 0 | 0 | 0
00 Ret.Exist_Non-FBC_SCR_ACI & GPM & NGC | 0 | 0 | 0 | 0 | 0 | 0 | 0
00 Ret.Exist_Non-FBC_SCR_ACI & GPM & WetFGD & CCS | 0 | 0 | 0 | 0 | 0 | 0 | 0
00 Ret.Exist_Non-FBC_SCR_ACI & NGC | 0 | 0 | 0 | 0 | 0 | 0 | 0
00 Ret.Exist_Non-FBC_SCR_ACI & WetFGD & CCS | 0 | 0 | 0 | 0 | 0 | 0 | 0
00 Ret.Exist_Non-FBC_SCR_ACI_DSI & C2G | 0 | 0 | 0 | 0 | 0 | 0 | 0
00 Ret.Exist_Non-FBC_SCR_ACI_DSI & DCCS | 0 | 0 | 0 | 0 | 0 | 0 | 0
00 Ret.Exist_Non-FBC_SCR_ACI_DSI & DCCS & WetFGD & CCS | 0 | 0 | 0 | 0 | 0 | 0 | 0
00 Ret.Exist_Non-FBC_SCR_ACI_DSI & DRET | 0 | 0 | 0 | 0 | 0 | 0 | 0
00 Ret.Exist_Non-FBC_SCR_ACI_DSI & GPM | 0 | 0 | 0 | 0 | 0 | 0 | 0
00 Ret.Exist_Non-FBC_SCR_ACI_DSI & GPM & C2G | 0 | 0 | 0 | 0 | 0 | 0 | 0
00 Ret.Exist_Non-FBC_SCR_ACI_DSI & GPM & DRET | 0 | 0 | 0 | 0 | 0 | 0 | 0
00 Ret.Exist_Non-FBC_SCR_ACI_DSI & GPM & NGC | 0 | 0 | 0 | 0 | 0 | 0 | 0
00 Ret.Exist_Non-FBC_SCR_ACI_DSI & GPM & WetFGD & CCS | 0 | 0 | 0 | 0 | 0 | 0 | 0
00 Ret.Exist_Non-FBC_SCR_ACI_DSI & NGC | 0 | 0 | 0 | 0 | 0 | 0 | 0
00 Ret.Exist_Non-FBC_SCR_ACI_DSI & WetFGD & CCS | 0 | 0 | 0 | 0 | 0 | 0 | 0
00 Ret.Exist_Non-FBC_SNCR_ACI & C2G | 0 | 0 | 0 | 0 | 0 | 0 | 0
00 Ret.Exist_Non-FBC_SNCR_ACI & C2G & SCR | 0 | 0 | 0 | 0 | 0 | 0 | 0
00 Ret.Exist_Non-FBC_SNCR_ACI & DRET | 0 | 0 | 0 | 0 | 0 | 0 | 0
00 Ret.Exist_Non-FBC_SNCR_ACI & DSI | 0 | 0 | 0 | 0 | 0 | 0 | 0
00 Ret.Exist_Non-FBC_SNCR_ACI & DSI & C2G | 0 | 0 | 0 | 0 | 0 | 0 | 0
00 Ret.Exist_Non-FBC_SNCR_ACI & DSI & C2G & SCR | 0 | 0 | 0 | 0 | 0 | 0 | 0
00 Ret.Exist_Non-FBC_SNCR_ACI & DSI & DRET | 0 | 0 | 0 | 0 | 0 | 0 | 0
00 Ret.Exist_Non-FBC_SNCR_ACI & DSI & NGC | 0 | 0 | 0 | 0 | 0 | 0 | 0
00 Ret.Exist_Non-FBC_SNCR_ACI & DSI & SCR | 0 | 0 | 0 | 0 | 0 | 0 | 0
00 Ret.Exist_Non-FBC_SNCR_ACI & DSI & SCR & DRET | 0 | 0 | 0 | 0 | 0 | 0 | 0
00 Ret.Exist_Non-FBC_SNCR_ACI & DSI & SCR & NGC | 0 | 0 | 0 | 0 | 0 | 0 | 0
00 Ret.Exist_Non-FBC_SNCR_ACI & DSI & WetFGD & SCR & CCS | 0 | 0 | 0 | 0 | 0 | 0 | 0
00 Ret.Exist_Non-FBC_SNCR_ACI & GPM | 0 | 0 | 0 | 0 | 0 | 0 | 0
00 Ret.Exist_Non-FBC_SNCR_ACI & GPM & C2G | 0 | 0 | 0 | 0 | 0 | 0 | 0
00 Ret.Exist_Non-FBC_SNCR_ACI & GPM & C2G & SCR | 0 | 0 | 0 | 0 | 0 | 0 | 0
00 Ret.Exist_Non-FBC_SNCR_ACI & GPM & DRET | 0 | 0 | 0 | 0 | 0 | 0 | 0
00 Ret.Exist_Non-FBC_SNCR_ACI & GPM & NGC | 0 | 0 | 0 | 0 | 0 | 0 | 0
00 Ret.Exist_Non-FBC_SNCR_ACI & GPM & SCR | 0 | 0 | 0 | 0 | 0 | 0 | 0
00 Ret.Exist_Non-FBC_SNCR_ACI & GPM & SCR & DRET | 0 | 0 | 0 | 0 | 0 | 0 | 0
00 Ret.Exist_Non-FBC_SNCR_ACI & GPM & SCR & NGC | 0 | 0 | 0 | 0 | 0 | 0 | 0
00 Ret.Exist_Non-FBC_SNCR_ACI & GPM & WetFGD & SCR & CCS | 0 | 0 | 0 | 0 | 0 | 0 | 0
00 Ret.Exist_Non-FBC_SNCR_ACI & NGC | 0 | 0 | 0 | 0 | 0 | 0 | 0
00 Ret.Exist_Non-FBC_SNCR_ACI & SCR | 0 | 0 | 0 | 0 | 0 | 0 | 0
00 Ret.Exist_Non-FBC_SNCR_ACI & SCR & C2G | 0 | 0 | 0 | 0 | 0 | 0 | 0
00 Ret.Exist_Non-FBC_SNCR_ACI & SCR & DRET | 0 | 0 | 0 | 0 | 0 | 0 | 0
00 Ret.Exist_Non-FBC_SNCR_ACI & SCR & NGC | 0 | 0 | 0 | 0 | 0 | 0 | 0
00 Ret.Exist_Non-FBC_SNCR_ACI & SCR & WetFGD & CCS | 0 | 0 | 0 | 0 | 0 | 0 | 0
00 Ret.Exist_Non-FBC_SNCR_ACI_DSI & C2G | 1033 | 0 | 0 | 0 | 0 | 0 | 0
00 Ret.Exist_Non-FBC_SNCR_ACI_DSI & C2G & SCR | 0 | 0 | 0 | 0 | 0 | 0 | 0
00 Ret.Exist_Non-FBC_SNCR_ACI_DSI & DCCS | 0 | 0 | 0 | 0 | 0 | 0 | 0
00 Ret.Exist_Non-FBC_SNCR_ACI_DSI & DCCS & WetFGD & SCR & CCS | 0 | 0 | 0 | 0 | 0 | 0 | 0
00 Ret.Exist_Non-FBC_SNCR_ACI_DSI & DRET | 0 | 0 | 0 | 0 | 0 | 0 | 0
00 Ret.Exist_Non-FBC_SNCR_ACI_DSI & GPM | 0 | 0 | 0 | 0 | 0 | 0 | 0
00 Ret.Exist_Non-FBC_SNCR_ACI_DSI & GPM & C2G | 0 | 0 | 0 | 0 | 0 | 0 | 0
00 Ret.Exist_Non-FBC_SNCR_ACI_DSI & GPM & C2G & SCR | 0 | 0 | 0 | 0 | 0 | 0 | 0
00 Ret.Exist_Non-FBC_SNCR_ACI_DSI & GPM & DRET | 0 | 0 | 0 | 0 | 0 | 0 | 0
00 Ret.Exist_Non-FBC_SNCR_ACI_DSI & GPM & NGC | 0 | 0 | 0 | 0 | 0 | 0 | 0
00 Ret.Exist_Non-FBC_SNCR_ACI_DSI & GPM & SCR | 0 | 0 | 0 | 0 | 0 | 0 | 0
00 Ret.Exist_Non-FBC_SNCR_ACI_DSI & GPM & SCR & DRET | 0 | 0 | 0 | 0 | 0 | 0 | 0
00 Ret.Exist_Non-FBC_SNCR_ACI_DSI & GPM & SCR & NGC | 0 | 0 | 0 | 0 | 0 | 0 | 0
00 Ret.Exist_Non-FBC_SNCR_ACI_DSI & GPM & WetFGD & SCR & CCS | 0 | 0 | 0 | 0 | 0 | 0 | 0
00 Ret.Exist_Non-FBC_SNCR_ACI_DSI & NGC | 0 | 0 | 0 | 0 | 0 | 0 | 0
00 Ret.Exist_Non-FBC_SNCR_ACI_DSI & SCR | 0 | 0 | 0 | 0 | 0 | 0 | 0
00 Ret.Exist_Non-FBC_SNCR_ACI_DSI & SCR & C2G | 0 | 0 | 0 | 0 | 0 | 0 | 0
00 Ret.Exist_Non-FBC_SNCR_ACI_DSI & SCR & DRET | 0 | 0 | 0 | 0 | 0 | 0 | 0
00 Ret.Exist_Non-FBC_SNCR_ACI_DSI & SCR & NGC | 0 | 0 | 0 | 0 | 0 | 0 | 0
00 Ret.Exist_Non-FBC_SNCR_ACI_DSI & SCR & WetFGD & CCS | 0 | 0 | 0 | 0 | 0 | 0 | 0
00 Ret.Exist_Non-FBC_WetFGD & ACI | 0 | 0 | 0 | 0 | 0 | 0 | 0
00 Ret.Exist_Non-FBC_WetFGD & ACI & C2G | 0 | 0 | 0 | 0 | 0 | 0 | 0
00 Ret.Exist_Non-FBC_WetFGD & ACI & C2G & SCR | 0 | 0 | 0 | 0 | 0 | 0 | 0
00 Ret.Exist_Non-FBC_WetFGD & ACI & DRET | 0 | 0 | 0 | 0 | 0 | 0 | 0
00 Ret.Exist_Non-FBC_WetFGD & ACI & GPM | 0 | 0 | 0 | 0 | 0 | 0 | 0
00 Ret.Exist_Non-FBC_WetFGD & ACI & GPM & C2G | 0 | 0 | 0 | 0 | 0 | 0 | 0
00 Ret.Exist_Non-FBC_WetFGD & ACI & GPM & C2G & SCR | 0 | 0 | 0 | 0 | 0 | 0 | 0
00 Ret.Exist_Non-FBC_WetFGD & ACI & GPM & DRET | 0 | 0 | 0 | 0 | 0 | 0 | 0
00 Ret.Exist_Non-FBC_WetFGD & ACI & GPM & NGC | 0 | 0 | 0 | 0 | 0 | 0 | 0
00 Ret.Exist_Non-FBC_WetFGD & ACI & GPM & SCR | 0 | 0 | 0 | 0 | 0 | 0 | 0
00 Ret.Exist_Non-FBC_WetFGD & ACI & GPM & SCR & CCS | 0 | 0 | 0 | 0 | 0 | 0 | 0
00 Ret.Exist_Non-FBC_WetFGD & ACI & GPM & SCR & DRET | 0 | 0 | 0 | 0 | 0 | 0 | 0
00 Ret.Exist_Non-FBC_WetFGD & ACI & GPM & SCR & NGC | 0 | 0 | 0 | 0 | 0 | 0 | 0
00 Ret.Exist_Non-FBC_WetFGD & ACI & GPM & SNCR | 0 | 0 | 0 | 0 | 0 | 0 | 0
00 Ret.Exist_Non-FBC_WetFGD & ACI & GPM & SNCR & DRET | 0 | 0 | 0 | 0 | 0 | 0 | 0
00 Ret.Exist_Non-FBC_WetFGD & ACI & GPM & SNCR & NGC | 0 | 0 | 0 | 0 | 0 | 0 | 0
00 Ret.Exist_Non-FBC_WetFGD & ACI & NGC | 0 | 0 | 0 | 0 | 0 | 0 | 0
00 Ret.Exist_Non-FBC_WetFGD & ACI & SCR | 0 | 0 | 0 | 0 | 0 | 0 | 0
00 Ret.Exist_Non-FBC_WetFGD & ACI & SCR & CCS | 0 | 0 | 0 | 0 | 0 | 0 | 0
00 Ret.Exist_Non-FBC_WetFGD & ACI & SCR & DRET | 0 | 0 | 0 | 0 | 0 | 0 | 0
00 Ret.Exist_Non-FBC_WetFGD & ACI & SCR & NGC | 0 | 0 | 0 | 0 | 0 | 0 | 0
00 Ret.Exist_Non-FBC_WetFGD & ACI & SNCR | 0 | 0 | 0 | 0 | 0 | 0 | 0
00 Ret.Exist_Non-FBC_WetFGD & ACI & SNCR & DRET | 0 | 0 | 0 | 0 | 0 | 0 | 0
00 Ret.Exist_Non-FBC_WetFGD & ACI & SNCR & NGC | 0 | 0 | 0 | 0 | 0 | 0 | 0
00 Ret.Exist_Non-FBC_WetFGD & C2G | 0 | 0 | 0 | 0 | 0 | 0 | 0
00 Ret.Exist_Non-FBC_WetFGD & C2G & SCR | 0 | 0 | 0 | 0 | 0 | 0 | 0
00 Ret.Exist_Non-FBC_WetFGD & DRET | 0 | 0 | 0 | 0 | 0 | 0 | 0
00 Ret.Exist_Non-FBC_WetFGD & DCCS | 0 | 0 | 0 | 0 | 0 | 0 | 0
00 Ret.Exist_Non-FBC_WetFGD & DCCS & SCR & CCS | 0 | 0 | 0 | 0 | 0 | 0 | 0
00 Ret.Exist_Non-FBC_WetFGD & GPM | 0 | 0 | 0 | 0 | 0 | 0 | 0
00 Ret.Exist_Non-FBC_WetFGD & GPM & C2G | 0 | 0 | 0 | 0 | 0 | 0 | 0
00 Ret.Exist_Non-FBC_WetFGD & GPM & C2G & SCR | 0 | 0 | 0 | 0 | 0 | 0 | 0
00 Ret.Exist_Non-FBC_WetFGD & GPM & DRET | 0 | 0 | 0 | 0 | 0 | 0 | 0
00 Ret.Exist_Non-FBC_WetFGD & GPM & NGC | 0 | 0 | 0 | 0 | 0 | 0 | 0
00 Ret.Exist_Non-FBC_WetFGD & GPM & SCR | 0 | 0 | 0 | 0 | 0 | 0 | 0
00 Ret.Exist_Non-FBC_WetFGD & GPM & SCR & CCS | 0 | 0 | 0 | 0 | 0 | 0 | 0
00 Ret.Exist_Non-FBC_WetFGD & GPM & SCR & DRET | 0 | 0 | 0 | 0 | 0 | 0 | 0
00 Ret.Exist_Non-FBC_WetFGD & GPM & SCR & NGC | 0 | 0 | 0 | 0 | 0 | 0 | 0
00 Ret.Exist_Non-FBC_WetFGD & GPM & SNCR | 0 | 0 | 0 | 0 | 0 | 0 | 0
00 Ret.Exist_Non-FBC_WetFGD & GPM & SNCR & DRET | 0 | 0 | 0 | 0 | 0 | 0 | 0
00 Ret.Exist_Non-FBC_WetFGD & GPM & SNCR & NGC | 0 | 0 | 0 | 0 | 0 | 0 | 0
00 Ret.Exist_Non-FBC_WetFGD & NGC | 0 | 0 | 0 | 0 | 0 | 0 | 0
00 Ret.Exist_Non-FBC_WetFGD & SCR | 0 | 0 | 0 | 0 | 0 | 0 | 0
00 Ret.Exist_Non-FBC_WetFGD & SCR & C2G | 0 | 0 | 0 | 0 | 0 | 0 | 0
00 Ret.Exist_Non-FBC_WetFGD & SCR & CCS | 0 | 0 | 0 | 0 | 0 | 0 | 0
00 Ret.Exist_Non-FBC_WetFGD & SCR & DRET | 0 | 0 | 0 | 0 | 0 | 0 | 0
00 Ret.Exist_Non-FBC_WetFGD & SCR & NGC | 0 | 0 | 0 | 0 | 0 | 0 | 0
00 Ret.Exist_Non-FBC_WetFGD & SNCR | 0 | 0 | 0 | 0 | 0 | 0 | 0
00 Ret.Exist_Non-FBC_WetFGD & SNCR & C2G | 0 | 0 | 0 | 0 | 0 | 0 | 0
00 Ret.Exist_Non-FBC_WetFGD & SNCR & DRET | 0 | 0 | 0 | 0 | 0 | 0 | 0
00 Ret.Exist_Non-FBC_WetFGD & SNCR & NGC | 0 | 0 | 0 | 0 | 0 | 0 | 0
00 Ret.Exist_Non-FBC_WetFGD_ACI & C2G | 1070 | 0 | 0 | 0 | 0 | 0 | 0
00 Ret.Exist_Non-FBC_WetFGD_ACI & C2G & SCR | 0 | 0 | 0 | 0 | 0 | 0 | 0
00 Ret.Exist_Non-FBC_WetFGD_ACI & DCCS | 0 | 0 | 0 | 0 | 0 | 0 | 0
00 Ret.Exist_Non-FBC_WetFGD_ACI & DCCS & SCR & CCS | 0 | 0 | 0 | 0 | 0 | 0 | 0
00 Ret.Exist_Non-FBC_WetFGD_ACI & DRET | 0 | 0 | 0 | 0 | 0 | 0 | 0
00 Ret.Exist_Non-FBC_WetFGD_ACI & GPM | 0 | 2265.156 | 0 | 0 | 0 | 0 | 0
00 Ret.Exist_Non-FBC_WetFGD_ACI & GPM & C2G | 0 | 0 | 0 | 0 | 0 | 0 | 0
00 Ret.Exist_Non-FBC_WetFGD_ACI & GPM & C2G & SCR | 0 | 0 | 0 | 0 | 0 | 0 | 0
00 Ret.Exist_Non-FBC_WetFGD_ACI & GPM & DRET | 0 | 0 | 0 | 0 | 0 | 0 | 0
00 Ret.Exist_Non-FBC_WetFGD_ACI & GPM & NGC | 0 | 0 | 0 | 0 | 0 | 0 | 0
00 Ret.Exist_Non-FBC_WetFGD_ACI & GPM & SCR | 0 | 0 | 0 | 0 | 0 | 0 | 0
00 Ret.Exist_Non-FBC_WetFGD_ACI & GPM & SCR & CCS | 0 | 0 | 0 | 0 | 0 | 0 | 0
00 Ret.Exist_Non-FBC_WetFGD_ACI & GPM & SCR & DRET | 0 | 0 | 0 | 0 | 0 | 0 | 0
00 Ret.Exist_Non-FBC_WetFGD_ACI & GPM & SCR & NGC | 0 | 0 | 0 | 0 | 0 | 0 | 0
00 Ret.Exist_Non-FBC_WetFGD_ACI & GPM & SNCR | 0 | 0 | 0 | 0 | 0 | 0 | 0
00 Ret.Exist_Non-FBC_WetFGD_ACI & GPM & SNCR & DRET | 0 | 0 | 0 | 0 | 0 | 0 | 0
00 Ret.Exist_Non-FBC_WetFGD_ACI & GPM & SNCR & NGC | 0 | 0 | 0 | 0 | 0 | 0 | 0
00 Ret.Exist_Non-FBC_WetFGD_ACI & NGC | 0 | 0 | 0 | 0 | 0 | 0 | 0
00 Ret.Exist_Non-FBC_WetFGD_ACI & SCR | 374.7878 | 0 | 1348.3492 | 0 | 0 | 0 | 0
00 Ret.Exist_Non-FBC_WetFGD_ACI & SCR & C2G | 0 | 0 | 0 | 0 | 0 | 0 | 0
00 Ret.Exist_Non-FBC_WetFGD_ACI & SCR & CCS | 0 | 0 | 892.3395 | 0 | 0 | 0 | 0
00 Ret.Exist_Non-FBC_WetFGD_ACI & SCR & DRET | 0 | 0 | 0 | 0 | 0 | 0 | 0
00 Ret.Exist_Non-FBC_WetFGD_ACI & SCR & NGC | 0 | 0 | 0 | 0 | 0 | 0 | 0
00 Ret.Exist_Non-FBC_WetFGD_ACI & SNCR | 0 | 0 | 0 | 0 | 0 | 0 | 0
00 Ret.Exist_Non-FBC_WetFGD_ACI & SNCR & C2G | 0 | 0 | 0 | 0 | 0 | 0 | 0
00 Ret.Exist_Non-FBC_WetFGD_ACI & SNCR & DRET | 0 | 0 | 0 | 0 | 0 | 0 | 0
00 Ret.Exist_Non-FBC_WetFGD_ACI & SNCR & NGC | 0 | 0 | 0 | 0 | 0 | 0 | 0
00 Ret.Exist_Non-FBC_WetFGD_ACI_DSI & C2G | 530 | 0 | 0 | 0 | 0 | 0 | 0
00 Ret.Exist_Non-FBC_WetFGD_ACI_DSI & C2G & SCR | 0 | 0 | 0 | 0 | 0 | 0 | 0
00 Ret.Exist_Non-FBC_WetFGD_ACI_DSI & DCCS | 0 | 0 | 0 | 0 | 0 | 0 | 0
00 Ret.Exist_Non-FBC_WetFGD_ACI_DSI & DCCS & SCR & CCS | 0 | 0 | 0 | 0 | 0 | 0 | 0
00 Ret.Exist_Non-FBC_WetFGD_ACI_DSI & DRET | 0 | 0 | 0 | 0 | 0 | 0 | 0
00 Ret.Exist_Non-FBC_WetFGD_ACI_DSI & GPM | 0 | 0 | 0 | 0 | 0 | 0 | 0
00 Ret.Exist_Non-FBC_WetFGD_ACI_DSI & GPM & C2G | 0 | 0 | 0 | 0 | 0 | 0 | 0
00 Ret.Exist_Non-FBC_WetFGD_ACI_DSI & GPM & C2G & SCR | 0 | 0 | 0 | 0 | 0 | 0 | 0
00 Ret.Exist_Non-FBC_WetFGD_ACI_DSI & GPM & DRET | 0 | 0 | 0 | 0 | 0 | 0 | 0
00 Ret.Exist_Non-FBC_WetFGD_ACI_DSI & GPM & NGC | 0 | 0 | 0 | 0 | 0 | 0 | 0
00 Ret.Exist_Non-FBC_WetFGD_ACI_DSI & GPM & SCR | 0 | 0 | 0 | 0 | 0 | 0 | 0
00 Ret.Exist_Non-FBC_WetFGD_ACI_DSI & GPM & SCR & CCS | 0 | 0 | 0 | 0 | 0 | 0 | 0
00 Ret.Exist_Non-FBC_WetFGD_ACI_DSI & GPM & SCR & DRET | 0 | 0 | 0 | 0 | 0 | 0 | 0
00 Ret.Exist_Non-FBC_WetFGD_ACI_DSI & GPM & SCR & NGC | 0 | 0 | 0 | 0 | 0 | 0 | 0
00 Ret.Exist_Non-FBC_WetFGD_ACI_DSI & GPM & SNCR | 0 | 0 | 0 | 0 | 0 | 0 | 0
00 Ret.Exist_Non-FBC_WetFGD_ACI_DSI & GPM & SNCR & DRET | 0 | 0 | 0 | 0 | 0 | 0 | 0
00 Ret.Exist_Non-FBC_WetFGD_ACI_DSI & GPM & SNCR & NGC | 0 | 0 | 0 | 0 | 0 | 0 | 0
00 Ret.Exist_Non-FBC_WetFGD_ACI_DSI & NGC | 0 | 0 | 0 | 0 | 0 | 0 | 0
00 Ret.Exist_Non-FBC_WetFGD_ACI_DSI & SCR | 0 | 0 | 0 | 0 | 0 | 0 | 0
00 Ret.Exist_Non-FBC_WetFGD_ACI_DSI & SCR & C2G | 0 | 0 | 0 | 0 | 0 | 0 | 0
00 Ret.Exist_Non-FBC_WetFGD_ACI_DSI & SCR & CCS | 0 | 0 | 0 | 0 | 0 | 0 | 0
00 Ret.Exist_Non-FBC_WetFGD_ACI_DSI & SCR & DRET | 0 | 0 | 0 | 0 | 0 | 0 | 0
00 Ret.Exist_Non-FBC_WetFGD_ACI_DSI & SCR & NGC | 0 | 0 | 0 | 0 | 0 | 0 | 0
00 Ret.Exist_Non-FBC_WetFGD_ACI_DSI & SNCR | 0 | 0 | 0 | 0 | 0 | 0 | 0
00 Ret.Exist_Non-FBC_WetFGD_ACI_DSI & SNCR & C2G | 0 | 0 | 0 | 0 | 0 | 0 | 0
00 Ret.Exist_Non-FBC_WetFGD_ACI_DSI & SNCR & DRET | 0 | 0 | 0 | 0 | 0 | 0 | 0
00 Ret.Exist_Non-FBC_WetFGD_ACI_DSI & SNCR & NGC | 0 | 0 | 0 | 0 | 0 | 0 | 0
00 Ret.Exist_Non-FBC_WetFGD_SCR & ACI | 0 | 0 | 0 | 0 | 0 | 0 | 0
00 Ret.Exist_Non-FBC_WetFGD_SCR & ACI & C2G | 0 | 0 | 0 | 0 | 0 | 0 | 0
00 Ret.Exist_Non-FBC_WetFGD_SCR & ACI & CCS | 0 | 0 | 0 | 0 | 0 | 0 | 0
00 Ret.Exist_Non-FBC_WetFGD_SCR & DCCS | 0 | 0 | 0 | 0 | 0 | 0 | 0
00 Ret.Exist_Non-FBC_WetFGD_SCR & DCCS & CCS | 0 | 0 | 0 | 0 | 0 | 0 | 0
00 Ret.Exist_Non-FBC_WetFGD_SCR & ACI & DRET | 0 | 0 | 0 | 0 | 0 | 0 | 0
00 Ret.Exist_Non-FBC_WetFGD_SCR & ACI & GPM | 0 | 0 | 0 | 0 | 0 | 0 | 0
00 Ret.Exist_Non-FBC_WetFGD_SCR & ACI & GPM & C2G | 0 | 0 | 0 | 0 | 0 | 0 | 0
00 Ret.Exist_Non-FBC_WetFGD_SCR & ACI & GPM & CCS | 0 | 0 | 0 | 0 | 0 | 0 | 0
00 Ret.Exist_Non-FBC_WetFGD_SCR & ACI & GPM & DRET | 0 | 0 | 0 | 0 | 0 | 0 | 0
00 Ret.Exist_Non-FBC_WetFGD_SCR & ACI & GPM & NGC | 0 | 0 | 0 | 0 | 0 | 0 | 0
00 Ret.Exist_Non-FBC_WetFGD_SCR & ACI & NGC | 0 | 0 | 0 | 0 | 0 | 0 | 0
00 Ret.Exist_Non-FBC_WetFGD_SCR & C2G | 0 | 0 | 1259 | 0 | 0 | 0 | 0
00 Ret.Exist_Non-FBC_WetFGD_SCR & CCS | 0 | 294.6488 | 2258.574 | 0 | 0 | 0 | 0
00 Ret.Exist_Non-FBC_WetFGD_SCR & DRET | 0 | 0 | 0 | 0 | 0 | 0 | 0
00 Ret.Exist_Non-FBC_WetFGD_SCR & GPM | 2030 | 4433 | 0 | 0 | 0 | 0 | 0
00 Ret.Exist_Non-FBC_WetFGD_SCR & GPM & C2G | 0 | 0 | 0 | 0 | 0 | 0 | 0
00 Ret.Exist_Non-FBC_WetFGD_SCR & GPM & CCS | 0 | 0 | 2064.9256 | 0 | 0 | 0 | 0
00 Ret.Exist_Non-FBC_WetFGD_SCR & GPM & DRET | 0 | 0 | 0 | 0 | 0 | 0 | 0
00 Ret.Exist_Non-FBC_WetFGD_SCR & GPM & NGC | 0 | 0 | 0 | 0 | 0 | 0 | 0
00 Ret.Exist_Non-FBC_WetFGD_SCR & NGC | 0 | 0 | 0 | 0 | 0 | 0 | 0
00 Ret.Exist_Non-FBC_WetFGD_SCR_ACI & C2G | 1617 | 0 | 0 | 0 | 0 | 0 | 0
00 Ret.Exist_Non-FBC_WetFGD_SCR_ACI & CCS | 0 | 0 | 1733.7601 | 0 | 0 | 0 | 0
00 Ret.Exist_Non-FBC_WetFGD_SCR_ACI & DCCS | 0 | 0 | 0 | 0 | 0 | 0 | 0
00 Ret.Exist_Non-FBC_WetFGD_SCR_ACI & DCCS & CCS | 0 | 0 | 0 | 0 | 0 | 0 | 0
00 Ret.Exist_Non-FBC_WetFGD_SCR_ACI & DRET | 0 | 0 | 0 | 0 | 0 | 0 | 0
00 Ret.Exist_Non-FBC_WetFGD_SCR_ACI & GPM | 1143 | 0 | 0 | 0 | 0 | 0 | 0
00 Ret.Exist_Non-FBC_WetFGD_SCR_ACI & GPM & C2G | 0 | 0 | 0 | 0 | 0 | 0 | 0
00 Ret.Exist_Non-FBC_WetFGD_SCR_ACI & GPM & CCS | 0 | 0 | 628.2733 | 0 | 0 | 0 | 0
00 Ret.Exist_Non-FBC_WetFGD_SCR_ACI & GPM & DRET | 0 | 0 | 0 | 0 | 0 | 0 | 0
00 Ret.Exist_Non-FBC_WetFGD_SCR_ACI & GPM & NGC | 0 | 0 | 0 | 0 | 0 | 0 | 0
00 Ret.Exist_Non-FBC_WetFGD_SCR_ACI & NGC | 0 | 0 | 0 | 0 | 0 | 0 | 0
00 Ret.Exist_Non-FBC_WetFGD_SCR_ACI_DSI & C2G | 798 | 0 | 0 | 0 | 0 | 0 | 0
00 Ret.Exist_Non-FBC_WetFGD_SCR_ACI_DSI & CCS | 0 | 0 | 2967.6444 | 0 | 0 | 0 | 0
00 Ret.Exist_Non-FBC_WetFGD_SCR_ACI_DSI & DCCS | 0 | 0 | 0 | 0 | 0 | 0 | 0
00 Ret.Exist_Non-FBC_WetFGD_SCR_ACI_DSI & DCCS & CCS | 0 | 0 | 0 | 0 | 0 | 0 | 0
00 Ret.Exist_Non-FBC_WetFGD_SCR_ACI_DSI & DRET | 0 | 0 | 0 | 0 | 0 | 0 | 0
00 Ret.Exist_Non-FBC_WetFGD_SCR_ACI_DSI & GPM | 477 | 417 | 0 | 0 | 0 | 0 | 0
00 Ret.Exist_Non-FBC_WetFGD_SCR_ACI_DSI & GPM & C2G | 0 | 0 | 0 | 0 | 0 | 0 | 0
00 Ret.Exist_Non-FBC_WetFGD_SCR_ACI_DSI & GPM & CCS | 0 | 0 | 602.6301 | 0 | 0 | 0 | 0
00 Ret.Exist_Non-FBC_WetFGD_SCR_ACI_DSI & GPM & DRET | 0 | 0 | 0 | 0 | 0 | 0 | 0
00 Ret.Exist_Non-FBC_WetFGD_SCR_ACI_DSI & GPM & NGC | 0 | 0 | 0 | 0 | 0 | 0 | 0
00 Ret.Exist_Non-FBC_WetFGD_SCR_ACI_DSI & NGC | 0 | 0 | 0 | 0 | 0 | 0 | 0
00 Ret.Exist_Non-FBC_WetFGD_SCR_DSI & ACI | 0 | 0 | 0 | 0 | 0 | 0 | 0
00 Ret.Exist_Non-FBC_WetFGD_SCR_DSI & ACI & C2G | 0 | 0 | 0 | 0 | 0 | 0 | 0
00 Ret.Exist_Non-FBC_WetFGD_SCR_DSI & ACI & CCS | 0 | 0 | 0 | 0 | 0 | 0 | 0
00 Ret.Exist_Non-FBC_WetFGD_SCR_DSI & ACI & DRET | 0 | 0 | 0 | 0 | 0 | 0 | 0
00 Ret.Exist_Non-FBC_WetFGD_SCR_DSI & ACI & GPM | 0 | 0 | 0 | 0 | 0 | 0 | 0
00 Ret.Exist_Non-FBC_WetFGD_SCR_DSI & ACI & GPM & C2G | 0 | 0 | 0 | 0 | 0 | 0 | 0
00 Ret.Exist_Non-FBC_WetFGD_SCR_DSI & ACI & GPM & CCS | 0 | 0 | 0 | 0 | 0 | 0 | 0
00 Ret.Exist_Non-FBC_WetFGD_SCR_DSI & ACI & GPM & DRET | 0 | 0 | 0 | 0 | 0 | 0 | 0
00 Ret.Exist_Non-FBC_WetFGD_SCR_DSI & ACI & GPM & NGC | 0 | 0 | 0 | 0 | 0 | 0 | 0
00 Ret.Exist_Non-FBC_WetFGD_SCR_DSI & ACI & NGC | 0 | 0 | 0 | 0 | 0 | 0 | 0
00 Ret.Exist_Non-FBC_WetFGD_SCR_DSI & C2G | 1971 | 0 | 0 | 0 | 0 | 0 | 0
00 Ret.Exist_Non-FBC_WetFGD_SCR_DSI & CCS | 0 | 0 | 0 | 0 | 0 | 0 | 0
00 Ret.Exist_Non-FBC_WetFGD_SCR_DSI & DCCS | 0 | 0 | 0 | 0 | 0 | 0 | 0
00 Ret.Exist_Non-FBC_WetFGD_SCR_DSI & DCCS & CCS | 0 | 0 | 0 | 0 | 0 | 0 | 0
00 Ret.Exist_Non-FBC_WetFGD_SCR_DSI & DRET | 0 | 0 | 0 | 0 | 0 | 0 | 0
00 Ret.Exist_Non-FBC_WetFGD_SCR_DSI & GPM | 0 | 0 | 0 | 0 | 0 | 0 | 0
00 Ret.Exist_Non-FBC_WetFGD_SCR_DSI & GPM & C2G | 0 | 0 | 0 | 0 | 0 | 0 | 0
00 Ret.Exist_Non-FBC_WetFGD_SCR_DSI & GPM & CCS | 0 | 0 | 0 | 0 | 0 | 0 | 0
00 Ret.Exist_Non-FBC_WetFGD_SCR_DSI & GPM & DRET | 0 | 0 | 0 | 0 | 0 | 0 | 0
00 Ret.Exist_Non-FBC_WetFGD_SCR_DSI & GPM & NGC | 0 | 0 | 0 | 0 | 0 | 0 | 0
00 Ret.Exist_Non-FBC_WetFGD_SCR_DSI & NGC | 0 | 0 | 0 | 0 | 0 | 0 | 0
00 Ret.Exist_Non-FBC_WetFGD_SNCR & ACI | 0 | 0 | 0 | 0 | 0 | 0 | 0
00 Ret.Exist_Non-FBC_WetFGD_SNCR & ACI & C2G | 0 | 0 | 0 | 0 | 0 | 0 | 0
00 Ret.Exist_Non-FBC_WetFGD_SNCR & ACI & C2G & SCR | 0 | 0 | 0 | 0 | 0 | 0 | 0
00 Ret.Exist_Non-FBC_WetFGD_SNCR & ACI & DRET | 0 | 0 | 0 | 0 | 0 | 0 | 0
00 Ret.Exist_Non-FBC_WetFGD_SNCR & ACI & GPM | 0 | 0 | 0 | 0 | 0 | 0 | 0
00 Ret.Exist_Non-FBC_WetFGD_SNCR & ACI & GPM & C2G | 0 | 0 | 0 | 0 | 0 | 0 | 0
00 Ret.Exist_Non-FBC_WetFGD_SNCR & ACI & GPM & C2G & SCR | 0 | 0 | 0 | 0 | 0 | 0 | 0
00 Ret.Exist_Non-FBC_WetFGD_SNCR & ACI & GPM & DRET | 0 | 0 | 0 | 0 | 0 | 0 | 0
00 Ret.Exist_Non-FBC_WetFGD_SNCR & ACI & GPM & NGC | 0 | 0 | 0 | 0 | 0 | 0 | 0
00 Ret.Exist_Non-FBC_WetFGD_SNCR & ACI & GPM & SCR | 0 | 0 | 0 | 0 | 0 | 0 | 0
00 Ret.Exist_Non-FBC_WetFGD_SNCR & ACI & GPM & SCR & CCS | 0 | 0 | 0 | 0 | 0 | 0 | 0
00 Ret.Exist_Non-FBC_WetFGD_SNCR & ACI & GPM & SCR & DRET | 0 | 0 | 0 | 0 | 0 | 0 | 0
00 Ret.Exist_Non-FBC_WetFGD_SNCR & ACI & GPM & SCR & NGC | 0 | 0 | 0 | 0 | 0 | 0 | 0
00 Ret.Exist_Non-FBC_WetFGD_SNCR & ACI & NGC | 0 | 0 | 0 | 0 | 0 | 0 | 0
00 Ret.Exist_Non-FBC_WetFGD_SNCR & ACI & SCR | 0 | 0 | 0 | 0 | 0 | 0 | 0
00 Ret.Exist_Non-FBC_WetFGD_SNCR & ACI & SCR & CCS | 0 | 0 | 0 | 0 | 0 | 0 | 0
00 Ret.Exist_Non-FBC_WetFGD_SNCR & ACI & SCR & DRET | 0 | 0 | 0 | 0 | 0 | 0 | 0
00 Ret.Exist_Non-FBC_WetFGD_SNCR & ACI & SCR & NGC | 0 | 0 | 0 | 0 | 0 | 0 | 0
00 Ret.Exist_Non-FBC_WetFGD_SNCR & C2G | 0 | 0 | 0 | 0 | 0 | 0 | 0
00 Ret.Exist_Non-FBC_WetFGD_SNCR & C2G & SCR | 0 | 0 | 0 | 0 | 0 | 0 | 0
00 Ret.Exist_Non-FBC_WetFGD_SNCR & DCCS | 0 | 0 | 0 | 0 | 0 | 0 | 0
00 Ret.Exist_Non-FBC_WetFGD_SNCR & DCCS & SCR & CCS | 0 | 0 | 0 | 0 | 0 | 0 | 0
00 Ret.Exist_Non-FBC_WetFGD_SNCR & DRET | 0 | 0 | 0 | 0 | 0 | 0 | 0
00 Ret.Exist_Non-FBC_WetFGD_SNCR & GPM | 0 | 0 | 0 | 0 | 0 | 0 | 0
00 Ret.Exist_Non-FBC_WetFGD_SNCR & GPM & C2G | 0 | 0 | 0 | 0 | 0 | 0 | 0
00 Ret.Exist_Non-FBC_WetFGD_SNCR & GPM & C2G & SCR | 0 | 0 | 0 | 0 | 0 | 0 | 0
00 Ret.Exist_Non-FBC_WetFGD_SNCR & GPM & DRET | 0 | 0 | 0 | 0 | 0 | 0 | 0
00 Ret.Exist_Non-FBC_WetFGD_SNCR & GPM & NGC | 0 | 0 | 0 | 0 | 0 | 0 | 0
00 Ret.Exist_Non-FBC_WetFGD_SNCR & GPM & SCR | 0 | 0 | 0 | 0 | 0 | 0 | 0
00 Ret.Exist_Non-FBC_WetFGD_SNCR & GPM & SCR & CCS | 0 | 0 | 0 | 0 | 0 | 0 | 0
00 Ret.Exist_Non-FBC_WetFGD_SNCR & GPM & SCR & DRET | 0 | 0 | 0 | 0 | 0 | 0 | 0
00 Ret.Exist_Non-FBC_WetFGD_SNCR & GPM & SCR & NGC | 0 | 0 | 0 | 0 | 0 | 0 | 0
00 Ret.Exist_Non-FBC_WetFGD_SNCR & NGC | 0 | 0 | 0 | 0 | 0 | 0 | 0
00 Ret.Exist_Non-FBC_WetFGD_SNCR & SCR | 0 | 0 | 0 | 0 | 0 | 0 | 0
00 Ret.Exist_Non-FBC_WetFGD_SNCR & SCR & C2G | 0 | 0 | 0 | 0 | 0 | 0 | 0
00 Ret.Exist_Non-FBC_WetFGD_SNCR & SCR & CCS | 0 | 0 | 0 | 0 | 0 | 0 | 0
00 Ret.Exist_Non-FBC_WetFGD_SNCR & SCR & DRET | 0 | 0 | 0 | 0 | 0 | 0 | 0
00 Ret.Exist_Non-FBC_WetFGD_SNCR & SCR & NGC | 0 | 0 | 0 | 0 | 0 | 0 | 0
00 Ret.Exist_Non-FBC_WetFGD_SNCR_ACI & C2G | 0 | 0 | 0 | 0 | 0 | 0 | 0
00 Ret.Exist_Non-FBC_WetFGD_SNCR_ACI & C2G & SCR | 0 | 0 | 0 | 0 | 0 | 0 | 0
00 Ret.Exist_Non-FBC_WetFGD_SNCR_ACI & DCCS | 0 | 0 | 0 | 0 | 0 | 0 | 0
00 Ret.Exist_Non-FBC_WetFGD_SNCR_ACI & DCCS & SCR & CCS | 0 | 0 | 0 | 0 | 0 | 0 | 0
00 Ret.Exist_Non-FBC_WetFGD_SNCR_ACI & DRET | 0 | 0 | 0 | 0 | 0 | 0 | 0
00 Ret.Exist_Non-FBC_WetFGD_SNCR_ACI & GPM | 0 | 838 | 0 | 0 | 0 | 0 | 0
00 Ret.Exist_Non-FBC_WetFGD_SNCR_ACI & GPM & C2G | 0 | 0 | 0 | 0 | 0 | 0 | 0
00 Ret.Exist_Non-FBC_WetFGD_SNCR_ACI & GPM & C2G & SCR | 0 | 0 | 0 | 0 | 0 | 0 | 0
00 Ret.Exist_Non-FBC_WetFGD_SNCR_ACI & GPM & DRET | 0 | 0 | 0 | 0 | 0 | 0 | 0
00 Ret.Exist_Non-FBC_WetFGD_SNCR_ACI & GPM & NGC | 0 | 0 | 0 | 0 | 0 | 0 | 0
00 Ret.Exist_Non-FBC_WetFGD_SNCR_ACI & GPM & SCR | 0 | 0 | 0 | 0 | 0 | 0 | 0
00 Ret.Exist_Non-FBC_WetFGD_SNCR_ACI & GPM & SCR & CCS | 0 | 0 | 235.3113 | 0 | 0 | 0 | 0
00 Ret.Exist_Non-FBC_WetFGD_SNCR_ACI & GPM & SCR & DRET | 0 | 0 | 0 | 0 | 0 | 0 | 0
00 Ret.Exist_Non-FBC_WetFGD_SNCR_ACI & GPM & SCR & NGC | 0 | 0 | 0 | 0 | 0 | 0 | 0
00 Ret.Exist_Non-FBC_WetFGD_SNCR_ACI & NGC | 0 | 0 | 0 | 0 | 0 | 0 | 0
00 Ret.Exist_Non-FBC_WetFGD_SNCR_ACI & SCR | 347.7722 | 169.6592 | 629.3182 | 0 | 0 | 0 | 0
00 Ret.Exist_Non-FBC_WetFGD_SNCR_ACI & SCR & C2G | 0 | 0 | 0 | 0 | 0 | 0 | 0
00 Ret.Exist_Non-FBC_WetFGD_SNCR_ACI & SCR & CCS | 0 | 70.1594 | 411.6447 | 0 | 0 | 0 | 0
00 Ret.Exist_Non-FBC_WetFGD_SNCR_ACI & SCR & DRET | 0 | 0 | 0 | 0 | 0 | 0 | 0
00 Ret.Exist_Non-FBC_WetFGD_SNCR_ACI & SCR & NGC | 0 | 0 | 0 | 0 | 0 | 0 | 0
00 Existing Combined Cycle Retirement | 12.5 | 81 | 212.1 | 106 | 7596.7515 | 7560.5815 | 1.2492e-05
00 New Combined Cycle Retirement | 0 | 0 | 0 | 0 | 0 | 0 | 0
00 Existing Combustion Turbine Retirement | 632.7704 | 595.2296 | 275.6 | 3894.1 | 8715.3 | 4444.1 | 0
00 New Combustion Turbine Retirement | 0 | 0 | 0 | 0 | 0 | 0 | 0
00 Oil/Gas Steam Retirement | 1883.6617 | 2824 | 29761.1837 | 467 | 28 | 78.6 | 0
00 Coal Steam Retirement | 4211.9322 | 13401 | 18245.0522 | 54.5212 | 14855.6393 | 9564.4725 | 568
00 IGCC Retirement | 220 | 0 | 595 | 0 | 0 | 0 | 0
00 Nuclear Retirement | 0 | 3807.6 | 8303.5 | 4632.6 | 14217.9 | 19479.6 | 17595.3
00 Biomass Retirement | 1963.9087 | 260.2619 | 432.9293 | 5.8 | 12 | 129.8513 | 5.5487
00 Fossil_Other Retirement | 29.2 | 12.1 | 52.1 | 0 | 0 | 0 | 0
00 Fuel Cell Retirement | 17.6 | 0 | 0 | 0 | 0 | 0 | 0
00 Geothermal Retirement | 129.4 | 0 | 0 | 0 | 0 | 0 | 0
00 Hydro Retirement | 218.6 | 0 | 0 | 0 | 0 | 0 | 0
00 Landfill Gas Retirement | 168.8 | 29.6 | 36.5 | 0 | 0 | 110.5 | 0
00 Non Fossil_Other Retirement | 135.7 | 39 | 31.4 | 0 | 0 | 0 | 0
00 Solar Thermal Retirement | 0 | 0 | 0 | 0 | 0 | 0 | 0
00 Exist Dummy | 0 | 0 | 0 | 0 | 0 | 0 | 0
Total | 249623.9341 | 149534.9887 | 442594.6534 | 314666.7 | 428304.4967 | 375997.4504 | 254706.2799
12. Generation by Capacity Reporting Type [GWh]
00 New Combined Cycle | 29402.781 | 350726.8252 | 1142578.3249 | 1504018.3283 | 1505444.1156 | 1427523.1533 | 1522133.9858
00 New Combined Cycle with CCS Retrofit | 0 | 0 | 27765.308 | 27765.308 | 4141.3789 | 3529.6825 | 4288.1469
00 New Combined Cycle with CF Limit | 0 | 0 | 0 | 0 | 0 | 0 | 0
00 New Combined Cycle with HRI Retrofit | 0 | 0 | 0 | 0 | 0 | 0 | 0
00 New Combined Cycle with Hydrogen Retrofit | 0 | 15886.8467 | 28855.0189 | 25456.8309 | 20367.9738 | 12300.3387 | 22433.8136
00 New Combined Cycle with Hydrogen Retrofit Undone | 0 | 0 | 0 | 0 | 0 | 0 | 0
00 New Combined Cycle with CCS | 0 | 0 | 0 | 0 | 0 | 0 | 0
00 New Combustion Turbine | 27826.6982 | 16148.0226 | 10775.8494 | 5432.3329 | 7490.4528 | 18721.6863 | 51740.4571
00 New Combustion Turbine with HRI Retrofit | 0 | 0 | 0 | 0 | 0 | 0 | 0
00 New Combustion Turbine with Hydrogen Retrofit | 4638.1419 | 1741.1101 | 761.8237 | 1010.6724 | 1444.5008 | 3336.6519 | 3644.4439
00 New Combustion Turbine with Hydrogen Retrofit Undone | 0 | 0 | 0 | 0 | 0 | 0 | 0
00 New Hydro | 82.3491 | 10491.4992 | 31311.8358 | 49742.9223 | 50035.4696 | 49754.0705 | 50709.0624
00 New Nuclear | 0 | 0 | 0 | 0 | 0 | 0 | 0
00 New Nuclear - SMR | 0 | 0 | 0 | 0 | 0 | 0 | 0
00 New Biomass | 0 | 0 | 0 | 0 | 0 | 0 | 0
00 New Geothermal | 1032.0156 | 3361.5153 | 8135.0802 | 8135.0802 | 8135.0802 | 8105.1449 | 8105.1449
00 New Landfill Gas | 94.608 | 2503.2825 | 6392.2625 | 26559.8368 | 32670.6851 | 31827.654 | 32115.0523
00 New Battery Storage | 99162.189 | 130089.5666 | 220464.9388 | 224059.7531 | 232690.0609 | 268608.9231 | 282157.6452
00 New Offshore Wind | 8276.8601 | 26087.0548 | 88549.9806 | 103067.894 | 180707.8031 | 288713.4004 | 320975.4439
00 New Onshore Wind | 42499.1584 | 153805.0127 | 392094.496 | 964687.3857 | 1657314.2255 | 2090283.2587 | 2369909.648
00 New Solar PV | 217379.9551 | 238460.6907 | 509694.0758 | 639305.6391 | 815233.7509 | 1019707.94 | 1106610.2306
00 New Solar Thermal | 0 | 0 | 0 | 0 | 758.4906 | 12144.2119 | 30871.2564
00 New Fuel Cell | 0 | 0 | 0 | 0 | 0 | 0 | 0
00 New Ultrasupercritical Coal without CCS | 0 | 0 | 0 | 0 | 0 | 0 | 0
00 New Ultrasupercritical Coal with 30% CCS | 0 | 0 | 0 | 0 | 0 | 0 | 0
00 New Ultrasupercritical Coal with 90% CCS | 0 | 0 | 0 | 0 | 0 | 0 | 0
00 Exist & New Distributed Solar PV | 151588.6841 | 175328.6671 | 239291.9905 | 287829.5162 | 345120.8659 | 406385.8653 | 485431.2417
00 Exist Combined Cycle | 1697216.382 | 1652331.4463 | 1258743.402 | 728685.601 | 348942.5348 | 210458.5664 | 189321.0423
00 Exist Combustion Turbine | 28643.4207 | 21495.5754 | 16702.0555 | 13300.3691 | 12060.1049 | 11509.7627 | 9075.5428
00 Exist FBC_Uncontrolled | 4.0087 | 6.7257 | 11.9835 | 5.6145 | 2.0148 | 0 | 0
00 Exist FBC_ACI_DSI | 3420.0144 | 277.5221 | 277.5221 | 0 | 0 | 0 | 0
00 Exist FBC_DryFGD_ACI | 862.0849 | 960.1091 | 960.1091 | 960.1091 | 960.1091 | 960.1091 | 960.1091
00 Exist FBC_DryFGD_DSI | 84.818 | 0 | 0 | 0 | 0 | 0 | 0
00 Exist FBC_DryFGD_SNCR | 4954.7328 | 4241.0423 | 4660.788 | 2566.1448 | 1998.0017 | 1965.7877 | 1983.4128
00 Exist FBC_DryFGD_SNCR_ACI | 2564.6372 | 2564.6372 | 2492.5043 | 2564.6372 | 2563.2563 | 425.1022 | 425.1022
00 Exist FBC_DryFGD_SNCR_ACI_DSI | 3794.6345 | 0 | 0 | 0 | 0 | 0 | 0
00 Exist FBC_DryFGD_SNCR_DSI | 146.4055 | 82.2761 | 0 | 0 | 0 | 0 | 0
00 Exist FBC_DSI | 3731.8283 | 3692.1482 | 4175.2628 | 3628.6635 | 3292.8681 | 2276.4262 | 2673.3868
00 Exist FBC_SNCR | 0 | 0 | 0 | 0 | 0 | 0 | 0
00 Exist FBC_SNCR_ACI_DSI | 2106.7143 | 2106.7143 | 2106.7143 | 2106.7143 | 1768.462 | 1768.462 | 1768.462
00 Exist FBC_SNCR_DSI | 5082.1578 | 4516.4495 | 4468.9368 | 3740.888 | 3582.3242 | 3288.5335 | 3148.5766
00 Exist FBC_WetFGD_SNCR | 94.1178 | 157.9088 | 363.1652 | 157.9088 | 131.8185 | 0 | 0
00 Exist FBC_WetFGD_DSI | 372.4638 | 372.4638 | 346.3228 | 149.1361 | 183.2422 | 260.8073 | 372.4638
00 Exist_Non-FBC_Uncontrolled | 2083.2355 | 2040.9482 | 1981.5562 | 1981.5562 | 1686.5839 | 1588.8464 | 1581.3678
00 Exist_Non-FBC_ACI | 54561.3976 | 30164.134 | 31662.5625 | 30844.631 | 28786.1195 | 25865.264 | 25942.7523
00 Exist_Non-FBC_ACI_DSI | 6745.22 | 8584.9781 | 9329.4724 | 8982.5621 | 6857.6153 | 5744.8264 | 5792.732
00 Exist_Non-FBC_DryFGD | 0 | 0 | 0 | 0 | 0 | 0 | 0
00 Exist_Non-FBC_DryFGD_ACI | 39039.0277 | 45034.3151 | 35882.0764 | 34900.4825 | 31815.7355 | 29393.5273 | 29325.3749
00 Exist_Non-FBC_DryFGD_SCR | 292.8914 | 0 | 0 | 0 | 0 | 0 | 0
00 Exist_Non-FBC_DryFGD_SCR_ACI | 44367.5602 | 53359.918 | 41794.2449 | 42677.2622 | 40026.5855 | 38153.5114 | 36792.8094
00 Exist_Non-FBC_DryFGD_SCR_DSI | 1851.1457 | 1851.1457 | 1851.1457 | 1851.1457 | 1753.4372 | 1553.9273 | 1553.9273
00 Exist_Non-FBC_DryFGD_SCR_ACI_DSI | 5914.4537 | 6380.3496 | 6478.7339 | 6205.2573 | 5633.093 | 5083.2249 | 5070.8942
00 Exist_Non-FBC_DryFGD_SNCR_ACI | 13998.0363 | 7867.4655 | 7867.4655 | 7867.4655 | 7545.0573 | 6608.1517 | 6608.1517
00 Exist_Non-FBC_DryFGD_SNCR_ACI_DSI | 3538.9718 | 3982.3267 | 3982.3267 | 3982.3267 | 3345.1871 | 2858.5239 | 2894.1229
00 Exist_Non-FBC_DSI | 4400.0275 | 5346.2865 | 6479.0099 | 6479.0099 | 5810.6767 | 5181.0408 | 5438.7454
00 Exist_Non-FBC_SCR_ACI | 25966.857 | 29352.5469 | 30053.7362 | 29482.9498 | 26456.8673 | 24024.7813 | 23235.0133
00 Exist_Non-FBC_SCR_ACI_DSI | 4866.5737 | 2630.9696 | 2630.9696 | 2394.1663 | 2171.0626 | 1134.4786 | 1527.9239
00 Exist_Non-FBC_SNCR_ACI | 895.0486 | 2651.625 | 3791.7196 | 3791.7196 | 3471.6237 | 2995.723 | 2995.723
00 Exist_Non-FBC_SNCR_ACI_DSI | 4635.1127 | 105.0789 | 0 | 0 | 0 | 0 | 0
00 Exist_Non-FBC_WetFGD | 18590.8359 | 18693.6343 | 17748.1871 | 17748.1871 | 17748.1871 | 17079.5461 | 17353.2685
00 Exist_Non-FBC_WetFGD_ACI | 43500.1488 | 30931.9963 | 22053.8194 | 22053.8194 | 19916.806 | 18391.2117 | 18275.1224
00 Exist_Non-FBC_WetFGD_ACI_DSI | 2543.2882 | 2717.6972 | 0 | 0 | 0 | 0 | 0
00 Exist_Non-FBC_WetFGD_SCR | 200517.9817 | 162249.1886 | 107898.2843 | 107540.2571 | 107532.5727 | 80303.9218 | 82627.853
00 Exist_Non-FBC_WetFGD_SCR_DSI | 6174.2616 | 0 | 0 | 0 | 0 | 0 | 0
00 Exist_Non-FBC_WetFGD_SCR_ACI | 94263.7169 | 112268.3522 | 108972.962 | 108112.5198 | 97416.7056 | 76799.0457 | 76918.7638
00 Exist_Non-FBC_WetFGD_SCR_ACI_DSI | 45755.0785 | 46590.9734 | 14915.9918 | 13773.0084 | 6770.2909 | 1876.4725 | 2162.4982
00 Exist_Non-FBC_WetFGD_SNCR | 4611.5716 | 3273.4238 | 2056.9254 | 2142.5741 | 16.0816 | 7.5969 | 15.2562
00 Exist_Non-FBC_WetFGD_SNCR_ACI | 42542.8825 | 35728.1049 | 31508.9622 | 30734.471 | 28289.0216 | 26010.9151 | 25382.0883
00 Exist IGCC | 4127.6477 | 4127.6477 | 0 | 0 | 0 | 0 | 0
00 Exist Fossil_Other | 4131.0291 | 4109.856 | 3910.743 | 3905.4071 | 3767.0081 | 3609.4113 | 3609.4113
00 Exist Fuel Cell | 1886.5005 | 1972.5018 | 1794.455 | 1153.0457 | 1105.1447 | 904.7649 | 856.1428
00 Exist Hydro | 269538.8646 | 269536.4741 | 269536.4741 | 269359.4929 | 269358.6194 | 269279.5083 | 269256.9662
00 Exist Non Fossil_Other | 20343.7388 | 20058.7493 | 19947.1197 | 19145.9872 | 19098.4084 | 19120.4964 | 19139.7686
00 Exist Nuclear | 773719.9471 | 742659.4954 | 675403.8123 | 637745.3716 | 527766.2521 | 368758.3056 | 228226.5202
00 Exist Oil/Gas Steam | 29687.697 | 19273.1232 | 3636.3453 | 1460.1972 | 1335.5688 | 1325.0566 | 1313.5824
00 Exist Oil/Gas Steam_SCR | 5121.5148 | 5533.2539 | 1338.2031 | 1304.0813 | 1250.6929 | 1218.8113 | 1206.9901
00 Exist Oil/Gas Steam_SNCR | 2338.619 | 731.0829 | 170.1437 | 56.7112 | 50.1072 | 51.2125 | 51.2125
00 Exist Biomass | 5037.4959 | 4286.7219 | 1727.1517 | 1663.293 | 1555.9107 | 521.9462 | 542.246
00 Exist Landfill Gas | 8369.0784 | 8164.1768 | 8066.2188 | 8016.1124 | 7773.0235 | 7116.1068 | 7077.6139
00 Exist Geothermal | 15731.1145 | 15731.1145 | 15731.1145 | 15731.1145 | 15731.1145 | 15731.1145 | 15731.1145
00 Exist Pump Storage | 17289.3107 | 17343.5094 | 16412.2529 | 21852.7416 | 26326.312 | 29412.7204 | 30041.01
00 Exist Energy Storage | 285.8232 | 284.4129 | 277.7467 | 279.2084 | 276.1967 | 286.2062 | 286.0337
00 Exist Solar PV | 245554.0732 | 245554.0732 | 245552.2344 | 245552.2344 | 245552.2344 | 245552.2344 | 245552.2344
00 Exist Solar Thermal | 2806.6244 | 2806.6244 | 2806.6244 | 2806.6244 | 2806.6244 | 2806.6244 | 2806.6244
00 Exist Offshore Wind | 13859.1019 | 13859.1019 | 13859.1019 | 13859.1019 | 13859.1019 | 13859.1019 | 13859.1019
00 Exist Onshore Wind | 484932.9843 | 484932.9843 | 484932.9843 | 484932.9843 | 484932.9843 | 484932.9843 | 484932.9843
00 International Imports | 3202.656 | 3202.656 | 3202.656 | 2924.088 | 2924.088 | 2924.088 | 2924.088
00 Ret.Exist Combined Cycle & CF Limit | 0 | 0 | 0 | 0 | 0 | 0 | 0
00 Ret.Exist Combined Cycle & CCS | 0 | 0 | 17179.7465 | 17179.7239 | 71.6468 | 54.6677 | 1.7085
00 Ret.Exist Combined Cycle & Hydrogen | 7191.7551 | 13878.1375 | 10839.7837 | 1322.8796 | 522.067 | 352.9282 | 493.2856
00 Ret.Exist Combined Cycle & Hydrogen Retrofit Undone | 0 | 0 | 0 | 0 | 0 | 0 | 0
00 Ret.Exist Combined Cycle & HRI | 0 | 0 | 0 | 0 | 0 | 0 | 0
00 Ret.Exist Combustion Turbine & HRI | 0 | 0 | 0 | 0 | 0 | 0 | 0
00 Ret.Exist_FBC_NoCtrl & CCS | 0 | 0 | 0 | 0 | 0 | 0 | 0
00 Ret.Exist_FBC_NoCtrl & DRET | 0 | 0 | 0 | 0 | 0 | 0 | 0
00 Ret.Exist_FBC_NoCtrl & GPM | 0 | 0 | 0 | 0 | 0 | 0 | 0
00 Ret.Exist_FBC_NoCtrl & GPM & CCS | 0 | 0 | 0 | 0 | 0 | 0 | 0
00 Ret.Exist_FBC_NoCtrl & GPM & DRET | 0 | 0 | 0 | 0 | 0 | 0 | 0
00 Ret.Exist_FBC_NoCtrl & GPM & NGC | 0 | 0 | 0 | 0 | 0 | 0 | 0
00 Ret.Exist_FBC_NoCtrl & GPM & SNCR | 0 | 0 | 0 | 0 | 0 | 0 | 0
00 Ret.Exist_FBC_NoCtrl & GPM & SNCR & CCS | 0 | 0 | 0 | 0 | 0 | 0 | 0
00 Ret.Exist_FBC_NoCtrl & GPM & SNCR & DRET | 0 | 0 | 0 | 0 | 0 | 0 | 0
00 Ret.Exist_FBC_NoCtrl & GPM & SNCR & NGC | 0 | 0 | 0 | 0 | 0 | 0 | 0
00 Ret.Exist_FBC_NoCtrl & NGC | 0 | 0 | 0 | 0 | 0 | 0 | 0
00 Ret.Exist_FBC_NoCtrl & SNCR | 0 | 0 | 0 | 0 | 0 | 0 | 0
00 Ret.Exist_FBC_NoCtrl & SNCR & CCS | 0 | 0 | 0 | 0 | 0 | 0 | 0
00 Ret.Exist_FBC_NoCtrl & SNCR & DRET | 0 | 0 | 0 | 0 | 0 | 0 | 0
00 Ret.Exist_FBC_NoCtrl & SNCR & NGC | 0 | 0 | 0 | 0 | 0 | 0 | 0
00 Ret.Exist_FBC_ACI_DSI & CCS | 0 | 0 | 0 | 0 | 0 | 0 | 0
00 Ret.Exist_FBC_ACI_DSI & DCCS | 0 | 0 | 0 | 0 | 0 | 0 | 0
00 Ret.Exist_FBC_ACI_DSI & DCCS & CCS | 0 | 0 | 0 | 0 | 0 | 0 | 0
00 Ret.Exist_FBC_ACI_DSI & DCCS & SNCR & CCS | 0 | 0 | 0 | 0 | 0 | 0 | 0
00 Ret.Exist_FBC_ACI_DSI & DRET | 0 | 0 | 0 | 0 | 0 | 0 | 0
00 Ret.Exist_FBC_ACI_DSI & GPM | 0 | 3142.4923 | 2116.8851 | 2116.8851 | 1774.642 | 1565.5239 | 1749.7043
00 Ret.Exist_FBC_ACI_DSI & GPM & CCS | 0 | 0 | 658.9409 | 658.9409 | 0 | 0 | 0
00 Ret.Exist_FBC_ACI_DSI & GPM & DRET | 0 | 0 | 0 | 0 | 0 | 0 | 0
00 Ret.Exist_FBC_ACI_DSI & GPM & NGC | 0 | 0 | 0 | 0 | 0 | 0 | 0
00 Ret.Exist_FBC_ACI_DSI & GPM & SNCR | 0 | 0 | 0 | 0 | 0 | 0 | 0
00 Ret.Exist_FBC_ACI_DSI & GPM & SNCR & CCS | 0 | 0 | 0 | 0 | 0 | 0 | 0
00 Ret.Exist_FBC_ACI_DSI & GPM & SNCR & DRET | 0 | 0 | 0 | 0 | 0 | 0 | 0
00 Ret.Exist_FBC_ACI_DSI & GPM & SNCR & NGC | 0 | 0 | 0 | 0 | 0 | 0 | 0
00 Ret.Exist_FBC_ACI_DSI & NGC | 0 | 0 | 0 | 0 | 0 | 0 | 0
00 Ret.Exist_FBC_ACI_DSI & SNCR | 0 | 0 | 0 | 0 | 0 | 0 | 0
00 Ret.Exist_FBC_ACI_DSI & SNCR & CCS | 0 | 0 | 0 | 0 | 0 | 0 | 0
00 Ret.Exist_FBC_ACI_DSI & SNCR & DRET | 0 | 0 | 0 | 0 | 0 | 0 | 0
00 Ret.Exist_FBC_ACI_DSI & SNCR & NGC | 0 | 0 | 0 | 0 | 0 | 0 | 0
00 Ret.Exist_FBC_DryFGD_ACI & CCS | 0 | 0 | 0 | 0 | 0 | 0 | 0
00 Ret.Exist_FBC_DryFGD_ACI & DCCS | 0 | 0 | 0 | 0 | 0 | 0 | 0
00 Ret.Exist_FBC_DryFGD_ACI & DCCS & CCS | 0 | 0 | 0 | 0 | 0 | 0 | 0
00 Ret.Exist_FBC_DryFGD_ACI & DCCS & SNCR & CCS | 0 | 0 | 0 | 0 | 0 | 0 | 0
00 Ret.Exist_FBC_DryFGD_ACI & DRET | 0 | 0 | 0 | 0 | 0 | 0 | 0
00 Ret.Exist_FBC_DryFGD_ACI & GPM | 0 | 0 | 0 | 0 | 0 | 0 | 0
00 Ret.Exist_FBC_DryFGD_ACI & GPM & CCS | 0 | 0 | 0 | 0 | 0 | 0 | 0
00 Ret.Exist_FBC_DryFGD_ACI & GPM & DRET | 0 | 0 | 0 | 0 | 0 | 0 | 0
00 Ret.Exist_FBC_DryFGD_ACI & GPM & NGC | 0 | 0 | 0 | 0 | 0 | 0 | 0
00 Ret.Exist_FBC_DryFGD_ACI & GPM & SNCR | 0 | 0 | 0 | 0 | 0 | 0 | 0
00 Ret.Exist_FBC_DryFGD_ACI & GPM & SNCR & CCS | 0 | 0 | 0 | 0 | 0 | 0 | 0
00 Ret.Exist_FBC_DryFGD_ACI & GPM & SNCR & DRET | 0 | 0 | 0 | 0 | 0 | 0 | 0
00 Ret.Exist_FBC_DryFGD_ACI & GPM & SNCR & NGC | 0 | 0 | 0 | 0 | 0 | 0 | 0
00 Ret.Exist_FBC_DryFGD_ACI & NGC | 0 | 0 | 0 | 0 | 0 | 0 | 0
00 Ret.Exist_FBC_DryFGD_ACI & SNCR | 0 | 0 | 0 | 0 | 0 | 0 | 0
00 Ret.Exist_FBC_DryFGD_ACI & SNCR & CCS | 0 | 0 | 0 | 0 | 0 | 0 | 0
00 Ret.Exist_FBC_DryFGD_ACI & SNCR & DRET | 0 | 0 | 0 | 0 | 0 | 0 | 0
00 Ret.Exist_FBC_DryFGD_ACI & SNCR & NGC | 0 | 0 | 0 | 0 | 0 | 0 | 0
00 Ret.Exist_FBC_DryFGD_DSI & ACI | 0 | 0 | 0 | 0 | 0 | 0 | 0
00 Ret.Exist_FBC_DryFGD_DSI & ACI & DRET | 0 | 0 | 0 | 0 | 0 | 0 | 0
00 Ret.Exist_FBC_DryFGD_DSI & ACI & GPM | 0 | 0 | 0 | 0 | 0 | 0 | 0
00 Ret.Exist_FBC_DryFGD_DSI & ACI & GPM & DRET | 0 | 0 | 0 | 0 | 0 | 0 | 0
00 Ret.Exist_FBC_DryFGD_DSI & ACI & GPM & NGC | 0 | 0 | 0 | 0 | 0 | 0 | 0
00 Ret.Exist_FBC_DryFGD_DSI & ACI & GPM & SNCR | 0 | 0 | 0 | 0 | 0 | 0 | 0
00 Ret.Exist_FBC_DryFGD_DSI & ACI & GPM & SNCR & DRET | 0 | 0 | 0 | 0 | 0 | 0 | 0
00 Ret.Exist_FBC_DryFGD_DSI & ACI & GPM & SNCR & NGC | 0 | 0 | 0 | 0 | 0 | 0 | 0
00 Ret.Exist_FBC_DryFGD_DSI & ACI & NGC | 0 | 0 | 0 | 0 | 0 | 0 | 0
00 Ret.Exist_FBC_DryFGD_DSI & ACI & SNCR | 0 | 0 | 0 | 0 | 0 | 0 | 0
00 Ret.Exist_FBC_DryFGD_DSI & ACI & SNCR & DRET | 0 | 0 | 0 | 0 | 0 | 0 | 0
00 Ret.Exist_FBC_DryFGD_DSI & ACI & SNCR & NGC | 0 | 0 | 0 | 0 | 0 | 0 | 0
00 Ret.Exist_FBC_DryFGD_DSI & DRET | 0 | 0 | 0 | 0 | 0 | 0 | 0
00 Ret.Exist_FBC_DryFGD_DSI & GPM | 0 | 49.56 | 0 | 0 | 0 | 0 | 0
00 Ret.Exist_FBC_DryFGD_DSI & GPM & DRET | 0 | 0 | 0 | 0 | 0 | 0 | 0
00 Ret.Exist_FBC_DryFGD_DSI & GPM & NGC | 0 | 0 | 0 | 0 | 0 | 0 | 0
00 Ret.Exist_FBC_DryFGD_DSI & GPM & SNCR | 0 | 0 | 0 | 0 | 0 | 0 | 0
00 Ret.Exist_FBC_DryFGD_DSI & GPM & SNCR & DRET | 0 | 0 | 0 | 0 | 0 | 0 | 0
00 Ret.Exist_FBC_DryFGD_DSI & GPM & SNCR & NGC | 0 | 0 | 0 | 0 | 0 | 0 | 0
00 Ret.Exist_FBC_DryFGD_DSI & NGC | 0 | 0 | 0 | 0 | 0 | 0 | 0
00 Ret.Exist_FBC_DryFGD_DSI & SNCR | 0 | 0 | 0 | 0 | 0 | 0 | 0
00 Ret.Exist_FBC_DryFGD_DSI & SNCR & DRET | 0 | 0 | 0 | 0 | 0 | 0 | 0
00 Ret.Exist_FBC_DryFGD_DSI & SNCR & NGC | 0 | 0 | 0 | 0 | 0 | 0 | 0
00 Ret.Exist_FBC_DryFGD_SNCR & ACI | 0 | 0 | 0 | 0 | 0 | 0 | 0
00 Ret.Exist_FBC_DryFGD_SNCR & ACI & CCS | 0 | 0 | 0 | 0 | 0 | 0 | 0
00 Ret.Exist_FBC_DryFGD_SNCR & ACI & DRET | 0 | 0 | 0 | 0 | 0 | 0 | 0
00 Ret.Exist_FBC_DryFGD_SNCR & ACI & GPM | 0 | 0 | 0 | 0 | 0 | 0 | 0
00 Ret.Exist_FBC_DryFGD_SNCR & ACI & GPM & CCS | 0 | 0 | 0 | 0 | 0 | 0 | 0
00 Ret.Exist_FBC_DryFGD_SNCR & ACI & GPM & DRET | 0 | 0 | 0 | 0 | 0 | 0 | 0
00 Ret.Exist_FBC_DryFGD_SNCR & ACI & GPM & NGC | 0 | 0 | 0 | 0 | 0 | 0 | 0
00 Ret.Exist_FBC_DryFGD_SNCR & ACI & NGC | 0 | 0 | 0 | 0 | 0 | 0 | 0
00 Ret.Exist_FBC_DryFGD_SNCR & CCS | 0 | 0 | 1610.5694 | 1610.5694 | 0 | 0 | 0
00 Ret.Exist_FBC_DryFGD_SNCR & DCCS | 0 | 0 | 0 | 0 | 0 | 0 | 0
00 Ret.Exist_FBC_DryFGD_SNCR & DCCS & CCS | 0 | 0 | 0 | 0 | 0 | 0 | 0
00 Ret.Exist_FBC_DryFGD_SNCR & DRET | 0 | 0 | 0 | 0 | 0 | 0 | 0
00 Ret.Exist_FBC_DryFGD_SNCR & GPM | 0 | 0 | 0 | 0 | 0 | 0 | 0
00 Ret.Exist_FBC_DryFGD_SNCR & GPM & CCS | 0 | 0 | 0 | 0 | 0 | 0 | 0
00 Ret.Exist_FBC_DryFGD_SNCR & GPM & DRET | 0 | 0 | 0 | 0 | 0 | 0 | 0
00 Ret.Exist_FBC_DryFGD_SNCR & GPM & NGC | 0 | 0 | 0 | 0 | 0 | 0 | 0
00 Ret.Exist_FBC_DryFGD_SNCR & NGC | 0 | 0 | 0 | 0 | 0 | 0 | 0
00 Ret.Exist_FBC_DryFGD_SNCR_ACI & CCS | 0 | 0 | 0 | 0 | 0 | 0 | 0
00 Ret.Exist_FBC_DryFGD_SNCR_ACI & DCCS | 0 | 0 | 0 | 0 | 0 | 0 | 0
00 Ret.Exist_FBC_DryFGD_SNCR_ACI & DCCS & CCS | 0 | 0 | 0 | 0 | 0 | 0 | 0
00 Ret.Exist_FBC_DryFGD_SNCR_ACI & DRET | 0 | 0 | 0 | 0 | 0 | 0 | 0
00 Ret.Exist_FBC_DryFGD_SNCR_ACI & GPM | 0 | 0 | 0 | 0 | 0 | 0 | 0
00 Ret.Exist_FBC_DryFGD_SNCR_ACI & GPM & CCS | 0 | 0 | 0 | 0 | 0 | 0 | 0
00 Ret.Exist_FBC_DryFGD_SNCR_ACI & GPM & DRET | 0 | 0 | 0 | 0 | 0 | 0 | 0
00 Ret.Exist_FBC_DryFGD_SNCR_ACI & GPM & NGC | 0 | 0 | 0 | 0 | 0 | 0 | 0
00 Ret.Exist_FBC_DryFGD_SNCR_ACI & NGC | 0 | 0 | 0 | 0 | 0 | 0 | 0
00 Ret.Exist_FBC_DryFGD_SNCR_ACI_DSI & CCS | 0 | 2895.0702 | 2895.0702 | 2895.0702 | 2833.7081 | 603.7884 | 603.7884
00 Ret.Exist_FBC_DryFGD_SNCR_ACI_DSI & DCCS | 0 | 0 | 0 | 0 | 0 | 0 | 0
00 Ret.Exist_FBC_DryFGD_SNCR_ACI_DSI & DCCS & CCS | 0 | 0 | 0 | 0 | 0 | 0 | 0
00 Ret.Exist_FBC_DryFGD_SNCR_ACI_DSI & DRET | 0 | 0 | 0 | 0 | 0 | 0 | 0
00 Ret.Exist_FBC_DryFGD_SNCR_ACI_DSI & GPM | 0 | 0 | 0 | 0 | 0 | 0 | 0
00 Ret.Exist_FBC_DryFGD_SNCR_ACI_DSI & GPM & CCS | 0 | 0 | 0 | 0 | 0 | 0 | 0
00 Ret.Exist_FBC_DryFGD_SNCR_ACI_DSI & GPM & DRET | 0 | 0 | 0 | 0 | 0 | 0 | 0
00 Ret.Exist_FBC_DryFGD_SNCR_ACI_DSI & GPM & NGC | 0 | 0 | 0 | 0 | 0 | 0 | 0
00 Ret.Exist_FBC_DryFGD_SNCR_ACI_DSI & NGC | 0 | 0 | 0 | 0 | 0 | 0 | 0
00 Ret.Exist_FBC_DryFGD_SNCR_DSI & ACI | 0 | 0 | 0 | 0 | 0 | 0 | 0
00 Ret.Exist_FBC_DryFGD_SNCR_DSI & ACI & DRET | 0 | 0 | 0 | 0 | 0 | 0 | 0
00 Ret.Exist_FBC_DryFGD_SNCR_DSI & ACI & GPM | 0 | 0 | 0 | 0 | 0 | 0 | 0
00 Ret.Exist_FBC_DryFGD_SNCR_DSI & ACI & GPM & DRET | 0 | 0 | 0 | 0 | 0 | 0 | 0
00 Ret.Exist_FBC_DryFGD_SNCR_DSI & ACI & GPM & NGC | 0 | 0 | 0 | 0 | 0 | 0 | 0
00 Ret.Exist_FBC_DryFGD_SNCR_DSI & ACI & NGC | 0 | 0 | 0 | 0 | 0 | 0 | 0
00 Ret.Exist_FBC_DryFGD_SNCR_DSI & DRET | 0 | 0 | 0 | 0 | 0 | 0 | 0
00 Ret.Exist_FBC_DryFGD_SNCR_DSI & GPM | 0 | 0 | 0 | 0 | 0 | 0 | 0
00 Ret.Exist_FBC_DryFGD_SNCR_DSI & GPM & DRET | 0 | 0 | 0 | 0 | 0 | 0 | 0
00 Ret.Exist_FBC_DryFGD_SNCR_DSI & GPM & NGC | 0 | 0 | 0 | 0 | 0 | 0 | 0
00 Ret.Exist_FBC_DryFGD_SNCR_DSI & NGC | 0 | 0 | 0 | 0 | 0 | 0 | 0
00 Ret.Exist_FBC_DSI & ACI | 0 | 0 | 0 | 0 | 0 | 0 | 0
00 Ret.Exist_FBC_DSI & ACI & DRET | 0 | 0 | 0 | 0 | 0 | 0 | 0
00 Ret.Exist_FBC_DSI & ACI & GPM | 0 | 0 | 0 | 0 | 0 | 0 | 0
00 Ret.Exist_FBC_DSI & ACI & GPM & DRET | 0 | 0 | 0 | 0 | 0 | 0 | 0
00 Ret.Exist_FBC_DSI & ACI & GPM & NGC | 0 | 0 | 0 | 0 | 0 | 0 | 0
00 Ret.Exist_FBC_DSI & ACI & GPM & SNCR | 0 | 0 | 0 | 0 | 0 | 0 | 0
00 Ret.Exist_FBC_DSI & ACI & GPM & SNCR & DRET | 0 | 0 | 0 | 0 | 0 | 0 | 0
00 Ret.Exist_FBC_DSI & ACI & GPM & SNCR & NGC | 0 | 0 | 0 | 0 | 0 | 0 | 0
00 Ret.Exist_FBC_DSI & ACI & NGC | 0 | 0 | 0 | 0 | 0 | 0 | 0
00 Ret.Exist_FBC_DSI & ACI & SNCR | 0 | 0 | 0 | 0 | 0 | 0 | 0
00 Ret.Exist_FBC_DSI & ACI & SNCR & DRET | 0 | 0 | 0 | 0 | 0 | 0 | 0
00 Ret.Exist_FBC_DSI & ACI & SNCR & NGC | 0 | 0 | 0 | 0 | 0 | 0 | 0
00 Ret.Exist_FBC_DSI & DRET | 0 | 0 | 0 | 0 | 0 | 0 | 0
00 Ret.Exist_FBC_DSI & GPM | 0 | 1227.8174 | 965.0605 | 361.0665 | 392.2406 | 434.8892 | 313.4663
00 Ret.Exist_FBC_DSI & GPM & DRET | 0 | 0 | 0 | 0 | 0 | 0 | 0
00 Ret.Exist_FBC_DSI & GPM & NGC | 0 | 0 | 0 | 0 | 0 | 0 | 0
00 Ret.Exist_FBC_DSI & GPM & SNCR | 0 | 0 | 0 | 0 | 0 | 0 | 0
00 Ret.Exist_FBC_DSI & GPM & SNCR & DRET | 0 | 0 | 0 | 0 | 0 | 0 | 0
00 Ret.Exist_FBC_DSI & GPM & SNCR & NGC | 0 | 0 | 0 | 0 | 0 | 0 | 0
00 Ret.Exist_FBC_DSI & NGC | 0 | 0 | 0 | 0 | 0 | 0 | 0
00 Ret.Exist_FBC_DSI & SNCR | 0 | 0 | 0 | 0 | 0 | 0 | 0
00 Ret.Exist_FBC_DSI & SNCR & DRET | 0 | 0 | 0 | 0 | 0 | 0 | 0
00 Ret.Exist_FBC_DSI & SNCR & NGC | 0 | 0 | 0 | 0 | 0 | 0 | 0
00 Ret.Exist_FBC_SNCR & ACI | 0 | 0 | 0 | 0 | 0 | 0 | 0
00 Ret.Exist_FBC_SNCR & ACI & DRET | 0 | 0 | 0 | 0 | 0 | 0 | 0
00 Ret.Exist_FBC_SNCR & ACI & NGC | 0 | 0 | 0 | 0 | 0 | 0 | 0
00 Ret.Exist_FBC_SNCR & DRET | 0 | 0 | 0 | 0 | 0 | 0 | 0
00 Ret.Exist_FBC_SNCR & GPM | 0 | 0 | 0 | 0 | 0 | 0 | 0
00 Ret.Exist_FBC_SNCR & GPM & DRET | 0 | 0 | 0 | 0 | 0 | 0 | 0
00 Ret.Exist_FBC_SNCR & GPM & NGC | 0 | 0 | 0 | 0 | 0 | 0 | 0
00 Ret.Exist_FBC_SNCR & NGC | 387.0702 | 387.0702 | 0 | 0 | 0 | 0 | 0
00 Ret.Exist_FBC_SNCR_ACI_DSI & CCS | 0 | 0 | 0 | 0 | 0 | 0 | 0
00 Ret.Exist_FBC_SNCR_ACI_DSI & DCCS | 0 | 0 | 0 | 0 | 0 | 0 | 0
00 Ret.Exist_FBC_SNCR_ACI_DSI & DCCS & CCS | 0 | 0 | 0 | 0 | 0 | 0 | 0
00 Ret.Exist_FBC_SNCR_ACI_DSI & DRET | 0 | 0 | 0 | 0 | 0 | 0 | 0
00 Ret.Exist_FBC_SNCR_ACI_DSI & GPM | 0 | 0 | 0 | 0 | 0 | 0 | 0
00 Ret.Exist_FBC_SNCR_ACI_DSI & GPM & CCS | 0 | 0 | 0 | 0 | 0 | 0 | 0
00 Ret.Exist_FBC_SNCR_ACI_DSI & GPM & DRET | 0 | 0 | 0 | 0 | 0 | 0 | 0
00 Ret.Exist_FBC_SNCR_ACI_DSI & GPM & NGC | 0 | 0 | 0 | 0 | 0 | 0 | 0
00 Ret.Exist_FBC_SNCR_ACI_DSI & NGC | 0 | 0 | 0 | 0 | 0 | 0 | 0
00 Ret.Exist_FBC_SNCR_DSI & ACI | 0 | 0 | 0 | 0 | 0 | 0 | 0
00 Ret.Exist_FBC_SNCR_DSI & ACI & CCS | 0 | 0 | 0 | 0 | 0 | 0 | 0
00 Ret.Exist_FBC_SNCR_DSI & ACI & DRET | 0 | 0 | 0 | 0 | 0 | 0 | 0
00 Ret.Exist_FBC_SNCR_DSI & ACI & GPM | 0 | 0 | 0 | 0 | 0 | 0 | 0
00 Ret.Exist_FBC_SNCR_DSI & ACI & GPM & CCS | 0 | 0 | 0 | 0 | 0 | 0 | 0
00 Ret.Exist_FBC_SNCR_DSI & ACI & GPM & DRET | 0 | 0 | 0 | 0 | 0 | 0 | 0
00 Ret.Exist_FBC_SNCR_DSI & ACI & GPM & NGC | 0 | 0 | 0 | 0 | 0 | 0 | 0
00 Ret.Exist_FBC_SNCR_DSI & ACI & NGC | 0 | 0 | 0 | 0 | 0 | 0 | 0
00 Ret.Exist_FBC_SNCR_DSI & CCS | 0 | 0 | 0 | 0 | 0 | 0 | 0
00 Ret.Exist_FBC_SNCR_DSI & DCCS | 0 | 0 | 0 | 0 | 0 | 0 | 0
00 Ret.Exist_FBC_SNCR_DSI & DCCS & CCS | 0 | 0 | 0 | 0 | 0 | 0 | 0
00 Ret.Exist_FBC_SNCR_DSI & DRET | 0 | 0 | 0 | 0 | 0 | 0 | 0
00 Ret.Exist_FBC_SNCR_DSI & GPM | 828.8712 | 759.7986 | 759.7986 | 759.7986 | 759.7986 | 759.7986 | 759.7986
00 Ret.Exist_FBC_SNCR_DSI & GPM & CCS | 0 | 0 | 0 | 0 | 0 | 0 | 0
00 Ret.Exist_FBC_SNCR_DSI & GPM & DRET | 0 | 0 | 0 | 0 | 0 | 0 | 0
00 Ret.Exist_FBC_SNCR_DSI & GPM & NGC | 0 | 0 | 0 | 0 | 0 | 0 | 0
00 Ret.Exist_FBC_SNCR_DSI & NGC | 0 | 0 | 0 | 0 | 0 | 0 | 0
00 Ret.Exist_FBC_WetFGD_DSI & ACI | 0 | 0 | 0 | 0 | 0 | 0 | 0
00 Ret.Exist_FBC_WetFGD_DSI & ACI & DRET | 0 | 0 | 0 | 0 | 0 | 0 | 0
00 Ret.Exist_FBC_WetFGD_DSI & ACI & GPM | 0 | 0 | 0 | 0 | 0 | 0 | 0
00 Ret.Exist_FBC_WetFGD_DSI & ACI & GPM & DRET | 0 | 0 | 0 | 0 | 0 | 0 | 0
00 Ret.Exist_FBC_WetFGD_DSI & ACI & GPM & NGC | 0 | 0 | 0 | 0 | 0 | 0 | 0
00 Ret.Exist_FBC_WetFGD_DSI & ACI & GPM & SNCR | 0 | 0 | 0 | 0 | 0 | 0 | 0
00 Ret.Exist_FBC_WetFGD_DSI & ACI & GPM & SNCR & DRET | 0 | 0 | 0 | 0 | 0 | 0 | 0
00 Ret.Exist_FBC_WetFGD_DSI & ACI & GPM & SNCR & NGC | 0 | 0 | 0 | 0 | 0 | 0 | 0
00 Ret.Exist_FBC_WetFGD_DSI & ACI & NGC | 0 | 0 | 0 | 0 | 0 | 0 | 0
00 Ret.Exist_FBC_WetFGD_DSI & ACI & SNCR | 0 | 0 | 0 | 0 | 0 | 0 | 0
00 Ret.Exist_FBC_WetFGD_DSI & ACI & SNCR & DRET | 0 | 0 | 0 | 0 | 0 | 0 | 0
00 Ret.Exist_FBC_WetFGD_DSI & ACI & SNCR & NGC | 0 | 0 | 0 | 0 | 0 | 0 | 0
00 Ret.Exist_FBC_WetFGD_DSI & DRET | 0 | 0 | 0 | 0 | 0 | 0 | 0
00 Ret.Exist_FBC_WetFGD_DSI & GPM | 0 | 0 | 0 | 0 | 0 | 0 | 0
00 Ret.Exist_FBC_WetFGD_DSI & GPM & DRET | 0 | 0 | 0 | 0 | 0 | 0 | 0
00 Ret.Exist_FBC_WetFGD_DSI & GPM & NGC | 0 | 0 | 0 | 0 | 0 | 0 | 0
00 Ret.Exist_FBC_WetFGD_DSI & GPM & SNCR | 0 | 0 | 0 | 0 | 0 | 0 | 0
00 Ret.Exist_FBC_WetFGD_DSI & GPM & SNCR & DRET | 0 | 0 | 0 | 0 | 0 | 0 | 0
00 Ret.Exist_FBC_WetFGD_DSI & GPM & SNCR & NGC | 0 | 0 | 0 | 0 | 0 | 0 | 0
00 Ret.Exist_FBC_WetFGD_DSI & NGC | 0 | 0 | 0 | 0 | 0 | 0 | 0
00 Ret.Exist_FBC_WetFGD_DSI & SNCR | 0 | 0 | 0 | 0 | 0 | 0 | 0
00 Ret.Exist_FBC_WetFGD_DSI & SNCR & DRET | 0 | 0 | 0 | 0 | 0 | 0 | 0
00 Ret.Exist_FBC_WetFGD_DSI & SNCR & NGC | 0 | 0 | 0 | 0 | 0 | 0 | 0
00 Ret.Exist_FBC_WetFGD_SNCR & ACI | 0 | 0 | 0 | 0 | 0 | 0 | 0
00 Ret.Exist_FBC_WetFGD_SNCR & ACI & DRET | 0 | 0 | 0 | 0 | 0 | 0 | 0
00 Ret.Exist_FBC_WetFGD_SNCR & ACI & NGC | 0 | 0 | 0 | 0 | 0 | 0 | 0
00 Ret.Exist_FBC_WetFGD_SNCR & DRET | 0 | 0 | 0 | 0 | 0 | 0 | 0
00 Ret.Exist_FBC_WetFGD_SNCR & GPM | 0 | 0 | 0 | 0 | 0 | 0 | 0
00 Ret.Exist_FBC_WetFGD_SNCR & GPM & DRET | 0 | 0 | 0 | 0 | 0 | 0 | 0
00 Ret.Exist_FBC_WetFGD_SNCR & GPM & NGC | 0 | 0 | 0 | 0 | 0 | 0 | 0
00 Ret.Exist_FBC_WetFGD_SNCR & NGC | 0 | 0 | 0 | 0 | 0 | 0 | 0
00 Ret.Exist_Non-FBC_ACI & C2G | 178.3536 | 178.3536 | 0 | 0 | 0 | 0 | 0
00 Ret.Exist_Non-FBC_ACI & C2G & SCR | 0 | 0 | 0 | 0 | 0 | 0 | 0
00 Ret.Exist_Non-FBC_ACI & DCCS | 0 | 0 | 0 | 0 | 0 | 0 | 0
00 Ret.Exist_Non-FBC_ACI & DCCS & WetFGD & SCR & CCS | 0 | 0 | 0 | 0 | 0 | 0 | 0
00 Ret.Exist_Non-FBC_ACI & DRET | 0 | 0 | 0 | 0 | 0 | 0 | 0
00 Ret.Exist_Non-FBC_ACI & DSI | 0 | 0 | 0 | 0 | 0 | 0 | 0
00 Ret.Exist_Non-FBC_ACI & DSI & C2G | 0 | 0 | 0 | 0 | 0 | 0 | 0
00 Ret.Exist_Non-FBC_ACI & DSI & C2G & SCR | 0 | 0 | 0 | 0 | 0 | 0 | 0
00 Ret.Exist_Non-FBC_ACI & DSI & DRET | 0 | 0 | 0 | 0 | 0 | 0 | 0
00 Ret.Exist_Non-FBC_ACI & DSI & GPM | 0 | 0 | 0 | 0 | 0 | 0 | 0
00 Ret.Exist_Non-FBC_ACI & DSI & GPM & C2G | 0 | 0 | 0 | 0 | 0 | 0 | 0
00 Ret.Exist_Non-FBC_ACI & DSI & GPM & C2G & SCR | 0 | 0 | 0 | 0 | 0 | 0 | 0
00 Ret.Exist_Non-FBC_ACI & DSI & GPM & DRET | 0 | 0 | 0 | 0 | 0 | 0 | 0
00 Ret.Exist_Non-FBC_ACI & DSI & GPM & NGC | 0 | 0 | 0 | 0 | 0 | 0 | 0
00 Ret.Exist_Non-FBC_ACI & DSI & GPM & SCR | 0 | 0 | 0 | 0 | 0 | 0 | 0
00 Ret.Exist_Non-FBC_ACI & DSI & GPM & SCR & DRET | 0 | 0 | 0 | 0 | 0 | 0 | 0
00 Ret.Exist_Non-FBC_ACI & DSI & GPM & SCR & NGC | 0 | 0 | 0 | 0 | 0 | 0 | 0
00 Ret.Exist_Non-FBC_ACI & DSI & GPM & SNCR | 0 | 0 | 0 | 0 | 0 | 0 | 0
00 Ret.Exist_Non-FBC_ACI & DSI & GPM & SNCR & DRET | 0 | 0 | 0 | 0 | 0 | 0 | 0
00 Ret.Exist_Non-FBC_ACI & DSI & GPM & SNCR & NGC | 0 | 0 | 0 | 0 | 0 | 0 | 0
00 Ret.Exist_Non-FBC_ACI & DSI & GPM & WetFGD & SCR & CCS | 0 | 0 | 0 | 0 | 0 | 0 | 0
00 Ret.Exist_Non-FBC_ACI & DSI & NGC | 0 | 0 | 0 | 0 | 0 | 0 | 0
00 Ret.Exist_Non-FBC_ACI & DSI & SCR | 0 | 0 | 0 | 0 | 0 | 0 | 0
00 Ret.Exist_Non-FBC_ACI & DSI & SCR & DRET | 0 | 0 | 0 | 0 | 0 | 0 | 0
00 Ret.Exist_Non-FBC_ACI & DSI & SCR & NGC | 0 | 0 | 0 | 0 | 0 | 0 | 0
00 Ret.Exist_Non-FBC_ACI & DSI & SNCR | 0 | 0 | 0 | 0 | 0 | 0 | 0
00 Ret.Exist_Non-FBC_ACI & DSI & SNCR & DRET | 0 | 0 | 0 | 0 | 0 | 0 | 0
00 Ret.Exist_Non-FBC_ACI & DSI & SNCR & NGC | 0 | 0 | 0 | 0 | 0 | 0 | 0
00 Ret.Exist_Non-FBC_ACI & DSI & WetFGD & SCR & CCS | 0 | 0 | 0 | 0 | 0 | 0 | 0
00 Ret.Exist_Non-FBC_ACI & GPM | 0 | 16147.1433 | 16147.1433 | 16147.1433 | 15030.1359 | 13563.7328 | 13563.7328
00 Ret.Exist_Non-FBC_ACI & GPM & C2G | 0 | 0 | 0 | 0 | 0 | 0 | 0
00 Ret.Exist_Non-FBC_ACI & GPM & C2G & SCR | 0 | 0 | 0 | 0 | 0 | 0 | 0
00 Ret.Exist_Non-FBC_ACI & GPM & DRET | 0 | 0 | 0 | 0 | 0 | 0 | 0
00 Ret.Exist_Non-FBC_ACI & GPM & NGC | 0 | 0 | 0 | 0 | 0 | 0 | 0
00 Ret.Exist_Non-FBC_ACI & GPM & SCR | 0 | 0 | 0 | 0 | 0 | 0 | 0
00 Ret.Exist_Non-FBC_ACI & GPM & SCR & DRET | 0 | 0 | 0 | 0 | 0 | 0 | 0
00 Ret.Exist_Non-FBC_ACI & GPM & SCR & NGC | 0 | 0 | 0 | 0 | 0 | 0 | 0
00 Ret.Exist_Non-FBC_ACI & GPM & SNCR | 0 | 0 | 0 | 0 | 0 | 0 | 0
00 Ret.Exist_Non-FBC_ACI & GPM & SNCR & DRET | 0 | 0 | 0 | 0 | 0 | 0 | 0
00 Ret.Exist_Non-FBC_ACI & GPM & SNCR & NGC | 0 | 0 | 0 | 0 | 0 | 0 | 0
00 Ret.Exist_Non-FBC_ACI & GPM & WetFGD & SCR & CCS | 0 | 0 | 0 | 0 | 0 | 0 | 0
00 Ret.Exist_Non-FBC_ACI & NGC | 0 | 0 | 0 | 0 | 0 | 0 | 0
00 Ret.Exist_Non-FBC_ACI & SCR | 0 | 0 | 0 | 0 | 0 | 0 | 0
00 Ret.Exist_Non-FBC_ACI & SCR & C2G | 0 | 0 | 0 | 0 | 0 | 0 | 0
00 Ret.Exist_Non-FBC_ACI & SCR & DRET | 0 | 0 | 0 | 0 | 0 | 0 | 0
00 Ret.Exist_Non-FBC_ACI & SCR & NGC | 0 | 0 | 0 | 0 | 0 | 0 | 0
00 Ret.Exist_Non-FBC_ACI & SCR & WetFGD & CCS | 0 | 0 | 0 | 0 | 0 | 0 | 0
00 Ret.Exist_Non-FBC_ACI & SNCR | 0 | 0 | 0 | 0 | 0 | 0 | 0
00 Ret.Exist_Non-FBC_ACI & SNCR & C2G | 0 | 0 | 0 | 0 | 0 | 0 | 0
00 Ret.Exist_Non-FBC_ACI & SNCR & DRET | 0 | 0 | 0 | 0 | 0 | 0 | 0
00 Ret.Exist_Non-FBC_ACI & SNCR & NGC | 0 | 0 | 0 | 0 | 0 | 0 | 0
00 Ret.Exist_Non-FBC_ACI_DSI & C2G | 0 | 0 | 0 | 0 | 0 | 0 | 0
00 Ret.Exist_Non-FBC_ACI_DSI & C2G & SCR | 0 | 0 | 0 | 0 | 0 | 0 | 0
00 Ret.Exist_Non-FBC_ACI_DSI & DCCS | 0 | 0 | 0 | 0 | 0 | 0 | 0
00 Ret.Exist_Non-FBC_ACI_DSI & DCCS & WetFGD & SCR & CCS | 0 | 0 | 0 | 0 | 0 | 0 | 0
00 Ret.Exist_Non-FBC_ACI_DSI & DRET | 0 | 0 | 0 | 0 | 0 | 0 | 0
00 Ret.Exist_Non-FBC_ACI_DSI & GPM | 0 | 0 | 0 | 0 | 0 | 0 | 0
00 Ret.Exist_Non-FBC_ACI_DSI & GPM & C2G | 0 | 0 | 0 | 0 | 0 | 0 | 0
00 Ret.Exist_Non-FBC_ACI_DSI & GPM & C2G & SCR | 0 | 0 | 0 | 0 | 0 | 0 | 0
00 Ret.Exist_Non-FBC_ACI_DSI & GPM & DRET | 0 | 0 | 0 | 0 | 0 | 0 | 0
00 Ret.Exist_Non-FBC_ACI_DSI & GPM & NGC | 0 | 0 | 0 | 0 | 0 | 0 | 0
00 Ret.Exist_Non-FBC_ACI_DSI & GPM & SCR | 0 | 0 | 0 | 0 | 0 | 0 | 0
00 Ret.Exist_Non-FBC_ACI_DSI & GPM & SCR & DRET | 0 | 0 | 0 | 0 | 0 | 0 | 0
00 Ret.Exist_Non-FBC_ACI_DSI & GPM & SCR & NGC | 0 | 0 | 0 | 0 | 0 | 0 | 0
00 Ret.Exist_Non-FBC_ACI_DSI & GPM & SNCR | 0 | 0 | 0 | 0 | 0 | 0 | 0
00 Ret.Exist_Non-FBC_ACI_DSI & GPM & SNCR & DRET | 0 | 0 | 0 | 0 | 0 | 0 | 0
00 Ret.Exist_Non-FBC_ACI_DSI & GPM & SNCR & NGC | 0 | 0 | 0 | 0 | 0 | 0 | 0
00 Ret.Exist_Non-FBC_ACI_DSI & GPM & WetFGD & SCR & CCS | 0 | 0 | 0 | 0 | 0 | 0 | 0
00 Ret.Exist_Non-FBC_ACI_DSI & NGC | 0 | 0 | 0 | 0 | 0 | 0 | 0
00 Ret.Exist_Non-FBC_ACI_DSI & SCR | 0 | 0 | 0 | 0 | 0 | 0 | 0
00 Ret.Exist_Non-FBC_ACI_DSI & SCR & C2G | 0 | 0 | 0 | 0 | 0 | 0 | 0
00 Ret.Exist_Non-FBC_ACI_DSI & SCR & DRET | 0 | 0 | 0 | 0 | 0 | 0 | 0
00 Ret.Exist_Non-FBC_ACI_DSI & SCR & NGC | 0 | 0 | 0 | 0 | 0 | 0 | 0
00 Ret.Exist_Non-FBC_ACI_DSI & SCR & WetFGD & CCS | 0 | 0 | 0 | 0 | 0 | 0 | 0
00 Ret.Exist_Non-FBC_ACI_DSI & SNCR | 0 | 0 | 0 | 0 | 0 | 0 | 0
00 Ret.Exist_Non-FBC_ACI_DSI & SNCR & C2G | 0 | 0 | 0 | 0 | 0 | 0 | 0
00 Ret.Exist_Non-FBC_ACI_DSI & SNCR & DRET | 0 | 0 | 0 | 0 | 0 | 0 | 0
00 Ret.Exist_Non-FBC_ACI_DSI & SNCR & NGC | 0 | 0 | 0 | 0 | 0 | 0 | 0
00 Ret.Exist_Non-FBC_DryFGD & C2G | 0 | 0 | 0 | 0 | 0 | 0 | 0
00 Ret.Exist_Non-FBC_DryFGD & C2G & SCR | 0 | 0 | 0 | 0 | 0 | 0 | 0
00 Ret.Exist_Non-FBC_DryFGD & DRET | 0 | 0 | 0 | 0 | 0 | 0 | 0
00 Ret.Exist_Non-FBC_DryFGD & GPM | 0 | 0 | 0 | 0 | 0 | 0 | 0
00 Ret.Exist_Non-FBC_DryFGD & GPM & C2G | 0 | 0 | 0 | 0 | 0 | 0 | 0
00 Ret.Exist_Non-FBC_DryFGD & GPM & C2G & SCR | 0 | 0 | 0 | 0 | 0 | 0 | 0
00 Ret.Exist_Non-FBC_DryFGD & GPM & DRET | 0 | 0 | 0 | 0 | 0 | 0 | 0
00 Ret.Exist_Non-FBC_DryFGD & GPM & NGC | 0 | 0 | 0 | 0 | 0 | 0 | 0
00 Ret.Exist_Non-FBC_DryFGD & GPM & SCR | 0 | 0 | 0 | 0 | 0 | 0 | 0
00 Ret.Exist_Non-FBC_DryFGD & GPM & SCR & CCS | 0 | 0 | 0 | 0 | 0 | 0 | 0
00 Ret.Exist_Non-FBC_DryFGD & GPM & SCR & DRET | 0 | 0 | 0 | 0 | 0 | 0 | 0
00 Ret.Exist_Non-FBC_DryFGD & GPM & SCR & NGC | 0 | 0 | 0 | 0 | 0 | 0 | 0
00 Ret.Exist_Non-FBC_DryFGD & GPM & SNCR | 0 | 0 | 0 | 0 | 0 | 0 | 0
00 Ret.Exist_Non-FBC_DryFGD & GPM & SNCR & DRET | 0 | 0 | 0 | 0 | 0 | 0 | 0
00 Ret.Exist_Non-FBC_DryFGD & GPM & SNCR & NGC | 0 | 0 | 0 | 0 | 0 | 0 | 0
00 Ret.Exist_Non-FBC_DryFGD & NGC | 0 | 0 | 0 | 0 | 0 | 0 | 0
00 Ret.Exist_Non-FBC_DryFGD & SCR | 0 | 0 | 0 | 0 | 0 | 0 | 0
00 Ret.Exist_Non-FBC_DryFGD & SCR & C2G | 0 | 0 | 0 | 0 | 0 | 0 | 0
00 Ret.Exist_Non-FBC_DryFGD & SCR & CCS | 0 | 0 | 0 | 0 | 0 | 0 | 0
00 Ret.Exist_Non-FBC_DryFGD & SCR & DRET | 0 | 0 | 0 | 0 | 0 | 0 | 0
00 Ret.Exist_Non-FBC_DryFGD & SCR & NGC | 0 | 0 | 0 | 0 | 0 | 0 | 0
00 Ret.Exist_Non-FBC_DryFGD & SNCR | 0 | 0 | 0 | 0 | 0 | 0 | 0
00 Ret.Exist_Non-FBC_DryFGD & SNCR & C2G | 0 | 0 | 0 | 0 | 0 | 0 | 0
00 Ret.Exist_Non-FBC_DryFGD & SNCR & DRET | 0 | 0 | 0 | 0 | 0 | 0 | 0
00 Ret.Exist_Non-FBC_DryFGD & SNCR & NGC | 0 | 0 | 0 | 0 | 0 | 0 | 0
00 Ret.Exist_Non-FBC_DryFGD_ACI & C2G | 0 | 0 | 0 | 0 | 0 | 0 | 0
00 Ret.Exist_Non-FBC_DryFGD_ACI & C2G & SCR | 0 | 0 | 0 | 0 | 0 | 0 | 0
00 Ret.Exist_Non-FBC_DryFGD_ACI & DCCS | 0 | 0 | 0 | 0 | 0 | 0 | 0
00 Ret.Exist_Non-FBC_DryFGD_ACI & DCCS & SCR & CCS | 0 | 0 | 0 | 0 | 0 | 0 | 0
00 Ret.Exist_Non-FBC_DryFGD_ACI & DRET | 0 | 0 | 0 | 0 | 0 | 0 | 0
00 Ret.Exist_Non-FBC_DryFGD_ACI & GPM | 0 | 0 | 0 | 0 | 0 | 0 | 0
00 Ret.Exist_Non-FBC_DryFGD_ACI & GPM & C2G | 0 | 0 | 0 | 0 | 0 | 0 | 0
00 Ret.Exist_Non-FBC_DryFGD_ACI & GPM & C2G & SCR | 0 | 0 | 0 | 0 | 0 | 0 | 0
00 Ret.Exist_Non-FBC_DryFGD_ACI & GPM & DRET | 0 | 0 | 0 | 0 | 0 | 0 | 0
00 Ret.Exist_Non-FBC_DryFGD_ACI & GPM & NGC | 0 | 0 | 0 | 0 | 0 | 0 | 0
00 Ret.Exist_Non-FBC_DryFGD_ACI & GPM & SCR | 0 | 0 | 0 | 0 | 0 | 0 | 0
00 Ret.Exist_Non-FBC_DryFGD_ACI & GPM & SCR & CCS | 0 | 0 | 0 | 0 | 0 | 0 | 0
00 Ret.Exist_Non-FBC_DryFGD_ACI & GPM & SCR & DRET | 0 | 0 | 0 | 0 | 0 | 0 | 0
00 Ret.Exist_Non-FBC_DryFGD_ACI & GPM & SCR & NGC | 0 | 0 | 0 | 0 | 0 | 0 | 0
00 Ret.Exist_Non-FBC_DryFGD_ACI & GPM & SNCR | 0 | 0 | 0 | 0 | 0 | 0 | 0
00 Ret.Exist_Non-FBC_DryFGD_ACI & GPM & SNCR & DRET | 0 | 0 | 0 | 0 | 0 | 0 | 0
00 Ret.Exist_Non-FBC_DryFGD_ACI & GPM & SNCR & NGC | 0 | 0 | 0 | 0 | 0 | 0 | 0
00 Ret.Exist_Non-FBC_DryFGD_ACI & NGC | 0 | 0 | 0 | 0 | 0 | 0 | 0
00 Ret.Exist_Non-FBC_DryFGD_ACI & SCR | 0 | 0 | 0 | 0 | 0 | 0 | 0
00 Ret.Exist_Non-FBC_DryFGD_ACI & SCR & C2G | 0 | 0 | 0 | 0 | 0 | 0 | 0
00 Ret.Exist_Non-FBC_DryFGD_ACI & SCR & CCS | 0 | 0 | 6795.2278 | 6795.2278 | 2156.8396 | 2156.8396 | 2071.0889
00 Ret.Exist_Non-FBC_DryFGD_ACI & SCR & DRET | 0 | 0 | 0 | 0 | 0 | 0 | 0
00 Ret.Exist_Non-FBC_DryFGD_ACI & SCR & NGC | 0 | 0 | 0 | 0 | 0 | 0 | 0
00 Ret.Exist_Non-FBC_DryFGD_ACI & SNCR | 0 | 0 | 0 | 0 | 0 | 0 | 0
00 Ret.Exist_Non-FBC_DryFGD_ACI & SNCR & C2G | 0 | 0 | 0 | 0 | 0 | 0 | 0
00 Ret.Exist_Non-FBC_DryFGD_ACI & SNCR & DRET | 0 | 0 | 0 | 0 | 0 | 0 | 0
00 Ret.Exist_Non-FBC_DryFGD_ACI & SNCR & NGC | 0 | 0 | 0 | 0 | 0 | 0 | 0
00 Ret.Exist_Non-FBC_DryFGD_SCR & ACI | 0 | 0 | 0 | 0 | 0 | 0 | 0
00 Ret.Exist_Non-FBC_DryFGD_SCR & ACI & C2G | 0 | 0 | 0 | 0 | 0 | 0 | 0
00 Ret.Exist_Non-FBC_DryFGD_SCR & ACI & CCS | 0 | 0 | 0 | 0 | 0 | 0 | 0
00 Ret.Exist_Non-FBC_DryFGD_SCR & ACI & DRET | 0 | 0 | 0 | 0 | 0 | 0 | 0
00 Ret.Exist_Non-FBC_DryFGD_SCR & ACI & GPM | 0 | 0 | 0 | 0 | 0 | 0 | 0
00 Ret.Exist_Non-FBC_DryFGD_SCR & ACI & GPM & C2G | 0 | 0 | 0 | 0 | 0 | 0 | 0
00 Ret.Exist_Non-FBC_DryFGD_SCR & ACI & GPM & CCS | 0 | 0 | 0 | 0 | 0 | 0 | 0
00 Ret.Exist_Non-FBC_DryFGD_SCR & ACI & GPM & DRET | 0 | 0 | 0 | 0 | 0 | 0 | 0
00 Ret.Exist_Non-FBC_DryFGD_SCR & ACI & GPM & NGC | 0 | 0 | 0 | 0 | 0 | 0 | 0
00 Ret.Exist_Non-FBC_DryFGD_SCR & ACI & NGC | 0 | 0 | 0 | 0 | 0 | 0 | 0
00 Ret.Exist_Non-FBC_DryFGD_SCR & C2G | 0 | 0 | 0 | 0 | 0 | 0 | 0
00 Ret.Exist_Non-FBC_DryFGD_SCR & CCS | 0 | 0 | 0 | 0 | 0 | 0 | 0
00 Ret.Exist_Non-FBC_DryFGD_SCR & DRET | 0 | 0 | 0 | 0 | 0 | 0 | 0
00 Ret.Exist_Non-FBC_DryFGD_SCR & GPM | 0 | 0 | 0 | 0 | 0 | 0 | 0
00 Ret.Exist_Non-FBC_DryFGD_SCR & GPM & C2G | 0 | 0 | 0 | 0 | 0 | 0 | 0
00 Ret.Exist_Non-FBC_DryFGD_SCR & GPM & CCS | 0 | 0 | 0 | 0 | 0 | 0 | 0
00 Ret.Exist_Non-FBC_DryFGD_SCR & GPM & DRET | 0 | 0 | 0 | 0 | 0 | 0 | 0
00 Ret.Exist_Non-FBC_DryFGD_SCR & GPM & NGC | 0 | 0 | 0 | 0 | 0 | 0 | 0
00 Ret.Exist_Non-FBC_DryFGD_SCR & NGC | 0 | 0 | 0 | 0 | 0 | 0 | 0
00 Ret.Exist_Non-FBC_DryFGD_SCR_ACI & C2G | 87.5825 | 87.5825 | 87.5825 | 87.5825 | 87.5825 | 87.5825 | 87.5825
00 Ret.Exist_Non-FBC_DryFGD_SCR_ACI & CCS | 0 | 1750.4673 | 7209.1929 | 7209.1929 | 2507.9201 | 2379.6863 | 2379.6863
00 Ret.Exist_Non-FBC_DryFGD_SCR_ACI & DCCS | 0 | 0 | 0 | 0 | 0 | 0 | 0
00 Ret.Exist_Non-FBC_DryFGD_SCR_ACI & DCCS & CCS | 0 | 0 | 0 | 0 | 0 | 0 | 0
00 Ret.Exist_Non-FBC_DryFGD_SCR_ACI & DRET | 0 | 0 | 0 | 0 | 0 | 0 | 0
00 Ret.Exist_Non-FBC_DryFGD_SCR_ACI & GPM | 0 | 0 | 0 | 0 | 0 | 0 | 0
00 Ret.Exist_Non-FBC_DryFGD_SCR_ACI & GPM & C2G | 0 | 0 | 0 | 0 | 0 | 0 | 0
00 Ret.Exist_Non-FBC_DryFGD_SCR_ACI & GPM & CCS | 0 | 0 | 0 | 0 | 0 | 0 | 0
00 Ret.Exist_Non-FBC_DryFGD_SCR_ACI & GPM & DRET | 0 | 0 | 0 | 0 | 0 | 0 | 0
00 Ret.Exist_Non-FBC_DryFGD_SCR_ACI & GPM & NGC | 0 | 0 | 0 | 0 | 0 | 0 | 0
00 Ret.Exist_Non-FBC_DryFGD_SCR_ACI & NGC | 0 | 0 | 0 | 0 | 0 | 0 | 0
00 Ret.Exist_Non-FBC_DryFGD_SCR_ACI_DSI & C2G | 0 | 0 | 0 | 0 | 0 | 0 | 0
00 Ret.Exist_Non-FBC_DryFGD_SCR_ACI_DSI & CCS | 0 | 0 | 0 | 0 | 0 | 0 | 0
00 Ret.Exist_Non-FBC_DryFGD_SCR_ACI_DSI & DCCS | 0 | 0 | 0 | 0 | 0 | 0 | 0
00 Ret.Exist_Non-FBC_DryFGD_SCR_ACI_DSI & DCCS & CCS | 0 | 0 | 0 | 0 | 0 | 0 | 0
00 Ret.Exist_Non-FBC_DryFGD_SCR_ACI_DSI & DRET | 0 | 0 | 0 | 0 | 0 | 0 | 0
00 Ret.Exist_Non-FBC_DryFGD_SCR_ACI_DSI & GPM | 0 | 0 | 0 | 0 | 0 | 0 | 0
00 Ret.Exist_Non-FBC_DryFGD_SCR_ACI_DSI & GPM & C2G | 0 | 0 | 0 | 0 | 0 | 0 | 0
00 Ret.Exist_Non-FBC_DryFGD_SCR_ACI_DSI & GPM & CCS | 0 | 0 | 0 | 0 | 0 | 0 | 0
00 Ret.Exist_Non-FBC_DryFGD_SCR_ACI_DSI & GPM & DRET | 0 | 0 | 0 | 0 | 0 | 0 | 0
00 Ret.Exist_Non-FBC_DryFGD_SCR_ACI_DSI & GPM & NGC | 0 | 0 | 0 | 0 | 0 | 0 | 0
00 Ret.Exist_Non-FBC_DryFGD_SCR_ACI_DSI & NGC | 0 | 0 | 0 | 0 | 0 | 0 | 0
00 Ret.Exist_Non-FBC_DryFGD_SCR_DSI & ACI | 0 | 0 | 0 | 0 | 0 | 0 | 0
00 Ret.Exist_Non-FBC_DryFGD_SCR_DSI & ACI & C2G | 0 | 0 | 0 | 0 | 0 | 0 | 0
00 Ret.Exist_Non-FBC_DryFGD_SCR_DSI & ACI & CCS | 0 | 0 | 0 | 0 | 0 | 0 | 0
00 Ret.Exist_Non-FBC_DryFGD_SCR_DSI & ACI & DRET | 0 | 0 | 0 | 0 | 0 | 0 | 0
00 Ret.Exist_Non-FBC_DryFGD_SCR_DSI & ACI & GPM | 0 | 0 | 0 | 0 | 0 | 0 | 0
00 Ret.Exist_Non-FBC_DryFGD_SCR_DSI & ACI & GPM & C2G | 0 | 0 | 0 | 0 | 0 | 0 | 0
00 Ret.Exist_Non-FBC_DryFGD_SCR_DSI & ACI & GPM & CCS | 0 | 0 | 0 | 0 | 0 | 0 | 0
00 Ret.Exist_Non-FBC_DryFGD_SCR_DSI & ACI & GPM & DRET | 0 | 0 | 0 | 0 | 0 | 0 | 0
00 Ret.Exist_Non-FBC_DryFGD_SCR_DSI & ACI & GPM & NGC | 0 | 0 | 0 | 0 | 0 | 0 | 0
00 Ret.Exist_Non-FBC_DryFGD_SCR_DSI & ACI & NGC | 0 | 0 | 0 | 0 | 0 | 0 | 0
00 Ret.Exist_Non-FBC_DryFGD_SCR_DSI & C2G | 0 | 0 | 0 | 0 | 0 | 0 | 0
00 Ret.Exist_Non-FBC_DryFGD_SCR_DSI & CCS | 0 | 0 | 0 | 0 | 0 | 0 | 0
00 Ret.Exist_Non-FBC_DryFGD_SCR_DSI & DRET | 0 | 0 | 0 | 0 | 0 | 0 | 0
00 Ret.Exist_Non-FBC_DryFGD_SCR_DSI & GPM | 0 | 0 | 0 | 0 | 0 | 0 | 0
00 Ret.Exist_Non-FBC_DryFGD_SCR_DSI & GPM & C2G | 0 | 0 | 0 | 0 | 0 | 0 | 0
00 Ret.Exist_Non-FBC_DryFGD_SCR_DSI & GPM & CCS | 0 | 0 | 0 | 0 | 0 | 0 | 0
00 Ret.Exist_Non-FBC_DryFGD_SCR_DSI & GPM & DRET | 0 | 0 | 0 | 0 | 0 | 0 | 0
00 Ret.Exist_Non-FBC_DryFGD_SCR_DSI & GPM & NGC | 0 | 0 | 0 | 0 | 0 | 0 | 0
00 Ret.Exist_Non-FBC_DryFGD_SCR_DSI & NGC | 0 | 0 | 0 | 0 | 0 | 0 | 0
00 Ret.Exist_Non-FBC_DryFGD_SNCR_ACI & C2G | 0 | 0 | 0 | 0 | 0 | 0 | 0
00 Ret.Exist_Non-FBC_DryFGD_SNCR_ACI & C2G & SCR | 0 | 0 | 0 | 0 | 0 | 0 | 0
00 Ret.Exist_Non-FBC_DryFGD_SNCR_ACI & DCCS | 0 | 0 | 0 | 0 | 0 | 0 | 0
00 Ret.Exist_Non-FBC_DryFGD_SNCR_ACI & DCCS & SCR & CCS | 0 | 0 | 0 | 0 | 0 | 0 | 0
00 Ret.Exist_Non-FBC_DryFGD_SNCR_ACI & DRET | 0 | 0 | 0 | 0 | 0 | 0 | 0
00 Ret.Exist_Non-FBC_DryFGD_SNCR_ACI & GPM | 0 | 3880.2157 | 3880.2157 | 3880.2157 | 3880.2157 | 3880.2157 | 3880.2157
00 Ret.Exist_Non-FBC_DryFGD_SNCR_ACI & GPM & C2G | 0 | 0 | 0 | 0 | 0 | 0 | 0
00 Ret.Exist_Non-FBC_DryFGD_SNCR_ACI & GPM & C2G & SCR | 0 | 0 | 0 | 0 | 0 | 0 | 0
00 Ret.Exist_Non-FBC_DryFGD_SNCR_ACI & GPM & DRET | 0 | 0 | 0 | 0 | 0 | 0 | 0
00 Ret.Exist_Non-FBC_DryFGD_SNCR_ACI & GPM & NGC | 0 | 0 | 0 | 0 | 0 | 0 | 0
00 Ret.Exist_Non-FBC_DryFGD_SNCR_ACI & GPM & SCR | 0 | 0 | 0 | 0 | 0 | 0 | 0
00 Ret.Exist_Non-FBC_DryFGD_SNCR_ACI & GPM & SCR & CCS | 0 | 0 | 0 | 0 | 0 | 0 | 0
00 Ret.Exist_Non-FBC_DryFGD_SNCR_ACI & GPM & SCR & DRET | 0 | 0 | 0 | 0 | 0 | 0 | 0
00 Ret.Exist_Non-FBC_DryFGD_SNCR_ACI & GPM & SCR & NGC | 0 | 0 | 0 | 0 | 0 | 0 | 0
00 Ret.Exist_Non-FBC_DryFGD_SNCR_ACI & NGC | 0 | 0 | 0 | 0 | 0 | 0 | 0
00 Ret.Exist_Non-FBC_DryFGD_SNCR_ACI & SCR | 0 | 0 | 0 | 0 | 0 | 0 | 0
00 Ret.Exist_Non-FBC_DryFGD_SNCR_ACI & SCR & C2G | 0 | 0 | 0 | 0 | 0 | 0 | 0
00 Ret.Exist_Non-FBC_DryFGD_SNCR_ACI & SCR & CCS | 0 | 0 | 0 | 0 | 0 | 0 | 0
00 Ret.Exist_Non-FBC_DryFGD_SNCR_ACI & SCR & DRET | 0 | 0 | 0 | 0 | 0 | 0 | 0
00 Ret.Exist_Non-FBC_DryFGD_SNCR_ACI & SCR & NGC | 0 | 0 | 0 | 0 | 0 | 0 | 0
00 Ret.Exist_Non-FBC_DryFGD_SNCR_ACI_DSI & C2G | 0 | 0 | 0 | 0 | 0 | 0 | 0
00 Ret.Exist_Non-FBC_DryFGD_SNCR_ACI_DSI & C2G & SCR | 0 | 0 | 0 | 0 | 0 | 0 | 0
00 Ret.Exist_Non-FBC_DryFGD_SNCR_ACI_DSI & DRET | 0 | 0 | 0 | 0 | 0 | 0 | 0
00 Ret.Exist_Non-FBC_DryFGD_SNCR_ACI_DSI & GPM | 0 | 0 | 0 | 0 | 0 | 0 | 0
00 Ret.Exist_Non-FBC_DryFGD_SNCR_ACI_DSI & GPM & C2G | 0 | 0 | 0 | 0 | 0 | 0 | 0
00 Ret.Exist_Non-FBC_DryFGD_SNCR_ACI_DSI & GPM & C2G & SCR | 0 | 0 | 0 | 0 | 0 | 0 | 0
00 Ret.Exist_Non-FBC_DryFGD_SNCR_ACI_DSI & GPM & DRET | 0 | 0 | 0 | 0 | 0 | 0 | 0
00 Ret.Exist_Non-FBC_DryFGD_SNCR_ACI_DSI & GPM & NGC | 0 | 0 | 0 | 0 | 0 | 0 | 0
00 Ret.Exist_Non-FBC_DryFGD_SNCR_ACI_DSI & GPM & SCR | 0 | 0 | 0 | 0 | 0 | 0 | 0
00 Ret.Exist_Non-FBC_DryFGD_SNCR_ACI_DSI & GPM & SCR & CCS | 0 | 0 | 0 | 0 | 0 | 0 | 0
00 Ret.Exist_Non-FBC_DryFGD_SNCR_ACI_DSI & GPM & SCR & DRET | 0 | 0 | 0 | 0 | 0 | 0 | 0
00 Ret.Exist_Non-FBC_DryFGD_SNCR_ACI_DSI & GPM & SCR & NGC | 0 | 0 | 0 | 0 | 0 | 0 | 0
00 Ret.Exist_Non-FBC_DryFGD_SNCR_ACI_DSI & NGC | 0 | 0 | 0 | 0 | 0 | 0 | 0
00 Ret.Exist_Non-FBC_DryFGD_SNCR_ACI_DSI & SCR | 0 | 0 | 0 | 0 | 0 | 0 | 0
00 Ret.Exist_Non-FBC_DryFGD_SNCR_ACI_DSI & SCR & C2G | 0 | 0 | 0 | 0 | 0 | 0 | 0
00 Ret.Exist_Non-FBC_DryFGD_SNCR_ACI_DSI & SCR & CCS | 0 | 0 | 0 | 0 | 0 | 0 | 0
00 Ret.Exist_Non-FBC_DryFGD_SNCR_ACI_DSI & SCR & DRET | 0 | 0 | 0 | 0 | 0 | 0 | 0
00 Ret.Exist_Non-FBC_DryFGD_SNCR_ACI_DSI & SCR & NGC | 0 | 0 | 0 | 0 | 0 | 0 | 0
00 Ret.Exist_Non-FBC_DSI & ACI | 0 | 0 | 0 | 0 | 0 | 0 | 0
00 Ret.Exist_Non-FBC_DSI & ACI & C2G | 0 | 0 | 0 | 0 | 0 | 0 | 0
00 Ret.Exist_Non-FBC_DSI & ACI & C2G & SCR | 0 | 0 | 0 | 0 | 0 | 0 | 0
00 Ret.Exist_Non-FBC_DSI & ACI & DRET | 0 | 0 | 0 | 0 | 0 | 0 | 0
00 Ret.Exist_Non-FBC_DSI & ACI & GPM | 0 | 0 | 0 | 0 | 0 | 0 | 0
00 Ret.Exist_Non-FBC_DSI & ACI & GPM & C2G | 0 | 0 | 0 | 0 | 0 | 0 | 0
00 Ret.Exist_Non-FBC_DSI & ACI & GPM & C2G & SCR | 0 | 0 | 0 | 0 | 0 | 0 | 0
00 Ret.Exist_Non-FBC_DSI & ACI & GPM & DRET | 0 | 0 | 0 | 0 | 0 | 0 | 0
00 Ret.Exist_Non-FBC_DSI & ACI & GPM & NGC | 0 | 0 | 0 | 0 | 0 | 0 | 0
00 Ret.Exist_Non-FBC_DSI & ACI & GPM & SCR | 0 | 0 | 0 | 0 | 0 | 0 | 0
00 Ret.Exist_Non-FBC_DSI & ACI & GPM & SCR & DRET | 0 | 0 | 0 | 0 | 0 | 0 | 0
00 Ret.Exist_Non-FBC_DSI & ACI & GPM & SCR & NGC | 0 | 0 | 0 | 0 | 0 | 0 | 0
00 Ret.Exist_Non-FBC_DSI & ACI & GPM & SNCR | 0 | 0 | 0 | 0 | 0 | 0 | 0
00 Ret.Exist_Non-FBC_DSI & ACI & GPM & SNCR & DRET | 0 | 0 | 0 | 0 | 0 | 0 | 0
00 Ret.Exist_Non-FBC_DSI & ACI & GPM & SNCR & NGC | 0 | 0 | 0 | 0 | 0 | 0 | 0
00 Ret.Exist_Non-FBC_DSI & ACI & GPM & WetFGD & SCR & CCS | 0 | 0 | 0 | 0 | 0 | 0 | 0
00 Ret.Exist_Non-FBC_DSI & ACI & NGC | 0 | 0 | 0 | 0 | 0 | 0 | 0
00 Ret.Exist_Non-FBC_DSI & ACI & SCR | 0 | 0 | 0 | 0 | 0 | 0 | 0
00 Ret.Exist_Non-FBC_DSI & ACI & SCR & DRET | 0 | 0 | 0 | 0 | 0 | 0 | 0
00 Ret.Exist_Non-FBC_DSI & ACI & SCR & NGC | 0 | 0 | 0 | 0 | 0 | 0 | 0
00 Ret.Exist_Non-FBC_DSI & ACI & SNCR | 0 | 0 | 0 | 0 | 0 | 0 | 0
00 Ret.Exist_Non-FBC_DSI & ACI & SNCR & DRET | 0 | 0 | 0 | 0 | 0 | 0 | 0
00 Ret.Exist_Non-FBC_DSI & ACI & SNCR & NGC | 0 | 0 | 0 | 0 | 0 | 0 | 0
00 Ret.Exist_Non-FBC_DSI & ACI & WetFGD & SCR & CCS | 0 | 0 | 0 | 0 | 0 | 0 | 0
00 Ret.Exist_Non-FBC_DSI & C2G | 0 | 0 | 0 | 0 | 0 | 0 | 0
00 Ret.Exist_Non-FBC_DSI & C2G & SCR | 0 | 0 | 0 | 0 | 0 | 0 | 0
00 Ret.Exist_Non-FBC_DSI & DRET | 0 | 0 | 0 | 0 | 0 | 0 | 0
00 Ret.Exist_Non-FBC_DSI & GPM | 0 | 0 | 0 | 0 | 0 | 0 | 0
00 Ret.Exist_Non-FBC_DSI & GPM & C2G | 0 | 0 | 0 | 0 | 0 | 0 | 0
00 Ret.Exist_Non-FBC_DSI & GPM & C2G & SCR | 0 | 0 | 0 | 0 | 0 | 0 | 0
00 Ret.Exist_Non-FBC_DSI & GPM & DRET | 0 | 0 | 0 | 0 | 0 | 0 | 0
00 Ret.Exist_Non-FBC_DSI & GPM & NGC | 0 | 0 | 0 | 0 | 0 | 0 | 0
00 Ret.Exist_Non-FBC_DSI & GPM & SCR | 0 | 0 | 0 | 0 | 0 | 0 | 0
00 Ret.Exist_Non-FBC_DSI & GPM & SCR & DRET | 0 | 0 | 0 | 0 | 0 | 0 | 0
00 Ret.Exist_Non-FBC_DSI & GPM & SCR & NGC | 0 | 0 | 0 | 0 | 0 | 0 | 0
00 Ret.Exist_Non-FBC_DSI & GPM & SNCR | 0 | 0 | 0 | 0 | 0 | 0 | 0
00 Ret.Exist_Non-FBC_DSI & GPM & SNCR & DRET | 0 | 0 | 0 | 0 | 0 | 0 | 0
00 Ret.Exist_Non-FBC_DSI & GPM & SNCR & NGC | 0 | 0 | 0 | 0 | 0 | 0 | 0
00 Ret.Exist_Non-FBC_DSI & GPM & WetFGD & SCR & CCS | 0 | 0 | 0 | 0 | 0 | 0 | 0
00 Ret.Exist_Non-FBC_DSI & NGC | 0 | 0 | 0 | 0 | 0 | 0 | 0
00 Ret.Exist_Non-FBC_DSI & SCR | 0 | 0 | 0 | 0 | 0 | 0 | 0
00 Ret.Exist_Non-FBC_DSI & SCR & C2G | 0 | 0 | 0 | 0 | 0 | 0 | 0
00 Ret.Exist_Non-FBC_DSI & SCR & DRET | 0 | 0 | 0 | 0 | 0 | 0 | 0
00 Ret.Exist_Non-FBC_DSI & SCR & NGC | 0 | 0 | 0 | 0 | 0 | 0 | 0
00 Ret.Exist_Non-FBC_DSI & SCR & WetFGD & CCS | 0 | 0 | 0 | 0 | 0 | 0 | 0
00 Ret.Exist_Non-FBC_DSI & SNCR | 0 | 0 | 0 | 0 | 0 | 0 | 0
00 Ret.Exist_Non-FBC_DSI & SNCR & C2G | 0 | 0 | 0 | 0 | 0 | 0 | 0
00 Ret.Exist_Non-FBC_DSI & SNCR & DRET | 0 | 0 | 0 | 0 | 0 | 0 | 0
00 Ret.Exist_Non-FBC_DSI & SNCR & NGC | 0 | 0 | 0 | 0 | 0 | 0 | 0
00 Ret.Exist_Non-FBC_NoCtrl & ACI | 0 | 0 | 0 | 0 | 0 | 0 | 0
00 Ret.Exist_Non-FBC_NoCtrl & ACI & C2G | 0 | 0 | 0 | 0 | 0 | 0 | 0
00 Ret.Exist_Non-FBC_NoCtrl & ACI & C2G & SCR | 0 | 0 | 0 | 0 | 0 | 0 | 0
00 Ret.Exist_Non-FBC_NoCtrl & ACI & DRET | 0 | 0 | 0 | 0 | 0 | 0 | 0
00 Ret.Exist_Non-FBC_NoCtrl & ACI & DSI | 0 | 0 | 0 | 0 | 0 | 0 | 0
00 Ret.Exist_Non-FBC_NoCtrl & ACI & DSI & C2G | 0 | 0 | 0 | 0 | 0 | 0 | 0
00 Ret.Exist_Non-FBC_NoCtrl & ACI & DSI & C2G & SCR | 0 | 0 | 0 | 0 | 0 | 0 | 0
00 Ret.Exist_Non-FBC_NoCtrl & ACI & DSI & DRET | 0 | 0 | 0 | 0 | 0 | 0 | 0
00 Ret.Exist_Non-FBC_NoCtrl & ACI & DSI & GPM | 0 | 0 | 0 | 0 | 0 | 0 | 0
00 Ret.Exist_Non-FBC_NoCtrl & ACI & DSI & GPM & C2G | 0 | 0 | 0 | 0 | 0 | 0 | 0
00 Ret.Exist_Non-FBC_NoCtrl & ACI & DSI & GPM & C2G & SCR | 0 | 0 | 0 | 0 | 0 | 0 | 0
00 Ret.Exist_Non-FBC_NoCtrl & ACI & DSI & GPM & DRET | 0 | 0 | 0 | 0 | 0 | 0 | 0
00 Ret.Exist_Non-FBC_NoCtrl & ACI & DSI & GPM & NGC | 0 | 0 | 0 | 0 | 0 | 0 | 0
00 Ret.Exist_Non-FBC_NoCtrl & ACI & DSI & GPM & SCR | 0 | 0 | 0 | 0 | 0 | 0 | 0
00 Ret.Exist_Non-FBC_NoCtrl & ACI & DSI & GPM & SCR & DRET | 0 | 0 | 0 | 0 | 0 | 0 | 0
00 Ret.Exist_Non-FBC_NoCtrl & ACI & DSI & GPM & SCR & NGC | 0 | 0 | 0 | 0 | 0 | 0 | 0
00 Ret.Exist_Non-FBC_NoCtrl & ACI & DSI & GPM & SNCR | 0 | 0 | 0 | 0 | 0 | 0 | 0
00 Ret.Exist_Non-FBC_NoCtrl & ACI & DSI & GPM & SNCR & DRET | 0 | 0 | 0 | 0 | 0 | 0 | 0
00 Ret.Exist_Non-FBC_NoCtrl & ACI & DSI & GPM & SNCR & NGC | 0 | 0 | 0 | 0 | 0 | 0 | 0
00 Ret.Exist_Non-FBC_NoCtrl & ACI & DSI & GPM & WetFGD & SCR & CCS | 0 | 0 | 0 | 0 | 0 | 0 | 0
00 Ret.Exist_Non-FBC_NoCtrl & ACI & DSI & NGC | 0 | 0 | 0 | 0 | 0 | 0 | 0
00 Ret.Exist_Non-FBC_NoCtrl & ACI & DSI & SCR | 0 | 0 | 0 | 0 | 0 | 0 | 0
00 Ret.Exist_Non-FBC_NoCtrl & ACI & DSI & SCR & DRET | 0 | 0 | 0 | 0 | 0 | 0 | 0
00 Ret.Exist_Non-FBC_NoCtrl & ACI & DSI & SCR & NGC | 0 | 0 | 0 | 0 | 0 | 0 | 0
00 Ret.Exist_Non-FBC_NoCtrl & ACI & DSI & SNCR | 0 | 0 | 0 | 0 | 0 | 0 | 0
00 Ret.Exist_Non-FBC_NoCtrl & ACI & DSI & SNCR & DRET | 0 | 0 | 0 | 0 | 0 | 0 | 0
00 Ret.Exist_Non-FBC_NoCtrl & ACI & DSI & SNCR & NGC | 0 | 0 | 0 | 0 | 0 | 0 | 0
00 Ret.Exist_Non-FBC_NoCtrl & ACI & DSI & WetFGD & SCR & CCS | 0 | 0 | 0 | 0 | 0 | 0 | 0
00 Ret.Exist_Non-FBC_NoCtrl & ACI & GPM | 0 | 0 | 0 | 0 | 0 | 0 | 0
00 Ret.Exist_Non-FBC_NoCtrl & ACI & GPM & C2G | 0 | 0 | 0 | 0 | 0 | 0 | 0
00 Ret.Exist_Non-FBC_NoCtrl & ACI & GPM & C2G & SCR | 0 | 0 | 0 | 0 | 0 | 0 | 0
00 Ret.Exist_Non-FBC_NoCtrl & ACI & GPM & DRET | 0 | 0 | 0 | 0 | 0 | 0 | 0
00 Ret.Exist_Non-FBC_NoCtrl & ACI & GPM & NGC | 0 | 0 | 0 | 0 | 0 | 0 | 0
00 Ret.Exist_Non-FBC_NoCtrl & ACI & GPM & SCR | 0 | 0 | 0 | 0 | 0 | 0 | 0
00 Ret.Exist_Non-FBC_NoCtrl & ACI & GPM & SCR & DRET | 0 | 0 | 0 | 0 | 0 | 0 | 0
00 Ret.Exist_Non-FBC_NoCtrl & ACI & GPM & SCR & NGC | 0 | 0 | 0 | 0 | 0 | 0 | 0
00 Ret.Exist_Non-FBC_NoCtrl & ACI & GPM & SNCR | 0 | 0 | 0 | 0 | 0 | 0 | 0
00 Ret.Exist_Non-FBC_NoCtrl & ACI & GPM & SNCR & DRET | 0 | 0 | 0 | 0 | 0 | 0 | 0
00 Ret.Exist_Non-FBC_NoCtrl & ACI & GPM & SNCR & NGC | 0 | 0 | 0 | 0 | 0 | 0 | 0
00 Ret.Exist_Non-FBC_NoCtrl & ACI & GPM & WetFGD & SCR & CCS | 0 | 0 | 0 | 0 | 0 | 0 | 0
00 Ret.Exist_Non-FBC_NoCtrl & ACI & NGC | 0 | 0 | 0 | 0 | 0 | 0 | 0
00 Ret.Exist_Non-FBC_NoCtrl & ACI & SCR | 0 | 0 | 0 | 0 | 0 | 0 | 0
00 Ret.Exist_Non-FBC_NoCtrl & ACI & SCR & DRET | 0 | 0 | 0 | 0 | 0 | 0 | 0
00 Ret.Exist_Non-FBC_NoCtrl & ACI & SCR & NGC | 0 | 0 | 0 | 0 | 0 | 0 | 0
00 Ret.Exist_Non-FBC_NoCtrl & ACI & SNCR | 0 | 0 | 0 | 0 | 0 | 0 | 0
00 Ret.Exist_Non-FBC_NoCtrl & ACI & SNCR & DRET | 0 | 0 | 0 | 0 | 0 | 0 | 0
00 Ret.Exist_Non-FBC_NoCtrl & ACI & SNCR & NGC | 0 | 0 | 0 | 0 | 0 | 0 | 0
00 Ret.Exist_Non-FBC_NoCtrl & ACI & WetFGD & SCR & CCS | 0 | 0 | 0 | 0 | 0 | 0 | 0
00 Ret.Exist_Non-FBC_NoCtrl & C2G | 0 | 0 | 0 | 0 | 0 | 0 | 0
00 Ret.Exist_Non-FBC_NoCtrl & C2G & SCR | 0 | 0 | 0 | 0 | 0 | 0 | 0
00 Ret.Exist_Non-FBC_NoCtrl & DCCS | 0 | 0 | 0 | 0 | 0 | 0 | 0
00 Ret.Exist_Non-FBC_NoCtrl & DCCS & WetFGD & SCR & CCS | 0 | 0 | 0 | 0 | 0 | 0 | 0
00 Ret.Exist_Non-FBC_NoCtrl & DRET | 0 | 0 | 0 | 0 | 0 | 0 | 0
00 Ret.Exist_Non-FBC_NoCtrl & DSI | 0 | 0 | 0 | 0 | 0 | 0 | 0
00 Ret.Exist_Non-FBC_NoCtrl & DSI & C2G | 0 | 0 | 0 | 0 | 0 | 0 | 0
00 Ret.Exist_Non-FBC_NoCtrl & DSI & C2G & SCR | 0 | 0 | 0 | 0 | 0 | 0 | 0
00 Ret.Exist_Non-FBC_NoCtrl & DSI & DRET | 0 | 0 | 0 | 0 | 0 | 0 | 0
00 Ret.Exist_Non-FBC_NoCtrl & DSI & GPM | 0 | 0 | 0 | 0 | 0 | 0 | 0
00 Ret.Exist_Non-FBC_NoCtrl & DSI & GPM & C2G | 0 | 0 | 0 | 0 | 0 | 0 | 0
00 Ret.Exist_Non-FBC_NoCtrl & DSI & GPM & C2G & SCR | 0 | 0 | 0 | 0 | 0 | 0 | 0
00 Ret.Exist_Non-FBC_NoCtrl & DSI & GPM & DRET | 0 | 0 | 0 | 0 | 0 | 0 | 0
00 Ret.Exist_Non-FBC_NoCtrl & DSI & GPM & NGC | 0 | 0 | 0 | 0 | 0 | 0 | 0
00 Ret.Exist_Non-FBC_NoCtrl & DSI & GPM & SCR | 0 | 0 | 0 | 0 | 0 | 0 | 0
00 Ret.Exist_Non-FBC_NoCtrl & DSI & GPM & SCR & DRET | 0 | 0 | 0 | 0 | 0 | 0 | 0
00 Ret.Exist_Non-FBC_NoCtrl & DSI & GPM & SCR & NGC | 0 | 0 | 0 | 0 | 0 | 0 | 0
00 Ret.Exist_Non-FBC_NoCtrl & DSI & GPM & SNCR | 0 | 0 | 0 | 0 | 0 | 0 | 0
00 Ret.Exist_Non-FBC_NoCtrl & DSI & GPM & SNCR & DRET | 0 | 0 | 0 | 0 | 0 | 0 | 0
00 Ret.Exist_Non-FBC_NoCtrl & DSI & GPM & SNCR & NGC | 0 | 0 | 0 | 0 | 0 | 0 | 0
00 Ret.Exist_Non-FBC_NoCtrl & DSI & GPM & WetFGD & SCR & CCS | 0 | 0 | 0 | 0 | 0 | 0 | 0
00 Ret.Exist_Non-FBC_NoCtrl & DSI & NGC | 0 | 0 | 0 | 0 | 0 | 0 | 0
00 Ret.Exist_Non-FBC_NoCtrl & DSI & SCR | 0 | 0 | 0 | 0 | 0 | 0 | 0
00 Ret.Exist_Non-FBC_NoCtrl & DSI & SCR & DRET | 0 | 0 | 0 | 0 | 0 | 0 | 0
00 Ret.Exist_Non-FBC_NoCtrl & DSI & SCR & NGC | 0 | 0 | 0 | 0 | 0 | 0 | 0
00 Ret.Exist_Non-FBC_NoCtrl & DSI & SNCR | 0 | 0 | 0 | 0 | 0 | 0 | 0
00 Ret.Exist_Non-FBC_NoCtrl & DSI & SNCR & DRET | 0 | 0 | 0 | 0 | 0 | 0 | 0
00 Ret.Exist_Non-FBC_NoCtrl & DSI & SNCR & NGC | 0 | 0 | 0 | 0 | 0 | 0 | 0
00 Ret.Exist_Non-FBC_NoCtrl & DSI & WetFGD & SCR & CCS | 0 | 0 | 0 | 0 | 0 | 0 | 0
00 Ret.Exist_Non-FBC_NoCtrl & GPM | 0 | 0 | 0 | 0 | 0 | 0 | 0
00 Ret.Exist_Non-FBC_NoCtrl & GPM & C2G | 0 | 0 | 0 | 0 | 0 | 0 | 0
00 Ret.Exist_Non-FBC_NoCtrl & GPM & C2G & SCR | 0 | 0 | 0 | 0 | 0 | 0 | 0
00 Ret.Exist_Non-FBC_NoCtrl & GPM & DRET | 0 | 0 | 0 | 0 | 0 | 0 | 0
00 Ret.Exist_Non-FBC_NoCtrl & GPM & NGC | 0 | 0 | 0 | 0 | 0 | 0 | 0
00 Ret.Exist_Non-FBC_NoCtrl & GPM & SCR | 0 | 0 | 0 | 0 | 0 | 0 | 0
00 Ret.Exist_Non-FBC_NoCtrl & GPM & SCR & DRET | 0 | 0 | 0 | 0 | 0 | 0 | 0
00 Ret.Exist_Non-FBC_NoCtrl & GPM & SCR & NGC | 0 | 0 | 0 | 0 | 0 | 0 | 0
00 Ret.Exist_Non-FBC_NoCtrl & GPM & SNCR | 0 | 0 | 0 | 0 | 0 | 0 | 0
00 Ret.Exist_Non-FBC_NoCtrl & GPM & SNCR & DRET | 0 | 0 | 0 | 0 | 0 | 0 | 0
00 Ret.Exist_Non-FBC_NoCtrl & GPM & SNCR & NGC | 0 | 0 | 0 | 0 | 0 | 0 | 0
00 Ret.Exist_Non-FBC_NoCtrl & GPM & WetFGD & SCR & CCS | 0 | 0 | 0 | 0 | 0 | 0 | 0
00 Ret.Exist_Non-FBC_NoCtrl & NGC | 0 | 0 | 0 | 0 | 0 | 0 | 0
00 Ret.Exist_Non-FBC_NoCtrl & SCR | 0 | 0 | 0 | 0 | 0 | 0 | 0
00 Ret.Exist_Non-FBC_NoCtrl & SCR & C2G | 0 | 0 | 0 | 0 | 0 | 0 | 0
00 Ret.Exist_Non-FBC_NoCtrl & SCR & DRET | 0 | 0 | 0 | 0 | 0 | 0 | 0
00 Ret.Exist_Non-FBC_NoCtrl & SCR & NGC | 0 | 0 | 0 | 0 | 0 | 0 | 0
00 Ret.Exist_Non-FBC_NoCtrl & SCR & WetFGD & CCS | 0 | 0 | 0 | 0 | 0 | 0 | 0
00 Ret.Exist_Non-FBC_NoCtrl & SNCR | 0 | 0 | 0 | 0 | 0 | 0 | 0
00 Ret.Exist_Non-FBC_NoCtrl & SNCR & C2G | 0 | 0 | 0 | 0 | 0 | 0 | 0
00 Ret.Exist_Non-FBC_NoCtrl & SNCR & DRET | 0 | 0 | 0 | 0 | 0 | 0 | 0
00 Ret.Exist_Non-FBC_NoCtrl & SNCR & NGC | 0 | 0 | 0 | 0 | 0 | 0 | 0
00 Ret.Exist_Non-FBC_SCR_ACI & C2G | 0 | 0 | 0 | 0 | 0 | 0 | 0
00 Ret.Exist_Non-FBC_SCR_ACI & DCCS | 0 | 0 | 0 | 0 | 0 | 0 | 0
00 Ret.Exist_Non-FBC_SCR_ACI & DCCS & WetFGD & CCS | 0 | 0 | 0 | 0 | 0 | 0 | 0
00 Ret.Exist_Non-FBC_SCR_ACI & DRET | 0 | 0 | 0 | 0 | 0 | 0 | 0
00 Ret.Exist_Non-FBC_SCR_ACI & DSI | 0 | 0 | 0 | 0 | 0 | 0 | 0
00 Ret.Exist_Non-FBC_SCR_ACI & DSI & C2G | 0 | 0 | 0 | 0 | 0 | 0 | 0
00 Ret.Exist_Non-FBC_SCR_ACI & DSI & DRET | 0 | 0 | 0 | 0 | 0 | 0 | 0
00 Ret.Exist_Non-FBC_SCR_ACI & DSI & GPM | 0 | 0 | 0 | 0 | 0 | 0 | 0
00 Ret.Exist_Non-FBC_SCR_ACI & DSI & GPM & C2G | 0 | 0 | 0 | 0 | 0 | 0 | 0
00 Ret.Exist_Non-FBC_SCR_ACI & DSI & GPM & DRET | 0 | 0 | 0 | 0 | 0 | 0 | 0
00 Ret.Exist_Non-FBC_SCR_ACI & DSI & GPM & NGC | 0 | 0 | 0 | 0 | 0 | 0 | 0
00 Ret.Exist_Non-FBC_SCR_ACI & DSI & GPM & WetFGD & CCS | 0 | 0 | 0 | 0 | 0 | 0 | 0
00 Ret.Exist_Non-FBC_SCR_ACI & DSI & NGC | 0 | 0 | 0 | 0 | 0 | 0 | 0
00 Ret.Exist_Non-FBC_SCR_ACI & DSI & WetFGD & CCS | 0 | 0 | 0 | 0 | 0 | 0 | 0
00 Ret.Exist_Non-FBC_SCR_ACI & GPM | 0 | 0 | 0 | 0 | 0 | 0 | 0
00 Ret.Exist_Non-FBC_SCR_ACI & GPM & C2G | 0 | 0 | 0 | 0 | 0 | 0 | 0
00 Ret.Exist_Non-FBC_SCR_ACI & GPM & DRET | 0 | 0 | 0 | 0 | 0 | 0 | 0
00 Ret.Exist_Non-FBC_SCR_ACI & GPM & NGC | 0 | 0 | 0 | 0 | 0 | 0 | 0
00 Ret.Exist_Non-FBC_SCR_ACI & GPM & WetFGD & CCS | 0 | 0 | 0 | 0 | 0 | 0 | 0
00 Ret.Exist_Non-FBC_SCR_ACI & NGC | 0 | 0 | 0 | 0 | 0 | 0 | 0
00 Ret.Exist_Non-FBC_SCR_ACI & WetFGD & CCS | 0 | 0 | 0 | 0 | 0 | 0 | 0
00 Ret.Exist_Non-FBC_SCR_ACI_DSI & C2G | 0 | 0 | 0 | 0 | 0 | 0 | 0
00 Ret.Exist_Non-FBC_SCR_ACI_DSI & DCCS | 0 | 0 | 0 | 0 | 0 | 0 | 0
00 Ret.Exist_Non-FBC_SCR_ACI_DSI & DCCS & WetFGD & CCS | 0 | 0 | 0 | 0 | 0 | 0 | 0
00 Ret.Exist_Non-FBC_SCR_ACI_DSI & DRET | 0 | 0 | 0 | 0 | 0 | 0 | 0
00 Ret.Exist_Non-FBC_SCR_ACI_DSI & GPM | 0 | 0 | 0 | 0 | 0 | 0 | 0
00 Ret.Exist_Non-FBC_SCR_ACI_DSI & GPM & C2G | 0 | 0 | 0 | 0 | 0 | 0 | 0
00 Ret.Exist_Non-FBC_SCR_ACI_DSI & GPM & DRET | 0 | 0 | 0 | 0 | 0 | 0 | 0
00 Ret.Exist_Non-FBC_SCR_ACI_DSI & GPM & NGC | 0 | 0 | 0 | 0 | 0 | 0 | 0
00 Ret.Exist_Non-FBC_SCR_ACI_DSI & GPM & WetFGD & CCS | 0 | 0 | 0 | 0 | 0 | 0 | 0
00 Ret.Exist_Non-FBC_SCR_ACI_DSI & NGC | 0 | 0 | 0 | 0 | 0 | 0 | 0
00 Ret.Exist_Non-FBC_SCR_ACI_DSI & WetFGD & CCS | 0 | 0 | 0 | 0 | 0 | 0 | 0
00 Ret.Exist_Non-FBC_SNCR_ACI & C2G | 0 | 0 | 0 | 0 | 0 | 0 | 0
00 Ret.Exist_Non-FBC_SNCR_ACI & C2G & SCR | 0 | 0 | 0 | 0 | 0 | 0 | 0
00 Ret.Exist_Non-FBC_SNCR_ACI & DRET | 0 | 0 | 0 | 0 | 0 | 0 | 0
00 Ret.Exist_Non-FBC_SNCR_ACI & DSI | 0 | 0 | 0 | 0 | 0 | 0 | 0
00 Ret.Exist_Non-FBC_SNCR_ACI & DSI & C2G | 0 | 0 | 0 | 0 | 0 | 0 | 0
00 Ret.Exist_Non-FBC_SNCR_ACI & DSI & C2G & SCR | 0 | 0 | 0 | 0 | 0 | 0 | 0
00 Ret.Exist_Non-FBC_SNCR_ACI & DSI & DRET | 0 | 0 | 0 | 0 | 0 | 0 | 0
00 Ret.Exist_Non-FBC_SNCR_ACI & DSI & NGC | 0 | 0 | 0 | 0 | 0 | 0 | 0
00 Ret.Exist_Non-FBC_SNCR_ACI & DSI & SCR | 0 | 0 | 0 | 0 | 0 | 0 | 0
00 Ret.Exist_Non-FBC_SNCR_ACI & DSI & SCR & DRET | 0 | 0 | 0 | 0 | 0 | 0 | 0
00 Ret.Exist_Non-FBC_SNCR_ACI & DSI & SCR & NGC | 0 | 0 | 0 | 0 | 0 | 0 | 0
00 Ret.Exist_Non-FBC_SNCR_ACI & DSI & WetFGD & SCR & CCS | 0 | 0 | 0 | 0 | 0 | 0 | 0
00 Ret.Exist_Non-FBC_SNCR_ACI & GPM | 0 | 0 | 0 | 0 | 0 | 0 | 0
00 Ret.Exist_Non-FBC_SNCR_ACI & GPM & C2G | 0 | 0 | 0 | 0 | 0 | 0 | 0
00 Ret.Exist_Non-FBC_SNCR_ACI & GPM & C2G & SCR | 0 | 0 | 0 | 0 | 0 | 0 | 0
00 Ret.Exist_Non-FBC_SNCR_ACI & GPM & DRET | 0 | 0 | 0 | 0 | 0 | 0 | 0
00 Ret.Exist_Non-FBC_SNCR_ACI & GPM & NGC | 0 | 0 | 0 | 0 | 0 | 0 | 0
00 Ret.Exist_Non-FBC_SNCR_ACI & GPM & SCR | 0 | 0 | 0 | 0 | 0 | 0 | 0
00 Ret.Exist_Non-FBC_SNCR_ACI & GPM & SCR & DRET | 0 | 0 | 0 | 0 | 0 | 0 | 0
00 Ret.Exist_Non-FBC_SNCR_ACI & GPM & SCR & NGC | 0 | 0 | 0 | 0 | 0 | 0 | 0
00 Ret.Exist_Non-FBC_SNCR_ACI & GPM & WetFGD & SCR & CCS | 0 | 0 | 0 | 0 | 0 | 0 | 0
00 Ret.Exist_Non-FBC_SNCR_ACI & NGC | 0 | 0 | 0 | 0 | 0 | 0 | 0
00 Ret.Exist_Non-FBC_SNCR_ACI & SCR | 0 | 0 | 0 | 0 | 0 | 0 | 0
00 Ret.Exist_Non-FBC_SNCR_ACI & SCR & C2G | 0 | 0 | 0 | 0 | 0 | 0 | 0
00 Ret.Exist_Non-FBC_SNCR_ACI & SCR & DRET | 0 | 0 | 0 | 0 | 0 | 0 | 0
00 Ret.Exist_Non-FBC_SNCR_ACI & SCR & NGC | 0 | 0 | 0 | 0 | 0 | 0 | 0
00 Ret.Exist_Non-FBC_SNCR_ACI & SCR & WetFGD & CCS | 0 | 0 | 0 | 0 | 0 | 0 | 0
00 Ret.Exist_Non-FBC_SNCR_ACI_DSI & C2G | 0 | 0 | 0 | 0 | 0 | 0 | 0
00 Ret.Exist_Non-FBC_SNCR_ACI_DSI & C2G & SCR | 0 | 0 | 0 | 0 | 0 | 0 | 0
00 Ret.Exist_Non-FBC_SNCR_ACI_DSI & DCCS | 0 | 0 | 0 | 0 | 0 | 0 | 0
00 Ret.Exist_Non-FBC_SNCR_ACI_DSI & DCCS & WetFGD & SCR & CCS | 0 | 0 | 0 | 0 | 0 | 0 | 0
00 Ret.Exist_Non-FBC_SNCR_ACI_DSI & DRET | 0 | 0 | 0 | 0 | 0 | 0 | 0
00 Ret.Exist_Non-FBC_SNCR_ACI_DSI & GPM | 0 | 0 | 0 | 0 | 0 | 0 | 0
00 Ret.Exist_Non-FBC_SNCR_ACI_DSI & GPM & C2G | 0 | 0 | 0 | 0 | 0 | 0 | 0
00 Ret.Exist_Non-FBC_SNCR_ACI_DSI & GPM & C2G & SCR | 0 | 0 | 0 | 0 | 0 | 0 | 0
00 Ret.Exist_Non-FBC_SNCR_ACI_DSI & GPM & DRET | 0 | 0 | 0 | 0 | 0 | 0 | 0
00 Ret.Exist_Non-FBC_SNCR_ACI_DSI & GPM & NGC | 0 | 0 | 0 | 0 | 0 | 0 | 0
00 Ret.Exist_Non-FBC_SNCR_ACI_DSI & GPM & SCR | 0 | 0 | 0 | 0 | 0 | 0 | 0
00 Ret.Exist_Non-FBC_SNCR_ACI_DSI & GPM & SCR & DRET | 0 | 0 | 0 | 0 | 0 | 0 | 0
00 Ret.Exist_Non-FBC_SNCR_ACI_DSI & GPM & SCR & NGC | 0 | 0 | 0 | 0 | 0 | 0 | 0
00 Ret.Exist_Non-FBC_SNCR_ACI_DSI & GPM & WetFGD & SCR & CCS | 0 | 0 | 0 | 0 | 0 | 0 | 0
00 Ret.Exist_Non-FBC_SNCR_ACI_DSI & NGC | 0 | 0 | 0 | 0 | 0 | 0 | 0
00 Ret.Exist_Non-FBC_SNCR_ACI_DSI & SCR | 0 | 0 | 0 | 0 | 0 | 0 | 0
00 Ret.Exist_Non-FBC_SNCR_ACI_DSI & SCR & C2G | 0 | 0 | 0 | 0 | 0 | 0 | 0
00 Ret.Exist_Non-FBC_SNCR_ACI_DSI & SCR & DRET | 0 | 0 | 0 | 0 | 0 | 0 | 0
00 Ret.Exist_Non-FBC_SNCR_ACI_DSI & SCR & NGC | 0 | 0 | 0 | 0 | 0 | 0 | 0
00 Ret.Exist_Non-FBC_SNCR_ACI_DSI & SCR & WetFGD & CCS | 0 | 0 | 0 | 0 | 0 | 0 | 0
00 Ret.Exist_Non-FBC_WetFGD & ACI | 0 | 0 | 0 | 0 | 0 | 0 | 0
00 Ret.Exist_Non-FBC_WetFGD & ACI & C2G | 0 | 0 | 0 | 0 | 0 | 0 | 0
00 Ret.Exist_Non-FBC_WetFGD & ACI & C2G & SCR | 0 | 0 | 0 | 0 | 0 | 0 | 0
00 Ret.Exist_Non-FBC_WetFGD & ACI & DRET | 0 | 0 | 0 | 0 | 0 | 0 | 0
00 Ret.Exist_Non-FBC_WetFGD & ACI & GPM | 0 | 0 | 0 | 0 | 0 | 0 | 0
00 Ret.Exist_Non-FBC_WetFGD & ACI & GPM & C2G | 0 | 0 | 0 | 0 | 0 | 0 | 0
00 Ret.Exist_Non-FBC_WetFGD & ACI & GPM & C2G & SCR | 0 | 0 | 0 | 0 | 0 | 0 | 0
00 Ret.Exist_Non-FBC_WetFGD & ACI & GPM & DRET | 0 | 0 | 0 | 0 | 0 | 0 | 0
00 Ret.Exist_Non-FBC_WetFGD & ACI & GPM & NGC | 0 | 0 | 0 | 0 | 0 | 0 | 0
00 Ret.Exist_Non-FBC_WetFGD & ACI & GPM & SCR | 0 | 0 | 0 | 0 | 0 | 0 | 0
00 Ret.Exist_Non-FBC_WetFGD & ACI & GPM & SCR & CCS | 0 | 0 | 0 | 0 | 0 | 0 | 0
00 Ret.Exist_Non-FBC_WetFGD & ACI & GPM & SCR & DRET | 0 | 0 | 0 | 0 | 0 | 0 | 0
00 Ret.Exist_Non-FBC_WetFGD & ACI & GPM & SCR & NGC | 0 | 0 | 0 | 0 | 0 | 0 | 0
00 Ret.Exist_Non-FBC_WetFGD & ACI & GPM & SNCR | 0 | 0 | 0 | 0 | 0 | 0 | 0
00 Ret.Exist_Non-FBC_WetFGD & ACI & GPM & SNCR & DRET | 0 | 0 | 0 | 0 | 0 | 0 | 0
00 Ret.Exist_Non-FBC_WetFGD & ACI & GPM & SNCR & NGC | 0 | 0 | 0 | 0 | 0 | 0 | 0
00 Ret.Exist_Non-FBC_WetFGD & ACI & NGC | 0 | 0 | 0 | 0 | 0 | 0 | 0
00 Ret.Exist_Non-FBC_WetFGD & ACI & SCR | 0 | 0 | 0 | 0 | 0 | 0 | 0
00 Ret.Exist_Non-FBC_WetFGD & ACI & SCR & CCS | 0 | 0 | 0 | 0 | 0 | 0 | 0
00 Ret.Exist_Non-FBC_WetFGD & ACI & SCR & DRET | 0 | 0 | 0 | 0 | 0 | 0 | 0
00 Ret.Exist_Non-FBC_WetFGD & ACI & SCR & NGC | 0 | 0 | 0 | 0 | 0 | 0 | 0
00 Ret.Exist_Non-FBC_WetFGD & ACI & SNCR | 0 | 0 | 0 | 0 | 0 | 0 | 0
00 Ret.Exist_Non-FBC_WetFGD & ACI & SNCR & DRET | 0 | 0 | 0 | 0 | 0 | 0 | 0
00 Ret.Exist_Non-FBC_WetFGD & ACI & SNCR & NGC | 0 | 0 | 0 | 0 | 0 | 0 | 0
00 Ret.Exist_Non-FBC_WetFGD & C2G | 0 | 0 | 0 | 0 | 0 | 0 | 0
00 Ret.Exist_Non-FBC_WetFGD & C2G & SCR | 0 | 0 | 0 | 0 | 0 | 0 | 0
00 Ret.Exist_Non-FBC_WetFGD & DRET | 0 | 0 | 0 | 0 | 0 | 0 | 0
00 Ret.Exist_Non-FBC_WetFGD & DCCS | 0 | 0 | 0 | 0 | 0 | 0 | 0
00 Ret.Exist_Non-FBC_WetFGD & DCCS & SCR & CCS | 0 | 0 | 0 | 0 | 0 | 0 | 0
00 Ret.Exist_Non-FBC_WetFGD & GPM | 0 | 0 | 0 | 0 | 0 | 0 | 0
00 Ret.Exist_Non-FBC_WetFGD & GPM & C2G | 0 | 0 | 0 | 0 | 0 | 0 | 0
00 Ret.Exist_Non-FBC_WetFGD & GPM & C2G & SCR | 0 | 0 | 0 | 0 | 0 | 0 | 0
00 Ret.Exist_Non-FBC_WetFGD & GPM & DRET | 0 | 0 | 0 | 0 | 0 | 0 | 0
00 Ret.Exist_Non-FBC_WetFGD & GPM & NGC | 0 | 0 | 0 | 0 | 0 | 0 | 0
00 Ret.Exist_Non-FBC_WetFGD & GPM & SCR | 0 | 0 | 0 | 0 | 0 | 0 | 0
00 Ret.Exist_Non-FBC_WetFGD & GPM & SCR & CCS | 0 | 0 | 0 | 0 | 0 | 0 | 0
00 Ret.Exist_Non-FBC_WetFGD & GPM & SCR & DRET | 0 | 0 | 0 | 0 | 0 | 0 | 0
00 Ret.Exist_Non-FBC_WetFGD & GPM & SCR & NGC | 0 | 0 | 0 | 0 | 0 | 0 | 0
00 Ret.Exist_Non-FBC_WetFGD & GPM & SNCR | 0 | 0 | 0 | 0 | 0 | 0 | 0
00 Ret.Exist_Non-FBC_WetFGD & GPM & SNCR & DRET | 0 | 0 | 0 | 0 | 0 | 0 | 0
00 Ret.Exist_Non-FBC_WetFGD & GPM & SNCR & NGC | 0 | 0 | 0 | 0 | 0 | 0 | 0
00 Ret.Exist_Non-FBC_WetFGD & NGC | 0 | 0 | 0 | 0 | 0 | 0 | 0
00 Ret.Exist_Non-FBC_WetFGD & SCR | 0 | 0 | 0 | 0 | 0 | 0 | 0
00 Ret.Exist_Non-FBC_WetFGD & SCR & C2G | 0 | 0 | 0 | 0 | 0 | 0 | 0
00 Ret.Exist_Non-FBC_WetFGD & SCR & CCS | 0 | 0 | 0 | 0 | 0 | 0 | 0
00 Ret.Exist_Non-FBC_WetFGD & SCR & DRET | 0 | 0 | 0 | 0 | 0 | 0 | 0
00 Ret.Exist_Non-FBC_WetFGD & SCR & NGC | 0 | 0 | 0 | 0 | 0 | 0 | 0
00 Ret.Exist_Non-FBC_WetFGD & SNCR | 0 | 0 | 0 | 0 | 0 | 0 | 0
00 Ret.Exist_Non-FBC_WetFGD & SNCR & C2G | 0 | 0 | 0 | 0 | 0 | 0 | 0
00 Ret.Exist_Non-FBC_WetFGD & SNCR & DRET | 0 | 0 | 0 | 0 | 0 | 0 | 0
00 Ret.Exist_Non-FBC_WetFGD & SNCR & NGC | 0 | 0 | 0 | 0 | 0 | 0 | 0
00 Ret.Exist_Non-FBC_WetFGD_ACI & C2G | 187.464 | 187.464 | 187.464 | 187.464 | 187.464 | 187.464 | 187.464
00 Ret.Exist_Non-FBC_WetFGD_ACI & C2G & SCR | 0 | 0 | 0 | 0 | 0 | 0 | 0
00 Ret.Exist_Non-FBC_WetFGD_ACI & DCCS | 0 | 0 | 0 | 0 | 0 | 0 | 0
00 Ret.Exist_Non-FBC_WetFGD_ACI & DCCS & SCR & CCS | 0 | 0 | 0 | 0 | 0 | 0 | 0
00 Ret.Exist_Non-FBC_WetFGD_ACI & DRET | 0 | 0 | 0 | 0 | 0 | 0 | 0
00 Ret.Exist_Non-FBC_WetFGD_ACI & GPM | 0 | 15162.3766 | 15588.0675 | 15588.0675 | 14717.9521 | 14371.8078 | 14371.8078
00 Ret.Exist_Non-FBC_WetFGD_ACI & GPM & C2G | 0 | 0 | 0 | 0 | 0 | 0 | 0
00 Ret.Exist_Non-FBC_WetFGD_ACI & GPM & C2G & SCR | 0 | 0 | 0 | 0 | 0 | 0 | 0
00 Ret.Exist_Non-FBC_WetFGD_ACI & GPM & DRET | 0 | 0 | 0 | 0 | 0 | 0 | 0
00 Ret.Exist_Non-FBC_WetFGD_ACI & GPM & NGC | 0 | 0 | 0 | 0 | 0 | 0 | 0
00 Ret.Exist_Non-FBC_WetFGD_ACI & GPM & SCR | 0 | 0 | 0 | 0 | 0 | 0 | 0
00 Ret.Exist_Non-FBC_WetFGD_ACI & GPM & SCR & CCS | 0 | 0 | 0 | 0 | 0 | 0 | 0
00 Ret.Exist_Non-FBC_WetFGD_ACI & GPM & SCR & DRET | 0 | 0 | 0 | 0 | 0 | 0 | 0
00 Ret.Exist_Non-FBC_WetFGD_ACI & GPM & SCR & NGC | 0 | 0 | 0 | 0 | 0 | 0 | 0
00 Ret.Exist_Non-FBC_WetFGD_ACI & GPM & SNCR | 0 | 0 | 0 | 0 | 0 | 0 | 0
00 Ret.Exist_Non-FBC_WetFGD_ACI & GPM & SNCR & DRET | 0 | 0 | 0 | 0 | 0 | 0 | 0
00 Ret.Exist_Non-FBC_WetFGD_ACI & GPM & SNCR & NGC | 0 | 0 | 0 | 0 | 0 | 0 | 0
00 Ret.Exist_Non-FBC_WetFGD_ACI & NGC | 0 | 0 | 0 | 0 | 0 | 0 | 0
00 Ret.Exist_Non-FBC_WetFGD_ACI & SCR | 596.9107 | 2528.3471 | 2528.3471 | 2528.3471 | 2528.3471 | 2528.3471 | 2528.3471
00 Ret.Exist_Non-FBC_WetFGD_ACI & SCR & C2G | 0 | 0 | 0 | 0 | 0 | 0 | 0
00 Ret.Exist_Non-FBC_WetFGD_ACI & SCR & CCS | 0 | 0 | 6074.5083 | 6074.5083 | 4334.0655 | 0 | 0
00 Ret.Exist_Non-FBC_WetFGD_ACI & SCR & DRET | 0 | 0 | 0 | 0 | 0 | 0 | 0
00 Ret.Exist_Non-FBC_WetFGD_ACI & SCR & NGC | 0 | 0 | 0 | 0 | 0 | 0 | 0
00 Ret.Exist_Non-FBC_WetFGD_ACI & SNCR | 0 | 0 | 0 | 0 | 0 | 0 | 0
00 Ret.Exist_Non-FBC_WetFGD_ACI & SNCR & C2G | 0 | 0 | 0 | 0 | 0 | 0 | 0
00 Ret.Exist_Non-FBC_WetFGD_ACI & SNCR & DRET | 0 | 0 | 0 | 0 | 0 | 0 | 0
00 Ret.Exist_Non-FBC_WetFGD_ACI & SNCR & NGC | 0 | 0 | 0 | 0 | 0 | 0 | 0
00 Ret.Exist_Non-FBC_WetFGD_ACI_DSI & C2G | 0 | 0 | 0 | 0 | 0 | 0 | 0
00 Ret.Exist_Non-FBC_WetFGD_ACI_DSI & C2G & SCR | 0 | 0 | 0 | 0 | 0 | 0 | 0
00 Ret.Exist_Non-FBC_WetFGD_ACI_DSI & DCCS | 0 | 0 | 0 | 0 | 0 | 0 | 0
00 Ret.Exist_Non-FBC_WetFGD_ACI_DSI & DCCS & SCR & CCS | 0 | 0 | 0 | 0 | 0 | 0 | 0
00 Ret.Exist_Non-FBC_WetFGD_ACI_DSI & DRET | 0 | 0 | 0 | 0 | 0 | 0 | 0
00 Ret.Exist_Non-FBC_WetFGD_ACI_DSI & GPM | 0 | 0 | 0 | 0 | 0 | 0 | 0
00 Ret.Exist_Non-FBC_WetFGD_ACI_DSI & GPM & C2G | 0 | 0 | 0 | 0 | 0 | 0 | 0
00 Ret.Exist_Non-FBC_WetFGD_ACI_DSI & GPM & C2G & SCR | 0 | 0 | 0 | 0 | 0 | 0 | 0
00 Ret.Exist_Non-FBC_WetFGD_ACI_DSI & GPM & DRET | 0 | 0 | 0 | 0 | 0 | 0 | 0
00 Ret.Exist_Non-FBC_WetFGD_ACI_DSI & GPM & NGC | 0 | 0 | 0 | 0 | 0 | 0 | 0
00 Ret.Exist_Non-FBC_WetFGD_ACI_DSI & GPM & SCR | 0 | 0 | 0 | 0 | 0 | 0 | 0
00 Ret.Exist_Non-FBC_WetFGD_ACI_DSI & GPM & SCR & CCS | 0 | 0 | 0 | 0 | 0 | 0 | 0
00 Ret.Exist_Non-FBC_WetFGD_ACI_DSI & GPM & SCR & DRET | 0 | 0 | 0 | 0 | 0 | 0 | 0
00 Ret.Exist_Non-FBC_WetFGD_ACI_DSI & GPM & SCR & NGC | 0 | 0 | 0 | 0 | 0 | 0 | 0
00 Ret.Exist_Non-FBC_WetFGD_ACI_DSI & GPM & SNCR | 0 | 0 | 0 | 0 | 0 | 0 | 0
00 Ret.Exist_Non-FBC_WetFGD_ACI_DSI & GPM & SNCR & DRET | 0 | 0 | 0 | 0 | 0 | 0 | 0
00 Ret.Exist_Non-FBC_WetFGD_ACI_DSI & GPM & SNCR & NGC | 0 | 0 | 0 | 0 | 0 | 0 | 0
00 Ret.Exist_Non-FBC_WetFGD_ACI_DSI & NGC | 0 | 0 | 0 | 0 | 0 | 0 | 0
00 Ret.Exist_Non-FBC_WetFGD_ACI_DSI & SCR | 0 | 0 | 0 | 0 | 0 | 0 | 0
00 Ret.Exist_Non-FBC_WetFGD_ACI_DSI & SCR & C2G | 0 | 0 | 0 | 0 | 0 | 0 | 0
00 Ret.Exist_Non-FBC_WetFGD_ACI_DSI & SCR & CCS | 0 | 0 | 0 | 0 | 0 | 0 | 0
00 Ret.Exist_Non-FBC_WetFGD_ACI_DSI & SCR & DRET | 0 | 0 | 0 | 0 | 0 | 0 | 0
00 Ret.Exist_Non-FBC_WetFGD_ACI_DSI & SCR & NGC | 0 | 0 | 0 | 0 | 0 | 0 | 0
00 Ret.Exist_Non-FBC_WetFGD_ACI_DSI & SNCR | 0 | 0 | 0 | 0 | 0 | 0 | 0
00 Ret.Exist_Non-FBC_WetFGD_ACI_DSI & SNCR & C2G | 0 | 0 | 0 | 0 | 0 | 0 | 0
00 Ret.Exist_Non-FBC_WetFGD_ACI_DSI & SNCR & DRET | 0 | 0 | 0 | 0 | 0 | 0 | 0
00 Ret.Exist_Non-FBC_WetFGD_ACI_DSI & SNCR & NGC | 0 | 0 | 0 | 0 | 0 | 0 | 0
00 Ret.Exist_Non-FBC_WetFGD_SCR & ACI | 0 | 0 | 0 | 0 | 0 | 0 | 0
00 Ret.Exist_Non-FBC_WetFGD_SCR & ACI & C2G | 0 | 0 | 0 | 0 | 0 | 0 | 0
00 Ret.Exist_Non-FBC_WetFGD_SCR & ACI & CCS | 0 | 0 | 0 | 0 | 0 | 0 | 0
00 Ret.Exist_Non-FBC_WetFGD_SCR & DCCS | 0 | 0 | 0 | 0 | 0 | 0 | 0
00 Ret.Exist_Non-FBC_WetFGD_SCR & DCCS & CCS | 0 | 0 | 0 | 0 | 0 | 0 | 0
00 Ret.Exist_Non-FBC_WetFGD_SCR & ACI & DRET | 0 | 0 | 0 | 0 | 0 | 0 | 0
00 Ret.Exist_Non-FBC_WetFGD_SCR & ACI & GPM | 0 | 0 | 0 | 0 | 0 | 0 | 0
00 Ret.Exist_Non-FBC_WetFGD_SCR & ACI & GPM & C2G | 0 | 0 | 0 | 0 | 0 | 0 | 0
00 Ret.Exist_Non-FBC_WetFGD_SCR & ACI & GPM & CCS | 0 | 0 | 0 | 0 | 0 | 0 | 0
00 Ret.Exist_Non-FBC_WetFGD_SCR & ACI & GPM & DRET | 0 | 0 | 0 | 0 | 0 | 0 | 0
00 Ret.Exist_Non-FBC_WetFGD_SCR & ACI & GPM & NGC | 0 | 0 | 0 | 0 | 0 | 0 | 0
00 Ret.Exist_Non-FBC_WetFGD_SCR & ACI & NGC | 0 | 0 | 0 | 0 | 0 | 0 | 0
00 Ret.Exist_Non-FBC_WetFGD_SCR & C2G | 0 | 0 | 0 | 0 | 0 | 0 | 0
00 Ret.Exist_Non-FBC_WetFGD_SCR & CCS | 0 | 2039.3458 | 17563.8116 | 17563.8116 | 537.1037 | 527.3477 | 527.3477
00 Ret.Exist_Non-FBC_WetFGD_SCR & DRET | 0 | 0 | 0 | 0 | 0 | 0 | 0
00 Ret.Exist_Non-FBC_WetFGD_SCR & GPM | 6219.1298 | 29475.1997 | 5298.2575 | 5298.2575 | 5298.2575 | 524.0526 | 524.0526
00 Ret.Exist_Non-FBC_WetFGD_SCR & GPM & C2G | 0 | 0 | 0 | 0 | 0 | 0 | 0
00 Ret.Exist_Non-FBC_WetFGD_SCR & GPM & CCS | 0 | 0 | 14209.3988 | 14209.3988 | 0 | 0 | 0
00 Ret.Exist_Non-FBC_WetFGD_SCR & GPM & DRET | 0 | 0 | 0 | 0 | 0 | 0 | 0
00 Ret.Exist_Non-FBC_WetFGD_SCR & GPM & NGC | 0 | 0 | 0 | 0 | 0 | 0 | 0
00 Ret.Exist_Non-FBC_WetFGD_SCR & NGC | 0 | 0 | 0 | 0 | 0 | 0 | 0
00 Ret.Exist_Non-FBC_WetFGD_SCR_ACI & C2G | 137.532 | 137.532 | 137.532 | 137.532 | 137.532 | 137.532 | 137.532
00 Ret.Exist_Non-FBC_WetFGD_SCR_ACI & CCS | 0 | 0 | 12014.4025 | 12014.4025 | 1504.3294 | 1504.3294 | 1504.3294
00 Ret.Exist_Non-FBC_WetFGD_SCR_ACI & DCCS | 0 | 0 | 0 | 0 | 0 | 0 | 0
00 Ret.Exist_Non-FBC_WetFGD_SCR_ACI & DCCS & CCS | 0 | 0 | 0 | 0 | 0 | 0 | 0
00 Ret.Exist_Non-FBC_WetFGD_SCR_ACI & DRET | 0 | 0 | 0 | 0 | 0 | 0 | 0
00 Ret.Exist_Non-FBC_WetFGD_SCR_ACI & GPM | 7593.3499 | 7684.7479 | 1412.8472 | 1412.8472 | 1412.8472 | 1412.8472 | 1412.8472
00 Ret.Exist_Non-FBC_WetFGD_SCR_ACI & GPM & C2G | 0 | 0 | 0 | 0 | 0 | 0 | 0
00 Ret.Exist_Non-FBC_WetFGD_SCR_ACI & GPM & CCS | 0 | 0 | 4324.499 | 4324.499 | 0 | 0 | 0
00 Ret.Exist_Non-FBC_WetFGD_SCR_ACI & GPM & DRET | 0 | 0 | 0 | 0 | 0 | 0 | 0
00 Ret.Exist_Non-FBC_WetFGD_SCR_ACI & GPM & NGC | 0 | 0 | 0 | 0 | 0 | 0 | 0
00 Ret.Exist_Non-FBC_WetFGD_SCR_ACI & NGC | 0 | 0 | 0 | 0 | 0 | 0 | 0
00 Ret.Exist_Non-FBC_WetFGD_SCR_ACI_DSI & C2G | 0 | 0 | 0 | 0 | 0 | 0 | 0
00 Ret.Exist_Non-FBC_WetFGD_SCR_ACI_DSI & CCS | 0 | 0 | 20274.617 | 20274.617 | 0 | 0 | 0
00 Ret.Exist_Non-FBC_WetFGD_SCR_ACI_DSI & DCCS | 0 | 0 | 0 | 0 | 0 | 0 | 0
00 Ret.Exist_Non-FBC_WetFGD_SCR_ACI_DSI & DCCS & CCS | 0 | 0 | 0 | 0 | 0 | 0 | 0
00 Ret.Exist_Non-FBC_WetFGD_SCR_ACI_DSI & DRET | 0 | 0 | 0 | 0 | 0 | 0 | 0
00 Ret.Exist_Non-FBC_WetFGD_SCR_ACI_DSI & GPM | 2649.9749 | 5785.0515 | 0 | 0 | 0 | 0 | 0
00 Ret.Exist_Non-FBC_WetFGD_SCR_ACI_DSI & GPM & C2G | 0 | 0 | 0 | 0 | 0 | 0 | 0
00 Ret.Exist_Non-FBC_WetFGD_SCR_ACI_DSI & GPM & CCS | 0 | 0 | 4093.4294 | 4093.4294 | 0 | 0 | 0
00 Ret.Exist_Non-FBC_WetFGD_SCR_ACI_DSI & GPM & DRET | 0 | 0 | 0 | 0 | 0 | 0 | 0
00 Ret.Exist_Non-FBC_WetFGD_SCR_ACI_DSI & GPM & NGC | 0 | 0 | 0 | 0 | 0 | 0 | 0
00 Ret.Exist_Non-FBC_WetFGD_SCR_ACI_DSI & NGC | 0 | 0 | 0 | 0 | 0 | 0 | 0
00 Ret.Exist_Non-FBC_WetFGD_SCR_DSI & ACI | 0 | 0 | 0 | 0 | 0 | 0 | 0
00 Ret.Exist_Non-FBC_WetFGD_SCR_DSI & ACI & C2G | 0 | 0 | 0 | 0 | 0 | 0 | 0
00 Ret.Exist_Non-FBC_WetFGD_SCR_DSI & ACI & CCS | 0 | 0 | 0 | 0 | 0 | 0 | 0
00 Ret.Exist_Non-FBC_WetFGD_SCR_DSI & ACI & DRET | 0 | 0 | 0 | 0 | 0 | 0 | 0
00 Ret.Exist_Non-FBC_WetFGD_SCR_DSI & ACI & GPM | 0 | 0 | 0 | 0 | 0 | 0 | 0
00 Ret.Exist_Non-FBC_WetFGD_SCR_DSI & ACI & GPM & C2G | 0 | 0 | 0 | 0 | 0 | 0 | 0
00 Ret.Exist_Non-FBC_WetFGD_SCR_DSI & ACI & GPM & CCS | 0 | 0 | 0 | 0 | 0 | 0 | 0
00 Ret.Exist_Non-FBC_WetFGD_SCR_DSI & ACI & GPM & DRET | 0 | 0 | 0 | 0 | 0 | 0 | 0
00 Ret.Exist_Non-FBC_WetFGD_SCR_DSI & ACI & GPM & NGC | 0 | 0 | 0 | 0 | 0 | 0 | 0
00 Ret.Exist_Non-FBC_WetFGD_SCR_DSI & ACI & NGC | 0 | 0 | 0 | 0 | 0 | 0 | 0
00 Ret.Exist_Non-FBC_WetFGD_SCR_DSI & C2G | 5633.3894 | 2146.5973 | 81.8184 | 0 | 0 | 0 | 0
00 Ret.Exist_Non-FBC_WetFGD_SCR_DSI & CCS | 0 | 0 | 0 | 0 | 0 | 0 | 0
00 Ret.Exist_Non-FBC_WetFGD_SCR_DSI & DCCS | 0 | 0 | 0 | 0 | 0 | 0 | 0
00 Ret.Exist_Non-FBC_WetFGD_SCR_DSI & DCCS & CCS | 0 | 0 | 0 | 0 | 0 | 0 | 0
00 Ret.Exist_Non-FBC_WetFGD_SCR_DSI & DRET | 0 | 0 | 0 | 0 | 0 | 0 | 0
00 Ret.Exist_Non-FBC_WetFGD_SCR_DSI & GPM | 0 | 0 | 0 | 0 | 0 | 0 | 0
00 Ret.Exist_Non-FBC_WetFGD_SCR_DSI & GPM & C2G | 0 | 0 | 0 | 0 | 0 | 0 | 0
00 Ret.Exist_Non-FBC_WetFGD_SCR_DSI & GPM & CCS | 0 | 0 | 0 | 0 | 0 | 0 | 0
00 Ret.Exist_Non-FBC_WetFGD_SCR_DSI & GPM & DRET | 0 | 0 | 0 | 0 | 0 | 0 | 0
00 Ret.Exist_Non-FBC_WetFGD_SCR_DSI & GPM & NGC | 0 | 0 | 0 | 0 | 0 | 0 | 0
00 Ret.Exist_Non-FBC_WetFGD_SCR_DSI & NGC | 0 | 0 | 0 | 0 | 0 | 0 | 0
00 Ret.Exist_Non-FBC_WetFGD_SNCR & ACI | 0 | 0 | 0 | 0 | 0 | 0 | 0
00 Ret.Exist_Non-FBC_WetFGD_SNCR & ACI & C2G | 0 | 0 | 0 | 0 | 0 | 0 | 0
00 Ret.Exist_Non-FBC_WetFGD_SNCR & ACI & C2G & SCR | 0 | 0 | 0 | 0 | 0 | 0 | 0
00 Ret.Exist_Non-FBC_WetFGD_SNCR & ACI & DRET | 0 | 0 | 0 | 0 | 0 | 0 | 0
00 Ret.Exist_Non-FBC_WetFGD_SNCR & ACI & GPM | 0 | 0 | 0 | 0 | 0 | 0 | 0
00 Ret.Exist_Non-FBC_WetFGD_SNCR & ACI & GPM & C2G | 0 | 0 | 0 | 0 | 0 | 0 | 0
00 Ret.Exist_Non-FBC_WetFGD_SNCR & ACI & GPM & C2G & SCR | 0 | 0 | 0 | 0 | 0 | 0 | 0
00 Ret.Exist_Non-FBC_WetFGD_SNCR & ACI & GPM & DRET | 0 | 0 | 0 | 0 | 0 | 0 | 0
00 Ret.Exist_Non-FBC_WetFGD_SNCR & ACI & GPM & NGC | 0 | 0 | 0 | 0 | 0 | 0 | 0
00 Ret.Exist_Non-FBC_WetFGD_SNCR & ACI & GPM & SCR | 0 | 0 | 0 | 0 | 0 | 0 | 0
00 Ret.Exist_Non-FBC_WetFGD_SNCR & ACI & GPM & SCR & CCS | 0 | 0 | 0 | 0 | 0 | 0 | 0
00 Ret.Exist_Non-FBC_WetFGD_SNCR & ACI & GPM & SCR & DRET | 0 | 0 | 0 | 0 | 0 | 0 | 0
00 Ret.Exist_Non-FBC_WetFGD_SNCR & ACI & GPM & SCR & NGC | 0 | 0 | 0 | 0 | 0 | 0 | 0
00 Ret.Exist_Non-FBC_WetFGD_SNCR & ACI & NGC | 0 | 0 | 0 | 0 | 0 | 0 | 0
00 Ret.Exist_Non-FBC_WetFGD_SNCR & ACI & SCR | 0 | 0 | 0 | 0 | 0 | 0 | 0
00 Ret.Exist_Non-FBC_WetFGD_SNCR & ACI & SCR & CCS | 0 | 0 | 0 | 0 | 0 | 0 | 0
00 Ret.Exist_Non-FBC_WetFGD_SNCR & ACI & SCR & DRET | 0 | 0 | 0 | 0 | 0 | 0 | 0
00 Ret.Exist_Non-FBC_WetFGD_SNCR & ACI & SCR & NGC | 0 | 0 | 0 | 0 | 0 | 0 | 0
00 Ret.Exist_Non-FBC_WetFGD_SNCR & C2G | 0 | 0 | 0 | 0 | 0 | 0 | 0
00 Ret.Exist_Non-FBC_WetFGD_SNCR & C2G & SCR | 0 | 0 | 0 | 0 | 0 | 0 | 0
00 Ret.Exist_Non-FBC_WetFGD_SNCR & DCCS | 0 | 0 | 0 | 0 | 0 | 0 | 0
00 Ret.Exist_Non-FBC_WetFGD_SNCR & DCCS & SCR & CCS | 0 | 0 | 0 | 0 | 0 | 0 | 0
00 Ret.Exist_Non-FBC_WetFGD_SNCR & DRET | 0 | 0 | 0 | 0 | 0 | 0 | 0
00 Ret.Exist_Non-FBC_WetFGD_SNCR & GPM | 0 | 0 | 0 | 0 | 0 | 0 | 0
00 Ret.Exist_Non-FBC_WetFGD_SNCR & GPM & C2G | 0 | 0 | 0 | 0 | 0 | 0 | 0
00 Ret.Exist_Non-FBC_WetFGD_SNCR & GPM & C2G & SCR | 0 | 0 | 0 | 0 | 0 | 0 | 0
00 Ret.Exist_Non-FBC_WetFGD_SNCR & GPM & DRET | 0 | 0 | 0 | 0 | 0 | 0 | 0
00 Ret.Exist_Non-FBC_WetFGD_SNCR & GPM & NGC | 0 | 0 | 0 | 0 | 0 | 0 | 0
00 Ret.Exist_Non-FBC_WetFGD_SNCR & GPM & SCR | 0 | 0 | 0 | 0 | 0 | 0 | 0
00 Ret.Exist_Non-FBC_WetFGD_SNCR & GPM & SCR & CCS | 0 | 0 | 0 | 0 | 0 | 0 | 0
00 Ret.Exist_Non-FBC_WetFGD_SNCR & GPM & SCR & DRET | 0 | 0 | 0 | 0 | 0 | 0 | 0
00 Ret.Exist_Non-FBC_WetFGD_SNCR & GPM & SCR & NGC | 0 | 0 | 0 | 0 | 0 | 0 | 0
00 Ret.Exist_Non-FBC_WetFGD_SNCR & NGC | 0 | 0 | 0 | 0 | 0 | 0 | 0
00 Ret.Exist_Non-FBC_WetFGD_SNCR & SCR | 0 | 0 | 0 | 0 | 0 | 0 | 0
00 Ret.Exist_Non-FBC_WetFGD_SNCR & SCR & C2G | 0 | 0 | 0 | 0 | 0 | 0 | 0
00 Ret.Exist_Non-FBC_WetFGD_SNCR & SCR & CCS | 0 | 0 | 0 | 0 | 0 | 0 | 0
00 Ret.Exist_Non-FBC_WetFGD_SNCR & SCR & DRET | 0 | 0 | 0 | 0 | 0 | 0 | 0
00 Ret.Exist_Non-FBC_WetFGD_SNCR & SCR & NGC | 0 | 0 | 0 | 0 | 0 | 0 | 0
00 Ret.Exist_Non-FBC_WetFGD_SNCR_ACI & C2G | 0 | 0 | 0 | 0 | 0 | 0 | 0
00 Ret.Exist_Non-FBC_WetFGD_SNCR_ACI & C2G & SCR | 0 | 0 | 0 | 0 | 0 | 0 | 0
00 Ret.Exist_Non-FBC_WetFGD_SNCR_ACI & DCCS | 0 | 0 | 0 | 0 | 0 | 0 | 0
00 Ret.Exist_Non-FBC_WetFGD_SNCR_ACI & DCCS & SCR & CCS | 0 | 0 | 0 | 0 | 0 | 0 | 0
00 Ret.Exist_Non-FBC_WetFGD_SNCR_ACI & DRET | 0 | 0 | 0 | 0 | 0 | 0 | 0
00 Ret.Exist_Non-FBC_WetFGD_SNCR_ACI & GPM | 0 | 4458.6647 | 3192.4865 | 3192.4865 | 2676.3477 | 2654.4455 | 2654.4455
00 Ret.Exist_Non-FBC_WetFGD_SNCR_ACI & GPM & C2G | 0 | 0 | 0 | 0 | 0 | 0 | 0
00 Ret.Exist_Non-FBC_WetFGD_SNCR_ACI & GPM & C2G & SCR | 0 | 0 | 0 | 0 | 0 | 0 | 0
00 Ret.Exist_Non-FBC_WetFGD_SNCR_ACI & GPM & DRET | 0 | 0 | 0 | 0 | 0 | 0 | 0
00 Ret.Exist_Non-FBC_WetFGD_SNCR_ACI & GPM & NGC | 0 | 0 | 0 | 0 | 0 | 0 | 0
00 Ret.Exist_Non-FBC_WetFGD_SNCR_ACI & GPM & SCR | 0 | 0 | 0 | 0 | 0 | 0 | 0
00 Ret.Exist_Non-FBC_WetFGD_SNCR_ACI & GPM & SCR & CCS | 0 | 0 | 1680.5997 | 1680.5997 | 0 | 0 | 0
00 Ret.Exist_Non-FBC_WetFGD_SNCR_ACI & GPM & SCR & DRET | 0 | 0 | 0 | 0 | 0 | 0 | 0
00 Ret.Exist_Non-FBC_WetFGD_SNCR_ACI & GPM & SCR & NGC | 0 | 0 | 0 | 0 | 0 | 0 | 0
00 Ret.Exist_Non-FBC_WetFGD_SNCR_ACI & NGC | 0 | 0 | 0 | 0 | 0 | 0 | 0
00 Ret.Exist_Non-FBC_WetFGD_SNCR_ACI & SCR | 2407.0273 | 2809.1836 | 2606.6893 | 2423.4562 | 2295.8979 | 1965.2888 | 2031.7104
00 Ret.Exist_Non-FBC_WetFGD_SNCR_ACI & SCR & C2G | 0 | 0 | 0 | 0 | 0 | 0 | 0
00 Ret.Exist_Non-FBC_WetFGD_SNCR_ACI & SCR & CCS | 0 | 501.0804 | 3337.487 | 3337.487 | 0 | 0 | 0
00 Ret.Exist_Non-FBC_WetFGD_SNCR_ACI & SCR & DRET | 0 | 0 | 0 | 0 | 0 | 0 | 0
00 Ret.Exist_Non-FBC_WetFGD_SNCR_ACI & SCR & NGC | 0 | 0 | 0 | 0 | 0 | 0 | 0
00 Existing Combined Cycle Retirement | 0 | 0 | 0 | 0 | 0 | 0 | 0
00 New Combined Cycle Retirement | 0 | 0 | 0 | 0 | 0 | 0 | 0
00 Existing Combustion Turbine Retirement | 0 | 0 | 0 | 0 | 0 | 0 | 0
00 New Combustion Turbine Retirement | 0 | 0 | 0 | 0 | 0 | 0 | 0
00 Oil/Gas Steam Retirement | 0 | 0 | 0 | 0 | 0 | 0 | 0
00 Coal Steam Retirement | 0 | 0 | 0 | 0 | 0 | 0 | 0
00 IGCC Retirement | 0 | 0 | 0 | 0 | 0 | 0 | 0
00 Nuclear Retirement | 0 | 0 | 0 | 0 | 0 | 0 | 0
00 Biomass Retirement | 0 | 0 | 0 | 0 | 0 | 0 | 0
00 Fossil_Other Retirement | 0 | 0 | 0 | 0 | 0 | 0 | 0
00 Fuel Cell Retirement | 0 | 0 | 0 | 0 | 0 | 0 | 0
00 Geothermal Retirement | 0 | 0 | 0 | 0 | 0 | 0 | 0
00 Hydro Retirement | 0 | 0 | 0 | 0 | 0 | 0 | 0
00 Landfill Gas Retirement | 0 | 0 | 0 | 0 | 0 | 0 | 0
00 Non Fossil_Other Retirement | 0 | 0 | 0 | 0 | 0 | 0 | 0
00 Solar Thermal Retirement | 0 | 0 | 0 | 0 | 0 | 0 | 0
00 Exist Dummy | 0 | 0 | 0 | 0 | 0 | 0 | 0
Total | 4948779.4183 | 5410707.4298 | 6444976.7647 | 7015595.9626 | 7371205.2337 | 7763573.885 | 8251545.647
12a. Generation by Fuel Type [GWh]
Biomass | 5186.9438 | 4436.1698 | 1727.1517 | 1663.293 | 1555.9107 | 521.9462 | 542.246
Coal | 697515.8443 | 720978.1872 | 652668.9497 | 646417.4016 | 512429.2345 | 424971.721 | 426365.1896
EnerStor | 99448.0122 | 130373.9795 | 220742.6855 | 224338.9616 | 232966.2576 | 268895.1293 | 282443.679
Fwaste | 4131.0291 | 4109.856 | 3910.743 | 3905.4071 | 3767.0081 | 3609.4113 | 3609.4113
Geothermal | 16763.1301 | 19092.6298 | 23866.1947 | 23866.1947 | 23866.1947 | 23836.2594 | 23836.2594
Hydro | 269621.2137 | 280027.9733 | 300848.3099 | 319102.4152 | 319394.089 | 319033.5788 | 319966.0286
Hydrogen | 0 | 0 | 1.2974 | 6.3351 | 35.3892 | 71.9854 | 31.534
LF Gas | 8463.6864 | 10667.4592 | 14458.4813 | 34575.9492 | 40443.7087 | 38943.7608 | 39192.6662
MSW | 11463.3577 | 11178.3681 | 11173.1515 | 10372.019 | 10356.6067 | 10346.5282 | 10372.019
NaturalGas | 1840413.1289 | 2102688.7574 | 2521627.6541 | 2328532.0226 | 1904589.7652 | 1691625.5892 | 1806939.5423
None | 3202.656 | 3202.656 | 3202.656 | 2924.088 | 2924.088 | 2924.088 | 2924.088
Non-Fossil | 8779.6031 | 8779.6031 | 8673.1902 | 8673.1902 | 8641.0237 | 8673.1902 | 8666.9716
Nuclear | 773719.9471 | 742659.4954 | 675403.8123 | 637745.3716 | 527766.2521 | 368758.3056 | 228226.5202
Oil | 2.3252 | 4.32 | 5.905 | 20.3022 | 13.7131 | 2.2869 | 1.8567
Pet. Coke | 17704.4889 | 6320.3179 | 5719.5887 | 5719.5887 | 6249.9778 | 3931.5967 | 3795.6083
Pumps | 17289.3107 | 17343.5094 | 16412.2529 | 21852.7416 | 26326.312 | 29412.7204 | 30041.01
Solar | 465740.6527 | 486821.3884 | 758052.9346 | 887664.4979 | 1064351.1003 | 1280211.0107 | 1385840.3458
Solar-DER | 151588.6841 | 175328.6671 | 239291.9905 | 287829.5162 | 345120.8659 | 406385.8653 | 485431.2417
Tires | 100.778 | 100.778 | 100.778 | 100.778 | 100.778 | 100.778 | 100.778
Waste Coal | 8076.5215 | 7909.1606 | 7652.4748 | 3738.5232 | 3492.8435 | 3529.3882 | 3541.4734
Wind | 549568.1048 | 678684.1537 | 979436.5628 | 1566547.3659 | 2336814.1148 | 2877788.7454 | 3189677.1781
Total | 4948779.4183 | 5410707.4298 | 6444976.7647 | 7015595.9626 | 7371205.2337 | 7763573.885 | 8251545.647
13. Generation by Capacity Reporting Type [TBtu]
00 New Combined Cycle | 100.3223 | 1196.6799 | 3898.4772 | 5131.7105 | 5136.5753 | 4870.709 | 5193.5212
00 New Combined Cycle with CCS Retrofit | 0 | 0 | 94.7352 | 94.7352 | 14.1304 | 12.0433 | 14.6312
00 New Combined Cycle with CF Limit | 0 | 0 | 0 | 0 | 0 | 0 | 0
00 New Combined Cycle with HRI Retrofit | 0 | 0 | 0 | 0 | 0 | 0 | 0
00 New Combined Cycle with Hydrogen Retrofit | 0 | 54.2059 | 98.4533 | 86.8587 | 69.4955 | 41.9688 | 76.5442
00 New Combined Cycle with Hydrogen Retrofit Undone | 0 | 0 | 0 | 0 | 0 | 0 | 0
00 New Combined Cycle with CCS | 0 | 0 | 0 | 0 | 0 | 0 | 0
00 New Combustion Turbine | 94.9447 | 55.0971 | 36.7672 | 18.5351 | 25.5574 | 63.8784 | 176.5384
00 New Combustion Turbine with HRI Retrofit | 0 | 0 | 0 | 0 | 0 | 0 | 0
00 New Combustion Turbine with Hydrogen Retrofit | 15.8253 | 5.9407 | 2.5993 | 3.4484 | 4.9286 | 11.3847 | 12.4348
00 New Combustion Turbine with Hydrogen Retrofit Undone | 0 | 0 | 0 | 0 | 0 | 0 | 0
00 New Hydro | 0.28098 | 35.797 | 106.836 | 169.7229 | 170.721 | 169.7609 | 173.0193
00 New Nuclear | 0 | 0 | 0 | 0 | 0 | 0 | 0
00 New Nuclear - SMR | 0 | 0 | 0 | 0 | 0 | 0 | 0
00 New Biomass | 0 | 0 | 0 | 0 | 0 | 0 | 0
00 New Geothermal | 3.5212 | 11.4695 | 27.7569 | 27.7569 | 27.7569 | 27.6548 | 27.6548
00 New Landfill Gas | 0.3228 | 8.5412 | 21.8104 | 90.6222 | 111.4724 | 108.596 | 109.5766
00 New Battery Storage | 338.3414 | 443.8656 | 752.2264 | 764.4919 | 793.9385 | 916.4936 | 962.7219
00 New Offshore Wind | 28.2406 | 89.009 | 302.1325 | 351.6677 | 616.575 | 985.0901 | 1095.1682
00 New Onshore Wind | 145.0071 | 524.7827 | 1337.8264 | 3291.5134 | 5654.7561 | 7132.0465 | 8086.1317
00 New Solar PV | 741.7004 | 813.6279 | 1739.0762 | 2181.3108 | 2781.5776 | 3479.2435 | 3775.7541
00 New Solar Thermal | 0 | 0 | 0 | 0 | 2.588 | 41.4361 | 105.3327
00 New Fuel Cell | 0 | 0 | 0 | 0 | 0 | 0 | 0
00 New Ultrasupercritical Coal without CCS | 0 | 0 | 0 | 0 | 0 | 0 | 0
00 New Ultrasupercritical Coal with 30% CCS | 0 | 0 | 0 | 0 | 0 | 0 | 0
00 New Ultrasupercritical Coal with 90% CCS | 0 | 0 | 0 | 0 | 0 | 0 | 0
00 Exist & New Distributed Solar PV | 517.2206 | 598.2214 | 816.4643 | 982.0743 | 1177.5524 | 1386.5886 | 1656.2914
00 Exist Combined Cycle | 5790.9023 | 5637.7549 | 4294.8325 | 2486.2753 | 1190.5919 | 718.0846 | 645.9634
00 Exist Combustion Turbine | 97.7314 | 73.3429 | 56.9874 | 45.3809 | 41.1491 | 39.2713 | 30.9658
00 Exist FBC_Uncontrolled | 0.013678 | 0.022948 | 0.040888 | 0.019157 | 0.0068745 | 0 | 0
00 Exist FBC_ACI_DSI | 11.6691 | 0.94691 | 0.94691 | 0 | 0 | 0 | 0
00 Exist FBC_DryFGD_ACI | 2.9414 | 3.2759 | 3.2759 | 3.2759 | 3.2759 | 3.2759 | 3.2759
00 Exist FBC_DryFGD_DSI | 0.2894 | 0 | 0 | 0 | 0 | 0 | 0
00 Exist FBC_DryFGD_SNCR | 16.9055 | 14.4704 | 15.9026 | 8.7557 | 6.8172 | 6.7073 | 6.7674
00 Exist FBC_DryFGD_SNCR_ACI | 8.7505 | 8.7505 | 8.5044 | 8.7505 | 8.7458 | 1.4504 | 1.4504
00 Exist FBC_DryFGD_SNCR_ACI_DSI | 12.9473 | 0 | 0 | 0 | 0 | 0 | 0
00 Exist FBC_DryFGD_SNCR_DSI | 0.49954 | 0.28073 | 0 | 0 | 0 | 0 | 0
00 Exist FBC_DSI | 12.733 | 12.5976 | 14.246 | 12.381 | 11.2353 | 7.7672 | 9.1216
00 Exist FBC_SNCR | 0 | 0 | 0 | 0 | 0 | 0 | 0
00 Exist FBC_SNCR_ACI_DSI | 7.1881 | 7.1881 | 7.1881 | 7.1881 | 6.034 | 6.034 | 6.034
00 Exist FBC_SNCR_DSI | 17.3403 | 15.4101 | 15.248 | 12.7639 | 12.2229 | 11.2205 | 10.7429
00 Exist FBC_WetFGD_SNCR | 0.32113 | 0.53878 | 1.2391 | 0.53878 | 0.44976 | 0 | 0
00 Exist FBC_WetFGD_DSI | 1.2708 | 1.2708 | 1.1817 | 0.50885 | 0.62522 | 0.88987 | 1.2708
00 Exist_Non-FBC_Uncontrolled | 7.108 | 6.9637 | 6.7611 | 6.7611 | 5.7546 | 5.4211 | 5.3956
00 Exist_Non-FBC_ACI | 186.1635 | 102.92 | 108.0327 | 105.2419 | 98.2182 | 88.2523 | 88.5167
00 Exist_Non-FBC_ACI_DSI | 23.0147 | 29.2919 | 31.8322 | 30.6485 | 23.3982 | 19.6013 | 19.7648
00 Exist_Non-FBC_DryFGD | 0 | 0 | 0 | 0 | 0 | 0 | 0
00 Exist_Non-FBC_DryFGD_ACI | 133.2012 | 153.6571 | 122.4296 | 119.0804 | 108.5553 | 100.2907 | 100.0582
00 Exist_Non-FBC_DryFGD_SCR | 0.99935 | 0 | 0 | 0 | 0 | 0 | 0
00 Exist_Non-FBC_DryFGD_SCR_ACI | 151.3821 | 182.064 | 142.602 | 145.6148 | 136.5707 | 130.1798 | 125.5371
00 Exist_Non-FBC_DryFGD_SCR_DSI | 6.3161 | 6.3161 | 6.3161 | 6.3161 | 5.9827 | 5.302 | 5.302
00 Exist_Non-FBC_DryFGD_SCR_ACI_DSI | 20.1801 | 21.7698 | 22.1054 | 21.1723 | 19.2201 | 17.344 | 17.3019
00 Exist_Non-FBC_DryFGD_SNCR_ACI | 47.7613 | 26.8438 | 26.8438 | 26.8438 | 25.7437 | 22.547 | 22.547
00 Exist_Non-FBC_DryFGD_SNCR_ACI_DSI | 12.075 | 13.5877 | 13.5877 | 13.5877 | 11.4138 | 9.7533 | 9.8747
00 Exist_Non-FBC_DSI | 15.0129 | 18.2415 | 22.1064 | 22.1064 | 19.826 | 17.6777 | 18.557
00 Exist_Non-FBC_SCR_ACI | 88.5989 | 100.1509 | 102.5433 | 100.5958 | 90.2708 | 81.9726 | 79.2779
00 Exist_Non-FBC_SCR_ACI_DSI | 16.6047 | 8.9769 | 8.9769 | 8.1689 | 7.4077 | 3.8708 | 5.2133
00 Exist_Non-FBC_SNCR_ACI | 3.0539 | 9.0473 | 12.9373 | 12.9373 | 11.8452 | 10.2214 | 10.2214
00 Exist_Non-FBC_SNCR_ACI_DSI | 15.815 | 0.35853 | 0 | 0 | 0 | 0 | 0
00 Exist_Non-FBC_WetFGD | 63.4319 | 63.7827 | 60.5568 | 60.5568 | 60.5568 | 58.2754 | 59.2094
00 Exist_Non-FBC_WetFGD_ACI | 148.4225 | 105.54 | 75.2476 | 75.2476 | 67.9561 | 62.7508 | 62.3547
00 Exist_Non-FBC_WetFGD_ACI_DSI | 8.6777 | 9.2728 | 0 | 0 | 0 | 0 | 0
00 Exist_Non-FBC_WetFGD_SCR | 684.1674 | 553.5942 | 368.1489 | 366.9274 | 366.9011 | 273.997 | 281.9262
00 Exist_Non-FBC_WetFGD_SCR_DSI | 21.0666 | 0 | 0 | 0 | 0 | 0 | 0
00 Exist_Non-FBC_WetFGD_SCR_ACI | 321.6278 | 383.0596 | 371.8157 | 368.8799 | 332.3858 | 262.0383 | 262.4468
00 Exist_Non-FBC_WetFGD_SCR_ACI_DSI | 156.1163 | 158.9684 | 50.8934 | 46.9935 | 23.1002 | 6.4025 | 7.3784
00 Exist_Non-FBC_WetFGD_SNCR | 15.7347 | 11.1689 | 7.0182 | 7.3105 | 0.05487 | 0.025921 | 0.052054
00 Exist_Non-FBC_WetFGD_SNCR_ACI | 145.1563 | 121.9043 | 107.5086 | 104.866 | 96.5221 | 88.7492 | 86.6037
00 Exist IGCC | 14.0835 | 14.0835 | 0 | 0 | 0 | 0 | 0
00 Exist Fossil_Other | 14.0951 | 14.0228 | 13.3435 | 13.3252 | 12.853 | 12.3153 | 12.3153
00 Exist Fuel Cell | 6.4367 | 6.7302 | 6.1227 | 3.9342 | 3.7708 | 3.0871 | 2.9212
00 Exist Hydro | 919.6666 | 919.6584 | 919.6584 | 919.0546 | 919.0516 | 918.7817 | 918.7048
00 Exist Non Fossil_Other | 69.4128 | 68.4405 | 68.0596 | 65.3261 | 65.1638 | 65.2391 | 65.3049
00 Exist Nuclear | 2639.9325 | 2533.9542 | 2304.4778 | 2175.9872 | 1800.7385 | 1258.2033 | 778.7089
00 Exist Oil/Gas Steam | 101.2944 | 65.7599 | 12.4072 | 4.9822 | 4.557 | 4.5211 | 4.4819
00 Exist Oil/Gas Steam_SCR | 17.4746 | 18.8795 | 4.5659 | 4.4495 | 4.2674 | 4.1586 | 4.1183
00 Exist Oil/Gas Steam_SNCR | 7.9794 | 2.4945 | 0.58053 | 0.1935 | 0.17097 | 0.17474 | 0.17474
00 Exist Biomass | 17.1879 | 14.6263 | 5.893 | 5.6752 | 5.3088 | 1.7809 | 1.8501
00 Exist Landfill Gas | 28.5553 | 27.8562 | 27.5219 | 27.351 | 26.5216 | 24.2802 | 24.1488
00 Exist Geothermal | 53.6746 | 53.6746 | 53.6746 | 53.6746 | 53.6746 | 53.6746 | 53.6746
00 Exist Pump Storage | 58.9911 | 59.1761 | 55.9986 | 74.5616 | 89.8254 | 100.3562 | 102.4999
00 Exist Energy Storage | 0.97523 | 0.97042 | 0.94767 | 0.95266 | 0.94238 | 0.97654 | 0.97595
00 Exist Solar PV | 837.8305 | 837.8305 | 837.8242 | 837.8242 | 837.8242 | 837.8242 | 837.8242
00 Exist Solar Thermal | 9.5762 | 9.5762 | 9.5762 | 9.5762 | 9.5762 | 9.5762 | 9.5762
00 Exist Offshore Wind | 47.2873 | 47.2873 | 47.2873 | 47.2873 | 47.2873 | 47.2873 | 47.2873
00 Exist Onshore Wind | 1654.5913 | 1654.5913 | 1654.5913 | 1654.5913 | 1654.5913 | 1654.5913 | 1654.5913
00 International Imports | 10.9275 | 10.9275 | 10.9275 | 9.977 | 9.977 | 9.977 | 9.977
00 Ret.Exist Combined Cycle & CF Limit | 0 | 0 | 0 | 0 | 0 | 0 | 0
00 Ret.Exist Combined Cycle & CCS | 0 | 0 | 58.6173 | 58.6172 | 0.24446 | 0.18653 | 0.0058294
00 Ret.Exist Combined Cycle & Hydrogen | 24.5383 | 47.3522 | 36.9853 | 4.5137 | 1.7813 | 1.2042 | 1.6831
00 Ret.Exist Combined Cycle & Hydrogen Retrofit Undone | 0 | 0 | 0 | 0 | 0 | 0 | 0
00 Ret.Exist Combined Cycle & HRI | 0 | 0 | 0 | 0 | 0 | 0 | 0
00 Ret.Exist Combustion Turbine & HRI | 0 | 0 | 0 | 0 | 0 | 0 | 0
00 Ret.Exist_FBC_NoCtrl & CCS | 0 | 0 | 0 | 0 | 0 | 0 | 0
00 Ret.Exist_FBC_NoCtrl & DRET | 0 | 0 | 0 | 0 | 0 | 0 | 0
00 Ret.Exist_FBC_NoCtrl & GPM | 0 | 0 | 0 | 0 | 0 | 0 | 0
00 Ret.Exist_FBC_NoCtrl & GPM & CCS | 0 | 0 | 0 | 0 | 0 | 0 | 0
00 Ret.Exist_FBC_NoCtrl & GPM & DRET | 0 | 0 | 0 | 0 | 0 | 0 | 0
00 Ret.Exist_FBC_NoCtrl & GPM & NGC | 0 | 0 | 0 | 0 | 0 | 0 | 0
00 Ret.Exist_FBC_NoCtrl & GPM & SNCR | 0 | 0 | 0 | 0 | 0 | 0 | 0
00 Ret.Exist_FBC_NoCtrl & GPM & SNCR & CCS | 0 | 0 | 0 | 0 | 0 | 0 | 0
00 Ret.Exist_FBC_NoCtrl & GPM & SNCR & DRET | 0 | 0 | 0 | 0 | 0 | 0 | 0
00 Ret.Exist_FBC_NoCtrl & GPM & SNCR & NGC | 0 | 0 | 0 | 0 | 0 | 0 | 0
00 Ret.Exist_FBC_NoCtrl & NGC | 0 | 0 | 0 | 0 | 0 | 0 | 0
00 Ret.Exist_FBC_NoCtrl & SNCR | 0 | 0 | 0 | 0 | 0 | 0 | 0
00 Ret.Exist_FBC_NoCtrl & SNCR & CCS | 0 | 0 | 0 | 0 | 0 | 0 | 0
00 Ret.Exist_FBC_NoCtrl & SNCR & DRET | 0 | 0 | 0 | 0 | 0 | 0 | 0
00 Ret.Exist_FBC_NoCtrl & SNCR & NGC | 0 | 0 | 0 | 0 | 0 | 0 | 0
00 Ret.Exist_FBC_ACI_DSI & CCS | 0 | 0 | 0 | 0 | 0 | 0 | 0
00 Ret.Exist_FBC_ACI_DSI & DCCS | 0 | 0 | 0 | 0 | 0 | 0 | 0
00 Ret.Exist_FBC_ACI_DSI & DCCS & CCS | 0 | 0 | 0 | 0 | 0 | 0 | 0
00 Ret.Exist_FBC_ACI_DSI & DCCS & SNCR & CCS | 0 | 0 | 0 | 0 | 0 | 0 | 0
00 Ret.Exist_FBC_ACI_DSI & DRET | 0 | 0 | 0 | 0 | 0 | 0 | 0
00 Ret.Exist_FBC_ACI_DSI & GPM | 0 | 10.7222 | 7.2228 | 7.2228 | 6.0551 | 5.3416 | 5.97
00 Ret.Exist_FBC_ACI_DSI & GPM & CCS | 0 | 0 | 2.2483 | 2.2483 | 0 | 0 | 0
00 Ret.Exist_FBC_ACI_DSI & GPM & DRET | 0 | 0 | 0 | 0 | 0 | 0 | 0
00 Ret.Exist_FBC_ACI_DSI & GPM & NGC | 0 | 0 | 0 | 0 | 0 | 0 | 0
00 Ret.Exist_FBC_ACI_DSI & GPM & SNCR | 0 | 0 | 0 | 0 | 0 | 0 | 0
00 Ret.Exist_FBC_ACI_DSI & GPM & SNCR & CCS | 0 | 0 | 0 | 0 | 0 | 0 | 0
00 Ret.Exist_FBC_ACI_DSI & GPM & SNCR & DRET | 0 | 0 | 0 | 0 | 0 | 0 | 0
00 Ret.Exist_FBC_ACI_DSI & GPM & SNCR & NGC | 0 | 0 | 0 | 0 | 0 | 0 | 0
00 Ret.Exist_FBC_ACI_DSI & NGC | 0 | 0 | 0 | 0 | 0 | 0 | 0
00 Ret.Exist_FBC_ACI_DSI & SNCR | 0 | 0 | 0 | 0 | 0 | 0 | 0
00 Ret.Exist_FBC_ACI_DSI & SNCR & CCS | 0 | 0 | 0 | 0 | 0 | 0 | 0
00 Ret.Exist_FBC_ACI_DSI & SNCR & DRET | 0 | 0 | 0 | 0 | 0 | 0 | 0
00 Ret.Exist_FBC_ACI_DSI & SNCR & NGC | 0 | 0 | 0 | 0 | 0 | 0 | 0
00 Ret.Exist_FBC_DryFGD_ACI & CCS | 0 | 0 | 0 | 0 | 0 | 0 | 0
00 Ret.Exist_FBC_DryFGD_ACI & DCCS | 0 | 0 | 0 | 0 | 0 | 0 | 0
00 Ret.Exist_FBC_DryFGD_ACI & DCCS & CCS | 0 | 0 | 0 | 0 | 0 | 0 | 0
00 Ret.Exist_FBC_DryFGD_ACI & DCCS & SNCR & CCS | 0 | 0 | 0 | 0 | 0 | 0 | 0
00 Ret.Exist_FBC_DryFGD_ACI & DRET | 0 | 0 | 0 | 0 | 0 | 0 | 0
00 Ret.Exist_FBC_DryFGD_ACI & GPM | 0 | 0 | 0 | 0 | 0 | 0 | 0
00 Ret.Exist_FBC_DryFGD_ACI & GPM & CCS | 0 | 0 | 0 | 0 | 0 | 0 | 0
00 Ret.Exist_FBC_DryFGD_ACI & GPM & DRET | 0 | 0 | 0 | 0 | 0 | 0 | 0
00 Ret.Exist_FBC_DryFGD_ACI & GPM & NGC | 0 | 0 | 0 | 0 | 0 | 0 | 0
00 Ret.Exist_FBC_DryFGD_ACI & GPM & SNCR | 0 | 0 | 0 | 0 | 0 | 0 | 0
00 Ret.Exist_FBC_DryFGD_ACI & GPM & SNCR & CCS | 0 | 0 | 0 | 0 | 0 | 0 | 0
00 Ret.Exist_FBC_DryFGD_ACI & GPM & SNCR & DRET | 0 | 0 | 0 | 0 | 0 | 0 | 0
00 Ret.Exist_FBC_DryFGD_ACI & GPM & SNCR & NGC | 0 | 0 | 0 | 0 | 0 | 0 | 0
00 Ret.Exist_FBC_DryFGD_ACI & NGC | 0 | 0 | 0 | 0 | 0 | 0 | 0
00 Ret.Exist_FBC_DryFGD_ACI & SNCR | 0 | 0 | 0 | 0 | 0 | 0 | 0
00 Ret.Exist_FBC_DryFGD_ACI & SNCR & CCS | 0 | 0 | 0 | 0 | 0 | 0 | 0
00 Ret.Exist_FBC_DryFGD_ACI & SNCR & DRET | 0 | 0 | 0 | 0 | 0 | 0 | 0
00 Ret.Exist_FBC_DryFGD_ACI & SNCR & NGC | 0 | 0 | 0 | 0 | 0 | 0 | 0
00 Ret.Exist_FBC_DryFGD_DSI & ACI | 0 | 0 | 0 | 0 | 0 | 0 | 0
00 Ret.Exist_FBC_DryFGD_DSI & ACI & DRET | 0 | 0 | 0 | 0 | 0 | 0 | 0
00 Ret.Exist_FBC_DryFGD_DSI & ACI & GPM | 0 | 0 | 0 | 0 | 0 | 0 | 0
00 Ret.Exist_FBC_DryFGD_DSI & ACI & GPM & DRET | 0 | 0 | 0 | 0 | 0 | 0 | 0
00 Ret.Exist_FBC_DryFGD_DSI & ACI & GPM & NGC | 0 | 0 | 0 | 0 | 0 | 0 | 0
00 Ret.Exist_FBC_DryFGD_DSI & ACI & GPM & SNCR | 0 | 0 | 0 | 0 | 0 | 0 | 0
00 Ret.Exist_FBC_DryFGD_DSI & ACI & GPM & SNCR & DRET | 0 | 0 | 0 | 0 | 0 | 0 | 0
00 Ret.Exist_FBC_DryFGD_DSI & ACI & GPM & SNCR & NGC | 0 | 0 | 0 | 0 | 0 | 0 | 0
00 Ret.Exist_FBC_DryFGD_DSI & ACI & NGC | 0 | 0 | 0 | 0 | 0 | 0 | 0
00 Ret.Exist_FBC_DryFGD_DSI & ACI & SNCR | 0 | 0 | 0 | 0 | 0 | 0 | 0
00 Ret.Exist_FBC_DryFGD_DSI & ACI & SNCR & DRET | 0 | 0 | 0 | 0 | 0 | 0 | 0
00 Ret.Exist_FBC_DryFGD_DSI & ACI & SNCR & NGC | 0 | 0 | 0 | 0 | 0 | 0 | 0
00 Ret.Exist_FBC_DryFGD_DSI & DRET | 0 | 0 | 0 | 0 | 0 | 0 | 0
00 Ret.Exist_FBC_DryFGD_DSI & GPM | 0 | 0.1691 | 0 | 0 | 0 | 0 | 0
00 Ret.Exist_FBC_DryFGD_DSI & GPM & DRET | 0 | 0 | 0 | 0 | 0 | 0 | 0
00 Ret.Exist_FBC_DryFGD_DSI & GPM & NGC | 0 | 0 | 0 | 0 | 0 | 0 | 0
00 Ret.Exist_FBC_DryFGD_DSI & GPM & SNCR | 0 | 0 | 0 | 0 | 0 | 0 | 0
00 Ret.Exist_FBC_DryFGD_DSI & GPM & SNCR & DRET | 0 | 0 | 0 | 0 | 0 | 0 | 0
00 Ret.Exist_FBC_DryFGD_DSI & GPM & SNCR & NGC | 0 | 0 | 0 | 0 | 0 | 0 | 0
00 Ret.Exist_FBC_DryFGD_DSI & NGC | 0 | 0 | 0 | 0 | 0 | 0 | 0
00 Ret.Exist_FBC_DryFGD_DSI & SNCR | 0 | 0 | 0 | 0 | 0 | 0 | 0
00 Ret.Exist_FBC_DryFGD_DSI & SNCR & DRET | 0 | 0 | 0 | 0 | 0 | 0 | 0
00 Ret.Exist_FBC_DryFGD_DSI & SNCR & NGC | 0 | 0 | 0 | 0 | 0 | 0 | 0
00 Ret.Exist_FBC_DryFGD_SNCR & ACI | 0 | 0 | 0 | 0 | 0 | 0 | 0
00 Ret.Exist_FBC_DryFGD_SNCR & ACI & CCS | 0 | 0 | 0 | 0 | 0 | 0 | 0
00 Ret.Exist_FBC_DryFGD_SNCR & ACI & DRET | 0 | 0 | 0 | 0 | 0 | 0 | 0
00 Ret.Exist_FBC_DryFGD_SNCR & ACI & GPM | 0 | 0 | 0 | 0 | 0 | 0 | 0
00 Ret.Exist_FBC_DryFGD_SNCR & ACI & GPM & CCS | 0 | 0 | 0 | 0 | 0 | 0 | 0
00 Ret.Exist_FBC_DryFGD_SNCR & ACI & GPM & DRET | 0 | 0 | 0 | 0 | 0 | 0 | 0
00 Ret.Exist_FBC_DryFGD_SNCR & ACI & GPM & NGC | 0 | 0 | 0 | 0 | 0 | 0 | 0
00 Ret.Exist_FBC_DryFGD_SNCR & ACI & NGC | 0 | 0 | 0 | 0 | 0 | 0 | 0
00 Ret.Exist_FBC_DryFGD_SNCR & CCS | 0 | 0 | 5.4953 | 5.4953 | 0 | 0 | 0
00 Ret.Exist_FBC_DryFGD_SNCR & DCCS | 0 | 0 | 0 | 0 | 0 | 0 | 0
00 Ret.Exist_FBC_DryFGD_SNCR & DCCS & CCS | 0 | 0 | 0 | 0 | 0 | 0 | 0
00 Ret.Exist_FBC_DryFGD_SNCR & DRET | 0 | 0 | 0 | 0 | 0 | 0 | 0
00 Ret.Exist_FBC_DryFGD_SNCR & GPM | 0 | 0 | 0 | 0 | 0 | 0 | 0
00 Ret.Exist_FBC_DryFGD_SNCR & GPM & CCS | 0 | 0 | 0 | 0 | 0 | 0 | 0
00 Ret.Exist_FBC_DryFGD_SNCR & GPM & DRET | 0 | 0 | 0 | 0 | 0 | 0 | 0
00 Ret.Exist_FBC_DryFGD_SNCR & GPM & NGC | 0 | 0 | 0 | 0 | 0 | 0 | 0
00 Ret.Exist_FBC_DryFGD_SNCR & NGC | 0 | 0 | 0 | 0 | 0 | 0 | 0
00 Ret.Exist_FBC_DryFGD_SNCR_ACI & CCS | 0 | 0 | 0 | 0 | 0 | 0 | 0
00 Ret.Exist_FBC_DryFGD_SNCR_ACI & DCCS | 0 | 0 | 0 | 0 | 0 | 0 | 0
00 Ret.Exist_FBC_DryFGD_SNCR_ACI & DCCS & CCS | 0 | 0 | 0 | 0 | 0 | 0 | 0
00 Ret.Exist_FBC_DryFGD_SNCR_ACI & DRET | 0 | 0 | 0 | 0 | 0 | 0 | 0
00 Ret.Exist_FBC_DryFGD_SNCR_ACI & GPM | 0 | 0 | 0 | 0 | 0 | 0 | 0
00 Ret.Exist_FBC_DryFGD_SNCR_ACI & GPM & CCS | 0 | 0 | 0 | 0 | 0 | 0 | 0
00 Ret.Exist_FBC_DryFGD_SNCR_ACI & GPM & DRET | 0 | 0 | 0 | 0 | 0 | 0 | 0
00 Ret.Exist_FBC_DryFGD_SNCR_ACI & GPM & NGC | 0 | 0 | 0 | 0 | 0 | 0 | 0
00 Ret.Exist_FBC_DryFGD_SNCR_ACI & NGC | 0 | 0 | 0 | 0 | 0 | 0 | 0
00 Ret.Exist_FBC_DryFGD_SNCR_ACI_DSI & CCS | 0 | 9.878 | 9.878 | 9.878 | 9.6686 | 2.0601 | 2.0601
00 Ret.Exist_FBC_DryFGD_SNCR_ACI_DSI & DCCS | 0 | 0 | 0 | 0 | 0 | 0 | 0
00 Ret.Exist_FBC_DryFGD_SNCR_ACI_DSI & DCCS & CCS | 0 | 0 | 0 | 0 | 0 | 0 | 0
00 Ret.Exist_FBC_DryFGD_SNCR_ACI_DSI & DRET | 0 | 0 | 0 | 0 | 0 | 0 | 0
00 Ret.Exist_FBC_DryFGD_SNCR_ACI_DSI & GPM | 0 | 0 | 0 | 0 | 0 | 0 | 0
00 Ret.Exist_FBC_DryFGD_SNCR_ACI_DSI & GPM & CCS | 0 | 0 | 0 | 0 | 0 | 0 | 0
00 Ret.Exist_FBC_DryFGD_SNCR_ACI_DSI & GPM & DRET | 0 | 0 | 0 | 0 | 0 | 0 | 0
00 Ret.Exist_FBC_DryFGD_SNCR_ACI_DSI & GPM & NGC | 0 | 0 | 0 | 0 | 0 | 0 | 0
00 Ret.Exist_FBC_DryFGD_SNCR_ACI_DSI & NGC | 0 | 0 | 0 | 0 | 0 | 0 | 0
00 Ret.Exist_FBC_DryFGD_SNCR_DSI & ACI | 0 | 0 | 0 | 0 | 0 | 0 | 0
00 Ret.Exist_FBC_DryFGD_SNCR_DSI & ACI & DRET | 0 | 0 | 0 | 0 | 0 | 0 | 0
00 Ret.Exist_FBC_DryFGD_SNCR_DSI & ACI & GPM | 0 | 0 | 0 | 0 | 0 | 0 | 0
00 Ret.Exist_FBC_DryFGD_SNCR_DSI & ACI & GPM & DRET | 0 | 0 | 0 | 0 | 0 | 0 | 0
00 Ret.Exist_FBC_DryFGD_SNCR_DSI & ACI & GPM & NGC | 0 | 0 | 0 | 0 | 0 | 0 | 0
00 Ret.Exist_FBC_DryFGD_SNCR_DSI & ACI & NGC | 0 | 0 | 0 | 0 | 0 | 0 | 0
00 Ret.Exist_FBC_DryFGD_SNCR_DSI & DRET | 0 | 0 | 0 | 0 | 0 | 0 | 0
00 Ret.Exist_FBC_DryFGD_SNCR_DSI & GPM | 0 | 0 | 0 | 0 | 0 | 0 | 0
00 Ret.Exist_FBC_DryFGD_SNCR_DSI & GPM & DRET | 0 | 0 | 0 | 0 | 0 | 0 | 0
00 Ret.Exist_FBC_DryFGD_SNCR_DSI & GPM & NGC | 0 | 0 | 0 | 0 | 0 | 0 | 0
00 Ret.Exist_FBC_DryFGD_SNCR_DSI & NGC | 0 | 0 | 0 | 0 | 0 | 0 | 0
00 Ret.Exist_FBC_DSI & ACI | 0 | 0 | 0 | 0 | 0 | 0 | 0
00 Ret.Exist_FBC_DSI & ACI & DRET | 0 | 0 | 0 | 0 | 0 | 0 | 0
00 Ret.Exist_FBC_DSI & ACI & GPM | 0 | 0 | 0 | 0 | 0 | 0 | 0
00 Ret.Exist_FBC_DSI & ACI & GPM & DRET | 0 | 0 | 0 | 0 | 0 | 0 | 0
00 Ret.Exist_FBC_DSI & ACI & GPM & NGC | 0 | 0 | 0 | 0 | 0 | 0 | 0
00 Ret.Exist_FBC_DSI & ACI & GPM & SNCR | 0 | 0 | 0 | 0 | 0 | 0 | 0
00 Ret.Exist_FBC_DSI & ACI & GPM & SNCR & DRET | 0 | 0 | 0 | 0 | 0 | 0 | 0
00 Ret.Exist_FBC_DSI & ACI & GPM & SNCR & NGC | 0 | 0 | 0 | 0 | 0 | 0 | 0
00 Ret.Exist_FBC_DSI & ACI & NGC | 0 | 0 | 0 | 0 | 0 | 0 | 0
00 Ret.Exist_FBC_DSI & ACI & SNCR | 0 | 0 | 0 | 0 | 0 | 0 | 0
00 Ret.Exist_FBC_DSI & ACI & SNCR & DRET | 0 | 0 | 0 | 0 | 0 | 0 | 0
00 Ret.Exist_FBC_DSI & ACI & SNCR & NGC | 0 | 0 | 0 | 0 | 0 | 0 | 0
00 Ret.Exist_FBC_DSI & DRET | 0 | 0 | 0 | 0 | 0 | 0 | 0
00 Ret.Exist_FBC_DSI & GPM | 0 | 4.1893 | 3.2928 | 1.232 | 1.3383 | 1.4838 | 1.0695
00 Ret.Exist_FBC_DSI & GPM & DRET | 0 | 0 | 0 | 0 | 0 | 0 | 0
00 Ret.Exist_FBC_DSI & GPM & NGC | 0 | 0 | 0 | 0 | 0 | 0 | 0
00 Ret.Exist_FBC_DSI & GPM & SNCR | 0 | 0 | 0 | 0 | 0 | 0 | 0
00 Ret.Exist_FBC_DSI & GPM & SNCR & DRET | 0 | 0 | 0 | 0 | 0 | 0 | 0
00 Ret.Exist_FBC_DSI & GPM & SNCR & NGC | 0 | 0 | 0 | 0 | 0 | 0 | 0
00 Ret.Exist_FBC_DSI & NGC | 0 | 0 | 0 | 0 | 0 | 0 | 0
00 Ret.Exist_FBC_DSI & SNCR | 0 | 0 | 0 | 0 | 0 | 0 | 0
00 Ret.Exist_FBC_DSI & SNCR & DRET | 0 | 0 | 0 | 0 | 0 | 0 | 0
00 Ret.Exist_FBC_DSI & SNCR & NGC | 0 | 0 | 0 | 0 | 0 | 0 | 0
00 Ret.Exist_FBC_SNCR & ACI | 0 | 0 | 0 | 0 | 0 | 0 | 0
00 Ret.Exist_FBC_SNCR & ACI & DRET | 0 | 0 | 0 | 0 | 0 | 0 | 0
00 Ret.Exist_FBC_SNCR & ACI & NGC | 0 | 0 | 0 | 0 | 0 | 0 | 0
00 Ret.Exist_FBC_SNCR & DRET | 0 | 0 | 0 | 0 | 0 | 0 | 0
00 Ret.Exist_FBC_SNCR & GPM | 0 | 0 | 0 | 0 | 0 | 0 | 0
00 Ret.Exist_FBC_SNCR & GPM & DRET | 0 | 0 | 0 | 0 | 0 | 0 | 0
00 Ret.Exist_FBC_SNCR & GPM & NGC | 0 | 0 | 0 | 0 | 0 | 0 | 0
00 Ret.Exist_FBC_SNCR & NGC | 1.3207 | 1.3207 | 0 | 0 | 0 | 0 | 0
00 Ret.Exist_FBC_SNCR_ACI_DSI & CCS | 0 | 0 | 0 | 0 | 0 | 0 | 0
00 Ret.Exist_FBC_SNCR_ACI_DSI & DCCS | 0 | 0 | 0 | 0 | 0 | 0 | 0
00 Ret.Exist_FBC_SNCR_ACI_DSI & DCCS & CCS | 0 | 0 | 0 | 0 | 0 | 0 | 0
00 Ret.Exist_FBC_SNCR_ACI_DSI & DRET | 0 | 0 | 0 | 0 | 0 | 0 | 0
00 Ret.Exist_FBC_SNCR_ACI_DSI & GPM | 0 | 0 | 0 | 0 | 0 | 0 | 0
00 Ret.Exist_FBC_SNCR_ACI_DSI & GPM & CCS | 0 | 0 | 0 | 0 | 0 | 0 | 0
00 Ret.Exist_FBC_SNCR_ACI_DSI & GPM & DRET | 0 | 0 | 0 | 0 | 0 | 0 | 0
00 Ret.Exist_FBC_SNCR_ACI_DSI & GPM & NGC | 0 | 0 | 0 | 0 | 0 | 0 | 0
00 Ret.Exist_FBC_SNCR_ACI_DSI & NGC | 0 | 0 | 0 | 0 | 0 | 0 | 0
00 Ret.Exist_FBC_SNCR_DSI & ACI | 0 | 0 | 0 | 0 | 0 | 0 | 0
00 Ret.Exist_FBC_SNCR_DSI & ACI & CCS | 0 | 0 | 0 | 0 | 0 | 0 | 0
00 Ret.Exist_FBC_SNCR_DSI & ACI & DRET | 0 | 0 | 0 | 0 | 0 | 0 | 0
00 Ret.Exist_FBC_SNCR_DSI & ACI & GPM | 0 | 0 | 0 | 0 | 0 | 0 | 0
00 Ret.Exist_FBC_SNCR_DSI & ACI & GPM & CCS | 0 | 0 | 0 | 0 | 0 | 0 | 0
00 Ret.Exist_FBC_SNCR_DSI & ACI & GPM & DRET | 0 | 0 | 0 | 0 | 0 | 0 | 0
00 Ret.Exist_FBC_SNCR_DSI & ACI & GPM & NGC | 0 | 0 | 0 | 0 | 0 | 0 | 0
00 Ret.Exist_FBC_SNCR_DSI & ACI & NGC | 0 | 0 | 0 | 0 | 0 | 0 | 0
00 Ret.Exist_FBC_SNCR_DSI & CCS | 0 | 0 | 0 | 0 | 0 | 0 | 0
00 Ret.Exist_FBC_SNCR_DSI & DCCS | 0 | 0 | 0 | 0 | 0 | 0 | 0
00 Ret.Exist_FBC_SNCR_DSI & DCCS & CCS | 0 | 0 | 0 | 0 | 0 | 0 | 0
00 Ret.Exist_FBC_SNCR_DSI & DRET | 0 | 0 | 0 | 0 | 0 | 0 | 0
00 Ret.Exist_FBC_SNCR_DSI & GPM | 2.8281 | 2.5924 | 2.5924 | 2.5924 | 2.5924 | 2.5924 | 2.5924
00 Ret.Exist_FBC_SNCR_DSI & GPM & CCS | 0 | 0 | 0 | 0 | 0 | 0 | 0
00 Ret.Exist_FBC_SNCR_DSI & GPM & DRET | 0 | 0 | 0 | 0 | 0 | 0 | 0
00 Ret.Exist_FBC_SNCR_DSI & GPM & NGC | 0 | 0 | 0 | 0 | 0 | 0 | 0
00 Ret.Exist_FBC_SNCR_DSI & NGC | 0 | 0 | 0 | 0 | 0 | 0 | 0
00 Ret.Exist_FBC_WetFGD_DSI & ACI | 0 | 0 | 0 | 0 | 0 | 0 | 0
00 Ret.Exist_FBC_WetFGD_DSI & ACI & DRET | 0 | 0 | 0 | 0 | 0 | 0 | 0
00 Ret.Exist_FBC_WetFGD_DSI & ACI & GPM | 0 | 0 | 0 | 0 | 0 | 0 | 0
00 Ret.Exist_FBC_WetFGD_DSI & ACI & GPM & DRET | 0 | 0 | 0 | 0 | 0 | 0 | 0
00 Ret.Exist_FBC_WetFGD_DSI & ACI & GPM & NGC | 0 | 0 | 0 | 0 | 0 | 0 | 0
00 Ret.Exist_FBC_WetFGD_DSI & ACI & GPM & SNCR | 0 | 0 | 0 | 0 | 0 | 0 | 0
00 Ret.Exist_FBC_WetFGD_DSI & ACI & GPM & SNCR & DRET | 0 | 0 | 0 | 0 | 0 | 0 | 0
00 Ret.Exist_FBC_WetFGD_DSI & ACI & GPM & SNCR & NGC | 0 | 0 | 0 | 0 | 0 | 0 | 0
00 Ret.Exist_FBC_WetFGD_DSI & ACI & NGC | 0 | 0 | 0 | 0 | 0 | 0 | 0
00 Ret.Exist_FBC_WetFGD_DSI & ACI & SNCR | 0 | 0 | 0 | 0 | 0 | 0 | 0
00 Ret.Exist_FBC_WetFGD_DSI & ACI & SNCR & DRET | 0 | 0 | 0 | 0 | 0 | 0 | 0
00 Ret.Exist_FBC_WetFGD_DSI & ACI & SNCR & NGC | 0 | 0 | 0 | 0 | 0 | 0 | 0
00 Ret.Exist_FBC_WetFGD_DSI & DRET | 0 | 0 | 0 | 0 | 0 | 0 | 0
00 Ret.Exist_FBC_WetFGD_DSI & GPM | 0 | 0 | 0 | 0 | 0 | 0 | 0
00 Ret.Exist_FBC_WetFGD_DSI & GPM & DRET | 0 | 0 | 0 | 0 | 0 | 0 | 0
00 Ret.Exist_FBC_WetFGD_DSI & GPM & NGC | 0 | 0 | 0 | 0 | 0 | 0 | 0
00 Ret.Exist_FBC_WetFGD_DSI & GPM & SNCR | 0 | 0 | 0 | 0 | 0 | 0 | 0
00 Ret.Exist_FBC_WetFGD_DSI & GPM & SNCR & DRET | 0 | 0 | 0 | 0 | 0 | 0 | 0
00 Ret.Exist_FBC_WetFGD_DSI & GPM & SNCR & NGC | 0 | 0 | 0 | 0 | 0 | 0 | 0
00 Ret.Exist_FBC_WetFGD_DSI & NGC | 0 | 0 | 0 | 0 | 0 | 0 | 0
00 Ret.Exist_FBC_WetFGD_DSI & SNCR | 0 | 0 | 0 | 0 | 0 | 0 | 0
00 Ret.Exist_FBC_WetFGD_DSI & SNCR & DRET | 0 | 0 | 0 | 0 | 0 | 0 | 0
00 Ret.Exist_FBC_WetFGD_DSI & SNCR & NGC | 0 | 0 | 0 | 0 | 0 | 0 | 0
00 Ret.Exist_FBC_WetFGD_SNCR & ACI | 0 | 0 | 0 | 0 | 0 | 0 | 0
00 Ret.Exist_FBC_WetFGD_SNCR & ACI & DRET | 0 | 0 | 0 | 0 | 0 | 0 | 0
00 Ret.Exist_FBC_WetFGD_SNCR & ACI & NGC | 0 | 0 | 0 | 0 | 0 | 0 | 0
00 Ret.Exist_FBC_WetFGD_SNCR & DRET | 0 | 0 | 0 | 0 | 0 | 0 | 0
00 Ret.Exist_FBC_WetFGD_SNCR & GPM | 0 | 0 | 0 | 0 | 0 | 0 | 0
00 Ret.Exist_FBC_WetFGD_SNCR & GPM & DRET | 0 | 0 | 0 | 0 | 0 | 0 | 0
00 Ret.Exist_FBC_WetFGD_SNCR & GPM & NGC | 0 | 0 | 0 | 0 | 0 | 0 | 0
00 Ret.Exist_FBC_WetFGD_SNCR & NGC | 0 | 0 | 0 | 0 | 0 | 0 | 0
00 Ret.Exist_Non-FBC_ACI & C2G | 0.60854 | 0.60854 | 0 | 0 | 0 | 0 | 0
00 Ret.Exist_Non-FBC_ACI & C2G & SCR | 0 | 0 | 0 | 0 | 0 | 0 | 0
00 Ret.Exist_Non-FBC_ACI & DCCS | 0 | 0 | 0 | 0 | 0 | 0 | 0
00 Ret.Exist_Non-FBC_ACI & DCCS & WetFGD & SCR & CCS | 0 | 0 | 0 | 0 | 0 | 0 | 0
00 Ret.Exist_Non-FBC_ACI & DRET | 0 | 0 | 0 | 0 | 0 | 0 | 0
00 Ret.Exist_Non-FBC_ACI & DSI | 0 | 0 | 0 | 0 | 0 | 0 | 0
00 Ret.Exist_Non-FBC_ACI & DSI & C2G | 0 | 0 | 0 | 0 | 0 | 0 | 0
00 Ret.Exist_Non-FBC_ACI & DSI & C2G & SCR | 0 | 0 | 0 | 0 | 0 | 0 | 0
00 Ret.Exist_Non-FBC_ACI & DSI & DRET | 0 | 0 | 0 | 0 | 0 | 0 | 0
00 Ret.Exist_Non-FBC_ACI & DSI & GPM | 0 | 0 | 0 | 0 | 0 | 0 | 0
00 Ret.Exist_Non-FBC_ACI & DSI & GPM & C2G | 0 | 0 | 0 | 0 | 0 | 0 | 0
00 Ret.Exist_Non-FBC_ACI & DSI & GPM & C2G & SCR | 0 | 0 | 0 | 0 | 0 | 0 | 0
00 Ret.Exist_Non-FBC_ACI & DSI & GPM & DRET | 0 | 0 | 0 | 0 | 0 | 0 | 0
00 Ret.Exist_Non-FBC_ACI & DSI & GPM & NGC | 0 | 0 | 0 | 0 | 0 | 0 | 0
00 Ret.Exist_Non-FBC_ACI & DSI & GPM & SCR | 0 | 0 | 0 | 0 | 0 | 0 | 0
00 Ret.Exist_Non-FBC_ACI & DSI & GPM & SCR & DRET | 0 | 0 | 0 | 0 | 0 | 0 | 0
00 Ret.Exist_Non-FBC_ACI & DSI & GPM & SCR & NGC | 0 | 0 | 0 | 0 | 0 | 0 | 0
00 Ret.Exist_Non-FBC_ACI & DSI & GPM & SNCR | 0 | 0 | 0 | 0 | 0 | 0 | 0
00 Ret.Exist_Non-FBC_ACI & DSI & GPM & SNCR & DRET | 0 | 0 | 0 | 0 | 0 | 0 | 0
00 Ret.Exist_Non-FBC_ACI & DSI & GPM & SNCR & NGC | 0 | 0 | 0 | 0 | 0 | 0 | 0
00 Ret.Exist_Non-FBC_ACI & DSI & GPM & WetFGD & SCR & CCS | 0 | 0 | 0 | 0 | 0 | 0 | 0
00 Ret.Exist_Non-FBC_ACI & DSI & NGC | 0 | 0 | 0 | 0 | 0 | 0 | 0
00 Ret.Exist_Non-FBC_ACI & DSI & SCR | 0 | 0 | 0 | 0 | 0 | 0 | 0
00 Ret.Exist_Non-FBC_ACI & DSI & SCR & DRET | 0 | 0 | 0 | 0 | 0 | 0 | 0
00 Ret.Exist_Non-FBC_ACI & DSI & SCR & NGC | 0 | 0 | 0 | 0 | 0 | 0 | 0
00 Ret.Exist_Non-FBC_ACI & DSI & SNCR | 0 | 0 | 0 | 0 | 0 | 0 | 0
00 Ret.Exist_Non-FBC_ACI & DSI & SNCR & DRET | 0 | 0 | 0 | 0 | 0 | 0 | 0
00 Ret.Exist_Non-FBC_ACI & DSI & SNCR & NGC | 0 | 0 | 0 | 0 | 0 | 0 | 0
00 Ret.Exist_Non-FBC_ACI & DSI & WetFGD & SCR & CCS | 0 | 0 | 0 | 0 | 0 | 0 | 0
00 Ret.Exist_Non-FBC_ACI & GPM | 0 | 55.0941 | 55.0941 | 55.0941 | 51.2828 | 46.2795 | 46.2795
00 Ret.Exist_Non-FBC_ACI & GPM & C2G | 0 | 0 | 0 | 0 | 0 | 0 | 0
00 Ret.Exist_Non-FBC_ACI & GPM & C2G & SCR | 0 | 0 | 0 | 0 | 0 | 0 | 0
00 Ret.Exist_Non-FBC_ACI & GPM & DRET | 0 | 0 | 0 | 0 | 0 | 0 | 0
00 Ret.Exist_Non-FBC_ACI & GPM & NGC | 0 | 0 | 0 | 0 | 0 | 0 | 0
00 Ret.Exist_Non-FBC_ACI & GPM & SCR | 0 | 0 | 0 | 0 | 0 | 0 | 0
00 Ret.Exist_Non-FBC_ACI & GPM & SCR & DRET | 0 | 0 | 0 | 0 | 0 | 0 | 0
00 Ret.Exist_Non-FBC_ACI & GPM & SCR & NGC | 0 | 0 | 0 | 0 | 0 | 0 | 0
00 Ret.Exist_Non-FBC_ACI & GPM & SNCR | 0 | 0 | 0 | 0 | 0 | 0 | 0
00 Ret.Exist_Non-FBC_ACI & GPM & SNCR & DRET | 0 | 0 | 0 | 0 | 0 | 0 | 0
00 Ret.Exist_Non-FBC_ACI & GPM & SNCR & NGC | 0 | 0 | 0 | 0 | 0 | 0 | 0
00 Ret.Exist_Non-FBC_ACI & GPM & WetFGD & SCR & CCS | 0 | 0 | 0 | 0 | 0 | 0 | 0
00 Ret.Exist_Non-FBC_ACI & NGC | 0 | 0 | 0 | 0 | 0 | 0 | 0
00 Ret.Exist_Non-FBC_ACI & SCR | 0 | 0 | 0 | 0 | 0 | 0 | 0
00 Ret.Exist_Non-FBC_ACI & SCR & C2G | 0 | 0 | 0 | 0 | 0 | 0 | 0
00 Ret.Exist_Non-FBC_ACI & SCR & DRET | 0 | 0 | 0 | 0 | 0 | 0 | 0
00 Ret.Exist_Non-FBC_ACI & SCR & NGC | 0 | 0 | 0 | 0 | 0 | 0 | 0
00 Ret.Exist_Non-FBC_ACI & SCR & WetFGD & CCS | 0 | 0 | 0 | 0 | 0 | 0 | 0
00 Ret.Exist_Non-FBC_ACI & SNCR | 0 | 0 | 0 | 0 | 0 | 0 | 0
00 Ret.Exist_Non-FBC_ACI & SNCR & C2G | 0 | 0 | 0 | 0 | 0 | 0 | 0
00 Ret.Exist_Non-FBC_ACI & SNCR & DRET | 0 | 0 | 0 | 0 | 0 | 0 | 0
00 Ret.Exist_Non-FBC_ACI & SNCR & NGC | 0 | 0 | 0 | 0 | 0 | 0 | 0
00 Ret.Exist_Non-FBC_ACI_DSI & C2G | 0 | 0 | 0 | 0 | 0 | 0 | 0
00 Ret.Exist_Non-FBC_ACI_DSI & C2G & SCR | 0 | 0 | 0 | 0 | 0 | 0 | 0
00 Ret.Exist_Non-FBC_ACI_DSI & DCCS | 0 | 0 | 0 | 0 | 0 | 0 | 0
00 Ret.Exist_Non-FBC_ACI_DSI & DCCS & WetFGD & SCR & CCS | 0 | 0 | 0 | 0 | 0 | 0 | 0
00 Ret.Exist_Non-FBC_ACI_DSI & DRET | 0 | 0 | 0 | 0 | 0 | 0 | 0
00 Ret.Exist_Non-FBC_ACI_DSI & GPM | 0 | 0 | 0 | 0 | 0 | 0 | 0
00 Ret.Exist_Non-FBC_ACI_DSI & GPM & C2G | 0 | 0 | 0 | 0 | 0 | 0 | 0
00 Ret.Exist_Non-FBC_ACI_DSI & GPM & C2G & SCR | 0 | 0 | 0 | 0 | 0 | 0 | 0
00 Ret.Exist_Non-FBC_ACI_DSI & GPM & DRET | 0 | 0 | 0 | 0 | 0 | 0 | 0
00 Ret.Exist_Non-FBC_ACI_DSI & GPM & NGC | 0 | 0 | 0 | 0 | 0 | 0 | 0
00 Ret.Exist_Non-FBC_ACI_DSI & GPM & SCR | 0 | 0 | 0 | 0 | 0 | 0 | 0
00 Ret.Exist_Non-FBC_ACI_DSI & GPM & SCR & DRET | 0 | 0 | 0 | 0 | 0 | 0 | 0
00 Ret.Exist_Non-FBC_ACI_DSI & GPM & SCR & NGC | 0 | 0 | 0 | 0 | 0 | 0 | 0
00 Ret.Exist_Non-FBC_ACI_DSI & GPM & SNCR | 0 | 0 | 0 | 0 | 0 | 0 | 0
00 Ret.Exist_Non-FBC_ACI_DSI & GPM & SNCR & DRET | 0 | 0 | 0 | 0 | 0 | 0 | 0
00 Ret.Exist_Non-FBC_ACI_DSI & GPM & SNCR & NGC | 0 | 0 | 0 | 0 | 0 | 0 | 0
00 Ret.Exist_Non-FBC_ACI_DSI & GPM & WetFGD & SCR & CCS | 0 | 0 | 0 | 0 | 0 | 0 | 0
00 Ret.Exist_Non-FBC_ACI_DSI & NGC | 0 | 0 | 0 | 0 | 0 | 0 | 0
00 Ret.Exist_Non-FBC_ACI_DSI & SCR | 0 | 0 | 0 | 0 | 0 | 0 | 0
00 Ret.Exist_Non-FBC_ACI_DSI & SCR & C2G | 0 | 0 | 0 | 0 | 0 | 0 | 0
00 Ret.Exist_Non-FBC_ACI_DSI & SCR & DRET | 0 | 0 | 0 | 0 | 0 | 0 | 0
00 Ret.Exist_Non-FBC_ACI_DSI & SCR & NGC | 0 | 0 | 0 | 0 | 0 | 0 | 0
00 Ret.Exist_Non-FBC_ACI_DSI & SCR & WetFGD & CCS | 0 | 0 | 0 | 0 | 0 | 0 | 0
00 Ret.Exist_Non-FBC_ACI_DSI & SNCR | 0 | 0 | 0 | 0 | 0 | 0 | 0
00 Ret.Exist_Non-FBC_ACI_DSI & SNCR & C2G | 0 | 0 | 0 | 0 | 0 | 0 | 0
00 Ret.Exist_Non-FBC_ACI_DSI & SNCR & DRET | 0 | 0 | 0 | 0 | 0 | 0 | 0
00 Ret.Exist_Non-FBC_ACI_DSI & SNCR & NGC | 0 | 0 | 0 | 0 | 0 | 0 | 0
00 Ret.Exist_Non-FBC_DryFGD & C2G | 0 | 0 | 0 | 0 | 0 | 0 | 0
00 Ret.Exist_Non-FBC_DryFGD & C2G & SCR | 0 | 0 | 0 | 0 | 0 | 0 | 0
00 Ret.Exist_Non-FBC_DryFGD & DRET | 0 | 0 | 0 | 0 | 0 | 0 | 0
00 Ret.Exist_Non-FBC_DryFGD & GPM | 0 | 0 | 0 | 0 | 0 | 0 | 0
00 Ret.Exist_Non-FBC_DryFGD & GPM & C2G | 0 | 0 | 0 | 0 | 0 | 0 | 0
00 Ret.Exist_Non-FBC_DryFGD & GPM & C2G & SCR | 0 | 0 | 0 | 0 | 0 | 0 | 0
00 Ret.Exist_Non-FBC_DryFGD & GPM & DRET | 0 | 0 | 0 | 0 | 0 | 0 | 0
00 Ret.Exist_Non-FBC_DryFGD & GPM & NGC | 0 | 0 | 0 | 0 | 0 | 0 | 0
00 Ret.Exist_Non-FBC_DryFGD & GPM & SCR | 0 | 0 | 0 | 0 | 0 | 0 | 0
00 Ret.Exist_Non-FBC_DryFGD & GPM & SCR & CCS | 0 | 0 | 0 | 0 | 0 | 0 | 0
00 Ret.Exist_Non-FBC_DryFGD & GPM & SCR & DRET | 0 | 0 | 0 | 0 | 0 | 0 | 0
00 Ret.Exist_Non-FBC_DryFGD & GPM & SCR & NGC | 0 | 0 | 0 | 0 | 0 | 0 | 0
00 Ret.Exist_Non-FBC_DryFGD & GPM & SNCR | 0 | 0 | 0 | 0 | 0 | 0 | 0
00 Ret.Exist_Non-FBC_DryFGD & GPM & SNCR & DRET | 0 | 0 | 0 | 0 | 0 | 0 | 0
00 Ret.Exist_Non-FBC_DryFGD & GPM & SNCR & NGC | 0 | 0 | 0 | 0 | 0 | 0 | 0
00 Ret.Exist_Non-FBC_DryFGD & NGC | 0 | 0 | 0 | 0 | 0 | 0 | 0
00 Ret.Exist_Non-FBC_DryFGD & SCR | 0 | 0 | 0 | 0 | 0 | 0 | 0
00 Ret.Exist_Non-FBC_DryFGD & SCR & C2G | 0 | 0 | 0 | 0 | 0 | 0 | 0
00 Ret.Exist_Non-FBC_DryFGD & SCR & CCS | 0 | 0 | 0 | 0 | 0 | 0 | 0
00 Ret.Exist_Non-FBC_DryFGD & SCR & DRET | 0 | 0 | 0 | 0 | 0 | 0 | 0
00 Ret.Exist_Non-FBC_DryFGD & SCR & NGC | 0 | 0 | 0 | 0 | 0 | 0 | 0
00 Ret.Exist_Non-FBC_DryFGD & SNCR | 0 | 0 | 0 | 0 | 0 | 0 | 0
00 Ret.Exist_Non-FBC_DryFGD & SNCR & C2G | 0 | 0 | 0 | 0 | 0 | 0 | 0
00 Ret.Exist_Non-FBC_DryFGD & SNCR & DRET | 0 | 0 | 0 | 0 | 0 | 0 | 0
00 Ret.Exist_Non-FBC_DryFGD & SNCR & NGC | 0 | 0 | 0 | 0 | 0 | 0 | 0
00 Ret.Exist_Non-FBC_DryFGD_ACI & C2G | 0 | 0 | 0 | 0 | 0 | 0 | 0
00 Ret.Exist_Non-FBC_DryFGD_ACI & C2G & SCR | 0 | 0 | 0 | 0 | 0 | 0 | 0
00 Ret.Exist_Non-FBC_DryFGD_ACI & DCCS | 0 | 0 | 0 | 0 | 0 | 0 | 0
00 Ret.Exist_Non-FBC_DryFGD_ACI & DCCS & SCR & CCS | 0 | 0 | 0 | 0 | 0 | 0 | 0
00 Ret.Exist_Non-FBC_DryFGD_ACI & DRET | 0 | 0 | 0 | 0 | 0 | 0 | 0
00 Ret.Exist_Non-FBC_DryFGD_ACI & GPM | 0 | 0 | 0 | 0 | 0 | 0 | 0
00 Ret.Exist_Non-FBC_DryFGD_ACI & GPM & C2G | 0 | 0 | 0 | 0 | 0 | 0 | 0
00 Ret.Exist_Non-FBC_DryFGD_ACI & GPM & C2G & SCR | 0 | 0 | 0 | 0 | 0 | 0 | 0
00 Ret.Exist_Non-FBC_DryFGD_ACI & GPM & DRET | 0 | 0 | 0 | 0 | 0 | 0 | 0
00 Ret.Exist_Non-FBC_DryFGD_ACI & GPM & NGC | 0 | 0 | 0 | 0 | 0 | 0 | 0
00 Ret.Exist_Non-FBC_DryFGD_ACI & GPM & SCR | 0 | 0 | 0 | 0 | 0 | 0 | 0
00 Ret.Exist_Non-FBC_DryFGD_ACI & GPM & SCR & CCS | 0 | 0 | 0 | 0 | 0 | 0 | 0
00 Ret.Exist_Non-FBC_DryFGD_ACI & GPM & SCR & DRET | 0 | 0 | 0 | 0 | 0 | 0 | 0
00 Ret.Exist_Non-FBC_DryFGD_ACI & GPM & SCR & NGC | 0 | 0 | 0 | 0 | 0 | 0 | 0
00 Ret.Exist_Non-FBC_DryFGD_ACI & GPM & SNCR | 0 | 0 | 0 | 0 | 0 | 0 | 0
00 Ret.Exist_Non-FBC_DryFGD_ACI & GPM & SNCR & DRET | 0 | 0 | 0 | 0 | 0 | 0 | 0
00 Ret.Exist_Non-FBC_DryFGD_ACI & GPM & SNCR & NGC | 0 | 0 | 0 | 0 | 0 | 0 | 0
00 Ret.Exist_Non-FBC_DryFGD_ACI & NGC | 0 | 0 | 0 | 0 | 0 | 0 | 0
00 Ret.Exist_Non-FBC_DryFGD_ACI & SCR | 0 | 0 | 0 | 0 | 0 | 0 | 0
00 Ret.Exist_Non-FBC_DryFGD_ACI & SCR & C2G | 0 | 0 | 0 | 0 | 0 | 0 | 0
00 Ret.Exist_Non-FBC_DryFGD_ACI & SCR & CCS | 0 | 0 | 23.1853 | 23.1853 | 7.3591 | 7.3591 | 7.0666
00 Ret.Exist_Non-FBC_DryFGD_ACI & SCR & DRET | 0 | 0 | 0 | 0 | 0 | 0 | 0
00 Ret.Exist_Non-FBC_DryFGD_ACI & SCR & NGC | 0 | 0 | 0 | 0 | 0 | 0 | 0
00 Ret.Exist_Non-FBC_DryFGD_ACI & SNCR | 0 | 0 | 0 | 0 | 0 | 0 | 0
00 Ret.Exist_Non-FBC_DryFGD_ACI & SNCR & C2G | 0 | 0 | 0 | 0 | 0 | 0 | 0
00 Ret.Exist_Non-FBC_DryFGD_ACI & SNCR & DRET | 0 | 0 | 0 | 0 | 0 | 0 | 0
00 Ret.Exist_Non-FBC_DryFGD_ACI & SNCR & NGC | 0 | 0 | 0 | 0 | 0 | 0 | 0
00 Ret.Exist_Non-FBC_DryFGD_SCR & ACI | 0 | 0 | 0 | 0 | 0 | 0 | 0
00 Ret.Exist_Non-FBC_DryFGD_SCR & ACI & C2G | 0 | 0 | 0 | 0 | 0 | 0 | 0
00 Ret.Exist_Non-FBC_DryFGD_SCR & ACI & CCS | 0 | 0 | 0 | 0 | 0 | 0 | 0
00 Ret.Exist_Non-FBC_DryFGD_SCR & ACI & DRET | 0 | 0 | 0 | 0 | 0 | 0 | 0
00 Ret.Exist_Non-FBC_DryFGD_SCR & ACI & GPM | 0 | 0 | 0 | 0 | 0 | 0 | 0
00 Ret.Exist_Non-FBC_DryFGD_SCR & ACI & GPM & C2G | 0 | 0 | 0 | 0 | 0 | 0 | 0
00 Ret.Exist_Non-FBC_DryFGD_SCR & ACI & GPM & CCS | 0 | 0 | 0 | 0 | 0 | 0 | 0
00 Ret.Exist_Non-FBC_DryFGD_SCR & ACI & GPM & DRET | 0 | 0 | 0 | 0 | 0 | 0 | 0
00 Ret.Exist_Non-FBC_DryFGD_SCR & ACI & GPM & NGC | 0 | 0 | 0 | 0 | 0 | 0 | 0
00 Ret.Exist_Non-FBC_DryFGD_SCR & ACI & NGC | 0 | 0 | 0 | 0 | 0 | 0 | 0
00 Ret.Exist_Non-FBC_DryFGD_SCR & C2G | 0 | 0 | 0 | 0 | 0 | 0 | 0
00 Ret.Exist_Non-FBC_DryFGD_SCR & CCS | 0 | 0 | 0 | 0 | 0 | 0 | 0
00 Ret.Exist_Non-FBC_DryFGD_SCR & DRET | 0 | 0 | 0 | 0 | 0 | 0 | 0
00 Ret.Exist_Non-FBC_DryFGD_SCR & GPM | 0 | 0 | 0 | 0 | 0 | 0 | 0
00 Ret.Exist_Non-FBC_DryFGD_SCR & GPM & C2G | 0 | 0 | 0 | 0 | 0 | 0 | 0
00 Ret.Exist_Non-FBC_DryFGD_SCR & GPM & CCS | 0 | 0 | 0 | 0 | 0 | 0 | 0
00 Ret.Exist_Non-FBC_DryFGD_SCR & GPM & DRET | 0 | 0 | 0 | 0 | 0 | 0 | 0
00 Ret.Exist_Non-FBC_DryFGD_SCR & GPM & NGC | 0 | 0 | 0 | 0 | 0 | 0 | 0
00 Ret.Exist_Non-FBC_DryFGD_SCR & NGC | 0 | 0 | 0 | 0 | 0 | 0 | 0
00 Ret.Exist_Non-FBC_DryFGD_SCR_ACI & C2G | 0.29883 | 0.29883 | 0.29883 | 0.29883 | 0.29883 | 0.29883 | 0.29883
00 Ret.Exist_Non-FBC_DryFGD_SCR_ACI & CCS | 0 | 5.9726 | 24.5978 | 24.5978 | 8.557 | 8.1195 | 8.1195
00 Ret.Exist_Non-FBC_DryFGD_SCR_ACI & DCCS | 0 | 0 | 0 | 0 | 0 | 0 | 0
00 Ret.Exist_Non-FBC_DryFGD_SCR_ACI & DCCS & CCS | 0 | 0 | 0 | 0 | 0 | 0 | 0
00 Ret.Exist_Non-FBC_DryFGD_SCR_ACI & DRET | 0 | 0 | 0 | 0 | 0 | 0 | 0
00 Ret.Exist_Non-FBC_DryFGD_SCR_ACI & GPM | 0 | 0 | 0 | 0 | 0 | 0 | 0
00 Ret.Exist_Non-FBC_DryFGD_SCR_ACI & GPM & C2G | 0 | 0 | 0 | 0 | 0 | 0 | 0
00 Ret.Exist_Non-FBC_DryFGD_SCR_ACI & GPM & CCS | 0 | 0 | 0 | 0 | 0 | 0 | 0
00 Ret.Exist_Non-FBC_DryFGD_SCR_ACI & GPM & DRET | 0 | 0 | 0 | 0 | 0 | 0 | 0
00 Ret.Exist_Non-FBC_DryFGD_SCR_ACI & GPM & NGC | 0 | 0 | 0 | 0 | 0 | 0 | 0
00 Ret.Exist_Non-FBC_DryFGD_SCR_ACI & NGC | 0 | 0 | 0 | 0 | 0 | 0 | 0
00 Ret.Exist_Non-FBC_DryFGD_SCR_ACI_DSI & C2G | 0 | 0 | 0 | 0 | 0 | 0 | 0
00 Ret.Exist_Non-FBC_DryFGD_SCR_ACI_DSI & CCS | 0 | 0 | 0 | 0 | 0 | 0 | 0
00 Ret.Exist_Non-FBC_DryFGD_SCR_ACI_DSI & DCCS | 0 | 0 | 0 | 0 | 0 | 0 | 0
00 Ret.Exist_Non-FBC_DryFGD_SCR_ACI_DSI & DCCS & CCS | 0 | 0 | 0 | 0 | 0 | 0 | 0
00 Ret.Exist_Non-FBC_DryFGD_SCR_ACI_DSI & DRET | 0 | 0 | 0 | 0 | 0 | 0 | 0
00 Ret.Exist_Non-FBC_DryFGD_SCR_ACI_DSI & GPM | 0 | 0 | 0 | 0 | 0 | 0 | 0
00 Ret.Exist_Non-FBC_DryFGD_SCR_ACI_DSI & GPM & C2G | 0 | 0 | 0 | 0 | 0 | 0 | 0
00 Ret.Exist_Non-FBC_DryFGD_SCR_ACI_DSI & GPM & CCS | 0 | 0 | 0 | 0 | 0 | 0 | 0
00 Ret.Exist_Non-FBC_DryFGD_SCR_ACI_DSI & GPM & DRET | 0 | 0 | 0 | 0 | 0 | 0 | 0
00 Ret.Exist_Non-FBC_DryFGD_SCR_ACI_DSI & GPM & NGC | 0 | 0 | 0 | 0 | 0 | 0 | 0
00 Ret.Exist_Non-FBC_DryFGD_SCR_ACI_DSI & NGC | 0 | 0 | 0 | 0 | 0 | 0 | 0
00 Ret.Exist_Non-FBC_DryFGD_SCR_DSI & ACI | 0 | 0 | 0 | 0 | 0 | 0 | 0
00 Ret.Exist_Non-FBC_DryFGD_SCR_DSI & ACI & C2G | 0 | 0 | 0 | 0 | 0 | 0 | 0
00 Ret.Exist_Non-FBC_DryFGD_SCR_DSI & ACI & CCS | 0 | 0 | 0 | 0 | 0 | 0 | 0
00 Ret.Exist_Non-FBC_DryFGD_SCR_DSI & ACI & DRET | 0 | 0 | 0 | 0 | 0 | 0 | 0
00 Ret.Exist_Non-FBC_DryFGD_SCR_DSI & ACI & GPM | 0 | 0 | 0 | 0 | 0 | 0 | 0
00 Ret.Exist_Non-FBC_DryFGD_SCR_DSI & ACI & GPM & C2G | 0 | 0 | 0 | 0 | 0 | 0 | 0
00 Ret.Exist_Non-FBC_DryFGD_SCR_DSI & ACI & GPM & CCS | 0 | 0 | 0 | 0 | 0 | 0 | 0
00 Ret.Exist_Non-FBC_DryFGD_SCR_DSI & ACI & GPM & DRET | 0 | 0 | 0 | 0 | 0 | 0 | 0
00 Ret.Exist_Non-FBC_DryFGD_SCR_DSI & ACI & GPM & NGC | 0 | 0 | 0 | 0 | 0 | 0 | 0
00 Ret.Exist_Non-FBC_DryFGD_SCR_DSI & ACI & NGC | 0 | 0 | 0 | 0 | 0 | 0 | 0
00 Ret.Exist_Non-FBC_DryFGD_SCR_DSI & C2G | 0 | 0 | 0 | 0 | 0 | 0 | 0
00 Ret.Exist_Non-FBC_DryFGD_SCR_DSI & CCS | 0 | 0 | 0 | 0 | 0 | 0 | 0
00 Ret.Exist_Non-FBC_DryFGD_SCR_DSI & DRET | 0 | 0 | 0 | 0 | 0 | 0 | 0
00 Ret.Exist_Non-FBC_DryFGD_SCR_DSI & GPM | 0 | 0 | 0 | 0 | 0 | 0 | 0
00 Ret.Exist_Non-FBC_DryFGD_SCR_DSI & GPM & C2G | 0 | 0 | 0 | 0 | 0 | 0 | 0
00 Ret.Exist_Non-FBC_DryFGD_SCR_DSI & GPM & CCS | 0 | 0 | 0 | 0 | 0 | 0 | 0
00 Ret.Exist_Non-FBC_DryFGD_SCR_DSI & GPM & DRET | 0 | 0 | 0 | 0 | 0 | 0 | 0
00 Ret.Exist_Non-FBC_DryFGD_SCR_DSI & GPM & NGC | 0 | 0 | 0 | 0 | 0 | 0 | 0
00 Ret.Exist_Non-FBC_DryFGD_SCR_DSI & NGC | 0 | 0 | 0 | 0 | 0 | 0 | 0
00 Ret.Exist_Non-FBC_DryFGD_SNCR_ACI & C2G | 0 | 0 | 0 | 0 | 0 | 0 | 0
00 Ret.Exist_Non-FBC_DryFGD_SNCR_ACI & C2G & SCR | 0 | 0 | 0 | 0 | 0 | 0 | 0
00 Ret.Exist_Non-FBC_DryFGD_SNCR_ACI & DCCS | 0 | 0 | 0 | 0 | 0 | 0 | 0
00 Ret.Exist_Non-FBC_DryFGD_SNCR_ACI & DCCS & SCR & CCS | 0 | 0 | 0 | 0 | 0 | 0 | 0
00 Ret.Exist_Non-FBC_DryFGD_SNCR_ACI & DRET | 0 | 0 | 0 | 0 | 0 | 0 | 0
00 Ret.Exist_Non-FBC_DryFGD_SNCR_ACI & GPM | 0 | 13.2393 | 13.2393 | 13.2393 | 13.2393 | 13.2393 | 13.2393
00 Ret.Exist_Non-FBC_DryFGD_SNCR_ACI & GPM & C2G | 0 | 0 | 0 | 0 | 0 | 0 | 0
00 Ret.Exist_Non-FBC_DryFGD_SNCR_ACI & GPM & C2G & SCR | 0 | 0 | 0 | 0 | 0 | 0 | 0
00 Ret.Exist_Non-FBC_DryFGD_SNCR_ACI & GPM & DRET | 0 | 0 | 0 | 0 | 0 | 0 | 0
00 Ret.Exist_Non-FBC_DryFGD_SNCR_ACI & GPM & NGC | 0 | 0 | 0 | 0 | 0 | 0 | 0
00 Ret.Exist_Non-FBC_DryFGD_SNCR_ACI & GPM & SCR | 0 | 0 | 0 | 0 | 0 | 0 | 0
00 Ret.Exist_Non-FBC_DryFGD_SNCR_ACI & GPM & SCR & CCS | 0 | 0 | 0 | 0 | 0 | 0 | 0
00 Ret.Exist_Non-FBC_DryFGD_SNCR_ACI & GPM & SCR & DRET | 0 | 0 | 0 | 0 | 0 | 0 | 0
00 Ret.Exist_Non-FBC_DryFGD_SNCR_ACI & GPM & SCR & NGC | 0 | 0 | 0 | 0 | 0 | 0 | 0
00 Ret.Exist_Non-FBC_DryFGD_SNCR_ACI & NGC | 0 | 0 | 0 | 0 | 0 | 0 | 0
00 Ret.Exist_Non-FBC_DryFGD_SNCR_ACI & SCR | 0 | 0 | 0 | 0 | 0 | 0 | 0
00 Ret.Exist_Non-FBC_DryFGD_SNCR_ACI & SCR & C2G | 0 | 0 | 0 | 0 | 0 | 0 | 0
00 Ret.Exist_Non-FBC_DryFGD_SNCR_ACI & SCR & CCS | 0 | 0 | 0 | 0 | 0 | 0 | 0
00 Ret.Exist_Non-FBC_DryFGD_SNCR_ACI & SCR & DRET | 0 | 0 | 0 | 0 | 0 | 0 | 0
00 Ret.Exist_Non-FBC_DryFGD_SNCR_ACI & SCR & NGC | 0 | 0 | 0 | 0 | 0 | 0 | 0
00 Ret.Exist_Non-FBC_DryFGD_SNCR_ACI_DSI & C2G | 0 | 0 | 0 | 0 | 0 | 0 | 0
00 Ret.Exist_Non-FBC_DryFGD_SNCR_ACI_DSI & C2G & SCR | 0 | 0 | 0 | 0 | 0 | 0 | 0
00 Ret.Exist_Non-FBC_DryFGD_SNCR_ACI_DSI & DRET | 0 | 0 | 0 | 0 | 0 | 0 | 0
00 Ret.Exist_Non-FBC_DryFGD_SNCR_ACI_DSI & GPM | 0 | 0 | 0 | 0 | 0 | 0 | 0
00 Ret.Exist_Non-FBC_DryFGD_SNCR_ACI_DSI & GPM & C2G | 0 | 0 | 0 | 0 | 0 | 0 | 0
00 Ret.Exist_Non-FBC_DryFGD_SNCR_ACI_DSI & GPM & C2G & SCR | 0 | 0 | 0 | 0 | 0 | 0 | 0
00 Ret.Exist_Non-FBC_DryFGD_SNCR_ACI_DSI & GPM & DRET | 0 | 0 | 0 | 0 | 0 | 0 | 0
00 Ret.Exist_Non-FBC_DryFGD_SNCR_ACI_DSI & GPM & NGC | 0 | 0 | 0 | 0 | 0 | 0 | 0
00 Ret.Exist_Non-FBC_DryFGD_SNCR_ACI_DSI & GPM & SCR | 0 | 0 | 0 | 0 | 0 | 0 | 0
00 Ret.Exist_Non-FBC_DryFGD_SNCR_ACI_DSI & GPM & SCR & CCS | 0 | 0 | 0 | 0 | 0 | 0 | 0
00 Ret.Exist_Non-FBC_DryFGD_SNCR_ACI_DSI & GPM & SCR & DRET | 0 | 0 | 0 | 0 | 0 | 0 | 0
00 Ret.Exist_Non-FBC_DryFGD_SNCR_ACI_DSI & GPM & SCR & NGC | 0 | 0 | 0 | 0 | 0 | 0 | 0
00 Ret.Exist_Non-FBC_DryFGD_SNCR_ACI_DSI & NGC | 0 | 0 | 0 | 0 | 0 | 0 | 0
00 Ret.Exist_Non-FBC_DryFGD_SNCR_ACI_DSI & SCR | 0 | 0 | 0 | 0 | 0 | 0 | 0
00 Ret.Exist_Non-FBC_DryFGD_SNCR_ACI_DSI & SCR & C2G | 0 | 0 | 0 | 0 | 0 | 0 | 0
00 Ret.Exist_Non-FBC_DryFGD_SNCR_ACI_DSI & SCR & CCS | 0 | 0 | 0 | 0 | 0 | 0 | 0
00 Ret.Exist_Non-FBC_DryFGD_SNCR_ACI_DSI & SCR & DRET | 0 | 0 | 0 | 0 | 0 | 0 | 0
00 Ret.Exist_Non-FBC_DryFGD_SNCR_ACI_DSI & SCR & NGC | 0 | 0 | 0 | 0 | 0 | 0 | 0
00 Ret.Exist_Non-FBC_DSI & ACI | 0 | 0 | 0 | 0 | 0 | 0 | 0
00 Ret.Exist_Non-FBC_DSI & ACI & C2G | 0 | 0 | 0 | 0 | 0 | 0 | 0
00 Ret.Exist_Non-FBC_DSI & ACI & C2G & SCR | 0 | 0 | 0 | 0 | 0 | 0 | 0
00 Ret.Exist_Non-FBC_DSI & ACI & DRET | 0 | 0 | 0 | 0 | 0 | 0 | 0
00 Ret.Exist_Non-FBC_DSI & ACI & GPM | 0 | 0 | 0 | 0 | 0 | 0 | 0
00 Ret.Exist_Non-FBC_DSI & ACI & GPM & C2G | 0 | 0 | 0 | 0 | 0 | 0 | 0
00 Ret.Exist_Non-FBC_DSI & ACI & GPM & C2G & SCR | 0 | 0 | 0 | 0 | 0 | 0 | 0
00 Ret.Exist_Non-FBC_DSI & ACI & GPM & DRET | 0 | 0 | 0 | 0 | 0 | 0 | 0
00 Ret.Exist_Non-FBC_DSI & ACI & GPM & NGC | 0 | 0 | 0 | 0 | 0 | 0 | 0
00 Ret.Exist_Non-FBC_DSI & ACI & GPM & SCR | 0 | 0 | 0 | 0 | 0 | 0 | 0
00 Ret.Exist_Non-FBC_DSI & ACI & GPM & SCR & DRET | 0 | 0 | 0 | 0 | 0 | 0 | 0
00 Ret.Exist_Non-FBC_DSI & ACI & GPM & SCR & NGC | 0 | 0 | 0 | 0 | 0 | 0 | 0
00 Ret.Exist_Non-FBC_DSI & ACI & GPM & SNCR | 0 | 0 | 0 | 0 | 0 | 0 | 0
00 Ret.Exist_Non-FBC_DSI & ACI & GPM & SNCR & DRET | 0 | 0 | 0 | 0 | 0 | 0 | 0
00 Ret.Exist_Non-FBC_DSI & ACI & GPM & SNCR & NGC | 0 | 0 | 0 | 0 | 0 | 0 | 0
00 Ret.Exist_Non-FBC_DSI & ACI & GPM & WetFGD & SCR & CCS | 0 | 0 | 0 | 0 | 0 | 0 | 0
00 Ret.Exist_Non-FBC_DSI & ACI & NGC | 0 | 0 | 0 | 0 | 0 | 0 | 0
00 Ret.Exist_Non-FBC_DSI & ACI & SCR | 0 | 0 | 0 | 0 | 0 | 0 | 0
00 Ret.Exist_Non-FBC_DSI & ACI & SCR & DRET | 0 | 0 | 0 | 0 | 0 | 0 | 0
00 Ret.Exist_Non-FBC_DSI & ACI & SCR & NGC | 0 | 0 | 0 | 0 | 0 | 0 | 0
00 Ret.Exist_Non-FBC_DSI & ACI & SNCR | 0 | 0 | 0 | 0 | 0 | 0 | 0
00 Ret.Exist_Non-FBC_DSI & ACI & SNCR & DRET | 0 | 0 | 0 | 0 | 0 | 0 | 0
00 Ret.Exist_Non-FBC_DSI & ACI & SNCR & NGC | 0 | 0 | 0 | 0 | 0 | 0 | 0
00 Ret.Exist_Non-FBC_DSI & ACI & WetFGD & SCR & CCS | 0 | 0 | 0 | 0 | 0 | 0 | 0
00 Ret.Exist_Non-FBC_DSI & C2G | 0 | 0 | 0 | 0 | 0 | 0 | 0
00 Ret.Exist_Non-FBC_DSI & C2G & SCR | 0 | 0 | 0 | 0 | 0 | 0 | 0
00 Ret.Exist_Non-FBC_DSI & DRET | 0 | 0 | 0 | 0 | 0 | 0 | 0
00 Ret.Exist_Non-FBC_DSI & GPM | 0 | 0 | 0 | 0 | 0 | 0 | 0
00 Ret.Exist_Non-FBC_DSI & GPM & C2G | 0 | 0 | 0 | 0 | 0 | 0 | 0
00 Ret.Exist_Non-FBC_DSI & GPM & C2G & SCR | 0 | 0 | 0 | 0 | 0 | 0 | 0
00 Ret.Exist_Non-FBC_DSI & GPM & DRET | 0 | 0 | 0 | 0 | 0 | 0 | 0
00 Ret.Exist_Non-FBC_DSI & GPM & NGC | 0 | 0 | 0 | 0 | 0 | 0 | 0
00 Ret.Exist_Non-FBC_DSI & GPM & SCR | 0 | 0 | 0 | 0 | 0 | 0 | 0
00 Ret.Exist_Non-FBC_DSI & GPM & SCR & DRET | 0 | 0 | 0 | 0 | 0 | 0 | 0
00 Ret.Exist_Non-FBC_DSI & GPM & SCR & NGC | 0 | 0 | 0 | 0 | 0 | 0 | 0
00 Ret.Exist_Non-FBC_DSI & GPM & SNCR | 0 | 0 | 0 | 0 | 0 | 0 | 0
00 Ret.Exist_Non-FBC_DSI & GPM & SNCR & DRET | 0 | 0 | 0 | 0 | 0 | 0 | 0
00 Ret.Exist_Non-FBC_DSI & GPM & SNCR & NGC | 0 | 0 | 0 | 0 | 0 | 0 | 0
00 Ret.Exist_Non-FBC_DSI & GPM & WetFGD & SCR & CCS | 0 | 0 | 0 | 0 | 0 | 0 | 0
00 Ret.Exist_Non-FBC_DSI & NGC | 0 | 0 | 0 | 0 | 0 | 0 | 0
00 Ret.Exist_Non-FBC_DSI & SCR | 0 | 0 | 0 | 0 | 0 | 0 | 0
00 Ret.Exist_Non-FBC_DSI & SCR & C2G | 0 | 0 | 0 | 0 | 0 | 0 | 0
00 Ret.Exist_Non-FBC_DSI & SCR & DRET | 0 | 0 | 0 | 0 | 0 | 0 | 0
00 Ret.Exist_Non-FBC_DSI & SCR & NGC | 0 | 0 | 0 | 0 | 0 | 0 | 0
00 Ret.Exist_Non-FBC_DSI & SCR & WetFGD & CCS | 0 | 0 | 0 | 0 | 0 | 0 | 0
00 Ret.Exist_Non-FBC_DSI & SNCR | 0 | 0 | 0 | 0 | 0 | 0 | 0
00 Ret.Exist_Non-FBC_DSI & SNCR & C2G | 0 | 0 | 0 | 0 | 0 | 0 | 0
00 Ret.Exist_Non-FBC_DSI & SNCR & DRET | 0 | 0 | 0 | 0 | 0 | 0 | 0
00 Ret.Exist_Non-FBC_DSI & SNCR & NGC | 0 | 0 | 0 | 0 | 0 | 0 | 0
00 Ret.Exist_Non-FBC_NoCtrl & ACI | 0 | 0 | 0 | 0 | 0 | 0 | 0
00 Ret.Exist_Non-FBC_NoCtrl & ACI & C2G | 0 | 0 | 0 | 0 | 0 | 0 | 0
00 Ret.Exist_Non-FBC_NoCtrl & ACI & C2G & SCR | 0 | 0 | 0 | 0 | 0 | 0 | 0
00 Ret.Exist_Non-FBC_NoCtrl & ACI & DRET | 0 | 0 | 0 | 0 | 0 | 0 | 0
00 Ret.Exist_Non-FBC_NoCtrl & ACI & DSI | 0 | 0 | 0 | 0 | 0 | 0 | 0
00 Ret.Exist_Non-FBC_NoCtrl & ACI & DSI & C2G | 0 | 0 | 0 | 0 | 0 | 0 | 0
00 Ret.Exist_Non-FBC_NoCtrl & ACI & DSI & C2G & SCR | 0 | 0 | 0 | 0 | 0 | 0 | 0
00 Ret.Exist_Non-FBC_NoCtrl & ACI & DSI & DRET | 0 | 0 | 0 | 0 | 0 | 0 | 0
00 Ret.Exist_Non-FBC_NoCtrl & ACI & DSI & GPM | 0 | 0 | 0 | 0 | 0 | 0 | 0
00 Ret.Exist_Non-FBC_NoCtrl & ACI & DSI & GPM & C2G | 0 | 0 | 0 | 0 | 0 | 0 | 0
00 Ret.Exist_Non-FBC_NoCtrl & ACI & DSI & GPM & C2G & SCR | 0 | 0 | 0 | 0 | 0 | 0 | 0
00 Ret.Exist_Non-FBC_NoCtrl & ACI & DSI & GPM & DRET | 0 | 0 | 0 | 0 | 0 | 0 | 0
00 Ret.Exist_Non-FBC_NoCtrl & ACI & DSI & GPM & NGC | 0 | 0 | 0 | 0 | 0 | 0 | 0
00 Ret.Exist_Non-FBC_NoCtrl & ACI & DSI & GPM & SCR | 0 | 0 | 0 | 0 | 0 | 0 | 0
00 Ret.Exist_Non-FBC_NoCtrl & ACI & DSI & GPM & SCR & DRET | 0 | 0 | 0 | 0 | 0 | 0 | 0
00 Ret.Exist_Non-FBC_NoCtrl & ACI & DSI & GPM & SCR & NGC | 0 | 0 | 0 | 0 | 0 | 0 | 0
00 Ret.Exist_Non-FBC_NoCtrl & ACI & DSI & GPM & SNCR | 0 | 0 | 0 | 0 | 0 | 0 | 0
00 Ret.Exist_Non-FBC_NoCtrl & ACI & DSI & GPM & SNCR & DRET | 0 | 0 | 0 | 0 | 0 | 0 | 0
00 Ret.Exist_Non-FBC_NoCtrl & ACI & DSI & GPM & SNCR & NGC | 0 | 0 | 0 | 0 | 0 | 0 | 0
00 Ret.Exist_Non-FBC_NoCtrl & ACI & DSI & GPM & WetFGD & SCR & CCS | 0 | 0 | 0 | 0 | 0 | 0 | 0
00 Ret.Exist_Non-FBC_NoCtrl & ACI & DSI & NGC | 0 | 0 | 0 | 0 | 0 | 0 | 0
00 Ret.Exist_Non-FBC_NoCtrl & ACI & DSI & SCR | 0 | 0 | 0 | 0 | 0 | 0 | 0
00 Ret.Exist_Non-FBC_NoCtrl & ACI & DSI & SCR & DRET | 0 | 0 | 0 | 0 | 0 | 0 | 0
00 Ret.Exist_Non-FBC_NoCtrl & ACI & DSI & SCR & NGC | 0 | 0 | 0 | 0 | 0 | 0 | 0
00 Ret.Exist_Non-FBC_NoCtrl & ACI & DSI & SNCR | 0 | 0 | 0 | 0 | 0 | 0 | 0
00 Ret.Exist_Non-FBC_NoCtrl & ACI & DSI & SNCR & DRET | 0 | 0 | 0 | 0 | 0 | 0 | 0
00 Ret.Exist_Non-FBC_NoCtrl & ACI & DSI & SNCR & NGC | 0 | 0 | 0 | 0 | 0 | 0 | 0
00 Ret.Exist_Non-FBC_NoCtrl & ACI & DSI & WetFGD & SCR & CCS | 0 | 0 | 0 | 0 | 0 | 0 | 0
00 Ret.Exist_Non-FBC_NoCtrl & ACI & GPM | 0 | 0 | 0 | 0 | 0 | 0 | 0
00 Ret.Exist_Non-FBC_NoCtrl & ACI & GPM & C2G | 0 | 0 | 0 | 0 | 0 | 0 | 0
00 Ret.Exist_Non-FBC_NoCtrl & ACI & GPM & C2G & SCR | 0 | 0 | 0 | 0 | 0 | 0 | 0
00 Ret.Exist_Non-FBC_NoCtrl & ACI & GPM & DRET | 0 | 0 | 0 | 0 | 0 | 0 | 0
00 Ret.Exist_Non-FBC_NoCtrl & ACI & GPM & NGC | 0 | 0 | 0 | 0 | 0 | 0 | 0
00 Ret.Exist_Non-FBC_NoCtrl & ACI & GPM & SCR | 0 | 0 | 0 | 0 | 0 | 0 | 0
00 Ret.Exist_Non-FBC_NoCtrl & ACI & GPM & SCR & DRET | 0 | 0 | 0 | 0 | 0 | 0 | 0
00 Ret.Exist_Non-FBC_NoCtrl & ACI & GPM & SCR & NGC | 0 | 0 | 0 | 0 | 0 | 0 | 0
00 Ret.Exist_Non-FBC_NoCtrl & ACI & GPM & SNCR | 0 | 0 | 0 | 0 | 0 | 0 | 0
00 Ret.Exist_Non-FBC_NoCtrl & ACI & GPM & SNCR & DRET | 0 | 0 | 0 | 0 | 0 | 0 | 0
00 Ret.Exist_Non-FBC_NoCtrl & ACI & GPM & SNCR & NGC | 0 | 0 | 0 | 0 | 0 | 0 | 0
00 Ret.Exist_Non-FBC_NoCtrl & ACI & GPM & WetFGD & SCR & CCS | 0 | 0 | 0 | 0 | 0 | 0 | 0
00 Ret.Exist_Non-FBC_NoCtrl & ACI & NGC | 0 | 0 | 0 | 0 | 0 | 0 | 0
00 Ret.Exist_Non-FBC_NoCtrl & ACI & SCR | 0 | 0 | 0 | 0 | 0 | 0 | 0
00 Ret.Exist_Non-FBC_NoCtrl & ACI & SCR & DRET | 0 | 0 | 0 | 0 | 0 | 0 | 0
00 Ret.Exist_Non-FBC_NoCtrl & ACI & SCR & NGC | 0 | 0 | 0 | 0 | 0 | 0 | 0
00 Ret.Exist_Non-FBC_NoCtrl & ACI & SNCR | 0 | 0 | 0 | 0 | 0 | 0 | 0
00 Ret.Exist_Non-FBC_NoCtrl & ACI & SNCR & DRET | 0 | 0 | 0 | 0 | 0 | 0 | 0
00 Ret.Exist_Non-FBC_NoCtrl & ACI & SNCR & NGC | 0 | 0 | 0 | 0 | 0 | 0 | 0
00 Ret.Exist_Non-FBC_NoCtrl & ACI & WetFGD & SCR & CCS | 0 | 0 | 0 | 0 | 0 | 0 | 0
00 Ret.Exist_Non-FBC_NoCtrl & C2G | 0 | 0 | 0 | 0 | 0 | 0 | 0
00 Ret.Exist_Non-FBC_NoCtrl & C2G & SCR | 0 | 0 | 0 | 0 | 0 | 0 | 0
00 Ret.Exist_Non-FBC_NoCtrl & DCCS | 0 | 0 | 0 | 0 | 0 | 0 | 0
00 Ret.Exist_Non-FBC_NoCtrl & DCCS & WetFGD & SCR & CCS | 0 | 0 | 0 | 0 | 0 | 0 | 0
00 Ret.Exist_Non-FBC_NoCtrl & DRET | 0 | 0 | 0 | 0 | 0 | 0 | 0
00 Ret.Exist_Non-FBC_NoCtrl & DSI | 0 | 0 | 0 | 0 | 0 | 0 | 0
00 Ret.Exist_Non-FBC_NoCtrl & DSI & C2G | 0 | 0 | 0 | 0 | 0 | 0 | 0
00 Ret.Exist_Non-FBC_NoCtrl & DSI & C2G & SCR | 0 | 0 | 0 | 0 | 0 | 0 | 0
00 Ret.Exist_Non-FBC_NoCtrl & DSI & DRET | 0 | 0 | 0 | 0 | 0 | 0 | 0
00 Ret.Exist_Non-FBC_NoCtrl & DSI & GPM | 0 | 0 | 0 | 0 | 0 | 0 | 0
00 Ret.Exist_Non-FBC_NoCtrl & DSI & GPM & C2G | 0 | 0 | 0 | 0 | 0 | 0 | 0
00 Ret.Exist_Non-FBC_NoCtrl & DSI & GPM & C2G & SCR | 0 | 0 | 0 | 0 | 0 | 0 | 0
00 Ret.Exist_Non-FBC_NoCtrl & DSI & GPM & DRET | 0 | 0 | 0 | 0 | 0 | 0 | 0
00 Ret.Exist_Non-FBC_NoCtrl & DSI & GPM & NGC | 0 | 0 | 0 | 0 | 0 | 0 | 0
00 Ret.Exist_Non-FBC_NoCtrl & DSI & GPM & SCR | 0 | 0 | 0 | 0 | 0 | 0 | 0
00 Ret.Exist_Non-FBC_NoCtrl & DSI & GPM & SCR & DRET | 0 | 0 | 0 | 0 | 0 | 0 | 0
00 Ret.Exist_Non-FBC_NoCtrl & DSI & GPM & SCR & NGC | 0 | 0 | 0 | 0 | 0 | 0 | 0
00 Ret.Exist_Non-FBC_NoCtrl & DSI & GPM & SNCR | 0 | 0 | 0 | 0 | 0 | 0 | 0
00 Ret.Exist_Non-FBC_NoCtrl & DSI & GPM & SNCR & DRET | 0 | 0 | 0 | 0 | 0 | 0 | 0
00 Ret.Exist_Non-FBC_NoCtrl & DSI & GPM & SNCR & NGC | 0 | 0 | 0 | 0 | 0 | 0 | 0
00 Ret.Exist_Non-FBC_NoCtrl & DSI & GPM & WetFGD & SCR & CCS | 0 | 0 | 0 | 0 | 0 | 0 | 0
00 Ret.Exist_Non-FBC_NoCtrl & DSI & NGC | 0 | 0 | 0 | 0 | 0 | 0 | 0
00 Ret.Exist_Non-FBC_NoCtrl & DSI & SCR | 0 | 0 | 0 | 0 | 0 | 0 | 0
00 Ret.Exist_Non-FBC_NoCtrl & DSI & SCR & DRET | 0 | 0 | 0 | 0 | 0 | 0 | 0
00 Ret.Exist_Non-FBC_NoCtrl & DSI & SCR & NGC | 0 | 0 | 0 | 0 | 0 | 0 | 0
00 Ret.Exist_Non-FBC_NoCtrl & DSI & SNCR | 0 | 0 | 0 | 0 | 0 | 0 | 0
00 Ret.Exist_Non-FBC_NoCtrl & DSI & SNCR & DRET | 0 | 0 | 0 | 0 | 0 | 0 | 0
00 Ret.Exist_Non-FBC_NoCtrl & DSI & SNCR & NGC | 0 | 0 | 0 | 0 | 0 | 0 | 0
00 Ret.Exist_Non-FBC_NoCtrl & DSI & WetFGD & SCR & CCS | 0 | 0 | 0 | 0 | 0 | 0 | 0
00 Ret.Exist_Non-FBC_NoCtrl & GPM | 0 | 0 | 0 | 0 | 0 | 0 | 0
00 Ret.Exist_Non-FBC_NoCtrl & GPM & C2G | 0 | 0 | 0 | 0 | 0 | 0 | 0
00 Ret.Exist_Non-FBC_NoCtrl & GPM & C2G & SCR | 0 | 0 | 0 | 0 | 0 | 0 | 0
00 Ret.Exist_Non-FBC_NoCtrl & GPM & DRET | 0 | 0 | 0 | 0 | 0 | 0 | 0
00 Ret.Exist_Non-FBC_NoCtrl & GPM & NGC | 0 | 0 | 0 | 0 | 0 | 0 | 0
00 Ret.Exist_Non-FBC_NoCtrl & GPM & SCR | 0 | 0 | 0 | 0 | 0 | 0 | 0
00 Ret.Exist_Non-FBC_NoCtrl & GPM & SCR & DRET | 0 | 0 | 0 | 0 | 0 | 0 | 0
00 Ret.Exist_Non-FBC_NoCtrl & GPM & SCR & NGC | 0 | 0 | 0 | 0 | 0 | 0 | 0
00 Ret.Exist_Non-FBC_NoCtrl & GPM & SNCR | 0 | 0 | 0 | 0 | 0 | 0 | 0
00 Ret.Exist_Non-FBC_NoCtrl & GPM & SNCR & DRET | 0 | 0 | 0 | 0 | 0 | 0 | 0
00 Ret.Exist_Non-FBC_NoCtrl & GPM & SNCR & NGC | 0 | 0 | 0 | 0 | 0 | 0 | 0
00 Ret.Exist_Non-FBC_NoCtrl & GPM & WetFGD & SCR & CCS | 0 | 0 | 0 | 0 | 0 | 0 | 0
00 Ret.Exist_Non-FBC_NoCtrl & NGC | 0 | 0 | 0 | 0 | 0 | 0 | 0
00 Ret.Exist_Non-FBC_NoCtrl & SCR | 0 | 0 | 0 | 0 | 0 | 0 | 0
00 Ret.Exist_Non-FBC_NoCtrl & SCR & C2G | 0 | 0 | 0 | 0 | 0 | 0 | 0
00 Ret.Exist_Non-FBC_NoCtrl & SCR & DRET | 0 | 0 | 0 | 0 | 0 | 0 | 0
00 Ret.Exist_Non-FBC_NoCtrl & SCR & NGC | 0 | 0 | 0 | 0 | 0 | 0 | 0
00 Ret.Exist_Non-FBC_NoCtrl & SCR & WetFGD & CCS | 0 | 0 | 0 | 0 | 0 | 0 | 0
00 Ret.Exist_Non-FBC_NoCtrl & SNCR | 0 | 0 | 0 | 0 | 0 | 0 | 0
00 Ret.Exist_Non-FBC_NoCtrl & SNCR & C2G | 0 | 0 | 0 | 0 | 0 | 0 | 0
00 Ret.Exist_Non-FBC_NoCtrl & SNCR & DRET | 0 | 0 | 0 | 0 | 0 | 0 | 0
00 Ret.Exist_Non-FBC_NoCtrl & SNCR & NGC | 0 | 0 | 0 | 0 | 0 | 0 | 0
00 Ret.Exist_Non-FBC_SCR_ACI & C2G | 0 | 0 | 0 | 0 | 0 | 0 | 0
00 Ret.Exist_Non-FBC_SCR_ACI & DCCS | 0 | 0 | 0 | 0 | 0 | 0 | 0
00 Ret.Exist_Non-FBC_SCR_ACI & DCCS & WetFGD & CCS | 0 | 0 | 0 | 0 | 0 | 0 | 0
00 Ret.Exist_Non-FBC_SCR_ACI & DRET | 0 | 0 | 0 | 0 | 0 | 0 | 0
00 Ret.Exist_Non-FBC_SCR_ACI & DSI | 0 | 0 | 0 | 0 | 0 | 0 | 0
00 Ret.Exist_Non-FBC_SCR_ACI & DSI & C2G | 0 | 0 | 0 | 0 | 0 | 0 | 0
00 Ret.Exist_Non-FBC_SCR_ACI & DSI & DRET | 0 | 0 | 0 | 0 | 0 | 0 | 0
00 Ret.Exist_Non-FBC_SCR_ACI & DSI & GPM | 0 | 0 | 0 | 0 | 0 | 0 | 0
00 Ret.Exist_Non-FBC_SCR_ACI & DSI & GPM & C2G | 0 | 0 | 0 | 0 | 0 | 0 | 0
00 Ret.Exist_Non-FBC_SCR_ACI & DSI & GPM & DRET | 0 | 0 | 0 | 0 | 0 | 0 | 0
00 Ret.Exist_Non-FBC_SCR_ACI & DSI & GPM & NGC | 0 | 0 | 0 | 0 | 0 | 0 | 0
00 Ret.Exist_Non-FBC_SCR_ACI & DSI & GPM & WetFGD & CCS | 0 | 0 | 0 | 0 | 0 | 0 | 0
00 Ret.Exist_Non-FBC_SCR_ACI & DSI & NGC | 0 | 0 | 0 | 0 | 0 | 0 | 0
00 Ret.Exist_Non-FBC_SCR_ACI & DSI & WetFGD & CCS | 0 | 0 | 0 | 0 | 0 | 0 | 0
00 Ret.Exist_Non-FBC_SCR_ACI & GPM | 0 | 0 | 0 | 0 | 0 | 0 | 0
00 Ret.Exist_Non-FBC_SCR_ACI & GPM & C2G | 0 | 0 | 0 | 0 | 0 | 0 | 0
00 Ret.Exist_Non-FBC_SCR_ACI & GPM & DRET | 0 | 0 | 0 | 0 | 0 | 0 | 0
00 Ret.Exist_Non-FBC_SCR_ACI & GPM & NGC | 0 | 0 | 0 | 0 | 0 | 0 | 0
00 Ret.Exist_Non-FBC_SCR_ACI & GPM & WetFGD & CCS | 0 | 0 | 0 | 0 | 0 | 0 | 0
00 Ret.Exist_Non-FBC_SCR_ACI & NGC | 0 | 0 | 0 | 0 | 0 | 0 | 0
00 Ret.Exist_Non-FBC_SCR_ACI & WetFGD & CCS | 0 | 0 | 0 | 0 | 0 | 0 | 0
00 Ret.Exist_Non-FBC_SCR_ACI_DSI & C2G | 0 | 0 | 0 | 0 | 0 | 0 | 0
00 Ret.Exist_Non-FBC_SCR_ACI_DSI & DCCS | 0 | 0 | 0 | 0 | 0 | 0 | 0
00 Ret.Exist_Non-FBC_SCR_ACI_DSI & DCCS & WetFGD & CCS | 0 | 0 | 0 | 0 | 0 | 0 | 0
00 Ret.Exist_Non-FBC_SCR_ACI_DSI & DRET | 0 | 0 | 0 | 0 | 0 | 0 | 0
00 Ret.Exist_Non-FBC_SCR_ACI_DSI & GPM | 0 | 0 | 0 | 0 | 0 | 0 | 0
00 Ret.Exist_Non-FBC_SCR_ACI_DSI & GPM & C2G | 0 | 0 | 0 | 0 | 0 | 0 | 0
00 Ret.Exist_Non-FBC_SCR_ACI_DSI & GPM & DRET | 0 | 0 | 0 | 0 | 0 | 0 | 0
00 Ret.Exist_Non-FBC_SCR_ACI_DSI & GPM & NGC | 0 | 0 | 0 | 0 | 0 | 0 | 0
00 Ret.Exist_Non-FBC_SCR_ACI_DSI & GPM & WetFGD & CCS | 0 | 0 | 0 | 0 | 0 | 0 | 0
00 Ret.Exist_Non-FBC_SCR_ACI_DSI & NGC | 0 | 0 | 0 | 0 | 0 | 0 | 0
00 Ret.Exist_Non-FBC_SCR_ACI_DSI & WetFGD & CCS | 0 | 0 | 0 | 0 | 0 | 0 | 0
00 Ret.Exist_Non-FBC_SNCR_ACI & C2G | 0 | 0 | 0 | 0 | 0 | 0 | 0
00 Ret.Exist_Non-FBC_SNCR_ACI & C2G & SCR | 0 | 0 | 0 | 0 | 0 | 0 | 0
00 Ret.Exist_Non-FBC_SNCR_ACI & DRET | 0 | 0 | 0 | 0 | 0 | 0 | 0
00 Ret.Exist_Non-FBC_SNCR_ACI & DSI | 0 | 0 | 0 | 0 | 0 | 0 | 0
00 Ret.Exist_Non-FBC_SNCR_ACI & DSI & C2G | 0 | 0 | 0 | 0 | 0 | 0 | 0
00 Ret.Exist_Non-FBC_SNCR_ACI & DSI & C2G & SCR | 0 | 0 | 0 | 0 | 0 | 0 | 0
00 Ret.Exist_Non-FBC_SNCR_ACI & DSI & DRET | 0 | 0 | 0 | 0 | 0 | 0 | 0
00 Ret.Exist_Non-FBC_SNCR_ACI & DSI & NGC | 0 | 0 | 0 | 0 | 0 | 0 | 0
00 Ret.Exist_Non-FBC_SNCR_ACI & DSI & SCR | 0 | 0 | 0 | 0 | 0 | 0 | 0
00 Ret.Exist_Non-FBC_SNCR_ACI & DSI & SCR & DRET | 0 | 0 | 0 | 0 | 0 | 0 | 0
00 Ret.Exist_Non-FBC_SNCR_ACI & DSI & SCR & NGC | 0 | 0 | 0 | 0 | 0 | 0 | 0
00 Ret.Exist_Non-FBC_SNCR_ACI & DSI & WetFGD & SCR & CCS | 0 | 0 | 0 | 0 | 0 | 0 | 0
00 Ret.Exist_Non-FBC_SNCR_ACI & GPM | 0 | 0 | 0 | 0 | 0 | 0 | 0
00 Ret.Exist_Non-FBC_SNCR_ACI & GPM & C2G | 0 | 0 | 0 | 0 | 0 | 0 | 0
00 Ret.Exist_Non-FBC_SNCR_ACI & GPM & C2G & SCR | 0 | 0 | 0 | 0 | 0 | 0 | 0
00 Ret.Exist_Non-FBC_SNCR_ACI & GPM & DRET | 0 | 0 | 0 | 0 | 0 | 0 | 0
00 Ret.Exist_Non-FBC_SNCR_ACI & GPM & NGC | 0 | 0 | 0 | 0 | 0 | 0 | 0
00 Ret.Exist_Non-FBC_SNCR_ACI & GPM & SCR | 0 | 0 | 0 | 0 | 0 | 0 | 0
00 Ret.Exist_Non-FBC_SNCR_ACI & GPM & SCR & DRET | 0 | 0 | 0 | 0 | 0 | 0 | 0
00 Ret.Exist_Non-FBC_SNCR_ACI & GPM & SCR & NGC | 0 | 0 | 0 | 0 | 0 | 0 | 0
00 Ret.Exist_Non-FBC_SNCR_ACI & GPM & WetFGD & SCR & CCS | 0 | 0 | 0 | 0 | 0 | 0 | 0
00 Ret.Exist_Non-FBC_SNCR_ACI & NGC | 0 | 0 | 0 | 0 | 0 | 0 | 0
00 Ret.Exist_Non-FBC_SNCR_ACI & SCR | 0 | 0 | 0 | 0 | 0 | 0 | 0
00 Ret.Exist_Non-FBC_SNCR_ACI & SCR & C2G | 0 | 0 | 0 | 0 | 0 | 0 | 0
00 Ret.Exist_Non-FBC_SNCR_ACI & SCR & DRET | 0 | 0 | 0 | 0 | 0 | 0 | 0
00 Ret.Exist_Non-FBC_SNCR_ACI & SCR & NGC | 0 | 0 | 0 | 0 | 0 | 0 | 0
00 Ret.Exist_Non-FBC_SNCR_ACI & SCR & WetFGD & CCS | 0 | 0 | 0 | 0 | 0 | 0 | 0
00 Ret.Exist_Non-FBC_SNCR_ACI_DSI & C2G | 0 | 0 | 0 | 0 | 0 | 0 | 0
00 Ret.Exist_Non-FBC_SNCR_ACI_DSI & C2G & SCR | 0 | 0 | 0 | 0 | 0 | 0 | 0
00 Ret.Exist_Non-FBC_SNCR_ACI_DSI & DCCS | 0 | 0 | 0 | 0 | 0 | 0 | 0
00 Ret.Exist_Non-FBC_SNCR_ACI_DSI & DCCS & WetFGD & SCR & CCS | 0 | 0 | 0 | 0 | 0 | 0 | 0
00 Ret.Exist_Non-FBC_SNCR_ACI_DSI & DRET | 0 | 0 | 0 | 0 | 0 | 0 | 0
00 Ret.Exist_Non-FBC_SNCR_ACI_DSI & GPM | 0 | 0 | 0 | 0 | 0 | 0 | 0
00 Ret.Exist_Non-FBC_SNCR_ACI_DSI & GPM & C2G | 0 | 0 | 0 | 0 | 0 | 0 | 0
00 Ret.Exist_Non-FBC_SNCR_ACI_DSI & GPM & C2G & SCR | 0 | 0 | 0 | 0 | 0 | 0 | 0
00 Ret.Exist_Non-FBC_SNCR_ACI_DSI & GPM & DRET | 0 | 0 | 0 | 0 | 0 | 0 | 0
00 Ret.Exist_Non-FBC_SNCR_ACI_DSI & GPM & NGC | 0 | 0 | 0 | 0 | 0 | 0 | 0
00 Ret.Exist_Non-FBC_SNCR_ACI_DSI & GPM & SCR | 0 | 0 | 0 | 0 | 0 | 0 | 0
00 Ret.Exist_Non-FBC_SNCR_ACI_DSI & GPM & SCR & DRET | 0 | 0 | 0 | 0 | 0 | 0 | 0
00 Ret.Exist_Non-FBC_SNCR_ACI_DSI & GPM & SCR & NGC | 0 | 0 | 0 | 0 | 0 | 0 | 0
00 Ret.Exist_Non-FBC_SNCR_ACI_DSI & GPM & WetFGD & SCR & CCS | 0 | 0 | 0 | 0 | 0 | 0 | 0
00 Ret.Exist_Non-FBC_SNCR_ACI_DSI & NGC | 0 | 0 | 0 | 0 | 0 | 0 | 0
00 Ret.Exist_Non-FBC_SNCR_ACI_DSI & SCR | 0 | 0 | 0 | 0 | 0 | 0 | 0
00 Ret.Exist_Non-FBC_SNCR_ACI_DSI & SCR & C2G | 0 | 0 | 0 | 0 | 0 | 0 | 0
00 Ret.Exist_Non-FBC_SNCR_ACI_DSI & SCR & DRET | 0 | 0 | 0 | 0 | 0 | 0 | 0
00 Ret.Exist_Non-FBC_SNCR_ACI_DSI & SCR & NGC | 0 | 0 | 0 | 0 | 0 | 0 | 0
00 Ret.Exist_Non-FBC_SNCR_ACI_DSI & SCR & WetFGD & CCS | 0 | 0 | 0 | 0 | 0 | 0 | 0
00 Ret.Exist_Non-FBC_WetFGD & ACI | 0 | 0 | 0 | 0 | 0 | 0 | 0
00 Ret.Exist_Non-FBC_WetFGD & ACI & C2G | 0 | 0 | 0 | 0 | 0 | 0 | 0
00 Ret.Exist_Non-FBC_WetFGD & ACI & C2G & SCR | 0 | 0 | 0 | 0 | 0 | 0 | 0
00 Ret.Exist_Non-FBC_WetFGD & ACI & DRET | 0 | 0 | 0 | 0 | 0 | 0 | 0
00 Ret.Exist_Non-FBC_WetFGD & ACI & GPM | 0 | 0 | 0 | 0 | 0 | 0 | 0
00 Ret.Exist_Non-FBC_WetFGD & ACI & GPM & C2G | 0 | 0 | 0 | 0 | 0 | 0 | 0
00 Ret.Exist_Non-FBC_WetFGD & ACI & GPM & C2G & SCR | 0 | 0 | 0 | 0 | 0 | 0 | 0
00 Ret.Exist_Non-FBC_WetFGD & ACI & GPM & DRET | 0 | 0 | 0 | 0 | 0 | 0 | 0
00 Ret.Exist_Non-FBC_WetFGD & ACI & GPM & NGC | 0 | 0 | 0 | 0 | 0 | 0 | 0
00 Ret.Exist_Non-FBC_WetFGD & ACI & GPM & SCR | 0 | 0 | 0 | 0 | 0 | 0 | 0
00 Ret.Exist_Non-FBC_WetFGD & ACI & GPM & SCR & CCS | 0 | 0 | 0 | 0 | 0 | 0 | 0
00 Ret.Exist_Non-FBC_WetFGD & ACI & GPM & SCR & DRET | 0 | 0 | 0 | 0 | 0 | 0 | 0
00 Ret.Exist_Non-FBC_WetFGD & ACI & GPM & SCR & NGC | 0 | 0 | 0 | 0 | 0 | 0 | 0
00 Ret.Exist_Non-FBC_WetFGD & ACI & GPM & SNCR | 0 | 0 | 0 | 0 | 0 | 0 | 0
00 Ret.Exist_Non-FBC_WetFGD & ACI & GPM & SNCR & DRET | 0 | 0 | 0 | 0 | 0 | 0 | 0
00 Ret.Exist_Non-FBC_WetFGD & ACI & GPM & SNCR & NGC | 0 | 0 | 0 | 0 | 0 | 0 | 0
00 Ret.Exist_Non-FBC_WetFGD & ACI & NGC | 0 | 0 | 0 | 0 | 0 | 0 | 0
00 Ret.Exist_Non-FBC_WetFGD & ACI & SCR | 0 | 0 | 0 | 0 | 0 | 0 | 0
00 Ret.Exist_Non-FBC_WetFGD & ACI & SCR & CCS | 0 | 0 | 0 | 0 | 0 | 0 | 0
00 Ret.Exist_Non-FBC_WetFGD & ACI & SCR & DRET | 0 | 0 | 0 | 0 | 0 | 0 | 0
00 Ret.Exist_Non-FBC_WetFGD & ACI & SCR & NGC | 0 | 0 | 0 | 0 | 0 | 0 | 0
00 Ret.Exist_Non-FBC_WetFGD & ACI & SNCR | 0 | 0 | 0 | 0 | 0 | 0 | 0
00 Ret.Exist_Non-FBC_WetFGD & ACI & SNCR & DRET | 0 | 0 | 0 | 0 | 0 | 0 | 0
00 Ret.Exist_Non-FBC_WetFGD & ACI & SNCR & NGC | 0 | 0 | 0 | 0 | 0 | 0 | 0
00 Ret.Exist_Non-FBC_WetFGD & C2G | 0 | 0 | 0 | 0 | 0 | 0 | 0
00 Ret.Exist_Non-FBC_WetFGD & C2G & SCR | 0 | 0 | 0 | 0 | 0 | 0 | 0
00 Ret.Exist_Non-FBC_WetFGD & DRET | 0 | 0 | 0 | 0 | 0 | 0 | 0
00 Ret.Exist_Non-FBC_WetFGD & DCCS | 0 | 0 | 0 | 0 | 0 | 0 | 0
00 Ret.Exist_Non-FBC_WetFGD & DCCS & SCR & CCS | 0 | 0 | 0 | 0 | 0 | 0 | 0
00 Ret.Exist_Non-FBC_WetFGD & GPM | 0 | 0 | 0 | 0 | 0 | 0 | 0
00 Ret.Exist_Non-FBC_WetFGD & GPM & C2G | 0 | 0 | 0 | 0 | 0 | 0 | 0
00 Ret.Exist_Non-FBC_WetFGD & GPM & C2G & SCR | 0 | 0 | 0 | 0 | 0 | 0 | 0
00 Ret.Exist_Non-FBC_WetFGD & GPM & DRET | 0 | 0 | 0 | 0 | 0 | 0 | 0
00 Ret.Exist_Non-FBC_WetFGD & GPM & NGC | 0 | 0 | 0 | 0 | 0 | 0 | 0
00 Ret.Exist_Non-FBC_WetFGD & GPM & SCR | 0 | 0 | 0 | 0 | 0 | 0 | 0
00 Ret.Exist_Non-FBC_WetFGD & GPM & SCR & CCS | 0 | 0 | 0 | 0 | 0 | 0 | 0
00 Ret.Exist_Non-FBC_WetFGD & GPM & SCR & DRET | 0 | 0 | 0 | 0 | 0 | 0 | 0
00 Ret.Exist_Non-FBC_WetFGD & GPM & SCR & NGC | 0 | 0 | 0 | 0 | 0 | 0 | 0
00 Ret.Exist_Non-FBC_WetFGD & GPM & SNCR | 0 | 0 | 0 | 0 | 0 | 0 | 0
00 Ret.Exist_Non-FBC_WetFGD & GPM & SNCR & DRET | 0 | 0 | 0 | 0 | 0 | 0 | 0
00 Ret.Exist_Non-FBC_WetFGD & GPM & SNCR & NGC | 0 | 0 | 0 | 0 | 0 | 0 | 0
00 Ret.Exist_Non-FBC_WetFGD & NGC | 0 | 0 | 0 | 0 | 0 | 0 | 0
00 Ret.Exist_Non-FBC_WetFGD & SCR | 0 | 0 | 0 | 0 | 0 | 0 | 0
00 Ret.Exist_Non-FBC_WetFGD & SCR & C2G | 0 | 0 | 0 | 0 | 0 | 0 | 0
00 Ret.Exist_Non-FBC_WetFGD & SCR & CCS | 0 | 0 | 0 | 0 | 0 | 0 | 0
00 Ret.Exist_Non-FBC_WetFGD & SCR & DRET | 0 | 0 | 0 | 0 | 0 | 0 | 0
00 Ret.Exist_Non-FBC_WetFGD & SCR & NGC | 0 | 0 | 0 | 0 | 0 | 0 | 0
00 Ret.Exist_Non-FBC_WetFGD & SNCR | 0 | 0 | 0 | 0 | 0 | 0 | 0
00 Ret.Exist_Non-FBC_WetFGD & SNCR & C2G | 0 | 0 | 0 | 0 | 0 | 0 | 0
00 Ret.Exist_Non-FBC_WetFGD & SNCR & DRET | 0 | 0 | 0 | 0 | 0 | 0 | 0
00 Ret.Exist_Non-FBC_WetFGD & SNCR & NGC | 0 | 0 | 0 | 0 | 0 | 0 | 0
00 Ret.Exist_Non-FBC_WetFGD_ACI & C2G | 0.63963 | 0.63963 | 0.63963 | 0.63963 | 0.63963 | 0.63963 | 0.63963
00 Ret.Exist_Non-FBC_WetFGD_ACI & C2G & SCR | 0 | 0 | 0 | 0 | 0 | 0 | 0
00 Ret.Exist_Non-FBC_WetFGD_ACI & DCCS | 0 | 0 | 0 | 0 | 0 | 0 | 0
00 Ret.Exist_Non-FBC_WetFGD_ACI & DCCS & SCR & CCS | 0 | 0 | 0 | 0 | 0 | 0 | 0
00 Ret.Exist_Non-FBC_WetFGD_ACI & DRET | 0 | 0 | 0 | 0 | 0 | 0 | 0
00 Ret.Exist_Non-FBC_WetFGD_ACI & GPM | 0 | 51.734 | 53.1865 | 53.1865 | 50.2177 | 49.0366 | 49.0366
00 Ret.Exist_Non-FBC_WetFGD_ACI & GPM & C2G | 0 | 0 | 0 | 0 | 0 | 0 | 0
00 Ret.Exist_Non-FBC_WetFGD_ACI & GPM & C2G & SCR | 0 | 0 | 0 | 0 | 0 | 0 | 0
00 Ret.Exist_Non-FBC_WetFGD_ACI & GPM & DRET | 0 | 0 | 0 | 0 | 0 | 0 | 0
00 Ret.Exist_Non-FBC_WetFGD_ACI & GPM & NGC | 0 | 0 | 0 | 0 | 0 | 0 | 0
00 Ret.Exist_Non-FBC_WetFGD_ACI & GPM & SCR | 0 | 0 | 0 | 0 | 0 | 0 | 0
00 Ret.Exist_Non-FBC_WetFGD_ACI & GPM & SCR & CCS | 0 | 0 | 0 | 0 | 0 | 0 | 0
00 Ret.Exist_Non-FBC_WetFGD_ACI & GPM & SCR & DRET | 0 | 0 | 0 | 0 | 0 | 0 | 0
00 Ret.Exist_Non-FBC_WetFGD_ACI & GPM & SCR & NGC | 0 | 0 | 0 | 0 | 0 | 0 | 0
00 Ret.Exist_Non-FBC_WetFGD_ACI & GPM & SNCR | 0 | 0 | 0 | 0 | 0 | 0 | 0
00 Ret.Exist_Non-FBC_WetFGD_ACI & GPM & SNCR & DRET | 0 | 0 | 0 | 0 | 0 | 0 | 0
00 Ret.Exist_Non-FBC_WetFGD_ACI & GPM & SNCR & NGC | 0 | 0 | 0 | 0 | 0 | 0 | 0
00 Ret.Exist_Non-FBC_WetFGD_ACI & NGC | 0 | 0 | 0 | 0 | 0 | 0 | 0
00 Ret.Exist_Non-FBC_WetFGD_ACI & SCR | 2.0367 | 8.6267 | 8.6267 | 8.6267 | 8.6267 | 8.6267 | 8.6267
00 Ret.Exist_Non-FBC_WetFGD_ACI & SCR & C2G | 0 | 0 | 0 | 0 | 0 | 0 | 0
00 Ret.Exist_Non-FBC_WetFGD_ACI & SCR & CCS | 0 | 0 | 20.7262 | 20.7262 | 14.7878 | 0 | 0
00 Ret.Exist_Non-FBC_WetFGD_ACI & SCR & DRET | 0 | 0 | 0 | 0 | 0 | 0 | 0
00 Ret.Exist_Non-FBC_WetFGD_ACI & SCR & NGC | 0 | 0 | 0 | 0 | 0 | 0 | 0
00 Ret.Exist_Non-FBC_WetFGD_ACI & SNCR | 0 | 0 | 0 | 0 | 0 | 0 | 0
00 Ret.Exist_Non-FBC_WetFGD_ACI & SNCR & C2G | 0 | 0 | 0 | 0 | 0 | 0 | 0
00 Ret.Exist_Non-FBC_WetFGD_ACI & SNCR & DRET | 0 | 0 | 0 | 0 | 0 | 0 | 0
00 Ret.Exist_Non-FBC_WetFGD_ACI & SNCR & NGC | 0 | 0 | 0 | 0 | 0 | 0 | 0
00 Ret.Exist_Non-FBC_WetFGD_ACI_DSI & C2G | 0 | 0 | 0 | 0 | 0 | 0 | 0
00 Ret.Exist_Non-FBC_WetFGD_ACI_DSI & C2G & SCR | 0 | 0 | 0 | 0 | 0 | 0 | 0
00 Ret.Exist_Non-FBC_WetFGD_ACI_DSI & DCCS | 0 | 0 | 0 | 0 | 0 | 0 | 0
00 Ret.Exist_Non-FBC_WetFGD_ACI_DSI & DCCS & SCR & CCS | 0 | 0 | 0 | 0 | 0 | 0 | 0
00 Ret.Exist_Non-FBC_WetFGD_ACI_DSI & DRET | 0 | 0 | 0 | 0 | 0 | 0 | 0
00 Ret.Exist_Non-FBC_WetFGD_ACI_DSI & GPM | 0 | 0 | 0 | 0 | 0 | 0 | 0
00 Ret.Exist_Non-FBC_WetFGD_ACI_DSI & GPM & C2G | 0 | 0 | 0 | 0 | 0 | 0 | 0
00 Ret.Exist_Non-FBC_WetFGD_ACI_DSI & GPM & C2G & SCR | 0 | 0 | 0 | 0 | 0 | 0 | 0
00 Ret.Exist_Non-FBC_WetFGD_ACI_DSI & GPM & DRET | 0 | 0 | 0 | 0 | 0 | 0 | 0
00 Ret.Exist_Non-FBC_WetFGD_ACI_DSI & GPM & NGC | 0 | 0 | 0 | 0 | 0 | 0 | 0
00 Ret.Exist_Non-FBC_WetFGD_ACI_DSI & GPM & SCR | 0 | 0 | 0 | 0 | 0 | 0 | 0
00 Ret.Exist_Non-FBC_WetFGD_ACI_DSI & GPM & SCR & CCS | 0 | 0 | 0 | 0 | 0 | 0 | 0
00 Ret.Exist_Non-FBC_WetFGD_ACI_DSI & GPM & SCR & DRET | 0 | 0 | 0 | 0 | 0 | 0 | 0
00 Ret.Exist_Non-FBC_WetFGD_ACI_DSI & GPM & SCR & NGC | 0 | 0 | 0 | 0 | 0 | 0 | 0
00 Ret.Exist_Non-FBC_WetFGD_ACI_DSI & GPM & SNCR | 0 | 0 | 0 | 0 | 0 | 0 | 0
00 Ret.Exist_Non-FBC_WetFGD_ACI_DSI & GPM & SNCR & DRET | 0 | 0 | 0 | 0 | 0 | 0 | 0
00 Ret.Exist_Non-FBC_WetFGD_ACI_DSI & GPM & SNCR & NGC | 0 | 0 | 0 | 0 | 0 | 0 | 0
00 Ret.Exist_Non-FBC_WetFGD_ACI_DSI & NGC | 0 | 0 | 0 | 0 | 0 | 0 | 0
00 Ret.Exist_Non-FBC_WetFGD_ACI_DSI & SCR | 0 | 0 | 0 | 0 | 0 | 0 | 0
00 Ret.Exist_Non-FBC_WetFGD_ACI_DSI & SCR & C2G | 0 | 0 | 0 | 0 | 0 | 0 | 0
00 Ret.Exist_Non-FBC_WetFGD_ACI_DSI & SCR & CCS | 0 | 0 | 0 | 0 | 0 | 0 | 0
00 Ret.Exist_Non-FBC_WetFGD_ACI_DSI & SCR & DRET | 0 | 0 | 0 | 0 | 0 | 0 | 0
00 Ret.Exist_Non-FBC_WetFGD_ACI_DSI & SCR & NGC | 0 | 0 | 0 | 0 | 0 | 0 | 0
00 Ret.Exist_Non-FBC_WetFGD_ACI_DSI & SNCR | 0 | 0 | 0 | 0 | 0 | 0 | 0
00 Ret.Exist_Non-FBC_WetFGD_ACI_DSI & SNCR & C2G | 0 | 0 | 0 | 0 | 0 | 0 | 0
00 Ret.Exist_Non-FBC_WetFGD_ACI_DSI & SNCR & DRET | 0 | 0 | 0 | 0 | 0 | 0 | 0
00 Ret.Exist_Non-FBC_WetFGD_ACI_DSI & SNCR & NGC | 0 | 0 | 0 | 0 | 0 | 0 | 0
00 Ret.Exist_Non-FBC_WetFGD_SCR & ACI | 0 | 0 | 0 | 0 | 0 | 0 | 0
00 Ret.Exist_Non-FBC_WetFGD_SCR & ACI & C2G | 0 | 0 | 0 | 0 | 0 | 0 | 0
00 Ret.Exist_Non-FBC_WetFGD_SCR & ACI & CCS | 0 | 0 | 0 | 0 | 0 | 0 | 0
00 Ret.Exist_Non-FBC_WetFGD_SCR & DCCS | 0 | 0 | 0 | 0 | 0 | 0 | 0
00 Ret.Exist_Non-FBC_WetFGD_SCR & DCCS & CCS | 0 | 0 | 0 | 0 | 0 | 0 | 0
00 Ret.Exist_Non-FBC_WetFGD_SCR & ACI & DRET | 0 | 0 | 0 | 0 | 0 | 0 | 0
00 Ret.Exist_Non-FBC_WetFGD_SCR & ACI & GPM | 0 | 0 | 0 | 0 | 0 | 0 | 0
00 Ret.Exist_Non-FBC_WetFGD_SCR & ACI & GPM & C2G | 0 | 0 | 0 | 0 | 0 | 0 | 0
00 Ret.Exist_Non-FBC_WetFGD_SCR & ACI & GPM & CCS | 0 | 0 | 0 | 0 | 0 | 0 | 0
00 Ret.Exist_Non-FBC_WetFGD_SCR & ACI & GPM & DRET | 0 | 0 | 0 | 0 | 0 | 0 | 0
00 Ret.Exist_Non-FBC_WetFGD_SCR & ACI & GPM & NGC | 0 | 0 | 0 | 0 | 0 | 0 | 0
00 Ret.Exist_Non-FBC_WetFGD_SCR & ACI & NGC | 0 | 0 | 0 | 0 | 0 | 0 | 0
00 Ret.Exist_Non-FBC_WetFGD_SCR & C2G | 0 | 0 | 0 | 0 | 0 | 0 | 0
00 Ret.Exist_Non-FBC_WetFGD_SCR & CCS | 0 | 6.9582 | 59.9277 | 59.9277 | 1.8326 | 1.7993 | 1.7993
00 Ret.Exist_Non-FBC_WetFGD_SCR & DRET | 0 | 0 | 0 | 0 | 0 | 0 | 0
00 Ret.Exist_Non-FBC_WetFGD_SCR & GPM | 21.2197 | 100.5694 | 18.0777 | 18.0777 | 18.0777 | 1.7881 | 1.7881
00 Ret.Exist_Non-FBC_WetFGD_SCR & GPM & C2G | 0 | 0 | 0 | 0 | 0 | 0 | 0
00 Ret.Exist_Non-FBC_WetFGD_SCR & GPM & CCS | 0 | 0 | 48.4825 | 48.4825 | 0 | 0 | 0
00 Ret.Exist_Non-FBC_WetFGD_SCR & GPM & DRET | 0 | 0 | 0 | 0 | 0 | 0 | 0
00 Ret.Exist_Non-FBC_WetFGD_SCR & GPM & NGC | 0 | 0 | 0 | 0 | 0 | 0 | 0
00 Ret.Exist_Non-FBC_WetFGD_SCR & NGC | 0 | 0 | 0 | 0 | 0 | 0 | 0
00 Ret.Exist_Non-FBC_WetFGD_SCR_ACI & C2G | 0.46926 | 0.46926 | 0.46926 | 0.46926 | 0.46926 | 0.46926 | 0.46926
00 Ret.Exist_Non-FBC_WetFGD_SCR_ACI & CCS | 0 | 0 | 40.9931 | 40.9931 | 5.1328 | 5.1328 | 5.1328
00 Ret.Exist_Non-FBC_WetFGD_SCR_ACI & DCCS | 0 | 0 | 0 | 0 | 0 | 0 | 0
00 Ret.Exist_Non-FBC_WetFGD_SCR_ACI & DCCS & CCS | 0 | 0 | 0 | 0 | 0 | 0 | 0
00 Ret.Exist_Non-FBC_WetFGD_SCR_ACI & DRET | 0 | 0 | 0 | 0 | 0 | 0 | 0
00 Ret.Exist_Non-FBC_WetFGD_SCR_ACI & GPM | 25.9085 | 26.2204 | 4.8206 | 4.8206 | 4.8206 | 4.8206 | 4.8206
00 Ret.Exist_Non-FBC_WetFGD_SCR_ACI & GPM & C2G | 0 | 0 | 0 | 0 | 0 | 0 | 0
00 Ret.Exist_Non-FBC_WetFGD_SCR_ACI & GPM & CCS | 0 | 0 | 14.7552 | 14.7552 | 0 | 0 | 0
00 Ret.Exist_Non-FBC_WetFGD_SCR_ACI & GPM & DRET | 0 | 0 | 0 | 0 | 0 | 0 | 0
00 Ret.Exist_Non-FBC_WetFGD_SCR_ACI & GPM & NGC | 0 | 0 | 0 | 0 | 0 | 0 | 0
00 Ret.Exist_Non-FBC_WetFGD_SCR_ACI & NGC | 0 | 0 | 0 | 0 | 0 | 0 | 0
00 Ret.Exist_Non-FBC_WetFGD_SCR_ACI_DSI & C2G | 0 | 0 | 0 | 0 | 0 | 0 | 0
00 Ret.Exist_Non-FBC_WetFGD_SCR_ACI_DSI & CCS | 0 | 0 | 69.177 | 69.177 | 0 | 0 | 0
00 Ret.Exist_Non-FBC_WetFGD_SCR_ACI_DSI & DCCS | 0 | 0 | 0 | 0 | 0 | 0 | 0
00 Ret.Exist_Non-FBC_WetFGD_SCR_ACI_DSI & DCCS & CCS | 0 | 0 | 0 | 0 | 0 | 0 | 0
00 Ret.Exist_Non-FBC_WetFGD_SCR_ACI_DSI & DRET | 0 | 0 | 0 | 0 | 0 | 0 | 0
00 Ret.Exist_Non-FBC_WetFGD_SCR_ACI_DSI & GPM | 9.0417 | 19.7386 | 0 | 0 | 0 | 0 | 0
00 Ret.Exist_Non-FBC_WetFGD_SCR_ACI_DSI & GPM & C2G | 0 | 0 | 0 | 0 | 0 | 0 | 0
00 Ret.Exist_Non-FBC_WetFGD_SCR_ACI_DSI & GPM & CCS | 0 | 0 | 13.9668 | 13.9668 | 0 | 0 | 0
00 Ret.Exist_Non-FBC_WetFGD_SCR_ACI_DSI & GPM & DRET | 0 | 0 | 0 | 0 | 0 | 0 | 0
00 Ret.Exist_Non-FBC_WetFGD_SCR_ACI_DSI & GPM & NGC | 0 | 0 | 0 | 0 | 0 | 0 | 0
00 Ret.Exist_Non-FBC_WetFGD_SCR_ACI_DSI & NGC | 0 | 0 | 0 | 0 | 0 | 0 | 0
00 Ret.Exist_Non-FBC_WetFGD_SCR_DSI & ACI | 0 | 0 | 0 | 0 | 0 | 0 | 0
00 Ret.Exist_Non-FBC_WetFGD_SCR_DSI & ACI & C2G | 0 | 0 | 0 | 0 | 0 | 0 | 0
00 Ret.Exist_Non-FBC_WetFGD_SCR_DSI & ACI & CCS | 0 | 0 | 0 | 0 | 0 | 0 | 0
00 Ret.Exist_Non-FBC_WetFGD_SCR_DSI & ACI & DRET | 0 | 0 | 0 | 0 | 0 | 0 | 0
00 Ret.Exist_Non-FBC_WetFGD_SCR_DSI & ACI & GPM | 0 | 0 | 0 | 0 | 0 | 0 | 0
00 Ret.Exist_Non-FBC_WetFGD_SCR_DSI & ACI & GPM & C2G | 0 | 0 | 0 | 0 | 0 | 0 | 0
00 Ret.Exist_Non-FBC_WetFGD_SCR_DSI & ACI & GPM & CCS | 0 | 0 | 0 | 0 | 0 | 0 | 0
00 Ret.Exist_Non-FBC_WetFGD_SCR_DSI & ACI & GPM & DRET | 0 | 0 | 0 | 0 | 0 | 0 | 0
00 Ret.Exist_Non-FBC_WetFGD_SCR_DSI & ACI & GPM & NGC | 0 | 0 | 0 | 0 | 0 | 0 | 0
00 Ret.Exist_Non-FBC_WetFGD_SCR_DSI & ACI & NGC | 0 | 0 | 0 | 0 | 0 | 0 | 0
00 Ret.Exist_Non-FBC_WetFGD_SCR_DSI & C2G | 19.2211 | 7.3242 | 0.27916 | 0 | 0 | 0 | 0
00 Ret.Exist_Non-FBC_WetFGD_SCR_DSI & CCS | 0 | 0 | 0 | 0 | 0 | 0 | 0
00 Ret.Exist_Non-FBC_WetFGD_SCR_DSI & DCCS | 0 | 0 | 0 | 0 | 0 | 0 | 0
00 Ret.Exist_Non-FBC_WetFGD_SCR_DSI & DCCS & CCS | 0 | 0 | 0 | 0 | 0 | 0 | 0
00 Ret.Exist_Non-FBC_WetFGD_SCR_DSI & DRET | 0 | 0 | 0 | 0 | 0 | 0 | 0
00 Ret.Exist_Non-FBC_WetFGD_SCR_DSI & GPM | 0 | 0 | 0 | 0 | 0 | 0 | 0
00 Ret.Exist_Non-FBC_WetFGD_SCR_DSI & GPM & C2G | 0 | 0 | 0 | 0 | 0 | 0 | 0
00 Ret.Exist_Non-FBC_WetFGD_SCR_DSI & GPM & CCS | 0 | 0 | 0 | 0 | 0 | 0 | 0
00 Ret.Exist_Non-FBC_WetFGD_SCR_DSI & GPM & DRET | 0 | 0 | 0 | 0 | 0 | 0 | 0
00 Ret.Exist_Non-FBC_WetFGD_SCR_DSI & GPM & NGC | 0 | 0 | 0 | 0 | 0 | 0 | 0
00 Ret.Exist_Non-FBC_WetFGD_SCR_DSI & NGC | 0 | 0 | 0 | 0 | 0 | 0 | 0
00 Ret.Exist_Non-FBC_WetFGD_SNCR & ACI | 0 | 0 | 0 | 0 | 0 | 0 | 0
00 Ret.Exist_Non-FBC_WetFGD_SNCR & ACI & C2G | 0 | 0 | 0 | 0 | 0 | 0 | 0
00 Ret.Exist_Non-FBC_WetFGD_SNCR & ACI & C2G & SCR | 0 | 0 | 0 | 0 | 0 | 0 | 0
00 Ret.Exist_Non-FBC_WetFGD_SNCR & ACI & DRET | 0 | 0 | 0 | 0 | 0 | 0 | 0
00 Ret.Exist_Non-FBC_WetFGD_SNCR & ACI & GPM | 0 | 0 | 0 | 0 | 0 | 0 | 0
00 Ret.Exist_Non-FBC_WetFGD_SNCR & ACI & GPM & C2G | 0 | 0 | 0 | 0 | 0 | 0 | 0
00 Ret.Exist_Non-FBC_WetFGD_SNCR & ACI & GPM & C2G & SCR | 0 | 0 | 0 | 0 | 0 | 0 | 0
00 Ret.Exist_Non-FBC_WetFGD_SNCR & ACI & GPM & DRET | 0 | 0 | 0 | 0 | 0 | 0 | 0
00 Ret.Exist_Non-FBC_WetFGD_SNCR & ACI & GPM & NGC | 0 | 0 | 0 | 0 | 0 | 0 | 0
00 Ret.Exist_Non-FBC_WetFGD_SNCR & ACI & GPM & SCR | 0 | 0 | 0 | 0 | 0 | 0 | 0
00 Ret.Exist_Non-FBC_WetFGD_SNCR & ACI & GPM & SCR & CCS | 0 | 0 | 0 | 0 | 0 | 0 | 0
00 Ret.Exist_Non-FBC_WetFGD_SNCR & ACI & GPM & SCR & DRET | 0 | 0 | 0 | 0 | 0 | 0 | 0
00 Ret.Exist_Non-FBC_WetFGD_SNCR & ACI & GPM & SCR & NGC | 0 | 0 | 0 | 0 | 0 | 0 | 0
00 Ret.Exist_Non-FBC_WetFGD_SNCR & ACI & NGC | 0 | 0 | 0 | 0 | 0 | 0 | 0
00 Ret.Exist_Non-FBC_WetFGD_SNCR & ACI & SCR | 0 | 0 | 0 | 0 | 0 | 0 | 0
00 Ret.Exist_Non-FBC_WetFGD_SNCR & ACI & SCR & CCS | 0 | 0 | 0 | 0 | 0 | 0 | 0
00 Ret.Exist_Non-FBC_WetFGD_SNCR & ACI & SCR & DRET | 0 | 0 | 0 | 0 | 0 | 0 | 0
00 Ret.Exist_Non-FBC_WetFGD_SNCR & ACI & SCR & NGC | 0 | 0 | 0 | 0 | 0 | 0 | 0
00 Ret.Exist_Non-FBC_WetFGD_SNCR & C2G | 0 | 0 | 0 | 0 | 0 | 0 | 0
00 Ret.Exist_Non-FBC_WetFGD_SNCR & C2G & SCR | 0 | 0 | 0 | 0 | 0 | 0 | 0
00 Ret.Exist_Non-FBC_WetFGD_SNCR & DCCS | 0 | 0 | 0 | 0 | 0 | 0 | 0
00 Ret.Exist_Non-FBC_WetFGD_SNCR & DCCS & SCR & CCS | 0 | 0 | 0 | 0 | 0 | 0 | 0
00 Ret.Exist_Non-FBC_WetFGD_SNCR & DRET | 0 | 0 | 0 | 0 | 0 | 0 | 0
00 Ret.Exist_Non-FBC_WetFGD_SNCR & GPM | 0 | 0 | 0 | 0 | 0 | 0 | 0
00 Ret.Exist_Non-FBC_WetFGD_SNCR & GPM & C2G | 0 | 0 | 0 | 0 | 0 | 0 | 0
00 Ret.Exist_Non-FBC_WetFGD_SNCR & GPM & C2G & SCR | 0 | 0 | 0 | 0 | 0 | 0 | 0
00 Ret.Exist_Non-FBC_WetFGD_SNCR & GPM & DRET | 0 | 0 | 0 | 0 | 0 | 0 | 0
00 Ret.Exist_Non-FBC_WetFGD_SNCR & GPM & NGC | 0 | 0 | 0 | 0 | 0 | 0 | 0
00 Ret.Exist_Non-FBC_WetFGD_SNCR & GPM & SCR | 0 | 0 | 0 | 0 | 0 | 0 | 0
00 Ret.Exist_Non-FBC_WetFGD_SNCR & GPM & SCR & CCS | 0 | 0 | 0 | 0 | 0 | 0 | 0
00 Ret.Exist_Non-FBC_WetFGD_SNCR & GPM & SCR & DRET | 0 | 0 | 0 | 0 | 0 | 0 | 0
00 Ret.Exist_Non-FBC_WetFGD_SNCR & GPM & SCR & NGC | 0 | 0 | 0 | 0 | 0 | 0 | 0
00 Ret.Exist_Non-FBC_WetFGD_SNCR & NGC | 0 | 0 | 0 | 0 | 0 | 0 | 0
00 Ret.Exist_Non-FBC_WetFGD_SNCR & SCR | 0 | 0 | 0 | 0 | 0 | 0 | 0
00 Ret.Exist_Non-FBC_WetFGD_SNCR & SCR & C2G | 0 | 0 | 0 | 0 | 0 | 0 | 0
00 Ret.Exist_Non-FBC_WetFGD_SNCR & SCR & CCS | 0 | 0 | 0 | 0 | 0 | 0 | 0
00 Ret.Exist_Non-FBC_WetFGD_SNCR & SCR & DRET | 0 | 0 | 0 | 0 | 0 | 0 | 0
00 Ret.Exist_Non-FBC_WetFGD_SNCR & SCR & NGC | 0 | 0 | 0 | 0 | 0 | 0 | 0
00 Ret.Exist_Non-FBC_WetFGD_SNCR_ACI & C2G | 0 | 0 | 0 | 0 | 0 | 0 | 0
00 Ret.Exist_Non-FBC_WetFGD_SNCR_ACI & C2G & SCR | 0 | 0 | 0 | 0 | 0 | 0 | 0
00 Ret.Exist_Non-FBC_WetFGD_SNCR_ACI & DCCS | 0 | 0 | 0 | 0 | 0 | 0 | 0
00 Ret.Exist_Non-FBC_WetFGD_SNCR_ACI & DCCS & SCR & CCS | 0 | 0 | 0 | 0 | 0 | 0 | 0
00 Ret.Exist_Non-FBC_WetFGD_SNCR_ACI & DRET | 0 | 0 | 0 | 0 | 0 | 0 | 0
00 Ret.Exist_Non-FBC_WetFGD_SNCR_ACI & GPM | 0 | 15.213 | 10.8928 | 10.8928 | 9.1317 | 9.057 | 9.057
00 Ret.Exist_Non-FBC_WetFGD_SNCR_ACI & GPM & C2G | 0 | 0 | 0 | 0 | 0 | 0 | 0
00 Ret.Exist_Non-FBC_WetFGD_SNCR_ACI & GPM & C2G & SCR | 0 | 0 | 0 | 0 | 0 | 0 | 0
00 Ret.Exist_Non-FBC_WetFGD_SNCR_ACI & GPM & DRET | 0 | 0 | 0 | 0 | 0 | 0 | 0
00 Ret.Exist_Non-FBC_WetFGD_SNCR_ACI & GPM & NGC | 0 | 0 | 0 | 0 | 0 | 0 | 0
00 Ret.Exist_Non-FBC_WetFGD_SNCR_ACI & GPM & SCR | 0 | 0 | 0 | 0 | 0 | 0 | 0
00 Ret.Exist_Non-FBC_WetFGD_SNCR_ACI & GPM & SCR & CCS | 0 | 0 | 5.7342 | 5.7342 | 0 | 0 | 0
00 Ret.Exist_Non-FBC_WetFGD_SNCR_ACI & GPM & SCR & DRET | 0 | 0 | 0 | 0 | 0 | 0 | 0
00 Ret.Exist_Non-FBC_WetFGD_SNCR_ACI & GPM & SCR & NGC | 0 | 0 | 0 | 0 | 0 | 0 | 0
00 Ret.Exist_Non-FBC_WetFGD_SNCR_ACI & NGC | 0 | 0 | 0 | 0 | 0 | 0 | 0
00 Ret.Exist_Non-FBC_WetFGD_SNCR_ACI & SCR | 8.2128 | 9.5849 | 8.894 | 8.2688 | 7.8336 | 6.7056 | 6.9322
00 Ret.Exist_Non-FBC_WetFGD_SNCR_ACI & SCR & C2G | 0 | 0 | 0 | 0 | 0 | 0 | 0
00 Ret.Exist_Non-FBC_WetFGD_SNCR_ACI & SCR & CCS | 0 | 1.7097 | 11.3875 | 11.3875 | 0 | 0 | 0
00 Ret.Exist_Non-FBC_WetFGD_SNCR_ACI & SCR & DRET | 0 | 0 | 0 | 0 | 0 | 0 | 0
00 Ret.Exist_Non-FBC_WetFGD_SNCR_ACI & SCR & NGC | 0 | 0 | 0 | 0 | 0 | 0 | 0
00 Existing Combined Cycle Retirement | 0 | 0 | 0 | 0 | 0 | 0 | 0
00 New Combined Cycle Retirement | 0 | 0 | 0 | 0 | 0 | 0 | 0
00 Existing Combustion Turbine Retirement | 0 | 0 | 0 | 0 | 0 | 0 | 0
00 New Combustion Turbine Retirement | 0 | 0 | 0 | 0 | 0 | 0 | 0
00 Oil/Gas Steam Retirement | 0 | 0 | 0 | 0 | 0 | 0 | 0
00 Coal Steam Retirement | 0 | 0 | 0 | 0 | 0 | 0 | 0
00 IGCC Retirement | 0 | 0 | 0 | 0 | 0 | 0 | 0
00 Nuclear Retirement | 0 | 0 | 0 | 0 | 0 | 0 | 0
00 Biomass Retirement | 0 | 0 | 0 | 0 | 0 | 0 | 0
00 Fossil_Other Retirement | 0 | 0 | 0 | 0 | 0 | 0 | 0
00 Fuel Cell Retirement | 0 | 0 | 0 | 0 | 0 | 0 | 0
00 Geothermal Retirement | 0 | 0 | 0 | 0 | 0 | 0 | 0
00 Hydro Retirement | 0 | 0 | 0 | 0 | 0 | 0 | 0
00 Landfill Gas Retirement | 0 | 0 | 0 | 0 | 0 | 0 | 0
00 Non Fossil_Other Retirement | 0 | 0 | 0 | 0 | 0 | 0 | 0
00 Solar Thermal Retirement | 0 | 0 | 0 | 0 | 0 | 0 | 0
00 Exist Dummy | 0 | 0 | 0 | 0 | 0 | 0 | 0
Total | 16885.2354 | 18461.3338 | 21990.2607 | 23937.2134 | 25150.5523 | 26489.3141 | 28154.2737
14. Capacity Factor by Capacity Reporting Type [%]
00 New Combined Cycle | 86.9915 | 86.987 | 86.5344 | 80.4851 | 66.6839 | 58.1082 | 56.0792
00 New Combined Cycle with CCS Retrofit | N/A | N/A | 87 | 87 | 12.9766 | 11.0599 | 13.4365
00 New Combined Cycle with CF Limit | N/A | N/A | N/A | N/A | N/A | N/A | N/A
00 New Combined Cycle with HRI Retrofit | N/A | N/A | N/A | N/A | N/A | N/A | N/A
00 New Combined Cycle with Hydrogen Retrofit | N/A | 87 | 87 | 76.7542 | 57.9619 | 35.0035 | 54.3097
00 New Combined Cycle with Hydrogen Retrofit Undone | N/A | N/A | N/A | N/A | N/A | N/A | N/A
00 New Combined Cycle with CCS | N/A | N/A | N/A | N/A | N/A | N/A | N/A
00 New Combustion Turbine | 8.7014 | 5.0495 | 3.3696 | 1.486 | 1.1983 | 1.7144 | 3.133
00 New Combustion Turbine with HRI Retrofit | N/A | N/A | N/A | N/A | N/A | N/A | N/A
00 New Combustion Turbine with Hydrogen Retrofit | 10.2998 | 3.8664 | 1.6918 | 2.2444 | 2.7682 | 5.048 | 5.5136
00 New Combustion Turbine with Hydrogen Retrofit Undone | N/A | N/A | N/A | N/A | N/A | N/A | N/A
00 New Hydro | 66.2013 | 65.4119 | 63.3093 | 61.2774 | 61.2247 | 60.8804 | 60.4797
00 New Nuclear | N/A | N/A | N/A | N/A | N/A | N/A | N/A
00 New Nuclear - SMR | N/A | N/A | N/A | N/A | N/A | N/A | N/A
00 New Biomass | 0 | 0 | 0 | 0 | 0 | 0 | 0
00 New Geothermal | 90 | 90 | 90 | 90 | 90 | 89.6688 | 89.6688
00 New Landfill Gas | 90 | 90 | 90 | 88.8689 | 84.1326 | 78.7319 | 79.1287
00 New Battery Storage | 16.7827 | 16.7085 | 17.431 | 17.7152 | 17.8987 | 19.1699 | 19.4075
00 New Offshore Wind | 54.4267 | 53.3554 | 53.4188 | 54.1362 | 55.7485 | 55.7158 | 55.6139
00 New Onshore Wind | 33.7818 | 37.4868 | 37.9265 | 37.9376 | 37.4939 | 37.2427 | 37.1884
00 New Solar PV | 27.6945 | 27.8268 | 29.0078 | 28.4146 | 28.3046 | 28.2869 | 28.132
00 New Solar Thermal | N/A | N/A | N/A | N/A | 65.1314 | 52.6606 | 51.6145
00 New Fuel Cell | N/A | N/A | N/A | N/A | N/A | N/A | N/A
00 New Ultrasupercritical Coal without CCS | N/A | N/A | N/A | N/A | N/A | N/A | N/A
00 New Ultrasupercritical Coal with 30% CCS | N/A | N/A | N/A | N/A | N/A | N/A | N/A
00 New Ultrasupercritical Coal with 90% CCS | N/A | N/A | N/A | N/A | N/A | N/A | N/A
00 Exist & New Distributed Solar PV | 16.416 | 16.3107 | 16.0805 | 15.9735 | 15.8419 | 15.7289 | 15.6049
00 Exist Combined Cycle | 67.7442 | 66.1681 | 50.9384 | 29.5135 | 14.4121 | 8.9418 | 8.0544
00 Exist Combustion Turbine | 2.227 | 1.6781 | 1.3063 | 1.0688 | 1.0325 | 1.0193 | 0.80375
00 Exist FBC_Uncontrolled | 19.8964 | 33.3817 | 59.4774 | 27.8662 | 10 | N/A | N/A
00 Exist FBC_ACI_DSI | 81.6763 | 83.37 | 83.37 | N/A | N/A | N/A | N/A
00 Exist FBC_DryFGD_ACI | 70.7997 | 78.85 | 78.85 | 78.85 | 78.85 | 78.85 | 78.85
00 Exist FBC_DryFGD_DSI | 22.5173 | N/A | N/A | N/A | N/A | N/A | N/A
00 Exist FBC_DryFGD_SNCR | 33.7879 | 28.921 | 45.3174 | 24.9509 | 19.4268 | 24.6976 | 35.3439
00 Exist FBC_DryFGD_SNCR_ACI | 77.8635 | 77.8635 | 75.6735 | 77.8635 | 77.8216 | 68.3488 | 68.3488
00 Exist FBC_DryFGD_SNCR_ACI_DSI | 69.4195 | 0 | 0 | 0 | 0 | 0 | 0
00 Exist FBC_DryFGD_SNCR_DSI | 19.8964 | 11.1812 | N/A | N/A | N/A | N/A | N/A
00 Exist FBC_DSI | 52.7237 | 68.869 | 77.8804 | 67.6848 | 61.4213 | 42.4618 | 49.8662
00 Exist FBC_SNCR | N/A | N/A | N/A | N/A | N/A | N/A | N/A
00 Exist FBC_SNCR_ACI_DSI | 78.85 | 78.85 | 78.85 | 78.85 | 66.1899 | 66.1899 | 66.1899
00 Exist FBC_SNCR_DSI | 76.3362 | 79.3195 | 78.485 | 65.6988 | 62.914 | 57.7544 | 55.2964
00 Exist FBC_WetFGD_SNCR | 19.8964 | 33.3817 | 76.7726 | 33.3817 | 27.8662 | N/A | N/A
00 Exist FBC_WetFGD_DSI | 83.37 | 83.37 | 77.5188 | 33.3817 | 41.0158 | 58.3775 | 83.37
00 Exist_Non-FBC_Uncontrolled | 62.88 | 61.6036 | 76.7317 | 76.7317 | 65.3095 | 61.5248 | 61.2352
00 Exist_Non-FBC_ACI | 64.3696 | 74.7573 | 78.4709 | 76.4438 | 71.3421 | 64.1032 | 64.2952
00 Exist_Non-FBC_ACI_DSI | 49.4796 | 62.9752 | 74.3202 | 71.5566 | 65.2986 | 54.7026 | 55.1587
00 Exist_Non-FBC_DryFGD | N/A | N/A | N/A | N/A | N/A | N/A | N/A
00 Exist_Non-FBC_DryFGD_ACI | 60.8979 | 75.2695 | 78.9122 | 76.7535 | 69.9695 | 64.6425 | 64.4927
00 Exist_Non-FBC_DryFGD_SCR | 18.6788 | N/A | N/A | N/A | N/A | N/A | N/A
00 Exist_Non-FBC_DryFGD_SCR_ACI | 53.7373 | 67.4183 | 71.5732 | 73.2669 | 71.4955 | 68.1498 | 65.7194
00 Exist_Non-FBC_DryFGD_SCR_DSI | 78.85 | 78.85 | 78.85 | 78.85 | 74.6881 | 66.1899 | 66.1899
00 Exist_Non-FBC_DryFGD_SCR_ACI_DSI | 72.2876 | 77.9818 | 79.1843 | 75.8418 | 68.8487 | 62.1281 | 61.9774
00 Exist_Non-FBC_DryFGD_SNCR_ACI | 73.8765 | 78.4378 | 78.4378 | 78.4378 | 75.2234 | 65.8826 | 65.8826
00 Exist_Non-FBC_DryFGD_SNCR_ACI_DSI | 69.0585 | 77.71 | 77.71 | 77.71 | 65.277 | 55.7804 | 56.4751
00 Exist_Non-FBC_DSI | 53.5486 | 65.0647 | 78.85 | 78.85 | 70.7163 | 63.0536 | 66.1899
00 Exist_Non-FBC_SCR_ACI | 67.8474 | 76.6937 | 78.5258 | 77.0344 | 69.1277 | 62.7731 | 60.7095
00 Exist_Non-FBC_SCR_ACI_DSI | 18.5801 | 77.01 | 77.01 | 70.0786 | 63.5483 | 33.2068 | 44.7232
00 Exist_Non-FBC_SNCR_ACI | 18.3437 | 54.3441 | 77.71 | 77.71 | 71.1497 | 61.3963 | 61.3963
00 Exist_Non-FBC_SNCR_ACI_DSI | 32.4217 | 12.4951 | N/A | N/A | N/A | N/A | N/A
00 Exist_Non-FBC_WetFGD | 72.5305 | 72.9315 | 74.2142 | 74.2142 | 74.2142 | 71.4183 | 72.5629
00 Exist_Non-FBC_WetFGD_ACI | 66.6278 | 76.4462 | 79.1512 | 79.1512 | 71.4814 | 66.0061 | 65.5894
00 Exist_Non-FBC_WetFGD_ACI_DSI | 58.6525 | 62.6746 | N/A | N/A | N/A | N/A | N/A
00 Exist_Non-FBC_WetFGD_SCR | 58.75 | 58.7184 | 71.6837 | 71.4458 | 71.4407 | 66.6188 | 70.0744
00 Exist_Non-FBC_WetFGD_SCR_DSI | 56.8866 | N/A | N/A | N/A | N/A | N/A | N/A
00 Exist_Non-FBC_WetFGD_SCR_ACI | 58.3369 | 69.4795 | 78.4739 | 77.8543 | 71.5098 | 68.3621 | 68.4687
00 Exist_Non-FBC_WetFGD_SCR_ACI_DSI | 62.0257 | 66.4493 | 78.4044 | 72.3964 | 64.1859 | 54.3581 | 62.6438
00 Exist_Non-FBC_WetFGD_SNCR | 43.7966 | 31.0881 | 71.6349 | 74.6177 | 61.1932 | 28.9076 | 58.0524
00 Exist_Non-FBC_WetFGD_SNCR_ACI | 61.4892 | 68.9477 | 77.8183 | 75.9055 | 69.8659 | 66.7675 | 65.1534
00 Exist IGCC | 79.192 | 79.192 | N/A | N/A | N/A | N/A | N/A
00 Exist Fossil_Other | 53.0698 | 53.5267 | 54.1523 | 54.0784 | 52.162 | 49.9798 | 49.9798
00 Exist Fuel Cell | 61.9189 | 65.0033 | 59.1358 | 37.9983 | 36.4198 | 29.8163 | 28.214
00 Exist Hydro | 38.8003 | 38.8002 | 38.8002 | 38.7747 | 38.7746 | 38.7632 | 38.76
00 Exist Non Fossil_Other | 62.0235 | 61.7983 | 61.9796 | 59.4903 | 59.3425 | 59.4111 | 59.471
00 Exist Nuclear | 91.4536 | 91.3852 | 91.2793 | 91.1912 | 91.8173 | 91.2408 | 91.2817
00 Exist Oil/Gas Steam | 7.0639 | 4.6908 | 1.6798 | 0.67452 | 0.61765 | 0.61338 | 0.60807
00 Exist Oil/Gas Steam_SCR | 8.1828 | 8.8538 | 2.8431 | 2.7706 | 2.6571 | 2.5894 | 2.5643
00 Exist Oil/Gas Steam_SNCR | 5.4092 | 1.8692 | 0.77511 | 0.25836 | 0.22827 | 0.23852 | 0.23852
00 Exist Biomass | 58.0401 | 66.9859 | 66.2512 | 65.0698 | 63.4794 | 39.7355 | 42.8672
00 Exist Landfill Gas | 63.9988 | 63.6949 | 64.5406 | 64.1397 | 62.1947 | 61.7187 | 61.3848
00 Exist Geothermal | 72.4109 | 72.4109 | 72.4109 | 72.4109 | 72.4109 | 72.4109 | 72.4109
00 Exist Pump Storage | 8.6318 | 8.6588 | 8.1939 | 10.9101 | 13.1436 | 14.6845 | 14.9981
00 Exist Energy Storage | 0.15607 | 0.1553 | 0.15166 | 0.15246 | 0.15082 | 0.15628 | 0.15619
00 Exist Solar PV | 24.4927 | 24.4927 | 24.4927 | 24.4927 | 24.4927 | 24.4927 | 24.4927
00 Exist Solar Thermal | 23.0149 | 23.0149 | 23.0149 | 23.0149 | 23.0149 | 23.0149 | 23.0149
00 Exist Offshore Wind | 53.6065 | 53.6065 | 53.6065 | 53.6065 | 53.6065 | 53.6065 | 53.6065
00 Exist Onshore Wind | 36.046 | 36.046 | 36.046 | 36.046 | 36.046 | 36.046 | 36.046
00 International Imports | 36.56 | 36.56 | 36.56 | 33.38 | 33.38 | 33.38 | 33.38
00 Ret.Exist Combined Cycle & CF Limit | N/A | N/A | N/A | N/A | N/A | N/A | N/A
00 Ret.Exist Combined Cycle & CCS | N/A | N/A | 84.41 | 84.4099 | 4.4134 | 4.9008 | 0.15316
00 Ret.Exist Combined Cycle & Hydrogen | 49.3855 | 63.0527 | 49.2485 | 5.7015 | 2.2501 | 1.4115 | 1.7536
00 Ret.Exist Combined Cycle & Hydrogen Retrofit Undone | N/A | N/A | N/A | N/A | N/A | N/A | N/A
00 Ret.Exist Combined Cycle & HRI | N/A | N/A | N/A | N/A | N/A | N/A | N/A
00 Ret.Exist Combustion Turbine & HRI | N/A | N/A | N/A | N/A | N/A | N/A | N/A
00 Ret.Exist_FBC_NoCtrl & CCS | N/A | N/A | N/A | N/A | N/A | N/A | N/A
00 Ret.Exist_FBC_NoCtrl & DRET | N/A | N/A | N/A | N/A | N/A | N/A | N/A
00 Ret.Exist_FBC_NoCtrl & GPM | N/A | N/A | N/A | N/A | N/A | N/A | N/A
00 Ret.Exist_FBC_NoCtrl & GPM & CCS | N/A | N/A | N/A | N/A | N/A | N/A | N/A
00 Ret.Exist_FBC_NoCtrl & GPM & DRET | N/A | N/A | N/A | N/A | N/A | N/A | N/A
00 Ret.Exist_FBC_NoCtrl & GPM & NGC | N/A | N/A | N/A | N/A | N/A | N/A | N/A
00 Ret.Exist_FBC_NoCtrl & GPM & SNCR | N/A | N/A | N/A | N/A | N/A | N/A | N/A
00 Ret.Exist_FBC_NoCtrl & GPM & SNCR & CCS | N/A | N/A | N/A | N/A | N/A | N/A | N/A
00 Ret.Exist_FBC_NoCtrl & GPM & SNCR & DRET | N/A | N/A | N/A | N/A | N/A | N/A | N/A
00 Ret.Exist_FBC_NoCtrl & GPM & SNCR & NGC | N/A | N/A | N/A | N/A | N/A | N/A | N/A
00 Ret.Exist_FBC_NoCtrl & NGC | N/A | N/A | N/A | N/A | N/A | N/A | N/A
00 Ret.Exist_FBC_NoCtrl & SNCR | N/A | N/A | N/A | N/A | N/A | N/A | N/A
00 Ret.Exist_FBC_NoCtrl & SNCR & CCS | N/A | N/A | N/A | N/A | N/A | N/A | N/A
00 Ret.Exist_FBC_NoCtrl & SNCR & DRET | N/A | N/A | N/A | N/A | N/A | N/A | N/A
00 Ret.Exist_FBC_NoCtrl & SNCR & NGC | N/A | N/A | N/A | N/A | N/A | N/A | N/A
00 Ret.Exist_FBC_ACI_DSI & CCS | N/A | N/A | N/A | N/A | N/A | N/A | N/A
00 Ret.Exist_FBC_ACI_DSI & DCCS | N/A | N/A | N/A | N/A | N/A | N/A | N/A
00 Ret.Exist_FBC_ACI_DSI & DCCS & CCS | N/A | N/A | N/A | N/A | N/A | N/A | N/A
00 Ret.Exist_FBC_ACI_DSI & DCCS & SNCR & CCS | N/A | N/A | N/A | N/A | N/A | N/A | N/A
00 Ret.Exist_FBC_ACI_DSI & DRET | N/A | N/A | N/A | N/A | N/A | N/A | N/A
00 Ret.Exist_FBC_ACI_DSI & GPM | N/A | 81.53 | 81.53 | 81.53 | 68.3488 | 60.2948 | 67.3884
00 Ret.Exist_FBC_ACI_DSI & GPM & CCS | N/A | N/A | 81.53 | 81.53 | N/A | N/A | N/A
00 Ret.Exist_FBC_ACI_DSI & GPM & DRET | N/A | N/A | N/A | N/A | N/A | N/A | N/A
00 Ret.Exist_FBC_ACI_DSI & GPM & NGC | N/A | N/A | N/A | N/A | N/A | N/A | N/A
00 Ret.Exist_FBC_ACI_DSI & GPM & SNCR | N/A | N/A | N/A | N/A | N/A | N/A | N/A
00 Ret.Exist_FBC_ACI_DSI & GPM & SNCR & CCS | N/A | N/A | N/A | N/A | N/A | N/A | N/A
00 Ret.Exist_FBC_ACI_DSI & GPM & SNCR & DRET | N/A | N/A | N/A | N/A | N/A | N/A | N/A
00 Ret.Exist_FBC_ACI_DSI & GPM & SNCR & NGC | N/A | N/A | N/A | N/A | N/A | N/A | N/A
00 Ret.Exist_FBC_ACI_DSI & NGC | N/A | N/A | N/A | N/A | N/A | N/A | N/A
00 Ret.Exist_FBC_ACI_DSI & SNCR | N/A | N/A | N/A | N/A | N/A | N/A | N/A
00 Ret.Exist_FBC_ACI_DSI & SNCR & CCS | N/A | N/A | N/A | N/A | N/A | N/A | N/A
00 Ret.Exist_FBC_ACI_DSI & SNCR & DRET | N/A | N/A | N/A | N/A | N/A | N/A | N/A
00 Ret.Exist_FBC_ACI_DSI & SNCR & NGC | N/A | N/A | N/A | N/A | N/A | N/A | N/A
00 Ret.Exist_FBC_DryFGD_ACI & CCS | N/A | N/A | N/A | N/A | N/A | N/A | N/A
00 Ret.Exist_FBC_DryFGD_ACI & DCCS | N/A | N/A | N/A | N/A | N/A | N/A | N/A
00 Ret.Exist_FBC_DryFGD_ACI & DCCS & CCS | N/A | N/A | N/A | N/A | N/A | N/A | N/A
00 Ret.Exist_FBC_DryFGD_ACI & DCCS & SNCR & CCS | N/A | N/A | N/A | N/A | N/A | N/A | N/A
00 Ret.Exist_FBC_DryFGD_ACI & DRET | N/A | N/A | N/A | N/A | N/A | N/A | N/A
00 Ret.Exist_FBC_DryFGD_ACI & GPM | N/A | N/A | N/A | N/A | N/A | N/A | N/A
00 Ret.Exist_FBC_DryFGD_ACI & GPM & CCS | N/A | N/A | N/A | N/A | N/A | N/A | N/A
00 Ret.Exist_FBC_DryFGD_ACI & GPM & DRET | N/A | N/A | N/A | N/A | N/A | N/A | N/A
00 Ret.Exist_FBC_DryFGD_ACI & GPM & NGC | N/A | N/A | N/A | N/A | N/A | N/A | N/A
00 Ret.Exist_FBC_DryFGD_ACI & GPM & SNCR | N/A | N/A | N/A | N/A | N/A | N/A | N/A
00 Ret.Exist_FBC_DryFGD_ACI & GPM & SNCR & CCS | N/A | N/A | N/A | N/A | N/A | N/A | N/A
00 Ret.Exist_FBC_DryFGD_ACI & GPM & SNCR & DRET | N/A | N/A | N/A | N/A | N/A | N/A | N/A
00 Ret.Exist_FBC_DryFGD_ACI & GPM & SNCR & NGC | N/A | N/A | N/A | N/A | N/A | N/A | N/A
00 Ret.Exist_FBC_DryFGD_ACI & NGC | N/A | N/A | N/A | N/A | N/A | N/A | N/A
00 Ret.Exist_FBC_DryFGD_ACI & SNCR | N/A | N/A | N/A | N/A | N/A | N/A | N/A
00 Ret.Exist_FBC_DryFGD_ACI & SNCR & CCS | N/A | N/A | N/A | N/A | N/A | N/A | N/A
00 Ret.Exist_FBC_DryFGD_ACI & SNCR & DRET | N/A | N/A | N/A | N/A | N/A | N/A | N/A
00 Ret.Exist_FBC_DryFGD_ACI & SNCR & NGC | N/A | N/A | N/A | N/A | N/A | N/A | N/A
00 Ret.Exist_FBC_DryFGD_DSI & ACI | N/A | N/A | N/A | N/A | N/A | N/A | N/A
00 Ret.Exist_FBC_DryFGD_DSI & ACI & DRET | N/A | N/A | N/A | N/A | N/A | N/A | N/A
00 Ret.Exist_FBC_DryFGD_DSI & ACI & GPM | N/A | N/A | N/A | N/A | N/A | N/A | N/A
00 Ret.Exist_FBC_DryFGD_DSI & ACI & GPM & DRET | N/A | N/A | N/A | N/A | N/A | N/A | N/A
00 Ret.Exist_FBC_DryFGD_DSI & ACI & GPM & NGC | N/A | N/A | N/A | N/A | N/A | N/A | N/A
00 Ret.Exist_FBC_DryFGD_DSI & ACI & GPM & SNCR | N/A | N/A | N/A | N/A | N/A | N/A | N/A
00 Ret.Exist_FBC_DryFGD_DSI & ACI & GPM & SNCR & DRET | N/A | N/A | N/A | N/A | N/A | N/A | N/A
00 Ret.Exist_FBC_DryFGD_DSI & ACI & GPM & SNCR & NGC | N/A | N/A | N/A | N/A | N/A | N/A | N/A
00 Ret.Exist_FBC_DryFGD_DSI & ACI & NGC | N/A | N/A | N/A | N/A | N/A | N/A | N/A
00 Ret.Exist_FBC_DryFGD_DSI & ACI & SNCR | N/A | N/A | N/A | N/A | N/A | N/A | N/A
00 Ret.Exist_FBC_DryFGD_DSI & ACI & SNCR & DRET | N/A | N/A | N/A | N/A | N/A | N/A | N/A
00 Ret.Exist_FBC_DryFGD_DSI & ACI & SNCR & NGC | N/A | N/A | N/A | N/A | N/A | N/A | N/A
00 Ret.Exist_FBC_DryFGD_DSI & DRET | N/A | N/A | N/A | N/A | N/A | N/A | N/A
00 Ret.Exist_FBC_DryFGD_DSI & GPM | N/A | 13.1571 | N/A | N/A | N/A | N/A | N/A
00 Ret.Exist_FBC_DryFGD_DSI & GPM & DRET | N/A | N/A | N/A | N/A | N/A | N/A | N/A
00 Ret.Exist_FBC_DryFGD_DSI & GPM & NGC | N/A | N/A | N/A | N/A | N/A | N/A | N/A
00 Ret.Exist_FBC_DryFGD_DSI & GPM & SNCR | N/A | N/A | N/A | N/A | N/A | N/A | N/A
00 Ret.Exist_FBC_DryFGD_DSI & GPM & SNCR & DRET | N/A | N/A | N/A | N/A | N/A | N/A | N/A
00 Ret.Exist_FBC_DryFGD_DSI & GPM & SNCR & NGC | N/A | N/A | N/A | N/A | N/A | N/A | N/A
00 Ret.Exist_FBC_DryFGD_DSI & NGC | N/A | N/A | N/A | N/A | N/A | N/A | N/A
00 Ret.Exist_FBC_DryFGD_DSI & SNCR | N/A | N/A | N/A | N/A | N/A | N/A | N/A
00 Ret.Exist_FBC_DryFGD_DSI & SNCR & DRET | N/A | N/A | N/A | N/A | N/A | N/A | N/A
00 Ret.Exist_FBC_DryFGD_DSI & SNCR & NGC | N/A | N/A | N/A | N/A | N/A | N/A | N/A
00 Ret.Exist_FBC_DryFGD_SNCR & ACI | N/A | N/A | N/A | N/A | N/A | N/A | N/A
00 Ret.Exist_FBC_DryFGD_SNCR & ACI & CCS | N/A | N/A | N/A | N/A | N/A | N/A | N/A
00 Ret.Exist_FBC_DryFGD_SNCR & ACI & DRET | N/A | N/A | N/A | N/A | N/A | N/A | N/A
00 Ret.Exist_FBC_DryFGD_SNCR & ACI & GPM | N/A | N/A | N/A | N/A | N/A | N/A | N/A
00 Ret.Exist_FBC_DryFGD_SNCR & ACI & GPM & CCS | N/A | N/A | N/A | N/A | N/A | N/A | N/A
00 Ret.Exist_FBC_DryFGD_SNCR & ACI & GPM & DRET | N/A | N/A | N/A | N/A | N/A | N/A | N/A
00 Ret.Exist_FBC_DryFGD_SNCR & ACI & GPM & NGC | N/A | N/A | N/A | N/A | N/A | N/A | N/A
00 Ret.Exist_FBC_DryFGD_SNCR & ACI & NGC | N/A | N/A | N/A | N/A | N/A | N/A | N/A
00 Ret.Exist_FBC_DryFGD_SNCR & CCS | N/A | N/A | 79.68 | 79.68 | N/A | N/A | N/A
00 Ret.Exist_FBC_DryFGD_SNCR & DCCS | N/A | N/A | N/A | N/A | N/A | N/A | N/A
00 Ret.Exist_FBC_DryFGD_SNCR & DCCS & CCS | N/A | N/A | N/A | N/A | N/A | N/A | N/A
00 Ret.Exist_FBC_DryFGD_SNCR & DRET | N/A | N/A | N/A | N/A | N/A | N/A | N/A
00 Ret.Exist_FBC_DryFGD_SNCR & GPM | N/A | N/A | N/A | N/A | N/A | N/A | N/A
00 Ret.Exist_FBC_DryFGD_SNCR & GPM & CCS | N/A | N/A | N/A | N/A | N/A | N/A | N/A
00 Ret.Exist_FBC_DryFGD_SNCR & GPM & DRET | N/A | N/A | N/A | N/A | N/A | N/A | N/A
00 Ret.Exist_FBC_DryFGD_SNCR & GPM & NGC | N/A | N/A | N/A | N/A | N/A | N/A | N/A
00 Ret.Exist_FBC_DryFGD_SNCR & NGC | N/A | N/A | N/A | N/A | N/A | N/A | N/A
00 Ret.Exist_FBC_DryFGD_SNCR_ACI & CCS | N/A | N/A | N/A | N/A | N/A | N/A | N/A
00 Ret.Exist_FBC_DryFGD_SNCR_ACI & DCCS | N/A | N/A | N/A | N/A | N/A | N/A | N/A
00 Ret.Exist_FBC_DryFGD_SNCR_ACI & DCCS & CCS | N/A | N/A | N/A | N/A | N/A | N/A | N/A
00 Ret.Exist_FBC_DryFGD_SNCR_ACI & DRET | N/A | N/A | N/A | N/A | N/A | N/A | N/A
00 Ret.Exist_FBC_DryFGD_SNCR_ACI & GPM | N/A | N/A | N/A | N/A | N/A | N/A | N/A
00 Ret.Exist_FBC_DryFGD_SNCR_ACI & GPM & CCS | N/A | N/A | N/A | N/A | N/A | N/A | N/A
00 Ret.Exist_FBC_DryFGD_SNCR_ACI & GPM & DRET | N/A | N/A | N/A | N/A | N/A | N/A | N/A
00 Ret.Exist_FBC_DryFGD_SNCR_ACI & GPM & NGC | N/A | N/A | N/A | N/A | N/A | N/A | N/A
00 Ret.Exist_FBC_DryFGD_SNCR_ACI & NGC | N/A | N/A | N/A | N/A | N/A | N/A | N/A
00 Ret.Exist_FBC_DryFGD_SNCR_ACI_DSI & CCS | N/A | 77.01 | 77.01 | 77.01 | 77.01 | 73.5677 | 73.5677
00 Ret.Exist_FBC_DryFGD_SNCR_ACI_DSI & DCCS | N/A | N/A | N/A | N/A | N/A | N/A | N/A
00 Ret.Exist_FBC_DryFGD_SNCR_ACI_DSI & DCCS & CCS | N/A | N/A | N/A | N/A | N/A | N/A | N/A
00 Ret.Exist_FBC_DryFGD_SNCR_ACI_DSI & DRET | N/A | N/A | N/A | N/A | N/A | N/A | N/A
00 Ret.Exist_FBC_DryFGD_SNCR_ACI_DSI & GPM | N/A | N/A | N/A | N/A | N/A | N/A | N/A
00 Ret.Exist_FBC_DryFGD_SNCR_ACI_DSI & GPM & CCS | N/A | N/A | N/A | N/A | N/A | N/A | N/A
00 Ret.Exist_FBC_DryFGD_SNCR_ACI_DSI & GPM & DRET | N/A | N/A | N/A | N/A | N/A | N/A | N/A
00 Ret.Exist_FBC_DryFGD_SNCR_ACI_DSI & GPM & NGC | N/A | N/A | N/A | N/A | N/A | N/A | N/A
00 Ret.Exist_FBC_DryFGD_SNCR_ACI_DSI & NGC | N/A | N/A | N/A | N/A | N/A | N/A | N/A
00 Ret.Exist_FBC_DryFGD_SNCR_DSI & ACI | N/A | N/A | N/A | N/A | N/A | N/A | N/A
00 Ret.Exist_FBC_DryFGD_SNCR_DSI & ACI & DRET | N/A | N/A | N/A | N/A | N/A | N/A | N/A
00 Ret.Exist_FBC_DryFGD_SNCR_DSI & ACI & GPM | N/A | N/A | N/A | N/A | N/A | N/A | N/A
00 Ret.Exist_FBC_DryFGD_SNCR_DSI & ACI & GPM & DRET | N/A | N/A | N/A | N/A | N/A | N/A | N/A
00 Ret.Exist_FBC_DryFGD_SNCR_DSI & ACI & GPM & NGC | N/A | N/A | N/A | N/A | N/A | N/A | N/A
00 Ret.Exist_FBC_DryFGD_SNCR_DSI & ACI & NGC | N/A | N/A | N/A | N/A | N/A | N/A | N/A
00 Ret.Exist_FBC_DryFGD_SNCR_DSI & DRET | N/A | N/A | N/A | N/A | N/A | N/A | N/A
00 Ret.Exist_FBC_DryFGD_SNCR_DSI & GPM | N/A | N/A | N/A | N/A | N/A | N/A | N/A
00 Ret.Exist_FBC_DryFGD_SNCR_DSI & GPM & DRET | N/A | N/A | N/A | N/A | N/A | N/A | N/A
00 Ret.Exist_FBC_DryFGD_SNCR_DSI & GPM & NGC | N/A | N/A | N/A | N/A | N/A | N/A | N/A
00 Ret.Exist_FBC_DryFGD_SNCR_DSI & NGC | N/A | N/A | N/A | N/A | N/A | N/A | N/A
00 Ret.Exist_FBC_DSI & ACI | N/A | N/A | N/A | N/A | N/A | N/A | N/A
00 Ret.Exist_FBC_DSI & ACI & DRET | N/A | N/A | N/A | N/A | N/A | N/A | N/A
00 Ret.Exist_FBC_DSI & ACI & GPM | N/A | N/A | N/A | N/A | N/A | N/A | N/A
00 Ret.Exist_FBC_DSI & ACI & GPM & DRET | N/A | N/A | N/A | N/A | N/A | N/A | N/A
00 Ret.Exist_FBC_DSI & ACI & GPM & NGC | N/A | N/A | N/A | N/A | N/A | N/A | N/A
00 Ret.Exist_FBC_DSI & ACI & GPM & SNCR | N/A | N/A | N/A | N/A | N/A | N/A | N/A
00 Ret.Exist_FBC_DSI & ACI & GPM & SNCR & DRET | N/A | N/A | N/A | N/A | N/A | N/A | N/A
00 Ret.Exist_FBC_DSI & ACI & GPM & SNCR & NGC | N/A | N/A | N/A | N/A | N/A | N/A | N/A
00 Ret.Exist_FBC_DSI & ACI & NGC | N/A | N/A | N/A | N/A | N/A | N/A | N/A
00 Ret.Exist_FBC_DSI & ACI & SNCR | N/A | N/A | N/A | N/A | N/A | N/A | N/A
00 Ret.Exist_FBC_DSI & ACI & SNCR & DRET | N/A | N/A | N/A | N/A | N/A | N/A | N/A
00 Ret.Exist_FBC_DSI & ACI & SNCR & NGC | N/A | N/A | N/A | N/A | N/A | N/A | N/A
00 Ret.Exist_FBC_DSI & DRET | N/A | N/A | N/A | N/A | N/A | N/A | N/A
00 Ret.Exist_FBC_DSI & GPM | N/A | 71.5111 | 66.3655 | 24.8299 | 26.9737 | 29.9066 | 21.5565
00 Ret.Exist_FBC_DSI & GPM & DRET | N/A | N/A | N/A | N/A | N/A | N/A | N/A
00 Ret.Exist_FBC_DSI & GPM & NGC | N/A | N/A | N/A | N/A | N/A | N/A | N/A
00 Ret.Exist_FBC_DSI & GPM & SNCR | N/A | N/A | N/A | N/A | N/A | N/A | N/A
00 Ret.Exist_FBC_DSI & GPM & SNCR & DRET | N/A | N/A | N/A | N/A | N/A | N/A | N/A
00 Ret.Exist_FBC_DSI & GPM & SNCR & NGC | N/A | N/A | N/A | N/A | N/A | N/A | N/A
00 Ret.Exist_FBC_DSI & NGC | N/A | N/A | N/A | N/A | N/A | N/A | N/A
00 Ret.Exist_FBC_DSI & SNCR | N/A | N/A | N/A | N/A | N/A | N/A | N/A
00 Ret.Exist_FBC_DSI & SNCR & DRET | N/A | N/A | N/A | N/A | N/A | N/A | N/A
00 Ret.Exist_FBC_DSI & SNCR & NGC | N/A | N/A | N/A | N/A | N/A | N/A | N/A
00 Ret.Exist_FBC_SNCR & ACI | N/A | N/A | N/A | N/A | N/A | N/A | N/A
00 Ret.Exist_FBC_SNCR & ACI & DRET | N/A | N/A | N/A | N/A | N/A | N/A | N/A
00 Ret.Exist_FBC_SNCR & ACI & NGC | N/A | N/A | N/A | N/A | N/A | N/A | N/A
00 Ret.Exist_FBC_SNCR & DRET | N/A | N/A | N/A | N/A | N/A | N/A | N/A
00 Ret.Exist_FBC_SNCR & GPM | N/A | N/A | N/A | N/A | N/A | N/A | N/A
00 Ret.Exist_FBC_SNCR & GPM & DRET | N/A | N/A | N/A | N/A | N/A | N/A | N/A
00 Ret.Exist_FBC_SNCR & GPM & NGC | N/A | N/A | N/A | N/A | N/A | N/A | N/A
00 Ret.Exist_FBC_SNCR & NGC | 83.37 | 83.37 | 0 | 0 | 0 | 0 | 0
00 Ret.Exist_FBC_SNCR_ACI_DSI & CCS | N/A | N/A | N/A | N/A | N/A | N/A | N/A
00 Ret.Exist_FBC_SNCR_ACI_DSI & DCCS | N/A | N/A | N/A | N/A | N/A | N/A | N/A
00 Ret.Exist_FBC_SNCR_ACI_DSI & DCCS & CCS | N/A | N/A | N/A | N/A | N/A | N/A | N/A
00 Ret.Exist_FBC_SNCR_ACI_DSI & DRET | N/A | N/A | N/A | N/A | N/A | N/A | N/A
00 Ret.Exist_FBC_SNCR_ACI_DSI & GPM | N/A | N/A | N/A | N/A | N/A | N/A | N/A
00 Ret.Exist_FBC_SNCR_ACI_DSI & GPM & CCS | N/A | N/A | N/A | N/A | N/A | N/A | N/A
00 Ret.Exist_FBC_SNCR_ACI_DSI & GPM & DRET | N/A | N/A | N/A | N/A | N/A | N/A | N/A
00 Ret.Exist_FBC_SNCR_ACI_DSI & GPM & NGC | N/A | N/A | N/A | N/A | N/A | N/A | N/A
00 Ret.Exist_FBC_SNCR_ACI_DSI & NGC | N/A | N/A | N/A | N/A | N/A | N/A | N/A
00 Ret.Exist_FBC_SNCR_DSI & ACI | N/A | N/A | N/A | N/A | N/A | N/A | N/A
00 Ret.Exist_FBC_SNCR_DSI & ACI & CCS | N/A | N/A | N/A | N/A | N/A | N/A | N/A
00 Ret.Exist_FBC_SNCR_DSI & ACI & DRET | N/A | N/A | N/A | N/A | N/A | N/A | N/A
00 Ret.Exist_FBC_SNCR_DSI & ACI & GPM | N/A | N/A | N/A | N/A | N/A | N/A | N/A
00 Ret.Exist_FBC_SNCR_DSI & ACI & GPM & CCS | N/A | N/A | N/A | N/A | N/A | N/A | N/A
00 Ret.Exist_FBC_SNCR_DSI & ACI & GPM & DRET | N/A | N/A | N/A | N/A | N/A | N/A | N/A
00 Ret.Exist_FBC_SNCR_DSI & ACI & GPM & NGC | N/A | N/A | N/A | N/A | N/A | N/A | N/A
00 Ret.Exist_FBC_SNCR_DSI & ACI & NGC | N/A | N/A | N/A | N/A | N/A | N/A | N/A
00 Ret.Exist_FBC_SNCR_DSI & CCS | N/A | N/A | N/A | N/A | N/A | N/A | N/A
00 Ret.Exist_FBC_SNCR_DSI & DCCS | N/A | N/A | N/A | N/A | N/A | N/A | N/A
00 Ret.Exist_FBC_SNCR_DSI & DCCS & CCS | N/A | N/A | N/A | N/A | N/A | N/A | N/A
00 Ret.Exist_FBC_SNCR_DSI & DRET | N/A | N/A | N/A | N/A | N/A | N/A | N/A
00 Ret.Exist_FBC_SNCR_DSI & GPM | 78.85 | 78.85 | 78.85 | 78.85 | 78.85 | 78.85 | 78.85
00 Ret.Exist_FBC_SNCR_DSI & GPM & CCS | N/A | N/A | N/A | N/A | N/A | N/A | N/A
00 Ret.Exist_FBC_SNCR_DSI & GPM & DRET | N/A | N/A | N/A | N/A | N/A | N/A | N/A
00 Ret.Exist_FBC_SNCR_DSI & GPM & NGC | N/A | N/A | N/A | N/A | N/A | N/A | N/A
00 Ret.Exist_FBC_SNCR_DSI & NGC | N/A | N/A | N/A | N/A | N/A | N/A | N/A
00 Ret.Exist_FBC_WetFGD_DSI & ACI | N/A | N/A | N/A | N/A | N/A | N/A | N/A
00 Ret.Exist_FBC_WetFGD_DSI & ACI & DRET | N/A | N/A | N/A | N/A | N/A | N/A | N/A
00 Ret.Exist_FBC_WetFGD_DSI & ACI & GPM | N/A | N/A | N/A | N/A | N/A | N/A | N/A
00 Ret.Exist_FBC_WetFGD_DSI & ACI & GPM & DRET | N/A | N/A | N/A | N/A | N/A | N/A | N/A
00 Ret.Exist_FBC_WetFGD_DSI & ACI & GPM & NGC | N/A | N/A | N/A | N/A | N/A | N/A | N/A
00 Ret.Exist_FBC_WetFGD_DSI & ACI & GPM & SNCR | N/A | N/A | N/A | N/A | N/A | N/A | N/A
00 Ret.Exist_FBC_WetFGD_DSI & ACI & GPM & SNCR & DRET | N/A | N/A | N/A | N/A | N/A | N/A | N/A
00 Ret.Exist_FBC_WetFGD_DSI & ACI & GPM & SNCR & NGC | N/A | N/A | N/A | N/A | N/A | N/A | N/A
00 Ret.Exist_FBC_WetFGD_DSI & ACI & NGC | N/A | N/A | N/A | N/A | N/A | N/A | N/A
00 Ret.Exist_FBC_WetFGD_DSI & ACI & SNCR | N/A | N/A | N/A | N/A | N/A | N/A | N/A
00 Ret.Exist_FBC_WetFGD_DSI & ACI & SNCR & DRET | N/A | N/A | N/A | N/A | N/A | N/A | N/A
00 Ret.Exist_FBC_WetFGD_DSI & ACI & SNCR & NGC | N/A | N/A | N/A | N/A | N/A | N/A | N/A
00 Ret.Exist_FBC_WetFGD_DSI & DRET | N/A | N/A | N/A | N/A | N/A | N/A | N/A
00 Ret.Exist_FBC_WetFGD_DSI & GPM | N/A | N/A | N/A | N/A | N/A | N/A | N/A
00 Ret.Exist_FBC_WetFGD_DSI & GPM & DRET | N/A | N/A | N/A | N/A | N/A | N/A | N/A
00 Ret.Exist_FBC_WetFGD_DSI & GPM & NGC | N/A | N/A | N/A | N/A | N/A | N/A | N/A
00 Ret.Exist_FBC_WetFGD_DSI & GPM & SNCR | N/A | N/A | N/A | N/A | N/A | N/A | N/A
00 Ret.Exist_FBC_WetFGD_DSI & GPM & SNCR & DRET | N/A | N/A | N/A | N/A | N/A | N/A | N/A
00 Ret.Exist_FBC_WetFGD_DSI & GPM & SNCR & NGC | N/A | N/A | N/A | N/A | N/A | N/A | N/A
00 Ret.Exist_FBC_WetFGD_DSI & NGC | N/A | N/A | N/A | N/A | N/A | N/A | N/A
00 Ret.Exist_FBC_WetFGD_DSI & SNCR | N/A | N/A | N/A | N/A | N/A | N/A | N/A
00 Ret.Exist_FBC_WetFGD_DSI & SNCR & DRET | N/A | N/A | N/A | N/A | N/A | N/A | N/A
00 Ret.Exist_FBC_WetFGD_DSI & SNCR & NGC | N/A | N/A | N/A | N/A | N/A | N/A | N/A
00 Ret.Exist_FBC_WetFGD_SNCR & ACI | N/A | N/A | N/A | N/A | N/A | N/A | N/A
00 Ret.Exist_FBC_WetFGD_SNCR & ACI & DRET | N/A | N/A | N/A | N/A | N/A | N/A | N/A
00 Ret.Exist_FBC_WetFGD_SNCR & ACI & NGC | N/A | N/A | N/A | N/A | N/A | N/A | N/A
00 Ret.Exist_FBC_WetFGD_SNCR & DRET | N/A | N/A | N/A | N/A | N/A | N/A | N/A
00 Ret.Exist_FBC_WetFGD_SNCR & GPM | N/A | N/A | N/A | N/A | N/A | N/A | N/A
00 Ret.Exist_FBC_WetFGD_SNCR & GPM & DRET | N/A | N/A | N/A | N/A | N/A | N/A | N/A
00 Ret.Exist_FBC_WetFGD_SNCR & GPM & NGC | N/A | N/A | N/A | N/A | N/A | N/A | N/A
00 Ret.Exist_FBC_WetFGD_SNCR & NGC | N/A | N/A | N/A | N/A | N/A | N/A | N/A
00 Ret.Exist_Non-FBC_ACI & C2G | 1.9496 | 1.9496 | 0 | 0 | 0 | 0 | 0
00 Ret.Exist_Non-FBC_ACI & C2G & SCR | N/A | N/A | N/A | N/A | N/A | N/A | N/A
00 Ret.Exist_Non-FBC_ACI & DCCS | N/A | N/A | N/A | N/A | N/A | N/A | N/A
00 Ret.Exist_Non-FBC_ACI & DCCS & WetFGD & SCR & CCS | N/A | N/A | N/A | N/A | N/A | N/A | N/A
00 Ret.Exist_Non-FBC_ACI & DRET | N/A | N/A | N/A | N/A | N/A | N/A | N/A
00 Ret.Exist_Non-FBC_ACI & DSI | N/A | N/A | N/A | N/A | N/A | N/A | N/A
00 Ret.Exist_Non-FBC_ACI & DSI & C2G | N/A | N/A | N/A | N/A | N/A | N/A | N/A
00 Ret.Exist_Non-FBC_ACI & DSI & C2G & SCR | N/A | N/A | N/A | N/A | N/A | N/A | N/A
00 Ret.Exist_Non-FBC_ACI & DSI & DRET | N/A | N/A | N/A | N/A | N/A | N/A | N/A
00 Ret.Exist_Non-FBC_ACI & DSI & GPM | N/A | N/A | N/A | N/A | N/A | N/A | N/A
00 Ret.Exist_Non-FBC_ACI & DSI & GPM & C2G | N/A | N/A | N/A | N/A | N/A | N/A | N/A
00 Ret.Exist_Non-FBC_ACI & DSI & GPM & C2G & SCR | N/A | N/A | N/A | N/A | N/A | N/A | N/A
00 Ret.Exist_Non-FBC_ACI & DSI & GPM & DRET | N/A | N/A | N/A | N/A | N/A | N/A | N/A
00 Ret.Exist_Non-FBC_ACI & DSI & GPM & NGC | N/A | N/A | N/A | N/A | N/A | N/A | N/A
00 Ret.Exist_Non-FBC_ACI & DSI & GPM & SCR | N/A | N/A | N/A | N/A | N/A | N/A | N/A
00 Ret.Exist_Non-FBC_ACI & DSI & GPM & SCR & DRET | N/A | N/A | N/A | N/A | N/A | N/A | N/A
00 Ret.Exist_Non-FBC_ACI & DSI & GPM & SCR & NGC | N/A | N/A | N/A | N/A | N/A | N/A | N/A
00 Ret.Exist_Non-FBC_ACI & DSI & GPM & SNCR | N/A | N/A | N/A | N/A | N/A | N/A | N/A
00 Ret.Exist_Non-FBC_ACI & DSI & GPM & SNCR & DRET | N/A | N/A | N/A | N/A | N/A | N/A | N/A
00 Ret.Exist_Non-FBC_ACI & DSI & GPM & SNCR & NGC | N/A | N/A | N/A | N/A | N/A | N/A | N/A
00 Ret.Exist_Non-FBC_ACI & DSI & GPM & WetFGD & SCR & CCS | N/A | N/A | N/A | N/A | N/A | N/A | N/A
00 Ret.Exist_Non-FBC_ACI & DSI & NGC | N/A | N/A | N/A | N/A | N/A | N/A | N/A
00 Ret.Exist_Non-FBC_ACI & DSI & SCR | N/A | N/A | N/A | N/A | N/A | N/A | N/A
00 Ret.Exist_Non-FBC_ACI & DSI & SCR & DRET | N/A | N/A | N/A | N/A | N/A | N/A | N/A
00 Ret.Exist_Non-FBC_ACI & DSI & SCR & NGC | N/A | N/A | N/A | N/A | N/A | N/A | N/A
00 Ret.Exist_Non-FBC_ACI & DSI & SNCR | N/A | N/A | N/A | N/A | N/A | N/A | N/A
00 Ret.Exist_Non-FBC_ACI & DSI & SNCR & DRET | N/A | N/A | N/A | N/A | N/A | N/A | N/A
00 Ret.Exist_Non-FBC_ACI & DSI & SNCR & NGC | N/A | N/A | N/A | N/A | N/A | N/A | N/A
00 Ret.Exist_Non-FBC_ACI & DSI & WetFGD & SCR & CCS | N/A | N/A | N/A | N/A | N/A | N/A | N/A
00 Ret.Exist_Non-FBC_ACI & GPM | N/A | 77.71 | 77.71 | 77.71 | 72.3343 | 65.277 | 65.277
00 Ret.Exist_Non-FBC_ACI & GPM & C2G | N/A | N/A | N/A | N/A | N/A | N/A | N/A
00 Ret.Exist_Non-FBC_ACI & GPM & C2G & SCR | N/A | N/A | N/A | N/A | N/A | N/A | N/A
00 Ret.Exist_Non-FBC_ACI & GPM & DRET | N/A | N/A | N/A | N/A | N/A | N/A | N/A
00 Ret.Exist_Non-FBC_ACI & GPM & NGC | N/A | N/A | N/A | N/A | N/A | N/A | N/A
00 Ret.Exist_Non-FBC_ACI & GPM & SCR | N/A | N/A | N/A | N/A | N/A | N/A | N/A
00 Ret.Exist_Non-FBC_ACI & GPM & SCR & DRET | N/A | N/A | N/A | N/A | N/A | N/A | N/A
00 Ret.Exist_Non-FBC_ACI & GPM & SCR & NGC | N/A | N/A | N/A | N/A | N/A | N/A | N/A
00 Ret.Exist_Non-FBC_ACI & GPM & SNCR | N/A | N/A | N/A | N/A | N/A | N/A | N/A
00 Ret.Exist_Non-FBC_ACI & GPM & SNCR & DRET | N/A | N/A | N/A | N/A | N/A | N/A | N/A
00 Ret.Exist_Non-FBC_ACI & GPM & SNCR & NGC | N/A | N/A | N/A | N/A | N/A | N/A | N/A
00 Ret.Exist_Non-FBC_ACI & GPM & WetFGD & SCR & CCS | N/A | N/A | N/A | N/A | N/A | N/A | N/A
00 Ret.Exist_Non-FBC_ACI & NGC | N/A | N/A | N/A | N/A | N/A | N/A | N/A
00 Ret.Exist_Non-FBC_ACI & SCR | N/A | N/A | N/A | N/A | N/A | N/A | N/A
00 Ret.Exist_Non-FBC_ACI & SCR & C2G | N/A | N/A | N/A | N/A | N/A | N/A | N/A
00 Ret.Exist_Non-FBC_ACI & SCR & DRET | N/A | N/A | N/A | N/A | N/A | N/A | N/A
00 Ret.Exist_Non-FBC_ACI & SCR & NGC | N/A | N/A | N/A | N/A | N/A | N/A | N/A
00 Ret.Exist_Non-FBC_ACI & SCR & WetFGD & CCS | N/A | N/A | N/A | N/A | N/A | N/A | N/A
00 Ret.Exist_Non-FBC_ACI & SNCR | N/A | N/A | N/A | N/A | N/A | N/A | N/A
00 Ret.Exist_Non-FBC_ACI & SNCR & C2G | N/A | N/A | N/A | N/A | N/A | N/A | N/A
00 Ret.Exist_Non-FBC_ACI & SNCR & DRET | N/A | N/A | N/A | N/A | N/A | N/A | N/A
00 Ret.Exist_Non-FBC_ACI & SNCR & NGC | N/A | N/A | N/A | N/A | N/A | N/A | N/A
00 Ret.Exist_Non-FBC_ACI_DSI & C2G | 0 | N/A | N/A | N/A | N/A | N/A | N/A
00 Ret.Exist_Non-FBC_ACI_DSI & C2G & SCR | N/A | N/A | N/A | N/A | N/A | N/A | N/A
00 Ret.Exist_Non-FBC_ACI_DSI & DCCS | N/A | N/A | N/A | N/A | N/A | N/A | N/A
00 Ret.Exist_Non-FBC_ACI_DSI & DCCS & WetFGD & SCR & CCS | N/A | N/A | N/A | N/A | N/A | N/A | N/A
00 Ret.Exist_Non-FBC_ACI_DSI & DRET | N/A | N/A | N/A | N/A | N/A | N/A | N/A
00 Ret.Exist_Non-FBC_ACI_DSI & GPM | N/A | N/A | N/A | N/A | N/A | N/A | N/A
00 Ret.Exist_Non-FBC_ACI_DSI & GPM & C2G | N/A | N/A | N/A | N/A | N/A | N/A | N/A
00 Ret.Exist_Non-FBC_ACI_DSI & GPM & C2G & SCR | N/A | N/A | N/A | N/A | N/A | N/A | N/A
00 Ret.Exist_Non-FBC_ACI_DSI & GPM & DRET | N/A | N/A | N/A | N/A | N/A | N/A | N/A
00 Ret.Exist_Non-FBC_ACI_DSI & GPM & NGC | N/A | N/A | N/A | N/A | N/A | N/A | N/A
00 Ret.Exist_Non-FBC_ACI_DSI & GPM & SCR | N/A | N/A | N/A | N/A | N/A | N/A | N/A
00 Ret.Exist_Non-FBC_ACI_DSI & GPM & SCR & DRET | N/A | N/A | N/A | N/A | N/A | N/A | N/A
00 Ret.Exist_Non-FBC_ACI_DSI & GPM & SCR & NGC | N/A | N/A | N/A | N/A | N/A | N/A | N/A
00 Ret.Exist_Non-FBC_ACI_DSI & GPM & SNCR | N/A | N/A | N/A | N/A | N/A | N/A | N/A
00 Ret.Exist_Non-FBC_ACI_DSI & GPM & SNCR & DRET | N/A | N/A | N/A | N/A | N/A | N/A | N/A
00 Ret.Exist_Non-FBC_ACI_DSI & GPM & SNCR & NGC | N/A | N/A | N/A | N/A | N/A | N/A | N/A
00 Ret.Exist_Non-FBC_ACI_DSI & GPM & WetFGD & SCR & CCS | N/A | N/A | N/A | N/A | N/A | N/A | N/A
00 Ret.Exist_Non-FBC_ACI_DSI & NGC | N/A | N/A | N/A | N/A | N/A | N/A | N/A
00 Ret.Exist_Non-FBC_ACI_DSI & SCR | N/A | N/A | N/A | N/A | N/A | N/A | N/A
00 Ret.Exist_Non-FBC_ACI_DSI & SCR & C2G | N/A | N/A | N/A | N/A | N/A | N/A | N/A
00 Ret.Exist_Non-FBC_ACI_DSI & SCR & DRET | N/A | N/A | N/A | N/A | N/A | N/A | N/A
00 Ret.Exist_Non-FBC_ACI_DSI & SCR & NGC | N/A | N/A | N/A | N/A | N/A | N/A | N/A
00 Ret.Exist_Non-FBC_ACI_DSI & SCR & WetFGD & CCS | N/A | N/A | N/A | N/A | N/A | N/A | N/A
00 Ret.Exist_Non-FBC_ACI_DSI & SNCR | N/A | N/A | N/A | N/A | N/A | N/A | N/A
00 Ret.Exist_Non-FBC_ACI_DSI & SNCR & C2G | N/A | N/A | N/A | N/A | N/A | N/A | N/A
00 Ret.Exist_Non-FBC_ACI_DSI & SNCR & DRET | N/A | N/A | N/A | N/A | N/A | N/A | N/A
00 Ret.Exist_Non-FBC_ACI_DSI & SNCR & NGC | N/A | N/A | N/A | N/A | N/A | N/A | N/A
00 Ret.Exist_Non-FBC_DryFGD & C2G | N/A | N/A | N/A | N/A | N/A | N/A | N/A
00 Ret.Exist_Non-FBC_DryFGD & C2G & SCR | N/A | N/A | N/A | N/A | N/A | N/A | N/A
00 Ret.Exist_Non-FBC_DryFGD & DRET | N/A | N/A | N/A | N/A | N/A | N/A | N/A
00 Ret.Exist_Non-FBC_DryFGD & GPM | N/A | N/A | N/A | N/A | N/A | N/A | N/A
00 Ret.Exist_Non-FBC_DryFGD & GPM & C2G | N/A | N/A | N/A | N/A | N/A | N/A | N/A
00 Ret.Exist_Non-FBC_DryFGD & GPM & C2G & SCR | N/A | N/A | N/A | N/A | N/A | N/A | N/A
00 Ret.Exist_Non-FBC_DryFGD & GPM & DRET | N/A | N/A | N/A | N/A | N/A | N/A | N/A
00 Ret.Exist_Non-FBC_DryFGD & GPM & NGC | N/A | N/A | N/A | N/A | N/A | N/A | N/A
00 Ret.Exist_Non-FBC_DryFGD & GPM & SCR | N/A | N/A | N/A | N/A | N/A | N/A | N/A
00 Ret.Exist_Non-FBC_DryFGD & GPM & SCR & CCS | N/A | N/A | N/A | N/A | N/A | N/A | N/A
00 Ret.Exist_Non-FBC_DryFGD & GPM & SCR & DRET | N/A | N/A | N/A | N/A | N/A | N/A | N/A
00 Ret.Exist_Non-FBC_DryFGD & GPM & SCR & NGC | N/A | N/A | N/A | N/A | N/A | N/A | N/A
00 Ret.Exist_Non-FBC_DryFGD & GPM & SNCR | N/A | N/A | N/A | N/A | N/A | N/A | N/A
00 Ret.Exist_Non-FBC_DryFGD & GPM & SNCR & DRET | N/A | N/A | N/A | N/A | N/A | N/A | N/A
00 Ret.Exist_Non-FBC_DryFGD & GPM & SNCR & NGC | N/A | N/A | N/A | N/A | N/A | N/A | N/A
00 Ret.Exist_Non-FBC_DryFGD & NGC | N/A | N/A | N/A | N/A | N/A | N/A | N/A
00 Ret.Exist_Non-FBC_DryFGD & SCR | N/A | N/A | N/A | N/A | N/A | N/A | N/A
00 Ret.Exist_Non-FBC_DryFGD & SCR & C2G | N/A | N/A | N/A | N/A | N/A | N/A | N/A
00 Ret.Exist_Non-FBC_DryFGD & SCR & CCS | N/A | N/A | N/A | N/A | N/A | N/A | N/A
00 Ret.Exist_Non-FBC_DryFGD & SCR & DRET | N/A | N/A | N/A | N/A | N/A | N/A | N/A
00 Ret.Exist_Non-FBC_DryFGD & SCR & NGC | N/A | N/A | N/A | N/A | N/A | N/A | N/A
00 Ret.Exist_Non-FBC_DryFGD & SNCR | N/A | N/A | N/A | N/A | N/A | N/A | N/A
00 Ret.Exist_Non-FBC_DryFGD & SNCR & C2G | N/A | N/A | N/A | N/A | N/A | N/A | N/A
00 Ret.Exist_Non-FBC_DryFGD & SNCR & DRET | N/A | N/A | N/A | N/A | N/A | N/A | N/A
00 Ret.Exist_Non-FBC_DryFGD & SNCR & NGC | N/A | N/A | N/A | N/A | N/A | N/A | N/A
00 Ret.Exist_Non-FBC_DryFGD_ACI & C2G | N/A | N/A | N/A | N/A | N/A | N/A | N/A
00 Ret.Exist_Non-FBC_DryFGD_ACI & C2G & SCR | N/A | N/A | N/A | N/A | N/A | N/A | N/A
00 Ret.Exist_Non-FBC_DryFGD_ACI & DCCS | N/A | N/A | N/A | N/A | N/A | N/A | N/A
00 Ret.Exist_Non-FBC_DryFGD_ACI & DCCS & SCR & CCS | N/A | N/A | N/A | N/A | N/A | N/A | N/A
00 Ret.Exist_Non-FBC_DryFGD_ACI & DRET | N/A | N/A | N/A | N/A | N/A | N/A | N/A
00 Ret.Exist_Non-FBC_DryFGD_ACI & GPM | N/A | N/A | N/A | N/A | N/A | N/A | N/A
00 Ret.Exist_Non-FBC_DryFGD_ACI & GPM & C2G | N/A | N/A | N/A | N/A | N/A | N/A | N/A
00 Ret.Exist_Non-FBC_DryFGD_ACI & GPM & C2G & SCR | N/A | N/A | N/A | N/A | N/A | N/A | N/A
00 Ret.Exist_Non-FBC_DryFGD_ACI & GPM & DRET | N/A | N/A | N/A | N/A | N/A | N/A | N/A
00 Ret.Exist_Non-FBC_DryFGD_ACI & GPM & NGC | N/A | N/A | N/A | N/A | N/A | N/A | N/A
00 Ret.Exist_Non-FBC_DryFGD_ACI & GPM & SCR | N/A | N/A | N/A | N/A | N/A | N/A | N/A
00 Ret.Exist_Non-FBC_DryFGD_ACI & GPM & SCR & CCS | N/A | N/A | N/A | N/A | N/A | N/A | N/A
00 Ret.Exist_Non-FBC_DryFGD_ACI & GPM & SCR & DRET | N/A | N/A | N/A | N/A | N/A | N/A | N/A
00 Ret.Exist_Non-FBC_DryFGD_ACI & GPM & SCR & NGC | N/A | N/A | N/A | N/A | N/A | N/A | N/A
00 Ret.Exist_Non-FBC_DryFGD_ACI & GPM & SNCR | N/A | N/A | N/A | N/A | N/A | N/A | N/A
00 Ret.Exist_Non-FBC_DryFGD_ACI & GPM & SNCR & DRET | N/A | N/A | N/A | N/A | N/A | N/A | N/A
00 Ret.Exist_Non-FBC_DryFGD_ACI & GPM & SNCR & NGC | N/A | N/A | N/A | N/A | N/A | N/A | N/A
00 Ret.Exist_Non-FBC_DryFGD_ACI & NGC | N/A | N/A | N/A | N/A | N/A | N/A | N/A
00 Ret.Exist_Non-FBC_DryFGD_ACI & SCR | N/A | N/A | 0 | 0 | 0 | 0 | 0
00 Ret.Exist_Non-FBC_DryFGD_ACI & SCR & C2G | N/A | N/A | N/A | N/A | N/A | N/A | N/A
00 Ret.Exist_Non-FBC_DryFGD_ACI & SCR & CCS | N/A | N/A | 77.8253 | 77.8253 | 77.7191 | 77.7191 | 74.6292
00 Ret.Exist_Non-FBC_DryFGD_ACI & SCR & DRET | N/A | N/A | N/A | N/A | N/A | N/A | N/A
00 Ret.Exist_Non-FBC_DryFGD_ACI & SCR & NGC | N/A | N/A | N/A | N/A | N/A | N/A | N/A
00 Ret.Exist_Non-FBC_DryFGD_ACI & SNCR | N/A | N/A | N/A | N/A | N/A | N/A | N/A
00 Ret.Exist_Non-FBC_DryFGD_ACI & SNCR & C2G | N/A | N/A | N/A | N/A | N/A | N/A | N/A
00 Ret.Exist_Non-FBC_DryFGD_ACI & SNCR & DRET | N/A | N/A | N/A | N/A | N/A | N/A | N/A
00 Ret.Exist_Non-FBC_DryFGD_ACI & SNCR & NGC | N/A | N/A | N/A | N/A | N/A | N/A | N/A
00 Ret.Exist_Non-FBC_DryFGD_SCR & ACI | N/A | N/A | N/A | N/A | N/A | N/A | N/A
00 Ret.Exist_Non-FBC_DryFGD_SCR & ACI & C2G | N/A | N/A | N/A | N/A | N/A | N/A | N/A
00 Ret.Exist_Non-FBC_DryFGD_SCR & ACI & CCS | N/A | N/A | N/A | N/A | N/A | N/A | N/A
00 Ret.Exist_Non-FBC_DryFGD_SCR & ACI & DRET | N/A | N/A | N/A | N/A | N/A | N/A | N/A
00 Ret.Exist_Non-FBC_DryFGD_SCR & ACI & GPM | N/A | N/A | N/A | N/A | N/A | N/A | N/A
00 Ret.Exist_Non-FBC_DryFGD_SCR & ACI & GPM & C2G | N/A | N/A | N/A | N/A | N/A | N/A | N/A
00 Ret.Exist_Non-FBC_DryFGD_SCR & ACI & GPM & CCS | N/A | N/A | N/A | N/A | N/A | N/A | N/A
00 Ret.Exist_Non-FBC_DryFGD_SCR & ACI & GPM & DRET | N/A | N/A | N/A | N/A | N/A | N/A | N/A
00 Ret.Exist_Non-FBC_DryFGD_SCR & ACI & GPM & NGC | N/A | N/A | N/A | N/A | N/A | N/A | N/A
00 Ret.Exist_Non-FBC_DryFGD_SCR & ACI & NGC | N/A | N/A | N/A | N/A | N/A | N/A | N/A
00 Ret.Exist_Non-FBC_DryFGD_SCR & C2G | N/A | N/A | N/A | N/A | N/A | N/A | N/A
00 Ret.Exist_Non-FBC_DryFGD_SCR & CCS | N/A | N/A | N/A | N/A | N/A | N/A | N/A
00 Ret.Exist_Non-FBC_DryFGD_SCR & DRET | N/A | N/A | N/A | N/A | N/A | N/A | N/A
00 Ret.Exist_Non-FBC_DryFGD_SCR & GPM | N/A | N/A | N/A | N/A | N/A | N/A | N/A
00 Ret.Exist_Non-FBC_DryFGD_SCR & GPM & C2G | N/A | N/A | N/A | N/A | N/A | N/A | N/A
00 Ret.Exist_Non-FBC_DryFGD_SCR & GPM & CCS | N/A | N/A | N/A | N/A | N/A | N/A | N/A
00 Ret.Exist_Non-FBC_DryFGD_SCR & GPM & DRET | N/A | N/A | N/A | N/A | N/A | N/A | N/A
00 Ret.Exist_Non-FBC_DryFGD_SCR & GPM & NGC | N/A | N/A | N/A | N/A | N/A | N/A | N/A
00 Ret.Exist_Non-FBC_DryFGD_SCR & NGC | N/A | N/A | N/A | N/A | N/A | N/A | N/A
00 Ret.Exist_Non-FBC_DryFGD_SCR_ACI & C2G | 2 | 2 | 2 | 2 | 2 | 2 | 2
00 Ret.Exist_Non-FBC_DryFGD_SCR_ACI & CCS | N/A | 77.01 | 78.5187 | 78.5187 | 75.711 | 75.549 | 75.549
00 Ret.Exist_Non-FBC_DryFGD_SCR_ACI & DCCS | N/A | N/A | N/A | N/A | N/A | N/A | N/A
00 Ret.Exist_Non-FBC_DryFGD_SCR_ACI & DCCS & CCS | N/A | N/A | N/A | N/A | N/A | N/A | N/A
00 Ret.Exist_Non-FBC_DryFGD_SCR_ACI & DRET | N/A | N/A | N/A | N/A | N/A | N/A | N/A
00 Ret.Exist_Non-FBC_DryFGD_SCR_ACI & GPM | N/A | N/A | N/A | N/A | N/A | N/A | N/A
00 Ret.Exist_Non-FBC_DryFGD_SCR_ACI & GPM & C2G | N/A | N/A | N/A | N/A | N/A | N/A | N/A
00 Ret.Exist_Non-FBC_DryFGD_SCR_ACI & GPM & CCS | N/A | N/A | N/A | N/A | N/A | N/A | N/A
00 Ret.Exist_Non-FBC_DryFGD_SCR_ACI & GPM & DRET | N/A | N/A | N/A | N/A | N/A | N/A | N/A
00 Ret.Exist_Non-FBC_DryFGD_SCR_ACI & GPM & NGC | N/A | N/A | N/A | N/A | N/A | N/A | N/A
00 Ret.Exist_Non-FBC_DryFGD_SCR_ACI & NGC | N/A | N/A | N/A | N/A | N/A | N/A | N/A
00 Ret.Exist_Non-FBC_DryFGD_SCR_ACI_DSI & C2G | N/A | N/A | N/A | N/A | N/A | N/A | N/A
00 Ret.Exist_Non-FBC_DryFGD_SCR_ACI_DSI & CCS | N/A | N/A | N/A | N/A | N/A | N/A | N/A
00 Ret.Exist_Non-FBC_DryFGD_SCR_ACI_DSI & DCCS | N/A | N/A | N/A | N/A | N/A | N/A | N/A
00 Ret.Exist_Non-FBC_DryFGD_SCR_ACI_DSI & DCCS & CCS | N/A | N/A | N/A | N/A | N/A | N/A | N/A
00 Ret.Exist_Non-FBC_DryFGD_SCR_ACI_DSI & DRET | N/A | N/A | N/A | N/A | N/A | N/A | N/A
00 Ret.Exist_Non-FBC_DryFGD_SCR_ACI_DSI & GPM | N/A | N/A | N/A | N/A | N/A | N/A | N/A
00 Ret.Exist_Non-FBC_DryFGD_SCR_ACI_DSI & GPM & C2G | N/A | N/A | N/A | N/A | N/A | N/A | N/A
00 Ret.Exist_Non-FBC_DryFGD_SCR_ACI_DSI & GPM & CCS | N/A | N/A | N/A | N/A | N/A | N/A | N/A
00 Ret.Exist_Non-FBC_DryFGD_SCR_ACI_DSI & GPM & DRET | N/A | N/A | N/A | N/A | N/A | N/A | N/A
00 Ret.Exist_Non-FBC_DryFGD_SCR_ACI_DSI & GPM & NGC | N/A | N/A | N/A | N/A | N/A | N/A | N/A
00 Ret.Exist_Non-FBC_DryFGD_SCR_ACI_DSI & NGC | N/A | N/A | N/A | N/A | N/A | N/A | N/A
00 Ret.Exist_Non-FBC_DryFGD_SCR_DSI & ACI | N/A | N/A | N/A | N/A | N/A | N/A | N/A
00 Ret.Exist_Non-FBC_DryFGD_SCR_DSI & ACI & C2G | N/A | N/A | N/A | N/A | N/A | N/A | N/A
00 Ret.Exist_Non-FBC_DryFGD_SCR_DSI & ACI & CCS | N/A | N/A | N/A | N/A | N/A | N/A | N/A
00 Ret.Exist_Non-FBC_DryFGD_SCR_DSI & ACI & DRET | N/A | N/A | N/A | N/A | N/A | N/A | N/A
00 Ret.Exist_Non-FBC_DryFGD_SCR_DSI & ACI & GPM | N/A | N/A | N/A | N/A | N/A | N/A | N/A
00 Ret.Exist_Non-FBC_DryFGD_SCR_DSI & ACI & GPM & C2G | N/A | N/A | N/A | N/A | N/A | N/A | N/A
00 Ret.Exist_Non-FBC_DryFGD_SCR_DSI & ACI & GPM & CCS | N/A | N/A | N/A | N/A | N/A | N/A | N/A
00 Ret.Exist_Non-FBC_DryFGD_SCR_DSI & ACI & GPM & DRET | N/A | N/A | N/A | N/A | N/A | N/A | N/A
00 Ret.Exist_Non-FBC_DryFGD_SCR_DSI & ACI & GPM & NGC | N/A | N/A | N/A | N/A | N/A | N/A | N/A
00 Ret.Exist_Non-FBC_DryFGD_SCR_DSI & ACI & NGC | N/A | N/A | N/A | N/A | N/A | N/A | N/A
00 Ret.Exist_Non-FBC_DryFGD_SCR_DSI & C2G | N/A | N/A | N/A | N/A | N/A | N/A | N/A
00 Ret.Exist_Non-FBC_DryFGD_SCR_DSI & CCS | N/A | N/A | N/A | N/A | N/A | N/A | N/A
00 Ret.Exist_Non-FBC_DryFGD_SCR_DSI & DRET | N/A | N/A | N/A | N/A | N/A | N/A | N/A
00 Ret.Exist_Non-FBC_DryFGD_SCR_DSI & GPM | N/A | N/A | N/A | N/A | N/A | N/A | N/A
00 Ret.Exist_Non-FBC_DryFGD_SCR_DSI & GPM & C2G | N/A | N/A | N/A | N/A | N/A | N/A | N/A
00 Ret.Exist_Non-FBC_DryFGD_SCR_DSI & GPM & CCS | N/A | N/A | N/A | N/A | N/A | N/A | N/A
00 Ret.Exist_Non-FBC_DryFGD_SCR_DSI & GPM & DRET | N/A | N/A | N/A | N/A | N/A | N/A | N/A
00 Ret.Exist_Non-FBC_DryFGD_SCR_DSI & GPM & NGC | N/A | N/A | N/A | N/A | N/A | N/A | N/A
00 Ret.Exist_Non-FBC_DryFGD_SCR_DSI & NGC | N/A | N/A | N/A | N/A | N/A | N/A | N/A
00 Ret.Exist_Non-FBC_DryFGD_SNCR_ACI & C2G | N/A | N/A | N/A | N/A | N/A | N/A | N/A
00 Ret.Exist_Non-FBC_DryFGD_SNCR_ACI & C2G & SCR | N/A | N/A | N/A | N/A | N/A | N/A | N/A
00 Ret.Exist_Non-FBC_DryFGD_SNCR_ACI & DCCS | N/A | N/A | N/A | N/A | N/A | N/A | N/A
00 Ret.Exist_Non-FBC_DryFGD_SNCR_ACI & DCCS & SCR & CCS | N/A | N/A | N/A | N/A | N/A | N/A | N/A
00 Ret.Exist_Non-FBC_DryFGD_SNCR_ACI & DRET | N/A | N/A | N/A | N/A | N/A | N/A | N/A
00 Ret.Exist_Non-FBC_DryFGD_SNCR_ACI & GPM | N/A | 77.71 | 77.71 | 77.71 | 77.71 | 77.71 | 77.71
00 Ret.Exist_Non-FBC_DryFGD_SNCR_ACI & GPM & C2G | N/A | N/A | N/A | N/A | N/A | N/A | N/A
00 Ret.Exist_Non-FBC_DryFGD_SNCR_ACI & GPM & C2G & SCR | N/A | N/A | N/A | N/A | N/A | N/A | N/A
00 Ret.Exist_Non-FBC_DryFGD_SNCR_ACI & GPM & DRET | N/A | N/A | N/A | N/A | N/A | N/A | N/A
00 Ret.Exist_Non-FBC_DryFGD_SNCR_ACI & GPM & NGC | N/A | N/A | N/A | N/A | N/A | N/A | N/A
00 Ret.Exist_Non-FBC_DryFGD_SNCR_ACI & GPM & SCR | N/A | N/A | N/A | N/A | N/A | N/A | N/A
00 Ret.Exist_Non-FBC_DryFGD_SNCR_ACI & GPM & SCR & CCS | N/A | N/A | N/A | N/A | N/A | N/A | N/A
00 Ret.Exist_Non-FBC_DryFGD_SNCR_ACI & GPM & SCR & DRET | N/A | N/A | N/A | N/A | N/A | N/A | N/A
00 Ret.Exist_Non-FBC_DryFGD_SNCR_ACI & GPM & SCR & NGC | N/A | N/A | N/A | N/A | N/A | N/A | N/A
00 Ret.Exist_Non-FBC_DryFGD_SNCR_ACI & NGC | N/A | N/A | N/A | N/A | N/A | N/A | N/A
00 Ret.Exist_Non-FBC_DryFGD_SNCR_ACI & SCR | N/A | N/A | N/A | N/A | N/A | N/A | N/A
00 Ret.Exist_Non-FBC_DryFGD_SNCR_ACI & SCR & C2G | N/A | N/A | N/A | N/A | N/A | N/A | N/A
00 Ret.Exist_Non-FBC_DryFGD_SNCR_ACI & SCR & CCS | N/A | N/A | N/A | N/A | N/A | N/A | N/A
00 Ret.Exist_Non-FBC_DryFGD_SNCR_ACI & SCR & DRET | N/A | N/A | N/A | N/A | N/A | N/A | N/A
00 Ret.Exist_Non-FBC_DryFGD_SNCR_ACI & SCR & NGC | N/A | N/A | N/A | N/A | N/A | N/A | N/A
00 Ret.Exist_Non-FBC_DryFGD_SNCR_ACI_DSI & C2G | N/A | N/A | N/A | N/A | N/A | N/A | N/A
00 Ret.Exist_Non-FBC_DryFGD_SNCR_ACI_DSI & C2G & SCR | N/A | N/A | N/A | N/A | N/A | N/A | N/A
00 Ret.Exist_Non-FBC_DryFGD_SNCR_ACI_DSI & DRET | N/A | N/A | N/A | N/A | N/A | N/A | N/A
00 Ret.Exist_Non-FBC_DryFGD_SNCR_ACI_DSI & GPM | N/A | N/A | N/A | N/A | N/A | N/A | N/A
00 Ret.Exist_Non-FBC_DryFGD_SNCR_ACI_DSI & GPM & C2G | N/A | N/A | N/A | N/A | N/A | N/A | N/A
00 Ret.Exist_Non-FBC_DryFGD_SNCR_ACI_DSI & GPM & C2G & SCR | N/A | N/A | N/A | N/A | N/A | N/A | N/A
00 Ret.Exist_Non-FBC_DryFGD_SNCR_ACI_DSI & GPM & DRET | N/A | N/A | N/A | N/A | N/A | N/A | N/A
00 Ret.Exist_Non-FBC_DryFGD_SNCR_ACI_DSI & GPM & NGC | N/A | N/A | N/A | N/A | N/A | N/A | N/A
00 Ret.Exist_Non-FBC_DryFGD_SNCR_ACI_DSI & GPM & SCR | N/A | N/A | N/A | N/A | N/A | N/A | N/A
00 Ret.Exist_Non-FBC_DryFGD_SNCR_ACI_DSI & GPM & SCR & CCS | N/A | N/A | N/A | N/A | N/A | N/A | N/A
00 Ret.Exist_Non-FBC_DryFGD_SNCR_ACI_DSI & GPM & SCR & DRET | N/A | N/A | N/A | N/A | N/A | N/A | N/A
00 Ret.Exist_Non-FBC_DryFGD_SNCR_ACI_DSI & GPM & SCR & NGC | N/A | N/A | N/A | N/A | N/A | N/A | N/A
00 Ret.Exist_Non-FBC_DryFGD_SNCR_ACI_DSI & NGC | N/A | N/A | N/A | N/A | N/A | N/A | N/A
00 Ret.Exist_Non-FBC_DryFGD_SNCR_ACI_DSI & SCR | N/A | N/A | N/A | N/A | N/A | N/A | N/A
00 Ret.Exist_Non-FBC_DryFGD_SNCR_ACI_DSI & SCR & C2G | N/A | N/A | N/A | N/A | N/A | N/A | N/A
00 Ret.Exist_Non-FBC_DryFGD_SNCR_ACI_DSI & SCR & CCS | N/A | N/A | N/A | N/A | N/A | N/A | N/A
00 Ret.Exist_Non-FBC_DryFGD_SNCR_ACI_DSI & SCR & DRET | N/A | N/A | N/A | N/A | N/A | N/A | N/A
00 Ret.Exist_Non-FBC_DryFGD_SNCR_ACI_DSI & SCR & NGC | N/A | N/A | N/A | N/A | N/A | N/A | N/A
00 Ret.Exist_Non-FBC_DSI & ACI | N/A | N/A | N/A | N/A | N/A | N/A | N/A
00 Ret.Exist_Non-FBC_DSI & ACI & C2G | N/A | N/A | N/A | N/A | N/A | N/A | N/A
00 Ret.Exist_Non-FBC_DSI & ACI & C2G & SCR | N/A | N/A | N/A | N/A | N/A | N/A | N/A
00 Ret.Exist_Non-FBC_DSI & ACI & DRET | N/A | N/A | N/A | N/A | N/A | N/A | N/A
00 Ret.Exist_Non-FBC_DSI & ACI & GPM | N/A | N/A | N/A | N/A | N/A | N/A | N/A
00 Ret.Exist_Non-FBC_DSI & ACI & GPM & C2G | N/A | N/A | N/A | N/A | N/A | N/A | N/A
00 Ret.Exist_Non-FBC_DSI & ACI & GPM & C2G & SCR | N/A | N/A | N/A | N/A | N/A | N/A | N/A
00 Ret.Exist_Non-FBC_DSI & ACI & GPM & DRET | N/A | N/A | N/A | N/A | N/A | N/A | N/A
00 Ret.Exist_Non-FBC_DSI & ACI & GPM & NGC | N/A | N/A | N/A | N/A | N/A | N/A | N/A
00 Ret.Exist_Non-FBC_DSI & ACI & GPM & SCR | N/A | N/A | N/A | N/A | N/A | N/A | N/A
00 Ret.Exist_Non-FBC_DSI & ACI & GPM & SCR & DRET | N/A | N/A | N/A | N/A | N/A | N/A | N/A
00 Ret.Exist_Non-FBC_DSI & ACI & GPM & SCR & NGC | N/A | N/A | N/A | N/A | N/A | N/A | N/A
00 Ret.Exist_Non-FBC_DSI & ACI & GPM & SNCR | N/A | N/A | N/A | N/A | N/A | N/A | N/A
00 Ret.Exist_Non-FBC_DSI & ACI & GPM & SNCR & DRET | N/A | N/A | N/A | N/A | N/A | N/A | N/A
00 Ret.Exist_Non-FBC_DSI & ACI & GPM & SNCR & NGC | N/A | N/A | N/A | N/A | N/A | N/A | N/A
00 Ret.Exist_Non-FBC_DSI & ACI & GPM & WetFGD & SCR & CCS | N/A | N/A | N/A | N/A | N/A | N/A | N/A
00 Ret.Exist_Non-FBC_DSI & ACI & NGC | N/A | N/A | N/A | N/A | N/A | N/A | N/A
00 Ret.Exist_Non-FBC_DSI & ACI & SCR | N/A | N/A | N/A | N/A | N/A | N/A | N/A
00 Ret.Exist_Non-FBC_DSI & ACI & SCR & DRET | N/A | N/A | N/A | N/A | N/A | N/A | N/A
00 Ret.Exist_Non-FBC_DSI & ACI & SCR & NGC | N/A | N/A | N/A | N/A | N/A | N/A | N/A
00 Ret.Exist_Non-FBC_DSI & ACI & SNCR | N/A | N/A | N/A | N/A | N/A | N/A | N/A
00 Ret.Exist_Non-FBC_DSI & ACI & SNCR & DRET | N/A | N/A | N/A | N/A | N/A | N/A | N/A
00 Ret.Exist_Non-FBC_DSI & ACI & SNCR & NGC | N/A | N/A | N/A | N/A | N/A | N/A | N/A
00 Ret.Exist_Non-FBC_DSI & ACI & WetFGD & SCR & CCS | N/A | N/A | N/A | N/A | N/A | N/A | N/A
00 Ret.Exist_Non-FBC_DSI & C2G | N/A | N/A | N/A | N/A | N/A | N/A | N/A
00 Ret.Exist_Non-FBC_DSI & C2G & SCR | N/A | N/A | N/A | N/A | N/A | N/A | N/A
00 Ret.Exist_Non-FBC_DSI & DRET | N/A | N/A | N/A | N/A | N/A | N/A | N/A
00 Ret.Exist_Non-FBC_DSI & GPM | N/A | N/A | N/A | N/A | N/A | N/A | N/A
00 Ret.Exist_Non-FBC_DSI & GPM & C2G | N/A | N/A | N/A | N/A | N/A | N/A | N/A
00 Ret.Exist_Non-FBC_DSI & GPM & C2G & SCR | N/A | N/A | N/A | N/A | N/A | N/A | N/A
00 Ret.Exist_Non-FBC_DSI & GPM & DRET | N/A | N/A | N/A | N/A | N/A | N/A | N/A
00 Ret.Exist_Non-FBC_DSI & GPM & NGC | N/A | N/A | N/A | N/A | N/A | N/A | N/A
00 Ret.Exist_Non-FBC_DSI & GPM & SCR | N/A | N/A | N/A | N/A | N/A | N/A | N/A
00 Ret.Exist_Non-FBC_DSI & GPM & SCR & DRET | N/A | N/A | N/A | N/A | N/A | N/A | N/A
00 Ret.Exist_Non-FBC_DSI & GPM & SCR & NGC | N/A | N/A | N/A | N/A | N/A | N/A | N/A
00 Ret.Exist_Non-FBC_DSI & GPM & SNCR | N/A | N/A | N/A | N/A | N/A | N/A | N/A
00 Ret.Exist_Non-FBC_DSI & GPM & SNCR & DRET | N/A | N/A | N/A | N/A | N/A | N/A | N/A
00 Ret.Exist_Non-FBC_DSI & GPM & SNCR & NGC | N/A | N/A | N/A | N/A | N/A | N/A | N/A
00 Ret.Exist_Non-FBC_DSI & GPM & WetFGD & SCR & CCS | N/A | N/A | N/A | N/A | N/A | N/A | N/A
00 Ret.Exist_Non-FBC_DSI & NGC | N/A | N/A | N/A | N/A | N/A | N/A | N/A
00 Ret.Exist_Non-FBC_DSI & SCR | N/A | N/A | N/A | N/A | N/A | N/A | N/A
00 Ret.Exist_Non-FBC_DSI & SCR & C2G | N/A | N/A | N/A | N/A | N/A | N/A | N/A
00 Ret.Exist_Non-FBC_DSI & SCR & DRET | N/A | N/A | N/A | N/A | N/A | N/A | N/A
00 Ret.Exist_Non-FBC_DSI & SCR & NGC | N/A | N/A | N/A | N/A | N/A | N/A | N/A
00 Ret.Exist_Non-FBC_DSI & SCR & WetFGD & CCS | N/A | N/A | N/A | N/A | N/A | N/A | N/A
00 Ret.Exist_Non-FBC_DSI & SNCR | N/A | N/A | N/A | N/A | N/A | N/A | N/A
00 Ret.Exist_Non-FBC_DSI & SNCR & C2G | N/A | N/A | N/A | N/A | N/A | N/A | N/A
00 Ret.Exist_Non-FBC_DSI & SNCR & DRET | N/A | N/A | N/A | N/A | N/A | N/A | N/A
00 Ret.Exist_Non-FBC_DSI & SNCR & NGC | N/A | N/A | N/A | N/A | N/A | N/A | N/A
00 Ret.Exist_Non-FBC_NoCtrl & ACI | N/A | N/A | N/A | N/A | N/A | N/A | N/A
00 Ret.Exist_Non-FBC_NoCtrl & ACI & C2G | N/A | N/A | N/A | N/A | N/A | N/A | N/A
00 Ret.Exist_Non-FBC_NoCtrl & ACI & C2G & SCR | N/A | N/A | N/A | N/A | N/A | N/A | N/A
00 Ret.Exist_Non-FBC_NoCtrl & ACI & DRET | N/A | N/A | N/A | N/A | N/A | N/A | N/A
00 Ret.Exist_Non-FBC_NoCtrl & ACI & DSI | N/A | N/A | N/A | N/A | N/A | N/A | N/A
00 Ret.Exist_Non-FBC_NoCtrl & ACI & DSI & C2G | N/A | N/A | N/A | N/A | N/A | N/A | N/A
00 Ret.Exist_Non-FBC_NoCtrl & ACI & DSI & C2G & SCR | N/A | N/A | N/A | N/A | N/A | N/A | N/A
00 Ret.Exist_Non-FBC_NoCtrl & ACI & DSI & DRET | N/A | N/A | N/A | N/A | N/A | N/A | N/A
00 Ret.Exist_Non-FBC_NoCtrl & ACI & DSI & GPM | N/A | N/A | N/A | N/A | N/A | N/A | N/A
00 Ret.Exist_Non-FBC_NoCtrl & ACI & DSI & GPM & C2G | N/A | N/A | N/A | N/A | N/A | N/A | N/A
00 Ret.Exist_Non-FBC_NoCtrl & ACI & DSI & GPM & C2G & SCR | N/A | N/A | N/A | N/A | N/A | N/A | N/A
00 Ret.Exist_Non-FBC_NoCtrl & ACI & DSI & GPM & DRET | N/A | N/A | N/A | N/A | N/A | N/A | N/A
00 Ret.Exist_Non-FBC_NoCtrl & ACI & DSI & GPM & NGC | N/A | N/A | N/A | N/A | N/A | N/A | N/A
00 Ret.Exist_Non-FBC_NoCtrl & ACI & DSI & GPM & SCR | N/A | N/A | N/A | N/A | N/A | N/A | N/A
00 Ret.Exist_Non-FBC_NoCtrl & ACI & DSI & GPM & SCR & DRET | N/A | N/A | N/A | N/A | N/A | N/A | N/A
00 Ret.Exist_Non-FBC_NoCtrl & ACI & DSI & GPM & SCR & NGC | N/A | N/A | N/A | N/A | N/A | N/A | N/A
00 Ret.Exist_Non-FBC_NoCtrl & ACI & DSI & GPM & SNCR | N/A | N/A | N/A | N/A | N/A | N/A | N/A
00 Ret.Exist_Non-FBC_NoCtrl & ACI & DSI & GPM & SNCR & DRET | N/A | N/A | N/A | N/A | N/A | N/A | N/A
00 Ret.Exist_Non-FBC_NoCtrl & ACI & DSI & GPM & SNCR & NGC | N/A | N/A | N/A | N/A | N/A | N/A | N/A
00 Ret.Exist_Non-FBC_NoCtrl & ACI & DSI & GPM & WetFGD & SCR & CCS | N/A | N/A | N/A | N/A | N/A | N/A | N/A
00 Ret.Exist_Non-FBC_NoCtrl & ACI & DSI & NGC | N/A | N/A | N/A | N/A | N/A | N/A | N/A
00 Ret.Exist_Non-FBC_NoCtrl & ACI & DSI & SCR | N/A | N/A | N/A | N/A | N/A | N/A | N/A
00 Ret.Exist_Non-FBC_NoCtrl & ACI & DSI & SCR & DRET | N/A | N/A | N/A | N/A | N/A | N/A | N/A
00 Ret.Exist_Non-FBC_NoCtrl & ACI & DSI & SCR & NGC | N/A | N/A | N/A | N/A | N/A | N/A | N/A
00 Ret.Exist_Non-FBC_NoCtrl & ACI & DSI & SNCR | N/A | N/A | N/A | N/A | N/A | N/A | N/A
00 Ret.Exist_Non-FBC_NoCtrl & ACI & DSI & SNCR & DRET | N/A | N/A | N/A | N/A | N/A | N/A | N/A
00 Ret.Exist_Non-FBC_NoCtrl & ACI & DSI & SNCR & NGC | N/A | N/A | N/A | N/A | N/A | N/A | N/A
00 Ret.Exist_Non-FBC_NoCtrl & ACI & DSI & WetFGD & SCR & CCS | N/A | N/A | N/A | N/A | N/A | N/A | N/A
00 Ret.Exist_Non-FBC_NoCtrl & ACI & GPM | N/A | N/A | N/A | N/A | N/A | N/A | N/A
00 Ret.Exist_Non-FBC_NoCtrl & ACI & GPM & C2G | N/A | N/A | N/A | N/A | N/A | N/A | N/A
00 Ret.Exist_Non-FBC_NoCtrl & ACI & GPM & C2G & SCR | N/A | N/A | N/A | N/A | N/A | N/A | N/A
00 Ret.Exist_Non-FBC_NoCtrl & ACI & GPM & DRET | N/A | N/A | N/A | N/A | N/A | N/A | N/A
00 Ret.Exist_Non-FBC_NoCtrl & ACI & GPM & NGC | N/A | N/A | N/A | N/A | N/A | N/A | N/A
00 Ret.Exist_Non-FBC_NoCtrl & ACI & GPM & SCR | N/A | N/A | N/A | N/A | N/A | N/A | N/A
00 Ret.Exist_Non-FBC_NoCtrl & ACI & GPM & SCR & DRET | N/A | N/A | N/A | N/A | N/A | N/A | N/A
00 Ret.Exist_Non-FBC_NoCtrl & ACI & GPM & SCR & NGC | N/A | N/A | N/A | N/A | N/A | N/A | N/A
00 Ret.Exist_Non-FBC_NoCtrl & ACI & GPM & SNCR | N/A | N/A | N/A | N/A | N/A | N/A | N/A
00 Ret.Exist_Non-FBC_NoCtrl & ACI & GPM & SNCR & DRET | N/A | N/A | N/A | N/A | N/A | N/A | N/A
00 Ret.Exist_Non-FBC_NoCtrl & ACI & GPM & SNCR & NGC | N/A | N/A | N/A | N/A | N/A | N/A | N/A
00 Ret.Exist_Non-FBC_NoCtrl & ACI & GPM & WetFGD & SCR & CCS | N/A | N/A | N/A | N/A | N/A | N/A | N/A
00 Ret.Exist_Non-FBC_NoCtrl & ACI & NGC | N/A | N/A | N/A | N/A | N/A | N/A | N/A
00 Ret.Exist_Non-FBC_NoCtrl & ACI & SCR | N/A | N/A | N/A | N/A | N/A | N/A | N/A
00 Ret.Exist_Non-FBC_NoCtrl & ACI & SCR & DRET | N/A | N/A | N/A | N/A | N/A | N/A | N/A
00 Ret.Exist_Non-FBC_NoCtrl & ACI & SCR & NGC | N/A | N/A | N/A | N/A | N/A | N/A | N/A
00 Ret.Exist_Non-FBC_NoCtrl & ACI & SNCR | N/A | N/A | N/A | N/A | N/A | N/A | N/A
00 Ret.Exist_Non-FBC_NoCtrl & ACI & SNCR & DRET | N/A | N/A | N/A | N/A | N/A | N/A | N/A
00 Ret.Exist_Non-FBC_NoCtrl & ACI & SNCR & NGC | N/A | N/A | N/A | N/A | N/A | N/A | N/A
00 Ret.Exist_Non-FBC_NoCtrl & ACI & WetFGD & SCR & CCS | N/A | N/A | N/A | N/A | N/A | N/A | N/A
00 Ret.Exist_Non-FBC_NoCtrl & C2G | N/A | N/A | N/A | N/A | N/A | N/A | N/A
00 Ret.Exist_Non-FBC_NoCtrl & C2G & SCR | N/A | N/A | N/A | N/A | N/A | N/A | N/A
00 Ret.Exist_Non-FBC_NoCtrl & DCCS | N/A | N/A | N/A | N/A | N/A | N/A | N/A
00 Ret.Exist_Non-FBC_NoCtrl & DCCS & WetFGD & SCR & CCS | N/A | N/A | N/A | N/A | N/A | N/A | N/A
00 Ret.Exist_Non-FBC_NoCtrl & DRET | N/A | N/A | N/A | N/A | N/A | N/A | N/A
00 Ret.Exist_Non-FBC_NoCtrl & DSI | N/A | N/A | N/A | N/A | N/A | N/A | N/A
00 Ret.Exist_Non-FBC_NoCtrl & DSI & C2G | N/A | N/A | N/A | N/A | N/A | N/A | N/A
00 Ret.Exist_Non-FBC_NoCtrl & DSI & C2G & SCR | N/A | N/A | N/A | N/A | N/A | N/A | N/A
00 Ret.Exist_Non-FBC_NoCtrl & DSI & DRET | N/A | N/A | N/A | N/A | N/A | N/A | N/A
00 Ret.Exist_Non-FBC_NoCtrl & DSI & GPM | N/A | N/A | N/A | N/A | N/A | N/A | N/A
00 Ret.Exist_Non-FBC_NoCtrl & DSI & GPM & C2G | N/A | N/A | N/A | N/A | N/A | N/A | N/A
00 Ret.Exist_Non-FBC_NoCtrl & DSI & GPM & C2G & SCR | N/A | N/A | N/A | N/A | N/A | N/A | N/A
00 Ret.Exist_Non-FBC_NoCtrl & DSI & GPM & DRET | N/A | N/A | N/A | N/A | N/A | N/A | N/A
00 Ret.Exist_Non-FBC_NoCtrl & DSI & GPM & NGC | N/A | N/A | N/A | N/A | N/A | N/A | N/A
00 Ret.Exist_Non-FBC_NoCtrl & DSI & GPM & SCR | N/A | N/A | N/A | N/A | N/A | N/A | N/A
00 Ret.Exist_Non-FBC_NoCtrl & DSI & GPM & SCR & DRET | N/A | N/A | N/A | N/A | N/A | N/A | N/A
00 Ret.Exist_Non-FBC_NoCtrl & DSI & GPM & SCR & NGC | N/A | N/A | N/A | N/A | N/A | N/A | N/A
00 Ret.Exist_Non-FBC_NoCtrl & DSI & GPM & SNCR | N/A | N/A | N/A | N/A | N/A | N/A | N/A
00 Ret.Exist_Non-FBC_NoCtrl & DSI & GPM & SNCR & DRET | N/A | N/A | N/A | N/A | N/A | N/A | N/A
00 Ret.Exist_Non-FBC_NoCtrl & DSI & GPM & SNCR & NGC | N/A | N/A | N/A | N/A | N/A | N/A | N/A
00 Ret.Exist_Non-FBC_NoCtrl & DSI & GPM & WetFGD & SCR & CCS | N/A | N/A | N/A | N/A | N/A | N/A | N/A
00 Ret.Exist_Non-FBC_NoCtrl & DSI & NGC | N/A | N/A | N/A | N/A | N/A | N/A | N/A
00 Ret.Exist_Non-FBC_NoCtrl & DSI & SCR | N/A | N/A | N/A | N/A | N/A | N/A | N/A
00 Ret.Exist_Non-FBC_NoCtrl & DSI & SCR & DRET | N/A | N/A | N/A | N/A | N/A | N/A | N/A
00 Ret.Exist_Non-FBC_NoCtrl & DSI & SCR & NGC | N/A | N/A | N/A | N/A | N/A | N/A | N/A
00 Ret.Exist_Non-FBC_NoCtrl & DSI & SNCR | N/A | N/A | N/A | N/A | N/A | N/A | N/A
00 Ret.Exist_Non-FBC_NoCtrl & DSI & SNCR & DRET | N/A | N/A | N/A | N/A | N/A | N/A | N/A
00 Ret.Exist_Non-FBC_NoCtrl & DSI & SNCR & NGC | N/A | N/A | N/A | N/A | N/A | N/A | N/A
00 Ret.Exist_Non-FBC_NoCtrl & DSI & WetFGD & SCR & CCS | N/A | N/A | N/A | N/A | N/A | N/A | N/A
00 Ret.Exist_Non-FBC_NoCtrl & GPM | N/A | N/A | N/A | N/A | N/A | N/A | N/A
00 Ret.Exist_Non-FBC_NoCtrl & GPM & C2G | N/A | N/A | N/A | N/A | N/A | N/A | N/A
00 Ret.Exist_Non-FBC_NoCtrl & GPM & C2G & SCR | N/A | N/A | N/A | N/A | N/A | N/A | N/A
00 Ret.Exist_Non-FBC_NoCtrl & GPM & DRET | N/A | N/A | N/A | N/A | N/A | N/A | N/A
00 Ret.Exist_Non-FBC_NoCtrl & GPM & NGC | N/A | N/A | N/A | N/A | N/A | N/A | N/A
00 Ret.Exist_Non-FBC_NoCtrl & GPM & SCR | N/A | N/A | N/A | N/A | N/A | N/A | N/A
00 Ret.Exist_Non-FBC_NoCtrl & GPM & SCR & DRET | N/A | N/A | N/A | N/A | N/A | N/A | N/A
00 Ret.Exist_Non-FBC_NoCtrl & GPM & SCR & NGC | N/A | N/A | N/A | N/A | N/A | N/A | N/A
00 Ret.Exist_Non-FBC_NoCtrl & GPM & SNCR | N/A | N/A | N/A | N/A | N/A | N/A | N/A
00 Ret.Exist_Non-FBC_NoCtrl & GPM & SNCR & DRET | N/A | N/A | N/A | N/A | N/A | N/A | N/A
00 Ret.Exist_Non-FBC_NoCtrl & GPM & SNCR & NGC | N/A | N/A | N/A | N/A | N/A | N/A | N/A
00 Ret.Exist_Non-FBC_NoCtrl & GPM & WetFGD & SCR & CCS | N/A | N/A | N/A | N/A | N/A | N/A | N/A
00 Ret.Exist_Non-FBC_NoCtrl & NGC | N/A | N/A | N/A | N/A | N/A | N/A | N/A
00 Ret.Exist_Non-FBC_NoCtrl & SCR | N/A | N/A | N/A | N/A | N/A | N/A | N/A
00 Ret.Exist_Non-FBC_NoCtrl & SCR & C2G | N/A | N/A | N/A | N/A | N/A | N/A | N/A
00 Ret.Exist_Non-FBC_NoCtrl & SCR & DRET | N/A | N/A | N/A | N/A | N/A | N/A | N/A
00 Ret.Exist_Non-FBC_NoCtrl & SCR & NGC | N/A | N/A | N/A | N/A | N/A | N/A | N/A
00 Ret.Exist_Non-FBC_NoCtrl & SCR & WetFGD & CCS | N/A | N/A | N/A | N/A | N/A | N/A | N/A
00 Ret.Exist_Non-FBC_NoCtrl & SNCR | N/A | N/A | N/A | N/A | N/A | N/A | N/A
00 Ret.Exist_Non-FBC_NoCtrl & SNCR & C2G | N/A | N/A | N/A | N/A | N/A | N/A | N/A
00 Ret.Exist_Non-FBC_NoCtrl & SNCR & DRET | N/A | N/A | N/A | N/A | N/A | N/A | N/A
00 Ret.Exist_Non-FBC_NoCtrl & SNCR & NGC | N/A | N/A | N/A | N/A | N/A | N/A | N/A
00 Ret.Exist_Non-FBC_SCR_ACI & C2G | N/A | N/A | N/A | N/A | N/A | N/A | N/A
00 Ret.Exist_Non-FBC_SCR_ACI & DCCS | N/A | N/A | N/A | N/A | N/A | N/A | N/A
00 Ret.Exist_Non-FBC_SCR_ACI & DCCS & WetFGD & CCS | N/A | N/A | N/A | N/A | N/A | N/A | N/A
00 Ret.Exist_Non-FBC_SCR_ACI & DRET | N/A | N/A | N/A | N/A | N/A | N/A | N/A
00 Ret.Exist_Non-FBC_SCR_ACI & DSI | N/A | N/A | N/A | N/A | N/A | N/A | N/A
00 Ret.Exist_Non-FBC_SCR_ACI & DSI & C2G | N/A | N/A | N/A | N/A | N/A | N/A | N/A
00 Ret.Exist_Non-FBC_SCR_ACI & DSI & DRET | N/A | N/A | N/A | N/A | N/A | N/A | N/A
00 Ret.Exist_Non-FBC_SCR_ACI & DSI & GPM | N/A | N/A | N/A | N/A | N/A | N/A | N/A
00 Ret.Exist_Non-FBC_SCR_ACI & DSI & GPM & C2G | N/A | N/A | N/A | N/A | N/A | N/A | N/A
00 Ret.Exist_Non-FBC_SCR_ACI & DSI & GPM & DRET | N/A | N/A | N/A | N/A | N/A | N/A | N/A
00 Ret.Exist_Non-FBC_SCR_ACI & DSI & GPM & NGC | N/A | N/A | N/A | N/A | N/A | N/A | N/A
00 Ret.Exist_Non-FBC_SCR_ACI & DSI & GPM & WetFGD & CCS | N/A | N/A | N/A | N/A | N/A | N/A | N/A
00 Ret.Exist_Non-FBC_SCR_ACI & DSI & NGC | N/A | N/A | N/A | N/A | N/A | N/A | N/A
00 Ret.Exist_Non-FBC_SCR_ACI & DSI & WetFGD & CCS | N/A | N/A | N/A | N/A | N/A | N/A | N/A
00 Ret.Exist_Non-FBC_SCR_ACI & GPM | N/A | N/A | N/A | N/A | N/A | N/A | N/A
00 Ret.Exist_Non-FBC_SCR_ACI & GPM & C2G | N/A | N/A | N/A | N/A | N/A | N/A | N/A
00 Ret.Exist_Non-FBC_SCR_ACI & GPM & DRET | N/A | N/A | N/A | N/A | N/A | N/A | N/A
00 Ret.Exist_Non-FBC_SCR_ACI & GPM & NGC | N/A | N/A | N/A | N/A | N/A | N/A | N/A
00 Ret.Exist_Non-FBC_SCR_ACI & GPM & WetFGD & CCS | N/A | N/A | N/A | N/A | N/A | N/A | N/A
00 Ret.Exist_Non-FBC_SCR_ACI & NGC | N/A | N/A | N/A | N/A | N/A | N/A | N/A
00 Ret.Exist_Non-FBC_SCR_ACI & WetFGD & CCS | N/A | N/A | N/A | N/A | N/A | N/A | N/A
00 Ret.Exist_Non-FBC_SCR_ACI_DSI & C2G | N/A | N/A | N/A | N/A | N/A | N/A | N/A
00 Ret.Exist_Non-FBC_SCR_ACI_DSI & DCCS | N/A | N/A | N/A | N/A | N/A | N/A | N/A
00 Ret.Exist_Non-FBC_SCR_ACI_DSI & DCCS & WetFGD & CCS | N/A | N/A | N/A | N/A | N/A | N/A | N/A
00 Ret.Exist_Non-FBC_SCR_ACI_DSI & DRET | N/A | N/A | N/A | N/A | N/A | N/A | N/A
00 Ret.Exist_Non-FBC_SCR_ACI_DSI & GPM | N/A | N/A | N/A | N/A | N/A | N/A | N/A
00 Ret.Exist_Non-FBC_SCR_ACI_DSI & GPM & C2G | N/A | N/A | N/A | N/A | N/A | N/A | N/A
00 Ret.Exist_Non-FBC_SCR_ACI_DSI & GPM & DRET | N/A | N/A | N/A | N/A | N/A | N/A | N/A
00 Ret.Exist_Non-FBC_SCR_ACI_DSI & GPM & NGC | N/A | N/A | N/A | N/A | N/A | N/A | N/A
00 Ret.Exist_Non-FBC_SCR_ACI_DSI & GPM & WetFGD & CCS | N/A | N/A | N/A | N/A | N/A | N/A | N/A
00 Ret.Exist_Non-FBC_SCR_ACI_DSI & NGC | N/A | N/A | N/A | N/A | N/A | N/A | N/A
00 Ret.Exist_Non-FBC_SCR_ACI_DSI & WetFGD & CCS | N/A | N/A | N/A | N/A | N/A | N/A | N/A
00 Ret.Exist_Non-FBC_SNCR_ACI & C2G | N/A | N/A | N/A | N/A | N/A | N/A | N/A
00 Ret.Exist_Non-FBC_SNCR_ACI & C2G & SCR | N/A | N/A | N/A | N/A | N/A | N/A | N/A
00 Ret.Exist_Non-FBC_SNCR_ACI & DRET | N/A | N/A | N/A | N/A | N/A | N/A | N/A
00 Ret.Exist_Non-FBC_SNCR_ACI & DSI | N/A | N/A | N/A | N/A | N/A | N/A | N/A
00 Ret.Exist_Non-FBC_SNCR_ACI & DSI & C2G | N/A | N/A | N/A | N/A | N/A | N/A | N/A
00 Ret.Exist_Non-FBC_SNCR_ACI & DSI & C2G & SCR | N/A | N/A | N/A | N/A | N/A | N/A | N/A
00 Ret.Exist_Non-FBC_SNCR_ACI & DSI & DRET | N/A | N/A | N/A | N/A | N/A | N/A | N/A
00 Ret.Exist_Non-FBC_SNCR_ACI & DSI & NGC | N/A | N/A | N/A | N/A | N/A | N/A | N/A
00 Ret.Exist_Non-FBC_SNCR_ACI & DSI & SCR | N/A | N/A | N/A | N/A | N/A | N/A | N/A
00 Ret.Exist_Non-FBC_SNCR_ACI & DSI & SCR & DRET | N/A | N/A | N/A | N/A | N/A | N/A | N/A
00 Ret.Exist_Non-FBC_SNCR_ACI & DSI & SCR & NGC | N/A | N/A | N/A | N/A | N/A | N/A | N/A
00 Ret.Exist_Non-FBC_SNCR_ACI & DSI & WetFGD & SCR & CCS | N/A | N/A | N/A | N/A | N/A | N/A | N/A
00 Ret.Exist_Non-FBC_SNCR_ACI & GPM | N/A | N/A | N/A | N/A | N/A | N/A | N/A
00 Ret.Exist_Non-FBC_SNCR_ACI & GPM & C2G | N/A | N/A | N/A | N/A | N/A | N/A | N/A
00 Ret.Exist_Non-FBC_SNCR_ACI & GPM & C2G & SCR | N/A | N/A | N/A | N/A | N/A | N/A | N/A
00 Ret.Exist_Non-FBC_SNCR_ACI & GPM & DRET | N/A | N/A | N/A | N/A | N/A | N/A | N/A
00 Ret.Exist_Non-FBC_SNCR_ACI & GPM & NGC | N/A | N/A | N/A | N/A | N/A | N/A | N/A
00 Ret.Exist_Non-FBC_SNCR_ACI & GPM & SCR | N/A | N/A | N/A | N/A | N/A | N/A | N/A
00 Ret.Exist_Non-FBC_SNCR_ACI & GPM & SCR & DRET | N/A | N/A | N/A | N/A | N/A | N/A | N/A
00 Ret.Exist_Non-FBC_SNCR_ACI & GPM & SCR & NGC | N/A | N/A | N/A | N/A | N/A | N/A | N/A
00 Ret.Exist_Non-FBC_SNCR_ACI & GPM & WetFGD & SCR & CCS | N/A | N/A | N/A | N/A | N/A | N/A | N/A
00 Ret.Exist_Non-FBC_SNCR_ACI & NGC | N/A | N/A | N/A | N/A | N/A | N/A | N/A
00 Ret.Exist_Non-FBC_SNCR_ACI & SCR | N/A | N/A | N/A | N/A | N/A | N/A | N/A
00 Ret.Exist_Non-FBC_SNCR_ACI & SCR & C2G | N/A | N/A | N/A | N/A | N/A | N/A | N/A
00 Ret.Exist_Non-FBC_SNCR_ACI & SCR & DRET | N/A | N/A | N/A | N/A | N/A | N/A | N/A
00 Ret.Exist_Non-FBC_SNCR_ACI & SCR & NGC | N/A | N/A | N/A | N/A | N/A | N/A | N/A
00 Ret.Exist_Non-FBC_SNCR_ACI & SCR & WetFGD & CCS | N/A | N/A | N/A | N/A | N/A | N/A | N/A
00 Ret.Exist_Non-FBC_SNCR_ACI_DSI & C2G | 0 | 0 | 0 | 0 | 0 | 0 | 0
00 Ret.Exist_Non-FBC_SNCR_ACI_DSI & C2G & SCR | N/A | N/A | N/A | N/A | N/A | N/A | N/A
00 Ret.Exist_Non-FBC_SNCR_ACI_DSI & DCCS | N/A | N/A | N/A | N/A | N/A | N/A | N/A
00 Ret.Exist_Non-FBC_SNCR_ACI_DSI & DCCS & WetFGD & SCR & CCS | N/A | N/A | N/A | N/A | N/A | N/A | N/A
00 Ret.Exist_Non-FBC_SNCR_ACI_DSI & DRET | N/A | N/A | N/A | N/A | N/A | N/A | N/A
00 Ret.Exist_Non-FBC_SNCR_ACI_DSI & GPM | N/A | N/A | N/A | N/A | N/A | N/A | N/A
00 Ret.Exist_Non-FBC_SNCR_ACI_DSI & GPM & C2G | N/A | N/A | N/A | N/A | N/A | N/A | N/A
00 Ret.Exist_Non-FBC_SNCR_ACI_DSI & GPM & C2G & SCR | N/A | N/A | N/A | N/A | N/A | N/A | N/A
00 Ret.Exist_Non-FBC_SNCR_ACI_DSI & GPM & DRET | N/A | N/A | N/A | N/A | N/A | N/A | N/A
00 Ret.Exist_Non-FBC_SNCR_ACI_DSI & GPM & NGC | N/A | N/A | N/A | N/A | N/A | N/A | N/A
00 Ret.Exist_Non-FBC_SNCR_ACI_DSI & GPM & SCR | N/A | N/A | N/A | N/A | N/A | N/A | N/A
00 Ret.Exist_Non-FBC_SNCR_ACI_DSI & GPM & SCR & DRET | N/A | N/A | N/A | N/A | N/A | N/A | N/A
00 Ret.Exist_Non-FBC_SNCR_ACI_DSI & GPM & SCR & NGC | N/A | N/A | N/A | N/A | N/A | N/A | N/A
00 Ret.Exist_Non-FBC_SNCR_ACI_DSI & GPM & WetFGD & SCR & CCS | N/A | N/A | N/A | N/A | N/A | N/A | N/A
00 Ret.Exist_Non-FBC_SNCR_ACI_DSI & NGC | N/A | N/A | N/A | N/A | N/A | N/A | N/A
00 Ret.Exist_Non-FBC_SNCR_ACI_DSI & SCR | N/A | N/A | N/A | N/A | N/A | N/A | N/A
00 Ret.Exist_Non-FBC_SNCR_ACI_DSI & SCR & C2G | N/A | N/A | N/A | N/A | N/A | N/A | N/A
00 Ret.Exist_Non-FBC_SNCR_ACI_DSI & SCR & DRET | N/A | N/A | N/A | N/A | N/A | N/A | N/A
00 Ret.Exist_Non-FBC_SNCR_ACI_DSI & SCR & NGC | N/A | N/A | N/A | N/A | N/A | N/A | N/A
00 Ret.Exist_Non-FBC_SNCR_ACI_DSI & SCR & WetFGD & CCS | N/A | N/A | N/A | N/A | N/A | N/A | N/A
00 Ret.Exist_Non-FBC_WetFGD & ACI | N/A | N/A | N/A | N/A | N/A | N/A | N/A
00 Ret.Exist_Non-FBC_WetFGD & ACI & C2G | N/A | N/A | N/A | N/A | N/A | N/A | N/A
00 Ret.Exist_Non-FBC_WetFGD & ACI & C2G & SCR | N/A | N/A | N/A | N/A | N/A | N/A | N/A
00 Ret.Exist_Non-FBC_WetFGD & ACI & DRET | N/A | N/A | N/A | N/A | N/A | N/A | N/A
00 Ret.Exist_Non-FBC_WetFGD & ACI & GPM | N/A | N/A | N/A | N/A | N/A | N/A | N/A
00 Ret.Exist_Non-FBC_WetFGD & ACI & GPM & C2G | N/A | N/A | N/A | N/A | N/A | N/A | N/A
00 Ret.Exist_Non-FBC_WetFGD & ACI & GPM & C2G & SCR | N/A | N/A | N/A | N/A | N/A | N/A | N/A
00 Ret.Exist_Non-FBC_WetFGD & ACI & GPM & DRET | N/A | N/A | N/A | N/A | N/A | N/A | N/A
00 Ret.Exist_Non-FBC_WetFGD & ACI & GPM & NGC | N/A | N/A | N/A | N/A | N/A | N/A | N/A
00 Ret.Exist_Non-FBC_WetFGD & ACI & GPM & SCR | N/A | N/A | N/A | N/A | N/A | N/A | N/A
00 Ret.Exist_Non-FBC_WetFGD & ACI & GPM & SCR & CCS | N/A | N/A | N/A | N/A | N/A | N/A | N/A
00 Ret.Exist_Non-FBC_WetFGD & ACI & GPM & SCR & DRET | N/A | N/A | N/A | N/A | N/A | N/A | N/A
00 Ret.Exist_Non-FBC_WetFGD & ACI & GPM & SCR & NGC | N/A | N/A | N/A | N/A | N/A | N/A | N/A
00 Ret.Exist_Non-FBC_WetFGD & ACI & GPM & SNCR | N/A | N/A | N/A | N/A | N/A | N/A | N/A
00 Ret.Exist_Non-FBC_WetFGD & ACI & GPM & SNCR & DRET | N/A | N/A | N/A | N/A | N/A | N/A | N/A
00 Ret.Exist_Non-FBC_WetFGD & ACI & GPM & SNCR & NGC | N/A | N/A | N/A | N/A | N/A | N/A | N/A
00 Ret.Exist_Non-FBC_WetFGD & ACI & NGC | N/A | N/A | N/A | N/A | N/A | N/A | N/A
00 Ret.Exist_Non-FBC_WetFGD & ACI & SCR | N/A | N/A | N/A | N/A | N/A | N/A | N/A
00 Ret.Exist_Non-FBC_WetFGD & ACI & SCR & CCS | N/A | N/A | N/A | N/A | N/A | N/A | N/A
00 Ret.Exist_Non-FBC_WetFGD & ACI & SCR & DRET | N/A | N/A | N/A | N/A | N/A | N/A | N/A
00 Ret.Exist_Non-FBC_WetFGD & ACI & SCR & NGC | N/A | N/A | N/A | N/A | N/A | N/A | N/A
00 Ret.Exist_Non-FBC_WetFGD & ACI & SNCR | N/A | N/A | N/A | N/A | N/A | N/A | N/A
00 Ret.Exist_Non-FBC_WetFGD & ACI & SNCR & DRET | N/A | N/A | N/A | N/A | N/A | N/A | N/A
00 Ret.Exist_Non-FBC_WetFGD & ACI & SNCR & NGC | N/A | N/A | N/A | N/A | N/A | N/A | N/A
00 Ret.Exist_Non-FBC_WetFGD & C2G | N/A | N/A | N/A | N/A | N/A | N/A | N/A
00 Ret.Exist_Non-FBC_WetFGD & C2G & SCR | N/A | N/A | N/A | N/A | N/A | N/A | N/A
00 Ret.Exist_Non-FBC_WetFGD & DRET | N/A | N/A | N/A | N/A | N/A | N/A | N/A
00 Ret.Exist_Non-FBC_WetFGD & DCCS | N/A | N/A | N/A | N/A | N/A | N/A | N/A
00 Ret.Exist_Non-FBC_WetFGD & DCCS & SCR & CCS | N/A | N/A | N/A | N/A | N/A | N/A | N/A
00 Ret.Exist_Non-FBC_WetFGD & GPM | N/A | N/A | N/A | N/A | N/A | N/A | N/A
00 Ret.Exist_Non-FBC_WetFGD & GPM & C2G | N/A | N/A | N/A | N/A | N/A | N/A | N/A
00 Ret.Exist_Non-FBC_WetFGD & GPM & C2G & SCR | N/A | N/A | N/A | N/A | N/A | N/A | N/A
00 Ret.Exist_Non-FBC_WetFGD & GPM & DRET | N/A | N/A | N/A | N/A | N/A | N/A | N/A
00 Ret.Exist_Non-FBC_WetFGD & GPM & NGC | N/A | N/A | N/A | N/A | N/A | N/A | N/A
00 Ret.Exist_Non-FBC_WetFGD & GPM & SCR | N/A | N/A | N/A | N/A | N/A | N/A | N/A
00 Ret.Exist_Non-FBC_WetFGD & GPM & SCR & CCS | N/A | N/A | N/A | N/A | N/A | N/A | N/A
00 Ret.Exist_Non-FBC_WetFGD & GPM & SCR & DRET | N/A | N/A | N/A | N/A | N/A | N/A | N/A
00 Ret.Exist_Non-FBC_WetFGD & GPM & SCR & NGC | N/A | N/A | N/A | N/A | N/A | N/A | N/A
00 Ret.Exist_Non-FBC_WetFGD & GPM & SNCR | N/A | N/A | N/A | N/A | N/A | N/A | N/A
00 Ret.Exist_Non-FBC_WetFGD & GPM & SNCR & DRET | N/A | N/A | N/A | N/A | N/A | N/A | N/A
00 Ret.Exist_Non-FBC_WetFGD & GPM & SNCR & NGC | N/A | N/A | N/A | N/A | N/A | N/A | N/A
00 Ret.Exist_Non-FBC_WetFGD & NGC | N/A | N/A | N/A | N/A | N/A | N/A | N/A
00 Ret.Exist_Non-FBC_WetFGD & SCR | N/A | N/A | N/A | N/A | N/A | N/A | N/A
00 Ret.Exist_Non-FBC_WetFGD & SCR & C2G | N/A | N/A | N/A | N/A | N/A | N/A | N/A
00 Ret.Exist_Non-FBC_WetFGD & SCR & CCS | N/A | N/A | N/A | N/A | N/A | N/A | N/A
00 Ret.Exist_Non-FBC_WetFGD & SCR & DRET | N/A | N/A | N/A | N/A | N/A | N/A | N/A
00 Ret.Exist_Non-FBC_WetFGD & SCR & NGC | N/A | N/A | N/A | N/A | N/A | N/A | N/A
00 Ret.Exist_Non-FBC_WetFGD & SNCR | N/A | N/A | N/A | N/A | N/A | N/A | N/A
00 Ret.Exist_Non-FBC_WetFGD & SNCR & C2G | N/A | N/A | N/A | N/A | N/A | N/A | N/A
00 Ret.Exist_Non-FBC_WetFGD & SNCR & DRET | N/A | N/A | N/A | N/A | N/A | N/A | N/A
00 Ret.Exist_Non-FBC_WetFGD & SNCR & NGC | N/A | N/A | N/A | N/A | N/A | N/A | N/A
00 Ret.Exist_Non-FBC_WetFGD_ACI & C2G | 2 | 2 | 2 | 2 | 2 | 2 | 2
00 Ret.Exist_Non-FBC_WetFGD_ACI & C2G & SCR | N/A | N/A | N/A | N/A | N/A | N/A | N/A
00 Ret.Exist_Non-FBC_WetFGD_ACI & DCCS | N/A | N/A | N/A | N/A | N/A | N/A | N/A
00 Ret.Exist_Non-FBC_WetFGD_ACI & DCCS & SCR & CCS | N/A | N/A | N/A | N/A | N/A | N/A | N/A
00 Ret.Exist_Non-FBC_WetFGD_ACI & DRET | N/A | N/A | N/A | N/A | N/A | N/A | N/A
00 Ret.Exist_Non-FBC_WetFGD_ACI & GPM | N/A | 76.4126 | 78.5579 | 78.5579 | 74.1729 | 72.4284 | 72.4284
00 Ret.Exist_Non-FBC_WetFGD_ACI & GPM & C2G | N/A | N/A | N/A | N/A | N/A | N/A | N/A
00 Ret.Exist_Non-FBC_WetFGD_ACI & GPM & C2G & SCR | N/A | N/A | N/A | N/A | N/A | N/A | N/A
00 Ret.Exist_Non-FBC_WetFGD_ACI & GPM & DRET | N/A | N/A | N/A | N/A | N/A | N/A | N/A
00 Ret.Exist_Non-FBC_WetFGD_ACI & GPM & NGC | N/A | N/A | N/A | N/A | N/A | N/A | N/A
00 Ret.Exist_Non-FBC_WetFGD_ACI & GPM & SCR | N/A | N/A | N/A | N/A | N/A | N/A | N/A
00 Ret.Exist_Non-FBC_WetFGD_ACI & GPM & SCR & CCS | N/A | N/A | N/A | N/A | N/A | N/A | N/A
00 Ret.Exist_Non-FBC_WetFGD_ACI & GPM & SCR & DRET | N/A | N/A | N/A | N/A | N/A | N/A | N/A
00 Ret.Exist_Non-FBC_WetFGD_ACI & GPM & SCR & NGC | N/A | N/A | N/A | N/A | N/A | N/A | N/A
00 Ret.Exist_Non-FBC_WetFGD_ACI & GPM & SNCR | N/A | N/A | N/A | N/A | N/A | N/A | N/A
00 Ret.Exist_Non-FBC_WetFGD_ACI & GPM & SNCR & DRET | N/A | N/A | N/A | N/A | N/A | N/A | N/A
00 Ret.Exist_Non-FBC_WetFGD_ACI & GPM & SNCR & NGC | N/A | N/A | N/A | N/A | N/A | N/A | N/A
00 Ret.Exist_Non-FBC_WetFGD_ACI & NGC | N/A | N/A | N/A | N/A | N/A | N/A | N/A
00 Ret.Exist_Non-FBC_WetFGD_ACI & SCR | 18.1811 | 77.01 | 77.01 | 77.01 | 77.01 | 77.01 | 77.01
00 Ret.Exist_Non-FBC_WetFGD_ACI & SCR & C2G | N/A | N/A | N/A | N/A | N/A | N/A | N/A
00 Ret.Exist_Non-FBC_WetFGD_ACI & SCR & CCS | N/A | N/A | 77.71 | 77.71 | 65.277 | N/A | N/A
00 Ret.Exist_Non-FBC_WetFGD_ACI & SCR & DRET | N/A | N/A | N/A | N/A | N/A | N/A | N/A
00 Ret.Exist_Non-FBC_WetFGD_ACI & SCR & NGC | N/A | N/A | N/A | N/A | N/A | N/A | N/A
00 Ret.Exist_Non-FBC_WetFGD_ACI & SNCR | N/A | N/A | N/A | N/A | N/A | N/A | N/A
00 Ret.Exist_Non-FBC_WetFGD_ACI & SNCR & C2G | N/A | N/A | N/A | N/A | N/A | N/A | N/A
00 Ret.Exist_Non-FBC_WetFGD_ACI & SNCR & DRET | N/A | N/A | N/A | N/A | N/A | N/A | N/A
00 Ret.Exist_Non-FBC_WetFGD_ACI & SNCR & NGC | N/A | N/A | N/A | N/A | N/A | N/A | N/A
00 Ret.Exist_Non-FBC_WetFGD_ACI_DSI & C2G | 0 | 0 | N/A | N/A | N/A | N/A | N/A
00 Ret.Exist_Non-FBC_WetFGD_ACI_DSI & C2G & SCR | N/A | N/A | N/A | N/A | N/A | N/A | N/A
00 Ret.Exist_Non-FBC_WetFGD_ACI_DSI & DCCS | N/A | N/A | N/A | N/A | N/A | N/A | N/A
00 Ret.Exist_Non-FBC_WetFGD_ACI_DSI & DCCS & SCR & CCS | N/A | N/A | N/A | N/A | N/A | N/A | N/A
00 Ret.Exist_Non-FBC_WetFGD_ACI_DSI & DRET | N/A | N/A | N/A | N/A | N/A | N/A | N/A
00 Ret.Exist_Non-FBC_WetFGD_ACI_DSI & GPM | N/A | N/A | N/A | N/A | N/A | N/A | N/A
00 Ret.Exist_Non-FBC_WetFGD_ACI_DSI & GPM & C2G | N/A | N/A | N/A | N/A | N/A | N/A | N/A
00 Ret.Exist_Non-FBC_WetFGD_ACI_DSI & GPM & C2G & SCR | N/A | N/A | N/A | N/A | N/A | N/A | N/A
00 Ret.Exist_Non-FBC_WetFGD_ACI_DSI & GPM & DRET | N/A | N/A | N/A | N/A | N/A | N/A | N/A
00 Ret.Exist_Non-FBC_WetFGD_ACI_DSI & GPM & NGC | N/A | N/A | N/A | N/A | N/A | N/A | N/A
00 Ret.Exist_Non-FBC_WetFGD_ACI_DSI & GPM & SCR | N/A | N/A | N/A | N/A | N/A | N/A | N/A
00 Ret.Exist_Non-FBC_WetFGD_ACI_DSI & GPM & SCR & CCS | N/A | N/A | N/A | N/A | N/A | N/A | N/A
00 Ret.Exist_Non-FBC_WetFGD_ACI_DSI & GPM & SCR & DRET | N/A | N/A | N/A | N/A | N/A | N/A | N/A
00 Ret.Exist_Non-FBC_WetFGD_ACI_DSI & GPM & SCR & NGC | N/A | N/A | N/A | N/A | N/A | N/A | N/A
00 Ret.Exist_Non-FBC_WetFGD_ACI_DSI & GPM & SNCR | N/A | N/A | N/A | N/A | N/A | N/A | N/A
00 Ret.Exist_Non-FBC_WetFGD_ACI_DSI & GPM & SNCR & DRET | N/A | N/A | N/A | N/A | N/A | N/A | N/A
00 Ret.Exist_Non-FBC_WetFGD_ACI_DSI & GPM & SNCR & NGC | N/A | N/A | N/A | N/A | N/A | N/A | N/A
00 Ret.Exist_Non-FBC_WetFGD_ACI_DSI & NGC | N/A | N/A | N/A | N/A | N/A | N/A | N/A
00 Ret.Exist_Non-FBC_WetFGD_ACI_DSI & SCR | N/A | N/A | N/A | N/A | N/A | N/A | N/A
00 Ret.Exist_Non-FBC_WetFGD_ACI_DSI & SCR & C2G | N/A | N/A | N/A | N/A | N/A | N/A | N/A
00 Ret.Exist_Non-FBC_WetFGD_ACI_DSI & SCR & CCS | N/A | N/A | N/A | N/A | N/A | N/A | N/A
00 Ret.Exist_Non-FBC_WetFGD_ACI_DSI & SCR & DRET | N/A | N/A | N/A | N/A | N/A | N/A | N/A
00 Ret.Exist_Non-FBC_WetFGD_ACI_DSI & SCR & NGC | N/A | N/A | N/A | N/A | N/A | N/A | N/A
00 Ret.Exist_Non-FBC_WetFGD_ACI_DSI & SNCR | N/A | N/A | N/A | N/A | N/A | N/A | N/A
00 Ret.Exist_Non-FBC_WetFGD_ACI_DSI & SNCR & C2G | N/A | N/A | N/A | N/A | N/A | N/A | N/A
00 Ret.Exist_Non-FBC_WetFGD_ACI_DSI & SNCR & DRET | N/A | N/A | N/A | N/A | N/A | N/A | N/A
00 Ret.Exist_Non-FBC_WetFGD_ACI_DSI & SNCR & NGC | N/A | N/A | N/A | N/A | N/A | N/A | N/A
00 Ret.Exist_Non-FBC_WetFGD_SCR & ACI | N/A | N/A | N/A | N/A | N/A | N/A | N/A
00 Ret.Exist_Non-FBC_WetFGD_SCR & ACI & C2G | N/A | N/A | N/A | N/A | N/A | N/A | N/A
00 Ret.Exist_Non-FBC_WetFGD_SCR & ACI & CCS | N/A | N/A | N/A | N/A | N/A | N/A | N/A
00 Ret.Exist_Non-FBC_WetFGD_SCR & DCCS | N/A | N/A | N/A | N/A | N/A | N/A | N/A
00 Ret.Exist_Non-FBC_WetFGD_SCR & DCCS & CCS | N/A | N/A | N/A | N/A | N/A | N/A | N/A
00 Ret.Exist_Non-FBC_WetFGD_SCR & ACI & DRET | N/A | N/A | N/A | N/A | N/A | N/A | N/A
00 Ret.Exist_Non-FBC_WetFGD_SCR & ACI & GPM | N/A | N/A | N/A | N/A | N/A | N/A | N/A
00 Ret.Exist_Non-FBC_WetFGD_SCR & ACI & GPM & C2G | N/A | N/A | N/A | N/A | N/A | N/A | N/A
00 Ret.Exist_Non-FBC_WetFGD_SCR & ACI & GPM & CCS | N/A | N/A | N/A | N/A | N/A | N/A | N/A
00 Ret.Exist_Non-FBC_WetFGD_SCR & ACI & GPM & DRET | N/A | N/A | N/A | N/A | N/A | N/A | N/A
00 Ret.Exist_Non-FBC_WetFGD_SCR & ACI & GPM & NGC | N/A | N/A | N/A | N/A | N/A | N/A | N/A
00 Ret.Exist_Non-FBC_WetFGD_SCR & ACI & NGC | N/A | N/A | N/A | N/A | N/A | N/A | N/A
00 Ret.Exist_Non-FBC_WetFGD_SCR & C2G | N/A | N/A | 0 | 0 | 0 | 0 | 0
00 Ret.Exist_Non-FBC_WetFGD_SCR & CCS | N/A | 79.01 | 78.5283 | 78.5283 | 79.01 | 79.01 | 79.01
00 Ret.Exist_Non-FBC_WetFGD_SCR & DRET | N/A | N/A | N/A | N/A | N/A | N/A | N/A
00 Ret.Exist_Non-FBC_WetFGD_SCR & GPM | 34.9727 | 52.0617 | 77.7335 | 77.7335 | 77.7335 | 76.1461 | 76.1461
00 Ret.Exist_Non-FBC_WetFGD_SCR & GPM & C2G | N/A | N/A | N/A | N/A | N/A | N/A | N/A
00 Ret.Exist_Non-FBC_WetFGD_SCR & GPM & CCS | N/A | N/A | 78.5538 | 78.5538 | N/A | N/A | N/A
00 Ret.Exist_Non-FBC_WetFGD_SCR & GPM & DRET | N/A | N/A | N/A | N/A | N/A | N/A | N/A
00 Ret.Exist_Non-FBC_WetFGD_SCR & GPM & NGC | N/A | N/A | N/A | N/A | N/A | N/A | N/A
00 Ret.Exist_Non-FBC_WetFGD_SCR & NGC | N/A | N/A | N/A | N/A | N/A | N/A | N/A
00 Ret.Exist_Non-FBC_WetFGD_SCR_ACI & C2G | 2 | 2 | 2 | 2 | 2 | 2 | 2
00 Ret.Exist_Non-FBC_WetFGD_SCR_ACI & CCS | N/A | N/A | 79.1059 | 79.1059 | 72.5205 | 72.5205 | 72.5205
00 Ret.Exist_Non-FBC_WetFGD_SCR_ACI & DCCS | N/A | N/A | N/A | N/A | N/A | N/A | N/A
00 Ret.Exist_Non-FBC_WetFGD_SCR_ACI & DCCS & CCS | N/A | N/A | N/A | N/A | N/A | N/A | N/A
00 Ret.Exist_Non-FBC_WetFGD_SCR_ACI & DRET | N/A | N/A | N/A | N/A | N/A | N/A | N/A
00 Ret.Exist_Non-FBC_WetFGD_SCR_ACI & GPM | 75.8373 | 76.7502 | 77.71 | 77.71 | 77.71 | 77.71 | 77.71
00 Ret.Exist_Non-FBC_WetFGD_SCR_ACI & GPM & C2G | N/A | N/A | N/A | N/A | N/A | N/A | N/A
00 Ret.Exist_Non-FBC_WetFGD_SCR_ACI & GPM & CCS | N/A | N/A | 78.5748 | 78.5748 | N/A | N/A | N/A
00 Ret.Exist_Non-FBC_WetFGD_SCR_ACI & GPM & DRET | N/A | N/A | N/A | N/A | N/A | N/A | N/A
00 Ret.Exist_Non-FBC_WetFGD_SCR_ACI & GPM & NGC | N/A | N/A | N/A | N/A | N/A | N/A | N/A
00 Ret.Exist_Non-FBC_WetFGD_SCR_ACI & NGC | N/A | N/A | N/A | N/A | N/A | N/A | N/A
00 Ret.Exist_Non-FBC_WetFGD_SCR_ACI_DSI & C2G | 0 | 0 | N/A | N/A | N/A | N/A | N/A
00 Ret.Exist_Non-FBC_WetFGD_SCR_ACI_DSI & CCS | N/A | N/A | 77.9896 | 77.9896 | N/A | N/A | N/A
00 Ret.Exist_Non-FBC_WetFGD_SCR_ACI_DSI & DCCS | N/A | N/A | N/A | N/A | N/A | N/A | N/A
00 Ret.Exist_Non-FBC_WetFGD_SCR_ACI_DSI & DCCS & CCS | N/A | N/A | N/A | N/A | N/A | N/A | N/A
00 Ret.Exist_Non-FBC_WetFGD_SCR_ACI_DSI & DRET | N/A | N/A | N/A | N/A | N/A | N/A | N/A
00 Ret.Exist_Non-FBC_WetFGD_SCR_ACI_DSI & GPM | 63.419 | 73.8696 | 0 | 0 | 0 | 0 | 0
00 Ret.Exist_Non-FBC_WetFGD_SCR_ACI_DSI & GPM & C2G | N/A | N/A | N/A | N/A | N/A | N/A | N/A
00 Ret.Exist_Non-FBC_WetFGD_SCR_ACI_DSI & GPM & CCS | N/A | N/A | 77.5412 | 77.5412 | N/A | N/A | N/A
00 Ret.Exist_Non-FBC_WetFGD_SCR_ACI_DSI & GPM & DRET | N/A | N/A | N/A | N/A | N/A | N/A | N/A
00 Ret.Exist_Non-FBC_WetFGD_SCR_ACI_DSI & GPM & NGC | N/A | N/A | N/A | N/A | N/A | N/A | N/A
00 Ret.Exist_Non-FBC_WetFGD_SCR_ACI_DSI & NGC | N/A | N/A | N/A | N/A | N/A | N/A | N/A
00 Ret.Exist_Non-FBC_WetFGD_SCR_DSI & ACI | N/A | N/A | N/A | N/A | N/A | N/A | N/A
00 Ret.Exist_Non-FBC_WetFGD_SCR_DSI & ACI & C2G | N/A | N/A | N/A | N/A | N/A | N/A | N/A
00 Ret.Exist_Non-FBC_WetFGD_SCR_DSI & ACI & CCS | N/A | N/A | N/A | N/A | N/A | N/A | N/A
00 Ret.Exist_Non-FBC_WetFGD_SCR_DSI & ACI & DRET | N/A | N/A | N/A | N/A | N/A | N/A | N/A
00 Ret.Exist_Non-FBC_WetFGD_SCR_DSI & ACI & GPM | N/A | N/A | N/A | N/A | N/A | N/A | N/A
00 Ret.Exist_Non-FBC_WetFGD_SCR_DSI & ACI & GPM & C2G | N/A | N/A | N/A | N/A | N/A | N/A | N/A
00 Ret.Exist_Non-FBC_WetFGD_SCR_DSI & ACI & GPM & CCS | N/A | N/A | N/A | N/A | N/A | N/A | N/A
00 Ret.Exist_Non-FBC_WetFGD_SCR_DSI & ACI & GPM & DRET | N/A | N/A | N/A | N/A | N/A | N/A | N/A
00 Ret.Exist_Non-FBC_WetFGD_SCR_DSI & ACI & GPM & NGC | N/A | N/A | N/A | N/A | N/A | N/A | N/A
00 Ret.Exist_Non-FBC_WetFGD_SCR_DSI & ACI & NGC | N/A | N/A | N/A | N/A | N/A | N/A | N/A
00 Ret.Exist_Non-FBC_WetFGD_SCR_DSI & C2G | 32.6271 | 12.4325 | 2 | N/A | N/A | N/A | N/A
00 Ret.Exist_Non-FBC_WetFGD_SCR_DSI & CCS | N/A | N/A | N/A | N/A | N/A | N/A | N/A
00 Ret.Exist_Non-FBC_WetFGD_SCR_DSI & DCCS | N/A | N/A | N/A | N/A | N/A | N/A | N/A
00 Ret.Exist_Non-FBC_WetFGD_SCR_DSI & DCCS & CCS | N/A | N/A | N/A | N/A | N/A | N/A | N/A
00 Ret.Exist_Non-FBC_WetFGD_SCR_DSI & DRET | N/A | N/A | N/A | N/A | N/A | N/A | N/A
00 Ret.Exist_Non-FBC_WetFGD_SCR_DSI & GPM | N/A | N/A | N/A | N/A | N/A | N/A | N/A
00 Ret.Exist_Non-FBC_WetFGD_SCR_DSI & GPM & C2G | N/A | N/A | N/A | N/A | N/A | N/A | N/A
00 Ret.Exist_Non-FBC_WetFGD_SCR_DSI & GPM & CCS | N/A | N/A | N/A | N/A | N/A | N/A | N/A
00 Ret.Exist_Non-FBC_WetFGD_SCR_DSI & GPM & DRET | N/A | N/A | N/A | N/A | N/A | N/A | N/A
00 Ret.Exist_Non-FBC_WetFGD_SCR_DSI & GPM & NGC | N/A | N/A | N/A | N/A | N/A | N/A | N/A
00 Ret.Exist_Non-FBC_WetFGD_SCR_DSI & NGC | N/A | N/A | N/A | N/A | N/A | N/A | N/A
00 Ret.Exist_Non-FBC_WetFGD_SNCR & ACI | N/A | N/A | N/A | N/A | N/A | N/A | N/A
00 Ret.Exist_Non-FBC_WetFGD_SNCR & ACI & C2G | N/A | N/A | N/A | N/A | N/A | N/A | N/A
00 Ret.Exist_Non-FBC_WetFGD_SNCR & ACI & C2G & SCR | N/A | N/A | N/A | N/A | N/A | N/A | N/A
00 Ret.Exist_Non-FBC_WetFGD_SNCR & ACI & DRET | N/A | N/A | N/A | N/A | N/A | N/A | N/A
00 Ret.Exist_Non-FBC_WetFGD_SNCR & ACI & GPM | N/A | N/A | N/A | N/A | N/A | N/A | N/A
00 Ret.Exist_Non-FBC_WetFGD_SNCR & ACI & GPM & C2G | N/A | N/A | N/A | N/A | N/A | N/A | N/A
00 Ret.Exist_Non-FBC_WetFGD_SNCR & ACI & GPM & C2G & SCR | N/A | N/A | N/A | N/A | N/A | N/A | N/A
00 Ret.Exist_Non-FBC_WetFGD_SNCR & ACI & GPM & DRET | N/A | N/A | N/A | N/A | N/A | N/A | N/A
00 Ret.Exist_Non-FBC_WetFGD_SNCR & ACI & GPM & NGC | N/A | N/A | N/A | N/A | N/A | N/A | N/A
00 Ret.Exist_Non-FBC_WetFGD_SNCR & ACI & GPM & SCR | N/A | N/A | N/A | N/A | N/A | N/A | N/A
00 Ret.Exist_Non-FBC_WetFGD_SNCR & ACI & GPM & SCR & CCS | N/A | N/A | N/A | N/A | N/A | N/A | N/A
00 Ret.Exist_Non-FBC_WetFGD_SNCR & ACI & GPM & SCR & DRET | N/A | N/A | N/A | N/A | N/A | N/A | N/A
00 Ret.Exist_Non-FBC_WetFGD_SNCR & ACI & GPM & SCR & NGC | N/A | N/A | N/A | N/A | N/A | N/A | N/A
00 Ret.Exist_Non-FBC_WetFGD_SNCR & ACI & NGC | N/A | N/A | N/A | N/A | N/A | N/A | N/A
00 Ret.Exist_Non-FBC_WetFGD_SNCR & ACI & SCR | N/A | N/A | N/A | N/A | N/A | N/A | N/A
00 Ret.Exist_Non-FBC_WetFGD_SNCR & ACI & SCR & CCS | N/A | N/A | N/A | N/A | N/A | N/A | N/A
00 Ret.Exist_Non-FBC_WetFGD_SNCR & ACI & SCR & DRET | N/A | N/A | N/A | N/A | N/A | N/A | N/A
00 Ret.Exist_Non-FBC_WetFGD_SNCR & ACI & SCR & NGC | N/A | N/A | N/A | N/A | N/A | N/A | N/A
00 Ret.Exist_Non-FBC_WetFGD_SNCR & C2G | N/A | N/A | N/A | N/A | N/A | N/A | N/A
00 Ret.Exist_Non-FBC_WetFGD_SNCR & C2G & SCR | N/A | N/A | N/A | N/A | N/A | N/A | N/A
00 Ret.Exist_Non-FBC_WetFGD_SNCR & DCCS | N/A | N/A | N/A | N/A | N/A | N/A | N/A
00 Ret.Exist_Non-FBC_WetFGD_SNCR & DCCS & SCR & CCS | N/A | N/A | N/A | N/A | N/A | N/A | N/A
00 Ret.Exist_Non-FBC_WetFGD_SNCR & DRET | N/A | N/A | N/A | N/A | N/A | N/A | N/A
00 Ret.Exist_Non-FBC_WetFGD_SNCR & GPM | N/A | N/A | N/A | N/A | N/A | N/A | N/A
00 Ret.Exist_Non-FBC_WetFGD_SNCR & GPM & C2G | N/A | N/A | N/A | N/A | N/A | N/A | N/A
00 Ret.Exist_Non-FBC_WetFGD_SNCR & GPM & C2G & SCR | N/A | N/A | N/A | N/A | N/A | N/A | N/A
00 Ret.Exist_Non-FBC_WetFGD_SNCR & GPM & DRET | N/A | N/A | N/A | N/A | N/A | N/A | N/A
00 Ret.Exist_Non-FBC_WetFGD_SNCR & GPM & NGC | N/A | N/A | N/A | N/A | N/A | N/A | N/A
00 Ret.Exist_Non-FBC_WetFGD_SNCR & GPM & SCR | N/A | N/A | N/A | N/A | N/A | N/A | N/A
00 Ret.Exist_Non-FBC_WetFGD_SNCR & GPM & SCR & CCS | N/A | N/A | N/A | N/A | N/A | N/A | N/A
00 Ret.Exist_Non-FBC_WetFGD_SNCR & GPM & SCR & DRET | N/A | N/A | N/A | N/A | N/A | N/A | N/A
00 Ret.Exist_Non-FBC_WetFGD_SNCR & GPM & SCR & NGC | N/A | N/A | N/A | N/A | N/A | N/A | N/A
00 Ret.Exist_Non-FBC_WetFGD_SNCR & NGC | N/A | N/A | N/A | N/A | N/A | N/A | N/A
00 Ret.Exist_Non-FBC_WetFGD_SNCR & SCR | N/A | N/A | N/A | N/A | N/A | N/A | N/A
00 Ret.Exist_Non-FBC_WetFGD_SNCR & SCR & C2G | N/A | N/A | N/A | N/A | N/A | N/A | N/A
00 Ret.Exist_Non-FBC_WetFGD_SNCR & SCR & CCS | N/A | N/A | N/A | N/A | N/A | N/A | N/A
00 Ret.Exist_Non-FBC_WetFGD_SNCR & SCR & DRET | N/A | N/A | N/A | N/A | N/A | N/A | N/A
00 Ret.Exist_Non-FBC_WetFGD_SNCR & SCR & NGC | N/A | N/A | N/A | N/A | N/A | N/A | N/A
00 Ret.Exist_Non-FBC_WetFGD_SNCR_ACI & C2G | N/A | N/A | N/A | N/A | N/A | N/A | N/A
00 Ret.Exist_Non-FBC_WetFGD_SNCR_ACI & C2G & SCR | N/A | N/A | N/A | N/A | N/A | N/A | N/A
00 Ret.Exist_Non-FBC_WetFGD_SNCR_ACI & DCCS | N/A | N/A | N/A | N/A | N/A | N/A | N/A
00 Ret.Exist_Non-FBC_WetFGD_SNCR_ACI & DCCS & SCR & CCS | N/A | N/A | N/A | N/A | N/A | N/A | N/A
00 Ret.Exist_Non-FBC_WetFGD_SNCR_ACI & DRET | N/A | N/A | N/A | N/A | N/A | N/A | N/A
00 Ret.Exist_Non-FBC_WetFGD_SNCR_ACI & GPM | N/A | 60.7375 | 81.53 | 81.53 | 68.3488 | 67.7895 | 67.7895
00 Ret.Exist_Non-FBC_WetFGD_SNCR_ACI & GPM & C2G | N/A | N/A | N/A | N/A | N/A | N/A | N/A
00 Ret.Exist_Non-FBC_WetFGD_SNCR_ACI & GPM & C2G & SCR | N/A | N/A | N/A | N/A | N/A | N/A | N/A
00 Ret.Exist_Non-FBC_WetFGD_SNCR_ACI & GPM & DRET | N/A | N/A | N/A | N/A | N/A | N/A | N/A
00 Ret.Exist_Non-FBC_WetFGD_SNCR_ACI & GPM & NGC | N/A | N/A | N/A | N/A | N/A | N/A | N/A
00 Ret.Exist_Non-FBC_WetFGD_SNCR_ACI & GPM & SCR | N/A | N/A | N/A | N/A | N/A | N/A | N/A
00 Ret.Exist_Non-FBC_WetFGD_SNCR_ACI & GPM & SCR & CCS | N/A | N/A | 81.53 | 81.53 | N/A | N/A | N/A
00 Ret.Exist_Non-FBC_WetFGD_SNCR_ACI & GPM & SCR & DRET | N/A | N/A | N/A | N/A | N/A | N/A | N/A
00 Ret.Exist_Non-FBC_WetFGD_SNCR_ACI & GPM & SCR & NGC | N/A | N/A | N/A | N/A | N/A | N/A | N/A
00 Ret.Exist_Non-FBC_WetFGD_SNCR_ACI & NGC | N/A | N/A | N/A | N/A | N/A | N/A | N/A
00 Ret.Exist_Non-FBC_WetFGD_SNCR_ACI & SCR | 79.01 | 79.01 | 79.01 | 73.4561 | 69.5898 | 59.5688 | 61.5821
00 Ret.Exist_Non-FBC_WetFGD_SNCR_ACI & SCR & C2G | N/A | N/A | N/A | N/A | N/A | N/A | N/A
00 Ret.Exist_Non-FBC_WetFGD_SNCR_ACI & SCR & CCS | N/A | 81.53 | 79.0761 | 79.0761 | N/A | N/A | N/A
00 Ret.Exist_Non-FBC_WetFGD_SNCR_ACI & SCR & DRET | N/A | N/A | N/A | N/A | N/A | N/A | N/A
00 Ret.Exist_Non-FBC_WetFGD_SNCR_ACI & SCR & NGC | N/A | N/A | N/A | N/A | N/A | N/A | N/A
00 Existing Combined Cycle Retirement | 0 | 0 | 0 | 0 | 0 | 0 | 0
00 New Combined Cycle Retirement | N/A | N/A | N/A | N/A | N/A | N/A | N/A
00 Existing Combustion Turbine Retirement | 0 | 0 | 0 | 0 | 0 | 0 | 0
00 New Combustion Turbine Retirement | N/A | N/A | N/A | N/A | N/A | N/A | N/A
00 Oil/Gas Steam Retirement | 0 | 0 | 0 | 0 | 0 | 0 | 0
00 Coal Steam Retirement | 0 | 0 | 0 | 0 | 0 | 0 | 0
00 IGCC Retirement | 0 | 0 | 0 | 0 | 0 | 0 | 0
00 Nuclear Retirement | N/A | 0 | 0 | 0 | 0 | 0 | 0
00 Biomass Retirement | 0 | 0 | 0 | 0 | 0 | 0 | 0
00 Fossil_Other Retirement | 0 | 0 | 0 | 0 | 0 | 0 | 0
00 Fuel Cell Retirement | 0 | 0 | 0 | 0 | 0 | 0 | 0
00 Geothermal Retirement | 0 | 0 | 0 | 0 | 0 | 0 | 0
00 Hydro Retirement | 0 | 0 | 0 | 0 | 0 | 0 | 0
00 Landfill Gas Retirement | 0 | 0 | 0 | 0 | 0 | 0 | 0
00 Non Fossil_Other Retirement | 0 | 0 | 0 | 0 | 0 | 0 | 0
00 Solar Thermal Retirement | N/A | N/A | N/A | N/A | N/A | N/A | N/A
00 Exist Dummy | 0 | 0 | 0 | 0 | 0 | 0 | 0
Average | 2.3407 | 2.5501 | 3.002 | 3.2318 | 3.3483 | 3.4848 | 3.6746
15. Total Annual Production Cost [Million US2022$](*)
Variable O&M | 9536.2466 | 10158.6747 | 9728.0507 | 9270.8933 | 8178.2473 | 7030.3838 | 7420.1801
Fixed O&M | 66474.7978 | 68173.8378 | 72158.4304 | 76970.1937 | 81575.9919 | 84867.108 | 86696.3965
Fuel | 68344.3144 | 80082.5569 | 104293.9496 | 102187.848 | 84056.4349 | 71140.0282 | 78496.4996
Capital | 22533.4438 | 35253.724 | 73814.6679 | 101401.1285 | 123020.5987 | 141449.515 | 160758.7651
Pollutant Transport & Storage | 0 | -851.6743 | -10088.8847 | -10061.5762 | -339.5746 | -202.7112 | -203.6979
Total | 166888.8026 | 192817.1191 | 249906.2138 | 279768.4874 | 296491.6982 | 304284.3238 | 333168.1435
Sales Revenue | 0 | 0 | 0 | 0 | 0 | 0 | 0
(*) Costs include only those items that are important for determining incremental cost of pollution control
16. Emissions
CO2 Thousand Tonnes | 1487825.7309 | 1570603.4154 | 1514530.0286 | 1411242.9313 | 1205567.5868 | 1043297.0575 | 1085975.4297
CO2 Thousand Tons | 1640046.6692 | 1731293.4214 | 1669483.1104 | 1555628.6068 | 1328910.4122 | 1150037.8228 | 1197082.6618
Carbon Million Tons | 447.2855 | 472.1709 | 455.3136 | 424.2623 | 362.4301 | 313.6467 | 326.4771
Carbon Million Tonnes | 405.7707 | 428.3464 | 413.0536 | 384.8844 | 328.7912 | 284.5356 | 296.1751
HCL Thousand Tons | 3.8386 | 3.9167 | 3.7888 | 3.7148 | 2.7801 | 2.3006 | 2.3061
MER lbs | 6990.4638 | 6258.6081 | 6658.0721 | 6534.1349 | 5583.4408 | 5122.4748 | 5121.9586
NOX Thousand Tons | 652.2278 | 646.8208 | 602.6187 | 574.0249 | 474.7455 | 405.6724 | 411.71
SO2 Thousand Tons | 681.5773 | 694.8695 | 681.5269 | 657.045 | 540.2513 | 421.1655 | 400.7377

## Canada
| 2028 | 2030 | 2035 | 2040 | 2045 | 2050 | 2055
1. Reserve Margin Capacity Winter [MW] | 126907.4533 | 126924.8355 | 132803.1411 | 136912.485 | 139725.4846 | 142632.7794 | 148157.8005
Plus Firm Contract Purchases Winter [MW] | 0 | 0 | 0 | 0 | 0 | 0 | 0
Plus Transmission In Winter [MW] | 8277.36 | 11131.1213 | 12231.6274 | 13035.9068 | 15510.7334 | 18298.0432 | 20434.6989
Less Firm Contract Sales Winter [MW] | 0 | 0 | 0 | 0 | 0 | 0 | 0
Less Transmission Out Winter [MW] | 6719.0051 | 7446.2529 | 7756.9691 | 9207.5892 | 8128.6821 | 8676.6123 | 9476.5546
Total Reserve Margin Capacity Winter [MW] | 128465.8082 | 130609.7039 | 137277.7993 | 140740.8027 | 147107.5358 | 152254.2104 | 159115.9448
2. Peak Load Winter [MW] | 102408.4831 | 105960.849 | 115050.8954 | 122884.4605 | 129549.1299 | 135350.5719 | 141445.9964
Less DSM [MW] | 0 | 0 | 0 | 0 | 0 | 0 | 0
Net Demand Winter [MW] | 102408.4831 | 105960.849 | 115050.8954 | 122884.4605 | 129549.1299 | 135350.5719 | 141445.9964
3. Reserve Margin Winter [%] | 25.4445 | 23.2622 | 19.3192 | 14.531 | 13.5535 | 12.4888 | 12.4924
1. Reserve Margin Capacity Spring [MW] | 126907.4533 | 126924.8355 | 132803.1411 | 136912.485 | 139725.4846 | 142632.7794 | 148157.8005
Plus Firm Contract Purchases Spring [MW] | 0 | 0 | 0 | 0 | 0 | 0 | 0
Plus Transmission In Spring [MW] | 498.9317 | 2022.7679 | 2021.2647 | 1972.509 | 2129.1505 | 2282.5168 | 2341.2057
Less Firm Contract Sales Spring [MW] | 0 | 0 | 0 | 0 | 0 | 0 | 0
Less Transmission Out Spring [MW] | 482.6083 | 2072.5081 | 2070.9679 | 2021.0134 | 2181.5067 | 1138.6443 | 1198.7763
Total Reserve Margin Capacity Spring [MW] | 126923.7767 | 126875.0953 | 132753.4378 | 136863.9807 | 139673.1284 | 143776.6519 | 149300.2299
2. Peak Load Spring [MW] | 90524.469 | 93780.5673 | 102097.8219 | 109163.6552 | 115181.8653 | 120425.1205 | 125938.1073
Less DSM [MW] | 0 | 0 | 0 | 0 | 0 | 0 | 0
Net Demand Spring [MW] | 90524.469 | 93780.5673 | 102097.8219 | 109163.6552 | 115181.8653 | 120425.1205 | 125938.1073
3. Reserve Margin Spring [%] | 40.2094 | 35.2893 | 30.0257 | 25.375 | 21.2631 | 19.3909 | 18.5505
1. Reserve Margin Capacity Summer [MW] | 126907.4533 | 126924.8355 | 132803.1411 | 136912.485 | 139725.4846 | 142632.7794 | 148157.8005
Plus Firm Contract Purchases Summer [MW] | 0 | 0 | 0 | 0 | 0 | 0 | 0
Plus Transmission In Summer [MW] | 439.3497 | 493.867 | 88.5109 | 2451.9338 | 2608.2845 | 3624.8343 | 4318.3249
Less Firm Contract Sales Summer [MW] | 0 | 0 | 0 | 0 | 0 | 0 | 0
Less Transmission Out Summer [MW] | 13993.44 | 13719.2452 | 10250.2612 | 14523.178 | 12038.369 | 12206.3147 | 12259.5847
Total Reserve Margin Capacity Summer [MW] | 113353.363 | 113699.4573 | 122641.3908 | 124841.2409 | 130295.4 | 134051.2991 | 140216.5407
2. Peak Load Summer [MW] | 84316.9809 | 87587.228 | 94999.4174 | 102072.4966 | 108054.344 | 113253.315 | 118735.5338
Less DSM [MW] | 0 | 0 | 0 | 0 | 0 | 0 | 0
Net Demand Summer [MW] | 84316.9809 | 87587.228 | 94999.4174 | 102072.4966 | 108054.344 | 113253.315 | 118735.5338
3. Reserve Margin Summer [%] | 34.4372 | 29.8128 | 29.097 | 22.3064 | 20.5832 | 18.3641 | 18.0915
1. Reserve Margin Capacity Fall [MW] | 126907.4533 | 126924.8355 | 132803.1411 | 136912.485 | 139725.4846 | 142632.7794 | 148157.8005
Plus Firm Contract Purchases Fall [MW] | 0 | 0 | 0 | 0 | 0 | 0 | 0
Plus Transmission In Fall [MW] | 1294.6661 | 2967.6221 | 3066.8259 | 3318.8162 | 3407.2873 | 3936.6973 | 4188.1488
Less Firm Contract Sales Fall [MW] | 0 | 0 | 0 | 0 | 0 | 0 | 0
Less Transmission Out Fall [MW] | 1326.5022 | 3040.5965 | 3142.2397 | 3400.4264 | 3491.073 | 3464.6069 | 3675.8893
Total Reserve Margin Capacity Fall [MW] | 126875.6173 | 126851.8612 | 132727.7273 | 136830.8748 | 139641.6988 | 143104.8699 | 148670.06
2. Peak Load Fall [MW] | 93410.052 | 96755.4991 | 105148.5905 | 112469.4786 | 118706.9159 | 124139.7079 | 129853.269
Less DSM [MW] | 0 | 0 | 0 | 0 | 0 | 0 | 0
Net Demand Fall [MW] | 93410.052 | 96755.4991 | 105148.5905 | 112469.4786 | 118706.9159 | 124139.7079 | 129853.269
3. Reserve Margin Fall [%] | 35.8265 | 31.1056 | 26.2287 | 21.6605 | 17.6357 | 15.2773 | 14.4908
1. Reserve Margin Capacity Annual [MW] | 126907.4533 | 126924.8355 | 132803.1411 | 136912.485 | 139725.4846 | 142632.7794 | 148157.8005
Plus Firm Contract Purchases Annual [MW] | 0 | 0 | 0 | 0 | 0 | 0 | 0
Plus Transmission In Annual [MW] | 8277.36 | 11131.1213 | 12231.6274 | 15438.8381 | 16474.288 | 18713.3101 | 21026.3241
Less Firm Contract Sales Annual [MW] | 0 | 0 | 0 | 0 | 0 | 0 | 0
Less Transmission Out Annual [MW] | 8509.1241 | 8987.4307 | 8927.1004 | 10217.5892 | 6801.5095 | 6636.6123 | 7436.5546
Total Reserve Margin Capacity Annual [MW] | 126675.6893 | 129068.526 | 136107.6681 | 142133.734 | 149398.263 | 154709.4772 | 161747.57
(for seasonal/annual regions combined)
2. Peak Load Annual [MW] | 103989.8536 | 107626.0829 | 116694.9251 | 124732.0587 | 131569.1715 | 137515.7102 | 143766.6535
Less DSM [MW] | 0 | 0 | 0 | 0 | 0 | 0 | 0
Net Demand Annual [MW] | 103989.8536 | 107626.0829 | 116694.9251 | 124732.0587 | 131569.1715 | 137515.7102 | 143766.6535
(for seasonal/annual regions combined)
3. Reserve Margin Annual [%] | 21.8154 | 19.9231 | 16.6355 | 13.9512 | 13.5511 | 12.5031 | 12.507
(for seasonal/annual regions combined)
3a.Local Reserves Annual [%] | 122.0383 | 117.9313 | 113.8037 | 109.7653 | 106.1993 | 103.7211 | 103.0544
(for seasonal/annual regions combined)
4. Total Generation [GWh] | 700264.9104 | 722816.7223 | 775760.5612 | 809747.591 | 851109.5133 | 900492.5866 | 949440.7208
Inter-Region Transmission [GWh] | -59219.2951 | -56247.1566 | -45534.7386 | -27241.1547 | -23485.5345 | -32989.6692 | -39788.6135
Pumping & Storage Losses [GWh] | 3426.6099 | 3755.6773 | 4102.5092 | 3876.7289 | 4535.4496 | 5785.0815 | 7246.6874
Produced Fuel Losses [GWh] | 0 | 0 | 0 | 0 | 0 | 0 | 0
Plus Purchases [GWh] | 0 | 0 | 0 | 0 | 0 | 0 | 0
Less Sales [GWh] | 0 | 0 | 0 | 0 | 0 | 0 | 0
5. Total Supply for Demand [GWh] | 637619.0054 | 662813.8883 | 726123.3135 | 778629.7073 | 823088.5292 | 861717.8359 | 902405.42
6. Projected Demand [GWh] | 637600.9052 | 662804.5706 | 726113.1111 | 778628.3872 | 823088.5292 | 861717.8359 | 902405.42
Energy Not Served [GWh] | 0 | 0 | 0 | 0 | 0 | 0 | 0
Less DSM [GWh] | 0 | 0 | 0 | 0 | 0 | 0 | 0
Energy Demand Response [GWh] | 0 | 0 | 0 | 0 | 0 | 0 | 0
Net Demand [GWh] | 637600.9052 | 662804.5706 | 726113.1111 | 778628.3872 | 823088.5292 | 861717.8359 | 902405.42
7. Dumped Energy [GWh] | 18.1002 | 9.3176 | 10.2023 | 1.3201 | 9.5805e-06 | 1.8324e-05 | 9.2472e-06
8. Total Generation [GWh] | 700264.9104 | 722816.7223 | 775760.5612 | 809747.591 | 851109.5133 | 900492.5866 | 949440.7208
Less T&D Losses [GWh] | 36501.0672 | 37776.1741 | 40258.2842 | 42056.5648 | 44423.0125 | 46814.8656 | 49697.7341
9. Total Sales [GWh] | 663763.8432 | 685040.5482 | 735502.277 | 767691.0261 | 806686.5009 | 853677.721 | 899742.9867
Capacity Avoided Costs [US$/kW]
ANNUAL | 44.8225 | 61.9674 | 77.4241 | 92.4352 | 122.3636 | 262.8742 | 342.922
WINTER | 17.1204 | 26.1675 | 48.7957 | 52.6417 | 80.1917 | 195.449 | 265.2327
SPRING | 11.6936 | 12.9786 | 13.2624 | 13.0332 | 12.7738 | 13.7165 | 12.5404
SUMMER | 3.3383 | 9.2022 | 2.0951 | 12.6652 | 16.2617 | 37.6182 | 46.4044
FALL | 11.5617 | 12.842 | 13.145 | 15.5684 | 15.301 | 23.5074 | 24.7639
10. Capacity by Capacity Reporting Type [MW]
00 New Combined Cycle | 2147 | 2147 | 2147 | 2147 | 2147 | 2147 | 2147
00 New Combined Cycle with CCS Retrofit | 0 | 0 | 0 | 0 | 0 | 0 | 0
00 New Combined Cycle with CF Limit | 0 | 0 | 0 | 0 | 0 | 0 | 0
00 New Combined Cycle with HRI Retrofit | 0 | 0 | 0 | 0 | 0 | 0 | 0
00 New Combined Cycle with Hydrogen Retrofit | 0 | 0 | 0 | 0 | 0 | 0 | 0
00 New Combined Cycle with Hydrogen Retrofit Undone | 0 | 0 | 0 | 0 | 0 | 0 | 0
00 New Combined Cycle with CCS | 0 | 0 | 0 | 0 | 0 | 0 | 0
00 New Combustion Turbine | 186 | 186 | 186 | 186 | 186 | 186 | 186
00 New Combustion Turbine with HRI Retrofit | 0 | 0 | 0 | 0 | 0 | 0 | 0
00 New Combustion Turbine with Hydrogen Retrofit | 0 | 0 | 0 | 0 | 0 | 0 | 0
00 New Combustion Turbine with Hydrogen Retrofit Undone | 0 | 0 | 0 | 0 | 0 | 0 | 0
00 New Hydro | 125.8 | 170.7681 | 170.7681 | 933.7707 | 1417.9709 | 2038.7477 | 2410.695
00 New Nuclear | 0 | 0 | 0 | 0 | 0 | 0 | 0
00 New Nuclear - SMR | 0 | 0 | 0 | 0 | 0 | 0 | 0
00 New Biomass | 26.5 | 26.5 | 26.5 | 26.5 | 66.3907 | 437.5145 | 4190.9522
00 New Geothermal | 0 | 0 | 0 | 0 | 0 | 0 | 0
00 New Landfill Gas | 19 | 28 | 85 | 354 | 354 | 354 | 354
00 New Battery Storage | 7088.1011 | 7358.4976 | 12230.4279 | 13821.2543 | 15359.1153 | 16103.8687 | 16769.0238
00 New Offshore Wind | 0 | 0 | 0 | 0 | 0 | 0 | 0
00 New Onshore Wind | 7907.07 | 8520.8682 | 20064.6126 | 32486.6366 | 44822.5128 | 54465.7605 | 59380.5436
00 New Solar PV | 5687.15 | 5687.15 | 5687.15 | 5737.3795 | 6066.6991 | 10413.1028 | 13424.2467
00 New Solar Thermal | 0 | 0 | 0 | 0 | 0 | 0 | 0
00 New Fuel Cell | 0 | 0 | 0 | 0 | 0 | 0 | 0
00 New Ultrasupercritical Coal without CCS | 0 | 0 | 859.8227 | 1271.163 | 1491.8269 | 1855.8006 | 2472.2743
00 New Ultrasupercritical Coal with 30% CCS | 0 | 0 | 0 | 0 | 0 | 0 | 0
00 New Ultrasupercritical Coal with 90% CCS | 0 | 0 | 0 | 0 | 0 | 0 | 0
00 Exist & New Distributed Solar PV | 0 | 0 | 0 | 0 | 0 | 0 | 0
00 Exist Combined Cycle | 17644.364 | 17644.364 | 17644.364 | 17644.364 | 17644.364 | 17644.364 | 17644.364
00 Exist Combustion Turbine | 6257.0528 | 6257.0528 | 6257.0528 | 6257.0528 | 6257.0528 | 6257.0528 | 6257.0528
00 Exist FBC_Uncontrolled | 171 | 171 | 3 | 3 | 3 | 3 | 3
00 Exist FBC_ACI_DSI | 0 | 0 | 0 | 0 | 0 | 0 | 0
00 Exist FBC_DryFGD_ACI | 0 | 0 | 0 | 0 | 0 | 0 | 0
00 Exist FBC_DryFGD_DSI | 0 | 0 | 0 | 0 | 0 | 0 | 0
00 Exist FBC_DryFGD_SNCR | 0 | 0 | 0 | 0 | 0 | 0 | 0
00 Exist FBC_DryFGD_SNCR_ACI | 0 | 0 | 0 | 0 | 0 | 0 | 0
00 Exist FBC_DryFGD_SNCR_ACI_DSI | 0 | 0 | 0 | 0 | 0 | 0 | 0
00 Exist FBC_DryFGD_SNCR_DSI | 0 | 0 | 0 | 0 | 0 | 0 | 0
00 Exist FBC_DSI | 0 | 0 | 0 | 0 | 0 | 0 | 0
00 Exist FBC_SNCR | 0 | 0 | 0 | 0 | 0 | 0 | 0
00 Exist FBC_SNCR_ACI_DSI | 0 | 0 | 0 | 0 | 0 | 0 | 0
00 Exist FBC_SNCR_DSI | 0 | 0 | 0 | 0 | 0 | 0 | 0
00 Exist FBC_WetFGD_SNCR | 0 | 0 | 0 | 0 | 0 | 0 | 0
00 Exist FBC_WetFGD_DSI | 0 | 0 | 0 | 0 | 0 | 0 | 0
00 Exist_Non-FBC_Uncontrolled | 1477 | 736 | 113 | 113 | 113 | 113 | 113
00 Exist_Non-FBC_ACI | 0 | 0 | 0 | 0 | 0 | 0 | 0
00 Exist_Non-FBC_ACI_DSI | 0 | 0 | 0 | 0 | 0 | 0 | 0
00 Exist_Non-FBC_DryFGD | 279 | 279 | 3 | 3 | 3 | 3 | 3
00 Exist_Non-FBC_DryFGD_ACI | 0 | 0 | 0 | 0 | 0 | 0 | 0
00 Exist_Non-FBC_DryFGD_SCR | 0 | 0 | 0 | 0 | 0 | 0 | 0
00 Exist_Non-FBC_DryFGD_SCR_ACI | 0 | 0 | 0 | 0 | 0 | 0 | 0
00 Exist_Non-FBC_DryFGD_SCR_DSI | 0 | 0 | 0 | 0 | 0 | 0 | 0
00 Exist_Non-FBC_DryFGD_SCR_ACI_DSI | 0 | 0 | 0 | 0 | 0 | 0 | 0
00 Exist_Non-FBC_DryFGD_SNCR_ACI | 0 | 0 | 0 | 0 | 0 | 0 | 0
00 Exist_Non-FBC_DryFGD_SNCR_ACI_DSI | 0 | 0 | 0 | 0 | 0 | 0 | 0
00 Exist_Non-FBC_DSI | 0 | 0 | 0 | 0 | 0 | 0 | 0
00 Exist_Non-FBC_SCR_ACI | 0 | 0 | 0 | 0 | 0 | 0 | 0
00 Exist_Non-FBC_SCR_ACI_DSI | 0 | 0 | 0 | 0 | 0 | 0 | 0
00 Exist_Non-FBC_SNCR_ACI | 0 | 0 | 0 | 0 | 0 | 0 | 0
00 Exist_Non-FBC_SNCR_ACI_DSI | 0 | 0 | 0 | 0 | 0 | 0 | 0
00 Exist_Non-FBC_WetFGD | 277.7277 | 277.7277 | 3 | 3 | 3 | 3 | 3
00 Exist_Non-FBC_WetFGD_ACI | 0 | 0 | 0 | 0 | 0 | 0 | 0
00 Exist_Non-FBC_WetFGD_ACI_DSI | 0 | 0 | 0 | 0 | 0 | 0 | 0
00 Exist_Non-FBC_WetFGD_SCR | 0 | 0 | 0 | 0 | 0 | 0 | 0
00 Exist_Non-FBC_WetFGD_SCR_DSI | 0 | 0 | 0 | 0 | 0 | 0 | 0
00 Exist_Non-FBC_WetFGD_SCR_ACI | 0 | 0 | 0 | 0 | 0 | 0 | 0
00 Exist_Non-FBC_WetFGD_SCR_ACI_DSI | 0 | 0 | 0 | 0 | 0 | 0 | 0
00 Exist_Non-FBC_WetFGD_SNCR | 0 | 0 | 0 | 0 | 0 | 0 | 0
00 Exist_Non-FBC_WetFGD_SNCR_ACI | 0 | 0 | 0 | 0 | 0 | 0 | 0
00 Exist IGCC | 0 | 0 | 0 | 0 | 0 | 0 | 0
00 Exist Fossil_Other | 165 | 165 | 165 | 165 | 165 | 165 | 165
00 Exist Fuel Cell | 0 | 0 | 0 | 0 | 0 | 0 | 0
00 Exist Hydro | 84289.287 | 84289.287 | 84289.287 | 84289.287 | 84289.287 | 84289.287 | 84289.287
00 Exist Non Fossil_Other | 341.53 | 341.53 | 341.53 | 341.53 | 341.53 | 341.53 | 341.53
00 Exist Nuclear | 10415 | 10415 | 10415 | 10415 | 10415 | 10415 | 10415
00 Exist Oil/Gas Steam | 4925.48 | 4925.48 | 4925.48 | 4925.48 | 4925.48 | 4925.48 | 4925.48
00 Exist Oil/Gas Steam_SCR | 0 | 0 | 0 | 0 | 0 | 0 | 0
00 Exist Oil/Gas Steam_SNCR | 0 | 0 | 0 | 0 | 0 | 0 | 0
00 Exist Biomass | 2006.272 | 2006.272 | 1953.272 | 1953.272 | 1953.272 | 1729.282 | 1729.282
00 Exist Landfill Gas | 82.321 | 82.321 | 82.321 | 82.321 | 82.321 | 82.321 | 82.321
00 Exist Geothermal | 0 | 0 | 0 | 0 | 0 | 0 | 0
00 Exist Pump Storage | 349 | 749 | 1649 | 1649 | 1649 | 1649 | 1649
00 Exist Energy Storage | 90.1 | 90.1 | 90.1 | 90.1 | 90.1 | 90.1 | 90.1
00 Exist Solar PV | 4789.7503 | 4789.7503 | 4789.7503 | 4789.7503 | 4789.7503 | 4789.7503 | 4789.7503
00 Exist Solar Thermal | 1 | 1 | 1 | 1 | 1 | 1 | 1
00 Exist Offshore Wind | 0 | 0 | 0 | 0 | 0 | 0 | 0
00 Exist Onshore Wind | 20869.037 | 20869.037 | 20869.037 | 20869.037 | 20869.037 | 20869.037 | 20869.037
00 International Imports | 0 | 0 | 0 | 0 | 0 | 0 | 0
00 Ret.Exist Combined Cycle & CF Limit | 0 | 0 | 0 | 0 | 0 | 0 | 0
00 Ret.Exist Combined Cycle & CCS | 0 | 0 | 0 | 0 | 0 | 0 | 0
00 Ret.Exist Combined Cycle & Hydrogen | 0 | 0 | 0 | 0 | 0 | 0 | 0
00 Ret.Exist Combined Cycle & Hydrogen Retrofit Undone | 0 | 0 | 0 | 0 | 0 | 0 | 0
00 Ret.Exist Combined Cycle & HRI | 0 | 0 | 0 | 0 | 0 | 0 | 0
00 Ret.Exist Combustion Turbine & HRI | 0 | 0 | 0 | 0 | 0 | 0 | 0
00 Ret.Exist_FBC_NoCtrl & CCS | 0 | 0 | 0 | 0 | 0 | 0 | 0
00 Ret.Exist_FBC_NoCtrl & DRET | 0 | 0 | 0 | 0 | 0 | 0 | 0
00 Ret.Exist_FBC_NoCtrl & GPM | 0 | 0 | 0 | 0 | 0 | 0 | 0
00 Ret.Exist_FBC_NoCtrl & GPM & CCS | 0 | 0 | 0 | 0 | 0 | 0 | 0
00 Ret.Exist_FBC_NoCtrl & GPM & DRET | 0 | 0 | 0 | 0 | 0 | 0 | 0
00 Ret.Exist_FBC_NoCtrl & GPM & NGC | 0 | 0 | 0 | 0 | 0 | 0 | 0
00 Ret.Exist_FBC_NoCtrl & GPM & SNCR | 0 | 0 | 0 | 0 | 0 | 0 | 0
00 Ret.Exist_FBC_NoCtrl & GPM & SNCR & CCS | 0 | 0 | 0 | 0 | 0 | 0 | 0
00 Ret.Exist_FBC_NoCtrl & GPM & SNCR & DRET | 0 | 0 | 0 | 0 | 0 | 0 | 0
00 Ret.Exist_FBC_NoCtrl & GPM & SNCR & NGC | 0 | 0 | 0 | 0 | 0 | 0 | 0
00 Ret.Exist_FBC_NoCtrl & NGC | 0 | 0 | 0 | 0 | 0 | 0 | 0
00 Ret.Exist_FBC_NoCtrl & SNCR | 0 | 0 | 0 | 0 | 0 | 0 | 0
00 Ret.Exist_FBC_NoCtrl & SNCR & CCS | 0 | 0 | 0 | 0 | 0 | 0 | 0
00 Ret.Exist_FBC_NoCtrl & SNCR & DRET | 0 | 0 | 0 | 0 | 0 | 0 | 0
00 Ret.Exist_FBC_NoCtrl & SNCR & NGC | 0 | 0 | 0 | 0 | 0 | 0 | 0
00 Ret.Exist_FBC_ACI_DSI & CCS | 0 | 0 | 0 | 0 | 0 | 0 | 0
00 Ret.Exist_FBC_ACI_DSI & DCCS | 0 | 0 | 0 | 0 | 0 | 0 | 0
00 Ret.Exist_FBC_ACI_DSI & DCCS & CCS | 0 | 0 | 0 | 0 | 0 | 0 | 0
00 Ret.Exist_FBC_ACI_DSI & DCCS & SNCR & CCS | 0 | 0 | 0 | 0 | 0 | 0 | 0
00 Ret.Exist_FBC_ACI_DSI & DRET | 0 | 0 | 0 | 0 | 0 | 0 | 0
00 Ret.Exist_FBC_ACI_DSI & GPM | 0 | 0 | 0 | 0 | 0 | 0 | 0
00 Ret.Exist_FBC_ACI_DSI & GPM & CCS | 0 | 0 | 0 | 0 | 0 | 0 | 0
00 Ret.Exist_FBC_ACI_DSI & GPM & DRET | 0 | 0 | 0 | 0 | 0 | 0 | 0
00 Ret.Exist_FBC_ACI_DSI & GPM & NGC | 0 | 0 | 0 | 0 | 0 | 0 | 0
00 Ret.Exist_FBC_ACI_DSI & GPM & SNCR | 0 | 0 | 0 | 0 | 0 | 0 | 0
00 Ret.Exist_FBC_ACI_DSI & GPM & SNCR & CCS | 0 | 0 | 0 | 0 | 0 | 0 | 0
00 Ret.Exist_FBC_ACI_DSI & GPM & SNCR & DRET | 0 | 0 | 0 | 0 | 0 | 0 | 0
00 Ret.Exist_FBC_ACI_DSI & GPM & SNCR & NGC | 0 | 0 | 0 | 0 | 0 | 0 | 0
00 Ret.Exist_FBC_ACI_DSI & NGC | 0 | 0 | 0 | 0 | 0 | 0 | 0
00 Ret.Exist_FBC_ACI_DSI & SNCR | 0 | 0 | 0 | 0 | 0 | 0 | 0
00 Ret.Exist_FBC_ACI_DSI & SNCR & CCS | 0 | 0 | 0 | 0 | 0 | 0 | 0
00 Ret.Exist_FBC_ACI_DSI & SNCR & DRET | 0 | 0 | 0 | 0 | 0 | 0 | 0
00 Ret.Exist_FBC_ACI_DSI & SNCR & NGC | 0 | 0 | 0 | 0 | 0 | 0 | 0
00 Ret.Exist_FBC_DryFGD_ACI & CCS | 0 | 0 | 0 | 0 | 0 | 0 | 0
00 Ret.Exist_FBC_DryFGD_ACI & DCCS | 0 | 0 | 0 | 0 | 0 | 0 | 0
00 Ret.Exist_FBC_DryFGD_ACI & DCCS & CCS | 0 | 0 | 0 | 0 | 0 | 0 | 0
00 Ret.Exist_FBC_DryFGD_ACI & DCCS & SNCR & CCS | 0 | 0 | 0 | 0 | 0 | 0 | 0
00 Ret.Exist_FBC_DryFGD_ACI & DRET | 0 | 0 | 0 | 0 | 0 | 0 | 0
00 Ret.Exist_FBC_DryFGD_ACI & GPM | 0 | 0 | 0 | 0 | 0 | 0 | 0
00 Ret.Exist_FBC_DryFGD_ACI & GPM & CCS | 0 | 0 | 0 | 0 | 0 | 0 | 0
00 Ret.Exist_FBC_DryFGD_ACI & GPM & DRET | 0 | 0 | 0 | 0 | 0 | 0 | 0
00 Ret.Exist_FBC_DryFGD_ACI & GPM & NGC | 0 | 0 | 0 | 0 | 0 | 0 | 0
00 Ret.Exist_FBC_DryFGD_ACI & GPM & SNCR | 0 | 0 | 0 | 0 | 0 | 0 | 0
00 Ret.Exist_FBC_DryFGD_ACI & GPM & SNCR & CCS | 0 | 0 | 0 | 0 | 0 | 0 | 0
00 Ret.Exist_FBC_DryFGD_ACI & GPM & SNCR & DRET | 0 | 0 | 0 | 0 | 0 | 0 | 0
00 Ret.Exist_FBC_DryFGD_ACI & GPM & SNCR & NGC | 0 | 0 | 0 | 0 | 0 | 0 | 0
00 Ret.Exist_FBC_DryFGD_ACI & NGC | 0 | 0 | 0 | 0 | 0 | 0 | 0
00 Ret.Exist_FBC_DryFGD_ACI & SNCR | 0 | 0 | 0 | 0 | 0 | 0 | 0
00 Ret.Exist_FBC_DryFGD_ACI & SNCR & CCS | 0 | 0 | 0 | 0 | 0 | 0 | 0
00 Ret.Exist_FBC_DryFGD_ACI & SNCR & DRET | 0 | 0 | 0 | 0 | 0 | 0 | 0
00 Ret.Exist_FBC_DryFGD_ACI & SNCR & NGC | 0 | 0 | 0 | 0 | 0 | 0 | 0
00 Ret.Exist_FBC_DryFGD_DSI & ACI | 0 | 0 | 0 | 0 | 0 | 0 | 0
00 Ret.Exist_FBC_DryFGD_DSI & ACI & DRET | 0 | 0 | 0 | 0 | 0 | 0 | 0
00 Ret.Exist_FBC_DryFGD_DSI & ACI & GPM | 0 | 0 | 0 | 0 | 0 | 0 | 0
00 Ret.Exist_FBC_DryFGD_DSI & ACI & GPM & DRET | 0 | 0 | 0 | 0 | 0 | 0 | 0
00 Ret.Exist_FBC_DryFGD_DSI & ACI & GPM & NGC | 0 | 0 | 0 | 0 | 0 | 0 | 0
00 Ret.Exist_FBC_DryFGD_DSI & ACI & GPM & SNCR | 0 | 0 | 0 | 0 | 0 | 0 | 0
00 Ret.Exist_FBC_DryFGD_DSI & ACI & GPM & SNCR & DRET | 0 | 0 | 0 | 0 | 0 | 0 | 0
00 Ret.Exist_FBC_DryFGD_DSI & ACI & GPM & SNCR & NGC | 0 | 0 | 0 | 0 | 0 | 0 | 0
00 Ret.Exist_FBC_DryFGD_DSI & ACI & NGC | 0 | 0 | 0 | 0 | 0 | 0 | 0
00 Ret.Exist_FBC_DryFGD_DSI & ACI & SNCR | 0 | 0 | 0 | 0 | 0 | 0 | 0
00 Ret.Exist_FBC_DryFGD_DSI & ACI & SNCR & DRET | 0 | 0 | 0 | 0 | 0 | 0 | 0
00 Ret.Exist_FBC_DryFGD_DSI & ACI & SNCR & NGC | 0 | 0 | 0 | 0 | 0 | 0 | 0
00 Ret.Exist_FBC_DryFGD_DSI & DRET | 0 | 0 | 0 | 0 | 0 | 0 | 0
00 Ret.Exist_FBC_DryFGD_DSI & GPM | 0 | 0 | 0 | 0 | 0 | 0 | 0
00 Ret.Exist_FBC_DryFGD_DSI & GPM & DRET | 0 | 0 | 0 | 0 | 0 | 0 | 0
00 Ret.Exist_FBC_DryFGD_DSI & GPM & NGC | 0 | 0 | 0 | 0 | 0 | 0 | 0
00 Ret.Exist_FBC_DryFGD_DSI & GPM & SNCR | 0 | 0 | 0 | 0 | 0 | 0 | 0
00 Ret.Exist_FBC_DryFGD_DSI & GPM & SNCR & DRET | 0 | 0 | 0 | 0 | 0 | 0 | 0
00 Ret.Exist_FBC_DryFGD_DSI & GPM & SNCR & NGC | 0 | 0 | 0 | 0 | 0 | 0 | 0
00 Ret.Exist_FBC_DryFGD_DSI & NGC | 0 | 0 | 0 | 0 | 0 | 0 | 0
00 Ret.Exist_FBC_DryFGD_DSI & SNCR | 0 | 0 | 0 | 0 | 0 | 0 | 0
00 Ret.Exist_FBC_DryFGD_DSI & SNCR & DRET | 0 | 0 | 0 | 0 | 0 | 0 | 0
00 Ret.Exist_FBC_DryFGD_DSI & SNCR & NGC | 0 | 0 | 0 | 0 | 0 | 0 | 0
00 Ret.Exist_FBC_DryFGD_SNCR & ACI | 0 | 0 | 0 | 0 | 0 | 0 | 0
00 Ret.Exist_FBC_DryFGD_SNCR & ACI & CCS | 0 | 0 | 0 | 0 | 0 | 0 | 0
00 Ret.Exist_FBC_DryFGD_SNCR & ACI & DRET | 0 | 0 | 0 | 0 | 0 | 0 | 0
00 Ret.Exist_FBC_DryFGD_SNCR & ACI & GPM | 0 | 0 | 0 | 0 | 0 | 0 | 0
00 Ret.Exist_FBC_DryFGD_SNCR & ACI & GPM & CCS | 0 | 0 | 0 | 0 | 0 | 0 | 0
00 Ret.Exist_FBC_DryFGD_SNCR & ACI & GPM & DRET | 0 | 0 | 0 | 0 | 0 | 0 | 0
00 Ret.Exist_FBC_DryFGD_SNCR & ACI & GPM & NGC | 0 | 0 | 0 | 0 | 0 | 0 | 0
00 Ret.Exist_FBC_DryFGD_SNCR & ACI & NGC | 0 | 0 | 0 | 0 | 0 | 0 | 0
00 Ret.Exist_FBC_DryFGD_SNCR & CCS | 0 | 0 | 0 | 0 | 0 | 0 | 0
00 Ret.Exist_FBC_DryFGD_SNCR & DCCS | 0 | 0 | 0 | 0 | 0 | 0 | 0
00 Ret.Exist_FBC_DryFGD_SNCR & DCCS & CCS | 0 | 0 | 0 | 0 | 0 | 0 | 0
00 Ret.Exist_FBC_DryFGD_SNCR & DRET | 0 | 0 | 0 | 0 | 0 | 0 | 0
00 Ret.Exist_FBC_DryFGD_SNCR & GPM | 0 | 0 | 0 | 0 | 0 | 0 | 0
00 Ret.Exist_FBC_DryFGD_SNCR & GPM & CCS | 0 | 0 | 0 | 0 | 0 | 0 | 0
00 Ret.Exist_FBC_DryFGD_SNCR & GPM & DRET | 0 | 0 | 0 | 0 | 0 | 0 | 0
00 Ret.Exist_FBC_DryFGD_SNCR & GPM & NGC | 0 | 0 | 0 | 0 | 0 | 0 | 0
00 Ret.Exist_FBC_DryFGD_SNCR & NGC | 0 | 0 | 0 | 0 | 0 | 0 | 0
00 Ret.Exist_FBC_DryFGD_SNCR_ACI & CCS | 0 | 0 | 0 | 0 | 0 | 0 | 0
00 Ret.Exist_FBC_DryFGD_SNCR_ACI & DCCS | 0 | 0 | 0 | 0 | 0 | 0 | 0
00 Ret.Exist_FBC_DryFGD_SNCR_ACI & DCCS & CCS | 0 | 0 | 0 | 0 | 0 | 0 | 0
00 Ret.Exist_FBC_DryFGD_SNCR_ACI & DRET | 0 | 0 | 0 | 0 | 0 | 0 | 0
00 Ret.Exist_FBC_DryFGD_SNCR_ACI & GPM | 0 | 0 | 0 | 0 | 0 | 0 | 0
00 Ret.Exist_FBC_DryFGD_SNCR_ACI & GPM & CCS | 0 | 0 | 0 | 0 | 0 | 0 | 0
00 Ret.Exist_FBC_DryFGD_SNCR_ACI & GPM & DRET | 0 | 0 | 0 | 0 | 0 | 0 | 0
00 Ret.Exist_FBC_DryFGD_SNCR_ACI & GPM & NGC | 0 | 0 | 0 | 0 | 0 | 0 | 0
00 Ret.Exist_FBC_DryFGD_SNCR_ACI & NGC | 0 | 0 | 0 | 0 | 0 | 0 | 0
00 Ret.Exist_FBC_DryFGD_SNCR_ACI_DSI & CCS | 0 | 0 | 0 | 0 | 0 | 0 | 0
00 Ret.Exist_FBC_DryFGD_SNCR_ACI_DSI & DCCS | 0 | 0 | 0 | 0 | 0 | 0 | 0
00 Ret.Exist_FBC_DryFGD_SNCR_ACI_DSI & DCCS & CCS | 0 | 0 | 0 | 0 | 0 | 0 | 0
00 Ret.Exist_FBC_DryFGD_SNCR_ACI_DSI & DRET | 0 | 0 | 0 | 0 | 0 | 0 | 0
00 Ret.Exist_FBC_DryFGD_SNCR_ACI_DSI & GPM | 0 | 0 | 0 | 0 | 0 | 0 | 0
00 Ret.Exist_FBC_DryFGD_SNCR_ACI_DSI & GPM & CCS | 0 | 0 | 0 | 0 | 0 | 0 | 0
00 Ret.Exist_FBC_DryFGD_SNCR_ACI_DSI & GPM & DRET | 0 | 0 | 0 | 0 | 0 | 0 | 0
00 Ret.Exist_FBC_DryFGD_SNCR_ACI_DSI & GPM & NGC | 0 | 0 | 0 | 0 | 0 | 0 | 0
00 Ret.Exist_FBC_DryFGD_SNCR_ACI_DSI & NGC | 0 | 0 | 0 | 0 | 0 | 0 | 0
00 Ret.Exist_FBC_DryFGD_SNCR_DSI & ACI | 0 | 0 | 0 | 0 | 0 | 0 | 0
00 Ret.Exist_FBC_DryFGD_SNCR_DSI & ACI & DRET | 0 | 0 | 0 | 0 | 0 | 0 | 0
00 Ret.Exist_FBC_DryFGD_SNCR_DSI & ACI & GPM | 0 | 0 | 0 | 0 | 0 | 0 | 0
00 Ret.Exist_FBC_DryFGD_SNCR_DSI & ACI & GPM & DRET | 0 | 0 | 0 | 0 | 0 | 0 | 0
00 Ret.Exist_FBC_DryFGD_SNCR_DSI & ACI & GPM & NGC | 0 | 0 | 0 | 0 | 0 | 0 | 0
00 Ret.Exist_FBC_DryFGD_SNCR_DSI & ACI & NGC | 0 | 0 | 0 | 0 | 0 | 0 | 0
00 Ret.Exist_FBC_DryFGD_SNCR_DSI & DRET | 0 | 0 | 0 | 0 | 0 | 0 | 0
00 Ret.Exist_FBC_DryFGD_SNCR_DSI & GPM | 0 | 0 | 0 | 0 | 0 | 0 | 0
00 Ret.Exist_FBC_DryFGD_SNCR_DSI & GPM & DRET | 0 | 0 | 0 | 0 | 0 | 0 | 0
00 Ret.Exist_FBC_DryFGD_SNCR_DSI & GPM & NGC | 0 | 0 | 0 | 0 | 0 | 0 | 0
00 Ret.Exist_FBC_DryFGD_SNCR_DSI & NGC | 0 | 0 | 0 | 0 | 0 | 0 | 0
00 Ret.Exist_FBC_DSI & ACI | 0 | 0 | 0 | 0 | 0 | 0 | 0
00 Ret.Exist_FBC_DSI & ACI & DRET | 0 | 0 | 0 | 0 | 0 | 0 | 0
00 Ret.Exist_FBC_DSI & ACI & GPM | 0 | 0 | 0 | 0 | 0 | 0 | 0
00 Ret.Exist_FBC_DSI & ACI & GPM & DRET | 0 | 0 | 0 | 0 | 0 | 0 | 0
00 Ret.Exist_FBC_DSI & ACI & GPM & NGC | 0 | 0 | 0 | 0 | 0 | 0 | 0
00 Ret.Exist_FBC_DSI & ACI & GPM & SNCR | 0 | 0 | 0 | 0 | 0 | 0 | 0
00 Ret.Exist_FBC_DSI & ACI & GPM & SNCR & DRET | 0 | 0 | 0 | 0 | 0 | 0 | 0
00 Ret.Exist_FBC_DSI & ACI & GPM & SNCR & NGC | 0 | 0 | 0 | 0 | 0 | 0 | 0
00 Ret.Exist_FBC_DSI & ACI & NGC | 0 | 0 | 0 | 0 | 0 | 0 | 0
00 Ret.Exist_FBC_DSI & ACI & SNCR | 0 | 0 | 0 | 0 | 0 | 0 | 0
00 Ret.Exist_FBC_DSI & ACI & SNCR & DRET | 0 | 0 | 0 | 0 | 0 | 0 | 0
00 Ret.Exist_FBC_DSI & ACI & SNCR & NGC | 0 | 0 | 0 | 0 | 0 | 0 | 0
00 Ret.Exist_FBC_DSI & DRET | 0 | 0 | 0 | 0 | 0 | 0 | 0
00 Ret.Exist_FBC_DSI & GPM | 0 | 0 | 0 | 0 | 0 | 0 | 0
00 Ret.Exist_FBC_DSI & GPM & DRET | 0 | 0 | 0 | 0 | 0 | 0 | 0
00 Ret.Exist_FBC_DSI & GPM & NGC | 0 | 0 | 0 | 0 | 0 | 0 | 0
00 Ret.Exist_FBC_DSI & GPM & SNCR | 0 | 0 | 0 | 0 | 0 | 0 | 0
00 Ret.Exist_FBC_DSI & GPM & SNCR & DRET | 0 | 0 | 0 | 0 | 0 | 0 | 0
00 Ret.Exist_FBC_DSI & GPM & SNCR & NGC | 0 | 0 | 0 | 0 | 0 | 0 | 0
00 Ret.Exist_FBC_DSI & NGC | 0 | 0 | 0 | 0 | 0 | 0 | 0
00 Ret.Exist_FBC_DSI & SNCR | 0 | 0 | 0 | 0 | 0 | 0 | 0
00 Ret.Exist_FBC_DSI & SNCR & DRET | 0 | 0 | 0 | 0 | 0 | 0 | 0
00 Ret.Exist_FBC_DSI & SNCR & NGC | 0 | 0 | 0 | 0 | 0 | 0 | 0
00 Ret.Exist_FBC_SNCR & ACI | 0 | 0 | 0 | 0 | 0 | 0 | 0
00 Ret.Exist_FBC_SNCR & ACI & DRET | 0 | 0 | 0 | 0 | 0 | 0 | 0
00 Ret.Exist_FBC_SNCR & ACI & NGC | 0 | 0 | 0 | 0 | 0 | 0 | 0
00 Ret.Exist_FBC_SNCR & DRET | 0 | 0 | 0 | 0 | 0 | 0 | 0
00 Ret.Exist_FBC_SNCR & GPM | 0 | 0 | 0 | 0 | 0 | 0 | 0
00 Ret.Exist_FBC_SNCR & GPM & DRET | 0 | 0 | 0 | 0 | 0 | 0 | 0
00 Ret.Exist_FBC_SNCR & GPM & NGC | 0 | 0 | 0 | 0 | 0 | 0 | 0
00 Ret.Exist_FBC_SNCR & NGC | 0 | 0 | 0 | 0 | 0 | 0 | 0
00 Ret.Exist_FBC_SNCR_ACI_DSI & CCS | 0 | 0 | 0 | 0 | 0 | 0 | 0
00 Ret.Exist_FBC_SNCR_ACI_DSI & DCCS | 0 | 0 | 0 | 0 | 0 | 0 | 0
00 Ret.Exist_FBC_SNCR_ACI_DSI & DCCS & CCS | 0 | 0 | 0 | 0 | 0 | 0 | 0
00 Ret.Exist_FBC_SNCR_ACI_DSI & DRET | 0 | 0 | 0 | 0 | 0 | 0 | 0
00 Ret.Exist_FBC_SNCR_ACI_DSI & GPM | 0 | 0 | 0 | 0 | 0 | 0 | 0
00 Ret.Exist_FBC_SNCR_ACI_DSI & GPM & CCS | 0 | 0 | 0 | 0 | 0 | 0 | 0
00 Ret.Exist_FBC_SNCR_ACI_DSI & GPM & DRET | 0 | 0 | 0 | 0 | 0 | 0 | 0
00 Ret.Exist_FBC_SNCR_ACI_DSI & GPM & NGC | 0 | 0 | 0 | 0 | 0 | 0 | 0
00 Ret.Exist_FBC_SNCR_ACI_DSI & NGC | 0 | 0 | 0 | 0 | 0 | 0 | 0
00 Ret.Exist_FBC_SNCR_DSI & ACI | 0 | 0 | 0 | 0 | 0 | 0 | 0
00 Ret.Exist_FBC_SNCR_DSI & ACI & CCS | 0 | 0 | 0 | 0 | 0 | 0 | 0
00 Ret.Exist_FBC_SNCR_DSI & ACI & DRET | 0 | 0 | 0 | 0 | 0 | 0 | 0
00 Ret.Exist_FBC_SNCR_DSI & ACI & GPM | 0 | 0 | 0 | 0 | 0 | 0 | 0
00 Ret.Exist_FBC_SNCR_DSI & ACI & GPM & CCS | 0 | 0 | 0 | 0 | 0 | 0 | 0
00 Ret.Exist_FBC_SNCR_DSI & ACI & GPM & DRET | 0 | 0 | 0 | 0 | 0 | 0 | 0
00 Ret.Exist_FBC_SNCR_DSI & ACI & GPM & NGC | 0 | 0 | 0 | 0 | 0 | 0 | 0
00 Ret.Exist_FBC_SNCR_DSI & ACI & NGC | 0 | 0 | 0 | 0 | 0 | 0 | 0
00 Ret.Exist_FBC_SNCR_DSI & CCS | 0 | 0 | 0 | 0 | 0 | 0 | 0
00 Ret.Exist_FBC_SNCR_DSI & DCCS | 0 | 0 | 0 | 0 | 0 | 0 | 0
00 Ret.Exist_FBC_SNCR_DSI & DCCS & CCS | 0 | 0 | 0 | 0 | 0 | 0 | 0
00 Ret.Exist_FBC_SNCR_DSI & DRET | 0 | 0 | 0 | 0 | 0 | 0 | 0
00 Ret.Exist_FBC_SNCR_DSI & GPM | 0 | 0 | 0 | 0 | 0 | 0 | 0
00 Ret.Exist_FBC_SNCR_DSI & GPM & CCS | 0 | 0 | 0 | 0 | 0 | 0 | 0
00 Ret.Exist_FBC_SNCR_DSI & GPM & DRET | 0 | 0 | 0 | 0 | 0 | 0 | 0
00 Ret.Exist_FBC_SNCR_DSI & GPM & NGC | 0 | 0 | 0 | 0 | 0 | 0 | 0
00 Ret.Exist_FBC_SNCR_DSI & NGC | 0 | 0 | 0 | 0 | 0 | 0 | 0
00 Ret.Exist_FBC_WetFGD_DSI & ACI | 0 | 0 | 0 | 0 | 0 | 0 | 0
00 Ret.Exist_FBC_WetFGD_DSI & ACI & DRET | 0 | 0 | 0 | 0 | 0 | 0 | 0
00 Ret.Exist_FBC_WetFGD_DSI & ACI & GPM | 0 | 0 | 0 | 0 | 0 | 0 | 0
00 Ret.Exist_FBC_WetFGD_DSI & ACI & GPM & DRET | 0 | 0 | 0 | 0 | 0 | 0 | 0
00 Ret.Exist_FBC_WetFGD_DSI & ACI & GPM & NGC | 0 | 0 | 0 | 0 | 0 | 0 | 0
00 Ret.Exist_FBC_WetFGD_DSI & ACI & GPM & SNCR | 0 | 0 | 0 | 0 | 0 | 0 | 0
00 Ret.Exist_FBC_WetFGD_DSI & ACI & GPM & SNCR & DRET | 0 | 0 | 0 | 0 | 0 | 0 | 0
00 Ret.Exist_FBC_WetFGD_DSI & ACI & GPM & SNCR & NGC | 0 | 0 | 0 | 0 | 0 | 0 | 0
00 Ret.Exist_FBC_WetFGD_DSI & ACI & NGC | 0 | 0 | 0 | 0 | 0 | 0 | 0
00 Ret.Exist_FBC_WetFGD_DSI & ACI & SNCR | 0 | 0 | 0 | 0 | 0 | 0 | 0
00 Ret.Exist_FBC_WetFGD_DSI & ACI & SNCR & DRET | 0 | 0 | 0 | 0 | 0 | 0 | 0
00 Ret.Exist_FBC_WetFGD_DSI & ACI & SNCR & NGC | 0 | 0 | 0 | 0 | 0 | 0 | 0
00 Ret.Exist_FBC_WetFGD_DSI & DRET | 0 | 0 | 0 | 0 | 0 | 0 | 0
00 Ret.Exist_FBC_WetFGD_DSI & GPM | 0 | 0 | 0 | 0 | 0 | 0 | 0
00 Ret.Exist_FBC_WetFGD_DSI & GPM & DRET | 0 | 0 | 0 | 0 | 0 | 0 | 0
00 Ret.Exist_FBC_WetFGD_DSI & GPM & NGC | 0 | 0 | 0 | 0 | 0 | 0 | 0
00 Ret.Exist_FBC_WetFGD_DSI & GPM & SNCR | 0 | 0 | 0 | 0 | 0 | 0 | 0
00 Ret.Exist_FBC_WetFGD_DSI & GPM & SNCR & DRET | 0 | 0 | 0 | 0 | 0 | 0 | 0
00 Ret.Exist_FBC_WetFGD_DSI & GPM & SNCR & NGC | 0 | 0 | 0 | 0 | 0 | 0 | 0
00 Ret.Exist_FBC_WetFGD_DSI & NGC | 0 | 0 | 0 | 0 | 0 | 0 | 0
00 Ret.Exist_FBC_WetFGD_DSI & SNCR | 0 | 0 | 0 | 0 | 0 | 0 | 0
00 Ret.Exist_FBC_WetFGD_DSI & SNCR & DRET | 0 | 0 | 0 | 0 | 0 | 0 | 0
00 Ret.Exist_FBC_WetFGD_DSI & SNCR & NGC | 0 | 0 | 0 | 0 | 0 | 0 | 0
00 Ret.Exist_FBC_WetFGD_SNCR & ACI | 0 | 0 | 0 | 0 | 0 | 0 | 0
00 Ret.Exist_FBC_WetFGD_SNCR & ACI & DRET | 0 | 0 | 0 | 0 | 0 | 0 | 0
00 Ret.Exist_FBC_WetFGD_SNCR & ACI & NGC | 0 | 0 | 0 | 0 | 0 | 0 | 0
00 Ret.Exist_FBC_WetFGD_SNCR & DRET | 0 | 0 | 0 | 0 | 0 | 0 | 0
00 Ret.Exist_FBC_WetFGD_SNCR & GPM | 0 | 0 | 0 | 0 | 0 | 0 | 0
00 Ret.Exist_FBC_WetFGD_SNCR & GPM & DRET | 0 | 0 | 0 | 0 | 0 | 0 | 0
00 Ret.Exist_FBC_WetFGD_SNCR & GPM & NGC | 0 | 0 | 0 | 0 | 0 | 0 | 0
00 Ret.Exist_FBC_WetFGD_SNCR & NGC | 0 | 0 | 0 | 0 | 0 | 0 | 0
00 Ret.Exist_Non-FBC_ACI & C2G | 0 | 0 | 0 | 0 | 0 | 0 | 0
00 Ret.Exist_Non-FBC_ACI & C2G & SCR | 0 | 0 | 0 | 0 | 0 | 0 | 0
00 Ret.Exist_Non-FBC_ACI & DCCS | 0 | 0 | 0 | 0 | 0 | 0 | 0
00 Ret.Exist_Non-FBC_ACI & DCCS & WetFGD & SCR & CCS | 0 | 0 | 0 | 0 | 0 | 0 | 0
00 Ret.Exist_Non-FBC_ACI & DRET | 0 | 0 | 0 | 0 | 0 | 0 | 0
00 Ret.Exist_Non-FBC_ACI & DSI | 0 | 0 | 0 | 0 | 0 | 0 | 0
00 Ret.Exist_Non-FBC_ACI & DSI & C2G | 0 | 0 | 0 | 0 | 0 | 0 | 0
00 Ret.Exist_Non-FBC_ACI & DSI & C2G & SCR | 0 | 0 | 0 | 0 | 0 | 0 | 0
00 Ret.Exist_Non-FBC_ACI & DSI & DRET | 0 | 0 | 0 | 0 | 0 | 0 | 0
00 Ret.Exist_Non-FBC_ACI & DSI & GPM | 0 | 0 | 0 | 0 | 0 | 0 | 0
00 Ret.Exist_Non-FBC_ACI & DSI & GPM & C2G | 0 | 0 | 0 | 0 | 0 | 0 | 0
00 Ret.Exist_Non-FBC_ACI & DSI & GPM & C2G & SCR | 0 | 0 | 0 | 0 | 0 | 0 | 0
00 Ret.Exist_Non-FBC_ACI & DSI & GPM & DRET | 0 | 0 | 0 | 0 | 0 | 0 | 0
00 Ret.Exist_Non-FBC_ACI & DSI & GPM & NGC | 0 | 0 | 0 | 0 | 0 | 0 | 0
00 Ret.Exist_Non-FBC_ACI & DSI & GPM & SCR | 0 | 0 | 0 | 0 | 0 | 0 | 0
00 Ret.Exist_Non-FBC_ACI & DSI & GPM & SCR & DRET | 0 | 0 | 0 | 0 | 0 | 0 | 0
00 Ret.Exist_Non-FBC_ACI & DSI & GPM & SCR & NGC | 0 | 0 | 0 | 0 | 0 | 0 | 0
00 Ret.Exist_Non-FBC_ACI & DSI & GPM & SNCR | 0 | 0 | 0 | 0 | 0 | 0 | 0
00 Ret.Exist_Non-FBC_ACI & DSI & GPM & SNCR & DRET | 0 | 0 | 0 | 0 | 0 | 0 | 0
00 Ret.Exist_Non-FBC_ACI & DSI & GPM & SNCR & NGC | 0 | 0 | 0 | 0 | 0 | 0 | 0
00 Ret.Exist_Non-FBC_ACI & DSI & GPM & WetFGD & SCR & CCS | 0 | 0 | 0 | 0 | 0 | 0 | 0
00 Ret.Exist_Non-FBC_ACI & DSI & NGC | 0 | 0 | 0 | 0 | 0 | 0 | 0
00 Ret.Exist_Non-FBC_ACI & DSI & SCR | 0 | 0 | 0 | 0 | 0 | 0 | 0
00 Ret.Exist_Non-FBC_ACI & DSI & SCR & DRET | 0 | 0 | 0 | 0 | 0 | 0 | 0
00 Ret.Exist_Non-FBC_ACI & DSI & SCR & NGC | 0 | 0 | 0 | 0 | 0 | 0 | 0
00 Ret.Exist_Non-FBC_ACI & DSI & SNCR | 0 | 0 | 0 | 0 | 0 | 0 | 0
00 Ret.Exist_Non-FBC_ACI & DSI & SNCR & DRET | 0 | 0 | 0 | 0 | 0 | 0 | 0
00 Ret.Exist_Non-FBC_ACI & DSI & SNCR & NGC | 0 | 0 | 0 | 0 | 0 | 0 | 0
00 Ret.Exist_Non-FBC_ACI & DSI & WetFGD & SCR & CCS | 0 | 0 | 0 | 0 | 0 | 0 | 0
00 Ret.Exist_Non-FBC_ACI & GPM | 0 | 0 | 0 | 0 | 0 | 0 | 0
00 Ret.Exist_Non-FBC_ACI & GPM & C2G | 0 | 0 | 0 | 0 | 0 | 0 | 0
00 Ret.Exist_Non-FBC_ACI & GPM & C2G & SCR | 0 | 0 | 0 | 0 | 0 | 0 | 0
00 Ret.Exist_Non-FBC_ACI & GPM & DRET | 0 | 0 | 0 | 0 | 0 | 0 | 0
00 Ret.Exist_Non-FBC_ACI & GPM & NGC | 0 | 0 | 0 | 0 | 0 | 0 | 0
00 Ret.Exist_Non-FBC_ACI & GPM & SCR | 0 | 0 | 0 | 0 | 0 | 0 | 0
00 Ret.Exist_Non-FBC_ACI & GPM & SCR & DRET | 0 | 0 | 0 | 0 | 0 | 0 | 0
00 Ret.Exist_Non-FBC_ACI & GPM & SCR & NGC | 0 | 0 | 0 | 0 | 0 | 0 | 0
00 Ret.Exist_Non-FBC_ACI & GPM & SNCR | 0 | 0 | 0 | 0 | 0 | 0 | 0
00 Ret.Exist_Non-FBC_ACI & GPM & SNCR & DRET | 0 | 0 | 0 | 0 | 0 | 0 | 0
00 Ret.Exist_Non-FBC_ACI & GPM & SNCR & NGC | 0 | 0 | 0 | 0 | 0 | 0 | 0
00 Ret.Exist_Non-FBC_ACI & GPM & WetFGD & SCR & CCS | 0 | 0 | 0 | 0 | 0 | 0 | 0
00 Ret.Exist_Non-FBC_ACI & NGC | 0 | 0 | 0 | 0 | 0 | 0 | 0
00 Ret.Exist_Non-FBC_ACI & SCR | 0 | 0 | 0 | 0 | 0 | 0 | 0
00 Ret.Exist_Non-FBC_ACI & SCR & C2G | 0 | 0 | 0 | 0 | 0 | 0 | 0
00 Ret.Exist_Non-FBC_ACI & SCR & DRET | 0 | 0 | 0 | 0 | 0 | 0 | 0
00 Ret.Exist_Non-FBC_ACI & SCR & NGC | 0 | 0 | 0 | 0 | 0 | 0 | 0
00 Ret.Exist_Non-FBC_ACI & SCR & WetFGD & CCS | 0 | 0 | 0 | 0 | 0 | 0 | 0
00 Ret.Exist_Non-FBC_ACI & SNCR | 0 | 0 | 0 | 0 | 0 | 0 | 0
00 Ret.Exist_Non-FBC_ACI & SNCR & C2G | 0 | 0 | 0 | 0 | 0 | 0 | 0
00 Ret.Exist_Non-FBC_ACI & SNCR & DRET | 0 | 0 | 0 | 0 | 0 | 0 | 0
00 Ret.Exist_Non-FBC_ACI & SNCR & NGC | 0 | 0 | 0 | 0 | 0 | 0 | 0
00 Ret.Exist_Non-FBC_ACI_DSI & C2G | 0 | 0 | 0 | 0 | 0 | 0 | 0
00 Ret.Exist_Non-FBC_ACI_DSI & C2G & SCR | 0 | 0 | 0 | 0 | 0 | 0 | 0
00 Ret.Exist_Non-FBC_ACI_DSI & DCCS | 0 | 0 | 0 | 0 | 0 | 0 | 0
00 Ret.Exist_Non-FBC_ACI_DSI & DCCS & WetFGD & SCR & CCS | 0 | 0 | 0 | 0 | 0 | 0 | 0
00 Ret.Exist_Non-FBC_ACI_DSI & DRET | 0 | 0 | 0 | 0 | 0 | 0 | 0
00 Ret.Exist_Non-FBC_ACI_DSI & GPM | 0 | 0 | 0 | 0 | 0 | 0 | 0
00 Ret.Exist_Non-FBC_ACI_DSI & GPM & C2G | 0 | 0 | 0 | 0 | 0 | 0 | 0
00 Ret.Exist_Non-FBC_ACI_DSI & GPM & C2G & SCR | 0 | 0 | 0 | 0 | 0 | 0 | 0
00 Ret.Exist_Non-FBC_ACI_DSI & GPM & DRET | 0 | 0 | 0 | 0 | 0 | 0 | 0
00 Ret.Exist_Non-FBC_ACI_DSI & GPM & NGC | 0 | 0 | 0 | 0 | 0 | 0 | 0
00 Ret.Exist_Non-FBC_ACI_DSI & GPM & SCR | 0 | 0 | 0 | 0 | 0 | 0 | 0
00 Ret.Exist_Non-FBC_ACI_DSI & GPM & SCR & DRET | 0 | 0 | 0 | 0 | 0 | 0 | 0
00 Ret.Exist_Non-FBC_ACI_DSI & GPM & SCR & NGC | 0 | 0 | 0 | 0 | 0 | 0 | 0
00 Ret.Exist_Non-FBC_ACI_DSI & GPM & SNCR | 0 | 0 | 0 | 0 | 0 | 0 | 0
00 Ret.Exist_Non-FBC_ACI_DSI & GPM & SNCR & DRET | 0 | 0 | 0 | 0 | 0 | 0 | 0
00 Ret.Exist_Non-FBC_ACI_DSI & GPM & SNCR & NGC | 0 | 0 | 0 | 0 | 0 | 0 | 0
00 Ret.Exist_Non-FBC_ACI_DSI & GPM & WetFGD & SCR & CCS | 0 | 0 | 0 | 0 | 0 | 0 | 0
00 Ret.Exist_Non-FBC_ACI_DSI & NGC | 0 | 0 | 0 | 0 | 0 | 0 | 0
00 Ret.Exist_Non-FBC_ACI_DSI & SCR | 0 | 0 | 0 | 0 | 0 | 0 | 0
00 Ret.Exist_Non-FBC_ACI_DSI & SCR & C2G | 0 | 0 | 0 | 0 | 0 | 0 | 0
00 Ret.Exist_Non-FBC_ACI_DSI & SCR & DRET | 0 | 0 | 0 | 0 | 0 | 0 | 0
00 Ret.Exist_Non-FBC_ACI_DSI & SCR & NGC | 0 | 0 | 0 | 0 | 0 | 0 | 0
00 Ret.Exist_Non-FBC_ACI_DSI & SCR & WetFGD & CCS | 0 | 0 | 0 | 0 | 0 | 0 | 0
00 Ret.Exist_Non-FBC_ACI_DSI & SNCR | 0 | 0 | 0 | 0 | 0 | 0 | 0
00 Ret.Exist_Non-FBC_ACI_DSI & SNCR & C2G | 0 | 0 | 0 | 0 | 0 | 0 | 0
00 Ret.Exist_Non-FBC_ACI_DSI & SNCR & DRET | 0 | 0 | 0 | 0 | 0 | 0 | 0
00 Ret.Exist_Non-FBC_ACI_DSI & SNCR & NGC | 0 | 0 | 0 | 0 | 0 | 0 | 0
00 Ret.Exist_Non-FBC_DryFGD & C2G | 0 | 0 | 0 | 0 | 0 | 0 | 0
00 Ret.Exist_Non-FBC_DryFGD & C2G & SCR | 0 | 0 | 0 | 0 | 0 | 0 | 0
00 Ret.Exist_Non-FBC_DryFGD & DRET | 0 | 0 | 0 | 0 | 0 | 0 | 0
00 Ret.Exist_Non-FBC_DryFGD & GPM | 0 | 0 | 0 | 0 | 0 | 0 | 0
00 Ret.Exist_Non-FBC_DryFGD & GPM & C2G | 0 | 0 | 0 | 0 | 0 | 0 | 0
00 Ret.Exist_Non-FBC_DryFGD & GPM & C2G & SCR | 0 | 0 | 0 | 0 | 0 | 0 | 0
00 Ret.Exist_Non-FBC_DryFGD & GPM & DRET | 0 | 0 | 0 | 0 | 0 | 0 | 0
00 Ret.Exist_Non-FBC_DryFGD & GPM & NGC | 0 | 0 | 0 | 0 | 0 | 0 | 0
00 Ret.Exist_Non-FBC_DryFGD & GPM & SCR | 0 | 0 | 0 | 0 | 0 | 0 | 0
00 Ret.Exist_Non-FBC_DryFGD & GPM & SCR & CCS | 0 | 0 | 0 | 0 | 0 | 0 | 0
00 Ret.Exist_Non-FBC_DryFGD & GPM & SCR & DRET | 0 | 0 | 0 | 0 | 0 | 0 | 0
00 Ret.Exist_Non-FBC_DryFGD & GPM & SCR & NGC | 0 | 0 | 0 | 0 | 0 | 0 | 0
00 Ret.Exist_Non-FBC_DryFGD & GPM & SNCR | 0 | 0 | 0 | 0 | 0 | 0 | 0
00 Ret.Exist_Non-FBC_DryFGD & GPM & SNCR & DRET | 0 | 0 | 0 | 0 | 0 | 0 | 0
00 Ret.Exist_Non-FBC_DryFGD & GPM & SNCR & NGC | 0 | 0 | 0 | 0 | 0 | 0 | 0
00 Ret.Exist_Non-FBC_DryFGD & NGC | 0 | 0 | 0 | 0 | 0 | 0 | 0
00 Ret.Exist_Non-FBC_DryFGD & SCR | 0 | 0 | 0 | 0 | 0 | 0 | 0
00 Ret.Exist_Non-FBC_DryFGD & SCR & C2G | 0 | 0 | 0 | 0 | 0 | 0 | 0
00 Ret.Exist_Non-FBC_DryFGD & SCR & CCS | 0 | 0 | 0 | 0 | 0 | 0 | 0
00 Ret.Exist_Non-FBC_DryFGD & SCR & DRET | 0 | 0 | 0 | 0 | 0 | 0 | 0
00 Ret.Exist_Non-FBC_DryFGD & SCR & NGC | 0 | 0 | 0 | 0 | 0 | 0 | 0
00 Ret.Exist_Non-FBC_DryFGD & SNCR | 0 | 0 | 0 | 0 | 0 | 0 | 0
00 Ret.Exist_Non-FBC_DryFGD & SNCR & C2G | 0 | 0 | 0 | 0 | 0 | 0 | 0
00 Ret.Exist_Non-FBC_DryFGD & SNCR & DRET | 0 | 0 | 0 | 0 | 0 | 0 | 0
00 Ret.Exist_Non-FBC_DryFGD & SNCR & NGC | 0 | 0 | 0 | 0 | 0 | 0 | 0
00 Ret.Exist_Non-FBC_DryFGD_ACI & C2G | 0 | 0 | 0 | 0 | 0 | 0 | 0
00 Ret.Exist_Non-FBC_DryFGD_ACI & C2G & SCR | 0 | 0 | 0 | 0 | 0 | 0 | 0
00 Ret.Exist_Non-FBC_DryFGD_ACI & DCCS | 0 | 0 | 0 | 0 | 0 | 0 | 0
00 Ret.Exist_Non-FBC_DryFGD_ACI & DCCS & SCR & CCS | 0 | 0 | 0 | 0 | 0 | 0 | 0
00 Ret.Exist_Non-FBC_DryFGD_ACI & DRET | 0 | 0 | 0 | 0 | 0 | 0 | 0
00 Ret.Exist_Non-FBC_DryFGD_ACI & GPM | 0 | 0 | 0 | 0 | 0 | 0 | 0
00 Ret.Exist_Non-FBC_DryFGD_ACI & GPM & C2G | 0 | 0 | 0 | 0 | 0 | 0 | 0
00 Ret.Exist_Non-FBC_DryFGD_ACI & GPM & C2G & SCR | 0 | 0 | 0 | 0 | 0 | 0 | 0
00 Ret.Exist_Non-FBC_DryFGD_ACI & GPM & DRET | 0 | 0 | 0 | 0 | 0 | 0 | 0
00 Ret.Exist_Non-FBC_DryFGD_ACI & GPM & NGC | 0 | 0 | 0 | 0 | 0 | 0 | 0
00 Ret.Exist_Non-FBC_DryFGD_ACI & GPM & SCR | 0 | 0 | 0 | 0 | 0 | 0 | 0
00 Ret.Exist_Non-FBC_DryFGD_ACI & GPM & SCR & CCS | 0 | 0 | 0 | 0 | 0 | 0 | 0
00 Ret.Exist_Non-FBC_DryFGD_ACI & GPM & SCR & DRET | 0 | 0 | 0 | 0 | 0 | 0 | 0
00 Ret.Exist_Non-FBC_DryFGD_ACI & GPM & SCR & NGC | 0 | 0 | 0 | 0 | 0 | 0 | 0
00 Ret.Exist_Non-FBC_DryFGD_ACI & GPM & SNCR | 0 | 0 | 0 | 0 | 0 | 0 | 0
00 Ret.Exist_Non-FBC_DryFGD_ACI & GPM & SNCR & DRET | 0 | 0 | 0 | 0 | 0 | 0 | 0
00 Ret.Exist_Non-FBC_DryFGD_ACI & GPM & SNCR & NGC | 0 | 0 | 0 | 0 | 0 | 0 | 0
00 Ret.Exist_Non-FBC_DryFGD_ACI & NGC | 0 | 0 | 0 | 0 | 0 | 0 | 0
00 Ret.Exist_Non-FBC_DryFGD_ACI & SCR | 0 | 0 | 0 | 0 | 0 | 0 | 0
00 Ret.Exist_Non-FBC_DryFGD_ACI & SCR & C2G | 0 | 0 | 0 | 0 | 0 | 0 | 0
00 Ret.Exist_Non-FBC_DryFGD_ACI & SCR & CCS | 0 | 0 | 0 | 0 | 0 | 0 | 0
00 Ret.Exist_Non-FBC_DryFGD_ACI & SCR & DRET | 0 | 0 | 0 | 0 | 0 | 0 | 0
00 Ret.Exist_Non-FBC_DryFGD_ACI & SCR & NGC | 0 | 0 | 0 | 0 | 0 | 0 | 0
00 Ret.Exist_Non-FBC_DryFGD_ACI & SNCR | 0 | 0 | 0 | 0 | 0 | 0 | 0
00 Ret.Exist_Non-FBC_DryFGD_ACI & SNCR & C2G | 0 | 0 | 0 | 0 | 0 | 0 | 0
00 Ret.Exist_Non-FBC_DryFGD_ACI & SNCR & DRET | 0 | 0 | 0 | 0 | 0 | 0 | 0
00 Ret.Exist_Non-FBC_DryFGD_ACI & SNCR & NGC | 0 | 0 | 0 | 0 | 0 | 0 | 0
00 Ret.Exist_Non-FBC_DryFGD_SCR & ACI | 0 | 0 | 0 | 0 | 0 | 0 | 0
00 Ret.Exist_Non-FBC_DryFGD_SCR & ACI & C2G | 0 | 0 | 0 | 0 | 0 | 0 | 0
00 Ret.Exist_Non-FBC_DryFGD_SCR & ACI & CCS | 0 | 0 | 0 | 0 | 0 | 0 | 0
00 Ret.Exist_Non-FBC_DryFGD_SCR & ACI & DRET | 0 | 0 | 0 | 0 | 0 | 0 | 0
00 Ret.Exist_Non-FBC_DryFGD_SCR & ACI & GPM | 0 | 0 | 0 | 0 | 0 | 0 | 0
00 Ret.Exist_Non-FBC_DryFGD_SCR & ACI & GPM & C2G | 0 | 0 | 0 | 0 | 0 | 0 | 0
00 Ret.Exist_Non-FBC_DryFGD_SCR & ACI & GPM & CCS | 0 | 0 | 0 | 0 | 0 | 0 | 0
00 Ret.Exist_Non-FBC_DryFGD_SCR & ACI & GPM & DRET | 0 | 0 | 0 | 0 | 0 | 0 | 0
00 Ret.Exist_Non-FBC_DryFGD_SCR & ACI & GPM & NGC | 0 | 0 | 0 | 0 | 0 | 0 | 0
00 Ret.Exist_Non-FBC_DryFGD_SCR & ACI & NGC | 0 | 0 | 0 | 0 | 0 | 0 | 0
00 Ret.Exist_Non-FBC_DryFGD_SCR & C2G | 0 | 0 | 0 | 0 | 0 | 0 | 0
00 Ret.Exist_Non-FBC_DryFGD_SCR & CCS | 0 | 0 | 0 | 0 | 0 | 0 | 0
00 Ret.Exist_Non-FBC_DryFGD_SCR & DRET | 0 | 0 | 0 | 0 | 0 | 0 | 0
00 Ret.Exist_Non-FBC_DryFGD_SCR & GPM | 0 | 0 | 0 | 0 | 0 | 0 | 0
00 Ret.Exist_Non-FBC_DryFGD_SCR & GPM & C2G | 0 | 0 | 0 | 0 | 0 | 0 | 0
00 Ret.Exist_Non-FBC_DryFGD_SCR & GPM & CCS | 0 | 0 | 0 | 0 | 0 | 0 | 0
00 Ret.Exist_Non-FBC_DryFGD_SCR & GPM & DRET | 0 | 0 | 0 | 0 | 0 | 0 | 0
00 Ret.Exist_Non-FBC_DryFGD_SCR & GPM & NGC | 0 | 0 | 0 | 0 | 0 | 0 | 0
00 Ret.Exist_Non-FBC_DryFGD_SCR & NGC | 0 | 0 | 0 | 0 | 0 | 0 | 0
00 Ret.Exist_Non-FBC_DryFGD_SCR_ACI & C2G | 0 | 0 | 0 | 0 | 0 | 0 | 0
00 Ret.Exist_Non-FBC_DryFGD_SCR_ACI & CCS | 0 | 0 | 0 | 0 | 0 | 0 | 0
00 Ret.Exist_Non-FBC_DryFGD_SCR_ACI & DCCS | 0 | 0 | 0 | 0 | 0 | 0 | 0
00 Ret.Exist_Non-FBC_DryFGD_SCR_ACI & DCCS & CCS | 0 | 0 | 0 | 0 | 0 | 0 | 0
00 Ret.Exist_Non-FBC_DryFGD_SCR_ACI & DRET | 0 | 0 | 0 | 0 | 0 | 0 | 0
00 Ret.Exist_Non-FBC_DryFGD_SCR_ACI & GPM | 0 | 0 | 0 | 0 | 0 | 0 | 0
00 Ret.Exist_Non-FBC_DryFGD_SCR_ACI & GPM & C2G | 0 | 0 | 0 | 0 | 0 | 0 | 0
00 Ret.Exist_Non-FBC_DryFGD_SCR_ACI & GPM & CCS | 0 | 0 | 0 | 0 | 0 | 0 | 0
00 Ret.Exist_Non-FBC_DryFGD_SCR_ACI & GPM & DRET | 0 | 0 | 0 | 0 | 0 | 0 | 0
00 Ret.Exist_Non-FBC_DryFGD_SCR_ACI & GPM & NGC | 0 | 0 | 0 | 0 | 0 | 0 | 0
00 Ret.Exist_Non-FBC_DryFGD_SCR_ACI & NGC | 0 | 0 | 0 | 0 | 0 | 0 | 0
00 Ret.Exist_Non-FBC_DryFGD_SCR_ACI_DSI & C2G | 0 | 0 | 0 | 0 | 0 | 0 | 0
00 Ret.Exist_Non-FBC_DryFGD_SCR_ACI_DSI & CCS | 0 | 0 | 0 | 0 | 0 | 0 | 0
00 Ret.Exist_Non-FBC_DryFGD_SCR_ACI_DSI & DCCS | 0 | 0 | 0 | 0 | 0 | 0 | 0
00 Ret.Exist_Non-FBC_DryFGD_SCR_ACI_DSI & DCCS & CCS | 0 | 0 | 0 | 0 | 0 | 0 | 0
00 Ret.Exist_Non-FBC_DryFGD_SCR_ACI_DSI & DRET | 0 | 0 | 0 | 0 | 0 | 0 | 0
00 Ret.Exist_Non-FBC_DryFGD_SCR_ACI_DSI & GPM | 0 | 0 | 0 | 0 | 0 | 0 | 0
00 Ret.Exist_Non-FBC_DryFGD_SCR_ACI_DSI & GPM & C2G | 0 | 0 | 0 | 0 | 0 | 0 | 0
00 Ret.Exist_Non-FBC_DryFGD_SCR_ACI_DSI & GPM & CCS | 0 | 0 | 0 | 0 | 0 | 0 | 0
00 Ret.Exist_Non-FBC_DryFGD_SCR_ACI_DSI & GPM & DRET | 0 | 0 | 0 | 0 | 0 | 0 | 0
00 Ret.Exist_Non-FBC_DryFGD_SCR_ACI_DSI & GPM & NGC | 0 | 0 | 0 | 0 | 0 | 0 | 0
00 Ret.Exist_Non-FBC_DryFGD_SCR_ACI_DSI & NGC | 0 | 0 | 0 | 0 | 0 | 0 | 0
00 Ret.Exist_Non-FBC_DryFGD_SCR_DSI & ACI | 0 | 0 | 0 | 0 | 0 | 0 | 0
00 Ret.Exist_Non-FBC_DryFGD_SCR_DSI & ACI & C2G | 0 | 0 | 0 | 0 | 0 | 0 | 0
00 Ret.Exist_Non-FBC_DryFGD_SCR_DSI & ACI & CCS | 0 | 0 | 0 | 0 | 0 | 0 | 0
00 Ret.Exist_Non-FBC_DryFGD_SCR_DSI & ACI & DRET | 0 | 0 | 0 | 0 | 0 | 0 | 0
00 Ret.Exist_Non-FBC_DryFGD_SCR_DSI & ACI & GPM | 0 | 0 | 0 | 0 | 0 | 0 | 0
00 Ret.Exist_Non-FBC_DryFGD_SCR_DSI & ACI & GPM & C2G | 0 | 0 | 0 | 0 | 0 | 0 | 0
00 Ret.Exist_Non-FBC_DryFGD_SCR_DSI & ACI & GPM & CCS | 0 | 0 | 0 | 0 | 0 | 0 | 0
00 Ret.Exist_Non-FBC_DryFGD_SCR_DSI & ACI & GPM & DRET | 0 | 0 | 0 | 0 | 0 | 0 | 0
00 Ret.Exist_Non-FBC_DryFGD_SCR_DSI & ACI & GPM & NGC | 0 | 0 | 0 | 0 | 0 | 0 | 0
00 Ret.Exist_Non-FBC_DryFGD_SCR_DSI & ACI & NGC | 0 | 0 | 0 | 0 | 0 | 0 | 0
00 Ret.Exist_Non-FBC_DryFGD_SCR_DSI & C2G | 0 | 0 | 0 | 0 | 0 | 0 | 0
00 Ret.Exist_Non-FBC_DryFGD_SCR_DSI & CCS | 0 | 0 | 0 | 0 | 0 | 0 | 0
00 Ret.Exist_Non-FBC_DryFGD_SCR_DSI & DRET | 0 | 0 | 0 | 0 | 0 | 0 | 0
00 Ret.Exist_Non-FBC_DryFGD_SCR_DSI & GPM | 0 | 0 | 0 | 0 | 0 | 0 | 0
00 Ret.Exist_Non-FBC_DryFGD_SCR_DSI & GPM & C2G | 0 | 0 | 0 | 0 | 0 | 0 | 0
00 Ret.Exist_Non-FBC_DryFGD_SCR_DSI & GPM & CCS | 0 | 0 | 0 | 0 | 0 | 0 | 0
00 Ret.Exist_Non-FBC_DryFGD_SCR_DSI & GPM & DRET | 0 | 0 | 0 | 0 | 0 | 0 | 0
00 Ret.Exist_Non-FBC_DryFGD_SCR_DSI & GPM & NGC | 0 | 0 | 0 | 0 | 0 | 0 | 0
00 Ret.Exist_Non-FBC_DryFGD_SCR_DSI & NGC | 0 | 0 | 0 | 0 | 0 | 0 | 0
00 Ret.Exist_Non-FBC_DryFGD_SNCR_ACI & C2G | 0 | 0 | 0 | 0 | 0 | 0 | 0
00 Ret.Exist_Non-FBC_DryFGD_SNCR_ACI & C2G & SCR | 0 | 0 | 0 | 0 | 0 | 0 | 0
00 Ret.Exist_Non-FBC_DryFGD_SNCR_ACI & DCCS | 0 | 0 | 0 | 0 | 0 | 0 | 0
00 Ret.Exist_Non-FBC_DryFGD_SNCR_ACI & DCCS & SCR & CCS | 0 | 0 | 0 | 0 | 0 | 0 | 0
00 Ret.Exist_Non-FBC_DryFGD_SNCR_ACI & DRET | 0 | 0 | 0 | 0 | 0 | 0 | 0
00 Ret.Exist_Non-FBC_DryFGD_SNCR_ACI & GPM | 0 | 0 | 0 | 0 | 0 | 0 | 0
00 Ret.Exist_Non-FBC_DryFGD_SNCR_ACI & GPM & C2G | 0 | 0 | 0 | 0 | 0 | 0 | 0
00 Ret.Exist_Non-FBC_DryFGD_SNCR_ACI & GPM & C2G & SCR | 0 | 0 | 0 | 0 | 0 | 0 | 0
00 Ret.Exist_Non-FBC_DryFGD_SNCR_ACI & GPM & DRET | 0 | 0 | 0 | 0 | 0 | 0 | 0
00 Ret.Exist_Non-FBC_DryFGD_SNCR_ACI & GPM & NGC | 0 | 0 | 0 | 0 | 0 | 0 | 0
00 Ret.Exist_Non-FBC_DryFGD_SNCR_ACI & GPM & SCR | 0 | 0 | 0 | 0 | 0 | 0 | 0
00 Ret.Exist_Non-FBC_DryFGD_SNCR_ACI & GPM & SCR & CCS | 0 | 0 | 0 | 0 | 0 | 0 | 0
00 Ret.Exist_Non-FBC_DryFGD_SNCR_ACI & GPM & SCR & DRET | 0 | 0 | 0 | 0 | 0 | 0 | 0
00 Ret.Exist_Non-FBC_DryFGD_SNCR_ACI & GPM & SCR & NGC | 0 | 0 | 0 | 0 | 0 | 0 | 0
00 Ret.Exist_Non-FBC_DryFGD_SNCR_ACI & NGC | 0 | 0 | 0 | 0 | 0 | 0 | 0
00 Ret.Exist_Non-FBC_DryFGD_SNCR_ACI & SCR | 0 | 0 | 0 | 0 | 0 | 0 | 0
00 Ret.Exist_Non-FBC_DryFGD_SNCR_ACI & SCR & C2G | 0 | 0 | 0 | 0 | 0 | 0 | 0
00 Ret.Exist_Non-FBC_DryFGD_SNCR_ACI & SCR & CCS | 0 | 0 | 0 | 0 | 0 | 0 | 0
00 Ret.Exist_Non-FBC_DryFGD_SNCR_ACI & SCR & DRET | 0 | 0 | 0 | 0 | 0 | 0 | 0
00 Ret.Exist_Non-FBC_DryFGD_SNCR_ACI & SCR & NGC | 0 | 0 | 0 | 0 | 0 | 0 | 0
00 Ret.Exist_Non-FBC_DryFGD_SNCR_ACI_DSI & C2G | 0 | 0 | 0 | 0 | 0 | 0 | 0
00 Ret.Exist_Non-FBC_DryFGD_SNCR_ACI_DSI & C2G & SCR | 0 | 0 | 0 | 0 | 0 | 0 | 0
00 Ret.Exist_Non-FBC_DryFGD_SNCR_ACI_DSI & DRET | 0 | 0 | 0 | 0 | 0 | 0 | 0
00 Ret.Exist_Non-FBC_DryFGD_SNCR_ACI_DSI & GPM | 0 | 0 | 0 | 0 | 0 | 0 | 0
00 Ret.Exist_Non-FBC_DryFGD_SNCR_ACI_DSI & GPM & C2G | 0 | 0 | 0 | 0 | 0 | 0 | 0
00 Ret.Exist_Non-FBC_DryFGD_SNCR_ACI_DSI & GPM & C2G & SCR | 0 | 0 | 0 | 0 | 0 | 0 | 0
00 Ret.Exist_Non-FBC_DryFGD_SNCR_ACI_DSI & GPM & DRET | 0 | 0 | 0 | 0 | 0 | 0 | 0
00 Ret.Exist_Non-FBC_DryFGD_SNCR_ACI_DSI & GPM & NGC | 0 | 0 | 0 | 0 | 0 | 0 | 0
00 Ret.Exist_Non-FBC_DryFGD_SNCR_ACI_DSI & GPM & SCR | 0 | 0 | 0 | 0 | 0 | 0 | 0
00 Ret.Exist_Non-FBC_DryFGD_SNCR_ACI_DSI & GPM & SCR & CCS | 0 | 0 | 0 | 0 | 0 | 0 | 0
00 Ret.Exist_Non-FBC_DryFGD_SNCR_ACI_DSI & GPM & SCR & DRET | 0 | 0 | 0 | 0 | 0 | 0 | 0
00 Ret.Exist_Non-FBC_DryFGD_SNCR_ACI_DSI & GPM & SCR & NGC | 0 | 0 | 0 | 0 | 0 | 0 | 0
00 Ret.Exist_Non-FBC_DryFGD_SNCR_ACI_DSI & NGC | 0 | 0 | 0 | 0 | 0 | 0 | 0
00 Ret.Exist_Non-FBC_DryFGD_SNCR_ACI_DSI & SCR | 0 | 0 | 0 | 0 | 0 | 0 | 0
00 Ret.Exist_Non-FBC_DryFGD_SNCR_ACI_DSI & SCR & C2G | 0 | 0 | 0 | 0 | 0 | 0 | 0
00 Ret.Exist_Non-FBC_DryFGD_SNCR_ACI_DSI & SCR & CCS | 0 | 0 | 0 | 0 | 0 | 0 | 0
00 Ret.Exist_Non-FBC_DryFGD_SNCR_ACI_DSI & SCR & DRET | 0 | 0 | 0 | 0 | 0 | 0 | 0
00 Ret.Exist_Non-FBC_DryFGD_SNCR_ACI_DSI & SCR & NGC | 0 | 0 | 0 | 0 | 0 | 0 | 0
00 Ret.Exist_Non-FBC_DSI & ACI | 0 | 0 | 0 | 0 | 0 | 0 | 0
00 Ret.Exist_Non-FBC_DSI & ACI & C2G | 0 | 0 | 0 | 0 | 0 | 0 | 0
00 Ret.Exist_Non-FBC_DSI & ACI & C2G & SCR | 0 | 0 | 0 | 0 | 0 | 0 | 0
00 Ret.Exist_Non-FBC_DSI & ACI & DRET | 0 | 0 | 0 | 0 | 0 | 0 | 0
00 Ret.Exist_Non-FBC_DSI & ACI & GPM | 0 | 0 | 0 | 0 | 0 | 0 | 0
00 Ret.Exist_Non-FBC_DSI & ACI & GPM & C2G | 0 | 0 | 0 | 0 | 0 | 0 | 0
00 Ret.Exist_Non-FBC_DSI & ACI & GPM & C2G & SCR | 0 | 0 | 0 | 0 | 0 | 0 | 0
00 Ret.Exist_Non-FBC_DSI & ACI & GPM & DRET | 0 | 0 | 0 | 0 | 0 | 0 | 0
00 Ret.Exist_Non-FBC_DSI & ACI & GPM & NGC | 0 | 0 | 0 | 0 | 0 | 0 | 0
00 Ret.Exist_Non-FBC_DSI & ACI & GPM & SCR | 0 | 0 | 0 | 0 | 0 | 0 | 0
00 Ret.Exist_Non-FBC_DSI & ACI & GPM & SCR & DRET | 0 | 0 | 0 | 0 | 0 | 0 | 0
00 Ret.Exist_Non-FBC_DSI & ACI & GPM & SCR & NGC | 0 | 0 | 0 | 0 | 0 | 0 | 0
00 Ret.Exist_Non-FBC_DSI & ACI & GPM & SNCR | 0 | 0 | 0 | 0 | 0 | 0 | 0
00 Ret.Exist_Non-FBC_DSI & ACI & GPM & SNCR & DRET | 0 | 0 | 0 | 0 | 0 | 0 | 0
00 Ret.Exist_Non-FBC_DSI & ACI & GPM & SNCR & NGC | 0 | 0 | 0 | 0 | 0 | 0 | 0
00 Ret.Exist_Non-FBC_DSI & ACI & GPM & WetFGD & SCR & CCS | 0 | 0 | 0 | 0 | 0 | 0 | 0
00 Ret.Exist_Non-FBC_DSI & ACI & NGC | 0 | 0 | 0 | 0 | 0 | 0 | 0
00 Ret.Exist_Non-FBC_DSI & ACI & SCR | 0 | 0 | 0 | 0 | 0 | 0 | 0
00 Ret.Exist_Non-FBC_DSI & ACI & SCR & DRET | 0 | 0 | 0 | 0 | 0 | 0 | 0
00 Ret.Exist_Non-FBC_DSI & ACI & SCR & NGC | 0 | 0 | 0 | 0 | 0 | 0 | 0
00 Ret.Exist_Non-FBC_DSI & ACI & SNCR | 0 | 0 | 0 | 0 | 0 | 0 | 0
00 Ret.Exist_Non-FBC_DSI & ACI & SNCR & DRET | 0 | 0 | 0 | 0 | 0 | 0 | 0
00 Ret.Exist_Non-FBC_DSI & ACI & SNCR & NGC | 0 | 0 | 0 | 0 | 0 | 0 | 0
00 Ret.Exist_Non-FBC_DSI & ACI & WetFGD & SCR & CCS | 0 | 0 | 0 | 0 | 0 | 0 | 0
00 Ret.Exist_Non-FBC_DSI & C2G | 0 | 0 | 0 | 0 | 0 | 0 | 0
00 Ret.Exist_Non-FBC_DSI & C2G & SCR | 0 | 0 | 0 | 0 | 0 | 0 | 0
00 Ret.Exist_Non-FBC_DSI & DRET | 0 | 0 | 0 | 0 | 0 | 0 | 0
00 Ret.Exist_Non-FBC_DSI & GPM | 0 | 0 | 0 | 0 | 0 | 0 | 0
00 Ret.Exist_Non-FBC_DSI & GPM & C2G | 0 | 0 | 0 | 0 | 0 | 0 | 0
00 Ret.Exist_Non-FBC_DSI & GPM & C2G & SCR | 0 | 0 | 0 | 0 | 0 | 0 | 0
00 Ret.Exist_Non-FBC_DSI & GPM & DRET | 0 | 0 | 0 | 0 | 0 | 0 | 0
00 Ret.Exist_Non-FBC_DSI & GPM & NGC | 0 | 0 | 0 | 0 | 0 | 0 | 0
00 Ret.Exist_Non-FBC_DSI & GPM & SCR | 0 | 0 | 0 | 0 | 0 | 0 | 0
00 Ret.Exist_Non-FBC_DSI & GPM & SCR & DRET | 0 | 0 | 0 | 0 | 0 | 0 | 0
00 Ret.Exist_Non-FBC_DSI & GPM & SCR & NGC | 0 | 0 | 0 | 0 | 0 | 0 | 0
00 Ret.Exist_Non-FBC_DSI & GPM & SNCR | 0 | 0 | 0 | 0 | 0 | 0 | 0
00 Ret.Exist_Non-FBC_DSI & GPM & SNCR & DRET | 0 | 0 | 0 | 0 | 0 | 0 | 0
00 Ret.Exist_Non-FBC_DSI & GPM & SNCR & NGC | 0 | 0 | 0 | 0 | 0 | 0 | 0
00 Ret.Exist_Non-FBC_DSI & GPM & WetFGD & SCR & CCS | 0 | 0 | 0 | 0 | 0 | 0 | 0
00 Ret.Exist_Non-FBC_DSI & NGC | 0 | 0 | 0 | 0 | 0 | 0 | 0
00 Ret.Exist_Non-FBC_DSI & SCR | 0 | 0 | 0 | 0 | 0 | 0 | 0
00 Ret.Exist_Non-FBC_DSI & SCR & C2G | 0 | 0 | 0 | 0 | 0 | 0 | 0
00 Ret.Exist_Non-FBC_DSI & SCR & DRET | 0 | 0 | 0 | 0 | 0 | 0 | 0
00 Ret.Exist_Non-FBC_DSI & SCR & NGC | 0 | 0 | 0 | 0 | 0 | 0 | 0
00 Ret.Exist_Non-FBC_DSI & SCR & WetFGD & CCS | 0 | 0 | 0 | 0 | 0 | 0 | 0
00 Ret.Exist_Non-FBC_DSI & SNCR | 0 | 0 | 0 | 0 | 0 | 0 | 0
00 Ret.Exist_Non-FBC_DSI & SNCR & C2G | 0 | 0 | 0 | 0 | 0 | 0 | 0
00 Ret.Exist_Non-FBC_DSI & SNCR & DRET | 0 | 0 | 0 | 0 | 0 | 0 | 0
00 Ret.Exist_Non-FBC_DSI & SNCR & NGC | 0 | 0 | 0 | 0 | 0 | 0 | 0
00 Ret.Exist_Non-FBC_NoCtrl & ACI | 0 | 0 | 0 | 0 | 0 | 0 | 0
00 Ret.Exist_Non-FBC_NoCtrl & ACI & C2G | 0 | 0 | 0 | 0 | 0 | 0 | 0
00 Ret.Exist_Non-FBC_NoCtrl & ACI & C2G & SCR | 0 | 0 | 0 | 0 | 0 | 0 | 0
00 Ret.Exist_Non-FBC_NoCtrl & ACI & DRET | 0 | 0 | 0 | 0 | 0 | 0 | 0
00 Ret.Exist_Non-FBC_NoCtrl & ACI & DSI | 0 | 0 | 0 | 0 | 0 | 0 | 0
00 Ret.Exist_Non-FBC_NoCtrl & ACI & DSI & C2G | 0 | 0 | 0 | 0 | 0 | 0 | 0
00 Ret.Exist_Non-FBC_NoCtrl & ACI & DSI & C2G & SCR | 0 | 0 | 0 | 0 | 0 | 0 | 0
00 Ret.Exist_Non-FBC_NoCtrl & ACI & DSI & DRET | 0 | 0 | 0 | 0 | 0 | 0 | 0
00 Ret.Exist_Non-FBC_NoCtrl & ACI & DSI & GPM | 0 | 0 | 0 | 0 | 0 | 0 | 0
00 Ret.Exist_Non-FBC_NoCtrl & ACI & DSI & GPM & C2G | 0 | 0 | 0 | 0 | 0 | 0 | 0
00 Ret.Exist_Non-FBC_NoCtrl & ACI & DSI & GPM & C2G & SCR | 0 | 0 | 0 | 0 | 0 | 0 | 0
00 Ret.Exist_Non-FBC_NoCtrl & ACI & DSI & GPM & DRET | 0 | 0 | 0 | 0 | 0 | 0 | 0
00 Ret.Exist_Non-FBC_NoCtrl & ACI & DSI & GPM & NGC | 0 | 0 | 0 | 0 | 0 | 0 | 0
00 Ret.Exist_Non-FBC_NoCtrl & ACI & DSI & GPM & SCR | 0 | 0 | 0 | 0 | 0 | 0 | 0
00 Ret.Exist_Non-FBC_NoCtrl & ACI & DSI & GPM & SCR & DRET | 0 | 0 | 0 | 0 | 0 | 0 | 0
00 Ret.Exist_Non-FBC_NoCtrl & ACI & DSI & GPM & SCR & NGC | 0 | 0 | 0 | 0 | 0 | 0 | 0
00 Ret.Exist_Non-FBC_NoCtrl & ACI & DSI & GPM & SNCR | 0 | 0 | 0 | 0 | 0 | 0 | 0
00 Ret.Exist_Non-FBC_NoCtrl & ACI & DSI & GPM & SNCR & DRET | 0 | 0 | 0 | 0 | 0 | 0 | 0
00 Ret.Exist_Non-FBC_NoCtrl & ACI & DSI & GPM & SNCR & NGC | 0 | 0 | 0 | 0 | 0 | 0 | 0
00 Ret.Exist_Non-FBC_NoCtrl & ACI & DSI & GPM & WetFGD & SCR & CCS | 0 | 0 | 0 | 0 | 0 | 0 | 0
00 Ret.Exist_Non-FBC_NoCtrl & ACI & DSI & NGC | 0 | 0 | 0 | 0 | 0 | 0 | 0
00 Ret.Exist_Non-FBC_NoCtrl & ACI & DSI & SCR | 0 | 0 | 0 | 0 | 0 | 0 | 0
00 Ret.Exist_Non-FBC_NoCtrl & ACI & DSI & SCR & DRET | 0 | 0 | 0 | 0 | 0 | 0 | 0
00 Ret.Exist_Non-FBC_NoCtrl & ACI & DSI & SCR & NGC | 0 | 0 | 0 | 0 | 0 | 0 | 0
00 Ret.Exist_Non-FBC_NoCtrl & ACI & DSI & SNCR | 0 | 0 | 0 | 0 | 0 | 0 | 0
00 Ret.Exist_Non-FBC_NoCtrl & ACI & DSI & SNCR & DRET | 0 | 0 | 0 | 0 | 0 | 0 | 0
00 Ret.Exist_Non-FBC_NoCtrl & ACI & DSI & SNCR & NGC | 0 | 0 | 0 | 0 | 0 | 0 | 0
00 Ret.Exist_Non-FBC_NoCtrl & ACI & DSI & WetFGD & SCR & CCS | 0 | 0 | 0 | 0 | 0 | 0 | 0
00 Ret.Exist_Non-FBC_NoCtrl & ACI & GPM | 0 | 0 | 0 | 0 | 0 | 0 | 0
00 Ret.Exist_Non-FBC_NoCtrl & ACI & GPM & C2G | 0 | 0 | 0 | 0 | 0 | 0 | 0
00 Ret.Exist_Non-FBC_NoCtrl & ACI & GPM & C2G & SCR | 0 | 0 | 0 | 0 | 0 | 0 | 0
00 Ret.Exist_Non-FBC_NoCtrl & ACI & GPM & DRET | 0 | 0 | 0 | 0 | 0 | 0 | 0
00 Ret.Exist_Non-FBC_NoCtrl & ACI & GPM & NGC | 0 | 0 | 0 | 0 | 0 | 0 | 0
00 Ret.Exist_Non-FBC_NoCtrl & ACI & GPM & SCR | 0 | 0 | 0 | 0 | 0 | 0 | 0
00 Ret.Exist_Non-FBC_NoCtrl & ACI & GPM & SCR & DRET | 0 | 0 | 0 | 0 | 0 | 0 | 0
00 Ret.Exist_Non-FBC_NoCtrl & ACI & GPM & SCR & NGC | 0 | 0 | 0 | 0 | 0 | 0 | 0
00 Ret.Exist_Non-FBC_NoCtrl & ACI & GPM & SNCR | 0 | 0 | 0 | 0 | 0 | 0 | 0
00 Ret.Exist_Non-FBC_NoCtrl & ACI & GPM & SNCR & DRET | 0 | 0 | 0 | 0 | 0 | 0 | 0
00 Ret.Exist_Non-FBC_NoCtrl & ACI & GPM & SNCR & NGC | 0 | 0 | 0 | 0 | 0 | 0 | 0
00 Ret.Exist_Non-FBC_NoCtrl & ACI & GPM & WetFGD & SCR & CCS | 0 | 0 | 0 | 0 | 0 | 0 | 0
00 Ret.Exist_Non-FBC_NoCtrl & ACI & NGC | 0 | 0 | 0 | 0 | 0 | 0 | 0
00 Ret.Exist_Non-FBC_NoCtrl & ACI & SCR | 0 | 0 | 0 | 0 | 0 | 0 | 0
00 Ret.Exist_Non-FBC_NoCtrl & ACI & SCR & DRET | 0 | 0 | 0 | 0 | 0 | 0 | 0
00 Ret.Exist_Non-FBC_NoCtrl & ACI & SCR & NGC | 0 | 0 | 0 | 0 | 0 | 0 | 0
00 Ret.Exist_Non-FBC_NoCtrl & ACI & SNCR | 0 | 0 | 0 | 0 | 0 | 0 | 0
00 Ret.Exist_Non-FBC_NoCtrl & ACI & SNCR & DRET | 0 | 0 | 0 | 0 | 0 | 0 | 0
00 Ret.Exist_Non-FBC_NoCtrl & ACI & SNCR & NGC | 0 | 0 | 0 | 0 | 0 | 0 | 0
00 Ret.Exist_Non-FBC_NoCtrl & ACI & WetFGD & SCR & CCS | 0 | 0 | 0 | 0 | 0 | 0 | 0
00 Ret.Exist_Non-FBC_NoCtrl & C2G | 0 | 0 | 0 | 0 | 0 | 0 | 0
00 Ret.Exist_Non-FBC_NoCtrl & C2G & SCR | 0 | 0 | 0 | 0 | 0 | 0 | 0
00 Ret.Exist_Non-FBC_NoCtrl & DCCS | 0 | 0 | 0 | 0 | 0 | 0 | 0
00 Ret.Exist_Non-FBC_NoCtrl & DCCS & WetFGD & SCR & CCS | 0 | 0 | 0 | 0 | 0 | 0 | 0
00 Ret.Exist_Non-FBC_NoCtrl & DRET | 0 | 0 | 0 | 0 | 0 | 0 | 0
00 Ret.Exist_Non-FBC_NoCtrl & DSI | 0 | 0 | 0 | 0 | 0 | 0 | 0
00 Ret.Exist_Non-FBC_NoCtrl & DSI & C2G | 0 | 0 | 0 | 0 | 0 | 0 | 0
00 Ret.Exist_Non-FBC_NoCtrl & DSI & C2G & SCR | 0 | 0 | 0 | 0 | 0 | 0 | 0
00 Ret.Exist_Non-FBC_NoCtrl & DSI & DRET | 0 | 0 | 0 | 0 | 0 | 0 | 0
00 Ret.Exist_Non-FBC_NoCtrl & DSI & GPM | 0 | 0 | 0 | 0 | 0 | 0 | 0
00 Ret.Exist_Non-FBC_NoCtrl & DSI & GPM & C2G | 0 | 0 | 0 | 0 | 0 | 0 | 0
00 Ret.Exist_Non-FBC_NoCtrl & DSI & GPM & C2G & SCR | 0 | 0 | 0 | 0 | 0 | 0 | 0
00 Ret.Exist_Non-FBC_NoCtrl & DSI & GPM & DRET | 0 | 0 | 0 | 0 | 0 | 0 | 0
00 Ret.Exist_Non-FBC_NoCtrl & DSI & GPM & NGC | 0 | 0 | 0 | 0 | 0 | 0 | 0
00 Ret.Exist_Non-FBC_NoCtrl & DSI & GPM & SCR | 0 | 0 | 0 | 0 | 0 | 0 | 0
00 Ret.Exist_Non-FBC_NoCtrl & DSI & GPM & SCR & DRET | 0 | 0 | 0 | 0 | 0 | 0 | 0
00 Ret.Exist_Non-FBC_NoCtrl & DSI & GPM & SCR & NGC | 0 | 0 | 0 | 0 | 0 | 0 | 0
00 Ret.Exist_Non-FBC_NoCtrl & DSI & GPM & SNCR | 0 | 0 | 0 | 0 | 0 | 0 | 0
00 Ret.Exist_Non-FBC_NoCtrl & DSI & GPM & SNCR & DRET | 0 | 0 | 0 | 0 | 0 | 0 | 0
00 Ret.Exist_Non-FBC_NoCtrl & DSI & GPM & SNCR & NGC | 0 | 0 | 0 | 0 | 0 | 0 | 0
00 Ret.Exist_Non-FBC_NoCtrl & DSI & GPM & WetFGD & SCR & CCS | 0 | 0 | 0 | 0 | 0 | 0 | 0
00 Ret.Exist_Non-FBC_NoCtrl & DSI & NGC | 0 | 0 | 0 | 0 | 0 | 0 | 0
00 Ret.Exist_Non-FBC_NoCtrl & DSI & SCR | 0 | 0 | 0 | 0 | 0 | 0 | 0
00 Ret.Exist_Non-FBC_NoCtrl & DSI & SCR & DRET | 0 | 0 | 0 | 0 | 0 | 0 | 0
00 Ret.Exist_Non-FBC_NoCtrl & DSI & SCR & NGC | 0 | 0 | 0 | 0 | 0 | 0 | 0
00 Ret.Exist_Non-FBC_NoCtrl & DSI & SNCR | 0 | 0 | 0 | 0 | 0 | 0 | 0
00 Ret.Exist_Non-FBC_NoCtrl & DSI & SNCR & DRET | 0 | 0 | 0 | 0 | 0 | 0 | 0
00 Ret.Exist_Non-FBC_NoCtrl & DSI & SNCR & NGC | 0 | 0 | 0 | 0 | 0 | 0 | 0
00 Ret.Exist_Non-FBC_NoCtrl & DSI & WetFGD & SCR & CCS | 0 | 0 | 0 | 0 | 0 | 0 | 0
00 Ret.Exist_Non-FBC_NoCtrl & GPM | 0 | 0 | 0 | 0 | 0 | 0 | 0
00 Ret.Exist_Non-FBC_NoCtrl & GPM & C2G | 0 | 0 | 0 | 0 | 0 | 0 | 0
00 Ret.Exist_Non-FBC_NoCtrl & GPM & C2G & SCR | 0 | 0 | 0 | 0 | 0 | 0 | 0
00 Ret.Exist_Non-FBC_NoCtrl & GPM & DRET | 0 | 0 | 0 | 0 | 0 | 0 | 0
00 Ret.Exist_Non-FBC_NoCtrl & GPM & NGC | 0 | 0 | 0 | 0 | 0 | 0 | 0
00 Ret.Exist_Non-FBC_NoCtrl & GPM & SCR | 0 | 0 | 0 | 0 | 0 | 0 | 0
00 Ret.Exist_Non-FBC_NoCtrl & GPM & SCR & DRET | 0 | 0 | 0 | 0 | 0 | 0 | 0
00 Ret.Exist_Non-FBC_NoCtrl & GPM & SCR & NGC | 0 | 0 | 0 | 0 | 0 | 0 | 0
00 Ret.Exist_Non-FBC_NoCtrl & GPM & SNCR | 0 | 0 | 0 | 0 | 0 | 0 | 0
00 Ret.Exist_Non-FBC_NoCtrl & GPM & SNCR & DRET | 0 | 0 | 0 | 0 | 0 | 0 | 0
00 Ret.Exist_Non-FBC_NoCtrl & GPM & SNCR & NGC | 0 | 0 | 0 | 0 | 0 | 0 | 0
00 Ret.Exist_Non-FBC_NoCtrl & GPM & WetFGD & SCR & CCS | 0 | 0 | 0 | 0 | 0 | 0 | 0
00 Ret.Exist_Non-FBC_NoCtrl & NGC | 0 | 0 | 0 | 0 | 0 | 0 | 0
00 Ret.Exist_Non-FBC_NoCtrl & SCR | 0 | 0 | 0 | 0 | 0 | 0 | 0
00 Ret.Exist_Non-FBC_NoCtrl & SCR & C2G | 0 | 0 | 0 | 0 | 0 | 0 | 0
00 Ret.Exist_Non-FBC_NoCtrl & SCR & DRET | 0 | 0 | 0 | 0 | 0 | 0 | 0
00 Ret.Exist_Non-FBC_NoCtrl & SCR & NGC | 0 | 0 | 0 | 0 | 0 | 0 | 0
00 Ret.Exist_Non-FBC_NoCtrl & SCR & WetFGD & CCS | 0 | 0 | 0 | 0 | 0 | 0 | 0
00 Ret.Exist_Non-FBC_NoCtrl & SNCR | 0 | 0 | 0 | 0 | 0 | 0 | 0
00 Ret.Exist_Non-FBC_NoCtrl & SNCR & C2G | 0 | 0 | 0 | 0 | 0 | 0 | 0
00 Ret.Exist_Non-FBC_NoCtrl & SNCR & DRET | 0 | 0 | 0 | 0 | 0 | 0 | 0
00 Ret.Exist_Non-FBC_NoCtrl & SNCR & NGC | 0 | 0 | 0 | 0 | 0 | 0 | 0
00 Ret.Exist_Non-FBC_SCR_ACI & C2G | 0 | 0 | 0 | 0 | 0 | 0 | 0
00 Ret.Exist_Non-FBC_SCR_ACI & DCCS | 0 | 0 | 0 | 0 | 0 | 0 | 0
00 Ret.Exist_Non-FBC_SCR_ACI & DCCS & WetFGD & CCS | 0 | 0 | 0 | 0 | 0 | 0 | 0
00 Ret.Exist_Non-FBC_SCR_ACI & DRET | 0 | 0 | 0 | 0 | 0 | 0 | 0
00 Ret.Exist_Non-FBC_SCR_ACI & DSI | 0 | 0 | 0 | 0 | 0 | 0 | 0
00 Ret.Exist_Non-FBC_SCR_ACI & DSI & C2G | 0 | 0 | 0 | 0 | 0 | 0 | 0
00 Ret.Exist_Non-FBC_SCR_ACI & DSI & DRET | 0 | 0 | 0 | 0 | 0 | 0 | 0
00 Ret.Exist_Non-FBC_SCR_ACI & DSI & GPM | 0 | 0 | 0 | 0 | 0 | 0 | 0
00 Ret.Exist_Non-FBC_SCR_ACI & DSI & GPM & C2G | 0 | 0 | 0 | 0 | 0 | 0 | 0
00 Ret.Exist_Non-FBC_SCR_ACI & DSI & GPM & DRET | 0 | 0 | 0 | 0 | 0 | 0 | 0
00 Ret.Exist_Non-FBC_SCR_ACI & DSI & GPM & NGC | 0 | 0 | 0 | 0 | 0 | 0 | 0
00 Ret.Exist_Non-FBC_SCR_ACI & DSI & GPM & WetFGD & CCS | 0 | 0 | 0 | 0 | 0 | 0 | 0
00 Ret.Exist_Non-FBC_SCR_ACI & DSI & NGC | 0 | 0 | 0 | 0 | 0 | 0 | 0
00 Ret.Exist_Non-FBC_SCR_ACI & DSI & WetFGD & CCS | 0 | 0 | 0 | 0 | 0 | 0 | 0
00 Ret.Exist_Non-FBC_SCR_ACI & GPM | 0 | 0 | 0 | 0 | 0 | 0 | 0
00 Ret.Exist_Non-FBC_SCR_ACI & GPM & C2G | 0 | 0 | 0 | 0 | 0 | 0 | 0
00 Ret.Exist_Non-FBC_SCR_ACI & GPM & DRET | 0 | 0 | 0 | 0 | 0 | 0 | 0
00 Ret.Exist_Non-FBC_SCR_ACI & GPM & NGC | 0 | 0 | 0 | 0 | 0 | 0 | 0
00 Ret.Exist_Non-FBC_SCR_ACI & GPM & WetFGD & CCS | 0 | 0 | 0 | 0 | 0 | 0 | 0
00 Ret.Exist_Non-FBC_SCR_ACI & NGC | 0 | 0 | 0 | 0 | 0 | 0 | 0
00 Ret.Exist_Non-FBC_SCR_ACI & WetFGD & CCS | 0 | 0 | 0 | 0 | 0 | 0 | 0
00 Ret.Exist_Non-FBC_SCR_ACI_DSI & C2G | 0 | 0 | 0 | 0 | 0 | 0 | 0
00 Ret.Exist_Non-FBC_SCR_ACI_DSI & DCCS | 0 | 0 | 0 | 0 | 0 | 0 | 0
00 Ret.Exist_Non-FBC_SCR_ACI_DSI & DCCS & WetFGD & CCS | 0 | 0 | 0 | 0 | 0 | 0 | 0
00 Ret.Exist_Non-FBC_SCR_ACI_DSI & DRET | 0 | 0 | 0 | 0 | 0 | 0 | 0
00 Ret.Exist_Non-FBC_SCR_ACI_DSI & GPM | 0 | 0 | 0 | 0 | 0 | 0 | 0
00 Ret.Exist_Non-FBC_SCR_ACI_DSI & GPM & C2G | 0 | 0 | 0 | 0 | 0 | 0 | 0
00 Ret.Exist_Non-FBC_SCR_ACI_DSI & GPM & DRET | 0 | 0 | 0 | 0 | 0 | 0 | 0
00 Ret.Exist_Non-FBC_SCR_ACI_DSI & GPM & NGC | 0 | 0 | 0 | 0 | 0 | 0 | 0
00 Ret.Exist_Non-FBC_SCR_ACI_DSI & GPM & WetFGD & CCS | 0 | 0 | 0 | 0 | 0 | 0 | 0
00 Ret.Exist_Non-FBC_SCR_ACI_DSI & NGC | 0 | 0 | 0 | 0 | 0 | 0 | 0
00 Ret.Exist_Non-FBC_SCR_ACI_DSI & WetFGD & CCS | 0 | 0 | 0 | 0 | 0 | 0 | 0
00 Ret.Exist_Non-FBC_SNCR_ACI & C2G | 0 | 0 | 0 | 0 | 0 | 0 | 0
00 Ret.Exist_Non-FBC_SNCR_ACI & C2G & SCR | 0 | 0 | 0 | 0 | 0 | 0 | 0
00 Ret.Exist_Non-FBC_SNCR_ACI & DRET | 0 | 0 | 0 | 0 | 0 | 0 | 0
00 Ret.Exist_Non-FBC_SNCR_ACI & DSI | 0 | 0 | 0 | 0 | 0 | 0 | 0
00 Ret.Exist_Non-FBC_SNCR_ACI & DSI & C2G | 0 | 0 | 0 | 0 | 0 | 0 | 0
00 Ret.Exist_Non-FBC_SNCR_ACI & DSI & C2G & SCR | 0 | 0 | 0 | 0 | 0 | 0 | 0
00 Ret.Exist_Non-FBC_SNCR_ACI & DSI & DRET | 0 | 0 | 0 | 0 | 0 | 0 | 0
00 Ret.Exist_Non-FBC_SNCR_ACI & DSI & NGC | 0 | 0 | 0 | 0 | 0 | 0 | 0
00 Ret.Exist_Non-FBC_SNCR_ACI & DSI & SCR | 0 | 0 | 0 | 0 | 0 | 0 | 0
00 Ret.Exist_Non-FBC_SNCR_ACI & DSI & SCR & DRET | 0 | 0 | 0 | 0 | 0 | 0 | 0
00 Ret.Exist_Non-FBC_SNCR_ACI & DSI & SCR & NGC | 0 | 0 | 0 | 0 | 0 | 0 | 0
00 Ret.Exist_Non-FBC_SNCR_ACI & DSI & WetFGD & SCR & CCS | 0 | 0 | 0 | 0 | 0 | 0 | 0
00 Ret.Exist_Non-FBC_SNCR_ACI & GPM | 0 | 0 | 0 | 0 | 0 | 0 | 0
00 Ret.Exist_Non-FBC_SNCR_ACI & GPM & C2G | 0 | 0 | 0 | 0 | 0 | 0 | 0
00 Ret.Exist_Non-FBC_SNCR_ACI & GPM & C2G & SCR | 0 | 0 | 0 | 0 | 0 | 0 | 0
00 Ret.Exist_Non-FBC_SNCR_ACI & GPM & DRET | 0 | 0 | 0 | 0 | 0 | 0 | 0
00 Ret.Exist_Non-FBC_SNCR_ACI & GPM & NGC | 0 | 0 | 0 | 0 | 0 | 0 | 0
00 Ret.Exist_Non-FBC_SNCR_ACI & GPM & SCR | 0 | 0 | 0 | 0 | 0 | 0 | 0
00 Ret.Exist_Non-FBC_SNCR_ACI & GPM & SCR & DRET | 0 | 0 | 0 | 0 | 0 | 0 | 0
00 Ret.Exist_Non-FBC_SNCR_ACI & GPM & SCR & NGC | 0 | 0 | 0 | 0 | 0 | 0 | 0
00 Ret.Exist_Non-FBC_SNCR_ACI & GPM & WetFGD & SCR & CCS | 0 | 0 | 0 | 0 | 0 | 0 | 0
00 Ret.Exist_Non-FBC_SNCR_ACI & NGC | 0 | 0 | 0 | 0 | 0 | 0 | 0
00 Ret.Exist_Non-FBC_SNCR_ACI & SCR | 0 | 0 | 0 | 0 | 0 | 0 | 0
00 Ret.Exist_Non-FBC_SNCR_ACI & SCR & C2G | 0 | 0 | 0 | 0 | 0 | 0 | 0
00 Ret.Exist_Non-FBC_SNCR_ACI & SCR & DRET | 0 | 0 | 0 | 0 | 0 | 0 | 0
00 Ret.Exist_Non-FBC_SNCR_ACI & SCR & NGC | 0 | 0 | 0 | 0 | 0 | 0 | 0
00 Ret.Exist_Non-FBC_SNCR_ACI & SCR & WetFGD & CCS | 0 | 0 | 0 | 0 | 0 | 0 | 0
00 Ret.Exist_Non-FBC_SNCR_ACI_DSI & C2G | 0 | 0 | 0 | 0 | 0 | 0 | 0
00 Ret.Exist_Non-FBC_SNCR_ACI_DSI & C2G & SCR | 0 | 0 | 0 | 0 | 0 | 0 | 0
00 Ret.Exist_Non-FBC_SNCR_ACI_DSI & DCCS | 0 | 0 | 0 | 0 | 0 | 0 | 0
00 Ret.Exist_Non-FBC_SNCR_ACI_DSI & DCCS & WetFGD & SCR & CCS | 0 | 0 | 0 | 0 | 0 | 0 | 0
00 Ret.Exist_Non-FBC_SNCR_ACI_DSI & DRET | 0 | 0 | 0 | 0 | 0 | 0 | 0
00 Ret.Exist_Non-FBC_SNCR_ACI_DSI & GPM | 0 | 0 | 0 | 0 | 0 | 0 | 0
00 Ret.Exist_Non-FBC_SNCR_ACI_DSI & GPM & C2G | 0 | 0 | 0 | 0 | 0 | 0 | 0
00 Ret.Exist_Non-FBC_SNCR_ACI_DSI & GPM & C2G & SCR | 0 | 0 | 0 | 0 | 0 | 0 | 0
00 Ret.Exist_Non-FBC_SNCR_ACI_DSI & GPM & DRET | 0 | 0 | 0 | 0 | 0 | 0 | 0
00 Ret.Exist_Non-FBC_SNCR_ACI_DSI & GPM & NGC | 0 | 0 | 0 | 0 | 0 | 0 | 0
00 Ret.Exist_Non-FBC_SNCR_ACI_DSI & GPM & SCR | 0 | 0 | 0 | 0 | 0 | 0 | 0
00 Ret.Exist_Non-FBC_SNCR_ACI_DSI & GPM & SCR & DRET | 0 | 0 | 0 | 0 | 0 | 0 | 0
00 Ret.Exist_Non-FBC_SNCR_ACI_DSI & GPM & SCR & NGC | 0 | 0 | 0 | 0 | 0 | 0 | 0
00 Ret.Exist_Non-FBC_SNCR_ACI_DSI & GPM & WetFGD & SCR & CCS | 0 | 0 | 0 | 0 | 0 | 0 | 0
00 Ret.Exist_Non-FBC_SNCR_ACI_DSI & NGC | 0 | 0 | 0 | 0 | 0 | 0 | 0
00 Ret.Exist_Non-FBC_SNCR_ACI_DSI & SCR | 0 | 0 | 0 | 0 | 0 | 0 | 0
00 Ret.Exist_Non-FBC_SNCR_ACI_DSI & SCR & C2G | 0 | 0 | 0 | 0 | 0 | 0 | 0
00 Ret.Exist_Non-FBC_SNCR_ACI_DSI & SCR & DRET | 0 | 0 | 0 | 0 | 0 | 0 | 0
00 Ret.Exist_Non-FBC_SNCR_ACI_DSI & SCR & NGC | 0 | 0 | 0 | 0 | 0 | 0 | 0
00 Ret.Exist_Non-FBC_SNCR_ACI_DSI & SCR & WetFGD & CCS | 0 | 0 | 0 | 0 | 0 | 0 | 0
00 Ret.Exist_Non-FBC_WetFGD & ACI | 0 | 0 | 0 | 0 | 0 | 0 | 0
00 Ret.Exist_Non-FBC_WetFGD & ACI & C2G | 0 | 0 | 0 | 0 | 0 | 0 | 0
00 Ret.Exist_Non-FBC_WetFGD & ACI & C2G & SCR | 0 | 0 | 0 | 0 | 0 | 0 | 0
00 Ret.Exist_Non-FBC_WetFGD & ACI & DRET | 0 | 0 | 0 | 0 | 0 | 0 | 0
00 Ret.Exist_Non-FBC_WetFGD & ACI & GPM | 0 | 0 | 0 | 0 | 0 | 0 | 0
00 Ret.Exist_Non-FBC_WetFGD & ACI & GPM & C2G | 0 | 0 | 0 | 0 | 0 | 0 | 0
00 Ret.Exist_Non-FBC_WetFGD & ACI & GPM & C2G & SCR | 0 | 0 | 0 | 0 | 0 | 0 | 0
00 Ret.Exist_Non-FBC_WetFGD & ACI & GPM & DRET | 0 | 0 | 0 | 0 | 0 | 0 | 0
00 Ret.Exist_Non-FBC_WetFGD & ACI & GPM & NGC | 0 | 0 | 0 | 0 | 0 | 0 | 0
00 Ret.Exist_Non-FBC_WetFGD & ACI & GPM & SCR | 0 | 0 | 0 | 0 | 0 | 0 | 0
00 Ret.Exist_Non-FBC_WetFGD & ACI & GPM & SCR & CCS | 0 | 0 | 0 | 0 | 0 | 0 | 0
00 Ret.Exist_Non-FBC_WetFGD & ACI & GPM & SCR & DRET | 0 | 0 | 0 | 0 | 0 | 0 | 0
00 Ret.Exist_Non-FBC_WetFGD & ACI & GPM & SCR & NGC | 0 | 0 | 0 | 0 | 0 | 0 | 0
00 Ret.Exist_Non-FBC_WetFGD & ACI & GPM & SNCR | 0 | 0 | 0 | 0 | 0 | 0 | 0
00 Ret.Exist_Non-FBC_WetFGD & ACI & GPM & SNCR & DRET | 0 | 0 | 0 | 0 | 0 | 0 | 0
00 Ret.Exist_Non-FBC_WetFGD & ACI & GPM & SNCR & NGC | 0 | 0 | 0 | 0 | 0 | 0 | 0
00 Ret.Exist_Non-FBC_WetFGD & ACI & NGC | 0 | 0 | 0 | 0 | 0 | 0 | 0
00 Ret.Exist_Non-FBC_WetFGD & ACI & SCR | 0 | 0 | 0 | 0 | 0 | 0 | 0
00 Ret.Exist_Non-FBC_WetFGD & ACI & SCR & CCS | 0 | 0 | 0 | 0 | 0 | 0 | 0
00 Ret.Exist_Non-FBC_WetFGD & ACI & SCR & DRET | 0 | 0 | 0 | 0 | 0 | 0 | 0
00 Ret.Exist_Non-FBC_WetFGD & ACI & SCR & NGC | 0 | 0 | 0 | 0 | 0 | 0 | 0
00 Ret.Exist_Non-FBC_WetFGD & ACI & SNCR | 0 | 0 | 0 | 0 | 0 | 0 | 0
00 Ret.Exist_Non-FBC_WetFGD & ACI & SNCR & DRET | 0 | 0 | 0 | 0 | 0 | 0 | 0
00 Ret.Exist_Non-FBC_WetFGD & ACI & SNCR & NGC | 0 | 0 | 0 | 0 | 0 | 0 | 0
00 Ret.Exist_Non-FBC_WetFGD & C2G | 0 | 0 | 0 | 0 | 0 | 0 | 0
00 Ret.Exist_Non-FBC_WetFGD & C2G & SCR | 0 | 0 | 0 | 0 | 0 | 0 | 0
00 Ret.Exist_Non-FBC_WetFGD & DRET | 0 | 0 | 0 | 0 | 0 | 0 | 0
00 Ret.Exist_Non-FBC_WetFGD & DCCS | 0 | 0 | 0 | 0 | 0 | 0 | 0
00 Ret.Exist_Non-FBC_WetFGD & DCCS & SCR & CCS | 0 | 0 | 0 | 0 | 0 | 0 | 0
00 Ret.Exist_Non-FBC_WetFGD & GPM | 0 | 0 | 0 | 0 | 0 | 0 | 0
00 Ret.Exist_Non-FBC_WetFGD & GPM & C2G | 0 | 0 | 0 | 0 | 0 | 0 | 0
00 Ret.Exist_Non-FBC_WetFGD & GPM & C2G & SCR | 0 | 0 | 0 | 0 | 0 | 0 | 0
00 Ret.Exist_Non-FBC_WetFGD & GPM & DRET | 0 | 0 | 0 | 0 | 0 | 0 | 0
00 Ret.Exist_Non-FBC_WetFGD & GPM & NGC | 0 | 0 | 0 | 0 | 0 | 0 | 0
00 Ret.Exist_Non-FBC_WetFGD & GPM & SCR | 0 | 0 | 0 | 0 | 0 | 0 | 0
00 Ret.Exist_Non-FBC_WetFGD & GPM & SCR & CCS | 0 | 0 | 0 | 0 | 0 | 0 | 0
00 Ret.Exist_Non-FBC_WetFGD & GPM & SCR & DRET | 0 | 0 | 0 | 0 | 0 | 0 | 0
00 Ret.Exist_Non-FBC_WetFGD & GPM & SCR & NGC | 0 | 0 | 0 | 0 | 0 | 0 | 0
00 Ret.Exist_Non-FBC_WetFGD & GPM & SNCR | 0 | 0 | 0 | 0 | 0 | 0 | 0
00 Ret.Exist_Non-FBC_WetFGD & GPM & SNCR & DRET | 0 | 0 | 0 | 0 | 0 | 0 | 0
00 Ret.Exist_Non-FBC_WetFGD & GPM & SNCR & NGC | 0 | 0 | 0 | 0 | 0 | 0 | 0
00 Ret.Exist_Non-FBC_WetFGD & NGC | 0 | 0 | 0 | 0 | 0 | 0 | 0
00 Ret.Exist_Non-FBC_WetFGD & SCR | 0 | 0 | 0 | 0 | 0 | 0 | 0
00 Ret.Exist_Non-FBC_WetFGD & SCR & C2G | 0 | 0 | 0 | 0 | 0 | 0 | 0
00 Ret.Exist_Non-FBC_WetFGD & SCR & CCS | 0 | 0 | 0 | 0 | 0 | 0 | 0
00 Ret.Exist_Non-FBC_WetFGD & SCR & DRET | 0 | 0 | 0 | 0 | 0 | 0 | 0
00 Ret.Exist_Non-FBC_WetFGD & SCR & NGC | 0 | 0 | 0 | 0 | 0 | 0 | 0
00 Ret.Exist_Non-FBC_WetFGD & SNCR | 0 | 0 | 0 | 0 | 0 | 0 | 0
00 Ret.Exist_Non-FBC_WetFGD & SNCR & C2G | 0 | 0 | 0 | 0 | 0 | 0 | 0
00 Ret.Exist_Non-FBC_WetFGD & SNCR & DRET | 0 | 0 | 0 | 0 | 0 | 0 | 0
00 Ret.Exist_Non-FBC_WetFGD & SNCR & NGC | 0 | 0 | 0 | 0 | 0 | 0 | 0
00 Ret.Exist_Non-FBC_WetFGD_ACI & C2G | 0 | 0 | 0 | 0 | 0 | 0 | 0
00 Ret.Exist_Non-FBC_WetFGD_ACI & C2G & SCR | 0 | 0 | 0 | 0 | 0 | 0 | 0
00 Ret.Exist_Non-FBC_WetFGD_ACI & DCCS | 0 | 0 | 0 | 0 | 0 | 0 | 0
00 Ret.Exist_Non-FBC_WetFGD_ACI & DCCS & SCR & CCS | 0 | 0 | 0 | 0 | 0 | 0 | 0
00 Ret.Exist_Non-FBC_WetFGD_ACI & DRET | 0 | 0 | 0 | 0 | 0 | 0 | 0
00 Ret.Exist_Non-FBC_WetFGD_ACI & GPM | 0 | 0 | 0 | 0 | 0 | 0 | 0
00 Ret.Exist_Non-FBC_WetFGD_ACI & GPM & C2G | 0 | 0 | 0 | 0 | 0 | 0 | 0
00 Ret.Exist_Non-FBC_WetFGD_ACI & GPM & C2G & SCR | 0 | 0 | 0 | 0 | 0 | 0 | 0
00 Ret.Exist_Non-FBC_WetFGD_ACI & GPM & DRET | 0 | 0 | 0 | 0 | 0 | 0 | 0
00 Ret.Exist_Non-FBC_WetFGD_ACI & GPM & NGC | 0 | 0 | 0 | 0 | 0 | 0 | 0
00 Ret.Exist_Non-FBC_WetFGD_ACI & GPM & SCR | 0 | 0 | 0 | 0 | 0 | 0 | 0
00 Ret.Exist_Non-FBC_WetFGD_ACI & GPM & SCR & CCS | 0 | 0 | 0 | 0 | 0 | 0 | 0
00 Ret.Exist_Non-FBC_WetFGD_ACI & GPM & SCR & DRET | 0 | 0 | 0 | 0 | 0 | 0 | 0
00 Ret.Exist_Non-FBC_WetFGD_ACI & GPM & SCR & NGC | 0 | 0 | 0 | 0 | 0 | 0 | 0
00 Ret.Exist_Non-FBC_WetFGD_ACI & GPM & SNCR | 0 | 0 | 0 | 0 | 0 | 0 | 0
00 Ret.Exist_Non-FBC_WetFGD_ACI & GPM & SNCR & DRET | 0 | 0 | 0 | 0 | 0 | 0 | 0
00 Ret.Exist_Non-FBC_WetFGD_ACI & GPM & SNCR & NGC | 0 | 0 | 0 | 0 | 0 | 0 | 0
00 Ret.Exist_Non-FBC_WetFGD_ACI & NGC | 0 | 0 | 0 | 0 | 0 | 0 | 0
00 Ret.Exist_Non-FBC_WetFGD_ACI & SCR | 0 | 0 | 0 | 0 | 0 | 0 | 0
00 Ret.Exist_Non-FBC_WetFGD_ACI & SCR & C2G | 0 | 0 | 0 | 0 | 0 | 0 | 0
00 Ret.Exist_Non-FBC_WetFGD_ACI & SCR & CCS | 0 | 0 | 0 | 0 | 0 | 0 | 0
00 Ret.Exist_Non-FBC_WetFGD_ACI & SCR & DRET | 0 | 0 | 0 | 0 | 0 | 0 | 0
00 Ret.Exist_Non-FBC_WetFGD_ACI & SCR & NGC | 0 | 0 | 0 | 0 | 0 | 0 | 0
00 Ret.Exist_Non-FBC_WetFGD_ACI & SNCR | 0 | 0 | 0 | 0 | 0 | 0 | 0
00 Ret.Exist_Non-FBC_WetFGD_ACI & SNCR & C2G | 0 | 0 | 0 | 0 | 0 | 0 | 0
00 Ret.Exist_Non-FBC_WetFGD_ACI & SNCR & DRET | 0 | 0 | 0 | 0 | 0 | 0 | 0
00 Ret.Exist_Non-FBC_WetFGD_ACI & SNCR & NGC | 0 | 0 | 0 | 0 | 0 | 0 | 0
00 Ret.Exist_Non-FBC_WetFGD_ACI_DSI & C2G | 0 | 0 | 0 | 0 | 0 | 0 | 0
00 Ret.Exist_Non-FBC_WetFGD_ACI_DSI & C2G & SCR | 0 | 0 | 0 | 0 | 0 | 0 | 0
00 Ret.Exist_Non-FBC_WetFGD_ACI_DSI & DCCS | 0 | 0 | 0 | 0 | 0 | 0 | 0
00 Ret.Exist_Non-FBC_WetFGD_ACI_DSI & DCCS & SCR & CCS | 0 | 0 | 0 | 0 | 0 | 0 | 0
00 Ret.Exist_Non-FBC_WetFGD_ACI_DSI & DRET | 0 | 0 | 0 | 0 | 0 | 0 | 0
00 Ret.Exist_Non-FBC_WetFGD_ACI_DSI & GPM | 0 | 0 | 0 | 0 | 0 | 0 | 0
00 Ret.Exist_Non-FBC_WetFGD_ACI_DSI & GPM & C2G | 0 | 0 | 0 | 0 | 0 | 0 | 0
00 Ret.Exist_Non-FBC_WetFGD_ACI_DSI & GPM & C2G & SCR | 0 | 0 | 0 | 0 | 0 | 0 | 0
00 Ret.Exist_Non-FBC_WetFGD_ACI_DSI & GPM & DRET | 0 | 0 | 0 | 0 | 0 | 0 | 0
00 Ret.Exist_Non-FBC_WetFGD_ACI_DSI & GPM & NGC | 0 | 0 | 0 | 0 | 0 | 0 | 0
00 Ret.Exist_Non-FBC_WetFGD_ACI_DSI & GPM & SCR | 0 | 0 | 0 | 0 | 0 | 0 | 0
00 Ret.Exist_Non-FBC_WetFGD_ACI_DSI & GPM & SCR & CCS | 0 | 0 | 0 | 0 | 0 | 0 | 0
00 Ret.Exist_Non-FBC_WetFGD_ACI_DSI & GPM & SCR & DRET | 0 | 0 | 0 | 0 | 0 | 0 | 0
00 Ret.Exist_Non-FBC_WetFGD_ACI_DSI & GPM & SCR & NGC | 0 | 0 | 0 | 0 | 0 | 0 | 0
00 Ret.Exist_Non-FBC_WetFGD_ACI_DSI & GPM & SNCR | 0 | 0 | 0 | 0 | 0 | 0 | 0
00 Ret.Exist_Non-FBC_WetFGD_ACI_DSI & GPM & SNCR & DRET | 0 | 0 | 0 | 0 | 0 | 0 | 0
00 Ret.Exist_Non-FBC_WetFGD_ACI_DSI & GPM & SNCR & NGC | 0 | 0 | 0 | 0 | 0 | 0 | 0
00 Ret.Exist_Non-FBC_WetFGD_ACI_DSI & NGC | 0 | 0 | 0 | 0 | 0 | 0 | 0
00 Ret.Exist_Non-FBC_WetFGD_ACI_DSI & SCR | 0 | 0 | 0 | 0 | 0 | 0 | 0
00 Ret.Exist_Non-FBC_WetFGD_ACI_DSI & SCR & C2G | 0 | 0 | 0 | 0 | 0 | 0 | 0
00 Ret.Exist_Non-FBC_WetFGD_ACI_DSI & SCR & CCS | 0 | 0 | 0 | 0 | 0 | 0 | 0
00 Ret.Exist_Non-FBC_WetFGD_ACI_DSI & SCR & DRET | 0 | 0 | 0 | 0 | 0 | 0 | 0
00 Ret.Exist_Non-FBC_WetFGD_ACI_DSI & SCR & NGC | 0 | 0 | 0 | 0 | 0 | 0 | 0
00 Ret.Exist_Non-FBC_WetFGD_ACI_DSI & SNCR | 0 | 0 | 0 | 0 | 0 | 0 | 0
00 Ret.Exist_Non-FBC_WetFGD_ACI_DSI & SNCR & C2G | 0 | 0 | 0 | 0 | 0 | 0 | 0
00 Ret.Exist_Non-FBC_WetFGD_ACI_DSI & SNCR & DRET | 0 | 0 | 0 | 0 | 0 | 0 | 0
00 Ret.Exist_Non-FBC_WetFGD_ACI_DSI & SNCR & NGC | 0 | 0 | 0 | 0 | 0 | 0 | 0
00 Ret.Exist_Non-FBC_WetFGD_SCR & ACI | 0 | 0 | 0 | 0 | 0 | 0 | 0
00 Ret.Exist_Non-FBC_WetFGD_SCR & ACI & C2G | 0 | 0 | 0 | 0 | 0 | 0 | 0
00 Ret.Exist_Non-FBC_WetFGD_SCR & ACI & CCS | 0 | 0 | 0 | 0 | 0 | 0 | 0
00 Ret.Exist_Non-FBC_WetFGD_SCR & DCCS | 0 | 0 | 0 | 0 | 0 | 0 | 0
00 Ret.Exist_Non-FBC_WetFGD_SCR & DCCS & CCS | 0 | 0 | 0 | 0 | 0 | 0 | 0
00 Ret.Exist_Non-FBC_WetFGD_SCR & ACI & DRET | 0 | 0 | 0 | 0 | 0 | 0 | 0
00 Ret.Exist_Non-FBC_WetFGD_SCR & ACI & GPM | 0 | 0 | 0 | 0 | 0 | 0 | 0
00 Ret.Exist_Non-FBC_WetFGD_SCR & ACI & GPM & C2G | 0 | 0 | 0 | 0 | 0 | 0 | 0
00 Ret.Exist_Non-FBC_WetFGD_SCR & ACI & GPM & CCS | 0 | 0 | 0 | 0 | 0 | 0 | 0
00 Ret.Exist_Non-FBC_WetFGD_SCR & ACI & GPM & DRET | 0 | 0 | 0 | 0 | 0 | 0 | 0
00 Ret.Exist_Non-FBC_WetFGD_SCR & ACI & GPM & NGC | 0 | 0 | 0 | 0 | 0 | 0 | 0
00 Ret.Exist_Non-FBC_WetFGD_SCR & ACI & NGC | 0 | 0 | 0 | 0 | 0 | 0 | 0
00 Ret.Exist_Non-FBC_WetFGD_SCR & C2G | 0 | 0 | 0 | 0 | 0 | 0 | 0
00 Ret.Exist_Non-FBC_WetFGD_SCR & CCS | 0 | 0 | 0 | 0 | 0 | 0 | 0
00 Ret.Exist_Non-FBC_WetFGD_SCR & DRET | 0 | 0 | 0 | 0 | 0 | 0 | 0
00 Ret.Exist_Non-FBC_WetFGD_SCR & GPM | 0 | 0 | 0 | 0 | 0 | 0 | 0
00 Ret.Exist_Non-FBC_WetFGD_SCR & GPM & C2G | 0 | 0 | 0 | 0 | 0 | 0 | 0
00 Ret.Exist_Non-FBC_WetFGD_SCR & GPM & CCS | 0 | 0 | 0 | 0 | 0 | 0 | 0
00 Ret.Exist_Non-FBC_WetFGD_SCR & GPM & DRET | 0 | 0 | 0 | 0 | 0 | 0 | 0
00 Ret.Exist_Non-FBC_WetFGD_SCR & GPM & NGC | 0 | 0 | 0 | 0 | 0 | 0 | 0
00 Ret.Exist_Non-FBC_WetFGD_SCR & NGC | 0 | 0 | 0 | 0 | 0 | 0 | 0
00 Ret.Exist_Non-FBC_WetFGD_SCR_ACI & C2G | 0 | 0 | 0 | 0 | 0 | 0 | 0
00 Ret.Exist_Non-FBC_WetFGD_SCR_ACI & CCS | 0 | 0 | 0 | 0 | 0 | 0 | 0
00 Ret.Exist_Non-FBC_WetFGD_SCR_ACI & DCCS | 0 | 0 | 0 | 0 | 0 | 0 | 0
00 Ret.Exist_Non-FBC_WetFGD_SCR_ACI & DCCS & CCS | 0 | 0 | 0 | 0 | 0 | 0 | 0
00 Ret.Exist_Non-FBC_WetFGD_SCR_ACI & DRET | 0 | 0 | 0 | 0 | 0 | 0 | 0
00 Ret.Exist_Non-FBC_WetFGD_SCR_ACI & GPM | 0 | 0 | 0 | 0 | 0 | 0 | 0
00 Ret.Exist_Non-FBC_WetFGD_SCR_ACI & GPM & C2G | 0 | 0 | 0 | 0 | 0 | 0 | 0
00 Ret.Exist_Non-FBC_WetFGD_SCR_ACI & GPM & CCS | 0 | 0 | 0 | 0 | 0 | 0 | 0
00 Ret.Exist_Non-FBC_WetFGD_SCR_ACI & GPM & DRET | 0 | 0 | 0 | 0 | 0 | 0 | 0
00 Ret.Exist_Non-FBC_WetFGD_SCR_ACI & GPM & NGC | 0 | 0 | 0 | 0 | 0 | 0 | 0
00 Ret.Exist_Non-FBC_WetFGD_SCR_ACI & NGC | 0 | 0 | 0 | 0 | 0 | 0 | 0
00 Ret.Exist_Non-FBC_WetFGD_SCR_ACI_DSI & C2G | 0 | 0 | 0 | 0 | 0 | 0 | 0
00 Ret.Exist_Non-FBC_WetFGD_SCR_ACI_DSI & CCS | 0 | 0 | 0 | 0 | 0 | 0 | 0
00 Ret.Exist_Non-FBC_WetFGD_SCR_ACI_DSI & DCCS | 0 | 0 | 0 | 0 | 0 | 0 | 0
00 Ret.Exist_Non-FBC_WetFGD_SCR_ACI_DSI & DCCS & CCS | 0 | 0 | 0 | 0 | 0 | 0 | 0
00 Ret.Exist_Non-FBC_WetFGD_SCR_ACI_DSI & DRET | 0 | 0 | 0 | 0 | 0 | 0 | 0
00 Ret.Exist_Non-FBC_WetFGD_SCR_ACI_DSI & GPM | 0 | 0 | 0 | 0 | 0 | 0 | 0
00 Ret.Exist_Non-FBC_WetFGD_SCR_ACI_DSI & GPM & C2G | 0 | 0 | 0 | 0 | 0 | 0 | 0
00 Ret.Exist_Non-FBC_WetFGD_SCR_ACI_DSI & GPM & CCS | 0 | 0 | 0 | 0 | 0 | 0 | 0
00 Ret.Exist_Non-FBC_WetFGD_SCR_ACI_DSI & GPM & DRET | 0 | 0 | 0 | 0 | 0 | 0 | 0
00 Ret.Exist_Non-FBC_WetFGD_SCR_ACI_DSI & GPM & NGC | 0 | 0 | 0 | 0 | 0 | 0 | 0
00 Ret.Exist_Non-FBC_WetFGD_SCR_ACI_DSI & NGC | 0 | 0 | 0 | 0 | 0 | 0 | 0
00 Ret.Exist_Non-FBC_WetFGD_SCR_DSI & ACI | 0 | 0 | 0 | 0 | 0 | 0 | 0
00 Ret.Exist_Non-FBC_WetFGD_SCR_DSI & ACI & C2G | 0 | 0 | 0 | 0 | 0 | 0 | 0
00 Ret.Exist_Non-FBC_WetFGD_SCR_DSI & ACI & CCS | 0 | 0 | 0 | 0 | 0 | 0 | 0
00 Ret.Exist_Non-FBC_WetFGD_SCR_DSI & ACI & DRET | 0 | 0 | 0 | 0 | 0 | 0 | 0
00 Ret.Exist_Non-FBC_WetFGD_SCR_DSI & ACI & GPM | 0 | 0 | 0 | 0 | 0 | 0 | 0
00 Ret.Exist_Non-FBC_WetFGD_SCR_DSI & ACI & GPM & C2G | 0 | 0 | 0 | 0 | 0 | 0 | 0
00 Ret.Exist_Non-FBC_WetFGD_SCR_DSI & ACI & GPM & CCS | 0 | 0 | 0 | 0 | 0 | 0 | 0
00 Ret.Exist_Non-FBC_WetFGD_SCR_DSI & ACI & GPM & DRET | 0 | 0 | 0 | 0 | 0 | 0 | 0
00 Ret.Exist_Non-FBC_WetFGD_SCR_DSI & ACI & GPM & NGC | 0 | 0 | 0 | 0 | 0 | 0 | 0
00 Ret.Exist_Non-FBC_WetFGD_SCR_DSI & ACI & NGC | 0 | 0 | 0 | 0 | 0 | 0 | 0
00 Ret.Exist_Non-FBC_WetFGD_SCR_DSI & C2G | 0 | 0 | 0 | 0 | 0 | 0 | 0
00 Ret.Exist_Non-FBC_WetFGD_SCR_DSI & CCS | 0 | 0 | 0 | 0 | 0 | 0 | 0
00 Ret.Exist_Non-FBC_WetFGD_SCR_DSI & DCCS | 0 | 0 | 0 | 0 | 0 | 0 | 0
00 Ret.Exist_Non-FBC_WetFGD_SCR_DSI & DCCS & CCS | 0 | 0 | 0 | 0 | 0 | 0 | 0
00 Ret.Exist_Non-FBC_WetFGD_SCR_DSI & DRET | 0 | 0 | 0 | 0 | 0 | 0 | 0
00 Ret.Exist_Non-FBC_WetFGD_SCR_DSI & GPM | 0 | 0 | 0 | 0 | 0 | 0 | 0
00 Ret.Exist_Non-FBC_WetFGD_SCR_DSI & GPM & C2G | 0 | 0 | 0 | 0 | 0 | 0 | 0
00 Ret.Exist_Non-FBC_WetFGD_SCR_DSI & GPM & CCS | 0 | 0 | 0 | 0 | 0 | 0 | 0
00 Ret.Exist_Non-FBC_WetFGD_SCR_DSI & GPM & DRET | 0 | 0 | 0 | 0 | 0 | 0 | 0
00 Ret.Exist_Non-FBC_WetFGD_SCR_DSI & GPM & NGC | 0 | 0 | 0 | 0 | 0 | 0 | 0
00 Ret.Exist_Non-FBC_WetFGD_SCR_DSI & NGC | 0 | 0 | 0 | 0 | 0 | 0 | 0
00 Ret.Exist_Non-FBC_WetFGD_SNCR & ACI | 0 | 0 | 0 | 0 | 0 | 0 | 0
00 Ret.Exist_Non-FBC_WetFGD_SNCR & ACI & C2G | 0 | 0 | 0 | 0 | 0 | 0 | 0
00 Ret.Exist_Non-FBC_WetFGD_SNCR & ACI & C2G & SCR | 0 | 0 | 0 | 0 | 0 | 0 | 0
00 Ret.Exist_Non-FBC_WetFGD_SNCR & ACI & DRET | 0 | 0 | 0 | 0 | 0 | 0 | 0
00 Ret.Exist_Non-FBC_WetFGD_SNCR & ACI & GPM | 0 | 0 | 0 | 0 | 0 | 0 | 0
00 Ret.Exist_Non-FBC_WetFGD_SNCR & ACI & GPM & C2G | 0 | 0 | 0 | 0 | 0 | 0 | 0
00 Ret.Exist_Non-FBC_WetFGD_SNCR & ACI & GPM & C2G & SCR | 0 | 0 | 0 | 0 | 0 | 0 | 0
00 Ret.Exist_Non-FBC_WetFGD_SNCR & ACI & GPM & DRET | 0 | 0 | 0 | 0 | 0 | 0 | 0
00 Ret.Exist_Non-FBC_WetFGD_SNCR & ACI & GPM & NGC | 0 | 0 | 0 | 0 | 0 | 0 | 0
00 Ret.Exist_Non-FBC_WetFGD_SNCR & ACI & GPM & SCR | 0 | 0 | 0 | 0 | 0 | 0 | 0
00 Ret.Exist_Non-FBC_WetFGD_SNCR & ACI & GPM & SCR & CCS | 0 | 0 | 0 | 0 | 0 | 0 | 0
00 Ret.Exist_Non-FBC_WetFGD_SNCR & ACI & GPM & SCR & DRET | 0 | 0 | 0 | 0 | 0 | 0 | 0
00 Ret.Exist_Non-FBC_WetFGD_SNCR & ACI & GPM & SCR & NGC | 0 | 0 | 0 | 0 | 0 | 0 | 0
00 Ret.Exist_Non-FBC_WetFGD_SNCR & ACI & NGC | 0 | 0 | 0 | 0 | 0 | 0 | 0
00 Ret.Exist_Non-FBC_WetFGD_SNCR & ACI & SCR | 0 | 0 | 0 | 0 | 0 | 0 | 0
00 Ret.Exist_Non-FBC_WetFGD_SNCR & ACI & SCR & CCS | 0 | 0 | 0 | 0 | 0 | 0 | 0
00 Ret.Exist_Non-FBC_WetFGD_SNCR & ACI & SCR & DRET | 0 | 0 | 0 | 0 | 0 | 0 | 0
00 Ret.Exist_Non-FBC_WetFGD_SNCR & ACI & SCR & NGC | 0 | 0 | 0 | 0 | 0 | 0 | 0
00 Ret.Exist_Non-FBC_WetFGD_SNCR & C2G | 0 | 0 | 0 | 0 | 0 | 0 | 0
00 Ret.Exist_Non-FBC_WetFGD_SNCR & C2G & SCR | 0 | 0 | 0 | 0 | 0 | 0 | 0
00 Ret.Exist_Non-FBC_WetFGD_SNCR & DCCS | 0 | 0 | 0 | 0 | 0 | 0 | 0
00 Ret.Exist_Non-FBC_WetFGD_SNCR & DCCS & SCR & CCS | 0 | 0 | 0 | 0 | 0 | 0 | 0
00 Ret.Exist_Non-FBC_WetFGD_SNCR & DRET | 0 | 0 | 0 | 0 | 0 | 0 | 0
00 Ret.Exist_Non-FBC_WetFGD_SNCR & GPM | 0 | 0 | 0 | 0 | 0 | 0 | 0
00 Ret.Exist_Non-FBC_WetFGD_SNCR & GPM & C2G | 0 | 0 | 0 | 0 | 0 | 0 | 0
00 Ret.Exist_Non-FBC_WetFGD_SNCR & GPM & C2G & SCR | 0 | 0 | 0 | 0 | 0 | 0 | 0
00 Ret.Exist_Non-FBC_WetFGD_SNCR & GPM & DRET | 0 | 0 | 0 | 0 | 0 | 0 | 0
00 Ret.Exist_Non-FBC_WetFGD_SNCR & GPM & NGC | 0 | 0 | 0 | 0 | 0 | 0 | 0
00 Ret.Exist_Non-FBC_WetFGD_SNCR & GPM & SCR | 0 | 0 | 0 | 0 | 0 | 0 | 0
00 Ret.Exist_Non-FBC_WetFGD_SNCR & GPM & SCR & CCS | 0 | 0 | 0 | 0 | 0 | 0 | 0
00 Ret.Exist_Non-FBC_WetFGD_SNCR & GPM & SCR & DRET | 0 | 0 | 0 | 0 | 0 | 0 | 0
00 Ret.Exist_Non-FBC_WetFGD_SNCR & GPM & SCR & NGC | 0 | 0 | 0 | 0 | 0 | 0 | 0
00 Ret.Exist_Non-FBC_WetFGD_SNCR & NGC | 0 | 0 | 0 | 0 | 0 | 0 | 0
00 Ret.Exist_Non-FBC_WetFGD_SNCR & SCR | 0 | 0 | 0 | 0 | 0 | 0 | 0
00 Ret.Exist_Non-FBC_WetFGD_SNCR & SCR & C2G | 0 | 0 | 0 | 0 | 0 | 0 | 0
00 Ret.Exist_Non-FBC_WetFGD_SNCR & SCR & CCS | 0 | 0 | 0 | 0 | 0 | 0 | 0
00 Ret.Exist_Non-FBC_WetFGD_SNCR & SCR & DRET | 0 | 0 | 0 | 0 | 0 | 0 | 0
00 Ret.Exist_Non-FBC_WetFGD_SNCR & SCR & NGC | 0 | 0 | 0 | 0 | 0 | 0 | 0
00 Ret.Exist_Non-FBC_WetFGD_SNCR_ACI & C2G | 0 | 0 | 0 | 0 | 0 | 0 | 0
00 Ret.Exist_Non-FBC_WetFGD_SNCR_ACI & C2G & SCR | 0 | 0 | 0 | 0 | 0 | 0 | 0
00 Ret.Exist_Non-FBC_WetFGD_SNCR_ACI & DCCS | 0 | 0 | 0 | 0 | 0 | 0 | 0
00 Ret.Exist_Non-FBC_WetFGD_SNCR_ACI & DCCS & SCR & CCS | 0 | 0 | 0 | 0 | 0 | 0 | 0
00 Ret.Exist_Non-FBC_WetFGD_SNCR_ACI & DRET | 0 | 0 | 0 | 0 | 0 | 0 | 0
00 Ret.Exist_Non-FBC_WetFGD_SNCR_ACI & GPM | 0 | 0 | 0 | 0 | 0 | 0 | 0
00 Ret.Exist_Non-FBC_WetFGD_SNCR_ACI & GPM & C2G | 0 | 0 | 0 | 0 | 0 | 0 | 0
00 Ret.Exist_Non-FBC_WetFGD_SNCR_ACI & GPM & C2G & SCR | 0 | 0 | 0 | 0 | 0 | 0 | 0
00 Ret.Exist_Non-FBC_WetFGD_SNCR_ACI & GPM & DRET | 0 | 0 | 0 | 0 | 0 | 0 | 0
00 Ret.Exist_Non-FBC_WetFGD_SNCR_ACI & GPM & NGC | 0 | 0 | 0 | 0 | 0 | 0 | 0
00 Ret.Exist_Non-FBC_WetFGD_SNCR_ACI & GPM & SCR | 0 | 0 | 0 | 0 | 0 | 0 | 0
00 Ret.Exist_Non-FBC_WetFGD_SNCR_ACI & GPM & SCR & CCS | 0 | 0 | 0 | 0 | 0 | 0 | 0
00 Ret.Exist_Non-FBC_WetFGD_SNCR_ACI & GPM & SCR & DRET | 0 | 0 | 0 | 0 | 0 | 0 | 0
00 Ret.Exist_Non-FBC_WetFGD_SNCR_ACI & GPM & SCR & NGC | 0 | 0 | 0 | 0 | 0 | 0 | 0
00 Ret.Exist_Non-FBC_WetFGD_SNCR_ACI & NGC | 0 | 0 | 0 | 0 | 0 | 0 | 0
00 Ret.Exist_Non-FBC_WetFGD_SNCR_ACI & SCR | 0 | 0 | 0 | 0 | 0 | 0 | 0
00 Ret.Exist_Non-FBC_WetFGD_SNCR_ACI & SCR & C2G | 0 | 0 | 0 | 0 | 0 | 0 | 0
00 Ret.Exist_Non-FBC_WetFGD_SNCR_ACI & SCR & CCS | 0 | 0 | 0 | 0 | 0 | 0 | 0
00 Ret.Exist_Non-FBC_WetFGD_SNCR_ACI & SCR & DRET | 0 | 0 | 0 | 0 | 0 | 0 | 0
00 Ret.Exist_Non-FBC_WetFGD_SNCR_ACI & SCR & NGC | 0 | 0 | 0 | 0 | 0 | 0 | 0
00 Existing Combined Cycle Retirement | 1476.8 | 1476.8 | 1476.8 | 1476.8 | 1476.8 | 1476.8 | 1476.8
00 New Combined Cycle Retirement | 0 | 0 | 0 | 0 | 0 | 0 | 0
00 Existing Combustion Turbine Retirement | 2370.5572 | 2370.5572 | 2370.5572 | 2370.5572 | 2370.5572 | 2370.5572 | 2370.5572
00 New Combustion Turbine Retirement | 0 | 0 | 0 | 0 | 0 | 0 | 0
00 Oil/Gas Steam Retirement | 2678.88 | 2678.88 | 2678.88 | 2678.88 | 2678.88 | 2678.88 | 2678.88
00 Coal Steam Retirement | 735.2723 | 1476.2723 | 2818 | 2818 | 2818 | 2818 | 2818
00 IGCC Retirement | 0 | 0 | 0 | 0 | 0 | 0 | 0
00 Nuclear Retirement | 0 | 0 | 0 | 0 | 0 | 0 | 0
00 Biomass Retirement | 997.47 | 997.47 | 1050.47 | 1050.47 | 1050.47 | 1274.46 | 1274.46
00 Fossil_Other Retirement | 0 | 0 | 0 | 0 | 0 | 0 | 0
00 Fuel Cell Retirement | 0 | 0 | 0 | 0 | 0 | 0 | 0
00 Geothermal Retirement | 0 | 0 | 0 | 0 | 0 | 0 | 0
00 Hydro Retirement | 0 | 0 | 0 | 0 | 0 | 0 | 0
00 Landfill Gas Retirement | 0 | 0 | 0 | 0 | 0 | 0 | 0
00 Non Fossil_Other Retirement | 0 | 0 | 0 | 0 | 0 | 0 | 0
00 Solar Thermal Retirement | 0 | 0 | 0 | 0 | 0 | 0 | 0
00 Exist Dummy | 0 | 0 | 0 | 0 | 0 | 0 | 0
Total | 185875.5223 | 187213.6851 | 205446.1826 | 220952.6053 | 235900.4169 | 251990.696 | 265323.6368
11. Capacity Additions and Changes by Capacity Reporting Type [MW]
00 New Combined Cycle | 2147 | 0 | 0 | 0 | 0 | 0 | 0
00 New Combined Cycle with CCS Retrofit | 0 | 0 | 0 | 0 | 0 | 0 | 0
00 New Combined Cycle with CF Limit | 0 | 0 | 0 | 0 | 0 | 0 | 0
00 New Combined Cycle with HRI Retrofit | 0 | 0 | 0 | 0 | 0 | 0 | 0
00 New Combined Cycle with Hydrogen Retrofit | 0 | 0 | 0 | 0 | 0 | 0 | 0
00 New Combined Cycle with Hydrogen Retrofit Undone | 0 | 0 | 0 | 0 | 0 | 0 | 0
00 New Combined Cycle with CCS | 0 | 0 | 0 | 0 | 0 | 0 | 0
00 New Combustion Turbine | 186 | 0 | 0 | 0 | 0 | 0 | 0
00 New Combustion Turbine with HRI Retrofit | 0 | 0 | 0 | 0 | 0 | 0 | 0
00 New Combustion Turbine with Hydrogen Retrofit | 0 | 0 | 0 | 0 | 0 | 0 | 0
00 New Combustion Turbine with Hydrogen Retrofit Undone | 0 | 0 | 0 | 0 | 0 | 0 | 0
00 New Hydro | 125.8 | 44.9681 | 0 | 763.0027 | 484.2001 | 620.7768 | 371.9474
00 New Nuclear | 0 | 0 | 0 | 0 | 0 | 0 | 0
00 New Nuclear - SMR | 0 | 0 | 0 | 0 | 0 | 0 | 0
00 New Biomass | 26.5 | 0 | 0 | 0 | 39.8907 | 371.1238 | 3753.4377
00 New Geothermal | 0 | 0 | 0 | 0 | 0 | 0 | 0
00 New Landfill Gas | 19 | 9 | 57 | 269 | 0 | 0 | 0
00 New Battery Storage | 7088.1011 | 270.3965 | 4871.9303 | 1590.8264 | 1537.861 | 744.7535 | 665.155
00 New Offshore Wind | 0 | 0 | 0 | 0 | 0 | 0 | 0
00 New Onshore Wind | 7907.07 | 613.7982 | 11543.7444 | 12422.0239 | 12335.8762 | 9643.2477 | 4914.7831
00 New Solar PV | 5687.15 | 0 | 0 | 50.2294 | 329.3196 | 4346.4037 | 3011.1439
00 New Solar Thermal | 0 | 0 | 0 | 0 | 0 | 0 | 0
00 New Fuel Cell | 0 | 0 | 0 | 0 | 0 | 0 | 0
00 New Ultrasupercritical Coal without CCS | 0 | 0 | 859.8227 | 411.3402 | 220.664 | 363.9736 | 616.4737
00 New Ultrasupercritical Coal with 30% CCS | 0 | 0 | 0 | 0 | 0 | 0 | 0
00 New Ultrasupercritical Coal with 90% CCS | 0 | 0 | 0 | 0 | 0 | 0 | 0
00 Exist & New Distributed Solar PV | 0 | 0 | 0 | 0 | 0 | 0 | 0
00 Exist Combined Cycle | 0 | 0 | 0 | 0 | 0 | 0 | 0
00 Exist Combustion Turbine | 0 | 0 | 0 | 0 | 0 | 0 | 0
00 Exist FBC_Uncontrolled | 0 | 0 | 0 | 0 | 0 | 0 | 0
00 Exist FBC_ACI_DSI | 0 | 0 | 0 | 0 | 0 | 0 | 0
00 Exist FBC_DryFGD_ACI | 0 | 0 | 0 | 0 | 0 | 0 | 0
00 Exist FBC_DryFGD_DSI | 0 | 0 | 0 | 0 | 0 | 0 | 0
00 Exist FBC_DryFGD_SNCR | 0 | 0 | 0 | 0 | 0 | 0 | 0
00 Exist FBC_DryFGD_SNCR_ACI | 0 | 0 | 0 | 0 | 0 | 0 | 0
00 Exist FBC_DryFGD_SNCR_ACI_DSI | 0 | 0 | 0 | 0 | 0 | 0 | 0
00 Exist FBC_DryFGD_SNCR_DSI | 0 | 0 | 0 | 0 | 0 | 0 | 0
00 Exist FBC_DSI | 0 | 0 | 0 | 0 | 0 | 0 | 0
00 Exist FBC_SNCR | 0 | 0 | 0 | 0 | 0 | 0 | 0
00 Exist FBC_SNCR_ACI_DSI | 0 | 0 | 0 | 0 | 0 | 0 | 0
00 Exist FBC_SNCR_DSI | 0 | 0 | 0 | 0 | 0 | 0 | 0
00 Exist FBC_WetFGD_SNCR | 0 | 0 | 0 | 0 | 0 | 0 | 0
00 Exist FBC_WetFGD_DSI | 0 | 0 | 0 | 0 | 0 | 0 | 0
00 Exist_Non-FBC_Uncontrolled | 0 | 0 | 0 | 0 | 0 | 0 | 0
00 Exist_Non-FBC_ACI | 0 | 0 | 0 | 0 | 0 | 0 | 0
00 Exist_Non-FBC_ACI_DSI | 0 | 0 | 0 | 0 | 0 | 0 | 0
00 Exist_Non-FBC_DryFGD | 0 | 0 | 0 | 0 | 0 | 0 | 0
00 Exist_Non-FBC_DryFGD_ACI | 0 | 0 | 0 | 0 | 0 | 0 | 0
00 Exist_Non-FBC_DryFGD_SCR | 0 | 0 | 0 | 0 | 0 | 0 | 0
00 Exist_Non-FBC_DryFGD_SCR_ACI | 0 | 0 | 0 | 0 | 0 | 0 | 0
00 Exist_Non-FBC_DryFGD_SCR_DSI | 0 | 0 | 0 | 0 | 0 | 0 | 0
00 Exist_Non-FBC_DryFGD_SCR_ACI_DSI | 0 | 0 | 0 | 0 | 0 | 0 | 0
00 Exist_Non-FBC_DryFGD_SNCR_ACI | 0 | 0 | 0 | 0 | 0 | 0 | 0
00 Exist_Non-FBC_DryFGD_SNCR_ACI_DSI | 0 | 0 | 0 | 0 | 0 | 0 | 0
00 Exist_Non-FBC_DSI | 0 | 0 | 0 | 0 | 0 | 0 | 0
00 Exist_Non-FBC_SCR_ACI | 0 | 0 | 0 | 0 | 0 | 0 | 0
00 Exist_Non-FBC_SCR_ACI_DSI | 0 | 0 | 0 | 0 | 0 | 0 | 0
00 Exist_Non-FBC_SNCR_ACI | 0 | 0 | 0 | 0 | 0 | 0 | 0
00 Exist_Non-FBC_SNCR_ACI_DSI | 0 | 0 | 0 | 0 | 0 | 0 | 0
00 Exist_Non-FBC_WetFGD | 0 | 0 | 0 | 0 | 0 | 0 | 0
00 Exist_Non-FBC_WetFGD_ACI | 0 | 0 | 0 | 0 | 0 | 0 | 0
00 Exist_Non-FBC_WetFGD_ACI_DSI | 0 | 0 | 0 | 0 | 0 | 0 | 0
00 Exist_Non-FBC_WetFGD_SCR | 0 | 0 | 0 | 0 | 0 | 0 | 0
00 Exist_Non-FBC_WetFGD_SCR_DSI | 0 | 0 | 0 | 0 | 0 | 0 | 0
00 Exist_Non-FBC_WetFGD_SCR_ACI | 0 | 0 | 0 | 0 | 0 | 0 | 0
00 Exist_Non-FBC_WetFGD_SCR_ACI_DSI | 0 | 0 | 0 | 0 | 0 | 0 | 0
00 Exist_Non-FBC_WetFGD_SNCR | 0 | 0 | 0 | 0 | 0 | 0 | 0
00 Exist_Non-FBC_WetFGD_SNCR_ACI | 0 | 0 | 0 | 0 | 0 | 0 | 0
00 Exist IGCC | 0 | 0 | 0 | 0 | 0 | 0 | 0
00 Exist Fossil_Other | 0 | 0 | 0 | 0 | 0 | 0 | 0
00 Exist Fuel Cell | 0 | 0 | 0 | 0 | 0 | 0 | 0
00 Exist Hydro | 0 | 0 | 0 | 0 | 0 | 0 | 0
00 Exist Non Fossil_Other | 0 | 0 | 0 | 0 | 0 | 0 | 0
00 Exist Nuclear | 0 | 0 | 0 | 0 | 0 | 0 | 0
00 Exist Oil/Gas Steam | 0 | 0 | 0 | 0 | 0 | 0 | 0
00 Exist Oil/Gas Steam_SCR | 0 | 0 | 0 | 0 | 0 | 0 | 0
00 Exist Oil/Gas Steam_SNCR | 0 | 0 | 0 | 0 | 0 | 0 | 0
00 Exist Biomass | 0 | 0 | 0 | 0 | 0 | 0 | 0
00 Exist Landfill Gas | 0 | 0 | 0 | 0 | 0 | 0 | 0
00 Exist Geothermal | 0 | 0 | 0 | 0 | 0 | 0 | 0
00 Exist Pump Storage | 0 | 0 | 0 | 0 | 0 | 0 | 0
00 Exist Energy Storage | 0 | 0 | 0 | 0 | 0 | 0 | 0
00 Exist Solar PV | 0 | 0 | 0 | 0 | 0 | 0 | 0
00 Exist Solar Thermal | 0 | 0 | 0 | 0 | 0 | 0 | 0
00 Exist Offshore Wind | 0 | 0 | 0 | 0 | 0 | 0 | 0
00 Exist Onshore Wind | 0 | 0 | 0 | 0 | 0 | 0 | 0
00 International Imports | 0 | 0 | 0 | 0 | 0 | 0 | 0
00 Ret.Exist Combined Cycle & CF Limit | 0 | 0 | 0 | 0 | 0 | 0 | 0
00 Ret.Exist Combined Cycle & CCS | 0 | 0 | 0 | 0 | 0 | 0 | 0
00 Ret.Exist Combined Cycle & Hydrogen | 0 | 0 | 0 | 0 | 0 | 0 | 0
00 Ret.Exist Combined Cycle & Hydrogen Retrofit Undone | 0 | 0 | 0 | 0 | 0 | 0 | 0
00 Ret.Exist Combined Cycle & HRI | 0 | 0 | 0 | 0 | 0 | 0 | 0
00 Ret.Exist Combustion Turbine & HRI | 0 | 0 | 0 | 0 | 0 | 0 | 0
00 Ret.Exist_FBC_NoCtrl & CCS | 0 | 0 | 0 | 0 | 0 | 0 | 0
00 Ret.Exist_FBC_NoCtrl & DRET | 0 | 0 | 0 | 0 | 0 | 0 | 0
00 Ret.Exist_FBC_NoCtrl & GPM | 0 | 0 | 0 | 0 | 0 | 0 | 0
00 Ret.Exist_FBC_NoCtrl & GPM & CCS | 0 | 0 | 0 | 0 | 0 | 0 | 0
00 Ret.Exist_FBC_NoCtrl & GPM & DRET | 0 | 0 | 0 | 0 | 0 | 0 | 0
00 Ret.Exist_FBC_NoCtrl & GPM & NGC | 0 | 0 | 0 | 0 | 0 | 0 | 0
00 Ret.Exist_FBC_NoCtrl & GPM & SNCR | 0 | 0 | 0 | 0 | 0 | 0 | 0
00 Ret.Exist_FBC_NoCtrl & GPM & SNCR & CCS | 0 | 0 | 0 | 0 | 0 | 0 | 0
00 Ret.Exist_FBC_NoCtrl & GPM & SNCR & DRET | 0 | 0 | 0 | 0 | 0 | 0 | 0
00 Ret.Exist_FBC_NoCtrl & GPM & SNCR & NGC | 0 | 0 | 0 | 0 | 0 | 0 | 0
00 Ret.Exist_FBC_NoCtrl & NGC | 0 | 0 | 0 | 0 | 0 | 0 | 0
00 Ret.Exist_FBC_NoCtrl & SNCR | 0 | 0 | 0 | 0 | 0 | 0 | 0
00 Ret.Exist_FBC_NoCtrl & SNCR & CCS | 0 | 0 | 0 | 0 | 0 | 0 | 0
00 Ret.Exist_FBC_NoCtrl & SNCR & DRET | 0 | 0 | 0 | 0 | 0 | 0 | 0
00 Ret.Exist_FBC_NoCtrl & SNCR & NGC | 0 | 0 | 0 | 0 | 0 | 0 | 0
00 Ret.Exist_FBC_ACI_DSI & CCS | 0 | 0 | 0 | 0 | 0 | 0 | 0
00 Ret.Exist_FBC_ACI_DSI & DCCS | 0 | 0 | 0 | 0 | 0 | 0 | 0
00 Ret.Exist_FBC_ACI_DSI & DCCS & CCS | 0 | 0 | 0 | 0 | 0 | 0 | 0
00 Ret.Exist_FBC_ACI_DSI & DCCS & SNCR & CCS | 0 | 0 | 0 | 0 | 0 | 0 | 0
00 Ret.Exist_FBC_ACI_DSI & DRET | 0 | 0 | 0 | 0 | 0 | 0 | 0
00 Ret.Exist_FBC_ACI_DSI & GPM | 0 | 0 | 0 | 0 | 0 | 0 | 0
00 Ret.Exist_FBC_ACI_DSI & GPM & CCS | 0 | 0 | 0 | 0 | 0 | 0 | 0
00 Ret.Exist_FBC_ACI_DSI & GPM & DRET | 0 | 0 | 0 | 0 | 0 | 0 | 0
00 Ret.Exist_FBC_ACI_DSI & GPM & NGC | 0 | 0 | 0 | 0 | 0 | 0 | 0
00 Ret.Exist_FBC_ACI_DSI & GPM & SNCR | 0 | 0 | 0 | 0 | 0 | 0 | 0
00 Ret.Exist_FBC_ACI_DSI & GPM & SNCR & CCS | 0 | 0 | 0 | 0 | 0 | 0 | 0
00 Ret.Exist_FBC_ACI_DSI & GPM & SNCR & DRET | 0 | 0 | 0 | 0 | 0 | 0 | 0
00 Ret.Exist_FBC_ACI_DSI & GPM & SNCR & NGC | 0 | 0 | 0 | 0 | 0 | 0 | 0
00 Ret.Exist_FBC_ACI_DSI & NGC | 0 | 0 | 0 | 0 | 0 | 0 | 0
00 Ret.Exist_FBC_ACI_DSI & SNCR | 0 | 0 | 0 | 0 | 0 | 0 | 0
00 Ret.Exist_FBC_ACI_DSI & SNCR & CCS | 0 | 0 | 0 | 0 | 0 | 0 | 0
00 Ret.Exist_FBC_ACI_DSI & SNCR & DRET | 0 | 0 | 0 | 0 | 0 | 0 | 0
00 Ret.Exist_FBC_ACI_DSI & SNCR & NGC | 0 | 0 | 0 | 0 | 0 | 0 | 0
00 Ret.Exist_FBC_DryFGD_ACI & CCS | 0 | 0 | 0 | 0 | 0 | 0 | 0
00 Ret.Exist_FBC_DryFGD_ACI & DCCS | 0 | 0 | 0 | 0 | 0 | 0 | 0
00 Ret.Exist_FBC_DryFGD_ACI & DCCS & CCS | 0 | 0 | 0 | 0 | 0 | 0 | 0
00 Ret.Exist_FBC_DryFGD_ACI & DCCS & SNCR & CCS | 0 | 0 | 0 | 0 | 0 | 0 | 0
00 Ret.Exist_FBC_DryFGD_ACI & DRET | 0 | 0 | 0 | 0 | 0 | 0 | 0
00 Ret.Exist_FBC_DryFGD_ACI & GPM | 0 | 0 | 0 | 0 | 0 | 0 | 0
00 Ret.Exist_FBC_DryFGD_ACI & GPM & CCS | 0 | 0 | 0 | 0 | 0 | 0 | 0
00 Ret.Exist_FBC_DryFGD_ACI & GPM & DRET | 0 | 0 | 0 | 0 | 0 | 0 | 0
00 Ret.Exist_FBC_DryFGD_ACI & GPM & NGC | 0 | 0 | 0 | 0 | 0 | 0 | 0
00 Ret.Exist_FBC_DryFGD_ACI & GPM & SNCR | 0 | 0 | 0 | 0 | 0 | 0 | 0
00 Ret.Exist_FBC_DryFGD_ACI & GPM & SNCR & CCS | 0 | 0 | 0 | 0 | 0 | 0 | 0
00 Ret.Exist_FBC_DryFGD_ACI & GPM & SNCR & DRET | 0 | 0 | 0 | 0 | 0 | 0 | 0
00 Ret.Exist_FBC_DryFGD_ACI & GPM & SNCR & NGC | 0 | 0 | 0 | 0 | 0 | 0 | 0
00 Ret.Exist_FBC_DryFGD_ACI & NGC | 0 | 0 | 0 | 0 | 0 | 0 | 0
00 Ret.Exist_FBC_DryFGD_ACI & SNCR | 0 | 0 | 0 | 0 | 0 | 0 | 0
00 Ret.Exist_FBC_DryFGD_ACI & SNCR & CCS | 0 | 0 | 0 | 0 | 0 | 0 | 0
00 Ret.Exist_FBC_DryFGD_ACI & SNCR & DRET | 0 | 0 | 0 | 0 | 0 | 0 | 0
00 Ret.Exist_FBC_DryFGD_ACI & SNCR & NGC | 0 | 0 | 0 | 0 | 0 | 0 | 0
00 Ret.Exist_FBC_DryFGD_DSI & ACI | 0 | 0 | 0 | 0 | 0 | 0 | 0
00 Ret.Exist_FBC_DryFGD_DSI & ACI & DRET | 0 | 0 | 0 | 0 | 0 | 0 | 0
00 Ret.Exist_FBC_DryFGD_DSI & ACI & GPM | 0 | 0 | 0 | 0 | 0 | 0 | 0
00 Ret.Exist_FBC_DryFGD_DSI & ACI & GPM & DRET | 0 | 0 | 0 | 0 | 0 | 0 | 0
00 Ret.Exist_FBC_DryFGD_DSI & ACI & GPM & NGC | 0 | 0 | 0 | 0 | 0 | 0 | 0
00 Ret.Exist_FBC_DryFGD_DSI & ACI & GPM & SNCR | 0 | 0 | 0 | 0 | 0 | 0 | 0
00 Ret.Exist_FBC_DryFGD_DSI & ACI & GPM & SNCR & DRET | 0 | 0 | 0 | 0 | 0 | 0 | 0
00 Ret.Exist_FBC_DryFGD_DSI & ACI & GPM & SNCR & NGC | 0 | 0 | 0 | 0 | 0 | 0 | 0
00 Ret.Exist_FBC_DryFGD_DSI & ACI & NGC | 0 | 0 | 0 | 0 | 0 | 0 | 0
00 Ret.Exist_FBC_DryFGD_DSI & ACI & SNCR | 0 | 0 | 0 | 0 | 0 | 0 | 0
00 Ret.Exist_FBC_DryFGD_DSI & ACI & SNCR & DRET | 0 | 0 | 0 | 0 | 0 | 0 | 0
00 Ret.Exist_FBC_DryFGD_DSI & ACI & SNCR & NGC | 0 | 0 | 0 | 0 | 0 | 0 | 0
00 Ret.Exist_FBC_DryFGD_DSI & DRET | 0 | 0 | 0 | 0 | 0 | 0 | 0
00 Ret.Exist_FBC_DryFGD_DSI & GPM | 0 | 0 | 0 | 0 | 0 | 0 | 0
00 Ret.Exist_FBC_DryFGD_DSI & GPM & DRET | 0 | 0 | 0 | 0 | 0 | 0 | 0
00 Ret.Exist_FBC_DryFGD_DSI & GPM & NGC | 0 | 0 | 0 | 0 | 0 | 0 | 0
00 Ret.Exist_FBC_DryFGD_DSI & GPM & SNCR | 0 | 0 | 0 | 0 | 0 | 0 | 0
00 Ret.Exist_FBC_DryFGD_DSI & GPM & SNCR & DRET | 0 | 0 | 0 | 0 | 0 | 0 | 0
00 Ret.Exist_FBC_DryFGD_DSI & GPM & SNCR & NGC | 0 | 0 | 0 | 0 | 0 | 0 | 0
00 Ret.Exist_FBC_DryFGD_DSI & NGC | 0 | 0 | 0 | 0 | 0 | 0 | 0
00 Ret.Exist_FBC_DryFGD_DSI & SNCR | 0 | 0 | 0 | 0 | 0 | 0 | 0
00 Ret.Exist_FBC_DryFGD_DSI & SNCR & DRET | 0 | 0 | 0 | 0 | 0 | 0 | 0
00 Ret.Exist_FBC_DryFGD_DSI & SNCR & NGC | 0 | 0 | 0 | 0 | 0 | 0 | 0
00 Ret.Exist_FBC_DryFGD_SNCR & ACI | 0 | 0 | 0 | 0 | 0 | 0 | 0
00 Ret.Exist_FBC_DryFGD_SNCR & ACI & CCS | 0 | 0 | 0 | 0 | 0 | 0 | 0
00 Ret.Exist_FBC_DryFGD_SNCR & ACI & DRET | 0 | 0 | 0 | 0 | 0 | 0 | 0
00 Ret.Exist_FBC_DryFGD_SNCR & ACI & GPM | 0 | 0 | 0 | 0 | 0 | 0 | 0
00 Ret.Exist_FBC_DryFGD_SNCR & ACI & GPM & CCS | 0 | 0 | 0 | 0 | 0 | 0 | 0
00 Ret.Exist_FBC_DryFGD_SNCR & ACI & GPM & DRET | 0 | 0 | 0 | 0 | 0 | 0 | 0
00 Ret.Exist_FBC_DryFGD_SNCR & ACI & GPM & NGC | 0 | 0 | 0 | 0 | 0 | 0 | 0
00 Ret.Exist_FBC_DryFGD_SNCR & ACI & NGC | 0 | 0 | 0 | 0 | 0 | 0 | 0
00 Ret.Exist_FBC_DryFGD_SNCR & CCS | 0 | 0 | 0 | 0 | 0 | 0 | 0
00 Ret.Exist_FBC_DryFGD_SNCR & DCCS | 0 | 0 | 0 | 0 | 0 | 0 | 0
00 Ret.Exist_FBC_DryFGD_SNCR & DCCS & CCS | 0 | 0 | 0 | 0 | 0 | 0 | 0
00 Ret.Exist_FBC_DryFGD_SNCR & DRET | 0 | 0 | 0 | 0 | 0 | 0 | 0
00 Ret.Exist_FBC_DryFGD_SNCR & GPM | 0 | 0 | 0 | 0 | 0 | 0 | 0
00 Ret.Exist_FBC_DryFGD_SNCR & GPM & CCS | 0 | 0 | 0 | 0 | 0 | 0 | 0
00 Ret.Exist_FBC_DryFGD_SNCR & GPM & DRET | 0 | 0 | 0 | 0 | 0 | 0 | 0
00 Ret.Exist_FBC_DryFGD_SNCR & GPM & NGC | 0 | 0 | 0 | 0 | 0 | 0 | 0
00 Ret.Exist_FBC_DryFGD_SNCR & NGC | 0 | 0 | 0 | 0 | 0 | 0 | 0
00 Ret.Exist_FBC_DryFGD_SNCR_ACI & CCS | 0 | 0 | 0 | 0 | 0 | 0 | 0
00 Ret.Exist_FBC_DryFGD_SNCR_ACI & DCCS | 0 | 0 | 0 | 0 | 0 | 0 | 0
00 Ret.Exist_FBC_DryFGD_SNCR_ACI & DCCS & CCS | 0 | 0 | 0 | 0 | 0 | 0 | 0
00 Ret.Exist_FBC_DryFGD_SNCR_ACI & DRET | 0 | 0 | 0 | 0 | 0 | 0 | 0
00 Ret.Exist_FBC_DryFGD_SNCR_ACI & GPM | 0 | 0 | 0 | 0 | 0 | 0 | 0
00 Ret.Exist_FBC_DryFGD_SNCR_ACI & GPM & CCS | 0 | 0 | 0 | 0 | 0 | 0 | 0
00 Ret.Exist_FBC_DryFGD_SNCR_ACI & GPM & DRET | 0 | 0 | 0 | 0 | 0 | 0 | 0
00 Ret.Exist_FBC_DryFGD_SNCR_ACI & GPM & NGC | 0 | 0 | 0 | 0 | 0 | 0 | 0
00 Ret.Exist_FBC_DryFGD_SNCR_ACI & NGC | 0 | 0 | 0 | 0 | 0 | 0 | 0
00 Ret.Exist_FBC_DryFGD_SNCR_ACI_DSI & CCS | 0 | 0 | 0 | 0 | 0 | 0 | 0
00 Ret.Exist_FBC_DryFGD_SNCR_ACI_DSI & DCCS | 0 | 0 | 0 | 0 | 0 | 0 | 0
00 Ret.Exist_FBC_DryFGD_SNCR_ACI_DSI & DCCS & CCS | 0 | 0 | 0 | 0 | 0 | 0 | 0
00 Ret.Exist_FBC_DryFGD_SNCR_ACI_DSI & DRET | 0 | 0 | 0 | 0 | 0 | 0 | 0
00 Ret.Exist_FBC_DryFGD_SNCR_ACI_DSI & GPM | 0 | 0 | 0 | 0 | 0 | 0 | 0
00 Ret.Exist_FBC_DryFGD_SNCR_ACI_DSI & GPM & CCS | 0 | 0 | 0 | 0 | 0 | 0 | 0
00 Ret.Exist_FBC_DryFGD_SNCR_ACI_DSI & GPM & DRET | 0 | 0 | 0 | 0 | 0 | 0 | 0
00 Ret.Exist_FBC_DryFGD_SNCR_ACI_DSI & GPM & NGC | 0 | 0 | 0 | 0 | 0 | 0 | 0
00 Ret.Exist_FBC_DryFGD_SNCR_ACI_DSI & NGC | 0 | 0 | 0 | 0 | 0 | 0 | 0
00 Ret.Exist_FBC_DryFGD_SNCR_DSI & ACI | 0 | 0 | 0 | 0 | 0 | 0 | 0
00 Ret.Exist_FBC_DryFGD_SNCR_DSI & ACI & DRET | 0 | 0 | 0 | 0 | 0 | 0 | 0
00 Ret.Exist_FBC_DryFGD_SNCR_DSI & ACI & GPM | 0 | 0 | 0 | 0 | 0 | 0 | 0
00 Ret.Exist_FBC_DryFGD_SNCR_DSI & ACI & GPM & DRET | 0 | 0 | 0 | 0 | 0 | 0 | 0
00 Ret.Exist_FBC_DryFGD_SNCR_DSI & ACI & GPM & NGC | 0 | 0 | 0 | 0 | 0 | 0 | 0
00 Ret.Exist_FBC_DryFGD_SNCR_DSI & ACI & NGC | 0 | 0 | 0 | 0 | 0 | 0 | 0
00 Ret.Exist_FBC_DryFGD_SNCR_DSI & DRET | 0 | 0 | 0 | 0 | 0 | 0 | 0
00 Ret.Exist_FBC_DryFGD_SNCR_DSI & GPM | 0 | 0 | 0 | 0 | 0 | 0 | 0
00 Ret.Exist_FBC_DryFGD_SNCR_DSI & GPM & DRET | 0 | 0 | 0 | 0 | 0 | 0 | 0
00 Ret.Exist_FBC_DryFGD_SNCR_DSI & GPM & NGC | 0 | 0 | 0 | 0 | 0 | 0 | 0
00 Ret.Exist_FBC_DryFGD_SNCR_DSI & NGC | 0 | 0 | 0 | 0 | 0 | 0 | 0
00 Ret.Exist_FBC_DSI & ACI | 0 | 0 | 0 | 0 | 0 | 0 | 0
00 Ret.Exist_FBC_DSI & ACI & DRET | 0 | 0 | 0 | 0 | 0 | 0 | 0
00 Ret.Exist_FBC_DSI & ACI & GPM | 0 | 0 | 0 | 0 | 0 | 0 | 0
00 Ret.Exist_FBC_DSI & ACI & GPM & DRET | 0 | 0 | 0 | 0 | 0 | 0 | 0
00 Ret.Exist_FBC_DSI & ACI & GPM & NGC | 0 | 0 | 0 | 0 | 0 | 0 | 0
00 Ret.Exist_FBC_DSI & ACI & GPM & SNCR | 0 | 0 | 0 | 0 | 0 | 0 | 0
00 Ret.Exist_FBC_DSI & ACI & GPM & SNCR & DRET | 0 | 0 | 0 | 0 | 0 | 0 | 0
00 Ret.Exist_FBC_DSI & ACI & GPM & SNCR & NGC | 0 | 0 | 0 | 0 | 0 | 0 | 0
00 Ret.Exist_FBC_DSI & ACI & NGC | 0 | 0 | 0 | 0 | 0 | 0 | 0
00 Ret.Exist_FBC_DSI & ACI & SNCR | 0 | 0 | 0 | 0 | 0 | 0 | 0
00 Ret.Exist_FBC_DSI & ACI & SNCR & DRET | 0 | 0 | 0 | 0 | 0 | 0 | 0
00 Ret.Exist_FBC_DSI & ACI & SNCR & NGC | 0 | 0 | 0 | 0 | 0 | 0 | 0
00 Ret.Exist_FBC_DSI & DRET | 0 | 0 | 0 | 0 | 0 | 0 | 0
00 Ret.Exist_FBC_DSI & GPM | 0 | 0 | 0 | 0 | 0 | 0 | 0
00 Ret.Exist_FBC_DSI & GPM & DRET | 0 | 0 | 0 | 0 | 0 | 0 | 0
00 Ret.Exist_FBC_DSI & GPM & NGC | 0 | 0 | 0 | 0 | 0 | 0 | 0
00 Ret.Exist_FBC_DSI & GPM & SNCR | 0 | 0 | 0 | 0 | 0 | 0 | 0
00 Ret.Exist_FBC_DSI & GPM & SNCR & DRET | 0 | 0 | 0 | 0 | 0 | 0 | 0
00 Ret.Exist_FBC_DSI & GPM & SNCR & NGC | 0 | 0 | 0 | 0 | 0 | 0 | 0
00 Ret.Exist_FBC_DSI & NGC | 0 | 0 | 0 | 0 | 0 | 0 | 0
00 Ret.Exist_FBC_DSI & SNCR | 0 | 0 | 0 | 0 | 0 | 0 | 0
00 Ret.Exist_FBC_DSI & SNCR & DRET | 0 | 0 | 0 | 0 | 0 | 0 | 0
00 Ret.Exist_FBC_DSI & SNCR & NGC | 0 | 0 | 0 | 0 | 0 | 0 | 0
00 Ret.Exist_FBC_SNCR & ACI | 0 | 0 | 0 | 0 | 0 | 0 | 0
00 Ret.Exist_FBC_SNCR & ACI & DRET | 0 | 0 | 0 | 0 | 0 | 0 | 0
00 Ret.Exist_FBC_SNCR & ACI & NGC | 0 | 0 | 0 | 0 | 0 | 0 | 0
00 Ret.Exist_FBC_SNCR & DRET | 0 | 0 | 0 | 0 | 0 | 0 | 0
00 Ret.Exist_FBC_SNCR & GPM | 0 | 0 | 0 | 0 | 0 | 0 | 0
00 Ret.Exist_FBC_SNCR & GPM & DRET | 0 | 0 | 0 | 0 | 0 | 0 | 0
00 Ret.Exist_FBC_SNCR & GPM & NGC | 0 | 0 | 0 | 0 | 0 | 0 | 0
00 Ret.Exist_FBC_SNCR & NGC | 0 | 0 | 0 | 0 | 0 | 0 | 0
00 Ret.Exist_FBC_SNCR_ACI_DSI & CCS | 0 | 0 | 0 | 0 | 0 | 0 | 0
00 Ret.Exist_FBC_SNCR_ACI_DSI & DCCS | 0 | 0 | 0 | 0 | 0 | 0 | 0
00 Ret.Exist_FBC_SNCR_ACI_DSI & DCCS & CCS | 0 | 0 | 0 | 0 | 0 | 0 | 0
00 Ret.Exist_FBC_SNCR_ACI_DSI & DRET | 0 | 0 | 0 | 0 | 0 | 0 | 0
00 Ret.Exist_FBC_SNCR_ACI_DSI & GPM | 0 | 0 | 0 | 0 | 0 | 0 | 0
00 Ret.Exist_FBC_SNCR_ACI_DSI & GPM & CCS | 0 | 0 | 0 | 0 | 0 | 0 | 0
00 Ret.Exist_FBC_SNCR_ACI_DSI & GPM & DRET | 0 | 0 | 0 | 0 | 0 | 0 | 0
00 Ret.Exist_FBC_SNCR_ACI_DSI & GPM & NGC | 0 | 0 | 0 | 0 | 0 | 0 | 0
00 Ret.Exist_FBC_SNCR_ACI_DSI & NGC | 0 | 0 | 0 | 0 | 0 | 0 | 0
00 Ret.Exist_FBC_SNCR_DSI & ACI | 0 | 0 | 0 | 0 | 0 | 0 | 0
00 Ret.Exist_FBC_SNCR_DSI & ACI & CCS | 0 | 0 | 0 | 0 | 0 | 0 | 0
00 Ret.Exist_FBC_SNCR_DSI & ACI & DRET | 0 | 0 | 0 | 0 | 0 | 0 | 0
00 Ret.Exist_FBC_SNCR_DSI & ACI & GPM | 0 | 0 | 0 | 0 | 0 | 0 | 0
00 Ret.Exist_FBC_SNCR_DSI & ACI & GPM & CCS | 0 | 0 | 0 | 0 | 0 | 0 | 0
00 Ret.Exist_FBC_SNCR_DSI & ACI & GPM & DRET | 0 | 0 | 0 | 0 | 0 | 0 | 0
00 Ret.Exist_FBC_SNCR_DSI & ACI & GPM & NGC | 0 | 0 | 0 | 0 | 0 | 0 | 0
00 Ret.Exist_FBC_SNCR_DSI & ACI & NGC | 0 | 0 | 0 | 0 | 0 | 0 | 0
00 Ret.Exist_FBC_SNCR_DSI & CCS | 0 | 0 | 0 | 0 | 0 | 0 | 0
00 Ret.Exist_FBC_SNCR_DSI & DCCS | 0 | 0 | 0 | 0 | 0 | 0 | 0
00 Ret.Exist_FBC_SNCR_DSI & DCCS & CCS | 0 | 0 | 0 | 0 | 0 | 0 | 0
00 Ret.Exist_FBC_SNCR_DSI & DRET | 0 | 0 | 0 | 0 | 0 | 0 | 0
00 Ret.Exist_FBC_SNCR_DSI & GPM | 0 | 0 | 0 | 0 | 0 | 0 | 0
00 Ret.Exist_FBC_SNCR_DSI & GPM & CCS | 0 | 0 | 0 | 0 | 0 | 0 | 0
00 Ret.Exist_FBC_SNCR_DSI & GPM & DRET | 0 | 0 | 0 | 0 | 0 | 0 | 0
00 Ret.Exist_FBC_SNCR_DSI & GPM & NGC | 0 | 0 | 0 | 0 | 0 | 0 | 0
00 Ret.Exist_FBC_SNCR_DSI & NGC | 0 | 0 | 0 | 0 | 0 | 0 | 0
00 Ret.Exist_FBC_WetFGD_DSI & ACI | 0 | 0 | 0 | 0 | 0 | 0 | 0
00 Ret.Exist_FBC_WetFGD_DSI & ACI & DRET | 0 | 0 | 0 | 0 | 0 | 0 | 0
00 Ret.Exist_FBC_WetFGD_DSI & ACI & GPM | 0 | 0 | 0 | 0 | 0 | 0 | 0
00 Ret.Exist_FBC_WetFGD_DSI & ACI & GPM & DRET | 0 | 0 | 0 | 0 | 0 | 0 | 0
00 Ret.Exist_FBC_WetFGD_DSI & ACI & GPM & NGC | 0 | 0 | 0 | 0 | 0 | 0 | 0
00 Ret.Exist_FBC_WetFGD_DSI & ACI & GPM & SNCR | 0 | 0 | 0 | 0 | 0 | 0 | 0
00 Ret.Exist_FBC_WetFGD_DSI & ACI & GPM & SNCR & DRET | 0 | 0 | 0 | 0 | 0 | 0 | 0
00 Ret.Exist_FBC_WetFGD_DSI & ACI & GPM & SNCR & NGC | 0 | 0 | 0 | 0 | 0 | 0 | 0
00 Ret.Exist_FBC_WetFGD_DSI & ACI & NGC | 0 | 0 | 0 | 0 | 0 | 0 | 0
00 Ret.Exist_FBC_WetFGD_DSI & ACI & SNCR | 0 | 0 | 0 | 0 | 0 | 0 | 0
00 Ret.Exist_FBC_WetFGD_DSI & ACI & SNCR & DRET | 0 | 0 | 0 | 0 | 0 | 0 | 0
00 Ret.Exist_FBC_WetFGD_DSI & ACI & SNCR & NGC | 0 | 0 | 0 | 0 | 0 | 0 | 0
00 Ret.Exist_FBC_WetFGD_DSI & DRET | 0 | 0 | 0 | 0 | 0 | 0 | 0
00 Ret.Exist_FBC_WetFGD_DSI & GPM | 0 | 0 | 0 | 0 | 0 | 0 | 0
00 Ret.Exist_FBC_WetFGD_DSI & GPM & DRET | 0 | 0 | 0 | 0 | 0 | 0 | 0
00 Ret.Exist_FBC_WetFGD_DSI & GPM & NGC | 0 | 0 | 0 | 0 | 0 | 0 | 0
00 Ret.Exist_FBC_WetFGD_DSI & GPM & SNCR | 0 | 0 | 0 | 0 | 0 | 0 | 0
00 Ret.Exist_FBC_WetFGD_DSI & GPM & SNCR & DRET | 0 | 0 | 0 | 0 | 0 | 0 | 0
00 Ret.Exist_FBC_WetFGD_DSI & GPM & SNCR & NGC | 0 | 0 | 0 | 0 | 0 | 0 | 0
00 Ret.Exist_FBC_WetFGD_DSI & NGC | 0 | 0 | 0 | 0 | 0 | 0 | 0
00 Ret.Exist_FBC_WetFGD_DSI & SNCR | 0 | 0 | 0 | 0 | 0 | 0 | 0
00 Ret.Exist_FBC_WetFGD_DSI & SNCR & DRET | 0 | 0 | 0 | 0 | 0 | 0 | 0
00 Ret.Exist_FBC_WetFGD_DSI & SNCR & NGC | 0 | 0 | 0 | 0 | 0 | 0 | 0
00 Ret.Exist_FBC_WetFGD_SNCR & ACI | 0 | 0 | 0 | 0 | 0 | 0 | 0
00 Ret.Exist_FBC_WetFGD_SNCR & ACI & DRET | 0 | 0 | 0 | 0 | 0 | 0 | 0
00 Ret.Exist_FBC_WetFGD_SNCR & ACI & NGC | 0 | 0 | 0 | 0 | 0 | 0 | 0
00 Ret.Exist_FBC_WetFGD_SNCR & DRET | 0 | 0 | 0 | 0 | 0 | 0 | 0
00 Ret.Exist_FBC_WetFGD_SNCR & GPM | 0 | 0 | 0 | 0 | 0 | 0 | 0
00 Ret.Exist_FBC_WetFGD_SNCR & GPM & DRET | 0 | 0 | 0 | 0 | 0 | 0 | 0
00 Ret.Exist_FBC_WetFGD_SNCR & GPM & NGC | 0 | 0 | 0 | 0 | 0 | 0 | 0
00 Ret.Exist_FBC_WetFGD_SNCR & NGC | 0 | 0 | 0 | 0 | 0 | 0 | 0
00 Ret.Exist_Non-FBC_ACI & C2G | 0 | 0 | 0 | 0 | 0 | 0 | 0
00 Ret.Exist_Non-FBC_ACI & C2G & SCR | 0 | 0 | 0 | 0 | 0 | 0 | 0
00 Ret.Exist_Non-FBC_ACI & DCCS | 0 | 0 | 0 | 0 | 0 | 0 | 0
00 Ret.Exist_Non-FBC_ACI & DCCS & WetFGD & SCR & CCS | 0 | 0 | 0 | 0 | 0 | 0 | 0
00 Ret.Exist_Non-FBC_ACI & DRET | 0 | 0 | 0 | 0 | 0 | 0 | 0
00 Ret.Exist_Non-FBC_ACI & DSI | 0 | 0 | 0 | 0 | 0 | 0 | 0
00 Ret.Exist_Non-FBC_ACI & DSI & C2G | 0 | 0 | 0 | 0 | 0 | 0 | 0
00 Ret.Exist_Non-FBC_ACI & DSI & C2G & SCR | 0 | 0 | 0 | 0 | 0 | 0 | 0
00 Ret.Exist_Non-FBC_ACI & DSI & DRET | 0 | 0 | 0 | 0 | 0 | 0 | 0
00 Ret.Exist_Non-FBC_ACI & DSI & GPM | 0 | 0 | 0 | 0 | 0 | 0 | 0
00 Ret.Exist_Non-FBC_ACI & DSI & GPM & C2G | 0 | 0 | 0 | 0 | 0 | 0 | 0
00 Ret.Exist_Non-FBC_ACI & DSI & GPM & C2G & SCR | 0 | 0 | 0 | 0 | 0 | 0 | 0
00 Ret.Exist_Non-FBC_ACI & DSI & GPM & DRET | 0 | 0 | 0 | 0 | 0 | 0 | 0
00 Ret.Exist_Non-FBC_ACI & DSI & GPM & NGC | 0 | 0 | 0 | 0 | 0 | 0 | 0
00 Ret.Exist_Non-FBC_ACI & DSI & GPM & SCR | 0 | 0 | 0 | 0 | 0 | 0 | 0
00 Ret.Exist_Non-FBC_ACI & DSI & GPM & SCR & DRET | 0 | 0 | 0 | 0 | 0 | 0 | 0
00 Ret.Exist_Non-FBC_ACI & DSI & GPM & SCR & NGC | 0 | 0 | 0 | 0 | 0 | 0 | 0
00 Ret.Exist_Non-FBC_ACI & DSI & GPM & SNCR | 0 | 0 | 0 | 0 | 0 | 0 | 0
00 Ret.Exist_Non-FBC_ACI & DSI & GPM & SNCR & DRET | 0 | 0 | 0 | 0 | 0 | 0 | 0
00 Ret.Exist_Non-FBC_ACI & DSI & GPM & SNCR & NGC | 0 | 0 | 0 | 0 | 0 | 0 | 0
00 Ret.Exist_Non-FBC_ACI & DSI & GPM & WetFGD & SCR & CCS | 0 | 0 | 0 | 0 | 0 | 0 | 0
00 Ret.Exist_Non-FBC_ACI & DSI & NGC | 0 | 0 | 0 | 0 | 0 | 0 | 0
00 Ret.Exist_Non-FBC_ACI & DSI & SCR | 0 | 0 | 0 | 0 | 0 | 0 | 0
00 Ret.Exist_Non-FBC_ACI & DSI & SCR & DRET | 0 | 0 | 0 | 0 | 0 | 0 | 0
00 Ret.Exist_Non-FBC_ACI & DSI & SCR & NGC | 0 | 0 | 0 | 0 | 0 | 0 | 0
00 Ret.Exist_Non-FBC_ACI & DSI & SNCR | 0 | 0 | 0 | 0 | 0 | 0 | 0
00 Ret.Exist_Non-FBC_ACI & DSI & SNCR & DRET | 0 | 0 | 0 | 0 | 0 | 0 | 0
00 Ret.Exist_Non-FBC_ACI & DSI & SNCR & NGC | 0 | 0 | 0 | 0 | 0 | 0 | 0
00 Ret.Exist_Non-FBC_ACI & DSI & WetFGD & SCR & CCS | 0 | 0 | 0 | 0 | 0 | 0 | 0
00 Ret.Exist_Non-FBC_ACI & GPM | 0 | 0 | 0 | 0 | 0 | 0 | 0
00 Ret.Exist_Non-FBC_ACI & GPM & C2G | 0 | 0 | 0 | 0 | 0 | 0 | 0
00 Ret.Exist_Non-FBC_ACI & GPM & C2G & SCR | 0 | 0 | 0 | 0 | 0 | 0 | 0
00 Ret.Exist_Non-FBC_ACI & GPM & DRET | 0 | 0 | 0 | 0 | 0 | 0 | 0
00 Ret.Exist_Non-FBC_ACI & GPM & NGC | 0 | 0 | 0 | 0 | 0 | 0 | 0
00 Ret.Exist_Non-FBC_ACI & GPM & SCR | 0 | 0 | 0 | 0 | 0 | 0 | 0
00 Ret.Exist_Non-FBC_ACI & GPM & SCR & DRET | 0 | 0 | 0 | 0 | 0 | 0 | 0
00 Ret.Exist_Non-FBC_ACI & GPM & SCR & NGC | 0 | 0 | 0 | 0 | 0 | 0 | 0
00 Ret.Exist_Non-FBC_ACI & GPM & SNCR | 0 | 0 | 0 | 0 | 0 | 0 | 0
00 Ret.Exist_Non-FBC_ACI & GPM & SNCR & DRET | 0 | 0 | 0 | 0 | 0 | 0 | 0
00 Ret.Exist_Non-FBC_ACI & GPM & SNCR & NGC | 0 | 0 | 0 | 0 | 0 | 0 | 0
00 Ret.Exist_Non-FBC_ACI & GPM & WetFGD & SCR & CCS | 0 | 0 | 0 | 0 | 0 | 0 | 0
00 Ret.Exist_Non-FBC_ACI & NGC | 0 | 0 | 0 | 0 | 0 | 0 | 0
00 Ret.Exist_Non-FBC_ACI & SCR | 0 | 0 | 0 | 0 | 0 | 0 | 0
00 Ret.Exist_Non-FBC_ACI & SCR & C2G | 0 | 0 | 0 | 0 | 0 | 0 | 0
00 Ret.Exist_Non-FBC_ACI & SCR & DRET | 0 | 0 | 0 | 0 | 0 | 0 | 0
00 Ret.Exist_Non-FBC_ACI & SCR & NGC | 0 | 0 | 0 | 0 | 0 | 0 | 0
00 Ret.Exist_Non-FBC_ACI & SCR & WetFGD & CCS | 0 | 0 | 0 | 0 | 0 | 0 | 0
00 Ret.Exist_Non-FBC_ACI & SNCR | 0 | 0 | 0 | 0 | 0 | 0 | 0
00 Ret.Exist_Non-FBC_ACI & SNCR & C2G | 0 | 0 | 0 | 0 | 0 | 0 | 0
00 Ret.Exist_Non-FBC_ACI & SNCR & DRET | 0 | 0 | 0 | 0 | 0 | 0 | 0
00 Ret.Exist_Non-FBC_ACI & SNCR & NGC | 0 | 0 | 0 | 0 | 0 | 0 | 0
00 Ret.Exist_Non-FBC_ACI_DSI & C2G | 0 | 0 | 0 | 0 | 0 | 0 | 0
00 Ret.Exist_Non-FBC_ACI_DSI & C2G & SCR | 0 | 0 | 0 | 0 | 0 | 0 | 0
00 Ret.Exist_Non-FBC_ACI_DSI & DCCS | 0 | 0 | 0 | 0 | 0 | 0 | 0
00 Ret.Exist_Non-FBC_ACI_DSI & DCCS & WetFGD & SCR & CCS | 0 | 0 | 0 | 0 | 0 | 0 | 0
00 Ret.Exist_Non-FBC_ACI_DSI & DRET | 0 | 0 | 0 | 0 | 0 | 0 | 0
00 Ret.Exist_Non-FBC_ACI_DSI & GPM | 0 | 0 | 0 | 0 | 0 | 0 | 0
00 Ret.Exist_Non-FBC_ACI_DSI & GPM & C2G | 0 | 0 | 0 | 0 | 0 | 0 | 0
00 Ret.Exist_Non-FBC_ACI_DSI & GPM & C2G & SCR | 0 | 0 | 0 | 0 | 0 | 0 | 0
00 Ret.Exist_Non-FBC_ACI_DSI & GPM & DRET | 0 | 0 | 0 | 0 | 0 | 0 | 0
00 Ret.Exist_Non-FBC_ACI_DSI & GPM & NGC | 0 | 0 | 0 | 0 | 0 | 0 | 0
00 Ret.Exist_Non-FBC_ACI_DSI & GPM & SCR | 0 | 0 | 0 | 0 | 0 | 0 | 0
00 Ret.Exist_Non-FBC_ACI_DSI & GPM & SCR & DRET | 0 | 0 | 0 | 0 | 0 | 0 | 0
00 Ret.Exist_Non-FBC_ACI_DSI & GPM & SCR & NGC | 0 | 0 | 0 | 0 | 0 | 0 | 0
00 Ret.Exist_Non-FBC_ACI_DSI & GPM & SNCR | 0 | 0 | 0 | 0 | 0 | 0 | 0
00 Ret.Exist_Non-FBC_ACI_DSI & GPM & SNCR & DRET | 0 | 0 | 0 | 0 | 0 | 0 | 0
00 Ret.Exist_Non-FBC_ACI_DSI & GPM & SNCR & NGC | 0 | 0 | 0 | 0 | 0 | 0 | 0
00 Ret.Exist_Non-FBC_ACI_DSI & GPM & WetFGD & SCR & CCS | 0 | 0 | 0 | 0 | 0 | 0 | 0
00 Ret.Exist_Non-FBC_ACI_DSI & NGC | 0 | 0 | 0 | 0 | 0 | 0 | 0
00 Ret.Exist_Non-FBC_ACI_DSI & SCR | 0 | 0 | 0 | 0 | 0 | 0 | 0
00 Ret.Exist_Non-FBC_ACI_DSI & SCR & C2G | 0 | 0 | 0 | 0 | 0 | 0 | 0
00 Ret.Exist_Non-FBC_ACI_DSI & SCR & DRET | 0 | 0 | 0 | 0 | 0 | 0 | 0
00 Ret.Exist_Non-FBC_ACI_DSI & SCR & NGC | 0 | 0 | 0 | 0 | 0 | 0 | 0
00 Ret.Exist_Non-FBC_ACI_DSI & SCR & WetFGD & CCS | 0 | 0 | 0 | 0 | 0 | 0 | 0
00 Ret.Exist_Non-FBC_ACI_DSI & SNCR | 0 | 0 | 0 | 0 | 0 | 0 | 0
00 Ret.Exist_Non-FBC_ACI_DSI & SNCR & C2G | 0 | 0 | 0 | 0 | 0 | 0 | 0
00 Ret.Exist_Non-FBC_ACI_DSI & SNCR & DRET | 0 | 0 | 0 | 0 | 0 | 0 | 0
00 Ret.Exist_Non-FBC_ACI_DSI & SNCR & NGC | 0 | 0 | 0 | 0 | 0 | 0 | 0
00 Ret.Exist_Non-FBC_DryFGD & C2G | 0 | 0 | 0 | 0 | 0 | 0 | 0
00 Ret.Exist_Non-FBC_DryFGD & C2G & SCR | 0 | 0 | 0 | 0 | 0 | 0 | 0
00 Ret.Exist_Non-FBC_DryFGD & DRET | 0 | 0 | 0 | 0 | 0 | 0 | 0
00 Ret.Exist_Non-FBC_DryFGD & GPM | 0 | 0 | 0 | 0 | 0 | 0 | 0
00 Ret.Exist_Non-FBC_DryFGD & GPM & C2G | 0 | 0 | 0 | 0 | 0 | 0 | 0
00 Ret.Exist_Non-FBC_DryFGD & GPM & C2G & SCR | 0 | 0 | 0 | 0 | 0 | 0 | 0
00 Ret.Exist_Non-FBC_DryFGD & GPM & DRET | 0 | 0 | 0 | 0 | 0 | 0 | 0
00 Ret.Exist_Non-FBC_DryFGD & GPM & NGC | 0 | 0 | 0 | 0 | 0 | 0 | 0
00 Ret.Exist_Non-FBC_DryFGD & GPM & SCR | 0 | 0 | 0 | 0 | 0 | 0 | 0
00 Ret.Exist_Non-FBC_DryFGD & GPM & SCR & CCS | 0 | 0 | 0 | 0 | 0 | 0 | 0
00 Ret.Exist_Non-FBC_DryFGD & GPM & SCR & DRET | 0 | 0 | 0 | 0 | 0 | 0 | 0
00 Ret.Exist_Non-FBC_DryFGD & GPM & SCR & NGC | 0 | 0 | 0 | 0 | 0 | 0 | 0
00 Ret.Exist_Non-FBC_DryFGD & GPM & SNCR | 0 | 0 | 0 | 0 | 0 | 0 | 0
00 Ret.Exist_Non-FBC_DryFGD & GPM & SNCR & DRET | 0 | 0 | 0 | 0 | 0 | 0 | 0
00 Ret.Exist_Non-FBC_DryFGD & GPM & SNCR & NGC | 0 | 0 | 0 | 0 | 0 | 0 | 0
00 Ret.Exist_Non-FBC_DryFGD & NGC | 0 | 0 | 0 | 0 | 0 | 0 | 0
00 Ret.Exist_Non-FBC_DryFGD & SCR | 0 | 0 | 0 | 0 | 0 | 0 | 0
00 Ret.Exist_Non-FBC_DryFGD & SCR & C2G | 0 | 0 | 0 | 0 | 0 | 0 | 0
00 Ret.Exist_Non-FBC_DryFGD & SCR & CCS | 0 | 0 | 0 | 0 | 0 | 0 | 0
00 Ret.Exist_Non-FBC_DryFGD & SCR & DRET | 0 | 0 | 0 | 0 | 0 | 0 | 0
00 Ret.Exist_Non-FBC_DryFGD & SCR & NGC | 0 | 0 | 0 | 0 | 0 | 0 | 0
00 Ret.Exist_Non-FBC_DryFGD & SNCR | 0 | 0 | 0 | 0 | 0 | 0 | 0
00 Ret.Exist_Non-FBC_DryFGD & SNCR & C2G | 0 | 0 | 0 | 0 | 0 | 0 | 0
00 Ret.Exist_Non-FBC_DryFGD & SNCR & DRET | 0 | 0 | 0 | 0 | 0 | 0 | 0
00 Ret.Exist_Non-FBC_DryFGD & SNCR & NGC | 0 | 0 | 0 | 0 | 0 | 0 | 0
00 Ret.Exist_Non-FBC_DryFGD_ACI & C2G | 0 | 0 | 0 | 0 | 0 | 0 | 0
00 Ret.Exist_Non-FBC_DryFGD_ACI & C2G & SCR | 0 | 0 | 0 | 0 | 0 | 0 | 0
00 Ret.Exist_Non-FBC_DryFGD_ACI & DCCS | 0 | 0 | 0 | 0 | 0 | 0 | 0
00 Ret.Exist_Non-FBC_DryFGD_ACI & DCCS & SCR & CCS | 0 | 0 | 0 | 0 | 0 | 0 | 0
00 Ret.Exist_Non-FBC_DryFGD_ACI & DRET | 0 | 0 | 0 | 0 | 0 | 0 | 0
00 Ret.Exist_Non-FBC_DryFGD_ACI & GPM | 0 | 0 | 0 | 0 | 0 | 0 | 0
00 Ret.Exist_Non-FBC_DryFGD_ACI & GPM & C2G | 0 | 0 | 0 | 0 | 0 | 0 | 0
00 Ret.Exist_Non-FBC_DryFGD_ACI & GPM & C2G & SCR | 0 | 0 | 0 | 0 | 0 | 0 | 0
00 Ret.Exist_Non-FBC_DryFGD_ACI & GPM & DRET | 0 | 0 | 0 | 0 | 0 | 0 | 0
00 Ret.Exist_Non-FBC_DryFGD_ACI & GPM & NGC | 0 | 0 | 0 | 0 | 0 | 0 | 0
00 Ret.Exist_Non-FBC_DryFGD_ACI & GPM & SCR | 0 | 0 | 0 | 0 | 0 | 0 | 0
00 Ret.Exist_Non-FBC_DryFGD_ACI & GPM & SCR & CCS | 0 | 0 | 0 | 0 | 0 | 0 | 0
00 Ret.Exist_Non-FBC_DryFGD_ACI & GPM & SCR & DRET | 0 | 0 | 0 | 0 | 0 | 0 | 0
00 Ret.Exist_Non-FBC_DryFGD_ACI & GPM & SCR & NGC | 0 | 0 | 0 | 0 | 0 | 0 | 0
00 Ret.Exist_Non-FBC_DryFGD_ACI & GPM & SNCR | 0 | 0 | 0 | 0 | 0 | 0 | 0
00 Ret.Exist_Non-FBC_DryFGD_ACI & GPM & SNCR & DRET | 0 | 0 | 0 | 0 | 0 | 0 | 0
00 Ret.Exist_Non-FBC_DryFGD_ACI & GPM & SNCR & NGC | 0 | 0 | 0 | 0 | 0 | 0 | 0
00 Ret.Exist_Non-FBC_DryFGD_ACI & NGC | 0 | 0 | 0 | 0 | 0 | 0 | 0
00 Ret.Exist_Non-FBC_DryFGD_ACI & SCR | 0 | 0 | 0 | 0 | 0 | 0 | 0
00 Ret.Exist_Non-FBC_DryFGD_ACI & SCR & C2G | 0 | 0 | 0 | 0 | 0 | 0 | 0
00 Ret.Exist_Non-FBC_DryFGD_ACI & SCR & CCS | 0 | 0 | 0 | 0 | 0 | 0 | 0
00 Ret.Exist_Non-FBC_DryFGD_ACI & SCR & DRET | 0 | 0 | 0 | 0 | 0 | 0 | 0
00 Ret.Exist_Non-FBC_DryFGD_ACI & SCR & NGC | 0 | 0 | 0 | 0 | 0 | 0 | 0
00 Ret.Exist_Non-FBC_DryFGD_ACI & SNCR | 0 | 0 | 0 | 0 | 0 | 0 | 0
00 Ret.Exist_Non-FBC_DryFGD_ACI & SNCR & C2G | 0 | 0 | 0 | 0 | 0 | 0 | 0
00 Ret.Exist_Non-FBC_DryFGD_ACI & SNCR & DRET | 0 | 0 | 0 | 0 | 0 | 0 | 0
00 Ret.Exist_Non-FBC_DryFGD_ACI & SNCR & NGC | 0 | 0 | 0 | 0 | 0 | 0 | 0
00 Ret.Exist_Non-FBC_DryFGD_SCR & ACI | 0 | 0 | 0 | 0 | 0 | 0 | 0
00 Ret.Exist_Non-FBC_DryFGD_SCR & ACI & C2G | 0 | 0 | 0 | 0 | 0 | 0 | 0
00 Ret.Exist_Non-FBC_DryFGD_SCR & ACI & CCS | 0 | 0 | 0 | 0 | 0 | 0 | 0
00 Ret.Exist_Non-FBC_DryFGD_SCR & ACI & DRET | 0 | 0 | 0 | 0 | 0 | 0 | 0
00 Ret.Exist_Non-FBC_DryFGD_SCR & ACI & GPM | 0 | 0 | 0 | 0 | 0 | 0 | 0
00 Ret.Exist_Non-FBC_DryFGD_SCR & ACI & GPM & C2G | 0 | 0 | 0 | 0 | 0 | 0 | 0
00 Ret.Exist_Non-FBC_DryFGD_SCR & ACI & GPM & CCS | 0 | 0 | 0 | 0 | 0 | 0 | 0
00 Ret.Exist_Non-FBC_DryFGD_SCR & ACI & GPM & DRET | 0 | 0 | 0 | 0 | 0 | 0 | 0
00 Ret.Exist_Non-FBC_DryFGD_SCR & ACI & GPM & NGC | 0 | 0 | 0 | 0 | 0 | 0 | 0
00 Ret.Exist_Non-FBC_DryFGD_SCR & ACI & NGC | 0 | 0 | 0 | 0 | 0 | 0 | 0
00 Ret.Exist_Non-FBC_DryFGD_SCR & C2G | 0 | 0 | 0 | 0 | 0 | 0 | 0
00 Ret.Exist_Non-FBC_DryFGD_SCR & CCS | 0 | 0 | 0 | 0 | 0 | 0 | 0
00 Ret.Exist_Non-FBC_DryFGD_SCR & DRET | 0 | 0 | 0 | 0 | 0 | 0 | 0
00 Ret.Exist_Non-FBC_DryFGD_SCR & GPM | 0 | 0 | 0 | 0 | 0 | 0 | 0
00 Ret.Exist_Non-FBC_DryFGD_SCR & GPM & C2G | 0 | 0 | 0 | 0 | 0 | 0 | 0
00 Ret.Exist_Non-FBC_DryFGD_SCR & GPM & CCS | 0 | 0 | 0 | 0 | 0 | 0 | 0
00 Ret.Exist_Non-FBC_DryFGD_SCR & GPM & DRET | 0 | 0 | 0 | 0 | 0 | 0 | 0
00 Ret.Exist_Non-FBC_DryFGD_SCR & GPM & NGC | 0 | 0 | 0 | 0 | 0 | 0 | 0
00 Ret.Exist_Non-FBC_DryFGD_SCR & NGC | 0 | 0 | 0 | 0 | 0 | 0 | 0
00 Ret.Exist_Non-FBC_DryFGD_SCR_ACI & C2G | 0 | 0 | 0 | 0 | 0 | 0 | 0
00 Ret.Exist_Non-FBC_DryFGD_SCR_ACI & CCS | 0 | 0 | 0 | 0 | 0 | 0 | 0
00 Ret.Exist_Non-FBC_DryFGD_SCR_ACI & DCCS | 0 | 0 | 0 | 0 | 0 | 0 | 0
00 Ret.Exist_Non-FBC_DryFGD_SCR_ACI & DCCS & CCS | 0 | 0 | 0 | 0 | 0 | 0 | 0
00 Ret.Exist_Non-FBC_DryFGD_SCR_ACI & DRET | 0 | 0 | 0 | 0 | 0 | 0 | 0
00 Ret.Exist_Non-FBC_DryFGD_SCR_ACI & GPM | 0 | 0 | 0 | 0 | 0 | 0 | 0
00 Ret.Exist_Non-FBC_DryFGD_SCR_ACI & GPM & C2G | 0 | 0 | 0 | 0 | 0 | 0 | 0
00 Ret.Exist_Non-FBC_DryFGD_SCR_ACI & GPM & CCS | 0 | 0 | 0 | 0 | 0 | 0 | 0
00 Ret.Exist_Non-FBC_DryFGD_SCR_ACI & GPM & DRET | 0 | 0 | 0 | 0 | 0 | 0 | 0
00 Ret.Exist_Non-FBC_DryFGD_SCR_ACI & GPM & NGC | 0 | 0 | 0 | 0 | 0 | 0 | 0
00 Ret.Exist_Non-FBC_DryFGD_SCR_ACI & NGC | 0 | 0 | 0 | 0 | 0 | 0 | 0
00 Ret.Exist_Non-FBC_DryFGD_SCR_ACI_DSI & C2G | 0 | 0 | 0 | 0 | 0 | 0 | 0
00 Ret.Exist_Non-FBC_DryFGD_SCR_ACI_DSI & CCS | 0 | 0 | 0 | 0 | 0 | 0 | 0
00 Ret.Exist_Non-FBC_DryFGD_SCR_ACI_DSI & DCCS | 0 | 0 | 0 | 0 | 0 | 0 | 0
00 Ret.Exist_Non-FBC_DryFGD_SCR_ACI_DSI & DCCS & CCS | 0 | 0 | 0 | 0 | 0 | 0 | 0
00 Ret.Exist_Non-FBC_DryFGD_SCR_ACI_DSI & DRET | 0 | 0 | 0 | 0 | 0 | 0 | 0
00 Ret.Exist_Non-FBC_DryFGD_SCR_ACI_DSI & GPM | 0 | 0 | 0 | 0 | 0 | 0 | 0
00 Ret.Exist_Non-FBC_DryFGD_SCR_ACI_DSI & GPM & C2G | 0 | 0 | 0 | 0 | 0 | 0 | 0
00 Ret.Exist_Non-FBC_DryFGD_SCR_ACI_DSI & GPM & CCS | 0 | 0 | 0 | 0 | 0 | 0 | 0
00 Ret.Exist_Non-FBC_DryFGD_SCR_ACI_DSI & GPM & DRET | 0 | 0 | 0 | 0 | 0 | 0 | 0
00 Ret.Exist_Non-FBC_DryFGD_SCR_ACI_DSI & GPM & NGC | 0 | 0 | 0 | 0 | 0 | 0 | 0
00 Ret.Exist_Non-FBC_DryFGD_SCR_ACI_DSI & NGC | 0 | 0 | 0 | 0 | 0 | 0 | 0
00 Ret.Exist_Non-FBC_DryFGD_SCR_DSI & ACI | 0 | 0 | 0 | 0 | 0 | 0 | 0
00 Ret.Exist_Non-FBC_DryFGD_SCR_DSI & ACI & C2G | 0 | 0 | 0 | 0 | 0 | 0 | 0
00 Ret.Exist_Non-FBC_DryFGD_SCR_DSI & ACI & CCS | 0 | 0 | 0 | 0 | 0 | 0 | 0
00 Ret.Exist_Non-FBC_DryFGD_SCR_DSI & ACI & DRET | 0 | 0 | 0 | 0 | 0 | 0 | 0
00 Ret.Exist_Non-FBC_DryFGD_SCR_DSI & ACI & GPM | 0 | 0 | 0 | 0 | 0 | 0 | 0
00 Ret.Exist_Non-FBC_DryFGD_SCR_DSI & ACI & GPM & C2G | 0 | 0 | 0 | 0 | 0 | 0 | 0
00 Ret.Exist_Non-FBC_DryFGD_SCR_DSI & ACI & GPM & CCS | 0 | 0 | 0 | 0 | 0 | 0 | 0
00 Ret.Exist_Non-FBC_DryFGD_SCR_DSI & ACI & GPM & DRET | 0 | 0 | 0 | 0 | 0 | 0 | 0
00 Ret.Exist_Non-FBC_DryFGD_SCR_DSI & ACI & GPM & NGC | 0 | 0 | 0 | 0 | 0 | 0 | 0
00 Ret.Exist_Non-FBC_DryFGD_SCR_DSI & ACI & NGC | 0 | 0 | 0 | 0 | 0 | 0 | 0
00 Ret.Exist_Non-FBC_DryFGD_SCR_DSI & C2G | 0 | 0 | 0 | 0 | 0 | 0 | 0
00 Ret.Exist_Non-FBC_DryFGD_SCR_DSI & CCS | 0 | 0 | 0 | 0 | 0 | 0 | 0
00 Ret.Exist_Non-FBC_DryFGD_SCR_DSI & DRET | 0 | 0 | 0 | 0 | 0 | 0 | 0
00 Ret.Exist_Non-FBC_DryFGD_SCR_DSI & GPM | 0 | 0 | 0 | 0 | 0 | 0 | 0
00 Ret.Exist_Non-FBC_DryFGD_SCR_DSI & GPM & C2G | 0 | 0 | 0 | 0 | 0 | 0 | 0
00 Ret.Exist_Non-FBC_DryFGD_SCR_DSI & GPM & CCS | 0 | 0 | 0 | 0 | 0 | 0 | 0
00 Ret.Exist_Non-FBC_DryFGD_SCR_DSI & GPM & DRET | 0 | 0 | 0 | 0 | 0 | 0 | 0
00 Ret.Exist_Non-FBC_DryFGD_SCR_DSI & GPM & NGC | 0 | 0 | 0 | 0 | 0 | 0 | 0
00 Ret.Exist_Non-FBC_DryFGD_SCR_DSI & NGC | 0 | 0 | 0 | 0 | 0 | 0 | 0
00 Ret.Exist_Non-FBC_DryFGD_SNCR_ACI & C2G | 0 | 0 | 0 | 0 | 0 | 0 | 0
00 Ret.Exist_Non-FBC_DryFGD_SNCR_ACI & C2G & SCR | 0 | 0 | 0 | 0 | 0 | 0 | 0
00 Ret.Exist_Non-FBC_DryFGD_SNCR_ACI & DCCS | 0 | 0 | 0 | 0 | 0 | 0 | 0
00 Ret.Exist_Non-FBC_DryFGD_SNCR_ACI & DCCS & SCR & CCS | 0 | 0 | 0 | 0 | 0 | 0 | 0
00 Ret.Exist_Non-FBC_DryFGD_SNCR_ACI & DRET | 0 | 0 | 0 | 0 | 0 | 0 | 0
00 Ret.Exist_Non-FBC_DryFGD_SNCR_ACI & GPM | 0 | 0 | 0 | 0 | 0 | 0 | 0
00 Ret.Exist_Non-FBC_DryFGD_SNCR_ACI & GPM & C2G | 0 | 0 | 0 | 0 | 0 | 0 | 0
00 Ret.Exist_Non-FBC_DryFGD_SNCR_ACI & GPM & C2G & SCR | 0 | 0 | 0 | 0 | 0 | 0 | 0
00 Ret.Exist_Non-FBC_DryFGD_SNCR_ACI & GPM & DRET | 0 | 0 | 0 | 0 | 0 | 0 | 0
00 Ret.Exist_Non-FBC_DryFGD_SNCR_ACI & GPM & NGC | 0 | 0 | 0 | 0 | 0 | 0 | 0
00 Ret.Exist_Non-FBC_DryFGD_SNCR_ACI & GPM & SCR | 0 | 0 | 0 | 0 | 0 | 0 | 0
00 Ret.Exist_Non-FBC_DryFGD_SNCR_ACI & GPM & SCR & CCS | 0 | 0 | 0 | 0 | 0 | 0 | 0
00 Ret.Exist_Non-FBC_DryFGD_SNCR_ACI & GPM & SCR & DRET | 0 | 0 | 0 | 0 | 0 | 0 | 0
00 Ret.Exist_Non-FBC_DryFGD_SNCR_ACI & GPM & SCR & NGC | 0 | 0 | 0 | 0 | 0 | 0 | 0
00 Ret.Exist_Non-FBC_DryFGD_SNCR_ACI & NGC | 0 | 0 | 0 | 0 | 0 | 0 | 0
00 Ret.Exist_Non-FBC_DryFGD_SNCR_ACI & SCR | 0 | 0 | 0 | 0 | 0 | 0 | 0
00 Ret.Exist_Non-FBC_DryFGD_SNCR_ACI & SCR & C2G | 0 | 0 | 0 | 0 | 0 | 0 | 0
00 Ret.Exist_Non-FBC_DryFGD_SNCR_ACI & SCR & CCS | 0 | 0 | 0 | 0 | 0 | 0 | 0
00 Ret.Exist_Non-FBC_DryFGD_SNCR_ACI & SCR & DRET | 0 | 0 | 0 | 0 | 0 | 0 | 0
00 Ret.Exist_Non-FBC_DryFGD_SNCR_ACI & SCR & NGC | 0 | 0 | 0 | 0 | 0 | 0 | 0
00 Ret.Exist_Non-FBC_DryFGD_SNCR_ACI_DSI & C2G | 0 | 0 | 0 | 0 | 0 | 0 | 0
00 Ret.Exist_Non-FBC_DryFGD_SNCR_ACI_DSI & C2G & SCR | 0 | 0 | 0 | 0 | 0 | 0 | 0
00 Ret.Exist_Non-FBC_DryFGD_SNCR_ACI_DSI & DRET | 0 | 0 | 0 | 0 | 0 | 0 | 0
00 Ret.Exist_Non-FBC_DryFGD_SNCR_ACI_DSI & GPM | 0 | 0 | 0 | 0 | 0 | 0 | 0
00 Ret.Exist_Non-FBC_DryFGD_SNCR_ACI_DSI & GPM & C2G | 0 | 0 | 0 | 0 | 0 | 0 | 0
00 Ret.Exist_Non-FBC_DryFGD_SNCR_ACI_DSI & GPM & C2G & SCR | 0 | 0 | 0 | 0 | 0 | 0 | 0
00 Ret.Exist_Non-FBC_DryFGD_SNCR_ACI_DSI & GPM & DRET | 0 | 0 | 0 | 0 | 0 | 0 | 0
00 Ret.Exist_Non-FBC_DryFGD_SNCR_ACI_DSI & GPM & NGC | 0 | 0 | 0 | 0 | 0 | 0 | 0
00 Ret.Exist_Non-FBC_DryFGD_SNCR_ACI_DSI & GPM & SCR | 0 | 0 | 0 | 0 | 0 | 0 | 0
00 Ret.Exist_Non-FBC_DryFGD_SNCR_ACI_DSI & GPM & SCR & CCS | 0 | 0 | 0 | 0 | 0 | 0 | 0
00 Ret.Exist_Non-FBC_DryFGD_SNCR_ACI_DSI & GPM & SCR & DRET | 0 | 0 | 0 | 0 | 0 | 0 | 0
00 Ret.Exist_Non-FBC_DryFGD_SNCR_ACI_DSI & GPM & SCR & NGC | 0 | 0 | 0 | 0 | 0 | 0 | 0
00 Ret.Exist_Non-FBC_DryFGD_SNCR_ACI_DSI & NGC | 0 | 0 | 0 | 0 | 0 | 0 | 0
00 Ret.Exist_Non-FBC_DryFGD_SNCR_ACI_DSI & SCR | 0 | 0 | 0 | 0 | 0 | 0 | 0
00 Ret.Exist_Non-FBC_DryFGD_SNCR_ACI_DSI & SCR & C2G | 0 | 0 | 0 | 0 | 0 | 0 | 0
00 Ret.Exist_Non-FBC_DryFGD_SNCR_ACI_DSI & SCR & CCS | 0 | 0 | 0 | 0 | 0 | 0 | 0
00 Ret.Exist_Non-FBC_DryFGD_SNCR_ACI_DSI & SCR & DRET | 0 | 0 | 0 | 0 | 0 | 0 | 0
00 Ret.Exist_Non-FBC_DryFGD_SNCR_ACI_DSI & SCR & NGC | 0 | 0 | 0 | 0 | 0 | 0 | 0
00 Ret.Exist_Non-FBC_DSI & ACI | 0 | 0 | 0 | 0 | 0 | 0 | 0
00 Ret.Exist_Non-FBC_DSI & ACI & C2G | 0 | 0 | 0 | 0 | 0 | 0 | 0
00 Ret.Exist_Non-FBC_DSI & ACI & C2G & SCR | 0 | 0 | 0 | 0 | 0 | 0 | 0
00 Ret.Exist_Non-FBC_DSI & ACI & DRET | 0 | 0 | 0 | 0 | 0 | 0 | 0
00 Ret.Exist_Non-FBC_DSI & ACI & GPM | 0 | 0 | 0 | 0 | 0 | 0 | 0
00 Ret.Exist_Non-FBC_DSI & ACI & GPM & C2G | 0 | 0 | 0 | 0 | 0 | 0 | 0
00 Ret.Exist_Non-FBC_DSI & ACI & GPM & C2G & SCR | 0 | 0 | 0 | 0 | 0 | 0 | 0
00 Ret.Exist_Non-FBC_DSI & ACI & GPM & DRET | 0 | 0 | 0 | 0 | 0 | 0 | 0
00 Ret.Exist_Non-FBC_DSI & ACI & GPM & NGC | 0 | 0 | 0 | 0 | 0 | 0 | 0
00 Ret.Exist_Non-FBC_DSI & ACI & GPM & SCR | 0 | 0 | 0 | 0 | 0 | 0 | 0
00 Ret.Exist_Non-FBC_DSI & ACI & GPM & SCR & DRET | 0 | 0 | 0 | 0 | 0 | 0 | 0
00 Ret.Exist_Non-FBC_DSI & ACI & GPM & SCR & NGC | 0 | 0 | 0 | 0 | 0 | 0 | 0
00 Ret.Exist_Non-FBC_DSI & ACI & GPM & SNCR | 0 | 0 | 0 | 0 | 0 | 0 | 0
00 Ret.Exist_Non-FBC_DSI & ACI & GPM & SNCR & DRET | 0 | 0 | 0 | 0 | 0 | 0 | 0
00 Ret.Exist_Non-FBC_DSI & ACI & GPM & SNCR & NGC | 0 | 0 | 0 | 0 | 0 | 0 | 0
00 Ret.Exist_Non-FBC_DSI & ACI & GPM & WetFGD & SCR & CCS | 0 | 0 | 0 | 0 | 0 | 0 | 0
00 Ret.Exist_Non-FBC_DSI & ACI & NGC | 0 | 0 | 0 | 0 | 0 | 0 | 0
00 Ret.Exist_Non-FBC_DSI & ACI & SCR | 0 | 0 | 0 | 0 | 0 | 0 | 0
00 Ret.Exist_Non-FBC_DSI & ACI & SCR & DRET | 0 | 0 | 0 | 0 | 0 | 0 | 0
00 Ret.Exist_Non-FBC_DSI & ACI & SCR & NGC | 0 | 0 | 0 | 0 | 0 | 0 | 0
00 Ret.Exist_Non-FBC_DSI & ACI & SNCR | 0 | 0 | 0 | 0 | 0 | 0 | 0
00 Ret.Exist_Non-FBC_DSI & ACI & SNCR & DRET | 0 | 0 | 0 | 0 | 0 | 0 | 0
00 Ret.Exist_Non-FBC_DSI & ACI & SNCR & NGC | 0 | 0 | 0 | 0 | 0 | 0 | 0
00 Ret.Exist_Non-FBC_DSI & ACI & WetFGD & SCR & CCS | 0 | 0 | 0 | 0 | 0 | 0 | 0
00 Ret.Exist_Non-FBC_DSI & C2G | 0 | 0 | 0 | 0 | 0 | 0 | 0
00 Ret.Exist_Non-FBC_DSI & C2G & SCR | 0 | 0 | 0 | 0 | 0 | 0 | 0
00 Ret.Exist_Non-FBC_DSI & DRET | 0 | 0 | 0 | 0 | 0 | 0 | 0
00 Ret.Exist_Non-FBC_DSI & GPM | 0 | 0 | 0 | 0 | 0 | 0 | 0
00 Ret.Exist_Non-FBC_DSI & GPM & C2G | 0 | 0 | 0 | 0 | 0 | 0 | 0
00 Ret.Exist_Non-FBC_DSI & GPM & C2G & SCR | 0 | 0 | 0 | 0 | 0 | 0 | 0
00 Ret.Exist_Non-FBC_DSI & GPM & DRET | 0 | 0 | 0 | 0 | 0 | 0 | 0
00 Ret.Exist_Non-FBC_DSI & GPM & NGC | 0 | 0 | 0 | 0 | 0 | 0 | 0
00 Ret.Exist_Non-FBC_DSI & GPM & SCR | 0 | 0 | 0 | 0 | 0 | 0 | 0
00 Ret.Exist_Non-FBC_DSI & GPM & SCR & DRET | 0 | 0 | 0 | 0 | 0 | 0 | 0
00 Ret.Exist_Non-FBC_DSI & GPM & SCR & NGC | 0 | 0 | 0 | 0 | 0 | 0 | 0
00 Ret.Exist_Non-FBC_DSI & GPM & SNCR | 0 | 0 | 0 | 0 | 0 | 0 | 0
00 Ret.Exist_Non-FBC_DSI & GPM & SNCR & DRET | 0 | 0 | 0 | 0 | 0 | 0 | 0
00 Ret.Exist_Non-FBC_DSI & GPM & SNCR & NGC | 0 | 0 | 0 | 0 | 0 | 0 | 0
00 Ret.Exist_Non-FBC_DSI & GPM & WetFGD & SCR & CCS | 0 | 0 | 0 | 0 | 0 | 0 | 0
00 Ret.Exist_Non-FBC_DSI & NGC | 0 | 0 | 0 | 0 | 0 | 0 | 0
00 Ret.Exist_Non-FBC_DSI & SCR | 0 | 0 | 0 | 0 | 0 | 0 | 0
00 Ret.Exist_Non-FBC_DSI & SCR & C2G | 0 | 0 | 0 | 0 | 0 | 0 | 0
00 Ret.Exist_Non-FBC_DSI & SCR & DRET | 0 | 0 | 0 | 0 | 0 | 0 | 0
00 Ret.Exist_Non-FBC_DSI & SCR & NGC | 0 | 0 | 0 | 0 | 0 | 0 | 0
00 Ret.Exist_Non-FBC_DSI & SCR & WetFGD & CCS | 0 | 0 | 0 | 0 | 0 | 0 | 0
00 Ret.Exist_Non-FBC_DSI & SNCR | 0 | 0 | 0 | 0 | 0 | 0 | 0
00 Ret.Exist_Non-FBC_DSI & SNCR & C2G | 0 | 0 | 0 | 0 | 0 | 0 | 0
00 Ret.Exist_Non-FBC_DSI & SNCR & DRET | 0 | 0 | 0 | 0 | 0 | 0 | 0
00 Ret.Exist_Non-FBC_DSI & SNCR & NGC | 0 | 0 | 0 | 0 | 0 | 0 | 0
00 Ret.Exist_Non-FBC_NoCtrl & ACI | 0 | 0 | 0 | 0 | 0 | 0 | 0
00 Ret.Exist_Non-FBC_NoCtrl & ACI & C2G | 0 | 0 | 0 | 0 | 0 | 0 | 0
00 Ret.Exist_Non-FBC_NoCtrl & ACI & C2G & SCR | 0 | 0 | 0 | 0 | 0 | 0 | 0
00 Ret.Exist_Non-FBC_NoCtrl & ACI & DRET | 0 | 0 | 0 | 0 | 0 | 0 | 0
00 Ret.Exist_Non-FBC_NoCtrl & ACI & DSI | 0 | 0 | 0 | 0 | 0 | 0 | 0
00 Ret.Exist_Non-FBC_NoCtrl & ACI & DSI & C2G | 0 | 0 | 0 | 0 | 0 | 0 | 0
00 Ret.Exist_Non-FBC_NoCtrl & ACI & DSI & C2G & SCR | 0 | 0 | 0 | 0 | 0 | 0 | 0
00 Ret.Exist_Non-FBC_NoCtrl & ACI & DSI & DRET | 0 | 0 | 0 | 0 | 0 | 0 | 0
00 Ret.Exist_Non-FBC_NoCtrl & ACI & DSI & GPM | 0 | 0 | 0 | 0 | 0 | 0 | 0
00 Ret.Exist_Non-FBC_NoCtrl & ACI & DSI & GPM & C2G | 0 | 0 | 0 | 0 | 0 | 0 | 0
00 Ret.Exist_Non-FBC_NoCtrl & ACI & DSI & GPM & C2G & SCR | 0 | 0 | 0 | 0 | 0 | 0 | 0
00 Ret.Exist_Non-FBC_NoCtrl & ACI & DSI & GPM & DRET | 0 | 0 | 0 | 0 | 0 | 0 | 0
00 Ret.Exist_Non-FBC_NoCtrl & ACI & DSI & GPM & NGC | 0 | 0 | 0 | 0 | 0 | 0 | 0
00 Ret.Exist_Non-FBC_NoCtrl & ACI & DSI & GPM & SCR | 0 | 0 | 0 | 0 | 0 | 0 | 0
00 Ret.Exist_Non-FBC_NoCtrl & ACI & DSI & GPM & SCR & DRET | 0 | 0 | 0 | 0 | 0 | 0 | 0
00 Ret.Exist_Non-FBC_NoCtrl & ACI & DSI & GPM & SCR & NGC | 0 | 0 | 0 | 0 | 0 | 0 | 0
00 Ret.Exist_Non-FBC_NoCtrl & ACI & DSI & GPM & SNCR | 0 | 0 | 0 | 0 | 0 | 0 | 0
00 Ret.Exist_Non-FBC_NoCtrl & ACI & DSI & GPM & SNCR & DRET | 0 | 0 | 0 | 0 | 0 | 0 | 0
00 Ret.Exist_Non-FBC_NoCtrl & ACI & DSI & GPM & SNCR & NGC | 0 | 0 | 0 | 0 | 0 | 0 | 0
00 Ret.Exist_Non-FBC_NoCtrl & ACI & DSI & GPM & WetFGD & SCR & CCS | 0 | 0 | 0 | 0 | 0 | 0 | 0
00 Ret.Exist_Non-FBC_NoCtrl & ACI & DSI & NGC | 0 | 0 | 0 | 0 | 0 | 0 | 0
00 Ret.Exist_Non-FBC_NoCtrl & ACI & DSI & SCR | 0 | 0 | 0 | 0 | 0 | 0 | 0
00 Ret.Exist_Non-FBC_NoCtrl & ACI & DSI & SCR & DRET | 0 | 0 | 0 | 0 | 0 | 0 | 0
00 Ret.Exist_Non-FBC_NoCtrl & ACI & DSI & SCR & NGC | 0 | 0 | 0 | 0 | 0 | 0 | 0
00 Ret.Exist_Non-FBC_NoCtrl & ACI & DSI & SNCR | 0 | 0 | 0 | 0 | 0 | 0 | 0
00 Ret.Exist_Non-FBC_NoCtrl & ACI & DSI & SNCR & DRET | 0 | 0 | 0 | 0 | 0 | 0 | 0
00 Ret.Exist_Non-FBC_NoCtrl & ACI & DSI & SNCR & NGC | 0 | 0 | 0 | 0 | 0 | 0 | 0
00 Ret.Exist_Non-FBC_NoCtrl & ACI & DSI & WetFGD & SCR & CCS | 0 | 0 | 0 | 0 | 0 | 0 | 0
00 Ret.Exist_Non-FBC_NoCtrl & ACI & GPM | 0 | 0 | 0 | 0 | 0 | 0 | 0
00 Ret.Exist_Non-FBC_NoCtrl & ACI & GPM & C2G | 0 | 0 | 0 | 0 | 0 | 0 | 0
00 Ret.Exist_Non-FBC_NoCtrl & ACI & GPM & C2G & SCR | 0 | 0 | 0 | 0 | 0 | 0 | 0
00 Ret.Exist_Non-FBC_NoCtrl & ACI & GPM & DRET | 0 | 0 | 0 | 0 | 0 | 0 | 0
00 Ret.Exist_Non-FBC_NoCtrl & ACI & GPM & NGC | 0 | 0 | 0 | 0 | 0 | 0 | 0
00 Ret.Exist_Non-FBC_NoCtrl & ACI & GPM & SCR | 0 | 0 | 0 | 0 | 0 | 0 | 0
00 Ret.Exist_Non-FBC_NoCtrl & ACI & GPM & SCR & DRET | 0 | 0 | 0 | 0 | 0 | 0 | 0
00 Ret.Exist_Non-FBC_NoCtrl & ACI & GPM & SCR & NGC | 0 | 0 | 0 | 0 | 0 | 0 | 0
00 Ret.Exist_Non-FBC_NoCtrl & ACI & GPM & SNCR | 0 | 0 | 0 | 0 | 0 | 0 | 0
00 Ret.Exist_Non-FBC_NoCtrl & ACI & GPM & SNCR & DRET | 0 | 0 | 0 | 0 | 0 | 0 | 0
00 Ret.Exist_Non-FBC_NoCtrl & ACI & GPM & SNCR & NGC | 0 | 0 | 0 | 0 | 0 | 0 | 0
00 Ret.Exist_Non-FBC_NoCtrl & ACI & GPM & WetFGD & SCR & CCS | 0 | 0 | 0 | 0 | 0 | 0 | 0
00 Ret.Exist_Non-FBC_NoCtrl & ACI & NGC | 0 | 0 | 0 | 0 | 0 | 0 | 0
00 Ret.Exist_Non-FBC_NoCtrl & ACI & SCR | 0 | 0 | 0 | 0 | 0 | 0 | 0
00 Ret.Exist_Non-FBC_NoCtrl & ACI & SCR & DRET | 0 | 0 | 0 | 0 | 0 | 0 | 0
00 Ret.Exist_Non-FBC_NoCtrl & ACI & SCR & NGC | 0 | 0 | 0 | 0 | 0 | 0 | 0
00 Ret.Exist_Non-FBC_NoCtrl & ACI & SNCR | 0 | 0 | 0 | 0 | 0 | 0 | 0
00 Ret.Exist_Non-FBC_NoCtrl & ACI & SNCR & DRET | 0 | 0 | 0 | 0 | 0 | 0 | 0
00 Ret.Exist_Non-FBC_NoCtrl & ACI & SNCR & NGC | 0 | 0 | 0 | 0 | 0 | 0 | 0
00 Ret.Exist_Non-FBC_NoCtrl & ACI & WetFGD & SCR & CCS | 0 | 0 | 0 | 0 | 0 | 0 | 0
00 Ret.Exist_Non-FBC_NoCtrl & C2G | 540 | 0 | 0 | 0 | 0 | 0 | 0
00 Ret.Exist_Non-FBC_NoCtrl & C2G & SCR | 0 | 0 | 0 | 0 | 0 | 0 | 0
00 Ret.Exist_Non-FBC_NoCtrl & DCCS | 0 | 0 | 0 | 0 | 0 | 0 | 0
00 Ret.Exist_Non-FBC_NoCtrl & DCCS & WetFGD & SCR & CCS | 0 | 0 | 0 | 0 | 0 | 0 | 0
00 Ret.Exist_Non-FBC_NoCtrl & DRET | 0 | 0 | 0 | 0 | 0 | 0 | 0
00 Ret.Exist_Non-FBC_NoCtrl & DSI | 0 | 0 | 0 | 0 | 0 | 0 | 0
00 Ret.Exist_Non-FBC_NoCtrl & DSI & C2G | 0 | 0 | 0 | 0 | 0 | 0 | 0
00 Ret.Exist_Non-FBC_NoCtrl & DSI & C2G & SCR | 0 | 0 | 0 | 0 | 0 | 0 | 0
00 Ret.Exist_Non-FBC_NoCtrl & DSI & DRET | 0 | 0 | 0 | 0 | 0 | 0 | 0
00 Ret.Exist_Non-FBC_NoCtrl & DSI & GPM | 0 | 0 | 0 | 0 | 0 | 0 | 0
00 Ret.Exist_Non-FBC_NoCtrl & DSI & GPM & C2G | 0 | 0 | 0 | 0 | 0 | 0 | 0
00 Ret.Exist_Non-FBC_NoCtrl & DSI & GPM & C2G & SCR | 0 | 0 | 0 | 0 | 0 | 0 | 0
00 Ret.Exist_Non-FBC_NoCtrl & DSI & GPM & DRET | 0 | 0 | 0 | 0 | 0 | 0 | 0
00 Ret.Exist_Non-FBC_NoCtrl & DSI & GPM & NGC | 0 | 0 | 0 | 0 | 0 | 0 | 0
00 Ret.Exist_Non-FBC_NoCtrl & DSI & GPM & SCR | 0 | 0 | 0 | 0 | 0 | 0 | 0
00 Ret.Exist_Non-FBC_NoCtrl & DSI & GPM & SCR & DRET | 0 | 0 | 0 | 0 | 0 | 0 | 0
00 Ret.Exist_Non-FBC_NoCtrl & DSI & GPM & SCR & NGC | 0 | 0 | 0 | 0 | 0 | 0 | 0
00 Ret.Exist_Non-FBC_NoCtrl & DSI & GPM & SNCR | 0 | 0 | 0 | 0 | 0 | 0 | 0
00 Ret.Exist_Non-FBC_NoCtrl & DSI & GPM & SNCR & DRET | 0 | 0 | 0 | 0 | 0 | 0 | 0
00 Ret.Exist_Non-FBC_NoCtrl & DSI & GPM & SNCR & NGC | 0 | 0 | 0 | 0 | 0 | 0 | 0
00 Ret.Exist_Non-FBC_NoCtrl & DSI & GPM & WetFGD & SCR & CCS | 0 | 0 | 0 | 0 | 0 | 0 | 0
00 Ret.Exist_Non-FBC_NoCtrl & DSI & NGC | 0 | 0 | 0 | 0 | 0 | 0 | 0
00 Ret.Exist_Non-FBC_NoCtrl & DSI & SCR | 0 | 0 | 0 | 0 | 0 | 0 | 0
00 Ret.Exist_Non-FBC_NoCtrl & DSI & SCR & DRET | 0 | 0 | 0 | 0 | 0 | 0 | 0
00 Ret.Exist_Non-FBC_NoCtrl & DSI & SCR & NGC | 0 | 0 | 0 | 0 | 0 | 0 | 0
00 Ret.Exist_Non-FBC_NoCtrl & DSI & SNCR | 0 | 0 | 0 | 0 | 0 | 0 | 0
00 Ret.Exist_Non-FBC_NoCtrl & DSI & SNCR & DRET | 0 | 0 | 0 | 0 | 0 | 0 | 0
00 Ret.Exist_Non-FBC_NoCtrl & DSI & SNCR & NGC | 0 | 0 | 0 | 0 | 0 | 0 | 0
00 Ret.Exist_Non-FBC_NoCtrl & DSI & WetFGD & SCR & CCS | 0 | 0 | 0 | 0 | 0 | 0 | 0
00 Ret.Exist_Non-FBC_NoCtrl & GPM | 0 | 0 | 0 | 0 | 0 | 0 | 0
00 Ret.Exist_Non-FBC_NoCtrl & GPM & C2G | 0 | 0 | 0 | 0 | 0 | 0 | 0
00 Ret.Exist_Non-FBC_NoCtrl & GPM & C2G & SCR | 0 | 0 | 0 | 0 | 0 | 0 | 0
00 Ret.Exist_Non-FBC_NoCtrl & GPM & DRET | 0 | 0 | 0 | 0 | 0 | 0 | 0
00 Ret.Exist_Non-FBC_NoCtrl & GPM & NGC | 0 | 0 | 0 | 0 | 0 | 0 | 0
00 Ret.Exist_Non-FBC_NoCtrl & GPM & SCR | 0 | 0 | 0 | 0 | 0 | 0 | 0
00 Ret.Exist_Non-FBC_NoCtrl & GPM & SCR & DRET | 0 | 0 | 0 | 0 | 0 | 0 | 0
00 Ret.Exist_Non-FBC_NoCtrl & GPM & SCR & NGC | 0 | 0 | 0 | 0 | 0 | 0 | 0
00 Ret.Exist_Non-FBC_NoCtrl & GPM & SNCR | 0 | 0 | 0 | 0 | 0 | 0 | 0
00 Ret.Exist_Non-FBC_NoCtrl & GPM & SNCR & DRET | 0 | 0 | 0 | 0 | 0 | 0 | 0
00 Ret.Exist_Non-FBC_NoCtrl & GPM & SNCR & NGC | 0 | 0 | 0 | 0 | 0 | 0 | 0
00 Ret.Exist_Non-FBC_NoCtrl & GPM & WetFGD & SCR & CCS | 0 | 0 | 0 | 0 | 0 | 0 | 0
00 Ret.Exist_Non-FBC_NoCtrl & NGC | 0 | 0 | 0 | 0 | 0 | 0 | 0
00 Ret.Exist_Non-FBC_NoCtrl & SCR | 0 | 0 | 0 | 0 | 0 | 0 | 0
00 Ret.Exist_Non-FBC_NoCtrl & SCR & C2G | 0 | 0 | 0 | 0 | 0 | 0 | 0
00 Ret.Exist_Non-FBC_NoCtrl & SCR & DRET | 0 | 0 | 0 | 0 | 0 | 0 | 0
00 Ret.Exist_Non-FBC_NoCtrl & SCR & NGC | 0 | 0 | 0 | 0 | 0 | 0 | 0
00 Ret.Exist_Non-FBC_NoCtrl & SCR & WetFGD & CCS | 0 | 0 | 0 | 0 | 0 | 0 | 0
00 Ret.Exist_Non-FBC_NoCtrl & SNCR | 0 | 0 | 0 | 0 | 0 | 0 | 0
00 Ret.Exist_Non-FBC_NoCtrl & SNCR & C2G | 0 | 0 | 0 | 0 | 0 | 0 | 0
00 Ret.Exist_Non-FBC_NoCtrl & SNCR & DRET | 0 | 0 | 0 | 0 | 0 | 0 | 0
00 Ret.Exist_Non-FBC_NoCtrl & SNCR & NGC | 0 | 0 | 0 | 0 | 0 | 0 | 0
00 Ret.Exist_Non-FBC_SCR_ACI & C2G | 0 | 0 | 0 | 0 | 0 | 0 | 0
00 Ret.Exist_Non-FBC_SCR_ACI & DCCS | 0 | 0 | 0 | 0 | 0 | 0 | 0
00 Ret.Exist_Non-FBC_SCR_ACI & DCCS & WetFGD & CCS | 0 | 0 | 0 | 0 | 0 | 0 | 0
00 Ret.Exist_Non-FBC_SCR_ACI & DRET | 0 | 0 | 0 | 0 | 0 | 0 | 0
00 Ret.Exist_Non-FBC_SCR_ACI & DSI | 0 | 0 | 0 | 0 | 0 | 0 | 0
00 Ret.Exist_Non-FBC_SCR_ACI & DSI & C2G | 0 | 0 | 0 | 0 | 0 | 0 | 0
00 Ret.Exist_Non-FBC_SCR_ACI & DSI & DRET | 0 | 0 | 0 | 0 | 0 | 0 | 0
00 Ret.Exist_Non-FBC_SCR_ACI & DSI & GPM | 0 | 0 | 0 | 0 | 0 | 0 | 0
00 Ret.Exist_Non-FBC_SCR_ACI & DSI & GPM & C2G | 0 | 0 | 0 | 0 | 0 | 0 | 0
00 Ret.Exist_Non-FBC_SCR_ACI & DSI & GPM & DRET | 0 | 0 | 0 | 0 | 0 | 0 | 0
00 Ret.Exist_Non-FBC_SCR_ACI & DSI & GPM & NGC | 0 | 0 | 0 | 0 | 0 | 0 | 0
00 Ret.Exist_Non-FBC_SCR_ACI & DSI & GPM & WetFGD & CCS | 0 | 0 | 0 | 0 | 0 | 0 | 0
00 Ret.Exist_Non-FBC_SCR_ACI & DSI & NGC | 0 | 0 | 0 | 0 | 0 | 0 | 0
00 Ret.Exist_Non-FBC_SCR_ACI & DSI & WetFGD & CCS | 0 | 0 | 0 | 0 | 0 | 0 | 0
00 Ret.Exist_Non-FBC_SCR_ACI & GPM | 0 | 0 | 0 | 0 | 0 | 0 | 0
00 Ret.Exist_Non-FBC_SCR_ACI & GPM & C2G | 0 | 0 | 0 | 0 | 0 | 0 | 0
00 Ret.Exist_Non-FBC_SCR_ACI & GPM & DRET | 0 | 0 | 0 | 0 | 0 | 0 | 0
00 Ret.Exist_Non-FBC_SCR_ACI & GPM & NGC | 0 | 0 | 0 | 0 | 0 | 0 | 0
00 Ret.Exist_Non-FBC_SCR_ACI & GPM & WetFGD & CCS | 0 | 0 | 0 | 0 | 0 | 0 | 0
00 Ret.Exist_Non-FBC_SCR_ACI & NGC | 0 | 0 | 0 | 0 | 0 | 0 | 0
00 Ret.Exist_Non-FBC_SCR_ACI & WetFGD & CCS | 0 | 0 | 0 | 0 | 0 | 0 | 0
00 Ret.Exist_Non-FBC_SCR_ACI_DSI & C2G | 0 | 0 | 0 | 0 | 0 | 0 | 0
00 Ret.Exist_Non-FBC_SCR_ACI_DSI & DCCS | 0 | 0 | 0 | 0 | 0 | 0 | 0
00 Ret.Exist_Non-FBC_SCR_ACI_DSI & DCCS & WetFGD & CCS | 0 | 0 | 0 | 0 | 0 | 0 | 0
00 Ret.Exist_Non-FBC_SCR_ACI_DSI & DRET | 0 | 0 | 0 | 0 | 0 | 0 | 0
00 Ret.Exist_Non-FBC_SCR_ACI_DSI & GPM | 0 | 0 | 0 | 0 | 0 | 0 | 0
00 Ret.Exist_Non-FBC_SCR_ACI_DSI & GPM & C2G | 0 | 0 | 0 | 0 | 0 | 0 | 0
00 Ret.Exist_Non-FBC_SCR_ACI_DSI & GPM & DRET | 0 | 0 | 0 | 0 | 0 | 0 | 0
00 Ret.Exist_Non-FBC_SCR_ACI_DSI & GPM & NGC | 0 | 0 | 0 | 0 | 0 | 0 | 0
00 Ret.Exist_Non-FBC_SCR_ACI_DSI & GPM & WetFGD & CCS | 0 | 0 | 0 | 0 | 0 | 0 | 0
00 Ret.Exist_Non-FBC_SCR_ACI_DSI & NGC | 0 | 0 | 0 | 0 | 0 | 0 | 0
00 Ret.Exist_Non-FBC_SCR_ACI_DSI & WetFGD & CCS | 0 | 0 | 0 | 0 | 0 | 0 | 0
00 Ret.Exist_Non-FBC_SNCR_ACI & C2G | 0 | 0 | 0 | 0 | 0 | 0 | 0
00 Ret.Exist_Non-FBC_SNCR_ACI & C2G & SCR | 0 | 0 | 0 | 0 | 0 | 0 | 0
00 Ret.Exist_Non-FBC_SNCR_ACI & DRET | 0 | 0 | 0 | 0 | 0 | 0 | 0
00 Ret.Exist_Non-FBC_SNCR_ACI & DSI | 0 | 0 | 0 | 0 | 0 | 0 | 0
00 Ret.Exist_Non-FBC_SNCR_ACI & DSI & C2G | 0 | 0 | 0 | 0 | 0 | 0 | 0
00 Ret.Exist_Non-FBC_SNCR_ACI & DSI & C2G & SCR | 0 | 0 | 0 | 0 | 0 | 0 | 0
00 Ret.Exist_Non-FBC_SNCR_ACI & DSI & DRET | 0 | 0 | 0 | 0 | 0 | 0 | 0
00 Ret.Exist_Non-FBC_SNCR_ACI & DSI & NGC | 0 | 0 | 0 | 0 | 0 | 0 | 0
00 Ret.Exist_Non-FBC_SNCR_ACI & DSI & SCR | 0 | 0 | 0 | 0 | 0 | 0 | 0
00 Ret.Exist_Non-FBC_SNCR_ACI & DSI & SCR & DRET | 0 | 0 | 0 | 0 | 0 | 0 | 0
00 Ret.Exist_Non-FBC_SNCR_ACI & DSI & SCR & NGC | 0 | 0 | 0 | 0 | 0 | 0 | 0
00 Ret.Exist_Non-FBC_SNCR_ACI & DSI & WetFGD & SCR & CCS | 0 | 0 | 0 | 0 | 0 | 0 | 0
00 Ret.Exist_Non-FBC_SNCR_ACI & GPM | 0 | 0 | 0 | 0 | 0 | 0 | 0
00 Ret.Exist_Non-FBC_SNCR_ACI & GPM & C2G | 0 | 0 | 0 | 0 | 0 | 0 | 0
00 Ret.Exist_Non-FBC_SNCR_ACI & GPM & C2G & SCR | 0 | 0 | 0 | 0 | 0 | 0 | 0
00 Ret.Exist_Non-FBC_SNCR_ACI & GPM & DRET | 0 | 0 | 0 | 0 | 0 | 0 | 0
00 Ret.Exist_Non-FBC_SNCR_ACI & GPM & NGC | 0 | 0 | 0 | 0 | 0 | 0 | 0
00 Ret.Exist_Non-FBC_SNCR_ACI & GPM & SCR | 0 | 0 | 0 | 0 | 0 | 0 | 0
00 Ret.Exist_Non-FBC_SNCR_ACI & GPM & SCR & DRET | 0 | 0 | 0 | 0 | 0 | 0 | 0
00 Ret.Exist_Non-FBC_SNCR_ACI & GPM & SCR & NGC | 0 | 0 | 0 | 0 | 0 | 0 | 0
00 Ret.Exist_Non-FBC_SNCR_ACI & GPM & WetFGD & SCR & CCS | 0 | 0 | 0 | 0 | 0 | 0 | 0
00 Ret.Exist_Non-FBC_SNCR_ACI & NGC | 0 | 0 | 0 | 0 | 0 | 0 | 0
00 Ret.Exist_Non-FBC_SNCR_ACI & SCR | 0 | 0 | 0 | 0 | 0 | 0 | 0
00 Ret.Exist_Non-FBC_SNCR_ACI & SCR & C2G | 0 | 0 | 0 | 0 | 0 | 0 | 0
00 Ret.Exist_Non-FBC_SNCR_ACI & SCR & DRET | 0 | 0 | 0 | 0 | 0 | 0 | 0
00 Ret.Exist_Non-FBC_SNCR_ACI & SCR & NGC | 0 | 0 | 0 | 0 | 0 | 0 | 0
00 Ret.Exist_Non-FBC_SNCR_ACI & SCR & WetFGD & CCS | 0 | 0 | 0 | 0 | 0 | 0 | 0
00 Ret.Exist_Non-FBC_SNCR_ACI_DSI & C2G | 0 | 0 | 0 | 0 | 0 | 0 | 0
00 Ret.Exist_Non-FBC_SNCR_ACI_DSI & C2G & SCR | 0 | 0 | 0 | 0 | 0 | 0 | 0
00 Ret.Exist_Non-FBC_SNCR_ACI_DSI & DCCS | 0 | 0 | 0 | 0 | 0 | 0 | 0
00 Ret.Exist_Non-FBC_SNCR_ACI_DSI & DCCS & WetFGD & SCR & CCS | 0 | 0 | 0 | 0 | 0 | 0 | 0
00 Ret.Exist_Non-FBC_SNCR_ACI_DSI & DRET | 0 | 0 | 0 | 0 | 0 | 0 | 0
00 Ret.Exist_Non-FBC_SNCR_ACI_DSI & GPM | 0 | 0 | 0 | 0 | 0 | 0 | 0
00 Ret.Exist_Non-FBC_SNCR_ACI_DSI & GPM & C2G | 0 | 0 | 0 | 0 | 0 | 0 | 0
00 Ret.Exist_Non-FBC_SNCR_ACI_DSI & GPM & C2G & SCR | 0 | 0 | 0 | 0 | 0 | 0 | 0
00 Ret.Exist_Non-FBC_SNCR_ACI_DSI & GPM & DRET | 0 | 0 | 0 | 0 | 0 | 0 | 0
00 Ret.Exist_Non-FBC_SNCR_ACI_DSI & GPM & NGC | 0 | 0 | 0 | 0 | 0 | 0 | 0
00 Ret.Exist_Non-FBC_SNCR_ACI_DSI & GPM & SCR | 0 | 0 | 0 | 0 | 0 | 0 | 0
00 Ret.Exist_Non-FBC_SNCR_ACI_DSI & GPM & SCR & DRET | 0 | 0 | 0 | 0 | 0 | 0 | 0
00 Ret.Exist_Non-FBC_SNCR_ACI_DSI & GPM & SCR & NGC | 0 | 0 | 0 | 0 | 0 | 0 | 0
00 Ret.Exist_Non-FBC_SNCR_ACI_DSI & GPM & WetFGD & SCR & CCS | 0 | 0 | 0 | 0 | 0 | 0 | 0
00 Ret.Exist_Non-FBC_SNCR_ACI_DSI & NGC | 0 | 0 | 0 | 0 | 0 | 0 | 0
00 Ret.Exist_Non-FBC_SNCR_ACI_DSI & SCR | 0 | 0 | 0 | 0 | 0 | 0 | 0
00 Ret.Exist_Non-FBC_SNCR_ACI_DSI & SCR & C2G | 0 | 0 | 0 | 0 | 0 | 0 | 0
00 Ret.Exist_Non-FBC_SNCR_ACI_DSI & SCR & DRET | 0 | 0 | 0 | 0 | 0 | 0 | 0
00 Ret.Exist_Non-FBC_SNCR_ACI_DSI & SCR & NGC | 0 | 0 | 0 | 0 | 0 | 0 | 0
00 Ret.Exist_Non-FBC_SNCR_ACI_DSI & SCR & WetFGD & CCS | 0 | 0 | 0 | 0 | 0 | 0 | 0
00 Ret.Exist_Non-FBC_WetFGD & ACI | 0 | 0 | 0 | 0 | 0 | 0 | 0
00 Ret.Exist_Non-FBC_WetFGD & ACI & C2G | 0 | 0 | 0 | 0 | 0 | 0 | 0
00 Ret.Exist_Non-FBC_WetFGD & ACI & C2G & SCR | 0 | 0 | 0 | 0 | 0 | 0 | 0
00 Ret.Exist_Non-FBC_WetFGD & ACI & DRET | 0 | 0 | 0 | 0 | 0 | 0 | 0
00 Ret.Exist_Non-FBC_WetFGD & ACI & GPM | 0 | 0 | 0 | 0 | 0 | 0 | 0
00 Ret.Exist_Non-FBC_WetFGD & ACI & GPM & C2G | 0 | 0 | 0 | 0 | 0 | 0 | 0
00 Ret.Exist_Non-FBC_WetFGD & ACI & GPM & C2G & SCR | 0 | 0 | 0 | 0 | 0 | 0 | 0
00 Ret.Exist_Non-FBC_WetFGD & ACI & GPM & DRET | 0 | 0 | 0 | 0 | 0 | 0 | 0
00 Ret.Exist_Non-FBC_WetFGD & ACI & GPM & NGC | 0 | 0 | 0 | 0 | 0 | 0 | 0
00 Ret.Exist_Non-FBC_WetFGD & ACI & GPM & SCR | 0 | 0 | 0 | 0 | 0 | 0 | 0
00 Ret.Exist_Non-FBC_WetFGD & ACI & GPM & SCR & CCS | 0 | 0 | 0 | 0 | 0 | 0 | 0
00 Ret.Exist_Non-FBC_WetFGD & ACI & GPM & SCR & DRET | 0 | 0 | 0 | 0 | 0 | 0 | 0
00 Ret.Exist_Non-FBC_WetFGD & ACI & GPM & SCR & NGC | 0 | 0 | 0 | 0 | 0 | 0 | 0
00 Ret.Exist_Non-FBC_WetFGD & ACI & GPM & SNCR | 0 | 0 | 0 | 0 | 0 | 0 | 0
00 Ret.Exist_Non-FBC_WetFGD & ACI & GPM & SNCR & DRET | 0 | 0 | 0 | 0 | 0 | 0 | 0
00 Ret.Exist_Non-FBC_WetFGD & ACI & GPM & SNCR & NGC | 0 | 0 | 0 | 0 | 0 | 0 | 0
00 Ret.Exist_Non-FBC_WetFGD & ACI & NGC | 0 | 0 | 0 | 0 | 0 | 0 | 0
00 Ret.Exist_Non-FBC_WetFGD & ACI & SCR | 0 | 0 | 0 | 0 | 0 | 0 | 0
00 Ret.Exist_Non-FBC_WetFGD & ACI & SCR & CCS | 0 | 0 | 0 | 0 | 0 | 0 | 0
00 Ret.Exist_Non-FBC_WetFGD & ACI & SCR & DRET | 0 | 0 | 0 | 0 | 0 | 0 | 0
00 Ret.Exist_Non-FBC_WetFGD & ACI & SCR & NGC | 0 | 0 | 0 | 0 | 0 | 0 | 0
00 Ret.Exist_Non-FBC_WetFGD & ACI & SNCR | 0 | 0 | 0 | 0 | 0 | 0 | 0
00 Ret.Exist_Non-FBC_WetFGD & ACI & SNCR & DRET | 0 | 0 | 0 | 0 | 0 | 0 | 0
00 Ret.Exist_Non-FBC_WetFGD & ACI & SNCR & NGC | 0 | 0 | 0 | 0 | 0 | 0 | 0
00 Ret.Exist_Non-FBC_WetFGD & C2G | 0 | 0 | 0 | 0 | 0 | 0 | 0
00 Ret.Exist_Non-FBC_WetFGD & C2G & SCR | 0 | 0 | 0 | 0 | 0 | 0 | 0
00 Ret.Exist_Non-FBC_WetFGD & DRET | 0 | 0 | 0 | 0 | 0 | 0 | 0
00 Ret.Exist_Non-FBC_WetFGD & DCCS | 0 | 0 | 0 | 0 | 0 | 0 | 0
00 Ret.Exist_Non-FBC_WetFGD & DCCS & SCR & CCS | 0 | 0 | 0 | 0 | 0 | 0 | 0
00 Ret.Exist_Non-FBC_WetFGD & GPM | 0 | 0 | 0 | 0 | 0 | 0 | 0
00 Ret.Exist_Non-FBC_WetFGD & GPM & C2G | 0 | 0 | 0 | 0 | 0 | 0 | 0
00 Ret.Exist_Non-FBC_WetFGD & GPM & C2G & SCR | 0 | 0 | 0 | 0 | 0 | 0 | 0
00 Ret.Exist_Non-FBC_WetFGD & GPM & DRET | 0 | 0 | 0 | 0 | 0 | 0 | 0
00 Ret.Exist_Non-FBC_WetFGD & GPM & NGC | 0 | 0 | 0 | 0 | 0 | 0 | 0
00 Ret.Exist_Non-FBC_WetFGD & GPM & SCR | 0 | 0 | 0 | 0 | 0 | 0 | 0
00 Ret.Exist_Non-FBC_WetFGD & GPM & SCR & CCS | 0 | 0 | 0 | 0 | 0 | 0 | 0
00 Ret.Exist_Non-FBC_WetFGD & GPM & SCR & DRET | 0 | 0 | 0 | 0 | 0 | 0 | 0
00 Ret.Exist_Non-FBC_WetFGD & GPM & SCR & NGC | 0 | 0 | 0 | 0 | 0 | 0 | 0
00 Ret.Exist_Non-FBC_WetFGD & GPM & SNCR | 0 | 0 | 0 | 0 | 0 | 0 | 0
00 Ret.Exist_Non-FBC_WetFGD & GPM & SNCR & DRET | 0 | 0 | 0 | 0 | 0 | 0 | 0
00 Ret.Exist_Non-FBC_WetFGD & GPM & SNCR & NGC | 0 | 0 | 0 | 0 | 0 | 0 | 0
00 Ret.Exist_Non-FBC_WetFGD & NGC | 0 | 0 | 0 | 0 | 0 | 0 | 0
00 Ret.Exist_Non-FBC_WetFGD & SCR | 0 | 0 | 0 | 0 | 0 | 0 | 0
00 Ret.Exist_Non-FBC_WetFGD & SCR & C2G | 0 | 0 | 0 | 0 | 0 | 0 | 0
00 Ret.Exist_Non-FBC_WetFGD & SCR & CCS | 0 | 0 | 0 | 0 | 0 | 0 | 0
00 Ret.Exist_Non-FBC_WetFGD & SCR & DRET | 0 | 0 | 0 | 0 | 0 | 0 | 0
00 Ret.Exist_Non-FBC_WetFGD & SCR & NGC | 0 | 0 | 0 | 0 | 0 | 0 | 0
00 Ret.Exist_Non-FBC_WetFGD & SNCR | 0 | 0 | 0 | 0 | 0 | 0 | 0
00 Ret.Exist_Non-FBC_WetFGD & SNCR & C2G | 0 | 0 | 0 | 0 | 0 | 0 | 0
00 Ret.Exist_Non-FBC_WetFGD & SNCR & DRET | 0 | 0 | 0 | 0 | 0 | 0 | 0
00 Ret.Exist_Non-FBC_WetFGD & SNCR & NGC | 0 | 0 | 0 | 0 | 0 | 0 | 0
00 Ret.Exist_Non-FBC_WetFGD_ACI & C2G | 0 | 0 | 0 | 0 | 0 | 0 | 0
00 Ret.Exist_Non-FBC_WetFGD_ACI & C2G & SCR | 0 | 0 | 0 | 0 | 0 | 0 | 0
00 Ret.Exist_Non-FBC_WetFGD_ACI & DCCS | 0 | 0 | 0 | 0 | 0 | 0 | 0
00 Ret.Exist_Non-FBC_WetFGD_ACI & DCCS & SCR & CCS | 0 | 0 | 0 | 0 | 0 | 0 | 0
00 Ret.Exist_Non-FBC_WetFGD_ACI & DRET | 0 | 0 | 0 | 0 | 0 | 0 | 0
00 Ret.Exist_Non-FBC_WetFGD_ACI & GPM | 0 | 0 | 0 | 0 | 0 | 0 | 0
00 Ret.Exist_Non-FBC_WetFGD_ACI & GPM & C2G | 0 | 0 | 0 | 0 | 0 | 0 | 0
00 Ret.Exist_Non-FBC_WetFGD_ACI & GPM & C2G & SCR | 0 | 0 | 0 | 0 | 0 | 0 | 0
00 Ret.Exist_Non-FBC_WetFGD_ACI & GPM & DRET | 0 | 0 | 0 | 0 | 0 | 0 | 0
00 Ret.Exist_Non-FBC_WetFGD_ACI & GPM & NGC | 0 | 0 | 0 | 0 | 0 | 0 | 0
00 Ret.Exist_Non-FBC_WetFGD_ACI & GPM & SCR | 0 | 0 | 0 | 0 | 0 | 0 | 0
00 Ret.Exist_Non-FBC_WetFGD_ACI & GPM & SCR & CCS | 0 | 0 | 0 | 0 | 0 | 0 | 0
00 Ret.Exist_Non-FBC_WetFGD_ACI & GPM & SCR & DRET | 0 | 0 | 0 | 0 | 0 | 0 | 0
00 Ret.Exist_Non-FBC_WetFGD_ACI & GPM & SCR & NGC | 0 | 0 | 0 | 0 | 0 | 0 | 0
00 Ret.Exist_Non-FBC_WetFGD_ACI & GPM & SNCR | 0 | 0 | 0 | 0 | 0 | 0 | 0
00 Ret.Exist_Non-FBC_WetFGD_ACI & GPM & SNCR & DRET | 0 | 0 | 0 | 0 | 0 | 0 | 0
00 Ret.Exist_Non-FBC_WetFGD_ACI & GPM & SNCR & NGC | 0 | 0 | 0 | 0 | 0 | 0 | 0
00 Ret.Exist_Non-FBC_WetFGD_ACI & NGC | 0 | 0 | 0 | 0 | 0 | 0 | 0
00 Ret.Exist_Non-FBC_WetFGD_ACI & SCR | 0 | 0 | 0 | 0 | 0 | 0 | 0
00 Ret.Exist_Non-FBC_WetFGD_ACI & SCR & C2G | 0 | 0 | 0 | 0 | 0 | 0 | 0
00 Ret.Exist_Non-FBC_WetFGD_ACI & SCR & CCS | 0 | 0 | 0 | 0 | 0 | 0 | 0
00 Ret.Exist_Non-FBC_WetFGD_ACI & SCR & DRET | 0 | 0 | 0 | 0 | 0 | 0 | 0
00 Ret.Exist_Non-FBC_WetFGD_ACI & SCR & NGC | 0 | 0 | 0 | 0 | 0 | 0 | 0
00 Ret.Exist_Non-FBC_WetFGD_ACI & SNCR | 0 | 0 | 0 | 0 | 0 | 0 | 0
00 Ret.Exist_Non-FBC_WetFGD_ACI & SNCR & C2G | 0 | 0 | 0 | 0 | 0 | 0 | 0
00 Ret.Exist_Non-FBC_WetFGD_ACI & SNCR & DRET | 0 | 0 | 0 | 0 | 0 | 0 | 0
00 Ret.Exist_Non-FBC_WetFGD_ACI & SNCR & NGC | 0 | 0 | 0 | 0 | 0 | 0 | 0
00 Ret.Exist_Non-FBC_WetFGD_ACI_DSI & C2G | 0 | 0 | 0 | 0 | 0 | 0 | 0
00 Ret.Exist_Non-FBC_WetFGD_ACI_DSI & C2G & SCR | 0 | 0 | 0 | 0 | 0 | 0 | 0
00 Ret.Exist_Non-FBC_WetFGD_ACI_DSI & DCCS | 0 | 0 | 0 | 0 | 0 | 0 | 0
00 Ret.Exist_Non-FBC_WetFGD_ACI_DSI & DCCS & SCR & CCS | 0 | 0 | 0 | 0 | 0 | 0 | 0
00 Ret.Exist_Non-FBC_WetFGD_ACI_DSI & DRET | 0 | 0 | 0 | 0 | 0 | 0 | 0
00 Ret.Exist_Non-FBC_WetFGD_ACI_DSI & GPM | 0 | 0 | 0 | 0 | 0 | 0 | 0
00 Ret.Exist_Non-FBC_WetFGD_ACI_DSI & GPM & C2G | 0 | 0 | 0 | 0 | 0 | 0 | 0
00 Ret.Exist_Non-FBC_WetFGD_ACI_DSI & GPM & C2G & SCR | 0 | 0 | 0 | 0 | 0 | 0 | 0
00 Ret.Exist_Non-FBC_WetFGD_ACI_DSI & GPM & DRET | 0 | 0 | 0 | 0 | 0 | 0 | 0
00 Ret.Exist_Non-FBC_WetFGD_ACI_DSI & GPM & NGC | 0 | 0 | 0 | 0 | 0 | 0 | 0
00 Ret.Exist_Non-FBC_WetFGD_ACI_DSI & GPM & SCR | 0 | 0 | 0 | 0 | 0 | 0 | 0
00 Ret.Exist_Non-FBC_WetFGD_ACI_DSI & GPM & SCR & CCS | 0 | 0 | 0 | 0 | 0 | 0 | 0
00 Ret.Exist_Non-FBC_WetFGD_ACI_DSI & GPM & SCR & DRET | 0 | 0 | 0 | 0 | 0 | 0 | 0
00 Ret.Exist_Non-FBC_WetFGD_ACI_DSI & GPM & SCR & NGC | 0 | 0 | 0 | 0 | 0 | 0 | 0
00 Ret.Exist_Non-FBC_WetFGD_ACI_DSI & GPM & SNCR | 0 | 0 | 0 | 0 | 0 | 0 | 0
00 Ret.Exist_Non-FBC_WetFGD_ACI_DSI & GPM & SNCR & DRET | 0 | 0 | 0 | 0 | 0 | 0 | 0
00 Ret.Exist_Non-FBC_WetFGD_ACI_DSI & GPM & SNCR & NGC | 0 | 0 | 0 | 0 | 0 | 0 | 0
00 Ret.Exist_Non-FBC_WetFGD_ACI_DSI & NGC | 0 | 0 | 0 | 0 | 0 | 0 | 0
00 Ret.Exist_Non-FBC_WetFGD_ACI_DSI & SCR | 0 | 0 | 0 | 0 | 0 | 0 | 0
00 Ret.Exist_Non-FBC_WetFGD_ACI_DSI & SCR & C2G | 0 | 0 | 0 | 0 | 0 | 0 | 0
00 Ret.Exist_Non-FBC_WetFGD_ACI_DSI & SCR & CCS | 0 | 0 | 0 | 0 | 0 | 0 | 0
00 Ret.Exist_Non-FBC_WetFGD_ACI_DSI & SCR & DRET | 0 | 0 | 0 | 0 | 0 | 0 | 0
00 Ret.Exist_Non-FBC_WetFGD_ACI_DSI & SCR & NGC | 0 | 0 | 0 | 0 | 0 | 0 | 0
00 Ret.Exist_Non-FBC_WetFGD_ACI_DSI & SNCR | 0 | 0 | 0 | 0 | 0 | 0 | 0
00 Ret.Exist_Non-FBC_WetFGD_ACI_DSI & SNCR & C2G | 0 | 0 | 0 | 0 | 0 | 0 | 0
00 Ret.Exist_Non-FBC_WetFGD_ACI_DSI & SNCR & DRET | 0 | 0 | 0 | 0 | 0 | 0 | 0
00 Ret.Exist_Non-FBC_WetFGD_ACI_DSI & SNCR & NGC | 0 | 0 | 0 | 0 | 0 | 0 | 0
00 Ret.Exist_Non-FBC_WetFGD_SCR & ACI | 0 | 0 | 0 | 0 | 0 | 0 | 0
00 Ret.Exist_Non-FBC_WetFGD_SCR & ACI & C2G | 0 | 0 | 0 | 0 | 0 | 0 | 0
00 Ret.Exist_Non-FBC_WetFGD_SCR & ACI & CCS | 0 | 0 | 0 | 0 | 0 | 0 | 0
00 Ret.Exist_Non-FBC_WetFGD_SCR & DCCS | 0 | 0 | 0 | 0 | 0 | 0 | 0
00 Ret.Exist_Non-FBC_WetFGD_SCR & DCCS & CCS | 0 | 0 | 0 | 0 | 0 | 0 | 0
00 Ret.Exist_Non-FBC_WetFGD_SCR & ACI & DRET | 0 | 0 | 0 | 0 | 0 | 0 | 0
00 Ret.Exist_Non-FBC_WetFGD_SCR & ACI & GPM | 0 | 0 | 0 | 0 | 0 | 0 | 0
00 Ret.Exist_Non-FBC_WetFGD_SCR & ACI & GPM & C2G | 0 | 0 | 0 | 0 | 0 | 0 | 0
00 Ret.Exist_Non-FBC_WetFGD_SCR & ACI & GPM & CCS | 0 | 0 | 0 | 0 | 0 | 0 | 0
00 Ret.Exist_Non-FBC_WetFGD_SCR & ACI & GPM & DRET | 0 | 0 | 0 | 0 | 0 | 0 | 0
00 Ret.Exist_Non-FBC_WetFGD_SCR & ACI & GPM & NGC | 0 | 0 | 0 | 0 | 0 | 0 | 0
00 Ret.Exist_Non-FBC_WetFGD_SCR & ACI & NGC | 0 | 0 | 0 | 0 | 0 | 0 | 0
00 Ret.Exist_Non-FBC_WetFGD_SCR & C2G | 0 | 0 | 0 | 0 | 0 | 0 | 0
00 Ret.Exist_Non-FBC_WetFGD_SCR & CCS | 0 | 0 | 0 | 0 | 0 | 0 | 0
00 Ret.Exist_Non-FBC_WetFGD_SCR & DRET | 0 | 0 | 0 | 0 | 0 | 0 | 0
00 Ret.Exist_Non-FBC_WetFGD_SCR & GPM | 0 | 0 | 0 | 0 | 0 | 0 | 0
00 Ret.Exist_Non-FBC_WetFGD_SCR & GPM & C2G | 0 | 0 | 0 | 0 | 0 | 0 | 0
00 Ret.Exist_Non-FBC_WetFGD_SCR & GPM & CCS | 0 | 0 | 0 | 0 | 0 | 0 | 0
00 Ret.Exist_Non-FBC_WetFGD_SCR & GPM & DRET | 0 | 0 | 0 | 0 | 0 | 0 | 0
00 Ret.Exist_Non-FBC_WetFGD_SCR & GPM & NGC | 0 | 0 | 0 | 0 | 0 | 0 | 0
00 Ret.Exist_Non-FBC_WetFGD_SCR & NGC | 0 | 0 | 0 | 0 | 0 | 0 | 0
00 Ret.Exist_Non-FBC_WetFGD_SCR_ACI & C2G | 0 | 0 | 0 | 0 | 0 | 0 | 0
00 Ret.Exist_Non-FBC_WetFGD_SCR_ACI & CCS | 0 | 0 | 0 | 0 | 0 | 0 | 0
00 Ret.Exist_Non-FBC_WetFGD_SCR_ACI & DCCS | 0 | 0 | 0 | 0 | 0 | 0 | 0
00 Ret.Exist_Non-FBC_WetFGD_SCR_ACI & DCCS & CCS | 0 | 0 | 0 | 0 | 0 | 0 | 0
00 Ret.Exist_Non-FBC_WetFGD_SCR_ACI & DRET | 0 | 0 | 0 | 0 | 0 | 0 | 0
00 Ret.Exist_Non-FBC_WetFGD_SCR_ACI & GPM | 0 | 0 | 0 | 0 | 0 | 0 | 0
00 Ret.Exist_Non-FBC_WetFGD_SCR_ACI & GPM & C2G | 0 | 0 | 0 | 0 | 0 | 0 | 0
00 Ret.Exist_Non-FBC_WetFGD_SCR_ACI & GPM & CCS | 0 | 0 | 0 | 0 | 0 | 0 | 0
00 Ret.Exist_Non-FBC_WetFGD_SCR_ACI & GPM & DRET | 0 | 0 | 0 | 0 | 0 | 0 | 0
00 Ret.Exist_Non-FBC_WetFGD_SCR_ACI & GPM & NGC | 0 | 0 | 0 | 0 | 0 | 0 | 0
00 Ret.Exist_Non-FBC_WetFGD_SCR_ACI & NGC | 0 | 0 | 0 | 0 | 0 | 0 | 0
00 Ret.Exist_Non-FBC_WetFGD_SCR_ACI_DSI & C2G | 0 | 0 | 0 | 0 | 0 | 0 | 0
00 Ret.Exist_Non-FBC_WetFGD_SCR_ACI_DSI & CCS | 0 | 0 | 0 | 0 | 0 | 0 | 0
00 Ret.Exist_Non-FBC_WetFGD_SCR_ACI_DSI & DCCS | 0 | 0 | 0 | 0 | 0 | 0 | 0
00 Ret.Exist_Non-FBC_WetFGD_SCR_ACI_DSI & DCCS & CCS | 0 | 0 | 0 | 0 | 0 | 0 | 0
00 Ret.Exist_Non-FBC_WetFGD_SCR_ACI_DSI & DRET | 0 | 0 | 0 | 0 | 0 | 0 | 0
00 Ret.Exist_Non-FBC_WetFGD_SCR_ACI_DSI & GPM | 0 | 0 | 0 | 0 | 0 | 0 | 0
00 Ret.Exist_Non-FBC_WetFGD_SCR_ACI_DSI & GPM & C2G | 0 | 0 | 0 | 0 | 0 | 0 | 0
00 Ret.Exist_Non-FBC_WetFGD_SCR_ACI_DSI & GPM & CCS | 0 | 0 | 0 | 0 | 0 | 0 | 0
00 Ret.Exist_Non-FBC_WetFGD_SCR_ACI_DSI & GPM & DRET | 0 | 0 | 0 | 0 | 0 | 0 | 0
00 Ret.Exist_Non-FBC_WetFGD_SCR_ACI_DSI & GPM & NGC | 0 | 0 | 0 | 0 | 0 | 0 | 0
00 Ret.Exist_Non-FBC_WetFGD_SCR_ACI_DSI & NGC | 0 | 0 | 0 | 0 | 0 | 0 | 0
00 Ret.Exist_Non-FBC_WetFGD_SCR_DSI & ACI | 0 | 0 | 0 | 0 | 0 | 0 | 0
00 Ret.Exist_Non-FBC_WetFGD_SCR_DSI & ACI & C2G | 0 | 0 | 0 | 0 | 0 | 0 | 0
00 Ret.Exist_Non-FBC_WetFGD_SCR_DSI & ACI & CCS | 0 | 0 | 0 | 0 | 0 | 0 | 0
00 Ret.Exist_Non-FBC_WetFGD_SCR_DSI & ACI & DRET | 0 | 0 | 0 | 0 | 0 | 0 | 0
00 Ret.Exist_Non-FBC_WetFGD_SCR_DSI & ACI & GPM | 0 | 0 | 0 | 0 | 0 | 0 | 0
00 Ret.Exist_Non-FBC_WetFGD_SCR_DSI & ACI & GPM & C2G | 0 | 0 | 0 | 0 | 0 | 0 | 0
00 Ret.Exist_Non-FBC_WetFGD_SCR_DSI & ACI & GPM & CCS | 0 | 0 | 0 | 0 | 0 | 0 | 0
00 Ret.Exist_Non-FBC_WetFGD_SCR_DSI & ACI & GPM & DRET | 0 | 0 | 0 | 0 | 0 | 0 | 0
00 Ret.Exist_Non-FBC_WetFGD_SCR_DSI & ACI & GPM & NGC | 0 | 0 | 0 | 0 | 0 | 0 | 0
00 Ret.Exist_Non-FBC_WetFGD_SCR_DSI & ACI & NGC | 0 | 0 | 0 | 0 | 0 | 0 | 0
00 Ret.Exist_Non-FBC_WetFGD_SCR_DSI & C2G | 0 | 0 | 0 | 0 | 0 | 0 | 0
00 Ret.Exist_Non-FBC_WetFGD_SCR_DSI & CCS | 0 | 0 | 0 | 0 | 0 | 0 | 0
00 Ret.Exist_Non-FBC_WetFGD_SCR_DSI & DCCS | 0 | 0 | 0 | 0 | 0 | 0 | 0
00 Ret.Exist_Non-FBC_WetFGD_SCR_DSI & DCCS & CCS | 0 | 0 | 0 | 0 | 0 | 0 | 0
00 Ret.Exist_Non-FBC_WetFGD_SCR_DSI & DRET | 0 | 0 | 0 | 0 | 0 | 0 | 0
00 Ret.Exist_Non-FBC_WetFGD_SCR_DSI & GPM | 0 | 0 | 0 | 0 | 0 | 0 | 0
00 Ret.Exist_Non-FBC_WetFGD_SCR_DSI & GPM & C2G | 0 | 0 | 0 | 0 | 0 | 0 | 0
00 Ret.Exist_Non-FBC_WetFGD_SCR_DSI & GPM & CCS | 0 | 0 | 0 | 0 | 0 | 0 | 0
00 Ret.Exist_Non-FBC_WetFGD_SCR_DSI & GPM & DRET | 0 | 0 | 0 | 0 | 0 | 0 | 0
00 Ret.Exist_Non-FBC_WetFGD_SCR_DSI & GPM & NGC | 0 | 0 | 0 | 0 | 0 | 0 | 0
00 Ret.Exist_Non-FBC_WetFGD_SCR_DSI & NGC | 0 | 0 | 0 | 0 | 0 | 0 | 0
00 Ret.Exist_Non-FBC_WetFGD_SNCR & ACI | 0 | 0 | 0 | 0 | 0 | 0 | 0
00 Ret.Exist_Non-FBC_WetFGD_SNCR & ACI & C2G | 0 | 0 | 0 | 0 | 0 | 0 | 0
00 Ret.Exist_Non-FBC_WetFGD_SNCR & ACI & C2G & SCR | 0 | 0 | 0 | 0 | 0 | 0 | 0
00 Ret.Exist_Non-FBC_WetFGD_SNCR & ACI & DRET | 0 | 0 | 0 | 0 | 0 | 0 | 0
00 Ret.Exist_Non-FBC_WetFGD_SNCR & ACI & GPM | 0 | 0 | 0 | 0 | 0 | 0 | 0
00 Ret.Exist_Non-FBC_WetFGD_SNCR & ACI & GPM & C2G | 0 | 0 | 0 | 0 | 0 | 0 | 0
00 Ret.Exist_Non-FBC_WetFGD_SNCR & ACI & GPM & C2G & SCR | 0 | 0 | 0 | 0 | 0 | 0 | 0
00 Ret.Exist_Non-FBC_WetFGD_SNCR & ACI & GPM & DRET | 0 | 0 | 0 | 0 | 0 | 0 | 0
00 Ret.Exist_Non-FBC_WetFGD_SNCR & ACI & GPM & NGC | 0 | 0 | 0 | 0 | 0 | 0 | 0
00 Ret.Exist_Non-FBC_WetFGD_SNCR & ACI & GPM & SCR | 0 | 0 | 0 | 0 | 0 | 0 | 0
00 Ret.Exist_Non-FBC_WetFGD_SNCR & ACI & GPM & SCR & CCS | 0 | 0 | 0 | 0 | 0 | 0 | 0
00 Ret.Exist_Non-FBC_WetFGD_SNCR & ACI & GPM & SCR & DRET | 0 | 0 | 0 | 0 | 0 | 0 | 0
00 Ret.Exist_Non-FBC_WetFGD_SNCR & ACI & GPM & SCR & NGC | 0 | 0 | 0 | 0 | 0 | 0 | 0
00 Ret.Exist_Non-FBC_WetFGD_SNCR & ACI & NGC | 0 | 0 | 0 | 0 | 0 | 0 | 0
00 Ret.Exist_Non-FBC_WetFGD_SNCR & ACI & SCR | 0 | 0 | 0 | 0 | 0 | 0 | 0
00 Ret.Exist_Non-FBC_WetFGD_SNCR & ACI & SCR & CCS | 0 | 0 | 0 | 0 | 0 | 0 | 0
00 Ret.Exist_Non-FBC_WetFGD_SNCR & ACI & SCR & DRET | 0 | 0 | 0 | 0 | 0 | 0 | 0
00 Ret.Exist_Non-FBC_WetFGD_SNCR & ACI & SCR & NGC | 0 | 0 | 0 | 0 | 0 | 0 | 0
00 Ret.Exist_Non-FBC_WetFGD_SNCR & C2G | 0 | 0 | 0 | 0 | 0 | 0 | 0
00 Ret.Exist_Non-FBC_WetFGD_SNCR & C2G & SCR | 0 | 0 | 0 | 0 | 0 | 0 | 0
00 Ret.Exist_Non-FBC_WetFGD_SNCR & DCCS | 0 | 0 | 0 | 0 | 0 | 0 | 0
00 Ret.Exist_Non-FBC_WetFGD_SNCR & DCCS & SCR & CCS | 0 | 0 | 0 | 0 | 0 | 0 | 0
00 Ret.Exist_Non-FBC_WetFGD_SNCR & DRET | 0 | 0 | 0 | 0 | 0 | 0 | 0
00 Ret.Exist_Non-FBC_WetFGD_SNCR & GPM | 0 | 0 | 0 | 0 | 0 | 0 | 0
00 Ret.Exist_Non-FBC_WetFGD_SNCR & GPM & C2G | 0 | 0 | 0 | 0 | 0 | 0 | 0
00 Ret.Exist_Non-FBC_WetFGD_SNCR & GPM & C2G & SCR | 0 | 0 | 0 | 0 | 0 | 0 | 0
00 Ret.Exist_Non-FBC_WetFGD_SNCR & GPM & DRET | 0 | 0 | 0 | 0 | 0 | 0 | 0
00 Ret.Exist_Non-FBC_WetFGD_SNCR & GPM & NGC | 0 | 0 | 0 | 0 | 0 | 0 | 0
00 Ret.Exist_Non-FBC_WetFGD_SNCR & GPM & SCR | 0 | 0 | 0 | 0 | 0 | 0 | 0
00 Ret.Exist_Non-FBC_WetFGD_SNCR & GPM & SCR & CCS | 0 | 0 | 0 | 0 | 0 | 0 | 0
00 Ret.Exist_Non-FBC_WetFGD_SNCR & GPM & SCR & DRET | 0 | 0 | 0 | 0 | 0 | 0 | 0
00 Ret.Exist_Non-FBC_WetFGD_SNCR & GPM & SCR & NGC | 0 | 0 | 0 | 0 | 0 | 0 | 0
00 Ret.Exist_Non-FBC_WetFGD_SNCR & NGC | 0 | 0 | 0 | 0 | 0 | 0 | 0
00 Ret.Exist_Non-FBC_WetFGD_SNCR & SCR | 0 | 0 | 0 | 0 | 0 | 0 | 0
00 Ret.Exist_Non-FBC_WetFGD_SNCR & SCR & C2G | 0 | 0 | 0 | 0 | 0 | 0 | 0
00 Ret.Exist_Non-FBC_WetFGD_SNCR & SCR & CCS | 0 | 0 | 0 | 0 | 0 | 0 | 0
00 Ret.Exist_Non-FBC_WetFGD_SNCR & SCR & DRET | 0 | 0 | 0 | 0 | 0 | 0 | 0
00 Ret.Exist_Non-FBC_WetFGD_SNCR & SCR & NGC | 0 | 0 | 0 | 0 | 0 | 0 | 0
00 Ret.Exist_Non-FBC_WetFGD_SNCR_ACI & C2G | 0 | 0 | 0 | 0 | 0 | 0 | 0
00 Ret.Exist_Non-FBC_WetFGD_SNCR_ACI & C2G & SCR | 0 | 0 | 0 | 0 | 0 | 0 | 0
00 Ret.Exist_Non-FBC_WetFGD_SNCR_ACI & DCCS | 0 | 0 | 0 | 0 | 0 | 0 | 0
00 Ret.Exist_Non-FBC_WetFGD_SNCR_ACI & DCCS & SCR & CCS | 0 | 0 | 0 | 0 | 0 | 0 | 0
00 Ret.Exist_Non-FBC_WetFGD_SNCR_ACI & DRET | 0 | 0 | 0 | 0 | 0 | 0 | 0
00 Ret.Exist_Non-FBC_WetFGD_SNCR_ACI & GPM | 0 | 0 | 0 | 0 | 0 | 0 | 0
00 Ret.Exist_Non-FBC_WetFGD_SNCR_ACI & GPM & C2G | 0 | 0 | 0 | 0 | 0 | 0 | 0
00 Ret.Exist_Non-FBC_WetFGD_SNCR_ACI & GPM & C2G & SCR | 0 | 0 | 0 | 0 | 0 | 0 | 0
00 Ret.Exist_Non-FBC_WetFGD_SNCR_ACI & GPM & DRET | 0 | 0 | 0 | 0 | 0 | 0 | 0
00 Ret.Exist_Non-FBC_WetFGD_SNCR_ACI & GPM & NGC | 0 | 0 | 0 | 0 | 0 | 0 | 0
00 Ret.Exist_Non-FBC_WetFGD_SNCR_ACI & GPM & SCR | 0 | 0 | 0 | 0 | 0 | 0 | 0
00 Ret.Exist_Non-FBC_WetFGD_SNCR_ACI & GPM & SCR & CCS | 0 | 0 | 0 | 0 | 0 | 0 | 0
00 Ret.Exist_Non-FBC_WetFGD_SNCR_ACI & GPM & SCR & DRET | 0 | 0 | 0 | 0 | 0 | 0 | 0
00 Ret.Exist_Non-FBC_WetFGD_SNCR_ACI & GPM & SCR & NGC | 0 | 0 | 0 | 0 | 0 | 0 | 0
00 Ret.Exist_Non-FBC_WetFGD_SNCR_ACI & NGC | 0 | 0 | 0 | 0 | 0 | 0 | 0
00 Ret.Exist_Non-FBC_WetFGD_SNCR_ACI & SCR | 0 | 0 | 0 | 0 | 0 | 0 | 0
00 Ret.Exist_Non-FBC_WetFGD_SNCR_ACI & SCR & C2G | 0 | 0 | 0 | 0 | 0 | 0 | 0
00 Ret.Exist_Non-FBC_WetFGD_SNCR_ACI & SCR & CCS | 0 | 0 | 0 | 0 | 0 | 0 | 0
00 Ret.Exist_Non-FBC_WetFGD_SNCR_ACI & SCR & DRET | 0 | 0 | 0 | 0 | 0 | 0 | 0
00 Ret.Exist_Non-FBC_WetFGD_SNCR_ACI & SCR & NGC | 0 | 0 | 0 | 0 | 0 | 0 | 0
00 Existing Combined Cycle Retirement | 1476.8 | 0 | 0 | 0 | 0 | 0 | 0
00 New Combined Cycle Retirement | 0 | 0 | 0 | 0 | 0 | 0 | 0
00 Existing Combustion Turbine Retirement | 2370.5572 | 0 | 0 | 0 | 0 | 0 | 0
00 New Combustion Turbine Retirement | 0 | 0 | 0 | 0 | 0 | 0 | 0
00 Oil/Gas Steam Retirement | 2678.88 | 0 | 0 | 0 | 0 | 0 | 0
00 Coal Steam Retirement | 735.2723 | 741 | 1341.7277 | 0 | 0 | 0 | 0
00 IGCC Retirement | 0 | 0 | 0 | 0 | 0 | 0 | 0
00 Nuclear Retirement | 0 | 0 | 0 | 0 | 0 | 0 | 0
00 Biomass Retirement | 997.47 | 0 | 53 | 0 | 0 | 223.99 | 0
00 Fossil_Other Retirement | 0 | 0 | 0 | 0 | 0 | 0 | 0
00 Fuel Cell Retirement | 0 | 0 | 0 | 0 | 0 | 0 | 0
00 Geothermal Retirement | 0 | 0 | 0 | 0 | 0 | 0 | 0
00 Hydro Retirement | 0 | 0 | 0 | 0 | 0 | 0 | 0
00 Landfill Gas Retirement | 0 | 0 | 0 | 0 | 0 | 0 | 0
00 Non Fossil_Other Retirement | 0 | 0 | 0 | 0 | 0 | 0 | 0
00 Solar Thermal Retirement | 0 | 0 | 0 | 0 | 0 | 0 | 0
00 Exist Dummy | 0 | 0 | 0 | 0 | 0 | 0 | 0
Total | 31985.6005 | 1679.1628 | 18727.2252 | 15506.4227 | 14947.8116 | 16314.2692 | 13332.9407
12. Generation by Capacity Reporting Type [GWh]
00 New Combined Cycle | 15336.7091 | 15673.0734 | 15974.0422 | 15786.4101 | 16126.9333 | 14758.2624 | 13928.9436
00 New Combined Cycle with CCS Retrofit | 0 | 0 | 0 | 0 | 0 | 0 | 0
00 New Combined Cycle with CF Limit | 0 | 0 | 0 | 0 | 0 | 0 | 0
00 New Combined Cycle with HRI Retrofit | 0 | 0 | 0 | 0 | 0 | 0 | 0
00 New Combined Cycle with Hydrogen Retrofit | 0 | 0 | 0 | 0 | 0 | 0 | 0
00 New Combined Cycle with Hydrogen Retrofit Undone | 0 | 0 | 0 | 0 | 0 | 0 | 0
00 New Combined Cycle with CCS | 0 | 0 | 0 | 0 | 0 | 0 | 0
00 New Combustion Turbine | 9.545 | 5.5118 | 2.6354 | 2.821 | 73.3597 | 73.0344 | 187.4818
00 New Combustion Turbine with HRI Retrofit | 0 | 0 | 0 | 0 | 0 | 0 | 0
00 New Combustion Turbine with Hydrogen Retrofit | 0 | 0 | 0 | 0 | 0 | 0 | 0
00 New Combustion Turbine with Hydrogen Retrofit Undone | 0 | 0 | 0 | 0 | 0 | 0 | 0
00 New Hydro | 870.8067 | 1182.0824 | 1182.0824 | 6190.7097 | 9474.4269 | 13673.1754 | 16227.1284
00 New Nuclear | 0 | 0 | 0 | 0 | 0 | 0 | 0
00 New Nuclear - SMR | 0 | 0 | 0 | 0 | 0 | 0 | 0
00 New Biomass | 166.3818 | 192.6762 | 166.3898 | 166.4216 | 238.568 | 2175.611 | 18664.2039
00 New Geothermal | 0 | 0 | 0 | 0 | 0 | 0 | 0
00 New Landfill Gas | 149.796 | 220.752 | 656.532 | 2752.0083 | 2686.4181 | 2676.1401 | 2686.4154
00 New Battery Storage | 2849.9022 | 3088.4171 | 3377.3103 | 3210.4985 | 3752.8975 | 4836.3063 | 6089.6422
00 New Offshore Wind | 0 | 0 | 0 | 0 | 0 | 0 | 0
00 New Onshore Wind | 27549.9944 | 29791.3615 | 77011.1875 | 123299.6335 | 167825.3549 | 201930.6538 | 219171.6734
00 New Solar PV | 12331.8067 | 12331.8067 | 12331.8067 | 12443.0311 | 13172.2521 | 22186.6262 | 28286.8868
00 New Solar Thermal | 0 | 0 | 0 | 0 | 0 | 0 | 0
00 New Fuel Cell | 0 | 0 | 0 | 0 | 0 | 0 | 0
00 New Ultrasupercritical Coal without CCS | 0 | 0 | 2667.6089 | 5052.2612 | 5596.7095 | 7478.525 | 11124.6654
00 New Ultrasupercritical Coal with 30% CCS | 0 | 0 | 0 | 0 | 0 | 0 | 0
00 New Ultrasupercritical Coal with 90% CCS | 0 | 0 | 0 | 0 | 0 | 0 | 0
00 Exist & New Distributed Solar PV | 0 | 0 | 0 | 0 | 0 | 0 | 0
00 Exist Combined Cycle | 52618.361 | 76071.9961 | 80966.2032 | 60095.8156 | 51847.5608 | 52529.6034 | 52456.2449
00 Exist Combustion Turbine | 18.6427 | 23.1245 | 124.2014 | 276.0054 | 823.6297 | 1428.0582 | 2247.029
00 Exist FBC_Uncontrolled | 0 | 0 | 0 | 0 | 0 | 0 | 0
00 Exist FBC_ACI_DSI | 0 | 0 | 0 | 0 | 0 | 0 | 0
00 Exist FBC_DryFGD_ACI | 0 | 0 | 0 | 0 | 0 | 0 | 0
00 Exist FBC_DryFGD_DSI | 0 | 0 | 0 | 0 | 0 | 0 | 0
00 Exist FBC_DryFGD_SNCR | 0 | 0 | 0 | 0 | 0 | 0 | 0
00 Exist FBC_DryFGD_SNCR_ACI | 0 | 0 | 0 | 0 | 0 | 0 | 0
00 Exist FBC_DryFGD_SNCR_ACI_DSI | 0 | 0 | 0 | 0 | 0 | 0 | 0
00 Exist FBC_DryFGD_SNCR_DSI | 0 | 0 | 0 | 0 | 0 | 0 | 0
00 Exist FBC_DSI | 0 | 0 | 0 | 0 | 0 | 0 | 0
00 Exist FBC_SNCR | 0 | 0 | 0 | 0 | 0 | 0 | 0
00 Exist FBC_SNCR_ACI_DSI | 0 | 0 | 0 | 0 | 0 | 0 | 0
00 Exist FBC_SNCR_DSI | 0 | 0 | 0 | 0 | 0 | 0 | 0
00 Exist FBC_WetFGD_SNCR | 0 | 0 | 0 | 0 | 0 | 0 | 0
00 Exist FBC_WetFGD_DSI | 0 | 0 | 0 | 0 | 0 | 0 | 0
00 Exist_Non-FBC_Uncontrolled | 6017.8774 | 1469.4618 | 807.0492 | 807.0492 | 807.0492 | 807.0492 | 807.0492
00 Exist_Non-FBC_ACI | 0 | 0 | 0 | 0 | 0 | 0 | 0
00 Exist_Non-FBC_ACI_DSI | 0 | 0 | 0 | 0 | 0 | 0 | 0
00 Exist_Non-FBC_DryFGD | 1992.6258 | 1992.6258 | 21.4261 | 21.4261 | 21.4261 | 21.4261 | 21.4261
00 Exist_Non-FBC_DryFGD_ACI | 0 | 0 | 0 | 0 | 0 | 0 | 0
00 Exist_Non-FBC_DryFGD_SCR | 0 | 0 | 0 | 0 | 0 | 0 | 0
00 Exist_Non-FBC_DryFGD_SCR_ACI | 0 | 0 | 0 | 0 | 0 | 0 | 0
00 Exist_Non-FBC_DryFGD_SCR_DSI | 0 | 0 | 0 | 0 | 0 | 0 | 0
00 Exist_Non-FBC_DryFGD_SCR_ACI_DSI | 0 | 0 | 0 | 0 | 0 | 0 | 0
00 Exist_Non-FBC_DryFGD_SNCR_ACI | 0 | 0 | 0 | 0 | 0 | 0 | 0
00 Exist_Non-FBC_DryFGD_SNCR_ACI_DSI | 0 | 0 | 0 | 0 | 0 | 0 | 0
00 Exist_Non-FBC_DSI | 0 | 0 | 0 | 0 | 0 | 0 | 0
00 Exist_Non-FBC_SCR_ACI | 0 | 0 | 0 | 0 | 0 | 0 | 0
00 Exist_Non-FBC_SCR_ACI_DSI | 0 | 0 | 0 | 0 | 0 | 0 | 0
00 Exist_Non-FBC_SNCR_ACI | 0 | 0 | 0 | 0 | 0 | 0 | 0
00 Exist_Non-FBC_SNCR_ACI_DSI | 0 | 0 | 0 | 0 | 0 | 0 | 0
00 Exist_Non-FBC_WetFGD | 0 | 0 | 0 | 0 | 0 | 0 | 0
00 Exist_Non-FBC_WetFGD_ACI | 0 | 0 | 0 | 0 | 0 | 0 | 0
00 Exist_Non-FBC_WetFGD_ACI_DSI | 0 | 0 | 0 | 0 | 0 | 0 | 0
00 Exist_Non-FBC_WetFGD_SCR | 0 | 0 | 0 | 0 | 0 | 0 | 0
00 Exist_Non-FBC_WetFGD_SCR_DSI | 0 | 0 | 0 | 0 | 0 | 0 | 0
00 Exist_Non-FBC_WetFGD_SCR_ACI | 0 | 0 | 0 | 0 | 0 | 0 | 0
00 Exist_Non-FBC_WetFGD_SCR_ACI_DSI | 0 | 0 | 0 | 0 | 0 | 0 | 0
00 Exist_Non-FBC_WetFGD_SNCR | 0 | 0 | 0 | 0 | 0 | 0 | 0
00 Exist_Non-FBC_WetFGD_SNCR_ACI | 0 | 0 | 0 | 0 | 0 | 0 | 0
00 Exist IGCC | 0 | 0 | 0 | 0 | 0 | 0 | 0
00 Exist Fossil_Other | 685.9209 | 685.9209 | 685.9209 | 685.9209 | 685.9209 | 685.9209 | 685.9209
00 Exist Fuel Cell | 0 | 0 | 0 | 0 | 0 | 0 | 0
00 Exist Hydro | 405434.9202 | 405706.0537 | 405797.4244 | 405699.0079 | 405620.4666 | 402968.4083 | 404513.6001
00 Exist Non Fossil_Other | 1552.2381 | 1554.1305 | 1554.1305 | 1549.2428 | 1530.309 | 1530.309 | 1530.309
00 Exist Nuclear | 82260.7338 | 82260.7338 | 82260.7338 | 82260.7338 | 81671.7005 | 82074.1811 | 81989.9287
00 Exist Oil/Gas Steam | 189.628 | 198.9897 | 203.7024 | 199.0532 | 199.813 | 1477.6937 | 1623.0521
00 Exist Oil/Gas Steam_SCR | 0 | 0 | 0 | 0 | 0 | 0 | 0
00 Exist Oil/Gas Steam_SNCR | 0 | 0 | 0 | 0 | 0 | 0 | 0
00 Exist Biomass | 13366.2254 | 13467.0816 | 13063.9591 | 12366.9173 | 12069.5587 | 10315.5176 | 10343.1419
00 Exist Landfill Gas | 461.3501 | 461.3501 | 461.3501 | 461.3501 | 448.0703 | 448.0703 | 448.0703
00 Exist Geothermal | 0 | 0 | 0 | 0 | 0 | 0 | 0
00 Exist Pump Storage | 25.6548 | 42.817 | 48.39 | 44.0576 | 58.1382 | 39.5548 | 34.1576
00 Exist Energy Storage | 32.423 | 53.3886 | 53.108 | 33.8491 | 35.5832 | 35.0923 | 30.383
00 Exist Solar PV | 10329.3586 | 10329.3586 | 10329.3586 | 10329.3586 | 10329.3586 | 10329.3586 | 10329.3586
00 Exist Solar Thermal | 2.0064 | 2.0064 | 2.0064 | 2.0064 | 2.0064 | 2.0064 | 2.0064
00 Exist Offshore Wind | 0 | 0 | 0 | 0 | 0 | 0 | 0
00 Exist Onshore Wind | 66012.0021 | 66012.0021 | 66012.0021 | 66012.0021 | 66012.0021 | 66012.0021 | 66012.0021
00 International Imports | 0 | 0 | 0 | 0 | 0 | 0 | 0
00 Ret.Exist Combined Cycle & CF Limit | 0 | 0 | 0 | 0 | 0 | 0 | 0
00 Ret.Exist Combined Cycle & CCS | 0 | 0 | 0 | 0 | 0 | 0 | 0
00 Ret.Exist Combined Cycle & Hydrogen | 0 | 0 | 0 | 0 | 0 | 0 | 0
00 Ret.Exist Combined Cycle & Hydrogen Retrofit Undone | 0 | 0 | 0 | 0 | 0 | 0 | 0
00 Ret.Exist Combined Cycle & HRI | 0 | 0 | 0 | 0 | 0 | 0 | 0
00 Ret.Exist Combustion Turbine & HRI | 0 | 0 | 0 | 0 | 0 | 0 | 0
00 Ret.Exist_FBC_NoCtrl & CCS | 0 | 0 | 0 | 0 | 0 | 0 | 0
00 Ret.Exist_FBC_NoCtrl & DRET | 0 | 0 | 0 | 0 | 0 | 0 | 0
00 Ret.Exist_FBC_NoCtrl & GPM | 0 | 0 | 0 | 0 | 0 | 0 | 0
00 Ret.Exist_FBC_NoCtrl & GPM & CCS | 0 | 0 | 0 | 0 | 0 | 0 | 0
00 Ret.Exist_FBC_NoCtrl & GPM & DRET | 0 | 0 | 0 | 0 | 0 | 0 | 0
00 Ret.Exist_FBC_NoCtrl & GPM & NGC | 0 | 0 | 0 | 0 | 0 | 0 | 0
00 Ret.Exist_FBC_NoCtrl & GPM & SNCR | 0 | 0 | 0 | 0 | 0 | 0 | 0
00 Ret.Exist_FBC_NoCtrl & GPM & SNCR & CCS | 0 | 0 | 0 | 0 | 0 | 0 | 0
00 Ret.Exist_FBC_NoCtrl & GPM & SNCR & DRET | 0 | 0 | 0 | 0 | 0 | 0 | 0
00 Ret.Exist_FBC_NoCtrl & GPM & SNCR & NGC | 0 | 0 | 0 | 0 | 0 | 0 | 0
00 Ret.Exist_FBC_NoCtrl & NGC | 0 | 0 | 0 | 0 | 0 | 0 | 0
00 Ret.Exist_FBC_NoCtrl & SNCR | 0 | 0 | 0 | 0 | 0 | 0 | 0
00 Ret.Exist_FBC_NoCtrl & SNCR & CCS | 0 | 0 | 0 | 0 | 0 | 0 | 0
00 Ret.Exist_FBC_NoCtrl & SNCR & DRET | 0 | 0 | 0 | 0 | 0 | 0 | 0
00 Ret.Exist_FBC_NoCtrl & SNCR & NGC | 0 | 0 | 0 | 0 | 0 | 0 | 0
00 Ret.Exist_FBC_ACI_DSI & CCS | 0 | 0 | 0 | 0 | 0 | 0 | 0
00 Ret.Exist_FBC_ACI_DSI & DCCS | 0 | 0 | 0 | 0 | 0 | 0 | 0
00 Ret.Exist_FBC_ACI_DSI & DCCS & CCS | 0 | 0 | 0 | 0 | 0 | 0 | 0
00 Ret.Exist_FBC_ACI_DSI & DCCS & SNCR & CCS | 0 | 0 | 0 | 0 | 0 | 0 | 0
00 Ret.Exist_FBC_ACI_DSI & DRET | 0 | 0 | 0 | 0 | 0 | 0 | 0
00 Ret.Exist_FBC_ACI_DSI & GPM | 0 | 0 | 0 | 0 | 0 | 0 | 0
00 Ret.Exist_FBC_ACI_DSI & GPM & CCS | 0 | 0 | 0 | 0 | 0 | 0 | 0
00 Ret.Exist_FBC_ACI_DSI & GPM & DRET | 0 | 0 | 0 | 0 | 0 | 0 | 0
00 Ret.Exist_FBC_ACI_DSI & GPM & NGC | 0 | 0 | 0 | 0 | 0 | 0 | 0
00 Ret.Exist_FBC_ACI_DSI & GPM & SNCR | 0 | 0 | 0 | 0 | 0 | 0 | 0
00 Ret.Exist_FBC_ACI_DSI & GPM & SNCR & CCS | 0 | 0 | 0 | 0 | 0 | 0 | 0
00 Ret.Exist_FBC_ACI_DSI & GPM & SNCR & DRET | 0 | 0 | 0 | 0 | 0 | 0 | 0
00 Ret.Exist_FBC_ACI_DSI & GPM & SNCR & NGC | 0 | 0 | 0 | 0 | 0 | 0 | 0
00 Ret.Exist_FBC_ACI_DSI & NGC | 0 | 0 | 0 | 0 | 0 | 0 | 0
00 Ret.Exist_FBC_ACI_DSI & SNCR | 0 | 0 | 0 | 0 | 0 | 0 | 0
00 Ret.Exist_FBC_ACI_DSI & SNCR & CCS | 0 | 0 | 0 | 0 | 0 | 0 | 0
00 Ret.Exist_FBC_ACI_DSI & SNCR & DRET | 0 | 0 | 0 | 0 | 0 | 0 | 0
00 Ret.Exist_FBC_ACI_DSI & SNCR & NGC | 0 | 0 | 0 | 0 | 0 | 0 | 0
00 Ret.Exist_FBC_DryFGD_ACI & CCS | 0 | 0 | 0 | 0 | 0 | 0 | 0
00 Ret.Exist_FBC_DryFGD_ACI & DCCS | 0 | 0 | 0 | 0 | 0 | 0 | 0
00 Ret.Exist_FBC_DryFGD_ACI & DCCS & CCS | 0 | 0 | 0 | 0 | 0 | 0 | 0
00 Ret.Exist_FBC_DryFGD_ACI & DCCS & SNCR & CCS | 0 | 0 | 0 | 0 | 0 | 0 | 0
00 Ret.Exist_FBC_DryFGD_ACI & DRET | 0 | 0 | 0 | 0 | 0 | 0 | 0
00 Ret.Exist_FBC_DryFGD_ACI & GPM | 0 | 0 | 0 | 0 | 0 | 0 | 0
00 Ret.Exist_FBC_DryFGD_ACI & GPM & CCS | 0 | 0 | 0 | 0 | 0 | 0 | 0
00 Ret.Exist_FBC_DryFGD_ACI & GPM & DRET | 0 | 0 | 0 | 0 | 0 | 0 | 0
00 Ret.Exist_FBC_DryFGD_ACI & GPM & NGC | 0 | 0 | 0 | 0 | 0 | 0 | 0
00 Ret.Exist_FBC_DryFGD_ACI & GPM & SNCR | 0 | 0 | 0 | 0 | 0 | 0 | 0
00 Ret.Exist_FBC_DryFGD_ACI & GPM & SNCR & CCS | 0 | 0 | 0 | 0 | 0 | 0 | 0
00 Ret.Exist_FBC_DryFGD_ACI & GPM & SNCR & DRET | 0 | 0 | 0 | 0 | 0 | 0 | 0
00 Ret.Exist_FBC_DryFGD_ACI & GPM & SNCR & NGC | 0 | 0 | 0 | 0 | 0 | 0 | 0
00 Ret.Exist_FBC_DryFGD_ACI & NGC | 0 | 0 | 0 | 0 | 0 | 0 | 0
00 Ret.Exist_FBC_DryFGD_ACI & SNCR | 0 | 0 | 0 | 0 | 0 | 0 | 0
00 Ret.Exist_FBC_DryFGD_ACI & SNCR & CCS | 0 | 0 | 0 | 0 | 0 | 0 | 0
00 Ret.Exist_FBC_DryFGD_ACI & SNCR & DRET | 0 | 0 | 0 | 0 | 0 | 0 | 0
00 Ret.Exist_FBC_DryFGD_ACI & SNCR & NGC | 0 | 0 | 0 | 0 | 0 | 0 | 0
00 Ret.Exist_FBC_DryFGD_DSI & ACI | 0 | 0 | 0 | 0 | 0 | 0 | 0
00 Ret.Exist_FBC_DryFGD_DSI & ACI & DRET | 0 | 0 | 0 | 0 | 0 | 0 | 0
00 Ret.Exist_FBC_DryFGD_DSI & ACI & GPM | 0 | 0 | 0 | 0 | 0 | 0 | 0
00 Ret.Exist_FBC_DryFGD_DSI & ACI & GPM & DRET | 0 | 0 | 0 | 0 | 0 | 0 | 0
00 Ret.Exist_FBC_DryFGD_DSI & ACI & GPM & NGC | 0 | 0 | 0 | 0 | 0 | 0 | 0
00 Ret.Exist_FBC_DryFGD_DSI & ACI & GPM & SNCR | 0 | 0 | 0 | 0 | 0 | 0 | 0
00 Ret.Exist_FBC_DryFGD_DSI & ACI & GPM & SNCR & DRET | 0 | 0 | 0 | 0 | 0 | 0 | 0
00 Ret.Exist_FBC_DryFGD_DSI & ACI & GPM & SNCR & NGC | 0 | 0 | 0 | 0 | 0 | 0 | 0
00 Ret.Exist_FBC_DryFGD_DSI & ACI & NGC | 0 | 0 | 0 | 0 | 0 | 0 | 0
00 Ret.Exist_FBC_DryFGD_DSI & ACI & SNCR | 0 | 0 | 0 | 0 | 0 | 0 | 0
00 Ret.Exist_FBC_DryFGD_DSI & ACI & SNCR & DRET | 0 | 0 | 0 | 0 | 0 | 0 | 0
00 Ret.Exist_FBC_DryFGD_DSI & ACI & SNCR & NGC | 0 | 0 | 0 | 0 | 0 | 0 | 0
00 Ret.Exist_FBC_DryFGD_DSI & DRET | 0 | 0 | 0 | 0 | 0 | 0 | 0
00 Ret.Exist_FBC_DryFGD_DSI & GPM | 0 | 0 | 0 | 0 | 0 | 0 | 0
00 Ret.Exist_FBC_DryFGD_DSI & GPM & DRET | 0 | 0 | 0 | 0 | 0 | 0 | 0
00 Ret.Exist_FBC_DryFGD_DSI & GPM & NGC | 0 | 0 | 0 | 0 | 0 | 0 | 0
00 Ret.Exist_FBC_DryFGD_DSI & GPM & SNCR | 0 | 0 | 0 | 0 | 0 | 0 | 0
00 Ret.Exist_FBC_DryFGD_DSI & GPM & SNCR & DRET | 0 | 0 | 0 | 0 | 0 | 0 | 0
00 Ret.Exist_FBC_DryFGD_DSI & GPM & SNCR & NGC | 0 | 0 | 0 | 0 | 0 | 0 | 0
00 Ret.Exist_FBC_DryFGD_DSI & NGC | 0 | 0 | 0 | 0 | 0 | 0 | 0
00 Ret.Exist_FBC_DryFGD_DSI & SNCR | 0 | 0 | 0 | 0 | 0 | 0 | 0
00 Ret.Exist_FBC_DryFGD_DSI & SNCR & DRET | 0 | 0 | 0 | 0 | 0 | 0 | 0
00 Ret.Exist_FBC_DryFGD_DSI & SNCR & NGC | 0 | 0 | 0 | 0 | 0 | 0 | 0
00 Ret.Exist_FBC_DryFGD_SNCR & ACI | 0 | 0 | 0 | 0 | 0 | 0 | 0
00 Ret.Exist_FBC_DryFGD_SNCR & ACI & CCS | 0 | 0 | 0 | 0 | 0 | 0 | 0
00 Ret.Exist_FBC_DryFGD_SNCR & ACI & DRET | 0 | 0 | 0 | 0 | 0 | 0 | 0
00 Ret.Exist_FBC_DryFGD_SNCR & ACI & GPM | 0 | 0 | 0 | 0 | 0 | 0 | 0
00 Ret.Exist_FBC_DryFGD_SNCR & ACI & GPM & CCS | 0 | 0 | 0 | 0 | 0 | 0 | 0
00 Ret.Exist_FBC_DryFGD_SNCR & ACI & GPM & DRET | 0 | 0 | 0 | 0 | 0 | 0 | 0
00 Ret.Exist_FBC_DryFGD_SNCR & ACI & GPM & NGC | 0 | 0 | 0 | 0 | 0 | 0 | 0
00 Ret.Exist_FBC_DryFGD_SNCR & ACI & NGC | 0 | 0 | 0 | 0 | 0 | 0 | 0
00 Ret.Exist_FBC_DryFGD_SNCR & CCS | 0 | 0 | 0 | 0 | 0 | 0 | 0
00 Ret.Exist_FBC_DryFGD_SNCR & DCCS | 0 | 0 | 0 | 0 | 0 | 0 | 0
00 Ret.Exist_FBC_DryFGD_SNCR & DCCS & CCS | 0 | 0 | 0 | 0 | 0 | 0 | 0
00 Ret.Exist_FBC_DryFGD_SNCR & DRET | 0 | 0 | 0 | 0 | 0 | 0 | 0
00 Ret.Exist_FBC_DryFGD_SNCR & GPM | 0 | 0 | 0 | 0 | 0 | 0 | 0
00 Ret.Exist_FBC_DryFGD_SNCR & GPM & CCS | 0 | 0 | 0 | 0 | 0 | 0 | 0
00 Ret.Exist_FBC_DryFGD_SNCR & GPM & DRET | 0 | 0 | 0 | 0 | 0 | 0 | 0
00 Ret.Exist_FBC_DryFGD_SNCR & GPM & NGC | 0 | 0 | 0 | 0 | 0 | 0 | 0
00 Ret.Exist_FBC_DryFGD_SNCR & NGC | 0 | 0 | 0 | 0 | 0 | 0 | 0
00 Ret.Exist_FBC_DryFGD_SNCR_ACI & CCS | 0 | 0 | 0 | 0 | 0 | 0 | 0
00 Ret.Exist_FBC_DryFGD_SNCR_ACI & DCCS | 0 | 0 | 0 | 0 | 0 | 0 | 0
00 Ret.Exist_FBC_DryFGD_SNCR_ACI & DCCS & CCS | 0 | 0 | 0 | 0 | 0 | 0 | 0
00 Ret.Exist_FBC_DryFGD_SNCR_ACI & DRET | 0 | 0 | 0 | 0 | 0 | 0 | 0
00 Ret.Exist_FBC_DryFGD_SNCR_ACI & GPM | 0 | 0 | 0 | 0 | 0 | 0 | 0
00 Ret.Exist_FBC_DryFGD_SNCR_ACI & GPM & CCS | 0 | 0 | 0 | 0 | 0 | 0 | 0
00 Ret.Exist_FBC_DryFGD_SNCR_ACI & GPM & DRET | 0 | 0 | 0 | 0 | 0 | 0 | 0
00 Ret.Exist_FBC_DryFGD_SNCR_ACI & GPM & NGC | 0 | 0 | 0 | 0 | 0 | 0 | 0
00 Ret.Exist_FBC_DryFGD_SNCR_ACI & NGC | 0 | 0 | 0 | 0 | 0 | 0 | 0
00 Ret.Exist_FBC_DryFGD_SNCR_ACI_DSI & CCS | 0 | 0 | 0 | 0 | 0 | 0 | 0
00 Ret.Exist_FBC_DryFGD_SNCR_ACI_DSI & DCCS | 0 | 0 | 0 | 0 | 0 | 0 | 0
00 Ret.Exist_FBC_DryFGD_SNCR_ACI_DSI & DCCS & CCS | 0 | 0 | 0 | 0 | 0 | 0 | 0
00 Ret.Exist_FBC_DryFGD_SNCR_ACI_DSI & DRET | 0 | 0 | 0 | 0 | 0 | 0 | 0
00 Ret.Exist_FBC_DryFGD_SNCR_ACI_DSI & GPM | 0 | 0 | 0 | 0 | 0 | 0 | 0
00 Ret.Exist_FBC_DryFGD_SNCR_ACI_DSI & GPM & CCS | 0 | 0 | 0 | 0 | 0 | 0 | 0
00 Ret.Exist_FBC_DryFGD_SNCR_ACI_DSI & GPM & DRET | 0 | 0 | 0 | 0 | 0 | 0 | 0
00 Ret.Exist_FBC_DryFGD_SNCR_ACI_DSI & GPM & NGC | 0 | 0 | 0 | 0 | 0 | 0 | 0
00 Ret.Exist_FBC_DryFGD_SNCR_ACI_DSI & NGC | 0 | 0 | 0 | 0 | 0 | 0 | 0
00 Ret.Exist_FBC_DryFGD_SNCR_DSI & ACI | 0 | 0 | 0 | 0 | 0 | 0 | 0
00 Ret.Exist_FBC_DryFGD_SNCR_DSI & ACI & DRET | 0 | 0 | 0 | 0 | 0 | 0 | 0
00 Ret.Exist_FBC_DryFGD_SNCR_DSI & ACI & GPM | 0 | 0 | 0 | 0 | 0 | 0 | 0
00 Ret.Exist_FBC_DryFGD_SNCR_DSI & ACI & GPM & DRET | 0 | 0 | 0 | 0 | 0 | 0 | 0
00 Ret.Exist_FBC_DryFGD_SNCR_DSI & ACI & GPM & NGC | 0 | 0 | 0 | 0 | 0 | 0 | 0
00 Ret.Exist_FBC_DryFGD_SNCR_DSI & ACI & NGC | 0 | 0 | 0 | 0 | 0 | 0 | 0
00 Ret.Exist_FBC_DryFGD_SNCR_DSI & DRET | 0 | 0 | 0 | 0 | 0 | 0 | 0
00 Ret.Exist_FBC_DryFGD_SNCR_DSI & GPM | 0 | 0 | 0 | 0 | 0 | 0 | 0
00 Ret.Exist_FBC_DryFGD_SNCR_DSI & GPM & DRET | 0 | 0 | 0 | 0 | 0 | 0 | 0
00 Ret.Exist_FBC_DryFGD_SNCR_DSI & GPM & NGC | 0 | 0 | 0 | 0 | 0 | 0 | 0
00 Ret.Exist_FBC_DryFGD_SNCR_DSI & NGC | 0 | 0 | 0 | 0 | 0 | 0 | 0
00 Ret.Exist_FBC_DSI & ACI | 0 | 0 | 0 | 0 | 0 | 0 | 0
00 Ret.Exist_FBC_DSI & ACI & DRET | 0 | 0 | 0 | 0 | 0 | 0 | 0
00 Ret.Exist_FBC_DSI & ACI & GPM | 0 | 0 | 0 | 0 | 0 | 0 | 0
00 Ret.Exist_FBC_DSI & ACI & GPM & DRET | 0 | 0 | 0 | 0 | 0 | 0 | 0
00 Ret.Exist_FBC_DSI & ACI & GPM & NGC | 0 | 0 | 0 | 0 | 0 | 0 | 0
00 Ret.Exist_FBC_DSI & ACI & GPM & SNCR | 0 | 0 | 0 | 0 | 0 | 0 | 0
00 Ret.Exist_FBC_DSI & ACI & GPM & SNCR & DRET | 0 | 0 | 0 | 0 | 0 | 0 | 0
00 Ret.Exist_FBC_DSI & ACI & GPM & SNCR & NGC | 0 | 0 | 0 | 0 | 0 | 0 | 0
00 Ret.Exist_FBC_DSI & ACI & NGC | 0 | 0 | 0 | 0 | 0 | 0 | 0
00 Ret.Exist_FBC_DSI & ACI & SNCR | 0 | 0 | 0 | 0 | 0 | 0 | 0
00 Ret.Exist_FBC_DSI & ACI & SNCR & DRET | 0 | 0 | 0 | 0 | 0 | 0 | 0
00 Ret.Exist_FBC_DSI & ACI & SNCR & NGC | 0 | 0 | 0 | 0 | 0 | 0 | 0
00 Ret.Exist_FBC_DSI & DRET | 0 | 0 | 0 | 0 | 0 | 0 | 0
00 Ret.Exist_FBC_DSI & GPM | 0 | 0 | 0 | 0 | 0 | 0 | 0
00 Ret.Exist_FBC_DSI & GPM & DRET | 0 | 0 | 0 | 0 | 0 | 0 | 0
00 Ret.Exist_FBC_DSI & GPM & NGC | 0 | 0 | 0 | 0 | 0 | 0 | 0
00 Ret.Exist_FBC_DSI & GPM & SNCR | 0 | 0 | 0 | 0 | 0 | 0 | 0
00 Ret.Exist_FBC_DSI & GPM & SNCR & DRET | 0 | 0 | 0 | 0 | 0 | 0 | 0
00 Ret.Exist_FBC_DSI & GPM & SNCR & NGC | 0 | 0 | 0 | 0 | 0 | 0 | 0
00 Ret.Exist_FBC_DSI & NGC | 0 | 0 | 0 | 0 | 0 | 0 | 0
00 Ret.Exist_FBC_DSI & SNCR | 0 | 0 | 0 | 0 | 0 | 0 | 0
00 Ret.Exist_FBC_DSI & SNCR & DRET | 0 | 0 | 0 | 0 | 0 | 0 | 0
00 Ret.Exist_FBC_DSI & SNCR & NGC | 0 | 0 | 0 | 0 | 0 | 0 | 0
00 Ret.Exist_FBC_SNCR & ACI | 0 | 0 | 0 | 0 | 0 | 0 | 0
00 Ret.Exist_FBC_SNCR & ACI & DRET | 0 | 0 | 0 | 0 | 0 | 0 | 0
00 Ret.Exist_FBC_SNCR & ACI & NGC | 0 | 0 | 0 | 0 | 0 | 0 | 0
00 Ret.Exist_FBC_SNCR & DRET | 0 | 0 | 0 | 0 | 0 | 0 | 0
00 Ret.Exist_FBC_SNCR & GPM | 0 | 0 | 0 | 0 | 0 | 0 | 0
00 Ret.Exist_FBC_SNCR & GPM & DRET | 0 | 0 | 0 | 0 | 0 | 0 | 0
00 Ret.Exist_FBC_SNCR & GPM & NGC | 0 | 0 | 0 | 0 | 0 | 0 | 0
00 Ret.Exist_FBC_SNCR & NGC | 0 | 0 | 0 | 0 | 0 | 0 | 0
00 Ret.Exist_FBC_SNCR_ACI_DSI & CCS | 0 | 0 | 0 | 0 | 0 | 0 | 0
00 Ret.Exist_FBC_SNCR_ACI_DSI & DCCS | 0 | 0 | 0 | 0 | 0 | 0 | 0
00 Ret.Exist_FBC_SNCR_ACI_DSI & DCCS & CCS | 0 | 0 | 0 | 0 | 0 | 0 | 0
00 Ret.Exist_FBC_SNCR_ACI_DSI & DRET | 0 | 0 | 0 | 0 | 0 | 0 | 0
00 Ret.Exist_FBC_SNCR_ACI_DSI & GPM | 0 | 0 | 0 | 0 | 0 | 0 | 0
00 Ret.Exist_FBC_SNCR_ACI_DSI & GPM & CCS | 0 | 0 | 0 | 0 | 0 | 0 | 0
00 Ret.Exist_FBC_SNCR_ACI_DSI & GPM & DRET | 0 | 0 | 0 | 0 | 0 | 0 | 0
00 Ret.Exist_FBC_SNCR_ACI_DSI & GPM & NGC | 0 | 0 | 0 | 0 | 0 | 0 | 0
00 Ret.Exist_FBC_SNCR_ACI_DSI & NGC | 0 | 0 | 0 | 0 | 0 | 0 | 0
00 Ret.Exist_FBC_SNCR_DSI & ACI | 0 | 0 | 0 | 0 | 0 | 0 | 0
00 Ret.Exist_FBC_SNCR_DSI & ACI & CCS | 0 | 0 | 0 | 0 | 0 | 0 | 0
00 Ret.Exist_FBC_SNCR_DSI & ACI & DRET | 0 | 0 | 0 | 0 | 0 | 0 | 0
00 Ret.Exist_FBC_SNCR_DSI & ACI & GPM | 0 | 0 | 0 | 0 | 0 | 0 | 0
00 Ret.Exist_FBC_SNCR_DSI & ACI & GPM & CCS | 0 | 0 | 0 | 0 | 0 | 0 | 0
00 Ret.Exist_FBC_SNCR_DSI & ACI & GPM & DRET | 0 | 0 | 0 | 0 | 0 | 0 | 0
00 Ret.Exist_FBC_SNCR_DSI & ACI & GPM & NGC | 0 | 0 | 0 | 0 | 0 | 0 | 0
00 Ret.Exist_FBC_SNCR_DSI & ACI & NGC | 0 | 0 | 0 | 0 | 0 | 0 | 0
00 Ret.Exist_FBC_SNCR_DSI & CCS | 0 | 0 | 0 | 0 | 0 | 0 | 0
00 Ret.Exist_FBC_SNCR_DSI & DCCS | 0 | 0 | 0 | 0 | 0 | 0 | 0
00 Ret.Exist_FBC_SNCR_DSI & DCCS & CCS | 0 | 0 | 0 | 0 | 0 | 0 | 0
00 Ret.Exist_FBC_SNCR_DSI & DRET | 0 | 0 | 0 | 0 | 0 | 0 | 0
00 Ret.Exist_FBC_SNCR_DSI & GPM | 0 | 0 | 0 | 0 | 0 | 0 | 0
00 Ret.Exist_FBC_SNCR_DSI & GPM & CCS | 0 | 0 | 0 | 0 | 0 | 0 | 0
00 Ret.Exist_FBC_SNCR_DSI & GPM & DRET | 0 | 0 | 0 | 0 | 0 | 0 | 0
00 Ret.Exist_FBC_SNCR_DSI & GPM & NGC | 0 | 0 | 0 | 0 | 0 | 0 | 0
00 Ret.Exist_FBC_SNCR_DSI & NGC | 0 | 0 | 0 | 0 | 0 | 0 | 0
00 Ret.Exist_FBC_WetFGD_DSI & ACI | 0 | 0 | 0 | 0 | 0 | 0 | 0
00 Ret.Exist_FBC_WetFGD_DSI & ACI & DRET | 0 | 0 | 0 | 0 | 0 | 0 | 0
00 Ret.Exist_FBC_WetFGD_DSI & ACI & GPM | 0 | 0 | 0 | 0 | 0 | 0 | 0
00 Ret.Exist_FBC_WetFGD_DSI & ACI & GPM & DRET | 0 | 0 | 0 | 0 | 0 | 0 | 0
00 Ret.Exist_FBC_WetFGD_DSI & ACI & GPM & NGC | 0 | 0 | 0 | 0 | 0 | 0 | 0
00 Ret.Exist_FBC_WetFGD_DSI & ACI & GPM & SNCR | 0 | 0 | 0 | 0 | 0 | 0 | 0
00 Ret.Exist_FBC_WetFGD_DSI & ACI & GPM & SNCR & DRET | 0 | 0 | 0 | 0 | 0 | 0 | 0
00 Ret.Exist_FBC_WetFGD_DSI & ACI & GPM & SNCR & NGC | 0 | 0 | 0 | 0 | 0 | 0 | 0
00 Ret.Exist_FBC_WetFGD_DSI & ACI & NGC | 0 | 0 | 0 | 0 | 0 | 0 | 0
00 Ret.Exist_FBC_WetFGD_DSI & ACI & SNCR | 0 | 0 | 0 | 0 | 0 | 0 | 0
00 Ret.Exist_FBC_WetFGD_DSI & ACI & SNCR & DRET | 0 | 0 | 0 | 0 | 0 | 0 | 0
00 Ret.Exist_FBC_WetFGD_DSI & ACI & SNCR & NGC | 0 | 0 | 0 | 0 | 0 | 0 | 0
00 Ret.Exist_FBC_WetFGD_DSI & DRET | 0 | 0 | 0 | 0 | 0 | 0 | 0
00 Ret.Exist_FBC_WetFGD_DSI & GPM | 0 | 0 | 0 | 0 | 0 | 0 | 0
00 Ret.Exist_FBC_WetFGD_DSI & GPM & DRET | 0 | 0 | 0 | 0 | 0 | 0 | 0
00 Ret.Exist_FBC_WetFGD_DSI & GPM & NGC | 0 | 0 | 0 | 0 | 0 | 0 | 0
00 Ret.Exist_FBC_WetFGD_DSI & GPM & SNCR | 0 | 0 | 0 | 0 | 0 | 0 | 0
00 Ret.Exist_FBC_WetFGD_DSI & GPM & SNCR & DRET | 0 | 0 | 0 | 0 | 0 | 0 | 0
00 Ret.Exist_FBC_WetFGD_DSI & GPM & SNCR & NGC | 0 | 0 | 0 | 0 | 0 | 0 | 0
00 Ret.Exist_FBC_WetFGD_DSI & NGC | 0 | 0 | 0 | 0 | 0 | 0 | 0
00 Ret.Exist_FBC_WetFGD_DSI & SNCR | 0 | 0 | 0 | 0 | 0 | 0 | 0
00 Ret.Exist_FBC_WetFGD_DSI & SNCR & DRET | 0 | 0 | 0 | 0 | 0 | 0 | 0
00 Ret.Exist_FBC_WetFGD_DSI & SNCR & NGC | 0 | 0 | 0 | 0 | 0 | 0 | 0
00 Ret.Exist_FBC_WetFGD_SNCR & ACI | 0 | 0 | 0 | 0 | 0 | 0 | 0
00 Ret.Exist_FBC_WetFGD_SNCR & ACI & DRET | 0 | 0 | 0 | 0 | 0 | 0 | 0
00 Ret.Exist_FBC_WetFGD_SNCR & ACI & NGC | 0 | 0 | 0 | 0 | 0 | 0 | 0
00 Ret.Exist_FBC_WetFGD_SNCR & DRET | 0 | 0 | 0 | 0 | 0 | 0 | 0
00 Ret.Exist_FBC_WetFGD_SNCR & GPM | 0 | 0 | 0 | 0 | 0 | 0 | 0
00 Ret.Exist_FBC_WetFGD_SNCR & GPM & DRET | 0 | 0 | 0 | 0 | 0 | 0 | 0
00 Ret.Exist_FBC_WetFGD_SNCR & GPM & NGC | 0 | 0 | 0 | 0 | 0 | 0 | 0
00 Ret.Exist_FBC_WetFGD_SNCR & NGC | 0 | 0 | 0 | 0 | 0 | 0 | 0
00 Ret.Exist_Non-FBC_ACI & C2G | 0 | 0 | 0 | 0 | 0 | 0 | 0
00 Ret.Exist_Non-FBC_ACI & C2G & SCR | 0 | 0 | 0 | 0 | 0 | 0 | 0
00 Ret.Exist_Non-FBC_ACI & DCCS | 0 | 0 | 0 | 0 | 0 | 0 | 0
00 Ret.Exist_Non-FBC_ACI & DCCS & WetFGD & SCR & CCS | 0 | 0 | 0 | 0 | 0 | 0 | 0
00 Ret.Exist_Non-FBC_ACI & DRET | 0 | 0 | 0 | 0 | 0 | 0 | 0
00 Ret.Exist_Non-FBC_ACI & DSI | 0 | 0 | 0 | 0 | 0 | 0 | 0
00 Ret.Exist_Non-FBC_ACI & DSI & C2G | 0 | 0 | 0 | 0 | 0 | 0 | 0
00 Ret.Exist_Non-FBC_ACI & DSI & C2G & SCR | 0 | 0 | 0 | 0 | 0 | 0 | 0
00 Ret.Exist_Non-FBC_ACI & DSI & DRET | 0 | 0 | 0 | 0 | 0 | 0 | 0
00 Ret.Exist_Non-FBC_ACI & DSI & GPM | 0 | 0 | 0 | 0 | 0 | 0 | 0
00 Ret.Exist_Non-FBC_ACI & DSI & GPM & C2G | 0 | 0 | 0 | 0 | 0 | 0 | 0
00 Ret.Exist_Non-FBC_ACI & DSI & GPM & C2G & SCR | 0 | 0 | 0 | 0 | 0 | 0 | 0
00 Ret.Exist_Non-FBC_ACI & DSI & GPM & DRET | 0 | 0 | 0 | 0 | 0 | 0 | 0
00 Ret.Exist_Non-FBC_ACI & DSI & GPM & NGC | 0 | 0 | 0 | 0 | 0 | 0 | 0
00 Ret.Exist_Non-FBC_ACI & DSI & GPM & SCR | 0 | 0 | 0 | 0 | 0 | 0 | 0
00 Ret.Exist_Non-FBC_ACI & DSI & GPM & SCR & DRET | 0 | 0 | 0 | 0 | 0 | 0 | 0
00 Ret.Exist_Non-FBC_ACI & DSI & GPM & SCR & NGC | 0 | 0 | 0 | 0 | 0 | 0 | 0
00 Ret.Exist_Non-FBC_ACI & DSI & GPM & SNCR | 0 | 0 | 0 | 0 | 0 | 0 | 0
00 Ret.Exist_Non-FBC_ACI & DSI & GPM & SNCR & DRET | 0 | 0 | 0 | 0 | 0 | 0 | 0
00 Ret.Exist_Non-FBC_ACI & DSI & GPM & SNCR & NGC | 0 | 0 | 0 | 0 | 0 | 0 | 0
00 Ret.Exist_Non-FBC_ACI & DSI & GPM & WetFGD & SCR & CCS | 0 | 0 | 0 | 0 | 0 | 0 | 0
00 Ret.Exist_Non-FBC_ACI & DSI & NGC | 0 | 0 | 0 | 0 | 0 | 0 | 0
00 Ret.Exist_Non-FBC_ACI & DSI & SCR | 0 | 0 | 0 | 0 | 0 | 0 | 0
00 Ret.Exist_Non-FBC_ACI & DSI & SCR & DRET | 0 | 0 | 0 | 0 | 0 | 0 | 0
00 Ret.Exist_Non-FBC_ACI & DSI & SCR & NGC | 0 | 0 | 0 | 0 | 0 | 0 | 0
00 Ret.Exist_Non-FBC_ACI & DSI & SNCR | 0 | 0 | 0 | 0 | 0 | 0 | 0
00 Ret.Exist_Non-FBC_ACI & DSI & SNCR & DRET | 0 | 0 | 0 | 0 | 0 | 0 | 0
00 Ret.Exist_Non-FBC_ACI & DSI & SNCR & NGC | 0 | 0 | 0 | 0 | 0 | 0 | 0
00 Ret.Exist_Non-FBC_ACI & DSI & WetFGD & SCR & CCS | 0 | 0 | 0 | 0 | 0 | 0 | 0
00 Ret.Exist_Non-FBC_ACI & GPM | 0 | 0 | 0 | 0 | 0 | 0 | 0
00 Ret.Exist_Non-FBC_ACI & GPM & C2G | 0 | 0 | 0 | 0 | 0 | 0 | 0
00 Ret.Exist_Non-FBC_ACI & GPM & C2G & SCR | 0 | 0 | 0 | 0 | 0 | 0 | 0
00 Ret.Exist_Non-FBC_ACI & GPM & DRET | 0 | 0 | 0 | 0 | 0 | 0 | 0
00 Ret.Exist_Non-FBC_ACI & GPM & NGC | 0 | 0 | 0 | 0 | 0 | 0 | 0
00 Ret.Exist_Non-FBC_ACI & GPM & SCR | 0 | 0 | 0 | 0 | 0 | 0 | 0
00 Ret.Exist_Non-FBC_ACI & GPM & SCR & DRET | 0 | 0 | 0 | 0 | 0 | 0 | 0
00 Ret.Exist_Non-FBC_ACI & GPM & SCR & NGC | 0 | 0 | 0 | 0 | 0 | 0 | 0
00 Ret.Exist_Non-FBC_ACI & GPM & SNCR | 0 | 0 | 0 | 0 | 0 | 0 | 0
00 Ret.Exist_Non-FBC_ACI & GPM & SNCR & DRET | 0 | 0 | 0 | 0 | 0 | 0 | 0
00 Ret.Exist_Non-FBC_ACI & GPM & SNCR & NGC | 0 | 0 | 0 | 0 | 0 | 0 | 0
00 Ret.Exist_Non-FBC_ACI & GPM & WetFGD & SCR & CCS | 0 | 0 | 0 | 0 | 0 | 0 | 0
00 Ret.Exist_Non-FBC_ACI & NGC | 0 | 0 | 0 | 0 | 0 | 0 | 0
00 Ret.Exist_Non-FBC_ACI & SCR | 0 | 0 | 0 | 0 | 0 | 0 | 0
00 Ret.Exist_Non-FBC_ACI & SCR & C2G | 0 | 0 | 0 | 0 | 0 | 0 | 0
00 Ret.Exist_Non-FBC_ACI & SCR & DRET | 0 | 0 | 0 | 0 | 0 | 0 | 0
00 Ret.Exist_Non-FBC_ACI & SCR & NGC | 0 | 0 | 0 | 0 | 0 | 0 | 0
00 Ret.Exist_Non-FBC_ACI & SCR & WetFGD & CCS | 0 | 0 | 0 | 0 | 0 | 0 | 0
00 Ret.Exist_Non-FBC_ACI & SNCR | 0 | 0 | 0 | 0 | 0 | 0 | 0
00 Ret.Exist_Non-FBC_ACI & SNCR & C2G | 0 | 0 | 0 | 0 | 0 | 0 | 0
00 Ret.Exist_Non-FBC_ACI & SNCR & DRET | 0 | 0 | 0 | 0 | 0 | 0 | 0
00 Ret.Exist_Non-FBC_ACI & SNCR & NGC | 0 | 0 | 0 | 0 | 0 | 0 | 0
00 Ret.Exist_Non-FBC_ACI_DSI & C2G | 0 | 0 | 0 | 0 | 0 | 0 | 0
00 Ret.Exist_Non-FBC_ACI_DSI & C2G & SCR | 0 | 0 | 0 | 0 | 0 | 0 | 0
00 Ret.Exist_Non-FBC_ACI_DSI & DCCS | 0 | 0 | 0 | 0 | 0 | 0 | 0
00 Ret.Exist_Non-FBC_ACI_DSI & DCCS & WetFGD & SCR & CCS | 0 | 0 | 0 | 0 | 0 | 0 | 0
00 Ret.Exist_Non-FBC_ACI_DSI & DRET | 0 | 0 | 0 | 0 | 0 | 0 | 0
00 Ret.Exist_Non-FBC_ACI_DSI & GPM | 0 | 0 | 0 | 0 | 0 | 0 | 0
00 Ret.Exist_Non-FBC_ACI_DSI & GPM & C2G | 0 | 0 | 0 | 0 | 0 | 0 | 0
00 Ret.Exist_Non-FBC_ACI_DSI & GPM & C2G & SCR | 0 | 0 | 0 | 0 | 0 | 0 | 0
00 Ret.Exist_Non-FBC_ACI_DSI & GPM & DRET | 0 | 0 | 0 | 0 | 0 | 0 | 0
00 Ret.Exist_Non-FBC_ACI_DSI & GPM & NGC | 0 | 0 | 0 | 0 | 0 | 0 | 0
00 Ret.Exist_Non-FBC_ACI_DSI & GPM & SCR | 0 | 0 | 0 | 0 | 0 | 0 | 0
00 Ret.Exist_Non-FBC_ACI_DSI & GPM & SCR & DRET | 0 | 0 | 0 | 0 | 0 | 0 | 0
00 Ret.Exist_Non-FBC_ACI_DSI & GPM & SCR & NGC | 0 | 0 | 0 | 0 | 0 | 0 | 0
00 Ret.Exist_Non-FBC_ACI_DSI & GPM & SNCR | 0 | 0 | 0 | 0 | 0 | 0 | 0
00 Ret.Exist_Non-FBC_ACI_DSI & GPM & SNCR & DRET | 0 | 0 | 0 | 0 | 0 | 0 | 0
00 Ret.Exist_Non-FBC_ACI_DSI & GPM & SNCR & NGC | 0 | 0 | 0 | 0 | 0 | 0 | 0
00 Ret.Exist_Non-FBC_ACI_DSI & GPM & WetFGD & SCR & CCS | 0 | 0 | 0 | 0 | 0 | 0 | 0
00 Ret.Exist_Non-FBC_ACI_DSI & NGC | 0 | 0 | 0 | 0 | 0 | 0 | 0
00 Ret.Exist_Non-FBC_ACI_DSI & SCR | 0 | 0 | 0 | 0 | 0 | 0 | 0
00 Ret.Exist_Non-FBC_ACI_DSI & SCR & C2G | 0 | 0 | 0 | 0 | 0 | 0 | 0
00 Ret.Exist_Non-FBC_ACI_DSI & SCR & DRET | 0 | 0 | 0 | 0 | 0 | 0 | 0
00 Ret.Exist_Non-FBC_ACI_DSI & SCR & NGC | 0 | 0 | 0 | 0 | 0 | 0 | 0
00 Ret.Exist_Non-FBC_ACI_DSI & SCR & WetFGD & CCS | 0 | 0 | 0 | 0 | 0 | 0 | 0
00 Ret.Exist_Non-FBC_ACI_DSI & SNCR | 0 | 0 | 0 | 0 | 0 | 0 | 0
00 Ret.Exist_Non-FBC_ACI_DSI & SNCR & C2G | 0 | 0 | 0 | 0 | 0 | 0 | 0
00 Ret.Exist_Non-FBC_ACI_DSI & SNCR & DRET | 0 | 0 | 0 | 0 | 0 | 0 | 0
00 Ret.Exist_Non-FBC_ACI_DSI & SNCR & NGC | 0 | 0 | 0 | 0 | 0 | 0 | 0
00 Ret.Exist_Non-FBC_DryFGD & C2G | 0 | 0 | 0 | 0 | 0 | 0 | 0
00 Ret.Exist_Non-FBC_DryFGD & C2G & SCR | 0 | 0 | 0 | 0 | 0 | 0 | 0
00 Ret.Exist_Non-FBC_DryFGD & DRET | 0 | 0 | 0 | 0 | 0 | 0 | 0
00 Ret.Exist_Non-FBC_DryFGD & GPM | 0 | 0 | 0 | 0 | 0 | 0 | 0
00 Ret.Exist_Non-FBC_DryFGD & GPM & C2G | 0 | 0 | 0 | 0 | 0 | 0 | 0
00 Ret.Exist_Non-FBC_DryFGD & GPM & C2G & SCR | 0 | 0 | 0 | 0 | 0 | 0 | 0
00 Ret.Exist_Non-FBC_DryFGD & GPM & DRET | 0 | 0 | 0 | 0 | 0 | 0 | 0
00 Ret.Exist_Non-FBC_DryFGD & GPM & NGC | 0 | 0 | 0 | 0 | 0 | 0 | 0
00 Ret.Exist_Non-FBC_DryFGD & GPM & SCR | 0 | 0 | 0 | 0 | 0 | 0 | 0
00 Ret.Exist_Non-FBC_DryFGD & GPM & SCR & CCS | 0 | 0 | 0 | 0 | 0 | 0 | 0
00 Ret.Exist_Non-FBC_DryFGD & GPM & SCR & DRET | 0 | 0 | 0 | 0 | 0 | 0 | 0
00 Ret.Exist_Non-FBC_DryFGD & GPM & SCR & NGC | 0 | 0 | 0 | 0 | 0 | 0 | 0
00 Ret.Exist_Non-FBC_DryFGD & GPM & SNCR | 0 | 0 | 0 | 0 | 0 | 0 | 0
00 Ret.Exist_Non-FBC_DryFGD & GPM & SNCR & DRET | 0 | 0 | 0 | 0 | 0 | 0 | 0
00 Ret.Exist_Non-FBC_DryFGD & GPM & SNCR & NGC | 0 | 0 | 0 | 0 | 0 | 0 | 0
00 Ret.Exist_Non-FBC_DryFGD & NGC | 0 | 0 | 0 | 0 | 0 | 0 | 0
00 Ret.Exist_Non-FBC_DryFGD & SCR | 0 | 0 | 0 | 0 | 0 | 0 | 0
00 Ret.Exist_Non-FBC_DryFGD & SCR & C2G | 0 | 0 | 0 | 0 | 0 | 0 | 0
00 Ret.Exist_Non-FBC_DryFGD & SCR & CCS | 0 | 0 | 0 | 0 | 0 | 0 | 0
00 Ret.Exist_Non-FBC_DryFGD & SCR & DRET | 0 | 0 | 0 | 0 | 0 | 0 | 0
00 Ret.Exist_Non-FBC_DryFGD & SCR & NGC | 0 | 0 | 0 | 0 | 0 | 0 | 0
00 Ret.Exist_Non-FBC_DryFGD & SNCR | 0 | 0 | 0 | 0 | 0 | 0 | 0
00 Ret.Exist_Non-FBC_DryFGD & SNCR & C2G | 0 | 0 | 0 | 0 | 0 | 0 | 0
00 Ret.Exist_Non-FBC_DryFGD & SNCR & DRET | 0 | 0 | 0 | 0 | 0 | 0 | 0
00 Ret.Exist_Non-FBC_DryFGD & SNCR & NGC | 0 | 0 | 0 | 0 | 0 | 0 | 0
00 Ret.Exist_Non-FBC_DryFGD_ACI & C2G | 0 | 0 | 0 | 0 | 0 | 0 | 0
00 Ret.Exist_Non-FBC_DryFGD_ACI & C2G & SCR | 0 | 0 | 0 | 0 | 0 | 0 | 0
00 Ret.Exist_Non-FBC_DryFGD_ACI & DCCS | 0 | 0 | 0 | 0 | 0 | 0 | 0
00 Ret.Exist_Non-FBC_DryFGD_ACI & DCCS & SCR & CCS | 0 | 0 | 0 | 0 | 0 | 0 | 0
00 Ret.Exist_Non-FBC_DryFGD_ACI & DRET | 0 | 0 | 0 | 0 | 0 | 0 | 0
00 Ret.Exist_Non-FBC_DryFGD_ACI & GPM | 0 | 0 | 0 | 0 | 0 | 0 | 0
00 Ret.Exist_Non-FBC_DryFGD_ACI & GPM & C2G | 0 | 0 | 0 | 0 | 0 | 0 | 0
00 Ret.Exist_Non-FBC_DryFGD_ACI & GPM & C2G & SCR | 0 | 0 | 0 | 0 | 0 | 0 | 0
00 Ret.Exist_Non-FBC_DryFGD_ACI & GPM & DRET | 0 | 0 | 0 | 0 | 0 | 0 | 0
00 Ret.Exist_Non-FBC_DryFGD_ACI & GPM & NGC | 0 | 0 | 0 | 0 | 0 | 0 | 0
00 Ret.Exist_Non-FBC_DryFGD_ACI & GPM & SCR | 0 | 0 | 0 | 0 | 0 | 0 | 0
00 Ret.Exist_Non-FBC_DryFGD_ACI & GPM & SCR & CCS | 0 | 0 | 0 | 0 | 0 | 0 | 0
00 Ret.Exist_Non-FBC_DryFGD_ACI & GPM & SCR & DRET | 0 | 0 | 0 | 0 | 0 | 0 | 0
00 Ret.Exist_Non-FBC_DryFGD_ACI & GPM & SCR & NGC | 0 | 0 | 0 | 0 | 0 | 0 | 0
00 Ret.Exist_Non-FBC_DryFGD_ACI & GPM & SNCR | 0 | 0 | 0 | 0 | 0 | 0 | 0
00 Ret.Exist_Non-FBC_DryFGD_ACI & GPM & SNCR & DRET | 0 | 0 | 0 | 0 | 0 | 0 | 0
00 Ret.Exist_Non-FBC_DryFGD_ACI & GPM & SNCR & NGC | 0 | 0 | 0 | 0 | 0 | 0 | 0
00 Ret.Exist_Non-FBC_DryFGD_ACI & NGC | 0 | 0 | 0 | 0 | 0 | 0 | 0
00 Ret.Exist_Non-FBC_DryFGD_ACI & SCR | 0 | 0 | 0 | 0 | 0 | 0 | 0
00 Ret.Exist_Non-FBC_DryFGD_ACI & SCR & C2G | 0 | 0 | 0 | 0 | 0 | 0 | 0
00 Ret.Exist_Non-FBC_DryFGD_ACI & SCR & CCS | 0 | 0 | 0 | 0 | 0 | 0 | 0
00 Ret.Exist_Non-FBC_DryFGD_ACI & SCR & DRET | 0 | 0 | 0 | 0 | 0 | 0 | 0
00 Ret.Exist_Non-FBC_DryFGD_ACI & SCR & NGC | 0 | 0 | 0 | 0 | 0 | 0 | 0
00 Ret.Exist_Non-FBC_DryFGD_ACI & SNCR | 0 | 0 | 0 | 0 | 0 | 0 | 0
00 Ret.Exist_Non-FBC_DryFGD_ACI & SNCR & C2G | 0 | 0 | 0 | 0 | 0 | 0 | 0
00 Ret.Exist_Non-FBC_DryFGD_ACI & SNCR & DRET | 0 | 0 | 0 | 0 | 0 | 0 | 0
00 Ret.Exist_Non-FBC_DryFGD_ACI & SNCR & NGC | 0 | 0 | 0 | 0 | 0 | 0 | 0
00 Ret.Exist_Non-FBC_DryFGD_SCR & ACI | 0 | 0 | 0 | 0 | 0 | 0 | 0
00 Ret.Exist_Non-FBC_DryFGD_SCR & ACI & C2G | 0 | 0 | 0 | 0 | 0 | 0 | 0
00 Ret.Exist_Non-FBC_DryFGD_SCR & ACI & CCS | 0 | 0 | 0 | 0 | 0 | 0 | 0
00 Ret.Exist_Non-FBC_DryFGD_SCR & ACI & DRET | 0 | 0 | 0 | 0 | 0 | 0 | 0
00 Ret.Exist_Non-FBC_DryFGD_SCR & ACI & GPM | 0 | 0 | 0 | 0 | 0 | 0 | 0
00 Ret.Exist_Non-FBC_DryFGD_SCR & ACI & GPM & C2G | 0 | 0 | 0 | 0 | 0 | 0 | 0
00 Ret.Exist_Non-FBC_DryFGD_SCR & ACI & GPM & CCS | 0 | 0 | 0 | 0 | 0 | 0 | 0
00 Ret.Exist_Non-FBC_DryFGD_SCR & ACI & GPM & DRET | 0 | 0 | 0 | 0 | 0 | 0 | 0
00 Ret.Exist_Non-FBC_DryFGD_SCR & ACI & GPM & NGC | 0 | 0 | 0 | 0 | 0 | 0 | 0
00 Ret.Exist_Non-FBC_DryFGD_SCR & ACI & NGC | 0 | 0 | 0 | 0 | 0 | 0 | 0
00 Ret.Exist_Non-FBC_DryFGD_SCR & C2G | 0 | 0 | 0 | 0 | 0 | 0 | 0
00 Ret.Exist_Non-FBC_DryFGD_SCR & CCS | 0 | 0 | 0 | 0 | 0 | 0 | 0
00 Ret.Exist_Non-FBC_DryFGD_SCR & DRET | 0 | 0 | 0 | 0 | 0 | 0 | 0
00 Ret.Exist_Non-FBC_DryFGD_SCR & GPM | 0 | 0 | 0 | 0 | 0 | 0 | 0
00 Ret.Exist_Non-FBC_DryFGD_SCR & GPM & C2G | 0 | 0 | 0 | 0 | 0 | 0 | 0
00 Ret.Exist_Non-FBC_DryFGD_SCR & GPM & CCS | 0 | 0 | 0 | 0 | 0 | 0 | 0
00 Ret.Exist_Non-FBC_DryFGD_SCR & GPM & DRET | 0 | 0 | 0 | 0 | 0 | 0 | 0
00 Ret.Exist_Non-FBC_DryFGD_SCR & GPM & NGC | 0 | 0 | 0 | 0 | 0 | 0 | 0
00 Ret.Exist_Non-FBC_DryFGD_SCR & NGC | 0 | 0 | 0 | 0 | 0 | 0 | 0
00 Ret.Exist_Non-FBC_DryFGD_SCR_ACI & C2G | 0 | 0 | 0 | 0 | 0 | 0 | 0
00 Ret.Exist_Non-FBC_DryFGD_SCR_ACI & CCS | 0 | 0 | 0 | 0 | 0 | 0 | 0
00 Ret.Exist_Non-FBC_DryFGD_SCR_ACI & DCCS | 0 | 0 | 0 | 0 | 0 | 0 | 0
00 Ret.Exist_Non-FBC_DryFGD_SCR_ACI & DCCS & CCS | 0 | 0 | 0 | 0 | 0 | 0 | 0
00 Ret.Exist_Non-FBC_DryFGD_SCR_ACI & DRET | 0 | 0 | 0 | 0 | 0 | 0 | 0
00 Ret.Exist_Non-FBC_DryFGD_SCR_ACI & GPM | 0 | 0 | 0 | 0 | 0 | 0 | 0
00 Ret.Exist_Non-FBC_DryFGD_SCR_ACI & GPM & C2G | 0 | 0 | 0 | 0 | 0 | 0 | 0
00 Ret.Exist_Non-FBC_DryFGD_SCR_ACI & GPM & CCS | 0 | 0 | 0 | 0 | 0 | 0 | 0
00 Ret.Exist_Non-FBC_DryFGD_SCR_ACI & GPM & DRET | 0 | 0 | 0 | 0 | 0 | 0 | 0
00 Ret.Exist_Non-FBC_DryFGD_SCR_ACI & GPM & NGC | 0 | 0 | 0 | 0 | 0 | 0 | 0
00 Ret.Exist_Non-FBC_DryFGD_SCR_ACI & NGC | 0 | 0 | 0 | 0 | 0 | 0 | 0
00 Ret.Exist_Non-FBC_DryFGD_SCR_ACI_DSI & C2G | 0 | 0 | 0 | 0 | 0 | 0 | 0
00 Ret.Exist_Non-FBC_DryFGD_SCR_ACI_DSI & CCS | 0 | 0 | 0 | 0 | 0 | 0 | 0
00 Ret.Exist_Non-FBC_DryFGD_SCR_ACI_DSI & DCCS | 0 | 0 | 0 | 0 | 0 | 0 | 0
00 Ret.Exist_Non-FBC_DryFGD_SCR_ACI_DSI & DCCS & CCS | 0 | 0 | 0 | 0 | 0 | 0 | 0
00 Ret.Exist_Non-FBC_DryFGD_SCR_ACI_DSI & DRET | 0 | 0 | 0 | 0 | 0 | 0 | 0
00 Ret.Exist_Non-FBC_DryFGD_SCR_ACI_DSI & GPM | 0 | 0 | 0 | 0 | 0 | 0 | 0
00 Ret.Exist_Non-FBC_DryFGD_SCR_ACI_DSI & GPM & C2G | 0 | 0 | 0 | 0 | 0 | 0 | 0
00 Ret.Exist_Non-FBC_DryFGD_SCR_ACI_DSI & GPM & CCS | 0 | 0 | 0 | 0 | 0 | 0 | 0
00 Ret.Exist_Non-FBC_DryFGD_SCR_ACI_DSI & GPM & DRET | 0 | 0 | 0 | 0 | 0 | 0 | 0
00 Ret.Exist_Non-FBC_DryFGD_SCR_ACI_DSI & GPM & NGC | 0 | 0 | 0 | 0 | 0 | 0 | 0
00 Ret.Exist_Non-FBC_DryFGD_SCR_ACI_DSI & NGC | 0 | 0 | 0 | 0 | 0 | 0 | 0
00 Ret.Exist_Non-FBC_DryFGD_SCR_DSI & ACI | 0 | 0 | 0 | 0 | 0 | 0 | 0
00 Ret.Exist_Non-FBC_DryFGD_SCR_DSI & ACI & C2G | 0 | 0 | 0 | 0 | 0 | 0 | 0
00 Ret.Exist_Non-FBC_DryFGD_SCR_DSI & ACI & CCS | 0 | 0 | 0 | 0 | 0 | 0 | 0
00 Ret.Exist_Non-FBC_DryFGD_SCR_DSI & ACI & DRET | 0 | 0 | 0 | 0 | 0 | 0 | 0
00 Ret.Exist_Non-FBC_DryFGD_SCR_DSI & ACI & GPM | 0 | 0 | 0 | 0 | 0 | 0 | 0
00 Ret.Exist_Non-FBC_DryFGD_SCR_DSI & ACI & GPM & C2G | 0 | 0 | 0 | 0 | 0 | 0 | 0
00 Ret.Exist_Non-FBC_DryFGD_SCR_DSI & ACI & GPM & CCS | 0 | 0 | 0 | 0 | 0 | 0 | 0
00 Ret.Exist_Non-FBC_DryFGD_SCR_DSI & ACI & GPM & DRET | 0 | 0 | 0 | 0 | 0 | 0 | 0
00 Ret.Exist_Non-FBC_DryFGD_SCR_DSI & ACI & GPM & NGC | 0 | 0 | 0 | 0 | 0 | 0 | 0
00 Ret.Exist_Non-FBC_DryFGD_SCR_DSI & ACI & NGC | 0 | 0 | 0 | 0 | 0 | 0 | 0
00 Ret.Exist_Non-FBC_DryFGD_SCR_DSI & C2G | 0 | 0 | 0 | 0 | 0 | 0 | 0
00 Ret.Exist_Non-FBC_DryFGD_SCR_DSI & CCS | 0 | 0 | 0 | 0 | 0 | 0 | 0
00 Ret.Exist_Non-FBC_DryFGD_SCR_DSI & DRET | 0 | 0 | 0 | 0 | 0 | 0 | 0
00 Ret.Exist_Non-FBC_DryFGD_SCR_DSI & GPM | 0 | 0 | 0 | 0 | 0 | 0 | 0
00 Ret.Exist_Non-FBC_DryFGD_SCR_DSI & GPM & C2G | 0 | 0 | 0 | 0 | 0 | 0 | 0
00 Ret.Exist_Non-FBC_DryFGD_SCR_DSI & GPM & CCS | 0 | 0 | 0 | 0 | 0 | 0 | 0
00 Ret.Exist_Non-FBC_DryFGD_SCR_DSI & GPM & DRET | 0 | 0 | 0 | 0 | 0 | 0 | 0
00 Ret.Exist_Non-FBC_DryFGD_SCR_DSI & GPM & NGC | 0 | 0 | 0 | 0 | 0 | 0 | 0
00 Ret.Exist_Non-FBC_DryFGD_SCR_DSI & NGC | 0 | 0 | 0 | 0 | 0 | 0 | 0
00 Ret.Exist_Non-FBC_DryFGD_SNCR_ACI & C2G | 0 | 0 | 0 | 0 | 0 | 0 | 0
00 Ret.Exist_Non-FBC_DryFGD_SNCR_ACI & C2G & SCR | 0 | 0 | 0 | 0 | 0 | 0 | 0
00 Ret.Exist_Non-FBC_DryFGD_SNCR_ACI & DCCS | 0 | 0 | 0 | 0 | 0 | 0 | 0
00 Ret.Exist_Non-FBC_DryFGD_SNCR_ACI & DCCS & SCR & CCS | 0 | 0 | 0 | 0 | 0 | 0 | 0
00 Ret.Exist_Non-FBC_DryFGD_SNCR_ACI & DRET | 0 | 0 | 0 | 0 | 0 | 0 | 0
00 Ret.Exist_Non-FBC_DryFGD_SNCR_ACI & GPM | 0 | 0 | 0 | 0 | 0 | 0 | 0
00 Ret.Exist_Non-FBC_DryFGD_SNCR_ACI & GPM & C2G | 0 | 0 | 0 | 0 | 0 | 0 | 0
00 Ret.Exist_Non-FBC_DryFGD_SNCR_ACI & GPM & C2G & SCR | 0 | 0 | 0 | 0 | 0 | 0 | 0
00 Ret.Exist_Non-FBC_DryFGD_SNCR_ACI & GPM & DRET | 0 | 0 | 0 | 0 | 0 | 0 | 0
00 Ret.Exist_Non-FBC_DryFGD_SNCR_ACI & GPM & NGC | 0 | 0 | 0 | 0 | 0 | 0 | 0
00 Ret.Exist_Non-FBC_DryFGD_SNCR_ACI & GPM & SCR | 0 | 0 | 0 | 0 | 0 | 0 | 0
00 Ret.Exist_Non-FBC_DryFGD_SNCR_ACI & GPM & SCR & CCS | 0 | 0 | 0 | 0 | 0 | 0 | 0
00 Ret.Exist_Non-FBC_DryFGD_SNCR_ACI & GPM & SCR & DRET | 0 | 0 | 0 | 0 | 0 | 0 | 0
00 Ret.Exist_Non-FBC_DryFGD_SNCR_ACI & GPM & SCR & NGC | 0 | 0 | 0 | 0 | 0 | 0 | 0
00 Ret.Exist_Non-FBC_DryFGD_SNCR_ACI & NGC | 0 | 0 | 0 | 0 | 0 | 0 | 0
00 Ret.Exist_Non-FBC_DryFGD_SNCR_ACI & SCR | 0 | 0 | 0 | 0 | 0 | 0 | 0
00 Ret.Exist_Non-FBC_DryFGD_SNCR_ACI & SCR & C2G | 0 | 0 | 0 | 0 | 0 | 0 | 0
00 Ret.Exist_Non-FBC_DryFGD_SNCR_ACI & SCR & CCS | 0 | 0 | 0 | 0 | 0 | 0 | 0
00 Ret.Exist_Non-FBC_DryFGD_SNCR_ACI & SCR & DRET | 0 | 0 | 0 | 0 | 0 | 0 | 0
00 Ret.Exist_Non-FBC_DryFGD_SNCR_ACI & SCR & NGC | 0 | 0 | 0 | 0 | 0 | 0 | 0
00 Ret.Exist_Non-FBC_DryFGD_SNCR_ACI_DSI & C2G | 0 | 0 | 0 | 0 | 0 | 0 | 0
00 Ret.Exist_Non-FBC_DryFGD_SNCR_ACI_DSI & C2G & SCR | 0 | 0 | 0 | 0 | 0 | 0 | 0
00 Ret.Exist_Non-FBC_DryFGD_SNCR_ACI_DSI & DRET | 0 | 0 | 0 | 0 | 0 | 0 | 0
00 Ret.Exist_Non-FBC_DryFGD_SNCR_ACI_DSI & GPM | 0 | 0 | 0 | 0 | 0 | 0 | 0
00 Ret.Exist_Non-FBC_DryFGD_SNCR_ACI_DSI & GPM & C2G | 0 | 0 | 0 | 0 | 0 | 0 | 0
00 Ret.Exist_Non-FBC_DryFGD_SNCR_ACI_DSI & GPM & C2G & SCR | 0 | 0 | 0 | 0 | 0 | 0 | 0
00 Ret.Exist_Non-FBC_DryFGD_SNCR_ACI_DSI & GPM & DRET | 0 | 0 | 0 | 0 | 0 | 0 | 0
00 Ret.Exist_Non-FBC_DryFGD_SNCR_ACI_DSI & GPM & NGC | 0 | 0 | 0 | 0 | 0 | 0 | 0
00 Ret.Exist_Non-FBC_DryFGD_SNCR_ACI_DSI & GPM & SCR | 0 | 0 | 0 | 0 | 0 | 0 | 0
00 Ret.Exist_Non-FBC_DryFGD_SNCR_ACI_DSI & GPM & SCR & CCS | 0 | 0 | 0 | 0 | 0 | 0 | 0
00 Ret.Exist_Non-FBC_DryFGD_SNCR_ACI_DSI & GPM & SCR & DRET | 0 | 0 | 0 | 0 | 0 | 0 | 0
00 Ret.Exist_Non-FBC_DryFGD_SNCR_ACI_DSI & GPM & SCR & NGC | 0 | 0 | 0 | 0 | 0 | 0 | 0
00 Ret.Exist_Non-FBC_DryFGD_SNCR_ACI_DSI & NGC | 0 | 0 | 0 | 0 | 0 | 0 | 0
00 Ret.Exist_Non-FBC_DryFGD_SNCR_ACI_DSI & SCR | 0 | 0 | 0 | 0 | 0 | 0 | 0
00 Ret.Exist_Non-FBC_DryFGD_SNCR_ACI_DSI & SCR & C2G | 0 | 0 | 0 | 0 | 0 | 0 | 0
00 Ret.Exist_Non-FBC_DryFGD_SNCR_ACI_DSI & SCR & CCS | 0 | 0 | 0 | 0 | 0 | 0 | 0
00 Ret.Exist_Non-FBC_DryFGD_SNCR_ACI_DSI & SCR & DRET | 0 | 0 | 0 | 0 | 0 | 0 | 0
00 Ret.Exist_Non-FBC_DryFGD_SNCR_ACI_DSI & SCR & NGC | 0 | 0 | 0 | 0 | 0 | 0 | 0
00 Ret.Exist_Non-FBC_DSI & ACI | 0 | 0 | 0 | 0 | 0 | 0 | 0
00 Ret.Exist_Non-FBC_DSI & ACI & C2G | 0 | 0 | 0 | 0 | 0 | 0 | 0
00 Ret.Exist_Non-FBC_DSI & ACI & C2G & SCR | 0 | 0 | 0 | 0 | 0 | 0 | 0
00 Ret.Exist_Non-FBC_DSI & ACI & DRET | 0 | 0 | 0 | 0 | 0 | 0 | 0
00 Ret.Exist_Non-FBC_DSI & ACI & GPM | 0 | 0 | 0 | 0 | 0 | 0 | 0
00 Ret.Exist_Non-FBC_DSI & ACI & GPM & C2G | 0 | 0 | 0 | 0 | 0 | 0 | 0
00 Ret.Exist_Non-FBC_DSI & ACI & GPM & C2G & SCR | 0 | 0 | 0 | 0 | 0 | 0 | 0
00 Ret.Exist_Non-FBC_DSI & ACI & GPM & DRET | 0 | 0 | 0 | 0 | 0 | 0 | 0
00 Ret.Exist_Non-FBC_DSI & ACI & GPM & NGC | 0 | 0 | 0 | 0 | 0 | 0 | 0
00 Ret.Exist_Non-FBC_DSI & ACI & GPM & SCR | 0 | 0 | 0 | 0 | 0 | 0 | 0
00 Ret.Exist_Non-FBC_DSI & ACI & GPM & SCR & DRET | 0 | 0 | 0 | 0 | 0 | 0 | 0
00 Ret.Exist_Non-FBC_DSI & ACI & GPM & SCR & NGC | 0 | 0 | 0 | 0 | 0 | 0 | 0
00 Ret.Exist_Non-FBC_DSI & ACI & GPM & SNCR | 0 | 0 | 0 | 0 | 0 | 0 | 0
00 Ret.Exist_Non-FBC_DSI & ACI & GPM & SNCR & DRET | 0 | 0 | 0 | 0 | 0 | 0 | 0
00 Ret.Exist_Non-FBC_DSI & ACI & GPM & SNCR & NGC | 0 | 0 | 0 | 0 | 0 | 0 | 0
00 Ret.Exist_Non-FBC_DSI & ACI & GPM & WetFGD & SCR & CCS | 0 | 0 | 0 | 0 | 0 | 0 | 0
00 Ret.Exist_Non-FBC_DSI & ACI & NGC | 0 | 0 | 0 | 0 | 0 | 0 | 0
00 Ret.Exist_Non-FBC_DSI & ACI & SCR | 0 | 0 | 0 | 0 | 0 | 0 | 0
00 Ret.Exist_Non-FBC_DSI & ACI & SCR & DRET | 0 | 0 | 0 | 0 | 0 | 0 | 0
00 Ret.Exist_Non-FBC_DSI & ACI & SCR & NGC | 0 | 0 | 0 | 0 | 0 | 0 | 0
00 Ret.Exist_Non-FBC_DSI & ACI & SNCR | 0 | 0 | 0 | 0 | 0 | 0 | 0
00 Ret.Exist_Non-FBC_DSI & ACI & SNCR & DRET | 0 | 0 | 0 | 0 | 0 | 0 | 0
00 Ret.Exist_Non-FBC_DSI & ACI & SNCR & NGC | 0 | 0 | 0 | 0 | 0 | 0 | 0
00 Ret.Exist_Non-FBC_DSI & ACI & WetFGD & SCR & CCS | 0 | 0 | 0 | 0 | 0 | 0 | 0
00 Ret.Exist_Non-FBC_DSI & C2G | 0 | 0 | 0 | 0 | 0 | 0 | 0
00 Ret.Exist_Non-FBC_DSI & C2G & SCR | 0 | 0 | 0 | 0 | 0 | 0 | 0
00 Ret.Exist_Non-FBC_DSI & DRET | 0 | 0 | 0 | 0 | 0 | 0 | 0
00 Ret.Exist_Non-FBC_DSI & GPM | 0 | 0 | 0 | 0 | 0 | 0 | 0
00 Ret.Exist_Non-FBC_DSI & GPM & C2G | 0 | 0 | 0 | 0 | 0 | 0 | 0
00 Ret.Exist_Non-FBC_DSI & GPM & C2G & SCR | 0 | 0 | 0 | 0 | 0 | 0 | 0
00 Ret.Exist_Non-FBC_DSI & GPM & DRET | 0 | 0 | 0 | 0 | 0 | 0 | 0
00 Ret.Exist_Non-FBC_DSI & GPM & NGC | 0 | 0 | 0 | 0 | 0 | 0 | 0
00 Ret.Exist_Non-FBC_DSI & GPM & SCR | 0 | 0 | 0 | 0 | 0 | 0 | 0
00 Ret.Exist_Non-FBC_DSI & GPM & SCR & DRET | 0 | 0 | 0 | 0 | 0 | 0 | 0
00 Ret.Exist_Non-FBC_DSI & GPM & SCR & NGC | 0 | 0 | 0 | 0 | 0 | 0 | 0
00 Ret.Exist_Non-FBC_DSI & GPM & SNCR | 0 | 0 | 0 | 0 | 0 | 0 | 0
00 Ret.Exist_Non-FBC_DSI & GPM & SNCR & DRET | 0 | 0 | 0 | 0 | 0 | 0 | 0
00 Ret.Exist_Non-FBC_DSI & GPM & SNCR & NGC | 0 | 0 | 0 | 0 | 0 | 0 | 0
00 Ret.Exist_Non-FBC_DSI & GPM & WetFGD & SCR & CCS | 0 | 0 | 0 | 0 | 0 | 0 | 0
00 Ret.Exist_Non-FBC_DSI & NGC | 0 | 0 | 0 | 0 | 0 | 0 | 0
00 Ret.Exist_Non-FBC_DSI & SCR | 0 | 0 | 0 | 0 | 0 | 0 | 0
00 Ret.Exist_Non-FBC_DSI & SCR & C2G | 0 | 0 | 0 | 0 | 0 | 0 | 0
00 Ret.Exist_Non-FBC_DSI & SCR & DRET | 0 | 0 | 0 | 0 | 0 | 0 | 0
00 Ret.Exist_Non-FBC_DSI & SCR & NGC | 0 | 0 | 0 | 0 | 0 | 0 | 0
00 Ret.Exist_Non-FBC_DSI & SCR & WetFGD & CCS | 0 | 0 | 0 | 0 | 0 | 0 | 0
00 Ret.Exist_Non-FBC_DSI & SNCR | 0 | 0 | 0 | 0 | 0 | 0 | 0
00 Ret.Exist_Non-FBC_DSI & SNCR & C2G | 0 | 0 | 0 | 0 | 0 | 0 | 0
00 Ret.Exist_Non-FBC_DSI & SNCR & DRET | 0 | 0 | 0 | 0 | 0 | 0 | 0
00 Ret.Exist_Non-FBC_DSI & SNCR & NGC | 0 | 0 | 0 | 0 | 0 | 0 | 0
00 Ret.Exist_Non-FBC_NoCtrl & ACI | 0 | 0 | 0 | 0 | 0 | 0 | 0
00 Ret.Exist_Non-FBC_NoCtrl & ACI & C2G | 0 | 0 | 0 | 0 | 0 | 0 | 0
00 Ret.Exist_Non-FBC_NoCtrl & ACI & C2G & SCR | 0 | 0 | 0 | 0 | 0 | 0 | 0
00 Ret.Exist_Non-FBC_NoCtrl & ACI & DRET | 0 | 0 | 0 | 0 | 0 | 0 | 0
00 Ret.Exist_Non-FBC_NoCtrl & ACI & DSI | 0 | 0 | 0 | 0 | 0 | 0 | 0
00 Ret.Exist_Non-FBC_NoCtrl & ACI & DSI & C2G | 0 | 0 | 0 | 0 | 0 | 0 | 0
00 Ret.Exist_Non-FBC_NoCtrl & ACI & DSI & C2G & SCR | 0 | 0 | 0 | 0 | 0 | 0 | 0
00 Ret.Exist_Non-FBC_NoCtrl & ACI & DSI & DRET | 0 | 0 | 0 | 0 | 0 | 0 | 0
00 Ret.Exist_Non-FBC_NoCtrl & ACI & DSI & GPM | 0 | 0 | 0 | 0 | 0 | 0 | 0
00 Ret.Exist_Non-FBC_NoCtrl & ACI & DSI & GPM & C2G | 0 | 0 | 0 | 0 | 0 | 0 | 0
00 Ret.Exist_Non-FBC_NoCtrl & ACI & DSI & GPM & C2G & SCR | 0 | 0 | 0 | 0 | 0 | 0 | 0
00 Ret.Exist_Non-FBC_NoCtrl & ACI & DSI & GPM & DRET | 0 | 0 | 0 | 0 | 0 | 0 | 0
00 Ret.Exist_Non-FBC_NoCtrl & ACI & DSI & GPM & NGC | 0 | 0 | 0 | 0 | 0 | 0 | 0
00 Ret.Exist_Non-FBC_NoCtrl & ACI & DSI & GPM & SCR | 0 | 0 | 0 | 0 | 0 | 0 | 0
00 Ret.Exist_Non-FBC_NoCtrl & ACI & DSI & GPM & SCR & DRET | 0 | 0 | 0 | 0 | 0 | 0 | 0
00 Ret.Exist_Non-FBC_NoCtrl & ACI & DSI & GPM & SCR & NGC | 0 | 0 | 0 | 0 | 0 | 0 | 0
00 Ret.Exist_Non-FBC_NoCtrl & ACI & DSI & GPM & SNCR | 0 | 0 | 0 | 0 | 0 | 0 | 0
00 Ret.Exist_Non-FBC_NoCtrl & ACI & DSI & GPM & SNCR & DRET | 0 | 0 | 0 | 0 | 0 | 0 | 0
00 Ret.Exist_Non-FBC_NoCtrl & ACI & DSI & GPM & SNCR & NGC | 0 | 0 | 0 | 0 | 0 | 0 | 0
00 Ret.Exist_Non-FBC_NoCtrl & ACI & DSI & GPM & WetFGD & SCR & CCS | 0 | 0 | 0 | 0 | 0 | 0 | 0
00 Ret.Exist_Non-FBC_NoCtrl & ACI & DSI & NGC | 0 | 0 | 0 | 0 | 0 | 0 | 0
00 Ret.Exist_Non-FBC_NoCtrl & ACI & DSI & SCR | 0 | 0 | 0 | 0 | 0 | 0 | 0
00 Ret.Exist_Non-FBC_NoCtrl & ACI & DSI & SCR & DRET | 0 | 0 | 0 | 0 | 0 | 0 | 0
00 Ret.Exist_Non-FBC_NoCtrl & ACI & DSI & SCR & NGC | 0 | 0 | 0 | 0 | 0 | 0 | 0
00 Ret.Exist_Non-FBC_NoCtrl & ACI & DSI & SNCR | 0 | 0 | 0 | 0 | 0 | 0 | 0
00 Ret.Exist_Non-FBC_NoCtrl & ACI & DSI & SNCR & DRET | 0 | 0 | 0 | 0 | 0 | 0 | 0
00 Ret.Exist_Non-FBC_NoCtrl & ACI & DSI & SNCR & NGC | 0 | 0 | 0 | 0 | 0 | 0 | 0
00 Ret.Exist_Non-FBC_NoCtrl & ACI & DSI & WetFGD & SCR & CCS | 0 | 0 | 0 | 0 | 0 | 0 | 0
00 Ret.Exist_Non-FBC_NoCtrl & ACI & GPM | 0 | 0 | 0 | 0 | 0 | 0 | 0
00 Ret.Exist_Non-FBC_NoCtrl & ACI & GPM & C2G | 0 | 0 | 0 | 0 | 0 | 0 | 0
00 Ret.Exist_Non-FBC_NoCtrl & ACI & GPM & C2G & SCR | 0 | 0 | 0 | 0 | 0 | 0 | 0
00 Ret.Exist_Non-FBC_NoCtrl & ACI & GPM & DRET | 0 | 0 | 0 | 0 | 0 | 0 | 0
00 Ret.Exist_Non-FBC_NoCtrl & ACI & GPM & NGC | 0 | 0 | 0 | 0 | 0 | 0 | 0
00 Ret.Exist_Non-FBC_NoCtrl & ACI & GPM & SCR | 0 | 0 | 0 | 0 | 0 | 0 | 0
00 Ret.Exist_Non-FBC_NoCtrl & ACI & GPM & SCR & DRET | 0 | 0 | 0 | 0 | 0 | 0 | 0
00 Ret.Exist_Non-FBC_NoCtrl & ACI & GPM & SCR & NGC | 0 | 0 | 0 | 0 | 0 | 0 | 0
00 Ret.Exist_Non-FBC_NoCtrl & ACI & GPM & SNCR | 0 | 0 | 0 | 0 | 0 | 0 | 0
00 Ret.Exist_Non-FBC_NoCtrl & ACI & GPM & SNCR & DRET | 0 | 0 | 0 | 0 | 0 | 0 | 0
00 Ret.Exist_Non-FBC_NoCtrl & ACI & GPM & SNCR & NGC | 0 | 0 | 0 | 0 | 0 | 0 | 0
00 Ret.Exist_Non-FBC_NoCtrl & ACI & GPM & WetFGD & SCR & CCS | 0 | 0 | 0 | 0 | 0 | 0 | 0
00 Ret.Exist_Non-FBC_NoCtrl & ACI & NGC | 0 | 0 | 0 | 0 | 0 | 0 | 0
00 Ret.Exist_Non-FBC_NoCtrl & ACI & SCR | 0 | 0 | 0 | 0 | 0 | 0 | 0
00 Ret.Exist_Non-FBC_NoCtrl & ACI & SCR & DRET | 0 | 0 | 0 | 0 | 0 | 0 | 0
00 Ret.Exist_Non-FBC_NoCtrl & ACI & SCR & NGC | 0 | 0 | 0 | 0 | 0 | 0 | 0
00 Ret.Exist_Non-FBC_NoCtrl & ACI & SNCR | 0 | 0 | 0 | 0 | 0 | 0 | 0
00 Ret.Exist_Non-FBC_NoCtrl & ACI & SNCR & DRET | 0 | 0 | 0 | 0 | 0 | 0 | 0
00 Ret.Exist_Non-FBC_NoCtrl & ACI & SNCR & NGC | 0 | 0 | 0 | 0 | 0 | 0 | 0
00 Ret.Exist_Non-FBC_NoCtrl & ACI & WetFGD & SCR & CCS | 0 | 0 | 0 | 0 | 0 | 0 | 0
00 Ret.Exist_Non-FBC_NoCtrl & C2G | 0 | 0 | 0 | 0 | 0 | 0 | 0
00 Ret.Exist_Non-FBC_NoCtrl & C2G & SCR | 0 | 0 | 0 | 0 | 0 | 0 | 0
00 Ret.Exist_Non-FBC_NoCtrl & DCCS | 0 | 0 | 0 | 0 | 0 | 0 | 0
00 Ret.Exist_Non-FBC_NoCtrl & DCCS & WetFGD & SCR & CCS | 0 | 0 | 0 | 0 | 0 | 0 | 0
00 Ret.Exist_Non-FBC_NoCtrl & DRET | 0 | 0 | 0 | 0 | 0 | 0 | 0
00 Ret.Exist_Non-FBC_NoCtrl & DSI | 0 | 0 | 0 | 0 | 0 | 0 | 0
00 Ret.Exist_Non-FBC_NoCtrl & DSI & C2G | 0 | 0 | 0 | 0 | 0 | 0 | 0
00 Ret.Exist_Non-FBC_NoCtrl & DSI & C2G & SCR | 0 | 0 | 0 | 0 | 0 | 0 | 0
00 Ret.Exist_Non-FBC_NoCtrl & DSI & DRET | 0 | 0 | 0 | 0 | 0 | 0 | 0
00 Ret.Exist_Non-FBC_NoCtrl & DSI & GPM | 0 | 0 | 0 | 0 | 0 | 0 | 0
00 Ret.Exist_Non-FBC_NoCtrl & DSI & GPM & C2G | 0 | 0 | 0 | 0 | 0 | 0 | 0
00 Ret.Exist_Non-FBC_NoCtrl & DSI & GPM & C2G & SCR | 0 | 0 | 0 | 0 | 0 | 0 | 0
00 Ret.Exist_Non-FBC_NoCtrl & DSI & GPM & DRET | 0 | 0 | 0 | 0 | 0 | 0 | 0
00 Ret.Exist_Non-FBC_NoCtrl & DSI & GPM & NGC | 0 | 0 | 0 | 0 | 0 | 0 | 0
00 Ret.Exist_Non-FBC_NoCtrl & DSI & GPM & SCR | 0 | 0 | 0 | 0 | 0 | 0 | 0
00 Ret.Exist_Non-FBC_NoCtrl & DSI & GPM & SCR & DRET | 0 | 0 | 0 | 0 | 0 | 0 | 0
00 Ret.Exist_Non-FBC_NoCtrl & DSI & GPM & SCR & NGC | 0 | 0 | 0 | 0 | 0 | 0 | 0
00 Ret.Exist_Non-FBC_NoCtrl & DSI & GPM & SNCR | 0 | 0 | 0 | 0 | 0 | 0 | 0
00 Ret.Exist_Non-FBC_NoCtrl & DSI & GPM & SNCR & DRET | 0 | 0 | 0 | 0 | 0 | 0 | 0
00 Ret.Exist_Non-FBC_NoCtrl & DSI & GPM & SNCR & NGC | 0 | 0 | 0 | 0 | 0 | 0 | 0
00 Ret.Exist_Non-FBC_NoCtrl & DSI & GPM & WetFGD & SCR & CCS | 0 | 0 | 0 | 0 | 0 | 0 | 0
00 Ret.Exist_Non-FBC_NoCtrl & DSI & NGC | 0 | 0 | 0 | 0 | 0 | 0 | 0
00 Ret.Exist_Non-FBC_NoCtrl & DSI & SCR | 0 | 0 | 0 | 0 | 0 | 0 | 0
00 Ret.Exist_Non-FBC_NoCtrl & DSI & SCR & DRET | 0 | 0 | 0 | 0 | 0 | 0 | 0
00 Ret.Exist_Non-FBC_NoCtrl & DSI & SCR & NGC | 0 | 0 | 0 | 0 | 0 | 0 | 0
00 Ret.Exist_Non-FBC_NoCtrl & DSI & SNCR | 0 | 0 | 0 | 0 | 0 | 0 | 0
00 Ret.Exist_Non-FBC_NoCtrl & DSI & SNCR & DRET | 0 | 0 | 0 | 0 | 0 | 0 | 0
00 Ret.Exist_Non-FBC_NoCtrl & DSI & SNCR & NGC | 0 | 0 | 0 | 0 | 0 | 0 | 0
00 Ret.Exist_Non-FBC_NoCtrl & DSI & WetFGD & SCR & CCS | 0 | 0 | 0 | 0 | 0 | 0 | 0
00 Ret.Exist_Non-FBC_NoCtrl & GPM | 0 | 0 | 0 | 0 | 0 | 0 | 0
00 Ret.Exist_Non-FBC_NoCtrl & GPM & C2G | 0 | 0 | 0 | 0 | 0 | 0 | 0
00 Ret.Exist_Non-FBC_NoCtrl & GPM & C2G & SCR | 0 | 0 | 0 | 0 | 0 | 0 | 0
00 Ret.Exist_Non-FBC_NoCtrl & GPM & DRET | 0 | 0 | 0 | 0 | 0 | 0 | 0
00 Ret.Exist_Non-FBC_NoCtrl & GPM & NGC | 0 | 0 | 0 | 0 | 0 | 0 | 0
00 Ret.Exist_Non-FBC_NoCtrl & GPM & SCR | 0 | 0 | 0 | 0 | 0 | 0 | 0
00 Ret.Exist_Non-FBC_NoCtrl & GPM & SCR & DRET | 0 | 0 | 0 | 0 | 0 | 0 | 0
00 Ret.Exist_Non-FBC_NoCtrl & GPM & SCR & NGC | 0 | 0 | 0 | 0 | 0 | 0 | 0
00 Ret.Exist_Non-FBC_NoCtrl & GPM & SNCR | 0 | 0 | 0 | 0 | 0 | 0 | 0
00 Ret.Exist_Non-FBC_NoCtrl & GPM & SNCR & DRET | 0 | 0 | 0 | 0 | 0 | 0 | 0
00 Ret.Exist_Non-FBC_NoCtrl & GPM & SNCR & NGC | 0 | 0 | 0 | 0 | 0 | 0 | 0
00 Ret.Exist_Non-FBC_NoCtrl & GPM & WetFGD & SCR & CCS | 0 | 0 | 0 | 0 | 0 | 0 | 0
00 Ret.Exist_Non-FBC_NoCtrl & NGC | 0 | 0 | 0 | 0 | 0 | 0 | 0
00 Ret.Exist_Non-FBC_NoCtrl & SCR | 0 | 0 | 0 | 0 | 0 | 0 | 0
00 Ret.Exist_Non-FBC_NoCtrl & SCR & C2G | 0 | 0 | 0 | 0 | 0 | 0 | 0
00 Ret.Exist_Non-FBC_NoCtrl & SCR & DRET | 0 | 0 | 0 | 0 | 0 | 0 | 0
00 Ret.Exist_Non-FBC_NoCtrl & SCR & NGC | 0 | 0 | 0 | 0 | 0 | 0 | 0
00 Ret.Exist_Non-FBC_NoCtrl & SCR & WetFGD & CCS | 0 | 0 | 0 | 0 | 0 | 0 | 0
00 Ret.Exist_Non-FBC_NoCtrl & SNCR | 0 | 0 | 0 | 0 | 0 | 0 | 0
00 Ret.Exist_Non-FBC_NoCtrl & SNCR & C2G | 0 | 0 | 0 | 0 | 0 | 0 | 0
00 Ret.Exist_Non-FBC_NoCtrl & SNCR & DRET | 0 | 0 | 0 | 0 | 0 | 0 | 0
00 Ret.Exist_Non-FBC_NoCtrl & SNCR & NGC | 0 | 0 | 0 | 0 | 0 | 0 | 0
00 Ret.Exist_Non-FBC_SCR_ACI & C2G | 0 | 0 | 0 | 0 | 0 | 0 | 0
00 Ret.Exist_Non-FBC_SCR_ACI & DCCS | 0 | 0 | 0 | 0 | 0 | 0 | 0
00 Ret.Exist_Non-FBC_SCR_ACI & DCCS & WetFGD & CCS | 0 | 0 | 0 | 0 | 0 | 0 | 0
00 Ret.Exist_Non-FBC_SCR_ACI & DRET | 0 | 0 | 0 | 0 | 0 | 0 | 0
00 Ret.Exist_Non-FBC_SCR_ACI & DSI | 0 | 0 | 0 | 0 | 0 | 0 | 0
00 Ret.Exist_Non-FBC_SCR_ACI & DSI & C2G | 0 | 0 | 0 | 0 | 0 | 0 | 0
00 Ret.Exist_Non-FBC_SCR_ACI & DSI & DRET | 0 | 0 | 0 | 0 | 0 | 0 | 0
00 Ret.Exist_Non-FBC_SCR_ACI & DSI & GPM | 0 | 0 | 0 | 0 | 0 | 0 | 0
00 Ret.Exist_Non-FBC_SCR_ACI & DSI & GPM & C2G | 0 | 0 | 0 | 0 | 0 | 0 | 0
00 Ret.Exist_Non-FBC_SCR_ACI & DSI & GPM & DRET | 0 | 0 | 0 | 0 | 0 | 0 | 0
00 Ret.Exist_Non-FBC_SCR_ACI & DSI & GPM & NGC | 0 | 0 | 0 | 0 | 0 | 0 | 0
00 Ret.Exist_Non-FBC_SCR_ACI & DSI & GPM & WetFGD & CCS | 0 | 0 | 0 | 0 | 0 | 0 | 0
00 Ret.Exist_Non-FBC_SCR_ACI & DSI & NGC | 0 | 0 | 0 | 0 | 0 | 0 | 0
00 Ret.Exist_Non-FBC_SCR_ACI & DSI & WetFGD & CCS | 0 | 0 | 0 | 0 | 0 | 0 | 0
00 Ret.Exist_Non-FBC_SCR_ACI & GPM | 0 | 0 | 0 | 0 | 0 | 0 | 0
00 Ret.Exist_Non-FBC_SCR_ACI & GPM & C2G | 0 | 0 | 0 | 0 | 0 | 0 | 0
00 Ret.Exist_Non-FBC_SCR_ACI & GPM & DRET | 0 | 0 | 0 | 0 | 0 | 0 | 0
00 Ret.Exist_Non-FBC_SCR_ACI & GPM & NGC | 0 | 0 | 0 | 0 | 0 | 0 | 0
00 Ret.Exist_Non-FBC_SCR_ACI & GPM & WetFGD & CCS | 0 | 0 | 0 | 0 | 0 | 0 | 0
00 Ret.Exist_Non-FBC_SCR_ACI & NGC | 0 | 0 | 0 | 0 | 0 | 0 | 0
00 Ret.Exist_Non-FBC_SCR_ACI & WetFGD & CCS | 0 | 0 | 0 | 0 | 0 | 0 | 0
00 Ret.Exist_Non-FBC_SCR_ACI_DSI & C2G | 0 | 0 | 0 | 0 | 0 | 0 | 0
00 Ret.Exist_Non-FBC_SCR_ACI_DSI & DCCS | 0 | 0 | 0 | 0 | 0 | 0 | 0
00 Ret.Exist_Non-FBC_SCR_ACI_DSI & DCCS & WetFGD & CCS | 0 | 0 | 0 | 0 | 0 | 0 | 0
00 Ret.Exist_Non-FBC_SCR_ACI_DSI & DRET | 0 | 0 | 0 | 0 | 0 | 0 | 0
00 Ret.Exist_Non-FBC_SCR_ACI_DSI & GPM | 0 | 0 | 0 | 0 | 0 | 0 | 0
00 Ret.Exist_Non-FBC_SCR_ACI_DSI & GPM & C2G | 0 | 0 | 0 | 0 | 0 | 0 | 0
00 Ret.Exist_Non-FBC_SCR_ACI_DSI & GPM & DRET | 0 | 0 | 0 | 0 | 0 | 0 | 0
00 Ret.Exist_Non-FBC_SCR_ACI_DSI & GPM & NGC | 0 | 0 | 0 | 0 | 0 | 0 | 0
00 Ret.Exist_Non-FBC_SCR_ACI_DSI & GPM & WetFGD & CCS | 0 | 0 | 0 | 0 | 0 | 0 | 0
00 Ret.Exist_Non-FBC_SCR_ACI_DSI & NGC | 0 | 0 | 0 | 0 | 0 | 0 | 0
00 Ret.Exist_Non-FBC_SCR_ACI_DSI & WetFGD & CCS | 0 | 0 | 0 | 0 | 0 | 0 | 0
00 Ret.Exist_Non-FBC_SNCR_ACI & C2G | 0 | 0 | 0 | 0 | 0 | 0 | 0
00 Ret.Exist_Non-FBC_SNCR_ACI & C2G & SCR | 0 | 0 | 0 | 0 | 0 | 0 | 0
00 Ret.Exist_Non-FBC_SNCR_ACI & DRET | 0 | 0 | 0 | 0 | 0 | 0 | 0
00 Ret.Exist_Non-FBC_SNCR_ACI & DSI | 0 | 0 | 0 | 0 | 0 | 0 | 0
00 Ret.Exist_Non-FBC_SNCR_ACI & DSI & C2G | 0 | 0 | 0 | 0 | 0 | 0 | 0
00 Ret.Exist_Non-FBC_SNCR_ACI & DSI & C2G & SCR | 0 | 0 | 0 | 0 | 0 | 0 | 0
00 Ret.Exist_Non-FBC_SNCR_ACI & DSI & DRET | 0 | 0 | 0 | 0 | 0 | 0 | 0
00 Ret.Exist_Non-FBC_SNCR_ACI & DSI & NGC | 0 | 0 | 0 | 0 | 0 | 0 | 0
00 Ret.Exist_Non-FBC_SNCR_ACI & DSI & SCR | 0 | 0 | 0 | 0 | 0 | 0 | 0
00 Ret.Exist_Non-FBC_SNCR_ACI & DSI & SCR & DRET | 0 | 0 | 0 | 0 | 0 | 0 | 0
00 Ret.Exist_Non-FBC_SNCR_ACI & DSI & SCR & NGC | 0 | 0 | 0 | 0 | 0 | 0 | 0
00 Ret.Exist_Non-FBC_SNCR_ACI & DSI & WetFGD & SCR & CCS | 0 | 0 | 0 | 0 | 0 | 0 | 0
00 Ret.Exist_Non-FBC_SNCR_ACI & GPM | 0 | 0 | 0 | 0 | 0 | 0 | 0
00 Ret.Exist_Non-FBC_SNCR_ACI & GPM & C2G | 0 | 0 | 0 | 0 | 0 | 0 | 0
00 Ret.Exist_Non-FBC_SNCR_ACI & GPM & C2G & SCR | 0 | 0 | 0 | 0 | 0 | 0 | 0
00 Ret.Exist_Non-FBC_SNCR_ACI & GPM & DRET | 0 | 0 | 0 | 0 | 0 | 0 | 0
00 Ret.Exist_Non-FBC_SNCR_ACI & GPM & NGC | 0 | 0 | 0 | 0 | 0 | 0 | 0
00 Ret.Exist_Non-FBC_SNCR_ACI & GPM & SCR | 0 | 0 | 0 | 0 | 0 | 0 | 0
00 Ret.Exist_Non-FBC_SNCR_ACI & GPM & SCR & DRET | 0 | 0 | 0 | 0 | 0 | 0 | 0
00 Ret.Exist_Non-FBC_SNCR_ACI & GPM & SCR & NGC | 0 | 0 | 0 | 0 | 0 | 0 | 0
00 Ret.Exist_Non-FBC_SNCR_ACI & GPM & WetFGD & SCR & CCS | 0 | 0 | 0 | 0 | 0 | 0 | 0
00 Ret.Exist_Non-FBC_SNCR_ACI & NGC | 0 | 0 | 0 | 0 | 0 | 0 | 0
00 Ret.Exist_Non-FBC_SNCR_ACI & SCR | 0 | 0 | 0 | 0 | 0 | 0 | 0
00 Ret.Exist_Non-FBC_SNCR_ACI & SCR & C2G | 0 | 0 | 0 | 0 | 0 | 0 | 0
00 Ret.Exist_Non-FBC_SNCR_ACI & SCR & DRET | 0 | 0 | 0 | 0 | 0 | 0 | 0
00 Ret.Exist_Non-FBC_SNCR_ACI & SCR & NGC | 0 | 0 | 0 | 0 | 0 | 0 | 0
00 Ret.Exist_Non-FBC_SNCR_ACI & SCR & WetFGD & CCS | 0 | 0 | 0 | 0 | 0 | 0 | 0
00 Ret.Exist_Non-FBC_SNCR_ACI_DSI & C2G | 0 | 0 | 0 | 0 | 0 | 0 | 0
00 Ret.Exist_Non-FBC_SNCR_ACI_DSI & C2G & SCR | 0 | 0 | 0 | 0 | 0 | 0 | 0
00 Ret.Exist_Non-FBC_SNCR_ACI_DSI & DCCS | 0 | 0 | 0 | 0 | 0 | 0 | 0
00 Ret.Exist_Non-FBC_SNCR_ACI_DSI & DCCS & WetFGD & SCR & CCS | 0 | 0 | 0 | 0 | 0 | 0 | 0
00 Ret.Exist_Non-FBC_SNCR_ACI_DSI & DRET | 0 | 0 | 0 | 0 | 0 | 0 | 0
00 Ret.Exist_Non-FBC_SNCR_ACI_DSI & GPM | 0 | 0 | 0 | 0 | 0 | 0 | 0
00 Ret.Exist_Non-FBC_SNCR_ACI_DSI & GPM & C2G | 0 | 0 | 0 | 0 | 0 | 0 | 0
00 Ret.Exist_Non-FBC_SNCR_ACI_DSI & GPM & C2G & SCR | 0 | 0 | 0 | 0 | 0 | 0 | 0
00 Ret.Exist_Non-FBC_SNCR_ACI_DSI & GPM & DRET | 0 | 0 | 0 | 0 | 0 | 0 | 0
00 Ret.Exist_Non-FBC_SNCR_ACI_DSI & GPM & NGC | 0 | 0 | 0 | 0 | 0 | 0 | 0
00 Ret.Exist_Non-FBC_SNCR_ACI_DSI & GPM & SCR | 0 | 0 | 0 | 0 | 0 | 0 | 0
00 Ret.Exist_Non-FBC_SNCR_ACI_DSI & GPM & SCR & DRET | 0 | 0 | 0 | 0 | 0 | 0 | 0
00 Ret.Exist_Non-FBC_SNCR_ACI_DSI & GPM & SCR & NGC | 0 | 0 | 0 | 0 | 0 | 0 | 0
00 Ret.Exist_Non-FBC_SNCR_ACI_DSI & GPM & WetFGD & SCR & CCS | 0 | 0 | 0 | 0 | 0 | 0 | 0
00 Ret.Exist_Non-FBC_SNCR_ACI_DSI & NGC | 0 | 0 | 0 | 0 | 0 | 0 | 0
00 Ret.Exist_Non-FBC_SNCR_ACI_DSI & SCR | 0 | 0 | 0 | 0 | 0 | 0 | 0
00 Ret.Exist_Non-FBC_SNCR_ACI_DSI & SCR & C2G | 0 | 0 | 0 | 0 | 0 | 0 | 0
00 Ret.Exist_Non-FBC_SNCR_ACI_DSI & SCR & DRET | 0 | 0 | 0 | 0 | 0 | 0 | 0
00 Ret.Exist_Non-FBC_SNCR_ACI_DSI & SCR & NGC | 0 | 0 | 0 | 0 | 0 | 0 | 0
00 Ret.Exist_Non-FBC_SNCR_ACI_DSI & SCR & WetFGD & CCS | 0 | 0 | 0 | 0 | 0 | 0 | 0
00 Ret.Exist_Non-FBC_WetFGD & ACI | 0 | 0 | 0 | 0 | 0 | 0 | 0
00 Ret.Exist_Non-FBC_WetFGD & ACI & C2G | 0 | 0 | 0 | 0 | 0 | 0 | 0
00 Ret.Exist_Non-FBC_WetFGD & ACI & C2G & SCR | 0 | 0 | 0 | 0 | 0 | 0 | 0
00 Ret.Exist_Non-FBC_WetFGD & ACI & DRET | 0 | 0 | 0 | 0 | 0 | 0 | 0
00 Ret.Exist_Non-FBC_WetFGD & ACI & GPM | 0 | 0 | 0 | 0 | 0 | 0 | 0
00 Ret.Exist_Non-FBC_WetFGD & ACI & GPM & C2G | 0 | 0 | 0 | 0 | 0 | 0 | 0
00 Ret.Exist_Non-FBC_WetFGD & ACI & GPM & C2G & SCR | 0 | 0 | 0 | 0 | 0 | 0 | 0
00 Ret.Exist_Non-FBC_WetFGD & ACI & GPM & DRET | 0 | 0 | 0 | 0 | 0 | 0 | 0
00 Ret.Exist_Non-FBC_WetFGD & ACI & GPM & NGC | 0 | 0 | 0 | 0 | 0 | 0 | 0
00 Ret.Exist_Non-FBC_WetFGD & ACI & GPM & SCR | 0 | 0 | 0 | 0 | 0 | 0 | 0
00 Ret.Exist_Non-FBC_WetFGD & ACI & GPM & SCR & CCS | 0 | 0 | 0 | 0 | 0 | 0 | 0
00 Ret.Exist_Non-FBC_WetFGD & ACI & GPM & SCR & DRET | 0 | 0 | 0 | 0 | 0 | 0 | 0
00 Ret.Exist_Non-FBC_WetFGD & ACI & GPM & SCR & NGC | 0 | 0 | 0 | 0 | 0 | 0 | 0
00 Ret.Exist_Non-FBC_WetFGD & ACI & GPM & SNCR | 0 | 0 | 0 | 0 | 0 | 0 | 0
00 Ret.Exist_Non-FBC_WetFGD & ACI & GPM & SNCR & DRET | 0 | 0 | 0 | 0 | 0 | 0 | 0
00 Ret.Exist_Non-FBC_WetFGD & ACI & GPM & SNCR & NGC | 0 | 0 | 0 | 0 | 0 | 0 | 0
00 Ret.Exist_Non-FBC_WetFGD & ACI & NGC | 0 | 0 | 0 | 0 | 0 | 0 | 0
00 Ret.Exist_Non-FBC_WetFGD & ACI & SCR | 0 | 0 | 0 | 0 | 0 | 0 | 0
00 Ret.Exist_Non-FBC_WetFGD & ACI & SCR & CCS | 0 | 0 | 0 | 0 | 0 | 0 | 0
00 Ret.Exist_Non-FBC_WetFGD & ACI & SCR & DRET | 0 | 0 | 0 | 0 | 0 | 0 | 0
00 Ret.Exist_Non-FBC_WetFGD & ACI & SCR & NGC | 0 | 0 | 0 | 0 | 0 | 0 | 0
00 Ret.Exist_Non-FBC_WetFGD & ACI & SNCR | 0 | 0 | 0 | 0 | 0 | 0 | 0
00 Ret.Exist_Non-FBC_WetFGD & ACI & SNCR & DRET | 0 | 0 | 0 | 0 | 0 | 0 | 0
00 Ret.Exist_Non-FBC_WetFGD & ACI & SNCR & NGC | 0 | 0 | 0 | 0 | 0 | 0 | 0
00 Ret.Exist_Non-FBC_WetFGD & C2G | 0 | 0 | 0 | 0 | 0 | 0 | 0
00 Ret.Exist_Non-FBC_WetFGD & C2G & SCR | 0 | 0 | 0 | 0 | 0 | 0 | 0
00 Ret.Exist_Non-FBC_WetFGD & DRET | 0 | 0 | 0 | 0 | 0 | 0 | 0
00 Ret.Exist_Non-FBC_WetFGD & DCCS | 0 | 0 | 0 | 0 | 0 | 0 | 0
00 Ret.Exist_Non-FBC_WetFGD & DCCS & SCR & CCS | 0 | 0 | 0 | 0 | 0 | 0 | 0
00 Ret.Exist_Non-FBC_WetFGD & GPM | 0 | 0 | 0 | 0 | 0 | 0 | 0
00 Ret.Exist_Non-FBC_WetFGD & GPM & C2G | 0 | 0 | 0 | 0 | 0 | 0 | 0
00 Ret.Exist_Non-FBC_WetFGD & GPM & C2G & SCR | 0 | 0 | 0 | 0 | 0 | 0 | 0
00 Ret.Exist_Non-FBC_WetFGD & GPM & DRET | 0 | 0 | 0 | 0 | 0 | 0 | 0
00 Ret.Exist_Non-FBC_WetFGD & GPM & NGC | 0 | 0 | 0 | 0 | 0 | 0 | 0
00 Ret.Exist_Non-FBC_WetFGD & GPM & SCR | 0 | 0 | 0 | 0 | 0 | 0 | 0
00 Ret.Exist_Non-FBC_WetFGD & GPM & SCR & CCS | 0 | 0 | 0 | 0 | 0 | 0 | 0
00 Ret.Exist_Non-FBC_WetFGD & GPM & SCR & DRET | 0 | 0 | 0 | 0 | 0 | 0 | 0
00 Ret.Exist_Non-FBC_WetFGD & GPM & SCR & NGC | 0 | 0 | 0 | 0 | 0 | 0 | 0
00 Ret.Exist_Non-FBC_WetFGD & GPM & SNCR | 0 | 0 | 0 | 0 | 0 | 0 | 0
00 Ret.Exist_Non-FBC_WetFGD & GPM & SNCR & DRET | 0 | 0 | 0 | 0 | 0 | 0 | 0
00 Ret.Exist_Non-FBC_WetFGD & GPM & SNCR & NGC | 0 | 0 | 0 | 0 | 0 | 0 | 0
00 Ret.Exist_Non-FBC_WetFGD & NGC | 0 | 0 | 0 | 0 | 0 | 0 | 0
00 Ret.Exist_Non-FBC_WetFGD & SCR | 0 | 0 | 0 | 0 | 0 | 0 | 0
00 Ret.Exist_Non-FBC_WetFGD & SCR & C2G | 0 | 0 | 0 | 0 | 0 | 0 | 0
00 Ret.Exist_Non-FBC_WetFGD & SCR & CCS | 0 | 0 | 0 | 0 | 0 | 0 | 0
00 Ret.Exist_Non-FBC_WetFGD & SCR & DRET | 0 | 0 | 0 | 0 | 0 | 0 | 0
00 Ret.Exist_Non-FBC_WetFGD & SCR & NGC | 0 | 0 | 0 | 0 | 0 | 0 | 0
00 Ret.Exist_Non-FBC_WetFGD & SNCR | 0 | 0 | 0 | 0 | 0 | 0 | 0
00 Ret.Exist_Non-FBC_WetFGD & SNCR & C2G | 0 | 0 | 0 | 0 | 0 | 0 | 0
00 Ret.Exist_Non-FBC_WetFGD & SNCR & DRET | 0 | 0 | 0 | 0 | 0 | 0 | 0
00 Ret.Exist_Non-FBC_WetFGD & SNCR & NGC | 0 | 0 | 0 | 0 | 0 | 0 | 0
00 Ret.Exist_Non-FBC_WetFGD_ACI & C2G | 0 | 0 | 0 | 0 | 0 | 0 | 0
00 Ret.Exist_Non-FBC_WetFGD_ACI & C2G & SCR | 0 | 0 | 0 | 0 | 0 | 0 | 0
00 Ret.Exist_Non-FBC_WetFGD_ACI & DCCS | 0 | 0 | 0 | 0 | 0 | 0 | 0
00 Ret.Exist_Non-FBC_WetFGD_ACI & DCCS & SCR & CCS | 0 | 0 | 0 | 0 | 0 | 0 | 0
00 Ret.Exist_Non-FBC_WetFGD_ACI & DRET | 0 | 0 | 0 | 0 | 0 | 0 | 0
00 Ret.Exist_Non-FBC_WetFGD_ACI & GPM | 0 | 0 | 0 | 0 | 0 | 0 | 0
00 Ret.Exist_Non-FBC_WetFGD_ACI & GPM & C2G | 0 | 0 | 0 | 0 | 0 | 0 | 0
00 Ret.Exist_Non-FBC_WetFGD_ACI & GPM & C2G & SCR | 0 | 0 | 0 | 0 | 0 | 0 | 0
00 Ret.Exist_Non-FBC_WetFGD_ACI & GPM & DRET | 0 | 0 | 0 | 0 | 0 | 0 | 0
00 Ret.Exist_Non-FBC_WetFGD_ACI & GPM & NGC | 0 | 0 | 0 | 0 | 0 | 0 | 0
00 Ret.Exist_Non-FBC_WetFGD_ACI & GPM & SCR | 0 | 0 | 0 | 0 | 0 | 0 | 0
00 Ret.Exist_Non-FBC_WetFGD_ACI & GPM & SCR & CCS | 0 | 0 | 0 | 0 | 0 | 0 | 0
00 Ret.Exist_Non-FBC_WetFGD_ACI & GPM & SCR & DRET | 0 | 0 | 0 | 0 | 0 | 0 | 0
00 Ret.Exist_Non-FBC_WetFGD_ACI & GPM & SCR & NGC | 0 | 0 | 0 | 0 | 0 | 0 | 0
00 Ret.Exist_Non-FBC_WetFGD_ACI & GPM & SNCR | 0 | 0 | 0 | 0 | 0 | 0 | 0
00 Ret.Exist_Non-FBC_WetFGD_ACI & GPM & SNCR & DRET | 0 | 0 | 0 | 0 | 0 | 0 | 0
00 Ret.Exist_Non-FBC_WetFGD_ACI & GPM & SNCR & NGC | 0 | 0 | 0 | 0 | 0 | 0 | 0
00 Ret.Exist_Non-FBC_WetFGD_ACI & NGC | 0 | 0 | 0 | 0 | 0 | 0 | 0
00 Ret.Exist_Non-FBC_WetFGD_ACI & SCR | 0 | 0 | 0 | 0 | 0 | 0 | 0
00 Ret.Exist_Non-FBC_WetFGD_ACI & SCR & C2G | 0 | 0 | 0 | 0 | 0 | 0 | 0
00 Ret.Exist_Non-FBC_WetFGD_ACI & SCR & CCS | 0 | 0 | 0 | 0 | 0 | 0 | 0
00 Ret.Exist_Non-FBC_WetFGD_ACI & SCR & DRET | 0 | 0 | 0 | 0 | 0 | 0 | 0
00 Ret.Exist_Non-FBC_WetFGD_ACI & SCR & NGC | 0 | 0 | 0 | 0 | 0 | 0 | 0
00 Ret.Exist_Non-FBC_WetFGD_ACI & SNCR | 0 | 0 | 0 | 0 | 0 | 0 | 0
00 Ret.Exist_Non-FBC_WetFGD_ACI & SNCR & C2G | 0 | 0 | 0 | 0 | 0 | 0 | 0
00 Ret.Exist_Non-FBC_WetFGD_ACI & SNCR & DRET | 0 | 0 | 0 | 0 | 0 | 0 | 0
00 Ret.Exist_Non-FBC_WetFGD_ACI & SNCR & NGC | 0 | 0 | 0 | 0 | 0 | 0 | 0
00 Ret.Exist_Non-FBC_WetFGD_ACI_DSI & C2G | 0 | 0 | 0 | 0 | 0 | 0 | 0
00 Ret.Exist_Non-FBC_WetFGD_ACI_DSI & C2G & SCR | 0 | 0 | 0 | 0 | 0 | 0 | 0
00 Ret.Exist_Non-FBC_WetFGD_ACI_DSI & DCCS | 0 | 0 | 0 | 0 | 0 | 0 | 0
00 Ret.Exist_Non-FBC_WetFGD_ACI_DSI & DCCS & SCR & CCS | 0 | 0 | 0 | 0 | 0 | 0 | 0
00 Ret.Exist_Non-FBC_WetFGD_ACI_DSI & DRET | 0 | 0 | 0 | 0 | 0 | 0 | 0
00 Ret.Exist_Non-FBC_WetFGD_ACI_DSI & GPM | 0 | 0 | 0 | 0 | 0 | 0 | 0
00 Ret.Exist_Non-FBC_WetFGD_ACI_DSI & GPM & C2G | 0 | 0 | 0 | 0 | 0 | 0 | 0
00 Ret.Exist_Non-FBC_WetFGD_ACI_DSI & GPM & C2G & SCR | 0 | 0 | 0 | 0 | 0 | 0 | 0
00 Ret.Exist_Non-FBC_WetFGD_ACI_DSI & GPM & DRET | 0 | 0 | 0 | 0 | 0 | 0 | 0
00 Ret.Exist_Non-FBC_WetFGD_ACI_DSI & GPM & NGC | 0 | 0 | 0 | 0 | 0 | 0 | 0
00 Ret.Exist_Non-FBC_WetFGD_ACI_DSI & GPM & SCR | 0 | 0 | 0 | 0 | 0 | 0 | 0
00 Ret.Exist_Non-FBC_WetFGD_ACI_DSI & GPM & SCR & CCS | 0 | 0 | 0 | 0 | 0 | 0 | 0
00 Ret.Exist_Non-FBC_WetFGD_ACI_DSI & GPM & SCR & DRET | 0 | 0 | 0 | 0 | 0 | 0 | 0
00 Ret.Exist_Non-FBC_WetFGD_ACI_DSI & GPM & SCR & NGC | 0 | 0 | 0 | 0 | 0 | 0 | 0
00 Ret.Exist_Non-FBC_WetFGD_ACI_DSI & GPM & SNCR | 0 | 0 | 0 | 0 | 0 | 0 | 0
00 Ret.Exist_Non-FBC_WetFGD_ACI_DSI & GPM & SNCR & DRET | 0 | 0 | 0 | 0 | 0 | 0 | 0
00 Ret.Exist_Non-FBC_WetFGD_ACI_DSI & GPM & SNCR & NGC | 0 | 0 | 0 | 0 | 0 | 0 | 0
00 Ret.Exist_Non-FBC_WetFGD_ACI_DSI & NGC | 0 | 0 | 0 | 0 | 0 | 0 | 0
00 Ret.Exist_Non-FBC_WetFGD_ACI_DSI & SCR | 0 | 0 | 0 | 0 | 0 | 0 | 0
00 Ret.Exist_Non-FBC_WetFGD_ACI_DSI & SCR & C2G | 0 | 0 | 0 | 0 | 0 | 0 | 0
00 Ret.Exist_Non-FBC_WetFGD_ACI_DSI & SCR & CCS | 0 | 0 | 0 | 0 | 0 | 0 | 0
00 Ret.Exist_Non-FBC_WetFGD_ACI_DSI & SCR & DRET | 0 | 0 | 0 | 0 | 0 | 0 | 0
00 Ret.Exist_Non-FBC_WetFGD_ACI_DSI & SCR & NGC | 0 | 0 | 0 | 0 | 0 | 0 | 0
00 Ret.Exist_Non-FBC_WetFGD_ACI_DSI & SNCR | 0 | 0 | 0 | 0 | 0 | 0 | 0
00 Ret.Exist_Non-FBC_WetFGD_ACI_DSI & SNCR & C2G | 0 | 0 | 0 | 0 | 0 | 0 | 0
00 Ret.Exist_Non-FBC_WetFGD_ACI_DSI & SNCR & DRET | 0 | 0 | 0 | 0 | 0 | 0 | 0
00 Ret.Exist_Non-FBC_WetFGD_ACI_DSI & SNCR & NGC | 0 | 0 | 0 | 0 | 0 | 0 | 0
00 Ret.Exist_Non-FBC_WetFGD_SCR & ACI | 0 | 0 | 0 | 0 | 0 | 0 | 0
00 Ret.Exist_Non-FBC_WetFGD_SCR & ACI & C2G | 0 | 0 | 0 | 0 | 0 | 0 | 0
00 Ret.Exist_Non-FBC_WetFGD_SCR & ACI & CCS | 0 | 0 | 0 | 0 | 0 | 0 | 0
00 Ret.Exist_Non-FBC_WetFGD_SCR & DCCS | 0 | 0 | 0 | 0 | 0 | 0 | 0
00 Ret.Exist_Non-FBC_WetFGD_SCR & DCCS & CCS | 0 | 0 | 0 | 0 | 0 | 0 | 0
00 Ret.Exist_Non-FBC_WetFGD_SCR & ACI & DRET | 0 | 0 | 0 | 0 | 0 | 0 | 0
00 Ret.Exist_Non-FBC_WetFGD_SCR & ACI & GPM | 0 | 0 | 0 | 0 | 0 | 0 | 0
00 Ret.Exist_Non-FBC_WetFGD_SCR & ACI & GPM & C2G | 0 | 0 | 0 | 0 | 0 | 0 | 0
00 Ret.Exist_Non-FBC_WetFGD_SCR & ACI & GPM & CCS | 0 | 0 | 0 | 0 | 0 | 0 | 0
00 Ret.Exist_Non-FBC_WetFGD_SCR & ACI & GPM & DRET | 0 | 0 | 0 | 0 | 0 | 0 | 0
00 Ret.Exist_Non-FBC_WetFGD_SCR & ACI & GPM & NGC | 0 | 0 | 0 | 0 | 0 | 0 | 0
00 Ret.Exist_Non-FBC_WetFGD_SCR & ACI & NGC | 0 | 0 | 0 | 0 | 0 | 0 | 0
00 Ret.Exist_Non-FBC_WetFGD_SCR & C2G | 0 | 0 | 0 | 0 | 0 | 0 | 0
00 Ret.Exist_Non-FBC_WetFGD_SCR & CCS | 0 | 0 | 0 | 0 | 0 | 0 | 0
00 Ret.Exist_Non-FBC_WetFGD_SCR & DRET | 0 | 0 | 0 | 0 | 0 | 0 | 0
00 Ret.Exist_Non-FBC_WetFGD_SCR & GPM | 0 | 0 | 0 | 0 | 0 | 0 | 0
00 Ret.Exist_Non-FBC_WetFGD_SCR & GPM & C2G | 0 | 0 | 0 | 0 | 0 | 0 | 0
00 Ret.Exist_Non-FBC_WetFGD_SCR & GPM & CCS | 0 | 0 | 0 | 0 | 0 | 0 | 0
00 Ret.Exist_Non-FBC_WetFGD_SCR & GPM & DRET | 0 | 0 | 0 | 0 | 0 | 0 | 0
00 Ret.Exist_Non-FBC_WetFGD_SCR & GPM & NGC | 0 | 0 | 0 | 0 | 0 | 0 | 0
00 Ret.Exist_Non-FBC_WetFGD_SCR & NGC | 0 | 0 | 0 | 0 | 0 | 0 | 0
00 Ret.Exist_Non-FBC_WetFGD_SCR_ACI & C2G | 0 | 0 | 0 | 0 | 0 | 0 | 0
00 Ret.Exist_Non-FBC_WetFGD_SCR_ACI & CCS | 0 | 0 | 0 | 0 | 0 | 0 | 0
00 Ret.Exist_Non-FBC_WetFGD_SCR_ACI & DCCS | 0 | 0 | 0 | 0 | 0 | 0 | 0
00 Ret.Exist_Non-FBC_WetFGD_SCR_ACI & DCCS & CCS | 0 | 0 | 0 | 0 | 0 | 0 | 0
00 Ret.Exist_Non-FBC_WetFGD_SCR_ACI & DRET | 0 | 0 | 0 | 0 | 0 | 0 | 0
00 Ret.Exist_Non-FBC_WetFGD_SCR_ACI & GPM | 0 | 0 | 0 | 0 | 0 | 0 | 0
00 Ret.Exist_Non-FBC_WetFGD_SCR_ACI & GPM & C2G | 0 | 0 | 0 | 0 | 0 | 0 | 0
00 Ret.Exist_Non-FBC_WetFGD_SCR_ACI & GPM & CCS | 0 | 0 | 0 | 0 | 0 | 0 | 0
00 Ret.Exist_Non-FBC_WetFGD_SCR_ACI & GPM & DRET | 0 | 0 | 0 | 0 | 0 | 0 | 0
00 Ret.Exist_Non-FBC_WetFGD_SCR_ACI & GPM & NGC | 0 | 0 | 0 | 0 | 0 | 0 | 0
00 Ret.Exist_Non-FBC_WetFGD_SCR_ACI & NGC | 0 | 0 | 0 | 0 | 0 | 0 | 0
00 Ret.Exist_Non-FBC_WetFGD_SCR_ACI_DSI & C2G | 0 | 0 | 0 | 0 | 0 | 0 | 0
00 Ret.Exist_Non-FBC_WetFGD_SCR_ACI_DSI & CCS | 0 | 0 | 0 | 0 | 0 | 0 | 0
00 Ret.Exist_Non-FBC_WetFGD_SCR_ACI_DSI & DCCS | 0 | 0 | 0 | 0 | 0 | 0 | 0
00 Ret.Exist_Non-FBC_WetFGD_SCR_ACI_DSI & DCCS & CCS | 0 | 0 | 0 | 0 | 0 | 0 | 0
00 Ret.Exist_Non-FBC_WetFGD_SCR_ACI_DSI & DRET | 0 | 0 | 0 | 0 | 0 | 0 | 0
00 Ret.Exist_Non-FBC_WetFGD_SCR_ACI_DSI & GPM | 0 | 0 | 0 | 0 | 0 | 0 | 0
00 Ret.Exist_Non-FBC_WetFGD_SCR_ACI_DSI & GPM & C2G | 0 | 0 | 0 | 0 | 0 | 0 | 0
00 Ret.Exist_Non-FBC_WetFGD_SCR_ACI_DSI & GPM & CCS | 0 | 0 | 0 | 0 | 0 | 0 | 0
00 Ret.Exist_Non-FBC_WetFGD_SCR_ACI_DSI & GPM & DRET | 0 | 0 | 0 | 0 | 0 | 0 | 0
00 Ret.Exist_Non-FBC_WetFGD_SCR_ACI_DSI & GPM & NGC | 0 | 0 | 0 | 0 | 0 | 0 | 0
00 Ret.Exist_Non-FBC_WetFGD_SCR_ACI_DSI & NGC | 0 | 0 | 0 | 0 | 0 | 0 | 0
00 Ret.Exist_Non-FBC_WetFGD_SCR_DSI & ACI | 0 | 0 | 0 | 0 | 0 | 0 | 0
00 Ret.Exist_Non-FBC_WetFGD_SCR_DSI & ACI & C2G | 0 | 0 | 0 | 0 | 0 | 0 | 0
00 Ret.Exist_Non-FBC_WetFGD_SCR_DSI & ACI & CCS | 0 | 0 | 0 | 0 | 0 | 0 | 0
00 Ret.Exist_Non-FBC_WetFGD_SCR_DSI & ACI & DRET | 0 | 0 | 0 | 0 | 0 | 0 | 0
00 Ret.Exist_Non-FBC_WetFGD_SCR_DSI & ACI & GPM | 0 | 0 | 0 | 0 | 0 | 0 | 0
00 Ret.Exist_Non-FBC_WetFGD_SCR_DSI & ACI & GPM & C2G | 0 | 0 | 0 | 0 | 0 | 0 | 0
00 Ret.Exist_Non-FBC_WetFGD_SCR_DSI & ACI & GPM & CCS | 0 | 0 | 0 | 0 | 0 | 0 | 0
00 Ret.Exist_Non-FBC_WetFGD_SCR_DSI & ACI & GPM & DRET | 0 | 0 | 0 | 0 | 0 | 0 | 0
00 Ret.Exist_Non-FBC_WetFGD_SCR_DSI & ACI & GPM & NGC | 0 | 0 | 0 | 0 | 0 | 0 | 0
00 Ret.Exist_Non-FBC_WetFGD_SCR_DSI & ACI & NGC | 0 | 0 | 0 | 0 | 0 | 0 | 0
00 Ret.Exist_Non-FBC_WetFGD_SCR_DSI & C2G | 0 | 0 | 0 | 0 | 0 | 0 | 0
00 Ret.Exist_Non-FBC_WetFGD_SCR_DSI & CCS | 0 | 0 | 0 | 0 | 0 | 0 | 0
00 Ret.Exist_Non-FBC_WetFGD_SCR_DSI & DCCS | 0 | 0 | 0 | 0 | 0 | 0 | 0
00 Ret.Exist_Non-FBC_WetFGD_SCR_DSI & DCCS & CCS | 0 | 0 | 0 | 0 | 0 | 0 | 0
00 Ret.Exist_Non-FBC_WetFGD_SCR_DSI & DRET | 0 | 0 | 0 | 0 | 0 | 0 | 0
00 Ret.Exist_Non-FBC_WetFGD_SCR_DSI & GPM | 0 | 0 | 0 | 0 | 0 | 0 | 0
00 Ret.Exist_Non-FBC_WetFGD_SCR_DSI & GPM & C2G | 0 | 0 | 0 | 0 | 0 | 0 | 0
00 Ret.Exist_Non-FBC_WetFGD_SCR_DSI & GPM & CCS | 0 | 0 | 0 | 0 | 0 | 0 | 0
00 Ret.Exist_Non-FBC_WetFGD_SCR_DSI & GPM & DRET | 0 | 0 | 0 | 0 | 0 | 0 | 0
00 Ret.Exist_Non-FBC_WetFGD_SCR_DSI & GPM & NGC | 0 | 0 | 0 | 0 | 0 | 0 | 0
00 Ret.Exist_Non-FBC_WetFGD_SCR_DSI & NGC | 0 | 0 | 0 | 0 | 0 | 0 | 0
00 Ret.Exist_Non-FBC_WetFGD_SNCR & ACI | 0 | 0 | 0 | 0 | 0 | 0 | 0
00 Ret.Exist_Non-FBC_WetFGD_SNCR & ACI & C2G | 0 | 0 | 0 | 0 | 0 | 0 | 0
00 Ret.Exist_Non-FBC_WetFGD_SNCR & ACI & C2G & SCR | 0 | 0 | 0 | 0 | 0 | 0 | 0
00 Ret.Exist_Non-FBC_WetFGD_SNCR & ACI & DRET | 0 | 0 | 0 | 0 | 0 | 0 | 0
00 Ret.Exist_Non-FBC_WetFGD_SNCR & ACI & GPM | 0 | 0 | 0 | 0 | 0 | 0 | 0
00 Ret.Exist_Non-FBC_WetFGD_SNCR & ACI & GPM & C2G | 0 | 0 | 0 | 0 | 0 | 0 | 0
00 Ret.Exist_Non-FBC_WetFGD_SNCR & ACI & GPM & C2G & SCR | 0 | 0 | 0 | 0 | 0 | 0 | 0
00 Ret.Exist_Non-FBC_WetFGD_SNCR & ACI & GPM & DRET | 0 | 0 | 0 | 0 | 0 | 0 | 0
00 Ret.Exist_Non-FBC_WetFGD_SNCR & ACI & GPM & NGC | 0 | 0 | 0 | 0 | 0 | 0 | 0
00 Ret.Exist_Non-FBC_WetFGD_SNCR & ACI & GPM & SCR | 0 | 0 | 0 | 0 | 0 | 0 | 0
00 Ret.Exist_Non-FBC_WetFGD_SNCR & ACI & GPM & SCR & CCS | 0 | 0 | 0 | 0 | 0 | 0 | 0
00 Ret.Exist_Non-FBC_WetFGD_SNCR & ACI & GPM & SCR & DRET | 0 | 0 | 0 | 0 | 0 | 0 | 0
00 Ret.Exist_Non-FBC_WetFGD_SNCR & ACI & GPM & SCR & NGC | 0 | 0 | 0 | 0 | 0 | 0 | 0
00 Ret.Exist_Non-FBC_WetFGD_SNCR & ACI & NGC | 0 | 0 | 0 | 0 | 0 | 0 | 0
00 Ret.Exist_Non-FBC_WetFGD_SNCR & ACI & SCR | 0 | 0 | 0 | 0 | 0 | 0 | 0
00 Ret.Exist_Non-FBC_WetFGD_SNCR & ACI & SCR & CCS | 0 | 0 | 0 | 0 | 0 | 0 | 0
00 Ret.Exist_Non-FBC_WetFGD_SNCR & ACI & SCR & DRET | 0 | 0 | 0 | 0 | 0 | 0 | 0
00 Ret.Exist_Non-FBC_WetFGD_SNCR & ACI & SCR & NGC | 0 | 0 | 0 | 0 | 0 | 0 | 0
00 Ret.Exist_Non-FBC_WetFGD_SNCR & C2G | 0 | 0 | 0 | 0 | 0 | 0 | 0
00 Ret.Exist_Non-FBC_WetFGD_SNCR & C2G & SCR | 0 | 0 | 0 | 0 | 0 | 0 | 0
00 Ret.Exist_Non-FBC_WetFGD_SNCR & DCCS | 0 | 0 | 0 | 0 | 0 | 0 | 0
00 Ret.Exist_Non-FBC_WetFGD_SNCR & DCCS & SCR & CCS | 0 | 0 | 0 | 0 | 0 | 0 | 0
00 Ret.Exist_Non-FBC_WetFGD_SNCR & DRET | 0 | 0 | 0 | 0 | 0 | 0 | 0
00 Ret.Exist_Non-FBC_WetFGD_SNCR & GPM | 0 | 0 | 0 | 0 | 0 | 0 | 0
00 Ret.Exist_Non-FBC_WetFGD_SNCR & GPM & C2G | 0 | 0 | 0 | 0 | 0 | 0 | 0
00 Ret.Exist_Non-FBC_WetFGD_SNCR & GPM & C2G & SCR | 0 | 0 | 0 | 0 | 0 | 0 | 0
00 Ret.Exist_Non-FBC_WetFGD_SNCR & GPM & DRET | 0 | 0 | 0 | 0 | 0 | 0 | 0
00 Ret.Exist_Non-FBC_WetFGD_SNCR & GPM & NGC | 0 | 0 | 0 | 0 | 0 | 0 | 0
00 Ret.Exist_Non-FBC_WetFGD_SNCR & GPM & SCR | 0 | 0 | 0 | 0 | 0 | 0 | 0
00 Ret.Exist_Non-FBC_WetFGD_SNCR & GPM & SCR & CCS | 0 | 0 | 0 | 0 | 0 | 0 | 0
00 Ret.Exist_Non-FBC_WetFGD_SNCR & GPM & SCR & DRET | 0 | 0 | 0 | 0 | 0 | 0 | 0
00 Ret.Exist_Non-FBC_WetFGD_SNCR & GPM & SCR & NGC | 0 | 0 | 0 | 0 | 0 | 0 | 0
00 Ret.Exist_Non-FBC_WetFGD_SNCR & NGC | 0 | 0 | 0 | 0 | 0 | 0 | 0
00 Ret.Exist_Non-FBC_WetFGD_SNCR & SCR | 0 | 0 | 0 | 0 | 0 | 0 | 0
00 Ret.Exist_Non-FBC_WetFGD_SNCR & SCR & C2G | 0 | 0 | 0 | 0 | 0 | 0 | 0
00 Ret.Exist_Non-FBC_WetFGD_SNCR & SCR & CCS | 0 | 0 | 0 | 0 | 0 | 0 | 0
00 Ret.Exist_Non-FBC_WetFGD_SNCR & SCR & DRET | 0 | 0 | 0 | 0 | 0 | 0 | 0
00 Ret.Exist_Non-FBC_WetFGD_SNCR & SCR & NGC | 0 | 0 | 0 | 0 | 0 | 0 | 0
00 Ret.Exist_Non-FBC_WetFGD_SNCR_ACI & C2G | 0 | 0 | 0 | 0 | 0 | 0 | 0
00 Ret.Exist_Non-FBC_WetFGD_SNCR_ACI & C2G & SCR | 0 | 0 | 0 | 0 | 0 | 0 | 0
00 Ret.Exist_Non-FBC_WetFGD_SNCR_ACI & DCCS | 0 | 0 | 0 | 0 | 0 | 0 | 0
00 Ret.Exist_Non-FBC_WetFGD_SNCR_ACI & DCCS & SCR & CCS | 0 | 0 | 0 | 0 | 0 | 0 | 0
00 Ret.Exist_Non-FBC_WetFGD_SNCR_ACI & DRET | 0 | 0 | 0 | 0 | 0 | 0 | 0
00 Ret.Exist_Non-FBC_WetFGD_SNCR_ACI & GPM | 0 | 0 | 0 | 0 | 0 | 0 | 0
00 Ret.Exist_Non-FBC_WetFGD_SNCR_ACI & GPM & C2G | 0 | 0 | 0 | 0 | 0 | 0 | 0
00 Ret.Exist_Non-FBC_WetFGD_SNCR_ACI & GPM & C2G & SCR | 0 | 0 | 0 | 0 | 0 | 0 | 0
00 Ret.Exist_Non-FBC_WetFGD_SNCR_ACI & GPM & DRET | 0 | 0 | 0 | 0 | 0 | 0 | 0
00 Ret.Exist_Non-FBC_WetFGD_SNCR_ACI & GPM & NGC | 0 | 0 | 0 | 0 | 0 | 0 | 0
00 Ret.Exist_Non-FBC_WetFGD_SNCR_ACI & GPM & SCR | 0 | 0 | 0 | 0 | 0 | 0 | 0
00 Ret.Exist_Non-FBC_WetFGD_SNCR_ACI & GPM & SCR & CCS | 0 | 0 | 0 | 0 | 0 | 0 | 0
00 Ret.Exist_Non-FBC_WetFGD_SNCR_ACI & GPM & SCR & DRET | 0 | 0 | 0 | 0 | 0 | 0 | 0
00 Ret.Exist_Non-FBC_WetFGD_SNCR_ACI & GPM & SCR & NGC | 0 | 0 | 0 | 0 | 0 | 0 | 0
00 Ret.Exist_Non-FBC_WetFGD_SNCR_ACI & NGC | 0 | 0 | 0 | 0 | 0 | 0 | 0
00 Ret.Exist_Non-FBC_WetFGD_SNCR_ACI & SCR | 0 | 0 | 0 | 0 | 0 | 0 | 0
00 Ret.Exist_Non-FBC_WetFGD_SNCR_ACI & SCR & C2G | 0 | 0 | 0 | 0 | 0 | 0 | 0
00 Ret.Exist_Non-FBC_WetFGD_SNCR_ACI & SCR & CCS | 0 | 0 | 0 | 0 | 0 | 0 | 0
00 Ret.Exist_Non-FBC_WetFGD_SNCR_ACI & SCR & DRET | 0 | 0 | 0 | 0 | 0 | 0 | 0
00 Ret.Exist_Non-FBC_WetFGD_SNCR_ACI & SCR & NGC | 0 | 0 | 0 | 0 | 0 | 0 | 0
00 Existing Combined Cycle Retirement | 0 | 0 | 0 | 0 | 0 | 0 | 0
00 New Combined Cycle Retirement | 0 | 0 | 0 | 0 | 0 | 0 | 0
00 Existing Combustion Turbine Retirement | 0 | 0 | 0 | 0 | 0 | 0 | 0
00 New Combustion Turbine Retirement | 0 | 0 | 0 | 0 | 0 | 0 | 0
00 Oil/Gas Steam Retirement | 0 | 0 | 0 | 0 | 0 | 0 | 0
00 Coal Steam Retirement | 0 | 0 | 0 | 0 | 0 | 0 | 0
00 IGCC Retirement | 0 | 0 | 0 | 0 | 0 | 0 | 0
00 Nuclear Retirement | 0 | 0 | 0 | 0 | 0 | 0 | 0
00 Biomass Retirement | 0 | 0 | 0 | 0 | 0 | 0 | 0
00 Fossil_Other Retirement | 0 | 0 | 0 | 0 | 0 | 0 | 0
00 Fuel Cell Retirement | 0 | 0 | 0 | 0 | 0 | 0 | 0
00 Geothermal Retirement | 0 | 0 | 0 | 0 | 0 | 0 | 0
00 Hydro Retirement | 0 | 0 | 0 | 0 | 0 | 0 | 0
00 Landfill Gas Retirement | 0 | 0 | 0 | 0 | 0 | 0 | 0
00 Non Fossil_Other Retirement | 0 | 0 | 0 | 0 | 0 | 0 | 0
00 Solar Thermal Retirement | 0 | 0 | 0 | 0 | 0 | 0 | 0
00 Exist Dummy | 0 | 0 | 0 | 0 | 0 | 0 | 0
Total | 700264.9104 | 722816.7223 | 775760.5612 | 809747.591 | 851109.5133 | 900492.5866 | 949440.7208
12a. Generation by Fuel Type [GWh]
Biomass | 13532.6072 | 13659.7578 | 13230.3489 | 12533.3389 | 12308.1267 | 12491.1286 | 29007.3458
Coal | 8010.5033 | 3462.0876 | 3496.0842 | 5880.7365 | 6425.1847 | 8307.0002 | 11953.1407
EnerStor | 2882.3252 | 3141.8056 | 3430.4183 | 3244.3476 | 3788.4807 | 4871.3986 | 6120.0252
Fwaste | 685.9209 | 685.9209 | 685.9209 | 685.9209 | 685.9209 | 685.9209 | 685.9209
Geothermal | 0 | 0 | 0 | 0 | 0 | 0 | 0
Hydro | 406305.727 | 406888.1361 | 406979.5068 | 411889.7175 | 415094.8936 | 416641.5837 | 420740.7285
Hydrogen | 0 | 0 | 0 | 0 | 0 | 0 | 0
LF Gas | 611.1461 | 682.1021 | 1117.8821 | 3213.3584 | 3134.4884 | 3124.2104 | 3134.4857
MSW | 67.248 | 67.248 | 67.248 | 67.248 | 67.248 | 67.248 | 67.248
NaturalGas | 68170.8719 | 91971.7273 | 97270.5986 | 76359.8468 | 69071.1293 | 70266.4855 | 70442.6135
None | 0 | 0 | 0 | 0 | 0 | 0 | 0
Non-Fossil | 1484.9901 | 1486.8824 | 1486.8824 | 1481.9948 | 1463.061 | 1463.061 | 1463.061
Nuclear | 82260.7338 | 82260.7338 | 82260.7338 | 82260.7338 | 81671.7005 | 82074.1811 | 81989.9287
Oil | 2.0139 | 0.96828 | 0.1859 | 0.25854 | 0.16727 | 0.16667 | 0.13796
Pet. Coke | 0 | 0 | 0 | 0 | 0 | 0 | 0
Pumps | 25.6548 | 42.817 | 48.39 | 44.0576 | 58.1382 | 39.5548 | 34.1576
Solar | 22663.1717 | 22663.1717 | 22663.1717 | 22774.3961 | 23503.617 | 32517.9912 | 38618.2518
Solar-DER | 0 | 0 | 0 | 0 | 0 | 0 | 0
Tires | 0 | 0 | 0 | 0 | 0 | 0 | 0
Waste Coal | 0 | 0 | 0 | 0 | 0 | 0 | 0
Wind | 93561.9965 | 95803.3636 | 143023.1896 | 189311.6356 | 233837.357 | 267942.6559 | 285183.6755
Total | 700264.9104 | 722816.7223 | 775760.5612 | 809747.591 | 851109.5133 | 900492.5866 | 949440.7208
13. Generation by Capacity Reporting Type [TBtu]
00 New Combined Cycle | 52.3289 | 53.4765 | 54.5034 | 53.8632 | 55.0251 | 50.3552 | 47.5256
00 New Combined Cycle with CCS Retrofit | 0 | 0 | 0 | 0 | 0 | 0 | 0
00 New Combined Cycle with CF Limit | 0 | 0 | 0 | 0 | 0 | 0 | 0
00 New Combined Cycle with HRI Retrofit | 0 | 0 | 0 | 0 | 0 | 0 | 0
00 New Combined Cycle with Hydrogen Retrofit | 0 | 0 | 0 | 0 | 0 | 0 | 0
00 New Combined Cycle with Hydrogen Retrofit Undone | 0 | 0 | 0 | 0 | 0 | 0 | 0
00 New Combined Cycle with CCS | 0 | 0 | 0 | 0 | 0 | 0 | 0
00 New Combustion Turbine | 0.032568 | 0.018806 | 0.008992 | 0.0096251 | 0.2503 | 0.24919 | 0.63969
00 New Combustion Turbine with HRI Retrofit | 0 | 0 | 0 | 0 | 0 | 0 | 0
00 New Combustion Turbine with Hydrogen Retrofit | 0 | 0 | 0 | 0 | 0 | 0 | 0
00 New Combustion Turbine with Hydrogen Retrofit Undone | 0 | 0 | 0 | 0 | 0 | 0 | 0
00 New Hydro | 2.9712 | 4.0333 | 4.0333 | 21.1227 | 32.3267 | 46.6529 | 55.367
00 New Nuclear | 0 | 0 | 0 | 0 | 0 | 0 | 0
00 New Nuclear - SMR | 0 | 0 | 0 | 0 | 0 | 0 | 0
00 New Biomass | 0.56769 | 0.65741 | 0.56772 | 0.56783 | 0.81399 | 7.4232 | 63.6823
00 New Geothermal | 0 | 0 | 0 | 0 | 0 | 0 | 0
00 New Landfill Gas | 0.5111 | 0.75321 | 2.2401 | 9.3899 | 9.1661 | 9.131 | 9.166
00 New Battery Storage | 9.7239 | 10.5377 | 11.5234 | 10.9542 | 12.8049 | 16.5015 | 20.7779
00 New Offshore Wind | 0 | 0 | 0 | 0 | 0 | 0 | 0
00 New Onshore Wind | 94.0006 | 101.6481 | 262.7622 | 420.6983 | 572.6201 | 688.9874 | 747.8137
00 New Solar PV | 42.0761 | 42.0761 | 42.0761 | 42.4556 | 44.9437 | 75.7008 | 96.5149
00 New Solar Thermal | 0 | 0 | 0 | 0 | 0 | 0 | 0
00 New Fuel Cell | 0 | 0 | 0 | 0 | 0 | 0 | 0
00 New Ultrasupercritical Coal without CCS | 0 | 0 | 9.1019 | 17.2383 | 19.096 | 25.5167 | 37.9574
00 New Ultrasupercritical Coal with 30% CCS | 0 | 0 | 0 | 0 | 0 | 0 | 0
00 New Ultrasupercritical Coal with 90% CCS | 0 | 0 | 0 | 0 | 0 | 0 | 0
00 Exist & New Distributed Solar PV | 0 | 0 | 0 | 0 | 0 | 0 | 0
00 Exist Combined Cycle | 179.5338 | 259.5577 | 276.2567 | 205.0469 | 176.9039 | 179.231 | 178.9807
00 Exist Combustion Turbine | 0.063609 | 0.078901 | 0.42378 | 0.94173 | 2.8102 | 4.8725 | 7.6669
00 Exist FBC_Uncontrolled | 0 | 0 | 0 | 0 | 0 | 0 | 0
00 Exist FBC_ACI_DSI | 0 | 0 | 0 | 0 | 0 | 0 | 0
00 Exist FBC_DryFGD_ACI | 0 | 0 | 0 | 0 | 0 | 0 | 0
00 Exist FBC_DryFGD_DSI | 0 | 0 | 0 | 0 | 0 | 0 | 0
00 Exist FBC_DryFGD_SNCR | 0 | 0 | 0 | 0 | 0 | 0 | 0
00 Exist FBC_DryFGD_SNCR_ACI | 0 | 0 | 0 | 0 | 0 | 0 | 0
00 Exist FBC_DryFGD_SNCR_ACI_DSI | 0 | 0 | 0 | 0 | 0 | 0 | 0
00 Exist FBC_DryFGD_SNCR_DSI | 0 | 0 | 0 | 0 | 0 | 0 | 0
00 Exist FBC_DSI | 0 | 0 | 0 | 0 | 0 | 0 | 0
00 Exist FBC_SNCR | 0 | 0 | 0 | 0 | 0 | 0 | 0
00 Exist FBC_SNCR_ACI_DSI | 0 | 0 | 0 | 0 | 0 | 0 | 0
00 Exist FBC_SNCR_DSI | 0 | 0 | 0 | 0 | 0 | 0 | 0
00 Exist FBC_WetFGD_SNCR | 0 | 0 | 0 | 0 | 0 | 0 | 0
00 Exist FBC_WetFGD_DSI | 0 | 0 | 0 | 0 | 0 | 0 | 0
00 Exist_Non-FBC_Uncontrolled | 20.533 | 5.0138 | 2.7537 | 2.7537 | 2.7537 | 2.7537 | 2.7537
00 Exist_Non-FBC_ACI | 0 | 0 | 0 | 0 | 0 | 0 | 0
00 Exist_Non-FBC_ACI_DSI | 0 | 0 | 0 | 0 | 0 | 0 | 0
00 Exist_Non-FBC_DryFGD | 6.7988 | 6.7988 | 0.073106 | 0.073106 | 0.073106 | 0.073106 | 0.073106
00 Exist_Non-FBC_DryFGD_ACI | 0 | 0 | 0 | 0 | 0 | 0 | 0
00 Exist_Non-FBC_DryFGD_SCR | 0 | 0 | 0 | 0 | 0 | 0 | 0
00 Exist_Non-FBC_DryFGD_SCR_ACI | 0 | 0 | 0 | 0 | 0 | 0 | 0
00 Exist_Non-FBC_DryFGD_SCR_DSI | 0 | 0 | 0 | 0 | 0 | 0 | 0
00 Exist_Non-FBC_DryFGD_SCR_ACI_DSI | 0 | 0 | 0 | 0 | 0 | 0 | 0
00 Exist_Non-FBC_DryFGD_SNCR_ACI | 0 | 0 | 0 | 0 | 0 | 0 | 0
00 Exist_Non-FBC_DryFGD_SNCR_ACI_DSI | 0 | 0 | 0 | 0 | 0 | 0 | 0
00 Exist_Non-FBC_DSI | 0 | 0 | 0 | 0 | 0 | 0 | 0
00 Exist_Non-FBC_SCR_ACI | 0 | 0 | 0 | 0 | 0 | 0 | 0
00 Exist_Non-FBC_SCR_ACI_DSI | 0 | 0 | 0 | 0 | 0 | 0 | 0
00 Exist_Non-FBC_SNCR_ACI | 0 | 0 | 0 | 0 | 0 | 0 | 0
00 Exist_Non-FBC_SNCR_ACI_DSI | 0 | 0 | 0 | 0 | 0 | 0 | 0
00 Exist_Non-FBC_WetFGD | 0 | 0 | 0 | 0 | 0 | 0 | 0
00 Exist_Non-FBC_WetFGD_ACI | 0 | 0 | 0 | 0 | 0 | 0 | 0
00 Exist_Non-FBC_WetFGD_ACI_DSI | 0 | 0 | 0 | 0 | 0 | 0 | 0
00 Exist_Non-FBC_WetFGD_SCR | 0 | 0 | 0 | 0 | 0 | 0 | 0
00 Exist_Non-FBC_WetFGD_SCR_DSI | 0 | 0 | 0 | 0 | 0 | 0 | 0
00 Exist_Non-FBC_WetFGD_SCR_ACI | 0 | 0 | 0 | 0 | 0 | 0 | 0
00 Exist_Non-FBC_WetFGD_SCR_ACI_DSI | 0 | 0 | 0 | 0 | 0 | 0 | 0
00 Exist_Non-FBC_WetFGD_SNCR | 0 | 0 | 0 | 0 | 0 | 0 | 0
00 Exist_Non-FBC_WetFGD_SNCR_ACI | 0 | 0 | 0 | 0 | 0 | 0 | 0
00 Exist IGCC | 0 | 0 | 0 | 0 | 0 | 0 | 0
00 Exist Fossil_Other | 2.3404 | 2.3404 | 2.3404 | 2.3404 | 2.3404 | 2.3404 | 2.3404
00 Exist Fuel Cell | 0 | 0 | 0 | 0 | 0 | 0 | 0
00 Exist Hydro | 1383.3439 | 1384.2691 | 1384.5808 | 1384.245 | 1383.977 | 1374.9282 | 1380.2004
00 Exist Non Fossil_Other | 5.2962 | 5.3027 | 5.3027 | 5.286 | 5.2214 | 5.2214 | 5.2214
00 Exist Nuclear | 280.6736 | 280.6736 | 280.6736 | 280.6736 | 278.6638 | 280.0371 | 279.7496
00 Exist Oil/Gas Steam | 0.64701 | 0.67895 | 0.69503 | 0.67917 | 0.68176 | 5.0419 | 5.5379
00 Exist Oil/Gas Steam_SCR | 0 | 0 | 0 | 0 | 0 | 0 | 0
00 Exist Oil/Gas Steam_SNCR | 0 | 0 | 0 | 0 | 0 | 0 | 0
00 Exist Biomass | 45.6056 | 45.9497 | 44.5742 | 42.1959 | 41.1813 | 35.1965 | 35.2908
00 Exist Landfill Gas | 1.5741 | 1.5741 | 1.5741 | 1.5741 | 1.5288 | 1.5288 | 1.5288
00 Exist Geothermal | 0 | 0 | 0 | 0 | 0 | 0 | 0
00 Exist Pump Storage | 0.087534 | 0.14609 | 0.16511 | 0.15032 | 0.19837 | 0.13496 | 0.11655
00 Exist Energy Storage | 0.11063 | 0.18216 | 0.1812 | 0.11549 | 0.12141 | 0.11973 | 0.10367
00 Exist Solar PV | 35.2438 | 35.2438 | 35.2438 | 35.2438 | 35.2438 | 35.2438 | 35.2438
00 Exist Solar Thermal | 0.0068459 | 0.0068459 | 0.0068459 | 0.0068459 | 0.0068459 | 0.0068459 | 0.0068459
00 Exist Offshore Wind | 0 | 0 | 0 | 0 | 0 | 0 | 0
00 Exist Onshore Wind | 225.233 | 225.233 | 225.233 | 225.233 | 225.233 | 225.233 | 225.233
00 International Imports | 0 | 0 | 0 | 0 | 0 | 0 | 0
00 Ret.Exist Combined Cycle & CF Limit | 0 | 0 | 0 | 0 | 0 | 0 | 0
00 Ret.Exist Combined Cycle & CCS | 0 | 0 | 0 | 0 | 0 | 0 | 0
00 Ret.Exist Combined Cycle & Hydrogen | 0 | 0 | 0 | 0 | 0 | 0 | 0
00 Ret.Exist Combined Cycle & Hydrogen Retrofit Undone | 0 | 0 | 0 | 0 | 0 | 0 | 0
00 Ret.Exist Combined Cycle & HRI | 0 | 0 | 0 | 0 | 0 | 0 | 0
00 Ret.Exist Combustion Turbine & HRI | 0 | 0 | 0 | 0 | 0 | 0 | 0
00 Ret.Exist_FBC_NoCtrl & CCS | 0 | 0 | 0 | 0 | 0 | 0 | 0
00 Ret.Exist_FBC_NoCtrl & DRET | 0 | 0 | 0 | 0 | 0 | 0 | 0
00 Ret.Exist_FBC_NoCtrl & GPM | 0 | 0 | 0 | 0 | 0 | 0 | 0
00 Ret.Exist_FBC_NoCtrl & GPM & CCS | 0 | 0 | 0 | 0 | 0 | 0 | 0
00 Ret.Exist_FBC_NoCtrl & GPM & DRET | 0 | 0 | 0 | 0 | 0 | 0 | 0
00 Ret.Exist_FBC_NoCtrl & GPM & NGC | 0 | 0 | 0 | 0 | 0 | 0 | 0
00 Ret.Exist_FBC_NoCtrl & GPM & SNCR | 0 | 0 | 0 | 0 | 0 | 0 | 0
00 Ret.Exist_FBC_NoCtrl & GPM & SNCR & CCS | 0 | 0 | 0 | 0 | 0 | 0 | 0
00 Ret.Exist_FBC_NoCtrl & GPM & SNCR & DRET | 0 | 0 | 0 | 0 | 0 | 0 | 0
00 Ret.Exist_FBC_NoCtrl & GPM & SNCR & NGC | 0 | 0 | 0 | 0 | 0 | 0 | 0
00 Ret.Exist_FBC_NoCtrl & NGC | 0 | 0 | 0 | 0 | 0 | 0 | 0
00 Ret.Exist_FBC_NoCtrl & SNCR | 0 | 0 | 0 | 0 | 0 | 0 | 0
00 Ret.Exist_FBC_NoCtrl & SNCR & CCS | 0 | 0 | 0 | 0 | 0 | 0 | 0
00 Ret.Exist_FBC_NoCtrl & SNCR & DRET | 0 | 0 | 0 | 0 | 0 | 0 | 0
00 Ret.Exist_FBC_NoCtrl & SNCR & NGC | 0 | 0 | 0 | 0 | 0 | 0 | 0
00 Ret.Exist_FBC_ACI_DSI & CCS | 0 | 0 | 0 | 0 | 0 | 0 | 0
00 Ret.Exist_FBC_ACI_DSI & DCCS | 0 | 0 | 0 | 0 | 0 | 0 | 0
00 Ret.Exist_FBC_ACI_DSI & DCCS & CCS | 0 | 0 | 0 | 0 | 0 | 0 | 0
00 Ret.Exist_FBC_ACI_DSI & DCCS & SNCR & CCS | 0 | 0 | 0 | 0 | 0 | 0 | 0
00 Ret.Exist_FBC_ACI_DSI & DRET | 0 | 0 | 0 | 0 | 0 | 0 | 0
00 Ret.Exist_FBC_ACI_DSI & GPM | 0 | 0 | 0 | 0 | 0 | 0 | 0
00 Ret.Exist_FBC_ACI_DSI & GPM & CCS | 0 | 0 | 0 | 0 | 0 | 0 | 0
00 Ret.Exist_FBC_ACI_DSI & GPM & DRET | 0 | 0 | 0 | 0 | 0 | 0 | 0
00 Ret.Exist_FBC_ACI_DSI & GPM & NGC | 0 | 0 | 0 | 0 | 0 | 0 | 0
00 Ret.Exist_FBC_ACI_DSI & GPM & SNCR | 0 | 0 | 0 | 0 | 0 | 0 | 0
00 Ret.Exist_FBC_ACI_DSI & GPM & SNCR & CCS | 0 | 0 | 0 | 0 | 0 | 0 | 0
00 Ret.Exist_FBC_ACI_DSI & GPM & SNCR & DRET | 0 | 0 | 0 | 0 | 0 | 0 | 0
00 Ret.Exist_FBC_ACI_DSI & GPM & SNCR & NGC | 0 | 0 | 0 | 0 | 0 | 0 | 0
00 Ret.Exist_FBC_ACI_DSI & NGC | 0 | 0 | 0 | 0 | 0 | 0 | 0
00 Ret.Exist_FBC_ACI_DSI & SNCR | 0 | 0 | 0 | 0 | 0 | 0 | 0
00 Ret.Exist_FBC_ACI_DSI & SNCR & CCS | 0 | 0 | 0 | 0 | 0 | 0 | 0
00 Ret.Exist_FBC_ACI_DSI & SNCR & DRET | 0 | 0 | 0 | 0 | 0 | 0 | 0
00 Ret.Exist_FBC_ACI_DSI & SNCR & NGC | 0 | 0 | 0 | 0 | 0 | 0 | 0
00 Ret.Exist_FBC_DryFGD_ACI & CCS | 0 | 0 | 0 | 0 | 0 | 0 | 0
00 Ret.Exist_FBC_DryFGD_ACI & DCCS | 0 | 0 | 0 | 0 | 0 | 0 | 0
00 Ret.Exist_FBC_DryFGD_ACI & DCCS & CCS | 0 | 0 | 0 | 0 | 0 | 0 | 0
00 Ret.Exist_FBC_DryFGD_ACI & DCCS & SNCR & CCS | 0 | 0 | 0 | 0 | 0 | 0 | 0
00 Ret.Exist_FBC_DryFGD_ACI & DRET | 0 | 0 | 0 | 0 | 0 | 0 | 0
00 Ret.Exist_FBC_DryFGD_ACI & GPM | 0 | 0 | 0 | 0 | 0 | 0 | 0
00 Ret.Exist_FBC_DryFGD_ACI & GPM & CCS | 0 | 0 | 0 | 0 | 0 | 0 | 0
00 Ret.Exist_FBC_DryFGD_ACI & GPM & DRET | 0 | 0 | 0 | 0 | 0 | 0 | 0
00 Ret.Exist_FBC_DryFGD_ACI & GPM & NGC | 0 | 0 | 0 | 0 | 0 | 0 | 0
00 Ret.Exist_FBC_DryFGD_ACI & GPM & SNCR | 0 | 0 | 0 | 0 | 0 | 0 | 0
00 Ret.Exist_FBC_DryFGD_ACI & GPM & SNCR & CCS | 0 | 0 | 0 | 0 | 0 | 0 | 0
00 Ret.Exist_FBC_DryFGD_ACI & GPM & SNCR & DRET | 0 | 0 | 0 | 0 | 0 | 0 | 0
00 Ret.Exist_FBC_DryFGD_ACI & GPM & SNCR & NGC | 0 | 0 | 0 | 0 | 0 | 0 | 0
00 Ret.Exist_FBC_DryFGD_ACI & NGC | 0 | 0 | 0 | 0 | 0 | 0 | 0
00 Ret.Exist_FBC_DryFGD_ACI & SNCR | 0 | 0 | 0 | 0 | 0 | 0 | 0
00 Ret.Exist_FBC_DryFGD_ACI & SNCR & CCS | 0 | 0 | 0 | 0 | 0 | 0 | 0
00 Ret.Exist_FBC_DryFGD_ACI & SNCR & DRET | 0 | 0 | 0 | 0 | 0 | 0 | 0
00 Ret.Exist_FBC_DryFGD_ACI & SNCR & NGC | 0 | 0 | 0 | 0 | 0 | 0 | 0
00 Ret.Exist_FBC_DryFGD_DSI & ACI | 0 | 0 | 0 | 0 | 0 | 0 | 0
00 Ret.Exist_FBC_DryFGD_DSI & ACI & DRET | 0 | 0 | 0 | 0 | 0 | 0 | 0
00 Ret.Exist_FBC_DryFGD_DSI & ACI & GPM | 0 | 0 | 0 | 0 | 0 | 0 | 0
00 Ret.Exist_FBC_DryFGD_DSI & ACI & GPM & DRET | 0 | 0 | 0 | 0 | 0 | 0 | 0
00 Ret.Exist_FBC_DryFGD_DSI & ACI & GPM & NGC | 0 | 0 | 0 | 0 | 0 | 0 | 0
00 Ret.Exist_FBC_DryFGD_DSI & ACI & GPM & SNCR | 0 | 0 | 0 | 0 | 0 | 0 | 0
00 Ret.Exist_FBC_DryFGD_DSI & ACI & GPM & SNCR & DRET | 0 | 0 | 0 | 0 | 0 | 0 | 0
00 Ret.Exist_FBC_DryFGD_DSI & ACI & GPM & SNCR & NGC | 0 | 0 | 0 | 0 | 0 | 0 | 0
00 Ret.Exist_FBC_DryFGD_DSI & ACI & NGC | 0 | 0 | 0 | 0 | 0 | 0 | 0
00 Ret.Exist_FBC_DryFGD_DSI & ACI & SNCR | 0 | 0 | 0 | 0 | 0 | 0 | 0
00 Ret.Exist_FBC_DryFGD_DSI & ACI & SNCR & DRET | 0 | 0 | 0 | 0 | 0 | 0 | 0
00 Ret.Exist_FBC_DryFGD_DSI & ACI & SNCR & NGC | 0 | 0 | 0 | 0 | 0 | 0 | 0
00 Ret.Exist_FBC_DryFGD_DSI & DRET | 0 | 0 | 0 | 0 | 0 | 0 | 0
00 Ret.Exist_FBC_DryFGD_DSI & GPM | 0 | 0 | 0 | 0 | 0 | 0 | 0
00 Ret.Exist_FBC_DryFGD_DSI & GPM & DRET | 0 | 0 | 0 | 0 | 0 | 0 | 0
00 Ret.Exist_FBC_DryFGD_DSI & GPM & NGC | 0 | 0 | 0 | 0 | 0 | 0 | 0
00 Ret.Exist_FBC_DryFGD_DSI & GPM & SNCR | 0 | 0 | 0 | 0 | 0 | 0 | 0
00 Ret.Exist_FBC_DryFGD_DSI & GPM & SNCR & DRET | 0 | 0 | 0 | 0 | 0 | 0 | 0
00 Ret.Exist_FBC_DryFGD_DSI & GPM & SNCR & NGC | 0 | 0 | 0 | 0 | 0 | 0 | 0
00 Ret.Exist_FBC_DryFGD_DSI & NGC | 0 | 0 | 0 | 0 | 0 | 0 | 0
00 Ret.Exist_FBC_DryFGD_DSI & SNCR | 0 | 0 | 0 | 0 | 0 | 0 | 0
00 Ret.Exist_FBC_DryFGD_DSI & SNCR & DRET | 0 | 0 | 0 | 0 | 0 | 0 | 0
00 Ret.Exist_FBC_DryFGD_DSI & SNCR & NGC | 0 | 0 | 0 | 0 | 0 | 0 | 0
00 Ret.Exist_FBC_DryFGD_SNCR & ACI | 0 | 0 | 0 | 0 | 0 | 0 | 0
00 Ret.Exist_FBC_DryFGD_SNCR & ACI & CCS | 0 | 0 | 0 | 0 | 0 | 0 | 0
00 Ret.Exist_FBC_DryFGD_SNCR & ACI & DRET | 0 | 0 | 0 | 0 | 0 | 0 | 0
00 Ret.Exist_FBC_DryFGD_SNCR & ACI & GPM | 0 | 0 | 0 | 0 | 0 | 0 | 0
00 Ret.Exist_FBC_DryFGD_SNCR & ACI & GPM & CCS | 0 | 0 | 0 | 0 | 0 | 0 | 0
00 Ret.Exist_FBC_DryFGD_SNCR & ACI & GPM & DRET | 0 | 0 | 0 | 0 | 0 | 0 | 0
00 Ret.Exist_FBC_DryFGD_SNCR & ACI & GPM & NGC | 0 | 0 | 0 | 0 | 0 | 0 | 0
00 Ret.Exist_FBC_DryFGD_SNCR & ACI & NGC | 0 | 0 | 0 | 0 | 0 | 0 | 0
00 Ret.Exist_FBC_DryFGD_SNCR & CCS | 0 | 0 | 0 | 0 | 0 | 0 | 0
00 Ret.Exist_FBC_DryFGD_SNCR & DCCS | 0 | 0 | 0 | 0 | 0 | 0 | 0
00 Ret.Exist_FBC_DryFGD_SNCR & DCCS & CCS | 0 | 0 | 0 | 0 | 0 | 0 | 0
00 Ret.Exist_FBC_DryFGD_SNCR & DRET | 0 | 0 | 0 | 0 | 0 | 0 | 0
00 Ret.Exist_FBC_DryFGD_SNCR & GPM | 0 | 0 | 0 | 0 | 0 | 0 | 0
00 Ret.Exist_FBC_DryFGD_SNCR & GPM & CCS | 0 | 0 | 0 | 0 | 0 | 0 | 0
00 Ret.Exist_FBC_DryFGD_SNCR & GPM & DRET | 0 | 0 | 0 | 0 | 0 | 0 | 0
00 Ret.Exist_FBC_DryFGD_SNCR & GPM & NGC | 0 | 0 | 0 | 0 | 0 | 0 | 0
00 Ret.Exist_FBC_DryFGD_SNCR & NGC | 0 | 0 | 0 | 0 | 0 | 0 | 0
00 Ret.Exist_FBC_DryFGD_SNCR_ACI & CCS | 0 | 0 | 0 | 0 | 0 | 0 | 0
00 Ret.Exist_FBC_DryFGD_SNCR_ACI & DCCS | 0 | 0 | 0 | 0 | 0 | 0 | 0
00 Ret.Exist_FBC_DryFGD_SNCR_ACI & DCCS & CCS | 0 | 0 | 0 | 0 | 0 | 0 | 0
00 Ret.Exist_FBC_DryFGD_SNCR_ACI & DRET | 0 | 0 | 0 | 0 | 0 | 0 | 0
00 Ret.Exist_FBC_DryFGD_SNCR_ACI & GPM | 0 | 0 | 0 | 0 | 0 | 0 | 0
00 Ret.Exist_FBC_DryFGD_SNCR_ACI & GPM & CCS | 0 | 0 | 0 | 0 | 0 | 0 | 0
00 Ret.Exist_FBC_DryFGD_SNCR_ACI & GPM & DRET | 0 | 0 | 0 | 0 | 0 | 0 | 0
00 Ret.Exist_FBC_DryFGD_SNCR_ACI & GPM & NGC | 0 | 0 | 0 | 0 | 0 | 0 | 0
00 Ret.Exist_FBC_DryFGD_SNCR_ACI & NGC | 0 | 0 | 0 | 0 | 0 | 0 | 0
00 Ret.Exist_FBC_DryFGD_SNCR_ACI_DSI & CCS | 0 | 0 | 0 | 0 | 0 | 0 | 0
00 Ret.Exist_FBC_DryFGD_SNCR_ACI_DSI & DCCS | 0 | 0 | 0 | 0 | 0 | 0 | 0
00 Ret.Exist_FBC_DryFGD_SNCR_ACI_DSI & DCCS & CCS | 0 | 0 | 0 | 0 | 0 | 0 | 0
00 Ret.Exist_FBC_DryFGD_SNCR_ACI_DSI & DRET | 0 | 0 | 0 | 0 | 0 | 0 | 0
00 Ret.Exist_FBC_DryFGD_SNCR_ACI_DSI & GPM | 0 | 0 | 0 | 0 | 0 | 0 | 0
00 Ret.Exist_FBC_DryFGD_SNCR_ACI_DSI & GPM & CCS | 0 | 0 | 0 | 0 | 0 | 0 | 0
00 Ret.Exist_FBC_DryFGD_SNCR_ACI_DSI & GPM & DRET | 0 | 0 | 0 | 0 | 0 | 0 | 0
00 Ret.Exist_FBC_DryFGD_SNCR_ACI_DSI & GPM & NGC | 0 | 0 | 0 | 0 | 0 | 0 | 0
00 Ret.Exist_FBC_DryFGD_SNCR_ACI_DSI & NGC | 0 | 0 | 0 | 0 | 0 | 0 | 0
00 Ret.Exist_FBC_DryFGD_SNCR_DSI & ACI | 0 | 0 | 0 | 0 | 0 | 0 | 0
00 Ret.Exist_FBC_DryFGD_SNCR_DSI & ACI & DRET | 0 | 0 | 0 | 0 | 0 | 0 | 0
00 Ret.Exist_FBC_DryFGD_SNCR_DSI & ACI & GPM | 0 | 0 | 0 | 0 | 0 | 0 | 0
00 Ret.Exist_FBC_DryFGD_SNCR_DSI & ACI & GPM & DRET | 0 | 0 | 0 | 0 | 0 | 0 | 0
00 Ret.Exist_FBC_DryFGD_SNCR_DSI & ACI & GPM & NGC | 0 | 0 | 0 | 0 | 0 | 0 | 0
00 Ret.Exist_FBC_DryFGD_SNCR_DSI & ACI & NGC | 0 | 0 | 0 | 0 | 0 | 0 | 0
00 Ret.Exist_FBC_DryFGD_SNCR_DSI & DRET | 0 | 0 | 0 | 0 | 0 | 0 | 0
00 Ret.Exist_FBC_DryFGD_SNCR_DSI & GPM | 0 | 0 | 0 | 0 | 0 | 0 | 0
00 Ret.Exist_FBC_DryFGD_SNCR_DSI & GPM & DRET | 0 | 0 | 0 | 0 | 0 | 0 | 0
00 Ret.Exist_FBC_DryFGD_SNCR_DSI & GPM & NGC | 0 | 0 | 0 | 0 | 0 | 0 | 0
00 Ret.Exist_FBC_DryFGD_SNCR_DSI & NGC | 0 | 0 | 0 | 0 | 0 | 0 | 0
00 Ret.Exist_FBC_DSI & ACI | 0 | 0 | 0 | 0 | 0 | 0 | 0
00 Ret.Exist_FBC_DSI & ACI & DRET | 0 | 0 | 0 | 0 | 0 | 0 | 0
00 Ret.Exist_FBC_DSI & ACI & GPM | 0 | 0 | 0 | 0 | 0 | 0 | 0
00 Ret.Exist_FBC_DSI & ACI & GPM & DRET | 0 | 0 | 0 | 0 | 0 | 0 | 0
00 Ret.Exist_FBC_DSI & ACI & GPM & NGC | 0 | 0 | 0 | 0 | 0 | 0 | 0
00 Ret.Exist_FBC_DSI & ACI & GPM & SNCR | 0 | 0 | 0 | 0 | 0 | 0 | 0
00 Ret.Exist_FBC_DSI & ACI & GPM & SNCR & DRET | 0 | 0 | 0 | 0 | 0 | 0 | 0
00 Ret.Exist_FBC_DSI & ACI & GPM & SNCR & NGC | 0 | 0 | 0 | 0 | 0 | 0 | 0
00 Ret.Exist_FBC_DSI & ACI & NGC | 0 | 0 | 0 | 0 | 0 | 0 | 0
00 Ret.Exist_FBC_DSI & ACI & SNCR | 0 | 0 | 0 | 0 | 0 | 0 | 0
00 Ret.Exist_FBC_DSI & ACI & SNCR & DRET | 0 | 0 | 0 | 0 | 0 | 0 | 0
00 Ret.Exist_FBC_DSI & ACI & SNCR & NGC | 0 | 0 | 0 | 0 | 0 | 0 | 0
00 Ret.Exist_FBC_DSI & DRET | 0 | 0 | 0 | 0 | 0 | 0 | 0
00 Ret.Exist_FBC_DSI & GPM | 0 | 0 | 0 | 0 | 0 | 0 | 0
00 Ret.Exist_FBC_DSI & GPM & DRET | 0 | 0 | 0 | 0 | 0 | 0 | 0
00 Ret.Exist_FBC_DSI & GPM & NGC | 0 | 0 | 0 | 0 | 0 | 0 | 0
00 Ret.Exist_FBC_DSI & GPM & SNCR | 0 | 0 | 0 | 0 | 0 | 0 | 0
00 Ret.Exist_FBC_DSI & GPM & SNCR & DRET | 0 | 0 | 0 | 0 | 0 | 0 | 0
00 Ret.Exist_FBC_DSI & GPM & SNCR & NGC | 0 | 0 | 0 | 0 | 0 | 0 | 0
00 Ret.Exist_FBC_DSI & NGC | 0 | 0 | 0 | 0 | 0 | 0 | 0
00 Ret.Exist_FBC_DSI & SNCR | 0 | 0 | 0 | 0 | 0 | 0 | 0
00 Ret.Exist_FBC_DSI & SNCR & DRET | 0 | 0 | 0 | 0 | 0 | 0 | 0
00 Ret.Exist_FBC_DSI & SNCR & NGC | 0 | 0 | 0 | 0 | 0 | 0 | 0
00 Ret.Exist_FBC_SNCR & ACI | 0 | 0 | 0 | 0 | 0 | 0 | 0
00 Ret.Exist_FBC_SNCR & ACI & DRET | 0 | 0 | 0 | 0 | 0 | 0 | 0
00 Ret.Exist_FBC_SNCR & ACI & NGC | 0 | 0 | 0 | 0 | 0 | 0 | 0
00 Ret.Exist_FBC_SNCR & DRET | 0 | 0 | 0 | 0 | 0 | 0 | 0
00 Ret.Exist_FBC_SNCR & GPM | 0 | 0 | 0 | 0 | 0 | 0 | 0
00 Ret.Exist_FBC_SNCR & GPM & DRET | 0 | 0 | 0 | 0 | 0 | 0 | 0
00 Ret.Exist_FBC_SNCR & GPM & NGC | 0 | 0 | 0 | 0 | 0 | 0 | 0
00 Ret.Exist_FBC_SNCR & NGC | 0 | 0 | 0 | 0 | 0 | 0 | 0
00 Ret.Exist_FBC_SNCR_ACI_DSI & CCS | 0 | 0 | 0 | 0 | 0 | 0 | 0
00 Ret.Exist_FBC_SNCR_ACI_DSI & DCCS | 0 | 0 | 0 | 0 | 0 | 0 | 0
00 Ret.Exist_FBC_SNCR_ACI_DSI & DCCS & CCS | 0 | 0 | 0 | 0 | 0 | 0 | 0
00 Ret.Exist_FBC_SNCR_ACI_DSI & DRET | 0 | 0 | 0 | 0 | 0 | 0 | 0
00 Ret.Exist_FBC_SNCR_ACI_DSI & GPM | 0 | 0 | 0 | 0 | 0 | 0 | 0
00 Ret.Exist_FBC_SNCR_ACI_DSI & GPM & CCS | 0 | 0 | 0 | 0 | 0 | 0 | 0
00 Ret.Exist_FBC_SNCR_ACI_DSI & GPM & DRET | 0 | 0 | 0 | 0 | 0 | 0 | 0
00 Ret.Exist_FBC_SNCR_ACI_DSI & GPM & NGC | 0 | 0 | 0 | 0 | 0 | 0 | 0
00 Ret.Exist_FBC_SNCR_ACI_DSI & NGC | 0 | 0 | 0 | 0 | 0 | 0 | 0
00 Ret.Exist_FBC_SNCR_DSI & ACI | 0 | 0 | 0 | 0 | 0 | 0 | 0
00 Ret.Exist_FBC_SNCR_DSI & ACI & CCS | 0 | 0 | 0 | 0 | 0 | 0 | 0
00 Ret.Exist_FBC_SNCR_DSI & ACI & DRET | 0 | 0 | 0 | 0 | 0 | 0 | 0
00 Ret.Exist_FBC_SNCR_DSI & ACI & GPM | 0 | 0 | 0 | 0 | 0 | 0 | 0
00 Ret.Exist_FBC_SNCR_DSI & ACI & GPM & CCS | 0 | 0 | 0 | 0 | 0 | 0 | 0
00 Ret.Exist_FBC_SNCR_DSI & ACI & GPM & DRET | 0 | 0 | 0 | 0 | 0 | 0 | 0
00 Ret.Exist_FBC_SNCR_DSI & ACI & GPM & NGC | 0 | 0 | 0 | 0 | 0 | 0 | 0
00 Ret.Exist_FBC_SNCR_DSI & ACI & NGC | 0 | 0 | 0 | 0 | 0 | 0 | 0
00 Ret.Exist_FBC_SNCR_DSI & CCS | 0 | 0 | 0 | 0 | 0 | 0 | 0
00 Ret.Exist_FBC_SNCR_DSI & DCCS | 0 | 0 | 0 | 0 | 0 | 0 | 0
00 Ret.Exist_FBC_SNCR_DSI & DCCS & CCS | 0 | 0 | 0 | 0 | 0 | 0 | 0
00 Ret.Exist_FBC_SNCR_DSI & DRET | 0 | 0 | 0 | 0 | 0 | 0 | 0
00 Ret.Exist_FBC_SNCR_DSI & GPM | 0 | 0 | 0 | 0 | 0 | 0 | 0
00 Ret.Exist_FBC_SNCR_DSI & GPM & CCS | 0 | 0 | 0 | 0 | 0 | 0 | 0
00 Ret.Exist_FBC_SNCR_DSI & GPM & DRET | 0 | 0 | 0 | 0 | 0 | 0 | 0
00 Ret.Exist_FBC_SNCR_DSI & GPM & NGC | 0 | 0 | 0 | 0 | 0 | 0 | 0
00 Ret.Exist_FBC_SNCR_DSI & NGC | 0 | 0 | 0 | 0 | 0 | 0 | 0
00 Ret.Exist_FBC_WetFGD_DSI & ACI | 0 | 0 | 0 | 0 | 0 | 0 | 0
00 Ret.Exist_FBC_WetFGD_DSI & ACI & DRET | 0 | 0 | 0 | 0 | 0 | 0 | 0
00 Ret.Exist_FBC_WetFGD_DSI & ACI & GPM | 0 | 0 | 0 | 0 | 0 | 0 | 0
00 Ret.Exist_FBC_WetFGD_DSI & ACI & GPM & DRET | 0 | 0 | 0 | 0 | 0 | 0 | 0
00 Ret.Exist_FBC_WetFGD_DSI & ACI & GPM & NGC | 0 | 0 | 0 | 0 | 0 | 0 | 0
00 Ret.Exist_FBC_WetFGD_DSI & ACI & GPM & SNCR | 0 | 0 | 0 | 0 | 0 | 0 | 0
00 Ret.Exist_FBC_WetFGD_DSI & ACI & GPM & SNCR & DRET | 0 | 0 | 0 | 0 | 0 | 0 | 0
00 Ret.Exist_FBC_WetFGD_DSI & ACI & GPM & SNCR & NGC | 0 | 0 | 0 | 0 | 0 | 0 | 0
00 Ret.Exist_FBC_WetFGD_DSI & ACI & NGC | 0 | 0 | 0 | 0 | 0 | 0 | 0
00 Ret.Exist_FBC_WetFGD_DSI & ACI & SNCR | 0 | 0 | 0 | 0 | 0 | 0 | 0
00 Ret.Exist_FBC_WetFGD_DSI & ACI & SNCR & DRET | 0 | 0 | 0 | 0 | 0 | 0 | 0
00 Ret.Exist_FBC_WetFGD_DSI & ACI & SNCR & NGC | 0 | 0 | 0 | 0 | 0 | 0 | 0
00 Ret.Exist_FBC_WetFGD_DSI & DRET | 0 | 0 | 0 | 0 | 0 | 0 | 0
00 Ret.Exist_FBC_WetFGD_DSI & GPM | 0 | 0 | 0 | 0 | 0 | 0 | 0
00 Ret.Exist_FBC_WetFGD_DSI & GPM & DRET | 0 | 0 | 0 | 0 | 0 | 0 | 0
00 Ret.Exist_FBC_WetFGD_DSI & GPM & NGC | 0 | 0 | 0 | 0 | 0 | 0 | 0
00 Ret.Exist_FBC_WetFGD_DSI & GPM & SNCR | 0 | 0 | 0 | 0 | 0 | 0 | 0
00 Ret.Exist_FBC_WetFGD_DSI & GPM & SNCR & DRET | 0 | 0 | 0 | 0 | 0 | 0 | 0
00 Ret.Exist_FBC_WetFGD_DSI & GPM & SNCR & NGC | 0 | 0 | 0 | 0 | 0 | 0 | 0
00 Ret.Exist_FBC_WetFGD_DSI & NGC | 0 | 0 | 0 | 0 | 0 | 0 | 0
00 Ret.Exist_FBC_WetFGD_DSI & SNCR | 0 | 0 | 0 | 0 | 0 | 0 | 0
00 Ret.Exist_FBC_WetFGD_DSI & SNCR & DRET | 0 | 0 | 0 | 0 | 0 | 0 | 0
00 Ret.Exist_FBC_WetFGD_DSI & SNCR & NGC | 0 | 0 | 0 | 0 | 0 | 0 | 0
00 Ret.Exist_FBC_WetFGD_SNCR & ACI | 0 | 0 | 0 | 0 | 0 | 0 | 0
00 Ret.Exist_FBC_WetFGD_SNCR & ACI & DRET | 0 | 0 | 0 | 0 | 0 | 0 | 0
00 Ret.Exist_FBC_WetFGD_SNCR & ACI & NGC | 0 | 0 | 0 | 0 | 0 | 0 | 0
00 Ret.Exist_FBC_WetFGD_SNCR & DRET | 0 | 0 | 0 | 0 | 0 | 0 | 0
00 Ret.Exist_FBC_WetFGD_SNCR & GPM | 0 | 0 | 0 | 0 | 0 | 0 | 0
00 Ret.Exist_FBC_WetFGD_SNCR & GPM & DRET | 0 | 0 | 0 | 0 | 0 | 0 | 0
00 Ret.Exist_FBC_WetFGD_SNCR & GPM & NGC | 0 | 0 | 0 | 0 | 0 | 0 | 0
00 Ret.Exist_FBC_WetFGD_SNCR & NGC | 0 | 0 | 0 | 0 | 0 | 0 | 0
00 Ret.Exist_Non-FBC_ACI & C2G | 0 | 0 | 0 | 0 | 0 | 0 | 0
00 Ret.Exist_Non-FBC_ACI & C2G & SCR | 0 | 0 | 0 | 0 | 0 | 0 | 0
00 Ret.Exist_Non-FBC_ACI & DCCS | 0 | 0 | 0 | 0 | 0 | 0 | 0
00 Ret.Exist_Non-FBC_ACI & DCCS & WetFGD & SCR & CCS | 0 | 0 | 0 | 0 | 0 | 0 | 0
00 Ret.Exist_Non-FBC_ACI & DRET | 0 | 0 | 0 | 0 | 0 | 0 | 0
00 Ret.Exist_Non-FBC_ACI & DSI | 0 | 0 | 0 | 0 | 0 | 0 | 0
00 Ret.Exist_Non-FBC_ACI & DSI & C2G | 0 | 0 | 0 | 0 | 0 | 0 | 0
00 Ret.Exist_Non-FBC_ACI & DSI & C2G & SCR | 0 | 0 | 0 | 0 | 0 | 0 | 0
00 Ret.Exist_Non-FBC_ACI & DSI & DRET | 0 | 0 | 0 | 0 | 0 | 0 | 0
00 Ret.Exist_Non-FBC_ACI & DSI & GPM | 0 | 0 | 0 | 0 | 0 | 0 | 0
00 Ret.Exist_Non-FBC_ACI & DSI & GPM & C2G | 0 | 0 | 0 | 0 | 0 | 0 | 0
00 Ret.Exist_Non-FBC_ACI & DSI & GPM & C2G & SCR | 0 | 0 | 0 | 0 | 0 | 0 | 0
00 Ret.Exist_Non-FBC_ACI & DSI & GPM & DRET | 0 | 0 | 0 | 0 | 0 | 0 | 0
00 Ret.Exist_Non-FBC_ACI & DSI & GPM & NGC | 0 | 0 | 0 | 0 | 0 | 0 | 0
00 Ret.Exist_Non-FBC_ACI & DSI & GPM & SCR | 0 | 0 | 0 | 0 | 0 | 0 | 0
00 Ret.Exist_Non-FBC_ACI & DSI & GPM & SCR & DRET | 0 | 0 | 0 | 0 | 0 | 0 | 0
00 Ret.Exist_Non-FBC_ACI & DSI & GPM & SCR & NGC | 0 | 0 | 0 | 0 | 0 | 0 | 0
00 Ret.Exist_Non-FBC_ACI & DSI & GPM & SNCR | 0 | 0 | 0 | 0 | 0 | 0 | 0
00 Ret.Exist_Non-FBC_ACI & DSI & GPM & SNCR & DRET | 0 | 0 | 0 | 0 | 0 | 0 | 0
00 Ret.Exist_Non-FBC_ACI & DSI & GPM & SNCR & NGC | 0 | 0 | 0 | 0 | 0 | 0 | 0
00 Ret.Exist_Non-FBC_ACI & DSI & GPM & WetFGD & SCR & CCS | 0 | 0 | 0 | 0 | 0 | 0 | 0
00 Ret.Exist_Non-FBC_ACI & DSI & NGC | 0 | 0 | 0 | 0 | 0 | 0 | 0
00 Ret.Exist_Non-FBC_ACI & DSI & SCR | 0 | 0 | 0 | 0 | 0 | 0 | 0
00 Ret.Exist_Non-FBC_ACI & DSI & SCR & DRET | 0 | 0 | 0 | 0 | 0 | 0 | 0
00 Ret.Exist_Non-FBC_ACI & DSI & SCR & NGC | 0 | 0 | 0 | 0 | 0 | 0 | 0
00 Ret.Exist_Non-FBC_ACI & DSI & SNCR | 0 | 0 | 0 | 0 | 0 | 0 | 0
00 Ret.Exist_Non-FBC_ACI & DSI & SNCR & DRET | 0 | 0 | 0 | 0 | 0 | 0 | 0
00 Ret.Exist_Non-FBC_ACI & DSI & SNCR & NGC | 0 | 0 | 0 | 0 | 0 | 0 | 0
00 Ret.Exist_Non-FBC_ACI & DSI & WetFGD & SCR & CCS | 0 | 0 | 0 | 0 | 0 | 0 | 0
00 Ret.Exist_Non-FBC_ACI & GPM | 0 | 0 | 0 | 0 | 0 | 0 | 0
00 Ret.Exist_Non-FBC_ACI & GPM & C2G | 0 | 0 | 0 | 0 | 0 | 0 | 0
00 Ret.Exist_Non-FBC_ACI & GPM & C2G & SCR | 0 | 0 | 0 | 0 | 0 | 0 | 0
00 Ret.Exist_Non-FBC_ACI & GPM & DRET | 0 | 0 | 0 | 0 | 0 | 0 | 0
00 Ret.Exist_Non-FBC_ACI & GPM & NGC | 0 | 0 | 0 | 0 | 0 | 0 | 0
00 Ret.Exist_Non-FBC_ACI & GPM & SCR | 0 | 0 | 0 | 0 | 0 | 0 | 0
00 Ret.Exist_Non-FBC_ACI & GPM & SCR & DRET | 0 | 0 | 0 | 0 | 0 | 0 | 0
00 Ret.Exist_Non-FBC_ACI & GPM & SCR & NGC | 0 | 0 | 0 | 0 | 0 | 0 | 0
00 Ret.Exist_Non-FBC_ACI & GPM & SNCR | 0 | 0 | 0 | 0 | 0 | 0 | 0
00 Ret.Exist_Non-FBC_ACI & GPM & SNCR & DRET | 0 | 0 | 0 | 0 | 0 | 0 | 0
00 Ret.Exist_Non-FBC_ACI & GPM & SNCR & NGC | 0 | 0 | 0 | 0 | 0 | 0 | 0
00 Ret.Exist_Non-FBC_ACI & GPM & WetFGD & SCR & CCS | 0 | 0 | 0 | 0 | 0 | 0 | 0
00 Ret.Exist_Non-FBC_ACI & NGC | 0 | 0 | 0 | 0 | 0 | 0 | 0
00 Ret.Exist_Non-FBC_ACI & SCR | 0 | 0 | 0 | 0 | 0 | 0 | 0
00 Ret.Exist_Non-FBC_ACI & SCR & C2G | 0 | 0 | 0 | 0 | 0 | 0 | 0
00 Ret.Exist_Non-FBC_ACI & SCR & DRET | 0 | 0 | 0 | 0 | 0 | 0 | 0
00 Ret.Exist_Non-FBC_ACI & SCR & NGC | 0 | 0 | 0 | 0 | 0 | 0 | 0
00 Ret.Exist_Non-FBC_ACI & SCR & WetFGD & CCS | 0 | 0 | 0 | 0 | 0 | 0 | 0
00 Ret.Exist_Non-FBC_ACI & SNCR | 0 | 0 | 0 | 0 | 0 | 0 | 0
00 Ret.Exist_Non-FBC_ACI & SNCR & C2G | 0 | 0 | 0 | 0 | 0 | 0 | 0
00 Ret.Exist_Non-FBC_ACI & SNCR & DRET | 0 | 0 | 0 | 0 | 0 | 0 | 0
00 Ret.Exist_Non-FBC_ACI & SNCR & NGC | 0 | 0 | 0 | 0 | 0 | 0 | 0
00 Ret.Exist_Non-FBC_ACI_DSI & C2G | 0 | 0 | 0 | 0 | 0 | 0 | 0
00 Ret.Exist_Non-FBC_ACI_DSI & C2G & SCR | 0 | 0 | 0 | 0 | 0 | 0 | 0
00 Ret.Exist_Non-FBC_ACI_DSI & DCCS | 0 | 0 | 0 | 0 | 0 | 0 | 0
00 Ret.Exist_Non-FBC_ACI_DSI & DCCS & WetFGD & SCR & CCS | 0 | 0 | 0 | 0 | 0 | 0 | 0
00 Ret.Exist_Non-FBC_ACI_DSI & DRET | 0 | 0 | 0 | 0 | 0 | 0 | 0
00 Ret.Exist_Non-FBC_ACI_DSI & GPM | 0 | 0 | 0 | 0 | 0 | 0 | 0
00 Ret.Exist_Non-FBC_ACI_DSI & GPM & C2G | 0 | 0 | 0 | 0 | 0 | 0 | 0
00 Ret.Exist_Non-FBC_ACI_DSI & GPM & C2G & SCR | 0 | 0 | 0 | 0 | 0 | 0 | 0
00 Ret.Exist_Non-FBC_ACI_DSI & GPM & DRET | 0 | 0 | 0 | 0 | 0 | 0 | 0
00 Ret.Exist_Non-FBC_ACI_DSI & GPM & NGC | 0 | 0 | 0 | 0 | 0 | 0 | 0
00 Ret.Exist_Non-FBC_ACI_DSI & GPM & SCR | 0 | 0 | 0 | 0 | 0 | 0 | 0
00 Ret.Exist_Non-FBC_ACI_DSI & GPM & SCR & DRET | 0 | 0 | 0 | 0 | 0 | 0 | 0
00 Ret.Exist_Non-FBC_ACI_DSI & GPM & SCR & NGC | 0 | 0 | 0 | 0 | 0 | 0 | 0
00 Ret.Exist_Non-FBC_ACI_DSI & GPM & SNCR | 0 | 0 | 0 | 0 | 0 | 0 | 0
00 Ret.Exist_Non-FBC_ACI_DSI & GPM & SNCR & DRET | 0 | 0 | 0 | 0 | 0 | 0 | 0
00 Ret.Exist_Non-FBC_ACI_DSI & GPM & SNCR & NGC | 0 | 0 | 0 | 0 | 0 | 0 | 0
00 Ret.Exist_Non-FBC_ACI_DSI & GPM & WetFGD & SCR & CCS | 0 | 0 | 0 | 0 | 0 | 0 | 0
00 Ret.Exist_Non-FBC_ACI_DSI & NGC | 0 | 0 | 0 | 0 | 0 | 0 | 0
00 Ret.Exist_Non-FBC_ACI_DSI & SCR | 0 | 0 | 0 | 0 | 0 | 0 | 0
00 Ret.Exist_Non-FBC_ACI_DSI & SCR & C2G | 0 | 0 | 0 | 0 | 0 | 0 | 0
00 Ret.Exist_Non-FBC_ACI_DSI & SCR & DRET | 0 | 0 | 0 | 0 | 0 | 0 | 0
00 Ret.Exist_Non-FBC_ACI_DSI & SCR & NGC | 0 | 0 | 0 | 0 | 0 | 0 | 0
00 Ret.Exist_Non-FBC_ACI_DSI & SCR & WetFGD & CCS | 0 | 0 | 0 | 0 | 0 | 0 | 0
00 Ret.Exist_Non-FBC_ACI_DSI & SNCR | 0 | 0 | 0 | 0 | 0 | 0 | 0
00 Ret.Exist_Non-FBC_ACI_DSI & SNCR & C2G | 0 | 0 | 0 | 0 | 0 | 0 | 0
00 Ret.Exist_Non-FBC_ACI_DSI & SNCR & DRET | 0 | 0 | 0 | 0 | 0 | 0 | 0
00 Ret.Exist_Non-FBC_ACI_DSI & SNCR & NGC | 0 | 0 | 0 | 0 | 0 | 0 | 0
00 Ret.Exist_Non-FBC_DryFGD & C2G | 0 | 0 | 0 | 0 | 0 | 0 | 0
00 Ret.Exist_Non-FBC_DryFGD & C2G & SCR | 0 | 0 | 0 | 0 | 0 | 0 | 0
00 Ret.Exist_Non-FBC_DryFGD & DRET | 0 | 0 | 0 | 0 | 0 | 0 | 0
00 Ret.Exist_Non-FBC_DryFGD & GPM | 0 | 0 | 0 | 0 | 0 | 0 | 0
00 Ret.Exist_Non-FBC_DryFGD & GPM & C2G | 0 | 0 | 0 | 0 | 0 | 0 | 0
00 Ret.Exist_Non-FBC_DryFGD & GPM & C2G & SCR | 0 | 0 | 0 | 0 | 0 | 0 | 0
00 Ret.Exist_Non-FBC_DryFGD & GPM & DRET | 0 | 0 | 0 | 0 | 0 | 0 | 0
00 Ret.Exist_Non-FBC_DryFGD & GPM & NGC | 0 | 0 | 0 | 0 | 0 | 0 | 0
00 Ret.Exist_Non-FBC_DryFGD & GPM & SCR | 0 | 0 | 0 | 0 | 0 | 0 | 0
00 Ret.Exist_Non-FBC_DryFGD & GPM & SCR & CCS | 0 | 0 | 0 | 0 | 0 | 0 | 0
00 Ret.Exist_Non-FBC_DryFGD & GPM & SCR & DRET | 0 | 0 | 0 | 0 | 0 | 0 | 0
00 Ret.Exist_Non-FBC_DryFGD & GPM & SCR & NGC | 0 | 0 | 0 | 0 | 0 | 0 | 0
00 Ret.Exist_Non-FBC_DryFGD & GPM & SNCR | 0 | 0 | 0 | 0 | 0 | 0 | 0
00 Ret.Exist_Non-FBC_DryFGD & GPM & SNCR & DRET | 0 | 0 | 0 | 0 | 0 | 0 | 0
00 Ret.Exist_Non-FBC_DryFGD & GPM & SNCR & NGC | 0 | 0 | 0 | 0 | 0 | 0 | 0
00 Ret.Exist_Non-FBC_DryFGD & NGC | 0 | 0 | 0 | 0 | 0 | 0 | 0
00 Ret.Exist_Non-FBC_DryFGD & SCR | 0 | 0 | 0 | 0 | 0 | 0 | 0
00 Ret.Exist_Non-FBC_DryFGD & SCR & C2G | 0 | 0 | 0 | 0 | 0 | 0 | 0
00 Ret.Exist_Non-FBC_DryFGD & SCR & CCS | 0 | 0 | 0 | 0 | 0 | 0 | 0
00 Ret.Exist_Non-FBC_DryFGD & SCR & DRET | 0 | 0 | 0 | 0 | 0 | 0 | 0
00 Ret.Exist_Non-FBC_DryFGD & SCR & NGC | 0 | 0 | 0 | 0 | 0 | 0 | 0
00 Ret.Exist_Non-FBC_DryFGD & SNCR | 0 | 0 | 0 | 0 | 0 | 0 | 0
00 Ret.Exist_Non-FBC_DryFGD & SNCR & C2G | 0 | 0 | 0 | 0 | 0 | 0 | 0
00 Ret.Exist_Non-FBC_DryFGD & SNCR & DRET | 0 | 0 | 0 | 0 | 0 | 0 | 0
00 Ret.Exist_Non-FBC_DryFGD & SNCR & NGC | 0 | 0 | 0 | 0 | 0 | 0 | 0
00 Ret.Exist_Non-FBC_DryFGD_ACI & C2G | 0 | 0 | 0 | 0 | 0 | 0 | 0
00 Ret.Exist_Non-FBC_DryFGD_ACI & C2G & SCR | 0 | 0 | 0 | 0 | 0 | 0 | 0
00 Ret.Exist_Non-FBC_DryFGD_ACI & DCCS | 0 | 0 | 0 | 0 | 0 | 0 | 0
00 Ret.Exist_Non-FBC_DryFGD_ACI & DCCS & SCR & CCS | 0 | 0 | 0 | 0 | 0 | 0 | 0
00 Ret.Exist_Non-FBC_DryFGD_ACI & DRET | 0 | 0 | 0 | 0 | 0 | 0 | 0
00 Ret.Exist_Non-FBC_DryFGD_ACI & GPM | 0 | 0 | 0 | 0 | 0 | 0 | 0
00 Ret.Exist_Non-FBC_DryFGD_ACI & GPM & C2G | 0 | 0 | 0 | 0 | 0 | 0 | 0
00 Ret.Exist_Non-FBC_DryFGD_ACI & GPM & C2G & SCR | 0 | 0 | 0 | 0 | 0 | 0 | 0
00 Ret.Exist_Non-FBC_DryFGD_ACI & GPM & DRET | 0 | 0 | 0 | 0 | 0 | 0 | 0
00 Ret.Exist_Non-FBC_DryFGD_ACI & GPM & NGC | 0 | 0 | 0 | 0 | 0 | 0 | 0
00 Ret.Exist_Non-FBC_DryFGD_ACI & GPM & SCR | 0 | 0 | 0 | 0 | 0 | 0 | 0
00 Ret.Exist_Non-FBC_DryFGD_ACI & GPM & SCR & CCS | 0 | 0 | 0 | 0 | 0 | 0 | 0
00 Ret.Exist_Non-FBC_DryFGD_ACI & GPM & SCR & DRET | 0 | 0 | 0 | 0 | 0 | 0 | 0
00 Ret.Exist_Non-FBC_DryFGD_ACI & GPM & SCR & NGC | 0 | 0 | 0 | 0 | 0 | 0 | 0
00 Ret.Exist_Non-FBC_DryFGD_ACI & GPM & SNCR | 0 | 0 | 0 | 0 | 0 | 0 | 0
00 Ret.Exist_Non-FBC_DryFGD_ACI & GPM & SNCR & DRET | 0 | 0 | 0 | 0 | 0 | 0 | 0
00 Ret.Exist_Non-FBC_DryFGD_ACI & GPM & SNCR & NGC | 0 | 0 | 0 | 0 | 0 | 0 | 0
00 Ret.Exist_Non-FBC_DryFGD_ACI & NGC | 0 | 0 | 0 | 0 | 0 | 0 | 0
00 Ret.Exist_Non-FBC_DryFGD_ACI & SCR | 0 | 0 | 0 | 0 | 0 | 0 | 0
00 Ret.Exist_Non-FBC_DryFGD_ACI & SCR & C2G | 0 | 0 | 0 | 0 | 0 | 0 | 0
00 Ret.Exist_Non-FBC_DryFGD_ACI & SCR & CCS | 0 | 0 | 0 | 0 | 0 | 0 | 0
00 Ret.Exist_Non-FBC_DryFGD_ACI & SCR & DRET | 0 | 0 | 0 | 0 | 0 | 0 | 0
00 Ret.Exist_Non-FBC_DryFGD_ACI & SCR & NGC | 0 | 0 | 0 | 0 | 0 | 0 | 0
00 Ret.Exist_Non-FBC_DryFGD_ACI & SNCR | 0 | 0 | 0 | 0 | 0 | 0 | 0
00 Ret.Exist_Non-FBC_DryFGD_ACI & SNCR & C2G | 0 | 0 | 0 | 0 | 0 | 0 | 0
00 Ret.Exist_Non-FBC_DryFGD_ACI & SNCR & DRET | 0 | 0 | 0 | 0 | 0 | 0 | 0
00 Ret.Exist_Non-FBC_DryFGD_ACI & SNCR & NGC | 0 | 0 | 0 | 0 | 0 | 0 | 0
00 Ret.Exist_Non-FBC_DryFGD_SCR & ACI | 0 | 0 | 0 | 0 | 0 | 0 | 0
00 Ret.Exist_Non-FBC_DryFGD_SCR & ACI & C2G | 0 | 0 | 0 | 0 | 0 | 0 | 0
00 Ret.Exist_Non-FBC_DryFGD_SCR & ACI & CCS | 0 | 0 | 0 | 0 | 0 | 0 | 0
00 Ret.Exist_Non-FBC_DryFGD_SCR & ACI & DRET | 0 | 0 | 0 | 0 | 0 | 0 | 0
00 Ret.Exist_Non-FBC_DryFGD_SCR & ACI & GPM | 0 | 0 | 0 | 0 | 0 | 0 | 0
00 Ret.Exist_Non-FBC_DryFGD_SCR & ACI & GPM & C2G | 0 | 0 | 0 | 0 | 0 | 0 | 0
00 Ret.Exist_Non-FBC_DryFGD_SCR & ACI & GPM & CCS | 0 | 0 | 0 | 0 | 0 | 0 | 0
00 Ret.Exist_Non-FBC_DryFGD_SCR & ACI & GPM & DRET | 0 | 0 | 0 | 0 | 0 | 0 | 0
00 Ret.Exist_Non-FBC_DryFGD_SCR & ACI & GPM & NGC | 0 | 0 | 0 | 0 | 0 | 0 | 0
00 Ret.Exist_Non-FBC_DryFGD_SCR & ACI & NGC | 0 | 0 | 0 | 0 | 0 | 0 | 0
00 Ret.Exist_Non-FBC_DryFGD_SCR & C2G | 0 | 0 | 0 | 0 | 0 | 0 | 0
00 Ret.Exist_Non-FBC_DryFGD_SCR & CCS | 0 | 0 | 0 | 0 | 0 | 0 | 0
00 Ret.Exist_Non-FBC_DryFGD_SCR & DRET | 0 | 0 | 0 | 0 | 0 | 0 | 0
00 Ret.Exist_Non-FBC_DryFGD_SCR & GPM | 0 | 0 | 0 | 0 | 0 | 0 | 0
00 Ret.Exist_Non-FBC_DryFGD_SCR & GPM & C2G | 0 | 0 | 0 | 0 | 0 | 0 | 0
00 Ret.Exist_Non-FBC_DryFGD_SCR & GPM & CCS | 0 | 0 | 0 | 0 | 0 | 0 | 0
00 Ret.Exist_Non-FBC_DryFGD_SCR & GPM & DRET | 0 | 0 | 0 | 0 | 0 | 0 | 0
00 Ret.Exist_Non-FBC_DryFGD_SCR & GPM & NGC | 0 | 0 | 0 | 0 | 0 | 0 | 0
00 Ret.Exist_Non-FBC_DryFGD_SCR & NGC | 0 | 0 | 0 | 0 | 0 | 0 | 0
00 Ret.Exist_Non-FBC_DryFGD_SCR_ACI & C2G | 0 | 0 | 0 | 0 | 0 | 0 | 0
00 Ret.Exist_Non-FBC_DryFGD_SCR_ACI & CCS | 0 | 0 | 0 | 0 | 0 | 0 | 0
00 Ret.Exist_Non-FBC_DryFGD_SCR_ACI & DCCS | 0 | 0 | 0 | 0 | 0 | 0 | 0
00 Ret.Exist_Non-FBC_DryFGD_SCR_ACI & DCCS & CCS | 0 | 0 | 0 | 0 | 0 | 0 | 0
00 Ret.Exist_Non-FBC_DryFGD_SCR_ACI & DRET | 0 | 0 | 0 | 0 | 0 | 0 | 0
00 Ret.Exist_Non-FBC_DryFGD_SCR_ACI & GPM | 0 | 0 | 0 | 0 | 0 | 0 | 0
00 Ret.Exist_Non-FBC_DryFGD_SCR_ACI & GPM & C2G | 0 | 0 | 0 | 0 | 0 | 0 | 0
00 Ret.Exist_Non-FBC_DryFGD_SCR_ACI & GPM & CCS | 0 | 0 | 0 | 0 | 0 | 0 | 0
00 Ret.Exist_Non-FBC_DryFGD_SCR_ACI & GPM & DRET | 0 | 0 | 0 | 0 | 0 | 0 | 0
00 Ret.Exist_Non-FBC_DryFGD_SCR_ACI & GPM & NGC | 0 | 0 | 0 | 0 | 0 | 0 | 0
00 Ret.Exist_Non-FBC_DryFGD_SCR_ACI & NGC | 0 | 0 | 0 | 0 | 0 | 0 | 0
00 Ret.Exist_Non-FBC_DryFGD_SCR_ACI_DSI & C2G | 0 | 0 | 0 | 0 | 0 | 0 | 0
00 Ret.Exist_Non-FBC_DryFGD_SCR_ACI_DSI & CCS | 0 | 0 | 0 | 0 | 0 | 0 | 0
00 Ret.Exist_Non-FBC_DryFGD_SCR_ACI_DSI & DCCS | 0 | 0 | 0 | 0 | 0 | 0 | 0
00 Ret.Exist_Non-FBC_DryFGD_SCR_ACI_DSI & DCCS & CCS | 0 | 0 | 0 | 0 | 0 | 0 | 0
00 Ret.Exist_Non-FBC_DryFGD_SCR_ACI_DSI & DRET | 0 | 0 | 0 | 0 | 0 | 0 | 0
00 Ret.Exist_Non-FBC_DryFGD_SCR_ACI_DSI & GPM | 0 | 0 | 0 | 0 | 0 | 0 | 0
00 Ret.Exist_Non-FBC_DryFGD_SCR_ACI_DSI & GPM & C2G | 0 | 0 | 0 | 0 | 0 | 0 | 0
00 Ret.Exist_Non-FBC_DryFGD_SCR_ACI_DSI & GPM & CCS | 0 | 0 | 0 | 0 | 0 | 0 | 0
00 Ret.Exist_Non-FBC_DryFGD_SCR_ACI_DSI & GPM & DRET | 0 | 0 | 0 | 0 | 0 | 0 | 0
00 Ret.Exist_Non-FBC_DryFGD_SCR_ACI_DSI & GPM & NGC | 0 | 0 | 0 | 0 | 0 | 0 | 0
00 Ret.Exist_Non-FBC_DryFGD_SCR_ACI_DSI & NGC | 0 | 0 | 0 | 0 | 0 | 0 | 0
00 Ret.Exist_Non-FBC_DryFGD_SCR_DSI & ACI | 0 | 0 | 0 | 0 | 0 | 0 | 0
00 Ret.Exist_Non-FBC_DryFGD_SCR_DSI & ACI & C2G | 0 | 0 | 0 | 0 | 0 | 0 | 0
00 Ret.Exist_Non-FBC_DryFGD_SCR_DSI & ACI & CCS | 0 | 0 | 0 | 0 | 0 | 0 | 0
00 Ret.Exist_Non-FBC_DryFGD_SCR_DSI & ACI & DRET | 0 | 0 | 0 | 0 | 0 | 0 | 0
00 Ret.Exist_Non-FBC_DryFGD_SCR_DSI & ACI & GPM | 0 | 0 | 0 | 0 | 0 | 0 | 0
00 Ret.Exist_Non-FBC_DryFGD_SCR_DSI & ACI & GPM & C2G | 0 | 0 | 0 | 0 | 0 | 0 | 0
00 Ret.Exist_Non-FBC_DryFGD_SCR_DSI & ACI & GPM & CCS | 0 | 0 | 0 | 0 | 0 | 0 | 0
00 Ret.Exist_Non-FBC_DryFGD_SCR_DSI & ACI & GPM & DRET | 0 | 0 | 0 | 0 | 0 | 0 | 0
00 Ret.Exist_Non-FBC_DryFGD_SCR_DSI & ACI & GPM & NGC | 0 | 0 | 0 | 0 | 0 | 0 | 0
00 Ret.Exist_Non-FBC_DryFGD_SCR_DSI & ACI & NGC | 0 | 0 | 0 | 0 | 0 | 0 | 0
00 Ret.Exist_Non-FBC_DryFGD_SCR_DSI & C2G | 0 | 0 | 0 | 0 | 0 | 0 | 0
00 Ret.Exist_Non-FBC_DryFGD_SCR_DSI & CCS | 0 | 0 | 0 | 0 | 0 | 0 | 0
00 Ret.Exist_Non-FBC_DryFGD_SCR_DSI & DRET | 0 | 0 | 0 | 0 | 0 | 0 | 0
00 Ret.Exist_Non-FBC_DryFGD_SCR_DSI & GPM | 0 | 0 | 0 | 0 | 0 | 0 | 0
00 Ret.Exist_Non-FBC_DryFGD_SCR_DSI & GPM & C2G | 0 | 0 | 0 | 0 | 0 | 0 | 0
00 Ret.Exist_Non-FBC_DryFGD_SCR_DSI & GPM & CCS | 0 | 0 | 0 | 0 | 0 | 0 | 0
00 Ret.Exist_Non-FBC_DryFGD_SCR_DSI & GPM & DRET | 0 | 0 | 0 | 0 | 0 | 0 | 0
00 Ret.Exist_Non-FBC_DryFGD_SCR_DSI & GPM & NGC | 0 | 0 | 0 | 0 | 0 | 0 | 0
00 Ret.Exist_Non-FBC_DryFGD_SCR_DSI & NGC | 0 | 0 | 0 | 0 | 0 | 0 | 0
00 Ret.Exist_Non-FBC_DryFGD_SNCR_ACI & C2G | 0 | 0 | 0 | 0 | 0 | 0 | 0
00 Ret.Exist_Non-FBC_DryFGD_SNCR_ACI & C2G & SCR | 0 | 0 | 0 | 0 | 0 | 0 | 0
00 Ret.Exist_Non-FBC_DryFGD_SNCR_ACI & DCCS | 0 | 0 | 0 | 0 | 0 | 0 | 0
00 Ret.Exist_Non-FBC_DryFGD_SNCR_ACI & DCCS & SCR & CCS | 0 | 0 | 0 | 0 | 0 | 0 | 0
00 Ret.Exist_Non-FBC_DryFGD_SNCR_ACI & DRET | 0 | 0 | 0 | 0 | 0 | 0 | 0
00 Ret.Exist_Non-FBC_DryFGD_SNCR_ACI & GPM | 0 | 0 | 0 | 0 | 0 | 0 | 0
00 Ret.Exist_Non-FBC_DryFGD_SNCR_ACI & GPM & C2G | 0 | 0 | 0 | 0 | 0 | 0 | 0
00 Ret.Exist_Non-FBC_DryFGD_SNCR_ACI & GPM & C2G & SCR | 0 | 0 | 0 | 0 | 0 | 0 | 0
00 Ret.Exist_Non-FBC_DryFGD_SNCR_ACI & GPM & DRET | 0 | 0 | 0 | 0 | 0 | 0 | 0
00 Ret.Exist_Non-FBC_DryFGD_SNCR_ACI & GPM & NGC | 0 | 0 | 0 | 0 | 0 | 0 | 0
00 Ret.Exist_Non-FBC_DryFGD_SNCR_ACI & GPM & SCR | 0 | 0 | 0 | 0 | 0 | 0 | 0
00 Ret.Exist_Non-FBC_DryFGD_SNCR_ACI & GPM & SCR & CCS | 0 | 0 | 0 | 0 | 0 | 0 | 0
00 Ret.Exist_Non-FBC_DryFGD_SNCR_ACI & GPM & SCR & DRET | 0 | 0 | 0 | 0 | 0 | 0 | 0
00 Ret.Exist_Non-FBC_DryFGD_SNCR_ACI & GPM & SCR & NGC | 0 | 0 | 0 | 0 | 0 | 0 | 0
00 Ret.Exist_Non-FBC_DryFGD_SNCR_ACI & NGC | 0 | 0 | 0 | 0 | 0 | 0 | 0
00 Ret.Exist_Non-FBC_DryFGD_SNCR_ACI & SCR | 0 | 0 | 0 | 0 | 0 | 0 | 0
00 Ret.Exist_Non-FBC_DryFGD_SNCR_ACI & SCR & C2G | 0 | 0 | 0 | 0 | 0 | 0 | 0
00 Ret.Exist_Non-FBC_DryFGD_SNCR_ACI & SCR & CCS | 0 | 0 | 0 | 0 | 0 | 0 | 0
00 Ret.Exist_Non-FBC_DryFGD_SNCR_ACI & SCR & DRET | 0 | 0 | 0 | 0 | 0 | 0 | 0
00 Ret.Exist_Non-FBC_DryFGD_SNCR_ACI & SCR & NGC | 0 | 0 | 0 | 0 | 0 | 0 | 0
00 Ret.Exist_Non-FBC_DryFGD_SNCR_ACI_DSI & C2G | 0 | 0 | 0 | 0 | 0 | 0 | 0
00 Ret.Exist_Non-FBC_DryFGD_SNCR_ACI_DSI & C2G & SCR | 0 | 0 | 0 | 0 | 0 | 0 | 0
00 Ret.Exist_Non-FBC_DryFGD_SNCR_ACI_DSI & DRET | 0 | 0 | 0 | 0 | 0 | 0 | 0
00 Ret.Exist_Non-FBC_DryFGD_SNCR_ACI_DSI & GPM | 0 | 0 | 0 | 0 | 0 | 0 | 0
00 Ret.Exist_Non-FBC_DryFGD_SNCR_ACI_DSI & GPM & C2G | 0 | 0 | 0 | 0 | 0 | 0 | 0
00 Ret.Exist_Non-FBC_DryFGD_SNCR_ACI_DSI & GPM & C2G & SCR | 0 | 0 | 0 | 0 | 0 | 0 | 0
00 Ret.Exist_Non-FBC_DryFGD_SNCR_ACI_DSI & GPM & DRET | 0 | 0 | 0 | 0 | 0 | 0 | 0
00 Ret.Exist_Non-FBC_DryFGD_SNCR_ACI_DSI & GPM & NGC | 0 | 0 | 0 | 0 | 0 | 0 | 0
00 Ret.Exist_Non-FBC_DryFGD_SNCR_ACI_DSI & GPM & SCR | 0 | 0 | 0 | 0 | 0 | 0 | 0
00 Ret.Exist_Non-FBC_DryFGD_SNCR_ACI_DSI & GPM & SCR & CCS | 0 | 0 | 0 | 0 | 0 | 0 | 0
00 Ret.Exist_Non-FBC_DryFGD_SNCR_ACI_DSI & GPM & SCR & DRET | 0 | 0 | 0 | 0 | 0 | 0 | 0
00 Ret.Exist_Non-FBC_DryFGD_SNCR_ACI_DSI & GPM & SCR & NGC | 0 | 0 | 0 | 0 | 0 | 0 | 0
00 Ret.Exist_Non-FBC_DryFGD_SNCR_ACI_DSI & NGC | 0 | 0 | 0 | 0 | 0 | 0 | 0
00 Ret.Exist_Non-FBC_DryFGD_SNCR_ACI_DSI & SCR | 0 | 0 | 0 | 0 | 0 | 0 | 0
00 Ret.Exist_Non-FBC_DryFGD_SNCR_ACI_DSI & SCR & C2G | 0 | 0 | 0 | 0 | 0 | 0 | 0
00 Ret.Exist_Non-FBC_DryFGD_SNCR_ACI_DSI & SCR & CCS | 0 | 0 | 0 | 0 | 0 | 0 | 0
00 Ret.Exist_Non-FBC_DryFGD_SNCR_ACI_DSI & SCR & DRET | 0 | 0 | 0 | 0 | 0 | 0 | 0
00 Ret.Exist_Non-FBC_DryFGD_SNCR_ACI_DSI & SCR & NGC | 0 | 0 | 0 | 0 | 0 | 0 | 0
00 Ret.Exist_Non-FBC_DSI & ACI | 0 | 0 | 0 | 0 | 0 | 0 | 0
00 Ret.Exist_Non-FBC_DSI & ACI & C2G | 0 | 0 | 0 | 0 | 0 | 0 | 0
00 Ret.Exist_Non-FBC_DSI & ACI & C2G & SCR | 0 | 0 | 0 | 0 | 0 | 0 | 0
00 Ret.Exist_Non-FBC_DSI & ACI & DRET | 0 | 0 | 0 | 0 | 0 | 0 | 0
00 Ret.Exist_Non-FBC_DSI & ACI & GPM | 0 | 0 | 0 | 0 | 0 | 0 | 0
00 Ret.Exist_Non-FBC_DSI & ACI & GPM & C2G | 0 | 0 | 0 | 0 | 0 | 0 | 0
00 Ret.Exist_Non-FBC_DSI & ACI & GPM & C2G & SCR | 0 | 0 | 0 | 0 | 0 | 0 | 0
00 Ret.Exist_Non-FBC_DSI & ACI & GPM & DRET | 0 | 0 | 0 | 0 | 0 | 0 | 0
00 Ret.Exist_Non-FBC_DSI & ACI & GPM & NGC | 0 | 0 | 0 | 0 | 0 | 0 | 0
00 Ret.Exist_Non-FBC_DSI & ACI & GPM & SCR | 0 | 0 | 0 | 0 | 0 | 0 | 0
00 Ret.Exist_Non-FBC_DSI & ACI & GPM & SCR & DRET | 0 | 0 | 0 | 0 | 0 | 0 | 0
00 Ret.Exist_Non-FBC_DSI & ACI & GPM & SCR & NGC | 0 | 0 | 0 | 0 | 0 | 0 | 0
00 Ret.Exist_Non-FBC_DSI & ACI & GPM & SNCR | 0 | 0 | 0 | 0 | 0 | 0 | 0
00 Ret.Exist_Non-FBC_DSI & ACI & GPM & SNCR & DRET | 0 | 0 | 0 | 0 | 0 | 0 | 0
00 Ret.Exist_Non-FBC_DSI & ACI & GPM & SNCR & NGC | 0 | 0 | 0 | 0 | 0 | 0 | 0
00 Ret.Exist_Non-FBC_DSI & ACI & GPM & WetFGD & SCR & CCS | 0 | 0 | 0 | 0 | 0 | 0 | 0
00 Ret.Exist_Non-FBC_DSI & ACI & NGC | 0 | 0 | 0 | 0 | 0 | 0 | 0
00 Ret.Exist_Non-FBC_DSI & ACI & SCR | 0 | 0 | 0 | 0 | 0 | 0 | 0
00 Ret.Exist_Non-FBC_DSI & ACI & SCR & DRET | 0 | 0 | 0 | 0 | 0 | 0 | 0
00 Ret.Exist_Non-FBC_DSI & ACI & SCR & NGC | 0 | 0 | 0 | 0 | 0 | 0 | 0
00 Ret.Exist_Non-FBC_DSI & ACI & SNCR | 0 | 0 | 0 | 0 | 0 | 0 | 0
00 Ret.Exist_Non-FBC_DSI & ACI & SNCR & DRET | 0 | 0 | 0 | 0 | 0 | 0 | 0
00 Ret.Exist_Non-FBC_DSI & ACI & SNCR & NGC | 0 | 0 | 0 | 0 | 0 | 0 | 0
00 Ret.Exist_Non-FBC_DSI & ACI & WetFGD & SCR & CCS | 0 | 0 | 0 | 0 | 0 | 0 | 0
00 Ret.Exist_Non-FBC_DSI & C2G | 0 | 0 | 0 | 0 | 0 | 0 | 0
00 Ret.Exist_Non-FBC_DSI & C2G & SCR | 0 | 0 | 0 | 0 | 0 | 0 | 0
00 Ret.Exist_Non-FBC_DSI & DRET | 0 | 0 | 0 | 0 | 0 | 0 | 0
00 Ret.Exist_Non-FBC_DSI & GPM | 0 | 0 | 0 | 0 | 0 | 0 | 0
00 Ret.Exist_Non-FBC_DSI & GPM & C2G | 0 | 0 | 0 | 0 | 0 | 0 | 0
00 Ret.Exist_Non-FBC_DSI & GPM & C2G & SCR | 0 | 0 | 0 | 0 | 0 | 0 | 0
00 Ret.Exist_Non-FBC_DSI & GPM & DRET | 0 | 0 | 0 | 0 | 0 | 0 | 0
00 Ret.Exist_Non-FBC_DSI & GPM & NGC | 0 | 0 | 0 | 0 | 0 | 0 | 0
00 Ret.Exist_Non-FBC_DSI & GPM & SCR | 0 | 0 | 0 | 0 | 0 | 0 | 0
00 Ret.Exist_Non-FBC_DSI & GPM & SCR & DRET | 0 | 0 | 0 | 0 | 0 | 0 | 0
00 Ret.Exist_Non-FBC_DSI & GPM & SCR & NGC | 0 | 0 | 0 | 0 | 0 | 0 | 0
00 Ret.Exist_Non-FBC_DSI & GPM & SNCR | 0 | 0 | 0 | 0 | 0 | 0 | 0
00 Ret.Exist_Non-FBC_DSI & GPM & SNCR & DRET | 0 | 0 | 0 | 0 | 0 | 0 | 0
00 Ret.Exist_Non-FBC_DSI & GPM & SNCR & NGC | 0 | 0 | 0 | 0 | 0 | 0 | 0
00 Ret.Exist_Non-FBC_DSI & GPM & WetFGD & SCR & CCS | 0 | 0 | 0 | 0 | 0 | 0 | 0
00 Ret.Exist_Non-FBC_DSI & NGC | 0 | 0 | 0 | 0 | 0 | 0 | 0
00 Ret.Exist_Non-FBC_DSI & SCR | 0 | 0 | 0 | 0 | 0 | 0 | 0
00 Ret.Exist_Non-FBC_DSI & SCR & C2G | 0 | 0 | 0 | 0 | 0 | 0 | 0
00 Ret.Exist_Non-FBC_DSI & SCR & DRET | 0 | 0 | 0 | 0 | 0 | 0 | 0
00 Ret.Exist_Non-FBC_DSI & SCR & NGC | 0 | 0 | 0 | 0 | 0 | 0 | 0
00 Ret.Exist_Non-FBC_DSI & SCR & WetFGD & CCS | 0 | 0 | 0 | 0 | 0 | 0 | 0
00 Ret.Exist_Non-FBC_DSI & SNCR | 0 | 0 | 0 | 0 | 0 | 0 | 0
00 Ret.Exist_Non-FBC_DSI & SNCR & C2G | 0 | 0 | 0 | 0 | 0 | 0 | 0
00 Ret.Exist_Non-FBC_DSI & SNCR & DRET | 0 | 0 | 0 | 0 | 0 | 0 | 0
00 Ret.Exist_Non-FBC_DSI & SNCR & NGC | 0 | 0 | 0 | 0 | 0 | 0 | 0
00 Ret.Exist_Non-FBC_NoCtrl & ACI | 0 | 0 | 0 | 0 | 0 | 0 | 0
00 Ret.Exist_Non-FBC_NoCtrl & ACI & C2G | 0 | 0 | 0 | 0 | 0 | 0 | 0
00 Ret.Exist_Non-FBC_NoCtrl & ACI & C2G & SCR | 0 | 0 | 0 | 0 | 0 | 0 | 0
00 Ret.Exist_Non-FBC_NoCtrl & ACI & DRET | 0 | 0 | 0 | 0 | 0 | 0 | 0
00 Ret.Exist_Non-FBC_NoCtrl & ACI & DSI | 0 | 0 | 0 | 0 | 0 | 0 | 0
00 Ret.Exist_Non-FBC_NoCtrl & ACI & DSI & C2G | 0 | 0 | 0 | 0 | 0 | 0 | 0
00 Ret.Exist_Non-FBC_NoCtrl & ACI & DSI & C2G & SCR | 0 | 0 | 0 | 0 | 0 | 0 | 0
00 Ret.Exist_Non-FBC_NoCtrl & ACI & DSI & DRET | 0 | 0 | 0 | 0 | 0 | 0 | 0
00 Ret.Exist_Non-FBC_NoCtrl & ACI & DSI & GPM | 0 | 0 | 0 | 0 | 0 | 0 | 0
00 Ret.Exist_Non-FBC_NoCtrl & ACI & DSI & GPM & C2G | 0 | 0 | 0 | 0 | 0 | 0 | 0
00 Ret.Exist_Non-FBC_NoCtrl & ACI & DSI & GPM & C2G & SCR | 0 | 0 | 0 | 0 | 0 | 0 | 0
00 Ret.Exist_Non-FBC_NoCtrl & ACI & DSI & GPM & DRET | 0 | 0 | 0 | 0 | 0 | 0 | 0
00 Ret.Exist_Non-FBC_NoCtrl & ACI & DSI & GPM & NGC | 0 | 0 | 0 | 0 | 0 | 0 | 0
00 Ret.Exist_Non-FBC_NoCtrl & ACI & DSI & GPM & SCR | 0 | 0 | 0 | 0 | 0 | 0 | 0
00 Ret.Exist_Non-FBC_NoCtrl & ACI & DSI & GPM & SCR & DRET | 0 | 0 | 0 | 0 | 0 | 0 | 0
00 Ret.Exist_Non-FBC_NoCtrl & ACI & DSI & GPM & SCR & NGC | 0 | 0 | 0 | 0 | 0 | 0 | 0
00 Ret.Exist_Non-FBC_NoCtrl & ACI & DSI & GPM & SNCR | 0 | 0 | 0 | 0 | 0 | 0 | 0
00 Ret.Exist_Non-FBC_NoCtrl & ACI & DSI & GPM & SNCR & DRET | 0 | 0 | 0 | 0 | 0 | 0 | 0
00 Ret.Exist_Non-FBC_NoCtrl & ACI & DSI & GPM & SNCR & NGC | 0 | 0 | 0 | 0 | 0 | 0 | 0
00 Ret.Exist_Non-FBC_NoCtrl & ACI & DSI & GPM & WetFGD & SCR & CCS | 0 | 0 | 0 | 0 | 0 | 0 | 0
00 Ret.Exist_Non-FBC_NoCtrl & ACI & DSI & NGC | 0 | 0 | 0 | 0 | 0 | 0 | 0
00 Ret.Exist_Non-FBC_NoCtrl & ACI & DSI & SCR | 0 | 0 | 0 | 0 | 0 | 0 | 0
00 Ret.Exist_Non-FBC_NoCtrl & ACI & DSI & SCR & DRET | 0 | 0 | 0 | 0 | 0 | 0 | 0
00 Ret.Exist_Non-FBC_NoCtrl & ACI & DSI & SCR & NGC | 0 | 0 | 0 | 0 | 0 | 0 | 0
00 Ret.Exist_Non-FBC_NoCtrl & ACI & DSI & SNCR | 0 | 0 | 0 | 0 | 0 | 0 | 0
00 Ret.Exist_Non-FBC_NoCtrl & ACI & DSI & SNCR & DRET | 0 | 0 | 0 | 0 | 0 | 0 | 0
00 Ret.Exist_Non-FBC_NoCtrl & ACI & DSI & SNCR & NGC | 0 | 0 | 0 | 0 | 0 | 0 | 0
00 Ret.Exist_Non-FBC_NoCtrl & ACI & DSI & WetFGD & SCR & CCS | 0 | 0 | 0 | 0 | 0 | 0 | 0
00 Ret.Exist_Non-FBC_NoCtrl & ACI & GPM | 0 | 0 | 0 | 0 | 0 | 0 | 0
00 Ret.Exist_Non-FBC_NoCtrl & ACI & GPM & C2G | 0 | 0 | 0 | 0 | 0 | 0 | 0
00 Ret.Exist_Non-FBC_NoCtrl & ACI & GPM & C2G & SCR | 0 | 0 | 0 | 0 | 0 | 0 | 0
00 Ret.Exist_Non-FBC_NoCtrl & ACI & GPM & DRET | 0 | 0 | 0 | 0 | 0 | 0 | 0
00 Ret.Exist_Non-FBC_NoCtrl & ACI & GPM & NGC | 0 | 0 | 0 | 0 | 0 | 0 | 0
00 Ret.Exist_Non-FBC_NoCtrl & ACI & GPM & SCR | 0 | 0 | 0 | 0 | 0 | 0 | 0
00 Ret.Exist_Non-FBC_NoCtrl & ACI & GPM & SCR & DRET | 0 | 0 | 0 | 0 | 0 | 0 | 0
00 Ret.Exist_Non-FBC_NoCtrl & ACI & GPM & SCR & NGC | 0 | 0 | 0 | 0 | 0 | 0 | 0
00 Ret.Exist_Non-FBC_NoCtrl & ACI & GPM & SNCR | 0 | 0 | 0 | 0 | 0 | 0 | 0
00 Ret.Exist_Non-FBC_NoCtrl & ACI & GPM & SNCR & DRET | 0 | 0 | 0 | 0 | 0 | 0 | 0
00 Ret.Exist_Non-FBC_NoCtrl & ACI & GPM & SNCR & NGC | 0 | 0 | 0 | 0 | 0 | 0 | 0
00 Ret.Exist_Non-FBC_NoCtrl & ACI & GPM & WetFGD & SCR & CCS | 0 | 0 | 0 | 0 | 0 | 0 | 0
00 Ret.Exist_Non-FBC_NoCtrl & ACI & NGC | 0 | 0 | 0 | 0 | 0 | 0 | 0
00 Ret.Exist_Non-FBC_NoCtrl & ACI & SCR | 0 | 0 | 0 | 0 | 0 | 0 | 0
00 Ret.Exist_Non-FBC_NoCtrl & ACI & SCR & DRET | 0 | 0 | 0 | 0 | 0 | 0 | 0
00 Ret.Exist_Non-FBC_NoCtrl & ACI & SCR & NGC | 0 | 0 | 0 | 0 | 0 | 0 | 0
00 Ret.Exist_Non-FBC_NoCtrl & ACI & SNCR | 0 | 0 | 0 | 0 | 0 | 0 | 0
00 Ret.Exist_Non-FBC_NoCtrl & ACI & SNCR & DRET | 0 | 0 | 0 | 0 | 0 | 0 | 0
00 Ret.Exist_Non-FBC_NoCtrl & ACI & SNCR & NGC | 0 | 0 | 0 | 0 | 0 | 0 | 0
00 Ret.Exist_Non-FBC_NoCtrl & ACI & WetFGD & SCR & CCS | 0 | 0 | 0 | 0 | 0 | 0 | 0
00 Ret.Exist_Non-FBC_NoCtrl & C2G | 0 | 0 | 0 | 0 | 0 | 0 | 0
00 Ret.Exist_Non-FBC_NoCtrl & C2G & SCR | 0 | 0 | 0 | 0 | 0 | 0 | 0
00 Ret.Exist_Non-FBC_NoCtrl & DCCS | 0 | 0 | 0 | 0 | 0 | 0 | 0
00 Ret.Exist_Non-FBC_NoCtrl & DCCS & WetFGD & SCR & CCS | 0 | 0 | 0 | 0 | 0 | 0 | 0
00 Ret.Exist_Non-FBC_NoCtrl & DRET | 0 | 0 | 0 | 0 | 0 | 0 | 0
00 Ret.Exist_Non-FBC_NoCtrl & DSI | 0 | 0 | 0 | 0 | 0 | 0 | 0
00 Ret.Exist_Non-FBC_NoCtrl & DSI & C2G | 0 | 0 | 0 | 0 | 0 | 0 | 0
00 Ret.Exist_Non-FBC_NoCtrl & DSI & C2G & SCR | 0 | 0 | 0 | 0 | 0 | 0 | 0
00 Ret.Exist_Non-FBC_NoCtrl & DSI & DRET | 0 | 0 | 0 | 0 | 0 | 0 | 0
00 Ret.Exist_Non-FBC_NoCtrl & DSI & GPM | 0 | 0 | 0 | 0 | 0 | 0 | 0
00 Ret.Exist_Non-FBC_NoCtrl & DSI & GPM & C2G | 0 | 0 | 0 | 0 | 0 | 0 | 0
00 Ret.Exist_Non-FBC_NoCtrl & DSI & GPM & C2G & SCR | 0 | 0 | 0 | 0 | 0 | 0 | 0
00 Ret.Exist_Non-FBC_NoCtrl & DSI & GPM & DRET | 0 | 0 | 0 | 0 | 0 | 0 | 0
00 Ret.Exist_Non-FBC_NoCtrl & DSI & GPM & NGC | 0 | 0 | 0 | 0 | 0 | 0 | 0
00 Ret.Exist_Non-FBC_NoCtrl & DSI & GPM & SCR | 0 | 0 | 0 | 0 | 0 | 0 | 0
00 Ret.Exist_Non-FBC_NoCtrl & DSI & GPM & SCR & DRET | 0 | 0 | 0 | 0 | 0 | 0 | 0
00 Ret.Exist_Non-FBC_NoCtrl & DSI & GPM & SCR & NGC | 0 | 0 | 0 | 0 | 0 | 0 | 0
00 Ret.Exist_Non-FBC_NoCtrl & DSI & GPM & SNCR | 0 | 0 | 0 | 0 | 0 | 0 | 0
00 Ret.Exist_Non-FBC_NoCtrl & DSI & GPM & SNCR & DRET | 0 | 0 | 0 | 0 | 0 | 0 | 0
00 Ret.Exist_Non-FBC_NoCtrl & DSI & GPM & SNCR & NGC | 0 | 0 | 0 | 0 | 0 | 0 | 0
00 Ret.Exist_Non-FBC_NoCtrl & DSI & GPM & WetFGD & SCR & CCS | 0 | 0 | 0 | 0 | 0 | 0 | 0
00 Ret.Exist_Non-FBC_NoCtrl & DSI & NGC | 0 | 0 | 0 | 0 | 0 | 0 | 0
00 Ret.Exist_Non-FBC_NoCtrl & DSI & SCR | 0 | 0 | 0 | 0 | 0 | 0 | 0
00 Ret.Exist_Non-FBC_NoCtrl & DSI & SCR & DRET | 0 | 0 | 0 | 0 | 0 | 0 | 0
00 Ret.Exist_Non-FBC_NoCtrl & DSI & SCR & NGC | 0 | 0 | 0 | 0 | 0 | 0 | 0
00 Ret.Exist_Non-FBC_NoCtrl & DSI & SNCR | 0 | 0 | 0 | 0 | 0 | 0 | 0
00 Ret.Exist_Non-FBC_NoCtrl & DSI & SNCR & DRET | 0 | 0 | 0 | 0 | 0 | 0 | 0
00 Ret.Exist_Non-FBC_NoCtrl & DSI & SNCR & NGC | 0 | 0 | 0 | 0 | 0 | 0 | 0
00 Ret.Exist_Non-FBC_NoCtrl & DSI & WetFGD & SCR & CCS | 0 | 0 | 0 | 0 | 0 | 0 | 0
00 Ret.Exist_Non-FBC_NoCtrl & GPM | 0 | 0 | 0 | 0 | 0 | 0 | 0
00 Ret.Exist_Non-FBC_NoCtrl & GPM & C2G | 0 | 0 | 0 | 0 | 0 | 0 | 0
00 Ret.Exist_Non-FBC_NoCtrl & GPM & C2G & SCR | 0 | 0 | 0 | 0 | 0 | 0 | 0
00 Ret.Exist_Non-FBC_NoCtrl & GPM & DRET | 0 | 0 | 0 | 0 | 0 | 0 | 0
00 Ret.Exist_Non-FBC_NoCtrl & GPM & NGC | 0 | 0 | 0 | 0 | 0 | 0 | 0
00 Ret.Exist_Non-FBC_NoCtrl & GPM & SCR | 0 | 0 | 0 | 0 | 0 | 0 | 0
00 Ret.Exist_Non-FBC_NoCtrl & GPM & SCR & DRET | 0 | 0 | 0 | 0 | 0 | 0 | 0
00 Ret.Exist_Non-FBC_NoCtrl & GPM & SCR & NGC | 0 | 0 | 0 | 0 | 0 | 0 | 0
00 Ret.Exist_Non-FBC_NoCtrl & GPM & SNCR | 0 | 0 | 0 | 0 | 0 | 0 | 0
00 Ret.Exist_Non-FBC_NoCtrl & GPM & SNCR & DRET | 0 | 0 | 0 | 0 | 0 | 0 | 0
00 Ret.Exist_Non-FBC_NoCtrl & GPM & SNCR & NGC | 0 | 0 | 0 | 0 | 0 | 0 | 0
00 Ret.Exist_Non-FBC_NoCtrl & GPM & WetFGD & SCR & CCS | 0 | 0 | 0 | 0 | 0 | 0 | 0
00 Ret.Exist_Non-FBC_NoCtrl & NGC | 0 | 0 | 0 | 0 | 0 | 0 | 0
00 Ret.Exist_Non-FBC_NoCtrl & SCR | 0 | 0 | 0 | 0 | 0 | 0 | 0
00 Ret.Exist_Non-FBC_NoCtrl & SCR & C2G | 0 | 0 | 0 | 0 | 0 | 0 | 0
00 Ret.Exist_Non-FBC_NoCtrl & SCR & DRET | 0 | 0 | 0 | 0 | 0 | 0 | 0
00 Ret.Exist_Non-FBC_NoCtrl & SCR & NGC | 0 | 0 | 0 | 0 | 0 | 0 | 0
00 Ret.Exist_Non-FBC_NoCtrl & SCR & WetFGD & CCS | 0 | 0 | 0 | 0 | 0 | 0 | 0
00 Ret.Exist_Non-FBC_NoCtrl & SNCR | 0 | 0 | 0 | 0 | 0 | 0 | 0
00 Ret.Exist_Non-FBC_NoCtrl & SNCR & C2G | 0 | 0 | 0 | 0 | 0 | 0 | 0
00 Ret.Exist_Non-FBC_NoCtrl & SNCR & DRET | 0 | 0 | 0 | 0 | 0 | 0 | 0
00 Ret.Exist_Non-FBC_NoCtrl & SNCR & NGC | 0 | 0 | 0 | 0 | 0 | 0 | 0
00 Ret.Exist_Non-FBC_SCR_ACI & C2G | 0 | 0 | 0 | 0 | 0 | 0 | 0
00 Ret.Exist_Non-FBC_SCR_ACI & DCCS | 0 | 0 | 0 | 0 | 0 | 0 | 0
00 Ret.Exist_Non-FBC_SCR_ACI & DCCS & WetFGD & CCS | 0 | 0 | 0 | 0 | 0 | 0 | 0
00 Ret.Exist_Non-FBC_SCR_ACI & DRET | 0 | 0 | 0 | 0 | 0 | 0 | 0
00 Ret.Exist_Non-FBC_SCR_ACI & DSI | 0 | 0 | 0 | 0 | 0 | 0 | 0
00 Ret.Exist_Non-FBC_SCR_ACI & DSI & C2G | 0 | 0 | 0 | 0 | 0 | 0 | 0
00 Ret.Exist_Non-FBC_SCR_ACI & DSI & DRET | 0 | 0 | 0 | 0 | 0 | 0 | 0
00 Ret.Exist_Non-FBC_SCR_ACI & DSI & GPM | 0 | 0 | 0 | 0 | 0 | 0 | 0
00 Ret.Exist_Non-FBC_SCR_ACI & DSI & GPM & C2G | 0 | 0 | 0 | 0 | 0 | 0 | 0
00 Ret.Exist_Non-FBC_SCR_ACI & DSI & GPM & DRET | 0 | 0 | 0 | 0 | 0 | 0 | 0
00 Ret.Exist_Non-FBC_SCR_ACI & DSI & GPM & NGC | 0 | 0 | 0 | 0 | 0 | 0 | 0
00 Ret.Exist_Non-FBC_SCR_ACI & DSI & GPM & WetFGD & CCS | 0 | 0 | 0 | 0 | 0 | 0 | 0
00 Ret.Exist_Non-FBC_SCR_ACI & DSI & NGC | 0 | 0 | 0 | 0 | 0 | 0 | 0
00 Ret.Exist_Non-FBC_SCR_ACI & DSI & WetFGD & CCS | 0 | 0 | 0 | 0 | 0 | 0 | 0
00 Ret.Exist_Non-FBC_SCR_ACI & GPM | 0 | 0 | 0 | 0 | 0 | 0 | 0
00 Ret.Exist_Non-FBC_SCR_ACI & GPM & C2G | 0 | 0 | 0 | 0 | 0 | 0 | 0
00 Ret.Exist_Non-FBC_SCR_ACI & GPM & DRET | 0 | 0 | 0 | 0 | 0 | 0 | 0
00 Ret.Exist_Non-FBC_SCR_ACI & GPM & NGC | 0 | 0 | 0 | 0 | 0 | 0 | 0
00 Ret.Exist_Non-FBC_SCR_ACI & GPM & WetFGD & CCS | 0 | 0 | 0 | 0 | 0 | 0 | 0
00 Ret.Exist_Non-FBC_SCR_ACI & NGC | 0 | 0 | 0 | 0 | 0 | 0 | 0
00 Ret.Exist_Non-FBC_SCR_ACI & WetFGD & CCS | 0 | 0 | 0 | 0 | 0 | 0 | 0
00 Ret.Exist_Non-FBC_SCR_ACI_DSI & C2G | 0 | 0 | 0 | 0 | 0 | 0 | 0
00 Ret.Exist_Non-FBC_SCR_ACI_DSI & DCCS | 0 | 0 | 0 | 0 | 0 | 0 | 0
00 Ret.Exist_Non-FBC_SCR_ACI_DSI & DCCS & WetFGD & CCS | 0 | 0 | 0 | 0 | 0 | 0 | 0
00 Ret.Exist_Non-FBC_SCR_ACI_DSI & DRET | 0 | 0 | 0 | 0 | 0 | 0 | 0
00 Ret.Exist_Non-FBC_SCR_ACI_DSI & GPM | 0 | 0 | 0 | 0 | 0 | 0 | 0
00 Ret.Exist_Non-FBC_SCR_ACI_DSI & GPM & C2G | 0 | 0 | 0 | 0 | 0 | 0 | 0
00 Ret.Exist_Non-FBC_SCR_ACI_DSI & GPM & DRET | 0 | 0 | 0 | 0 | 0 | 0 | 0
00 Ret.Exist_Non-FBC_SCR_ACI_DSI & GPM & NGC | 0 | 0 | 0 | 0 | 0 | 0 | 0
00 Ret.Exist_Non-FBC_SCR_ACI_DSI & GPM & WetFGD & CCS | 0 | 0 | 0 | 0 | 0 | 0 | 0
00 Ret.Exist_Non-FBC_SCR_ACI_DSI & NGC | 0 | 0 | 0 | 0 | 0 | 0 | 0
00 Ret.Exist_Non-FBC_SCR_ACI_DSI & WetFGD & CCS | 0 | 0 | 0 | 0 | 0 | 0 | 0
00 Ret.Exist_Non-FBC_SNCR_ACI & C2G | 0 | 0 | 0 | 0 | 0 | 0 | 0
00 Ret.Exist_Non-FBC_SNCR_ACI & C2G & SCR | 0 | 0 | 0 | 0 | 0 | 0 | 0
00 Ret.Exist_Non-FBC_SNCR_ACI & DRET | 0 | 0 | 0 | 0 | 0 | 0 | 0
00 Ret.Exist_Non-FBC_SNCR_ACI & DSI | 0 | 0 | 0 | 0 | 0 | 0 | 0
00 Ret.Exist_Non-FBC_SNCR_ACI & DSI & C2G | 0 | 0 | 0 | 0 | 0 | 0 | 0
00 Ret.Exist_Non-FBC_SNCR_ACI & DSI & C2G & SCR | 0 | 0 | 0 | 0 | 0 | 0 | 0
00 Ret.Exist_Non-FBC_SNCR_ACI & DSI & DRET | 0 | 0 | 0 | 0 | 0 | 0 | 0
00 Ret.Exist_Non-FBC_SNCR_ACI & DSI & NGC | 0 | 0 | 0 | 0 | 0 | 0 | 0
00 Ret.Exist_Non-FBC_SNCR_ACI & DSI & SCR | 0 | 0 | 0 | 0 | 0 | 0 | 0
00 Ret.Exist_Non-FBC_SNCR_ACI & DSI & SCR & DRET | 0 | 0 | 0 | 0 | 0 | 0 | 0
00 Ret.Exist_Non-FBC_SNCR_ACI & DSI & SCR & NGC | 0 | 0 | 0 | 0 | 0 | 0 | 0
00 Ret.Exist_Non-FBC_SNCR_ACI & DSI & WetFGD & SCR & CCS | 0 | 0 | 0 | 0 | 0 | 0 | 0
00 Ret.Exist_Non-FBC_SNCR_ACI & GPM | 0 | 0 | 0 | 0 | 0 | 0 | 0
00 Ret.Exist_Non-FBC_SNCR_ACI & GPM & C2G | 0 | 0 | 0 | 0 | 0 | 0 | 0
00 Ret.Exist_Non-FBC_SNCR_ACI & GPM & C2G & SCR | 0 | 0 | 0 | 0 | 0 | 0 | 0
00 Ret.Exist_Non-FBC_SNCR_ACI & GPM & DRET | 0 | 0 | 0 | 0 | 0 | 0 | 0
00 Ret.Exist_Non-FBC_SNCR_ACI & GPM & NGC | 0 | 0 | 0 | 0 | 0 | 0 | 0
00 Ret.Exist_Non-FBC_SNCR_ACI & GPM & SCR | 0 | 0 | 0 | 0 | 0 | 0 | 0
00 Ret.Exist_Non-FBC_SNCR_ACI & GPM & SCR & DRET | 0 | 0 | 0 | 0 | 0 | 0 | 0
00 Ret.Exist_Non-FBC_SNCR_ACI & GPM & SCR & NGC | 0 | 0 | 0 | 0 | 0 | 0 | 0
00 Ret.Exist_Non-FBC_SNCR_ACI & GPM & WetFGD & SCR & CCS | 0 | 0 | 0 | 0 | 0 | 0 | 0
00 Ret.Exist_Non-FBC_SNCR_ACI & NGC | 0 | 0 | 0 | 0 | 0 | 0 | 0
00 Ret.Exist_Non-FBC_SNCR_ACI & SCR | 0 | 0 | 0 | 0 | 0 | 0 | 0
00 Ret.Exist_Non-FBC_SNCR_ACI & SCR & C2G | 0 | 0 | 0 | 0 | 0 | 0 | 0
00 Ret.Exist_Non-FBC_SNCR_ACI & SCR & DRET | 0 | 0 | 0 | 0 | 0 | 0 | 0
00 Ret.Exist_Non-FBC_SNCR_ACI & SCR & NGC | 0 | 0 | 0 | 0 | 0 | 0 | 0
00 Ret.Exist_Non-FBC_SNCR_ACI & SCR & WetFGD & CCS | 0 | 0 | 0 | 0 | 0 | 0 | 0
00 Ret.Exist_Non-FBC_SNCR_ACI_DSI & C2G | 0 | 0 | 0 | 0 | 0 | 0 | 0
00 Ret.Exist_Non-FBC_SNCR_ACI_DSI & C2G & SCR | 0 | 0 | 0 | 0 | 0 | 0 | 0
00 Ret.Exist_Non-FBC_SNCR_ACI_DSI & DCCS | 0 | 0 | 0 | 0 | 0 | 0 | 0
00 Ret.Exist_Non-FBC_SNCR_ACI_DSI & DCCS & WetFGD & SCR & CCS | 0 | 0 | 0 | 0 | 0 | 0 | 0
00 Ret.Exist_Non-FBC_SNCR_ACI_DSI & DRET | 0 | 0 | 0 | 0 | 0 | 0 | 0
00 Ret.Exist_Non-FBC_SNCR_ACI_DSI & GPM | 0 | 0 | 0 | 0 | 0 | 0 | 0
00 Ret.Exist_Non-FBC_SNCR_ACI_DSI & GPM & C2G | 0 | 0 | 0 | 0 | 0 | 0 | 0
00 Ret.Exist_Non-FBC_SNCR_ACI_DSI & GPM & C2G & SCR | 0 | 0 | 0 | 0 | 0 | 0 | 0
00 Ret.Exist_Non-FBC_SNCR_ACI_DSI & GPM & DRET | 0 | 0 | 0 | 0 | 0 | 0 | 0
00 Ret.Exist_Non-FBC_SNCR_ACI_DSI & GPM & NGC | 0 | 0 | 0 | 0 | 0 | 0 | 0
00 Ret.Exist_Non-FBC_SNCR_ACI_DSI & GPM & SCR | 0 | 0 | 0 | 0 | 0 | 0 | 0
00 Ret.Exist_Non-FBC_SNCR_ACI_DSI & GPM & SCR & DRET | 0 | 0 | 0 | 0 | 0 | 0 | 0
00 Ret.Exist_Non-FBC_SNCR_ACI_DSI & GPM & SCR & NGC | 0 | 0 | 0 | 0 | 0 | 0 | 0
00 Ret.Exist_Non-FBC_SNCR_ACI_DSI & GPM & WetFGD & SCR & CCS | 0 | 0 | 0 | 0 | 0 | 0 | 0
00 Ret.Exist_Non-FBC_SNCR_ACI_DSI & NGC | 0 | 0 | 0 | 0 | 0 | 0 | 0
00 Ret.Exist_Non-FBC_SNCR_ACI_DSI & SCR | 0 | 0 | 0 | 0 | 0 | 0 | 0
00 Ret.Exist_Non-FBC_SNCR_ACI_DSI & SCR & C2G | 0 | 0 | 0 | 0 | 0 | 0 | 0
00 Ret.Exist_Non-FBC_SNCR_ACI_DSI & SCR & DRET | 0 | 0 | 0 | 0 | 0 | 0 | 0
00 Ret.Exist_Non-FBC_SNCR_ACI_DSI & SCR & NGC | 0 | 0 | 0 | 0 | 0 | 0 | 0
00 Ret.Exist_Non-FBC_SNCR_ACI_DSI & SCR & WetFGD & CCS | 0 | 0 | 0 | 0 | 0 | 0 | 0
00 Ret.Exist_Non-FBC_WetFGD & ACI | 0 | 0 | 0 | 0 | 0 | 0 | 0
00 Ret.Exist_Non-FBC_WetFGD & ACI & C2G | 0 | 0 | 0 | 0 | 0 | 0 | 0
00 Ret.Exist_Non-FBC_WetFGD & ACI & C2G & SCR | 0 | 0 | 0 | 0 | 0 | 0 | 0
00 Ret.Exist_Non-FBC_WetFGD & ACI & DRET | 0 | 0 | 0 | 0 | 0 | 0 | 0
00 Ret.Exist_Non-FBC_WetFGD & ACI & GPM | 0 | 0 | 0 | 0 | 0 | 0 | 0
00 Ret.Exist_Non-FBC_WetFGD & ACI & GPM & C2G | 0 | 0 | 0 | 0 | 0 | 0 | 0
00 Ret.Exist_Non-FBC_WetFGD & ACI & GPM & C2G & SCR | 0 | 0 | 0 | 0 | 0 | 0 | 0
00 Ret.Exist_Non-FBC_WetFGD & ACI & GPM & DRET | 0 | 0 | 0 | 0 | 0 | 0 | 0
00 Ret.Exist_Non-FBC_WetFGD & ACI & GPM & NGC | 0 | 0 | 0 | 0 | 0 | 0 | 0
00 Ret.Exist_Non-FBC_WetFGD & ACI & GPM & SCR | 0 | 0 | 0 | 0 | 0 | 0 | 0
00 Ret.Exist_Non-FBC_WetFGD & ACI & GPM & SCR & CCS | 0 | 0 | 0 | 0 | 0 | 0 | 0
00 Ret.Exist_Non-FBC_WetFGD & ACI & GPM & SCR & DRET | 0 | 0 | 0 | 0 | 0 | 0 | 0
00 Ret.Exist_Non-FBC_WetFGD & ACI & GPM & SCR & NGC | 0 | 0 | 0 | 0 | 0 | 0 | 0
00 Ret.Exist_Non-FBC_WetFGD & ACI & GPM & SNCR | 0 | 0 | 0 | 0 | 0 | 0 | 0
00 Ret.Exist_Non-FBC_WetFGD & ACI & GPM & SNCR & DRET | 0 | 0 | 0 | 0 | 0 | 0 | 0
00 Ret.Exist_Non-FBC_WetFGD & ACI & GPM & SNCR & NGC | 0 | 0 | 0 | 0 | 0 | 0 | 0
00 Ret.Exist_Non-FBC_WetFGD & ACI & NGC | 0 | 0 | 0 | 0 | 0 | 0 | 0
00 Ret.Exist_Non-FBC_WetFGD & ACI & SCR | 0 | 0 | 0 | 0 | 0 | 0 | 0
00 Ret.Exist_Non-FBC_WetFGD & ACI & SCR & CCS | 0 | 0 | 0 | 0 | 0 | 0 | 0
00 Ret.Exist_Non-FBC_WetFGD & ACI & SCR & DRET | 0 | 0 | 0 | 0 | 0 | 0 | 0
00 Ret.Exist_Non-FBC_WetFGD & ACI & SCR & NGC | 0 | 0 | 0 | 0 | 0 | 0 | 0
00 Ret.Exist_Non-FBC_WetFGD & ACI & SNCR | 0 | 0 | 0 | 0 | 0 | 0 | 0
00 Ret.Exist_Non-FBC_WetFGD & ACI & SNCR & DRET | 0 | 0 | 0 | 0 | 0 | 0 | 0
00 Ret.Exist_Non-FBC_WetFGD & ACI & SNCR & NGC | 0 | 0 | 0 | 0 | 0 | 0 | 0
00 Ret.Exist_Non-FBC_WetFGD & C2G | 0 | 0 | 0 | 0 | 0 | 0 | 0
00 Ret.Exist_Non-FBC_WetFGD & C2G & SCR | 0 | 0 | 0 | 0 | 0 | 0 | 0
00 Ret.Exist_Non-FBC_WetFGD & DRET | 0 | 0 | 0 | 0 | 0 | 0 | 0
00 Ret.Exist_Non-FBC_WetFGD & DCCS | 0 | 0 | 0 | 0 | 0 | 0 | 0
00 Ret.Exist_Non-FBC_WetFGD & DCCS & SCR & CCS | 0 | 0 | 0 | 0 | 0 | 0 | 0
00 Ret.Exist_Non-FBC_WetFGD & GPM | 0 | 0 | 0 | 0 | 0 | 0 | 0
00 Ret.Exist_Non-FBC_WetFGD & GPM & C2G | 0 | 0 | 0 | 0 | 0 | 0 | 0
00 Ret.Exist_Non-FBC_WetFGD & GPM & C2G & SCR | 0 | 0 | 0 | 0 | 0 | 0 | 0
00 Ret.Exist_Non-FBC_WetFGD & GPM & DRET | 0 | 0 | 0 | 0 | 0 | 0 | 0
00 Ret.Exist_Non-FBC_WetFGD & GPM & NGC | 0 | 0 | 0 | 0 | 0 | 0 | 0
00 Ret.Exist_Non-FBC_WetFGD & GPM & SCR | 0 | 0 | 0 | 0 | 0 | 0 | 0
00 Ret.Exist_Non-FBC_WetFGD & GPM & SCR & CCS | 0 | 0 | 0 | 0 | 0 | 0 | 0
00 Ret.Exist_Non-FBC_WetFGD & GPM & SCR & DRET | 0 | 0 | 0 | 0 | 0 | 0 | 0
00 Ret.Exist_Non-FBC_WetFGD & GPM & SCR & NGC | 0 | 0 | 0 | 0 | 0 | 0 | 0
00 Ret.Exist_Non-FBC_WetFGD & GPM & SNCR | 0 | 0 | 0 | 0 | 0 | 0 | 0
00 Ret.Exist_Non-FBC_WetFGD & GPM & SNCR & DRET | 0 | 0 | 0 | 0 | 0 | 0 | 0
00 Ret.Exist_Non-FBC_WetFGD & GPM & SNCR & NGC | 0 | 0 | 0 | 0 | 0 | 0 | 0
00 Ret.Exist_Non-FBC_WetFGD & NGC | 0 | 0 | 0 | 0 | 0 | 0 | 0
00 Ret.Exist_Non-FBC_WetFGD & SCR | 0 | 0 | 0 | 0 | 0 | 0 | 0
00 Ret.Exist_Non-FBC_WetFGD & SCR & C2G | 0 | 0 | 0 | 0 | 0 | 0 | 0
00 Ret.Exist_Non-FBC_WetFGD & SCR & CCS | 0 | 0 | 0 | 0 | 0 | 0 | 0
00 Ret.Exist_Non-FBC_WetFGD & SCR & DRET | 0 | 0 | 0 | 0 | 0 | 0 | 0
00 Ret.Exist_Non-FBC_WetFGD & SCR & NGC | 0 | 0 | 0 | 0 | 0 | 0 | 0
00 Ret.Exist_Non-FBC_WetFGD & SNCR | 0 | 0 | 0 | 0 | 0 | 0 | 0
00 Ret.Exist_Non-FBC_WetFGD & SNCR & C2G | 0 | 0 | 0 | 0 | 0 | 0 | 0
00 Ret.Exist_Non-FBC_WetFGD & SNCR & DRET | 0 | 0 | 0 | 0 | 0 | 0 | 0
00 Ret.Exist_Non-FBC_WetFGD & SNCR & NGC | 0 | 0 | 0 | 0 | 0 | 0 | 0
00 Ret.Exist_Non-FBC_WetFGD_ACI & C2G | 0 | 0 | 0 | 0 | 0 | 0 | 0
00 Ret.Exist_Non-FBC_WetFGD_ACI & C2G & SCR | 0 | 0 | 0 | 0 | 0 | 0 | 0
00 Ret.Exist_Non-FBC_WetFGD_ACI & DCCS | 0 | 0 | 0 | 0 | 0 | 0 | 0
00 Ret.Exist_Non-FBC_WetFGD_ACI & DCCS & SCR & CCS | 0 | 0 | 0 | 0 | 0 | 0 | 0
00 Ret.Exist_Non-FBC_WetFGD_ACI & DRET | 0 | 0 | 0 | 0 | 0 | 0 | 0
00 Ret.Exist_Non-FBC_WetFGD_ACI & GPM | 0 | 0 | 0 | 0 | 0 | 0 | 0
00 Ret.Exist_Non-FBC_WetFGD_ACI & GPM & C2G | 0 | 0 | 0 | 0 | 0 | 0 | 0
00 Ret.Exist_Non-FBC_WetFGD_ACI & GPM & C2G & SCR | 0 | 0 | 0 | 0 | 0 | 0 | 0
00 Ret.Exist_Non-FBC_WetFGD_ACI & GPM & DRET | 0 | 0 | 0 | 0 | 0 | 0 | 0
00 Ret.Exist_Non-FBC_WetFGD_ACI & GPM & NGC | 0 | 0 | 0 | 0 | 0 | 0 | 0
00 Ret.Exist_Non-FBC_WetFGD_ACI & GPM & SCR | 0 | 0 | 0 | 0 | 0 | 0 | 0
00 Ret.Exist_Non-FBC_WetFGD_ACI & GPM & SCR & CCS | 0 | 0 | 0 | 0 | 0 | 0 | 0
00 Ret.Exist_Non-FBC_WetFGD_ACI & GPM & SCR & DRET | 0 | 0 | 0 | 0 | 0 | 0 | 0
00 Ret.Exist_Non-FBC_WetFGD_ACI & GPM & SCR & NGC | 0 | 0 | 0 | 0 | 0 | 0 | 0
00 Ret.Exist_Non-FBC_WetFGD_ACI & GPM & SNCR | 0 | 0 | 0 | 0 | 0 | 0 | 0
00 Ret.Exist_Non-FBC_WetFGD_ACI & GPM & SNCR & DRET | 0 | 0 | 0 | 0 | 0 | 0 | 0
00 Ret.Exist_Non-FBC_WetFGD_ACI & GPM & SNCR & NGC | 0 | 0 | 0 | 0 | 0 | 0 | 0
00 Ret.Exist_Non-FBC_WetFGD_ACI & NGC | 0 | 0 | 0 | 0 | 0 | 0 | 0
00 Ret.Exist_Non-FBC_WetFGD_ACI & SCR | 0 | 0 | 0 | 0 | 0 | 0 | 0
00 Ret.Exist_Non-FBC_WetFGD_ACI & SCR & C2G | 0 | 0 | 0 | 0 | 0 | 0 | 0
00 Ret.Exist_Non-FBC_WetFGD_ACI & SCR & CCS | 0 | 0 | 0 | 0 | 0 | 0 | 0
00 Ret.Exist_Non-FBC_WetFGD_ACI & SCR & DRET | 0 | 0 | 0 | 0 | 0 | 0 | 0
00 Ret.Exist_Non-FBC_WetFGD_ACI & SCR & NGC | 0 | 0 | 0 | 0 | 0 | 0 | 0
00 Ret.Exist_Non-FBC_WetFGD_ACI & SNCR | 0 | 0 | 0 | 0 | 0 | 0 | 0
00 Ret.Exist_Non-FBC_WetFGD_ACI & SNCR & C2G | 0 | 0 | 0 | 0 | 0 | 0 | 0
00 Ret.Exist_Non-FBC_WetFGD_ACI & SNCR & DRET | 0 | 0 | 0 | 0 | 0 | 0 | 0
00 Ret.Exist_Non-FBC_WetFGD_ACI & SNCR & NGC | 0 | 0 | 0 | 0 | 0 | 0 | 0
00 Ret.Exist_Non-FBC_WetFGD_ACI_DSI & C2G | 0 | 0 | 0 | 0 | 0 | 0 | 0
00 Ret.Exist_Non-FBC_WetFGD_ACI_DSI & C2G & SCR | 0 | 0 | 0 | 0 | 0 | 0 | 0
00 Ret.Exist_Non-FBC_WetFGD_ACI_DSI & DCCS | 0 | 0 | 0 | 0 | 0 | 0 | 0
00 Ret.Exist_Non-FBC_WetFGD_ACI_DSI & DCCS & SCR & CCS | 0 | 0 | 0 | 0 | 0 | 0 | 0
00 Ret.Exist_Non-FBC_WetFGD_ACI_DSI & DRET | 0 | 0 | 0 | 0 | 0 | 0 | 0
00 Ret.Exist_Non-FBC_WetFGD_ACI_DSI & GPM | 0 | 0 | 0 | 0 | 0 | 0 | 0
00 Ret.Exist_Non-FBC_WetFGD_ACI_DSI & GPM & C2G | 0 | 0 | 0 | 0 | 0 | 0 | 0
00 Ret.Exist_Non-FBC_WetFGD_ACI_DSI & GPM & C2G & SCR | 0 | 0 | 0 | 0 | 0 | 0 | 0
00 Ret.Exist_Non-FBC_WetFGD_ACI_DSI & GPM & DRET | 0 | 0 | 0 | 0 | 0 | 0 | 0
00 Ret.Exist_Non-FBC_WetFGD_ACI_DSI & GPM & NGC | 0 | 0 | 0 | 0 | 0 | 0 | 0
00 Ret.Exist_Non-FBC_WetFGD_ACI_DSI & GPM & SCR | 0 | 0 | 0 | 0 | 0 | 0 | 0
00 Ret.Exist_Non-FBC_WetFGD_ACI_DSI & GPM & SCR & CCS | 0 | 0 | 0 | 0 | 0 | 0 | 0
00 Ret.Exist_Non-FBC_WetFGD_ACI_DSI & GPM & SCR & DRET | 0 | 0 | 0 | 0 | 0 | 0 | 0
00 Ret.Exist_Non-FBC_WetFGD_ACI_DSI & GPM & SCR & NGC | 0 | 0 | 0 | 0 | 0 | 0 | 0
00 Ret.Exist_Non-FBC_WetFGD_ACI_DSI & GPM & SNCR | 0 | 0 | 0 | 0 | 0 | 0 | 0
00 Ret.Exist_Non-FBC_WetFGD_ACI_DSI & GPM & SNCR & DRET | 0 | 0 | 0 | 0 | 0 | 0 | 0
00 Ret.Exist_Non-FBC_WetFGD_ACI_DSI & GPM & SNCR & NGC | 0 | 0 | 0 | 0 | 0 | 0 | 0
00 Ret.Exist_Non-FBC_WetFGD_ACI_DSI & NGC | 0 | 0 | 0 | 0 | 0 | 0 | 0
00 Ret.Exist_Non-FBC_WetFGD_ACI_DSI & SCR | 0 | 0 | 0 | 0 | 0 | 0 | 0
00 Ret.Exist_Non-FBC_WetFGD_ACI_DSI & SCR & C2G | 0 | 0 | 0 | 0 | 0 | 0 | 0
00 Ret.Exist_Non-FBC_WetFGD_ACI_DSI & SCR & CCS | 0 | 0 | 0 | 0 | 0 | 0 | 0
00 Ret.Exist_Non-FBC_WetFGD_ACI_DSI & SCR & DRET | 0 | 0 | 0 | 0 | 0 | 0 | 0
00 Ret.Exist_Non-FBC_WetFGD_ACI_DSI & SCR & NGC | 0 | 0 | 0 | 0 | 0 | 0 | 0
00 Ret.Exist_Non-FBC_WetFGD_ACI_DSI & SNCR | 0 | 0 | 0 | 0 | 0 | 0 | 0
00 Ret.Exist_Non-FBC_WetFGD_ACI_DSI & SNCR & C2G | 0 | 0 | 0 | 0 | 0 | 0 | 0
00 Ret.Exist_Non-FBC_WetFGD_ACI_DSI & SNCR & DRET | 0 | 0 | 0 | 0 | 0 | 0 | 0
00 Ret.Exist_Non-FBC_WetFGD_ACI_DSI & SNCR & NGC | 0 | 0 | 0 | 0 | 0 | 0 | 0
00 Ret.Exist_Non-FBC_WetFGD_SCR & ACI | 0 | 0 | 0 | 0 | 0 | 0 | 0
00 Ret.Exist_Non-FBC_WetFGD_SCR & ACI & C2G | 0 | 0 | 0 | 0 | 0 | 0 | 0
00 Ret.Exist_Non-FBC_WetFGD_SCR & ACI & CCS | 0 | 0 | 0 | 0 | 0 | 0 | 0
00 Ret.Exist_Non-FBC_WetFGD_SCR & DCCS | 0 | 0 | 0 | 0 | 0 | 0 | 0
00 Ret.Exist_Non-FBC_WetFGD_SCR & DCCS & CCS | 0 | 0 | 0 | 0 | 0 | 0 | 0
00 Ret.Exist_Non-FBC_WetFGD_SCR & ACI & DRET | 0 | 0 | 0 | 0 | 0 | 0 | 0
00 Ret.Exist_Non-FBC_WetFGD_SCR & ACI & GPM | 0 | 0 | 0 | 0 | 0 | 0 | 0
00 Ret.Exist_Non-FBC_WetFGD_SCR & ACI & GPM & C2G | 0 | 0 | 0 | 0 | 0 | 0 | 0
00 Ret.Exist_Non-FBC_WetFGD_SCR & ACI & GPM & CCS | 0 | 0 | 0 | 0 | 0 | 0 | 0
00 Ret.Exist_Non-FBC_WetFGD_SCR & ACI & GPM & DRET | 0 | 0 | 0 | 0 | 0 | 0 | 0
00 Ret.Exist_Non-FBC_WetFGD_SCR & ACI & GPM & NGC | 0 | 0 | 0 | 0 | 0 | 0 | 0
00 Ret.Exist_Non-FBC_WetFGD_SCR & ACI & NGC | 0 | 0 | 0 | 0 | 0 | 0 | 0
00 Ret.Exist_Non-FBC_WetFGD_SCR & C2G | 0 | 0 | 0 | 0 | 0 | 0 | 0
00 Ret.Exist_Non-FBC_WetFGD_SCR & CCS | 0 | 0 | 0 | 0 | 0 | 0 | 0
00 Ret.Exist_Non-FBC_WetFGD_SCR & DRET | 0 | 0 | 0 | 0 | 0 | 0 | 0
00 Ret.Exist_Non-FBC_WetFGD_SCR & GPM | 0 | 0 | 0 | 0 | 0 | 0 | 0
00 Ret.Exist_Non-FBC_WetFGD_SCR & GPM & C2G | 0 | 0 | 0 | 0 | 0 | 0 | 0
00 Ret.Exist_Non-FBC_WetFGD_SCR & GPM & CCS | 0 | 0 | 0 | 0 | 0 | 0 | 0
00 Ret.Exist_Non-FBC_WetFGD_SCR & GPM & DRET | 0 | 0 | 0 | 0 | 0 | 0 | 0
00 Ret.Exist_Non-FBC_WetFGD_SCR & GPM & NGC | 0 | 0 | 0 | 0 | 0 | 0 | 0
00 Ret.Exist_Non-FBC_WetFGD_SCR & NGC | 0 | 0 | 0 | 0 | 0 | 0 | 0
00 Ret.Exist_Non-FBC_WetFGD_SCR_ACI & C2G | 0 | 0 | 0 | 0 | 0 | 0 | 0
00 Ret.Exist_Non-FBC_WetFGD_SCR_ACI & CCS | 0 | 0 | 0 | 0 | 0 | 0 | 0
00 Ret.Exist_Non-FBC_WetFGD_SCR_ACI & DCCS | 0 | 0 | 0 | 0 | 0 | 0 | 0
00 Ret.Exist_Non-FBC_WetFGD_SCR_ACI & DCCS & CCS | 0 | 0 | 0 | 0 | 0 | 0 | 0
00 Ret.Exist_Non-FBC_WetFGD_SCR_ACI & DRET | 0 | 0 | 0 | 0 | 0 | 0 | 0
00 Ret.Exist_Non-FBC_WetFGD_SCR_ACI & GPM | 0 | 0 | 0 | 0 | 0 | 0 | 0
00 Ret.Exist_Non-FBC_WetFGD_SCR_ACI & GPM & C2G | 0 | 0 | 0 | 0 | 0 | 0 | 0
00 Ret.Exist_Non-FBC_WetFGD_SCR_ACI & GPM & CCS | 0 | 0 | 0 | 0 | 0 | 0 | 0
00 Ret.Exist_Non-FBC_WetFGD_SCR_ACI & GPM & DRET | 0 | 0 | 0 | 0 | 0 | 0 | 0
00 Ret.Exist_Non-FBC_WetFGD_SCR_ACI & GPM & NGC | 0 | 0 | 0 | 0 | 0 | 0 | 0
00 Ret.Exist_Non-FBC_WetFGD_SCR_ACI & NGC | 0 | 0 | 0 | 0 | 0 | 0 | 0
00 Ret.Exist_Non-FBC_WetFGD_SCR_ACI_DSI & C2G | 0 | 0 | 0 | 0 | 0 | 0 | 0
00 Ret.Exist_Non-FBC_WetFGD_SCR_ACI_DSI & CCS | 0 | 0 | 0 | 0 | 0 | 0 | 0
00 Ret.Exist_Non-FBC_WetFGD_SCR_ACI_DSI & DCCS | 0 | 0 | 0 | 0 | 0 | 0 | 0
00 Ret.Exist_Non-FBC_WetFGD_SCR_ACI_DSI & DCCS & CCS | 0 | 0 | 0 | 0 | 0 | 0 | 0
00 Ret.Exist_Non-FBC_WetFGD_SCR_ACI_DSI & DRET | 0 | 0 | 0 | 0 | 0 | 0 | 0
00 Ret.Exist_Non-FBC_WetFGD_SCR_ACI_DSI & GPM | 0 | 0 | 0 | 0 | 0 | 0 | 0
00 Ret.Exist_Non-FBC_WetFGD_SCR_ACI_DSI & GPM & C2G | 0 | 0 | 0 | 0 | 0 | 0 | 0
00 Ret.Exist_Non-FBC_WetFGD_SCR_ACI_DSI & GPM & CCS | 0 | 0 | 0 | 0 | 0 | 0 | 0
00 Ret.Exist_Non-FBC_WetFGD_SCR_ACI_DSI & GPM & DRET | 0 | 0 | 0 | 0 | 0 | 0 | 0
00 Ret.Exist_Non-FBC_WetFGD_SCR_ACI_DSI & GPM & NGC | 0 | 0 | 0 | 0 | 0 | 0 | 0
00 Ret.Exist_Non-FBC_WetFGD_SCR_ACI_DSI & NGC | 0 | 0 | 0 | 0 | 0 | 0 | 0
00 Ret.Exist_Non-FBC_WetFGD_SCR_DSI & ACI | 0 | 0 | 0 | 0 | 0 | 0 | 0
00 Ret.Exist_Non-FBC_WetFGD_SCR_DSI & ACI & C2G | 0 | 0 | 0 | 0 | 0 | 0 | 0
00 Ret.Exist_Non-FBC_WetFGD_SCR_DSI & ACI & CCS | 0 | 0 | 0 | 0 | 0 | 0 | 0
00 Ret.Exist_Non-FBC_WetFGD_SCR_DSI & ACI & DRET | 0 | 0 | 0 | 0 | 0 | 0 | 0
00 Ret.Exist_Non-FBC_WetFGD_SCR_DSI & ACI & GPM | 0 | 0 | 0 | 0 | 0 | 0 | 0
00 Ret.Exist_Non-FBC_WetFGD_SCR_DSI & ACI & GPM & C2G | 0 | 0 | 0 | 0 | 0 | 0 | 0
00 Ret.Exist_Non-FBC_WetFGD_SCR_DSI & ACI & GPM & CCS | 0 | 0 | 0 | 0 | 0 | 0 | 0
00 Ret.Exist_Non-FBC_WetFGD_SCR_DSI & ACI & GPM & DRET | 0 | 0 | 0 | 0 | 0 | 0 | 0
00 Ret.Exist_Non-FBC_WetFGD_SCR_DSI & ACI & GPM & NGC | 0 | 0 | 0 | 0 | 0 | 0 | 0
00 Ret.Exist_Non-FBC_WetFGD_SCR_DSI & ACI & NGC | 0 | 0 | 0 | 0 | 0 | 0 | 0
00 Ret.Exist_Non-FBC_WetFGD_SCR_DSI & C2G | 0 | 0 | 0 | 0 | 0 | 0 | 0
00 Ret.Exist_Non-FBC_WetFGD_SCR_DSI & CCS | 0 | 0 | 0 | 0 | 0 | 0 | 0
00 Ret.Exist_Non-FBC_WetFGD_SCR_DSI & DCCS | 0 | 0 | 0 | 0 | 0 | 0 | 0
00 Ret.Exist_Non-FBC_WetFGD_SCR_DSI & DCCS & CCS | 0 | 0 | 0 | 0 | 0 | 0 | 0
00 Ret.Exist_Non-FBC_WetFGD_SCR_DSI & DRET | 0 | 0 | 0 | 0 | 0 | 0 | 0
00 Ret.Exist_Non-FBC_WetFGD_SCR_DSI & GPM | 0 | 0 | 0 | 0 | 0 | 0 | 0
00 Ret.Exist_Non-FBC_WetFGD_SCR_DSI & GPM & C2G | 0 | 0 | 0 | 0 | 0 | 0 | 0
00 Ret.Exist_Non-FBC_WetFGD_SCR_DSI & GPM & CCS | 0 | 0 | 0 | 0 | 0 | 0 | 0
00 Ret.Exist_Non-FBC_WetFGD_SCR_DSI & GPM & DRET | 0 | 0 | 0 | 0 | 0 | 0 | 0
00 Ret.Exist_Non-FBC_WetFGD_SCR_DSI & GPM & NGC | 0 | 0 | 0 | 0 | 0 | 0 | 0
00 Ret.Exist_Non-FBC_WetFGD_SCR_DSI & NGC | 0 | 0 | 0 | 0 | 0 | 0 | 0
00 Ret.Exist_Non-FBC_WetFGD_SNCR & ACI | 0 | 0 | 0 | 0 | 0 | 0 | 0
00 Ret.Exist_Non-FBC_WetFGD_SNCR & ACI & C2G | 0 | 0 | 0 | 0 | 0 | 0 | 0
00 Ret.Exist_Non-FBC_WetFGD_SNCR & ACI & C2G & SCR | 0 | 0 | 0 | 0 | 0 | 0 | 0
00 Ret.Exist_Non-FBC_WetFGD_SNCR & ACI & DRET | 0 | 0 | 0 | 0 | 0 | 0 | 0
00 Ret.Exist_Non-FBC_WetFGD_SNCR & ACI & GPM | 0 | 0 | 0 | 0 | 0 | 0 | 0
00 Ret.Exist_Non-FBC_WetFGD_SNCR & ACI & GPM & C2G | 0 | 0 | 0 | 0 | 0 | 0 | 0
00 Ret.Exist_Non-FBC_WetFGD_SNCR & ACI & GPM & C2G & SCR | 0 | 0 | 0 | 0 | 0 | 0 | 0
00 Ret.Exist_Non-FBC_WetFGD_SNCR & ACI & GPM & DRET | 0 | 0 | 0 | 0 | 0 | 0 | 0
00 Ret.Exist_Non-FBC_WetFGD_SNCR & ACI & GPM & NGC | 0 | 0 | 0 | 0 | 0 | 0 | 0
00 Ret.Exist_Non-FBC_WetFGD_SNCR & ACI & GPM & SCR | 0 | 0 | 0 | 0 | 0 | 0 | 0
00 Ret.Exist_Non-FBC_WetFGD_SNCR & ACI & GPM & SCR & CCS | 0 | 0 | 0 | 0 | 0 | 0 | 0
00 Ret.Exist_Non-FBC_WetFGD_SNCR & ACI & GPM & SCR & DRET | 0 | 0 | 0 | 0 | 0 | 0 | 0
00 Ret.Exist_Non-FBC_WetFGD_SNCR & ACI & GPM & SCR & NGC | 0 | 0 | 0 | 0 | 0 | 0 | 0
00 Ret.Exist_Non-FBC_WetFGD_SNCR & ACI & NGC | 0 | 0 | 0 | 0 | 0 | 0 | 0
00 Ret.Exist_Non-FBC_WetFGD_SNCR & ACI & SCR | 0 | 0 | 0 | 0 | 0 | 0 | 0
00 Ret.Exist_Non-FBC_WetFGD_SNCR & ACI & SCR & CCS | 0 | 0 | 0 | 0 | 0 | 0 | 0
00 Ret.Exist_Non-FBC_WetFGD_SNCR & ACI & SCR & DRET | 0 | 0 | 0 | 0 | 0 | 0 | 0
00 Ret.Exist_Non-FBC_WetFGD_SNCR & ACI & SCR & NGC | 0 | 0 | 0 | 0 | 0 | 0 | 0
00 Ret.Exist_Non-FBC_WetFGD_SNCR & C2G | 0 | 0 | 0 | 0 | 0 | 0 | 0
00 Ret.Exist_Non-FBC_WetFGD_SNCR & C2G & SCR | 0 | 0 | 0 | 0 | 0 | 0 | 0
00 Ret.Exist_Non-FBC_WetFGD_SNCR & DCCS | 0 | 0 | 0 | 0 | 0 | 0 | 0
00 Ret.Exist_Non-FBC_WetFGD_SNCR & DCCS & SCR & CCS | 0 | 0 | 0 | 0 | 0 | 0 | 0
00 Ret.Exist_Non-FBC_WetFGD_SNCR & DRET | 0 | 0 | 0 | 0 | 0 | 0 | 0
00 Ret.Exist_Non-FBC_WetFGD_SNCR & GPM | 0 | 0 | 0 | 0 | 0 | 0 | 0
00 Ret.Exist_Non-FBC_WetFGD_SNCR & GPM & C2G | 0 | 0 | 0 | 0 | 0 | 0 | 0
00 Ret.Exist_Non-FBC_WetFGD_SNCR & GPM & C2G & SCR | 0 | 0 | 0 | 0 | 0 | 0 | 0
00 Ret.Exist_Non-FBC_WetFGD_SNCR & GPM & DRET | 0 | 0 | 0 | 0 | 0 | 0 | 0
00 Ret.Exist_Non-FBC_WetFGD_SNCR & GPM & NGC | 0 | 0 | 0 | 0 | 0 | 0 | 0
00 Ret.Exist_Non-FBC_WetFGD_SNCR & GPM & SCR | 0 | 0 | 0 | 0 | 0 | 0 | 0
00 Ret.Exist_Non-FBC_WetFGD_SNCR & GPM & SCR & CCS | 0 | 0 | 0 | 0 | 0 | 0 | 0
00 Ret.Exist_Non-FBC_WetFGD_SNCR & GPM & SCR & DRET | 0 | 0 | 0 | 0 | 0 | 0 | 0
00 Ret.Exist_Non-FBC_WetFGD_SNCR & GPM & SCR & NGC | 0 | 0 | 0 | 0 | 0 | 0 | 0
00 Ret.Exist_Non-FBC_WetFGD_SNCR & NGC | 0 | 0 | 0 | 0 | 0 | 0 | 0
00 Ret.Exist_Non-FBC_WetFGD_SNCR & SCR | 0 | 0 | 0 | 0 | 0 | 0 | 0
00 Ret.Exist_Non-FBC_WetFGD_SNCR & SCR & C2G | 0 | 0 | 0 | 0 | 0 | 0 | 0
00 Ret.Exist_Non-FBC_WetFGD_SNCR & SCR & CCS | 0 | 0 | 0 | 0 | 0 | 0 | 0
00 Ret.Exist_Non-FBC_WetFGD_SNCR & SCR & DRET | 0 | 0 | 0 | 0 | 0 | 0 | 0
00 Ret.Exist_Non-FBC_WetFGD_SNCR & SCR & NGC | 0 | 0 | 0 | 0 | 0 | 0 | 0
00 Ret.Exist_Non-FBC_WetFGD_SNCR_ACI & C2G | 0 | 0 | 0 | 0 | 0 | 0 | 0
00 Ret.Exist_Non-FBC_WetFGD_SNCR_ACI & C2G & SCR | 0 | 0 | 0 | 0 | 0 | 0 | 0
00 Ret.Exist_Non-FBC_WetFGD_SNCR_ACI & DCCS | 0 | 0 | 0 | 0 | 0 | 0 | 0
00 Ret.Exist_Non-FBC_WetFGD_SNCR_ACI & DCCS & SCR & CCS | 0 | 0 | 0 | 0 | 0 | 0 | 0
00 Ret.Exist_Non-FBC_WetFGD_SNCR_ACI & DRET | 0 | 0 | 0 | 0 | 0 | 0 | 0
00 Ret.Exist_Non-FBC_WetFGD_SNCR_ACI & GPM | 0 | 0 | 0 | 0 | 0 | 0 | 0
00 Ret.Exist_Non-FBC_WetFGD_SNCR_ACI & GPM & C2G | 0 | 0 | 0 | 0 | 0 | 0 | 0
00 Ret.Exist_Non-FBC_WetFGD_SNCR_ACI & GPM & C2G & SCR | 0 | 0 | 0 | 0 | 0 | 0 | 0
00 Ret.Exist_Non-FBC_WetFGD_SNCR_ACI & GPM & DRET | 0 | 0 | 0 | 0 | 0 | 0 | 0
00 Ret.Exist_Non-FBC_WetFGD_SNCR_ACI & GPM & NGC | 0 | 0 | 0 | 0 | 0 | 0 | 0
00 Ret.Exist_Non-FBC_WetFGD_SNCR_ACI & GPM & SCR | 0 | 0 | 0 | 0 | 0 | 0 | 0
00 Ret.Exist_Non-FBC_WetFGD_SNCR_ACI & GPM & SCR & CCS | 0 | 0 | 0 | 0 | 0 | 0 | 0
00 Ret.Exist_Non-FBC_WetFGD_SNCR_ACI & GPM & SCR & DRET | 0 | 0 | 0 | 0 | 0 | 0 | 0
00 Ret.Exist_Non-FBC_WetFGD_SNCR_ACI & GPM & SCR & NGC | 0 | 0 | 0 | 0 | 0 | 0 | 0
00 Ret.Exist_Non-FBC_WetFGD_SNCR_ACI & NGC | 0 | 0 | 0 | 0 | 0 | 0 | 0
00 Ret.Exist_Non-FBC_WetFGD_SNCR_ACI & SCR | 0 | 0 | 0 | 0 | 0 | 0 | 0
00 Ret.Exist_Non-FBC_WetFGD_SNCR_ACI & SCR & C2G | 0 | 0 | 0 | 0 | 0 | 0 | 0
00 Ret.Exist_Non-FBC_WetFGD_SNCR_ACI & SCR & CCS | 0 | 0 | 0 | 0 | 0 | 0 | 0
00 Ret.Exist_Non-FBC_WetFGD_SNCR_ACI & SCR & DRET | 0 | 0 | 0 | 0 | 0 | 0 | 0
00 Ret.Exist_Non-FBC_WetFGD_SNCR_ACI & SCR & NGC | 0 | 0 | 0 | 0 | 0 | 0 | 0
00 Existing Combined Cycle Retirement | 0 | 0 | 0 | 0 | 0 | 0 | 0
00 New Combined Cycle Retirement | 0 | 0 | 0 | 0 | 0 | 0 | 0
00 Existing Combustion Turbine Retirement | 0 | 0 | 0 | 0 | 0 | 0 | 0
00 New Combustion Turbine Retirement | 0 | 0 | 0 | 0 | 0 | 0 | 0
00 Oil/Gas Steam Retirement | 0 | 0 | 0 | 0 | 0 | 0 | 0
00 Coal Steam Retirement | 0 | 0 | 0 | 0 | 0 | 0 | 0
00 IGCC Retirement | 0 | 0 | 0 | 0 | 0 | 0 | 0
00 Nuclear Retirement | 0 | 0 | 0 | 0 | 0 | 0 | 0
00 Biomass Retirement | 0 | 0 | 0 | 0 | 0 | 0 | 0
00 Fossil_Other Retirement | 0 | 0 | 0 | 0 | 0 | 0 | 0
00 Fuel Cell Retirement | 0 | 0 | 0 | 0 | 0 | 0 | 0
00 Geothermal Retirement | 0 | 0 | 0 | 0 | 0 | 0 | 0
00 Hydro Retirement | 0 | 0 | 0 | 0 | 0 | 0 | 0
00 Landfill Gas Retirement | 0 | 0 | 0 | 0 | 0 | 0 | 0
00 Non Fossil_Other Retirement | 0 | 0 | 0 | 0 | 0 | 0 | 0
00 Solar Thermal Retirement | 0 | 0 | 0 | 0 | 0 | 0 | 0
00 Exist Dummy | 0 | 0 | 0 | 0 | 0 | 0 | 0
Total | 2389.3039 | 2466.2507 | 2646.895 | 2762.8588 | 2903.9857 | 3072.4807 | 3239.4917
14. Capacity Factor by Capacity Reporting Type [%]
00 New Combined Cycle | 81.5448 | 83.3332 | 84.9334 | 83.9358 | 85.7463 | 78.4692 | 74.0597
00 New Combined Cycle with CCS Retrofit | N/A | N/A | N/A | N/A | N/A | N/A | N/A
00 New Combined Cycle with CF Limit | N/A | N/A | N/A | N/A | N/A | N/A | N/A
00 New Combined Cycle with HRI Retrofit | N/A | N/A | N/A | N/A | N/A | N/A | N/A
00 New Combined Cycle with Hydrogen Retrofit | N/A | N/A | N/A | N/A | N/A | N/A | N/A
00 New Combined Cycle with Hydrogen Retrofit Undone | N/A | N/A | N/A | N/A | N/A | N/A | N/A
00 New Combined Cycle with CCS | N/A | N/A | N/A | N/A | N/A | N/A | N/A
00 New Combustion Turbine | 0.58582 | 0.33828 | 0.16174 | 0.17313 | 4.5024 | 4.4824 | 11.5065
00 New Combustion Turbine with HRI Retrofit | N/A | N/A | N/A | N/A | N/A | N/A | N/A
00 New Combustion Turbine with Hydrogen Retrofit | N/A | N/A | N/A | N/A | N/A | N/A | N/A
00 New Combustion Turbine with Hydrogen Retrofit Undone | N/A | N/A | N/A | N/A | N/A | N/A | N/A
00 New Hydro | 79.02 | 79.02 | 79.02 | 75.6826 | 76.2749 | 76.56 | 76.8414
00 New Nuclear | N/A | N/A | N/A | N/A | N/A | N/A | N/A
00 New Nuclear - SMR | N/A | N/A | N/A | N/A | N/A | N/A | N/A
00 New Biomass | 71.673 | 83 | 71.6765 | 71.6902 | 41.0205 | 56.7655 | 50.8385
00 New Geothermal | N/A | N/A | N/A | N/A | N/A | N/A | N/A
00 New Landfill Gas | 90 | 90 | 88.1724 | 88.7447 | 86.6296 | 86.2981 | 86.6295
00 New Battery Storage | 4.5898 | 4.7912 | 3.1523 | 2.6517 | 2.7893 | 3.4283 | 4.1455
00 New Offshore Wind | N/A | N/A | N/A | N/A | N/A | N/A | N/A
00 New Onshore Wind | 39.7742 | 39.9119 | 43.8146 | 43.3264 | 42.7422 | 42.3228 | 42.1343
00 New Solar PV | 24.753 | 24.753 | 24.753 | 24.7576 | 24.7858 | 24.3224 | 24.0542
00 New Solar Thermal | N/A | N/A | N/A | N/A | N/A | N/A | N/A
00 New Fuel Cell | N/A | N/A | N/A | N/A | N/A | N/A | N/A
00 New Ultrasupercritical Coal without CCS | N/A | N/A | 35.4168 | 45.3712 | 42.8263 | 46.0024 | 51.3672
00 New Ultrasupercritical Coal with 30% CCS | N/A | N/A | N/A | N/A | N/A | N/A | N/A
00 New Ultrasupercritical Coal with 90% CCS | N/A | N/A | N/A | N/A | N/A | N/A | N/A
00 Exist & New Distributed Solar PV | N/A | N/A | N/A | N/A | N/A | N/A | N/A
00 Exist Combined Cycle | 34.043 | 49.217 | 52.3834 | 38.8807 | 33.5443 | 33.9855 | 33.9381
00 Exist Combustion Turbine | 0.034012 | 0.042189 | 0.2266 | 0.50355 | 1.5027 | 2.6054 | 4.0995
00 Exist FBC_Uncontrolled | 0 | 0 | 0 | 0 | 0 | 0 | 0
00 Exist FBC_ACI_DSI | N/A | N/A | N/A | N/A | N/A | N/A | N/A
00 Exist FBC_DryFGD_ACI | N/A | N/A | N/A | N/A | N/A | N/A | N/A
00 Exist FBC_DryFGD_DSI | N/A | N/A | N/A | N/A | N/A | N/A | N/A
00 Exist FBC_DryFGD_SNCR | N/A | N/A | N/A | N/A | N/A | N/A | N/A
00 Exist FBC_DryFGD_SNCR_ACI | N/A | N/A | N/A | N/A | N/A | N/A | N/A
00 Exist FBC_DryFGD_SNCR_ACI_DSI | N/A | N/A | N/A | N/A | N/A | N/A | N/A
00 Exist FBC_DryFGD_SNCR_DSI | N/A | N/A | N/A | N/A | N/A | N/A | N/A
00 Exist FBC_DSI | N/A | N/A | N/A | N/A | N/A | N/A | N/A
00 Exist FBC_SNCR | N/A | N/A | N/A | N/A | N/A | N/A | N/A
00 Exist FBC_SNCR_ACI_DSI | N/A | N/A | N/A | N/A | N/A | N/A | N/A
00 Exist FBC_SNCR_DSI | N/A | N/A | N/A | N/A | N/A | N/A | N/A
00 Exist FBC_WetFGD_SNCR | N/A | N/A | N/A | N/A | N/A | N/A | N/A
00 Exist FBC_WetFGD_DSI | N/A | N/A | N/A | N/A | N/A | N/A | N/A
00 Exist_Non-FBC_Uncontrolled | 46.5113 | 22.7917 | 81.53 | 81.53 | 81.53 | 81.53 | 81.53
00 Exist_Non-FBC_ACI | N/A | N/A | N/A | N/A | N/A | N/A | N/A
00 Exist_Non-FBC_ACI_DSI | N/A | N/A | N/A | N/A | N/A | N/A | N/A
00 Exist_Non-FBC_DryFGD | 81.53 | 81.53 | 81.53 | 81.53 | 81.53 | 81.53 | 81.53
00 Exist_Non-FBC_DryFGD_ACI | N/A | N/A | N/A | N/A | N/A | N/A | N/A
00 Exist_Non-FBC_DryFGD_SCR | N/A | N/A | N/A | N/A | N/A | N/A | N/A
00 Exist_Non-FBC_DryFGD_SCR_ACI | N/A | N/A | N/A | N/A | N/A | N/A | N/A
00 Exist_Non-FBC_DryFGD_SCR_DSI | N/A | N/A | N/A | N/A | N/A | N/A | N/A
00 Exist_Non-FBC_DryFGD_SCR_ACI_DSI | N/A | N/A | N/A | N/A | N/A | N/A | N/A
00 Exist_Non-FBC_DryFGD_SNCR_ACI | N/A | N/A | N/A | N/A | N/A | N/A | N/A
00 Exist_Non-FBC_DryFGD_SNCR_ACI_DSI | N/A | N/A | N/A | N/A | N/A | N/A | N/A
00 Exist_Non-FBC_DSI | N/A | N/A | N/A | N/A | N/A | N/A | N/A
00 Exist_Non-FBC_SCR_ACI | N/A | N/A | N/A | N/A | N/A | N/A | N/A
00 Exist_Non-FBC_SCR_ACI_DSI | N/A | N/A | N/A | N/A | N/A | N/A | N/A
00 Exist_Non-FBC_SNCR_ACI | N/A | N/A | N/A | N/A | N/A | N/A | N/A
00 Exist_Non-FBC_SNCR_ACI_DSI | N/A | N/A | N/A | N/A | N/A | N/A | N/A
00 Exist_Non-FBC_WetFGD | 0 | 0 | 0 | 0 | 0 | 0 | 0
00 Exist_Non-FBC_WetFGD_ACI | N/A | N/A | N/A | N/A | N/A | N/A | N/A
00 Exist_Non-FBC_WetFGD_ACI_DSI | N/A | N/A | N/A | N/A | N/A | N/A | N/A
00 Exist_Non-FBC_WetFGD_SCR | N/A | N/A | N/A | N/A | N/A | N/A | N/A
00 Exist_Non-FBC_WetFGD_SCR_DSI | N/A | N/A | N/A | N/A | N/A | N/A | N/A
00 Exist_Non-FBC_WetFGD_SCR_ACI | N/A | N/A | N/A | N/A | N/A | N/A | N/A
00 Exist_Non-FBC_WetFGD_SCR_ACI_DSI | N/A | N/A | N/A | N/A | N/A | N/A | N/A
00 Exist_Non-FBC_WetFGD_SNCR | N/A | N/A | N/A | N/A | N/A | N/A | N/A
00 Exist_Non-FBC_WetFGD_SNCR_ACI | N/A | N/A | N/A | N/A | N/A | N/A | N/A
00 Exist IGCC | N/A | N/A | N/A | N/A | N/A | N/A | N/A
00 Exist Fossil_Other | 47.4554 | 47.4554 | 47.4554 | 47.4554 | 47.4554 | 47.4554 | 47.4554
00 Exist Fuel Cell | N/A | N/A | N/A | N/A | N/A | N/A | N/A
00 Exist Hydro | 54.9091 | 54.9459 | 54.9582 | 54.9449 | 54.9343 | 54.5751 | 54.7844
00 Exist Non Fossil_Other | 51.883 | 51.9463 | 51.9463 | 51.7829 | 51.1501 | 51.1501 | 51.1501
00 Exist Nuclear | 90.1632 | 90.1632 | 90.1632 | 90.1632 | 89.5176 | 89.9587 | 89.8664
00 Exist Oil/Gas Steam | 0.43949 | 0.46119 | 0.47211 | 0.46134 | 0.4631 | 3.4248 | 3.7617
00 Exist Oil/Gas Steam_SCR | N/A | N/A | N/A | N/A | N/A | N/A | N/A
00 Exist Oil/Gas Steam_SNCR | N/A | N/A | N/A | N/A | N/A | N/A | N/A
00 Exist Biomass | 76.0527 | 76.6266 | 76.3498 | 72.2761 | 70.5382 | 68.0959 | 68.2783
00 Exist Landfill Gas | 63.9758 | 63.9758 | 63.9758 | 63.9758 | 62.1343 | 62.1343 | 62.1343
00 Exist Geothermal | N/A | N/A | N/A | N/A | N/A | N/A | N/A
00 Exist Pump Storage | 0.83915 | 0.65257 | 0.33499 | 0.305 | 0.40247 | 0.27383 | 0.23646
00 Exist Energy Storage | 4.1079 | 6.7642 | 6.7287 | 4.2886 | 4.5083 | 4.4461 | 3.8495
00 Exist Solar PV | 24.6182 | 24.6182 | 24.6182 | 24.6182 | 24.6182 | 24.6182 | 24.6182
00 Exist Solar Thermal | 22.9043 | 22.9043 | 22.9043 | 22.9043 | 22.9043 | 22.9043 | 22.9043
00 Exist Offshore Wind | N/A | N/A | N/A | N/A | N/A | N/A | N/A
00 Exist Onshore Wind | 36.1091 | 36.1091 | 36.1091 | 36.1091 | 36.1091 | 36.1091 | 36.1091
00 International Imports | N/A | N/A | N/A | N/A | N/A | N/A | N/A
00 Ret.Exist Combined Cycle & CF Limit | N/A | N/A | N/A | N/A | N/A | N/A | N/A
00 Ret.Exist Combined Cycle & CCS | N/A | N/A | N/A | N/A | N/A | N/A | N/A
00 Ret.Exist Combined Cycle & Hydrogen | N/A | N/A | N/A | N/A | N/A | N/A | N/A
00 Ret.Exist Combined Cycle & Hydrogen Retrofit Undone | N/A | N/A | N/A | N/A | N/A | N/A | N/A
00 Ret.Exist Combined Cycle & HRI | N/A | N/A | N/A | N/A | N/A | N/A | N/A
00 Ret.Exist Combustion Turbine & HRI | N/A | N/A | N/A | N/A | N/A | N/A | N/A
00 Ret.Exist_FBC_NoCtrl & CCS | N/A | N/A | N/A | N/A | N/A | N/A | N/A
00 Ret.Exist_FBC_NoCtrl & DRET | N/A | N/A | N/A | N/A | N/A | N/A | N/A
00 Ret.Exist_FBC_NoCtrl & GPM | N/A | N/A | N/A | N/A | N/A | N/A | N/A
00 Ret.Exist_FBC_NoCtrl & GPM & CCS | N/A | N/A | N/A | N/A | N/A | N/A | N/A
00 Ret.Exist_FBC_NoCtrl & GPM & DRET | N/A | N/A | N/A | N/A | N/A | N/A | N/A
00 Ret.Exist_FBC_NoCtrl & GPM & NGC | N/A | N/A | N/A | N/A | N/A | N/A | N/A
00 Ret.Exist_FBC_NoCtrl & GPM & SNCR | N/A | N/A | N/A | N/A | N/A | N/A | N/A
00 Ret.Exist_FBC_NoCtrl & GPM & SNCR & CCS | N/A | N/A | N/A | N/A | N/A | N/A | N/A
00 Ret.Exist_FBC_NoCtrl & GPM & SNCR & DRET | N/A | N/A | N/A | N/A | N/A | N/A | N/A
00 Ret.Exist_FBC_NoCtrl & GPM & SNCR & NGC | N/A | N/A | N/A | N/A | N/A | N/A | N/A
00 Ret.Exist_FBC_NoCtrl & NGC | N/A | N/A | N/A | N/A | N/A | N/A | N/A
00 Ret.Exist_FBC_NoCtrl & SNCR | N/A | N/A | N/A | N/A | N/A | N/A | N/A
00 Ret.Exist_FBC_NoCtrl & SNCR & CCS | N/A | N/A | N/A | N/A | N/A | N/A | N/A
00 Ret.Exist_FBC_NoCtrl & SNCR & DRET | N/A | N/A | N/A | N/A | N/A | N/A | N/A
00 Ret.Exist_FBC_NoCtrl & SNCR & NGC | N/A | N/A | N/A | N/A | N/A | N/A | N/A
00 Ret.Exist_FBC_ACI_DSI & CCS | N/A | N/A | N/A | N/A | N/A | N/A | N/A
00 Ret.Exist_FBC_ACI_DSI & DCCS | N/A | N/A | N/A | N/A | N/A | N/A | N/A
00 Ret.Exist_FBC_ACI_DSI & DCCS & CCS | N/A | N/A | N/A | N/A | N/A | N/A | N/A
00 Ret.Exist_FBC_ACI_DSI & DCCS & SNCR & CCS | N/A | N/A | N/A | N/A | N/A | N/A | N/A
00 Ret.Exist_FBC_ACI_DSI & DRET | N/A | N/A | N/A | N/A | N/A | N/A | N/A
00 Ret.Exist_FBC_ACI_DSI & GPM | N/A | N/A | N/A | N/A | N/A | N/A | N/A
00 Ret.Exist_FBC_ACI_DSI & GPM & CCS | N/A | N/A | N/A | N/A | N/A | N/A | N/A
00 Ret.Exist_FBC_ACI_DSI & GPM & DRET | N/A | N/A | N/A | N/A | N/A | N/A | N/A
00 Ret.Exist_FBC_ACI_DSI & GPM & NGC | N/A | N/A | N/A | N/A | N/A | N/A | N/A
00 Ret.Exist_FBC_ACI_DSI & GPM & SNCR | N/A | N/A | N/A | N/A | N/A | N/A | N/A
00 Ret.Exist_FBC_ACI_DSI & GPM & SNCR & CCS | N/A | N/A | N/A | N/A | N/A | N/A | N/A
00 Ret.Exist_FBC_ACI_DSI & GPM & SNCR & DRET | N/A | N/A | N/A | N/A | N/A | N/A | N/A
00 Ret.Exist_FBC_ACI_DSI & GPM & SNCR & NGC | N/A | N/A | N/A | N/A | N/A | N/A | N/A
00 Ret.Exist_FBC_ACI_DSI & NGC | N/A | N/A | N/A | N/A | N/A | N/A | N/A
00 Ret.Exist_FBC_ACI_DSI & SNCR | N/A | N/A | N/A | N/A | N/A | N/A | N/A
00 Ret.Exist_FBC_ACI_DSI & SNCR & CCS | N/A | N/A | N/A | N/A | N/A | N/A | N/A
00 Ret.Exist_FBC_ACI_DSI & SNCR & DRET | N/A | N/A | N/A | N/A | N/A | N/A | N/A
00 Ret.Exist_FBC_ACI_DSI & SNCR & NGC | N/A | N/A | N/A | N/A | N/A | N/A | N/A
00 Ret.Exist_FBC_DryFGD_ACI & CCS | N/A | N/A | N/A | N/A | N/A | N/A | N/A
00 Ret.Exist_FBC_DryFGD_ACI & DCCS | N/A | N/A | N/A | N/A | N/A | N/A | N/A
00 Ret.Exist_FBC_DryFGD_ACI & DCCS & CCS | N/A | N/A | N/A | N/A | N/A | N/A | N/A
00 Ret.Exist_FBC_DryFGD_ACI & DCCS & SNCR & CCS | N/A | N/A | N/A | N/A | N/A | N/A | N/A
00 Ret.Exist_FBC_DryFGD_ACI & DRET | N/A | N/A | N/A | N/A | N/A | N/A | N/A
00 Ret.Exist_FBC_DryFGD_ACI & GPM | N/A | N/A | N/A | N/A | N/A | N/A | N/A
00 Ret.Exist_FBC_DryFGD_ACI & GPM & CCS | N/A | N/A | N/A | N/A | N/A | N/A | N/A
00 Ret.Exist_FBC_DryFGD_ACI & GPM & DRET | N/A | N/A | N/A | N/A | N/A | N/A | N/A
00 Ret.Exist_FBC_DryFGD_ACI & GPM & NGC | N/A | N/A | N/A | N/A | N/A | N/A | N/A
00 Ret.Exist_FBC_DryFGD_ACI & GPM & SNCR | N/A | N/A | N/A | N/A | N/A | N/A | N/A
00 Ret.Exist_FBC_DryFGD_ACI & GPM & SNCR & CCS | N/A | N/A | N/A | N/A | N/A | N/A | N/A
00 Ret.Exist_FBC_DryFGD_ACI & GPM & SNCR & DRET | N/A | N/A | N/A | N/A | N/A | N/A | N/A
00 Ret.Exist_FBC_DryFGD_ACI & GPM & SNCR & NGC | N/A | N/A | N/A | N/A | N/A | N/A | N/A
00 Ret.Exist_FBC_DryFGD_ACI & NGC | N/A | N/A | N/A | N/A | N/A | N/A | N/A
00 Ret.Exist_FBC_DryFGD_ACI & SNCR | N/A | N/A | N/A | N/A | N/A | N/A | N/A
00 Ret.Exist_FBC_DryFGD_ACI & SNCR & CCS | N/A | N/A | N/A | N/A | N/A | N/A | N/A
00 Ret.Exist_FBC_DryFGD_ACI & SNCR & DRET | N/A | N/A | N/A | N/A | N/A | N/A | N/A
00 Ret.Exist_FBC_DryFGD_ACI & SNCR & NGC | N/A | N/A | N/A | N/A | N/A | N/A | N/A
00 Ret.Exist_FBC_DryFGD_DSI & ACI | N/A | N/A | N/A | N/A | N/A | N/A | N/A
00 Ret.Exist_FBC_DryFGD_DSI & ACI & DRET | N/A | N/A | N/A | N/A | N/A | N/A | N/A
00 Ret.Exist_FBC_DryFGD_DSI & ACI & GPM | N/A | N/A | N/A | N/A | N/A | N/A | N/A
00 Ret.Exist_FBC_DryFGD_DSI & ACI & GPM & DRET | N/A | N/A | N/A | N/A | N/A | N/A | N/A
00 Ret.Exist_FBC_DryFGD_DSI & ACI & GPM & NGC | N/A | N/A | N/A | N/A | N/A | N/A | N/A
00 Ret.Exist_FBC_DryFGD_DSI & ACI & GPM & SNCR | N/A | N/A | N/A | N/A | N/A | N/A | N/A
00 Ret.Exist_FBC_DryFGD_DSI & ACI & GPM & SNCR & DRET | N/A | N/A | N/A | N/A | N/A | N/A | N/A
00 Ret.Exist_FBC_DryFGD_DSI & ACI & GPM & SNCR & NGC | N/A | N/A | N/A | N/A | N/A | N/A | N/A
00 Ret.Exist_FBC_DryFGD_DSI & ACI & NGC | N/A | N/A | N/A | N/A | N/A | N/A | N/A
00 Ret.Exist_FBC_DryFGD_DSI & ACI & SNCR | N/A | N/A | N/A | N/A | N/A | N/A | N/A
00 Ret.Exist_FBC_DryFGD_DSI & ACI & SNCR & DRET | N/A | N/A | N/A | N/A | N/A | N/A | N/A
00 Ret.Exist_FBC_DryFGD_DSI & ACI & SNCR & NGC | N/A | N/A | N/A | N/A | N/A | N/A | N/A
00 Ret.Exist_FBC_DryFGD_DSI & DRET | N/A | N/A | N/A | N/A | N/A | N/A | N/A
00 Ret.Exist_FBC_DryFGD_DSI & GPM | N/A | N/A | N/A | N/A | N/A | N/A | N/A
00 Ret.Exist_FBC_DryFGD_DSI & GPM & DRET | N/A | N/A | N/A | N/A | N/A | N/A | N/A
00 Ret.Exist_FBC_DryFGD_DSI & GPM & NGC | N/A | N/A | N/A | N/A | N/A | N/A | N/A
00 Ret.Exist_FBC_DryFGD_DSI & GPM & SNCR | N/A | N/A | N/A | N/A | N/A | N/A | N/A
00 Ret.Exist_FBC_DryFGD_DSI & GPM & SNCR & DRET | N/A | N/A | N/A | N/A | N/A | N/A | N/A
00 Ret.Exist_FBC_DryFGD_DSI & GPM & SNCR & NGC | N/A | N/A | N/A | N/A | N/A | N/A | N/A
00 Ret.Exist_FBC_DryFGD_DSI & NGC | N/A | N/A | N/A | N/A | N/A | N/A | N/A
00 Ret.Exist_FBC_DryFGD_DSI & SNCR | N/A | N/A | N/A | N/A | N/A | N/A | N/A
00 Ret.Exist_FBC_DryFGD_DSI & SNCR & DRET | N/A | N/A | N/A | N/A | N/A | N/A | N/A
00 Ret.Exist_FBC_DryFGD_DSI & SNCR & NGC | N/A | N/A | N/A | N/A | N/A | N/A | N/A
00 Ret.Exist_FBC_DryFGD_SNCR & ACI | N/A | N/A | N/A | N/A | N/A | N/A | N/A
00 Ret.Exist_FBC_DryFGD_SNCR & ACI & CCS | N/A | N/A | N/A | N/A | N/A | N/A | N/A
00 Ret.Exist_FBC_DryFGD_SNCR & ACI & DRET | N/A | N/A | N/A | N/A | N/A | N/A | N/A
00 Ret.Exist_FBC_DryFGD_SNCR & ACI & GPM | N/A | N/A | N/A | N/A | N/A | N/A | N/A
00 Ret.Exist_FBC_DryFGD_SNCR & ACI & GPM & CCS | N/A | N/A | N/A | N/A | N/A | N/A | N/A
00 Ret.Exist_FBC_DryFGD_SNCR & ACI & GPM & DRET | N/A | N/A | N/A | N/A | N/A | N/A | N/A
00 Ret.Exist_FBC_DryFGD_SNCR & ACI & GPM & NGC | N/A | N/A | N/A | N/A | N/A | N/A | N/A
00 Ret.Exist_FBC_DryFGD_SNCR & ACI & NGC | N/A | N/A | N/A | N/A | N/A | N/A | N/A
00 Ret.Exist_FBC_DryFGD_SNCR & CCS | N/A | N/A | N/A | N/A | N/A | N/A | N/A
00 Ret.Exist_FBC_DryFGD_SNCR & DCCS | N/A | N/A | N/A | N/A | N/A | N/A | N/A
00 Ret.Exist_FBC_DryFGD_SNCR & DCCS & CCS | N/A | N/A | N/A | N/A | N/A | N/A | N/A
00 Ret.Exist_FBC_DryFGD_SNCR & DRET | N/A | N/A | N/A | N/A | N/A | N/A | N/A
00 Ret.Exist_FBC_DryFGD_SNCR & GPM | N/A | N/A | N/A | N/A | N/A | N/A | N/A
00 Ret.Exist_FBC_DryFGD_SNCR & GPM & CCS | N/A | N/A | N/A | N/A | N/A | N/A | N/A
00 Ret.Exist_FBC_DryFGD_SNCR & GPM & DRET | N/A | N/A | N/A | N/A | N/A | N/A | N/A
00 Ret.Exist_FBC_DryFGD_SNCR & GPM & NGC | N/A | N/A | N/A | N/A | N/A | N/A | N/A
00 Ret.Exist_FBC_DryFGD_SNCR & NGC | N/A | N/A | N/A | N/A | N/A | N/A | N/A
00 Ret.Exist_FBC_DryFGD_SNCR_ACI & CCS | N/A | N/A | N/A | N/A | N/A | N/A | N/A
00 Ret.Exist_FBC_DryFGD_SNCR_ACI & DCCS | N/A | N/A | N/A | N/A | N/A | N/A | N/A
00 Ret.Exist_FBC_DryFGD_SNCR_ACI & DCCS & CCS | N/A | N/A | N/A | N/A | N/A | N/A | N/A
00 Ret.Exist_FBC_DryFGD_SNCR_ACI & DRET | N/A | N/A | N/A | N/A | N/A | N/A | N/A
00 Ret.Exist_FBC_DryFGD_SNCR_ACI & GPM | N/A | N/A | N/A | N/A | N/A | N/A | N/A
00 Ret.Exist_FBC_DryFGD_SNCR_ACI & GPM & CCS | N/A | N/A | N/A | N/A | N/A | N/A | N/A
00 Ret.Exist_FBC_DryFGD_SNCR_ACI & GPM & DRET | N/A | N/A | N/A | N/A | N/A | N/A | N/A
00 Ret.Exist_FBC_DryFGD_SNCR_ACI & GPM & NGC | N/A | N/A | N/A | N/A | N/A | N/A | N/A
00 Ret.Exist_FBC_DryFGD_SNCR_ACI & NGC | N/A | N/A | N/A | N/A | N/A | N/A | N/A
00 Ret.Exist_FBC_DryFGD_SNCR_ACI_DSI & CCS | N/A | N/A | N/A | N/A | N/A | N/A | N/A
00 Ret.Exist_FBC_DryFGD_SNCR_ACI_DSI & DCCS | N/A | N/A | N/A | N/A | N/A | N/A | N/A
00 Ret.Exist_FBC_DryFGD_SNCR_ACI_DSI & DCCS & CCS | N/A | N/A | N/A | N/A | N/A | N/A | N/A
00 Ret.Exist_FBC_DryFGD_SNCR_ACI_DSI & DRET | N/A | N/A | N/A | N/A | N/A | N/A | N/A
00 Ret.Exist_FBC_DryFGD_SNCR_ACI_DSI & GPM | N/A | N/A | N/A | N/A | N/A | N/A | N/A
00 Ret.Exist_FBC_DryFGD_SNCR_ACI_DSI & GPM & CCS | N/A | N/A | N/A | N/A | N/A | N/A | N/A
00 Ret.Exist_FBC_DryFGD_SNCR_ACI_DSI & GPM & DRET | N/A | N/A | N/A | N/A | N/A | N/A | N/A
00 Ret.Exist_FBC_DryFGD_SNCR_ACI_DSI & GPM & NGC | N/A | N/A | N/A | N/A | N/A | N/A | N/A
00 Ret.Exist_FBC_DryFGD_SNCR_ACI_DSI & NGC | N/A | N/A | N/A | N/A | N/A | N/A | N/A
00 Ret.Exist_FBC_DryFGD_SNCR_DSI & ACI | N/A | N/A | N/A | N/A | N/A | N/A | N/A
00 Ret.Exist_FBC_DryFGD_SNCR_DSI & ACI & DRET | N/A | N/A | N/A | N/A | N/A | N/A | N/A
00 Ret.Exist_FBC_DryFGD_SNCR_DSI & ACI & GPM | N/A | N/A | N/A | N/A | N/A | N/A | N/A
00 Ret.Exist_FBC_DryFGD_SNCR_DSI & ACI & GPM & DRET | N/A | N/A | N/A | N/A | N/A | N/A | N/A
00 Ret.Exist_FBC_DryFGD_SNCR_DSI & ACI & GPM & NGC | N/A | N/A | N/A | N/A | N/A | N/A | N/A
00 Ret.Exist_FBC_DryFGD_SNCR_DSI & ACI & NGC | N/A | N/A | N/A | N/A | N/A | N/A | N/A
00 Ret.Exist_FBC_DryFGD_SNCR_DSI & DRET | N/A | N/A | N/A | N/A | N/A | N/A | N/A
00 Ret.Exist_FBC_DryFGD_SNCR_DSI & GPM | N/A | N/A | N/A | N/A | N/A | N/A | N/A
00 Ret.Exist_FBC_DryFGD_SNCR_DSI & GPM & DRET | N/A | N/A | N/A | N/A | N/A | N/A | N/A
00 Ret.Exist_FBC_DryFGD_SNCR_DSI & GPM & NGC | N/A | N/A | N/A | N/A | N/A | N/A | N/A
00 Ret.Exist_FBC_DryFGD_SNCR_DSI & NGC | N/A | N/A | N/A | N/A | N/A | N/A | N/A
00 Ret.Exist_FBC_DSI & ACI | N/A | N/A | N/A | N/A | N/A | N/A | N/A
00 Ret.Exist_FBC_DSI & ACI & DRET | N/A | N/A | N/A | N/A | N/A | N/A | N/A
00 Ret.Exist_FBC_DSI & ACI & GPM | N/A | N/A | N/A | N/A | N/A | N/A | N/A
00 Ret.Exist_FBC_DSI & ACI & GPM & DRET | N/A | N/A | N/A | N/A | N/A | N/A | N/A
00 Ret.Exist_FBC_DSI & ACI & GPM & NGC | N/A | N/A | N/A | N/A | N/A | N/A | N/A
00 Ret.Exist_FBC_DSI & ACI & GPM & SNCR | N/A | N/A | N/A | N/A | N/A | N/A | N/A
00 Ret.Exist_FBC_DSI & ACI & GPM & SNCR & DRET | N/A | N/A | N/A | N/A | N/A | N/A | N/A
00 Ret.Exist_FBC_DSI & ACI & GPM & SNCR & NGC | N/A | N/A | N/A | N/A | N/A | N/A | N/A
00 Ret.Exist_FBC_DSI & ACI & NGC | N/A | N/A | N/A | N/A | N/A | N/A | N/A
00 Ret.Exist_FBC_DSI & ACI & SNCR | N/A | N/A | N/A | N/A | N/A | N/A | N/A
00 Ret.Exist_FBC_DSI & ACI & SNCR & DRET | N/A | N/A | N/A | N/A | N/A | N/A | N/A
00 Ret.Exist_FBC_DSI & ACI & SNCR & NGC | N/A | N/A | N/A | N/A | N/A | N/A | N/A
00 Ret.Exist_FBC_DSI & DRET | N/A | N/A | N/A | N/A | N/A | N/A | N/A
00 Ret.Exist_FBC_DSI & GPM | N/A | N/A | N/A | N/A | N/A | N/A | N/A
00 Ret.Exist_FBC_DSI & GPM & DRET | N/A | N/A | N/A | N/A | N/A | N/A | N/A
00 Ret.Exist_FBC_DSI & GPM & NGC | N/A | N/A | N/A | N/A | N/A | N/A | N/A
00 Ret.Exist_FBC_DSI & GPM & SNCR | N/A | N/A | N/A | N/A | N/A | N/A | N/A
00 Ret.Exist_FBC_DSI & GPM & SNCR & DRET | N/A | N/A | N/A | N/A | N/A | N/A | N/A
00 Ret.Exist_FBC_DSI & GPM & SNCR & NGC | N/A | N/A | N/A | N/A | N/A | N/A | N/A
00 Ret.Exist_FBC_DSI & NGC | N/A | N/A | N/A | N/A | N/A | N/A | N/A
00 Ret.Exist_FBC_DSI & SNCR | N/A | N/A | N/A | N/A | N/A | N/A | N/A
00 Ret.Exist_FBC_DSI & SNCR & DRET | N/A | N/A | N/A | N/A | N/A | N/A | N/A
00 Ret.Exist_FBC_DSI & SNCR & NGC | N/A | N/A | N/A | N/A | N/A | N/A | N/A
00 Ret.Exist_FBC_SNCR & ACI | N/A | N/A | N/A | N/A | N/A | N/A | N/A
00 Ret.Exist_FBC_SNCR & ACI & DRET | N/A | N/A | N/A | N/A | N/A | N/A | N/A
00 Ret.Exist_FBC_SNCR & ACI & NGC | N/A | N/A | N/A | N/A | N/A | N/A | N/A
00 Ret.Exist_FBC_SNCR & DRET | N/A | N/A | N/A | N/A | N/A | N/A | N/A
00 Ret.Exist_FBC_SNCR & GPM | N/A | N/A | N/A | N/A | N/A | N/A | N/A
00 Ret.Exist_FBC_SNCR & GPM & DRET | N/A | N/A | N/A | N/A | N/A | N/A | N/A
00 Ret.Exist_FBC_SNCR & GPM & NGC | N/A | N/A | N/A | N/A | N/A | N/A | N/A
00 Ret.Exist_FBC_SNCR & NGC | N/A | N/A | N/A | N/A | N/A | N/A | N/A
00 Ret.Exist_FBC_SNCR_ACI_DSI & CCS | N/A | N/A | N/A | N/A | N/A | N/A | N/A
00 Ret.Exist_FBC_SNCR_ACI_DSI & DCCS | N/A | N/A | N/A | N/A | N/A | N/A | N/A
00 Ret.Exist_FBC_SNCR_ACI_DSI & DCCS & CCS | N/A | N/A | N/A | N/A | N/A | N/A | N/A
00 Ret.Exist_FBC_SNCR_ACI_DSI & DRET | N/A | N/A | N/A | N/A | N/A | N/A | N/A
00 Ret.Exist_FBC_SNCR_ACI_DSI & GPM | N/A | N/A | N/A | N/A | N/A | N/A | N/A
00 Ret.Exist_FBC_SNCR_ACI_DSI & GPM & CCS | N/A | N/A | N/A | N/A | N/A | N/A | N/A
00 Ret.Exist_FBC_SNCR_ACI_DSI & GPM & DRET | N/A | N/A | N/A | N/A | N/A | N/A | N/A
00 Ret.Exist_FBC_SNCR_ACI_DSI & GPM & NGC | N/A | N/A | N/A | N/A | N/A | N/A | N/A
00 Ret.Exist_FBC_SNCR_ACI_DSI & NGC | N/A | N/A | N/A | N/A | N/A | N/A | N/A
00 Ret.Exist_FBC_SNCR_DSI & ACI | N/A | N/A | N/A | N/A | N/A | N/A | N/A
00 Ret.Exist_FBC_SNCR_DSI & ACI & CCS | N/A | N/A | N/A | N/A | N/A | N/A | N/A
00 Ret.Exist_FBC_SNCR_DSI & ACI & DRET | N/A | N/A | N/A | N/A | N/A | N/A | N/A
00 Ret.Exist_FBC_SNCR_DSI & ACI & GPM | N/A | N/A | N/A | N/A | N/A | N/A | N/A
00 Ret.Exist_FBC_SNCR_DSI & ACI & GPM & CCS | N/A | N/A | N/A | N/A | N/A | N/A | N/A
00 Ret.Exist_FBC_SNCR_DSI & ACI & GPM & DRET | N/A | N/A | N/A | N/A | N/A | N/A | N/A
00 Ret.Exist_FBC_SNCR_DSI & ACI & GPM & NGC | N/A | N/A | N/A | N/A | N/A | N/A | N/A
00 Ret.Exist_FBC_SNCR_DSI & ACI & NGC | N/A | N/A | N/A | N/A | N/A | N/A | N/A
00 Ret.Exist_FBC_SNCR_DSI & CCS | N/A | N/A | N/A | N/A | N/A | N/A | N/A
00 Ret.Exist_FBC_SNCR_DSI & DCCS | N/A | N/A | N/A | N/A | N/A | N/A | N/A
00 Ret.Exist_FBC_SNCR_DSI & DCCS & CCS | N/A | N/A | N/A | N/A | N/A | N/A | N/A
00 Ret.Exist_FBC_SNCR_DSI & DRET | N/A | N/A | N/A | N/A | N/A | N/A | N/A
00 Ret.Exist_FBC_SNCR_DSI & GPM | N/A | N/A | N/A | N/A | N/A | N/A | N/A
00 Ret.Exist_FBC_SNCR_DSI & GPM & CCS | N/A | N/A | N/A | N/A | N/A | N/A | N/A
00 Ret.Exist_FBC_SNCR_DSI & GPM & DRET | N/A | N/A | N/A | N/A | N/A | N/A | N/A
00 Ret.Exist_FBC_SNCR_DSI & GPM & NGC | N/A | N/A | N/A | N/A | N/A | N/A | N/A
00 Ret.Exist_FBC_SNCR_DSI & NGC | N/A | N/A | N/A | N/A | N/A | N/A | N/A
00 Ret.Exist_FBC_WetFGD_DSI & ACI | N/A | N/A | N/A | N/A | N/A | N/A | N/A
00 Ret.Exist_FBC_WetFGD_DSI & ACI & DRET | N/A | N/A | N/A | N/A | N/A | N/A | N/A
00 Ret.Exist_FBC_WetFGD_DSI & ACI & GPM | N/A | N/A | N/A | N/A | N/A | N/A | N/A
00 Ret.Exist_FBC_WetFGD_DSI & ACI & GPM & DRET | N/A | N/A | N/A | N/A | N/A | N/A | N/A
00 Ret.Exist_FBC_WetFGD_DSI & ACI & GPM & NGC | N/A | N/A | N/A | N/A | N/A | N/A | N/A
00 Ret.Exist_FBC_WetFGD_DSI & ACI & GPM & SNCR | N/A | N/A | N/A | N/A | N/A | N/A | N/A
00 Ret.Exist_FBC_WetFGD_DSI & ACI & GPM & SNCR & DRET | N/A | N/A | N/A | N/A | N/A | N/A | N/A
00 Ret.Exist_FBC_WetFGD_DSI & ACI & GPM & SNCR & NGC | N/A | N/A | N/A | N/A | N/A | N/A | N/A
00 Ret.Exist_FBC_WetFGD_DSI & ACI & NGC | N/A | N/A | N/A | N/A | N/A | N/A | N/A
00 Ret.Exist_FBC_WetFGD_DSI & ACI & SNCR | N/A | N/A | N/A | N/A | N/A | N/A | N/A
00 Ret.Exist_FBC_WetFGD_DSI & ACI & SNCR & DRET | N/A | N/A | N/A | N/A | N/A | N/A | N/A
00 Ret.Exist_FBC_WetFGD_DSI & ACI & SNCR & NGC | N/A | N/A | N/A | N/A | N/A | N/A | N/A
00 Ret.Exist_FBC_WetFGD_DSI & DRET | N/A | N/A | N/A | N/A | N/A | N/A | N/A
00 Ret.Exist_FBC_WetFGD_DSI & GPM | N/A | N/A | N/A | N/A | N/A | N/A | N/A
00 Ret.Exist_FBC_WetFGD_DSI & GPM & DRET | N/A | N/A | N/A | N/A | N/A | N/A | N/A
00 Ret.Exist_FBC_WetFGD_DSI & GPM & NGC | N/A | N/A | N/A | N/A | N/A | N/A | N/A
00 Ret.Exist_FBC_WetFGD_DSI & GPM & SNCR | N/A | N/A | N/A | N/A | N/A | N/A | N/A
00 Ret.Exist_FBC_WetFGD_DSI & GPM & SNCR & DRET | N/A | N/A | N/A | N/A | N/A | N/A | N/A
00 Ret.Exist_FBC_WetFGD_DSI & GPM & SNCR & NGC | N/A | N/A | N/A | N/A | N/A | N/A | N/A
00 Ret.Exist_FBC_WetFGD_DSI & NGC | N/A | N/A | N/A | N/A | N/A | N/A | N/A
00 Ret.Exist_FBC_WetFGD_DSI & SNCR | N/A | N/A | N/A | N/A | N/A | N/A | N/A
00 Ret.Exist_FBC_WetFGD_DSI & SNCR & DRET | N/A | N/A | N/A | N/A | N/A | N/A | N/A
00 Ret.Exist_FBC_WetFGD_DSI & SNCR & NGC | N/A | N/A | N/A | N/A | N/A | N/A | N/A
00 Ret.Exist_FBC_WetFGD_SNCR & ACI | N/A | N/A | N/A | N/A | N/A | N/A | N/A
00 Ret.Exist_FBC_WetFGD_SNCR & ACI & DRET | N/A | N/A | N/A | N/A | N/A | N/A | N/A
00 Ret.Exist_FBC_WetFGD_SNCR & ACI & NGC | N/A | N/A | N/A | N/A | N/A | N/A | N/A
00 Ret.Exist_FBC_WetFGD_SNCR & DRET | N/A | N/A | N/A | N/A | N/A | N/A | N/A
00 Ret.Exist_FBC_WetFGD_SNCR & GPM | N/A | N/A | N/A | N/A | N/A | N/A | N/A
00 Ret.Exist_FBC_WetFGD_SNCR & GPM & DRET | N/A | N/A | N/A | N/A | N/A | N/A | N/A
00 Ret.Exist_FBC_WetFGD_SNCR & GPM & NGC | N/A | N/A | N/A | N/A | N/A | N/A | N/A
00 Ret.Exist_FBC_WetFGD_SNCR & NGC | N/A | N/A | N/A | N/A | N/A | N/A | N/A
00 Ret.Exist_Non-FBC_ACI & C2G | N/A | N/A | N/A | N/A | N/A | N/A | N/A
00 Ret.Exist_Non-FBC_ACI & C2G & SCR | N/A | N/A | N/A | N/A | N/A | N/A | N/A
00 Ret.Exist_Non-FBC_ACI & DCCS | N/A | N/A | N/A | N/A | N/A | N/A | N/A
00 Ret.Exist_Non-FBC_ACI & DCCS & WetFGD & SCR & CCS | N/A | N/A | N/A | N/A | N/A | N/A | N/A
00 Ret.Exist_Non-FBC_ACI & DRET | N/A | N/A | N/A | N/A | N/A | N/A | N/A
00 Ret.Exist_Non-FBC_ACI & DSI | N/A | N/A | N/A | N/A | N/A | N/A | N/A
00 Ret.Exist_Non-FBC_ACI & DSI & C2G | N/A | N/A | N/A | N/A | N/A | N/A | N/A
00 Ret.Exist_Non-FBC_ACI & DSI & C2G & SCR | N/A | N/A | N/A | N/A | N/A | N/A | N/A
00 Ret.Exist_Non-FBC_ACI & DSI & DRET | N/A | N/A | N/A | N/A | N/A | N/A | N/A
00 Ret.Exist_Non-FBC_ACI & DSI & GPM | N/A | N/A | N/A | N/A | N/A | N/A | N/A
00 Ret.Exist_Non-FBC_ACI & DSI & GPM & C2G | N/A | N/A | N/A | N/A | N/A | N/A | N/A
00 Ret.Exist_Non-FBC_ACI & DSI & GPM & C2G & SCR | N/A | N/A | N/A | N/A | N/A | N/A | N/A
00 Ret.Exist_Non-FBC_ACI & DSI & GPM & DRET | N/A | N/A | N/A | N/A | N/A | N/A | N/A
00 Ret.Exist_Non-FBC_ACI & DSI & GPM & NGC | N/A | N/A | N/A | N/A | N/A | N/A | N/A
00 Ret.Exist_Non-FBC_ACI & DSI & GPM & SCR | N/A | N/A | N/A | N/A | N/A | N/A | N/A
00 Ret.Exist_Non-FBC_ACI & DSI & GPM & SCR & DRET | N/A | N/A | N/A | N/A | N/A | N/A | N/A
00 Ret.Exist_Non-FBC_ACI & DSI & GPM & SCR & NGC | N/A | N/A | N/A | N/A | N/A | N/A | N/A
00 Ret.Exist_Non-FBC_ACI & DSI & GPM & SNCR | N/A | N/A | N/A | N/A | N/A | N/A | N/A
00 Ret.Exist_Non-FBC_ACI & DSI & GPM & SNCR & DRET | N/A | N/A | N/A | N/A | N/A | N/A | N/A
00 Ret.Exist_Non-FBC_ACI & DSI & GPM & SNCR & NGC | N/A | N/A | N/A | N/A | N/A | N/A | N/A
00 Ret.Exist_Non-FBC_ACI & DSI & GPM & WetFGD & SCR & CCS | N/A | N/A | N/A | N/A | N/A | N/A | N/A
00 Ret.Exist_Non-FBC_ACI & DSI & NGC | N/A | N/A | N/A | N/A | N/A | N/A | N/A
00 Ret.Exist_Non-FBC_ACI & DSI & SCR | N/A | N/A | N/A | N/A | N/A | N/A | N/A
00 Ret.Exist_Non-FBC_ACI & DSI & SCR & DRET | N/A | N/A | N/A | N/A | N/A | N/A | N/A
00 Ret.Exist_Non-FBC_ACI & DSI & SCR & NGC | N/A | N/A | N/A | N/A | N/A | N/A | N/A
00 Ret.Exist_Non-FBC_ACI & DSI & SNCR | N/A | N/A | N/A | N/A | N/A | N/A | N/A
00 Ret.Exist_Non-FBC_ACI & DSI & SNCR & DRET | N/A | N/A | N/A | N/A | N/A | N/A | N/A
00 Ret.Exist_Non-FBC_ACI & DSI & SNCR & NGC | N/A | N/A | N/A | N/A | N/A | N/A | N/A
00 Ret.Exist_Non-FBC_ACI & DSI & WetFGD & SCR & CCS | N/A | N/A | N/A | N/A | N/A | N/A | N/A
00 Ret.Exist_Non-FBC_ACI & GPM | N/A | N/A | N/A | N/A | N/A | N/A | N/A
00 Ret.Exist_Non-FBC_ACI & GPM & C2G | N/A | N/A | N/A | N/A | N/A | N/A | N/A
00 Ret.Exist_Non-FBC_ACI & GPM & C2G & SCR | N/A | N/A | N/A | N/A | N/A | N/A | N/A
00 Ret.Exist_Non-FBC_ACI & GPM & DRET | N/A | N/A | N/A | N/A | N/A | N/A | N/A
00 Ret.Exist_Non-FBC_ACI & GPM & NGC | N/A | N/A | N/A | N/A | N/A | N/A | N/A
00 Ret.Exist_Non-FBC_ACI & GPM & SCR | N/A | N/A | N/A | N/A | N/A | N/A | N/A
00 Ret.Exist_Non-FBC_ACI & GPM & SCR & DRET | N/A | N/A | N/A | N/A | N/A | N/A | N/A
00 Ret.Exist_Non-FBC_ACI & GPM & SCR & NGC | N/A | N/A | N/A | N/A | N/A | N/A | N/A
00 Ret.Exist_Non-FBC_ACI & GPM & SNCR | N/A | N/A | N/A | N/A | N/A | N/A | N/A
00 Ret.Exist_Non-FBC_ACI & GPM & SNCR & DRET | N/A | N/A | N/A | N/A | N/A | N/A | N/A
00 Ret.Exist_Non-FBC_ACI & GPM & SNCR & NGC | N/A | N/A | N/A | N/A | N/A | N/A | N/A
00 Ret.Exist_Non-FBC_ACI & GPM & WetFGD & SCR & CCS | N/A | N/A | N/A | N/A | N/A | N/A | N/A
00 Ret.Exist_Non-FBC_ACI & NGC | N/A | N/A | N/A | N/A | N/A | N/A | N/A
00 Ret.Exist_Non-FBC_ACI & SCR | N/A | N/A | N/A | N/A | N/A | N/A | N/A
00 Ret.Exist_Non-FBC_ACI & SCR & C2G | N/A | N/A | N/A | N/A | N/A | N/A | N/A
00 Ret.Exist_Non-FBC_ACI & SCR & DRET | N/A | N/A | N/A | N/A | N/A | N/A | N/A
00 Ret.Exist_Non-FBC_ACI & SCR & NGC | N/A | N/A | N/A | N/A | N/A | N/A | N/A
00 Ret.Exist_Non-FBC_ACI & SCR & WetFGD & CCS | N/A | N/A | N/A | N/A | N/A | N/A | N/A
00 Ret.Exist_Non-FBC_ACI & SNCR | N/A | N/A | N/A | N/A | N/A | N/A | N/A
00 Ret.Exist_Non-FBC_ACI & SNCR & C2G | N/A | N/A | N/A | N/A | N/A | N/A | N/A
00 Ret.Exist_Non-FBC_ACI & SNCR & DRET | N/A | N/A | N/A | N/A | N/A | N/A | N/A
00 Ret.Exist_Non-FBC_ACI & SNCR & NGC | N/A | N/A | N/A | N/A | N/A | N/A | N/A
00 Ret.Exist_Non-FBC_ACI_DSI & C2G | N/A | N/A | N/A | N/A | N/A | N/A | N/A
00 Ret.Exist_Non-FBC_ACI_DSI & C2G & SCR | N/A | N/A | N/A | N/A | N/A | N/A | N/A
00 Ret.Exist_Non-FBC_ACI_DSI & DCCS | N/A | N/A | N/A | N/A | N/A | N/A | N/A
00 Ret.Exist_Non-FBC_ACI_DSI & DCCS & WetFGD & SCR & CCS | N/A | N/A | N/A | N/A | N/A | N/A | N/A
00 Ret.Exist_Non-FBC_ACI_DSI & DRET | N/A | N/A | N/A | N/A | N/A | N/A | N/A
00 Ret.Exist_Non-FBC_ACI_DSI & GPM | N/A | N/A | N/A | N/A | N/A | N/A | N/A
00 Ret.Exist_Non-FBC_ACI_DSI & GPM & C2G | N/A | N/A | N/A | N/A | N/A | N/A | N/A
00 Ret.Exist_Non-FBC_ACI_DSI & GPM & C2G & SCR | N/A | N/A | N/A | N/A | N/A | N/A | N/A
00 Ret.Exist_Non-FBC_ACI_DSI & GPM & DRET | N/A | N/A | N/A | N/A | N/A | N/A | N/A
00 Ret.Exist_Non-FBC_ACI_DSI & GPM & NGC | N/A | N/A | N/A | N/A | N/A | N/A | N/A
00 Ret.Exist_Non-FBC_ACI_DSI & GPM & SCR | N/A | N/A | N/A | N/A | N/A | N/A | N/A
00 Ret.Exist_Non-FBC_ACI_DSI & GPM & SCR & DRET | N/A | N/A | N/A | N/A | N/A | N/A | N/A
00 Ret.Exist_Non-FBC_ACI_DSI & GPM & SCR & NGC | N/A | N/A | N/A | N/A | N/A | N/A | N/A
00 Ret.Exist_Non-FBC_ACI_DSI & GPM & SNCR | N/A | N/A | N/A | N/A | N/A | N/A | N/A
00 Ret.Exist_Non-FBC_ACI_DSI & GPM & SNCR & DRET | N/A | N/A | N/A | N/A | N/A | N/A | N/A
00 Ret.Exist_Non-FBC_ACI_DSI & GPM & SNCR & NGC | N/A | N/A | N/A | N/A | N/A | N/A | N/A
00 Ret.Exist_Non-FBC_ACI_DSI & GPM & WetFGD & SCR & CCS | N/A | N/A | N/A | N/A | N/A | N/A | N/A
00 Ret.Exist_Non-FBC_ACI_DSI & NGC | N/A | N/A | N/A | N/A | N/A | N/A | N/A
00 Ret.Exist_Non-FBC_ACI_DSI & SCR | N/A | N/A | N/A | N/A | N/A | N/A | N/A
00 Ret.Exist_Non-FBC_ACI_DSI & SCR & C2G | N/A | N/A | N/A | N/A | N/A | N/A | N/A
00 Ret.Exist_Non-FBC_ACI_DSI & SCR & DRET | N/A | N/A | N/A | N/A | N/A | N/A | N/A
00 Ret.Exist_Non-FBC_ACI_DSI & SCR & NGC | N/A | N/A | N/A | N/A | N/A | N/A | N/A
00 Ret.Exist_Non-FBC_ACI_DSI & SCR & WetFGD & CCS | N/A | N/A | N/A | N/A | N/A | N/A | N/A
00 Ret.Exist_Non-FBC_ACI_DSI & SNCR | N/A | N/A | N/A | N/A | N/A | N/A | N/A
00 Ret.Exist_Non-FBC_ACI_DSI & SNCR & C2G | N/A | N/A | N/A | N/A | N/A | N/A | N/A
00 Ret.Exist_Non-FBC_ACI_DSI & SNCR & DRET | N/A | N/A | N/A | N/A | N/A | N/A | N/A
00 Ret.Exist_Non-FBC_ACI_DSI & SNCR & NGC | N/A | N/A | N/A | N/A | N/A | N/A | N/A
00 Ret.Exist_Non-FBC_DryFGD & C2G | N/A | N/A | N/A | N/A | N/A | N/A | N/A
00 Ret.Exist_Non-FBC_DryFGD & C2G & SCR | N/A | N/A | N/A | N/A | N/A | N/A | N/A
00 Ret.Exist_Non-FBC_DryFGD & DRET | N/A | N/A | N/A | N/A | N/A | N/A | N/A
00 Ret.Exist_Non-FBC_DryFGD & GPM | N/A | N/A | N/A | N/A | N/A | N/A | N/A
00 Ret.Exist_Non-FBC_DryFGD & GPM & C2G | N/A | N/A | N/A | N/A | N/A | N/A | N/A
00 Ret.Exist_Non-FBC_DryFGD & GPM & C2G & SCR | N/A | N/A | N/A | N/A | N/A | N/A | N/A
00 Ret.Exist_Non-FBC_DryFGD & GPM & DRET | N/A | N/A | N/A | N/A | N/A | N/A | N/A
00 Ret.Exist_Non-FBC_DryFGD & GPM & NGC | N/A | N/A | N/A | N/A | N/A | N/A | N/A
00 Ret.Exist_Non-FBC_DryFGD & GPM & SCR | N/A | N/A | N/A | N/A | N/A | N/A | N/A
00 Ret.Exist_Non-FBC_DryFGD & GPM & SCR & CCS | N/A | N/A | N/A | N/A | N/A | N/A | N/A
00 Ret.Exist_Non-FBC_DryFGD & GPM & SCR & DRET | N/A | N/A | N/A | N/A | N/A | N/A | N/A
00 Ret.Exist_Non-FBC_DryFGD & GPM & SCR & NGC | N/A | N/A | N/A | N/A | N/A | N/A | N/A
00 Ret.Exist_Non-FBC_DryFGD & GPM & SNCR | N/A | N/A | N/A | N/A | N/A | N/A | N/A
00 Ret.Exist_Non-FBC_DryFGD & GPM & SNCR & DRET | N/A | N/A | N/A | N/A | N/A | N/A | N/A
00 Ret.Exist_Non-FBC_DryFGD & GPM & SNCR & NGC | N/A | N/A | N/A | N/A | N/A | N/A | N/A
00 Ret.Exist_Non-FBC_DryFGD & NGC | N/A | N/A | N/A | N/A | N/A | N/A | N/A
00 Ret.Exist_Non-FBC_DryFGD & SCR | N/A | N/A | N/A | N/A | N/A | N/A | N/A
00 Ret.Exist_Non-FBC_DryFGD & SCR & C2G | N/A | N/A | N/A | N/A | N/A | N/A | N/A
00 Ret.Exist_Non-FBC_DryFGD & SCR & CCS | N/A | N/A | N/A | N/A | N/A | N/A | N/A
00 Ret.Exist_Non-FBC_DryFGD & SCR & DRET | N/A | N/A | N/A | N/A | N/A | N/A | N/A
00 Ret.Exist_Non-FBC_DryFGD & SCR & NGC | N/A | N/A | N/A | N/A | N/A | N/A | N/A
00 Ret.Exist_Non-FBC_DryFGD & SNCR | N/A | N/A | N/A | N/A | N/A | N/A | N/A
00 Ret.Exist_Non-FBC_DryFGD & SNCR & C2G | N/A | N/A | N/A | N/A | N/A | N/A | N/A
00 Ret.Exist_Non-FBC_DryFGD & SNCR & DRET | N/A | N/A | N/A | N/A | N/A | N/A | N/A
00 Ret.Exist_Non-FBC_DryFGD & SNCR & NGC | N/A | N/A | N/A | N/A | N/A | N/A | N/A
00 Ret.Exist_Non-FBC_DryFGD_ACI & C2G | N/A | N/A | N/A | N/A | N/A | N/A | N/A
00 Ret.Exist_Non-FBC_DryFGD_ACI & C2G & SCR | N/A | N/A | N/A | N/A | N/A | N/A | N/A
00 Ret.Exist_Non-FBC_DryFGD_ACI & DCCS | N/A | N/A | N/A | N/A | N/A | N/A | N/A
00 Ret.Exist_Non-FBC_DryFGD_ACI & DCCS & SCR & CCS | N/A | N/A | N/A | N/A | N/A | N/A | N/A
00 Ret.Exist_Non-FBC_DryFGD_ACI & DRET | N/A | N/A | N/A | N/A | N/A | N/A | N/A
00 Ret.Exist_Non-FBC_DryFGD_ACI & GPM | N/A | N/A | N/A | N/A | N/A | N/A | N/A
00 Ret.Exist_Non-FBC_DryFGD_ACI & GPM & C2G | N/A | N/A | N/A | N/A | N/A | N/A | N/A
00 Ret.Exist_Non-FBC_DryFGD_ACI & GPM & C2G & SCR | N/A | N/A | N/A | N/A | N/A | N/A | N/A
00 Ret.Exist_Non-FBC_DryFGD_ACI & GPM & DRET | N/A | N/A | N/A | N/A | N/A | N/A | N/A
00 Ret.Exist_Non-FBC_DryFGD_ACI & GPM & NGC | N/A | N/A | N/A | N/A | N/A | N/A | N/A
00 Ret.Exist_Non-FBC_DryFGD_ACI & GPM & SCR | N/A | N/A | N/A | N/A | N/A | N/A | N/A
00 Ret.Exist_Non-FBC_DryFGD_ACI & GPM & SCR & CCS | N/A | N/A | N/A | N/A | N/A | N/A | N/A
00 Ret.Exist_Non-FBC_DryFGD_ACI & GPM & SCR & DRET | N/A | N/A | N/A | N/A | N/A | N/A | N/A
00 Ret.Exist_Non-FBC_DryFGD_ACI & GPM & SCR & NGC | N/A | N/A | N/A | N/A | N/A | N/A | N/A
00 Ret.Exist_Non-FBC_DryFGD_ACI & GPM & SNCR | N/A | N/A | N/A | N/A | N/A | N/A | N/A
00 Ret.Exist_Non-FBC_DryFGD_ACI & GPM & SNCR & DRET | N/A | N/A | N/A | N/A | N/A | N/A | N/A
00 Ret.Exist_Non-FBC_DryFGD_ACI & GPM & SNCR & NGC | N/A | N/A | N/A | N/A | N/A | N/A | N/A
00 Ret.Exist_Non-FBC_DryFGD_ACI & NGC | N/A | N/A | N/A | N/A | N/A | N/A | N/A
00 Ret.Exist_Non-FBC_DryFGD_ACI & SCR | N/A | N/A | N/A | N/A | N/A | N/A | N/A
00 Ret.Exist_Non-FBC_DryFGD_ACI & SCR & C2G | N/A | N/A | N/A | N/A | N/A | N/A | N/A
00 Ret.Exist_Non-FBC_DryFGD_ACI & SCR & CCS | N/A | N/A | N/A | N/A | N/A | N/A | N/A
00 Ret.Exist_Non-FBC_DryFGD_ACI & SCR & DRET | N/A | N/A | N/A | N/A | N/A | N/A | N/A
00 Ret.Exist_Non-FBC_DryFGD_ACI & SCR & NGC | N/A | N/A | N/A | N/A | N/A | N/A | N/A
00 Ret.Exist_Non-FBC_DryFGD_ACI & SNCR | N/A | N/A | N/A | N/A | N/A | N/A | N/A
00 Ret.Exist_Non-FBC_DryFGD_ACI & SNCR & C2G | N/A | N/A | N/A | N/A | N/A | N/A | N/A
00 Ret.Exist_Non-FBC_DryFGD_ACI & SNCR & DRET | N/A | N/A | N/A | N/A | N/A | N/A | N/A
00 Ret.Exist_Non-FBC_DryFGD_ACI & SNCR & NGC | N/A | N/A | N/A | N/A | N/A | N/A | N/A
00 Ret.Exist_Non-FBC_DryFGD_SCR & ACI | N/A | N/A | N/A | N/A | N/A | N/A | N/A
00 Ret.Exist_Non-FBC_DryFGD_SCR & ACI & C2G | N/A | N/A | N/A | N/A | N/A | N/A | N/A
00 Ret.Exist_Non-FBC_DryFGD_SCR & ACI & CCS | N/A | N/A | N/A | N/A | N/A | N/A | N/A
00 Ret.Exist_Non-FBC_DryFGD_SCR & ACI & DRET | N/A | N/A | N/A | N/A | N/A | N/A | N/A
00 Ret.Exist_Non-FBC_DryFGD_SCR & ACI & GPM | N/A | N/A | N/A | N/A | N/A | N/A | N/A
00 Ret.Exist_Non-FBC_DryFGD_SCR & ACI & GPM & C2G | N/A | N/A | N/A | N/A | N/A | N/A | N/A
00 Ret.Exist_Non-FBC_DryFGD_SCR & ACI & GPM & CCS | N/A | N/A | N/A | N/A | N/A | N/A | N/A
00 Ret.Exist_Non-FBC_DryFGD_SCR & ACI & GPM & DRET | N/A | N/A | N/A | N/A | N/A | N/A | N/A
00 Ret.Exist_Non-FBC_DryFGD_SCR & ACI & GPM & NGC | N/A | N/A | N/A | N/A | N/A | N/A | N/A
00 Ret.Exist_Non-FBC_DryFGD_SCR & ACI & NGC | N/A | N/A | N/A | N/A | N/A | N/A | N/A
00 Ret.Exist_Non-FBC_DryFGD_SCR & C2G | N/A | N/A | N/A | N/A | N/A | N/A | N/A
00 Ret.Exist_Non-FBC_DryFGD_SCR & CCS | N/A | N/A | N/A | N/A | N/A | N/A | N/A
00 Ret.Exist_Non-FBC_DryFGD_SCR & DRET | N/A | N/A | N/A | N/A | N/A | N/A | N/A
00 Ret.Exist_Non-FBC_DryFGD_SCR & GPM | N/A | N/A | N/A | N/A | N/A | N/A | N/A
00 Ret.Exist_Non-FBC_DryFGD_SCR & GPM & C2G | N/A | N/A | N/A | N/A | N/A | N/A | N/A
00 Ret.Exist_Non-FBC_DryFGD_SCR & GPM & CCS | N/A | N/A | N/A | N/A | N/A | N/A | N/A
00 Ret.Exist_Non-FBC_DryFGD_SCR & GPM & DRET | N/A | N/A | N/A | N/A | N/A | N/A | N/A
00 Ret.Exist_Non-FBC_DryFGD_SCR & GPM & NGC | N/A | N/A | N/A | N/A | N/A | N/A | N/A
00 Ret.Exist_Non-FBC_DryFGD_SCR & NGC | N/A | N/A | N/A | N/A | N/A | N/A | N/A
00 Ret.Exist_Non-FBC_DryFGD_SCR_ACI & C2G | N/A | N/A | N/A | N/A | N/A | N/A | N/A
00 Ret.Exist_Non-FBC_DryFGD_SCR_ACI & CCS | N/A | N/A | N/A | N/A | N/A | N/A | N/A
00 Ret.Exist_Non-FBC_DryFGD_SCR_ACI & DCCS | N/A | N/A | N/A | N/A | N/A | N/A | N/A
00 Ret.Exist_Non-FBC_DryFGD_SCR_ACI & DCCS & CCS | N/A | N/A | N/A | N/A | N/A | N/A | N/A
00 Ret.Exist_Non-FBC_DryFGD_SCR_ACI & DRET | N/A | N/A | N/A | N/A | N/A | N/A | N/A
00 Ret.Exist_Non-FBC_DryFGD_SCR_ACI & GPM | N/A | N/A | N/A | N/A | N/A | N/A | N/A
00 Ret.Exist_Non-FBC_DryFGD_SCR_ACI & GPM & C2G | N/A | N/A | N/A | N/A | N/A | N/A | N/A
00 Ret.Exist_Non-FBC_DryFGD_SCR_ACI & GPM & CCS | N/A | N/A | N/A | N/A | N/A | N/A | N/A
00 Ret.Exist_Non-FBC_DryFGD_SCR_ACI & GPM & DRET | N/A | N/A | N/A | N/A | N/A | N/A | N/A
00 Ret.Exist_Non-FBC_DryFGD_SCR_ACI & GPM & NGC | N/A | N/A | N/A | N/A | N/A | N/A | N/A
00 Ret.Exist_Non-FBC_DryFGD_SCR_ACI & NGC | N/A | N/A | N/A | N/A | N/A | N/A | N/A
00 Ret.Exist_Non-FBC_DryFGD_SCR_ACI_DSI & C2G | N/A | N/A | N/A | N/A | N/A | N/A | N/A
00 Ret.Exist_Non-FBC_DryFGD_SCR_ACI_DSI & CCS | N/A | N/A | N/A | N/A | N/A | N/A | N/A
00 Ret.Exist_Non-FBC_DryFGD_SCR_ACI_DSI & DCCS | N/A | N/A | N/A | N/A | N/A | N/A | N/A
00 Ret.Exist_Non-FBC_DryFGD_SCR_ACI_DSI & DCCS & CCS | N/A | N/A | N/A | N/A | N/A | N/A | N/A
00 Ret.Exist_Non-FBC_DryFGD_SCR_ACI_DSI & DRET | N/A | N/A | N/A | N/A | N/A | N/A | N/A
00 Ret.Exist_Non-FBC_DryFGD_SCR_ACI_DSI & GPM | N/A | N/A | N/A | N/A | N/A | N/A | N/A
00 Ret.Exist_Non-FBC_DryFGD_SCR_ACI_DSI & GPM & C2G | N/A | N/A | N/A | N/A | N/A | N/A | N/A
00 Ret.Exist_Non-FBC_DryFGD_SCR_ACI_DSI & GPM & CCS | N/A | N/A | N/A | N/A | N/A | N/A | N/A
00 Ret.Exist_Non-FBC_DryFGD_SCR_ACI_DSI & GPM & DRET | N/A | N/A | N/A | N/A | N/A | N/A | N/A
00 Ret.Exist_Non-FBC_DryFGD_SCR_ACI_DSI & GPM & NGC | N/A | N/A | N/A | N/A | N/A | N/A | N/A
00 Ret.Exist_Non-FBC_DryFGD_SCR_ACI_DSI & NGC | N/A | N/A | N/A | N/A | N/A | N/A | N/A
00 Ret.Exist_Non-FBC_DryFGD_SCR_DSI & ACI | N/A | N/A | N/A | N/A | N/A | N/A | N/A
00 Ret.Exist_Non-FBC_DryFGD_SCR_DSI & ACI & C2G | N/A | N/A | N/A | N/A | N/A | N/A | N/A
00 Ret.Exist_Non-FBC_DryFGD_SCR_DSI & ACI & CCS | N/A | N/A | N/A | N/A | N/A | N/A | N/A
00 Ret.Exist_Non-FBC_DryFGD_SCR_DSI & ACI & DRET | N/A | N/A | N/A | N/A | N/A | N/A | N/A
00 Ret.Exist_Non-FBC_DryFGD_SCR_DSI & ACI & GPM | N/A | N/A | N/A | N/A | N/A | N/A | N/A
00 Ret.Exist_Non-FBC_DryFGD_SCR_DSI & ACI & GPM & C2G | N/A | N/A | N/A | N/A | N/A | N/A | N/A
00 Ret.Exist_Non-FBC_DryFGD_SCR_DSI & ACI & GPM & CCS | N/A | N/A | N/A | N/A | N/A | N/A | N/A
00 Ret.Exist_Non-FBC_DryFGD_SCR_DSI & ACI & GPM & DRET | N/A | N/A | N/A | N/A | N/A | N/A | N/A
00 Ret.Exist_Non-FBC_DryFGD_SCR_DSI & ACI & GPM & NGC | N/A | N/A | N/A | N/A | N/A | N/A | N/A
00 Ret.Exist_Non-FBC_DryFGD_SCR_DSI & ACI & NGC | N/A | N/A | N/A | N/A | N/A | N/A | N/A
00 Ret.Exist_Non-FBC_DryFGD_SCR_DSI & C2G | N/A | N/A | N/A | N/A | N/A | N/A | N/A
00 Ret.Exist_Non-FBC_DryFGD_SCR_DSI & CCS | N/A | N/A | N/A | N/A | N/A | N/A | N/A
00 Ret.Exist_Non-FBC_DryFGD_SCR_DSI & DRET | N/A | N/A | N/A | N/A | N/A | N/A | N/A
00 Ret.Exist_Non-FBC_DryFGD_SCR_DSI & GPM | N/A | N/A | N/A | N/A | N/A | N/A | N/A
00 Ret.Exist_Non-FBC_DryFGD_SCR_DSI & GPM & C2G | N/A | N/A | N/A | N/A | N/A | N/A | N/A
00 Ret.Exist_Non-FBC_DryFGD_SCR_DSI & GPM & CCS | N/A | N/A | N/A | N/A | N/A | N/A | N/A
00 Ret.Exist_Non-FBC_DryFGD_SCR_DSI & GPM & DRET | N/A | N/A | N/A | N/A | N/A | N/A | N/A
00 Ret.Exist_Non-FBC_DryFGD_SCR_DSI & GPM & NGC | N/A | N/A | N/A | N/A | N/A | N/A | N/A
00 Ret.Exist_Non-FBC_DryFGD_SCR_DSI & NGC | N/A | N/A | N/A | N/A | N/A | N/A | N/A
00 Ret.Exist_Non-FBC_DryFGD_SNCR_ACI & C2G | N/A | N/A | N/A | N/A | N/A | N/A | N/A
00 Ret.Exist_Non-FBC_DryFGD_SNCR_ACI & C2G & SCR | N/A | N/A | N/A | N/A | N/A | N/A | N/A
00 Ret.Exist_Non-FBC_DryFGD_SNCR_ACI & DCCS | N/A | N/A | N/A | N/A | N/A | N/A | N/A
00 Ret.Exist_Non-FBC_DryFGD_SNCR_ACI & DCCS & SCR & CCS | N/A | N/A | N/A | N/A | N/A | N/A | N/A
00 Ret.Exist_Non-FBC_DryFGD_SNCR_ACI & DRET | N/A | N/A | N/A | N/A | N/A | N/A | N/A
00 Ret.Exist_Non-FBC_DryFGD_SNCR_ACI & GPM | N/A | N/A | N/A | N/A | N/A | N/A | N/A
00 Ret.Exist_Non-FBC_DryFGD_SNCR_ACI & GPM & C2G | N/A | N/A | N/A | N/A | N/A | N/A | N/A
00 Ret.Exist_Non-FBC_DryFGD_SNCR_ACI & GPM & C2G & SCR | N/A | N/A | N/A | N/A | N/A | N/A | N/A
00 Ret.Exist_Non-FBC_DryFGD_SNCR_ACI & GPM & DRET | N/A | N/A | N/A | N/A | N/A | N/A | N/A
00 Ret.Exist_Non-FBC_DryFGD_SNCR_ACI & GPM & NGC | N/A | N/A | N/A | N/A | N/A | N/A | N/A
00 Ret.Exist_Non-FBC_DryFGD_SNCR_ACI & GPM & SCR | N/A | N/A | N/A | N/A | N/A | N/A | N/A
00 Ret.Exist_Non-FBC_DryFGD_SNCR_ACI & GPM & SCR & CCS | N/A | N/A | N/A | N/A | N/A | N/A | N/A
00 Ret.Exist_Non-FBC_DryFGD_SNCR_ACI & GPM & SCR & DRET | N/A | N/A | N/A | N/A | N/A | N/A | N/A
00 Ret.Exist_Non-FBC_DryFGD_SNCR_ACI & GPM & SCR & NGC | N/A | N/A | N/A | N/A | N/A | N/A | N/A
00 Ret.Exist_Non-FBC_DryFGD_SNCR_ACI & NGC | N/A | N/A | N/A | N/A | N/A | N/A | N/A
00 Ret.Exist_Non-FBC_DryFGD_SNCR_ACI & SCR | N/A | N/A | N/A | N/A | N/A | N/A | N/A
00 Ret.Exist_Non-FBC_DryFGD_SNCR_ACI & SCR & C2G | N/A | N/A | N/A | N/A | N/A | N/A | N/A
00 Ret.Exist_Non-FBC_DryFGD_SNCR_ACI & SCR & CCS | N/A | N/A | N/A | N/A | N/A | N/A | N/A
00 Ret.Exist_Non-FBC_DryFGD_SNCR_ACI & SCR & DRET | N/A | N/A | N/A | N/A | N/A | N/A | N/A
00 Ret.Exist_Non-FBC_DryFGD_SNCR_ACI & SCR & NGC | N/A | N/A | N/A | N/A | N/A | N/A | N/A
00 Ret.Exist_Non-FBC_DryFGD_SNCR_ACI_DSI & C2G | N/A | N/A | N/A | N/A | N/A | N/A | N/A
00 Ret.Exist_Non-FBC_DryFGD_SNCR_ACI_DSI & C2G & SCR | N/A | N/A | N/A | N/A | N/A | N/A | N/A
00 Ret.Exist_Non-FBC_DryFGD_SNCR_ACI_DSI & DRET | N/A | N/A | N/A | N/A | N/A | N/A | N/A
00 Ret.Exist_Non-FBC_DryFGD_SNCR_ACI_DSI & GPM | N/A | N/A | N/A | N/A | N/A | N/A | N/A
00 Ret.Exist_Non-FBC_DryFGD_SNCR_ACI_DSI & GPM & C2G | N/A | N/A | N/A | N/A | N/A | N/A | N/A
00 Ret.Exist_Non-FBC_DryFGD_SNCR_ACI_DSI & GPM & C2G & SCR | N/A | N/A | N/A | N/A | N/A | N/A | N/A
00 Ret.Exist_Non-FBC_DryFGD_SNCR_ACI_DSI & GPM & DRET | N/A | N/A | N/A | N/A | N/A | N/A | N/A
00 Ret.Exist_Non-FBC_DryFGD_SNCR_ACI_DSI & GPM & NGC | N/A | N/A | N/A | N/A | N/A | N/A | N/A
00 Ret.Exist_Non-FBC_DryFGD_SNCR_ACI_DSI & GPM & SCR | N/A | N/A | N/A | N/A | N/A | N/A | N/A
00 Ret.Exist_Non-FBC_DryFGD_SNCR_ACI_DSI & GPM & SCR & CCS | N/A | N/A | N/A | N/A | N/A | N/A | N/A
00 Ret.Exist_Non-FBC_DryFGD_SNCR_ACI_DSI & GPM & SCR & DRET | N/A | N/A | N/A | N/A | N/A | N/A | N/A
00 Ret.Exist_Non-FBC_DryFGD_SNCR_ACI_DSI & GPM & SCR & NGC | N/A | N/A | N/A | N/A | N/A | N/A | N/A
00 Ret.Exist_Non-FBC_DryFGD_SNCR_ACI_DSI & NGC | N/A | N/A | N/A | N/A | N/A | N/A | N/A
00 Ret.Exist_Non-FBC_DryFGD_SNCR_ACI_DSI & SCR | N/A | N/A | N/A | N/A | N/A | N/A | N/A
00 Ret.Exist_Non-FBC_DryFGD_SNCR_ACI_DSI & SCR & C2G | N/A | N/A | N/A | N/A | N/A | N/A | N/A
00 Ret.Exist_Non-FBC_DryFGD_SNCR_ACI_DSI & SCR & CCS | N/A | N/A | N/A | N/A | N/A | N/A | N/A
00 Ret.Exist_Non-FBC_DryFGD_SNCR_ACI_DSI & SCR & DRET | N/A | N/A | N/A | N/A | N/A | N/A | N/A
00 Ret.Exist_Non-FBC_DryFGD_SNCR_ACI_DSI & SCR & NGC | N/A | N/A | N/A | N/A | N/A | N/A | N/A
00 Ret.Exist_Non-FBC_DSI & ACI | N/A | N/A | N/A | N/A | N/A | N/A | N/A
00 Ret.Exist_Non-FBC_DSI & ACI & C2G | N/A | N/A | N/A | N/A | N/A | N/A | N/A
00 Ret.Exist_Non-FBC_DSI & ACI & C2G & SCR | N/A | N/A | N/A | N/A | N/A | N/A | N/A
00 Ret.Exist_Non-FBC_DSI & ACI & DRET | N/A | N/A | N/A | N/A | N/A | N/A | N/A
00 Ret.Exist_Non-FBC_DSI & ACI & GPM | N/A | N/A | N/A | N/A | N/A | N/A | N/A
00 Ret.Exist_Non-FBC_DSI & ACI & GPM & C2G | N/A | N/A | N/A | N/A | N/A | N/A | N/A
00 Ret.Exist_Non-FBC_DSI & ACI & GPM & C2G & SCR | N/A | N/A | N/A | N/A | N/A | N/A | N/A
00 Ret.Exist_Non-FBC_DSI & ACI & GPM & DRET | N/A | N/A | N/A | N/A | N/A | N/A | N/A
00 Ret.Exist_Non-FBC_DSI & ACI & GPM & NGC | N/A | N/A | N/A | N/A | N/A | N/A | N/A
00 Ret.Exist_Non-FBC_DSI & ACI & GPM & SCR | N/A | N/A | N/A | N/A | N/A | N/A | N/A
00 Ret.Exist_Non-FBC_DSI & ACI & GPM & SCR & DRET | N/A | N/A | N/A | N/A | N/A | N/A | N/A
00 Ret.Exist_Non-FBC_DSI & ACI & GPM & SCR & NGC | N/A | N/A | N/A | N/A | N/A | N/A | N/A
00 Ret.Exist_Non-FBC_DSI & ACI & GPM & SNCR | N/A | N/A | N/A | N/A | N/A | N/A | N/A
00 Ret.Exist_Non-FBC_DSI & ACI & GPM & SNCR & DRET | N/A | N/A | N/A | N/A | N/A | N/A | N/A
00 Ret.Exist_Non-FBC_DSI & ACI & GPM & SNCR & NGC | N/A | N/A | N/A | N/A | N/A | N/A | N/A
00 Ret.Exist_Non-FBC_DSI & ACI & GPM & WetFGD & SCR & CCS | N/A | N/A | N/A | N/A | N/A | N/A | N/A
00 Ret.Exist_Non-FBC_DSI & ACI & NGC | N/A | N/A | N/A | N/A | N/A | N/A | N/A
00 Ret.Exist_Non-FBC_DSI & ACI & SCR | N/A | N/A | N/A | N/A | N/A | N/A | N/A
00 Ret.Exist_Non-FBC_DSI & ACI & SCR & DRET | N/A | N/A | N/A | N/A | N/A | N/A | N/A
00 Ret.Exist_Non-FBC_DSI & ACI & SCR & NGC | N/A | N/A | N/A | N/A | N/A | N/A | N/A
00 Ret.Exist_Non-FBC_DSI & ACI & SNCR | N/A | N/A | N/A | N/A | N/A | N/A | N/A
00 Ret.Exist_Non-FBC_DSI & ACI & SNCR & DRET | N/A | N/A | N/A | N/A | N/A | N/A | N/A
00 Ret.Exist_Non-FBC_DSI & ACI & SNCR & NGC | N/A | N/A | N/A | N/A | N/A | N/A | N/A
00 Ret.Exist_Non-FBC_DSI & ACI & WetFGD & SCR & CCS | N/A | N/A | N/A | N/A | N/A | N/A | N/A
00 Ret.Exist_Non-FBC_DSI & C2G | N/A | N/A | N/A | N/A | N/A | N/A | N/A
00 Ret.Exist_Non-FBC_DSI & C2G & SCR | N/A | N/A | N/A | N/A | N/A | N/A | N/A
00 Ret.Exist_Non-FBC_DSI & DRET | N/A | N/A | N/A | N/A | N/A | N/A | N/A
00 Ret.Exist_Non-FBC_DSI & GPM | N/A | N/A | N/A | N/A | N/A | N/A | N/A
00 Ret.Exist_Non-FBC_DSI & GPM & C2G | N/A | N/A | N/A | N/A | N/A | N/A | N/A
00 Ret.Exist_Non-FBC_DSI & GPM & C2G & SCR | N/A | N/A | N/A | N/A | N/A | N/A | N/A
00 Ret.Exist_Non-FBC_DSI & GPM & DRET | N/A | N/A | N/A | N/A | N/A | N/A | N/A
00 Ret.Exist_Non-FBC_DSI & GPM & NGC | N/A | N/A | N/A | N/A | N/A | N/A | N/A
00 Ret.Exist_Non-FBC_DSI & GPM & SCR | N/A | N/A | N/A | N/A | N/A | N/A | N/A
00 Ret.Exist_Non-FBC_DSI & GPM & SCR & DRET | N/A | N/A | N/A | N/A | N/A | N/A | N/A
00 Ret.Exist_Non-FBC_DSI & GPM & SCR & NGC | N/A | N/A | N/A | N/A | N/A | N/A | N/A
00 Ret.Exist_Non-FBC_DSI & GPM & SNCR | N/A | N/A | N/A | N/A | N/A | N/A | N/A
00 Ret.Exist_Non-FBC_DSI & GPM & SNCR & DRET | N/A | N/A | N/A | N/A | N/A | N/A | N/A
00 Ret.Exist_Non-FBC_DSI & GPM & SNCR & NGC | N/A | N/A | N/A | N/A | N/A | N/A | N/A
00 Ret.Exist_Non-FBC_DSI & GPM & WetFGD & SCR & CCS | N/A | N/A | N/A | N/A | N/A | N/A | N/A
00 Ret.Exist_Non-FBC_DSI & NGC | N/A | N/A | N/A | N/A | N/A | N/A | N/A
00 Ret.Exist_Non-FBC_DSI & SCR | N/A | N/A | N/A | N/A | N/A | N/A | N/A
00 Ret.Exist_Non-FBC_DSI & SCR & C2G | N/A | N/A | N/A | N/A | N/A | N/A | N/A
00 Ret.Exist_Non-FBC_DSI & SCR & DRET | N/A | N/A | N/A | N/A | N/A | N/A | N/A
00 Ret.Exist_Non-FBC_DSI & SCR & NGC | N/A | N/A | N/A | N/A | N/A | N/A | N/A
00 Ret.Exist_Non-FBC_DSI & SCR & WetFGD & CCS | N/A | N/A | N/A | N/A | N/A | N/A | N/A
00 Ret.Exist_Non-FBC_DSI & SNCR | N/A | N/A | N/A | N/A | N/A | N/A | N/A
00 Ret.Exist_Non-FBC_DSI & SNCR & C2G | N/A | N/A | N/A | N/A | N/A | N/A | N/A
00 Ret.Exist_Non-FBC_DSI & SNCR & DRET | N/A | N/A | N/A | N/A | N/A | N/A | N/A
00 Ret.Exist_Non-FBC_DSI & SNCR & NGC | N/A | N/A | N/A | N/A | N/A | N/A | N/A
00 Ret.Exist_Non-FBC_NoCtrl & ACI | N/A | N/A | N/A | N/A | N/A | N/A | N/A
00 Ret.Exist_Non-FBC_NoCtrl & ACI & C2G | N/A | N/A | N/A | N/A | N/A | N/A | N/A
00 Ret.Exist_Non-FBC_NoCtrl & ACI & C2G & SCR | N/A | N/A | N/A | N/A | N/A | N/A | N/A
00 Ret.Exist_Non-FBC_NoCtrl & ACI & DRET | N/A | N/A | N/A | N/A | N/A | N/A | N/A
00 Ret.Exist_Non-FBC_NoCtrl & ACI & DSI | N/A | N/A | N/A | N/A | N/A | N/A | N/A
00 Ret.Exist_Non-FBC_NoCtrl & ACI & DSI & C2G | N/A | N/A | N/A | N/A | N/A | N/A | N/A
00 Ret.Exist_Non-FBC_NoCtrl & ACI & DSI & C2G & SCR | N/A | N/A | N/A | N/A | N/A | N/A | N/A
00 Ret.Exist_Non-FBC_NoCtrl & ACI & DSI & DRET | N/A | N/A | N/A | N/A | N/A | N/A | N/A
00 Ret.Exist_Non-FBC_NoCtrl & ACI & DSI & GPM | N/A | N/A | N/A | N/A | N/A | N/A | N/A
00 Ret.Exist_Non-FBC_NoCtrl & ACI & DSI & GPM & C2G | N/A | N/A | N/A | N/A | N/A | N/A | N/A
00 Ret.Exist_Non-FBC_NoCtrl & ACI & DSI & GPM & C2G & SCR | N/A | N/A | N/A | N/A | N/A | N/A | N/A
00 Ret.Exist_Non-FBC_NoCtrl & ACI & DSI & GPM & DRET | N/A | N/A | N/A | N/A | N/A | N/A | N/A
00 Ret.Exist_Non-FBC_NoCtrl & ACI & DSI & GPM & NGC | N/A | N/A | N/A | N/A | N/A | N/A | N/A
00 Ret.Exist_Non-FBC_NoCtrl & ACI & DSI & GPM & SCR | N/A | N/A | N/A | N/A | N/A | N/A | N/A
00 Ret.Exist_Non-FBC_NoCtrl & ACI & DSI & GPM & SCR & DRET | N/A | N/A | N/A | N/A | N/A | N/A | N/A
00 Ret.Exist_Non-FBC_NoCtrl & ACI & DSI & GPM & SCR & NGC | N/A | N/A | N/A | N/A | N/A | N/A | N/A
00 Ret.Exist_Non-FBC_NoCtrl & ACI & DSI & GPM & SNCR | N/A | N/A | N/A | N/A | N/A | N/A | N/A
00 Ret.Exist_Non-FBC_NoCtrl & ACI & DSI & GPM & SNCR & DRET | N/A | N/A | N/A | N/A | N/A | N/A | N/A
00 Ret.Exist_Non-FBC_NoCtrl & ACI & DSI & GPM & SNCR & NGC | N/A | N/A | N/A | N/A | N/A | N/A | N/A
00 Ret.Exist_Non-FBC_NoCtrl & ACI & DSI & GPM & WetFGD & SCR & CCS | N/A | N/A | N/A | N/A | N/A | N/A | N/A
00 Ret.Exist_Non-FBC_NoCtrl & ACI & DSI & NGC | N/A | N/A | N/A | N/A | N/A | N/A | N/A
00 Ret.Exist_Non-FBC_NoCtrl & ACI & DSI & SCR | N/A | N/A | N/A | N/A | N/A | N/A | N/A
00 Ret.Exist_Non-FBC_NoCtrl & ACI & DSI & SCR & DRET | N/A | N/A | N/A | N/A | N/A | N/A | N/A
00 Ret.Exist_Non-FBC_NoCtrl & ACI & DSI & SCR & NGC | N/A | N/A | N/A | N/A | N/A | N/A | N/A
00 Ret.Exist_Non-FBC_NoCtrl & ACI & DSI & SNCR | N/A | N/A | N/A | N/A | N/A | N/A | N/A
00 Ret.Exist_Non-FBC_NoCtrl & ACI & DSI & SNCR & DRET | N/A | N/A | N/A | N/A | N/A | N/A | N/A
00 Ret.Exist_Non-FBC_NoCtrl & ACI & DSI & SNCR & NGC | N/A | N/A | N/A | N/A | N/A | N/A | N/A
00 Ret.Exist_Non-FBC_NoCtrl & ACI & DSI & WetFGD & SCR & CCS | N/A | N/A | N/A | N/A | N/A | N/A | N/A
00 Ret.Exist_Non-FBC_NoCtrl & ACI & GPM | N/A | N/A | N/A | N/A | N/A | N/A | N/A
00 Ret.Exist_Non-FBC_NoCtrl & ACI & GPM & C2G | N/A | N/A | N/A | N/A | N/A | N/A | N/A
00 Ret.Exist_Non-FBC_NoCtrl & ACI & GPM & C2G & SCR | N/A | N/A | N/A | N/A | N/A | N/A | N/A
00 Ret.Exist_Non-FBC_NoCtrl & ACI & GPM & DRET | N/A | N/A | N/A | N/A | N/A | N/A | N/A
00 Ret.Exist_Non-FBC_NoCtrl & ACI & GPM & NGC | N/A | N/A | N/A | N/A | N/A | N/A | N/A
00 Ret.Exist_Non-FBC_NoCtrl & ACI & GPM & SCR | N/A | N/A | N/A | N/A | N/A | N/A | N/A
00 Ret.Exist_Non-FBC_NoCtrl & ACI & GPM & SCR & DRET | N/A | N/A | N/A | N/A | N/A | N/A | N/A
00 Ret.Exist_Non-FBC_NoCtrl & ACI & GPM & SCR & NGC | N/A | N/A | N/A | N/A | N/A | N/A | N/A
00 Ret.Exist_Non-FBC_NoCtrl & ACI & GPM & SNCR | N/A | N/A | N/A | N/A | N/A | N/A | N/A
00 Ret.Exist_Non-FBC_NoCtrl & ACI & GPM & SNCR & DRET | N/A | N/A | N/A | N/A | N/A | N/A | N/A
00 Ret.Exist_Non-FBC_NoCtrl & ACI & GPM & SNCR & NGC | N/A | N/A | N/A | N/A | N/A | N/A | N/A
00 Ret.Exist_Non-FBC_NoCtrl & ACI & GPM & WetFGD & SCR & CCS | N/A | N/A | N/A | N/A | N/A | N/A | N/A
00 Ret.Exist_Non-FBC_NoCtrl & ACI & NGC | N/A | N/A | N/A | N/A | N/A | N/A | N/A
00 Ret.Exist_Non-FBC_NoCtrl & ACI & SCR | N/A | N/A | N/A | N/A | N/A | N/A | N/A
00 Ret.Exist_Non-FBC_NoCtrl & ACI & SCR & DRET | N/A | N/A | N/A | N/A | N/A | N/A | N/A
00 Ret.Exist_Non-FBC_NoCtrl & ACI & SCR & NGC | N/A | N/A | N/A | N/A | N/A | N/A | N/A
00 Ret.Exist_Non-FBC_NoCtrl & ACI & SNCR | N/A | N/A | N/A | N/A | N/A | N/A | N/A
00 Ret.Exist_Non-FBC_NoCtrl & ACI & SNCR & DRET | N/A | N/A | N/A | N/A | N/A | N/A | N/A
00 Ret.Exist_Non-FBC_NoCtrl & ACI & SNCR & NGC | N/A | N/A | N/A | N/A | N/A | N/A | N/A
00 Ret.Exist_Non-FBC_NoCtrl & ACI & WetFGD & SCR & CCS | N/A | N/A | N/A | N/A | N/A | N/A | N/A
00 Ret.Exist_Non-FBC_NoCtrl & C2G | N/A | N/A | N/A | N/A | N/A | N/A | N/A
00 Ret.Exist_Non-FBC_NoCtrl & C2G & SCR | N/A | N/A | N/A | N/A | N/A | N/A | N/A
00 Ret.Exist_Non-FBC_NoCtrl & DCCS | N/A | N/A | N/A | N/A | N/A | N/A | N/A
00 Ret.Exist_Non-FBC_NoCtrl & DCCS & WetFGD & SCR & CCS | N/A | N/A | N/A | N/A | N/A | N/A | N/A
00 Ret.Exist_Non-FBC_NoCtrl & DRET | N/A | N/A | N/A | N/A | N/A | N/A | N/A
00 Ret.Exist_Non-FBC_NoCtrl & DSI | N/A | N/A | N/A | N/A | N/A | N/A | N/A
00 Ret.Exist_Non-FBC_NoCtrl & DSI & C2G | N/A | N/A | N/A | N/A | N/A | N/A | N/A
00 Ret.Exist_Non-FBC_NoCtrl & DSI & C2G & SCR | N/A | N/A | N/A | N/A | N/A | N/A | N/A
00 Ret.Exist_Non-FBC_NoCtrl & DSI & DRET | N/A | N/A | N/A | N/A | N/A | N/A | N/A
00 Ret.Exist_Non-FBC_NoCtrl & DSI & GPM | N/A | N/A | N/A | N/A | N/A | N/A | N/A
00 Ret.Exist_Non-FBC_NoCtrl & DSI & GPM & C2G | N/A | N/A | N/A | N/A | N/A | N/A | N/A
00 Ret.Exist_Non-FBC_NoCtrl & DSI & GPM & C2G & SCR | N/A | N/A | N/A | N/A | N/A | N/A | N/A
00 Ret.Exist_Non-FBC_NoCtrl & DSI & GPM & DRET | N/A | N/A | N/A | N/A | N/A | N/A | N/A
00 Ret.Exist_Non-FBC_NoCtrl & DSI & GPM & NGC | N/A | N/A | N/A | N/A | N/A | N/A | N/A
00 Ret.Exist_Non-FBC_NoCtrl & DSI & GPM & SCR | N/A | N/A | N/A | N/A | N/A | N/A | N/A
00 Ret.Exist_Non-FBC_NoCtrl & DSI & GPM & SCR & DRET | N/A | N/A | N/A | N/A | N/A | N/A | N/A
00 Ret.Exist_Non-FBC_NoCtrl & DSI & GPM & SCR & NGC | N/A | N/A | N/A | N/A | N/A | N/A | N/A
00 Ret.Exist_Non-FBC_NoCtrl & DSI & GPM & SNCR | N/A | N/A | N/A | N/A | N/A | N/A | N/A
00 Ret.Exist_Non-FBC_NoCtrl & DSI & GPM & SNCR & DRET | N/A | N/A | N/A | N/A | N/A | N/A | N/A
00 Ret.Exist_Non-FBC_NoCtrl & DSI & GPM & SNCR & NGC | N/A | N/A | N/A | N/A | N/A | N/A | N/A
00 Ret.Exist_Non-FBC_NoCtrl & DSI & GPM & WetFGD & SCR & CCS | N/A | N/A | N/A | N/A | N/A | N/A | N/A
00 Ret.Exist_Non-FBC_NoCtrl & DSI & NGC | N/A | N/A | N/A | N/A | N/A | N/A | N/A
00 Ret.Exist_Non-FBC_NoCtrl & DSI & SCR | N/A | N/A | N/A | N/A | N/A | N/A | N/A
00 Ret.Exist_Non-FBC_NoCtrl & DSI & SCR & DRET | N/A | N/A | N/A | N/A | N/A | N/A | N/A
00 Ret.Exist_Non-FBC_NoCtrl & DSI & SCR & NGC | N/A | N/A | N/A | N/A | N/A | N/A | N/A
00 Ret.Exist_Non-FBC_NoCtrl & DSI & SNCR | N/A | N/A | N/A | N/A | N/A | N/A | N/A
00 Ret.Exist_Non-FBC_NoCtrl & DSI & SNCR & DRET | N/A | N/A | N/A | N/A | N/A | N/A | N/A
00 Ret.Exist_Non-FBC_NoCtrl & DSI & SNCR & NGC | N/A | N/A | N/A | N/A | N/A | N/A | N/A
00 Ret.Exist_Non-FBC_NoCtrl & DSI & WetFGD & SCR & CCS | N/A | N/A | N/A | N/A | N/A | N/A | N/A
00 Ret.Exist_Non-FBC_NoCtrl & GPM | N/A | N/A | N/A | N/A | N/A | N/A | N/A
00 Ret.Exist_Non-FBC_NoCtrl & GPM & C2G | N/A | N/A | N/A | N/A | N/A | N/A | N/A
00 Ret.Exist_Non-FBC_NoCtrl & GPM & C2G & SCR | N/A | N/A | N/A | N/A | N/A | N/A | N/A
00 Ret.Exist_Non-FBC_NoCtrl & GPM & DRET | N/A | N/A | N/A | N/A | N/A | N/A | N/A
00 Ret.Exist_Non-FBC_NoCtrl & GPM & NGC | N/A | N/A | N/A | N/A | N/A | N/A | N/A
00 Ret.Exist_Non-FBC_NoCtrl & GPM & SCR | N/A | N/A | N/A | N/A | N/A | N/A | N/A
00 Ret.Exist_Non-FBC_NoCtrl & GPM & SCR & DRET | N/A | N/A | N/A | N/A | N/A | N/A | N/A
00 Ret.Exist_Non-FBC_NoCtrl & GPM & SCR & NGC | N/A | N/A | N/A | N/A | N/A | N/A | N/A
00 Ret.Exist_Non-FBC_NoCtrl & GPM & SNCR | N/A | N/A | N/A | N/A | N/A | N/A | N/A
00 Ret.Exist_Non-FBC_NoCtrl & GPM & SNCR & DRET | N/A | N/A | N/A | N/A | N/A | N/A | N/A
00 Ret.Exist_Non-FBC_NoCtrl & GPM & SNCR & NGC | N/A | N/A | N/A | N/A | N/A | N/A | N/A
00 Ret.Exist_Non-FBC_NoCtrl & GPM & WetFGD & SCR & CCS | N/A | N/A | N/A | N/A | N/A | N/A | N/A
00 Ret.Exist_Non-FBC_NoCtrl & NGC | N/A | N/A | N/A | N/A | N/A | N/A | N/A
00 Ret.Exist_Non-FBC_NoCtrl & SCR | N/A | N/A | N/A | N/A | N/A | N/A | N/A
00 Ret.Exist_Non-FBC_NoCtrl & SCR & C2G | N/A | N/A | N/A | N/A | N/A | N/A | N/A
00 Ret.Exist_Non-FBC_NoCtrl & SCR & DRET | N/A | N/A | N/A | N/A | N/A | N/A | N/A
00 Ret.Exist_Non-FBC_NoCtrl & SCR & NGC | N/A | N/A | N/A | N/A | N/A | N/A | N/A
00 Ret.Exist_Non-FBC_NoCtrl & SCR & WetFGD & CCS | N/A | N/A | N/A | N/A | N/A | N/A | N/A
00 Ret.Exist_Non-FBC_NoCtrl & SNCR | N/A | N/A | N/A | N/A | N/A | N/A | N/A
00 Ret.Exist_Non-FBC_NoCtrl & SNCR & C2G | N/A | N/A | N/A | N/A | N/A | N/A | N/A
00 Ret.Exist_Non-FBC_NoCtrl & SNCR & DRET | N/A | N/A | N/A | N/A | N/A | N/A | N/A
00 Ret.Exist_Non-FBC_NoCtrl & SNCR & NGC | N/A | N/A | N/A | N/A | N/A | N/A | N/A
00 Ret.Exist_Non-FBC_SCR_ACI & C2G | N/A | N/A | N/A | N/A | N/A | N/A | N/A
00 Ret.Exist_Non-FBC_SCR_ACI & DCCS | N/A | N/A | N/A | N/A | N/A | N/A | N/A
00 Ret.Exist_Non-FBC_SCR_ACI & DCCS & WetFGD & CCS | N/A | N/A | N/A | N/A | N/A | N/A | N/A
00 Ret.Exist_Non-FBC_SCR_ACI & DRET | N/A | N/A | N/A | N/A | N/A | N/A | N/A
00 Ret.Exist_Non-FBC_SCR_ACI & DSI | N/A | N/A | N/A | N/A | N/A | N/A | N/A
00 Ret.Exist_Non-FBC_SCR_ACI & DSI & C2G | N/A | N/A | N/A | N/A | N/A | N/A | N/A
00 Ret.Exist_Non-FBC_SCR_ACI & DSI & DRET | N/A | N/A | N/A | N/A | N/A | N/A | N/A
00 Ret.Exist_Non-FBC_SCR_ACI & DSI & GPM | N/A | N/A | N/A | N/A | N/A | N/A | N/A
00 Ret.Exist_Non-FBC_SCR_ACI & DSI & GPM & C2G | N/A | N/A | N/A | N/A | N/A | N/A | N/A
00 Ret.Exist_Non-FBC_SCR_ACI & DSI & GPM & DRET | N/A | N/A | N/A | N/A | N/A | N/A | N/A
00 Ret.Exist_Non-FBC_SCR_ACI & DSI & GPM & NGC | N/A | N/A | N/A | N/A | N/A | N/A | N/A
00 Ret.Exist_Non-FBC_SCR_ACI & DSI & GPM & WetFGD & CCS | N/A | N/A | N/A | N/A | N/A | N/A | N/A
00 Ret.Exist_Non-FBC_SCR_ACI & DSI & NGC | N/A | N/A | N/A | N/A | N/A | N/A | N/A
00 Ret.Exist_Non-FBC_SCR_ACI & DSI & WetFGD & CCS | N/A | N/A | N/A | N/A | N/A | N/A | N/A
00 Ret.Exist_Non-FBC_SCR_ACI & GPM | N/A | N/A | N/A | N/A | N/A | N/A | N/A
00 Ret.Exist_Non-FBC_SCR_ACI & GPM & C2G | N/A | N/A | N/A | N/A | N/A | N/A | N/A
00 Ret.Exist_Non-FBC_SCR_ACI & GPM & DRET | N/A | N/A | N/A | N/A | N/A | N/A | N/A
00 Ret.Exist_Non-FBC_SCR_ACI & GPM & NGC | N/A | N/A | N/A | N/A | N/A | N/A | N/A
00 Ret.Exist_Non-FBC_SCR_ACI & GPM & WetFGD & CCS | N/A | N/A | N/A | N/A | N/A | N/A | N/A
00 Ret.Exist_Non-FBC_SCR_ACI & NGC | N/A | N/A | N/A | N/A | N/A | N/A | N/A
00 Ret.Exist_Non-FBC_SCR_ACI & WetFGD & CCS | N/A | N/A | N/A | N/A | N/A | N/A | N/A
00 Ret.Exist_Non-FBC_SCR_ACI_DSI & C2G | N/A | N/A | N/A | N/A | N/A | N/A | N/A
00 Ret.Exist_Non-FBC_SCR_ACI_DSI & DCCS | N/A | N/A | N/A | N/A | N/A | N/A | N/A
00 Ret.Exist_Non-FBC_SCR_ACI_DSI & DCCS & WetFGD & CCS | N/A | N/A | N/A | N/A | N/A | N/A | N/A
00 Ret.Exist_Non-FBC_SCR_ACI_DSI & DRET | N/A | N/A | N/A | N/A | N/A | N/A | N/A
00 Ret.Exist_Non-FBC_SCR_ACI_DSI & GPM | N/A | N/A | N/A | N/A | N/A | N/A | N/A
00 Ret.Exist_Non-FBC_SCR_ACI_DSI & GPM & C2G | N/A | N/A | N/A | N/A | N/A | N/A | N/A
00 Ret.Exist_Non-FBC_SCR_ACI_DSI & GPM & DRET | N/A | N/A | N/A | N/A | N/A | N/A | N/A
00 Ret.Exist_Non-FBC_SCR_ACI_DSI & GPM & NGC | N/A | N/A | N/A | N/A | N/A | N/A | N/A
00 Ret.Exist_Non-FBC_SCR_ACI_DSI & GPM & WetFGD & CCS | N/A | N/A | N/A | N/A | N/A | N/A | N/A
00 Ret.Exist_Non-FBC_SCR_ACI_DSI & NGC | N/A | N/A | N/A | N/A | N/A | N/A | N/A
00 Ret.Exist_Non-FBC_SCR_ACI_DSI & WetFGD & CCS | N/A | N/A | N/A | N/A | N/A | N/A | N/A
00 Ret.Exist_Non-FBC_SNCR_ACI & C2G | N/A | N/A | N/A | N/A | N/A | N/A | N/A
00 Ret.Exist_Non-FBC_SNCR_ACI & C2G & SCR | N/A | N/A | N/A | N/A | N/A | N/A | N/A
00 Ret.Exist_Non-FBC_SNCR_ACI & DRET | N/A | N/A | N/A | N/A | N/A | N/A | N/A
00 Ret.Exist_Non-FBC_SNCR_ACI & DSI | N/A | N/A | N/A | N/A | N/A | N/A | N/A
00 Ret.Exist_Non-FBC_SNCR_ACI & DSI & C2G | N/A | N/A | N/A | N/A | N/A | N/A | N/A
00 Ret.Exist_Non-FBC_SNCR_ACI & DSI & C2G & SCR | N/A | N/A | N/A | N/A | N/A | N/A | N/A
00 Ret.Exist_Non-FBC_SNCR_ACI & DSI & DRET | N/A | N/A | N/A | N/A | N/A | N/A | N/A
00 Ret.Exist_Non-FBC_SNCR_ACI & DSI & NGC | N/A | N/A | N/A | N/A | N/A | N/A | N/A
00 Ret.Exist_Non-FBC_SNCR_ACI & DSI & SCR | N/A | N/A | N/A | N/A | N/A | N/A | N/A
00 Ret.Exist_Non-FBC_SNCR_ACI & DSI & SCR & DRET | N/A | N/A | N/A | N/A | N/A | N/A | N/A
00 Ret.Exist_Non-FBC_SNCR_ACI & DSI & SCR & NGC | N/A | N/A | N/A | N/A | N/A | N/A | N/A
00 Ret.Exist_Non-FBC_SNCR_ACI & DSI & WetFGD & SCR & CCS | N/A | N/A | N/A | N/A | N/A | N/A | N/A
00 Ret.Exist_Non-FBC_SNCR_ACI & GPM | N/A | N/A | N/A | N/A | N/A | N/A | N/A
00 Ret.Exist_Non-FBC_SNCR_ACI & GPM & C2G | N/A | N/A | N/A | N/A | N/A | N/A | N/A
00 Ret.Exist_Non-FBC_SNCR_ACI & GPM & C2G & SCR | N/A | N/A | N/A | N/A | N/A | N/A | N/A
00 Ret.Exist_Non-FBC_SNCR_ACI & GPM & DRET | N/A | N/A | N/A | N/A | N/A | N/A | N/A
00 Ret.Exist_Non-FBC_SNCR_ACI & GPM & NGC | N/A | N/A | N/A | N/A | N/A | N/A | N/A
00 Ret.Exist_Non-FBC_SNCR_ACI & GPM & SCR | N/A | N/A | N/A | N/A | N/A | N/A | N/A
00 Ret.Exist_Non-FBC_SNCR_ACI & GPM & SCR & DRET | N/A | N/A | N/A | N/A | N/A | N/A | N/A
00 Ret.Exist_Non-FBC_SNCR_ACI & GPM & SCR & NGC | N/A | N/A | N/A | N/A | N/A | N/A | N/A
00 Ret.Exist_Non-FBC_SNCR_ACI & GPM & WetFGD & SCR & CCS | N/A | N/A | N/A | N/A | N/A | N/A | N/A
00 Ret.Exist_Non-FBC_SNCR_ACI & NGC | N/A | N/A | N/A | N/A | N/A | N/A | N/A
00 Ret.Exist_Non-FBC_SNCR_ACI & SCR | N/A | N/A | N/A | N/A | N/A | N/A | N/A
00 Ret.Exist_Non-FBC_SNCR_ACI & SCR & C2G | N/A | N/A | N/A | N/A | N/A | N/A | N/A
00 Ret.Exist_Non-FBC_SNCR_ACI & SCR & DRET | N/A | N/A | N/A | N/A | N/A | N/A | N/A
00 Ret.Exist_Non-FBC_SNCR_ACI & SCR & NGC | N/A | N/A | N/A | N/A | N/A | N/A | N/A
00 Ret.Exist_Non-FBC_SNCR_ACI & SCR & WetFGD & CCS | N/A | N/A | N/A | N/A | N/A | N/A | N/A
00 Ret.Exist_Non-FBC_SNCR_ACI_DSI & C2G | N/A | N/A | N/A | N/A | N/A | N/A | N/A
00 Ret.Exist_Non-FBC_SNCR_ACI_DSI & C2G & SCR | N/A | N/A | N/A | N/A | N/A | N/A | N/A
00 Ret.Exist_Non-FBC_SNCR_ACI_DSI & DCCS | N/A | N/A | N/A | N/A | N/A | N/A | N/A
00 Ret.Exist_Non-FBC_SNCR_ACI_DSI & DCCS & WetFGD & SCR & CCS | N/A | N/A | N/A | N/A | N/A | N/A | N/A
00 Ret.Exist_Non-FBC_SNCR_ACI_DSI & DRET | N/A | N/A | N/A | N/A | N/A | N/A | N/A
00 Ret.Exist_Non-FBC_SNCR_ACI_DSI & GPM | N/A | N/A | N/A | N/A | N/A | N/A | N/A
00 Ret.Exist_Non-FBC_SNCR_ACI_DSI & GPM & C2G | N/A | N/A | N/A | N/A | N/A | N/A | N/A
00 Ret.Exist_Non-FBC_SNCR_ACI_DSI & GPM & C2G & SCR | N/A | N/A | N/A | N/A | N/A | N/A | N/A
00 Ret.Exist_Non-FBC_SNCR_ACI_DSI & GPM & DRET | N/A | N/A | N/A | N/A | N/A | N/A | N/A
00 Ret.Exist_Non-FBC_SNCR_ACI_DSI & GPM & NGC | N/A | N/A | N/A | N/A | N/A | N/A | N/A
00 Ret.Exist_Non-FBC_SNCR_ACI_DSI & GPM & SCR | N/A | N/A | N/A | N/A | N/A | N/A | N/A
00 Ret.Exist_Non-FBC_SNCR_ACI_DSI & GPM & SCR & DRET | N/A | N/A | N/A | N/A | N/A | N/A | N/A
00 Ret.Exist_Non-FBC_SNCR_ACI_DSI & GPM & SCR & NGC | N/A | N/A | N/A | N/A | N/A | N/A | N/A
00 Ret.Exist_Non-FBC_SNCR_ACI_DSI & GPM & WetFGD & SCR & CCS | N/A | N/A | N/A | N/A | N/A | N/A | N/A
00 Ret.Exist_Non-FBC_SNCR_ACI_DSI & NGC | N/A | N/A | N/A | N/A | N/A | N/A | N/A
00 Ret.Exist_Non-FBC_SNCR_ACI_DSI & SCR | N/A | N/A | N/A | N/A | N/A | N/A | N/A
00 Ret.Exist_Non-FBC_SNCR_ACI_DSI & SCR & C2G | N/A | N/A | N/A | N/A | N/A | N/A | N/A
00 Ret.Exist_Non-FBC_SNCR_ACI_DSI & SCR & DRET | N/A | N/A | N/A | N/A | N/A | N/A | N/A
00 Ret.Exist_Non-FBC_SNCR_ACI_DSI & SCR & NGC | N/A | N/A | N/A | N/A | N/A | N/A | N/A
00 Ret.Exist_Non-FBC_SNCR_ACI_DSI & SCR & WetFGD & CCS | N/A | N/A | N/A | N/A | N/A | N/A | N/A
00 Ret.Exist_Non-FBC_WetFGD & ACI | N/A | N/A | N/A | N/A | N/A | N/A | N/A
00 Ret.Exist_Non-FBC_WetFGD & ACI & C2G | N/A | N/A | N/A | N/A | N/A | N/A | N/A
00 Ret.Exist_Non-FBC_WetFGD & ACI & C2G & SCR | N/A | N/A | N/A | N/A | N/A | N/A | N/A
00 Ret.Exist_Non-FBC_WetFGD & ACI & DRET | N/A | N/A | N/A | N/A | N/A | N/A | N/A
00 Ret.Exist_Non-FBC_WetFGD & ACI & GPM | N/A | N/A | N/A | N/A | N/A | N/A | N/A
00 Ret.Exist_Non-FBC_WetFGD & ACI & GPM & C2G | N/A | N/A | N/A | N/A | N/A | N/A | N/A
00 Ret.Exist_Non-FBC_WetFGD & ACI & GPM & C2G & SCR | N/A | N/A | N/A | N/A | N/A | N/A | N/A
00 Ret.Exist_Non-FBC_WetFGD & ACI & GPM & DRET | N/A | N/A | N/A | N/A | N/A | N/A | N/A
00 Ret.Exist_Non-FBC_WetFGD & ACI & GPM & NGC | N/A | N/A | N/A | N/A | N/A | N/A | N/A
00 Ret.Exist_Non-FBC_WetFGD & ACI & GPM & SCR | N/A | N/A | N/A | N/A | N/A | N/A | N/A
00 Ret.Exist_Non-FBC_WetFGD & ACI & GPM & SCR & CCS | N/A | N/A | N/A | N/A | N/A | N/A | N/A
00 Ret.Exist_Non-FBC_WetFGD & ACI & GPM & SCR & DRET | N/A | N/A | N/A | N/A | N/A | N/A | N/A
00 Ret.Exist_Non-FBC_WetFGD & ACI & GPM & SCR & NGC | N/A | N/A | N/A | N/A | N/A | N/A | N/A
00 Ret.Exist_Non-FBC_WetFGD & ACI & GPM & SNCR | N/A | N/A | N/A | N/A | N/A | N/A | N/A
00 Ret.Exist_Non-FBC_WetFGD & ACI & GPM & SNCR & DRET | N/A | N/A | N/A | N/A | N/A | N/A | N/A
00 Ret.Exist_Non-FBC_WetFGD & ACI & GPM & SNCR & NGC | N/A | N/A | N/A | N/A | N/A | N/A | N/A
00 Ret.Exist_Non-FBC_WetFGD & ACI & NGC | N/A | N/A | N/A | N/A | N/A | N/A | N/A
00 Ret.Exist_Non-FBC_WetFGD & ACI & SCR | N/A | N/A | N/A | N/A | N/A | N/A | N/A
00 Ret.Exist_Non-FBC_WetFGD & ACI & SCR & CCS | N/A | N/A | N/A | N/A | N/A | N/A | N/A
00 Ret.Exist_Non-FBC_WetFGD & ACI & SCR & DRET | N/A | N/A | N/A | N/A | N/A | N/A | N/A
00 Ret.Exist_Non-FBC_WetFGD & ACI & SCR & NGC | N/A | N/A | N/A | N/A | N/A | N/A | N/A
00 Ret.Exist_Non-FBC_WetFGD & ACI & SNCR | N/A | N/A | N/A | N/A | N/A | N/A | N/A
00 Ret.Exist_Non-FBC_WetFGD & ACI & SNCR & DRET | N/A | N/A | N/A | N/A | N/A | N/A | N/A
00 Ret.Exist_Non-FBC_WetFGD & ACI & SNCR & NGC | N/A | N/A | N/A | N/A | N/A | N/A | N/A
00 Ret.Exist_Non-FBC_WetFGD & C2G | N/A | N/A | N/A | N/A | N/A | N/A | N/A
00 Ret.Exist_Non-FBC_WetFGD & C2G & SCR | N/A | N/A | N/A | N/A | N/A | N/A | N/A
00 Ret.Exist_Non-FBC_WetFGD & DRET | N/A | N/A | N/A | N/A | N/A | N/A | N/A
00 Ret.Exist_Non-FBC_WetFGD & DCCS | N/A | N/A | N/A | N/A | N/A | N/A | N/A
00 Ret.Exist_Non-FBC_WetFGD & DCCS & SCR & CCS | N/A | N/A | N/A | N/A | N/A | N/A | N/A
00 Ret.Exist_Non-FBC_WetFGD & GPM | N/A | N/A | N/A | N/A | N/A | N/A | N/A
00 Ret.Exist_Non-FBC_WetFGD & GPM & C2G | N/A | N/A | N/A | N/A | N/A | N/A | N/A
00 Ret.Exist_Non-FBC_WetFGD & GPM & C2G & SCR | N/A | N/A | N/A | N/A | N/A | N/A | N/A
00 Ret.Exist_Non-FBC_WetFGD & GPM & DRET | N/A | N/A | N/A | N/A | N/A | N/A | N/A
00 Ret.Exist_Non-FBC_WetFGD & GPM & NGC | N/A | N/A | N/A | N/A | N/A | N/A | N/A
00 Ret.Exist_Non-FBC_WetFGD & GPM & SCR | N/A | N/A | N/A | N/A | N/A | N/A | N/A
00 Ret.Exist_Non-FBC_WetFGD & GPM & SCR & CCS | N/A | N/A | N/A | N/A | N/A | N/A | N/A
00 Ret.Exist_Non-FBC_WetFGD & GPM & SCR & DRET | N/A | N/A | N/A | N/A | N/A | N/A | N/A
00 Ret.Exist_Non-FBC_WetFGD & GPM & SCR & NGC | N/A | N/A | N/A | N/A | N/A | N/A | N/A
00 Ret.Exist_Non-FBC_WetFGD & GPM & SNCR | N/A | N/A | N/A | N/A | N/A | N/A | N/A
00 Ret.Exist_Non-FBC_WetFGD & GPM & SNCR & DRET | N/A | N/A | N/A | N/A | N/A | N/A | N/A
00 Ret.Exist_Non-FBC_WetFGD & GPM & SNCR & NGC | N/A | N/A | N/A | N/A | N/A | N/A | N/A
00 Ret.Exist_Non-FBC_WetFGD & NGC | N/A | N/A | N/A | N/A | N/A | N/A | N/A
00 Ret.Exist_Non-FBC_WetFGD & SCR | N/A | N/A | N/A | N/A | N/A | N/A | N/A
00 Ret.Exist_Non-FBC_WetFGD & SCR & C2G | N/A | N/A | N/A | N/A | N/A | N/A | N/A
00 Ret.Exist_Non-FBC_WetFGD & SCR & CCS | N/A | N/A | N/A | N/A | N/A | N/A | N/A
00 Ret.Exist_Non-FBC_WetFGD & SCR & DRET | N/A | N/A | N/A | N/A | N/A | N/A | N/A
00 Ret.Exist_Non-FBC_WetFGD & SCR & NGC | N/A | N/A | N/A | N/A | N/A | N/A | N/A
00 Ret.Exist_Non-FBC_WetFGD & SNCR | N/A | N/A | N/A | N/A | N/A | N/A | N/A
00 Ret.Exist_Non-FBC_WetFGD & SNCR & C2G | N/A | N/A | N/A | N/A | N/A | N/A | N/A
00 Ret.Exist_Non-FBC_WetFGD & SNCR & DRET | N/A | N/A | N/A | N/A | N/A | N/A | N/A
00 Ret.Exist_Non-FBC_WetFGD & SNCR & NGC | N/A | N/A | N/A | N/A | N/A | N/A | N/A
00 Ret.Exist_Non-FBC_WetFGD_ACI & C2G | N/A | N/A | N/A | N/A | N/A | N/A | N/A
00 Ret.Exist_Non-FBC_WetFGD_ACI & C2G & SCR | N/A | N/A | N/A | N/A | N/A | N/A | N/A
00 Ret.Exist_Non-FBC_WetFGD_ACI & DCCS | N/A | N/A | N/A | N/A | N/A | N/A | N/A
00 Ret.Exist_Non-FBC_WetFGD_ACI & DCCS & SCR & CCS | N/A | N/A | N/A | N/A | N/A | N/A | N/A
00 Ret.Exist_Non-FBC_WetFGD_ACI & DRET | N/A | N/A | N/A | N/A | N/A | N/A | N/A
00 Ret.Exist_Non-FBC_WetFGD_ACI & GPM | N/A | N/A | N/A | N/A | N/A | N/A | N/A
00 Ret.Exist_Non-FBC_WetFGD_ACI & GPM & C2G | N/A | N/A | N/A | N/A | N/A | N/A | N/A
00 Ret.Exist_Non-FBC_WetFGD_ACI & GPM & C2G & SCR | N/A | N/A | N/A | N/A | N/A | N/A | N/A
00 Ret.Exist_Non-FBC_WetFGD_ACI & GPM & DRET | N/A | N/A | N/A | N/A | N/A | N/A | N/A
00 Ret.Exist_Non-FBC_WetFGD_ACI & GPM & NGC | N/A | N/A | N/A | N/A | N/A | N/A | N/A
00 Ret.Exist_Non-FBC_WetFGD_ACI & GPM & SCR | N/A | N/A | N/A | N/A | N/A | N/A | N/A
00 Ret.Exist_Non-FBC_WetFGD_ACI & GPM & SCR & CCS | N/A | N/A | N/A | N/A | N/A | N/A | N/A
00 Ret.Exist_Non-FBC_WetFGD_ACI & GPM & SCR & DRET | N/A | N/A | N/A | N/A | N/A | N/A | N/A
00 Ret.Exist_Non-FBC_WetFGD_ACI & GPM & SCR & NGC | N/A | N/A | N/A | N/A | N/A | N/A | N/A
00 Ret.Exist_Non-FBC_WetFGD_ACI & GPM & SNCR | N/A | N/A | N/A | N/A | N/A | N/A | N/A
00 Ret.Exist_Non-FBC_WetFGD_ACI & GPM & SNCR & DRET | N/A | N/A | N/A | N/A | N/A | N/A | N/A
00 Ret.Exist_Non-FBC_WetFGD_ACI & GPM & SNCR & NGC | N/A | N/A | N/A | N/A | N/A | N/A | N/A
00 Ret.Exist_Non-FBC_WetFGD_ACI & NGC | N/A | N/A | N/A | N/A | N/A | N/A | N/A
00 Ret.Exist_Non-FBC_WetFGD_ACI & SCR | N/A | N/A | N/A | N/A | N/A | N/A | N/A
00 Ret.Exist_Non-FBC_WetFGD_ACI & SCR & C2G | N/A | N/A | N/A | N/A | N/A | N/A | N/A
00 Ret.Exist_Non-FBC_WetFGD_ACI & SCR & CCS | N/A | N/A | N/A | N/A | N/A | N/A | N/A
00 Ret.Exist_Non-FBC_WetFGD_ACI & SCR & DRET | N/A | N/A | N/A | N/A | N/A | N/A | N/A
00 Ret.Exist_Non-FBC_WetFGD_ACI & SCR & NGC | N/A | N/A | N/A | N/A | N/A | N/A | N/A
00 Ret.Exist_Non-FBC_WetFGD_ACI & SNCR | N/A | N/A | N/A | N/A | N/A | N/A | N/A
00 Ret.Exist_Non-FBC_WetFGD_ACI & SNCR & C2G | N/A | N/A | N/A | N/A | N/A | N/A | N/A
00 Ret.Exist_Non-FBC_WetFGD_ACI & SNCR & DRET | N/A | N/A | N/A | N/A | N/A | N/A | N/A
00 Ret.Exist_Non-FBC_WetFGD_ACI & SNCR & NGC | N/A | N/A | N/A | N/A | N/A | N/A | N/A
00 Ret.Exist_Non-FBC_WetFGD_ACI_DSI & C2G | N/A | N/A | N/A | N/A | N/A | N/A | N/A
00 Ret.Exist_Non-FBC_WetFGD_ACI_DSI & C2G & SCR | N/A | N/A | N/A | N/A | N/A | N/A | N/A
00 Ret.Exist_Non-FBC_WetFGD_ACI_DSI & DCCS | N/A | N/A | N/A | N/A | N/A | N/A | N/A
00 Ret.Exist_Non-FBC_WetFGD_ACI_DSI & DCCS & SCR & CCS | N/A | N/A | N/A | N/A | N/A | N/A | N/A
00 Ret.Exist_Non-FBC_WetFGD_ACI_DSI & DRET | N/A | N/A | N/A | N/A | N/A | N/A | N/A
00 Ret.Exist_Non-FBC_WetFGD_ACI_DSI & GPM | N/A | N/A | N/A | N/A | N/A | N/A | N/A
00 Ret.Exist_Non-FBC_WetFGD_ACI_DSI & GPM & C2G | N/A | N/A | N/A | N/A | N/A | N/A | N/A
00 Ret.Exist_Non-FBC_WetFGD_ACI_DSI & GPM & C2G & SCR | N/A | N/A | N/A | N/A | N/A | N/A | N/A
00 Ret.Exist_Non-FBC_WetFGD_ACI_DSI & GPM & DRET | N/A | N/A | N/A | N/A | N/A | N/A | N/A
00 Ret.Exist_Non-FBC_WetFGD_ACI_DSI & GPM & NGC | N/A | N/A | N/A | N/A | N/A | N/A | N/A
00 Ret.Exist_Non-FBC_WetFGD_ACI_DSI & GPM & SCR | N/A | N/A | N/A | N/A | N/A | N/A | N/A
00 Ret.Exist_Non-FBC_WetFGD_ACI_DSI & GPM & SCR & CCS | N/A | N/A | N/A | N/A | N/A | N/A | N/A
00 Ret.Exist_Non-FBC_WetFGD_ACI_DSI & GPM & SCR & DRET | N/A | N/A | N/A | N/A | N/A | N/A | N/A
00 Ret.Exist_Non-FBC_WetFGD_ACI_DSI & GPM & SCR & NGC | N/A | N/A | N/A | N/A | N/A | N/A | N/A
00 Ret.Exist_Non-FBC_WetFGD_ACI_DSI & GPM & SNCR | N/A | N/A | N/A | N/A | N/A | N/A | N/A
00 Ret.Exist_Non-FBC_WetFGD_ACI_DSI & GPM & SNCR & DRET | N/A | N/A | N/A | N/A | N/A | N/A | N/A
00 Ret.Exist_Non-FBC_WetFGD_ACI_DSI & GPM & SNCR & NGC | N/A | N/A | N/A | N/A | N/A | N/A | N/A
00 Ret.Exist_Non-FBC_WetFGD_ACI_DSI & NGC | N/A | N/A | N/A | N/A | N/A | N/A | N/A
00 Ret.Exist_Non-FBC_WetFGD_ACI_DSI & SCR | N/A | N/A | N/A | N/A | N/A | N/A | N/A
00 Ret.Exist_Non-FBC_WetFGD_ACI_DSI & SCR & C2G | N/A | N/A | N/A | N/A | N/A | N/A | N/A
00 Ret.Exist_Non-FBC_WetFGD_ACI_DSI & SCR & CCS | N/A | N/A | N/A | N/A | N/A | N/A | N/A
00 Ret.Exist_Non-FBC_WetFGD_ACI_DSI & SCR & DRET | N/A | N/A | N/A | N/A | N/A | N/A | N/A
00 Ret.Exist_Non-FBC_WetFGD_ACI_DSI & SCR & NGC | N/A | N/A | N/A | N/A | N/A | N/A | N/A
00 Ret.Exist_Non-FBC_WetFGD_ACI_DSI & SNCR | N/A | N/A | N/A | N/A | N/A | N/A | N/A
00 Ret.Exist_Non-FBC_WetFGD_ACI_DSI & SNCR & C2G | N/A | N/A | N/A | N/A | N/A | N/A | N/A
00 Ret.Exist_Non-FBC_WetFGD_ACI_DSI & SNCR & DRET | N/A | N/A | N/A | N/A | N/A | N/A | N/A
00 Ret.Exist_Non-FBC_WetFGD_ACI_DSI & SNCR & NGC | N/A | N/A | N/A | N/A | N/A | N/A | N/A
00 Ret.Exist_Non-FBC_WetFGD_SCR & ACI | N/A | N/A | N/A | N/A | N/A | N/A | N/A
00 Ret.Exist_Non-FBC_WetFGD_SCR & ACI & C2G | N/A | N/A | N/A | N/A | N/A | N/A | N/A
00 Ret.Exist_Non-FBC_WetFGD_SCR & ACI & CCS | N/A | N/A | N/A | N/A | N/A | N/A | N/A
00 Ret.Exist_Non-FBC_WetFGD_SCR & DCCS | N/A | N/A | N/A | N/A | N/A | N/A | N/A
00 Ret.Exist_Non-FBC_WetFGD_SCR & DCCS & CCS | N/A | N/A | N/A | N/A | N/A | N/A | N/A
00 Ret.Exist_Non-FBC_WetFGD_SCR & ACI & DRET | N/A | N/A | N/A | N/A | N/A | N/A | N/A
00 Ret.Exist_Non-FBC_WetFGD_SCR & ACI & GPM | N/A | N/A | N/A | N/A | N/A | N/A | N/A
00 Ret.Exist_Non-FBC_WetFGD_SCR & ACI & GPM & C2G | N/A | N/A | N/A | N/A | N/A | N/A | N/A
00 Ret.Exist_Non-FBC_WetFGD_SCR & ACI & GPM & CCS | N/A | N/A | N/A | N/A | N/A | N/A | N/A
00 Ret.Exist_Non-FBC_WetFGD_SCR & ACI & GPM & DRET | N/A | N/A | N/A | N/A | N/A | N/A | N/A
00 Ret.Exist_Non-FBC_WetFGD_SCR & ACI & GPM & NGC | N/A | N/A | N/A | N/A | N/A | N/A | N/A
00 Ret.Exist_Non-FBC_WetFGD_SCR & ACI & NGC | N/A | N/A | N/A | N/A | N/A | N/A | N/A
00 Ret.Exist_Non-FBC_WetFGD_SCR & C2G | N/A | N/A | N/A | N/A | N/A | N/A | N/A
00 Ret.Exist_Non-FBC_WetFGD_SCR & CCS | N/A | N/A | N/A | N/A | N/A | N/A | N/A
00 Ret.Exist_Non-FBC_WetFGD_SCR & DRET | N/A | N/A | N/A | N/A | N/A | N/A | N/A
00 Ret.Exist_Non-FBC_WetFGD_SCR & GPM | N/A | N/A | N/A | N/A | N/A | N/A | N/A
00 Ret.Exist_Non-FBC_WetFGD_SCR & GPM & C2G | N/A | N/A | N/A | N/A | N/A | N/A | N/A
00 Ret.Exist_Non-FBC_WetFGD_SCR & GPM & CCS | N/A | N/A | N/A | N/A | N/A | N/A | N/A
00 Ret.Exist_Non-FBC_WetFGD_SCR & GPM & DRET | N/A | N/A | N/A | N/A | N/A | N/A | N/A
00 Ret.Exist_Non-FBC_WetFGD_SCR & GPM & NGC | N/A | N/A | N/A | N/A | N/A | N/A | N/A
00 Ret.Exist_Non-FBC_WetFGD_SCR & NGC | N/A | N/A | N/A | N/A | N/A | N/A | N/A
00 Ret.Exist_Non-FBC_WetFGD_SCR_ACI & C2G | N/A | N/A | N/A | N/A | N/A | N/A | N/A
00 Ret.Exist_Non-FBC_WetFGD_SCR_ACI & CCS | N/A | N/A | N/A | N/A | N/A | N/A | N/A
00 Ret.Exist_Non-FBC_WetFGD_SCR_ACI & DCCS | N/A | N/A | N/A | N/A | N/A | N/A | N/A
00 Ret.Exist_Non-FBC_WetFGD_SCR_ACI & DCCS & CCS | N/A | N/A | N/A | N/A | N/A | N/A | N/A
00 Ret.Exist_Non-FBC_WetFGD_SCR_ACI & DRET | N/A | N/A | N/A | N/A | N/A | N/A | N/A
00 Ret.Exist_Non-FBC_WetFGD_SCR_ACI & GPM | N/A | N/A | N/A | N/A | N/A | N/A | N/A
00 Ret.Exist_Non-FBC_WetFGD_SCR_ACI & GPM & C2G | N/A | N/A | N/A | N/A | N/A | N/A | N/A
00 Ret.Exist_Non-FBC_WetFGD_SCR_ACI & GPM & CCS | N/A | N/A | N/A | N/A | N/A | N/A | N/A
00 Ret.Exist_Non-FBC_WetFGD_SCR_ACI & GPM & DRET | N/A | N/A | N/A | N/A | N/A | N/A | N/A
00 Ret.Exist_Non-FBC_WetFGD_SCR_ACI & GPM & NGC | N/A | N/A | N/A | N/A | N/A | N/A | N/A
00 Ret.Exist_Non-FBC_WetFGD_SCR_ACI & NGC | N/A | N/A | N/A | N/A | N/A | N/A | N/A
00 Ret.Exist_Non-FBC_WetFGD_SCR_ACI_DSI & C2G | N/A | N/A | N/A | N/A | N/A | N/A | N/A
00 Ret.Exist_Non-FBC_WetFGD_SCR_ACI_DSI & CCS | N/A | N/A | N/A | N/A | N/A | N/A | N/A
00 Ret.Exist_Non-FBC_WetFGD_SCR_ACI_DSI & DCCS | N/A | N/A | N/A | N/A | N/A | N/A | N/A
00 Ret.Exist_Non-FBC_WetFGD_SCR_ACI_DSI & DCCS & CCS | N/A | N/A | N/A | N/A | N/A | N/A | N/A
00 Ret.Exist_Non-FBC_WetFGD_SCR_ACI_DSI & DRET | N/A | N/A | N/A | N/A | N/A | N/A | N/A
00 Ret.Exist_Non-FBC_WetFGD_SCR_ACI_DSI & GPM | N/A | N/A | N/A | N/A | N/A | N/A | N/A
00 Ret.Exist_Non-FBC_WetFGD_SCR_ACI_DSI & GPM & C2G | N/A | N/A | N/A | N/A | N/A | N/A | N/A
00 Ret.Exist_Non-FBC_WetFGD_SCR_ACI_DSI & GPM & CCS | N/A | N/A | N/A | N/A | N/A | N/A | N/A
00 Ret.Exist_Non-FBC_WetFGD_SCR_ACI_DSI & GPM & DRET | N/A | N/A | N/A | N/A | N/A | N/A | N/A
00 Ret.Exist_Non-FBC_WetFGD_SCR_ACI_DSI & GPM & NGC | N/A | N/A | N/A | N/A | N/A | N/A | N/A
00 Ret.Exist_Non-FBC_WetFGD_SCR_ACI_DSI & NGC | N/A | N/A | N/A | N/A | N/A | N/A | N/A
00 Ret.Exist_Non-FBC_WetFGD_SCR_DSI & ACI | N/A | N/A | N/A | N/A | N/A | N/A | N/A
00 Ret.Exist_Non-FBC_WetFGD_SCR_DSI & ACI & C2G | N/A | N/A | N/A | N/A | N/A | N/A | N/A
00 Ret.Exist_Non-FBC_WetFGD_SCR_DSI & ACI & CCS | N/A | N/A | N/A | N/A | N/A | N/A | N/A
00 Ret.Exist_Non-FBC_WetFGD_SCR_DSI & ACI & DRET | N/A | N/A | N/A | N/A | N/A | N/A | N/A
00 Ret.Exist_Non-FBC_WetFGD_SCR_DSI & ACI & GPM | N/A | N/A | N/A | N/A | N/A | N/A | N/A
00 Ret.Exist_Non-FBC_WetFGD_SCR_DSI & ACI & GPM & C2G | N/A | N/A | N/A | N/A | N/A | N/A | N/A
00 Ret.Exist_Non-FBC_WetFGD_SCR_DSI & ACI & GPM & CCS | N/A | N/A | N/A | N/A | N/A | N/A | N/A
00 Ret.Exist_Non-FBC_WetFGD_SCR_DSI & ACI & GPM & DRET | N/A | N/A | N/A | N/A | N/A | N/A | N/A
00 Ret.Exist_Non-FBC_WetFGD_SCR_DSI & ACI & GPM & NGC | N/A | N/A | N/A | N/A | N/A | N/A | N/A
00 Ret.Exist_Non-FBC_WetFGD_SCR_DSI & ACI & NGC | N/A | N/A | N/A | N/A | N/A | N/A | N/A
00 Ret.Exist_Non-FBC_WetFGD_SCR_DSI & C2G | N/A | N/A | N/A | N/A | N/A | N/A | N/A
00 Ret.Exist_Non-FBC_WetFGD_SCR_DSI & CCS | N/A | N/A | N/A | N/A | N/A | N/A | N/A
00 Ret.Exist_Non-FBC_WetFGD_SCR_DSI & DCCS | N/A | N/A | N/A | N/A | N/A | N/A | N/A
00 Ret.Exist_Non-FBC_WetFGD_SCR_DSI & DCCS & CCS | N/A | N/A | N/A | N/A | N/A | N/A | N/A
00 Ret.Exist_Non-FBC_WetFGD_SCR_DSI & DRET | N/A | N/A | N/A | N/A | N/A | N/A | N/A
00 Ret.Exist_Non-FBC_WetFGD_SCR_DSI & GPM | N/A | N/A | N/A | N/A | N/A | N/A | N/A
00 Ret.Exist_Non-FBC_WetFGD_SCR_DSI & GPM & C2G | N/A | N/A | N/A | N/A | N/A | N/A | N/A
00 Ret.Exist_Non-FBC_WetFGD_SCR_DSI & GPM & CCS | N/A | N/A | N/A | N/A | N/A | N/A | N/A
00 Ret.Exist_Non-FBC_WetFGD_SCR_DSI & GPM & DRET | N/A | N/A | N/A | N/A | N/A | N/A | N/A
00 Ret.Exist_Non-FBC_WetFGD_SCR_DSI & GPM & NGC | N/A | N/A | N/A | N/A | N/A | N/A | N/A
00 Ret.Exist_Non-FBC_WetFGD_SCR_DSI & NGC | N/A | N/A | N/A | N/A | N/A | N/A | N/A
00 Ret.Exist_Non-FBC_WetFGD_SNCR & ACI | N/A | N/A | N/A | N/A | N/A | N/A | N/A
00 Ret.Exist_Non-FBC_WetFGD_SNCR & ACI & C2G | N/A | N/A | N/A | N/A | N/A | N/A | N/A
00 Ret.Exist_Non-FBC_WetFGD_SNCR & ACI & C2G & SCR | N/A | N/A | N/A | N/A | N/A | N/A | N/A
00 Ret.Exist_Non-FBC_WetFGD_SNCR & ACI & DRET | N/A | N/A | N/A | N/A | N/A | N/A | N/A
00 Ret.Exist_Non-FBC_WetFGD_SNCR & ACI & GPM | N/A | N/A | N/A | N/A | N/A | N/A | N/A
00 Ret.Exist_Non-FBC_WetFGD_SNCR & ACI & GPM & C2G | N/A | N/A | N/A | N/A | N/A | N/A | N/A
00 Ret.Exist_Non-FBC_WetFGD_SNCR & ACI & GPM & C2G & SCR | N/A | N/A | N/A | N/A | N/A | N/A | N/A
00 Ret.Exist_Non-FBC_WetFGD_SNCR & ACI & GPM & DRET | N/A | N/A | N/A | N/A | N/A | N/A | N/A
00 Ret.Exist_Non-FBC_WetFGD_SNCR & ACI & GPM & NGC | N/A | N/A | N/A | N/A | N/A | N/A | N/A
00 Ret.Exist_Non-FBC_WetFGD_SNCR & ACI & GPM & SCR | N/A | N/A | N/A | N/A | N/A | N/A | N/A
00 Ret.Exist_Non-FBC_WetFGD_SNCR & ACI & GPM & SCR & CCS | N/A | N/A | N/A | N/A | N/A | N/A | N/A
00 Ret.Exist_Non-FBC_WetFGD_SNCR & ACI & GPM & SCR & DRET | N/A | N/A | N/A | N/A | N/A | N/A | N/A
00 Ret.Exist_Non-FBC_WetFGD_SNCR & ACI & GPM & SCR & NGC | N/A | N/A | N/A | N/A | N/A | N/A | N/A
00 Ret.Exist_Non-FBC_WetFGD_SNCR & ACI & NGC | N/A | N/A | N/A | N/A | N/A | N/A | N/A
00 Ret.Exist_Non-FBC_WetFGD_SNCR & ACI & SCR | N/A | N/A | N/A | N/A | N/A | N/A | N/A
00 Ret.Exist_Non-FBC_WetFGD_SNCR & ACI & SCR & CCS | N/A | N/A | N/A | N/A | N/A | N/A | N/A
00 Ret.Exist_Non-FBC_WetFGD_SNCR & ACI & SCR & DRET | N/A | N/A | N/A | N/A | N/A | N/A | N/A
00 Ret.Exist_Non-FBC_WetFGD_SNCR & ACI & SCR & NGC | N/A | N/A | N/A | N/A | N/A | N/A | N/A
00 Ret.Exist_Non-FBC_WetFGD_SNCR & C2G | N/A | N/A | N/A | N/A | N/A | N/A | N/A
00 Ret.Exist_Non-FBC_WetFGD_SNCR & C2G & SCR | N/A | N/A | N/A | N/A | N/A | N/A | N/A
00 Ret.Exist_Non-FBC_WetFGD_SNCR & DCCS | N/A | N/A | N/A | N/A | N/A | N/A | N/A
00 Ret.Exist_Non-FBC_WetFGD_SNCR & DCCS & SCR & CCS | N/A | N/A | N/A | N/A | N/A | N/A | N/A
00 Ret.Exist_Non-FBC_WetFGD_SNCR & DRET | N/A | N/A | N/A | N/A | N/A | N/A | N/A
00 Ret.Exist_Non-FBC_WetFGD_SNCR & GPM | N/A | N/A | N/A | N/A | N/A | N/A | N/A
00 Ret.Exist_Non-FBC_WetFGD_SNCR & GPM & C2G | N/A | N/A | N/A | N/A | N/A | N/A | N/A
00 Ret.Exist_Non-FBC_WetFGD_SNCR & GPM & C2G & SCR | N/A | N/A | N/A | N/A | N/A | N/A | N/A
00 Ret.Exist_Non-FBC_WetFGD_SNCR & GPM & DRET | N/A | N/A | N/A | N/A | N/A | N/A | N/A
00 Ret.Exist_Non-FBC_WetFGD_SNCR & GPM & NGC | N/A | N/A | N/A | N/A | N/A | N/A | N/A
00 Ret.Exist_Non-FBC_WetFGD_SNCR & GPM & SCR | N/A | N/A | N/A | N/A | N/A | N/A | N/A
00 Ret.Exist_Non-FBC_WetFGD_SNCR & GPM & SCR & CCS | N/A | N/A | N/A | N/A | N/A | N/A | N/A
00 Ret.Exist_Non-FBC_WetFGD_SNCR & GPM & SCR & DRET | N/A | N/A | N/A | N/A | N/A | N/A | N/A
00 Ret.Exist_Non-FBC_WetFGD_SNCR & GPM & SCR & NGC | N/A | N/A | N/A | N/A | N/A | N/A | N/A
00 Ret.Exist_Non-FBC_WetFGD_SNCR & NGC | N/A | N/A | N/A | N/A | N/A | N/A | N/A
00 Ret.Exist_Non-FBC_WetFGD_SNCR & SCR | N/A | N/A | N/A | N/A | N/A | N/A | N/A
00 Ret.Exist_Non-FBC_WetFGD_SNCR & SCR & C2G | N/A | N/A | N/A | N/A | N/A | N/A | N/A
00 Ret.Exist_Non-FBC_WetFGD_SNCR & SCR & CCS | N/A | N/A | N/A | N/A | N/A | N/A | N/A
00 Ret.Exist_Non-FBC_WetFGD_SNCR & SCR & DRET | N/A | N/A | N/A | N/A | N/A | N/A | N/A
00 Ret.Exist_Non-FBC_WetFGD_SNCR & SCR & NGC | N/A | N/A | N/A | N/A | N/A | N/A | N/A
00 Ret.Exist_Non-FBC_WetFGD_SNCR_ACI & C2G | N/A | N/A | N/A | N/A | N/A | N/A | N/A
00 Ret.Exist_Non-FBC_WetFGD_SNCR_ACI & C2G & SCR | N/A | N/A | N/A | N/A | N/A | N/A | N/A
00 Ret.Exist_Non-FBC_WetFGD_SNCR_ACI & DCCS | N/A | N/A | N/A | N/A | N/A | N/A | N/A
00 Ret.Exist_Non-FBC_WetFGD_SNCR_ACI & DCCS & SCR & CCS | N/A | N/A | N/A | N/A | N/A | N/A | N/A
00 Ret.Exist_Non-FBC_WetFGD_SNCR_ACI & DRET | N/A | N/A | N/A | N/A | N/A | N/A | N/A
00 Ret.Exist_Non-FBC_WetFGD_SNCR_ACI & GPM | N/A | N/A | N/A | N/A | N/A | N/A | N/A
00 Ret.Exist_Non-FBC_WetFGD_SNCR_ACI & GPM & C2G | N/A | N/A | N/A | N/A | N/A | N/A | N/A
00 Ret.Exist_Non-FBC_WetFGD_SNCR_ACI & GPM & C2G & SCR | N/A | N/A | N/A | N/A | N/A | N/A | N/A
00 Ret.Exist_Non-FBC_WetFGD_SNCR_ACI & GPM & DRET | N/A | N/A | N/A | N/A | N/A | N/A | N/A
00 Ret.Exist_Non-FBC_WetFGD_SNCR_ACI & GPM & NGC | N/A | N/A | N/A | N/A | N/A | N/A | N/A
00 Ret.Exist_Non-FBC_WetFGD_SNCR_ACI & GPM & SCR | N/A | N/A | N/A | N/A | N/A | N/A | N/A
00 Ret.Exist_Non-FBC_WetFGD_SNCR_ACI & GPM & SCR & CCS | N/A | N/A | N/A | N/A | N/A | N/A | N/A
00 Ret.Exist_Non-FBC_WetFGD_SNCR_ACI & GPM & SCR & DRET | N/A | N/A | N/A | N/A | N/A | N/A | N/A
00 Ret.Exist_Non-FBC_WetFGD_SNCR_ACI & GPM & SCR & NGC | N/A | N/A | N/A | N/A | N/A | N/A | N/A
00 Ret.Exist_Non-FBC_WetFGD_SNCR_ACI & NGC | N/A | N/A | N/A | N/A | N/A | N/A | N/A
00 Ret.Exist_Non-FBC_WetFGD_SNCR_ACI & SCR | N/A | N/A | N/A | N/A | N/A | N/A | N/A
00 Ret.Exist_Non-FBC_WetFGD_SNCR_ACI & SCR & C2G | N/A | N/A | N/A | N/A | N/A | N/A | N/A
00 Ret.Exist_Non-FBC_WetFGD_SNCR_ACI & SCR & CCS | N/A | N/A | N/A | N/A | N/A | N/A | N/A
00 Ret.Exist_Non-FBC_WetFGD_SNCR_ACI & SCR & DRET | N/A | N/A | N/A | N/A | N/A | N/A | N/A
00 Ret.Exist_Non-FBC_WetFGD_SNCR_ACI & SCR & NGC | N/A | N/A | N/A | N/A | N/A | N/A | N/A
00 Existing Combined Cycle Retirement | 0 | 0 | 0 | 0 | 0 | 0 | 0
00 New Combined Cycle Retirement | N/A | N/A | N/A | N/A | N/A | N/A | N/A
00 Existing Combustion Turbine Retirement | 0 | 0 | 0 | 0 | 0 | 0 | 0
00 New Combustion Turbine Retirement | N/A | N/A | N/A | N/A | N/A | N/A | N/A
00 Oil/Gas Steam Retirement | 0 | 0 | 0 | 0 | 0 | 0 | 0
00 Coal Steam Retirement | 0 | 0 | 0 | 0 | 0 | 0 | 0
00 IGCC Retirement | N/A | N/A | N/A | N/A | N/A | N/A | N/A
00 Nuclear Retirement | N/A | N/A | N/A | N/A | N/A | N/A | N/A
00 Biomass Retirement | 0 | 0 | 0 | 0 | 0 | 0 | 0
00 Fossil_Other Retirement | N/A | N/A | N/A | N/A | N/A | N/A | N/A
00 Fuel Cell Retirement | N/A | N/A | N/A | N/A | N/A | N/A | N/A
00 Geothermal Retirement | N/A | N/A | N/A | N/A | N/A | N/A | N/A
00 Hydro Retirement | N/A | N/A | N/A | N/A | N/A | N/A | N/A
00 Landfill Gas Retirement | N/A | N/A | N/A | N/A | N/A | N/A | N/A
00 Non Fossil_Other Retirement | N/A | N/A | N/A | N/A | N/A | N/A | N/A
00 Solar Thermal Retirement | N/A | N/A | N/A | N/A | N/A | N/A | N/A
00 Exist Dummy | N/A | N/A | N/A | N/A | N/A | N/A | N/A
Average | 43.0067 | 44.0744 | 43.1048 | 41.8356 | 41.1863 | 40.7936 | 40.8496
15. Total Annual Production Cost [Million US2022$](*)
Variable O&M | 1118.5355 | 1171.9671 | 1184.9661 | 1172.3812 | 1168.7566 | 1185.0977 | 1305.4554
Fixed O&M | 6209.1538 | 6220.5003 | 6629.8421 | 7108.3406 | 7538.8384 | 7945.1734 | 8732.2525
Fuel | 2402.4905 | 3114.4889 | 3720.4518 | 3235.8814 | 3017.2842 | 3005.5413 | 3478.1075
Capital | 4235.1321 | 4379.4055 | 6694.5828 | 8461.015 | 7661.6796 | 8547.2072 | 10595.0969
Pollutant Transport & Storage | 0 | 0 | 0 | 0 | 0 | 0 | 0
Total | 13965.3119 | 14886.3619 | 18229.8429 | 19977.6182 | 19386.5587 | 20683.0197 | 24110.9123
Sales Revenue | 0 | 0 | 0 | 0 | 0 | 0 | 0
(*) Costs include only those items that are important for determining incremental cost of pollution control
16. Emissions
CO2 Thousand Tonnes | 59243.3993 | 65123.8081 | 66782.4717 | 60181.1367 | 56881.5979 | 58383.7811 | 81218.9002
CO2 Thousand Tons | 65304.6507 | 71786.69 | 73615.0532 | 66338.329 | 62701.2111 | 64357.0841 | 89528.4871
Carbon Million Tons | 17.8104 | 19.5782 | 20.0768 | 18.0923 | 17.1003 | 17.5519 | 24.4169
Carbon Million Tonnes | 16.1573 | 17.761 | 18.2134 | 16.413 | 15.5132 | 15.9228 | 22.1506
HCL Thousand Tons | 0.30988 | 0.20139 | 0.014605 | 0.024904 | 0.027256 | 0.035383 | 0.051131
MER lbs | 752.4738 | 407.117 | 246.3077 | 263.6646 | 264.174 | 281.8445 | 438.7431
NOX Thousand Tons | 54.0016 | 43.9822 | 36.4951 | 35.5606 | 35.0203 | 33.8539 | 37.4598
SO2 Thousand Tons | 72.1499 | 37.0294 | 18.1088 | 18.2002 | 18.1288 | 18.1664 | 27.9069