## Summary
EPA IPM Summary Run Results
Projections for Continental U.S.
2025 Reference Case with 2024 MATS RTR
All costs and prices are in 2022-year dollars | Values in red are rounded to zero, not equal to zero
NATIONWIDE EMISSIONS | 2028 | 2030 | 2035 | 2040 | 2045 | 2050 | 2055
SO2 (million tons) | 0.68158 | 0.69487 | 0.68153 | 0.65704 | 0.54025 | 0.42117 | 0.40074
NOx (million tons) | 0.65223 | 0.64682 | 0.60262 | 0.57402 | 0.47475 | 0.40567 | 0.41171
CO2 (million metric tons) | 1487.8257 | 1570.6034 | 1514.53 | 1411.2429 | 1205.5676 | 1043.2971 | 1085.9754
Hg (tons) | 3.4952 | 3.1293 | 3.329 | 3.2671 | 2.7917 | 2.5612 | 2.561
HCL (Mtons) | 3.8386 | 3.9167 | 3.7888 | 3.7148 | 2.7801 | 2.3006 | 2.3061
TOTAL COSTS | 2028 | 2030 | 2035 | 2040 | 2045 | 2050 | 2055
Total Costs (billion $) | 166.8888 | 192.8171 | 249.9062 | 279.7685 | 296.4917 | 304.2843 | 333.1681
PRICES | 2028 | 2030 | 2035 | 2040 | 2045 | 2050 | 2055
National Wholesale Electricity Price (mills/kWh) | 47.5537 | 53.5942 | 47.7146 | 48.3061 | 47.6257 | 44.8091 | 46.617
Natural Gas Prices (2022 $/MMBtu)
Henry Hub | 3.4166 | 3.8731 | 4.9461 | 5.3823 | 5.6104 | 5.4418 | 5.777
Delivered | 3.5072 | 3.934 | 4.9195 | 5.3496 | 5.5816 | 5.4163 | 5.7552
Minemouth Coal Prices (2022 $/MMBtu)
Appalachia | 1.7813 | 1.8092 | 1.9086 | 2.0307 | 2.1414 | 2.1896 | 2.292
Imports | 4.729 | 4.4503 | 4.3028 | 4.4981 | 4.4802 | 4.4388 | 4.4388
Interior | 1.719 | 1.7635 | 1.8778 | 1.9848 | 2.0736 | 2.0852 | 2.0845
Waste Coal | 1.3034 | 1.487 | 1.8511 | 2.1552 | 2.1162 | 1.9574 | 2.1078
West | 0.98451 | 1.0179 | 1.0761 | 1.164 | 1.2917 | 1.3269 | 1.3462
National | 1.3055 | 1.3271 | 1.3795 | 1.4929 | 1.5694 | 1.5659 | 1.5922
TOTAL CAPACITY (Cumulative GW) | 2028 | 2030 | 2035 | 2040 | 2045 | 2050 | 2055
Hydro | 102.181 | 103.9972 | 107.8122 | 111.4329 | 111.4955 | 111.4955 | 111.7375
Non-Hydro Renewables | 383.1786 | 428.0328 | 615.939 | 849.864 | 1152.5424 | 1395.9731 | 1531.2131
Biomass | 0.99679 | 0.73653 | 0.3036 | 0.2978 | 0.2858 | 0.15595 | 0.1504
Geothermal | 2.6109 | 2.9064 | 3.5118 | 3.5118 | 3.5118 | 3.5118 | 3.5118
Landfill Gas | 1.5048 | 1.7807 | 2.2375 | 4.8384 | 5.8596 | 5.931 | 5.9493
Solar | 205.4426 | 213.6646 | 316.4202 | 372.6792 | 444.7633 | 529.9868 | 571.7114
Wind | 172.6235 | 208.9445 | 293.4659 | 468.5367 | 698.1218 | 856.3875 | 949.8902
Distributed Solar PV | 105.4134 | 122.7091 | 169.8734 | 205.6983 | 248.6904 | 294.9422 | 355.1087
Coal | 140.5494 | 126.6394 | 99.8187 | 99.7642 | 84.9085 | 75.3441 | 74.7761
Coal without CCS | 139.9544 | 124.991 | 84.8618 | 84.8073 | 82.7212 | 74.261 | 73.693
IGCC without CCS | 0.595 | 0.595 | 0 | 0 | 0 | 0 | 0
Coal with CCS | 0 | 1.0534 | 14.9569 | 14.9569 | 2.1873 | 1.0831 | 1.0831
Energy Storage | 88.3554 | 109.7848 | 165.2875 | 165.2875 | 169.3118 | 180.8599 | 186.8709
Nuclear | 96.5781 | 92.7705 | 84.467 | 79.8344 | 65.6165 | 46.1369 | 28.5416
Natural Gas | 479.9866 | 523.5633 | 632.6815 | 696.5005 | 755.2485 | 820.8601 | 914.838
CC without CCS | 291.5173 | 335.6892 | 439.1165 | 501.6037 | 540.7644 | 555.9876 | 586.0973
CC with CCS | 0 | 0 | 5.9665 | 5.9665 | 3.8285 | 3.7705 | 3.7705
CT | 188.4693 | 187.8741 | 187.5985 | 188.9302 | 210.6556 | 261.102 | 324.9702
Oil/Gas Steam | 69.0576 | 66.2336 | 37.7314 | 37.2644 | 37.2364 | 37.1578 | 37.1578
Other | 5.9807 | 5.9282 | 5.8447 | 5.8447 | 5.8447 | 5.8447 | 5.8447
Grand Total | 1365.8673 | 1456.9498 | 1749.5821 | 2045.7927 | 2382.2043 | 2673.6721 | 2890.9798
NEW MODELED CAPACITY (Cumulative GW) | 2028 | 2030 | 2035 | 2040 | 2045 | 2050 | 2055
Hydro | 0.002 | 1.8188 | 5.6338 | 9.2545 | 9.3171 | 9.3171 | 9.5591
Non-Hydro Renewables | 30.8149 | 75.9589 | 264.3356 | 498.2664 | 800.9568 | 1044.6278 | 1179.8734
Biomass | 0 | 0 | 0 | 0 | 0 | 0 | 0
Geothermal | 0.001 | 0.29647 | 0.90195 | 0.90195 | 0.90195 | 0.90195 | 0.90195
Landfill Gas | 0.001 | 0.30651 | 0.79979 | 3.4007 | 4.4219 | 4.6038 | 4.6221
Solar | 30.8009 | 39.0229 | 141.7795 | 198.0385 | 270.1226 | 355.3461 | 397.0707
Wind | 0.012 | 36.333 | 120.8544 | 295.9252 | 525.5103 | 683.776 | 777.2787
Coal | 0 | 0 | 0 | 0 | 0 | 0 | 0
Coal without CCS | 0 | 0 | 0 | 0 | 0 | 0 | 0
IGCC without CCS | 0 | 0 | 0 | 0 | 0 | 0 | 0
Coal with CCS | 0 | 0 | 0 | 0 | 0 | 0 | 0
Energy Storage | 35.9241 | 57.3535 | 112.8562 | 112.8562 | 116.8805 | 128.4286 | 134.4396
Nuclear | 0 | 0 | 0 | 0 | 0 | 0 | 0
Natural Gas | 34.6777 | 78.9306 | 188.9764 | 256.7955 | 331.8555 | 409.4718 | 503.4497
CC without CCS | 0 | 44.2529 | 150.6555 | 213.2488 | 257.8681 | 280.594 | 310.7037
CC with CCS | 0 | 0 | 3.6432 | 3.6432 | 3.6432 | 3.6432 | 3.6432
CT | 34.6777 | 34.6777 | 34.6777 | 39.9035 | 70.3442 | 125.2347 | 189.1029
Other | 0 | 0 | 0 | 0 | 0 | 0 | 0
Grand Total | 101.4186 | 214.0618 | 571.802 | 877.1726 | 1259.0099 | 1591.8454 | 1827.3219
NEW HARDWIRED CAPACITY (Cumulative GW) | 2028 | 2030 | 2035 | 2040 | 2045 | 2050 | 2055
Hydro | 0.0122 | 0.0122 | 0.0122 | 0.0122 | 0.0122 | 0.0122 | 0.0122
Non-Hydro Renewables | 75.0341 | 75.0341 | 75.0341 | 75.0341 | 75.0341 | 75.0341 | 75.0341
Biomass | 0.006 | 0.006 | 0.006 | 0.006 | 0.006 | 0.006 | 0.006
Geothermal | 0.1299 | 0.1299 | 0.1299 | 0.1299 | 0.1299 | 0.1299 | 0.1299
Landfill Gas | 0.011 | 0.011 | 0.011 | 0.011 | 0.011 | 0.011 | 0.011
Solar | 58.8019 | 58.8019 | 58.8019 | 58.8019 | 58.8019 | 58.8019 | 58.8019
Wind | 16.0853 | 16.0853 | 16.0853 | 16.0853 | 16.0853 | 16.0853 | 16.0853
Coal | 0 | 0 | 0 | 0 | 0 | 0 | 0
Coal without CCS | 0 | 0 | 0 | 0 | 0 | 0 | 0
IGCC without CCS | 0 | 0 | 0 | 0 | 0 | 0 | 0
Coal with CCS | 0 | 0 | 0 | 0 | 0 | 0 | 0
Energy Storage | 31.5256 | 31.5256 | 31.5256 | 31.5256 | 31.5256 | 31.5256 | 31.5256
Nuclear | 0 | 0 | 0 | 0 | 0 | 0 | 0
Natural Gas | 10.8276 | 10.8276 | 10.8276 | 10.8276 | 10.8276 | 10.8276 | 10.8276
CC without CCS | 3.8584 | 3.8584 | 3.8584 | 3.8584 | 3.8584 | 3.8584 | 3.8584
CC with CCS | 0 | 0 | 0 | 0 | 0 | 0 | 0
CT | 6.9692 | 6.9692 | 6.9692 | 6.9692 | 6.9692 | 6.9692 | 6.9692
Other | 0 | 0 | 0 | 0 | 0 | 0 | 0
Grand Total | 117.3995 | 117.3995 | 117.3995 | 117.3995 | 117.3995 | 117.3995 | 117.3995
RETIREMENTS (GW) | 2028 | 2030 | 2035 | 2040 | 2045 | 2050 | 2055
CC Retirements | 0.0125 | 0.0935 | 0.3056 | 0.4116 | 8.0084 | 15.5689 | 15.5689
Coal Retirements | 4.2119 | 17.6129 | 35.858 | 35.9125 | 50.7681 | 60.3326 | 60.9006
CT Retirements | 0.63277 | 1.228 | 1.5036 | 5.3977 | 14.113 | 18.5571 | 18.5571
Nuclear Retirements | 0 | 3.8076 | 12.1111 | 16.7437 | 30.9616 | 50.4412 | 68.0365
O/G Retirements | 1.8837 | 4.7077 | 34.4688 | 34.9358 | 34.9638 | 35.0424 | 35.0424
IGCC Retirements | 0.22 | 0.22 | 0.815 | 0.815 | 0.815 | 0.815 | 0.815
Biomass Retirements | 1.9639 | 2.2242 | 2.6571 | 2.6629 | 2.6749 | 2.8048 | 2.8103
Fuel Cell Retirements | 0.0176 | 0.0176 | 0.0176 | 0.0176 | 0.0176 | 0.0176 | 0.0176
Fossil_Other Retirements | 0.0292 | 0.0413 | 0.0934 | 0.0934 | 0.0934 | 0.0934 | 0.0934
Geothermal Retirements | 0.1294 | 0.1294 | 0.1294 | 0.1294 | 0.1294 | 0.1294 | 0.1294
Hydro Retirements | 0.2186 | 0.2186 | 0.2186 | 0.2186 | 0.2186 | 0.2186 | 0.2186
Landfill Gas Retirements | 0.1688 | 0.1984 | 0.2349 | 0.2349 | 0.2349 | 0.3454 | 0.3454
Non Fossil_Other Retirements | 0.1357 | 0.1747 | 0.2061 | 0.2061 | 0.2061 | 0.2061 | 0.2061
Energy Storage Retirements | 0 | 0 | 0 | 0 | 0 | 0 | 0
Grand Total | 9.6241 | 30.6739 | 88.6192 | 97.7793 | 143.2048 | 184.5725 | 202.7414
GENERATION MIX (thousand GWh) | 2028 | 2030 | 2035 | 2040 | 2045 | 2050 | 2055
Hydro | 286.9105 | 297.3715 | 317.2606 | 340.9552 | 345.7204 | 348.4463 | 350.007
Non-Hydro Renewables | 1045.7225 | 1199.7018 | 1777.5413 | 2514.3173 | 3467.031 | 4221.3017 | 4639.0887
Biomass | 5.0375 | 4.2867 | 1.7272 | 1.6633 | 1.5559 | 0.52195 | 0.54225
Biomass Co-firing | 0.14945 | 0.14945 | 0 | 0 | 0 | 0 | 0
Geothermal | 16.7631 | 19.0926 | 23.8662 | 23.8662 | 23.8662 | 23.8363 | 23.8363
Landfill Gas | 8.4637 | 10.6675 | 14.4585 | 34.5759 | 40.4437 | 38.9438 | 39.1927
Solar | 465.7407 | 486.8214 | 758.0529 | 887.6645 | 1064.3511 | 1280.211 | 1385.8403
Wind | 549.5681 | 678.6842 | 979.4366 | 1566.5474 | 2336.8141 | 2877.7887 | 3189.6772
Distributed Solar PV | 151.5887 | 175.3287 | 239.292 | 287.8295 | 345.1209 | 406.3859 | 485.4312
Coal | 723.6839 | 735.5947 | 666.041 | 655.8755 | 522.1721 | 432.4327 | 433.7023
Coal without CCS (Biomass Co-firing is included) | 719.5563 | 724.2811 | 563.2993 | 553.1338 | 508.2981 | 425.2607 | 426.616
IGCC without CCS | 4.1276 | 4.1276 | 0 | 0 | 0 | 0 | 0
Coal with CCS | 0 | 7.186 | 102.7418 | 102.7418 | 13.874 | 7.172 | 7.0862
Energy Storage | 99.448 | 130.374 | 220.7427 | 224.339 | 232.9663 | 268.8951 | 282.4437
Nuclear | 773.7199 | 742.6595 | 675.4038 | 637.7454 | 527.7663 | 368.7583 | 228.2265
Natural Gas | 1794.9192 | 2072.208 | 2514.2013 | 2324.172 | 1900.4848 | 1687.7874 | 1803.1324
CC without CCS | 1733.8109 | 2032.8233 | 2441.0165 | 2259.4836 | 1875.2767 | 1650.635 | 1734.3821
CC with CCS | 0 | 0 | 44.9451 | 44.945 | 4.213 | 3.5844 | 4.2899
CT | 61.1083 | 39.3847 | 28.2397 | 19.7434 | 20.9951 | 33.5681 | 64.4604
Oil/Gas Steam | 43.3722 | 28.275 | 5.6391 | 3.2336 | 3.0489 | 3.0077 | 2.9844
Other | 29.5639 | 29.3438 | 28.855 | 27.1285 | 26.8946 | 26.5588 | 26.5294
Grand Total | 4797.1907 | 5235.3788 | 6205.6848 | 6727.7664 | 7026.0844 | 7357.188 | 7766.1144
FUEL SUPPLY AND CONSUMPTION | 2028 | 2030 | 2035 | 2040 | 2045 | 2050 | 2055
Coal Use by Region (million tons) | 456.8745 | 466.9123 | 457.3444 | 456.3181 | 361.1036 | 317.2757 | 317.2959
Power Sector | 379.8745 | 397.5923 | 391.1144 | 383.9881 | 291.2736 | 245.9257 | 246.5159
Appalachia | 71.6273 | 70.1826 | 62.1414 | 62.5754 | 38.844 | 25.7742 | 24.0622
Imports | 0.49819 | 0.33338 | 0.083772 | 0.016029 | 0.012556 | 0.014462 | 0.01732
Interior | 59.625 | 61.4724 | 56.5093 | 53.3084 | 30.1014 | 20.6577 | 23.5495
Waste Coal | 7.2702 | 7.1457 | 6.8139 | 3.1732 | 2.9746 | 2.9981 | 2.9981
West | 240.8538 | 258.4581 | 265.5661 | 264.9152 | 219.3411 | 196.4812 | 195.8888
Non-Power Sector | 77 | 69.32 | 66.23 | 72.33 | 69.83 | 71.35 | 70.78
Appalachia | 5.26 | 5.11 | 4.69 | 4.13 | 3.63 | 3.37 | 3.37
Interior | 21.05 | 17.29 | 14.95 | 28.21 | 29.47 | 28.97 | 28.4
West | 50.69 | 46.92 | 46.59 | 39.99 | 36.73 | 39.01 | 39.01
Power Sector Coal Use by Rank (million tons) | 372.6043 | 390.4465 | 384.3006 | 380.8149 | 288.299 | 242.9276 | 243.5178
Bituminous | 125.5645 | 123.67 | 109.0769 | 106.1678 | 65.0989 | 42.4557 | 43.5674
Subbituminous | 214.1864 | 231.5121 | 238.323 | 238.1339 | 195.0212 | 173.879 | 172.9154
Lignite | 32.8533 | 35.2645 | 36.9006 | 36.5132 | 28.1789 | 26.5929 | 27.0351
Natural Gas Use (Trillion cubic feet) | 12.993 | 14.3875 | 16.42 | 14.7116 | 11.7885 | 10.4348 | 11.208
Note: Distributed Solar PV are not included in the Grand Total of "Total Capacity" and "Generation Mix"
Note on A9: All tons are SHORT tons, unless otherwise noted as metric Mtons : thousand tons

## Retrofit Summary
EPA IPM Summary Run Results
Projections for Continental U.S.
2025 Reference Case with 2024 MATS RTR
All costs and prices are in 2022-year dollars | Values in red are rounded to zero, not equal to zero
TOTAL CONTROLS (Cumulative GW) | 2028 | 2030 | 2035 | 2040 | 2045 | 2050 | 2055
FGD | 120.9855 | 114.0295 | 86.6147 | 86.1312 | 71.602 | 62.0398 | 61.4718
Existing Scrubber | 120.9855 | 114.0295 | 86.6147 | 86.1312 | 71.602 | 62.0398 | 61.4718
Existing Wet Scrubber | 96.6735 | 91.1579 | 66.3624 | 65.8954 | 53.2144 | 44.5676 | 44.2676
Existing Dry Scrubber | 24.312 | 22.8716 | 20.2524 | 20.2359 | 18.3876 | 17.4723 | 17.2043
Retrofit Scrubber | 0 | 0 | 0 | 0 | 0 | 0 | 0
Retrofit Wet Scrubber | 0 | 0 | 0 | 0 | 0 | 0 | 0
Retrofit Dry Scrubber | 0 | 0 | 0 | 0 | 0 | 0 | 0
New Scrubber | 0 | 0 | 0 | 0 | 0 | 0 | 0
New Wet Scrubber | 0 | 0 | 0 | 0 | 0 | 0 | 0
New Dry Scrubber | 0 | 0 | 0 | 0 | 0 | 0 | 0
SCR | 93.6593 | 86.9478 | 66.7862 | 66.3027 | 52.3381 | 43.9017 | 43.6017
Existing SCR | 92.9368 | 86.097 | 63.4286 | 62.9451 | 50.512 | 42.8335 | 42.5335
Retrofit SCR | 0.72256 | 0.85082 | 3.3576 | 3.3576 | 1.8261 | 1.0682 | 1.0682
New SCR | 0 | 0 | 0 | 0 | 0 | 0 | 0
SNCR | 19.4679 | 16.1526 | 13.7627 | 13.7627 | 12.4809 | 11.3551 | 11.0871
Existing SNCR | 19.4679 | 16.1526 | 13.7627 | 13.7627 | 12.4809 | 11.3551 | 11.0871
Retrofit SNCR | 0 | 0 | 0 | 0 | 0 | 0 | 0
New SNCR | 0 | 0 | 0 | 0 | 0 | 0 | 0
ACI | 95.2131 | 84.2624 | 72.9923 | 72.9378 | 63.1783 | 58.0586 | 58.0586
Existing ACI | 95.2131 | 84.2624 | 72.9923 | 72.9378 | 63.1783 | 58.0586 | 58.0586
Retrofit ACI | 0 | 0 | 0 | 0 | 0 | 0 | 0
New ACI | 0 | 0 | 0 | 0 | 0 | 0 | 0
CCS | 0 | 1.0534 | 20.9235 | 20.9235 | 6.0158 | 4.8536 | 4.8536
Hardwired CCS | 0 | 0 | 0 | 0 | 0 | 0 | 0
Retrofit CCS | 0 | 1.0534 | 20.9235 | 20.9235 | 6.0158 | 4.8536 | 4.8536
New CCS | 0 | 0 | 0 | 0 | 0 | 0 | 0
DSI | 28.4102 | 21.4503 | 14.5398 | 14.0348 | 9.1614 | 8.025 | 8.025
Existing DSI | 28.4102 | 21.4503 | 14.5398 | 14.0348 | 9.1614 | 8.025 | 8.025
Retrofit DSI | 0 | 0 | 0 | 0 | 0 | 0 | 0
C2G | 9.0012 | 7.7312 | 5.1402 | 4.6732 | 4.6732 | 4.6732 | 4.6732
HRI | 0 | 0 | 0 | 0 | 0 | 0 | 0
NGC | 0.053 | 0.053 | 0.053 | 0.053 | 0.053 | 0.053 | 0.053
GPM | 3.77 | 15.3342 | 10.8356 | 10.8356 | 7.2122 | 6.5127 | 6.5127
RETROFITS (Cumulative GW) | 2028 | 2030 | 2035 | 2040 | 2045 | 2050 | 2055
FGD | 0 | 0 | 0 | 0 | 0 | 0 | 0
SCR | 0.72256 | 0.85082 | 3.3576 | 3.3576 | 1.8261 | 1.0682 | 1.0682
SNCR | 0 | 0 | 0 | 0 | 0 | 0 | 0
ACI | 0 | 0 | 0 | 0 | 0 | 0 | 0
CCS | 0 | 1.0534 | 20.9235 | 20.9235 | 6.0158 | 4.8536 | 4.8536
DSI | 0 | 0 | 0 | 0 | 0 | 0 | 0
C2G | 9.0012 | 7.7312 | 5.1402 | 4.6732 | 4.6732 | 4.6732 | 4.6732
HRI | 0 | 0 | 0 | 0 | 0 | 0 | 0
NGC | 0.053 | 0.053 | 0.053 | 0.053 | 0.053 | 0.053 | 0.053
GPM | 3.77 | 15.3342 | 10.8356 | 10.8356 | 7.2122 | 6.5127 | 6.5127
TOTAL CONTROLS IN NEEDS (GW)
FGD | 2028: 125.5737
SCR | 2028: 96.257
SNCR | 2028: 20.6637
ACI | 2028: 98.9356
DSI | 2028: 28.8702
Note on A9: All tons are SHORT tons, unless otherwise noted as metric Mtons : thousand tons

## All Constraints
Constraint Name | Constraint # | Constraint ID | Constraint Type | Neutralized | LimitType | Constraint Time Frame | Data Field | Unit of Measure | 2028-2029(RY 2028) | 2030-2031(RY 2030) | 2032-2037(RY 2035) | 2038-2041(RY 2040) | 2042-2047(RY 2045) | 2048-2052(RY 2050) | 2053-2059(RY 2055)
#1 - SO2 Title IV Annual Constraint v5.14 | 1 | 7117 | Rate Constraint in MTons | FALSE | L | Annual | Seasons Included | Seasons | Winter, Spring, Summer, Fall | Winter, Spring, Summer, Fall | Winter, Spring, Summer, Fall | Winter, Spring, Summer, Fall | Winter, Spring, Summer, Fall | Winter, Spring, Summer, Fall | Winter, Spring, Summer, Fall
#1 - SO2 Title IV Annual Constraint v5.14 | 1 | 7117 | Rate Constraint in MTons | FALSE | L | Annual | Standard SO2 | Thousand Tons | 7973.0011 | 7973.0011 | 7973.0011 | 7973.0011 | 7973.0011 | 7973.0011 | 7973.0011
#1 - SO2 Title IV Annual Constraint v5.14 | 1 | 7117 | Rate Constraint in MTons | FALSE | L | Annual | Emissions at Affected Plants SO2 | Thousand Tons | 656.921 | 676.3728 | 666.072 | 642.162 | 530.6817 | 412.5854 | 392.1234
#1 - SO2 Title IV Annual Constraint v5.14 | 1 | 7117 | Rate Constraint in MTons | FALSE | L | Annual | Allowances Purchased SO2 | Thousand Tons | 0 | 0 | 0 | 0 | 0 | 0 | 0
#1 - SO2 Title IV Annual Constraint v5.14 | 1 | 7117 | Rate Constraint in MTons | FALSE | L | Annual | Allowances Sold SO2 | Thousand Tons | 0 | 0 | 0 | 0 | 0 | 0 | 0
#1 - SO2 Title IV Annual Constraint v5.14 | 1 | 7117 | Rate Constraint in MTons | FALSE | L | Annual | Allowances Banked | Thousand Tons | 0 | 0 | 0 | 0 | 0 | 0 | 0
#1 - SO2 Title IV Annual Constraint v5.14 | 1 | 7117 | Rate Constraint in MTons | FALSE | L | Annual | Allowances Withdrawn (1:1) | Thousand Tons | 0 | 0 | 0 | 0 | 0 | 0 | 0
#1 - SO2 Title IV Annual Constraint v5.14 | 1 | 7117 | Rate Constraint in MTons | FALSE | L | Annual | Allowances Withdrawn (1:n) | Thousand Tons | 0 | 0 | 0 | 0 | 0 | 0 | 0
#1 - SO2 Title IV Annual Constraint v5.14 | 1 | 7117 | Rate Constraint in MTons | FALSE | L | Annual | Total | Thousand Tons | 656.921 | 676.3728 | 666.072 | 642.162 | 530.6817 | 412.5854 | 392.1234
#1 - SO2 Title IV Annual Constraint v5.14 | 1 | 7117 | Rate Constraint in MTons | FALSE | L | Annual | Fuel Consumed | TBtu | 20632.2496 | 22319.323 | 24210.9442 | 22379.3389 | 17578.4123 | 15239.5876 | 16051.0554
#1 - SO2 Title IV Annual Constraint v5.14 | 1 | 7117 | Rate Constraint in MTons | FALSE | L | Annual | Rate | lb/MMBtu | 0.063679 | 0.060609 | 0.055022 | 0.057389 | 0.060379 | 0.054147 | 0.04886
#1 - SO2 Title IV Annual Constraint v5.14 | 1 | 7117 | Rate Constraint in MTons | FALSE | L | Annual | Generation | TWh | 2538.8905 | 2818.3795 | 3173.5664 | 2975.621 | 2422.1057 | 2120.7934 | 2237.5536
#1 - SO2 Title IV Annual Constraint v5.14 | 1 | 7117 | Rate Constraint in MTons | FALSE | L | Annual | Qualifying Generation | TWh | 2538.8905 | 2818.3795 | 3173.5664 | 2975.621 | 2422.1057 | 2120.7934 | 2237.5536
#1 - SO2 Title IV Annual Constraint v5.14 | 1 | 7117 | Rate Constraint in MTons | FALSE | L | Annual | Rate | lb/MWh | 0.51749 | 0.47997 | 0.41976 | 0.43162 | 0.4382 | 0.38909 | 0.35049
#1 - SO2 Title IV Annual Constraint v5.14 | 1 | 7117 | Rate Constraint in MTons | FALSE | L | Annual | Constraint Shadow Price | US2022$/Ton | 0 | 0 | 0 | 0 | 0 | 0 | 0
#4 - NOx SIPCall Constraint v5.16 | 2 | 7116 | Rate Constraint in MTons | FALSE | L | Annual | Seasons Included | Seasons | Summer | Summer | Summer | Summer | Summer | Summer | Summer
#4 - NOx SIPCall Constraint v5.16 | 2 | 7116 | Rate Constraint in MTons | FALSE | L | Annual | Standard NOX | Thousand Tons | 72.845 | 72.845 | 72.845 | 72.845 | 72.845 | 72.845 | 72.845
#4 - NOx SIPCall Constraint v5.16 | 2 | 7116 | Rate Constraint in MTons | FALSE | L | Annual | Emissions at Affected Plants NOX | Thousand Tons | 19.8708 | 12.1102 | 9.8747 | 9.5639 | 8.0536 | 8.0744 | 8.3112
#4 - NOx SIPCall Constraint v5.16 | 2 | 7116 | Rate Constraint in MTons | FALSE | L | Annual | Allowances Purchased NOX | Thousand Tons | 0 | 0 | 0 | 0 | 0 | 0 | 0
#4 - NOx SIPCall Constraint v5.16 | 2 | 7116 | Rate Constraint in MTons | FALSE | L | Annual | Allowances Sold NOX | Thousand Tons | 0 | 0 | 0 | 0 | 0 | 0 | 0
#4 - NOx SIPCall Constraint v5.16 | 2 | 7116 | Rate Constraint in MTons | FALSE | L | Annual | Allowances Banked | Thousand Tons | 0 | 0 | 0 | 0 | 0 | 0 | 0
#4 - NOx SIPCall Constraint v5.16 | 2 | 7116 | Rate Constraint in MTons | FALSE | L | Annual | Allowances Withdrawn (1:1) | Thousand Tons | 0 | 0 | 0 | 0 | 0 | 0 | 0
#4 - NOx SIPCall Constraint v5.16 | 2 | 7116 | Rate Constraint in MTons | FALSE | L | Annual | Allowances Withdrawn (1:n) | Thousand Tons | 0 | 0 | 0 | 0 | 0 | 0 | 0
#4 - NOx SIPCall Constraint v5.16 | 2 | 7116 | Rate Constraint in MTons | FALSE | L | Annual | Total | Thousand Tons | 19.8708 | 12.1102 | 9.8747 | 9.5639 | 8.0536 | 8.0744 | 8.3112
#4 - NOx SIPCall Constraint v5.16 | 2 | 7116 | Rate Constraint in MTons | FALSE | L | Annual | Fuel Consumed | TBtu | 594.0023 | 551.4402 | 618.0126 | 583.1201 | 514.2615 | 520.7655 | 566.4527
#4 - NOx SIPCall Constraint v5.16 | 2 | 7116 | Rate Constraint in MTons | FALSE | L | Annual | Rate | lb/MMBtu | 0.066905 | 0.043922 | 0.031956 | 0.032803 | 0.031321 | 0.03101 | 0.029345
#4 - NOx SIPCall Constraint v5.16 | 2 | 7116 | Rate Constraint in MTons | FALSE | L | Annual | Generation | TWh | 76.7269 | 78.5752 | 116.0336 | 150.1014 | 151.7775 | 167.3683 | 192.3378
#4 - NOx SIPCall Constraint v5.16 | 2 | 7116 | Rate Constraint in MTons | FALSE | L | Annual | Qualifying Generation | TWh | 72.7178 | 70.3175 | 86.614 | 82.8654 | 76.5406 | 77.4478 | 84.2091
#4 - NOx SIPCall Constraint v5.16 | 2 | 7116 | Rate Constraint in MTons | FALSE | L | Annual | Rate | lb/MWh | 0.54652 | 0.34444 | 0.22802 | 0.23083 | 0.21044 | 0.20851 | 0.19739
#4 - NOx SIPCall Constraint v5.16 | 2 | 7116 | Rate Constraint in MTons | FALSE | L | Annual | Constraint Shadow Price | US2022$/Ton | 0 | 0 | 0 | 0 | 0 | 0 | 0
#6 - WRAP SO2 Policy Case Constraint | 3 | 7119 | Rate Constraint in MTons | FALSE | L | Annual | Seasons Included | Seasons | Winter, Spring, Summer, Fall | Winter, Spring, Summer, Fall | Winter, Spring, Summer, Fall | Winter, Spring, Summer, Fall | Winter, Spring, Summer, Fall | Winter, Spring, Summer, Fall | Winter, Spring, Summer, Fall
#6 - WRAP SO2 Policy Case Constraint | 3 | 7119 | Rate Constraint in MTons | FALSE | L | Annual | Standard SO2 | Thousand Tons | 89.572 | 89.572 | 89.572 | 89.572 | 89.572 | 89.572 | 89.572
#6 - WRAP SO2 Policy Case Constraint | 3 | 7119 | Rate Constraint in MTons | FALSE | L | Annual | Emissions at Affected Plants SO2 | Thousand Tons | 25.8246 | 26.0072 | 25.9293 | 25.6937 | 23.6359 | 21.8441 | 21.9851
#6 - WRAP SO2 Policy Case Constraint | 3 | 7119 | Rate Constraint in MTons | FALSE | L | Annual | Allowances Purchased SO2 | Thousand Tons | 0 | 0 | 0 | 0 | 0 | 0 | 0
#6 - WRAP SO2 Policy Case Constraint | 3 | 7119 | Rate Constraint in MTons | FALSE | L | Annual | Allowances Sold SO2 | Thousand Tons | 0 | 0 | 0 | 0 | 0 | 0 | 0
#6 - WRAP SO2 Policy Case Constraint | 3 | 7119 | Rate Constraint in MTons | FALSE | L | Annual | Allowances Banked | Thousand Tons | 0 | 0 | 0 | 13.0608 | 74.6433 | 0 | 0
#6 - WRAP SO2 Policy Case Constraint | 3 | 7119 | Rate Constraint in MTons | FALSE | L | Annual | Allowances Withdrawn (1:1) | Thousand Tons | 0 | 0 | 0 | 0 | -8.7072 | -89.572 | 0
#6 - WRAP SO2 Policy Case Constraint | 3 | 7119 | Rate Constraint in MTons | FALSE | L | Annual | Allowances Withdrawn (1:n) | Thousand Tons | 0 | 0 | 0 | 0 | 0 | 0 | 0
#6 - WRAP SO2 Policy Case Constraint | 3 | 7119 | Rate Constraint in MTons | FALSE | L | Annual | Total | Thousand Tons | 25.8246 | 26.0072 | 25.9293 | 38.7545 | 89.572 | -67.7279 | 21.9851
#6 - WRAP SO2 Policy Case Constraint | 3 | 7119 | Rate Constraint in MTons | FALSE | L | Annual | Fuel Consumed | TBtu | 777.0659 | 951.3494 | 1134.2224 | 1186.2732 | 1137.4044 | 1027.7999 | 1111.4156
#6 - WRAP SO2 Policy Case Constraint | 3 | 7119 | Rate Constraint in MTons | FALSE | L | Annual | Rate | lb/MMBtu | 0.066467 | 0.054674 | 0.045722 | 0.043318 | 0.041561 | 0.042506 | 0.039562
#6 - WRAP SO2 Policy Case Constraint | 3 | 7119 | Rate Constraint in MTons | FALSE | L | Annual | Generation | TWh | 82.089 | 107.7735 | 138.8627 | 148.3223 | 144.3469 | 127.4622 | 138.6248
#6 - WRAP SO2 Policy Case Constraint | 3 | 7119 | Rate Constraint in MTons | FALSE | L | Annual | Qualifying Generation | TWh | 82.0868 | 107.4517 | 137.797 | 147.2145 | 143.0637 | 126.7263 | 137.7722
#6 - WRAP SO2 Policy Case Constraint | 3 | 7119 | Rate Constraint in MTons | FALSE | L | Annual | Rate | lb/MWh | 0.6292 | 0.48407 | 0.37634 | 0.34906 | 0.33042 | 0.34474 | 0.31915
#6 - WRAP SO2 Policy Case Constraint | 3 | 7119 | Rate Constraint in MTons | FALSE | L | Annual | Constraint Shadow Price | US2022$/Ton | 0 | 0 | 0 | 0 | 0 | 0 | 0
#CAN - #1 National - SO2 Cap Annual v3.1 | 4 | 7604 | Rate Constraint in MTons | FALSE | L | Annual | Seasons Included | Seasons | Winter, Spring, Summer, Fall | Winter, Spring, Summer, Fall | Winter, Spring, Summer, Fall | Winter, Spring, Summer, Fall | Winter, Spring, Summer, Fall | Winter, Spring, Summer, Fall | Winter, Spring, Summer, Fall
#CAN - #1 National - SO2 Cap Annual v3.1 | 4 | 7604 | Rate Constraint in MTons | FALSE | L | Annual | Standard SO2 | Thousand Tons | 948.21 | 948.21 | 948.21 | 948.21 | 948.21 | 948.21 | 948.21
#CAN - #1 National - SO2 Cap Annual v3.1 | 4 | 7604 | Rate Constraint in MTons | FALSE | L | Annual | Emissions at Affected Plants SO2 | Thousand Tons | 61.3888 | 26.1922 | 7.5336 | 8.1515 | 8.2926 | 8.7803 | 9.7251
#CAN - #1 National - SO2 Cap Annual v3.1 | 4 | 7604 | Rate Constraint in MTons | FALSE | L | Annual | Allowances Purchased SO2 | Thousand Tons | 0 | 0 | 0 | 0 | 0 | 0 | 0
#CAN - #1 National - SO2 Cap Annual v3.1 | 4 | 7604 | Rate Constraint in MTons | FALSE | L | Annual | Allowances Sold SO2 | Thousand Tons | 0 | 0 | 0 | 0 | 0 | 0 | 0
#CAN - #1 National - SO2 Cap Annual v3.1 | 4 | 7604 | Rate Constraint in MTons | FALSE | L | Annual | Allowances Banked | Thousand Tons | 0 | 0 | 0 | 0 | 0 | 0 | 0
#CAN - #1 National - SO2 Cap Annual v3.1 | 4 | 7604 | Rate Constraint in MTons | FALSE | L | Annual | Allowances Withdrawn (1:1) | Thousand Tons | 0 | 0 | 0 | 0 | 0 | 0 | 0
#CAN - #1 National - SO2 Cap Annual v3.1 | 4 | 7604 | Rate Constraint in MTons | FALSE | L | Annual | Allowances Withdrawn (1:n) | Thousand Tons | 0 | 0 | 0 | 0 | 0 | 0 | 0
#CAN - #1 National - SO2 Cap Annual v3.1 | 4 | 7604 | Rate Constraint in MTons | FALSE | L | Annual | Total | Thousand Tons | 61.3888 | 26.1922 | 7.5336 | 8.1515 | 8.2926 | 8.7803 | 9.7251
#CAN - #1 National - SO2 Cap Annual v3.1 | 4 | 7604 | Rate Constraint in MTons | FALSE | L | Annual | Fuel Consumed | TBtu | 536.2509 | 660.6831 | 691.435 | 560.5329 | 518.5243 | 550.1796 | 586.6506
#CAN - #1 National - SO2 Cap Annual v3.1 | 4 | 7604 | Rate Constraint in MTons | FALSE | L | Annual | Rate | lb/MMBtu | 0.22896 | 0.079288 | 0.021791 | 0.029085 | 0.031985 | 0.031918 | 0.033155
#CAN - #1 National - SO2 Cap Annual v3.1 | 4 | 7604 | Rate Constraint in MTons | FALSE | L | Annual | Generation | TWh | 76.8693 | 96.1207 | 101.4528 | 82.9268 | 76.1824 | 79.2596 | 83.0818
#CAN - #1 National - SO2 Cap Annual v3.1 | 4 | 7604 | Rate Constraint in MTons | FALSE | L | Annual | Qualifying Generation | TWh | 76.8693 | 96.1207 | 101.4528 | 82.9268 | 76.1824 | 79.2596 | 83.0818
#CAN - #1 National - SO2 Cap Annual v3.1 | 4 | 7604 | Rate Constraint in MTons | FALSE | L | Annual | Rate | lb/MWh | 1.5972 | 0.54499 | 0.14851 | 0.1966 | 0.2177 | 0.22156 | 0.23411
#CAN - #1 National - SO2 Cap Annual v3.1 | 4 | 7604 | Rate Constraint in MTons | FALSE | L | Annual | Constraint Shadow Price | US2022$/Ton | 0 | 0 | 0 | 0 | 0 | 0 | 0
#CAN - AB - MER Cap Annual v4.12 | 5 | 7616 | Rate Constraint in MTons | FALSE | L | Annual | Seasons Included | Seasons | Winter, Spring, Summer, Fall | Winter, Spring, Summer, Fall | Winter, Spring, Summer, Fall | Winter, Spring, Summer, Fall | Winter, Spring, Summer, Fall | Winter, Spring, Summer, Fall | Winter, Spring, Summer, Fall
#CAN - AB - MER Cap Annual v4.12 | 5 | 7616 | Rate Constraint in MTons | FALSE | L | Annual | Standard MER | Lb | 1300.7273 | 1300.7273 | 1300.7273 | 1300.7273 | 1300.7273 | 1300.7273 | 1300.7273
#CAN - AB - MER Cap Annual v4.12 | 5 | 7616 | Rate Constraint in MTons | FALSE | L | Annual | Emissions at Affected Plants MER | Lb | 0 | 0 | 0 | 0 | 0 | 0 | 0
#CAN - AB - MER Cap Annual v4.12 | 5 | 7616 | Rate Constraint in MTons | FALSE | L | Annual | Allowances Purchased MER | Lb | 0 | 0 | 0 | 0 | 0 | 0 | 0
#CAN - AB - MER Cap Annual v4.12 | 5 | 7616 | Rate Constraint in MTons | FALSE | L | Annual | Allowances Sold MER | Lb | 0 | 0 | 0 | 0 | 0 | 0 | 0
#CAN - AB - MER Cap Annual v4.12 | 5 | 7616 | Rate Constraint in MTons | FALSE | L | Annual | Allowances Banked | Lb | 0 | 0 | 0 | 0 | 0 | 0 | 0
#CAN - AB - MER Cap Annual v4.12 | 5 | 7616 | Rate Constraint in MTons | FALSE | L | Annual | Allowances Withdrawn (1:1) | Lb | 0 | 0 | 0 | 0 | 0 | 0 | 0
#CAN - AB - MER Cap Annual v4.12 | 5 | 7616 | Rate Constraint in MTons | FALSE | L | Annual | Allowances Withdrawn (1:n) | Lb | 0 | 0 | 0 | 0 | 0 | 0 | 0
#CAN - AB - MER Cap Annual v4.12 | 5 | 7616 | Rate Constraint in MTons | FALSE | L | Annual | Total | Lb | 0 | 0 | 0 | 0 | 0 | 0 | 0
#CAN - AB - MER Cap Annual v4.12 | 5 | 7616 | Rate Constraint in MTons | FALSE | L | Annual | Fuel Consumed | TBtu | 0 | 0 | 0 | 0 | 0 | 0 | 0
#CAN - AB - MER Cap Annual v4.12 | 5 | 7616 | Rate Constraint in MTons | FALSE | L | Annual | Rate | lb/MMBtu | 0 | 0 | 0 | 0 | 0 | 0 | 0
#CAN - AB - MER Cap Annual v4.12 | 5 | 7616 | Rate Constraint in MTons | FALSE | L | Annual | Generation | TWh | 0 | 0 | 0 | 0 | 0 | 0 | 0
#CAN - AB - MER Cap Annual v4.12 | 5 | 7616 | Rate Constraint in MTons | FALSE | L | Annual | Qualifying Generation | TWh | 0 | 0 | 0 | 0 | 0 | 0 | 0
#CAN - AB - MER Cap Annual v4.12 | 5 | 7616 | Rate Constraint in MTons | FALSE | L | Annual | Rate | lb/MWh | 0 | 0 | 0 | 0 | 0 | 0 | 0
#CAN - AB - MER Cap Annual v4.12 | 5 | 7616 | Rate Constraint in MTons | FALSE | L | Annual | Constraint Shadow Price | US2022$/Lb | 0 | 0 | 0 | 0 | 0 | 0 | 0
#CAN - BC - CO2 Constraint- v.6.17 | 6 | 7617 | Rate Constraint in MTons | FALSE | L | Annual | Seasons Included | Seasons | Winter, Spring, Summer, Fall | Winter, Spring, Summer, Fall | Winter, Spring, Summer, Fall | Winter, Spring, Summer, Fall | Winter, Spring, Summer, Fall | Winter, Spring, Summer, Fall | Winter, Spring, Summer, Fall
#CAN - BC - CO2 Constraint- v.6.17 | 6 | 7617 | Rate Constraint in MTons | FALSE | L | Annual | Standard CO2 | Thousand Tons | 0 | 0 | 0 | 0 | 0 | 0 | 0
#CAN - BC - CO2 Constraint- v.6.17 | 6 | 7617 | Rate Constraint in MTons | FALSE | L | Annual | Emissions at Affected Plants CO2 | Thousand Tons | 0 | 0 | 0 | 0 | 0 | 0 | 0
#CAN - BC - CO2 Constraint- v.6.17 | 6 | 7617 | Rate Constraint in MTons | FALSE | L | Annual | Allowances Purchased CO2 | Thousand Tons | 0 | 0 | 0 | 0 | 0 | 0 | 0
#CAN - BC - CO2 Constraint- v.6.17 | 6 | 7617 | Rate Constraint in MTons | FALSE | L | Annual | Allowances Sold CO2 | Thousand Tons | 0 | 0 | 0 | 0 | 0 | 0 | 0
#CAN - BC - CO2 Constraint- v.6.17 | 6 | 7617 | Rate Constraint in MTons | FALSE | L | Annual | Allowances Banked | Thousand Tons | 0 | 0 | 0 | 0 | 0 | 0 | 0
#CAN - BC - CO2 Constraint- v.6.17 | 6 | 7617 | Rate Constraint in MTons | FALSE | L | Annual | Allowances Withdrawn (1:1) | Thousand Tons | 0 | 0 | 0 | 0 | 0 | 0 | 0
#CAN - BC - CO2 Constraint- v.6.17 | 6 | 7617 | Rate Constraint in MTons | FALSE | L | Annual | Allowances Withdrawn (1:n) | Thousand Tons | 0 | 0 | 0 | 0 | 0 | 0 | 0
#CAN - BC - CO2 Constraint- v.6.17 | 6 | 7617 | Rate Constraint in MTons | FALSE | L | Annual | Total | Thousand Tons | 0 | 0 | 0 | 0 | 0 | 0 | 0
#CAN - BC - CO2 Constraint- v.6.17 | 6 | 7617 | Rate Constraint in MTons | FALSE | L | Annual | Fuel Consumed | TBtu | 0 | 0 | 0 | 0 | 0 | 0 | 0
#CAN - BC - CO2 Constraint- v.6.17 | 6 | 7617 | Rate Constraint in MTons | FALSE | L | Annual | Rate | lb/MMBtu | 0 | 0 | 0 | 0 | 0 | 0 | 0
#CAN - BC - CO2 Constraint- v.6.17 | 6 | 7617 | Rate Constraint in MTons | FALSE | L | Annual | Generation | TWh | 0 | 0 | 0 | 0 | 0 | 0 | 0
#CAN - BC - CO2 Constraint- v.6.17 | 6 | 7617 | Rate Constraint in MTons | FALSE | L | Annual | Qualifying Generation | TWh | 0 | 0 | 0 | 0 | 0 | 0 | 0
#CAN - BC - CO2 Constraint- v.6.17 | 6 | 7617 | Rate Constraint in MTons | FALSE | L | Annual | Rate | lb/MWh | 0 | 0 | 0 | 0 | 0 | 0 | 0
#CAN - BC - CO2 Constraint- v.6.17 | 6 | 7617 | Rate Constraint in MTons | FALSE | L | Annual | Constraint Shadow Price | US2022$/Ton | 46.9823 | 45.3713 | 41.5806 | 38.1071 | 34.9237 | 32.0063 | 29.3328
#CAN - MB - Acid Rain - SO2 Cap Annual v3.1 | 7 | 7618 | Rate Constraint in MTons | FALSE | L | Annual | Seasons Included | Seasons | Winter, Spring, Summer, Fall | Winter, Spring, Summer, Fall | Winter, Spring, Summer, Fall | Winter, Spring, Summer, Fall | Winter, Spring, Summer, Fall | Winter, Spring, Summer, Fall | Winter, Spring, Summer, Fall
#CAN - MB - Acid Rain - SO2 Cap Annual v3.1 | 7 | 7618 | Rate Constraint in MTons | FALSE | L | Annual | Standard SO2 | Thousand Tons | 4.41 | 4.41 | 4.41 | 4.41 | 4.41 | 4.41 | 4.41
#CAN - MB - Acid Rain - SO2 Cap Annual v3.1 | 7 | 7618 | Rate Constraint in MTons | FALSE | L | Annual | Emissions at Affected Plants SO2 | Thousand Tons | 0 | 0 | 0 | 0 | 0 | 0 | 0
#CAN - MB - Acid Rain - SO2 Cap Annual v3.1 | 7 | 7618 | Rate Constraint in MTons | FALSE | L | Annual | Allowances Purchased SO2 | Thousand Tons | 0 | 0 | 0 | 0 | 0 | 0 | 0
#CAN - MB - Acid Rain - SO2 Cap Annual v3.1 | 7 | 7618 | Rate Constraint in MTons | FALSE | L | Annual | Allowances Sold SO2 | Thousand Tons | 0 | 0 | 0 | 0 | 0 | 0 | 0
#CAN - MB - Acid Rain - SO2 Cap Annual v3.1 | 7 | 7618 | Rate Constraint in MTons | FALSE | L | Annual | Allowances Banked | Thousand Tons | 0 | 0 | 0 | 0 | 0 | 0 | 0
#CAN - MB - Acid Rain - SO2 Cap Annual v3.1 | 7 | 7618 | Rate Constraint in MTons | FALSE | L | Annual | Allowances Withdrawn (1:1) | Thousand Tons | 0 | 0 | 0 | 0 | 0 | 0 | 0
#CAN - MB - Acid Rain - SO2 Cap Annual v3.1 | 7 | 7618 | Rate Constraint in MTons | FALSE | L | Annual | Allowances Withdrawn (1:n) | Thousand Tons | 0 | 0 | 0 | 0 | 0 | 0 | 0
#CAN - MB - Acid Rain - SO2 Cap Annual v3.1 | 7 | 7618 | Rate Constraint in MTons | FALSE | L | Annual | Total | Thousand Tons | 0 | 0 | 0 | 0 | 0 | 0 | 0
#CAN - MB - Acid Rain - SO2 Cap Annual v3.1 | 7 | 7618 | Rate Constraint in MTons | FALSE | L | Annual | Fuel Consumed | TBtu | 0 | 0.00090633 | 0.031405 | 0.24072 | 0.025497 | 0.030259 | 0.005424
#CAN - MB - Acid Rain - SO2 Cap Annual v3.1 | 7 | 7618 | Rate Constraint in MTons | FALSE | L | Annual | Rate | lb/MMBtu | 0 | 0 | 0 | 0 | 0 | 0 | 0
#CAN - MB - Acid Rain - SO2 Cap Annual v3.1 | 7 | 7618 | Rate Constraint in MTons | FALSE | L | Annual | Generation | TWh | 0 | 7.7504e-05 | 0.0026855 | 0.020585 | 0.0021804 | 0.0025863 | 0.00046383
#CAN - MB - Acid Rain - SO2 Cap Annual v3.1 | 7 | 7618 | Rate Constraint in MTons | FALSE | L | Annual | Qualifying Generation | TWh | 0 | 7.7504e-05 | 0.0026855 | 0.020585 | 0.0021804 | 0.0025863 | 0.00046383
#CAN - MB - Acid Rain - SO2 Cap Annual v3.1 | 7 | 7618 | Rate Constraint in MTons | FALSE | L | Annual | Rate | lb/MWh | 0 | 0 | 0 | 0 | 0 | 0 | 0
#CAN - MB - Acid Rain - SO2 Cap Annual v3.1 | 7 | 7618 | Rate Constraint in MTons | FALSE | L | Annual | Constraint Shadow Price | US2022$/Ton | 0 | 0 | 0 | 0 | 0 | 0 | 0
#CAN - MB - CO2 Constraint- v.6.17 | 8 | 7620 | Rate Constraint in MTons | FALSE | L | Annual | Seasons Included | Seasons | Winter, Spring, Summer, Fall | Winter, Spring, Summer, Fall | Winter, Spring, Summer, Fall | Winter, Spring, Summer, Fall | Winter, Spring, Summer, Fall | Winter, Spring, Summer, Fall | Winter, Spring, Summer, Fall
#CAN - MB - CO2 Constraint- v.6.17 | 8 | 7620 | Rate Constraint in MTons | FALSE | L | Annual | Standard CO2 | Thousand Tons | 0 | 0 | 0 | 0 | 0 | 0 | 0
#CAN - MB - CO2 Constraint- v.6.17 | 8 | 7620 | Rate Constraint in MTons | FALSE | L | Annual | Emissions at Affected Plants CO2 | Thousand Tons | 0 | 0 | 0 | 0 | 0 | 0 | 0
#CAN - MB - CO2 Constraint- v.6.17 | 8 | 7620 | Rate Constraint in MTons | FALSE | L | Annual | Allowances Purchased CO2 | Thousand Tons | 0 | 0 | 0 | 0 | 0 | 0 | 0
#CAN - MB - CO2 Constraint- v.6.17 | 8 | 7620 | Rate Constraint in MTons | FALSE | L | Annual | Allowances Sold CO2 | Thousand Tons | 0 | 0 | 0 | 0 | 0 | 0 | 0
#CAN - MB - CO2 Constraint- v.6.17 | 8 | 7620 | Rate Constraint in MTons | FALSE | L | Annual | Allowances Banked | Thousand Tons | 0 | 0 | 0 | 0 | 0 | 0 | 0
#CAN - MB - CO2 Constraint- v.6.17 | 8 | 7620 | Rate Constraint in MTons | FALSE | L | Annual | Allowances Withdrawn (1:1) | Thousand Tons | 0 | 0 | 0 | 0 | 0 | 0 | 0
#CAN - MB - CO2 Constraint- v.6.17 | 8 | 7620 | Rate Constraint in MTons | FALSE | L | Annual | Allowances Withdrawn (1:n) | Thousand Tons | 0 | 0 | 0 | 0 | 0 | 0 | 0
#CAN - MB - CO2 Constraint- v.6.17 | 8 | 7620 | Rate Constraint in MTons | FALSE | L | Annual | Total | Thousand Tons | 0 | 0 | 0 | 0 | 0 | 0 | 0
#CAN - MB - CO2 Constraint- v.6.17 | 8 | 7620 | Rate Constraint in MTons | FALSE | L | Annual | Fuel Consumed | TBtu | 0 | 0 | 0 | 0 | 0 | 0 | 0
#CAN - MB - CO2 Constraint- v.6.17 | 8 | 7620 | Rate Constraint in MTons | FALSE | L | Annual | Rate | lb/MMBtu | 0 | 0 | 0 | 0 | 0 | 0 | 0
#CAN - MB - CO2 Constraint- v.6.17 | 8 | 7620 | Rate Constraint in MTons | FALSE | L | Annual | Generation | TWh | 0 | 0 | 0 | 0 | 0 | 0 | 0
#CAN - MB - CO2 Constraint- v.6.17 | 8 | 7620 | Rate Constraint in MTons | FALSE | L | Annual | Qualifying Generation | TWh | 0 | 0 | 0 | 0 | 0 | 0 | 0
#CAN - MB - CO2 Constraint- v.6.17 | 8 | 7620 | Rate Constraint in MTons | FALSE | L | Annual | Rate | lb/MWh | 0 | 0 | 0 | 0 | 0 | 0 | 0
#CAN - MB - CO2 Constraint- v.6.17 | 8 | 7620 | Rate Constraint in MTons | FALSE | L | Annual | Constraint Shadow Price | US2022$/Ton | 0 | 14.4401 | 13.2332 | 12.1282 | 11.1148 | 10.1867 | 9.3355
#CAN - NB - Acid Rain - SO2 Cap Annual v3.1 | 9 | 7622 | Rate Constraint in MTons | FALSE | L | Annual | Seasons Included | Seasons | Winter, Spring, Summer, Fall | Winter, Spring, Summer, Fall | Winter, Spring, Summer, Fall | Winter, Spring, Summer, Fall | Winter, Spring, Summer, Fall | Winter, Spring, Summer, Fall | Winter, Spring, Summer, Fall
#CAN - NB - Acid Rain - SO2 Cap Annual v3.1 | 9 | 7622 | Rate Constraint in MTons | FALSE | L | Annual | Standard SO2 | Thousand Tons | 135.58 | 135.58 | 135.58 | 135.58 | 135.58 | 135.58 | 135.58
#CAN - NB - Acid Rain - SO2 Cap Annual v3.1 | 9 | 7622 | Rate Constraint in MTons | FALSE | L | Annual | Emissions at Affected Plants SO2 | Thousand Tons | 0 | 0 | 0 | 0 | 0 | 0 | 0
#CAN - NB - Acid Rain - SO2 Cap Annual v3.1 | 9 | 7622 | Rate Constraint in MTons | FALSE | L | Annual | Allowances Purchased SO2 | Thousand Tons | 0 | 0 | 0 | 0 | 0 | 0 | 0
#CAN - NB - Acid Rain - SO2 Cap Annual v3.1 | 9 | 7622 | Rate Constraint in MTons | FALSE | L | Annual | Allowances Sold SO2 | Thousand Tons | 0 | 0 | 0 | 0 | 0 | 0 | 0
#CAN - NB - Acid Rain - SO2 Cap Annual v3.1 | 9 | 7622 | Rate Constraint in MTons | FALSE | L | Annual | Allowances Banked | Thousand Tons | 0 | 0 | 0 | 0 | 0 | 0 | 0
#CAN - NB - Acid Rain - SO2 Cap Annual v3.1 | 9 | 7622 | Rate Constraint in MTons | FALSE | L | Annual | Allowances Withdrawn (1:1) | Thousand Tons | 0 | 0 | 0 | 0 | 0 | 0 | 0
#CAN - NB - Acid Rain - SO2 Cap Annual v3.1 | 9 | 7622 | Rate Constraint in MTons | FALSE | L | Annual | Allowances Withdrawn (1:n) | Thousand Tons | 0 | 0 | 0 | 0 | 0 | 0 | 0
#CAN - NB - Acid Rain - SO2 Cap Annual v3.1 | 9 | 7622 | Rate Constraint in MTons | FALSE | L | Annual | Total | Thousand Tons | 0 | 0 | 0 | 0 | 0 | 0 | 0
#CAN - NB - Acid Rain - SO2 Cap Annual v3.1 | 9 | 7622 | Rate Constraint in MTons | FALSE | L | Annual | Fuel Consumed | TBtu | 5.3448 | 5.6308 | 0.069419 | 0.031715 | 0.013413 | 0.01276 | 0.01276
#CAN - NB - Acid Rain - SO2 Cap Annual v3.1 | 9 | 7622 | Rate Constraint in MTons | FALSE | L | Annual | Rate | lb/MMBtu | 0 | 0 | 0 | 0 | 0 | 0 | 0
#CAN - NB - Acid Rain - SO2 Cap Annual v3.1 | 9 | 7622 | Rate Constraint in MTons | FALSE | L | Annual | Generation | TWh | 0.72448 | 0.76298 | 0.009237 | 0.0042219 | 0.0017387 | 0.0016635 | 0.0016635
#CAN - NB - Acid Rain - SO2 Cap Annual v3.1 | 9 | 7622 | Rate Constraint in MTons | FALSE | L | Annual | Qualifying Generation | TWh | 0.72448 | 0.76298 | 0.009237 | 0.0042219 | 0.0017387 | 0.0016635 | 0.0016635
#CAN - NB - Acid Rain - SO2 Cap Annual v3.1 | 9 | 7622 | Rate Constraint in MTons | FALSE | L | Annual | Rate | lb/MWh | 0 | 0 | 0 | 0 | 0 | 0 | 0
#CAN - NB - Acid Rain - SO2 Cap Annual v3.1 | 9 | 7622 | Rate Constraint in MTons | FALSE | L | Annual | Constraint Shadow Price | US2022$/Ton | 0 | 0 | 0 | 0 | 0 | 0 | 0
#CAN - NB - MER Cap Annual v4.12 | 10 | 7623 | Rate Constraint in MTons | FALSE | L | Annual | Seasons Included | Seasons | Winter, Spring, Summer, Fall | Winter, Spring, Summer, Fall | Winter, Spring, Summer, Fall | Winter, Spring, Summer, Fall | Winter, Spring, Summer, Fall | Winter, Spring, Summer, Fall | Winter, Spring, Summer, Fall
#CAN - NB - MER Cap Annual v4.12 | 10 | 7623 | Rate Constraint in MTons | FALSE | L | Annual | Standard MER | Lb | 55.1156 | 55.1156 | 55.1156 | 55.1156 | 55.1156 | 55.1156 | 55.1156
#CAN - NB - MER Cap Annual v4.12 | 10 | 7623 | Rate Constraint in MTons | FALSE | L | Annual | Emissions at Affected Plants MER | Lb | 0 | 0 | 0 | 0 | 0 | 0 | 0
#CAN - NB - MER Cap Annual v4.12 | 10 | 7623 | Rate Constraint in MTons | FALSE | L | Annual | Allowances Purchased MER | Lb | 0 | 0 | 0 | 0 | 0 | 0 | 0
#CAN - NB - MER Cap Annual v4.12 | 10 | 7623 | Rate Constraint in MTons | FALSE | L | Annual | Allowances Sold MER | Lb | 0 | 0 | 0 | 0 | 0 | 0 | 0
#CAN - NB - MER Cap Annual v4.12 | 10 | 7623 | Rate Constraint in MTons | FALSE | L | Annual | Allowances Banked | Lb | 0 | 0 | 0 | 0 | 0 | 0 | 0
#CAN - NB - MER Cap Annual v4.12 | 10 | 7623 | Rate Constraint in MTons | FALSE | L | Annual | Allowances Withdrawn (1:1) | Lb | 0 | 0 | 0 | 0 | 0 | 0 | 0
#CAN - NB - MER Cap Annual v4.12 | 10 | 7623 | Rate Constraint in MTons | FALSE | L | Annual | Allowances Withdrawn (1:n) | Lb | 0 | 0 | 0 | 0 | 0 | 0 | 0
#CAN - NB - MER Cap Annual v4.12 | 10 | 7623 | Rate Constraint in MTons | FALSE | L | Annual | Total | Lb | 0 | 0 | 0 | 0 | 0 | 0 | 0
#CAN - NB - MER Cap Annual v4.12 | 10 | 7623 | Rate Constraint in MTons | FALSE | L | Annual | Fuel Consumed | TBtu | 0 | 0 | 0 | 0 | 0 | 0 | 0
#CAN - NB - MER Cap Annual v4.12 | 10 | 7623 | Rate Constraint in MTons | FALSE | L | Annual | Rate | lb/MMBtu | 0 | 0 | 0 | 0 | 0 | 0 | 0
#CAN - NB - MER Cap Annual v4.12 | 10 | 7623 | Rate Constraint in MTons | FALSE | L | Annual | Generation | TWh | 0 | 0 | 0 | 0 | 0 | 0 | 0
#CAN - NB - MER Cap Annual v4.12 | 10 | 7623 | Rate Constraint in MTons | FALSE | L | Annual | Qualifying Generation | TWh | 0 | 0 | 0 | 0 | 0 | 0 | 0
#CAN - NB - MER Cap Annual v4.12 | 10 | 7623 | Rate Constraint in MTons | FALSE | L | Annual | Rate | lb/MWh | 0 | 0 | 0 | 0 | 0 | 0 | 0
#CAN - NB - MER Cap Annual v4.12 | 10 | 7623 | Rate Constraint in MTons | FALSE | L | Annual | Constraint Shadow Price | US2022$/Lb | 0 | 0 | 0 | 0 | 0 | 0 | 0
#CAN - NL&NF - SO2 Cap Annual v3.1 | 11 | 7621 | Rate Constraint in MTons | FALSE | L | Annual | Seasons Included | Seasons | Winter, Spring, Summer, Fall | Winter, Spring, Summer, Fall | Winter, Spring, Summer, Fall | Winter, Spring, Summer, Fall | Winter, Spring, Summer, Fall | Winter, Spring, Summer, Fall | Winter, Spring, Summer, Fall
#CAN - NL&NF - SO2 Cap Annual v3.1 | 11 | 7621 | Rate Constraint in MTons | FALSE | L | Annual | Standard SO2 | Thousand Tons | 16.53 | 16.53 | 16.53 | 16.53 | 16.53 | 16.53 | 16.53
#CAN - NL&NF - SO2 Cap Annual v3.1 | 11 | 7621 | Rate Constraint in MTons | FALSE | L | Annual | Emissions at Affected Plants SO2 | Thousand Tons | 0 | 0 | 0 | 0 | 0 | 0 | 0
#CAN - NL&NF - SO2 Cap Annual v3.1 | 11 | 7621 | Rate Constraint in MTons | FALSE | L | Annual | Allowances Purchased SO2 | Thousand Tons | 0 | 0 | 0 | 0 | 0 | 0 | 0
#CAN - NL&NF - SO2 Cap Annual v3.1 | 11 | 7621 | Rate Constraint in MTons | FALSE | L | Annual | Allowances Sold SO2 | Thousand Tons | 0 | 0 | 0 | 0 | 0 | 0 | 0
#CAN - NL&NF - SO2 Cap Annual v3.1 | 11 | 7621 | Rate Constraint in MTons | FALSE | L | Annual | Allowances Banked | Thousand Tons | 0 | 0 | 0 | 0 | 0 | 0 | 0
#CAN - NL&NF - SO2 Cap Annual v3.1 | 11 | 7621 | Rate Constraint in MTons | FALSE | L | Annual | Allowances Withdrawn (1:1) | Thousand Tons | 0 | 0 | 0 | 0 | 0 | 0 | 0
#CAN - NL&NF - SO2 Cap Annual v3.1 | 11 | 7621 | Rate Constraint in MTons | FALSE | L | Annual | Allowances Withdrawn (1:n) | Thousand Tons | 0 | 0 | 0 | 0 | 0 | 0 | 0
#CAN - NL&NF - SO2 Cap Annual v3.1 | 11 | 7621 | Rate Constraint in MTons | FALSE | L | Annual | Total | Thousand Tons | 0 | 0 | 0 | 0 | 0 | 0 | 0
#CAN - NL&NF - SO2 Cap Annual v3.1 | 11 | 7621 | Rate Constraint in MTons | FALSE | L | Annual | Fuel Consumed | TBtu | 0.00032192 | 0 | 0 | 0 | 0 | 0 | 0
#CAN - NL&NF - SO2 Cap Annual v3.1 | 11 | 7621 | Rate Constraint in MTons | FALSE | L | Annual | Rate | lb/MMBtu | 0 | 0 | 0 | 0 | 0 | 0 | 0
#CAN - NL&NF - SO2 Cap Annual v3.1 | 11 | 7621 | Rate Constraint in MTons | FALSE | L | Annual | Generation | TWh | 2.2931e-05 | 0 | 0 | 0 | 0 | 0 | 0
#CAN - NL&NF - SO2 Cap Annual v3.1 | 11 | 7621 | Rate Constraint in MTons | FALSE | L | Annual | Qualifying Generation | TWh | 2.2931e-05 | 0 | 0 | 0 | 0 | 0 | 0
#CAN - NL&NF - SO2 Cap Annual v3.1 | 11 | 7621 | Rate Constraint in MTons | FALSE | L | Annual | Rate | lb/MWh | 0 | 0 | 0 | 0 | 0 | 0 | 0
#CAN - NL&NF - SO2 Cap Annual v3.1 | 11 | 7621 | Rate Constraint in MTons | FALSE | L | Annual | Constraint Shadow Price | US2022$/Ton | 0 | 0 | 0 | 0 | 0 | 0 | 0
#CAN - NS - CO2 Cap Annual v6.20 | 12 | 7675 | Rate Constraint in MTons | FALSE | L | Annual | Seasons Included | Seasons | Winter, Spring, Summer, Fall | Winter, Spring, Summer, Fall | Winter, Spring, Summer, Fall | Winter, Spring, Summer, Fall | Winter, Spring, Summer, Fall | Winter, Spring, Summer, Fall | Winter, Spring, Summer, Fall
#CAN - NS - CO2 Cap Annual v6.20 | 12 | 7675 | Rate Constraint in MTons | FALSE | L | Annual | Standard CO2 | Thousand Tons | 5924.9163 | 5924.9163 | NA | NA | NA | NA | NA
#CAN - NS - CO2 Cap Annual v6.20 | 12 | 7675 | Rate Constraint in MTons | FALSE | L | Annual | Emissions at Affected Plants CO2 | Thousand Tons | 1068.119 | 714.762 | 0 | 0 | 0 | 0 | 0
#CAN - NS - CO2 Cap Annual v6.20 | 12 | 7675 | Rate Constraint in MTons | FALSE | L | Annual | Allowances Purchased CO2 | Thousand Tons | 0 | 0 | 0 | 0 | 0 | 0 | 0
#CAN - NS - CO2 Cap Annual v6.20 | 12 | 7675 | Rate Constraint in MTons | FALSE | L | Annual | Allowances Sold CO2 | Thousand Tons | 0 | 0 | 0 | 0 | 0 | 0 | 0
#CAN - NS - CO2 Cap Annual v6.20 | 12 | 7675 | Rate Constraint in MTons | FALSE | L | Annual | Allowances Banked | Thousand Tons | 0 | 0 | 0 | 0 | 0 | 0 | 0
#CAN - NS - CO2 Cap Annual v6.20 | 12 | 7675 | Rate Constraint in MTons | FALSE | L | Annual | Allowances Withdrawn (1:1) | Thousand Tons | 0 | 0 | 0 | 0 | 0 | 0 | 0
#CAN - NS - CO2 Cap Annual v6.20 | 12 | 7675 | Rate Constraint in MTons | FALSE | L | Annual | Allowances Withdrawn (1:n) | Thousand Tons | 0 | 0 | 0 | 0 | 0 | 0 | 0
#CAN - NS - CO2 Cap Annual v6.20 | 12 | 7675 | Rate Constraint in MTons | FALSE | L | Annual | Total | Thousand Tons | 1068.119 | 714.762 | 0 | 0 | 0 | 0 | 0
#CAN - NS - CO2 Cap Annual v6.20 | 12 | 7675 | Rate Constraint in MTons | FALSE | L | Annual | Fuel Consumed | TBtu | 10.3325 | 6.9143 | 0 | 0 | 0 | 0 | 0
#CAN - NS - CO2 Cap Annual v6.20 | 12 | 7675 | Rate Constraint in MTons | FALSE | L | Annual | Rate | lb/MMBtu | 206.75 | 206.75 | 0 | 0 | 0 | 0 | 0
#CAN - NS - CO2 Cap Annual v6.20 | 12 | 7675 | Rate Constraint in MTons | FALSE | L | Annual | Generation | TWh | 0.98989 | 0.66241 | 0 | 0 | 0 | 0 | 0
#CAN - NS - CO2 Cap Annual v6.20 | 12 | 7675 | Rate Constraint in MTons | FALSE | L | Annual | Qualifying Generation | TWh | 0.98989 | 0.66241 | 0 | 0 | 0 | 0 | 0
#CAN - NS - CO2 Cap Annual v6.20 | 12 | 7675 | Rate Constraint in MTons | FALSE | L | Annual | Rate | lb/MWh | 2158.0565 | 2158.0565 | 0 | 0 | 0 | 0 | 0
#CAN - NS - CO2 Cap Annual v6.20 | 12 | 7675 | Rate Constraint in MTons | FALSE | L | Annual | Constraint Shadow Price | US2022$/Ton | 0 | 0 | 0 | 0 | 0 | 0 | 0
#CAN - NS - MER Cap Annual v4.12 | 13 | 7627 | Rate Constraint in MTons | FALSE | L | Annual | Seasons Included | Seasons | Winter, Spring, Summer, Fall | Winter, Spring, Summer, Fall | Winter, Spring, Summer, Fall | Winter, Spring, Summer, Fall | Winter, Spring, Summer, Fall | Winter, Spring, Summer, Fall | Winter, Spring, Summer, Fall
#CAN - NS - MER Cap Annual v4.12 | 13 | 7627 | Rate Constraint in MTons | FALSE | L | Annual | Standard MER | Lb | 77.1618 | 77.1618 | 77.1618 | 77.1618 | 77.1618 | 77.1618 | 77.1618
#CAN - NS - MER Cap Annual v4.12 | 13 | 7627 | Rate Constraint in MTons | FALSE | L | Annual | Emissions at Affected Plants MER | Lb | 44.5983 | 29.8442 | 0 | 0 | 0 | 0 | 0
#CAN - NS - MER Cap Annual v4.12 | 13 | 7627 | Rate Constraint in MTons | FALSE | L | Annual | Allowances Purchased MER | Lb | 0 | 0 | 0 | 0 | 0 | 0 | 0
#CAN - NS - MER Cap Annual v4.12 | 13 | 7627 | Rate Constraint in MTons | FALSE | L | Annual | Allowances Sold MER | Lb | 0 | 0 | 0 | 0 | 0 | 0 | 0
#CAN - NS - MER Cap Annual v4.12 | 13 | 7627 | Rate Constraint in MTons | FALSE | L | Annual | Allowances Banked | Lb | 0 | 0 | 0 | 0 | 0 | 0 | 0
#CAN - NS - MER Cap Annual v4.12 | 13 | 7627 | Rate Constraint in MTons | FALSE | L | Annual | Allowances Withdrawn (1:1) | Lb | 0 | 0 | 0 | 0 | 0 | 0 | 0
#CAN - NS - MER Cap Annual v4.12 | 13 | 7627 | Rate Constraint in MTons | FALSE | L | Annual | Allowances Withdrawn (1:n) | Lb | 0 | 0 | 0 | 0 | 0 | 0 | 0
#CAN - NS - MER Cap Annual v4.12 | 13 | 7627 | Rate Constraint in MTons | FALSE | L | Annual | Total | Lb | 44.5983 | 29.8442 | 0 | 0 | 0 | 0 | 0
#CAN - NS - MER Cap Annual v4.12 | 13 | 7627 | Rate Constraint in MTons | FALSE | L | Annual | Fuel Consumed | TBtu | 10.3325 | 6.9143 | 0 | 0 | 0 | 0 | 0
#CAN - NS - MER Cap Annual v4.12 | 13 | 7627 | Rate Constraint in MTons | FALSE | L | Annual | Rate | lb/MMBtu | 4.3163e-06 | 4.3163e-06 | 0 | 0 | 0 | 0 | 0
#CAN - NS - MER Cap Annual v4.12 | 13 | 7627 | Rate Constraint in MTons | FALSE | L | Annual | Generation | TWh | 0.98989 | 0.66241 | 0 | 0 | 0 | 0 | 0
#CAN - NS - MER Cap Annual v4.12 | 13 | 7627 | Rate Constraint in MTons | FALSE | L | Annual | Qualifying Generation | TWh | 0.98989 | 0.66241 | 0 | 0 | 0 | 0 | 0
#CAN - NS - MER Cap Annual v4.12 | 13 | 7627 | Rate Constraint in MTons | FALSE | L | Annual | Rate | lb/MWh | 90.1076 | 90.1076 | 0 | 0 | 0 | 0 | 0
#CAN - NS - MER Cap Annual v4.12 | 13 | 7627 | Rate Constraint in MTons | FALSE | L | Annual | Constraint Shadow Price | US2022$/Lb | 0 | 0 | 0 | 0 | 0 | 0 | 0
#CAN - NS - NS Power - NOX Cap Annual v3.1 | 14 | 7624 | Rate Constraint in MTons | FALSE | L | Annual | Seasons Included | Seasons | Winter, Spring, Summer, Fall | Winter, Spring, Summer, Fall | Winter, Spring, Summer, Fall | Winter, Spring, Summer, Fall | Winter, Spring, Summer, Fall | Winter, Spring, Summer, Fall | Winter, Spring, Summer, Fall
#CAN - NS - NS Power - NOX Cap Annual v3.1 | 14 | 7624 | Rate Constraint in MTons | FALSE | L | Annual | Standard NOX | Thousand Tons | 16.485 | 16.485 | 16.485 | 16.485 | 16.485 | 16.485 | 16.485
#CAN - NS - NS Power - NOX Cap Annual v3.1 | 14 | 7624 | Rate Constraint in MTons | FALSE | L | Annual | Emissions at Affected Plants NOX | Thousand Tons | 2.6978 | 1.8765 | 0.04529 | 0.010012 | 0.0080875 | 0.0091091 | 0.010395
#CAN - NS - NS Power - NOX Cap Annual v3.1 | 14 | 7624 | Rate Constraint in MTons | FALSE | L | Annual | Allowances Purchased NOX | Thousand Tons | 0 | 0 | 0 | 0 | 0 | 0 | 0
#CAN - NS - NS Power - NOX Cap Annual v3.1 | 14 | 7624 | Rate Constraint in MTons | FALSE | L | Annual | Allowances Sold NOX | Thousand Tons | 0 | 0 | 0 | 0 | 0 | 0 | 0
#CAN - NS - NS Power - NOX Cap Annual v3.1 | 14 | 7624 | Rate Constraint in MTons | FALSE | L | Annual | Allowances Banked | Thousand Tons | 0 | 0 | 0 | 0 | 0 | 0 | 0
#CAN - NS - NS Power - NOX Cap Annual v3.1 | 14 | 7624 | Rate Constraint in MTons | FALSE | L | Annual | Allowances Withdrawn (1:1) | Thousand Tons | 0 | 0 | 0 | 0 | 0 | 0 | 0
#CAN - NS - NS Power - NOX Cap Annual v3.1 | 14 | 7624 | Rate Constraint in MTons | FALSE | L | Annual | Allowances Withdrawn (1:n) | Thousand Tons | 0 | 0 | 0 | 0 | 0 | 0 | 0
#CAN - NS - NS Power - NOX Cap Annual v3.1 | 14 | 7624 | Rate Constraint in MTons | FALSE | L | Annual | Total | Thousand Tons | 2.6978 | 1.8765 | 0.04529 | 0.010012 | 0.0080875 | 0.0091091 | 0.010395
#CAN - NS - NS Power - NOX Cap Annual v3.1 | 14 | 7624 | Rate Constraint in MTons | FALSE | L | Annual | Fuel Consumed | TBtu | 12.6742 | 9.1813 | 1.7592 | 0.34942 | 0.272 | 0.32029 | 0.3779
#CAN - NS - NS Power - NOX Cap Annual v3.1 | 14 | 7624 | Rate Constraint in MTons | FALSE | L | Annual | Rate | lb/MMBtu | 0.42572 | 0.40877 | 0.051489 | 0.057307 | 0.059467 | 0.056881 | 0.055014
#CAN - NS - NS Power - NOX Cap Annual v3.1 | 14 | 7624 | Rate Constraint in MTons | FALSE | L | Annual | Generation | TWh | 1.196 | 0.86002 | 0.2038 | 0.04054 | 0.031479 | 0.037228 | 0.043927
#CAN - NS - NS Power - NOX Cap Annual v3.1 | 14 | 7624 | Rate Constraint in MTons | FALSE | L | Annual | Qualifying Generation | TWh | 1.196 | 0.86002 | 0.2038 | 0.04054 | 0.031479 | 0.037228 | 0.043927
#CAN - NS - NS Power - NOX Cap Annual v3.1 | 14 | 7624 | Rate Constraint in MTons | FALSE | L | Annual | Rate | lb/MWh | 4.5112 | 4.364 | 0.44446 | 0.49394 | 0.51384 | 0.48937 | 0.47327
#CAN - NS - NS Power - NOX Cap Annual v3.1 | 14 | 7624 | Rate Constraint in MTons | FALSE | L | Annual | Constraint Shadow Price | US2022$/Ton | 0 | 0 | 0 | 0 | 0 | 0 | 0
#CAN - NS - NS Power - SO2 Cap Annual v3.1 | 15 | 7625 | Rate Constraint in MTons | FALSE | L | Annual | Seasons Included | Seasons | Winter, Spring, Summer, Fall | Winter, Spring, Summer, Fall | Winter, Spring, Summer, Fall | Winter, Spring, Summer, Fall | Winter, Spring, Summer, Fall | Winter, Spring, Summer, Fall | Winter, Spring, Summer, Fall
#CAN - NS - NS Power - SO2 Cap Annual v3.1 | 15 | 7625 | Rate Constraint in MTons | FALSE | L | Annual | Standard SO2 | Thousand Tons | 39.9587 | 39.9587 | 39.9587 | 39.9587 | 39.9587 | 39.9587 | 39.9587
#CAN - NS - NS Power - SO2 Cap Annual v3.1 | 15 | 7625 | Rate Constraint in MTons | FALSE | L | Annual | Emissions at Affected Plants SO2 | Thousand Tons | 5.6597 | 3.7873 | 0.052123 | 0.0099731 | 0.0078126 | 0.0089985 | 0.010777
#CAN - NS - NS Power - SO2 Cap Annual v3.1 | 15 | 7625 | Rate Constraint in MTons | FALSE | L | Annual | Allowances Purchased SO2 | Thousand Tons | 0 | 0 | 0 | 0 | 0 | 0 | 0
#CAN - NS - NS Power - SO2 Cap Annual v3.1 | 15 | 7625 | Rate Constraint in MTons | FALSE | L | Annual | Allowances Sold SO2 | Thousand Tons | 0 | 0 | 0 | 0 | 0 | 0 | 0
#CAN - NS - NS Power - SO2 Cap Annual v3.1 | 15 | 7625 | Rate Constraint in MTons | FALSE | L | Annual | Allowances Banked | Thousand Tons | 0 | 0 | 0 | 0 | 0 | 0 | 0
#CAN - NS - NS Power - SO2 Cap Annual v3.1 | 15 | 7625 | Rate Constraint in MTons | FALSE | L | Annual | Allowances Withdrawn (1:1) | Thousand Tons | 0 | 0 | 0 | 0 | 0 | 0 | 0
#CAN - NS - NS Power - SO2 Cap Annual v3.1 | 15 | 7625 | Rate Constraint in MTons | FALSE | L | Annual | Allowances Withdrawn (1:n) | Thousand Tons | 0 | 0 | 0 | 0 | 0 | 0 | 0
#CAN - NS - NS Power - SO2 Cap Annual v3.1 | 15 | 7625 | Rate Constraint in MTons | FALSE | L | Annual | Total | Thousand Tons | 5.6597 | 3.7873 | 0.052123 | 0.0099731 | 0.0078126 | 0.0089985 | 0.010777
#CAN - NS - NS Power - SO2 Cap Annual v3.1 | 15 | 7625 | Rate Constraint in MTons | FALSE | L | Annual | Fuel Consumed | TBtu | 12.6742 | 9.1813 | 1.7592 | 0.34942 | 0.272 | 0.32029 | 0.3779
#CAN - NS - NS Power - SO2 Cap Annual v3.1 | 15 | 7625 | Rate Constraint in MTons | FALSE | L | Annual | Rate | lb/MMBtu | 0.8931 | 0.82501 | 0.059257 | 0.057083 | 0.057446 | 0.05619 | 0.057035
#CAN - NS - NS Power - SO2 Cap Annual v3.1 | 15 | 7625 | Rate Constraint in MTons | FALSE | L | Annual | Generation | TWh | 1.196 | 0.86002 | 0.2038 | 0.04054 | 0.031479 | 0.037228 | 0.043927
#CAN - NS - NS Power - SO2 Cap Annual v3.1 | 15 | 7625 | Rate Constraint in MTons | FALSE | L | Annual | Qualifying Generation | TWh | 1.196 | 0.86002 | 0.2038 | 0.04054 | 0.031479 | 0.037228 | 0.043927
#CAN - NS - NS Power - SO2 Cap Annual v3.1 | 15 | 7625 | Rate Constraint in MTons | FALSE | L | Annual | Rate | lb/MWh | 9.4639 | 8.8076 | 0.51153 | 0.49201 | 0.49637 | 0.48342 | 0.49066
#CAN - NS - NS Power - SO2 Cap Annual v3.1 | 15 | 7625 | Rate Constraint in MTons | FALSE | L | Annual | Constraint Shadow Price | US2022$/Ton | 0 | 0 | 0 | 0 | 0 | 0 | 0
#CAN - NS - SO2 Cap Annual v3.1 | 16 | 7626 | Rate Constraint in MTons | FALSE | L | Annual | Seasons Included | Seasons | Winter, Spring, Summer, Fall | Winter, Spring, Summer, Fall | Winter, Spring, Summer, Fall | Winter, Spring, Summer, Fall | Winter, Spring, Summer, Fall | Winter, Spring, Summer, Fall | Winter, Spring, Summer, Fall
#CAN - NS - SO2 Cap Annual v3.1 | 16 | 7626 | Rate Constraint in MTons | FALSE | L | Annual | Standard SO2 | Thousand Tons | 131.2522 | 131.2522 | 131.2522 | 131.2522 | 131.2522 | 131.2522 | 131.2522
#CAN - NS - SO2 Cap Annual v3.1 | 16 | 7626 | Rate Constraint in MTons | FALSE | L | Annual | Emissions at Affected Plants SO2 | Thousand Tons | 5.6597 | 3.7873 | 0.052123 | 0.0099731 | 0.0078126 | 0.0089985 | 0.010777
#CAN - NS - SO2 Cap Annual v3.1 | 16 | 7626 | Rate Constraint in MTons | FALSE | L | Annual | Allowances Purchased SO2 | Thousand Tons | 0 | 0 | 0 | 0 | 0 | 0 | 0
#CAN - NS - SO2 Cap Annual v3.1 | 16 | 7626 | Rate Constraint in MTons | FALSE | L | Annual | Allowances Sold SO2 | Thousand Tons | 0 | 0 | 0 | 0 | 0 | 0 | 0
#CAN - NS - SO2 Cap Annual v3.1 | 16 | 7626 | Rate Constraint in MTons | FALSE | L | Annual | Allowances Banked | Thousand Tons | 0 | 0 | 0 | 0 | 0 | 0 | 0
#CAN - NS - SO2 Cap Annual v3.1 | 16 | 7626 | Rate Constraint in MTons | FALSE | L | Annual | Allowances Withdrawn (1:1) | Thousand Tons | 0 | 0 | 0 | 0 | 0 | 0 | 0
#CAN - NS - SO2 Cap Annual v3.1 | 16 | 7626 | Rate Constraint in MTons | FALSE | L | Annual | Allowances Withdrawn (1:n) | Thousand Tons | 0 | 0 | 0 | 0 | 0 | 0 | 0
#CAN - NS - SO2 Cap Annual v3.1 | 16 | 7626 | Rate Constraint in MTons | FALSE | L | Annual | Total | Thousand Tons | 5.6597 | 3.7873 | 0.052123 | 0.0099731 | 0.0078126 | 0.0089985 | 0.010777
#CAN - NS - SO2 Cap Annual v3.1 | 16 | 7626 | Rate Constraint in MTons | FALSE | L | Annual | Fuel Consumed | TBtu | 12.6742 | 9.1813 | 1.7592 | 0.34942 | 0.272 | 0.32029 | 0.3779
#CAN - NS - SO2 Cap Annual v3.1 | 16 | 7626 | Rate Constraint in MTons | FALSE | L | Annual | Rate | lb/MMBtu | 0.8931 | 0.82501 | 0.059257 | 0.057083 | 0.057446 | 0.05619 | 0.057035
#CAN - NS - SO2 Cap Annual v3.1 | 16 | 7626 | Rate Constraint in MTons | FALSE | L | Annual | Generation | TWh | 1.196 | 0.86002 | 0.2038 | 0.04054 | 0.031479 | 0.037228 | 0.043927
#CAN - NS - SO2 Cap Annual v3.1 | 16 | 7626 | Rate Constraint in MTons | FALSE | L | Annual | Qualifying Generation | TWh | 1.196 | 0.86002 | 0.2038 | 0.04054 | 0.031479 | 0.037228 | 0.043927
#CAN - NS - SO2 Cap Annual v3.1 | 16 | 7626 | Rate Constraint in MTons | FALSE | L | Annual | Rate | lb/MWh | 9.4639 | 8.8076 | 0.51153 | 0.49201 | 0.49637 | 0.48342 | 0.49066
#CAN - NS - SO2 Cap Annual v3.1 | 16 | 7626 | Rate Constraint in MTons | FALSE | L | Annual | Constraint Shadow Price | US2022$/Ton | 0 | 0 | 0 | 0 | 0 | 0 | 0
#CAN - ON - NOX Cap Annual v3.1 | 17 | 7628 | Rate Constraint in MTons | FALSE | L | Annual | Seasons Included | Seasons | Winter, Spring, Summer, Fall | Winter, Spring, Summer, Fall | Winter, Spring, Summer, Fall | Winter, Spring, Summer, Fall | Winter, Spring, Summer, Fall | Winter, Spring, Summer, Fall | Winter, Spring, Summer, Fall
#CAN - ON - NOX Cap Annual v3.1 | 17 | 7628 | Rate Constraint in MTons | FALSE | L | Annual | Standard NOX | Thousand Tons | 47.2891 | 47.2891 | 47.2891 | 47.2891 | 47.2891 | 47.2891 | 47.2891
#CAN - ON - NOX Cap Annual v3.1 | 17 | 7628 | Rate Constraint in MTons | FALSE | L | Annual | Emissions at Affected Plants NOX | Thousand Tons | 0.90198 | 1.6825 | 1.6852 | 0.81105 | 0.21672 | 0.19048 | 0.17114
#CAN - ON - NOX Cap Annual v3.1 | 17 | 7628 | Rate Constraint in MTons | FALSE | L | Annual | Allowances Purchased NOX | Thousand Tons | 0 | 0 | 0 | 0 | 0 | 0 | 0
#CAN - ON - NOX Cap Annual v3.1 | 17 | 7628 | Rate Constraint in MTons | FALSE | L | Annual | Allowances Sold NOX | Thousand Tons | 0 | 0 | 0 | 0 | 0 | 0 | 0
#CAN - ON - NOX Cap Annual v3.1 | 17 | 7628 | Rate Constraint in MTons | FALSE | L | Annual | Allowances Banked | Thousand Tons | 0 | 0 | 31.5261 | 0 | 0 | 0 | 0
#CAN - ON - NOX Cap Annual v3.1 | 17 | 7628 | Rate Constraint in MTons | FALSE | L | Annual | Allowances Withdrawn (1:1) | Thousand Tons | 0 | 0 | 0 | -47.2891 | 0 | 0 | 0
#CAN - ON - NOX Cap Annual v3.1 | 17 | 7628 | Rate Constraint in MTons | FALSE | L | Annual | Allowances Withdrawn (1:n) | Thousand Tons | 0 | 0 | 0 | 0 | 0 | 0 | 0
#CAN - ON - NOX Cap Annual v3.1 | 17 | 7628 | Rate Constraint in MTons | FALSE | L | Annual | Total | Thousand Tons | 0.90198 | 1.6825 | 33.2113 | -46.478 | 0.21672 | 0.19048 | 0.17114
#CAN - ON - NOX Cap Annual v3.1 | 17 | 7628 | Rate Constraint in MTons | FALSE | L | Annual | Fuel Consumed | TBtu | 111.9807 | 242.9205 | 242.7022 | 94.628 | 10.9856 | 7.4785 | 4.8896
#CAN - ON - NOX Cap Annual v3.1 | 17 | 7628 | Rate Constraint in MTons | FALSE | L | Annual | Rate | lb/MMBtu | 0.01611 | 0.013853 | 0.013887 | 0.017142 | 0.039455 | 0.050941 | 0.07
#CAN - ON - NOX Cap Annual v3.1 | 17 | 7628 | Rate Constraint in MTons | FALSE | L | Annual | Generation | TWh | 16.1802 | 34.1595 | 34.1306 | 13.8259 | 1.5059 | 0.97484 | 0.58199
#CAN - ON - NOX Cap Annual v3.1 | 17 | 7628 | Rate Constraint in MTons | FALSE | L | Annual | Qualifying Generation | TWh | 16.1802 | 34.1595 | 34.1306 | 13.8259 | 1.5059 | 0.97484 | 0.58199
#CAN - ON - NOX Cap Annual v3.1 | 17 | 7628 | Rate Constraint in MTons | FALSE | L | Annual | Rate | lb/MWh | 0.11149 | 0.09851 | 0.098752 | 0.11732 | 0.28782 | 0.39079 | 0.5881
#CAN - ON - NOX Cap Annual v3.1 | 17 | 7628 | Rate Constraint in MTons | FALSE | L | Annual | Constraint Shadow Price | US2022$/Ton | 0 | 0 | 0 | 0 | 0 | 0 | 0
#CAN - ON - O3 Annex - NOX Cap Annual v3.1 | 18 | 7629 | Rate Constraint in MTons | FALSE | L | Annual | Seasons Included | Seasons | Winter, Spring, Summer, Fall | Winter, Spring, Summer, Fall | Winter, Spring, Summer, Fall | Winter, Spring, Summer, Fall | Winter, Spring, Summer, Fall | Winter, Spring, Summer, Fall | Winter, Spring, Summer, Fall
#CAN - ON - O3 Annex - NOX Cap Annual v3.1 | 18 | 7629 | Rate Constraint in MTons | FALSE | L | Annual | Standard NOX | Thousand Tons | 42.9901 | 42.9901 | 42.9901 | 42.9901 | 42.9901 | 42.9901 | 42.9901
#CAN - ON - O3 Annex - NOX Cap Annual v3.1 | 18 | 7629 | Rate Constraint in MTons | FALSE | L | Annual | Emissions at Affected Plants NOX | Thousand Tons | 0.90198 | 1.6825 | 1.6852 | 0.81105 | 0.21672 | 0.19048 | 0.17114
#CAN - ON - O3 Annex - NOX Cap Annual v3.1 | 18 | 7629 | Rate Constraint in MTons | FALSE | L | Annual | Allowances Purchased NOX | Thousand Tons | 0 | 0 | 0 | 0 | 0 | 0 | 0
#CAN - ON - O3 Annex - NOX Cap Annual v3.1 | 18 | 7629 | Rate Constraint in MTons | FALSE | L | Annual | Allowances Sold NOX | Thousand Tons | 0 | 0 | 0 | 0 | 0 | 0 | 0
#CAN - ON - O3 Annex - NOX Cap Annual v3.1 | 18 | 7629 | Rate Constraint in MTons | FALSE | L | Annual | Allowances Banked | Thousand Tons | 0 | 0 | 0 | 0 | 0 | 0 | 0
#CAN - ON - O3 Annex - NOX Cap Annual v3.1 | 18 | 7629 | Rate Constraint in MTons | FALSE | L | Annual | Allowances Withdrawn (1:1) | Thousand Tons | 0 | 0 | 0 | 0 | 0 | 0 | 0
#CAN - ON - O3 Annex - NOX Cap Annual v3.1 | 18 | 7629 | Rate Constraint in MTons | FALSE | L | Annual | Allowances Withdrawn (1:n) | Thousand Tons | 0 | 0 | 0 | 0 | 0 | 0 | 0
#CAN - ON - O3 Annex - NOX Cap Annual v3.1 | 18 | 7629 | Rate Constraint in MTons | FALSE | L | Annual | Total | Thousand Tons | 0.90198 | 1.6825 | 1.6852 | 0.81105 | 0.21672 | 0.19048 | 0.17114
#CAN - ON - O3 Annex - NOX Cap Annual v3.1 | 18 | 7629 | Rate Constraint in MTons | FALSE | L | Annual | Fuel Consumed | TBtu | 111.9807 | 242.9205 | 242.7022 | 94.628 | 10.9856 | 7.4785 | 4.8896
#CAN - ON - O3 Annex - NOX Cap Annual v3.1 | 18 | 7629 | Rate Constraint in MTons | FALSE | L | Annual | Rate | lb/MMBtu | 0.01611 | 0.013853 | 0.013887 | 0.017142 | 0.039455 | 0.050941 | 0.07
#CAN - ON - O3 Annex - NOX Cap Annual v3.1 | 18 | 7629 | Rate Constraint in MTons | FALSE | L | Annual | Generation | TWh | 16.1802 | 34.1595 | 34.1306 | 13.8259 | 1.5059 | 0.97484 | 0.58199
#CAN - ON - O3 Annex - NOX Cap Annual v3.1 | 18 | 7629 | Rate Constraint in MTons | FALSE | L | Annual | Qualifying Generation | TWh | 16.1802 | 34.1595 | 34.1306 | 13.8259 | 1.5059 | 0.97484 | 0.58199
#CAN - ON - O3 Annex - NOX Cap Annual v3.1 | 18 | 7629 | Rate Constraint in MTons | FALSE | L | Annual | Rate | lb/MWh | 0.11149 | 0.09851 | 0.098752 | 0.11732 | 0.28782 | 0.39079 | 0.5881
#CAN - ON - O3 Annex - NOX Cap Annual v3.1 | 18 | 7629 | Rate Constraint in MTons | FALSE | L | Annual | Constraint Shadow Price | US2022$/Ton | 0 | 0 | 0 | 0 | 0 | 0 | 0
#CAN - ON - SO2 Cap Annual v3.1 | 19 | 7630 | Rate Constraint in MTons | FALSE | L | Annual | Seasons Included | Seasons | Winter, Spring, Summer, Fall | Winter, Spring, Summer, Fall | Winter, Spring, Summer, Fall | Winter, Spring, Summer, Fall | Winter, Spring, Summer, Fall | Winter, Spring, Summer, Fall | Winter, Spring, Summer, Fall
#CAN - ON - SO2 Cap Annual v3.1 | 19 | 7630 | Rate Constraint in MTons | FALSE | L | Annual | Standard SO2 | Thousand Tons | 144.4026 | 144.4026 | 144.4026 | 144.4026 | 144.4026 | 144.4026 | 144.4026
#CAN - ON - SO2 Cap Annual v3.1 | 19 | 7630 | Rate Constraint in MTons | FALSE | L | Annual | Emissions at Affected Plants SO2 | Thousand Tons | 0.25581 | 0.25581 | 0.25581 | 0.25581 | 0.25581 | 0.25581 | 0.25581
#CAN - ON - SO2 Cap Annual v3.1 | 19 | 7630 | Rate Constraint in MTons | FALSE | L | Annual | Allowances Purchased SO2 | Thousand Tons | 0 | 0 | 0 | 0 | 0 | 0 | 0
#CAN - ON - SO2 Cap Annual v3.1 | 19 | 7630 | Rate Constraint in MTons | FALSE | L | Annual | Allowances Sold SO2 | Thousand Tons | 0 | 0 | 0 | 0 | 0 | 0 | 0
#CAN - ON - SO2 Cap Annual v3.1 | 19 | 7630 | Rate Constraint in MTons | FALSE | L | Annual | Allowances Banked | Thousand Tons | 0 | 0 | 0 | 0 | 0 | 0 | 0
#CAN - ON - SO2 Cap Annual v3.1 | 19 | 7630 | Rate Constraint in MTons | FALSE | L | Annual | Allowances Withdrawn (1:1) | Thousand Tons | 0 | 0 | 0 | 0 | 0 | 0 | 0
#CAN - ON - SO2 Cap Annual v3.1 | 19 | 7630 | Rate Constraint in MTons | FALSE | L | Annual | Allowances Withdrawn (1:n) | Thousand Tons | 0 | 0 | 0 | 0 | 0 | 0 | 0
#CAN - ON - SO2 Cap Annual v3.1 | 19 | 7630 | Rate Constraint in MTons | FALSE | L | Annual | Total | Thousand Tons | 0.25581 | 0.25581 | 0.25581 | 0.25581 | 0.25581 | 0.25581 | 0.25581
#CAN - ON - SO2 Cap Annual v3.1 | 19 | 7630 | Rate Constraint in MTons | FALSE | L | Annual | Fuel Consumed | TBtu | 111.9807 | 242.9205 | 242.7022 | 94.628 | 10.9856 | 7.4785 | 4.8896
#CAN - ON - SO2 Cap Annual v3.1 | 19 | 7630 | Rate Constraint in MTons | FALSE | L | Annual | Rate | lb/MMBtu | 0.0045688 | 0.0021061 | 0.002108 | 0.0054066 | 0.046572 | 0.068412 | 0.10463
#CAN - ON - SO2 Cap Annual v3.1 | 19 | 7630 | Rate Constraint in MTons | FALSE | L | Annual | Generation | TWh | 16.1802 | 34.1595 | 34.1306 | 13.8259 | 1.5059 | 0.97484 | 0.58199
#CAN - ON - SO2 Cap Annual v3.1 | 19 | 7630 | Rate Constraint in MTons | FALSE | L | Annual | Qualifying Generation | TWh | 16.1802 | 34.1595 | 34.1306 | 13.8259 | 1.5059 | 0.97484 | 0.58199
#CAN - ON - SO2 Cap Annual v3.1 | 19 | 7630 | Rate Constraint in MTons | FALSE | L | Annual | Rate | lb/MWh | 0.03162 | 0.014977 | 0.01499 | 0.037004 | 0.33974 | 0.52482 | 0.87908
#CAN - ON - SO2 Cap Annual v3.1 | 19 | 7630 | Rate Constraint in MTons | FALSE | L | Annual | Constraint Shadow Price | US2022$/Ton | 0 | 0 | 0 | 0 | 0 | 0 | 0
#CAN - PE - Acid Rain - SO2 Cap Annual v3.1 | 20 | 7634 | Rate Constraint in MTons | FALSE | L | Annual | Seasons Included | Seasons | Winter, Spring, Summer, Fall | Winter, Spring, Summer, Fall | Winter, Spring, Summer, Fall | Winter, Spring, Summer, Fall | Winter, Spring, Summer, Fall | Winter, Spring, Summer, Fall | Winter, Spring, Summer, Fall
#CAN - PE - Acid Rain - SO2 Cap Annual v3.1 | 20 | 7634 | Rate Constraint in MTons | FALSE | L | Annual | Standard SO2 | Thousand Tons | 3.31 | 3.31 | 3.31 | 3.31 | 3.31 | 3.31 | 3.31
#CAN - PE - Acid Rain - SO2 Cap Annual v3.1 | 20 | 7634 | Rate Constraint in MTons | FALSE | L | Annual | Emissions at Affected Plants SO2 | Thousand Tons | 0 | 0 | 0 | 0 | 0 | 0 | 0
#CAN - PE - Acid Rain - SO2 Cap Annual v3.1 | 20 | 7634 | Rate Constraint in MTons | FALSE | L | Annual | Allowances Purchased SO2 | Thousand Tons | 0 | 0 | 0 | 0 | 0 | 0 | 0
#CAN - PE - Acid Rain - SO2 Cap Annual v3.1 | 20 | 7634 | Rate Constraint in MTons | FALSE | L | Annual | Allowances Sold SO2 | Thousand Tons | 0 | 0 | 0 | 0 | 0 | 0 | 0
#CAN - PE - Acid Rain - SO2 Cap Annual v3.1 | 20 | 7634 | Rate Constraint in MTons | FALSE | L | Annual | Allowances Banked | Thousand Tons | 0 | 0 | 0 | 0 | 0 | 0 | 0
#CAN - PE - Acid Rain - SO2 Cap Annual v3.1 | 20 | 7634 | Rate Constraint in MTons | FALSE | L | Annual | Allowances Withdrawn (1:1) | Thousand Tons | 0 | 0 | 0 | 0 | 0 | 0 | 0
#CAN - PE - Acid Rain - SO2 Cap Annual v3.1 | 20 | 7634 | Rate Constraint in MTons | FALSE | L | Annual | Allowances Withdrawn (1:n) | Thousand Tons | 0 | 0 | 0 | 0 | 0 | 0 | 0
#CAN - PE - Acid Rain - SO2 Cap Annual v3.1 | 20 | 7634 | Rate Constraint in MTons | FALSE | L | Annual | Total | Thousand Tons | 0 | 0 | 0 | 0 | 0 | 0 | 0
#CAN - PE - Acid Rain - SO2 Cap Annual v3.1 | 20 | 7634 | Rate Constraint in MTons | FALSE | L | Annual | Fuel Consumed | TBtu | 0 | 4.3181e-05 | 0 | 0.0010222 | 0 | 0 | 0
#CAN - PE - Acid Rain - SO2 Cap Annual v3.1 | 20 | 7634 | Rate Constraint in MTons | FALSE | L | Annual | Rate | lb/MMBtu | 0 | 0 | 0 | 0 | 0 | 0 | 0
#CAN - PE - Acid Rain - SO2 Cap Annual v3.1 | 20 | 7634 | Rate Constraint in MTons | FALSE | L | Annual | Generation | TWh | 0 | 3.2107e-06 | 0 | 7.597e-05 | 0 | 0 | 0
#CAN - PE - Acid Rain - SO2 Cap Annual v3.1 | 20 | 7634 | Rate Constraint in MTons | FALSE | L | Annual | Qualifying Generation | TWh | 0 | 3.2107e-06 | 0 | 7.597e-05 | 0 | 0 | 0
#CAN - PE - Acid Rain - SO2 Cap Annual v3.1 | 20 | 7634 | Rate Constraint in MTons | FALSE | L | Annual | Rate | lb/MWh | 0 | 0 | 0 | 0 | 0 | 0 | 0
#CAN - PE - Acid Rain - SO2 Cap Annual v3.1 | 20 | 7634 | Rate Constraint in MTons | FALSE | L | Annual | Constraint Shadow Price | US2022$/Ton | 0 | 0 | 0 | 0 | 0 | 0 | 0
#CAN - PQ - Acid Rain - SO2 Cap Annual v3.1 | 21 | 7632 | Rate Constraint in MTons | FALSE | L | Annual | Seasons Included | Seasons | Winter, Spring, Summer, Fall | Winter, Spring, Summer, Fall | Winter, Spring, Summer, Fall | Winter, Spring, Summer, Fall | Winter, Spring, Summer, Fall | Winter, Spring, Summer, Fall | Winter, Spring, Summer, Fall
#CAN - PQ - Acid Rain - SO2 Cap Annual v3.1 | 21 | 7632 | Rate Constraint in MTons | FALSE | L | Annual | Standard SO2 | Thousand Tons | 6.61 | 6.61 | 6.61 | 6.61 | 6.61 | 6.61 | 6.61
#CAN - PQ - Acid Rain - SO2 Cap Annual v3.1 | 21 | 7632 | Rate Constraint in MTons | FALSE | L | Annual | Emissions at Affected Plants SO2 | Thousand Tons | 0 | 0 | 0 | 0 | 0 | 0 | 0
#CAN - PQ - Acid Rain - SO2 Cap Annual v3.1 | 21 | 7632 | Rate Constraint in MTons | FALSE | L | Annual | Allowances Purchased SO2 | Thousand Tons | 0 | 0 | 0 | 0 | 0 | 0 | 0
#CAN - PQ - Acid Rain - SO2 Cap Annual v3.1 | 21 | 7632 | Rate Constraint in MTons | FALSE | L | Annual | Allowances Sold SO2 | Thousand Tons | 0 | 0 | 0 | 0 | 0 | 0 | 0
#CAN - PQ - Acid Rain - SO2 Cap Annual v3.1 | 21 | 7632 | Rate Constraint in MTons | FALSE | L | Annual | Allowances Banked | Thousand Tons | 0 | 0 | 0 | 0 | 0 | 0 | 0
#CAN - PQ - Acid Rain - SO2 Cap Annual v3.1 | 21 | 7632 | Rate Constraint in MTons | FALSE | L | Annual | Allowances Withdrawn (1:1) | Thousand Tons | 0 | 0 | 0 | 0 | 0 | 0 | 0
#CAN - PQ - Acid Rain - SO2 Cap Annual v3.1 | 21 | 7632 | Rate Constraint in MTons | FALSE | L | Annual | Allowances Withdrawn (1:n) | Thousand Tons | 0 | 0 | 0 | 0 | 0 | 0 | 0
#CAN - PQ - Acid Rain - SO2 Cap Annual v3.1 | 21 | 7632 | Rate Constraint in MTons | FALSE | L | Annual | Total | Thousand Tons | 0 | 0 | 0 | 0 | 0 | 0 | 0
#CAN - PQ - Acid Rain - SO2 Cap Annual v3.1 | 21 | 7632 | Rate Constraint in MTons | FALSE | L | Annual | Fuel Consumed | TBtu | 0 | 0 | 0 | 0 | 0 | 0 | 0
#CAN - PQ - Acid Rain - SO2 Cap Annual v3.1 | 21 | 7632 | Rate Constraint in MTons | FALSE | L | Annual | Rate | lb/MMBtu | 0 | 0 | 0 | 0 | 0 | 0 | 0
#CAN - PQ - Acid Rain - SO2 Cap Annual v3.1 | 21 | 7632 | Rate Constraint in MTons | FALSE | L | Annual | Generation | TWh | 0 | 0 | 0 | 0 | 0 | 0 | 0
#CAN - PQ - Acid Rain - SO2 Cap Annual v3.1 | 21 | 7632 | Rate Constraint in MTons | FALSE | L | Annual | Qualifying Generation | TWh | 0 | 0 | 0 | 0 | 0 | 0 | 0
#CAN - PQ - Acid Rain - SO2 Cap Annual v3.1 | 21 | 7632 | Rate Constraint in MTons | FALSE | L | Annual | Rate | lb/MWh | 0 | 0 | 0 | 0 | 0 | 0 | 0
#CAN - PQ - Acid Rain - SO2 Cap Annual v3.1 | 21 | 7632 | Rate Constraint in MTons | FALSE | L | Annual | Constraint Shadow Price | US2022$/Ton | 0 | 0 | 0 | 0 | 0 | 0 | 0
#CAN - PQ - CO2 Constraint- v.6.17 | 22 | 7633 | Rate Constraint in MTons | FALSE | L | Annual | Seasons Included | Seasons | Winter, Spring, Summer, Fall | Winter, Spring, Summer, Fall | Winter, Spring, Summer, Fall | Winter, Spring, Summer, Fall | Winter, Spring, Summer, Fall | Winter, Spring, Summer, Fall | Winter, Spring, Summer, Fall
#CAN - PQ - CO2 Constraint- v.6.17 | 22 | 7633 | Rate Constraint in MTons | FALSE | L | Annual | Standard CO2 | Thousand Tons | 0 | 0 | 0 | 0 | 0 | 0 | 0
#CAN - PQ - CO2 Constraint- v.6.17 | 22 | 7633 | Rate Constraint in MTons | FALSE | L | Annual | Emissions at Affected Plants CO2 | Thousand Tons | 0 | 0 | 0 | 0 | 0 | 0 | 0
#CAN - PQ - CO2 Constraint- v.6.17 | 22 | 7633 | Rate Constraint in MTons | FALSE | L | Annual | Allowances Purchased CO2 | Thousand Tons | 0 | 0 | 0 | 0 | 0 | 0 | 0
#CAN - PQ - CO2 Constraint- v.6.17 | 22 | 7633 | Rate Constraint in MTons | FALSE | L | Annual | Allowances Sold CO2 | Thousand Tons | 0 | 0 | 0 | 0 | 0 | 0 | 0
#CAN - PQ - CO2 Constraint- v.6.17 | 22 | 7633 | Rate Constraint in MTons | FALSE | L | Annual | Allowances Banked | Thousand Tons | 0 | 0 | 0 | 0 | 0 | 0 | 0
#CAN - PQ - CO2 Constraint- v.6.17 | 22 | 7633 | Rate Constraint in MTons | FALSE | L | Annual | Allowances Withdrawn (1:1) | Thousand Tons | 0 | 0 | 0 | 0 | 0 | 0 | 0
#CAN - PQ - CO2 Constraint- v.6.17 | 22 | 7633 | Rate Constraint in MTons | FALSE | L | Annual | Allowances Withdrawn (1:n) | Thousand Tons | 0 | 0 | 0 | 0 | 0 | 0 | 0
#CAN - PQ - CO2 Constraint- v.6.17 | 22 | 7633 | Rate Constraint in MTons | FALSE | L | Annual | Total | Thousand Tons | 0 | 0 | 0 | 0 | 0 | 0 | 0
#CAN - PQ - CO2 Constraint- v.6.17 | 22 | 7633 | Rate Constraint in MTons | FALSE | L | Annual | Fuel Consumed | TBtu | 0 | 0 | 0 | 0 | 0 | 0 | 0
#CAN - PQ - CO2 Constraint- v.6.17 | 22 | 7633 | Rate Constraint in MTons | FALSE | L | Annual | Rate | lb/MMBtu | 0 | 0 | 0 | 0 | 0 | 0 | 0
#CAN - PQ - CO2 Constraint- v.6.17 | 22 | 7633 | Rate Constraint in MTons | FALSE | L | Annual | Generation | TWh | 0 | 0 | 0 | 0 | 0 | 0 | 0
#CAN - PQ - CO2 Constraint- v.6.17 | 22 | 7633 | Rate Constraint in MTons | FALSE | L | Annual | Qualifying Generation | TWh | 0 | 0 | 0 | 0 | 0 | 0 | 0
#CAN - PQ - CO2 Constraint- v.6.17 | 22 | 7633 | Rate Constraint in MTons | FALSE | L | Annual | Rate | lb/MWh | 0 | 0 | 0 | 0 | 0 | 0 | 0
#CAN - PQ - CO2 Constraint- v.6.17 | 22 | 7633 | Rate Constraint in MTons | FALSE | L | Annual | Constraint Shadow Price | US2022$/Ton | 15.9587 | 73.0525 | 81.1728 | 81.1728 | 81.1729 | 81.1729 | 81.1731
#CAN - PQ - O3 Annex - NOX Cap Annual v3.1 | 23 | 7631 | Rate Constraint in MTons | FALSE | L | Annual | Seasons Included | Seasons | Winter, Spring, Summer, Fall | Winter, Spring, Summer, Fall | Winter, Spring, Summer, Fall | Winter, Spring, Summer, Fall | Winter, Spring, Summer, Fall | Winter, Spring, Summer, Fall | Winter, Spring, Summer, Fall
#CAN - PQ - O3 Annex - NOX Cap Annual v3.1 | 23 | 7631 | Rate Constraint in MTons | FALSE | L | Annual | Standard NOX | Thousand Tons | 5.5115 | 5.5115 | 5.5115 | 5.5115 | 5.5115 | 5.5115 | 5.5115
#CAN - PQ - O3 Annex - NOX Cap Annual v3.1 | 23 | 7631 | Rate Constraint in MTons | FALSE | L | Annual | Emissions at Affected Plants NOX | Thousand Tons | 0 | 0 | 0 | 0 | 0 | 0 | 0
#CAN - PQ - O3 Annex - NOX Cap Annual v3.1 | 23 | 7631 | Rate Constraint in MTons | FALSE | L | Annual | Allowances Purchased NOX | Thousand Tons | 0 | 0 | 0 | 0 | 0 | 0 | 0
#CAN - PQ - O3 Annex - NOX Cap Annual v3.1 | 23 | 7631 | Rate Constraint in MTons | FALSE | L | Annual | Allowances Sold NOX | Thousand Tons | 0 | 0 | 0 | 0 | 0 | 0 | 0
#CAN - PQ - O3 Annex - NOX Cap Annual v3.1 | 23 | 7631 | Rate Constraint in MTons | FALSE | L | Annual | Allowances Banked | Thousand Tons | 0 | 0 | 0 | 0 | 0 | 0 | 0
#CAN - PQ - O3 Annex - NOX Cap Annual v3.1 | 23 | 7631 | Rate Constraint in MTons | FALSE | L | Annual | Allowances Withdrawn (1:1) | Thousand Tons | 0 | 0 | 0 | 0 | 0 | 0 | 0
#CAN - PQ - O3 Annex - NOX Cap Annual v3.1 | 23 | 7631 | Rate Constraint in MTons | FALSE | L | Annual | Allowances Withdrawn (1:n) | Thousand Tons | 0 | 0 | 0 | 0 | 0 | 0 | 0
#CAN - PQ - O3 Annex - NOX Cap Annual v3.1 | 23 | 7631 | Rate Constraint in MTons | FALSE | L | Annual | Total | Thousand Tons | 0 | 0 | 0 | 0 | 0 | 0 | 0
#CAN - PQ - O3 Annex - NOX Cap Annual v3.1 | 23 | 7631 | Rate Constraint in MTons | FALSE | L | Annual | Fuel Consumed | TBtu | 0 | 0 | 0 | 0 | 0 | 0 | 0
#CAN - PQ - O3 Annex - NOX Cap Annual v3.1 | 23 | 7631 | Rate Constraint in MTons | FALSE | L | Annual | Rate | lb/MMBtu | 0 | 0 | 0 | 0 | 0 | 0 | 0
#CAN - PQ - O3 Annex - NOX Cap Annual v3.1 | 23 | 7631 | Rate Constraint in MTons | FALSE | L | Annual | Generation | TWh | 0 | 0 | 0 | 0 | 0 | 0 | 0
#CAN - PQ - O3 Annex - NOX Cap Annual v3.1 | 23 | 7631 | Rate Constraint in MTons | FALSE | L | Annual | Qualifying Generation | TWh | 0 | 0 | 0 | 0 | 0 | 0 | 0
#CAN - PQ - O3 Annex - NOX Cap Annual v3.1 | 23 | 7631 | Rate Constraint in MTons | FALSE | L | Annual | Rate | lb/MWh | 0 | 0 | 0 | 0 | 0 | 0 | 0
#CAN - PQ - O3 Annex - NOX Cap Annual v3.1 | 23 | 7631 | Rate Constraint in MTons | FALSE | L | Annual | Constraint Shadow Price | US2022$/Ton | 0 | 0 | 0 | 0 | 0 | 0 | 0
#CAN - SK - MER Cap Annual v4.12 | 24 | 7635 | Rate Constraint in MTons | FALSE | L | Annual | Seasons Included | Seasons | Winter, Spring, Summer, Fall | Winter, Spring, Summer, Fall | Winter, Spring, Summer, Fall | Winter, Spring, Summer, Fall | Winter, Spring, Summer, Fall | Winter, Spring, Summer, Fall | Winter, Spring, Summer, Fall
#CAN - SK - MER Cap Annual v4.12 | 24 | 7635 | Rate Constraint in MTons | FALSE | L | Annual | Standard MER | Lb | 947.9877 | 947.9877 | 947.9877 | 947.9877 | 947.9877 | 947.9877 | 947.9877
#CAN - SK - MER Cap Annual v4.12 | 24 | 7635 | Rate Constraint in MTons | FALSE | L | Annual | Emissions at Affected Plants MER | Lb | 550.1999 | 218.4972 | 63.5904 | 63.5904 | 63.5904 | 63.5904 | 63.5904
#CAN - SK - MER Cap Annual v4.12 | 24 | 7635 | Rate Constraint in MTons | FALSE | L | Annual | Allowances Purchased MER | Lb | 0 | 0 | 0 | 0 | 0 | 0 | 0
#CAN - SK - MER Cap Annual v4.12 | 24 | 7635 | Rate Constraint in MTons | FALSE | L | Annual | Allowances Sold MER | Lb | 0 | 0 | 0 | 0 | 0 | 0 | 0
#CAN - SK - MER Cap Annual v4.12 | 24 | 7635 | Rate Constraint in MTons | FALSE | L | Annual | Allowances Banked | Lb | 0 | 0 | 0 | 0 | 0 | 0 | 0
#CAN - SK - MER Cap Annual v4.12 | 24 | 7635 | Rate Constraint in MTons | FALSE | L | Annual | Allowances Withdrawn (1:1) | Lb | 0 | 0 | 0 | 0 | 0 | 0 | 0
#CAN - SK - MER Cap Annual v4.12 | 24 | 7635 | Rate Constraint in MTons | FALSE | L | Annual | Allowances Withdrawn (1:n) | Lb | 0 | 0 | 0 | 0 | 0 | 0 | 0
#CAN - SK - MER Cap Annual v4.12 | 24 | 7635 | Rate Constraint in MTons | FALSE | L | Annual | Total | Lb | 550.1999 | 218.4972 | 63.5904 | 63.5904 | 63.5904 | 63.5904 | 63.5904
#CAN - SK - MER Cap Annual v4.12 | 24 | 7635 | Rate Constraint in MTons | FALSE | L | Annual | Fuel Consumed | TBtu | 73.2812 | 29.223 | 8.6476 | 8.6476 | 8.6476 | 8.6476 | 8.6476
#CAN - SK - MER Cap Annual v4.12 | 24 | 7635 | Rate Constraint in MTons | FALSE | L | Annual | Rate | lb/MMBtu | 7.5081e-06 | 7.4769e-06 | 7.3535e-06 | 7.3535e-06 | 7.3535e-06 | 7.3535e-06 | 7.3535e-06
#CAN - SK - MER Cap Annual v4.12 | 24 | 7635 | Rate Constraint in MTons | FALSE | L | Annual | Generation | TWh | 7.0206 | 2.7997 | 0.82848 | 0.82848 | 0.82848 | 0.82848 | 0.82848
#CAN - SK - MER Cap Annual v4.12 | 24 | 7635 | Rate Constraint in MTons | FALSE | L | Annual | Qualifying Generation | TWh | 7.0206 | 2.7997 | 0.82848 | 0.82848 | 0.82848 | 0.82848 | 0.82848
#CAN - SK - MER Cap Annual v4.12 | 24 | 7635 | Rate Constraint in MTons | FALSE | L | Annual | Rate | lb/MWh | 156.7384 | 156.0876 | 153.5118 | 153.5118 | 153.5118 | 153.5118 | 153.5118
#CAN - SK - MER Cap Annual v4.12 | 24 | 7635 | Rate Constraint in MTons | FALSE | L | Annual | Constraint Shadow Price | US2022$/Lb | 0 | 0 | 0 | 0 | 0 | 0 | 0
#CAN Aconi 1 - SO2 Rate Annual v3.1 | 25 | 7636 | Rate Constraint in lbs/MMBtu | FALSE | L | Annual | Seasons Included | Seasons | Winter, Spring, Summer, Fall | Winter, Spring, Summer, Fall | Winter, Spring, Summer, Fall | Winter, Spring, Summer, Fall | Winter, Spring, Summer, Fall | Winter, Spring, Summer, Fall | Winter, Spring, Summer, Fall
#CAN Aconi 1 - SO2 Rate Annual v3.1 | 25 | 7636 | Rate Constraint in lbs/MMBtu | FALSE | L | Annual | Standard SO2 | lb/MMBtu | 0.58146 | 0.58146 | 0.58146 | 0.58146 | 0.58146 | 0.58146 | 0.58146
#CAN Aconi 1 - SO2 Rate Annual v3.1 | 25 | 7636 | Rate Constraint in lbs/MMBtu | FALSE | L | Annual | Emissions at Affected Plants SO2 | Thousand Tons | 0 | 0 | 0 | 0 | 0 | 0 | 0
#CAN Aconi 1 - SO2 Rate Annual v3.1 | 25 | 7636 | Rate Constraint in lbs/MMBtu | FALSE | L | Annual | Allowances Purchased SO2 | Thousand Tons | 0 | 0 | 0 | 0 | 0 | 0 | 0
#CAN Aconi 1 - SO2 Rate Annual v3.1 | 25 | 7636 | Rate Constraint in lbs/MMBtu | FALSE | L | Annual | Allowances Sold SO2 | Thousand Tons | 0 | 0 | 0 | 0 | 0 | 0 | 0
#CAN Aconi 1 - SO2 Rate Annual v3.1 | 25 | 7636 | Rate Constraint in lbs/MMBtu | FALSE | L | Annual | Allowances Banked | Thousand Tons | 0 | 0 | 0 | 0 | 0 | 0 | 0
#CAN Aconi 1 - SO2 Rate Annual v3.1 | 25 | 7636 | Rate Constraint in lbs/MMBtu | FALSE | L | Annual | Allowances Withdrawn (1:1) | Thousand Tons | 0 | 0 | 0 | 0 | 0 | 0 | 0
#CAN Aconi 1 - SO2 Rate Annual v3.1 | 25 | 7636 | Rate Constraint in lbs/MMBtu | FALSE | L | Annual | Allowances Withdrawn (1:n) | Thousand Tons | 0 | 0 | 0 | 0 | 0 | 0 | 0
#CAN Aconi 1 - SO2 Rate Annual v3.1 | 25 | 7636 | Rate Constraint in lbs/MMBtu | FALSE | L | Annual | Total | Thousand Tons | 0 | 0 | 0 | 0 | 0 | 0 | 0
#CAN Aconi 1 - SO2 Rate Annual v3.1 | 25 | 7636 | Rate Constraint in lbs/MMBtu | FALSE | L | Annual | Fuel Consumed | TBtu | 0 | 0 | 0 | 0 | 0 | 0 | 0
#CAN Aconi 1 - SO2 Rate Annual v3.1 | 25 | 7636 | Rate Constraint in lbs/MMBtu | FALSE | L | Annual | Rate | lb/MMBtu | 0 | 0 | 0 | 0 | 0 | 0 | 0
#CAN Aconi 1 - SO2 Rate Annual v3.1 | 25 | 7636 | Rate Constraint in lbs/MMBtu | FALSE | L | Annual | Generation | TWh | 0 | 0 | 0 | 0 | 0 | 0 | 0
#CAN Aconi 1 - SO2 Rate Annual v3.1 | 25 | 7636 | Rate Constraint in lbs/MMBtu | FALSE | L | Annual | Qualifying Generation | TWh | 0 | 0 | 0 | 0 | 0 | 0 | 0
#CAN Aconi 1 - SO2 Rate Annual v3.1 | 25 | 7636 | Rate Constraint in lbs/MMBtu | FALSE | L | Annual | Rate | lb/MWh | 0 | 0 | 0 | 0 | 0 | 0 | 0
#CAN Aconi 1 - SO2 Rate Annual v3.1 | 25 | 7636 | Rate Constraint in lbs/MMBtu | FALSE | L | Annual | Constraint Shadow Price | US2022$/Ton | 13680728.0893 | 9818335.7495 | 2177670.4558 | 198963.2842 | 195266.8397 | 192705.0926 | 192705.0926
#CAN Lingan 1-4 - SO2 Rate Annual v3.1 | 26 | 7637 | Rate Constraint in lbs/MMBtu | FALSE | L | Annual | Seasons Included | Seasons | Winter, Spring, Summer, Fall | Winter, Spring, Summer, Fall | Winter, Spring, Summer, Fall | Winter, Spring, Summer, Fall | Winter, Spring, Summer, Fall | Winter, Spring, Summer, Fall | Winter, Spring, Summer, Fall
#CAN Lingan 1-4 - SO2 Rate Annual v3.1 | 26 | 7637 | Rate Constraint in lbs/MMBtu | FALSE | L | Annual | Standard SO2 | lb/MMBtu | 3.7214 | 3.7214 | 3.7214 | 3.7214 | 3.7214 | 3.7214 | 3.7214
#CAN Lingan 1-4 - SO2 Rate Annual v3.1 | 26 | 7637 | Rate Constraint in lbs/MMBtu | FALSE | L | Annual | Emissions at Affected Plants SO2 | Thousand Tons | 5.3086 | 3.7873 | 0 | 0 | 0 | 0 | 0
#CAN Lingan 1-4 - SO2 Rate Annual v3.1 | 26 | 7637 | Rate Constraint in lbs/MMBtu | FALSE | L | Annual | Allowances Purchased SO2 | Thousand Tons | 0 | 0 | 0 | 0 | 0 | 0 | 0
#CAN Lingan 1-4 - SO2 Rate Annual v3.1 | 26 | 7637 | Rate Constraint in lbs/MMBtu | FALSE | L | Annual | Allowances Sold SO2 | Thousand Tons | 0 | 0 | 0 | 0 | 0 | 0 | 0
#CAN Lingan 1-4 - SO2 Rate Annual v3.1 | 26 | 7637 | Rate Constraint in lbs/MMBtu | FALSE | L | Annual | Allowances Banked | Thousand Tons | 0 | 0 | 0 | 0 | 0 | 0 | 0
#CAN Lingan 1-4 - SO2 Rate Annual v3.1 | 26 | 7637 | Rate Constraint in lbs/MMBtu | FALSE | L | Annual | Allowances Withdrawn (1:1) | Thousand Tons | 0 | 0 | 0 | 0 | 0 | 0 | 0
#CAN Lingan 1-4 - SO2 Rate Annual v3.1 | 26 | 7637 | Rate Constraint in lbs/MMBtu | FALSE | L | Annual | Allowances Withdrawn (1:n) | Thousand Tons | 0 | 0 | 0 | 0 | 0 | 0 | 0
#CAN Lingan 1-4 - SO2 Rate Annual v3.1 | 26 | 7637 | Rate Constraint in lbs/MMBtu | FALSE | L | Annual | Total | Thousand Tons | 5.3086 | 3.7873 | 0 | 0 | 0 | 0 | 0
#CAN Lingan 1-4 - SO2 Rate Annual v3.1 | 26 | 7637 | Rate Constraint in lbs/MMBtu | FALSE | L | Annual | Fuel Consumed | TBtu | 9.6916 | 6.9143 | 0 | 0 | 0 | 0 | 0
#CAN Lingan 1-4 - SO2 Rate Annual v3.1 | 26 | 7637 | Rate Constraint in lbs/MMBtu | FALSE | L | Annual | Rate | lb/MMBtu | 1.0955 | 1.0955 | 0 | 0 | 0 | 0 | 0
#CAN Lingan 1-4 - SO2 Rate Annual v3.1 | 26 | 7637 | Rate Constraint in lbs/MMBtu | FALSE | L | Annual | Generation | TWh | 0.92849 | 0.66241 | 0 | 0 | 0 | 0 | 0
#CAN Lingan 1-4 - SO2 Rate Annual v3.1 | 26 | 7637 | Rate Constraint in lbs/MMBtu | FALSE | L | Annual | Qualifying Generation | TWh | 0.92849 | 0.66241 | 0 | 0 | 0 | 0 | 0
#CAN Lingan 1-4 - SO2 Rate Annual v3.1 | 26 | 7637 | Rate Constraint in lbs/MMBtu | FALSE | L | Annual | Rate | lb/MWh | 11.4349 | 11.4349 | 0 | 0 | 0 | 0 | 0
#CAN Lingan 1-4 - SO2 Rate Annual v3.1 | 26 | 7637 | Rate Constraint in lbs/MMBtu | FALSE | L | Annual | Constraint Shadow Price | US2022$/Ton | 0 | 0 | 0 | 0 | 0 | 0 | 0
#CAN -National Coal CO2 Rate Limit- 2030- v6.20 | 27 | 7650 | Rate Constraint in lbs/MWh | FALSE | L | Annual | Seasons Included | Seasons | Winter, Spring, Summer, Fall | Winter, Spring, Summer, Fall | Winter, Spring, Summer, Fall | Winter, Spring, Summer, Fall | Winter, Spring, Summer, Fall | Winter, Spring, Summer, Fall | Winter, Spring, Summer, Fall
#CAN -National Coal CO2 Rate Limit- 2030- v6.20 | 27 | 7650 | Rate Constraint in lbs/MWh | FALSE | L | Annual | Standard CO2 | lb/MWh | 0 | 925.94 | 925.94 | 925.94 | 925.94 | 925.94 | 925.94
#CAN -National Coal CO2 Rate Limit- 2030- v6.20 | 27 | 7650 | Rate Constraint in lbs/MWh | FALSE | L | Annual | Emissions at Affected Plants CO2 | Thousand Tons | 0 | 0 | 0 | 0 | 0 | 0 | 0
#CAN -National Coal CO2 Rate Limit- 2030- v6.20 | 27 | 7650 | Rate Constraint in lbs/MWh | FALSE | L | Annual | Allowances Purchased CO2 | Thousand Tons | 0 | 0 | 0 | 0 | 0 | 0 | 0
#CAN -National Coal CO2 Rate Limit- 2030- v6.20 | 27 | 7650 | Rate Constraint in lbs/MWh | FALSE | L | Annual | Allowances Sold CO2 | Thousand Tons | 0 | 0 | 0 | 0 | 0 | 0 | 0
#CAN -National Coal CO2 Rate Limit- 2030- v6.20 | 27 | 7650 | Rate Constraint in lbs/MWh | FALSE | L | Annual | Allowances Banked | Thousand Tons | 0 | 0 | 0 | 0 | 0 | 0 | 0
#CAN -National Coal CO2 Rate Limit- 2030- v6.20 | 27 | 7650 | Rate Constraint in lbs/MWh | FALSE | L | Annual | Allowances Withdrawn (1:1) | Thousand Tons | 0 | 0 | 0 | 0 | 0 | 0 | 0
#CAN -National Coal CO2 Rate Limit- 2030- v6.20 | 27 | 7650 | Rate Constraint in lbs/MWh | FALSE | L | Annual | Allowances Withdrawn (1:n) | Thousand Tons | 0 | 0 | 0 | 0 | 0 | 0 | 0
#CAN -National Coal CO2 Rate Limit- 2030- v6.20 | 27 | 7650 | Rate Constraint in lbs/MWh | FALSE | L | Annual | Total | Thousand Tons | 0 | 0 | 0 | 0 | 0 | 0 | 0
#CAN -National Coal CO2 Rate Limit- 2030- v6.20 | 27 | 7650 | Rate Constraint in lbs/MWh | FALSE | L | Annual | Fuel Consumed | TBtu | 0 | 0 | 0 | 0 | 0 | 0 | 0
#CAN -National Coal CO2 Rate Limit- 2030- v6.20 | 27 | 7650 | Rate Constraint in lbs/MWh | FALSE | L | Annual | Rate | lb/MMBtu | 0 | 0 | 0 | 0 | 0 | 0 | 0
#CAN -National Coal CO2 Rate Limit- 2030- v6.20 | 27 | 7650 | Rate Constraint in lbs/MWh | FALSE | L | Annual | Generation | TWh | 0 | 0 | 0 | 0 | 0 | 0 | 0
#CAN -National Coal CO2 Rate Limit- 2030- v6.20 | 27 | 7650 | Rate Constraint in lbs/MWh | FALSE | L | Annual | Qualifying Generation | TWh | 0 | 0 | 0 | 0 | 0 | 0 | 0
#CAN -National Coal CO2 Rate Limit- 2030- v6.20 | 27 | 7650 | Rate Constraint in lbs/MWh | FALSE | L | Annual | Constraint Shadow Price | US2022$/Ton | 483.1302 | 2273.5021 | 95.3188 | 142.8489 | 64.7146 | 169.041 | 107.476
#CAN -National Coal CO2 Rate Limit- NewUnit- v6.20 | 28 | 7655 | Rate Constraint in lbs/MWh | FALSE | L | Annual | Seasons Included | Seasons | Winter, Spring, Summer, Fall | Winter, Spring, Summer, Fall | Winter, Spring, Summer, Fall | Winter, Spring, Summer, Fall | Winter, Spring, Summer, Fall | Winter, Spring, Summer, Fall | Winter, Spring, Summer, Fall
#CAN -National Coal CO2 Rate Limit- NewUnit- v6.20 | 28 | 7655 | Rate Constraint in lbs/MWh | FALSE | L | Annual | Standard CO2 | lb/MWh | 925.94 | 925.94 | 925.94 | 925.94 | 925.94 | 925.94 | 925.94
#CAN -National Coal CO2 Rate Limit- NewUnit- v6.20 | 28 | 7655 | Rate Constraint in lbs/MWh | FALSE | L | Annual | Emissions at Affected Plants CO2 | Thousand Tons | 0 | 0 | 0 | 0 | 0 | 0 | 0
#CAN -National Coal CO2 Rate Limit- NewUnit- v6.20 | 28 | 7655 | Rate Constraint in lbs/MWh | FALSE | L | Annual | Allowances Purchased CO2 | Thousand Tons | 0 | 0 | 0 | 0 | 0 | 0 | 0
#CAN -National Coal CO2 Rate Limit- NewUnit- v6.20 | 28 | 7655 | Rate Constraint in lbs/MWh | FALSE | L | Annual | Allowances Sold CO2 | Thousand Tons | 0 | 0 | 0 | 0 | 0 | 0 | 0
#CAN -National Coal CO2 Rate Limit- NewUnit- v6.20 | 28 | 7655 | Rate Constraint in lbs/MWh | FALSE | L | Annual | Allowances Banked | Thousand Tons | 0 | 0 | 0 | 0 | 0 | 0 | 0
#CAN -National Coal CO2 Rate Limit- NewUnit- v6.20 | 28 | 7655 | Rate Constraint in lbs/MWh | FALSE | L | Annual | Allowances Withdrawn (1:1) | Thousand Tons | 0 | 0 | 0 | 0 | 0 | 0 | 0
#CAN -National Coal CO2 Rate Limit- NewUnit- v6.20 | 28 | 7655 | Rate Constraint in lbs/MWh | FALSE | L | Annual | Allowances Withdrawn (1:n) | Thousand Tons | 0 | 0 | 0 | 0 | 0 | 0 | 0
#CAN -National Coal CO2 Rate Limit- NewUnit- v6.20 | 28 | 7655 | Rate Constraint in lbs/MWh | FALSE | L | Annual | Total | Thousand Tons | 0 | 0 | 0 | 0 | 0 | 0 | 0
#CAN -National Coal CO2 Rate Limit- NewUnit- v6.20 | 28 | 7655 | Rate Constraint in lbs/MWh | FALSE | L | Annual | Fuel Consumed | TBtu | 0 | 0 | 0 | 0 | 0 | 0 | 0
#CAN -National Coal CO2 Rate Limit- NewUnit- v6.20 | 28 | 7655 | Rate Constraint in lbs/MWh | FALSE | L | Annual | Rate | lb/MMBtu | 0 | 0 | 0 | 0 | 0 | 0 | 0
#CAN -National Coal CO2 Rate Limit- NewUnit- v6.20 | 28 | 7655 | Rate Constraint in lbs/MWh | FALSE | L | Annual | Generation | TWh | 0 | 0 | 0 | 0 | 0 | 0 | 0
#CAN -National Coal CO2 Rate Limit- NewUnit- v6.20 | 28 | 7655 | Rate Constraint in lbs/MWh | FALSE | L | Annual | Qualifying Generation | TWh | 0 | 0 | 0 | 0 | 0 | 0 | 0
#CAN -National Coal CO2 Rate Limit- NewUnit- v6.20 | 28 | 7655 | Rate Constraint in lbs/MWh | FALSE | L | Annual | Constraint Shadow Price | US2022$/Ton | 0 | 1038.2005 | 890.2196 | 992.5275 | 958.1883 | 1011.9804 | 848.2254
#CAN -National Large NGas CO2 Rate Limit- v6.20 | 29 | 7673 | Rate Constraint in lbs/MWh | FALSE | L | Annual | Seasons Included | Seasons | Winter, Spring, Summer, Fall | Winter, Spring, Summer, Fall | Winter, Spring, Summer, Fall | Winter, Spring, Summer, Fall | Winter, Spring, Summer, Fall | Winter, Spring, Summer, Fall | Winter, Spring, Summer, Fall
#CAN -National Large NGas CO2 Rate Limit- v6.20 | 29 | 7673 | Rate Constraint in lbs/MWh | FALSE | L | Annual | Standard CO2 | lb/MWh | 925.9404 | 925.9404 | 925.9404 | 925.9404 | 925.9404 | 925.9404 | 925.9404
#CAN -National Large NGas CO2 Rate Limit- v6.20 | 29 | 7673 | Rate Constraint in lbs/MWh | FALSE | L | Annual | Emissions at Affected Plants CO2 | Thousand Tons | 22389.5631 | 31789.9274 | 33425.12 | 25170.7063 | 23037.3732 | 24011.2521 | 24299.7505
#CAN -National Large NGas CO2 Rate Limit- v6.20 | 29 | 7673 | Rate Constraint in lbs/MWh | FALSE | L | Annual | Allowances Purchased CO2 | Thousand Tons | 0 | 0 | 0 | 0 | 0 | 0 | 0
#CAN -National Large NGas CO2 Rate Limit- v6.20 | 29 | 7673 | Rate Constraint in lbs/MWh | FALSE | L | Annual | Allowances Sold CO2 | Thousand Tons | 0 | 0 | 0 | 0 | 0 | 0 | 0
#CAN -National Large NGas CO2 Rate Limit- v6.20 | 29 | 7673 | Rate Constraint in lbs/MWh | FALSE | L | Annual | Allowances Banked | Thousand Tons | 0 | 0 | 0 | 0 | 0 | 0 | 0
#CAN -National Large NGas CO2 Rate Limit- v6.20 | 29 | 7673 | Rate Constraint in lbs/MWh | FALSE | L | Annual | Allowances Withdrawn (1:1) | Thousand Tons | 0 | 0 | 0 | 0 | 0 | 0 | 0
#CAN -National Large NGas CO2 Rate Limit- v6.20 | 29 | 7673 | Rate Constraint in lbs/MWh | FALSE | L | Annual | Allowances Withdrawn (1:n) | Thousand Tons | 0 | 0 | 0 | 0 | 0 | 0 | 0
#CAN -National Large NGas CO2 Rate Limit- v6.20 | 29 | 7673 | Rate Constraint in lbs/MWh | FALSE | L | Annual | Total | Thousand Tons | 22389.5631 | 31789.9274 | 33425.12 | 25170.7063 | 23037.3732 | 24011.2521 | 24299.7505
#CAN -National Large NGas CO2 Rate Limit- v6.20 | 29 | 7673 | Rate Constraint in lbs/MWh | FALSE | L | Annual | Fuel Consumed | TBtu | 353.4759 | 508.8777 | 530.9767 | 393.1451 | 364.8222 | 382.3295 | 387.3927
#CAN -National Large NGas CO2 Rate Limit- v6.20 | 29 | 7673 | Rate Constraint in lbs/MWh | FALSE | L | Annual | Rate | lb/MMBtu | 126.6823 | 124.9413 | 125.9005 | 128.0479 | 126.2937 | 125.605 | 125.4528
#CAN -National Large NGas CO2 Rate Limit- v6.20 | 29 | 7673 | Rate Constraint in lbs/MWh | FALSE | L | Annual | Generation | TWh | 54.2465 | 75.6381 | 79.0035 | 60.0991 | 55.7537 | 57.3678 | 57.6908
#CAN -National Large NGas CO2 Rate Limit- v6.20 | 29 | 7673 | Rate Constraint in lbs/MWh | FALSE | L | Annual | Qualifying Generation | TWh | 54.2465 | 75.6381 | 79.0035 | 60.0991 | 55.7537 | 57.3678 | 57.6908
#CAN -National Large NGas CO2 Rate Limit- v6.20 | 29 | 7673 | Rate Constraint in lbs/MWh | FALSE | L | Annual | Constraint Shadow Price | US2022$/Ton | 0 | 0 | 0 | 0 | 0 | 0 | 0
#CAN -National NOx Rate Limit v4.12 | 30 | 7606 | Rate Constraint in lbs/MWh | FALSE | L | Annual | Seasons Included | Seasons | Winter, Spring, Summer, Fall | Winter, Spring, Summer, Fall | Winter, Spring, Summer, Fall | Winter, Spring, Summer, Fall | Winter, Spring, Summer, Fall | Winter, Spring, Summer, Fall | Winter, Spring, Summer, Fall
#CAN -National NOx Rate Limit v4.12 | 30 | 7606 | Rate Constraint in lbs/MWh | FALSE | L | Annual | Standard NOX | lb/MWh | 1.5212 | 1.5212 | 1.5212 | 1.5212 | 1.5212 | 1.5212 | 1.5212
#CAN -National NOx Rate Limit v4.12 | 30 | 7606 | Rate Constraint in lbs/MWh | FALSE | L | Annual | Emissions at Affected Plants NOX | Thousand Tons | 2.2759 | 3.1746 | 4.3636 | 4.0973 | 4.1178 | 6.8097 | 8.1955
#CAN -National NOx Rate Limit v4.12 | 30 | 7606 | Rate Constraint in lbs/MWh | FALSE | L | Annual | Allowances Purchased NOX | Thousand Tons | 0 | 0 | 0 | 0 | 0 | 0 | 0
#CAN -National NOx Rate Limit v4.12 | 30 | 7606 | Rate Constraint in lbs/MWh | FALSE | L | Annual | Allowances Sold NOX | Thousand Tons | 0 | 0 | 0 | 0 | 0 | 0 | 0
#CAN -National NOx Rate Limit v4.12 | 30 | 7606 | Rate Constraint in lbs/MWh | FALSE | L | Annual | Allowances Banked | Thousand Tons | 0 | 0 | 0 | 0 | 0 | 0 | 0
#CAN -National NOx Rate Limit v4.12 | 30 | 7606 | Rate Constraint in lbs/MWh | FALSE | L | Annual | Allowances Withdrawn (1:1) | Thousand Tons | 0 | 0 | 0 | 0 | 0 | 0 | 0
#CAN -National NOx Rate Limit v4.12 | 30 | 7606 | Rate Constraint in lbs/MWh | FALSE | L | Annual | Allowances Withdrawn (1:n) | Thousand Tons | 0 | 0 | 0 | 0 | 0 | 0 | 0
#CAN -National NOx Rate Limit v4.12 | 30 | 7606 | Rate Constraint in lbs/MWh | FALSE | L | Annual | Total | Thousand Tons | 2.2759 | 3.1746 | 4.3636 | 4.0973 | 4.1178 | 6.8097 | 8.1955
#CAN -National NOx Rate Limit v4.12 | 30 | 7606 | Rate Constraint in lbs/MWh | FALSE | L | Annual | Fuel Consumed | TBtu | 353.4043 | 507.903 | 559.2234 | 442.1309 | 414.2768 | 450.5687 | 492.5351
#CAN -National NOx Rate Limit v4.12 | 30 | 7606 | Rate Constraint in lbs/MWh | FALSE | L | Annual | Rate | lb/MMBtu | 0.01288 | 0.012501 | 0.015606 | 0.018534 | 0.019879 | 0.030227 | 0.033279
#CAN -National NOx Rate Limit v4.12 | 30 | 7606 | Rate Constraint in lbs/MWh | FALSE | L | Annual | Generation | TWh | 54.2197 | 75.4511 | 82.1738 | 65.68 | 61.1947 | 64.9817 | 69.636
#CAN -National NOx Rate Limit v4.12 | 30 | 7606 | Rate Constraint in lbs/MWh | FALSE | L | Annual | Qualifying Generation | TWh | 54.2197 | 75.4511 | 82.1738 | 65.68 | 61.1947 | 64.9817 | 69.636
#CAN -National NOx Rate Limit v4.12 | 30 | 7606 | Rate Constraint in lbs/MWh | FALSE | L | Annual | Constraint Shadow Price | US2022$/Ton | 0 | 0 | 0 | 0 | 0 | 0 | 0
#CAN -National Small NGas CO2 Rate Limit- v6.20 | 31 | 7674 | Rate Constraint in lbs/MWh | FALSE | L | Annual | Seasons Included | Seasons | Winter, Spring, Summer, Fall | Winter, Spring, Summer, Fall | Winter, Spring, Summer, Fall | Winter, Spring, Summer, Fall | Winter, Spring, Summer, Fall | Winter, Spring, Summer, Fall | Winter, Spring, Summer, Fall
#CAN -National Small NGas CO2 Rate Limit- v6.20 | 31 | 7674 | Rate Constraint in lbs/MWh | FALSE | L | Annual | Standard CO2 | lb/MWh | 1212.541 | 1212.541 | 1212.541 | 1212.541 | 1212.541 | 1212.541 | 1212.541
#CAN -National Small NGas CO2 Rate Limit- v6.20 | 31 | 7674 | Rate Constraint in lbs/MWh | FALSE | L | Annual | Emissions at Affected Plants CO2 | Thousand Tons | 7227.9436 | 8465.9694 | 9554.9723 | 8533.7958 | 7074.6175 | 7093.4549 | 7090.2132
#CAN -National Small NGas CO2 Rate Limit- v6.20 | 31 | 7674 | Rate Constraint in lbs/MWh | FALSE | L | Annual | Allowances Purchased CO2 | Thousand Tons | 0 | 0 | 0 | 0 | 0 | 0 | 0
#CAN -National Small NGas CO2 Rate Limit- v6.20 | 31 | 7674 | Rate Constraint in lbs/MWh | FALSE | L | Annual | Allowances Sold CO2 | Thousand Tons | 0 | 0 | 0 | 0 | 0 | 0 | 0
#CAN -National Small NGas CO2 Rate Limit- v6.20 | 31 | 7674 | Rate Constraint in lbs/MWh | FALSE | L | Annual | Allowances Banked | Thousand Tons | 0 | 0 | 0 | 0 | 0 | 0 | 0
#CAN -National Small NGas CO2 Rate Limit- v6.20 | 31 | 7674 | Rate Constraint in lbs/MWh | FALSE | L | Annual | Allowances Withdrawn (1:1) | Thousand Tons | 0 | 0 | 0 | 0 | 0 | 0 | 0
#CAN -National Small NGas CO2 Rate Limit- v6.20 | 31 | 7674 | Rate Constraint in lbs/MWh | FALSE | L | Annual | Allowances Withdrawn (1:n) | Thousand Tons | 0 | 0 | 0 | 0 | 0 | 0 | 0
#CAN -National Small NGas CO2 Rate Limit- v6.20 | 31 | 7674 | Rate Constraint in lbs/MWh | FALSE | L | Annual | Total | Thousand Tons | 7227.9436 | 8465.9694 | 9554.9723 | 8533.7958 | 7074.6175 | 7093.4549 | 7090.2132
#CAN -National Small NGas CO2 Rate Limit- v6.20 | 31 | 7674 | Rate Constraint in lbs/MWh | FALSE | L | Annual | Fuel Consumed | TBtu | 93.6435 | 110.167 | 123.283 | 109.613 | 91.2214 | 89.1142 | 89.0272
#CAN -National Small NGas CO2 Rate Limit- v6.20 | 31 | 7674 | Rate Constraint in lbs/MWh | FALSE | L | Annual | Rate | lb/MMBtu | 154.3715 | 153.6933 | 155.0087 | 155.7077 | 155.1088 | 159.1991 | 159.282
#CAN -National Small NGas CO2 Rate Limit- v6.20 | 31 | 7674 | Rate Constraint in lbs/MWh | FALSE | L | Annual | Generation | TWh | 13.9256 | 16.3347 | 18.2685 | 16.2622 | 13.3183 | 12.8996 | 12.7527
#CAN -National Small NGas CO2 Rate Limit- v6.20 | 31 | 7674 | Rate Constraint in lbs/MWh | FALSE | L | Annual | Qualifying Generation | TWh | 13.9256 | 16.3347 | 18.2685 | 16.2622 | 13.3183 | 12.8996 | 12.7527
#CAN -National Small NGas CO2 Rate Limit- v6.20 | 31 | 7674 | Rate Constraint in lbs/MWh | FALSE | L | Annual | Constraint Shadow Price | US2022$/Ton | 0 | 0 | 0 | 0 | 0 | 0 | 0
#CAN -National SO2 Rate Limit v4.12 | 32 | 7605 | Rate Constraint in lbs/MWh | FALSE | L | Annual | Seasons Included | Seasons | Winter, Spring, Summer, Fall | Winter, Spring, Summer, Fall | Winter, Spring, Summer, Fall | Winter, Spring, Summer, Fall | Winter, Spring, Summer, Fall | Winter, Spring, Summer, Fall | Winter, Spring, Summer, Fall
#CAN -National SO2 Rate Limit v4.12 | 32 | 7605 | Rate Constraint in lbs/MWh | FALSE | L | Annual | Standard SO2 | lb/MWh | 9.3476 | 9.3476 | 9.3476 | 9.3476 | 9.3476 | 9.3476 | 9.3476
#CAN -National SO2 Rate Limit v4.12 | 32 | 7605 | Rate Constraint in lbs/MWh | FALSE | L | Annual | Emissions at Affected Plants SO2 | Thousand Tons | 0.25581 | 0.25581 | 0.94709 | 1.5651 | 1.7061 | 2.1938 | 3.1387
#CAN -National SO2 Rate Limit v4.12 | 32 | 7605 | Rate Constraint in lbs/MWh | FALSE | L | Annual | Allowances Purchased SO2 | Thousand Tons | 0 | 0 | 0 | 0 | 0 | 0 | 0
#CAN -National SO2 Rate Limit v4.12 | 32 | 7605 | Rate Constraint in lbs/MWh | FALSE | L | Annual | Allowances Sold SO2 | Thousand Tons | 0 | 0 | 0 | 0 | 0 | 0 | 0
#CAN -National SO2 Rate Limit v4.12 | 32 | 7605 | Rate Constraint in lbs/MWh | FALSE | L | Annual | Allowances Banked | Thousand Tons | 0 | 0 | 0 | 0 | 0 | 0 | 0
#CAN -National SO2 Rate Limit v4.12 | 32 | 7605 | Rate Constraint in lbs/MWh | FALSE | L | Annual | Allowances Withdrawn (1:1) | Thousand Tons | 0 | 0 | 0 | 0 | 0 | 0 | 0
#CAN -National SO2 Rate Limit v4.12 | 32 | 7605 | Rate Constraint in lbs/MWh | FALSE | L | Annual | Allowances Withdrawn (1:n) | Thousand Tons | 0 | 0 | 0 | 0 | 0 | 0 | 0
#CAN -National SO2 Rate Limit v4.12 | 32 | 7605 | Rate Constraint in lbs/MWh | FALSE | L | Annual | Total | Thousand Tons | 0.25581 | 0.25581 | 0.94709 | 1.5651 | 1.7061 | 2.1938 | 3.1387
#CAN -National SO2 Rate Limit v4.12 | 32 | 7605 | Rate Constraint in lbs/MWh | FALSE | L | Annual | Fuel Consumed | TBtu | 353.4043 | 507.903 | 559.2234 | 442.1309 | 414.2768 | 450.5687 | 492.5351
#CAN -National SO2 Rate Limit v4.12 | 32 | 7605 | Rate Constraint in lbs/MWh | FALSE | L | Annual | Rate | lb/MMBtu | 0.0014477 | 0.0010073 | 0.0033872 | 0.0070796 | 0.0082367 | 0.0097379 | 0.012745
#CAN -National SO2 Rate Limit v4.12 | 32 | 7605 | Rate Constraint in lbs/MWh | FALSE | L | Annual | Generation | TWh | 54.2197 | 75.4511 | 82.1738 | 65.68 | 61.1947 | 64.9817 | 69.636
#CAN -National SO2 Rate Limit v4.12 | 32 | 7605 | Rate Constraint in lbs/MWh | FALSE | L | Annual | Qualifying Generation | TWh | 54.2197 | 75.4511 | 82.1738 | 65.68 | 61.1947 | 64.9817 | 69.636
#CAN -National SO2 Rate Limit v4.12 | 32 | 7605 | Rate Constraint in lbs/MWh | FALSE | L | Annual | Constraint Shadow Price | US2022$/Ton | 0 | 0 | 0 | 0 | 0 | 0 | 0
#CAN RPS v6.20- CNAB | 33 | 7565 | Generation Constraint in GWh | FALSE | G | Annual | Seasons Included | Seasons | Winter, Spring, Summer, Fall | Winter, Spring, Summer, Fall | Winter, Spring, Summer, Fall | Winter, Spring, Summer, Fall | Winter, Spring, Summer, Fall | Winter, Spring, Summer, Fall | Winter, Spring, Summer, Fall
#CAN RPS v6.20- CNAB | 33 | 7565 | Generation Constraint in GWh | FALSE | G | Annual | Standard GWh | GWh | 0 | 26010.2208 | 27377.2187 | 29048.3858 | 30584.7289 | 32047.0317 | 33601.0433
#CAN RPS v6.20- CNAB | 33 | 7565 | Generation Constraint in GWh | FALSE | G | Annual | Generation at Eligible Plants | GWh | 50705.0195 | 50705.0195 | 50705.0195 | 51067.3937 | 51073.3094 | 51073.3094 | 51073.3094
#CAN RPS v6.20- CNAB | 33 | 7565 | Generation Constraint in GWh | FALSE | G | Annual | Allowances Purchased | GWh | 0 | 0 | 0 | 0 | 0 | 0 | 0
#CAN RPS v6.20- CNAB | 33 | 7565 | Generation Constraint in GWh | FALSE | G | Annual | Allowances Sold | GWh | 0 | 0 | 0 | 0 | 0 | 0 | 0
#CAN RPS v6.20- CNAB | 33 | 7565 | Generation Constraint in GWh | FALSE | G | Annual | Allowances Banked | GWh | 0 | 0 | 0 | 0 | 0 | 0 | 0
#CAN RPS v6.20- CNAB | 33 | 7565 | Generation Constraint in GWh | FALSE | G | Annual | Allowances Withdrawn (1:1) | GWh | 0 | 0 | 0 | 0 | 0 | 0 | 0
#CAN RPS v6.20- CNAB | 33 | 7565 | Generation Constraint in GWh | FALSE | G | Annual | Allowances Withdrawn (1:n) | GWh | 0 | 0 | 0 | 0 | 0 | 0 | 0
#CAN RPS v6.20- CNAB | 33 | 7565 | Generation Constraint in GWh | FALSE | G | Annual | Net Emissions Allowance Position | GWh | 50705.0195 | 50705.0195 | 50705.0195 | 51067.3937 | 51073.3094 | 51073.3094 | 51073.3094
#CAN RPS v6.20- CNAB | 33 | 7565 | Generation Constraint in GWh | FALSE | G | Annual | Constraint Shadow Price | US2022$/MWh | 0 | 0 | 0 | 0 | 0 | 0 | 0
#CAN RPS v6.20- CNBC | 34 | 7564 | Generation Constraint in GWh | FALSE | G | Annual | Seasons Included | Seasons | Winter, Spring, Summer, Fall | Winter, Spring, Summer, Fall | Winter, Spring, Summer, Fall | Winter, Spring, Summer, Fall | Winter, Spring, Summer, Fall | Winter, Spring, Summer, Fall | Winter, Spring, Summer, Fall
#CAN RPS v6.20- CNBC | 34 | 7564 | Generation Constraint in GWh | FALSE | G | Annual | Standard GWh | GWh | 61487.3327 | 62841.644 | 65278.8284 | 70426.1879 | 74624.8277 | 78848.8829 | 83366.1078
#CAN RPS v6.20- CNBC | 34 | 7564 | Generation Constraint in GWh | FALSE | G | Annual | Generation at Eligible Plants | GWh | 82085.7803 | 82085.7803 | 82085.7803 | 82550.9363 | 85236.3491 | 88372.1112 | 94112.9141
#CAN RPS v6.20- CNBC | 34 | 7564 | Generation Constraint in GWh | FALSE | G | Annual | Allowances Purchased | GWh | 0 | 0 | 0 | 0 | 0 | 0 | 0
#CAN RPS v6.20- CNBC | 34 | 7564 | Generation Constraint in GWh | FALSE | G | Annual | Allowances Sold | GWh | 0 | 0 | 0 | 0 | 0 | 0 | 0
#CAN RPS v6.20- CNBC | 34 | 7564 | Generation Constraint in GWh | FALSE | G | Annual | Allowances Banked | GWh | 0 | 0 | 0 | 0 | 0 | 0 | 0
#CAN RPS v6.20- CNBC | 34 | 7564 | Generation Constraint in GWh | FALSE | G | Annual | Allowances Withdrawn (1:1) | GWh | 0 | 0 | 0 | 0 | 0 | 0 | 0
#CAN RPS v6.20- CNBC | 34 | 7564 | Generation Constraint in GWh | FALSE | G | Annual | Allowances Withdrawn (1:n) | GWh | 0 | 0 | 0 | 0 | 0 | 0 | 0
#CAN RPS v6.20- CNBC | 34 | 7564 | Generation Constraint in GWh | FALSE | G | Annual | Net Emissions Allowance Position | GWh | 82085.7803 | 82085.7803 | 82085.7803 | 82550.9363 | 85236.3491 | 88372.1112 | 94112.9141
#CAN RPS v6.20- CNBC | 34 | 7564 | Generation Constraint in GWh | FALSE | G | Annual | Constraint Shadow Price | US2022$/MWh | 0 | 0 | 0 | 0 | 0 | 0 | 0
#CAN RPS v6.20- CNNB | 35 | 7567 | Generation Constraint in GWh | FALSE | G | Annual | Seasons Included | Seasons | Winter, Spring, Summer, Fall | Winter, Spring, Summer, Fall | Winter, Spring, Summer, Fall | Winter, Spring, Summer, Fall | Winter, Spring, Summer, Fall | Winter, Spring, Summer, Fall | Winter, Spring, Summer, Fall
#CAN RPS v6.20- CNNB | 35 | 7567 | Generation Constraint in GWh | FALSE | G | Annual | Standard GWh | GWh | 5814.1802 | 5848.5999 | 5270.722 | 4615.7509 | 4744.21 | 4893.3711 | 5021.387
#CAN RPS v6.20- CNNB | 35 | 7567 | Generation Constraint in GWh | FALSE | G | Annual | Generation at Eligible Plants | GWh | 5814.1802 | 5848.5999 | 10545.485 | 10296.9622 | 12028.5406 | 10672.1288 | 11257.7102
#CAN RPS v6.20- CNNB | 35 | 7567 | Generation Constraint in GWh | FALSE | G | Annual | Allowances Purchased | GWh | 0 | 0 | 0 | 0 | 0 | 0 | 0
#CAN RPS v6.20- CNNB | 35 | 7567 | Generation Constraint in GWh | FALSE | G | Annual | Allowances Sold | GWh | 0 | 0 | 0 | 0 | 0 | 0 | 0
#CAN RPS v6.20- CNNB | 35 | 7567 | Generation Constraint in GWh | FALSE | G | Annual | Allowances Banked | GWh | 0 | 0 | 0 | 0 | 0 | 0 | 0
#CAN RPS v6.20- CNNB | 35 | 7567 | Generation Constraint in GWh | FALSE | G | Annual | Allowances Withdrawn (1:1) | GWh | 0 | 0 | 0 | 0 | 0 | 0 | 0
#CAN RPS v6.20- CNNB | 35 | 7567 | Generation Constraint in GWh | FALSE | G | Annual | Allowances Withdrawn (1:n) | GWh | 0 | 0 | 0 | 0 | 0 | 0 | 0
#CAN RPS v6.20- CNNB | 35 | 7567 | Generation Constraint in GWh | FALSE | G | Annual | Net Emissions Allowance Position | GWh | 5814.1802 | 5848.5999 | 10545.485 | 10296.9622 | 12028.5406 | 10672.1288 | 11257.7102
#CAN RPS v6.20- CNNB | 35 | 7567 | Generation Constraint in GWh | FALSE | G | Annual | Constraint Shadow Price | US2022$/MWh | 12.032 | 12.0317 | 0 | 0 | 0 | 0 | 0
#CAN RPS v6.20- CNNS | 36 | 7568 | Generation Constraint in GWh | FALSE | G | Annual | Seasons Included | Seasons | Winter, Spring, Summer, Fall | Winter, Spring, Summer, Fall | Winter, Spring, Summer, Fall | Winter, Spring, Summer, Fall | Winter, Spring, Summer, Fall | Winter, Spring, Summer, Fall | Winter, Spring, Summer, Fall
#CAN RPS v6.20- CNNS | 36 | 7568 | Generation Constraint in GWh | FALSE | G | Annual | Standard GWh | GWh | 4524.3486 | 9263.029 | 9701.4404 | 10324.3172 | 10770.5449 | 11095.7317 | 11438.1555
#CAN RPS v6.20- CNNS | 36 | 7568 | Generation Constraint in GWh | FALSE | G | Annual | Generation at Eligible Plants | GWh | 4524.3486 | 9263.029 | 10392.6783 | 11426.8825 | 11458.529 | 11469.9502 | 11840.2889
#CAN RPS v6.20- CNNS | 36 | 7568 | Generation Constraint in GWh | FALSE | G | Annual | Allowances Purchased | GWh | 0 | 0 | 0 | 0 | 0 | 0 | 0
#CAN RPS v6.20- CNNS | 36 | 7568 | Generation Constraint in GWh | FALSE | G | Annual | Allowances Sold | GWh | 0 | 0 | 0 | 0 | 0 | 0 | 0
#CAN RPS v6.20- CNNS | 36 | 7568 | Generation Constraint in GWh | FALSE | G | Annual | Allowances Banked | GWh | 0 | 0 | 0 | 0 | 0 | 0 | 0
#CAN RPS v6.20- CNNS | 36 | 7568 | Generation Constraint in GWh | FALSE | G | Annual | Allowances Withdrawn (1:1) | GWh | 0 | 0 | 0 | 0 | 0 | 0 | 0
#CAN RPS v6.20- CNNS | 36 | 7568 | Generation Constraint in GWh | FALSE | G | Annual | Allowances Withdrawn (1:n) | GWh | 0 | 0 | 0 | 0 | 0 | 0 | 0
#CAN RPS v6.20- CNNS | 36 | 7568 | Generation Constraint in GWh | FALSE | G | Annual | Net Emissions Allowance Position | GWh | 4524.3486 | 9263.029 | 10392.6783 | 11426.8825 | 11458.529 | 11469.9502 | 11840.2889
#CAN RPS v6.20- CNNS | 36 | 7568 | Generation Constraint in GWh | FALSE | G | Annual | Constraint Shadow Price | US2022$/MWh | 12.032 | 12.0317 | 0 | 0 | 0 | 0 | 0
#CAN RPS v6.20- CNPE | 37 | 7569 | Generation Constraint in GWh | FALSE | G | Annual | Seasons Included | Seasons | Winter, Spring, Summer, Fall | Winter, Spring, Summer, Fall | Winter, Spring, Summer, Fall | Winter, Spring, Summer, Fall | Winter, Spring, Summer, Fall | Winter, Spring, Summer, Fall | Winter, Spring, Summer, Fall
#CAN RPS v6.20- CNPE | 37 | 7569 | Generation Constraint in GWh | FALSE | G | Annual | Standard GWh | GWh | 541.3527 | 553.7121 | 603.041 | 681.7779 | 761.0893 | 846.6196 | 942.373
#CAN RPS v6.20- CNPE | 37 | 7569 | Generation Constraint in GWh | FALSE | G | Annual | Generation at Eligible Plants | GWh | 541.3527 | 553.7121 | 2006.9138 | 2097.3539 | 2883.7774 | 3014.2002 | 3455.2005
#CAN RPS v6.20- CNPE | 37 | 7569 | Generation Constraint in GWh | FALSE | G | Annual | Allowances Purchased | GWh | 0 | 0 | 0 | 0 | 0 | 0 | 0
#CAN RPS v6.20- CNPE | 37 | 7569 | Generation Constraint in GWh | FALSE | G | Annual | Allowances Sold | GWh | 0 | 0 | 0 | 0 | 0 | 0 | 0
#CAN RPS v6.20- CNPE | 37 | 7569 | Generation Constraint in GWh | FALSE | G | Annual | Allowances Banked | GWh | 0 | 0 | 0 | 0 | 0 | 0 | 0
#CAN RPS v6.20- CNPE | 37 | 7569 | Generation Constraint in GWh | FALSE | G | Annual | Allowances Withdrawn (1:1) | GWh | 0 | 0 | 0 | 0 | 0 | 0 | 0
#CAN RPS v6.20- CNPE | 37 | 7569 | Generation Constraint in GWh | FALSE | G | Annual | Allowances Withdrawn (1:n) | GWh | 0 | 0 | 0 | 0 | 0 | 0 | 0
#CAN RPS v6.20- CNPE | 37 | 7569 | Generation Constraint in GWh | FALSE | G | Annual | Net Emissions Allowance Position | GWh | 541.3527 | 553.7121 | 2006.9138 | 2097.3539 | 2883.7774 | 3014.2002 | 3455.2005
#CAN RPS v6.20- CNPE | 37 | 7569 | Generation Constraint in GWh | FALSE | G | Annual | Constraint Shadow Price | US2022$/MWh | 12.032 | 12.0317 | 0 | 0 | 0 | 0 | 0
#CAN RPS v6.20- CNSK | 38 | 7566 | Generation Constraint in GWh | FALSE | G | Annual | Seasons Included | Seasons | Winter, Spring, Summer, Fall | Winter, Spring, Summer, Fall | Winter, Spring, Summer, Fall | Winter, Spring, Summer, Fall | Winter, Spring, Summer, Fall | Winter, Spring, Summer, Fall | Winter, Spring, Summer, Fall
#CAN RPS v6.20- CNSK | 38 | 7566 | Generation Constraint in GWh | FALSE | G | Annual | Standard GWh | GWh | 10660.6696 | 13457.2825 | 14013.8517 | 14956.9404 | 15686.1614 | 16153.6966 | 16645.9635
#CAN RPS v6.20- CNSK | 38 | 7566 | Generation Constraint in GWh | FALSE | G | Annual | Generation at Eligible Plants | GWh | 11093.6949 | 13457.2825 | 14013.8517 | 14956.9404 | 15686.1614 | 17681.4685 | 17681.4685
#CAN RPS v6.20- CNSK | 38 | 7566 | Generation Constraint in GWh | FALSE | G | Annual | Allowances Purchased | GWh | 0 | 0 | 0 | 0 | 0 | 0 | 0
#CAN RPS v6.20- CNSK | 38 | 7566 | Generation Constraint in GWh | FALSE | G | Annual | Allowances Sold | GWh | 0 | 0 | 0 | 0 | 0 | 0 | 0
#CAN RPS v6.20- CNSK | 38 | 7566 | Generation Constraint in GWh | FALSE | G | Annual | Allowances Banked | GWh | 0 | 0 | 0 | 0 | 0 | 0 | 0
#CAN RPS v6.20- CNSK | 38 | 7566 | Generation Constraint in GWh | FALSE | G | Annual | Allowances Withdrawn (1:1) | GWh | 0 | 0 | 0 | 0 | 0 | 0 | 0
#CAN RPS v6.20- CNSK | 38 | 7566 | Generation Constraint in GWh | FALSE | G | Annual | Allowances Withdrawn (1:n) | GWh | 0 | 0 | 0 | 0 | 0 | 0 | 0
#CAN RPS v6.20- CNSK | 38 | 7566 | Generation Constraint in GWh | FALSE | G | Annual | Net Emissions Allowance Position | GWh | 11093.6949 | 13457.2825 | 14013.8517 | 14956.9404 | 15686.1614 | 17681.4685 | 17681.4685
#CAN RPS v6.20- CNSK | 38 | 7566 | Generation Constraint in GWh | FALSE | G | Annual | Constraint Shadow Price | US2022$/MWh | 0 | 43.9574 | 8.2346 | 14.7688 | 4.5963 | 0 | 0
#CAN Trenton 1-2 - SO2 Rate Annual v3.1 | 39 | 7638 | Rate Constraint in lbs/MMBtu | FALSE | L | Annual | Seasons Included | Seasons | Winter, Spring, Summer, Fall | Winter, Spring, Summer, Fall | Winter, Spring, Summer, Fall | Winter, Spring, Summer, Fall | Winter, Spring, Summer, Fall | Winter, Spring, Summer, Fall | Winter, Spring, Summer, Fall
#CAN Trenton 1-2 - SO2 Rate Annual v3.1 | 39 | 7638 | Rate Constraint in lbs/MMBtu | FALSE | L | Annual | Standard SO2 | lb/MMBtu | 3.2097 | 3.2097 | 3.2097 | 3.2097 | 3.2097 | 3.2097 | 3.2097
#CAN Trenton 1-2 - SO2 Rate Annual v3.1 | 39 | 7638 | Rate Constraint in lbs/MMBtu | FALSE | L | Annual | Emissions at Affected Plants SO2 | Thousand Tons | 0.35105 | 0 | 0 | 0 | 0 | 0 | 0
#CAN Trenton 1-2 - SO2 Rate Annual v3.1 | 39 | 7638 | Rate Constraint in lbs/MMBtu | FALSE | L | Annual | Allowances Purchased SO2 | Thousand Tons | 0 | 0 | 0 | 0 | 0 | 0 | 0
#CAN Trenton 1-2 - SO2 Rate Annual v3.1 | 39 | 7638 | Rate Constraint in lbs/MMBtu | FALSE | L | Annual | Allowances Sold SO2 | Thousand Tons | 0 | 0 | 0 | 0 | 0 | 0 | 0
#CAN Trenton 1-2 - SO2 Rate Annual v3.1 | 39 | 7638 | Rate Constraint in lbs/MMBtu | FALSE | L | Annual | Allowances Banked | Thousand Tons | 0 | 0 | 0 | 0 | 0 | 0 | 0
#CAN Trenton 1-2 - SO2 Rate Annual v3.1 | 39 | 7638 | Rate Constraint in lbs/MMBtu | FALSE | L | Annual | Allowances Withdrawn (1:1) | Thousand Tons | 0 | 0 | 0 | 0 | 0 | 0 | 0
#CAN Trenton 1-2 - SO2 Rate Annual v3.1 | 39 | 7638 | Rate Constraint in lbs/MMBtu | FALSE | L | Annual | Allowances Withdrawn (1:n) | Thousand Tons | 0 | 0 | 0 | 0 | 0 | 0 | 0
#CAN Trenton 1-2 - SO2 Rate Annual v3.1 | 39 | 7638 | Rate Constraint in lbs/MMBtu | FALSE | L | Annual | Total | Thousand Tons | 0.35105 | 0 | 0 | 0 | 0 | 0 | 0
#CAN Trenton 1-2 - SO2 Rate Annual v3.1 | 39 | 7638 | Rate Constraint in lbs/MMBtu | FALSE | L | Annual | Fuel Consumed | TBtu | 0.64088 | 0 | 0 | 0 | 0 | 0 | 0
#CAN Trenton 1-2 - SO2 Rate Annual v3.1 | 39 | 7638 | Rate Constraint in lbs/MMBtu | FALSE | L | Annual | Rate | lb/MMBtu | 1.0955 | 0 | 0 | 0 | 0 | 0 | 0
#CAN Trenton 1-2 - SO2 Rate Annual v3.1 | 39 | 7638 | Rate Constraint in lbs/MMBtu | FALSE | L | Annual | Generation | TWh | 0.061399 | 0 | 0 | 0 | 0 | 0 | 0
#CAN Trenton 1-2 - SO2 Rate Annual v3.1 | 39 | 7638 | Rate Constraint in lbs/MMBtu | FALSE | L | Annual | Qualifying Generation | TWh | 0.061399 | 0 | 0 | 0 | 0 | 0 | 0
#CAN Trenton 1-2 - SO2 Rate Annual v3.1 | 39 | 7638 | Rate Constraint in lbs/MMBtu | FALSE | L | Annual | Rate | lb/MWh | 11.4349 | 0 | 0 | 0 | 0 | 0 | 0
#CAN Trenton 1-2 - SO2 Rate Annual v3.1 | 39 | 7638 | Rate Constraint in lbs/MMBtu | FALSE | L | Annual | Constraint Shadow Price | US2022$/Ton | 0 | 0 | 0 | 0 | 0 | 0 | 0
#MATS - HCL Rate in 2015 | 40 | 7120 | MACT Fuel Choice Floor in lbs/MMBtu | FALSE | L | Annual | Seasons Included | Seasons | Winter, Spring, Summer, Fall | Winter, Spring, Summer, Fall | Winter, Spring, Summer, Fall | Winter, Spring, Summer, Fall | Winter, Spring, Summer, Fall | Winter, Spring, Summer, Fall | Winter, Spring, Summer, Fall
#MATS - HCL Rate in 2015 | 40 | 7120 | MACT Fuel Choice Floor in lbs/MMBtu | FALSE | L | Annual | Emission Floor HCL | lbs/MMBtu | 0.002 | 0.002 | 0.002 | 0.002 | 0.002 | 0.002 | 0.002
#MATS - HCL Rate in 2015 | 40 | 7120 | MACT Fuel Choice Floor in lbs/MMBtu | FALSE | L | Annual | Emissions at Affected Plants HCL | Thousand Tons | 3.6175 | 3.7816 | 3.6827 | 3.6092 | 2.6976 | 2.2183 | 2.2237
#MATS - HCL Rate in 2015 | 40 | 7120 | MACT Fuel Choice Floor in lbs/MMBtu | FALSE | L | Annual | Allowances Purchased HCL | Thousand Tons | 0 | 0 | 0 | 0 | 0 | 0 | 0
#MATS - HCL Rate in 2015 | 40 | 7120 | MACT Fuel Choice Floor in lbs/MMBtu | FALSE | L | Annual | Allowances Sold HCL | Thousand Tons | 0 | 0 | 0 | 0 | 0 | 0 | 0
#MATS - HCL Rate in 2015 | 40 | 7120 | MACT Fuel Choice Floor in lbs/MMBtu | FALSE | L | Annual | Allowances Banked | Thousand Tons | 0 | 0 | 0 | 0 | 0 | 0 | 0
#MATS - HCL Rate in 2015 | 40 | 7120 | MACT Fuel Choice Floor in lbs/MMBtu | FALSE | L | Annual | Allowances Withdrawn (1:1) | Thousand Tons | 0 | 0 | 0 | 0 | 0 | 0 | 0
#MATS - HCL Rate in 2015 | 40 | 7120 | MACT Fuel Choice Floor in lbs/MMBtu | FALSE | L | Annual | Allowances Withdrawn (1:n) | Thousand Tons | 0 | 0 | 0 | 0 | 0 | 0 | 0
#MATS - HCL Rate in 2015 | 40 | 7120 | MACT Fuel Choice Floor in lbs/MMBtu | FALSE | L | Annual | Total | Thousand Tons | 3.6175 | 3.7816 | 3.6827 | 3.6092 | 2.6976 | 2.2183 | 2.2237
#MATS - HCL Rate in 2015 | 40 | 7120 | MACT Fuel Choice Floor in lbs/MMBtu | FALSE | L | Annual | Fuel Consumed | TBtu | 7398.55 | 7605.2498 | 7386.2413 | 7271.6372 | 5473.3701 | 4518.5634 | 4532.1028
#MATS - HCL Rate in 2015 | 40 | 7120 | MACT Fuel Choice Floor in lbs/MMBtu | FALSE | L | Annual | Rate | lbs/MMBtu | 0.00097788 | 0.00099447 | 0.00099717 | 0.00099267 | 0.00098571 | 0.00098185 | 0.00098131
#MATS - HCL Rate in 2015 | 40 | 7120 | MACT Fuel Choice Floor in lbs/MMBtu | FALSE | L | Annual | Generation | TWh | 716.4942 | 729.5452 | 663.162 | 652.921 | 522.1658 | 432.4448 | 433.7218
#MATS - HCL Rate in 2015 | 40 | 7120 | MACT Fuel Choice Floor in lbs/MMBtu | FALSE | L | Annual | Qualifying Generation | TWh | 716.4942 | 729.5452 | 663.162 | 652.921 | 522.1658 | 432.4448 | 433.7218
#MATS - HCL Rate in 2015 | 40 | 7120 | MACT Fuel Choice Floor in lbs/MMBtu | FALSE | L | Annual | Constraint Shadow Price | US2022$/Ton | 0 | 0 | 0 | 0 | 0 | 0 | 0
#MATS - HCL Rate in 2015 (IGCC) | 41 | 7121 | MACT Fuel Choice Floor in lbs/MMBtu | FALSE | L | Annual | Seasons Included | Seasons | Winter, Spring, Summer, Fall | Winter, Spring, Summer, Fall | Winter, Spring, Summer, Fall | Winter, Spring, Summer, Fall | Winter, Spring, Summer, Fall | Winter, Spring, Summer, Fall | Winter, Spring, Summer, Fall
#MATS - HCL Rate in 2015 (IGCC) | 41 | 7121 | MACT Fuel Choice Floor in lbs/MMBtu | FALSE | L | Annual | Emission Floor HCL | lbs/MMBtu | 0.005 | 0.005 | 0.005 | 0.005 | 0.005 | 0.005 | 0.005
#MATS - HCL Rate in 2015 (IGCC) | 41 | 7121 | MACT Fuel Choice Floor in lbs/MMBtu | FALSE | L | Annual | Emissions at Affected Plants HCL | Thousand Tons | 0.010703 | 0.010703 | 0 | 0 | 0 | 0 | 0
#MATS - HCL Rate in 2015 (IGCC) | 41 | 7121 | MACT Fuel Choice Floor in lbs/MMBtu | FALSE | L | Annual | Allowances Purchased HCL | Thousand Tons | 0 | 0 | 0 | 0 | 0 | 0 | 0
#MATS - HCL Rate in 2015 (IGCC) | 41 | 7121 | MACT Fuel Choice Floor in lbs/MMBtu | FALSE | L | Annual | Allowances Sold HCL | Thousand Tons | 0 | 0 | 0 | 0 | 0 | 0 | 0
#MATS - HCL Rate in 2015 (IGCC) | 41 | 7121 | MACT Fuel Choice Floor in lbs/MMBtu | FALSE | L | Annual | Allowances Banked | Thousand Tons | 0 | 0 | 0 | 0 | 0 | 0 | 0
#MATS - HCL Rate in 2015 (IGCC) | 41 | 7121 | MACT Fuel Choice Floor in lbs/MMBtu | FALSE | L | Annual | Allowances Withdrawn (1:1) | Thousand Tons | 0 | 0 | 0 | 0 | 0 | 0 | 0
#MATS - HCL Rate in 2015 (IGCC) | 41 | 7121 | MACT Fuel Choice Floor in lbs/MMBtu | FALSE | L | Annual | Allowances Withdrawn (1:n) | Thousand Tons | 0 | 0 | 0 | 0 | 0 | 0 | 0
#MATS - HCL Rate in 2015 (IGCC) | 41 | 7121 | MACT Fuel Choice Floor in lbs/MMBtu | FALSE | L | Annual | Total | Thousand Tons | 0.010703 | 0.010703 | 0 | 0 | 0 | 0 | 0
#MATS - HCL Rate in 2015 (IGCC) | 41 | 7121 | MACT Fuel Choice Floor in lbs/MMBtu | FALSE | L | Annual | Fuel Consumed | TBtu | 46.9355 | 46.9355 | 0 | 0 | 0 | 0 | 0
#MATS - HCL Rate in 2015 (IGCC) | 41 | 7121 | MACT Fuel Choice Floor in lbs/MMBtu | FALSE | L | Annual | Rate | lbs/MMBtu | 0.00045608 | 0.00045608 | 0 | 0 | 0 | 0 | 0
#MATS - HCL Rate in 2015 (IGCC) | 41 | 7121 | MACT Fuel Choice Floor in lbs/MMBtu | FALSE | L | Annual | Generation | TWh | 4.1276 | 4.1276 | 0 | 0 | 0 | 0 | 0
#MATS - HCL Rate in 2015 (IGCC) | 41 | 7121 | MACT Fuel Choice Floor in lbs/MMBtu | FALSE | L | Annual | Qualifying Generation | TWh | 4.1276 | 4.1276 | 0 | 0 | 0 | 0 | 0
#MATS - HCL Rate in 2015 (IGCC) | 41 | 7121 | MACT Fuel Choice Floor in lbs/MMBtu | FALSE | L | Annual | Constraint Shadow Price | US2022$/Ton | 0 | 0 | 0 | 0 | 0 | 0 | 0
#MATS - HCL Rate in 2015 (PK) | 42 | 7122 | MACT Fuel Choice Floor in lbs/MMBtu | FALSE | L | Annual | Seasons Included | Seasons | Winter, Spring, Summer, Fall | Winter, Spring, Summer, Fall | Winter, Spring, Summer, Fall | Winter, Spring, Summer, Fall | Winter, Spring, Summer, Fall | Winter, Spring, Summer, Fall | Winter, Spring, Summer, Fall
#MATS - HCL Rate in 2015 (PK) | 42 | 7122 | MACT Fuel Choice Floor in lbs/MMBtu | FALSE | L | Annual | Emission Floor HCL | lbs/MMBtu | 0.0005 | 0.0005 | 0.0005 | 0.0005 | 0.0005 | 0.0005 | 0.0005
#MATS - HCL Rate in 2015 (PK) | 42 | 7122 | MACT Fuel Choice Floor in lbs/MMBtu | FALSE | L | Annual | Emissions at Affected Plants HCL | Thousand Tons | 3.509 | 3.6647 | 3.5658 | 3.4968 | 2.5991 | 2.1292 | 2.1346
#MATS - HCL Rate in 2015 (PK) | 42 | 7122 | MACT Fuel Choice Floor in lbs/MMBtu | FALSE | L | Annual | Allowances Purchased HCL | Thousand Tons | 0 | 0 | 0 | 0 | 0 | 0 | 0
#MATS - HCL Rate in 2015 (PK) | 42 | 7122 | MACT Fuel Choice Floor in lbs/MMBtu | FALSE | L | Annual | Allowances Sold HCL | Thousand Tons | 0 | 0 | 0 | 0 | 0 | 0 | 0
#MATS - HCL Rate in 2015 (PK) | 42 | 7122 | MACT Fuel Choice Floor in lbs/MMBtu | FALSE | L | Annual | Allowances Banked | Thousand Tons | 0 | 0 | 0 | 0 | 0 | 0 | 0
#MATS - HCL Rate in 2015 (PK) | 42 | 7122 | MACT Fuel Choice Floor in lbs/MMBtu | FALSE | L | Annual | Allowances Withdrawn (1:1) | Thousand Tons | 0 | 0 | 0 | 0 | 0 | 0 | 0
#MATS - HCL Rate in 2015 (PK) | 42 | 7122 | MACT Fuel Choice Floor in lbs/MMBtu | FALSE | L | Annual | Allowances Withdrawn (1:n) | Thousand Tons | 0 | 0 | 0 | 0 | 0 | 0 | 0
#MATS - HCL Rate in 2015 (PK) | 42 | 7122 | MACT Fuel Choice Floor in lbs/MMBtu | FALSE | L | Annual | Total | Thousand Tons | 3.509 | 3.6647 | 3.5658 | 3.4968 | 2.5991 | 2.1292 | 2.1346
#MATS - HCL Rate in 2015 (PK) | 42 | 7122 | MACT Fuel Choice Floor in lbs/MMBtu | FALSE | L | Annual | Fuel Consumed | TBtu | 7171.6984 | 7360.8103 | 7141.8018 | 7036.5475 | 5267.6104 | 4332.5155 | 4346.0549
#MATS - HCL Rate in 2015 (PK) | 42 | 7122 | MACT Fuel Choice Floor in lbs/MMBtu | FALSE | L | Annual | Rate | lbs/MMBtu | 0.00097856 | 0.00099574 | 0.00099857 | 0.00099388 | 0.00098683 | 0.00098289 | 0.00098233
#MATS - HCL Rate in 2015 (PK) | 42 | 7122 | MACT Fuel Choice Floor in lbs/MMBtu | FALSE | L | Annual | Generation | TWh | 695.2637 | 706.7827 | 640.3995 | 630.9986 | 502.8786 | 414.9286 | 416.2057
#MATS - HCL Rate in 2015 (PK) | 42 | 7122 | MACT Fuel Choice Floor in lbs/MMBtu | FALSE | L | Annual | Qualifying Generation | TWh | 695.2637 | 706.7827 | 640.3995 | 630.9986 | 502.8786 | 414.9286 | 416.2057
#MATS - HCL Rate in 2015 (PK) | 42 | 7122 | MACT Fuel Choice Floor in lbs/MMBtu | FALSE | L | Annual | Constraint Shadow Price | US2022$/Ton | 0 | 0 | 0 | 0 | 0 | 0 | 0
#MATS - MER Rate in 2015 (Bit and Subbit) | 43 | 7123 | MACT Fuel Choice Floor in lbs/MMBtu | FALSE | L | Annual | Seasons Included | Seasons | Winter, Spring, Summer, Fall | Winter, Spring, Summer, Fall | Winter, Spring, Summer, Fall | Winter, Spring, Summer, Fall | Winter, Spring, Summer, Fall | Winter, Spring, Summer, Fall | Winter, Spring, Summer, Fall
#MATS - MER Rate in 2015 (Bit and Subbit) | 43 | 7123 | MACT Fuel Choice Floor in lbs/MMBtu | FALSE | L | Annual | Emission Floor MER | lbs/MMBtu | 1.2e-06 | 1.2e-06 | 1.2e-06 | 1.2e-06 | 1.2e-06 | 1.2e-06 | 1.2e-06
#MATS - MER Rate in 2015 (Bit and Subbit) | 43 | 7123 | MACT Fuel Choice Floor in lbs/MMBtu | FALSE | L | Annual | Emissions at Affected Plants MER | Lb | 4875.9578 | 3964.0433 | 3896.8694 | 3856.2242 | 2924.4823 | 2482.1032 | 2477.1504
#MATS - MER Rate in 2015 (Bit and Subbit) | 43 | 7123 | MACT Fuel Choice Floor in lbs/MMBtu | FALSE | L | Annual | Allowances Purchased MER | Lb | 0 | 0 | 0 | 0 | 0 | 0 | 0
#MATS - MER Rate in 2015 (Bit and Subbit) | 43 | 7123 | MACT Fuel Choice Floor in lbs/MMBtu | FALSE | L | Annual | Allowances Sold MER | Lb | 0 | 0 | 0 | 0 | 0 | 0 | 0
#MATS - MER Rate in 2015 (Bit and Subbit) | 43 | 7123 | MACT Fuel Choice Floor in lbs/MMBtu | FALSE | L | Annual | Allowances Banked | Lb | 0 | 0 | 0 | 0 | 0 | 0 | 0
#MATS - MER Rate in 2015 (Bit and Subbit) | 43 | 7123 | MACT Fuel Choice Floor in lbs/MMBtu | FALSE | L | Annual | Allowances Withdrawn (1:1) | Lb | 0 | 0 | 0 | 0 | 0 | 0 | 0
#MATS - MER Rate in 2015 (Bit and Subbit) | 43 | 7123 | MACT Fuel Choice Floor in lbs/MMBtu | FALSE | L | Annual | Allowances Withdrawn (1:n) | Lb | 0 | 0 | 0 | 0 | 0 | 0 | 0
#MATS - MER Rate in 2015 (Bit and Subbit) | 43 | 7123 | MACT Fuel Choice Floor in lbs/MMBtu | FALSE | L | Annual | Total | Lb | 4875.9578 | 3964.0433 | 3896.8694 | 3856.2242 | 2924.4823 | 2482.1032 | 2477.1504
#MATS - MER Rate in 2015 (Bit and Subbit) | 43 | 7123 | MACT Fuel Choice Floor in lbs/MMBtu | FALSE | L | Annual | Fuel Consumed | TBtu | 7398.55 | 7605.2498 | 7386.2413 | 7271.6372 | 5473.3701 | 4518.5634 | 4532.1028
#MATS - MER Rate in 2015 (Bit and Subbit) | 43 | 7123 | MACT Fuel Choice Floor in lbs/MMBtu | FALSE | L | Annual | Rate | lbs/MMBtu | 6.5904e-07 | 5.2122e-07 | 5.2758e-07 | 5.3031e-07 | 5.3431e-07 | 5.4931e-07 | 5.4658e-07
#MATS - MER Rate in 2015 (Bit and Subbit) | 43 | 7123 | MACT Fuel Choice Floor in lbs/MMBtu | FALSE | L | Annual | Generation | TWh | 716.4942 | 729.5452 | 663.162 | 652.921 | 522.1658 | 432.4448 | 433.7218
#MATS - MER Rate in 2015 (Bit and Subbit) | 43 | 7123 | MACT Fuel Choice Floor in lbs/MMBtu | FALSE | L | Annual | Qualifying Generation | TWh | 716.4942 | 729.5452 | 663.162 | 652.921 | 522.1658 | 432.4448 | 433.7218
#MATS - MER Rate in 2015 (Bit and Subbit) | 43 | 7123 | MACT Fuel Choice Floor in lbs/MMBtu | FALSE | L | Annual | Constraint Shadow Price | US2022$/Lb | 0 | 0 | 0 | 0 | 0 | 0 | 0
#MATS - MER Rate in 2015 (IGCC) | 44 | 7124 | MACT Fuel Choice Floor in lbs/MMBtu | FALSE | L | Annual | Seasons Included | Seasons | Winter, Spring, Summer, Fall | Winter, Spring, Summer, Fall | Winter, Spring, Summer, Fall | Winter, Spring, Summer, Fall | Winter, Spring, Summer, Fall | Winter, Spring, Summer, Fall | Winter, Spring, Summer, Fall
#MATS - MER Rate in 2015 (IGCC) | 44 | 7124 | MACT Fuel Choice Floor in lbs/MMBtu | FALSE | L | Annual | Emission Floor MER | lbs/MMBtu | 3e-06 | 3e-06 | 3e-06 | 3e-06 | 3e-06 | 3e-06 | 3e-06
#MATS - MER Rate in 2015 (IGCC) | 44 | 7124 | MACT Fuel Choice Floor in lbs/MMBtu | FALSE | L | Annual | Emissions at Affected Plants MER | Lb | 36.8152 | 36.8152 | 0 | 0 | 0 | 0 | 0
#MATS - MER Rate in 2015 (IGCC) | 44 | 7124 | MACT Fuel Choice Floor in lbs/MMBtu | FALSE | L | Annual | Allowances Purchased MER | Lb | 0 | 0 | 0 | 0 | 0 | 0 | 0
#MATS - MER Rate in 2015 (IGCC) | 44 | 7124 | MACT Fuel Choice Floor in lbs/MMBtu | FALSE | L | Annual | Allowances Sold MER | Lb | 0 | 0 | 0 | 0 | 0 | 0 | 0
#MATS - MER Rate in 2015 (IGCC) | 44 | 7124 | MACT Fuel Choice Floor in lbs/MMBtu | FALSE | L | Annual | Allowances Banked | Lb | 0 | 0 | 0 | 0 | 0 | 0 | 0
#MATS - MER Rate in 2015 (IGCC) | 44 | 7124 | MACT Fuel Choice Floor in lbs/MMBtu | FALSE | L | Annual | Allowances Withdrawn (1:1) | Lb | 0 | 0 | 0 | 0 | 0 | 0 | 0
#MATS - MER Rate in 2015 (IGCC) | 44 | 7124 | MACT Fuel Choice Floor in lbs/MMBtu | FALSE | L | Annual | Allowances Withdrawn (1:n) | Lb | 0 | 0 | 0 | 0 | 0 | 0 | 0
#MATS - MER Rate in 2015 (IGCC) | 44 | 7124 | MACT Fuel Choice Floor in lbs/MMBtu | FALSE | L | Annual | Total | Lb | 36.8152 | 36.8152 | 0 | 0 | 0 | 0 | 0
#MATS - MER Rate in 2015 (IGCC) | 44 | 7124 | MACT Fuel Choice Floor in lbs/MMBtu | FALSE | L | Annual | Fuel Consumed | TBtu | 46.9355 | 46.9355 | 0 | 0 | 0 | 0 | 0
#MATS - MER Rate in 2015 (IGCC) | 44 | 7124 | MACT Fuel Choice Floor in lbs/MMBtu | FALSE | L | Annual | Rate | lbs/MMBtu | 7.8438e-07 | 7.8438e-07 | 0 | 0 | 0 | 0 | 0
#MATS - MER Rate in 2015 (IGCC) | 44 | 7124 | MACT Fuel Choice Floor in lbs/MMBtu | FALSE | L | Annual | Generation | TWh | 4.1276 | 4.1276 | 0 | 0 | 0 | 0 | 0
#MATS - MER Rate in 2015 (IGCC) | 44 | 7124 | MACT Fuel Choice Floor in lbs/MMBtu | FALSE | L | Annual | Qualifying Generation | TWh | 4.1276 | 4.1276 | 0 | 0 | 0 | 0 | 0
#MATS - MER Rate in 2015 (IGCC) | 44 | 7124 | MACT Fuel Choice Floor in lbs/MMBtu | FALSE | L | Annual | Constraint Shadow Price | US2022$/Lb | 0 | 0 | 0 | 0 | 0 | 0 | 0
#MATS - MER Rate in 2015 (Lig) | 45 | 7125 | MACT Fuel Choice Floor in lbs/MMBtu | FALSE | L | Annual | Seasons Included | Seasons | Winter, Spring, Summer, Fall | Winter, Spring, Summer, Fall | Winter, Spring, Summer, Fall | Winter, Spring, Summer, Fall | Winter, Spring, Summer, Fall | Winter, Spring, Summer, Fall | Winter, Spring, Summer, Fall
#MATS - MER Rate in 2015 (Lig) | 45 | 7125 | MACT Fuel Choice Floor in lbs/MMBtu | FALSE | L | Annual | Emission Floor MER | lbs/MMBtu | 1.2e-06 | 1.2e-06 | 1.2e-06 | 1.2e-06 | 1.2e-06 | 1.2e-06 | 1.2e-06
#MATS - MER Rate in 2015 (Lig) | 45 | 7125 | MACT Fuel Choice Floor in lbs/MMBtu | FALSE | L | Annual | Emissions at Affected Plants MER | Lb | 32.28 | 32.28 | 32.28 | 32.28 | 27.7068 | 27.0928 | 27.0928
#MATS - MER Rate in 2015 (Lig) | 45 | 7125 | MACT Fuel Choice Floor in lbs/MMBtu | FALSE | L | Annual | Allowances Purchased MER | Lb | 0 | 0 | 0 | 0 | 0 | 0 | 0
#MATS - MER Rate in 2015 (Lig) | 45 | 7125 | MACT Fuel Choice Floor in lbs/MMBtu | FALSE | L | Annual | Allowances Sold MER | Lb | 0 | 0 | 0 | 0 | 0 | 0 | 0
#MATS - MER Rate in 2015 (Lig) | 45 | 7125 | MACT Fuel Choice Floor in lbs/MMBtu | FALSE | L | Annual | Allowances Banked | Lb | 0 | 0 | 0 | 0 | 0 | 0 | 0
#MATS - MER Rate in 2015 (Lig) | 45 | 7125 | MACT Fuel Choice Floor in lbs/MMBtu | FALSE | L | Annual | Allowances Withdrawn (1:1) | Lb | 0 | 0 | 0 | 0 | 0 | 0 | 0
#MATS - MER Rate in 2015 (Lig) | 45 | 7125 | MACT Fuel Choice Floor in lbs/MMBtu | FALSE | L | Annual | Allowances Withdrawn (1:n) | Lb | 0 | 0 | 0 | 0 | 0 | 0 | 0
#MATS - MER Rate in 2015 (Lig) | 45 | 7125 | MACT Fuel Choice Floor in lbs/MMBtu | FALSE | L | Annual | Total | Lb | 32.28 | 32.28 | 32.28 | 32.28 | 27.7068 | 27.0928 | 27.0928
#MATS - MER Rate in 2015 (Lig) | 45 | 7125 | MACT Fuel Choice Floor in lbs/MMBtu | FALSE | L | Annual | Fuel Consumed | TBtu | 28.4511 | 28.4511 | 28.4511 | 28.4511 | 24.5473 | 23.8783 | 23.8783
#MATS - MER Rate in 2015 (Lig) | 45 | 7125 | MACT Fuel Choice Floor in lbs/MMBtu | FALSE | L | Annual | Rate | lbs/MMBtu | 1.1346e-06 | 1.1346e-06 | 1.1346e-06 | 1.1346e-06 | 1.1287e-06 | 1.1346e-06 | 1.1346e-06
#MATS - MER Rate in 2015 (Lig) | 45 | 7125 | MACT Fuel Choice Floor in lbs/MMBtu | FALSE | L | Annual | Generation | TWh | 2.6138 | 2.6138 | 2.6138 | 2.6138 | 2.2742 | 2.1936 | 2.1936
#MATS - MER Rate in 2015 (Lig) | 45 | 7125 | MACT Fuel Choice Floor in lbs/MMBtu | FALSE | L | Annual | Qualifying Generation | TWh | 2.6138 | 2.6138 | 2.6138 | 2.6138 | 2.2742 | 2.1936 | 2.1936
#MATS - MER Rate in 2015 (Lig) | 45 | 7125 | MACT Fuel Choice Floor in lbs/MMBtu | FALSE | L | Annual | Constraint Shadow Price | US2022$/Lb | 0 | 0 | 0 | 0 | 0 | 0 | 0
#MATS - MER Rate in 2015 (Lig) - 2030 | 46 | 8021 | MACT Fuel Choice Floor in lbs/MMBtu | FALSE | L | Annual | Seasons Included | Seasons | Winter, Spring, Summer, Fall | Winter, Spring, Summer, Fall | Winter, Spring, Summer, Fall | Winter, Spring, Summer, Fall | Winter, Spring, Summer, Fall | Winter, Spring, Summer, Fall | Winter, Spring, Summer, Fall
#MATS - MER Rate in 2015 (Lig) - 2030 | 46 | 8021 | MACT Fuel Choice Floor in lbs/MMBtu | FALSE | L | Annual | Emission Floor MER | lbs/MMBtu | 4e-06 | 1.2e-06 | 1.2e-06 | 1.2e-06 | 1.2e-06 | 1.2e-06 | 1.2e-06
#MATS - MER Rate in 2015 (Lig) - 2030 | 46 | 8021 | MACT Fuel Choice Floor in lbs/MMBtu | FALSE | L | Annual | Emissions at Affected Plants MER | Lb | 1469.0656 | 404.4521 | 426.2552 | 422.259 | 299.7323 | 283.1356 | 288.1835
#MATS - MER Rate in 2015 (Lig) - 2030 | 46 | 8021 | MACT Fuel Choice Floor in lbs/MMBtu | FALSE | L | Annual | Allowances Purchased MER | Lb | 0 | 0 | 0 | 0 | 0 | 0 | 0
#MATS - MER Rate in 2015 (Lig) - 2030 | 46 | 8021 | MACT Fuel Choice Floor in lbs/MMBtu | FALSE | L | Annual | Allowances Sold MER | Lb | 0 | 0 | 0 | 0 | 0 | 0 | 0
#MATS - MER Rate in 2015 (Lig) - 2030 | 46 | 8021 | MACT Fuel Choice Floor in lbs/MMBtu | FALSE | L | Annual | Allowances Banked | Lb | 0 | 0 | 0 | 0 | 0 | 0 | 0
#MATS - MER Rate in 2015 (Lig) - 2030 | 46 | 8021 | MACT Fuel Choice Floor in lbs/MMBtu | FALSE | L | Annual | Allowances Withdrawn (1:1) | Lb | 0 | 0 | 0 | 0 | 0 | 0 | 0
#MATS - MER Rate in 2015 (Lig) - 2030 | 46 | 8021 | MACT Fuel Choice Floor in lbs/MMBtu | FALSE | L | Annual | Allowances Withdrawn (1:n) | Lb | 0 | 0 | 0 | 0 | 0 | 0 | 0
#MATS - MER Rate in 2015 (Lig) - 2030 | 46 | 8021 | MACT Fuel Choice Floor in lbs/MMBtu | FALSE | L | Annual | Total | Lb | 1469.0656 | 404.4521 | 426.2552 | 422.259 | 299.7323 | 283.1356 | 288.1835
#MATS - MER Rate in 2015 (Lig) - 2030 | 46 | 8021 | MACT Fuel Choice Floor in lbs/MMBtu | FALSE | L | Annual | Fuel Consumed | TBtu | 388.5964 | 474.1288 | 495.8996 | 490.744 | 339.6643 | 319.0144 | 325.1489
#MATS - MER Rate in 2015 (Lig) - 2030 | 46 | 8021 | MACT Fuel Choice Floor in lbs/MMBtu | FALSE | L | Annual | Rate | lbs/MMBtu | 3.7804e-06 | 8.5304e-07 | 8.5956e-07 | 8.6045e-07 | 8.8244e-07 | 8.8753e-07 | 8.8631e-07
#MATS - MER Rate in 2015 (Lig) - 2030 | 46 | 8021 | MACT Fuel Choice Floor in lbs/MMBtu | FALSE | L | Annual | Generation | TWh | 36.1134 | 43.1541 | 41.0304 | 40.5781 | 31.0475 | 29.1418 | 29.6798
#MATS - MER Rate in 2015 (Lig) - 2030 | 46 | 8021 | MACT Fuel Choice Floor in lbs/MMBtu | FALSE | L | Annual | Qualifying Generation | TWh | 36.1134 | 43.1541 | 41.0304 | 40.5781 | 31.0475 | 29.1418 | 29.6798
#MATS - MER Rate in 2015 (Lig) - 2030 | 46 | 8021 | MACT Fuel Choice Floor in lbs/MMBtu | FALSE | L | Annual | Constraint Shadow Price | US2022$/Lb | 0 | 0 | 0 | 0 | 0 | 0 | 0
#MATS - MER Rate in 2015 (PK) | 47 | 7126 | MACT Fuel Choice Floor in lbs/MMBtu | FALSE | L | Annual | Seasons Included | Seasons | Winter, Spring, Summer, Fall | Winter, Spring, Summer, Fall | Winter, Spring, Summer, Fall | Winter, Spring, Summer, Fall | Winter, Spring, Summer, Fall | Winter, Spring, Summer, Fall | Winter, Spring, Summer, Fall
#MATS - MER Rate in 2015 (PK) | 47 | 7126 | MACT Fuel Choice Floor in lbs/MMBtu | FALSE | L | Annual | Emission Floor MER | lbs/MMBtu | 2e-07 | 2e-07 | 2e-07 | 2e-07 | 2e-07 | 2e-07 | 2e-07
#MATS - MER Rate in 2015 (PK) | 47 | 7126 | MACT Fuel Choice Floor in lbs/MMBtu | FALSE | L | Annual | Emissions at Affected Plants MER | Lb | 4763.0368 | 3840.3422 | 3773.1682 | 3736.2692 | 2824.9704 | 2394.9187 | 2389.9659
#MATS - MER Rate in 2015 (PK) | 47 | 7126 | MACT Fuel Choice Floor in lbs/MMBtu | FALSE | L | Annual | Allowances Purchased MER | Lb | 0 | 0 | 0 | 0 | 0 | 0 | 0
#MATS - MER Rate in 2015 (PK) | 47 | 7126 | MACT Fuel Choice Floor in lbs/MMBtu | FALSE | L | Annual | Allowances Sold MER | Lb | 0 | 0 | 0 | 0 | 0 | 0 | 0
#MATS - MER Rate in 2015 (PK) | 47 | 7126 | MACT Fuel Choice Floor in lbs/MMBtu | FALSE | L | Annual | Allowances Banked | Lb | 0 | 0 | 0 | 0 | 0 | 0 | 0
#MATS - MER Rate in 2015 (PK) | 47 | 7126 | MACT Fuel Choice Floor in lbs/MMBtu | FALSE | L | Annual | Allowances Withdrawn (1:1) | Lb | 0 | 0 | 0 | 0 | 0 | 0 | 0
#MATS - MER Rate in 2015 (PK) | 47 | 7126 | MACT Fuel Choice Floor in lbs/MMBtu | FALSE | L | Annual | Allowances Withdrawn (1:n) | Lb | 0 | 0 | 0 | 0 | 0 | 0 | 0
#MATS - MER Rate in 2015 (PK) | 47 | 7126 | MACT Fuel Choice Floor in lbs/MMBtu | FALSE | L | Annual | Total | Lb | 4763.0368 | 3840.3422 | 3773.1682 | 3736.2692 | 2824.9704 | 2394.9187 | 2389.9659
#MATS - MER Rate in 2015 (PK) | 47 | 7126 | MACT Fuel Choice Floor in lbs/MMBtu | FALSE | L | Annual | Fuel Consumed | TBtu | 7171.6984 | 7360.8103 | 7141.8018 | 7036.5475 | 5267.6104 | 4332.5155 | 4346.0549
#MATS - MER Rate in 2015 (PK) | 47 | 7126 | MACT Fuel Choice Floor in lbs/MMBtu | FALSE | L | Annual | Rate | lbs/MMBtu | 6.6414e-07 | 5.2173e-07 | 5.2832e-07 | 5.3098e-07 | 5.3629e-07 | 5.5278e-07 | 5.4992e-07
#MATS - MER Rate in 2015 (PK) | 47 | 7126 | MACT Fuel Choice Floor in lbs/MMBtu | FALSE | L | Annual | Generation | TWh | 695.2637 | 706.7827 | 640.3995 | 630.9986 | 502.8786 | 414.9286 | 416.2057
#MATS - MER Rate in 2015 (PK) | 47 | 7126 | MACT Fuel Choice Floor in lbs/MMBtu | FALSE | L | Annual | Qualifying Generation | TWh | 695.2637 | 706.7827 | 640.3995 | 630.9986 | 502.8786 | 414.9286 | 416.2057
#MATS - MER Rate in 2015 (PK) | 47 | 7126 | MACT Fuel Choice Floor in lbs/MMBtu | FALSE | L | Annual | Constraint Shadow Price | US2022$/Lb | 0 | 0 | 0 | 0 | 0 | 0 | 0
7.23 - NJ Fossil CO2 Rate Limit: Unit 1652 | 53 | 7999 | Rate Constraint in lbs/MWh | FALSE | L | Annual | Seasons Included | Seasons | Winter, Spring, Summer, Fall | Winter, Spring, Summer, Fall | Winter, Spring, Summer, Fall | Winter, Spring, Summer, Fall | Winter, Spring, Summer, Fall | Winter, Spring, Summer, Fall | Winter, Spring, Summer, Fall
7.23 - NJ Fossil CO2 Rate Limit: Unit 1652 | 53 | 7999 | Rate Constraint in lbs/MWh | FALSE | L | Annual | Standard CO2 | lb/MWh | 1300 | 1300 | 1000 | 1000 | 1000 | 1000 | 1000
7.23 - NJ Fossil CO2 Rate Limit: Unit 1652 | 53 | 7999 | Rate Constraint in lbs/MWh | FALSE | L | Annual | Emissions at Affected Plants CO2 | Thousand Tons | 47.0645 | 38.8103 | 10.2693 | 10.2693 | 0.060439 | 0.060439 | 0.060439
7.23 - NJ Fossil CO2 Rate Limit: Unit 1652 | 53 | 7999 | Rate Constraint in lbs/MWh | FALSE | L | Annual | Allowances Purchased CO2 | Thousand Tons | 0 | 0 | 0 | 0 | 0 | 0 | 0
7.23 - NJ Fossil CO2 Rate Limit: Unit 1652 | 53 | 7999 | Rate Constraint in lbs/MWh | FALSE | L | Annual | Allowances Sold CO2 | Thousand Tons | 0 | 0 | 0 | 0 | 0 | 0 | 0
7.23 - NJ Fossil CO2 Rate Limit: Unit 1652 | 53 | 7999 | Rate Constraint in lbs/MWh | FALSE | L | Annual | Allowances Banked | Thousand Tons | 0 | 0 | 0 | 0 | 0 | 0 | 0
7.23 - NJ Fossil CO2 Rate Limit: Unit 1652 | 53 | 7999 | Rate Constraint in lbs/MWh | FALSE | L | Annual | Allowances Withdrawn (1:1) | Thousand Tons | 0 | 0 | 0 | 0 | 0 | 0 | 0
7.23 - NJ Fossil CO2 Rate Limit: Unit 1652 | 53 | 7999 | Rate Constraint in lbs/MWh | FALSE | L | Annual | Allowances Withdrawn (1:n) | Thousand Tons | 0 | 0 | 0 | 0 | 0 | 0 | 0
7.23 - NJ Fossil CO2 Rate Limit: Unit 1652 | 53 | 7999 | Rate Constraint in lbs/MWh | FALSE | L | Annual | Total | Thousand Tons | 47.0645 | 38.8103 | 10.2693 | 10.2693 | 0.060439 | 0.060439 | 0.060439
7.23 - NJ Fossil CO2 Rate Limit: Unit 1652 | 53 | 7999 | Rate Constraint in lbs/MWh | FALSE | L | Annual | Fuel Consumed | TBtu | 0.80397 | 0.66297 | 0.18149 | 0.18149 | 0.0010682 | 0.0010682 | 0.0010682
7.23 - NJ Fossil CO2 Rate Limit: Unit 1652 | 53 | 7999 | Rate Constraint in lbs/MWh | FALSE | L | Annual | Rate | lb/MMBtu | 117.08 | 117.08 | 113.1651 | 113.1651 | 113.165 | 113.165 | 113.165
7.23 - NJ Fossil CO2 Rate Limit: Unit 1652 | 53 | 7999 | Rate Constraint in lbs/MWh | FALSE | L | Annual | Generation | TWh | 0.091631 | 0.075561 | 0.020539 | 0.020539 | 0.00012088 | 0.00012088 | 0.00012088
7.23 - NJ Fossil CO2 Rate Limit: Unit 1652 | 53 | 7999 | Rate Constraint in lbs/MWh | FALSE | L | Annual | Qualifying Generation | TWh | 0.091631 | 0.075561 | 0.020539 | 0.020539 | 0.00012088 | 0.00012088 | 0.00012088
7.23 - NJ Fossil CO2 Rate Limit: Unit 1652 | 53 | 7999 | Rate Constraint in lbs/MWh | FALSE | L | Annual | Constraint Shadow Price | US2022$/Ton | 0 | 0 | 116.7069 | 7.8883 | 108.3725 | 108.2463 | 118.7458
7.23 - NJ Fossil CO2 Rate Limit: Unit 1653 | 54 | 8000 | Rate Constraint in lbs/MWh | FALSE | L | Annual | Seasons Included | Seasons | Winter, Spring, Summer, Fall | Winter, Spring, Summer, Fall | Winter, Spring, Summer, Fall | Winter, Spring, Summer, Fall | Winter, Spring, Summer, Fall | Winter, Spring, Summer, Fall | Winter, Spring, Summer, Fall
7.23 - NJ Fossil CO2 Rate Limit: Unit 1653 | 54 | 8000 | Rate Constraint in lbs/MWh | FALSE | L | Annual | Standard CO2 | lb/MWh | 1300 | 1300 | 1000 | 1000 | 1000 | 1000 | 1000
7.23 - NJ Fossil CO2 Rate Limit: Unit 1653 | 54 | 8000 | Rate Constraint in lbs/MWh | FALSE | L | Annual | Emissions at Affected Plants CO2 | Thousand Tons | 1543.7323 | 1495.7727 | 780.11 | 717.2164 | 624.0457 | 282.5866 | 226.8209
7.23 - NJ Fossil CO2 Rate Limit: Unit 1653 | 54 | 8000 | Rate Constraint in lbs/MWh | FALSE | L | Annual | Allowances Purchased CO2 | Thousand Tons | 0 | 0 | 0 | 0 | 0 | 0 | 0
7.23 - NJ Fossil CO2 Rate Limit: Unit 1653 | 54 | 8000 | Rate Constraint in lbs/MWh | FALSE | L | Annual | Allowances Sold CO2 | Thousand Tons | 0 | 0 | 0 | 0 | 0 | 0 | 0
7.23 - NJ Fossil CO2 Rate Limit: Unit 1653 | 54 | 8000 | Rate Constraint in lbs/MWh | FALSE | L | Annual | Allowances Banked | Thousand Tons | 0 | 0 | 0 | 0 | 0 | 0 | 0
7.23 - NJ Fossil CO2 Rate Limit: Unit 1653 | 54 | 8000 | Rate Constraint in lbs/MWh | FALSE | L | Annual | Allowances Withdrawn (1:1) | Thousand Tons | 0 | 0 | 0 | 0 | 0 | 0 | 0
7.23 - NJ Fossil CO2 Rate Limit: Unit 1653 | 54 | 8000 | Rate Constraint in lbs/MWh | FALSE | L | Annual | Allowances Withdrawn (1:n) | Thousand Tons | 0 | 0 | 0 | 0 | 0 | 0 | 0
7.23 - NJ Fossil CO2 Rate Limit: Unit 1653 | 54 | 8000 | Rate Constraint in lbs/MWh | FALSE | L | Annual | Total | Thousand Tons | 1543.7323 | 1495.7727 | 780.11 | 717.2164 | 624.0457 | 282.5866 | 226.8209
7.23 - NJ Fossil CO2 Rate Limit: Unit 1653 | 54 | 8000 | Rate Constraint in lbs/MWh | FALSE | L | Annual | Fuel Consumed | TBtu | 26.3706 | 25.5513 | 13.3261 | 12.2517 | 10.6602 | 4.8272 | 3.8746
7.23 - NJ Fossil CO2 Rate Limit: Unit 1653 | 54 | 8000 | Rate Constraint in lbs/MWh | FALSE | L | Annual | Rate | lb/MMBtu | 117.08 | 117.08 | 117.08 | 117.08 | 117.08 | 117.08 | 117.08
7.23 - NJ Fossil CO2 Rate Limit: Unit 1653 | 54 | 8000 | Rate Constraint in lbs/MWh | FALSE | L | Annual | Generation | TWh | 3.7405 | 3.6243 | 1.8902 | 1.7378 | 1.5121 | 0.68471 | 0.54959
7.23 - NJ Fossil CO2 Rate Limit: Unit 1653 | 54 | 8000 | Rate Constraint in lbs/MWh | FALSE | L | Annual | Qualifying Generation | TWh | 3.7405 | 3.6243 | 1.8902 | 1.7378 | 1.5121 | 0.68471 | 0.54959
7.23 - NJ Fossil CO2 Rate Limit: Unit 1653 | 54 | 8000 | Rate Constraint in lbs/MWh | FALSE | L | Annual | Constraint Shadow Price | US2022$/Ton | 0 | 0 | 0 | 0 | 0 | 0 | 0
7.23 - NJ Fossil CO2 Rate Limit: Unit 1654 | 55 | 8001 | Rate Constraint in lbs/MWh | FALSE | L | Annual | Seasons Included | Seasons | Winter, Spring, Summer, Fall | Winter, Spring, Summer, Fall | Winter, Spring, Summer, Fall | Winter, Spring, Summer, Fall | Winter, Spring, Summer, Fall | Winter, Spring, Summer, Fall | Winter, Spring, Summer, Fall
7.23 - NJ Fossil CO2 Rate Limit: Unit 1654 | 55 | 8001 | Rate Constraint in lbs/MWh | FALSE | L | Annual | Standard CO2 | lb/MWh | 1300 | 1300 | 1000 | 1000 | 1000 | 1000 | 1000
7.23 - NJ Fossil CO2 Rate Limit: Unit 1654 | 55 | 8001 | Rate Constraint in lbs/MWh | FALSE | L | Annual | Emissions at Affected Plants CO2 | Thousand Tons | 926.9325 | 880.0564 | 539.7461 | 476.2838 | 419.6649 | 365.7468 | 146.3199
7.23 - NJ Fossil CO2 Rate Limit: Unit 1654 | 55 | 8001 | Rate Constraint in lbs/MWh | FALSE | L | Annual | Allowances Purchased CO2 | Thousand Tons | 0 | 0 | 0 | 0 | 0 | 0 | 0
7.23 - NJ Fossil CO2 Rate Limit: Unit 1654 | 55 | 8001 | Rate Constraint in lbs/MWh | FALSE | L | Annual | Allowances Sold CO2 | Thousand Tons | 0 | 0 | 0 | 0 | 0 | 0 | 0
7.23 - NJ Fossil CO2 Rate Limit: Unit 1654 | 55 | 8001 | Rate Constraint in lbs/MWh | FALSE | L | Annual | Allowances Banked | Thousand Tons | 0 | 0 | 0 | 0 | 0 | 0 | 0
7.23 - NJ Fossil CO2 Rate Limit: Unit 1654 | 55 | 8001 | Rate Constraint in lbs/MWh | FALSE | L | Annual | Allowances Withdrawn (1:1) | Thousand Tons | 0 | 0 | 0 | 0 | 0 | 0 | 0
7.23 - NJ Fossil CO2 Rate Limit: Unit 1654 | 55 | 8001 | Rate Constraint in lbs/MWh | FALSE | L | Annual | Allowances Withdrawn (1:n) | Thousand Tons | 0 | 0 | 0 | 0 | 0 | 0 | 0
7.23 - NJ Fossil CO2 Rate Limit: Unit 1654 | 55 | 8001 | Rate Constraint in lbs/MWh | FALSE | L | Annual | Total | Thousand Tons | 926.9325 | 880.0564 | 539.7461 | 476.2838 | 419.6649 | 365.7468 | 146.3199
7.23 - NJ Fossil CO2 Rate Limit: Unit 1654 | 55 | 8001 | Rate Constraint in lbs/MWh | FALSE | L | Annual | Fuel Consumed | TBtu | 15.8342 | 15.0334 | 9.2201 | 8.136 | 7.1689 | 6.2478 | 2.4995
7.23 - NJ Fossil CO2 Rate Limit: Unit 1654 | 55 | 8001 | Rate Constraint in lbs/MWh | FALSE | L | Annual | Rate | lb/MMBtu | 117.08 | 117.08 | 117.08 | 117.08 | 117.08 | 117.08 | 117.08
7.23 - NJ Fossil CO2 Rate Limit: Unit 1654 | 55 | 8001 | Rate Constraint in lbs/MWh | FALSE | L | Annual | Generation | TWh | 2.246 | 2.1324 | 1.3078 | 1.154 | 1.0169 | 0.88621 | 0.35454
7.23 - NJ Fossil CO2 Rate Limit: Unit 1654 | 55 | 8001 | Rate Constraint in lbs/MWh | FALSE | L | Annual | Qualifying Generation | TWh | 2.246 | 2.1324 | 1.3078 | 1.154 | 1.0169 | 0.88621 | 0.35454
7.23 - NJ Fossil CO2 Rate Limit: Unit 1654 | 55 | 8001 | Rate Constraint in lbs/MWh | FALSE | L | Annual | Constraint Shadow Price | US2022$/Ton | 0 | 0 | 0 | 0 | 0 | 0 | 0
7.23 - NJ Fossil CO2 Rate Limit: Unit 1655 | 56 | 8002 | Rate Constraint in lbs/MWh | FALSE | L | Annual | Seasons Included | Seasons | Winter, Spring, Summer, Fall | Winter, Spring, Summer, Fall | Winter, Spring, Summer, Fall | Winter, Spring, Summer, Fall | Winter, Spring, Summer, Fall | Winter, Spring, Summer, Fall | Winter, Spring, Summer, Fall
7.23 - NJ Fossil CO2 Rate Limit: Unit 1655 | 56 | 8002 | Rate Constraint in lbs/MWh | FALSE | L | Annual | Standard CO2 | lb/MWh | 1300 | 1300 | 1000 | 1000 | 1000 | 1000 | 1000
7.23 - NJ Fossil CO2 Rate Limit: Unit 1655 | 56 | 8002 | Rate Constraint in lbs/MWh | FALSE | L | Annual | Emissions at Affected Plants CO2 | Thousand Tons | 2256.6793 | 1597.7146 | 745.4504 | 490.9866 | 315.0028 | 317.0902 | 170.6917
7.23 - NJ Fossil CO2 Rate Limit: Unit 1655 | 56 | 8002 | Rate Constraint in lbs/MWh | FALSE | L | Annual | Allowances Purchased CO2 | Thousand Tons | 0 | 0 | 0 | 0 | 0 | 0 | 0
7.23 - NJ Fossil CO2 Rate Limit: Unit 1655 | 56 | 8002 | Rate Constraint in lbs/MWh | FALSE | L | Annual | Allowances Sold CO2 | Thousand Tons | 0 | 0 | 0 | 0 | 0 | 0 | 0
7.23 - NJ Fossil CO2 Rate Limit: Unit 1655 | 56 | 8002 | Rate Constraint in lbs/MWh | FALSE | L | Annual | Allowances Banked | Thousand Tons | 0 | 0 | 0 | 0 | 0 | 0 | 0
7.23 - NJ Fossil CO2 Rate Limit: Unit 1655 | 56 | 8002 | Rate Constraint in lbs/MWh | FALSE | L | Annual | Allowances Withdrawn (1:1) | Thousand Tons | 0 | 0 | 0 | 0 | 0 | 0 | 0
7.23 - NJ Fossil CO2 Rate Limit: Unit 1655 | 56 | 8002 | Rate Constraint in lbs/MWh | FALSE | L | Annual | Allowances Withdrawn (1:n) | Thousand Tons | 0 | 0 | 0 | 0 | 0 | 0 | 0
7.23 - NJ Fossil CO2 Rate Limit: Unit 1655 | 56 | 8002 | Rate Constraint in lbs/MWh | FALSE | L | Annual | Total | Thousand Tons | 2256.6793 | 1597.7146 | 745.4504 | 490.9866 | 315.0028 | 317.0902 | 170.6917
7.23 - NJ Fossil CO2 Rate Limit: Unit 1655 | 56 | 8002 | Rate Constraint in lbs/MWh | FALSE | L | Annual | Fuel Consumed | TBtu | 38.5494 | 27.2927 | 12.734 | 8.3872 | 5.381 | 5.4166 | 2.9158
7.23 - NJ Fossil CO2 Rate Limit: Unit 1655 | 56 | 8002 | Rate Constraint in lbs/MWh | FALSE | L | Annual | Rate | lb/MMBtu | 117.08 | 117.08 | 117.08 | 117.08 | 117.08 | 117.08 | 117.08
7.23 - NJ Fossil CO2 Rate Limit: Unit 1655 | 56 | 8002 | Rate Constraint in lbs/MWh | FALSE | L | Annual | Generation | TWh | 5.3518 | 3.7891 | 1.7679 | 1.1644 | 0.74705 | 0.752 | 0.40481
7.23 - NJ Fossil CO2 Rate Limit: Unit 1655 | 56 | 8002 | Rate Constraint in lbs/MWh | FALSE | L | Annual | Qualifying Generation | TWh | 5.3518 | 3.7891 | 1.7679 | 1.1644 | 0.74705 | 0.752 | 0.40481
7.23 - NJ Fossil CO2 Rate Limit: Unit 1655 | 56 | 8002 | Rate Constraint in lbs/MWh | FALSE | L | Annual | Constraint Shadow Price | US2022$/Ton | 0 | 0 | 0 | 0 | 0 | 0 | 0
7.23 - NJ Fossil CO2 Rate Limit: Unit 1656 | 57 | 8003 | Rate Constraint in lbs/MWh | FALSE | L | Annual | Seasons Included | Seasons | Winter, Spring, Summer, Fall | Winter, Spring, Summer, Fall | Winter, Spring, Summer, Fall | Winter, Spring, Summer, Fall | Winter, Spring, Summer, Fall | Winter, Spring, Summer, Fall | Winter, Spring, Summer, Fall
7.23 - NJ Fossil CO2 Rate Limit: Unit 1656 | 57 | 8003 | Rate Constraint in lbs/MWh | FALSE | L | Annual | Standard CO2 | lb/MWh | 1300 | 1300 | 1000 | 1000 | 1000 | 1000 | 1000
7.23 - NJ Fossil CO2 Rate Limit: Unit 1656 | 57 | 8003 | Rate Constraint in lbs/MWh | FALSE | L | Annual | Emissions at Affected Plants CO2 | Thousand Tons | 2117.0456 | 1886.3376 | 1037.5241 | 983.5771 | 502.6559 | 295.8833 | 309.4316
7.23 - NJ Fossil CO2 Rate Limit: Unit 1656 | 57 | 8003 | Rate Constraint in lbs/MWh | FALSE | L | Annual | Allowances Purchased CO2 | Thousand Tons | 0 | 0 | 0 | 0 | 0 | 0 | 0
7.23 - NJ Fossil CO2 Rate Limit: Unit 1656 | 57 | 8003 | Rate Constraint in lbs/MWh | FALSE | L | Annual | Allowances Sold CO2 | Thousand Tons | 0 | 0 | 0 | 0 | 0 | 0 | 0
7.23 - NJ Fossil CO2 Rate Limit: Unit 1656 | 57 | 8003 | Rate Constraint in lbs/MWh | FALSE | L | Annual | Allowances Banked | Thousand Tons | 0 | 0 | 0 | 0 | 0 | 0 | 0
7.23 - NJ Fossil CO2 Rate Limit: Unit 1656 | 57 | 8003 | Rate Constraint in lbs/MWh | FALSE | L | Annual | Allowances Withdrawn (1:1) | Thousand Tons | 0 | 0 | 0 | 0 | 0 | 0 | 0
7.23 - NJ Fossil CO2 Rate Limit: Unit 1656 | 57 | 8003 | Rate Constraint in lbs/MWh | FALSE | L | Annual | Allowances Withdrawn (1:n) | Thousand Tons | 0 | 0 | 0 | 0 | 0 | 0 | 0
7.23 - NJ Fossil CO2 Rate Limit: Unit 1656 | 57 | 8003 | Rate Constraint in lbs/MWh | FALSE | L | Annual | Total | Thousand Tons | 2117.0456 | 1886.3376 | 1037.5241 | 983.5771 | 502.6559 | 295.8833 | 309.4316
7.23 - NJ Fossil CO2 Rate Limit: Unit 1656 | 57 | 8003 | Rate Constraint in lbs/MWh | FALSE | L | Annual | Fuel Consumed | TBtu | 36.1641 | 32.2231 | 17.7233 | 16.8018 | 8.5865 | 5.0544 | 5.2858
7.23 - NJ Fossil CO2 Rate Limit: Unit 1656 | 57 | 8003 | Rate Constraint in lbs/MWh | FALSE | L | Annual | Rate | lb/MMBtu | 117.08 | 117.08 | 117.08 | 117.08 | 117.08 | 117.08 | 117.08
7.23 - NJ Fossil CO2 Rate Limit: Unit 1656 | 57 | 8003 | Rate Constraint in lbs/MWh | FALSE | L | Annual | Generation | TWh | 5.1123 | 4.5551 | 2.5054 | 2.3751 | 1.2138 | 0.7145 | 0.74722
7.23 - NJ Fossil CO2 Rate Limit: Unit 1656 | 57 | 8003 | Rate Constraint in lbs/MWh | FALSE | L | Annual | Qualifying Generation | TWh | 5.1123 | 4.5551 | 2.5054 | 2.3751 | 1.2138 | 0.7145 | 0.74722
7.23 - NJ Fossil CO2 Rate Limit: Unit 1656 | 57 | 8003 | Rate Constraint in lbs/MWh | FALSE | L | Annual | Constraint Shadow Price | US2022$/Ton | 0 | 0 | 0 | 0 | 0 | 0 | 0
7.23 - NJ Fossil CO2 Rate Limit: Unit 1657 | 58 | 8004 | Rate Constraint in lbs/MWh | FALSE | L | Annual | Seasons Included | Seasons | Winter, Spring, Summer, Fall | Winter, Spring, Summer, Fall | Winter, Spring, Summer, Fall | Winter, Spring, Summer, Fall | Winter, Spring, Summer, Fall | Winter, Spring, Summer, Fall | Winter, Spring, Summer, Fall
7.23 - NJ Fossil CO2 Rate Limit: Unit 1657 | 58 | 8004 | Rate Constraint in lbs/MWh | FALSE | L | Annual | Standard CO2 | lb/MWh | 1300 | 1300 | 1000 | 1000 | 1000 | 1000 | 1000
7.23 - NJ Fossil CO2 Rate Limit: Unit 1657 | 58 | 8004 | Rate Constraint in lbs/MWh | FALSE | L | Annual | Emissions at Affected Plants CO2 | Thousand Tons | 1208.4279 | 1147.3162 | 690.5726 | 547.1108 | 547.1108 | 376.6459 | 190.755
7.23 - NJ Fossil CO2 Rate Limit: Unit 1657 | 58 | 8004 | Rate Constraint in lbs/MWh | FALSE | L | Annual | Allowances Purchased CO2 | Thousand Tons | 0 | 0 | 0 | 0 | 0 | 0 | 0
7.23 - NJ Fossil CO2 Rate Limit: Unit 1657 | 58 | 8004 | Rate Constraint in lbs/MWh | FALSE | L | Annual | Allowances Sold CO2 | Thousand Tons | 0 | 0 | 0 | 0 | 0 | 0 | 0
7.23 - NJ Fossil CO2 Rate Limit: Unit 1657 | 58 | 8004 | Rate Constraint in lbs/MWh | FALSE | L | Annual | Allowances Banked | Thousand Tons | 0 | 0 | 0 | 0 | 0 | 0 | 0
7.23 - NJ Fossil CO2 Rate Limit: Unit 1657 | 58 | 8004 | Rate Constraint in lbs/MWh | FALSE | L | Annual | Allowances Withdrawn (1:1) | Thousand Tons | 0 | 0 | 0 | 0 | 0 | 0 | 0
7.23 - NJ Fossil CO2 Rate Limit: Unit 1657 | 58 | 8004 | Rate Constraint in lbs/MWh | FALSE | L | Annual | Allowances Withdrawn (1:n) | Thousand Tons | 0 | 0 | 0 | 0 | 0 | 0 | 0
7.23 - NJ Fossil CO2 Rate Limit: Unit 1657 | 58 | 8004 | Rate Constraint in lbs/MWh | FALSE | L | Annual | Total | Thousand Tons | 1208.4279 | 1147.3162 | 690.5726 | 547.1108 | 547.1108 | 376.6459 | 190.755
7.23 - NJ Fossil CO2 Rate Limit: Unit 1657 | 58 | 8004 | Rate Constraint in lbs/MWh | FALSE | L | Annual | Fuel Consumed | TBtu | 20.6428 | 19.5988 | 11.7966 | 9.3459 | 9.3459 | 6.434 | 3.2585
7.23 - NJ Fossil CO2 Rate Limit: Unit 1657 | 58 | 8004 | Rate Constraint in lbs/MWh | FALSE | L | Annual | Rate | lb/MMBtu | 117.08 | 117.08 | 117.08 | 117.08 | 117.08 | 117.08 | 117.08
7.23 - NJ Fossil CO2 Rate Limit: Unit 1657 | 58 | 8004 | Rate Constraint in lbs/MWh | FALSE | L | Annual | Generation | TWh | 2.9281 | 2.78 | 1.6733 | 1.3257 | 1.3257 | 0.91262 | 0.4622
7.23 - NJ Fossil CO2 Rate Limit: Unit 1657 | 58 | 8004 | Rate Constraint in lbs/MWh | FALSE | L | Annual | Qualifying Generation | TWh | 2.9281 | 2.78 | 1.6733 | 1.3257 | 1.3257 | 0.91262 | 0.4622
7.23 - NJ Fossil CO2 Rate Limit: Unit 1657 | 58 | 8004 | Rate Constraint in lbs/MWh | FALSE | L | Annual | Constraint Shadow Price | US2022$/Ton | 0 | 0 | 0 | 0 | 0 | 0 | 0
7.23 - NJ Fossil CO2 Rate Limit: Unit 1658 | 59 | 8005 | Rate Constraint in lbs/MWh | FALSE | L | Annual | Seasons Included | Seasons | Winter, Spring, Summer, Fall | Winter, Spring, Summer, Fall | Winter, Spring, Summer, Fall | Winter, Spring, Summer, Fall | Winter, Spring, Summer, Fall | Winter, Spring, Summer, Fall | Winter, Spring, Summer, Fall
7.23 - NJ Fossil CO2 Rate Limit: Unit 1658 | 59 | 8005 | Rate Constraint in lbs/MWh | FALSE | L | Annual | Standard CO2 | lb/MWh | 1300 | 1300 | 1000 | 1000 | 1000 | 1000 | 1000
7.23 - NJ Fossil CO2 Rate Limit: Unit 1658 | 59 | 8005 | Rate Constraint in lbs/MWh | FALSE | L | Annual | Emissions at Affected Plants CO2 | Thousand Tons | 2047.8378 | 1964.5706 | 1186.2906 | 939.8467 | 939.8467 | 499.6437 | 327.6859
7.23 - NJ Fossil CO2 Rate Limit: Unit 1658 | 59 | 8005 | Rate Constraint in lbs/MWh | FALSE | L | Annual | Allowances Purchased CO2 | Thousand Tons | 0 | 0 | 0 | 0 | 0 | 0 | 0
7.23 - NJ Fossil CO2 Rate Limit: Unit 1658 | 59 | 8005 | Rate Constraint in lbs/MWh | FALSE | L | Annual | Allowances Sold CO2 | Thousand Tons | 0 | 0 | 0 | 0 | 0 | 0 | 0
7.23 - NJ Fossil CO2 Rate Limit: Unit 1658 | 59 | 8005 | Rate Constraint in lbs/MWh | FALSE | L | Annual | Allowances Banked | Thousand Tons | 0 | 0 | 0 | 0 | 0 | 0 | 0
7.23 - NJ Fossil CO2 Rate Limit: Unit 1658 | 59 | 8005 | Rate Constraint in lbs/MWh | FALSE | L | Annual | Allowances Withdrawn (1:1) | Thousand Tons | 0 | 0 | 0 | 0 | 0 | 0 | 0
7.23 - NJ Fossil CO2 Rate Limit: Unit 1658 | 59 | 8005 | Rate Constraint in lbs/MWh | FALSE | L | Annual | Allowances Withdrawn (1:n) | Thousand Tons | 0 | 0 | 0 | 0 | 0 | 0 | 0
7.23 - NJ Fossil CO2 Rate Limit: Unit 1658 | 59 | 8005 | Rate Constraint in lbs/MWh | FALSE | L | Annual | Total | Thousand Tons | 2047.8378 | 1964.5706 | 1186.2906 | 939.8467 | 939.8467 | 499.6437 | 327.6859
7.23 - NJ Fossil CO2 Rate Limit: Unit 1658 | 59 | 8005 | Rate Constraint in lbs/MWh | FALSE | L | Annual | Fuel Consumed | TBtu | 34.9819 | 33.5595 | 20.2646 | 16.0548 | 16.0548 | 8.5351 | 5.5976
7.23 - NJ Fossil CO2 Rate Limit: Unit 1658 | 59 | 8005 | Rate Constraint in lbs/MWh | FALSE | L | Annual | Rate | lb/MMBtu | 117.08 | 117.08 | 117.08 | 117.08 | 117.08 | 117.08 | 117.08
7.23 - NJ Fossil CO2 Rate Limit: Unit 1658 | 59 | 8005 | Rate Constraint in lbs/MWh | FALSE | L | Annual | Generation | TWh | 4.962 | 4.7602 | 2.8744 | 2.2773 | 2.2773 | 1.2106 | 0.79399
7.23 - NJ Fossil CO2 Rate Limit: Unit 1658 | 59 | 8005 | Rate Constraint in lbs/MWh | FALSE | L | Annual | Qualifying Generation | TWh | 4.962 | 4.7602 | 2.8744 | 2.2773 | 2.2773 | 1.2106 | 0.79399
7.23 - NJ Fossil CO2 Rate Limit: Unit 1658 | 59 | 8005 | Rate Constraint in lbs/MWh | FALSE | L | Annual | Constraint Shadow Price | US2022$/Ton | 0 | 0 | 0 | 0 | 0 | 0 | 0
7.23 - NJ Fossil CO2 Rate Limit: Unit 1659 | 60 | 8006 | Rate Constraint in lbs/MWh | FALSE | L | Annual | Seasons Included | Seasons | Winter, Spring, Summer, Fall | Winter, Spring, Summer, Fall | Winter, Spring, Summer, Fall | Winter, Spring, Summer, Fall | Winter, Spring, Summer, Fall | Winter, Spring, Summer, Fall | Winter, Spring, Summer, Fall
7.23 - NJ Fossil CO2 Rate Limit: Unit 1659 | 60 | 8006 | Rate Constraint in lbs/MWh | FALSE | L | Annual | Standard CO2 | lb/MWh | 1649.6268 | 1649.6268 | 1268.9437 | 1268.9437 | 1268.9437 | 1268.9437 | 1268.9437
7.23 - NJ Fossil CO2 Rate Limit: Unit 1659 | 60 | 8006 | Rate Constraint in lbs/MWh | FALSE | L | Annual | Emissions at Affected Plants CO2 | Thousand Tons | 38.4785 | 34.4169 | 17.4059 | 1.5069 | 1.0331 | 0.44913 | 0.72619
7.23 - NJ Fossil CO2 Rate Limit: Unit 1659 | 60 | 8006 | Rate Constraint in lbs/MWh | FALSE | L | Annual | Allowances Purchased CO2 | Thousand Tons | 0 | 0 | 0 | 0 | 0 | 0 | 0
7.23 - NJ Fossil CO2 Rate Limit: Unit 1659 | 60 | 8006 | Rate Constraint in lbs/MWh | FALSE | L | Annual | Allowances Sold CO2 | Thousand Tons | 0 | 0 | 0 | 0 | 0 | 0 | 0
7.23 - NJ Fossil CO2 Rate Limit: Unit 1659 | 60 | 8006 | Rate Constraint in lbs/MWh | FALSE | L | Annual | Allowances Banked | Thousand Tons | 0 | 0 | 0 | 0 | 0 | 0 | 0
7.23 - NJ Fossil CO2 Rate Limit: Unit 1659 | 60 | 8006 | Rate Constraint in lbs/MWh | FALSE | L | Annual | Allowances Withdrawn (1:1) | Thousand Tons | 0 | 0 | 0 | 0 | 0 | 0 | 0
7.23 - NJ Fossil CO2 Rate Limit: Unit 1659 | 60 | 8006 | Rate Constraint in lbs/MWh | FALSE | L | Annual | Allowances Withdrawn (1:n) | Thousand Tons | 0 | 0 | 0 | 0 | 0 | 0 | 0
7.23 - NJ Fossil CO2 Rate Limit: Unit 1659 | 60 | 8006 | Rate Constraint in lbs/MWh | FALSE | L | Annual | Total | Thousand Tons | 38.4785 | 34.4169 | 17.4059 | 1.5069 | 1.0331 | 0.44913 | 0.72619
7.23 - NJ Fossil CO2 Rate Limit: Unit 1659 | 60 | 8006 | Rate Constraint in lbs/MWh | FALSE | L | Annual | Fuel Consumed | TBtu | 0.51799 | 0.46331 | 0.23432 | 0.020286 | 0.013907 | 0.0060462 | 0.0097758
7.23 - NJ Fossil CO2 Rate Limit: Unit 1659 | 60 | 8006 | Rate Constraint in lbs/MWh | FALSE | L | Annual | Rate | lb/MMBtu | 148.5679 | 148.5679 | 148.5679 | 148.5679 | 148.5679 | 148.5679 | 148.5679
7.23 - NJ Fossil CO2 Rate Limit: Unit 1659 | 60 | 8006 | Rate Constraint in lbs/MWh | FALSE | L | Annual | Generation | TWh | 0.065527 | 0.05861 | 0.029641 | 0.0025662 | 0.0017593 | 0.00076485 | 0.0012367
7.23 - NJ Fossil CO2 Rate Limit: Unit 1659 | 60 | 8006 | Rate Constraint in lbs/MWh | FALSE | L | Annual | Qualifying Generation | TWh | 0.065527 | 0.05861 | 0.029641 | 0.0025662 | 0.0017593 | 0.00076485 | 0.0012367
7.23 - NJ Fossil CO2 Rate Limit: Unit 1659 | 60 | 8006 | Rate Constraint in lbs/MWh | FALSE | L | Annual | Constraint Shadow Price | US2022$/Ton | 0 | 0 | 0 | 0 | 0 | 0 | 0
7.23 - NJ Fossil CO2 Rate Limit: Unit 1660 | 61 | 8007 | Rate Constraint in lbs/MWh | FALSE | L | Annual | Seasons Included | Seasons | Winter, Spring, Summer, Fall | Winter, Spring, Summer, Fall | Winter, Spring, Summer, Fall | Winter, Spring, Summer, Fall | Winter, Spring, Summer, Fall | Winter, Spring, Summer, Fall | Winter, Spring, Summer, Fall
7.23 - NJ Fossil CO2 Rate Limit: Unit 1660 | 61 | 8007 | Rate Constraint in lbs/MWh | FALSE | L | Annual | Standard CO2 | lb/MWh | 1300 | 1300 | 1000 | 1000 | 1000 | 1000 | 1000
7.23 - NJ Fossil CO2 Rate Limit: Unit 1660 | 61 | 8007 | Rate Constraint in lbs/MWh | FALSE | L | Annual | Emissions at Affected Plants CO2 | Thousand Tons | 30.385 | 6.1927 | 0 | 0 | 0 | 0 | 0
7.23 - NJ Fossil CO2 Rate Limit: Unit 1660 | 61 | 8007 | Rate Constraint in lbs/MWh | FALSE | L | Annual | Allowances Purchased CO2 | Thousand Tons | 0 | 0 | 0 | 0 | 0 | 0 | 0
7.23 - NJ Fossil CO2 Rate Limit: Unit 1660 | 61 | 8007 | Rate Constraint in lbs/MWh | FALSE | L | Annual | Allowances Sold CO2 | Thousand Tons | 0 | 0 | 0 | 0 | 0 | 0 | 0
7.23 - NJ Fossil CO2 Rate Limit: Unit 1660 | 61 | 8007 | Rate Constraint in lbs/MWh | FALSE | L | Annual | Allowances Banked | Thousand Tons | 0 | 0 | 0 | 0 | 0 | 0 | 0
7.23 - NJ Fossil CO2 Rate Limit: Unit 1660 | 61 | 8007 | Rate Constraint in lbs/MWh | FALSE | L | Annual | Allowances Withdrawn (1:1) | Thousand Tons | 0 | 0 | 0 | 0 | 0 | 0 | 0
7.23 - NJ Fossil CO2 Rate Limit: Unit 1660 | 61 | 8007 | Rate Constraint in lbs/MWh | FALSE | L | Annual | Allowances Withdrawn (1:n) | Thousand Tons | 0 | 0 | 0 | 0 | 0 | 0 | 0
7.23 - NJ Fossil CO2 Rate Limit: Unit 1660 | 61 | 8007 | Rate Constraint in lbs/MWh | FALSE | L | Annual | Total | Thousand Tons | 30.385 | 6.1927 | 0 | 0 | 0 | 0 | 0
7.23 - NJ Fossil CO2 Rate Limit: Unit 1660 | 61 | 8007 | Rate Constraint in lbs/MWh | FALSE | L | Annual | Fuel Consumed | TBtu | 0.51905 | 0.10579 | 0 | 0 | 0 | 0 | 0
7.23 - NJ Fossil CO2 Rate Limit: Unit 1660 | 61 | 8007 | Rate Constraint in lbs/MWh | FALSE | L | Annual | Rate | lb/MMBtu | 117.08 | 117.08 | 0 | 0 | 0 | 0 | 0
7.23 - NJ Fossil CO2 Rate Limit: Unit 1660 | 61 | 8007 | Rate Constraint in lbs/MWh | FALSE | L | Annual | Generation | TWh | 0.047454 | 0.0096714 | 0 | 0 | 0 | 0 | 0
7.23 - NJ Fossil CO2 Rate Limit: Unit 1660 | 61 | 8007 | Rate Constraint in lbs/MWh | FALSE | L | Annual | Qualifying Generation | TWh | 0.047454 | 0.0096714 | 0 | 0 | 0 | 0 | 0
7.23 - NJ Fossil CO2 Rate Limit: Unit 1660 | 61 | 8007 | Rate Constraint in lbs/MWh | FALSE | L | Annual | Constraint Shadow Price | US2022$/Ton | 0 | 0 | 28.8986 | 45.7819 | 0 | 0 | 0
7.23 - NJ Fossil CO2 Rate Limit: Unit 1661 | 62 | 8008 | Rate Constraint in lbs/MWh | FALSE | L | Annual | Seasons Included | Seasons | Winter, Spring, Summer, Fall | Winter, Spring, Summer, Fall | Winter, Spring, Summer, Fall | Winter, Spring, Summer, Fall | Winter, Spring, Summer, Fall | Winter, Spring, Summer, Fall | Winter, Spring, Summer, Fall
7.23 - NJ Fossil CO2 Rate Limit: Unit 1661 | 62 | 8008 | Rate Constraint in lbs/MWh | FALSE | L | Annual | Standard CO2 | lb/MWh | 1300 | 1300 | 1000 | 1000 | 1000 | 1000 | 1000
7.23 - NJ Fossil CO2 Rate Limit: Unit 1661 | 62 | 8008 | Rate Constraint in lbs/MWh | FALSE | L | Annual | Emissions at Affected Plants CO2 | Thousand Tons | 200.3589 | 163.9208 | 22.3227 | 21.0297 | 0.23509 | 0.11754 | 0.11754
7.23 - NJ Fossil CO2 Rate Limit: Unit 1661 | 62 | 8008 | Rate Constraint in lbs/MWh | FALSE | L | Annual | Allowances Purchased CO2 | Thousand Tons | 0 | 0 | 0 | 0 | 0 | 0 | 0
7.23 - NJ Fossil CO2 Rate Limit: Unit 1661 | 62 | 8008 | Rate Constraint in lbs/MWh | FALSE | L | Annual | Allowances Sold CO2 | Thousand Tons | 0 | 0 | 0 | 0 | 0 | 0 | 0
7.23 - NJ Fossil CO2 Rate Limit: Unit 1661 | 62 | 8008 | Rate Constraint in lbs/MWh | FALSE | L | Annual | Allowances Banked | Thousand Tons | 0 | 0 | 0 | 0 | 0 | 0 | 0
7.23 - NJ Fossil CO2 Rate Limit: Unit 1661 | 62 | 8008 | Rate Constraint in lbs/MWh | FALSE | L | Annual | Allowances Withdrawn (1:1) | Thousand Tons | 0 | 0 | 0 | 0 | 0 | 0 | 0
7.23 - NJ Fossil CO2 Rate Limit: Unit 1661 | 62 | 8008 | Rate Constraint in lbs/MWh | FALSE | L | Annual | Allowances Withdrawn (1:n) | Thousand Tons | 0 | 0 | 0 | 0 | 0 | 0 | 0
7.23 - NJ Fossil CO2 Rate Limit: Unit 1661 | 62 | 8008 | Rate Constraint in lbs/MWh | FALSE | L | Annual | Total | Thousand Tons | 200.3589 | 163.9208 | 22.3227 | 21.0297 | 0.23509 | 0.11754 | 0.11754
7.23 - NJ Fossil CO2 Rate Limit: Unit 1661 | 62 | 8008 | Rate Constraint in lbs/MWh | FALSE | L | Annual | Fuel Consumed | TBtu | 3.4226 | 2.8001 | 0.38132 | 0.35924 | 0.0040158 | 0.0020079 | 0.0020079
7.23 - NJ Fossil CO2 Rate Limit: Unit 1661 | 62 | 8008 | Rate Constraint in lbs/MWh | FALSE | L | Annual | Rate | lb/MMBtu | 117.08 | 117.08 | 117.08 | 117.08 | 117.08 | 117.08 | 117.08
7.23 - NJ Fossil CO2 Rate Limit: Unit 1661 | 62 | 8008 | Rate Constraint in lbs/MWh | FALSE | L | Annual | Generation | TWh | 0.40266 | 0.32943 | 0.044862 | 0.042263 | 0.00047245 | 0.00023622 | 0.00023622
7.23 - NJ Fossil CO2 Rate Limit: Unit 1661 | 62 | 8008 | Rate Constraint in lbs/MWh | FALSE | L | Annual | Qualifying Generation | TWh | 0.40266 | 0.32943 | 0.044862 | 0.042263 | 0.00047245 | 0.00023622 | 0.00023622
7.23 - NJ Fossil CO2 Rate Limit: Unit 1661 | 62 | 8008 | Rate Constraint in lbs/MWh | FALSE | L | Annual | Constraint Shadow Price | US2022$/Ton | 0 | 0 | 0 | 0 | 0 | 0 | 0
7.23 - NJ Fossil CO2 Rate Limit: Unit 1670 | 63 | 8010 | Rate Constraint in lbs/MWh | FALSE | L | Annual | Seasons Included | Seasons | Winter, Spring, Summer, Fall | Winter, Spring, Summer, Fall | Winter, Spring, Summer, Fall | Winter, Spring, Summer, Fall | Winter, Spring, Summer, Fall | Winter, Spring, Summer, Fall | Winter, Spring, Summer, Fall
7.23 - NJ Fossil CO2 Rate Limit: Unit 1670 | 63 | 8010 | Rate Constraint in lbs/MWh | FALSE | L | Annual | Standard CO2 | lb/MWh | 1300 | 1300 | 1000 | 1000 | 1000 | 1000 | 1000
7.23 - NJ Fossil CO2 Rate Limit: Unit 1670 | 63 | 8010 | Rate Constraint in lbs/MWh | FALSE | L | Annual | Emissions at Affected Plants CO2 | Thousand Tons | 1537.6693 | 1215.5872 | 362.6224 | 275.831 | 184.7547 | 100.2254 | 92.5367
7.23 - NJ Fossil CO2 Rate Limit: Unit 1670 | 63 | 8010 | Rate Constraint in lbs/MWh | FALSE | L | Annual | Allowances Purchased CO2 | Thousand Tons | 0 | 0 | 0 | 0 | 0 | 0 | 0
7.23 - NJ Fossil CO2 Rate Limit: Unit 1670 | 63 | 8010 | Rate Constraint in lbs/MWh | FALSE | L | Annual | Allowances Sold CO2 | Thousand Tons | 0 | 0 | 0 | 0 | 0 | 0 | 0
7.23 - NJ Fossil CO2 Rate Limit: Unit 1670 | 63 | 8010 | Rate Constraint in lbs/MWh | FALSE | L | Annual | Allowances Banked | Thousand Tons | 0 | 0 | 0 | 0 | 0 | 0 | 0
7.23 - NJ Fossil CO2 Rate Limit: Unit 1670 | 63 | 8010 | Rate Constraint in lbs/MWh | FALSE | L | Annual | Allowances Withdrawn (1:1) | Thousand Tons | 0 | 0 | 0 | 0 | 0 | 0 | 0
7.23 - NJ Fossil CO2 Rate Limit: Unit 1670 | 63 | 8010 | Rate Constraint in lbs/MWh | FALSE | L | Annual | Allowances Withdrawn (1:n) | Thousand Tons | 0 | 0 | 0 | 0 | 0 | 0 | 0
7.23 - NJ Fossil CO2 Rate Limit: Unit 1670 | 63 | 8010 | Rate Constraint in lbs/MWh | FALSE | L | Annual | Total | Thousand Tons | 1537.6693 | 1215.5872 | 362.6224 | 275.831 | 184.7547 | 100.2254 | 92.5367
7.23 - NJ Fossil CO2 Rate Limit: Unit 1670 | 63 | 8010 | Rate Constraint in lbs/MWh | FALSE | L | Annual | Fuel Consumed | TBtu | 26.267 | 20.7651 | 6.1944 | 4.7118 | 3.156 | 1.7121 | 1.5807
7.23 - NJ Fossil CO2 Rate Limit: Unit 1670 | 63 | 8010 | Rate Constraint in lbs/MWh | FALSE | L | Annual | Rate | lb/MMBtu | 117.08 | 117.08 | 117.08 | 117.08 | 117.08 | 117.08 | 117.08
7.23 - NJ Fossil CO2 Rate Limit: Unit 1670 | 63 | 8010 | Rate Constraint in lbs/MWh | FALSE | L | Annual | Generation | TWh | 3.5992 | 2.8453 | 0.84879 | 0.64563 | 0.43245 | 0.2346 | 0.2166
7.23 - NJ Fossil CO2 Rate Limit: Unit 1670 | 63 | 8010 | Rate Constraint in lbs/MWh | FALSE | L | Annual | Qualifying Generation | TWh | 3.5992 | 2.8453 | 0.84879 | 0.64563 | 0.43245 | 0.2346 | 0.2166
7.23 - NJ Fossil CO2 Rate Limit: Unit 1670 | 63 | 8010 | Rate Constraint in lbs/MWh | FALSE | L | Annual | Constraint Shadow Price | US2022$/Ton | 0 | 0 | 0 | 0 | 0 | 0 | 0
7.23 - NJ Fossil CO2 Rate Limit: Unit 1671 | 64 | 8011 | Rate Constraint in lbs/MWh | FALSE | L | Annual | Seasons Included | Seasons | Winter, Spring, Summer, Fall | Winter, Spring, Summer, Fall | Winter, Spring, Summer, Fall | Winter, Spring, Summer, Fall | Winter, Spring, Summer, Fall | Winter, Spring, Summer, Fall | Winter, Spring, Summer, Fall
7.23 - NJ Fossil CO2 Rate Limit: Unit 1671 | 64 | 8011 | Rate Constraint in lbs/MWh | FALSE | L | Annual | Standard CO2 | lb/MWh | 1300 | 1300 | 1000 | 1000 | 1000 | 1000 | 1000
7.23 - NJ Fossil CO2 Rate Limit: Unit 1671 | 64 | 8011 | Rate Constraint in lbs/MWh | FALSE | L | Annual | Emissions at Affected Plants CO2 | Thousand Tons | 1582.1299 | 1312.1186 | 396.179 | 287.5886 | 208.1369 | 108.9363 | 95.926
7.23 - NJ Fossil CO2 Rate Limit: Unit 1671 | 64 | 8011 | Rate Constraint in lbs/MWh | FALSE | L | Annual | Allowances Purchased CO2 | Thousand Tons | 0 | 0 | 0 | 0 | 0 | 0 | 0
7.23 - NJ Fossil CO2 Rate Limit: Unit 1671 | 64 | 8011 | Rate Constraint in lbs/MWh | FALSE | L | Annual | Allowances Sold CO2 | Thousand Tons | 0 | 0 | 0 | 0 | 0 | 0 | 0
7.23 - NJ Fossil CO2 Rate Limit: Unit 1671 | 64 | 8011 | Rate Constraint in lbs/MWh | FALSE | L | Annual | Allowances Banked | Thousand Tons | 0 | 0 | 0 | 0 | 0 | 0 | 0
7.23 - NJ Fossil CO2 Rate Limit: Unit 1671 | 64 | 8011 | Rate Constraint in lbs/MWh | FALSE | L | Annual | Allowances Withdrawn (1:1) | Thousand Tons | 0 | 0 | 0 | 0 | 0 | 0 | 0
7.23 - NJ Fossil CO2 Rate Limit: Unit 1671 | 64 | 8011 | Rate Constraint in lbs/MWh | FALSE | L | Annual | Allowances Withdrawn (1:n) | Thousand Tons | 0 | 0 | 0 | 0 | 0 | 0 | 0
7.23 - NJ Fossil CO2 Rate Limit: Unit 1671 | 64 | 8011 | Rate Constraint in lbs/MWh | FALSE | L | Annual | Total | Thousand Tons | 1582.1299 | 1312.1186 | 396.179 | 287.5886 | 208.1369 | 108.9363 | 95.926
7.23 - NJ Fossil CO2 Rate Limit: Unit 1671 | 64 | 8011 | Rate Constraint in lbs/MWh | FALSE | L | Annual | Fuel Consumed | TBtu | 27.0265 | 22.4141 | 6.7677 | 4.9127 | 3.5555 | 1.8609 | 1.6386
7.23 - NJ Fossil CO2 Rate Limit: Unit 1671 | 64 | 8011 | Rate Constraint in lbs/MWh | FALSE | L | Annual | Rate | lb/MMBtu | 117.08 | 117.08 | 117.08 | 117.08 | 117.08 | 117.08 | 117.08
7.23 - NJ Fossil CO2 Rate Limit: Unit 1671 | 64 | 8011 | Rate Constraint in lbs/MWh | FALSE | L | Annual | Generation | TWh | 3.7033 | 3.0713 | 0.92733 | 0.67315 | 0.48718 | 0.25499 | 0.22453
7.23 - NJ Fossil CO2 Rate Limit: Unit 1671 | 64 | 8011 | Rate Constraint in lbs/MWh | FALSE | L | Annual | Qualifying Generation | TWh | 3.7033 | 3.0713 | 0.92733 | 0.67315 | 0.48718 | 0.25499 | 0.22453
7.23 - NJ Fossil CO2 Rate Limit: Unit 1671 | 64 | 8011 | Rate Constraint in lbs/MWh | FALSE | L | Annual | Constraint Shadow Price | US2022$/Ton | 0 | 0 | 0 | 0 | 0 | 0 | 0
7.23 - NJ Fossil CO2 Rate Limit: Unit 1672 | 65 | 8012 | Rate Constraint in lbs/MWh | FALSE | L | Annual | Seasons Included | Seasons | Winter, Spring, Summer, Fall | Winter, Spring, Summer, Fall | Winter, Spring, Summer, Fall | Winter, Spring, Summer, Fall | Winter, Spring, Summer, Fall | Winter, Spring, Summer, Fall | Winter, Spring, Summer, Fall
7.23 - NJ Fossil CO2 Rate Limit: Unit 1672 | 65 | 8012 | Rate Constraint in lbs/MWh | FALSE | L | Annual | Standard CO2 | lb/MWh | 1300 | 1300 | 1000 | 1000 | 1000 | 1000 | 1000
7.23 - NJ Fossil CO2 Rate Limit: Unit 1672 | 65 | 8012 | Rate Constraint in lbs/MWh | FALSE | L | Annual | Emissions at Affected Plants CO2 | Thousand Tons | 2084.0829 | 1440.6952 | 299.5904 | 180.3529 | 124.5184 | 50.7089 | 44.9873
7.23 - NJ Fossil CO2 Rate Limit: Unit 1672 | 65 | 8012 | Rate Constraint in lbs/MWh | FALSE | L | Annual | Allowances Purchased CO2 | Thousand Tons | 0 | 0 | 0 | 0 | 0 | 0 | 0
7.23 - NJ Fossil CO2 Rate Limit: Unit 1672 | 65 | 8012 | Rate Constraint in lbs/MWh | FALSE | L | Annual | Allowances Sold CO2 | Thousand Tons | 0 | 0 | 0 | 0 | 0 | 0 | 0
7.23 - NJ Fossil CO2 Rate Limit: Unit 1672 | 65 | 8012 | Rate Constraint in lbs/MWh | FALSE | L | Annual | Allowances Banked | Thousand Tons | 0 | 0 | 0 | 0 | 0 | 0 | 0
7.23 - NJ Fossil CO2 Rate Limit: Unit 1672 | 65 | 8012 | Rate Constraint in lbs/MWh | FALSE | L | Annual | Allowances Withdrawn (1:1) | Thousand Tons | 0 | 0 | 0 | 0 | 0 | 0 | 0
7.23 - NJ Fossil CO2 Rate Limit: Unit 1672 | 65 | 8012 | Rate Constraint in lbs/MWh | FALSE | L | Annual | Allowances Withdrawn (1:n) | Thousand Tons | 0 | 0 | 0 | 0 | 0 | 0 | 0
7.23 - NJ Fossil CO2 Rate Limit: Unit 1672 | 65 | 8012 | Rate Constraint in lbs/MWh | FALSE | L | Annual | Total | Thousand Tons | 2084.0829 | 1440.6952 | 299.5904 | 180.3529 | 124.5184 | 50.7089 | 44.9873
7.23 - NJ Fossil CO2 Rate Limit: Unit 1672 | 65 | 8012 | Rate Constraint in lbs/MWh | FALSE | L | Annual | Fuel Consumed | TBtu | 35.601 | 24.6104 | 5.1177 | 3.0808 | 2.1271 | 0.86623 | 0.76849
7.23 - NJ Fossil CO2 Rate Limit: Unit 1672 | 65 | 8012 | Rate Constraint in lbs/MWh | FALSE | L | Annual | Rate | lb/MMBtu | 117.08 | 117.08 | 117.08 | 117.08 | 117.08 | 117.08 | 117.08
7.23 - NJ Fossil CO2 Rate Limit: Unit 1672 | 65 | 8012 | Rate Constraint in lbs/MWh | FALSE | L | Annual | Generation | TWh | 4.5566 | 3.1499 | 0.65502 | 0.39432 | 0.27225 | 0.11087 | 0.09836
7.23 - NJ Fossil CO2 Rate Limit: Unit 1672 | 65 | 8012 | Rate Constraint in lbs/MWh | FALSE | L | Annual | Qualifying Generation | TWh | 4.5566 | 3.1499 | 0.65502 | 0.39432 | 0.27225 | 0.11087 | 0.09836
7.23 - NJ Fossil CO2 Rate Limit: Unit 1672 | 65 | 8012 | Rate Constraint in lbs/MWh | FALSE | L | Annual | Constraint Shadow Price | US2022$/Ton | 0 | 0 | 0 | 0 | 0 | 0 | 0
7.23 - NJ Fossil CO2 Rate Limit: Unit 1673 | 66 | 8013 | Rate Constraint in lbs/MWh | FALSE | L | Annual | Seasons Included | Seasons | Winter, Spring, Summer, Fall | Winter, Spring, Summer, Fall | Winter, Spring, Summer, Fall | Winter, Spring, Summer, Fall | Winter, Spring, Summer, Fall | Winter, Spring, Summer, Fall | Winter, Spring, Summer, Fall
7.23 - NJ Fossil CO2 Rate Limit: Unit 1673 | 66 | 8013 | Rate Constraint in lbs/MWh | FALSE | L | Annual | Standard CO2 | lb/MWh | 1300 | 1300 | 1000 | 1000 | 1000 | 1000 | 1000
7.23 - NJ Fossil CO2 Rate Limit: Unit 1673 | 66 | 8013 | Rate Constraint in lbs/MWh | FALSE | L | Annual | Emissions at Affected Plants CO2 | Thousand Tons | 262.466 | 144.0812 | 43.7983 | 18.6156 | 3.8125 | 0.61876 | 0.096468
7.23 - NJ Fossil CO2 Rate Limit: Unit 1673 | 66 | 8013 | Rate Constraint in lbs/MWh | FALSE | L | Annual | Allowances Purchased CO2 | Thousand Tons | 0 | 0 | 0 | 0 | 0 | 0 | 0
7.23 - NJ Fossil CO2 Rate Limit: Unit 1673 | 66 | 8013 | Rate Constraint in lbs/MWh | FALSE | L | Annual | Allowances Sold CO2 | Thousand Tons | 0 | 0 | 0 | 0 | 0 | 0 | 0
7.23 - NJ Fossil CO2 Rate Limit: Unit 1673 | 66 | 8013 | Rate Constraint in lbs/MWh | FALSE | L | Annual | Allowances Banked | Thousand Tons | 0 | 0 | 0 | 0 | 0 | 0 | 0
7.23 - NJ Fossil CO2 Rate Limit: Unit 1673 | 66 | 8013 | Rate Constraint in lbs/MWh | FALSE | L | Annual | Allowances Withdrawn (1:1) | Thousand Tons | 0 | 0 | 0 | 0 | 0 | 0 | 0
7.23 - NJ Fossil CO2 Rate Limit: Unit 1673 | 66 | 8013 | Rate Constraint in lbs/MWh | FALSE | L | Annual | Allowances Withdrawn (1:n) | Thousand Tons | 0 | 0 | 0 | 0 | 0 | 0 | 0
7.23 - NJ Fossil CO2 Rate Limit: Unit 1673 | 66 | 8013 | Rate Constraint in lbs/MWh | FALSE | L | Annual | Total | Thousand Tons | 262.466 | 144.0812 | 43.7983 | 18.6156 | 3.8125 | 0.61876 | 0.096468
7.23 - NJ Fossil CO2 Rate Limit: Unit 1673 | 66 | 8013 | Rate Constraint in lbs/MWh | FALSE | L | Annual | Fuel Consumed | TBtu | 4.4835 | 2.4612 | 0.74818 | 0.318 | 0.065126 | 0.01057 | 0.0016479
7.23 - NJ Fossil CO2 Rate Limit: Unit 1673 | 66 | 8013 | Rate Constraint in lbs/MWh | FALSE | L | Annual | Rate | lb/MMBtu | 117.08 | 117.08 | 117.08 | 117.08 | 117.08 | 117.08 | 117.08
7.23 - NJ Fossil CO2 Rate Limit: Unit 1673 | 66 | 8013 | Rate Constraint in lbs/MWh | FALSE | L | Annual | Generation | TWh | 0.54564 | 0.29953 | 0.091052 | 0.0387 | 0.0079258 | 0.0012864 | 0.00020055
7.23 - NJ Fossil CO2 Rate Limit: Unit 1673 | 66 | 8013 | Rate Constraint in lbs/MWh | FALSE | L | Annual | Qualifying Generation | TWh | 0.54564 | 0.29953 | 0.091052 | 0.0387 | 0.0079258 | 0.0012864 | 0.00020055
7.23 - NJ Fossil CO2 Rate Limit: Unit 1673 | 66 | 8013 | Rate Constraint in lbs/MWh | FALSE | L | Annual | Constraint Shadow Price | US2022$/Ton | 0 | 0 | 0 | 0 | 0 | 0 | 0
7.23 - NJ Fossil CO2 Rate Limit: Unit 1675 | 67 | 8015 | Rate Constraint in lbs/MWh | FALSE | L | Annual | Seasons Included | Seasons | Winter, Spring, Summer, Fall | Winter, Spring, Summer, Fall | Winter, Spring, Summer, Fall | Winter, Spring, Summer, Fall | Winter, Spring, Summer, Fall | Winter, Spring, Summer, Fall | Winter, Spring, Summer, Fall
7.23 - NJ Fossil CO2 Rate Limit: Unit 1675 | 67 | 8015 | Rate Constraint in lbs/MWh | FALSE | L | Annual | Standard CO2 | lb/MWh | 1945.709 | 1945.709 | 1496.6993 | 1496.6993 | 1496.6993 | 1496.6993 | 1496.6993
7.23 - NJ Fossil CO2 Rate Limit: Unit 1675 | 67 | 8015 | Rate Constraint in lbs/MWh | FALSE | L | Annual | Emissions at Affected Plants CO2 | Thousand Tons | 110.5056 | 82.9678 | 10.6276 | 3.2233 | 0.5614 | 0.091115 | 0.54719
7.23 - NJ Fossil CO2 Rate Limit: Unit 1675 | 67 | 8015 | Rate Constraint in lbs/MWh | FALSE | L | Annual | Allowances Purchased CO2 | Thousand Tons | 0 | 0 | 0 | 0 | 0 | 0 | 0
7.23 - NJ Fossil CO2 Rate Limit: Unit 1675 | 67 | 8015 | Rate Constraint in lbs/MWh | FALSE | L | Annual | Allowances Sold CO2 | Thousand Tons | 0 | 0 | 0 | 0 | 0 | 0 | 0
7.23 - NJ Fossil CO2 Rate Limit: Unit 1675 | 67 | 8015 | Rate Constraint in lbs/MWh | FALSE | L | Annual | Allowances Banked | Thousand Tons | 0 | 0 | 0 | 0 | 0 | 0 | 0
7.23 - NJ Fossil CO2 Rate Limit: Unit 1675 | 67 | 8015 | Rate Constraint in lbs/MWh | FALSE | L | Annual | Allowances Withdrawn (1:1) | Thousand Tons | 0 | 0 | 0 | 0 | 0 | 0 | 0
7.23 - NJ Fossil CO2 Rate Limit: Unit 1675 | 67 | 8015 | Rate Constraint in lbs/MWh | FALSE | L | Annual | Allowances Withdrawn (1:n) | Thousand Tons | 0 | 0 | 0 | 0 | 0 | 0 | 0
7.23 - NJ Fossil CO2 Rate Limit: Unit 1675 | 67 | 8015 | Rate Constraint in lbs/MWh | FALSE | L | Annual | Total | Thousand Tons | 110.5056 | 82.9678 | 10.6276 | 3.2233 | 0.5614 | 0.091115 | 0.54719
7.23 - NJ Fossil CO2 Rate Limit: Unit 1675 | 67 | 8015 | Rate Constraint in lbs/MWh | FALSE | L | Annual | Fuel Consumed | TBtu | 1.2612 | 0.94694 | 0.1213 | 0.036789 | 0.0064074 | 0.0010399 | 0.0062453
7.23 - NJ Fossil CO2 Rate Limit: Unit 1675 | 67 | 8015 | Rate Constraint in lbs/MWh | FALSE | L | Annual | Rate | lb/MMBtu | 175.2336 | 175.2336 | 175.2336 | 175.2336 | 175.2336 | 175.2336 | 175.2336
7.23 - NJ Fossil CO2 Rate Limit: Unit 1675 | 67 | 8015 | Rate Constraint in lbs/MWh | FALSE | L | Annual | Generation | TWh | 0.15419 | 0.11576 | 0.014828 | 0.0044974 | 0.00078331 | 0.00012713 | 0.00076349
7.23 - NJ Fossil CO2 Rate Limit: Unit 1675 | 67 | 8015 | Rate Constraint in lbs/MWh | FALSE | L | Annual | Qualifying Generation | TWh | 0.15419 | 0.11576 | 0.014828 | 0.0044974 | 0.00078331 | 0.00012713 | 0.00076349
7.23 - NJ Fossil CO2 Rate Limit: Unit 1675 | 67 | 8015 | Rate Constraint in lbs/MWh | FALSE | L | Annual | Constraint Shadow Price | US2022$/Ton | 0 | 0 | 0 | 0 | 0 | 0 | 0
7.23 - NJ Fossil CO2 Rate Limit: Unit 1676 | 68 | 8016 | Rate Constraint in lbs/MWh | FALSE | L | Annual | Seasons Included | Seasons | Winter, Spring, Summer, Fall | Winter, Spring, Summer, Fall | Winter, Spring, Summer, Fall | Winter, Spring, Summer, Fall | Winter, Spring, Summer, Fall | Winter, Spring, Summer, Fall | Winter, Spring, Summer, Fall
7.23 - NJ Fossil CO2 Rate Limit: Unit 1676 | 68 | 8016 | Rate Constraint in lbs/MWh | FALSE | L | Annual | Standard CO2 | lb/MWh | 1300 | 1300 | 1000 | 1000 | 1000 | 1000 | 1000
7.23 - NJ Fossil CO2 Rate Limit: Unit 1676 | 68 | 8016 | Rate Constraint in lbs/MWh | FALSE | L | Annual | Emissions at Affected Plants CO2 | Thousand Tons | 68.6676 | 66.7002 | 5.0576 | 5.0576 | 0 | 0 | 0
7.23 - NJ Fossil CO2 Rate Limit: Unit 1676 | 68 | 8016 | Rate Constraint in lbs/MWh | FALSE | L | Annual | Allowances Purchased CO2 | Thousand Tons | 0 | 0 | 0 | 0 | 0 | 0 | 0
7.23 - NJ Fossil CO2 Rate Limit: Unit 1676 | 68 | 8016 | Rate Constraint in lbs/MWh | FALSE | L | Annual | Allowances Sold CO2 | Thousand Tons | 0 | 0 | 0 | 0 | 0 | 0 | 0
7.23 - NJ Fossil CO2 Rate Limit: Unit 1676 | 68 | 8016 | Rate Constraint in lbs/MWh | FALSE | L | Annual | Allowances Banked | Thousand Tons | 0 | 0 | 0 | 0 | 0 | 0 | 0
7.23 - NJ Fossil CO2 Rate Limit: Unit 1676 | 68 | 8016 | Rate Constraint in lbs/MWh | FALSE | L | Annual | Allowances Withdrawn (1:1) | Thousand Tons | 0 | 0 | 0 | 0 | 0 | 0 | 0
7.23 - NJ Fossil CO2 Rate Limit: Unit 1676 | 68 | 8016 | Rate Constraint in lbs/MWh | FALSE | L | Annual | Allowances Withdrawn (1:n) | Thousand Tons | 0 | 0 | 0 | 0 | 0 | 0 | 0
7.23 - NJ Fossil CO2 Rate Limit: Unit 1676 | 68 | 8016 | Rate Constraint in lbs/MWh | FALSE | L | Annual | Total | Thousand Tons | 68.6676 | 66.7002 | 5.0576 | 5.0576 | 0 | 0 | 0
7.23 - NJ Fossil CO2 Rate Limit: Unit 1676 | 68 | 8016 | Rate Constraint in lbs/MWh | FALSE | L | Annual | Fuel Consumed | TBtu | 1.173 | 1.1394 | 0.091816 | 0.091816 | 0 | 0 | 0
7.23 - NJ Fossil CO2 Rate Limit: Unit 1676 | 68 | 8016 | Rate Constraint in lbs/MWh | FALSE | L | Annual | Rate | lb/MMBtu | 117.08 | 117.08 | 110.1678 | 110.1678 | 0 | 0 | 0
7.23 - NJ Fossil CO2 Rate Limit: Unit 1676 | 68 | 8016 | Rate Constraint in lbs/MWh | FALSE | L | Annual | Generation | TWh | 0.1309 | 0.12715 | 0.010115 | 0.010115 | 0 | 0 | 0
7.23 - NJ Fossil CO2 Rate Limit: Unit 1676 | 68 | 8016 | Rate Constraint in lbs/MWh | FALSE | L | Annual | Qualifying Generation | TWh | 0.1309 | 0.12715 | 0.010115 | 0.010115 | 0 | 0 | 0
7.23 - NJ Fossil CO2 Rate Limit: Unit 1676 | 68 | 8016 | Rate Constraint in lbs/MWh | FALSE | L | Annual | Constraint Shadow Price | US2022$/Ton | 0 | 0 | 91.3799 | 56.3739 | 43.368 | 59.9363 | 100.8929
7.23 - NJ Fossil CO2 Rate Limit: Unit 1751 | 69 | 8017 | Rate Constraint in lbs/MWh | FALSE | L | Annual | Seasons Included | Seasons | Winter, Spring, Summer, Fall | Winter, Spring, Summer, Fall | Winter, Spring, Summer, Fall | Winter, Spring, Summer, Fall | Winter, Spring, Summer, Fall | Winter, Spring, Summer, Fall | Winter, Spring, Summer, Fall
7.23 - NJ Fossil CO2 Rate Limit: Unit 1751 | 69 | 8017 | Rate Constraint in lbs/MWh | FALSE | L | Annual | Standard CO2 | lb/MWh | 1990.8057 | 1990.8057 | 1531.389 | 1531.389 | 1531.389 | 1531.389 | 1531.389
7.23 - NJ Fossil CO2 Rate Limit: Unit 1751 | 69 | 8017 | Rate Constraint in lbs/MWh | FALSE | L | Annual | Emissions at Affected Plants CO2 | Thousand Tons | 1041.1605 | 1041.1605 | 1041.1605 | 834.3555 | 833.959 | 833.959 | 833.959
7.23 - NJ Fossil CO2 Rate Limit: Unit 1751 | 69 | 8017 | Rate Constraint in lbs/MWh | FALSE | L | Annual | Allowances Purchased CO2 | Thousand Tons | 0 | 0 | 0 | 0 | 0 | 0 | 0
7.23 - NJ Fossil CO2 Rate Limit: Unit 1751 | 69 | 8017 | Rate Constraint in lbs/MWh | FALSE | L | Annual | Allowances Sold CO2 | Thousand Tons | 0 | 0 | 0 | 0 | 0 | 0 | 0
7.23 - NJ Fossil CO2 Rate Limit: Unit 1751 | 69 | 8017 | Rate Constraint in lbs/MWh | FALSE | L | Annual | Allowances Banked | Thousand Tons | 0 | 0 | 0 | 0 | 0 | 0 | 0
7.23 - NJ Fossil CO2 Rate Limit: Unit 1751 | 69 | 8017 | Rate Constraint in lbs/MWh | FALSE | L | Annual | Allowances Withdrawn (1:1) | Thousand Tons | 0 | 0 | 0 | 0 | 0 | 0 | 0
7.23 - NJ Fossil CO2 Rate Limit: Unit 1751 | 69 | 8017 | Rate Constraint in lbs/MWh | FALSE | L | Annual | Allowances Withdrawn (1:n) | Thousand Tons | 0 | 0 | 0 | 0 | 0 | 0 | 0
7.23 - NJ Fossil CO2 Rate Limit: Unit 1751 | 69 | 8017 | Rate Constraint in lbs/MWh | FALSE | L | Annual | Total | Thousand Tons | 1041.1605 | 1041.1605 | 1041.1605 | 834.3555 | 833.959 | 833.959 | 833.959
7.23 - NJ Fossil CO2 Rate Limit: Unit 1751 | 69 | 8017 | Rate Constraint in lbs/MWh | FALSE | L | Annual | Fuel Consumed | TBtu | 11.6139 | 11.6139 | 11.6139 | 9.3071 | 9.3026 | 9.3026 | 9.3026
7.23 - NJ Fossil CO2 Rate Limit: Unit 1751 | 69 | 8017 | Rate Constraint in lbs/MWh | FALSE | L | Annual | Rate | lb/MMBtu | 179.295 | 179.295 | 179.295 | 179.295 | 179.295 | 179.295 | 179.295
7.23 - NJ Fossil CO2 Rate Limit: Unit 1751 | 69 | 8017 | Rate Constraint in lbs/MWh | FALSE | L | Annual | Generation | TWh | 1.9136 | 1.9136 | 1.9136 | 1.5335 | 1.5328 | 1.5328 | 1.5328
7.23 - NJ Fossil CO2 Rate Limit: Unit 1751 | 69 | 8017 | Rate Constraint in lbs/MWh | FALSE | L | Annual | Qualifying Generation | TWh | 1.9136 | 1.9136 | 1.9136 | 1.5335 | 1.5328 | 1.5328 | 1.5328
7.23 - NJ Fossil CO2 Rate Limit: Unit 1751 | 69 | 8017 | Rate Constraint in lbs/MWh | FALSE | L | Annual | Constraint Shadow Price | US2022$/Ton | 0 | 0 | 0 | 0 | 0 | 0 | 0
7.23 - NJ Fossil CO2 Rate Limit: Unit 1752 | 70 | 8018 | Rate Constraint in lbs/MWh | FALSE | L | Annual | Seasons Included | Seasons | Winter, Spring, Summer, Fall | Winter, Spring, Summer, Fall | Winter, Spring, Summer, Fall | Winter, Spring, Summer, Fall | Winter, Spring, Summer, Fall | Winter, Spring, Summer, Fall | Winter, Spring, Summer, Fall
7.23 - NJ Fossil CO2 Rate Limit: Unit 1752 | 70 | 8018 | Rate Constraint in lbs/MWh | FALSE | L | Annual | Standard CO2 | lb/MWh | 1990.8057 | 1990.8057 | 1531.389 | 1531.389 | 1531.389 | 1531.389 | 1531.389
7.23 - NJ Fossil CO2 Rate Limit: Unit 1752 | 70 | 8018 | Rate Constraint in lbs/MWh | FALSE | L | Annual | Emissions at Affected Plants CO2 | Thousand Tons | 2785.1444 | 2785.1444 | 2785.1444 | 2225.8894 | 2230.8725 | 2230.8725 | 2204.1746
7.23 - NJ Fossil CO2 Rate Limit: Unit 1752 | 70 | 8018 | Rate Constraint in lbs/MWh | FALSE | L | Annual | Allowances Purchased CO2 | Thousand Tons | 0 | 0 | 0 | 0 | 0 | 0 | 0
7.23 - NJ Fossil CO2 Rate Limit: Unit 1752 | 70 | 8018 | Rate Constraint in lbs/MWh | FALSE | L | Annual | Allowances Sold CO2 | Thousand Tons | 0 | 0 | 0 | 0 | 0 | 0 | 0
7.23 - NJ Fossil CO2 Rate Limit: Unit 1752 | 70 | 8018 | Rate Constraint in lbs/MWh | FALSE | L | Annual | Allowances Banked | Thousand Tons | 0 | 0 | 0 | 0 | 0 | 0 | 0
7.23 - NJ Fossil CO2 Rate Limit: Unit 1752 | 70 | 8018 | Rate Constraint in lbs/MWh | FALSE | L | Annual | Allowances Withdrawn (1:1) | Thousand Tons | 0 | 0 | 0 | 0 | 0 | 0 | 0
7.23 - NJ Fossil CO2 Rate Limit: Unit 1752 | 70 | 8018 | Rate Constraint in lbs/MWh | FALSE | L | Annual | Allowances Withdrawn (1:n) | Thousand Tons | 0 | 0 | 0 | 0 | 0 | 0 | 0
7.23 - NJ Fossil CO2 Rate Limit: Unit 1752 | 70 | 8018 | Rate Constraint in lbs/MWh | FALSE | L | Annual | Total | Thousand Tons | 2785.1444 | 2785.1444 | 2785.1444 | 2225.8894 | 2230.8725 | 2230.8725 | 2204.1746
7.23 - NJ Fossil CO2 Rate Limit: Unit 1752 | 70 | 8018 | Rate Constraint in lbs/MWh | FALSE | L | Annual | Fuel Consumed | TBtu | 31.0677 | 31.0677 | 31.0677 | 24.8293 | 24.8849 | 24.8849 | 24.5871
7.23 - NJ Fossil CO2 Rate Limit: Unit 1752 | 70 | 8018 | Rate Constraint in lbs/MWh | FALSE | L | Annual | Rate | lb/MMBtu | 179.295 | 179.295 | 179.295 | 179.295 | 179.295 | 179.295 | 179.295
7.23 - NJ Fossil CO2 Rate Limit: Unit 1752 | 70 | 8018 | Rate Constraint in lbs/MWh | FALSE | L | Annual | Generation | TWh | 5.1191 | 5.1191 | 5.1191 | 4.0912 | 4.1003 | 4.1003 | 4.0513
7.23 - NJ Fossil CO2 Rate Limit: Unit 1752 | 70 | 8018 | Rate Constraint in lbs/MWh | FALSE | L | Annual | Qualifying Generation | TWh | 5.1191 | 5.1191 | 5.1191 | 4.0912 | 4.1003 | 4.1003 | 4.0513
7.23 - NJ Fossil CO2 Rate Limit: Unit 1752 | 70 | 8018 | Rate Constraint in lbs/MWh | FALSE | L | Annual | Constraint Shadow Price | US2022$/Ton | 0 | 0 | 0 | 0 | 0 | 0 | 0
7.23 - NJ Fossil CO2 Rate Limit: Unit 2178 | 71 | 8019 | Rate Constraint in lbs/MWh | FALSE | L | Annual | Seasons Included | Seasons | Winter, Spring, Summer, Fall | Winter, Spring, Summer, Fall | Winter, Spring, Summer, Fall | Winter, Spring, Summer, Fall | Winter, Spring, Summer, Fall | Winter, Spring, Summer, Fall | Winter, Spring, Summer, Fall
7.23 - NJ Fossil CO2 Rate Limit: Unit 2178 | 71 | 8019 | Rate Constraint in lbs/MWh | FALSE | L | Annual | Standard CO2 | lb/MWh | 1300 | 1300 | 1000 | 1000 | 1000 | 1000 | 1000
7.23 - NJ Fossil CO2 Rate Limit: Unit 2178 | 71 | 8019 | Rate Constraint in lbs/MWh | FALSE | L | Annual | Emissions at Affected Plants CO2 | Thousand Tons | 0 | 0 | 0 | 0 | 0 | 0 | 0
7.23 - NJ Fossil CO2 Rate Limit: Unit 2178 | 71 | 8019 | Rate Constraint in lbs/MWh | FALSE | L | Annual | Allowances Purchased CO2 | Thousand Tons | 0 | 0 | 0 | 0 | 0 | 0 | 0
7.23 - NJ Fossil CO2 Rate Limit: Unit 2178 | 71 | 8019 | Rate Constraint in lbs/MWh | FALSE | L | Annual | Allowances Sold CO2 | Thousand Tons | 0 | 0 | 0 | 0 | 0 | 0 | 0
7.23 - NJ Fossil CO2 Rate Limit: Unit 2178 | 71 | 8019 | Rate Constraint in lbs/MWh | FALSE | L | Annual | Allowances Banked | Thousand Tons | 0 | 0 | 0 | 0 | 0 | 0 | 0
7.23 - NJ Fossil CO2 Rate Limit: Unit 2178 | 71 | 8019 | Rate Constraint in lbs/MWh | FALSE | L | Annual | Allowances Withdrawn (1:1) | Thousand Tons | 0 | 0 | 0 | 0 | 0 | 0 | 0
7.23 - NJ Fossil CO2 Rate Limit: Unit 2178 | 71 | 8019 | Rate Constraint in lbs/MWh | FALSE | L | Annual | Allowances Withdrawn (1:n) | Thousand Tons | 0 | 0 | 0 | 0 | 0 | 0 | 0
7.23 - NJ Fossil CO2 Rate Limit: Unit 2178 | 71 | 8019 | Rate Constraint in lbs/MWh | FALSE | L | Annual | Total | Thousand Tons | 0 | 0 | 0 | 0 | 0 | 0 | 0
7.23 - NJ Fossil CO2 Rate Limit: Unit 2178 | 71 | 8019 | Rate Constraint in lbs/MWh | FALSE | L | Annual | Fuel Consumed | TBtu | 0 | 0 | 0 | 0 | 0 | 0 | 0
7.23 - NJ Fossil CO2 Rate Limit: Unit 2178 | 71 | 8019 | Rate Constraint in lbs/MWh | FALSE | L | Annual | Rate | lb/MMBtu | 0 | 0 | 0 | 0 | 0 | 0 | 0
7.23 - NJ Fossil CO2 Rate Limit: Unit 2178 | 71 | 8019 | Rate Constraint in lbs/MWh | FALSE | L | Annual | Generation | TWh | 0 | 0 | 0 | 0 | 0 | 0 | 0
7.23 - NJ Fossil CO2 Rate Limit: Unit 2178 | 71 | 8019 | Rate Constraint in lbs/MWh | FALSE | L | Annual | Qualifying Generation | TWh | 0 | 0 | 0 | 0 | 0 | 0 | 0
7.23 - NJ Fossil CO2 Rate Limit: Unit 2178 | 71 | 8019 | Rate Constraint in lbs/MWh | FALSE | L | Annual | Constraint Shadow Price | US2022$/Ton | 0 | 0 | 0 | 0 | 0 | 0 | 0
7.23 - NJ Fossil CO2 Rate Limit: Unit 2659 | 72 | 8020 | Rate Constraint in lbs/MWh | FALSE | L | Annual | Seasons Included | Seasons | Winter, Spring, Summer, Fall | Winter, Spring, Summer, Fall | Winter, Spring, Summer, Fall | Winter, Spring, Summer, Fall | Winter, Spring, Summer, Fall | Winter, Spring, Summer, Fall | Winter, Spring, Summer, Fall
7.23 - NJ Fossil CO2 Rate Limit: Unit 2659 | 72 | 8020 | Rate Constraint in lbs/MWh | FALSE | L | Annual | Standard CO2 | lb/MWh | 2760.6148 | 2760.6148 | 2123.5499 | 2123.5499 | 2123.5499 | 2123.5499 | 2123.5499
7.23 - NJ Fossil CO2 Rate Limit: Unit 2659 | 72 | 8020 | Rate Constraint in lbs/MWh | FALSE | L | Annual | Emissions at Affected Plants CO2 | Thousand Tons | 0 | 0 | 0 | 0 | 0 | 0 | 0
7.23 - NJ Fossil CO2 Rate Limit: Unit 2659 | 72 | 8020 | Rate Constraint in lbs/MWh | FALSE | L | Annual | Allowances Purchased CO2 | Thousand Tons | 0 | 0 | 0 | 0 | 0 | 0 | 0
7.23 - NJ Fossil CO2 Rate Limit: Unit 2659 | 72 | 8020 | Rate Constraint in lbs/MWh | FALSE | L | Annual | Allowances Sold CO2 | Thousand Tons | 0 | 0 | 0 | 0 | 0 | 0 | 0
7.23 - NJ Fossil CO2 Rate Limit: Unit 2659 | 72 | 8020 | Rate Constraint in lbs/MWh | FALSE | L | Annual | Allowances Banked | Thousand Tons | 0 | 0 | 0 | 0 | 0 | 0 | 0
7.23 - NJ Fossil CO2 Rate Limit: Unit 2659 | 72 | 8020 | Rate Constraint in lbs/MWh | FALSE | L | Annual | Allowances Withdrawn (1:1) | Thousand Tons | 0 | 0 | 0 | 0 | 0 | 0 | 0
7.23 - NJ Fossil CO2 Rate Limit: Unit 2659 | 72 | 8020 | Rate Constraint in lbs/MWh | FALSE | L | Annual | Allowances Withdrawn (1:n) | Thousand Tons | 0 | 0 | 0 | 0 | 0 | 0 | 0
7.23 - NJ Fossil CO2 Rate Limit: Unit 2659 | 72 | 8020 | Rate Constraint in lbs/MWh | FALSE | L | Annual | Total | Thousand Tons | 0 | 0 | 0 | 0 | 0 | 0 | 0
7.23 - NJ Fossil CO2 Rate Limit: Unit 2659 | 72 | 8020 | Rate Constraint in lbs/MWh | FALSE | L | Annual | Fuel Consumed | TBtu | 0 | 0 | 0 | 0 | 0 | 0 | 0
7.23 - NJ Fossil CO2 Rate Limit: Unit 2659 | 72 | 8020 | Rate Constraint in lbs/MWh | FALSE | L | Annual | Rate | lb/MMBtu | 0 | 0 | 0 | 0 | 0 | 0 | 0
7.23 - NJ Fossil CO2 Rate Limit: Unit 2659 | 72 | 8020 | Rate Constraint in lbs/MWh | FALSE | L | Annual | Generation | TWh | 0 | 0 | 0 | 0 | 0 | 0 | 0
7.23 - NJ Fossil CO2 Rate Limit: Unit 2659 | 72 | 8020 | Rate Constraint in lbs/MWh | FALSE | L | Annual | Qualifying Generation | TWh | 0 | 0 | 0 | 0 | 0 | 0 | 0
7.23 - NJ Fossil CO2 Rate Limit: Unit 2659 | 72 | 8020 | Rate Constraint in lbs/MWh | FALSE | L | Annual | Constraint Shadow Price | US2022$/Ton | 159.147 | 138.7251 | 80.6899 | 83.6722 | 69.2877 | 66.4285 | 72.0875
7.23 - NJ Fossil CO2 Rate Limit: Unit 509 | 73 | 7976 | Rate Constraint in lbs/MWh | FALSE | L | Annual | Seasons Included | Seasons | Winter, Spring, Summer, Fall | Winter, Spring, Summer, Fall | Winter, Spring, Summer, Fall | Winter, Spring, Summer, Fall | Winter, Spring, Summer, Fall | Winter, Spring, Summer, Fall | Winter, Spring, Summer, Fall
7.23 - NJ Fossil CO2 Rate Limit: Unit 509 | 73 | 7976 | Rate Constraint in lbs/MWh | FALSE | L | Annual | Standard CO2 | lb/MWh | 1300 | 1300 | 1000 | 1000 | 1000 | 1000 | 1000
7.23 - NJ Fossil CO2 Rate Limit: Unit 509 | 73 | 7976 | Rate Constraint in lbs/MWh | FALSE | L | Annual | Emissions at Affected Plants CO2 | Thousand Tons | 9.355 | 6.0952 | 0 | 0 | 0 | 0 | 0
7.23 - NJ Fossil CO2 Rate Limit: Unit 509 | 73 | 7976 | Rate Constraint in lbs/MWh | FALSE | L | Annual | Allowances Purchased CO2 | Thousand Tons | 0 | 0 | 0 | 0 | 0 | 0 | 0
7.23 - NJ Fossil CO2 Rate Limit: Unit 509 | 73 | 7976 | Rate Constraint in lbs/MWh | FALSE | L | Annual | Allowances Sold CO2 | Thousand Tons | 0 | 0 | 0 | 0 | 0 | 0 | 0
7.23 - NJ Fossil CO2 Rate Limit: Unit 509 | 73 | 7976 | Rate Constraint in lbs/MWh | FALSE | L | Annual | Allowances Banked | Thousand Tons | 0 | 0 | 0 | 0 | 0 | 0 | 0
7.23 - NJ Fossil CO2 Rate Limit: Unit 509 | 73 | 7976 | Rate Constraint in lbs/MWh | FALSE | L | Annual | Allowances Withdrawn (1:1) | Thousand Tons | 0 | 0 | 0 | 0 | 0 | 0 | 0
7.23 - NJ Fossil CO2 Rate Limit: Unit 509 | 73 | 7976 | Rate Constraint in lbs/MWh | FALSE | L | Annual | Allowances Withdrawn (1:n) | Thousand Tons | 0 | 0 | 0 | 0 | 0 | 0 | 0
7.23 - NJ Fossil CO2 Rate Limit: Unit 509 | 73 | 7976 | Rate Constraint in lbs/MWh | FALSE | L | Annual | Total | Thousand Tons | 9.355 | 6.0952 | 0 | 0 | 0 | 0 | 0
7.23 - NJ Fossil CO2 Rate Limit: Unit 509 | 73 | 7976 | Rate Constraint in lbs/MWh | FALSE | L | Annual | Fuel Consumed | TBtu | 0.1598 | 0.10412 | 0 | 0 | 0 | 0 | 0
7.23 - NJ Fossil CO2 Rate Limit: Unit 509 | 73 | 7976 | Rate Constraint in lbs/MWh | FALSE | L | Annual | Rate | lb/MMBtu | 117.08 | 117.08 | 0 | 0 | 0 | 0 | 0
7.23 - NJ Fossil CO2 Rate Limit: Unit 509 | 73 | 7976 | Rate Constraint in lbs/MWh | FALSE | L | Annual | Generation | TWh | 0.014872 | 0.0096901 | 0 | 0 | 0 | 0 | 0
7.23 - NJ Fossil CO2 Rate Limit: Unit 509 | 73 | 7976 | Rate Constraint in lbs/MWh | FALSE | L | Annual | Qualifying Generation | TWh | 0.014872 | 0.0096901 | 0 | 0 | 0 | 0 | 0
7.23 - NJ Fossil CO2 Rate Limit: Unit 509 | 73 | 7976 | Rate Constraint in lbs/MWh | FALSE | L | Annual | Constraint Shadow Price | US2022$/Ton | 0 | 0 | 135.4986 | 216.3573 | 205.6578 | 216.0536 | 325.7828
7.23 - NJ Fossil CO2 Rate Limit: Unit 510 | 74 | 7977 | Rate Constraint in lbs/MWh | FALSE | L | Annual | Seasons Included | Seasons | Winter, Spring, Summer, Fall | Winter, Spring, Summer, Fall | Winter, Spring, Summer, Fall | Winter, Spring, Summer, Fall | Winter, Spring, Summer, Fall | Winter, Spring, Summer, Fall | Winter, Spring, Summer, Fall
7.23 - NJ Fossil CO2 Rate Limit: Unit 510 | 74 | 7977 | Rate Constraint in lbs/MWh | FALSE | L | Annual | Standard CO2 | lb/MWh | 1300 | 1300 | 1000 | 1000 | 1000 | 1000 | 1000
7.23 - NJ Fossil CO2 Rate Limit: Unit 510 | 74 | 7977 | Rate Constraint in lbs/MWh | FALSE | L | Annual | Emissions at Affected Plants CO2 | Thousand Tons | 1.8359 | 1.2044 | 0 | 0 | 0 | 0 | 0
7.23 - NJ Fossil CO2 Rate Limit: Unit 510 | 74 | 7977 | Rate Constraint in lbs/MWh | FALSE | L | Annual | Allowances Purchased CO2 | Thousand Tons | 0 | 0 | 0 | 0 | 0 | 0 | 0
7.23 - NJ Fossil CO2 Rate Limit: Unit 510 | 74 | 7977 | Rate Constraint in lbs/MWh | FALSE | L | Annual | Allowances Sold CO2 | Thousand Tons | 0 | 0 | 0 | 0 | 0 | 0 | 0
7.23 - NJ Fossil CO2 Rate Limit: Unit 510 | 74 | 7977 | Rate Constraint in lbs/MWh | FALSE | L | Annual | Allowances Banked | Thousand Tons | 0 | 0 | 0 | 0 | 0 | 0 | 0
7.23 - NJ Fossil CO2 Rate Limit: Unit 510 | 74 | 7977 | Rate Constraint in lbs/MWh | FALSE | L | Annual | Allowances Withdrawn (1:1) | Thousand Tons | 0 | 0 | 0 | 0 | 0 | 0 | 0
7.23 - NJ Fossil CO2 Rate Limit: Unit 510 | 74 | 7977 | Rate Constraint in lbs/MWh | FALSE | L | Annual | Allowances Withdrawn (1:n) | Thousand Tons | 0 | 0 | 0 | 0 | 0 | 0 | 0
7.23 - NJ Fossil CO2 Rate Limit: Unit 510 | 74 | 7977 | Rate Constraint in lbs/MWh | FALSE | L | Annual | Total | Thousand Tons | 1.8359 | 1.2044 | 0 | 0 | 0 | 0 | 0
7.23 - NJ Fossil CO2 Rate Limit: Unit 510 | 74 | 7977 | Rate Constraint in lbs/MWh | FALSE | L | Annual | Fuel Consumed | TBtu | 0.031362 | 0.020574 | 0 | 0 | 0 | 0 | 0
7.23 - NJ Fossil CO2 Rate Limit: Unit 510 | 74 | 7977 | Rate Constraint in lbs/MWh | FALSE | L | Annual | Rate | lb/MMBtu | 117.08 | 117.08 | 0 | 0 | 0 | 0 | 0
7.23 - NJ Fossil CO2 Rate Limit: Unit 510 | 74 | 7977 | Rate Constraint in lbs/MWh | FALSE | L | Annual | Generation | TWh | 0.0029188 | 0.0019147 | 0 | 0 | 0 | 0 | 0
7.23 - NJ Fossil CO2 Rate Limit: Unit 510 | 74 | 7977 | Rate Constraint in lbs/MWh | FALSE | L | Annual | Qualifying Generation | TWh | 0.0029188 | 0.0019147 | 0 | 0 | 0 | 0 | 0
7.23 - NJ Fossil CO2 Rate Limit: Unit 510 | 74 | 7977 | Rate Constraint in lbs/MWh | FALSE | L | Annual | Constraint Shadow Price | US2022$/Ton | 0 | 0 | 135.4986 | 216.3573 | 205.6578 | 216.0536 | 314.0345
7.23 - NJ Fossil CO2 Rate Limit: Unit 511 | 75 | 7978 | Rate Constraint in lbs/MWh | FALSE | L | Annual | Seasons Included | Seasons | Winter, Spring, Summer, Fall | Winter, Spring, Summer, Fall | Winter, Spring, Summer, Fall | Winter, Spring, Summer, Fall | Winter, Spring, Summer, Fall | Winter, Spring, Summer, Fall | Winter, Spring, Summer, Fall
7.23 - NJ Fossil CO2 Rate Limit: Unit 511 | 75 | 7978 | Rate Constraint in lbs/MWh | FALSE | L | Annual | Standard CO2 | lb/MWh | 1300 | 1300 | 1000 | 1000 | 1000 | 1000 | 1000
7.23 - NJ Fossil CO2 Rate Limit: Unit 511 | 75 | 7978 | Rate Constraint in lbs/MWh | FALSE | L | Annual | Emissions at Affected Plants CO2 | Thousand Tons | 0 | 0 | 0 | 0 | 0 | 0 | 0
7.23 - NJ Fossil CO2 Rate Limit: Unit 511 | 75 | 7978 | Rate Constraint in lbs/MWh | FALSE | L | Annual | Allowances Purchased CO2 | Thousand Tons | 0 | 0 | 0 | 0 | 0 | 0 | 0
7.23 - NJ Fossil CO2 Rate Limit: Unit 511 | 75 | 7978 | Rate Constraint in lbs/MWh | FALSE | L | Annual | Allowances Sold CO2 | Thousand Tons | 0 | 0 | 0 | 0 | 0 | 0 | 0
7.23 - NJ Fossil CO2 Rate Limit: Unit 511 | 75 | 7978 | Rate Constraint in lbs/MWh | FALSE | L | Annual | Allowances Banked | Thousand Tons | 0 | 0 | 0 | 0 | 0 | 0 | 0
7.23 - NJ Fossil CO2 Rate Limit: Unit 511 | 75 | 7978 | Rate Constraint in lbs/MWh | FALSE | L | Annual | Allowances Withdrawn (1:1) | Thousand Tons | 0 | 0 | 0 | 0 | 0 | 0 | 0
7.23 - NJ Fossil CO2 Rate Limit: Unit 511 | 75 | 7978 | Rate Constraint in lbs/MWh | FALSE | L | Annual | Allowances Withdrawn (1:n) | Thousand Tons | 0 | 0 | 0 | 0 | 0 | 0 | 0
7.23 - NJ Fossil CO2 Rate Limit: Unit 511 | 75 | 7978 | Rate Constraint in lbs/MWh | FALSE | L | Annual | Total | Thousand Tons | 0 | 0 | 0 | 0 | 0 | 0 | 0
7.23 - NJ Fossil CO2 Rate Limit: Unit 511 | 75 | 7978 | Rate Constraint in lbs/MWh | FALSE | L | Annual | Fuel Consumed | TBtu | 0 | 0 | 0 | 0 | 0 | 0 | 0
7.23 - NJ Fossil CO2 Rate Limit: Unit 511 | 75 | 7978 | Rate Constraint in lbs/MWh | FALSE | L | Annual | Rate | lb/MMBtu | 0 | 0 | 0 | 0 | 0 | 0 | 0
7.23 - NJ Fossil CO2 Rate Limit: Unit 511 | 75 | 7978 | Rate Constraint in lbs/MWh | FALSE | L | Annual | Generation | TWh | 0 | 0 | 0 | 0 | 0 | 0 | 0
7.23 - NJ Fossil CO2 Rate Limit: Unit 511 | 75 | 7978 | Rate Constraint in lbs/MWh | FALSE | L | Annual | Qualifying Generation | TWh | 0 | 0 | 0 | 0 | 0 | 0 | 0
7.23 - NJ Fossil CO2 Rate Limit: Unit 511 | 75 | 7978 | Rate Constraint in lbs/MWh | FALSE | L | Annual | Constraint Shadow Price | US2022$/Ton | 136.5384 | 31.5529 | 23.4613 | 33.7114 | 26.3271 | 32.1458 | 75.3928
7.23 - NJ Fossil CO2 Rate Limit: Unit 512 | 76 | 7979 | Rate Constraint in lbs/MWh | FALSE | L | Annual | Seasons Included | Seasons | Winter, Spring, Summer, Fall | Winter, Spring, Summer, Fall | Winter, Spring, Summer, Fall | Winter, Spring, Summer, Fall | Winter, Spring, Summer, Fall | Winter, Spring, Summer, Fall | Winter, Spring, Summer, Fall
7.23 - NJ Fossil CO2 Rate Limit: Unit 512 | 76 | 7979 | Rate Constraint in lbs/MWh | FALSE | L | Annual | Standard CO2 | lb/MWh | 1375.4552 | 1375.4552 | 1058.0424 | 1058.0424 | 1058.0424 | 1058.0424 | 1058.0424
7.23 - NJ Fossil CO2 Rate Limit: Unit 512 | 76 | 7979 | Rate Constraint in lbs/MWh | FALSE | L | Annual | Emissions at Affected Plants CO2 | Thousand Tons | 0 | 0 | 0 | 0 | 0 | 0 | 0
7.23 - NJ Fossil CO2 Rate Limit: Unit 512 | 76 | 7979 | Rate Constraint in lbs/MWh | FALSE | L | Annual | Allowances Purchased CO2 | Thousand Tons | 0 | 0 | 0 | 0 | 0 | 0 | 0
7.23 - NJ Fossil CO2 Rate Limit: Unit 512 | 76 | 7979 | Rate Constraint in lbs/MWh | FALSE | L | Annual | Allowances Sold CO2 | Thousand Tons | 0 | 0 | 0 | 0 | 0 | 0 | 0
7.23 - NJ Fossil CO2 Rate Limit: Unit 512 | 76 | 7979 | Rate Constraint in lbs/MWh | FALSE | L | Annual | Allowances Banked | Thousand Tons | 0 | 0 | 0 | 0 | 0 | 0 | 0
7.23 - NJ Fossil CO2 Rate Limit: Unit 512 | 76 | 7979 | Rate Constraint in lbs/MWh | FALSE | L | Annual | Allowances Withdrawn (1:1) | Thousand Tons | 0 | 0 | 0 | 0 | 0 | 0 | 0
7.23 - NJ Fossil CO2 Rate Limit: Unit 512 | 76 | 7979 | Rate Constraint in lbs/MWh | FALSE | L | Annual | Allowances Withdrawn (1:n) | Thousand Tons | 0 | 0 | 0 | 0 | 0 | 0 | 0
7.23 - NJ Fossil CO2 Rate Limit: Unit 512 | 76 | 7979 | Rate Constraint in lbs/MWh | FALSE | L | Annual | Total | Thousand Tons | 0 | 0 | 0 | 0 | 0 | 0 | 0
7.23 - NJ Fossil CO2 Rate Limit: Unit 512 | 76 | 7979 | Rate Constraint in lbs/MWh | FALSE | L | Annual | Fuel Consumed | TBtu | 0 | 0 | 0 | 0 | 0 | 0 | 0
7.23 - NJ Fossil CO2 Rate Limit: Unit 512 | 76 | 7979 | Rate Constraint in lbs/MWh | FALSE | L | Annual | Rate | lb/MMBtu | 0 | 0 | 0 | 0 | 0 | 0 | 0
7.23 - NJ Fossil CO2 Rate Limit: Unit 512 | 76 | 7979 | Rate Constraint in lbs/MWh | FALSE | L | Annual | Generation | TWh | 0 | 0 | 0 | 0 | 0 | 0 | 0
7.23 - NJ Fossil CO2 Rate Limit: Unit 512 | 76 | 7979 | Rate Constraint in lbs/MWh | FALSE | L | Annual | Qualifying Generation | TWh | 0 | 0 | 0 | 0 | 0 | 0 | 0
7.23 - NJ Fossil CO2 Rate Limit: Unit 512 | 76 | 7979 | Rate Constraint in lbs/MWh | FALSE | L | Annual | Constraint Shadow Price | US2022$/Ton | 800.2027 | 354.9785 | 93.0617 | 116.7925 | 107.6453 | 115.2757 | 191.6682
7.23 - NJ Fossil CO2 Rate Limit: Unit 513 | 77 | 7980 | Rate Constraint in lbs/MWh | FALSE | L | Annual | Seasons Included | Seasons | Winter, Spring, Summer, Fall | Winter, Spring, Summer, Fall | Winter, Spring, Summer, Fall | Winter, Spring, Summer, Fall | Winter, Spring, Summer, Fall | Winter, Spring, Summer, Fall | Winter, Spring, Summer, Fall
7.23 - NJ Fossil CO2 Rate Limit: Unit 513 | 77 | 7980 | Rate Constraint in lbs/MWh | FALSE | L | Annual | Standard CO2 | lb/MWh | 1300 | 1300 | 1000 | 1000 | 1000 | 1000 | 1000
7.23 - NJ Fossil CO2 Rate Limit: Unit 513 | 77 | 7980 | Rate Constraint in lbs/MWh | FALSE | L | Annual | Emissions at Affected Plants CO2 | Thousand Tons | 31.0693 | 7.2836 | 0 | 0 | 0 | 0 | 0
7.23 - NJ Fossil CO2 Rate Limit: Unit 513 | 77 | 7980 | Rate Constraint in lbs/MWh | FALSE | L | Annual | Allowances Purchased CO2 | Thousand Tons | 0 | 0 | 0 | 0 | 0 | 0 | 0
7.23 - NJ Fossil CO2 Rate Limit: Unit 513 | 77 | 7980 | Rate Constraint in lbs/MWh | FALSE | L | Annual | Allowances Sold CO2 | Thousand Tons | 0 | 0 | 0 | 0 | 0 | 0 | 0
7.23 - NJ Fossil CO2 Rate Limit: Unit 513 | 77 | 7980 | Rate Constraint in lbs/MWh | FALSE | L | Annual | Allowances Banked | Thousand Tons | 0 | 0 | 0 | 0 | 0 | 0 | 0
7.23 - NJ Fossil CO2 Rate Limit: Unit 513 | 77 | 7980 | Rate Constraint in lbs/MWh | FALSE | L | Annual | Allowances Withdrawn (1:1) | Thousand Tons | 0 | 0 | 0 | 0 | 0 | 0 | 0
7.23 - NJ Fossil CO2 Rate Limit: Unit 513 | 77 | 7980 | Rate Constraint in lbs/MWh | FALSE | L | Annual | Allowances Withdrawn (1:n) | Thousand Tons | 0 | 0 | 0 | 0 | 0 | 0 | 0
7.23 - NJ Fossil CO2 Rate Limit: Unit 513 | 77 | 7980 | Rate Constraint in lbs/MWh | FALSE | L | Annual | Total | Thousand Tons | 31.0693 | 7.2836 | 0 | 0 | 0 | 0 | 0
7.23 - NJ Fossil CO2 Rate Limit: Unit 513 | 77 | 7980 | Rate Constraint in lbs/MWh | FALSE | L | Annual | Fuel Consumed | TBtu | 0.53074 | 0.12442 | 0 | 0 | 0 | 0 | 0
7.23 - NJ Fossil CO2 Rate Limit: Unit 513 | 77 | 7980 | Rate Constraint in lbs/MWh | FALSE | L | Annual | Rate | lb/MMBtu | 117.08 | 117.08 | 0 | 0 | 0 | 0 | 0
7.23 - NJ Fossil CO2 Rate Limit: Unit 513 | 77 | 7980 | Rate Constraint in lbs/MWh | FALSE | L | Annual | Generation | TWh | 0.049394 | 0.011579 | 0 | 0 | 0 | 0 | 0
7.23 - NJ Fossil CO2 Rate Limit: Unit 513 | 77 | 7980 | Rate Constraint in lbs/MWh | FALSE | L | Annual | Qualifying Generation | TWh | 0.049394 | 0.011579 | 0 | 0 | 0 | 0 | 0
7.23 - NJ Fossil CO2 Rate Limit: Unit 513 | 77 | 7980 | Rate Constraint in lbs/MWh | FALSE | L | Annual | Constraint Shadow Price | US2022$/Ton | 0 | 0 | 140.3819 | 221.2406 | 210.541 | 220.9366 | 297.8671
7.23 - NJ Fossil CO2 Rate Limit: Unit 514 | 78 | 7981 | Rate Constraint in lbs/MWh | FALSE | L | Annual | Seasons Included | Seasons | Winter, Spring, Summer, Fall | Winter, Spring, Summer, Fall | Winter, Spring, Summer, Fall | Winter, Spring, Summer, Fall | Winter, Spring, Summer, Fall | Winter, Spring, Summer, Fall | Winter, Spring, Summer, Fall
7.23 - NJ Fossil CO2 Rate Limit: Unit 514 | 78 | 7981 | Rate Constraint in lbs/MWh | FALSE | L | Annual | Standard CO2 | lb/MWh | 1913.2414 | 1913.2414 | 1471.7241 | 1471.7241 | 1471.7241 | 1471.7241 | 1471.7241
7.23 - NJ Fossil CO2 Rate Limit: Unit 514 | 78 | 7981 | Rate Constraint in lbs/MWh | FALSE | L | Annual | Emissions at Affected Plants CO2 | Thousand Tons | 4.9944 | 4.218 | 0 | 0 | 0 | 0 | 0
7.23 - NJ Fossil CO2 Rate Limit: Unit 514 | 78 | 7981 | Rate Constraint in lbs/MWh | FALSE | L | Annual | Allowances Purchased CO2 | Thousand Tons | 0 | 0 | 0 | 0 | 0 | 0 | 0
7.23 - NJ Fossil CO2 Rate Limit: Unit 514 | 78 | 7981 | Rate Constraint in lbs/MWh | FALSE | L | Annual | Allowances Sold CO2 | Thousand Tons | 0 | 0 | 0 | 0 | 0 | 0 | 0
7.23 - NJ Fossil CO2 Rate Limit: Unit 514 | 78 | 7981 | Rate Constraint in lbs/MWh | FALSE | L | Annual | Allowances Banked | Thousand Tons | 0 | 0 | 0 | 0 | 0 | 0 | 0
7.23 - NJ Fossil CO2 Rate Limit: Unit 514 | 78 | 7981 | Rate Constraint in lbs/MWh | FALSE | L | Annual | Allowances Withdrawn (1:1) | Thousand Tons | 0 | 0 | 0 | 0 | 0 | 0 | 0
7.23 - NJ Fossil CO2 Rate Limit: Unit 514 | 78 | 7981 | Rate Constraint in lbs/MWh | FALSE | L | Annual | Allowances Withdrawn (1:n) | Thousand Tons | 0 | 0 | 0 | 0 | 0 | 0 | 0
7.23 - NJ Fossil CO2 Rate Limit: Unit 514 | 78 | 7981 | Rate Constraint in lbs/MWh | FALSE | L | Annual | Total | Thousand Tons | 4.9944 | 4.218 | 0 | 0 | 0 | 0 | 0
7.23 - NJ Fossil CO2 Rate Limit: Unit 514 | 78 | 7981 | Rate Constraint in lbs/MWh | FALSE | L | Annual | Fuel Consumed | TBtu | 0.057971 | 0.048958 | 0 | 0 | 0 | 0 | 0
7.23 - NJ Fossil CO2 Rate Limit: Unit 514 | 78 | 7981 | Rate Constraint in lbs/MWh | FALSE | L | Annual | Rate | lb/MMBtu | 172.3095 | 172.3095 | 0 | 0 | 0 | 0 | 0
7.23 - NJ Fossil CO2 Rate Limit: Unit 514 | 78 | 7981 | Rate Constraint in lbs/MWh | FALSE | L | Annual | Generation | TWh | 0.0066633 | 0.0056274 | 0 | 0 | 0 | 0 | 0
7.23 - NJ Fossil CO2 Rate Limit: Unit 514 | 78 | 7981 | Rate Constraint in lbs/MWh | FALSE | L | Annual | Qualifying Generation | TWh | 0.0066633 | 0.0056274 | 0 | 0 | 0 | 0 | 0
7.23 - NJ Fossil CO2 Rate Limit: Unit 514 | 78 | 7981 | Rate Constraint in lbs/MWh | FALSE | L | Annual | Constraint Shadow Price | US2022$/Ton | 0 | 0 | 1851.7969 | 2766.9256 | 2706.9207 | 2779.7371 | 2589.1016
7.23 - NJ Fossil CO2 Rate Limit: Unit 524 | 79 | 7983 | Rate Constraint in lbs/MWh | FALSE | L | Annual | Seasons Included | Seasons | Winter, Spring, Summer, Fall | Winter, Spring, Summer, Fall | Winter, Spring, Summer, Fall | Winter, Spring, Summer, Fall | Winter, Spring, Summer, Fall | Winter, Spring, Summer, Fall | Winter, Spring, Summer, Fall
7.23 - NJ Fossil CO2 Rate Limit: Unit 524 | 79 | 7983 | Rate Constraint in lbs/MWh | FALSE | L | Annual | Standard CO2 | lb/MWh | 1300 | 1300 | 1000 | 1000 | 1000 | 1000 | 1000
7.23 - NJ Fossil CO2 Rate Limit: Unit 524 | 79 | 7983 | Rate Constraint in lbs/MWh | FALSE | L | Annual | Emissions at Affected Plants CO2 | Thousand Tons | 0 | 0 | 0 | 0 | 0 | 0 | 0
7.23 - NJ Fossil CO2 Rate Limit: Unit 524 | 79 | 7983 | Rate Constraint in lbs/MWh | FALSE | L | Annual | Allowances Purchased CO2 | Thousand Tons | 0 | 0 | 0 | 0 | 0 | 0 | 0
7.23 - NJ Fossil CO2 Rate Limit: Unit 524 | 79 | 7983 | Rate Constraint in lbs/MWh | FALSE | L | Annual | Allowances Sold CO2 | Thousand Tons | 0 | 0 | 0 | 0 | 0 | 0 | 0
7.23 - NJ Fossil CO2 Rate Limit: Unit 524 | 79 | 7983 | Rate Constraint in lbs/MWh | FALSE | L | Annual | Allowances Banked | Thousand Tons | 0 | 0 | 0 | 0 | 0 | 0 | 0
7.23 - NJ Fossil CO2 Rate Limit: Unit 524 | 79 | 7983 | Rate Constraint in lbs/MWh | FALSE | L | Annual | Allowances Withdrawn (1:1) | Thousand Tons | 0 | 0 | 0 | 0 | 0 | 0 | 0
7.23 - NJ Fossil CO2 Rate Limit: Unit 524 | 79 | 7983 | Rate Constraint in lbs/MWh | FALSE | L | Annual | Allowances Withdrawn (1:n) | Thousand Tons | 0 | 0 | 0 | 0 | 0 | 0 | 0
7.23 - NJ Fossil CO2 Rate Limit: Unit 524 | 79 | 7983 | Rate Constraint in lbs/MWh | FALSE | L | Annual | Total | Thousand Tons | 0 | 0 | 0 | 0 | 0 | 0 | 0
7.23 - NJ Fossil CO2 Rate Limit: Unit 524 | 79 | 7983 | Rate Constraint in lbs/MWh | FALSE | L | Annual | Fuel Consumed | TBtu | 0 | 0 | 0 | 0 | 0 | 0 | 0
7.23 - NJ Fossil CO2 Rate Limit: Unit 524 | 79 | 7983 | Rate Constraint in lbs/MWh | FALSE | L | Annual | Rate | lb/MMBtu | 0 | 0 | 0 | 0 | 0 | 0 | 0
7.23 - NJ Fossil CO2 Rate Limit: Unit 524 | 79 | 7983 | Rate Constraint in lbs/MWh | FALSE | L | Annual | Generation | TWh | 0 | 0 | 0 | 0 | 0 | 0 | 0
7.23 - NJ Fossil CO2 Rate Limit: Unit 524 | 79 | 7983 | Rate Constraint in lbs/MWh | FALSE | L | Annual | Qualifying Generation | TWh | 0 | 0 | 0 | 0 | 0 | 0 | 0
7.23 - NJ Fossil CO2 Rate Limit: Unit 524 | 79 | 7983 | Rate Constraint in lbs/MWh | FALSE | L | Annual | Constraint Shadow Price | US2022$/Ton | 0 | 0 | 0 | 0 | 0 | 0 | 0
7.23 - NJ Fossil CO2 Rate Limit: Unit 525 | 80 | 7984 | Rate Constraint in lbs/MWh | FALSE | L | Annual | Seasons Included | Seasons | Winter, Spring, Summer, Fall | Winter, Spring, Summer, Fall | Winter, Spring, Summer, Fall | Winter, Spring, Summer, Fall | Winter, Spring, Summer, Fall | Winter, Spring, Summer, Fall | Winter, Spring, Summer, Fall
7.23 - NJ Fossil CO2 Rate Limit: Unit 525 | 80 | 7984 | Rate Constraint in lbs/MWh | FALSE | L | Annual | Standard CO2 | lb/MWh | 1300 | 1300 | 1000 | 1000 | 1000 | 1000 | 1000
7.23 - NJ Fossil CO2 Rate Limit: Unit 525 | 80 | 7984 | Rate Constraint in lbs/MWh | FALSE | L | Annual | Emissions at Affected Plants CO2 | Thousand Tons | 0 | 0 | 0 | 0 | 0 | 0 | 0
7.23 - NJ Fossil CO2 Rate Limit: Unit 525 | 80 | 7984 | Rate Constraint in lbs/MWh | FALSE | L | Annual | Allowances Purchased CO2 | Thousand Tons | 0 | 0 | 0 | 0 | 0 | 0 | 0
7.23 - NJ Fossil CO2 Rate Limit: Unit 525 | 80 | 7984 | Rate Constraint in lbs/MWh | FALSE | L | Annual | Allowances Sold CO2 | Thousand Tons | 0 | 0 | 0 | 0 | 0 | 0 | 0
7.23 - NJ Fossil CO2 Rate Limit: Unit 525 | 80 | 7984 | Rate Constraint in lbs/MWh | FALSE | L | Annual | Allowances Banked | Thousand Tons | 0 | 0 | 0 | 0 | 0 | 0 | 0
7.23 - NJ Fossil CO2 Rate Limit: Unit 525 | 80 | 7984 | Rate Constraint in lbs/MWh | FALSE | L | Annual | Allowances Withdrawn (1:1) | Thousand Tons | 0 | 0 | 0 | 0 | 0 | 0 | 0
7.23 - NJ Fossil CO2 Rate Limit: Unit 525 | 80 | 7984 | Rate Constraint in lbs/MWh | FALSE | L | Annual | Allowances Withdrawn (1:n) | Thousand Tons | 0 | 0 | 0 | 0 | 0 | 0 | 0
7.23 - NJ Fossil CO2 Rate Limit: Unit 525 | 80 | 7984 | Rate Constraint in lbs/MWh | FALSE | L | Annual | Total | Thousand Tons | 0 | 0 | 0 | 0 | 0 | 0 | 0
7.23 - NJ Fossil CO2 Rate Limit: Unit 525 | 80 | 7984 | Rate Constraint in lbs/MWh | FALSE | L | Annual | Fuel Consumed | TBtu | 0 | 0 | 0 | 0 | 0 | 0 | 0
7.23 - NJ Fossil CO2 Rate Limit: Unit 525 | 80 | 7984 | Rate Constraint in lbs/MWh | FALSE | L | Annual | Rate | lb/MMBtu | 0 | 0 | 0 | 0 | 0 | 0 | 0
7.23 - NJ Fossil CO2 Rate Limit: Unit 525 | 80 | 7984 | Rate Constraint in lbs/MWh | FALSE | L | Annual | Generation | TWh | 0 | 0 | 0 | 0 | 0 | 0 | 0
7.23 - NJ Fossil CO2 Rate Limit: Unit 525 | 80 | 7984 | Rate Constraint in lbs/MWh | FALSE | L | Annual | Qualifying Generation | TWh | 0 | 0 | 0 | 0 | 0 | 0 | 0
7.23 - NJ Fossil CO2 Rate Limit: Unit 525 | 80 | 7984 | Rate Constraint in lbs/MWh | FALSE | L | Annual | Constraint Shadow Price | US2022$/Ton | 0 | 0 | 0 | 0 | 0 | 0 | 0
7.23 - NJ Fossil CO2 Rate Limit: Unit 526 | 81 | 7985 | Rate Constraint in lbs/MWh | FALSE | L | Annual | Seasons Included | Seasons | Winter, Spring, Summer, Fall | Winter, Spring, Summer, Fall | Winter, Spring, Summer, Fall | Winter, Spring, Summer, Fall | Winter, Spring, Summer, Fall | Winter, Spring, Summer, Fall | Winter, Spring, Summer, Fall
7.23 - NJ Fossil CO2 Rate Limit: Unit 526 | 81 | 7985 | Rate Constraint in lbs/MWh | FALSE | L | Annual | Standard CO2 | lb/MWh | 1300 | 1300 | 1000 | 1000 | 1000 | 1000 | 1000
7.23 - NJ Fossil CO2 Rate Limit: Unit 526 | 81 | 7985 | Rate Constraint in lbs/MWh | FALSE | L | Annual | Emissions at Affected Plants CO2 | Thousand Tons | 0 | 0 | 0 | 0 | 0 | 0 | 0
7.23 - NJ Fossil CO2 Rate Limit: Unit 526 | 81 | 7985 | Rate Constraint in lbs/MWh | FALSE | L | Annual | Allowances Purchased CO2 | Thousand Tons | 0 | 0 | 0 | 0 | 0 | 0 | 0
7.23 - NJ Fossil CO2 Rate Limit: Unit 526 | 81 | 7985 | Rate Constraint in lbs/MWh | FALSE | L | Annual | Allowances Sold CO2 | Thousand Tons | 0 | 0 | 0 | 0 | 0 | 0 | 0
7.23 - NJ Fossil CO2 Rate Limit: Unit 526 | 81 | 7985 | Rate Constraint in lbs/MWh | FALSE | L | Annual | Allowances Banked | Thousand Tons | 0 | 0 | 0 | 0 | 0 | 0 | 0
7.23 - NJ Fossil CO2 Rate Limit: Unit 526 | 81 | 7985 | Rate Constraint in lbs/MWh | FALSE | L | Annual | Allowances Withdrawn (1:1) | Thousand Tons | 0 | 0 | 0 | 0 | 0 | 0 | 0
7.23 - NJ Fossil CO2 Rate Limit: Unit 526 | 81 | 7985 | Rate Constraint in lbs/MWh | FALSE | L | Annual | Allowances Withdrawn (1:n) | Thousand Tons | 0 | 0 | 0 | 0 | 0 | 0 | 0
7.23 - NJ Fossil CO2 Rate Limit: Unit 526 | 81 | 7985 | Rate Constraint in lbs/MWh | FALSE | L | Annual | Total | Thousand Tons | 0 | 0 | 0 | 0 | 0 | 0 | 0
7.23 - NJ Fossil CO2 Rate Limit: Unit 526 | 81 | 7985 | Rate Constraint in lbs/MWh | FALSE | L | Annual | Fuel Consumed | TBtu | 0 | 0 | 0 | 0 | 0 | 0 | 0
7.23 - NJ Fossil CO2 Rate Limit: Unit 526 | 81 | 7985 | Rate Constraint in lbs/MWh | FALSE | L | Annual | Rate | lb/MMBtu | 0 | 0 | 0 | 0 | 0 | 0 | 0
7.23 - NJ Fossil CO2 Rate Limit: Unit 526 | 81 | 7985 | Rate Constraint in lbs/MWh | FALSE | L | Annual | Generation | TWh | 0 | 0 | 0 | 0 | 0 | 0 | 0
7.23 - NJ Fossil CO2 Rate Limit: Unit 526 | 81 | 7985 | Rate Constraint in lbs/MWh | FALSE | L | Annual | Qualifying Generation | TWh | 0 | 0 | 0 | 0 | 0 | 0 | 0
7.23 - NJ Fossil CO2 Rate Limit: Unit 526 | 81 | 7985 | Rate Constraint in lbs/MWh | FALSE | L | Annual | Constraint Shadow Price | US2022$/Ton | 0 | 0 | 0 | 0 | 0 | 0 | 0
7.23 - NJ Fossil CO2 Rate Limit: Unit 537 | 82 | 7986 | Rate Constraint in lbs/MWh | FALSE | L | Annual | Seasons Included | Seasons | Winter, Spring, Summer, Fall | Winter, Spring, Summer, Fall | Winter, Spring, Summer, Fall | Winter, Spring, Summer, Fall | Winter, Spring, Summer, Fall | Winter, Spring, Summer, Fall | Winter, Spring, Summer, Fall
7.23 - NJ Fossil CO2 Rate Limit: Unit 537 | 82 | 7986 | Rate Constraint in lbs/MWh | FALSE | L | Annual | Standard CO2 | lb/MWh | 1300 | 1300 | 1000 | 1000 | 1000 | 1000 | 1000
7.23 - NJ Fossil CO2 Rate Limit: Unit 537 | 82 | 7986 | Rate Constraint in lbs/MWh | FALSE | L | Annual | Emissions at Affected Plants CO2 | Thousand Tons | 1.8359 | 1.2044 | 0 | 0 | 0 | 0 | 0
7.23 - NJ Fossil CO2 Rate Limit: Unit 537 | 82 | 7986 | Rate Constraint in lbs/MWh | FALSE | L | Annual | Allowances Purchased CO2 | Thousand Tons | 0 | 0 | 0 | 0 | 0 | 0 | 0
7.23 - NJ Fossil CO2 Rate Limit: Unit 537 | 82 | 7986 | Rate Constraint in lbs/MWh | FALSE | L | Annual | Allowances Sold CO2 | Thousand Tons | 0 | 0 | 0 | 0 | 0 | 0 | 0
7.23 - NJ Fossil CO2 Rate Limit: Unit 537 | 82 | 7986 | Rate Constraint in lbs/MWh | FALSE | L | Annual | Allowances Banked | Thousand Tons | 0 | 0 | 0 | 0 | 0 | 0 | 0
7.23 - NJ Fossil CO2 Rate Limit: Unit 537 | 82 | 7986 | Rate Constraint in lbs/MWh | FALSE | L | Annual | Allowances Withdrawn (1:1) | Thousand Tons | 0 | 0 | 0 | 0 | 0 | 0 | 0
7.23 - NJ Fossil CO2 Rate Limit: Unit 537 | 82 | 7986 | Rate Constraint in lbs/MWh | FALSE | L | Annual | Allowances Withdrawn (1:n) | Thousand Tons | 0 | 0 | 0 | 0 | 0 | 0 | 0
7.23 - NJ Fossil CO2 Rate Limit: Unit 537 | 82 | 7986 | Rate Constraint in lbs/MWh | FALSE | L | Annual | Total | Thousand Tons | 1.8359 | 1.2044 | 0 | 0 | 0 | 0 | 0
7.23 - NJ Fossil CO2 Rate Limit: Unit 537 | 82 | 7986 | Rate Constraint in lbs/MWh | FALSE | L | Annual | Fuel Consumed | TBtu | 0.031362 | 0.020574 | 0 | 0 | 0 | 0 | 0
7.23 - NJ Fossil CO2 Rate Limit: Unit 537 | 82 | 7986 | Rate Constraint in lbs/MWh | FALSE | L | Annual | Rate | lb/MMBtu | 117.08 | 117.08 | 0 | 0 | 0 | 0 | 0
7.23 - NJ Fossil CO2 Rate Limit: Unit 537 | 82 | 7986 | Rate Constraint in lbs/MWh | FALSE | L | Annual | Generation | TWh | 0.0029188 | 0.0019147 | 0 | 0 | 0 | 0 | 0
7.23 - NJ Fossil CO2 Rate Limit: Unit 537 | 82 | 7986 | Rate Constraint in lbs/MWh | FALSE | L | Annual | Qualifying Generation | TWh | 0.0029188 | 0.0019147 | 0 | 0 | 0 | 0 | 0
7.23 - NJ Fossil CO2 Rate Limit: Unit 537 | 82 | 7986 | Rate Constraint in lbs/MWh | FALSE | L | Annual | Constraint Shadow Price | US2022$/Ton | 0 | 0 | 135.4986 | 216.3573 | 205.6578 | 216.0536 | 319.9537
7.23 - NJ Fossil CO2 Rate Limit: Unit 538 | 83 | 7987 | Rate Constraint in lbs/MWh | FALSE | L | Annual | Seasons Included | Seasons | Winter, Spring, Summer, Fall | Winter, Spring, Summer, Fall | Winter, Spring, Summer, Fall | Winter, Spring, Summer, Fall | Winter, Spring, Summer, Fall | Winter, Spring, Summer, Fall | Winter, Spring, Summer, Fall
7.23 - NJ Fossil CO2 Rate Limit: Unit 538 | 83 | 7987 | Rate Constraint in lbs/MWh | FALSE | L | Annual | Standard CO2 | lb/MWh | 1300 | 1300 | 1000 | 1000 | 1000 | 1000 | 1000
7.23 - NJ Fossil CO2 Rate Limit: Unit 538 | 83 | 7987 | Rate Constraint in lbs/MWh | FALSE | L | Annual | Emissions at Affected Plants CO2 | Thousand Tons | 0 | 0 | 0 | 0 | 0 | 0 | 0
7.23 - NJ Fossil CO2 Rate Limit: Unit 538 | 83 | 7987 | Rate Constraint in lbs/MWh | FALSE | L | Annual | Allowances Purchased CO2 | Thousand Tons | 0 | 0 | 0 | 0 | 0 | 0 | 0
7.23 - NJ Fossil CO2 Rate Limit: Unit 538 | 83 | 7987 | Rate Constraint in lbs/MWh | FALSE | L | Annual | Allowances Sold CO2 | Thousand Tons | 0 | 0 | 0 | 0 | 0 | 0 | 0
7.23 - NJ Fossil CO2 Rate Limit: Unit 538 | 83 | 7987 | Rate Constraint in lbs/MWh | FALSE | L | Annual | Allowances Banked | Thousand Tons | 0 | 0 | 0 | 0 | 0 | 0 | 0
7.23 - NJ Fossil CO2 Rate Limit: Unit 538 | 83 | 7987 | Rate Constraint in lbs/MWh | FALSE | L | Annual | Allowances Withdrawn (1:1) | Thousand Tons | 0 | 0 | 0 | 0 | 0 | 0 | 0
7.23 - NJ Fossil CO2 Rate Limit: Unit 538 | 83 | 7987 | Rate Constraint in lbs/MWh | FALSE | L | Annual | Allowances Withdrawn (1:n) | Thousand Tons | 0 | 0 | 0 | 0 | 0 | 0 | 0
7.23 - NJ Fossil CO2 Rate Limit: Unit 538 | 83 | 7987 | Rate Constraint in lbs/MWh | FALSE | L | Annual | Total | Thousand Tons | 0 | 0 | 0 | 0 | 0 | 0 | 0
7.23 - NJ Fossil CO2 Rate Limit: Unit 538 | 83 | 7987 | Rate Constraint in lbs/MWh | FALSE | L | Annual | Fuel Consumed | TBtu | 0 | 0 | 0 | 0 | 0 | 0 | 0
7.23 - NJ Fossil CO2 Rate Limit: Unit 538 | 83 | 7987 | Rate Constraint in lbs/MWh | FALSE | L | Annual | Rate | lb/MMBtu | 0 | 0 | 0 | 0 | 0 | 0 | 0
7.23 - NJ Fossil CO2 Rate Limit: Unit 538 | 83 | 7987 | Rate Constraint in lbs/MWh | FALSE | L | Annual | Generation | TWh | 0 | 0 | 0 | 0 | 0 | 0 | 0
7.23 - NJ Fossil CO2 Rate Limit: Unit 538 | 83 | 7987 | Rate Constraint in lbs/MWh | FALSE | L | Annual | Qualifying Generation | TWh | 0 | 0 | 0 | 0 | 0 | 0 | 0
7.23 - NJ Fossil CO2 Rate Limit: Unit 538 | 83 | 7987 | Rate Constraint in lbs/MWh | FALSE | L | Annual | Constraint Shadow Price | US2022$/Ton | 0 | 0 | 0 | 0 | 0 | 0 | 0
7.23 - NJ Fossil CO2 Rate Limit: Unit 539 | 84 | 7988 | Rate Constraint in lbs/MWh | FALSE | L | Annual | Seasons Included | Seasons | Winter, Spring, Summer, Fall | Winter, Spring, Summer, Fall | Winter, Spring, Summer, Fall | Winter, Spring, Summer, Fall | Winter, Spring, Summer, Fall | Winter, Spring, Summer, Fall | Winter, Spring, Summer, Fall
7.23 - NJ Fossil CO2 Rate Limit: Unit 539 | 84 | 7988 | Rate Constraint in lbs/MWh | FALSE | L | Annual | Standard CO2 | lb/MWh | 1300 | 1300 | 1000 | 1000 | 1000 | 1000 | 1000
7.23 - NJ Fossil CO2 Rate Limit: Unit 539 | 84 | 7988 | Rate Constraint in lbs/MWh | FALSE | L | Annual | Emissions at Affected Plants CO2 | Thousand Tons | 2.5535 | 2.0119 | 0 | 0 | 0 | 0 | 0
7.23 - NJ Fossil CO2 Rate Limit: Unit 539 | 84 | 7988 | Rate Constraint in lbs/MWh | FALSE | L | Annual | Allowances Purchased CO2 | Thousand Tons | 0 | 0 | 0 | 0 | 0 | 0 | 0
7.23 - NJ Fossil CO2 Rate Limit: Unit 539 | 84 | 7988 | Rate Constraint in lbs/MWh | FALSE | L | Annual | Allowances Sold CO2 | Thousand Tons | 0 | 0 | 0 | 0 | 0 | 0 | 0
7.23 - NJ Fossil CO2 Rate Limit: Unit 539 | 84 | 7988 | Rate Constraint in lbs/MWh | FALSE | L | Annual | Allowances Banked | Thousand Tons | 0 | 0 | 0 | 0 | 0 | 0 | 0
7.23 - NJ Fossil CO2 Rate Limit: Unit 539 | 84 | 7988 | Rate Constraint in lbs/MWh | FALSE | L | Annual | Allowances Withdrawn (1:1) | Thousand Tons | 0 | 0 | 0 | 0 | 0 | 0 | 0
7.23 - NJ Fossil CO2 Rate Limit: Unit 539 | 84 | 7988 | Rate Constraint in lbs/MWh | FALSE | L | Annual | Allowances Withdrawn (1:n) | Thousand Tons | 0 | 0 | 0 | 0 | 0 | 0 | 0
7.23 - NJ Fossil CO2 Rate Limit: Unit 539 | 84 | 7988 | Rate Constraint in lbs/MWh | FALSE | L | Annual | Total | Thousand Tons | 2.5535 | 2.0119 | 0 | 0 | 0 | 0 | 0
7.23 - NJ Fossil CO2 Rate Limit: Unit 539 | 84 | 7988 | Rate Constraint in lbs/MWh | FALSE | L | Annual | Fuel Consumed | TBtu | 0.043619 | 0.034368 | 0 | 0 | 0 | 0 | 0
7.23 - NJ Fossil CO2 Rate Limit: Unit 539 | 84 | 7988 | Rate Constraint in lbs/MWh | FALSE | L | Annual | Rate | lb/MMBtu | 117.08 | 117.08 | 0 | 0 | 0 | 0 | 0
7.23 - NJ Fossil CO2 Rate Limit: Unit 539 | 84 | 7988 | Rate Constraint in lbs/MWh | FALSE | L | Annual | Generation | TWh | 0.0040595 | 0.0031985 | 0 | 0 | 0 | 0 | 0
7.23 - NJ Fossil CO2 Rate Limit: Unit 539 | 84 | 7988 | Rate Constraint in lbs/MWh | FALSE | L | Annual | Qualifying Generation | TWh | 0.0040595 | 0.0031985 | 0 | 0 | 0 | 0 | 0
7.23 - NJ Fossil CO2 Rate Limit: Unit 539 | 84 | 7988 | Rate Constraint in lbs/MWh | FALSE | L | Annual | Constraint Shadow Price | US2022$/Ton | 0 | 0 | 122.6316 | 203.4902 | 192.7906 | 203.1865 | 311.375
7.23 - NJ Fossil CO2 Rate Limit: Unit 540 | 85 | 7989 | Rate Constraint in lbs/MWh | FALSE | L | Annual | Seasons Included | Seasons | Winter, Spring, Summer, Fall | Winter, Spring, Summer, Fall | Winter, Spring, Summer, Fall | Winter, Spring, Summer, Fall | Winter, Spring, Summer, Fall | Winter, Spring, Summer, Fall | Winter, Spring, Summer, Fall
7.23 - NJ Fossil CO2 Rate Limit: Unit 540 | 85 | 7989 | Rate Constraint in lbs/MWh | FALSE | L | Annual | Standard CO2 | lb/MWh | 1300 | 1300 | 1000 | 1000 | 1000 | 1000 | 1000
7.23 - NJ Fossil CO2 Rate Limit: Unit 540 | 85 | 7989 | Rate Constraint in lbs/MWh | FALSE | L | Annual | Emissions at Affected Plants CO2 | Thousand Tons | 0 | 0 | 0 | 0 | 0 | 0 | 0
7.23 - NJ Fossil CO2 Rate Limit: Unit 540 | 85 | 7989 | Rate Constraint in lbs/MWh | FALSE | L | Annual | Allowances Purchased CO2 | Thousand Tons | 0 | 0 | 0 | 0 | 0 | 0 | 0
7.23 - NJ Fossil CO2 Rate Limit: Unit 540 | 85 | 7989 | Rate Constraint in lbs/MWh | FALSE | L | Annual | Allowances Sold CO2 | Thousand Tons | 0 | 0 | 0 | 0 | 0 | 0 | 0
7.23 - NJ Fossil CO2 Rate Limit: Unit 540 | 85 | 7989 | Rate Constraint in lbs/MWh | FALSE | L | Annual | Allowances Banked | Thousand Tons | 0 | 0 | 0 | 0 | 0 | 0 | 0
7.23 - NJ Fossil CO2 Rate Limit: Unit 540 | 85 | 7989 | Rate Constraint in lbs/MWh | FALSE | L | Annual | Allowances Withdrawn (1:1) | Thousand Tons | 0 | 0 | 0 | 0 | 0 | 0 | 0
7.23 - NJ Fossil CO2 Rate Limit: Unit 540 | 85 | 7989 | Rate Constraint in lbs/MWh | FALSE | L | Annual | Allowances Withdrawn (1:n) | Thousand Tons | 0 | 0 | 0 | 0 | 0 | 0 | 0
7.23 - NJ Fossil CO2 Rate Limit: Unit 540 | 85 | 7989 | Rate Constraint in lbs/MWh | FALSE | L | Annual | Total | Thousand Tons | 0 | 0 | 0 | 0 | 0 | 0 | 0
7.23 - NJ Fossil CO2 Rate Limit: Unit 540 | 85 | 7989 | Rate Constraint in lbs/MWh | FALSE | L | Annual | Fuel Consumed | TBtu | 0 | 0 | 0 | 0 | 0 | 0 | 0
7.23 - NJ Fossil CO2 Rate Limit: Unit 540 | 85 | 7989 | Rate Constraint in lbs/MWh | FALSE | L | Annual | Rate | lb/MMBtu | 0 | 0 | 0 | 0 | 0 | 0 | 0
7.23 - NJ Fossil CO2 Rate Limit: Unit 540 | 85 | 7989 | Rate Constraint in lbs/MWh | FALSE | L | Annual | Generation | TWh | 0 | 0 | 0 | 0 | 0 | 0 | 0
7.23 - NJ Fossil CO2 Rate Limit: Unit 540 | 85 | 7989 | Rate Constraint in lbs/MWh | FALSE | L | Annual | Qualifying Generation | TWh | 0 | 0 | 0 | 0 | 0 | 0 | 0
7.23 - NJ Fossil CO2 Rate Limit: Unit 540 | 85 | 7989 | Rate Constraint in lbs/MWh | FALSE | L | Annual | Constraint Shadow Price | US2022$/Ton | 294.2769 | 107.409 | 56.3554 | 73.2067 | 64.8033 | 71.6238 | 131.5661
7.23 - NJ Fossil CO2 Rate Limit: Unit 541 | 86 | 7990 | Rate Constraint in lbs/MWh | FALSE | L | Annual | Seasons Included | Seasons | Winter, Spring, Summer, Fall | Winter, Spring, Summer, Fall | Winter, Spring, Summer, Fall | Winter, Spring, Summer, Fall | Winter, Spring, Summer, Fall | Winter, Spring, Summer, Fall | Winter, Spring, Summer, Fall
7.23 - NJ Fossil CO2 Rate Limit: Unit 541 | 86 | 7990 | Rate Constraint in lbs/MWh | FALSE | L | Annual | Standard CO2 | lb/MWh | 1386.844 | 1386.844 | 1066.8031 | 1066.8031 | 1066.8031 | 1066.8031 | 1066.8031
7.23 - NJ Fossil CO2 Rate Limit: Unit 541 | 86 | 7990 | Rate Constraint in lbs/MWh | FALSE | L | Annual | Emissions at Affected Plants CO2 | Thousand Tons | 12.2344 | 12.5912 | 0 | 0 | 0 | 0 | 0
7.23 - NJ Fossil CO2 Rate Limit: Unit 541 | 86 | 7990 | Rate Constraint in lbs/MWh | FALSE | L | Annual | Allowances Purchased CO2 | Thousand Tons | 0 | 0 | 0 | 0 | 0 | 0 | 0
7.23 - NJ Fossil CO2 Rate Limit: Unit 541 | 86 | 7990 | Rate Constraint in lbs/MWh | FALSE | L | Annual | Allowances Sold CO2 | Thousand Tons | 0 | 0 | 0 | 0 | 0 | 0 | 0
7.23 - NJ Fossil CO2 Rate Limit: Unit 541 | 86 | 7990 | Rate Constraint in lbs/MWh | FALSE | L | Annual | Allowances Banked | Thousand Tons | 0 | 0 | 0 | 0 | 0 | 0 | 0
7.23 - NJ Fossil CO2 Rate Limit: Unit 541 | 86 | 7990 | Rate Constraint in lbs/MWh | FALSE | L | Annual | Allowances Withdrawn (1:1) | Thousand Tons | 0 | 0 | 0 | 0 | 0 | 0 | 0
7.23 - NJ Fossil CO2 Rate Limit: Unit 541 | 86 | 7990 | Rate Constraint in lbs/MWh | FALSE | L | Annual | Allowances Withdrawn (1:n) | Thousand Tons | 0 | 0 | 0 | 0 | 0 | 0 | 0
7.23 - NJ Fossil CO2 Rate Limit: Unit 541 | 86 | 7990 | Rate Constraint in lbs/MWh | FALSE | L | Annual | Total | Thousand Tons | 12.2344 | 12.5912 | 0 | 0 | 0 | 0 | 0
7.23 - NJ Fossil CO2 Rate Limit: Unit 541 | 86 | 7990 | Rate Constraint in lbs/MWh | FALSE | L | Annual | Fuel Consumed | TBtu | 0.1959 | 0.20162 | 0 | 0 | 0 | 0 | 0
7.23 - NJ Fossil CO2 Rate Limit: Unit 541 | 86 | 7990 | Rate Constraint in lbs/MWh | FALSE | L | Annual | Rate | lb/MMBtu | 124.9013 | 124.9013 | 0 | 0 | 0 | 0 | 0
7.23 - NJ Fossil CO2 Rate Limit: Unit 541 | 86 | 7990 | Rate Constraint in lbs/MWh | FALSE | L | Annual | Generation | TWh | 0.02035 | 0.020944 | 0 | 0 | 0 | 0 | 0
7.23 - NJ Fossil CO2 Rate Limit: Unit 541 | 86 | 7990 | Rate Constraint in lbs/MWh | FALSE | L | Annual | Qualifying Generation | TWh | 0.02035 | 0.020944 | 0 | 0 | 0 | 0 | 0
7.23 - NJ Fossil CO2 Rate Limit: Unit 541 | 86 | 7990 | Rate Constraint in lbs/MWh | FALSE | L | Annual | Constraint Shadow Price | US2022$/Ton | 0 | 0 | 421.2777 | 506.9916 | 488.3203 | 505.3253 | 738.3522
7.23 - NJ Fossil CO2 Rate Limit: Unit 542 | 87 | 7991 | Rate Constraint in lbs/MWh | FALSE | L | Annual | Seasons Included | Seasons | Winter, Spring, Summer, Fall | Winter, Spring, Summer, Fall | Winter, Spring, Summer, Fall | Winter, Spring, Summer, Fall | Winter, Spring, Summer, Fall | Winter, Spring, Summer, Fall | Winter, Spring, Summer, Fall
7.23 - NJ Fossil CO2 Rate Limit: Unit 542 | 87 | 7991 | Rate Constraint in lbs/MWh | FALSE | L | Annual | Standard CO2 | lb/MWh | 1300 | 1300 | 1000 | 1000 | 1000 | 1000 | 1000
7.23 - NJ Fossil CO2 Rate Limit: Unit 542 | 87 | 7991 | Rate Constraint in lbs/MWh | FALSE | L | Annual | Emissions at Affected Plants CO2 | Thousand Tons | 0 | 0 | 0 | 0 | 0 | 0 | 0
7.23 - NJ Fossil CO2 Rate Limit: Unit 542 | 87 | 7991 | Rate Constraint in lbs/MWh | FALSE | L | Annual | Allowances Purchased CO2 | Thousand Tons | 0 | 0 | 0 | 0 | 0 | 0 | 0
7.23 - NJ Fossil CO2 Rate Limit: Unit 542 | 87 | 7991 | Rate Constraint in lbs/MWh | FALSE | L | Annual | Allowances Sold CO2 | Thousand Tons | 0 | 0 | 0 | 0 | 0 | 0 | 0
7.23 - NJ Fossil CO2 Rate Limit: Unit 542 | 87 | 7991 | Rate Constraint in lbs/MWh | FALSE | L | Annual | Allowances Banked | Thousand Tons | 0 | 0 | 0 | 0 | 0 | 0 | 0
7.23 - NJ Fossil CO2 Rate Limit: Unit 542 | 87 | 7991 | Rate Constraint in lbs/MWh | FALSE | L | Annual | Allowances Withdrawn (1:1) | Thousand Tons | 0 | 0 | 0 | 0 | 0 | 0 | 0
7.23 - NJ Fossil CO2 Rate Limit: Unit 542 | 87 | 7991 | Rate Constraint in lbs/MWh | FALSE | L | Annual | Allowances Withdrawn (1:n) | Thousand Tons | 0 | 0 | 0 | 0 | 0 | 0 | 0
7.23 - NJ Fossil CO2 Rate Limit: Unit 542 | 87 | 7991 | Rate Constraint in lbs/MWh | FALSE | L | Annual | Total | Thousand Tons | 0 | 0 | 0 | 0 | 0 | 0 | 0
7.23 - NJ Fossil CO2 Rate Limit: Unit 542 | 87 | 7991 | Rate Constraint in lbs/MWh | FALSE | L | Annual | Fuel Consumed | TBtu | 0 | 0 | 0 | 0 | 0 | 0 | 0
7.23 - NJ Fossil CO2 Rate Limit: Unit 542 | 87 | 7991 | Rate Constraint in lbs/MWh | FALSE | L | Annual | Rate | lb/MMBtu | 0 | 0 | 0 | 0 | 0 | 0 | 0
7.23 - NJ Fossil CO2 Rate Limit: Unit 542 | 87 | 7991 | Rate Constraint in lbs/MWh | FALSE | L | Annual | Generation | TWh | 0 | 0 | 0 | 0 | 0 | 0 | 0
7.23 - NJ Fossil CO2 Rate Limit: Unit 542 | 87 | 7991 | Rate Constraint in lbs/MWh | FALSE | L | Annual | Qualifying Generation | TWh | 0 | 0 | 0 | 0 | 0 | 0 | 0
7.23 - NJ Fossil CO2 Rate Limit: Unit 542 | 87 | 7991 | Rate Constraint in lbs/MWh | FALSE | L | Annual | Constraint Shadow Price | US2022$/Ton | 85.2537 | 0 | 0 | 24.9399 | 18.3581 | 24.0502 | 0
7.23 - NJ Fossil CO2 Rate Limit: Unit 543 | 88 | 7992 | Rate Constraint in lbs/MWh | FALSE | L | Annual | Seasons Included | Seasons | Winter, Spring, Summer, Fall | Winter, Spring, Summer, Fall | Winter, Spring, Summer, Fall | Winter, Spring, Summer, Fall | Winter, Spring, Summer, Fall | Winter, Spring, Summer, Fall | Winter, Spring, Summer, Fall
7.23 - NJ Fossil CO2 Rate Limit: Unit 543 | 88 | 7992 | Rate Constraint in lbs/MWh | FALSE | L | Annual | Standard CO2 | lb/MWh | 1300 | 1300 | 1000 | 1000 | 1000 | 1000 | 1000
7.23 - NJ Fossil CO2 Rate Limit: Unit 543 | 88 | 7992 | Rate Constraint in lbs/MWh | FALSE | L | Annual | Emissions at Affected Plants CO2 | Thousand Tons | 0 | 0 | 0 | 0 | 0 | 0 | 0
7.23 - NJ Fossil CO2 Rate Limit: Unit 543 | 88 | 7992 | Rate Constraint in lbs/MWh | FALSE | L | Annual | Allowances Purchased CO2 | Thousand Tons | 0 | 0 | 0 | 0 | 0 | 0 | 0
7.23 - NJ Fossil CO2 Rate Limit: Unit 543 | 88 | 7992 | Rate Constraint in lbs/MWh | FALSE | L | Annual | Allowances Sold CO2 | Thousand Tons | 0 | 0 | 0 | 0 | 0 | 0 | 0
7.23 - NJ Fossil CO2 Rate Limit: Unit 543 | 88 | 7992 | Rate Constraint in lbs/MWh | FALSE | L | Annual | Allowances Banked | Thousand Tons | 0 | 0 | 0 | 0 | 0 | 0 | 0
7.23 - NJ Fossil CO2 Rate Limit: Unit 543 | 88 | 7992 | Rate Constraint in lbs/MWh | FALSE | L | Annual | Allowances Withdrawn (1:1) | Thousand Tons | 0 | 0 | 0 | 0 | 0 | 0 | 0
7.23 - NJ Fossil CO2 Rate Limit: Unit 543 | 88 | 7992 | Rate Constraint in lbs/MWh | FALSE | L | Annual | Allowances Withdrawn (1:n) | Thousand Tons | 0 | 0 | 0 | 0 | 0 | 0 | 0
7.23 - NJ Fossil CO2 Rate Limit: Unit 543 | 88 | 7992 | Rate Constraint in lbs/MWh | FALSE | L | Annual | Total | Thousand Tons | 0 | 0 | 0 | 0 | 0 | 0 | 0
7.23 - NJ Fossil CO2 Rate Limit: Unit 543 | 88 | 7992 | Rate Constraint in lbs/MWh | FALSE | L | Annual | Fuel Consumed | TBtu | 0 | 0 | 0 | 0 | 0 | 0 | 0
7.23 - NJ Fossil CO2 Rate Limit: Unit 543 | 88 | 7992 | Rate Constraint in lbs/MWh | FALSE | L | Annual | Rate | lb/MMBtu | 0 | 0 | 0 | 0 | 0 | 0 | 0
7.23 - NJ Fossil CO2 Rate Limit: Unit 543 | 88 | 7992 | Rate Constraint in lbs/MWh | FALSE | L | Annual | Generation | TWh | 0 | 0 | 0 | 0 | 0 | 0 | 0
7.23 - NJ Fossil CO2 Rate Limit: Unit 543 | 88 | 7992 | Rate Constraint in lbs/MWh | FALSE | L | Annual | Qualifying Generation | TWh | 0 | 0 | 0 | 0 | 0 | 0 | 0
7.23 - NJ Fossil CO2 Rate Limit: Unit 543 | 88 | 7992 | Rate Constraint in lbs/MWh | FALSE | L | Annual | Constraint Shadow Price | US2022$/Ton | 163.1348 | 8.6145 | 13.5569 | 51.652 | 44.3971 | 50.8577 | 49.9789
7.23 - NJ Fossil CO2 Rate Limit: Unit 544 | 89 | 7993 | Rate Constraint in lbs/MWh | FALSE | L | Annual | Seasons Included | Seasons | Winter, Spring, Summer, Fall | Winter, Spring, Summer, Fall | Winter, Spring, Summer, Fall | Winter, Spring, Summer, Fall | Winter, Spring, Summer, Fall | Winter, Spring, Summer, Fall | Winter, Spring, Summer, Fall
7.23 - NJ Fossil CO2 Rate Limit: Unit 544 | 89 | 7993 | Rate Constraint in lbs/MWh | FALSE | L | Annual | Standard CO2 | lb/MWh | 1300 | 1300 | 1000 | 1000 | 1000 | 1000 | 1000
7.23 - NJ Fossil CO2 Rate Limit: Unit 544 | 89 | 7993 | Rate Constraint in lbs/MWh | FALSE | L | Annual | Emissions at Affected Plants CO2 | Thousand Tons | 13.2469 | 3.6389 | 0 | 0 | 0 | 0 | 0
7.23 - NJ Fossil CO2 Rate Limit: Unit 544 | 89 | 7993 | Rate Constraint in lbs/MWh | FALSE | L | Annual | Allowances Purchased CO2 | Thousand Tons | 0 | 0 | 0 | 0 | 0 | 0 | 0
7.23 - NJ Fossil CO2 Rate Limit: Unit 544 | 89 | 7993 | Rate Constraint in lbs/MWh | FALSE | L | Annual | Allowances Sold CO2 | Thousand Tons | 0 | 0 | 0 | 0 | 0 | 0 | 0
7.23 - NJ Fossil CO2 Rate Limit: Unit 544 | 89 | 7993 | Rate Constraint in lbs/MWh | FALSE | L | Annual | Allowances Banked | Thousand Tons | 0 | 0 | 0 | 0 | 0 | 0 | 0
7.23 - NJ Fossil CO2 Rate Limit: Unit 544 | 89 | 7993 | Rate Constraint in lbs/MWh | FALSE | L | Annual | Allowances Withdrawn (1:1) | Thousand Tons | 0 | 0 | 0 | 0 | 0 | 0 | 0
7.23 - NJ Fossil CO2 Rate Limit: Unit 544 | 89 | 7993 | Rate Constraint in lbs/MWh | FALSE | L | Annual | Allowances Withdrawn (1:n) | Thousand Tons | 0 | 0 | 0 | 0 | 0 | 0 | 0
7.23 - NJ Fossil CO2 Rate Limit: Unit 544 | 89 | 7993 | Rate Constraint in lbs/MWh | FALSE | L | Annual | Total | Thousand Tons | 13.2469 | 3.6389 | 0 | 0 | 0 | 0 | 0
7.23 - NJ Fossil CO2 Rate Limit: Unit 544 | 89 | 7993 | Rate Constraint in lbs/MWh | FALSE | L | Annual | Fuel Consumed | TBtu | 0.22629 | 0.062161 | 0 | 0 | 0 | 0 | 0
7.23 - NJ Fossil CO2 Rate Limit: Unit 544 | 89 | 7993 | Rate Constraint in lbs/MWh | FALSE | L | Annual | Rate | lb/MMBtu | 117.08 | 117.08 | 0 | 0 | 0 | 0 | 0
7.23 - NJ Fossil CO2 Rate Limit: Unit 544 | 89 | 7993 | Rate Constraint in lbs/MWh | FALSE | L | Annual | Generation | TWh | 0.02106 | 0.0057851 | 0 | 0 | 0 | 0 | 0
7.23 - NJ Fossil CO2 Rate Limit: Unit 544 | 89 | 7993 | Rate Constraint in lbs/MWh | FALSE | L | Annual | Qualifying Generation | TWh | 0.02106 | 0.0057851 | 0 | 0 | 0 | 0 | 0
7.23 - NJ Fossil CO2 Rate Limit: Unit 544 | 89 | 7993 | Rate Constraint in lbs/MWh | FALSE | L | Annual | Constraint Shadow Price | US2022$/Ton | 0 | 0 | 139.4518 | 220.3104 | 209.6106 | 220.0067 | 203.0244
7.23 - NJ Fossil CO2 Rate Limit: Unit 545 | 90 | 7994 | Rate Constraint in lbs/MWh | FALSE | L | Annual | Seasons Included | Seasons | Winter, Spring, Summer, Fall | Winter, Spring, Summer, Fall | Winter, Spring, Summer, Fall | Winter, Spring, Summer, Fall | Winter, Spring, Summer, Fall | Winter, Spring, Summer, Fall | Winter, Spring, Summer, Fall
7.23 - NJ Fossil CO2 Rate Limit: Unit 545 | 90 | 7994 | Rate Constraint in lbs/MWh | FALSE | L | Annual | Standard CO2 | lb/MWh | 1300 | 1300 | 1000 | 1000 | 1000 | 1000 | 1000
7.23 - NJ Fossil CO2 Rate Limit: Unit 545 | 90 | 7994 | Rate Constraint in lbs/MWh | FALSE | L | Annual | Emissions at Affected Plants CO2 | Thousand Tons | 11.8268 | 3.7905 | 0 | 0 | 0 | 0 | 0
7.23 - NJ Fossil CO2 Rate Limit: Unit 545 | 90 | 7994 | Rate Constraint in lbs/MWh | FALSE | L | Annual | Allowances Purchased CO2 | Thousand Tons | 0 | 0 | 0 | 0 | 0 | 0 | 0
7.23 - NJ Fossil CO2 Rate Limit: Unit 545 | 90 | 7994 | Rate Constraint in lbs/MWh | FALSE | L | Annual | Allowances Sold CO2 | Thousand Tons | 0 | 0 | 0 | 0 | 0 | 0 | 0
7.23 - NJ Fossil CO2 Rate Limit: Unit 545 | 90 | 7994 | Rate Constraint in lbs/MWh | FALSE | L | Annual | Allowances Banked | Thousand Tons | 0 | 0 | 0 | 0 | 0 | 0 | 0
7.23 - NJ Fossil CO2 Rate Limit: Unit 545 | 90 | 7994 | Rate Constraint in lbs/MWh | FALSE | L | Annual | Allowances Withdrawn (1:1) | Thousand Tons | 0 | 0 | 0 | 0 | 0 | 0 | 0
7.23 - NJ Fossil CO2 Rate Limit: Unit 545 | 90 | 7994 | Rate Constraint in lbs/MWh | FALSE | L | Annual | Allowances Withdrawn (1:n) | Thousand Tons | 0 | 0 | 0 | 0 | 0 | 0 | 0
7.23 - NJ Fossil CO2 Rate Limit: Unit 545 | 90 | 7994 | Rate Constraint in lbs/MWh | FALSE | L | Annual | Total | Thousand Tons | 11.8268 | 3.7905 | 0 | 0 | 0 | 0 | 0
7.23 - NJ Fossil CO2 Rate Limit: Unit 545 | 90 | 7994 | Rate Constraint in lbs/MWh | FALSE | L | Annual | Fuel Consumed | TBtu | 0.20203 | 0.064751 | 0 | 0 | 0 | 0 | 0
7.23 - NJ Fossil CO2 Rate Limit: Unit 545 | 90 | 7994 | Rate Constraint in lbs/MWh | FALSE | L | Annual | Rate | lb/MMBtu | 117.08 | 117.08 | 0 | 0 | 0 | 0 | 0
7.23 - NJ Fossil CO2 Rate Limit: Unit 545 | 90 | 7994 | Rate Constraint in lbs/MWh | FALSE | L | Annual | Generation | TWh | 0.018802 | 0.0060262 | 0 | 0 | 0 | 0 | 0
7.23 - NJ Fossil CO2 Rate Limit: Unit 545 | 90 | 7994 | Rate Constraint in lbs/MWh | FALSE | L | Annual | Qualifying Generation | TWh | 0.018802 | 0.0060262 | 0 | 0 | 0 | 0 | 0
7.23 - NJ Fossil CO2 Rate Limit: Unit 545 | 90 | 7994 | Rate Constraint in lbs/MWh | FALSE | L | Annual | Constraint Shadow Price | US2022$/Ton | 0 | 0 | 139.4518 | 220.3104 | 209.6106 | 220.0067 | 213.2149
7.23 - NJ Fossil CO2 Rate Limit: Unit 546 | 91 | 7995 | Rate Constraint in lbs/MWh | FALSE | L | Annual | Seasons Included | Seasons | Winter, Spring, Summer, Fall | Winter, Spring, Summer, Fall | Winter, Spring, Summer, Fall | Winter, Spring, Summer, Fall | Winter, Spring, Summer, Fall | Winter, Spring, Summer, Fall | Winter, Spring, Summer, Fall
7.23 - NJ Fossil CO2 Rate Limit: Unit 546 | 91 | 7995 | Rate Constraint in lbs/MWh | FALSE | L | Annual | Standard CO2 | lb/MWh | 1300 | 1300 | 1000 | 1000 | 1000 | 1000 | 1000
7.23 - NJ Fossil CO2 Rate Limit: Unit 546 | 91 | 7995 | Rate Constraint in lbs/MWh | FALSE | L | Annual | Emissions at Affected Plants CO2 | Thousand Tons | 0 | 0 | 0 | 0 | 0 | 0 | 0
7.23 - NJ Fossil CO2 Rate Limit: Unit 546 | 91 | 7995 | Rate Constraint in lbs/MWh | FALSE | L | Annual | Allowances Purchased CO2 | Thousand Tons | 0 | 0 | 0 | 0 | 0 | 0 | 0
7.23 - NJ Fossil CO2 Rate Limit: Unit 546 | 91 | 7995 | Rate Constraint in lbs/MWh | FALSE | L | Annual | Allowances Sold CO2 | Thousand Tons | 0 | 0 | 0 | 0 | 0 | 0 | 0
7.23 - NJ Fossil CO2 Rate Limit: Unit 546 | 91 | 7995 | Rate Constraint in lbs/MWh | FALSE | L | Annual | Allowances Banked | Thousand Tons | 0 | 0 | 0 | 0 | 0 | 0 | 0
7.23 - NJ Fossil CO2 Rate Limit: Unit 546 | 91 | 7995 | Rate Constraint in lbs/MWh | FALSE | L | Annual | Allowances Withdrawn (1:1) | Thousand Tons | 0 | 0 | 0 | 0 | 0 | 0 | 0
7.23 - NJ Fossil CO2 Rate Limit: Unit 546 | 91 | 7995 | Rate Constraint in lbs/MWh | FALSE | L | Annual | Allowances Withdrawn (1:n) | Thousand Tons | 0 | 0 | 0 | 0 | 0 | 0 | 0
7.23 - NJ Fossil CO2 Rate Limit: Unit 546 | 91 | 7995 | Rate Constraint in lbs/MWh | FALSE | L | Annual | Total | Thousand Tons | 0 | 0 | 0 | 0 | 0 | 0 | 0
7.23 - NJ Fossil CO2 Rate Limit: Unit 546 | 91 | 7995 | Rate Constraint in lbs/MWh | FALSE | L | Annual | Fuel Consumed | TBtu | 0 | 0 | 0 | 0 | 0 | 0 | 0
7.23 - NJ Fossil CO2 Rate Limit: Unit 546 | 91 | 7995 | Rate Constraint in lbs/MWh | FALSE | L | Annual | Rate | lb/MMBtu | 0 | 0 | 0 | 0 | 0 | 0 | 0
7.23 - NJ Fossil CO2 Rate Limit: Unit 546 | 91 | 7995 | Rate Constraint in lbs/MWh | FALSE | L | Annual | Generation | TWh | 0 | 0 | 0 | 0 | 0 | 0 | 0
7.23 - NJ Fossil CO2 Rate Limit: Unit 546 | 91 | 7995 | Rate Constraint in lbs/MWh | FALSE | L | Annual | Qualifying Generation | TWh | 0 | 0 | 0 | 0 | 0 | 0 | 0
7.23 - NJ Fossil CO2 Rate Limit: Unit 546 | 91 | 7995 | Rate Constraint in lbs/MWh | FALSE | L | Annual | Constraint Shadow Price | US2022$/Ton | 184.1557 | 15.9741 | 17.618 | 57.2907 | 49.9088 | 56.5145 | 47.1893
7.23 - NJ Fossil CO2 Rate Limit: Unit 547 | 92 | 7996 | Rate Constraint in lbs/MWh | FALSE | L | Annual | Seasons Included | Seasons | Winter, Spring, Summer, Fall | Winter, Spring, Summer, Fall | Winter, Spring, Summer, Fall | Winter, Spring, Summer, Fall | Winter, Spring, Summer, Fall | Winter, Spring, Summer, Fall | Winter, Spring, Summer, Fall
7.23 - NJ Fossil CO2 Rate Limit: Unit 547 | 92 | 7996 | Rate Constraint in lbs/MWh | FALSE | L | Annual | Standard CO2 | lb/MWh | 1300 | 1300 | 1000 | 1000 | 1000 | 1000 | 1000
7.23 - NJ Fossil CO2 Rate Limit: Unit 547 | 92 | 7996 | Rate Constraint in lbs/MWh | FALSE | L | Annual | Emissions at Affected Plants CO2 | Thousand Tons | 2.3609 | 1.8117 | 0 | 0 | 0 | 0 | 0
7.23 - NJ Fossil CO2 Rate Limit: Unit 547 | 92 | 7996 | Rate Constraint in lbs/MWh | FALSE | L | Annual | Allowances Purchased CO2 | Thousand Tons | 0 | 0 | 0 | 0 | 0 | 0 | 0
7.23 - NJ Fossil CO2 Rate Limit: Unit 547 | 92 | 7996 | Rate Constraint in lbs/MWh | FALSE | L | Annual | Allowances Sold CO2 | Thousand Tons | 0 | 0 | 0 | 0 | 0 | 0 | 0
7.23 - NJ Fossil CO2 Rate Limit: Unit 547 | 92 | 7996 | Rate Constraint in lbs/MWh | FALSE | L | Annual | Allowances Banked | Thousand Tons | 0 | 0 | 0 | 0 | 0 | 0 | 0
7.23 - NJ Fossil CO2 Rate Limit: Unit 547 | 92 | 7996 | Rate Constraint in lbs/MWh | FALSE | L | Annual | Allowances Withdrawn (1:1) | Thousand Tons | 0 | 0 | 0 | 0 | 0 | 0 | 0
7.23 - NJ Fossil CO2 Rate Limit: Unit 547 | 92 | 7996 | Rate Constraint in lbs/MWh | FALSE | L | Annual | Allowances Withdrawn (1:n) | Thousand Tons | 0 | 0 | 0 | 0 | 0 | 0 | 0
7.23 - NJ Fossil CO2 Rate Limit: Unit 547 | 92 | 7996 | Rate Constraint in lbs/MWh | FALSE | L | Annual | Total | Thousand Tons | 2.3609 | 1.8117 | 0 | 0 | 0 | 0 | 0
7.23 - NJ Fossil CO2 Rate Limit: Unit 547 | 92 | 7996 | Rate Constraint in lbs/MWh | FALSE | L | Annual | Fuel Consumed | TBtu | 0.040329 | 0.030949 | 0 | 0 | 0 | 0 | 0
7.23 - NJ Fossil CO2 Rate Limit: Unit 547 | 92 | 7996 | Rate Constraint in lbs/MWh | FALSE | L | Annual | Rate | lb/MMBtu | 117.08 | 117.08 | 0 | 0 | 0 | 0 | 0
7.23 - NJ Fossil CO2 Rate Limit: Unit 547 | 92 | 7996 | Rate Constraint in lbs/MWh | FALSE | L | Annual | Generation | TWh | 0.0037533 | 0.0028803 | 0 | 0 | 0 | 0 | 0
7.23 - NJ Fossil CO2 Rate Limit: Unit 547 | 92 | 7996 | Rate Constraint in lbs/MWh | FALSE | L | Annual | Qualifying Generation | TWh | 0.0037533 | 0.0028803 | 0 | 0 | 0 | 0 | 0
7.23 - NJ Fossil CO2 Rate Limit: Unit 547 | 92 | 7996 | Rate Constraint in lbs/MWh | FALSE | L | Annual | Constraint Shadow Price | US2022$/Ton | 0 | 0 | 123.6393 | 204.4979 | 193.7983 | 204.1943 | 216.6244
7.23 - NJ Fossil CO2 Rate Limit: Unit 658 | 93 | 7997 | Rate Constraint in lbs/MWh | FALSE | L | Annual | Seasons Included | Seasons | Winter, Spring, Summer, Fall | Winter, Spring, Summer, Fall | Winter, Spring, Summer, Fall | Winter, Spring, Summer, Fall | Winter, Spring, Summer, Fall | Winter, Spring, Summer, Fall | Winter, Spring, Summer, Fall
7.23 - NJ Fossil CO2 Rate Limit: Unit 658 | 93 | 7997 | Rate Constraint in lbs/MWh | FALSE | L | Annual | Standard CO2 | lb/MWh | 1300 | 1300 | 1000 | 1000 | 1000 | 1000 | 1000
7.23 - NJ Fossil CO2 Rate Limit: Unit 658 | 93 | 7997 | Rate Constraint in lbs/MWh | FALSE | L | Annual | Emissions at Affected Plants CO2 | Thousand Tons | 202.7522 | 172.1358 | 0 | 0 | 0 | 0 | 0
7.23 - NJ Fossil CO2 Rate Limit: Unit 658 | 93 | 7997 | Rate Constraint in lbs/MWh | FALSE | L | Annual | Allowances Purchased CO2 | Thousand Tons | 0 | 0 | 0 | 0 | 0 | 0 | 0
7.23 - NJ Fossil CO2 Rate Limit: Unit 658 | 93 | 7997 | Rate Constraint in lbs/MWh | FALSE | L | Annual | Allowances Sold CO2 | Thousand Tons | 0 | 0 | 0 | 0 | 0 | 0 | 0
7.23 - NJ Fossil CO2 Rate Limit: Unit 658 | 93 | 7997 | Rate Constraint in lbs/MWh | FALSE | L | Annual | Allowances Banked | Thousand Tons | 0 | 0 | 0 | 0 | 0 | 0 | 0
7.23 - NJ Fossil CO2 Rate Limit: Unit 658 | 93 | 7997 | Rate Constraint in lbs/MWh | FALSE | L | Annual | Allowances Withdrawn (1:1) | Thousand Tons | 0 | 0 | 0 | 0 | 0 | 0 | 0
7.23 - NJ Fossil CO2 Rate Limit: Unit 658 | 93 | 7997 | Rate Constraint in lbs/MWh | FALSE | L | Annual | Allowances Withdrawn (1:n) | Thousand Tons | 0 | 0 | 0 | 0 | 0 | 0 | 0
7.23 - NJ Fossil CO2 Rate Limit: Unit 658 | 93 | 7997 | Rate Constraint in lbs/MWh | FALSE | L | Annual | Total | Thousand Tons | 202.7522 | 172.1358 | 0 | 0 | 0 | 0 | 0
7.23 - NJ Fossil CO2 Rate Limit: Unit 658 | 93 | 7997 | Rate Constraint in lbs/MWh | FALSE | L | Annual | Fuel Consumed | TBtu | 3.4635 | 2.9405 | 0 | 0 | 0 | 0 | 0
7.23 - NJ Fossil CO2 Rate Limit: Unit 658 | 93 | 7997 | Rate Constraint in lbs/MWh | FALSE | L | Annual | Rate | lb/MMBtu | 117.08 | 117.08 | 0 | 0 | 0 | 0 | 0
7.23 - NJ Fossil CO2 Rate Limit: Unit 658 | 93 | 7997 | Rate Constraint in lbs/MWh | FALSE | L | Annual | Generation | TWh | 0.32233 | 0.27366 | 0 | 0 | 0 | 0 | 0
7.23 - NJ Fossil CO2 Rate Limit: Unit 658 | 93 | 7997 | Rate Constraint in lbs/MWh | FALSE | L | Annual | Qualifying Generation | TWh | 0.32233 | 0.27366 | 0 | 0 | 0 | 0 | 0
7.23 - NJ Fossil CO2 Rate Limit: Unit 658 | 93 | 7997 | Rate Constraint in lbs/MWh | FALSE | L | Annual | Constraint Shadow Price | US2022$/Ton | 0 | 0 | 16519.7029 | 9550.4541 | 18304.7756 | 26774.3738 | 28229.8529
7.23 - NJ Fossil CO2 Rate Limit: Unit 663 | 94 | 7998 | Rate Constraint in lbs/MWh | FALSE | L | Annual | Seasons Included | Seasons | Winter, Spring, Summer, Fall | Winter, Spring, Summer, Fall | Winter, Spring, Summer, Fall | Winter, Spring, Summer, Fall | Winter, Spring, Summer, Fall | Winter, Spring, Summer, Fall | Winter, Spring, Summer, Fall
7.23 - NJ Fossil CO2 Rate Limit: Unit 663 | 94 | 7998 | Rate Constraint in lbs/MWh | FALSE | L | Annual | Standard CO2 | lb/MWh | 1300 | 1300 | 1000 | 1000 | 1000 | 1000 | 1000
7.23 - NJ Fossil CO2 Rate Limit: Unit 663 | 94 | 7998 | Rate Constraint in lbs/MWh | FALSE | L | Annual | Emissions at Affected Plants CO2 | Thousand Tons | 47.0687 | 34.7279 | 3.1628 | 1.294 | 2.0965 | 5.0886 | 4.4732
7.23 - NJ Fossil CO2 Rate Limit: Unit 663 | 94 | 7998 | Rate Constraint in lbs/MWh | FALSE | L | Annual | Allowances Purchased CO2 | Thousand Tons | 0 | 0 | 0 | 0 | 0 | 0 | 0
7.23 - NJ Fossil CO2 Rate Limit: Unit 663 | 94 | 7998 | Rate Constraint in lbs/MWh | FALSE | L | Annual | Allowances Sold CO2 | Thousand Tons | 0 | 0 | 0 | 0 | 0 | 0 | 0
7.23 - NJ Fossil CO2 Rate Limit: Unit 663 | 94 | 7998 | Rate Constraint in lbs/MWh | FALSE | L | Annual | Allowances Banked | Thousand Tons | 0 | 0 | 0 | 0 | 0 | 0 | 0
7.23 - NJ Fossil CO2 Rate Limit: Unit 663 | 94 | 7998 | Rate Constraint in lbs/MWh | FALSE | L | Annual | Allowances Withdrawn (1:1) | Thousand Tons | 0 | 0 | 0 | 0 | 0 | 0 | 0
7.23 - NJ Fossil CO2 Rate Limit: Unit 663 | 94 | 7998 | Rate Constraint in lbs/MWh | FALSE | L | Annual | Allowances Withdrawn (1:n) | Thousand Tons | 0 | 0 | 0 | 0 | 0 | 0 | 0
7.23 - NJ Fossil CO2 Rate Limit: Unit 663 | 94 | 7998 | Rate Constraint in lbs/MWh | FALSE | L | Annual | Total | Thousand Tons | 47.0687 | 34.7279 | 3.1628 | 1.294 | 2.0965 | 5.0886 | 4.4732
7.23 - NJ Fossil CO2 Rate Limit: Unit 663 | 94 | 7998 | Rate Constraint in lbs/MWh | FALSE | L | Annual | Fuel Consumed | TBtu | 0.80404 | 0.59323 | 0.067969 | 0.027808 | 0.045054 | 0.10935 | 0.096128
7.23 - NJ Fossil CO2 Rate Limit: Unit 663 | 94 | 7998 | Rate Constraint in lbs/MWh | FALSE | L | Annual | Rate | lb/MMBtu | 117.08 | 117.08 | 93.0665 | 93.0665 | 93.0665 | 93.0665 | 93.0665
7.23 - NJ Fossil CO2 Rate Limit: Unit 663 | 94 | 7998 | Rate Constraint in lbs/MWh | FALSE | L | Annual | Generation | TWh | 0.07483 | 0.05521 | 0.0063257 | 0.002588 | 0.004193 | 0.010177 | 0.0089463
7.23 - NJ Fossil CO2 Rate Limit: Unit 663 | 94 | 7998 | Rate Constraint in lbs/MWh | FALSE | L | Annual | Qualifying Generation | TWh | 0.07483 | 0.05521 | 0.0063257 | 0.002588 | 0.004193 | 0.010177 | 0.0089463
7.23 - NJ Fossil CO2 Rate Limit: Unit 663 | 94 | 7998 | Rate Constraint in lbs/MWh | FALSE | L | Annual | Constraint Shadow Price | US2022$/Ton | 0 | 0 | 167.3131 | 166.4664 | 161.9672 | 164.8468 | 159.1205
AZ Hg Rule - MER Removal Annual v3.1 | 95 | 7278 | MACT Fuel Choice Floor in lbs/MMBtu | FALSE | L | Annual | Seasons Included | Seasons | Winter, Spring, Summer, Fall | Winter, Spring, Summer, Fall | Winter, Spring, Summer, Fall | Winter, Spring, Summer, Fall | Winter, Spring, Summer, Fall | Winter, Spring, Summer, Fall | Winter, Spring, Summer, Fall
AZ Hg Rule - MER Removal Annual v3.1 | 95 | 7278 | MACT Fuel Choice Floor in lbs/MMBtu | FALSE | L | Annual | Emission Floor MER | lbs/MMBtu | 8.44e-07 | 8.44e-07 | 8.44e-07 | 8.44e-07 | 8.44e-07 | 8.44e-07 | 8.44e-07
AZ Hg Rule - MER Removal Annual v3.1 | 95 | 7278 | MACT Fuel Choice Floor in lbs/MMBtu | FALSE | L | Annual | Emissions at Affected Plants MER | Lb | 22.6552 | 117.4742 | 102.9495 | 99.64 | 102.8711 | 99.9271 | 97.955
AZ Hg Rule - MER Removal Annual v3.1 | 95 | 7278 | MACT Fuel Choice Floor in lbs/MMBtu | FALSE | L | Annual | Allowances Purchased MER | Lb | 0 | 0 | 0 | 0 | 0 | 0 | 0
AZ Hg Rule - MER Removal Annual v3.1 | 95 | 7278 | MACT Fuel Choice Floor in lbs/MMBtu | FALSE | L | Annual | Allowances Sold MER | Lb | 0 | 0 | 0 | 0 | 0 | 0 | 0
AZ Hg Rule - MER Removal Annual v3.1 | 95 | 7278 | MACT Fuel Choice Floor in lbs/MMBtu | FALSE | L | Annual | Allowances Banked | Lb | 0 | 0 | 0 | 0 | 0 | 0 | 0
AZ Hg Rule - MER Removal Annual v3.1 | 95 | 7278 | MACT Fuel Choice Floor in lbs/MMBtu | FALSE | L | Annual | Allowances Withdrawn (1:1) | Lb | 0 | 0 | 0 | 0 | 0 | 0 | 0
AZ Hg Rule - MER Removal Annual v3.1 | 95 | 7278 | MACT Fuel Choice Floor in lbs/MMBtu | FALSE | L | Annual | Allowances Withdrawn (1:n) | Lb | 0 | 0 | 0 | 0 | 0 | 0 | 0
AZ Hg Rule - MER Removal Annual v3.1 | 95 | 7278 | MACT Fuel Choice Floor in lbs/MMBtu | FALSE | L | Annual | Total | Lb | 22.6552 | 117.4742 | 102.9495 | 99.64 | 102.8711 | 99.9271 | 97.955
AZ Hg Rule - MER Removal Annual v3.1 | 95 | 7278 | MACT Fuel Choice Floor in lbs/MMBtu | FALSE | L | Annual | Fuel Consumed | TBtu | 35.26 | 137.4107 | 153.8548 | 153.8548 | 153.7152 | 141.1296 | 141.1296
AZ Hg Rule - MER Removal Annual v3.1 | 95 | 7278 | MACT Fuel Choice Floor in lbs/MMBtu | FALSE | L | Annual | Rate | lbs/MMBtu | 6.4252e-07 | 8.5491e-07 | 6.6913e-07 | 6.4762e-07 | 6.6923e-07 | 7.0805e-07 | 6.9408e-07
AZ Hg Rule - MER Removal Annual v3.1 | 95 | 7278 | MACT Fuel Choice Floor in lbs/MMBtu | FALSE | L | Annual | Generation | TWh | 3.3671 | 13.1421 | 14.6509 | 14.6509 | 14.6389 | 13.5531 | 13.5531
AZ Hg Rule - MER Removal Annual v3.1 | 95 | 7278 | MACT Fuel Choice Floor in lbs/MMBtu | FALSE | L | Annual | Qualifying Generation | TWh | 3.3671 | 13.1421 | 14.6509 | 14.6509 | 14.6389 | 13.5531 | 13.5531
AZ Hg Rule - MER Removal Annual v3.1 | 95 | 7278 | MACT Fuel Choice Floor in lbs/MMBtu | FALSE | L | Annual | Constraint Shadow Price | US2022$/Lb | 0 | 0 | 0 | 0 | 0 | 0 | 0
BART NOX Annual- Antelope Valley 1- v5.16 | 96 | 7196 | Rate Constraint in lbs/MMBtu | FALSE | L | Annual | Seasons Included | Seasons | Winter, Spring, Summer, Fall | Winter, Spring, Summer, Fall | Winter, Spring, Summer, Fall | Winter, Spring, Summer, Fall | Winter, Spring, Summer, Fall | Winter, Spring, Summer, Fall | Winter, Spring, Summer, Fall
BART NOX Annual- Antelope Valley 1- v5.16 | 96 | 7196 | Rate Constraint in lbs/MMBtu | FALSE | L | Annual | Standard NOX | lb/MMBtu | 0.17 | 0.17 | 0.17 | 0.17 | 0.17 | 0.17 | 0.17
BART NOX Annual- Antelope Valley 1- v5.16 | 96 | 7196 | Rate Constraint in lbs/MMBtu | FALSE | L | Annual | Emissions at Affected Plants NOX | Thousand Tons | 1.1617 | 1.8499 | 1.6618 | 1.5994 | 1.4269 | 1.3424 | 1.3856
BART NOX Annual- Antelope Valley 1- v5.16 | 96 | 7196 | Rate Constraint in lbs/MMBtu | FALSE | L | Annual | Allowances Purchased NOX | Thousand Tons | 0 | 0 | 0 | 0 | 0 | 0 | 0
BART NOX Annual- Antelope Valley 1- v5.16 | 96 | 7196 | Rate Constraint in lbs/MMBtu | FALSE | L | Annual | Allowances Sold NOX | Thousand Tons | 0 | 0 | 0 | 0 | 0 | 0 | 0
BART NOX Annual- Antelope Valley 1- v5.16 | 96 | 7196 | Rate Constraint in lbs/MMBtu | FALSE | L | Annual | Allowances Banked | Thousand Tons | 0 | 0 | 0 | 0 | 0 | 0 | 0
BART NOX Annual- Antelope Valley 1- v5.16 | 96 | 7196 | Rate Constraint in lbs/MMBtu | FALSE | L | Annual | Allowances Withdrawn (1:1) | Thousand Tons | 0 | 0 | 0 | 0 | 0 | 0 | 0
BART NOX Annual- Antelope Valley 1- v5.16 | 96 | 7196 | Rate Constraint in lbs/MMBtu | FALSE | L | Annual | Allowances Withdrawn (1:n) | Thousand Tons | 0 | 0 | 0 | 0 | 0 | 0 | 0
BART NOX Annual- Antelope Valley 1- v5.16 | 96 | 7196 | Rate Constraint in lbs/MMBtu | FALSE | L | Annual | Total | Thousand Tons | 1.1617 | 1.8499 | 1.6618 | 1.5994 | 1.4269 | 1.3424 | 1.3856
BART NOX Annual- Antelope Valley 1- v5.16 | 96 | 7196 | Rate Constraint in lbs/MMBtu | FALSE | L | Annual | Fuel Consumed | TBtu | 21.9363 | 34.9301 | 36.3879 | 35.2092 | 31.8598 | 30.2655 | 31.0806
BART NOX Annual- Antelope Valley 1- v5.16 | 96 | 7196 | Rate Constraint in lbs/MMBtu | FALSE | L | Annual | Rate | lb/MMBtu | 0.10592 | 0.10592 | 0.091337 | 0.090849 | 0.089572 | 0.08871 | 0.089162
BART NOX Annual- Antelope Valley 1- v5.16 | 96 | 7196 | Rate Constraint in lbs/MMBtu | FALSE | L | Annual | Generation | TWh | 1.9375 | 3.0852 | 2.9078 | 2.8037 | 2.5135 | 2.3727 | 2.4447
BART NOX Annual- Antelope Valley 1- v5.16 | 96 | 7196 | Rate Constraint in lbs/MMBtu | FALSE | L | Annual | Qualifying Generation | TWh | 1.9375 | 3.0852 | 2.9078 | 2.8037 | 2.5135 | 2.3727 | 2.4447
BART NOX Annual- Antelope Valley 1- v5.16 | 96 | 7196 | Rate Constraint in lbs/MMBtu | FALSE | L | Annual | Rate | lb/MWh | 1.1992 | 1.1992 | 1.143 | 1.1409 | 1.1354 | 1.1316 | 1.1336
BART NOX Annual- Antelope Valley 1- v5.16 | 96 | 7196 | Rate Constraint in lbs/MMBtu | FALSE | L | Annual | Constraint Shadow Price | US2022$/Ton | 0 | 0 | 0 | 0 | 0 | 0 | 0
BART NOX Annual- Antelope Valley 2- v5.16 | 97 | 7197 | Rate Constraint in lbs/MMBtu | FALSE | L | Annual | Seasons Included | Seasons | Winter, Spring, Summer, Fall | Winter, Spring, Summer, Fall | Winter, Spring, Summer, Fall | Winter, Spring, Summer, Fall | Winter, Spring, Summer, Fall | Winter, Spring, Summer, Fall | Winter, Spring, Summer, Fall
BART NOX Annual- Antelope Valley 2- v5.16 | 97 | 7197 | Rate Constraint in lbs/MMBtu | FALSE | L | Annual | Standard NOX | lb/MMBtu | 0.17 | 0.17 | 0.17 | 0.17 | 0.17 | 0.17 | 0.17
BART NOX Annual- Antelope Valley 2- v5.16 | 97 | 7197 | Rate Constraint in lbs/MMBtu | FALSE | L | Annual | Emissions at Affected Plants NOX | Thousand Tons | 1.1695 | 1.8234 | 1.8995 | 1.8363 | 1.5921 | 1.5371 | 1.5371
BART NOX Annual- Antelope Valley 2- v5.16 | 97 | 7197 | Rate Constraint in lbs/MMBtu | FALSE | L | Annual | Allowances Purchased NOX | Thousand Tons | 0 | 0 | 0 | 0 | 0 | 0 | 0
BART NOX Annual- Antelope Valley 2- v5.16 | 97 | 7197 | Rate Constraint in lbs/MMBtu | FALSE | L | Annual | Allowances Sold NOX | Thousand Tons | 0 | 0 | 0 | 0 | 0 | 0 | 0
BART NOX Annual- Antelope Valley 2- v5.16 | 97 | 7197 | Rate Constraint in lbs/MMBtu | FALSE | L | Annual | Allowances Banked | Thousand Tons | 0 | 0 | 0 | 0 | 0 | 0 | 0
BART NOX Annual- Antelope Valley 2- v5.16 | 97 | 7197 | Rate Constraint in lbs/MMBtu | FALSE | L | Annual | Allowances Withdrawn (1:1) | Thousand Tons | 0 | 0 | 0 | 0 | 0 | 0 | 0
BART NOX Annual- Antelope Valley 2- v5.16 | 97 | 7197 | Rate Constraint in lbs/MMBtu | FALSE | L | Annual | Allowances Withdrawn (1:n) | Thousand Tons | 0 | 0 | 0 | 0 | 0 | 0 | 0
BART NOX Annual- Antelope Valley 2- v5.16 | 97 | 7197 | Rate Constraint in lbs/MMBtu | FALSE | L | Annual | Total | Thousand Tons | 1.1695 | 1.8234 | 1.8995 | 1.8363 | 1.5921 | 1.5371 | 1.5371
BART NOX Annual- Antelope Valley 2- v5.16 | 97 | 7197 | Rate Constraint in lbs/MMBtu | FALSE | L | Annual | Fuel Consumed | TBtu | 22.2859 | 34.748 | 36.1983 | 34.9944 | 30.3403 | 29.2916 | 29.2916
BART NOX Annual- Antelope Valley 2- v5.16 | 97 | 7197 | Rate Constraint in lbs/MMBtu | FALSE | L | Annual | Rate | lb/MMBtu | 0.10495 | 0.10495 | 0.10495 | 0.10495 | 0.10495 | 0.10495 | 0.10495
BART NOX Annual- Antelope Valley 2- v5.16 | 97 | 7197 | Rate Constraint in lbs/MMBtu | FALSE | L | Annual | Generation | TWh | 1.9787 | 3.0852 | 3.2139 | 3.107 | 2.6938 | 2.6007 | 2.6007
BART NOX Annual- Antelope Valley 2- v5.16 | 97 | 7197 | Rate Constraint in lbs/MMBtu | FALSE | L | Annual | Qualifying Generation | TWh | 1.9787 | 3.0852 | 3.2139 | 3.107 | 2.6938 | 2.6007 | 2.6007
BART NOX Annual- Antelope Valley 2- v5.16 | 97 | 7197 | Rate Constraint in lbs/MMBtu | FALSE | L | Annual | Rate | lb/MWh | 1.1821 | 1.1821 | 1.1821 | 1.1821 | 1.1821 | 1.1821 | 1.1821
BART NOX Annual- Antelope Valley 2- v5.16 | 97 | 7197 | Rate Constraint in lbs/MMBtu | FALSE | L | Annual | Constraint Shadow Price | US2022$/Ton | 0 | 0 | 0 | 0 | 0 | 0 | 0
BART NOX Annual- Arthur Kill- v5.16 | 98 | 7182 | Rate Constraint in lbs/MMBtu | FALSE | L | Annual | Seasons Included | Seasons | Winter, Spring, Summer, Fall | Winter, Spring, Summer, Fall | Winter, Spring, Summer, Fall | Winter, Spring, Summer, Fall | Winter, Spring, Summer, Fall | Winter, Spring, Summer, Fall | Winter, Spring, Summer, Fall
BART NOX Annual- Arthur Kill- v5.16 | 98 | 7182 | Rate Constraint in lbs/MMBtu | FALSE | L | Annual | Standard NOX | lb/MMBtu | 0.15 | 0.15 | 0.15 | 0.15 | 0.15 | 0.15 | 0.15
BART NOX Annual- Arthur Kill- v5.16 | 98 | 7182 | Rate Constraint in lbs/MMBtu | FALSE | L | Annual | Emissions at Affected Plants NOX | Thousand Tons | 0.12602 | 0.12602 | 0 | 0 | 0 | 0 | 0
BART NOX Annual- Arthur Kill- v5.16 | 98 | 7182 | Rate Constraint in lbs/MMBtu | FALSE | L | Annual | Allowances Purchased NOX | Thousand Tons | 0 | 0 | 0 | 0 | 0 | 0 | 0
BART NOX Annual- Arthur Kill- v5.16 | 98 | 7182 | Rate Constraint in lbs/MMBtu | FALSE | L | Annual | Allowances Sold NOX | Thousand Tons | 0 | 0 | 0 | 0 | 0 | 0 | 0
BART NOX Annual- Arthur Kill- v5.16 | 98 | 7182 | Rate Constraint in lbs/MMBtu | FALSE | L | Annual | Allowances Banked | Thousand Tons | 0 | 0 | 0 | 0 | 0 | 0 | 0
BART NOX Annual- Arthur Kill- v5.16 | 98 | 7182 | Rate Constraint in lbs/MMBtu | FALSE | L | Annual | Allowances Withdrawn (1:1) | Thousand Tons | 0 | 0 | 0 | 0 | 0 | 0 | 0
BART NOX Annual- Arthur Kill- v5.16 | 98 | 7182 | Rate Constraint in lbs/MMBtu | FALSE | L | Annual | Allowances Withdrawn (1:n) | Thousand Tons | 0 | 0 | 0 | 0 | 0 | 0 | 0
BART NOX Annual- Arthur Kill- v5.16 | 98 | 7182 | Rate Constraint in lbs/MMBtu | FALSE | L | Annual | Total | Thousand Tons | 0.12602 | 0.12602 | 0 | 0 | 0 | 0 | 0
BART NOX Annual- Arthur Kill- v5.16 | 98 | 7182 | Rate Constraint in lbs/MMBtu | FALSE | L | Annual | Fuel Consumed | TBtu | 3.6906 | 3.6906 | 0 | 0 | 0 | 0 | 0
BART NOX Annual- Arthur Kill- v5.16 | 98 | 7182 | Rate Constraint in lbs/MMBtu | FALSE | L | Annual | Rate | lb/MMBtu | 0.06829 | 0.06829 | 0 | 0 | 0 | 0 | 0
BART NOX Annual- Arthur Kill- v5.16 | 98 | 7182 | Rate Constraint in lbs/MMBtu | FALSE | L | Annual | Generation | TWh | 0.32873 | 0.32873 | 0 | 0 | 0 | 0 | 0
BART NOX Annual- Arthur Kill- v5.16 | 98 | 7182 | Rate Constraint in lbs/MMBtu | FALSE | L | Annual | Qualifying Generation | TWh | 0.32873 | 0.32873 | 0 | 0 | 0 | 0 | 0
BART NOX Annual- Arthur Kill- v5.16 | 98 | 7182 | Rate Constraint in lbs/MMBtu | FALSE | L | Annual | Rate | lb/MWh | 0.76669 | 0.76669 | 0 | 0 | 0 | 0 | 0
BART NOX Annual- Arthur Kill- v5.16 | 98 | 7182 | Rate Constraint in lbs/MMBtu | FALSE | L | Annual | Constraint Shadow Price | US2022$/Ton | 0 | 0 | 0 | 0 | 0 | 0 | 0
BART NOX Annual- Big Stone 1- v5.16 | 99 | 7161 | Rate Constraint in lbs/MMBtu | FALSE | L | Annual | Seasons Included | Seasons | Winter, Spring, Summer, Fall | Winter, Spring, Summer, Fall | Winter, Spring, Summer, Fall | Winter, Spring, Summer, Fall | Winter, Spring, Summer, Fall | Winter, Spring, Summer, Fall | Winter, Spring, Summer, Fall
BART NOX Annual- Big Stone 1- v5.16 | 99 | 7161 | Rate Constraint in lbs/MMBtu | FALSE | L | Annual | Standard NOX | lb/MMBtu | 0.1 | 0.1 | 0.1 | 0.1 | 0.1 | 0.1 | 0.1
BART NOX Annual- Big Stone 1- v5.16 | 99 | 7161 | Rate Constraint in lbs/MMBtu | FALSE | L | Annual | Emissions at Affected Plants NOX | Thousand Tons | 1.2173 | 1.2515 | 1.2515 | 1.2515 | 1.1472 | 1.041 | 1.041
BART NOX Annual- Big Stone 1- v5.16 | 99 | 7161 | Rate Constraint in lbs/MMBtu | FALSE | L | Annual | Allowances Purchased NOX | Thousand Tons | 0 | 0 | 0 | 0 | 0 | 0 | 0
BART NOX Annual- Big Stone 1- v5.16 | 99 | 7161 | Rate Constraint in lbs/MMBtu | FALSE | L | Annual | Allowances Sold NOX | Thousand Tons | 0 | 0 | 0 | 0 | 0 | 0 | 0
BART NOX Annual- Big Stone 1- v5.16 | 99 | 7161 | Rate Constraint in lbs/MMBtu | FALSE | L | Annual | Allowances Banked | Thousand Tons | 0 | 0 | 0 | 0 | 0 | 0 | 0
BART NOX Annual- Big Stone 1- v5.16 | 99 | 7161 | Rate Constraint in lbs/MMBtu | FALSE | L | Annual | Allowances Withdrawn (1:1) | Thousand Tons | 0 | 0 | 0 | 0 | 0 | 0 | 0
BART NOX Annual- Big Stone 1- v5.16 | 99 | 7161 | Rate Constraint in lbs/MMBtu | FALSE | L | Annual | Allowances Withdrawn (1:n) | Thousand Tons | 0 | 0 | 0 | 0 | 0 | 0 | 0
BART NOX Annual- Big Stone 1- v5.16 | 99 | 7161 | Rate Constraint in lbs/MMBtu | FALSE | L | Annual | Total | Thousand Tons | 1.2173 | 1.2515 | 1.2515 | 1.2515 | 1.1472 | 1.041 | 1.041
BART NOX Annual- Big Stone 1- v5.16 | 99 | 7161 | Rate Constraint in lbs/MMBtu | FALSE | L | Annual | Fuel Consumed | TBtu | 32.1751 | 33.0788 | 33.0788 | 33.0788 | 30.3211 | 27.5151 | 27.5151
BART NOX Annual- Big Stone 1- v5.16 | 99 | 7161 | Rate Constraint in lbs/MMBtu | FALSE | L | Annual | Rate | lb/MMBtu | 0.07567 | 0.07567 | 0.07567 | 0.07567 | 0.07567 | 0.07567 | 0.07567
BART NOX Annual- Big Stone 1- v5.16 | 99 | 7161 | Rate Constraint in lbs/MMBtu | FALSE | L | Annual | Generation | TWh | 3.1452 | 3.2335 | 3.2335 | 3.2335 | 2.9639 | 2.6897 | 2.6897
BART NOX Annual- Big Stone 1- v5.16 | 99 | 7161 | Rate Constraint in lbs/MMBtu | FALSE | L | Annual | Qualifying Generation | TWh | 3.1452 | 3.2335 | 3.2335 | 3.2335 | 2.9639 | 2.6897 | 2.6897
BART NOX Annual- Big Stone 1- v5.16 | 99 | 7161 | Rate Constraint in lbs/MMBtu | FALSE | L | Annual | Rate | lb/MWh | 0.7741 | 0.7741 | 0.7741 | 0.7741 | 0.7741 | 0.7741 | 0.7741
BART NOX Annual- Big Stone 1- v5.16 | 99 | 7161 | Rate Constraint in lbs/MMBtu | FALSE | L | Annual | Constraint Shadow Price | US2022$/Ton | 0 | 0 | 0 | 0 | 0 | 0 | 0
BART NOX Annual- Bowline Point 1- v6.17 | 100 | 7193 | Rate Constraint in lbs/MMBtu | FALSE | L | Annual | Seasons Included | Seasons | Winter, Spring, Summer, Fall | Winter, Spring, Summer, Fall | Winter, Spring, Summer, Fall | Winter, Spring, Summer, Fall | Winter, Spring, Summer, Fall | Winter, Spring, Summer, Fall | Winter, Spring, Summer, Fall
BART NOX Annual- Bowline Point 1- v6.17 | 100 | 7193 | Rate Constraint in lbs/MMBtu | FALSE | L | Annual | Standard NOX | lb/MMBtu | 0.15 | 0.15 | 0.15 | 0.15 | 0.15 | 0.15 | 0.15
BART NOX Annual- Bowline Point 1- v6.17 | 100 | 7193 | Rate Constraint in lbs/MMBtu | FALSE | L | Annual | Emissions at Affected Plants NOX | Thousand Tons | 0 | 0 | 0 | 0 | 0 | 0 | 0
BART NOX Annual- Bowline Point 1- v6.17 | 100 | 7193 | Rate Constraint in lbs/MMBtu | FALSE | L | Annual | Allowances Purchased NOX | Thousand Tons | 0 | 0 | 0 | 0 | 0 | 0 | 0
BART NOX Annual- Bowline Point 1- v6.17 | 100 | 7193 | Rate Constraint in lbs/MMBtu | FALSE | L | Annual | Allowances Sold NOX | Thousand Tons | 0 | 0 | 0 | 0 | 0 | 0 | 0
BART NOX Annual- Bowline Point 1- v6.17 | 100 | 7193 | Rate Constraint in lbs/MMBtu | FALSE | L | Annual | Allowances Banked | Thousand Tons | 0 | 0 | 0 | 0 | 0 | 0 | 0
BART NOX Annual- Bowline Point 1- v6.17 | 100 | 7193 | Rate Constraint in lbs/MMBtu | FALSE | L | Annual | Allowances Withdrawn (1:1) | Thousand Tons | 0 | 0 | 0 | 0 | 0 | 0 | 0
BART NOX Annual- Bowline Point 1- v6.17 | 100 | 7193 | Rate Constraint in lbs/MMBtu | FALSE | L | Annual | Allowances Withdrawn (1:n) | Thousand Tons | 0 | 0 | 0 | 0 | 0 | 0 | 0
BART NOX Annual- Bowline Point 1- v6.17 | 100 | 7193 | Rate Constraint in lbs/MMBtu | FALSE | L | Annual | Total | Thousand Tons | 0 | 0 | 0 | 0 | 0 | 0 | 0
BART NOX Annual- Bowline Point 1- v6.17 | 100 | 7193 | Rate Constraint in lbs/MMBtu | FALSE | L | Annual | Fuel Consumed | TBtu | 0 | 0 | 0 | 0 | 0 | 0 | 0
BART NOX Annual- Bowline Point 1- v6.17 | 100 | 7193 | Rate Constraint in lbs/MMBtu | FALSE | L | Annual | Rate | lb/MMBtu | 0 | 0 | 0 | 0 | 0 | 0 | 0
BART NOX Annual- Bowline Point 1- v6.17 | 100 | 7193 | Rate Constraint in lbs/MMBtu | FALSE | L | Annual | Generation | TWh | 0 | 0 | 0 | 0 | 0 | 0 | 0
BART NOX Annual- Bowline Point 1- v6.17 | 100 | 7193 | Rate Constraint in lbs/MMBtu | FALSE | L | Annual | Qualifying Generation | TWh | 0 | 0 | 0 | 0 | 0 | 0 | 0
BART NOX Annual- Bowline Point 1- v6.17 | 100 | 7193 | Rate Constraint in lbs/MMBtu | FALSE | L | Annual | Rate | lb/MWh | 0 | 0 | 0 | 0 | 0 | 0 | 0
BART NOX Annual- Bowline Point 1- v6.17 | 100 | 7193 | Rate Constraint in lbs/MMBtu | FALSE | L | Annual | Constraint Shadow Price | US2022$/Ton | 0 | 0 | 0 | 0 | 0 | 0 | 0
BART NOX Annual- Bowline Point 2- v6.17 | 101 | 7194 | Rate Constraint in lbs/MMBtu | FALSE | L | Annual | Seasons Included | Seasons | Winter, Spring, Summer, Fall | Winter, Spring, Summer, Fall | Winter, Spring, Summer, Fall | Winter, Spring, Summer, Fall | Winter, Spring, Summer, Fall | Winter, Spring, Summer, Fall | Winter, Spring, Summer, Fall
BART NOX Annual- Bowline Point 2- v6.17 | 101 | 7194 | Rate Constraint in lbs/MMBtu | FALSE | L | Annual | Standard NOX | lb/MMBtu | 0.15 | 0.15 | 0.15 | 0.15 | 0.15 | 0.15 | 0.15
BART NOX Annual- Bowline Point 2- v6.17 | 101 | 7194 | Rate Constraint in lbs/MMBtu | FALSE | L | Annual | Emissions at Affected Plants NOX | Thousand Tons | 0 | 0 | 0 | 0 | 0 | 0 | 0
BART NOX Annual- Bowline Point 2- v6.17 | 101 | 7194 | Rate Constraint in lbs/MMBtu | FALSE | L | Annual | Allowances Purchased NOX | Thousand Tons | 0 | 0 | 0 | 0 | 0 | 0 | 0
BART NOX Annual- Bowline Point 2- v6.17 | 101 | 7194 | Rate Constraint in lbs/MMBtu | FALSE | L | Annual | Allowances Sold NOX | Thousand Tons | 0 | 0 | 0 | 0 | 0 | 0 | 0
BART NOX Annual- Bowline Point 2- v6.17 | 101 | 7194 | Rate Constraint in lbs/MMBtu | FALSE | L | Annual | Allowances Banked | Thousand Tons | 0 | 0 | 0 | 0 | 0 | 0 | 0
BART NOX Annual- Bowline Point 2- v6.17 | 101 | 7194 | Rate Constraint in lbs/MMBtu | FALSE | L | Annual | Allowances Withdrawn (1:1) | Thousand Tons | 0 | 0 | 0 | 0 | 0 | 0 | 0
BART NOX Annual- Bowline Point 2- v6.17 | 101 | 7194 | Rate Constraint in lbs/MMBtu | FALSE | L | Annual | Allowances Withdrawn (1:n) | Thousand Tons | 0 | 0 | 0 | 0 | 0 | 0 | 0
BART NOX Annual- Bowline Point 2- v6.17 | 101 | 7194 | Rate Constraint in lbs/MMBtu | FALSE | L | Annual | Total | Thousand Tons | 0 | 0 | 0 | 0 | 0 | 0 | 0
BART NOX Annual- Bowline Point 2- v6.17 | 101 | 7194 | Rate Constraint in lbs/MMBtu | FALSE | L | Annual | Fuel Consumed | TBtu | 0 | 0 | 0 | 0 | 0 | 0 | 0
BART NOX Annual- Bowline Point 2- v6.17 | 101 | 7194 | Rate Constraint in lbs/MMBtu | FALSE | L | Annual | Rate | lb/MMBtu | 0 | 0 | 0 | 0 | 0 | 0 | 0
BART NOX Annual- Bowline Point 2- v6.17 | 101 | 7194 | Rate Constraint in lbs/MMBtu | FALSE | L | Annual | Generation | TWh | 0 | 0 | 0 | 0 | 0 | 0 | 0
BART NOX Annual- Bowline Point 2- v6.17 | 101 | 7194 | Rate Constraint in lbs/MMBtu | FALSE | L | Annual | Qualifying Generation | TWh | 0 | 0 | 0 | 0 | 0 | 0 | 0
BART NOX Annual- Bowline Point 2- v6.17 | 101 | 7194 | Rate Constraint in lbs/MMBtu | FALSE | L | Annual | Rate | lb/MWh | 0 | 0 | 0 | 0 | 0 | 0 | 0
BART NOX Annual- Bowline Point 2- v6.17 | 101 | 7194 | Rate Constraint in lbs/MMBtu | FALSE | L | Annual | Constraint Shadow Price | US2022$/Ton | 0 | 0 | 0 | 0 | 0 | 0 | 0
BART NOX Annual- E F Barrett- v5.16 | 103 | 7186 | Rate Constraint in lbs/MMBtu | FALSE | L | Annual | Seasons Included | Seasons | Winter, Spring, Summer, Fall | Winter, Spring, Summer, Fall | Winter, Spring, Summer, Fall | Winter, Spring, Summer, Fall | Winter, Spring, Summer, Fall | Winter, Spring, Summer, Fall | Winter, Spring, Summer, Fall
BART NOX Annual- E F Barrett- v5.16 | 103 | 7186 | Rate Constraint in lbs/MMBtu | FALSE | L | Annual | Standard NOX | lb/MMBtu | 0.1 | 0.1 | 0.1 | 0.1 | 0.1 | 0.1 | 0.1
BART NOX Annual- E F Barrett- v5.16 | 103 | 7186 | Rate Constraint in lbs/MMBtu | FALSE | L | Annual | Emissions at Affected Plants NOX | Thousand Tons | 0 | 0 | 0 | 0 | 0 | 0 | 0
BART NOX Annual- E F Barrett- v5.16 | 103 | 7186 | Rate Constraint in lbs/MMBtu | FALSE | L | Annual | Allowances Purchased NOX | Thousand Tons | 0 | 0 | 0 | 0 | 0 | 0 | 0
BART NOX Annual- E F Barrett- v5.16 | 103 | 7186 | Rate Constraint in lbs/MMBtu | FALSE | L | Annual | Allowances Sold NOX | Thousand Tons | 0 | 0 | 0 | 0 | 0 | 0 | 0
BART NOX Annual- E F Barrett- v5.16 | 103 | 7186 | Rate Constraint in lbs/MMBtu | FALSE | L | Annual | Allowances Banked | Thousand Tons | 0 | 0 | 0 | 0 | 0 | 0 | 0
BART NOX Annual- E F Barrett- v5.16 | 103 | 7186 | Rate Constraint in lbs/MMBtu | FALSE | L | Annual | Allowances Withdrawn (1:1) | Thousand Tons | 0 | 0 | 0 | 0 | 0 | 0 | 0
BART NOX Annual- E F Barrett- v5.16 | 103 | 7186 | Rate Constraint in lbs/MMBtu | FALSE | L | Annual | Allowances Withdrawn (1:n) | Thousand Tons | 0 | 0 | 0 | 0 | 0 | 0 | 0
BART NOX Annual- E F Barrett- v5.16 | 103 | 7186 | Rate Constraint in lbs/MMBtu | FALSE | L | Annual | Total | Thousand Tons | 0 | 0 | 0 | 0 | 0 | 0 | 0
BART NOX Annual- E F Barrett- v5.16 | 103 | 7186 | Rate Constraint in lbs/MMBtu | FALSE | L | Annual | Fuel Consumed | TBtu | 0 | 0 | 0 | 0 | 0 | 0 | 0
BART NOX Annual- E F Barrett- v5.16 | 103 | 7186 | Rate Constraint in lbs/MMBtu | FALSE | L | Annual | Rate | lb/MMBtu | 0 | 0 | 0 | 0 | 0 | 0 | 0
BART NOX Annual- E F Barrett- v5.16 | 103 | 7186 | Rate Constraint in lbs/MMBtu | FALSE | L | Annual | Generation | TWh | 0 | 0 | 0 | 0 | 0 | 0 | 0
BART NOX Annual- E F Barrett- v5.16 | 103 | 7186 | Rate Constraint in lbs/MMBtu | FALSE | L | Annual | Qualifying Generation | TWh | 0 | 0 | 0 | 0 | 0 | 0 | 0
BART NOX Annual- E F Barrett- v5.16 | 103 | 7186 | Rate Constraint in lbs/MMBtu | FALSE | L | Annual | Rate | lb/MWh | 0 | 0 | 0 | 0 | 0 | 0 | 0
BART NOX Annual- E F Barrett- v5.16 | 103 | 7186 | Rate Constraint in lbs/MMBtu | FALSE | L | Annual | Constraint Shadow Price | US2022$/Ton | 0 | 0 | 0 | 0 | 0 | 0 | 0
BART NOX Annual- Hunter 1- v5.16 | 104 | 7175 | Rate Constraint in lbs/MMBtu | FALSE | L | Annual | Seasons Included | Seasons | Winter, Spring, Summer, Fall | Winter, Spring, Summer, Fall | Winter, Spring, Summer, Fall | Winter, Spring, Summer, Fall | Winter, Spring, Summer, Fall | Winter, Spring, Summer, Fall | Winter, Spring, Summer, Fall
BART NOX Annual- Hunter 1- v5.16 | 104 | 7175 | Rate Constraint in lbs/MMBtu | FALSE | L | Annual | Standard NOX | lb/MMBtu | 0.26 | 0.26 | 0.26 | 0.26 | 0.26 | 0.26 | 0.26
BART NOX Annual- Hunter 1- v5.16 | 104 | 7175 | Rate Constraint in lbs/MMBtu | FALSE | L | Annual | Emissions at Affected Plants NOX | Thousand Tons | 3.211 | 3.211 | 3.211 | 3.211 | 3.211 | 3.211 | 3.211
BART NOX Annual- Hunter 1- v5.16 | 104 | 7175 | Rate Constraint in lbs/MMBtu | FALSE | L | Annual | Allowances Purchased NOX | Thousand Tons | 0 | 0 | 0 | 0 | 0 | 0 | 0
BART NOX Annual- Hunter 1- v5.16 | 104 | 7175 | Rate Constraint in lbs/MMBtu | FALSE | L | Annual | Allowances Sold NOX | Thousand Tons | 0 | 0 | 0 | 0 | 0 | 0 | 0
BART NOX Annual- Hunter 1- v5.16 | 104 | 7175 | Rate Constraint in lbs/MMBtu | FALSE | L | Annual | Allowances Banked | Thousand Tons | 0 | 0 | 0 | 0 | 0 | 0 | 0
BART NOX Annual- Hunter 1- v5.16 | 104 | 7175 | Rate Constraint in lbs/MMBtu | FALSE | L | Annual | Allowances Withdrawn (1:1) | Thousand Tons | 0 | 0 | 0 | 0 | 0 | 0 | 0
BART NOX Annual- Hunter 1- v5.16 | 104 | 7175 | Rate Constraint in lbs/MMBtu | FALSE | L | Annual | Allowances Withdrawn (1:n) | Thousand Tons | 0 | 0 | 0 | 0 | 0 | 0 | 0
BART NOX Annual- Hunter 1- v5.16 | 104 | 7175 | Rate Constraint in lbs/MMBtu | FALSE | L | Annual | Total | Thousand Tons | 3.211 | 3.211 | 3.211 | 3.211 | 3.211 | 3.211 | 3.211
BART NOX Annual- Hunter 1- v5.16 | 104 | 7175 | Rate Constraint in lbs/MMBtu | FALSE | L | Annual | Fuel Consumed | TBtu | 31.2081 | 31.2081 | 31.2081 | 31.2081 | 31.2081 | 31.2081 | 31.2081
BART NOX Annual- Hunter 1- v5.16 | 104 | 7175 | Rate Constraint in lbs/MMBtu | FALSE | L | Annual | Rate | lb/MMBtu | 0.20578 | 0.20578 | 0.20578 | 0.20578 | 0.20578 | 0.20578 | 0.20578
BART NOX Annual- Hunter 1- v5.16 | 104 | 7175 | Rate Constraint in lbs/MMBtu | FALSE | L | Annual | Generation | TWh | 3.0361 | 3.0361 | 3.0361 | 3.0361 | 3.0361 | 3.0361 | 3.0361
BART NOX Annual- Hunter 1- v5.16 | 104 | 7175 | Rate Constraint in lbs/MMBtu | FALSE | L | Annual | Qualifying Generation | TWh | 3.0361 | 3.0361 | 3.0361 | 3.0361 | 3.0361 | 3.0361 | 3.0361
BART NOX Annual- Hunter 1- v5.16 | 104 | 7175 | Rate Constraint in lbs/MMBtu | FALSE | L | Annual | Rate | lb/MWh | 2.1152 | 2.1152 | 2.1152 | 2.1152 | 2.1152 | 2.1152 | 2.1152
BART NOX Annual- Hunter 1- v5.16 | 104 | 7175 | Rate Constraint in lbs/MMBtu | FALSE | L | Annual | Constraint Shadow Price | US2022$/Ton | 0 | 0 | 0 | 0 | 0 | 0 | 0
BART NOX Annual- Hunter 2- v5.16 | 105 | 7176 | Rate Constraint in lbs/MMBtu | FALSE | L | Annual | Seasons Included | Seasons | Winter, Spring, Summer, Fall | Winter, Spring, Summer, Fall | Winter, Spring, Summer, Fall | Winter, Spring, Summer, Fall | Winter, Spring, Summer, Fall | Winter, Spring, Summer, Fall | Winter, Spring, Summer, Fall
BART NOX Annual- Hunter 2- v5.16 | 105 | 7176 | Rate Constraint in lbs/MMBtu | FALSE | L | Annual | Standard NOX | lb/MMBtu | 0.26 | 0.26 | 0.26 | 0.26 | 0.26 | 0.26 | 0.26
BART NOX Annual- Hunter 2- v5.16 | 105 | 7176 | Rate Constraint in lbs/MMBtu | FALSE | L | Annual | Emissions at Affected Plants NOX | Thousand Tons | 3.1234 | 3.1234 | 3.1234 | 3.1234 | 3.1234 | 3.1234 | 3.1234
BART NOX Annual- Hunter 2- v5.16 | 105 | 7176 | Rate Constraint in lbs/MMBtu | FALSE | L | Annual | Allowances Purchased NOX | Thousand Tons | 0 | 0 | 0 | 0 | 0 | 0 | 0
BART NOX Annual- Hunter 2- v5.16 | 105 | 7176 | Rate Constraint in lbs/MMBtu | FALSE | L | Annual | Allowances Sold NOX | Thousand Tons | 0 | 0 | 0 | 0 | 0 | 0 | 0
BART NOX Annual- Hunter 2- v5.16 | 105 | 7176 | Rate Constraint in lbs/MMBtu | FALSE | L | Annual | Allowances Banked | Thousand Tons | 0 | 0 | 0 | 0 | 0 | 0 | 0
BART NOX Annual- Hunter 2- v5.16 | 105 | 7176 | Rate Constraint in lbs/MMBtu | FALSE | L | Annual | Allowances Withdrawn (1:1) | Thousand Tons | 0 | 0 | 0 | 0 | 0 | 0 | 0
BART NOX Annual- Hunter 2- v5.16 | 105 | 7176 | Rate Constraint in lbs/MMBtu | FALSE | L | Annual | Allowances Withdrawn (1:n) | Thousand Tons | 0 | 0 | 0 | 0 | 0 | 0 | 0
BART NOX Annual- Hunter 2- v5.16 | 105 | 7176 | Rate Constraint in lbs/MMBtu | FALSE | L | Annual | Total | Thousand Tons | 3.1234 | 3.1234 | 3.1234 | 3.1234 | 3.1234 | 3.1234 | 3.1234
BART NOX Annual- Hunter 2- v5.16 | 105 | 7176 | Rate Constraint in lbs/MMBtu | FALSE | L | Annual | Fuel Consumed | TBtu | 31.1018 | 31.1018 | 31.1018 | 31.1018 | 31.1018 | 31.1018 | 31.1018
BART NOX Annual- Hunter 2- v5.16 | 105 | 7176 | Rate Constraint in lbs/MMBtu | FALSE | L | Annual | Rate | lb/MMBtu | 0.20085 | 0.20085 | 0.20085 | 0.20085 | 0.20085 | 0.20085 | 0.20085
BART NOX Annual- Hunter 2- v5.16 | 105 | 7176 | Rate Constraint in lbs/MMBtu | FALSE | L | Annual | Generation | TWh | 3.0361 | 3.0361 | 3.0361 | 3.0361 | 3.0361 | 3.0361 | 3.0361
BART NOX Annual- Hunter 2- v5.16 | 105 | 7176 | Rate Constraint in lbs/MMBtu | FALSE | L | Annual | Qualifying Generation | TWh | 3.0361 | 3.0361 | 3.0361 | 3.0361 | 3.0361 | 3.0361 | 3.0361
BART NOX Annual- Hunter 2- v5.16 | 105 | 7176 | Rate Constraint in lbs/MMBtu | FALSE | L | Annual | Rate | lb/MWh | 2.0575 | 2.0575 | 2.0575 | 2.0575 | 2.0575 | 2.0575 | 2.0575
BART NOX Annual- Hunter 2- v5.16 | 105 | 7176 | Rate Constraint in lbs/MMBtu | FALSE | L | Annual | Constraint Shadow Price | US2022$/Ton | 0 | 0 | 0 | 0 | 0 | 0 | 0
BART NOX Annual- Hunter 3- v6.17 | 106 | 7177 | Rate Constraint in lbs/MMBtu | FALSE | L | Annual | Seasons Included | Seasons | Winter, Spring, Summer, Fall | Winter, Spring, Summer, Fall | Winter, Spring, Summer, Fall | Winter, Spring, Summer, Fall | Winter, Spring, Summer, Fall | Winter, Spring, Summer, Fall | Winter, Spring, Summer, Fall
BART NOX Annual- Hunter 3- v6.17 | 106 | 7177 | Rate Constraint in lbs/MMBtu | FALSE | L | Annual | Standard NOX | lb/MMBtu | 0.34 | 0.34 | 0.34 | 0.34 | 0.34 | 0.34 | 0.34
BART NOX Annual- Hunter 3- v6.17 | 106 | 7177 | Rate Constraint in lbs/MMBtu | FALSE | L | Annual | Emissions at Affected Plants NOX | Thousand Tons | 4.6635 | 4.6635 | 4.6635 | 4.6635 | 4.6635 | 4.6635 | 4.6635
BART NOX Annual- Hunter 3- v6.17 | 106 | 7177 | Rate Constraint in lbs/MMBtu | FALSE | L | Annual | Allowances Purchased NOX | Thousand Tons | 0 | 0 | 0 | 0 | 0 | 0 | 0
BART NOX Annual- Hunter 3- v6.17 | 106 | 7177 | Rate Constraint in lbs/MMBtu | FALSE | L | Annual | Allowances Sold NOX | Thousand Tons | 0 | 0 | 0 | 0 | 0 | 0 | 0
BART NOX Annual- Hunter 3- v6.17 | 106 | 7177 | Rate Constraint in lbs/MMBtu | FALSE | L | Annual | Allowances Banked | Thousand Tons | 0 | 0 | 0 | 0 | 0 | 0 | 0
BART NOX Annual- Hunter 3- v6.17 | 106 | 7177 | Rate Constraint in lbs/MMBtu | FALSE | L | Annual | Allowances Withdrawn (1:1) | Thousand Tons | 0 | 0 | 0 | 0 | 0 | 0 | 0
BART NOX Annual- Hunter 3- v6.17 | 106 | 7177 | Rate Constraint in lbs/MMBtu | FALSE | L | Annual | Allowances Withdrawn (1:n) | Thousand Tons | 0 | 0 | 0 | 0 | 0 | 0 | 0
BART NOX Annual- Hunter 3- v6.17 | 106 | 7177 | Rate Constraint in lbs/MMBtu | FALSE | L | Annual | Total | Thousand Tons | 4.6635 | 4.6635 | 4.6635 | 4.6635 | 4.6635 | 4.6635 | 4.6635
BART NOX Annual- Hunter 3- v6.17 | 106 | 7177 | Rate Constraint in lbs/MMBtu | FALSE | L | Annual | Fuel Consumed | TBtu | 32.563 | 32.563 | 32.563 | 32.563 | 32.563 | 32.563 | 32.563
BART NOX Annual- Hunter 3- v6.17 | 106 | 7177 | Rate Constraint in lbs/MMBtu | FALSE | L | Annual | Rate | lb/MMBtu | 0.28643 | 0.28643 | 0.28643 | 0.28643 | 0.28643 | 0.28643 | 0.28643
BART NOX Annual- Hunter 3- v6.17 | 106 | 7177 | Rate Constraint in lbs/MMBtu | FALSE | L | Annual | Generation | TWh | 3.2063 | 3.2063 | 3.2063 | 3.2063 | 3.2063 | 3.2063 | 3.2063
BART NOX Annual- Hunter 3- v6.17 | 106 | 7177 | Rate Constraint in lbs/MMBtu | FALSE | L | Annual | Qualifying Generation | TWh | 3.2063 | 3.2063 | 3.2063 | 3.2063 | 3.2063 | 3.2063 | 3.2063
BART NOX Annual- Hunter 3- v6.17 | 106 | 7177 | Rate Constraint in lbs/MMBtu | FALSE | L | Annual | Rate | lb/MWh | 2.909 | 2.909 | 2.909 | 2.909 | 2.909 | 2.909 | 2.909
BART NOX Annual- Hunter 3- v6.17 | 106 | 7177 | Rate Constraint in lbs/MMBtu | FALSE | L | Annual | Constraint Shadow Price | US2022$/Ton | 0 | 0 | 0 | 0 | 0 | 0 | 0
BART NOX Annual- Huntington 1- v5.16 | 107 | 7178 | Rate Constraint in lbs/MMBtu | FALSE | L | Annual | Seasons Included | Seasons | Winter, Spring, Summer, Fall | Winter, Spring, Summer, Fall | Winter, Spring, Summer, Fall | Winter, Spring, Summer, Fall | Winter, Spring, Summer, Fall | Winter, Spring, Summer, Fall | Winter, Spring, Summer, Fall
BART NOX Annual- Huntington 1- v5.16 | 107 | 7178 | Rate Constraint in lbs/MMBtu | FALSE | L | Annual | Standard NOX | lb/MMBtu | 0.26 | 0.26 | 0.26 | 0.26 | 0.26 | 0.26 | 0.26
BART NOX Annual- Huntington 1- v5.16 | 107 | 7178 | Rate Constraint in lbs/MMBtu | FALSE | L | Annual | Emissions at Affected Plants NOX | Thousand Tons | 3.2342 | 3.2342 | 3.2342 | 3.2342 | 3.2342 | 3.2342 | 3.2342
BART NOX Annual- Huntington 1- v5.16 | 107 | 7178 | Rate Constraint in lbs/MMBtu | FALSE | L | Annual | Allowances Purchased NOX | Thousand Tons | 0 | 0 | 0 | 0 | 0 | 0 | 0
BART NOX Annual- Huntington 1- v5.16 | 107 | 7178 | Rate Constraint in lbs/MMBtu | FALSE | L | Annual | Allowances Sold NOX | Thousand Tons | 0 | 0 | 0 | 0 | 0 | 0 | 0
BART NOX Annual- Huntington 1- v5.16 | 107 | 7178 | Rate Constraint in lbs/MMBtu | FALSE | L | Annual | Allowances Banked | Thousand Tons | 0 | 0 | 0 | 0 | 0 | 0 | 0
BART NOX Annual- Huntington 1- v5.16 | 107 | 7178 | Rate Constraint in lbs/MMBtu | FALSE | L | Annual | Allowances Withdrawn (1:1) | Thousand Tons | 0 | 0 | 0 | 0 | 0 | 0 | 0
BART NOX Annual- Huntington 1- v5.16 | 107 | 7178 | Rate Constraint in lbs/MMBtu | FALSE | L | Annual | Allowances Withdrawn (1:n) | Thousand Tons | 0 | 0 | 0 | 0 | 0 | 0 | 0
BART NOX Annual- Huntington 1- v5.16 | 107 | 7178 | Rate Constraint in lbs/MMBtu | FALSE | L | Annual | Total | Thousand Tons | 3.2342 | 3.2342 | 3.2342 | 3.2342 | 3.2342 | 3.2342 | 3.2342
BART NOX Annual- Huntington 1- v5.16 | 107 | 7178 | Rate Constraint in lbs/MMBtu | FALSE | L | Annual | Fuel Consumed | TBtu | 32.1302 | 32.1302 | 32.1302 | 32.1302 | 32.1302 | 32.1302 | 32.1302
BART NOX Annual- Huntington 1- v5.16 | 107 | 7178 | Rate Constraint in lbs/MMBtu | FALSE | L | Annual | Rate | lb/MMBtu | 0.20132 | 0.20132 | 0.20132 | 0.20132 | 0.20132 | 0.20132 | 0.20132
BART NOX Annual- Huntington 1- v5.16 | 107 | 7178 | Rate Constraint in lbs/MMBtu | FALSE | L | Annual | Generation | TWh | 3.1246 | 3.1246 | 3.1246 | 3.1246 | 3.1246 | 3.1246 | 3.1246
BART NOX Annual- Huntington 1- v5.16 | 107 | 7178 | Rate Constraint in lbs/MMBtu | FALSE | L | Annual | Qualifying Generation | TWh | 3.1246 | 3.1246 | 3.1246 | 3.1246 | 3.1246 | 3.1246 | 3.1246
BART NOX Annual- Huntington 1- v5.16 | 107 | 7178 | Rate Constraint in lbs/MMBtu | FALSE | L | Annual | Rate | lb/MWh | 2.0702 | 2.0702 | 2.0702 | 2.0702 | 2.0702 | 2.0702 | 2.0702
BART NOX Annual- Huntington 1- v5.16 | 107 | 7178 | Rate Constraint in lbs/MMBtu | FALSE | L | Annual | Constraint Shadow Price | US2022$/Ton | 0 | 0 | 0 | 0 | 0 | 0 | 0
BART NOX Annual- Huntington 2- v5.16 | 108 | 7179 | Rate Constraint in lbs/MMBtu | FALSE | L | Annual | Seasons Included | Seasons | Winter, Spring, Summer, Fall | Winter, Spring, Summer, Fall | Winter, Spring, Summer, Fall | Winter, Spring, Summer, Fall | Winter, Spring, Summer, Fall | Winter, Spring, Summer, Fall | Winter, Spring, Summer, Fall
BART NOX Annual- Huntington 2- v5.16 | 108 | 7179 | Rate Constraint in lbs/MMBtu | FALSE | L | Annual | Standard NOX | lb/MMBtu | 0.26 | 0.26 | 0.26 | 0.26 | 0.26 | 0.26 | 0.26
BART NOX Annual- Huntington 2- v5.16 | 108 | 7179 | Rate Constraint in lbs/MMBtu | FALSE | L | Annual | Emissions at Affected Plants NOX | Thousand Tons | 3.1143 | 3.1143 | 3.1143 | 3.1143 | 3.1143 | 3.1143 | 2.7128
BART NOX Annual- Huntington 2- v5.16 | 108 | 7179 | Rate Constraint in lbs/MMBtu | FALSE | L | Annual | Allowances Purchased NOX | Thousand Tons | 0 | 0 | 0 | 0 | 0 | 0 | 0
BART NOX Annual- Huntington 2- v5.16 | 108 | 7179 | Rate Constraint in lbs/MMBtu | FALSE | L | Annual | Allowances Sold NOX | Thousand Tons | 0 | 0 | 0 | 0 | 0 | 0 | 0
BART NOX Annual- Huntington 2- v5.16 | 108 | 7179 | Rate Constraint in lbs/MMBtu | FALSE | L | Annual | Allowances Banked | Thousand Tons | 0 | 0 | 0 | 0 | 0 | 0 | 0
BART NOX Annual- Huntington 2- v5.16 | 108 | 7179 | Rate Constraint in lbs/MMBtu | FALSE | L | Annual | Allowances Withdrawn (1:1) | Thousand Tons | 0 | 0 | 0 | 0 | 0 | 0 | 0
BART NOX Annual- Huntington 2- v5.16 | 108 | 7179 | Rate Constraint in lbs/MMBtu | FALSE | L | Annual | Allowances Withdrawn (1:n) | Thousand Tons | 0 | 0 | 0 | 0 | 0 | 0 | 0
BART NOX Annual- Huntington 2- v5.16 | 108 | 7179 | Rate Constraint in lbs/MMBtu | FALSE | L | Annual | Total | Thousand Tons | 3.1143 | 3.1143 | 3.1143 | 3.1143 | 3.1143 | 3.1143 | 2.7128
BART NOX Annual- Huntington 2- v5.16 | 108 | 7179 | Rate Constraint in lbs/MMBtu | FALSE | L | Annual | Fuel Consumed | TBtu | 31.6289 | 31.6289 | 31.6289 | 31.6289 | 31.6289 | 31.6289 | 27.5513
BART NOX Annual- Huntington 2- v5.16 | 108 | 7179 | Rate Constraint in lbs/MMBtu | FALSE | L | Annual | Rate | lb/MMBtu | 0.19693 | 0.19693 | 0.19693 | 0.19693 | 0.19693 | 0.19693 | 0.19693
BART NOX Annual- Huntington 2- v5.16 | 108 | 7179 | Rate Constraint in lbs/MMBtu | FALSE | L | Annual | Generation | TWh | 3.0633 | 3.0633 | 3.0633 | 3.0633 | 3.0633 | 3.0633 | 2.6684
BART NOX Annual- Huntington 2- v5.16 | 108 | 7179 | Rate Constraint in lbs/MMBtu | FALSE | L | Annual | Qualifying Generation | TWh | 3.0633 | 3.0633 | 3.0633 | 3.0633 | 3.0633 | 3.0633 | 2.6684
BART NOX Annual- Huntington 2- v5.16 | 108 | 7179 | Rate Constraint in lbs/MMBtu | FALSE | L | Annual | Rate | lb/MWh | 2.0333 | 2.0333 | 2.0333 | 2.0333 | 2.0333 | 2.0333 | 2.0333
BART NOX Annual- Huntington 2- v5.16 | 108 | 7179 | Rate Constraint in lbs/MMBtu | FALSE | L | Annual | Constraint Shadow Price | US2022$/Ton | 0 | 0 | 0 | 0 | 0 | 0 | 0
BART NOX Annual- Merrimack 2- v7.23 | 109 | 7944 | Rate Constraint in lbs/MMBtu | FALSE | L | Annual | Seasons Included | Seasons | Winter, Spring, Summer, Fall | Winter, Spring, Summer, Fall | Winter, Spring, Summer, Fall | Winter, Spring, Summer, Fall | Winter, Spring, Summer, Fall | Winter, Spring, Summer, Fall | Winter, Spring, Summer, Fall
BART NOX Annual- Merrimack 2- v7.23 | 109 | 7944 | Rate Constraint in lbs/MMBtu | FALSE | L | Annual | Standard NOX | lb/MMBtu | 0.22 | 0.22 | 0.22 | 0.22 | 0.22 | 0.22 | 0.22
BART NOX Annual- Merrimack 2- v7.23 | 109 | 7944 | Rate Constraint in lbs/MMBtu | FALSE | L | Annual | Emissions at Affected Plants NOX | Thousand Tons | 0.20213 | 0.20213 | 0 | 0 | 0 | 0 | 0
BART NOX Annual- Merrimack 2- v7.23 | 109 | 7944 | Rate Constraint in lbs/MMBtu | FALSE | L | Annual | Allowances Purchased NOX | Thousand Tons | 0 | 0 | 0 | 0 | 0 | 0 | 0
BART NOX Annual- Merrimack 2- v7.23 | 109 | 7944 | Rate Constraint in lbs/MMBtu | FALSE | L | Annual | Allowances Sold NOX | Thousand Tons | 0 | 0 | 0 | 0 | 0 | 0 | 0
BART NOX Annual- Merrimack 2- v7.23 | 109 | 7944 | Rate Constraint in lbs/MMBtu | FALSE | L | Annual | Allowances Banked | Thousand Tons | 0 | 0 | 0 | 0 | 0 | 0 | 0
BART NOX Annual- Merrimack 2- v7.23 | 109 | 7944 | Rate Constraint in lbs/MMBtu | FALSE | L | Annual | Allowances Withdrawn (1:1) | Thousand Tons | 0 | 0 | 0 | 0 | 0 | 0 | 0
BART NOX Annual- Merrimack 2- v7.23 | 109 | 7944 | Rate Constraint in lbs/MMBtu | FALSE | L | Annual | Allowances Withdrawn (1:n) | Thousand Tons | 0 | 0 | 0 | 0 | 0 | 0 | 0
BART NOX Annual- Merrimack 2- v7.23 | 109 | 7944 | Rate Constraint in lbs/MMBtu | FALSE | L | Annual | Total | Thousand Tons | 0.20213 | 0.20213 | 0 | 0 | 0 | 0 | 0
BART NOX Annual- Merrimack 2- v7.23 | 109 | 7944 | Rate Constraint in lbs/MMBtu | FALSE | L | Annual | Fuel Consumed | TBtu | 5.7751 | 5.7751 | 0 | 0 | 0 | 0 | 0
BART NOX Annual- Merrimack 2- v7.23 | 109 | 7944 | Rate Constraint in lbs/MMBtu | FALSE | L | Annual | Rate | lb/MMBtu | 0.07 | 0.07 | 0 | 0 | 0 | 0 | 0
BART NOX Annual- Merrimack 2- v7.23 | 109 | 7944 | Rate Constraint in lbs/MMBtu | FALSE | L | Annual | Generation | TWh | 0.52558 | 0.52558 | 0 | 0 | 0 | 0 | 0
BART NOX Annual- Merrimack 2- v7.23 | 109 | 7944 | Rate Constraint in lbs/MMBtu | FALSE | L | Annual | Qualifying Generation | TWh | 0.52558 | 0.52558 | 0 | 0 | 0 | 0 | 0
BART NOX Annual- Merrimack 2- v7.23 | 109 | 7944 | Rate Constraint in lbs/MMBtu | FALSE | L | Annual | Rate | lb/MWh | 0.76916 | 0.76916 | 0 | 0 | 0 | 0 | 0
BART NOX Annual- Merrimack 2- v7.23 | 109 | 7944 | Rate Constraint in lbs/MMBtu | FALSE | L | Annual | Constraint Shadow Price | US2022$/Ton | 0 | 0 | 0 | 0 | 0 | 0 | 0
BART NOX Annual- Northeastern 3- v7.23 | 110 | 7946 | Rate Constraint in lbs/MMBtu | FALSE | L | Annual | Seasons Included | Seasons | Winter, Spring, Summer, Fall | Winter, Spring, Summer, Fall | Winter, Spring, Summer, Fall | Winter, Spring, Summer, Fall | Winter, Spring, Summer, Fall | Winter, Spring, Summer, Fall | Winter, Spring, Summer, Fall
BART NOX Annual- Northeastern 3- v7.23 | 110 | 7946 | Rate Constraint in lbs/MMBtu | FALSE | L | Annual | Standard NOX | lb/MMBtu | 0.15 | 0.15 | 0.15 | 0.15 | 0.15 | 0.15 | 0.15
BART NOX Annual- Northeastern 3- v7.23 | 110 | 7946 | Rate Constraint in lbs/MMBtu | FALSE | L | Annual | Emissions at Affected Plants NOX | Thousand Tons | 0 | 0 | 0 | 0 | 0 | 0 | 0
BART NOX Annual- Northeastern 3- v7.23 | 110 | 7946 | Rate Constraint in lbs/MMBtu | FALSE | L | Annual | Allowances Purchased NOX | Thousand Tons | 0 | 0 | 0 | 0 | 0 | 0 | 0
BART NOX Annual- Northeastern 3- v7.23 | 110 | 7946 | Rate Constraint in lbs/MMBtu | FALSE | L | Annual | Allowances Sold NOX | Thousand Tons | 0 | 0 | 0 | 0 | 0 | 0 | 0
BART NOX Annual- Northeastern 3- v7.23 | 110 | 7946 | Rate Constraint in lbs/MMBtu | FALSE | L | Annual | Allowances Banked | Thousand Tons | 0 | 0 | 0 | 0 | 0 | 0 | 0
BART NOX Annual- Northeastern 3- v7.23 | 110 | 7946 | Rate Constraint in lbs/MMBtu | FALSE | L | Annual | Allowances Withdrawn (1:1) | Thousand Tons | 0 | 0 | 0 | 0 | 0 | 0 | 0
BART NOX Annual- Northeastern 3- v7.23 | 110 | 7946 | Rate Constraint in lbs/MMBtu | FALSE | L | Annual | Allowances Withdrawn (1:n) | Thousand Tons | 0 | 0 | 0 | 0 | 0 | 0 | 0
BART NOX Annual- Northeastern 3- v7.23 | 110 | 7946 | Rate Constraint in lbs/MMBtu | FALSE | L | Annual | Total | Thousand Tons | 0 | 0 | 0 | 0 | 0 | 0 | 0
BART NOX Annual- Northeastern 3- v7.23 | 110 | 7946 | Rate Constraint in lbs/MMBtu | FALSE | L | Annual | Fuel Consumed | TBtu | 0 | 0 | 0 | 0 | 0 | 0 | 0
BART NOX Annual- Northeastern 3- v7.23 | 110 | 7946 | Rate Constraint in lbs/MMBtu | FALSE | L | Annual | Rate | lb/MMBtu | 0 | 0 | 0 | 0 | 0 | 0 | 0
BART NOX Annual- Northeastern 3- v7.23 | 110 | 7946 | Rate Constraint in lbs/MMBtu | FALSE | L | Annual | Generation | TWh | 0 | 0 | 0 | 0 | 0 | 0 | 0
BART NOX Annual- Northeastern 3- v7.23 | 110 | 7946 | Rate Constraint in lbs/MMBtu | FALSE | L | Annual | Qualifying Generation | TWh | 0 | 0 | 0 | 0 | 0 | 0 | 0
BART NOX Annual- Northeastern 3- v7.23 | 110 | 7946 | Rate Constraint in lbs/MMBtu | FALSE | L | Annual | Rate | lb/MWh | 0 | 0 | 0 | 0 | 0 | 0 | 0
BART NOX Annual- Northeastern 3- v7.23 | 110 | 7946 | Rate Constraint in lbs/MMBtu | FALSE | L | Annual | Constraint Shadow Price | US2022$/Ton | 0 | 0 | 0 | 0 | 0 | 0 | 0
BART NOX Annual- Northport 1- v5.16 | 111 | 7187 | Rate Constraint in lbs/MMBtu | FALSE | L | Annual | Seasons Included | Seasons | Winter, Spring, Summer, Fall | Winter, Spring, Summer, Fall | Winter, Spring, Summer, Fall | Winter, Spring, Summer, Fall | Winter, Spring, Summer, Fall | Winter, Spring, Summer, Fall | Winter, Spring, Summer, Fall
BART NOX Annual- Northport 1- v5.16 | 111 | 7187 | Rate Constraint in lbs/MMBtu | FALSE | L | Annual | Standard NOX | lb/MMBtu | 0.1 | 0.1 | 0.1 | 0.1 | 0.1 | 0.1 | 0.1
BART NOX Annual- Northport 1- v5.16 | 111 | 7187 | Rate Constraint in lbs/MMBtu | FALSE | L | Annual | Emissions at Affected Plants NOX | Thousand Tons | 0.044758 | 0 | 0 | 0 | 0 | 0 | 0
BART NOX Annual- Northport 1- v5.16 | 111 | 7187 | Rate Constraint in lbs/MMBtu | FALSE | L | Annual | Allowances Purchased NOX | Thousand Tons | 0 | 0 | 0 | 0 | 0 | 0 | 0
BART NOX Annual- Northport 1- v5.16 | 111 | 7187 | Rate Constraint in lbs/MMBtu | FALSE | L | Annual | Allowances Sold NOX | Thousand Tons | 0 | 0 | 0 | 0 | 0 | 0 | 0
BART NOX Annual- Northport 1- v5.16 | 111 | 7187 | Rate Constraint in lbs/MMBtu | FALSE | L | Annual | Allowances Banked | Thousand Tons | 0 | 0 | 0 | 0 | 0 | 0 | 0
BART NOX Annual- Northport 1- v5.16 | 111 | 7187 | Rate Constraint in lbs/MMBtu | FALSE | L | Annual | Allowances Withdrawn (1:1) | Thousand Tons | 0 | 0 | 0 | 0 | 0 | 0 | 0
BART NOX Annual- Northport 1- v5.16 | 111 | 7187 | Rate Constraint in lbs/MMBtu | FALSE | L | Annual | Allowances Withdrawn (1:n) | Thousand Tons | 0 | 0 | 0 | 0 | 0 | 0 | 0
BART NOX Annual- Northport 1- v5.16 | 111 | 7187 | Rate Constraint in lbs/MMBtu | FALSE | L | Annual | Total | Thousand Tons | 0.044758 | 0 | 0 | 0 | 0 | 0 | 0
BART NOX Annual- Northport 1- v5.16 | 111 | 7187 | Rate Constraint in lbs/MMBtu | FALSE | L | Annual | Fuel Consumed | TBtu | 1.3874 | 0 | 0 | 0 | 0 | 0 | 0
BART NOX Annual- Northport 1- v5.16 | 111 | 7187 | Rate Constraint in lbs/MMBtu | FALSE | L | Annual | Rate | lb/MMBtu | 0.06452 | 0 | 0 | 0 | 0 | 0 | 0
BART NOX Annual- Northport 1- v5.16 | 111 | 7187 | Rate Constraint in lbs/MMBtu | FALSE | L | Annual | Generation | TWh | 0.12927 | 0 | 0 | 0 | 0 | 0 | 0
BART NOX Annual- Northport 1- v5.16 | 111 | 7187 | Rate Constraint in lbs/MMBtu | FALSE | L | Annual | Qualifying Generation | TWh | 0.12927 | 0 | 0 | 0 | 0 | 0 | 0
BART NOX Annual- Northport 1- v5.16 | 111 | 7187 | Rate Constraint in lbs/MMBtu | FALSE | L | Annual | Rate | lb/MWh | 0.69249 | 0 | 0 | 0 | 0 | 0 | 0
BART NOX Annual- Northport 1- v5.16 | 111 | 7187 | Rate Constraint in lbs/MMBtu | FALSE | L | Annual | Constraint Shadow Price | US2022$/Ton | 0 | 0 | 0 | 0 | 0 | 0 | 0
BART NOX Annual- Northport 2- v5.16 | 112 | 7188 | Rate Constraint in lbs/MMBtu | FALSE | L | Annual | Seasons Included | Seasons | Winter, Spring, Summer, Fall | Winter, Spring, Summer, Fall | Winter, Spring, Summer, Fall | Winter, Spring, Summer, Fall | Winter, Spring, Summer, Fall | Winter, Spring, Summer, Fall | Winter, Spring, Summer, Fall
BART NOX Annual- Northport 2- v5.16 | 112 | 7188 | Rate Constraint in lbs/MMBtu | FALSE | L | Annual | Standard NOX | lb/MMBtu | 0.1 | 0.1 | 0.1 | 0.1 | 0.1 | 0.1 | 0.1
BART NOX Annual- Northport 2- v5.16 | 112 | 7188 | Rate Constraint in lbs/MMBtu | FALSE | L | Annual | Emissions at Affected Plants NOX | Thousand Tons | 0.10612 | 0 | 0 | 0 | 0 | 0 | 0
BART NOX Annual- Northport 2- v5.16 | 112 | 7188 | Rate Constraint in lbs/MMBtu | FALSE | L | Annual | Allowances Purchased NOX | Thousand Tons | 0 | 0 | 0 | 0 | 0 | 0 | 0
BART NOX Annual- Northport 2- v5.16 | 112 | 7188 | Rate Constraint in lbs/MMBtu | FALSE | L | Annual | Allowances Sold NOX | Thousand Tons | 0 | 0 | 0 | 0 | 0 | 0 | 0
BART NOX Annual- Northport 2- v5.16 | 112 | 7188 | Rate Constraint in lbs/MMBtu | FALSE | L | Annual | Allowances Banked | Thousand Tons | 0 | 0 | 0 | 0 | 0 | 0 | 0
BART NOX Annual- Northport 2- v5.16 | 112 | 7188 | Rate Constraint in lbs/MMBtu | FALSE | L | Annual | Allowances Withdrawn (1:1) | Thousand Tons | 0 | 0 | 0 | 0 | 0 | 0 | 0
BART NOX Annual- Northport 2- v5.16 | 112 | 7188 | Rate Constraint in lbs/MMBtu | FALSE | L | Annual | Allowances Withdrawn (1:n) | Thousand Tons | 0 | 0 | 0 | 0 | 0 | 0 | 0
BART NOX Annual- Northport 2- v5.16 | 112 | 7188 | Rate Constraint in lbs/MMBtu | FALSE | L | Annual | Total | Thousand Tons | 0.10612 | 0 | 0 | 0 | 0 | 0 | 0
BART NOX Annual- Northport 2- v5.16 | 112 | 7188 | Rate Constraint in lbs/MMBtu | FALSE | L | Annual | Fuel Consumed | TBtu | 3.459 | 0 | 0 | 0 | 0 | 0 | 0
BART NOX Annual- Northport 2- v5.16 | 112 | 7188 | Rate Constraint in lbs/MMBtu | FALSE | L | Annual | Rate | lb/MMBtu | 0.06136 | 0 | 0 | 0 | 0 | 0 | 0
BART NOX Annual- Northport 2- v5.16 | 112 | 7188 | Rate Constraint in lbs/MMBtu | FALSE | L | Annual | Generation | TWh | 0.32045 | 0 | 0 | 0 | 0 | 0 | 0
BART NOX Annual- Northport 2- v5.16 | 112 | 7188 | Rate Constraint in lbs/MMBtu | FALSE | L | Annual | Qualifying Generation | TWh | 0.32045 | 0 | 0 | 0 | 0 | 0 | 0
BART NOX Annual- Northport 2- v5.16 | 112 | 7188 | Rate Constraint in lbs/MMBtu | FALSE | L | Annual | Rate | lb/MWh | 0.66232 | 0 | 0 | 0 | 0 | 0 | 0
BART NOX Annual- Northport 2- v5.16 | 112 | 7188 | Rate Constraint in lbs/MMBtu | FALSE | L | Annual | Constraint Shadow Price | US2022$/Ton | 0 | 0 | 0 | 0 | 0 | 0 | 0
BART NOX Annual- Northport 3- v5.16 | 113 | 7189 | Rate Constraint in lbs/MMBtu | FALSE | L | Annual | Seasons Included | Seasons | Winter, Spring, Summer, Fall | Winter, Spring, Summer, Fall | Winter, Spring, Summer, Fall | Winter, Spring, Summer, Fall | Winter, Spring, Summer, Fall | Winter, Spring, Summer, Fall | Winter, Spring, Summer, Fall
BART NOX Annual- Northport 3- v5.16 | 113 | 7189 | Rate Constraint in lbs/MMBtu | FALSE | L | Annual | Standard NOX | lb/MMBtu | 0.1 | 0.1 | 0.1 | 0.1 | 0.1 | 0.1 | 0.1
BART NOX Annual- Northport 3- v5.16 | 113 | 7189 | Rate Constraint in lbs/MMBtu | FALSE | L | Annual | Emissions at Affected Plants NOX | Thousand Tons | 0.18103 | 0.075618 | 0 | 0 | 0 | 0 | 0
BART NOX Annual- Northport 3- v5.16 | 113 | 7189 | Rate Constraint in lbs/MMBtu | FALSE | L | Annual | Allowances Purchased NOX | Thousand Tons | 0 | 0 | 0 | 0 | 0 | 0 | 0
BART NOX Annual- Northport 3- v5.16 | 113 | 7189 | Rate Constraint in lbs/MMBtu | FALSE | L | Annual | Allowances Sold NOX | Thousand Tons | 0 | 0 | 0 | 0 | 0 | 0 | 0
BART NOX Annual- Northport 3- v5.16 | 113 | 7189 | Rate Constraint in lbs/MMBtu | FALSE | L | Annual | Allowances Banked | Thousand Tons | 0 | 0 | 0 | 0 | 0 | 0 | 0
BART NOX Annual- Northport 3- v5.16 | 113 | 7189 | Rate Constraint in lbs/MMBtu | FALSE | L | Annual | Allowances Withdrawn (1:1) | Thousand Tons | 0 | 0 | 0 | 0 | 0 | 0 | 0
BART NOX Annual- Northport 3- v5.16 | 113 | 7189 | Rate Constraint in lbs/MMBtu | FALSE | L | Annual | Allowances Withdrawn (1:n) | Thousand Tons | 0 | 0 | 0 | 0 | 0 | 0 | 0
BART NOX Annual- Northport 3- v5.16 | 113 | 7189 | Rate Constraint in lbs/MMBtu | FALSE | L | Annual | Total | Thousand Tons | 0.18103 | 0.075618 | 0 | 0 | 0 | 0 | 0
BART NOX Annual- Northport 3- v5.16 | 113 | 7189 | Rate Constraint in lbs/MMBtu | FALSE | L | Annual | Fuel Consumed | TBtu | 5.6368 | 2.3546 | 0 | 0 | 0 | 0 | 0
BART NOX Annual- Northport 3- v5.16 | 113 | 7189 | Rate Constraint in lbs/MMBtu | FALSE | L | Annual | Rate | lb/MMBtu | 0.06423 | 0.06423 | 0 | 0 | 0 | 0 | 0
BART NOX Annual- Northport 3- v5.16 | 113 | 7189 | Rate Constraint in lbs/MMBtu | FALSE | L | Annual | Generation | TWh | 0.52646 | 0.21991 | 0 | 0 | 0 | 0 | 0
BART NOX Annual- Northport 3- v5.16 | 113 | 7189 | Rate Constraint in lbs/MMBtu | FALSE | L | Annual | Qualifying Generation | TWh | 0.52646 | 0.21991 | 0 | 0 | 0 | 0 | 0
BART NOX Annual- Northport 3- v5.16 | 113 | 7189 | Rate Constraint in lbs/MMBtu | FALSE | L | Annual | Rate | lb/MWh | 0.68771 | 0.68771 | 0 | 0 | 0 | 0 | 0
BART NOX Annual- Northport 3- v5.16 | 113 | 7189 | Rate Constraint in lbs/MMBtu | FALSE | L | Annual | Constraint Shadow Price | US2022$/Ton | 0 | 0 | 0 | 0 | 0 | 0 | 0
BART NOX Annual- Northport 4- v5.16 | 114 | 7190 | Rate Constraint in lbs/MMBtu | FALSE | L | Annual | Seasons Included | Seasons | Winter, Spring, Summer, Fall | Winter, Spring, Summer, Fall | Winter, Spring, Summer, Fall | Winter, Spring, Summer, Fall | Winter, Spring, Summer, Fall | Winter, Spring, Summer, Fall | Winter, Spring, Summer, Fall
BART NOX Annual- Northport 4- v5.16 | 114 | 7190 | Rate Constraint in lbs/MMBtu | FALSE | L | Annual | Standard NOX | lb/MMBtu | 0.1 | 0.1 | 0.1 | 0.1 | 0.1 | 0.1 | 0.1
BART NOX Annual- Northport 4- v5.16 | 114 | 7190 | Rate Constraint in lbs/MMBtu | FALSE | L | Annual | Emissions at Affected Plants NOX | Thousand Tons | 0.13905 | 0.058036 | 0 | 0 | 0 | 0 | 0
BART NOX Annual- Northport 4- v5.16 | 114 | 7190 | Rate Constraint in lbs/MMBtu | FALSE | L | Annual | Allowances Purchased NOX | Thousand Tons | 0 | 0 | 0 | 0 | 0 | 0 | 0
BART NOX Annual- Northport 4- v5.16 | 114 | 7190 | Rate Constraint in lbs/MMBtu | FALSE | L | Annual | Allowances Sold NOX | Thousand Tons | 0 | 0 | 0 | 0 | 0 | 0 | 0
BART NOX Annual- Northport 4- v5.16 | 114 | 7190 | Rate Constraint in lbs/MMBtu | FALSE | L | Annual | Allowances Banked | Thousand Tons | 0 | 0 | 0 | 0 | 0 | 0 | 0
BART NOX Annual- Northport 4- v5.16 | 114 | 7190 | Rate Constraint in lbs/MMBtu | FALSE | L | Annual | Allowances Withdrawn (1:1) | Thousand Tons | 0 | 0 | 0 | 0 | 0 | 0 | 0
BART NOX Annual- Northport 4- v5.16 | 114 | 7190 | Rate Constraint in lbs/MMBtu | FALSE | L | Annual | Allowances Withdrawn (1:n) | Thousand Tons | 0 | 0 | 0 | 0 | 0 | 0 | 0
BART NOX Annual- Northport 4- v5.16 | 114 | 7190 | Rate Constraint in lbs/MMBtu | FALSE | L | Annual | Total | Thousand Tons | 0.13905 | 0.058036 | 0 | 0 | 0 | 0 | 0
BART NOX Annual- Northport 4- v5.16 | 114 | 7190 | Rate Constraint in lbs/MMBtu | FALSE | L | Annual | Fuel Consumed | TBtu | 5.5879 | 2.3322 | 0 | 0 | 0 | 0 | 0
BART NOX Annual- Northport 4- v5.16 | 114 | 7190 | Rate Constraint in lbs/MMBtu | FALSE | L | Annual | Rate | lb/MMBtu | 0.04977 | 0.04977 | 0 | 0 | 0 | 0 | 0
BART NOX Annual- Northport 4- v5.16 | 114 | 7190 | Rate Constraint in lbs/MMBtu | FALSE | L | Annual | Generation | TWh | 0.52691 | 0.21991 | 0 | 0 | 0 | 0 | 0
BART NOX Annual- Northport 4- v5.16 | 114 | 7190 | Rate Constraint in lbs/MMBtu | FALSE | L | Annual | Qualifying Generation | TWh | 0.52691 | 0.21991 | 0 | 0 | 0 | 0 | 0
BART NOX Annual- Northport 4- v5.16 | 114 | 7190 | Rate Constraint in lbs/MMBtu | FALSE | L | Annual | Rate | lb/MWh | 0.52781 | 0.52781 | 0 | 0 | 0 | 0 | 0
BART NOX Annual- Northport 4- v5.16 | 114 | 7190 | Rate Constraint in lbs/MMBtu | FALSE | L | Annual | Constraint Shadow Price | US2022$/Ton | 0 | 0 | 0 | 0 | 0 | 0 | 0
BART NOX Annual- Ravenswood 1- v5.16 | 115 | 7183 | Rate Constraint in lbs/MMBtu | FALSE | L | Annual | Seasons Included | Seasons | Winter, Spring, Summer, Fall | Winter, Spring, Summer, Fall | Winter, Spring, Summer, Fall | Winter, Spring, Summer, Fall | Winter, Spring, Summer, Fall | Winter, Spring, Summer, Fall | Winter, Spring, Summer, Fall
BART NOX Annual- Ravenswood 1- v5.16 | 115 | 7183 | Rate Constraint in lbs/MMBtu | FALSE | L | Annual | Standard NOX | lb/MMBtu | 0.15 | 0.15 | 0.15 | 0.15 | 0.15 | 0.15 | 0.15
BART NOX Annual- Ravenswood 1- v5.16 | 115 | 7183 | Rate Constraint in lbs/MMBtu | FALSE | L | Annual | Emissions at Affected Plants NOX | Thousand Tons | 0 | 0 | 0.11183 | 0 | 0 | 0 | 0
BART NOX Annual- Ravenswood 1- v5.16 | 115 | 7183 | Rate Constraint in lbs/MMBtu | FALSE | L | Annual | Allowances Purchased NOX | Thousand Tons | 0 | 0 | 0 | 0 | 0 | 0 | 0
BART NOX Annual- Ravenswood 1- v5.16 | 115 | 7183 | Rate Constraint in lbs/MMBtu | FALSE | L | Annual | Allowances Sold NOX | Thousand Tons | 0 | 0 | 0 | 0 | 0 | 0 | 0
BART NOX Annual- Ravenswood 1- v5.16 | 115 | 7183 | Rate Constraint in lbs/MMBtu | FALSE | L | Annual | Allowances Banked | Thousand Tons | 0 | 0 | 0 | 0 | 0 | 0 | 0
BART NOX Annual- Ravenswood 1- v5.16 | 115 | 7183 | Rate Constraint in lbs/MMBtu | FALSE | L | Annual | Allowances Withdrawn (1:1) | Thousand Tons | 0 | 0 | 0 | 0 | 0 | 0 | 0
BART NOX Annual- Ravenswood 1- v5.16 | 115 | 7183 | Rate Constraint in lbs/MMBtu | FALSE | L | Annual | Allowances Withdrawn (1:n) | Thousand Tons | 0 | 0 | 0 | 0 | 0 | 0 | 0
BART NOX Annual- Ravenswood 1- v5.16 | 115 | 7183 | Rate Constraint in lbs/MMBtu | FALSE | L | Annual | Total | Thousand Tons | 0 | 0 | 0.11183 | 0 | 0 | 0 | 0
BART NOX Annual- Ravenswood 1- v5.16 | 115 | 7183 | Rate Constraint in lbs/MMBtu | FALSE | L | Annual | Fuel Consumed | TBtu | 0 | 0 | 3.4834 | 0 | 0 | 0 | 0
BART NOX Annual- Ravenswood 1- v5.16 | 115 | 7183 | Rate Constraint in lbs/MMBtu | FALSE | L | Annual | Rate | lb/MMBtu | 0 | 0 | 0.06421 | 0 | 0 | 0 | 0
BART NOX Annual- Ravenswood 1- v5.16 | 115 | 7183 | Rate Constraint in lbs/MMBtu | FALSE | L | Annual | Generation | TWh | 0 | 0 | 0.31624 | 0 | 0 | 0 | 0
BART NOX Annual- Ravenswood 1- v5.16 | 115 | 7183 | Rate Constraint in lbs/MMBtu | FALSE | L | Annual | Qualifying Generation | TWh | 0 | 0 | 0.31624 | 0 | 0 | 0 | 0
BART NOX Annual- Ravenswood 1- v5.16 | 115 | 7183 | Rate Constraint in lbs/MMBtu | FALSE | L | Annual | Rate | lb/MWh | 0 | 0 | 0.70727 | 0 | 0 | 0 | 0
BART NOX Annual- Ravenswood 1- v5.16 | 115 | 7183 | Rate Constraint in lbs/MMBtu | FALSE | L | Annual | Constraint Shadow Price | US2022$/Ton | 0 | 0 | 0 | 0 | 0 | 0 | 0
BART NOX Annual- Ravenswood 2- v5.16 | 116 | 7184 | Rate Constraint in lbs/MMBtu | FALSE | L | Annual | Seasons Included | Seasons | Winter, Spring, Summer, Fall | Winter, Spring, Summer, Fall | Winter, Spring, Summer, Fall | Winter, Spring, Summer, Fall | Winter, Spring, Summer, Fall | Winter, Spring, Summer, Fall | Winter, Spring, Summer, Fall
BART NOX Annual- Ravenswood 2- v5.16 | 116 | 7184 | Rate Constraint in lbs/MMBtu | FALSE | L | Annual | Standard NOX | lb/MMBtu | 0.15 | 0.15 | 0.15 | 0.15 | 0.15 | 0.15 | 0.15
BART NOX Annual- Ravenswood 2- v5.16 | 116 | 7184 | Rate Constraint in lbs/MMBtu | FALSE | L | Annual | Emissions at Affected Plants NOX | Thousand Tons | 0 | 0 | 0 | 0 | 0 | 0 | 0
BART NOX Annual- Ravenswood 2- v5.16 | 116 | 7184 | Rate Constraint in lbs/MMBtu | FALSE | L | Annual | Allowances Purchased NOX | Thousand Tons | 0 | 0 | 0 | 0 | 0 | 0 | 0
BART NOX Annual- Ravenswood 2- v5.16 | 116 | 7184 | Rate Constraint in lbs/MMBtu | FALSE | L | Annual | Allowances Sold NOX | Thousand Tons | 0 | 0 | 0 | 0 | 0 | 0 | 0
BART NOX Annual- Ravenswood 2- v5.16 | 116 | 7184 | Rate Constraint in lbs/MMBtu | FALSE | L | Annual | Allowances Banked | Thousand Tons | 0 | 0 | 0 | 0 | 0 | 0 | 0
BART NOX Annual- Ravenswood 2- v5.16 | 116 | 7184 | Rate Constraint in lbs/MMBtu | FALSE | L | Annual | Allowances Withdrawn (1:1) | Thousand Tons | 0 | 0 | 0 | 0 | 0 | 0 | 0
BART NOX Annual- Ravenswood 2- v5.16 | 116 | 7184 | Rate Constraint in lbs/MMBtu | FALSE | L | Annual | Allowances Withdrawn (1:n) | Thousand Tons | 0 | 0 | 0 | 0 | 0 | 0 | 0
BART NOX Annual- Ravenswood 2- v5.16 | 116 | 7184 | Rate Constraint in lbs/MMBtu | FALSE | L | Annual | Total | Thousand Tons | 0 | 0 | 0 | 0 | 0 | 0 | 0
BART NOX Annual- Ravenswood 2- v5.16 | 116 | 7184 | Rate Constraint in lbs/MMBtu | FALSE | L | Annual | Fuel Consumed | TBtu | 0 | 0 | 0 | 0 | 0 | 0 | 0
BART NOX Annual- Ravenswood 2- v5.16 | 116 | 7184 | Rate Constraint in lbs/MMBtu | FALSE | L | Annual | Rate | lb/MMBtu | 0 | 0 | 0 | 0 | 0 | 0 | 0
BART NOX Annual- Ravenswood 2- v5.16 | 116 | 7184 | Rate Constraint in lbs/MMBtu | FALSE | L | Annual | Generation | TWh | 0 | 0 | 0 | 0 | 0 | 0 | 0
BART NOX Annual- Ravenswood 2- v5.16 | 116 | 7184 | Rate Constraint in lbs/MMBtu | FALSE | L | Annual | Qualifying Generation | TWh | 0 | 0 | 0 | 0 | 0 | 0 | 0
BART NOX Annual- Ravenswood 2- v5.16 | 116 | 7184 | Rate Constraint in lbs/MMBtu | FALSE | L | Annual | Rate | lb/MWh | 0 | 0 | 0 | 0 | 0 | 0 | 0
BART NOX Annual- Ravenswood 2- v5.16 | 116 | 7184 | Rate Constraint in lbs/MMBtu | FALSE | L | Annual | Constraint Shadow Price | US2022$/Ton | 0 | 0 | 0 | 0 | 0 | 0 | 0
BART NOX Annual- Ravenswood 3- v5.16 | 117 | 7185 | Rate Constraint in lbs/MMBtu | FALSE | L | Annual | Seasons Included | Seasons | Winter, Spring, Summer, Fall | Winter, Spring, Summer, Fall | Winter, Spring, Summer, Fall | Winter, Spring, Summer, Fall | Winter, Spring, Summer, Fall | Winter, Spring, Summer, Fall | Winter, Spring, Summer, Fall
BART NOX Annual- Ravenswood 3- v5.16 | 117 | 7185 | Rate Constraint in lbs/MMBtu | FALSE | L | Annual | Standard NOX | lb/MMBtu | 0.15 | 0.15 | 0.15 | 0.15 | 0.15 | 0.15 | 0.15
BART NOX Annual- Ravenswood 3- v5.16 | 117 | 7185 | Rate Constraint in lbs/MMBtu | FALSE | L | Annual | Emissions at Affected Plants NOX | Thousand Tons | 0 | 0 | 0.17738 | 0 | 0 | 0 | 0
BART NOX Annual- Ravenswood 3- v5.16 | 117 | 7185 | Rate Constraint in lbs/MMBtu | FALSE | L | Annual | Allowances Purchased NOX | Thousand Tons | 0 | 0 | 0 | 0 | 0 | 0 | 0
BART NOX Annual- Ravenswood 3- v5.16 | 117 | 7185 | Rate Constraint in lbs/MMBtu | FALSE | L | Annual | Allowances Sold NOX | Thousand Tons | 0 | 0 | 0 | 0 | 0 | 0 | 0
BART NOX Annual- Ravenswood 3- v5.16 | 117 | 7185 | Rate Constraint in lbs/MMBtu | FALSE | L | Annual | Allowances Banked | Thousand Tons | 0 | 0 | 0 | 0 | 0 | 0 | 0
BART NOX Annual- Ravenswood 3- v5.16 | 117 | 7185 | Rate Constraint in lbs/MMBtu | FALSE | L | Annual | Allowances Withdrawn (1:1) | Thousand Tons | 0 | 0 | 0 | 0 | 0 | 0 | 0
BART NOX Annual- Ravenswood 3- v5.16 | 117 | 7185 | Rate Constraint in lbs/MMBtu | FALSE | L | Annual | Allowances Withdrawn (1:n) | Thousand Tons | 0 | 0 | 0 | 0 | 0 | 0 | 0
BART NOX Annual- Ravenswood 3- v5.16 | 117 | 7185 | Rate Constraint in lbs/MMBtu | FALSE | L | Annual | Total | Thousand Tons | 0 | 0 | 0.17738 | 0 | 0 | 0 | 0
BART NOX Annual- Ravenswood 3- v5.16 | 117 | 7185 | Rate Constraint in lbs/MMBtu | FALSE | L | Annual | Fuel Consumed | TBtu | 0 | 0 | 5.06 | 0 | 0 | 0 | 0
BART NOX Annual- Ravenswood 3- v5.16 | 117 | 7185 | Rate Constraint in lbs/MMBtu | FALSE | L | Annual | Rate | lb/MMBtu | 0 | 0 | 0.07011 | 0 | 0 | 0 | 0
BART NOX Annual- Ravenswood 3- v5.16 | 117 | 7185 | Rate Constraint in lbs/MMBtu | FALSE | L | Annual | Generation | TWh | 0 | 0 | 0.45871 | 0 | 0 | 0 | 0
BART NOX Annual- Ravenswood 3- v5.16 | 117 | 7185 | Rate Constraint in lbs/MMBtu | FALSE | L | Annual | Qualifying Generation | TWh | 0 | 0 | 0.45871 | 0 | 0 | 0 | 0
BART NOX Annual- Ravenswood 3- v5.16 | 117 | 7185 | Rate Constraint in lbs/MMBtu | FALSE | L | Annual | Rate | lb/MWh | 0 | 0 | 0.77338 | 0 | 0 | 0 | 0
BART NOX Annual- Ravenswood 3- v5.16 | 117 | 7185 | Rate Constraint in lbs/MMBtu | FALSE | L | Annual | Constraint Shadow Price | US2022$/Ton | 0 | 0 | 0 | 0 | 0 | 0 | 0
BART NOX Annual- Seminole 1- v7.23 | 118 | 7947 | Rate Constraint in lbs/MMBtu | FALSE | L | Annual | Seasons Included | Seasons | Winter, Spring, Summer, Fall | Winter, Spring, Summer, Fall | Winter, Spring, Summer, Fall | Winter, Spring, Summer, Fall | Winter, Spring, Summer, Fall | Winter, Spring, Summer, Fall | Winter, Spring, Summer, Fall
BART NOX Annual- Seminole 1- v7.23 | 118 | 7947 | Rate Constraint in lbs/MMBtu | FALSE | L | Annual | Standard NOX | lb/MMBtu | 0.203 | 0.203 | 0.203 | 0.203 | 0.203 | 0.203 | 0.203
BART NOX Annual- Seminole 1- v7.23 | 118 | 7947 | Rate Constraint in lbs/MMBtu | FALSE | L | Annual | Emissions at Affected Plants NOX | Thousand Tons | 0.11779 | 0.11779 | 0 | 0 | 0 | 0 | 0
BART NOX Annual- Seminole 1- v7.23 | 118 | 7947 | Rate Constraint in lbs/MMBtu | FALSE | L | Annual | Allowances Purchased NOX | Thousand Tons | 0 | 0 | 0 | 0 | 0 | 0 | 0
BART NOX Annual- Seminole 1- v7.23 | 118 | 7947 | Rate Constraint in lbs/MMBtu | FALSE | L | Annual | Allowances Sold NOX | Thousand Tons | 0 | 0 | 0 | 0 | 0 | 0 | 0
BART NOX Annual- Seminole 1- v7.23 | 118 | 7947 | Rate Constraint in lbs/MMBtu | FALSE | L | Annual | Allowances Banked | Thousand Tons | 0 | 0 | 0 | 0 | 0 | 0 | 0
BART NOX Annual- Seminole 1- v7.23 | 118 | 7947 | Rate Constraint in lbs/MMBtu | FALSE | L | Annual | Allowances Withdrawn (1:1) | Thousand Tons | 0 | 0 | 0 | 0 | 0 | 0 | 0
BART NOX Annual- Seminole 1- v7.23 | 118 | 7947 | Rate Constraint in lbs/MMBtu | FALSE | L | Annual | Allowances Withdrawn (1:n) | Thousand Tons | 0 | 0 | 0 | 0 | 0 | 0 | 0
BART NOX Annual- Seminole 1- v7.23 | 118 | 7947 | Rate Constraint in lbs/MMBtu | FALSE | L | Annual | Total | Thousand Tons | 0.11779 | 0.11779 | 0 | 0 | 0 | 0 | 0
BART NOX Annual- Seminole 1- v7.23 | 118 | 7947 | Rate Constraint in lbs/MMBtu | FALSE | L | Annual | Fuel Consumed | TBtu | 2.0058 | 2.0058 | 0 | 0 | 0 | 0 | 0
BART NOX Annual- Seminole 1- v7.23 | 118 | 7947 | Rate Constraint in lbs/MMBtu | FALSE | L | Annual | Rate | lb/MMBtu | 0.11745 | 0.11745 | 0 | 0 | 0 | 0 | 0
BART NOX Annual- Seminole 1- v7.23 | 118 | 7947 | Rate Constraint in lbs/MMBtu | FALSE | L | Annual | Generation | TWh | 0.17257 | 0.17257 | 0 | 0 | 0 | 0 | 0
BART NOX Annual- Seminole 1- v7.23 | 118 | 7947 | Rate Constraint in lbs/MMBtu | FALSE | L | Annual | Qualifying Generation | TWh | 0.17257 | 0.17257 | 0 | 0 | 0 | 0 | 0
BART NOX Annual- Seminole 1- v7.23 | 118 | 7947 | Rate Constraint in lbs/MMBtu | FALSE | L | Annual | Rate | lb/MWh | 1.3652 | 1.3652 | 0 | 0 | 0 | 0 | 0
BART NOX Annual- Seminole 1- v7.23 | 118 | 7947 | Rate Constraint in lbs/MMBtu | FALSE | L | Annual | Constraint Shadow Price | US2022$/Ton | 0 | 0 | 0 | 0 | 0 | 0 | 0
BART NOX Annual- Seminole 2- v7.23 | 119 | 7948 | Rate Constraint in lbs/MMBtu | FALSE | L | Annual | Seasons Included | Seasons | Winter, Spring, Summer, Fall | Winter, Spring, Summer, Fall | Winter, Spring, Summer, Fall | Winter, Spring, Summer, Fall | Winter, Spring, Summer, Fall | Winter, Spring, Summer, Fall | Winter, Spring, Summer, Fall
BART NOX Annual- Seminole 2- v7.23 | 119 | 7948 | Rate Constraint in lbs/MMBtu | FALSE | L | Annual | Standard NOX | lb/MMBtu | 0.212 | 0.212 | 0.212 | 0.212 | 0.212 | 0.212 | 0.212
BART NOX Annual- Seminole 2- v7.23 | 119 | 7948 | Rate Constraint in lbs/MMBtu | FALSE | L | Annual | Emissions at Affected Plants NOX | Thousand Tons | 0.11779 | 0.11779 | 0 | 0 | 0 | 0 | 0
BART NOX Annual- Seminole 2- v7.23 | 119 | 7948 | Rate Constraint in lbs/MMBtu | FALSE | L | Annual | Allowances Purchased NOX | Thousand Tons | 0 | 0 | 0 | 0 | 0 | 0 | 0
BART NOX Annual- Seminole 2- v7.23 | 119 | 7948 | Rate Constraint in lbs/MMBtu | FALSE | L | Annual | Allowances Sold NOX | Thousand Tons | 0 | 0 | 0 | 0 | 0 | 0 | 0
BART NOX Annual- Seminole 2- v7.23 | 119 | 7948 | Rate Constraint in lbs/MMBtu | FALSE | L | Annual | Allowances Banked | Thousand Tons | 0 | 0 | 0 | 0 | 0 | 0 | 0
BART NOX Annual- Seminole 2- v7.23 | 119 | 7948 | Rate Constraint in lbs/MMBtu | FALSE | L | Annual | Allowances Withdrawn (1:1) | Thousand Tons | 0 | 0 | 0 | 0 | 0 | 0 | 0
BART NOX Annual- Seminole 2- v7.23 | 119 | 7948 | Rate Constraint in lbs/MMBtu | FALSE | L | Annual | Allowances Withdrawn (1:n) | Thousand Tons | 0 | 0 | 0 | 0 | 0 | 0 | 0
BART NOX Annual- Seminole 2- v7.23 | 119 | 7948 | Rate Constraint in lbs/MMBtu | FALSE | L | Annual | Total | Thousand Tons | 0.11779 | 0.11779 | 0 | 0 | 0 | 0 | 0
BART NOX Annual- Seminole 2- v7.23 | 119 | 7948 | Rate Constraint in lbs/MMBtu | FALSE | L | Annual | Fuel Consumed | TBtu | 2.0058 | 2.0058 | 0 | 0 | 0 | 0 | 0
BART NOX Annual- Seminole 2- v7.23 | 119 | 7948 | Rate Constraint in lbs/MMBtu | FALSE | L | Annual | Rate | lb/MMBtu | 0.11745 | 0.11745 | 0 | 0 | 0 | 0 | 0
BART NOX Annual- Seminole 2- v7.23 | 119 | 7948 | Rate Constraint in lbs/MMBtu | FALSE | L | Annual | Generation | TWh | 0.17257 | 0.17257 | 0 | 0 | 0 | 0 | 0
BART NOX Annual- Seminole 2- v7.23 | 119 | 7948 | Rate Constraint in lbs/MMBtu | FALSE | L | Annual | Qualifying Generation | TWh | 0.17257 | 0.17257 | 0 | 0 | 0 | 0 | 0
BART NOX Annual- Seminole 2- v7.23 | 119 | 7948 | Rate Constraint in lbs/MMBtu | FALSE | L | Annual | Rate | lb/MWh | 1.3652 | 1.3652 | 0 | 0 | 0 | 0 | 0
BART NOX Annual- Seminole 2- v7.23 | 119 | 7948 | Rate Constraint in lbs/MMBtu | FALSE | L | Annual | Constraint Shadow Price | US2022$/Ton | 0 | 0 | 0 | 0 | 0 | 0 | 0
BART NOX Annual- Seminole 3- v7.23 | 120 | 7949 | Rate Constraint in lbs/MMBtu | FALSE | L | Annual | Seasons Included | Seasons | Winter, Spring, Summer, Fall | Winter, Spring, Summer, Fall | Winter, Spring, Summer, Fall | Winter, Spring, Summer, Fall | Winter, Spring, Summer, Fall | Winter, Spring, Summer, Fall | Winter, Spring, Summer, Fall
BART NOX Annual- Seminole 3- v7.23 | 120 | 7949 | Rate Constraint in lbs/MMBtu | FALSE | L | Annual | Standard NOX | lb/MMBtu | 0.164 | 0.164 | 0.164 | 0.164 | 0.164 | 0.164 | 0.164
BART NOX Annual- Seminole 3- v7.23 | 120 | 7949 | Rate Constraint in lbs/MMBtu | FALSE | L | Annual | Emissions at Affected Plants NOX | Thousand Tons | 0.053128 | 0.053128 | 0 | 0 | 0 | 0 | 0
BART NOX Annual- Seminole 3- v7.23 | 120 | 7949 | Rate Constraint in lbs/MMBtu | FALSE | L | Annual | Allowances Purchased NOX | Thousand Tons | 0 | 0 | 0 | 0 | 0 | 0 | 0
BART NOX Annual- Seminole 3- v7.23 | 120 | 7949 | Rate Constraint in lbs/MMBtu | FALSE | L | Annual | Allowances Sold NOX | Thousand Tons | 0 | 0 | 0 | 0 | 0 | 0 | 0
BART NOX Annual- Seminole 3- v7.23 | 120 | 7949 | Rate Constraint in lbs/MMBtu | FALSE | L | Annual | Allowances Banked | Thousand Tons | 0 | 0 | 0 | 0 | 0 | 0 | 0
BART NOX Annual- Seminole 3- v7.23 | 120 | 7949 | Rate Constraint in lbs/MMBtu | FALSE | L | Annual | Allowances Withdrawn (1:1) | Thousand Tons | 0 | 0 | 0 | 0 | 0 | 0 | 0
BART NOX Annual- Seminole 3- v7.23 | 120 | 7949 | Rate Constraint in lbs/MMBtu | FALSE | L | Annual | Allowances Withdrawn (1:n) | Thousand Tons | 0 | 0 | 0 | 0 | 0 | 0 | 0
BART NOX Annual- Seminole 3- v7.23 | 120 | 7949 | Rate Constraint in lbs/MMBtu | FALSE | L | Annual | Total | Thousand Tons | 0.053128 | 0.053128 | 0 | 0 | 0 | 0 | 0
BART NOX Annual- Seminole 3- v7.23 | 120 | 7949 | Rate Constraint in lbs/MMBtu | FALSE | L | Annual | Fuel Consumed | TBtu | 1.0023 | 1.0023 | 0 | 0 | 0 | 0 | 0
BART NOX Annual- Seminole 3- v7.23 | 120 | 7949 | Rate Constraint in lbs/MMBtu | FALSE | L | Annual | Rate | lb/MMBtu | 0.10601 | 0.10601 | 0 | 0 | 0 | 0 | 0
BART NOX Annual- Seminole 3- v7.23 | 120 | 7949 | Rate Constraint in lbs/MMBtu | FALSE | L | Annual | Generation | TWh | 0.08725 | 0.08725 | 0 | 0 | 0 | 0 | 0
BART NOX Annual- Seminole 3- v7.23 | 120 | 7949 | Rate Constraint in lbs/MMBtu | FALSE | L | Annual | Qualifying Generation | TWh | 0.08725 | 0.08725 | 0 | 0 | 0 | 0 | 0
BART NOX Annual- Seminole 3- v7.23 | 120 | 7949 | Rate Constraint in lbs/MMBtu | FALSE | L | Annual | Rate | lb/MWh | 1.2178 | 1.2178 | 0 | 0 | 0 | 0 | 0
BART NOX Annual- Seminole 3- v7.23 | 120 | 7949 | Rate Constraint in lbs/MMBtu | FALSE | L | Annual | Constraint Shadow Price | US2022$/Ton | 0 | 0 | 0 | 0 | 0 | 0 | 0
BART NOX Annual- Southwestern 3- v7.23 | 121 | 7950 | Rate Constraint in lbs/MMBtu | FALSE | L | Annual | Seasons Included | Seasons | Winter, Spring, Summer, Fall | Winter, Spring, Summer, Fall | Winter, Spring, Summer, Fall | Winter, Spring, Summer, Fall | Winter, Spring, Summer, Fall | Winter, Spring, Summer, Fall | Winter, Spring, Summer, Fall
BART NOX Annual- Southwestern 3- v7.23 | 121 | 7950 | Rate Constraint in lbs/MMBtu | FALSE | L | Annual | Standard NOX | lb/MMBtu | 0.45 | 0.45 | 0.45 | 0.45 | 0.45 | 0.45 | 0.45
BART NOX Annual- Southwestern 3- v7.23 | 121 | 7950 | Rate Constraint in lbs/MMBtu | FALSE | L | Annual | Emissions at Affected Plants NOX | Thousand Tons | 0.097785 | 0.097785 | 0 | 0 | 0 | 0 | 0
BART NOX Annual- Southwestern 3- v7.23 | 121 | 7950 | Rate Constraint in lbs/MMBtu | FALSE | L | Annual | Allowances Purchased NOX | Thousand Tons | 0 | 0 | 0 | 0 | 0 | 0 | 0
BART NOX Annual- Southwestern 3- v7.23 | 121 | 7950 | Rate Constraint in lbs/MMBtu | FALSE | L | Annual | Allowances Sold NOX | Thousand Tons | 0 | 0 | 0 | 0 | 0 | 0 | 0
BART NOX Annual- Southwestern 3- v7.23 | 121 | 7950 | Rate Constraint in lbs/MMBtu | FALSE | L | Annual | Allowances Banked | Thousand Tons | 0 | 0 | 0 | 0 | 0 | 0 | 0
BART NOX Annual- Southwestern 3- v7.23 | 121 | 7950 | Rate Constraint in lbs/MMBtu | FALSE | L | Annual | Allowances Withdrawn (1:1) | Thousand Tons | 0 | 0 | 0 | 0 | 0 | 0 | 0
BART NOX Annual- Southwestern 3- v7.23 | 121 | 7950 | Rate Constraint in lbs/MMBtu | FALSE | L | Annual | Allowances Withdrawn (1:n) | Thousand Tons | 0 | 0 | 0 | 0 | 0 | 0 | 0
BART NOX Annual- Southwestern 3- v7.23 | 121 | 7950 | Rate Constraint in lbs/MMBtu | FALSE | L | Annual | Total | Thousand Tons | 0.097785 | 0.097785 | 0 | 0 | 0 | 0 | 0
BART NOX Annual- Southwestern 3- v7.23 | 121 | 7950 | Rate Constraint in lbs/MMBtu | FALSE | L | Annual | Fuel Consumed | TBtu | 0.67153 | 0.67153 | 0 | 0 | 0 | 0 | 0
BART NOX Annual- Southwestern 3- v7.23 | 121 | 7950 | Rate Constraint in lbs/MMBtu | FALSE | L | Annual | Rate | lb/MMBtu | 0.29123 | 0.29123 | 0 | 0 | 0 | 0 | 0
BART NOX Annual- Southwestern 3- v7.23 | 121 | 7950 | Rate Constraint in lbs/MMBtu | FALSE | L | Annual | Generation | TWh | 0.051684 | 0.051684 | 0 | 0 | 0 | 0 | 0
BART NOX Annual- Southwestern 3- v7.23 | 121 | 7950 | Rate Constraint in lbs/MMBtu | FALSE | L | Annual | Qualifying Generation | TWh | 0.051684 | 0.051684 | 0 | 0 | 0 | 0 | 0
BART NOX Annual- Southwestern 3- v7.23 | 121 | 7950 | Rate Constraint in lbs/MMBtu | FALSE | L | Annual | Rate | lb/MWh | 3.784 | 3.784 | 0 | 0 | 0 | 0 | 0
BART NOX Annual- Southwestern 3- v7.23 | 121 | 7950 | Rate Constraint in lbs/MMBtu | FALSE | L | Annual | Constraint Shadow Price | US2022$/Ton | 0 | 0 | 0 | 0 | 0 | 0 | 0
BART NOX Annual- Wyodak 1- v7.23 | 122 | 7945 | Rate Constraint in lbs/MMBtu | FALSE | L | Annual | Seasons Included | Seasons | Winter, Spring, Summer, Fall | Winter, Spring, Summer, Fall | Winter, Spring, Summer, Fall | Winter, Spring, Summer, Fall | Winter, Spring, Summer, Fall | Winter, Spring, Summer, Fall | Winter, Spring, Summer, Fall
BART NOX Annual- Wyodak 1- v7.23 | 122 | 7945 | Rate Constraint in lbs/MMBtu | FALSE | L | Annual | Standard NOX | lb/MMBtu | 0.23 | 0.23 | 0.23 | 0.23 | 0.23 | 0.23 | 0.23
BART NOX Annual- Wyodak 1- v7.23 | 122 | 7945 | Rate Constraint in lbs/MMBtu | FALSE | L | Annual | Emissions at Affected Plants NOX | Thousand Tons | 3.0968 | 3.0968 | 2.9812 | 2.9812 | 2.9812 | 2.9812 | 2.9812
BART NOX Annual- Wyodak 1- v7.23 | 122 | 7945 | Rate Constraint in lbs/MMBtu | FALSE | L | Annual | Allowances Purchased NOX | Thousand Tons | 0 | 0 | 0 | 0 | 0 | 0 | 0
BART NOX Annual- Wyodak 1- v7.23 | 122 | 7945 | Rate Constraint in lbs/MMBtu | FALSE | L | Annual | Allowances Sold NOX | Thousand Tons | 0 | 0 | 0 | 0 | 0 | 0 | 0
BART NOX Annual- Wyodak 1- v7.23 | 122 | 7945 | Rate Constraint in lbs/MMBtu | FALSE | L | Annual | Allowances Banked | Thousand Tons | 0 | 0 | 0 | 0 | 0 | 0 | 0
BART NOX Annual- Wyodak 1- v7.23 | 122 | 7945 | Rate Constraint in lbs/MMBtu | FALSE | L | Annual | Allowances Withdrawn (1:1) | Thousand Tons | 0 | 0 | 0 | 0 | 0 | 0 | 0
BART NOX Annual- Wyodak 1- v7.23 | 122 | 7945 | Rate Constraint in lbs/MMBtu | FALSE | L | Annual | Allowances Withdrawn (1:n) | Thousand Tons | 0 | 0 | 0 | 0 | 0 | 0 | 0
BART NOX Annual- Wyodak 1- v7.23 | 122 | 7945 | Rate Constraint in lbs/MMBtu | FALSE | L | Annual | Total | Thousand Tons | 3.0968 | 3.0968 | 2.9812 | 2.9812 | 2.9812 | 2.9812 | 2.9812
BART NOX Annual- Wyodak 1- v7.23 | 122 | 7945 | Rate Constraint in lbs/MMBtu | FALSE | L | Annual | Fuel Consumed | TBtu | 27.3713 | 27.3713 | 27.3713 | 27.3713 | 27.3713 | 27.3713 | 27.3713
BART NOX Annual- Wyodak 1- v7.23 | 122 | 7945 | Rate Constraint in lbs/MMBtu | FALSE | L | Annual | Rate | lb/MMBtu | 0.22628 | 0.22628 | 0.21783 | 0.21783 | 0.21783 | 0.21783 | 0.21783
BART NOX Annual- Wyodak 1- v7.23 | 122 | 7945 | Rate Constraint in lbs/MMBtu | FALSE | L | Annual | Generation | TWh | 2.2397 | 2.2397 | 2.1974 | 2.1974 | 2.1974 | 2.1974 | 2.1974
BART NOX Annual- Wyodak 1- v7.23 | 122 | 7945 | Rate Constraint in lbs/MMBtu | FALSE | L | Annual | Qualifying Generation | TWh | 2.2397 | 2.2397 | 2.1974 | 2.1974 | 2.1974 | 2.1974 | 2.1974
BART NOX Annual- Wyodak 1- v7.23 | 122 | 7945 | Rate Constraint in lbs/MMBtu | FALSE | L | Annual | Rate | lb/MWh | 2.7654 | 2.7654 | 2.7134 | 2.7134 | 2.7134 | 2.7134 | 2.7134
BART NOX Annual- Wyodak 1- v7.23 | 122 | 7945 | Rate Constraint in lbs/MMBtu | FALSE | L | Annual | Constraint Shadow Price | US2022$/Ton | 0 | 0 | 0 | 0 | 0 | 0 | 0
BART NOX Annual-Apache Station 2 -v5.13 | 123 | 7138 | Rate Constraint in lbs/MMBtu | FALSE | L | Annual | Seasons Included | Seasons | Winter, Spring, Summer, Fall | Winter, Spring, Summer, Fall | Winter, Spring, Summer, Fall | Winter, Spring, Summer, Fall | Winter, Spring, Summer, Fall | Winter, Spring, Summer, Fall | Winter, Spring, Summer, Fall
BART NOX Annual-Apache Station 2 -v5.13 | 123 | 7138 | Rate Constraint in lbs/MMBtu | FALSE | L | Annual | Standard NOX | lb/MMBtu | 0.085 | 0.085 | 0.085 | 0.085 | 0.085 | 0.085 | 0.085
BART NOX Annual-Apache Station 2 -v5.13 | 123 | 7138 | Rate Constraint in lbs/MMBtu | FALSE | L | Annual | Emissions at Affected Plants NOX | Thousand Tons | 0.011317 | 0.011317 | 0.0072935 | 0.0072935 | 0.0072935 | 0.0072935 | 0.0072935
BART NOX Annual-Apache Station 2 -v5.13 | 123 | 7138 | Rate Constraint in lbs/MMBtu | FALSE | L | Annual | Allowances Purchased NOX | Thousand Tons | 0 | 0 | 0 | 0 | 0 | 0 | 0
BART NOX Annual-Apache Station 2 -v5.13 | 123 | 7138 | Rate Constraint in lbs/MMBtu | FALSE | L | Annual | Allowances Sold NOX | Thousand Tons | 0 | 0 | 0 | 0 | 0 | 0 | 0
BART NOX Annual-Apache Station 2 -v5.13 | 123 | 7138 | Rate Constraint in lbs/MMBtu | FALSE | L | Annual | Allowances Banked | Thousand Tons | 0 | 0 | 0 | 0 | 0 | 0 | 0
BART NOX Annual-Apache Station 2 -v5.13 | 123 | 7138 | Rate Constraint in lbs/MMBtu | FALSE | L | Annual | Allowances Withdrawn (1:1) | Thousand Tons | 0 | 0 | 0 | 0 | 0 | 0 | 0
BART NOX Annual-Apache Station 2 -v5.13 | 123 | 7138 | Rate Constraint in lbs/MMBtu | FALSE | L | Annual | Allowances Withdrawn (1:n) | Thousand Tons | 0 | 0 | 0 | 0 | 0 | 0 | 0
BART NOX Annual-Apache Station 2 -v5.13 | 123 | 7138 | Rate Constraint in lbs/MMBtu | FALSE | L | Annual | Total | Thousand Tons | 0.011317 | 0.011317 | 0.0072935 | 0.0072935 | 0.0072935 | 0.0072935 | 0.0072935
BART NOX Annual-Apache Station 2 -v5.13 | 123 | 7138 | Rate Constraint in lbs/MMBtu | FALSE | L | Annual | Fuel Consumed | TBtu | 0.33913 | 0.33913 | 0.21857 | 0.21857 | 0.21857 | 0.21857 | 0.21857
BART NOX Annual-Apache Station 2 -v5.13 | 123 | 7138 | Rate Constraint in lbs/MMBtu | FALSE | L | Annual | Rate | lb/MMBtu | 0.06674 | 0.06674 | 0.06674 | 0.06674 | 0.06674 | 0.06674 | 0.06674
BART NOX Annual-Apache Station 2 -v5.13 | 123 | 7138 | Rate Constraint in lbs/MMBtu | FALSE | L | Annual | Generation | TWh | 0.03066 | 0.03066 | 0.01976 | 0.01976 | 0.01976 | 0.01976 | 0.01976
BART NOX Annual-Apache Station 2 -v5.13 | 123 | 7138 | Rate Constraint in lbs/MMBtu | FALSE | L | Annual | Qualifying Generation | TWh | 0.03066 | 0.03066 | 0.01976 | 0.01976 | 0.01976 | 0.01976 | 0.01976
BART NOX Annual-Apache Station 2 -v5.13 | 123 | 7138 | Rate Constraint in lbs/MMBtu | FALSE | L | Annual | Rate | lb/MWh | 0.73821 | 0.73821 | 0.73821 | 0.73821 | 0.73821 | 0.73821 | 0.73821
BART NOX Annual-Apache Station 2 -v5.13 | 123 | 7138 | Rate Constraint in lbs/MMBtu | FALSE | L | Annual | Constraint Shadow Price | US2022$/Ton | 0 | 0 | 0 | 0 | 0 | 0 | 0
BART NOX Annual-Apache Station 3 -v5.13 | 124 | 7139 | Rate Constraint in lbs/MMBtu | FALSE | L | Annual | Seasons Included | Seasons | Winter, Spring, Summer, Fall | Winter, Spring, Summer, Fall | Winter, Spring, Summer, Fall | Winter, Spring, Summer, Fall | Winter, Spring, Summer, Fall | Winter, Spring, Summer, Fall | Winter, Spring, Summer, Fall
BART NOX Annual-Apache Station 3 -v5.13 | 124 | 7139 | Rate Constraint in lbs/MMBtu | FALSE | L | Annual | Standard NOX | lb/MMBtu | 0.23 | 0.23 | 0.23 | 0.23 | 0.23 | 0.23 | 0.23
BART NOX Annual-Apache Station 3 -v5.13 | 124 | 7139 | Rate Constraint in lbs/MMBtu | FALSE | L | Annual | Emissions at Affected Plants NOX | Thousand Tons | 0.18016 | 0.40435 | 1.1793 | 1.1793 | 1.1664 | 0 | 0
BART NOX Annual-Apache Station 3 -v5.13 | 124 | 7139 | Rate Constraint in lbs/MMBtu | FALSE | L | Annual | Allowances Purchased NOX | Thousand Tons | 0 | 0 | 0 | 0 | 0 | 0 | 0
BART NOX Annual-Apache Station 3 -v5.13 | 124 | 7139 | Rate Constraint in lbs/MMBtu | FALSE | L | Annual | Allowances Sold NOX | Thousand Tons | 0 | 0 | 0 | 0 | 0 | 0 | 0
BART NOX Annual-Apache Station 3 -v5.13 | 124 | 7139 | Rate Constraint in lbs/MMBtu | FALSE | L | Annual | Allowances Banked | Thousand Tons | 0 | 0 | 0 | 0 | 0 | 0 | 0
BART NOX Annual-Apache Station 3 -v5.13 | 124 | 7139 | Rate Constraint in lbs/MMBtu | FALSE | L | Annual | Allowances Withdrawn (1:1) | Thousand Tons | 0 | 0 | 0 | 0 | 0 | 0 | 0
BART NOX Annual-Apache Station 3 -v5.13 | 124 | 7139 | Rate Constraint in lbs/MMBtu | FALSE | L | Annual | Allowances Withdrawn (1:n) | Thousand Tons | 0 | 0 | 0 | 0 | 0 | 0 | 0
BART NOX Annual-Apache Station 3 -v5.13 | 124 | 7139 | Rate Constraint in lbs/MMBtu | FALSE | L | Annual | Total | Thousand Tons | 0.18016 | 0.40435 | 1.1793 | 1.1793 | 1.1664 | 0 | 0
BART NOX Annual-Apache Station 3 -v5.13 | 124 | 7139 | Rate Constraint in lbs/MMBtu | FALSE | L | Annual | Fuel Consumed | TBtu | 1.944 | 4.3631 | 12.7253 | 12.7253 | 12.5856 | 0 | 0
BART NOX Annual-Apache Station 3 -v5.13 | 124 | 7139 | Rate Constraint in lbs/MMBtu | FALSE | L | Annual | Rate | lb/MMBtu | 0.18535 | 0.18535 | 0.18535 | 0.18535 | 0.18535 | 0 | 0
BART NOX Annual-Apache Station 3 -v5.13 | 124 | 7139 | Rate Constraint in lbs/MMBtu | FALSE | L | Annual | Generation | TWh | 0.1677 | 0.37639 | 1.0978 | 1.0978 | 1.0857 | 0 | 0
BART NOX Annual-Apache Station 3 -v5.13 | 124 | 7139 | Rate Constraint in lbs/MMBtu | FALSE | L | Annual | Qualifying Generation | TWh | 0.1677 | 0.37639 | 1.0978 | 1.0978 | 1.0857 | 0 | 0
BART NOX Annual-Apache Station 3 -v5.13 | 124 | 7139 | Rate Constraint in lbs/MMBtu | FALSE | L | Annual | Rate | lb/MWh | 2.1486 | 2.1486 | 2.1486 | 2.1486 | 2.1486 | 0 | 0
BART NOX Annual-Apache Station 3 -v5.13 | 124 | 7139 | Rate Constraint in lbs/MMBtu | FALSE | L | Annual | Constraint Shadow Price | US2022$/Ton | 0 | 0 | 0 | 0 | 0 | 0 | 0
BART NOX Annual-Big Cajun 2 -v5.14 | 125 | 7160 | Rate Constraint in lbs/MMBtu | FALSE | L | Annual | Seasons Included | Seasons | Winter, Spring, Summer, Fall | Winter, Spring, Summer, Fall | Winter, Spring, Summer, Fall | Winter, Spring, Summer, Fall | Winter, Spring, Summer, Fall | Winter, Spring, Summer, Fall | Winter, Spring, Summer, Fall
BART NOX Annual-Big Cajun 2 -v5.14 | 125 | 7160 | Rate Constraint in lbs/MMBtu | FALSE | L | Annual | Standard NOX | lb/MMBtu | 0.15 | 0.15 | 0.15 | 0.15 | 0.15 | 0.15 | 0.15
BART NOX Annual-Big Cajun 2 -v5.14 | 125 | 7160 | Rate Constraint in lbs/MMBtu | FALSE | L | Annual | Emissions at Affected Plants NOX | Thousand Tons | 0 | 0 | 0 | 0 | 0 | 0 | 0
BART NOX Annual-Big Cajun 2 -v5.14 | 125 | 7160 | Rate Constraint in lbs/MMBtu | FALSE | L | Annual | Allowances Purchased NOX | Thousand Tons | 0 | 0 | 0 | 0 | 0 | 0 | 0
BART NOX Annual-Big Cajun 2 -v5.14 | 125 | 7160 | Rate Constraint in lbs/MMBtu | FALSE | L | Annual | Allowances Sold NOX | Thousand Tons | 0 | 0 | 0 | 0 | 0 | 0 | 0
BART NOX Annual-Big Cajun 2 -v5.14 | 125 | 7160 | Rate Constraint in lbs/MMBtu | FALSE | L | Annual | Allowances Banked | Thousand Tons | 0 | 0 | 0 | 0 | 0 | 0 | 0
BART NOX Annual-Big Cajun 2 -v5.14 | 125 | 7160 | Rate Constraint in lbs/MMBtu | FALSE | L | Annual | Allowances Withdrawn (1:1) | Thousand Tons | 0 | 0 | 0 | 0 | 0 | 0 | 0
BART NOX Annual-Big Cajun 2 -v5.14 | 125 | 7160 | Rate Constraint in lbs/MMBtu | FALSE | L | Annual | Allowances Withdrawn (1:n) | Thousand Tons | 0 | 0 | 0 | 0 | 0 | 0 | 0
BART NOX Annual-Big Cajun 2 -v5.14 | 125 | 7160 | Rate Constraint in lbs/MMBtu | FALSE | L | Annual | Total | Thousand Tons | 0 | 0 | 0 | 0 | 0 | 0 | 0
BART NOX Annual-Big Cajun 2 -v5.14 | 125 | 7160 | Rate Constraint in lbs/MMBtu | FALSE | L | Annual | Fuel Consumed | TBtu | 0 | 0 | 0 | 0 | 0 | 0 | 0
BART NOX Annual-Big Cajun 2 -v5.14 | 125 | 7160 | Rate Constraint in lbs/MMBtu | FALSE | L | Annual | Rate | lb/MMBtu | 0 | 0 | 0 | 0 | 0 | 0 | 0
BART NOX Annual-Big Cajun 2 -v5.14 | 125 | 7160 | Rate Constraint in lbs/MMBtu | FALSE | L | Annual | Generation | TWh | 0 | 0 | 0 | 0 | 0 | 0 | 0
BART NOX Annual-Big Cajun 2 -v5.14 | 125 | 7160 | Rate Constraint in lbs/MMBtu | FALSE | L | Annual | Qualifying Generation | TWh | 0 | 0 | 0 | 0 | 0 | 0 | 0
BART NOX Annual-Big Cajun 2 -v5.14 | 125 | 7160 | Rate Constraint in lbs/MMBtu | FALSE | L | Annual | Rate | lb/MWh | 0 | 0 | 0 | 0 | 0 | 0 | 0
BART NOX Annual-Big Cajun 2 -v5.14 | 125 | 7160 | Rate Constraint in lbs/MMBtu | FALSE | L | Annual | Constraint Shadow Price | US2022$/Ton | 0 | 0 | 0 | 0 | 0 | 0 | 0
BART NOX AnnualCap- Oswego Harbor 5- v5.16 | 126 | 7191 | Rate Constraint in MTons | FALSE | L | Annual | Seasons Included | Seasons | Winter, Spring, Summer, Fall | Winter, Spring, Summer, Fall | Winter, Spring, Summer, Fall | Winter, Spring, Summer, Fall | Winter, Spring, Summer, Fall | Winter, Spring, Summer, Fall | Winter, Spring, Summer, Fall
BART NOX AnnualCap- Oswego Harbor 5- v5.16 | 126 | 7191 | Rate Constraint in MTons | FALSE | L | Annual | Standard NOX | Thousand Tons | 0.383 | 0.383 | 0.383 | 0.383 | 0.383 | 0.383 | 0.383
BART NOX AnnualCap- Oswego Harbor 5- v5.16 | 126 | 7191 | Rate Constraint in MTons | FALSE | L | Annual | Emissions at Affected Plants NOX | Thousand Tons | 0 | 0 | 0 | 0 | 0 | 0 | 0
BART NOX AnnualCap- Oswego Harbor 5- v5.16 | 126 | 7191 | Rate Constraint in MTons | FALSE | L | Annual | Allowances Purchased NOX | Thousand Tons | 0 | 0 | 0 | 0 | 0 | 0 | 0
BART NOX AnnualCap- Oswego Harbor 5- v5.16 | 126 | 7191 | Rate Constraint in MTons | FALSE | L | Annual | Allowances Sold NOX | Thousand Tons | 0 | 0 | 0 | 0 | 0 | 0 | 0
BART NOX AnnualCap- Oswego Harbor 5- v5.16 | 126 | 7191 | Rate Constraint in MTons | FALSE | L | Annual | Allowances Banked | Thousand Tons | 0 | 0 | 0 | 0 | 0 | 0 | 0
BART NOX AnnualCap- Oswego Harbor 5- v5.16 | 126 | 7191 | Rate Constraint in MTons | FALSE | L | Annual | Allowances Withdrawn (1:1) | Thousand Tons | 0 | 0 | 0 | 0 | 0 | 0 | 0
BART NOX AnnualCap- Oswego Harbor 5- v5.16 | 126 | 7191 | Rate Constraint in MTons | FALSE | L | Annual | Allowances Withdrawn (1:n) | Thousand Tons | 0 | 0 | 0 | 0 | 0 | 0 | 0
BART NOX AnnualCap- Oswego Harbor 5- v5.16 | 126 | 7191 | Rate Constraint in MTons | FALSE | L | Annual | Total | Thousand Tons | 0 | 0 | 0 | 0 | 0 | 0 | 0
BART NOX AnnualCap- Oswego Harbor 5- v5.16 | 126 | 7191 | Rate Constraint in MTons | FALSE | L | Annual | Fuel Consumed | TBtu | 0 | 0 | 0 | 0 | 0 | 0 | 0
BART NOX AnnualCap- Oswego Harbor 5- v5.16 | 126 | 7191 | Rate Constraint in MTons | FALSE | L | Annual | Rate | lb/MMBtu | 0 | 0 | 0 | 0 | 0 | 0 | 0
BART NOX AnnualCap- Oswego Harbor 5- v5.16 | 126 | 7191 | Rate Constraint in MTons | FALSE | L | Annual | Generation | TWh | 0 | 0 | 0 | 0 | 0 | 0 | 0
BART NOX AnnualCap- Oswego Harbor 5- v5.16 | 126 | 7191 | Rate Constraint in MTons | FALSE | L | Annual | Qualifying Generation | TWh | 0 | 0 | 0 | 0 | 0 | 0 | 0
BART NOX AnnualCap- Oswego Harbor 5- v5.16 | 126 | 7191 | Rate Constraint in MTons | FALSE | L | Annual | Rate | lb/MWh | 0 | 0 | 0 | 0 | 0 | 0 | 0
BART NOX AnnualCap- Oswego Harbor 5- v5.16 | 126 | 7191 | Rate Constraint in MTons | FALSE | L | Annual | Constraint Shadow Price | US2022$/Ton | 0 | 0 | 0 | 0 | 0 | 0 | 0
BART NOX AnnualCap- Oswego Harbor 6- v5.16 | 127 | 7192 | Rate Constraint in MTons | FALSE | L | Annual | Seasons Included | Seasons | Winter, Spring, Summer, Fall | Winter, Spring, Summer, Fall | Winter, Spring, Summer, Fall | Winter, Spring, Summer, Fall | Winter, Spring, Summer, Fall | Winter, Spring, Summer, Fall | Winter, Spring, Summer, Fall
BART NOX AnnualCap- Oswego Harbor 6- v5.16 | 127 | 7192 | Rate Constraint in MTons | FALSE | L | Annual | Standard NOX | Thousand Tons | 0.665 | 0.665 | 0.665 | 0.665 | 0.665 | 0.665 | 0.665
BART NOX AnnualCap- Oswego Harbor 6- v5.16 | 127 | 7192 | Rate Constraint in MTons | FALSE | L | Annual | Emissions at Affected Plants NOX | Thousand Tons | 0 | 0 | 0 | 0 | 0 | 0 | 0
BART NOX AnnualCap- Oswego Harbor 6- v5.16 | 127 | 7192 | Rate Constraint in MTons | FALSE | L | Annual | Allowances Purchased NOX | Thousand Tons | 0 | 0 | 0 | 0 | 0 | 0 | 0
BART NOX AnnualCap- Oswego Harbor 6- v5.16 | 127 | 7192 | Rate Constraint in MTons | FALSE | L | Annual | Allowances Sold NOX | Thousand Tons | 0 | 0 | 0 | 0 | 0 | 0 | 0
BART NOX AnnualCap- Oswego Harbor 6- v5.16 | 127 | 7192 | Rate Constraint in MTons | FALSE | L | Annual | Allowances Banked | Thousand Tons | 0 | 0 | 0 | 0 | 0 | 0 | 0
BART NOX AnnualCap- Oswego Harbor 6- v5.16 | 127 | 7192 | Rate Constraint in MTons | FALSE | L | Annual | Allowances Withdrawn (1:1) | Thousand Tons | 0 | 0 | 0 | 0 | 0 | 0 | 0
BART NOX AnnualCap- Oswego Harbor 6- v5.16 | 127 | 7192 | Rate Constraint in MTons | FALSE | L | Annual | Allowances Withdrawn (1:n) | Thousand Tons | 0 | 0 | 0 | 0 | 0 | 0 | 0
BART NOX AnnualCap- Oswego Harbor 6- v5.16 | 127 | 7192 | Rate Constraint in MTons | FALSE | L | Annual | Total | Thousand Tons | 0 | 0 | 0 | 0 | 0 | 0 | 0
BART NOX AnnualCap- Oswego Harbor 6- v5.16 | 127 | 7192 | Rate Constraint in MTons | FALSE | L | Annual | Fuel Consumed | TBtu | 0 | 0 | 0 | 0 | 0 | 0 | 0
BART NOX AnnualCap- Oswego Harbor 6- v5.16 | 127 | 7192 | Rate Constraint in MTons | FALSE | L | Annual | Rate | lb/MMBtu | 0 | 0 | 0 | 0 | 0 | 0 | 0
BART NOX AnnualCap- Oswego Harbor 6- v5.16 | 127 | 7192 | Rate Constraint in MTons | FALSE | L | Annual | Generation | TWh | 0 | 0 | 0 | 0 | 0 | 0 | 0
BART NOX AnnualCap- Oswego Harbor 6- v5.16 | 127 | 7192 | Rate Constraint in MTons | FALSE | L | Annual | Qualifying Generation | TWh | 0 | 0 | 0 | 0 | 0 | 0 | 0
BART NOX AnnualCap- Oswego Harbor 6- v5.16 | 127 | 7192 | Rate Constraint in MTons | FALSE | L | Annual | Rate | lb/MWh | 0 | 0 | 0 | 0 | 0 | 0 | 0
BART NOX AnnualCap- Oswego Harbor 6- v5.16 | 127 | 7192 | Rate Constraint in MTons | FALSE | L | Annual | Constraint Shadow Price | US2022$/Ton | 0 | 0 | 0 | 0 | 0 | 0 | 0
BART NOX Annual-Craig C2 -v5.13 | 129 | 7128 | Rate Constraint in lbs/MMBtu | FALSE | L | Annual | Seasons Included | Seasons | Winter, Spring, Summer, Fall | Winter, Spring, Summer, Fall | Winter, Spring, Summer, Fall | Winter, Spring, Summer, Fall | Winter, Spring, Summer, Fall | Winter, Spring, Summer, Fall | Winter, Spring, Summer, Fall
BART NOX Annual-Craig C2 -v5.13 | 129 | 7128 | Rate Constraint in lbs/MMBtu | FALSE | L | Annual | Standard NOX | lb/MMBtu | 0.08 | 0.08 | 0.08 | 0.08 | 0.08 | 0.08 | 0.08
BART NOX Annual-Craig C2 -v5.13 | 129 | 7128 | Rate Constraint in lbs/MMBtu | FALSE | L | Annual | Emissions at Affected Plants NOX | Thousand Tons | 0.59554 | 0 | 0 | 0 | 0 | 0 | 0
BART NOX Annual-Craig C2 -v5.13 | 129 | 7128 | Rate Constraint in lbs/MMBtu | FALSE | L | Annual | Allowances Purchased NOX | Thousand Tons | 0 | 0 | 0 | 0 | 0 | 0 | 0
BART NOX Annual-Craig C2 -v5.13 | 129 | 7128 | Rate Constraint in lbs/MMBtu | FALSE | L | Annual | Allowances Sold NOX | Thousand Tons | 0 | 0 | 0 | 0 | 0 | 0 | 0
BART NOX Annual-Craig C2 -v5.13 | 129 | 7128 | Rate Constraint in lbs/MMBtu | FALSE | L | Annual | Allowances Banked | Thousand Tons | 0 | 0 | 0 | 0 | 0 | 0 | 0
BART NOX Annual-Craig C2 -v5.13 | 129 | 7128 | Rate Constraint in lbs/MMBtu | FALSE | L | Annual | Allowances Withdrawn (1:1) | Thousand Tons | 0 | 0 | 0 | 0 | 0 | 0 | 0
BART NOX Annual-Craig C2 -v5.13 | 129 | 7128 | Rate Constraint in lbs/MMBtu | FALSE | L | Annual | Allowances Withdrawn (1:n) | Thousand Tons | 0 | 0 | 0 | 0 | 0 | 0 | 0
BART NOX Annual-Craig C2 -v5.13 | 129 | 7128 | Rate Constraint in lbs/MMBtu | FALSE | L | Annual | Total | Thousand Tons | 0.59554 | 0 | 0 | 0 | 0 | 0 | 0
BART NOX Annual-Craig C2 -v5.13 | 129 | 7128 | Rate Constraint in lbs/MMBtu | FALSE | L | Annual | Fuel Consumed | TBtu | 18.9421 | 0 | 0 | 0 | 0 | 0 | 0
BART NOX Annual-Craig C2 -v5.13 | 129 | 7128 | Rate Constraint in lbs/MMBtu | FALSE | L | Annual | Rate | lb/MMBtu | 0.06288 | 0 | 0 | 0 | 0 | 0 | 0
BART NOX Annual-Craig C2 -v5.13 | 129 | 7128 | Rate Constraint in lbs/MMBtu | FALSE | L | Annual | Generation | TWh | 1.8498 | 0 | 0 | 0 | 0 | 0 | 0
BART NOX Annual-Craig C2 -v5.13 | 129 | 7128 | Rate Constraint in lbs/MMBtu | FALSE | L | Annual | Qualifying Generation | TWh | 1.8498 | 0 | 0 | 0 | 0 | 0 | 0
BART NOX Annual-Craig C2 -v5.13 | 129 | 7128 | Rate Constraint in lbs/MMBtu | FALSE | L | Annual | Rate | lb/MWh | 0.64389 | 0 | 0 | 0 | 0 | 0 | 0
BART NOX Annual-Craig C2 -v5.13 | 129 | 7128 | Rate Constraint in lbs/MMBtu | FALSE | L | Annual | Constraint Shadow Price | US2022$/Ton | 0 | 0 | 0 | 0 | 0 | 0 | 0
BART NOX Annual-Four Corners 4 -v5.14 | 130 | 7129 | Rate Constraint in lbs/MMBtu | FALSE | L | Annual | Seasons Included | Seasons | Winter, Spring, Summer, Fall | Winter, Spring, Summer, Fall | Winter, Spring, Summer, Fall | Winter, Spring, Summer, Fall | Winter, Spring, Summer, Fall | Winter, Spring, Summer, Fall | Winter, Spring, Summer, Fall
BART NOX Annual-Four Corners 4 -v5.14 | 130 | 7129 | Rate Constraint in lbs/MMBtu | FALSE | L | Annual | Standard NOX | lb/MMBtu | 0.098 | 0.098 | 0.098 | 0.098 | 0.098 | 0.098 | 0.098
BART NOX Annual-Four Corners 4 -v5.14 | 130 | 7129 | Rate Constraint in lbs/MMBtu | FALSE | L | Annual | Emissions at Affected Plants NOX | Thousand Tons | 1.4813 | 1.5151 | 1.5151 | 1.5151 | 1.5151 | 1.3073 | 1.3634
BART NOX Annual-Four Corners 4 -v5.14 | 130 | 7129 | Rate Constraint in lbs/MMBtu | FALSE | L | Annual | Allowances Purchased NOX | Thousand Tons | 0 | 0 | 0 | 0 | 0 | 0 | 0
BART NOX Annual-Four Corners 4 -v5.14 | 130 | 7129 | Rate Constraint in lbs/MMBtu | FALSE | L | Annual | Allowances Sold NOX | Thousand Tons | 0 | 0 | 0 | 0 | 0 | 0 | 0
BART NOX Annual-Four Corners 4 -v5.14 | 130 | 7129 | Rate Constraint in lbs/MMBtu | FALSE | L | Annual | Allowances Banked | Thousand Tons | 0 | 0 | 0 | 0 | 0 | 0 | 0
BART NOX Annual-Four Corners 4 -v5.14 | 130 | 7129 | Rate Constraint in lbs/MMBtu | FALSE | L | Annual | Allowances Withdrawn (1:1) | Thousand Tons | 0 | 0 | 0 | 0 | 0 | 0 | 0
BART NOX Annual-Four Corners 4 -v5.14 | 130 | 7129 | Rate Constraint in lbs/MMBtu | FALSE | L | Annual | Allowances Withdrawn (1:n) | Thousand Tons | 0 | 0 | 0 | 0 | 0 | 0 | 0
BART NOX Annual-Four Corners 4 -v5.14 | 130 | 7129 | Rate Constraint in lbs/MMBtu | FALSE | L | Annual | Total | Thousand Tons | 1.4813 | 1.5151 | 1.5151 | 1.5151 | 1.5151 | 1.3073 | 1.3634
BART NOX Annual-Four Corners 4 -v5.14 | 130 | 7129 | Rate Constraint in lbs/MMBtu | FALSE | L | Annual | Fuel Consumed | TBtu | 50.9118 | 52.0734 | 52.0734 | 52.0734 | 52.0734 | 44.9309 | 46.8591
BART NOX Annual-Four Corners 4 -v5.14 | 130 | 7129 | Rate Constraint in lbs/MMBtu | FALSE | L | Annual | Rate | lb/MMBtu | 0.05819 | 0.05819 | 0.05819 | 0.05819 | 0.05819 | 0.05819 | 0.05819
BART NOX Annual-Four Corners 4 -v5.14 | 130 | 7129 | Rate Constraint in lbs/MMBtu | FALSE | L | Annual | Generation | TWh | 5.2105 | 5.0925 | 5.0925 | 5.0925 | 5.0925 | 4.3615 | 4.5589
BART NOX Annual-Four Corners 4 -v5.14 | 130 | 7129 | Rate Constraint in lbs/MMBtu | FALSE | L | Annual | Qualifying Generation | TWh | 5.2105 | 5.0925 | 5.0925 | 5.0925 | 5.0925 | 4.3615 | 4.5589
BART NOX Annual-Four Corners 4 -v5.14 | 130 | 7129 | Rate Constraint in lbs/MMBtu | FALSE | L | Annual | Rate | lb/MWh | 0.56857 | 0.59502 | 0.59502 | 0.59502 | 0.59502 | 0.59945 | 0.59812
BART NOX Annual-Four Corners 4 -v5.14 | 130 | 7129 | Rate Constraint in lbs/MMBtu | FALSE | L | Annual | Constraint Shadow Price | US2022$/Ton | 0 | 0 | 0 | 0 | 0 | 0 | 0
BART NOX Annual-Four Corners 5 -v5.14 | 131 | 7130 | Rate Constraint in lbs/MMBtu | FALSE | L | Annual | Seasons Included | Seasons | Winter, Spring, Summer, Fall | Winter, Spring, Summer, Fall | Winter, Spring, Summer, Fall | Winter, Spring, Summer, Fall | Winter, Spring, Summer, Fall | Winter, Spring, Summer, Fall | Winter, Spring, Summer, Fall
BART NOX Annual-Four Corners 5 -v5.14 | 131 | 7130 | Rate Constraint in lbs/MMBtu | FALSE | L | Annual | Standard NOX | lb/MMBtu | 0.098 | 0.098 | 0.098 | 0.098 | 0.098 | 0.098 | 0.098
BART NOX Annual-Four Corners 5 -v5.14 | 131 | 7130 | Rate Constraint in lbs/MMBtu | FALSE | L | Annual | Emissions at Affected Plants NOX | Thousand Tons | 1.6039 | 1.6808 | 1.6808 | 1.6808 | 0.9944 | 0.79269 | 0.94032
BART NOX Annual-Four Corners 5 -v5.14 | 131 | 7130 | Rate Constraint in lbs/MMBtu | FALSE | L | Annual | Allowances Purchased NOX | Thousand Tons | 0 | 0 | 0 | 0 | 0 | 0 | 0
BART NOX Annual-Four Corners 5 -v5.14 | 131 | 7130 | Rate Constraint in lbs/MMBtu | FALSE | L | Annual | Allowances Sold NOX | Thousand Tons | 0 | 0 | 0 | 0 | 0 | 0 | 0
BART NOX Annual-Four Corners 5 -v5.14 | 131 | 7130 | Rate Constraint in lbs/MMBtu | FALSE | L | Annual | Allowances Banked | Thousand Tons | 0 | 0 | 0 | 0 | 0 | 0 | 0
BART NOX Annual-Four Corners 5 -v5.14 | 131 | 7130 | Rate Constraint in lbs/MMBtu | FALSE | L | Annual | Allowances Withdrawn (1:1) | Thousand Tons | 0 | 0 | 0 | 0 | 0 | 0 | 0
BART NOX Annual-Four Corners 5 -v5.14 | 131 | 7130 | Rate Constraint in lbs/MMBtu | FALSE | L | Annual | Allowances Withdrawn (1:n) | Thousand Tons | 0 | 0 | 0 | 0 | 0 | 0 | 0
BART NOX Annual-Four Corners 5 -v5.14 | 131 | 7130 | Rate Constraint in lbs/MMBtu | FALSE | L | Annual | Total | Thousand Tons | 1.6039 | 1.6808 | 1.6808 | 1.6808 | 0.9944 | 0.79269 | 0.94032
BART NOX Annual-Four Corners 5 -v5.14 | 131 | 7130 | Rate Constraint in lbs/MMBtu | FALSE | L | Annual | Fuel Consumed | TBtu | 49.6634 | 52.0467 | 52.0467 | 52.0467 | 30.7911 | 24.5452 | 29.1166
BART NOX Annual-Four Corners 5 -v5.14 | 131 | 7130 | Rate Constraint in lbs/MMBtu | FALSE | L | Annual | Rate | lb/MMBtu | 0.06459 | 0.06459 | 0.06459 | 0.06459 | 0.06459 | 0.06459 | 0.06459
BART NOX Annual-Four Corners 5 -v5.14 | 131 | 7130 | Rate Constraint in lbs/MMBtu | FALSE | L | Annual | Generation | TWh | 5.0853 | 4.6508 | 4.6508 | 4.6508 | 3.1485 | 2.5133 | 2.9814
BART NOX Annual-Four Corners 5 -v5.14 | 131 | 7130 | Rate Constraint in lbs/MMBtu | FALSE | L | Annual | Qualifying Generation | TWh | 5.0853 | 4.6508 | 4.6508 | 4.6508 | 3.1485 | 2.5133 | 2.9814
BART NOX Annual-Four Corners 5 -v5.14 | 131 | 7130 | Rate Constraint in lbs/MMBtu | FALSE | L | Annual | Rate | lb/MWh | 0.63079 | 0.72283 | 0.72283 | 0.72283 | 0.63166 | 0.63079 | 0.63079
BART NOX Annual-Four Corners 5 -v5.14 | 131 | 7130 | Rate Constraint in lbs/MMBtu | FALSE | L | Annual | Constraint Shadow Price | US2022$/Ton | 0 | 0 | 0 | 0 | 0 | 0 | 0
BART NOX Annual-Gerald Gentleman 1 -v5.14 | 132 | 7131 | Rate Constraint in lbs/MMBtu | FALSE | L | Annual | Seasons Included | Seasons | Winter, Spring, Summer, Fall | Winter, Spring, Summer, Fall | Winter, Spring, Summer, Fall | Winter, Spring, Summer, Fall | Winter, Spring, Summer, Fall | Winter, Spring, Summer, Fall | Winter, Spring, Summer, Fall
BART NOX Annual-Gerald Gentleman 1 -v5.14 | 132 | 7131 | Rate Constraint in lbs/MMBtu | FALSE | L | Annual | Standard NOX | lb/MMBtu | 0.23 | 0.23 | 0.23 | 0.23 | 0.23 | 0.23 | 0.23
BART NOX Annual-Gerald Gentleman 1 -v5.14 | 132 | 7131 | Rate Constraint in lbs/MMBtu | FALSE | L | Annual | Emissions at Affected Plants NOX | Thousand Tons | 4.7599 | 4.7599 | 4.7599 | 4.7599 | 4.7599 | 4.3514 | 4.3486
BART NOX Annual-Gerald Gentleman 1 -v5.14 | 132 | 7131 | Rate Constraint in lbs/MMBtu | FALSE | L | Annual | Allowances Purchased NOX | Thousand Tons | 0 | 0 | 0 | 0 | 0 | 0 | 0
BART NOX Annual-Gerald Gentleman 1 -v5.14 | 132 | 7131 | Rate Constraint in lbs/MMBtu | FALSE | L | Annual | Allowances Sold NOX | Thousand Tons | 0 | 0 | 0 | 0 | 0 | 0 | 0
BART NOX Annual-Gerald Gentleman 1 -v5.14 | 132 | 7131 | Rate Constraint in lbs/MMBtu | FALSE | L | Annual | Allowances Banked | Thousand Tons | 0 | 0 | 0 | 0 | 0 | 0 | 0
BART NOX Annual-Gerald Gentleman 1 -v5.14 | 132 | 7131 | Rate Constraint in lbs/MMBtu | FALSE | L | Annual | Allowances Withdrawn (1:1) | Thousand Tons | 0 | 0 | 0 | 0 | 0 | 0 | 0
BART NOX Annual-Gerald Gentleman 1 -v5.14 | 132 | 7131 | Rate Constraint in lbs/MMBtu | FALSE | L | Annual | Allowances Withdrawn (1:n) | Thousand Tons | 0 | 0 | 0 | 0 | 0 | 0 | 0
BART NOX Annual-Gerald Gentleman 1 -v5.14 | 132 | 7131 | Rate Constraint in lbs/MMBtu | FALSE | L | Annual | Total | Thousand Tons | 4.7599 | 4.7599 | 4.7599 | 4.7599 | 4.7599 | 4.3514 | 4.3486
BART NOX Annual-Gerald Gentleman 1 -v5.14 | 132 | 7131 | Rate Constraint in lbs/MMBtu | FALSE | L | Annual | Fuel Consumed | TBtu | 46.2152 | 46.2152 | 46.2152 | 46.2152 | 46.2152 | 42.2486 | 42.2211
BART NOX Annual-Gerald Gentleman 1 -v5.14 | 132 | 7131 | Rate Constraint in lbs/MMBtu | FALSE | L | Annual | Rate | lb/MMBtu | 0.20599 | 0.20599 | 0.20599 | 0.20599 | 0.20599 | 0.20599 | 0.20599
BART NOX Annual-Gerald Gentleman 1 -v5.14 | 132 | 7131 | Rate Constraint in lbs/MMBtu | FALSE | L | Annual | Generation | TWh | 4.6026 | 4.6026 | 4.6026 | 4.6026 | 4.6026 | 4.2076 | 4.2049
BART NOX Annual-Gerald Gentleman 1 -v5.14 | 132 | 7131 | Rate Constraint in lbs/MMBtu | FALSE | L | Annual | Qualifying Generation | TWh | 4.6026 | 4.6026 | 4.6026 | 4.6026 | 4.6026 | 4.2076 | 4.2049
BART NOX Annual-Gerald Gentleman 1 -v5.14 | 132 | 7131 | Rate Constraint in lbs/MMBtu | FALSE | L | Annual | Rate | lb/MWh | 2.0683 | 2.0683 | 2.0683 | 2.0683 | 2.0683 | 2.0683 | 2.0683
BART NOX Annual-Gerald Gentleman 1 -v5.14 | 132 | 7131 | Rate Constraint in lbs/MMBtu | FALSE | L | Annual | Constraint Shadow Price | US2022$/Ton | 0 | 0 | 0 | 0 | 0 | 0 | 0
BART NOX Annual-Gerald Gentleman 2 -v5.14 | 133 | 7132 | Rate Constraint in lbs/MMBtu | FALSE | L | Annual | Seasons Included | Seasons | Winter, Spring, Summer, Fall | Winter, Spring, Summer, Fall | Winter, Spring, Summer, Fall | Winter, Spring, Summer, Fall | Winter, Spring, Summer, Fall | Winter, Spring, Summer, Fall | Winter, Spring, Summer, Fall
BART NOX Annual-Gerald Gentleman 2 -v5.14 | 133 | 7132 | Rate Constraint in lbs/MMBtu | FALSE | L | Annual | Standard NOX | lb/MMBtu | 0.23 | 0.23 | 0.23 | 0.23 | 0.23 | 0.23 | 0.23
BART NOX Annual-Gerald Gentleman 2 -v5.14 | 133 | 7132 | Rate Constraint in lbs/MMBtu | FALSE | L | Annual | Emissions at Affected Plants NOX | Thousand Tons | 3.8462 | 3.8462 | 3.8462 | 3.8462 | 3.8462 | 3.5064 | 3.504
BART NOX Annual-Gerald Gentleman 2 -v5.14 | 133 | 7132 | Rate Constraint in lbs/MMBtu | FALSE | L | Annual | Allowances Purchased NOX | Thousand Tons | 0 | 0 | 0 | 0 | 0 | 0 | 0
BART NOX Annual-Gerald Gentleman 2 -v5.14 | 133 | 7132 | Rate Constraint in lbs/MMBtu | FALSE | L | Annual | Allowances Sold NOX | Thousand Tons | 0 | 0 | 0 | 0 | 0 | 0 | 0
BART NOX Annual-Gerald Gentleman 2 -v5.14 | 133 | 7132 | Rate Constraint in lbs/MMBtu | FALSE | L | Annual | Allowances Banked | Thousand Tons | 0 | 0 | 0 | 0 | 0 | 0 | 0
BART NOX Annual-Gerald Gentleman 2 -v5.14 | 133 | 7132 | Rate Constraint in lbs/MMBtu | FALSE | L | Annual | Allowances Withdrawn (1:1) | Thousand Tons | 0 | 0 | 0 | 0 | 0 | 0 | 0
BART NOX Annual-Gerald Gentleman 2 -v5.14 | 133 | 7132 | Rate Constraint in lbs/MMBtu | FALSE | L | Annual | Allowances Withdrawn (1:n) | Thousand Tons | 0 | 0 | 0 | 0 | 0 | 0 | 0
BART NOX Annual-Gerald Gentleman 2 -v5.14 | 133 | 7132 | Rate Constraint in lbs/MMBtu | FALSE | L | Annual | Total | Thousand Tons | 3.8462 | 3.8462 | 3.8462 | 3.8462 | 3.8462 | 3.5064 | 3.504
BART NOX Annual-Gerald Gentleman 2 -v5.14 | 133 | 7132 | Rate Constraint in lbs/MMBtu | FALSE | L | Annual | Fuel Consumed | TBtu | 48.7784 | 48.7784 | 48.7784 | 48.7784 | 48.7784 | 44.4687 | 44.4388
BART NOX Annual-Gerald Gentleman 2 -v5.14 | 133 | 7132 | Rate Constraint in lbs/MMBtu | FALSE | L | Annual | Rate | lb/MMBtu | 0.1577 | 0.1577 | 0.1577 | 0.1577 | 0.1577 | 0.1577 | 0.1577
BART NOX Annual-Gerald Gentleman 2 -v5.14 | 133 | 7132 | Rate Constraint in lbs/MMBtu | FALSE | L | Annual | Generation | TWh | 4.8449 | 4.8449 | 4.8449 | 4.8449 | 4.8449 | 4.4168 | 4.4139
BART NOX Annual-Gerald Gentleman 2 -v5.14 | 133 | 7132 | Rate Constraint in lbs/MMBtu | FALSE | L | Annual | Qualifying Generation | TWh | 4.8449 | 4.8449 | 4.8449 | 4.8449 | 4.8449 | 4.4168 | 4.4139
BART NOX Annual-Gerald Gentleman 2 -v5.14 | 133 | 7132 | Rate Constraint in lbs/MMBtu | FALSE | L | Annual | Rate | lb/MWh | 1.5877 | 1.5877 | 1.5877 | 1.5877 | 1.5877 | 1.5877 | 1.5877
BART NOX Annual-Gerald Gentleman 2 -v5.14 | 133 | 7132 | Rate Constraint in lbs/MMBtu | FALSE | L | Annual | Constraint Shadow Price | US2022$/Ton | 0 | 0 | 0 | 0 | 0 | 0 | 0
BART NOX Annual-Hayden H1 -v5.13 | 134 | 7133 | Rate Constraint in lbs/MMBtu | FALSE | L | Annual | Seasons Included | Seasons | Winter, Spring, Summer, Fall | Winter, Spring, Summer, Fall | Winter, Spring, Summer, Fall | Winter, Spring, Summer, Fall | Winter, Spring, Summer, Fall | Winter, Spring, Summer, Fall | Winter, Spring, Summer, Fall
BART NOX Annual-Hayden H1 -v5.13 | 134 | 7133 | Rate Constraint in lbs/MMBtu | FALSE | L | Annual | Standard NOX | lb/MMBtu | 0.08 | 0.08 | 0.08 | 0.08 | 0.08 | 0.08 | 0.08
BART NOX Annual-Hayden H1 -v5.13 | 134 | 7133 | Rate Constraint in lbs/MMBtu | FALSE | L | Annual | Emissions at Affected Plants NOX | Thousand Tons | 0.076387 | 0 | 0 | 0 | 0 | 0 | 0
BART NOX Annual-Hayden H1 -v5.13 | 134 | 7133 | Rate Constraint in lbs/MMBtu | FALSE | L | Annual | Allowances Purchased NOX | Thousand Tons | 0 | 0 | 0 | 0 | 0 | 0 | 0
BART NOX Annual-Hayden H1 -v5.13 | 134 | 7133 | Rate Constraint in lbs/MMBtu | FALSE | L | Annual | Allowances Sold NOX | Thousand Tons | 0 | 0 | 0 | 0 | 0 | 0 | 0
BART NOX Annual-Hayden H1 -v5.13 | 134 | 7133 | Rate Constraint in lbs/MMBtu | FALSE | L | Annual | Allowances Banked | Thousand Tons | 0 | 0 | 0 | 0 | 0 | 0 | 0
BART NOX Annual-Hayden H1 -v5.13 | 134 | 7133 | Rate Constraint in lbs/MMBtu | FALSE | L | Annual | Allowances Withdrawn (1:1) | Thousand Tons | 0 | 0 | 0 | 0 | 0 | 0 | 0
BART NOX Annual-Hayden H1 -v5.13 | 134 | 7133 | Rate Constraint in lbs/MMBtu | FALSE | L | Annual | Allowances Withdrawn (1:n) | Thousand Tons | 0 | 0 | 0 | 0 | 0 | 0 | 0
BART NOX Annual-Hayden H1 -v5.13 | 134 | 7133 | Rate Constraint in lbs/MMBtu | FALSE | L | Annual | Total | Thousand Tons | 0.076387 | 0 | 0 | 0 | 0 | 0 | 0
BART NOX Annual-Hayden H1 -v5.13 | 134 | 7133 | Rate Constraint in lbs/MMBtu | FALSE | L | Annual | Fuel Consumed | TBtu | 3.1954 | 0 | 0 | 0 | 0 | 0 | 0
BART NOX Annual-Hayden H1 -v5.13 | 134 | 7133 | Rate Constraint in lbs/MMBtu | FALSE | L | Annual | Rate | lb/MMBtu | 0.04781 | 0 | 0 | 0 | 0 | 0 | 0
BART NOX Annual-Hayden H1 -v5.13 | 134 | 7133 | Rate Constraint in lbs/MMBtu | FALSE | L | Annual | Generation | TWh | 0.29289 | 0 | 0 | 0 | 0 | 0 | 0
BART NOX Annual-Hayden H1 -v5.13 | 134 | 7133 | Rate Constraint in lbs/MMBtu | FALSE | L | Annual | Qualifying Generation | TWh | 0.29289 | 0 | 0 | 0 | 0 | 0 | 0
BART NOX Annual-Hayden H1 -v5.13 | 134 | 7133 | Rate Constraint in lbs/MMBtu | FALSE | L | Annual | Rate | lb/MWh | 0.52161 | 0 | 0 | 0 | 0 | 0 | 0
BART NOX Annual-Hayden H1 -v5.13 | 134 | 7133 | Rate Constraint in lbs/MMBtu | FALSE | L | Annual | Constraint Shadow Price | US2022$/Ton | 0 | 0 | 0 | 0 | 0 | 0 | 0
BART NOX Annual-Jeffrey Energy Center 1 -v5.13 | 135 | 7145 | Rate Constraint in lbs/MMBtu | FALSE | L | Annual | Seasons Included | Seasons | Winter, Spring, Summer, Fall | Winter, Spring, Summer, Fall | Winter, Spring, Summer, Fall | Winter, Spring, Summer, Fall | Winter, Spring, Summer, Fall | Winter, Spring, Summer, Fall | Winter, Spring, Summer, Fall
BART NOX Annual-Jeffrey Energy Center 1 -v5.13 | 135 | 7145 | Rate Constraint in lbs/MMBtu | FALSE | L | Annual | Standard NOX | lb/MMBtu | 0.15 | 0.15 | 0.15 | 0.15 | 0.15 | 0.15 | 0.15
BART NOX Annual-Jeffrey Energy Center 1 -v5.13 | 135 | 7145 | Rate Constraint in lbs/MMBtu | FALSE | L | Annual | Emissions at Affected Plants NOX | Thousand Tons | 1.0172 | 1.0172 | 1.0172 | 1.0172 | 0 | 0 | 0
BART NOX Annual-Jeffrey Energy Center 1 -v5.13 | 135 | 7145 | Rate Constraint in lbs/MMBtu | FALSE | L | Annual | Allowances Purchased NOX | Thousand Tons | 0 | 0 | 0 | 0 | 0 | 0 | 0
BART NOX Annual-Jeffrey Energy Center 1 -v5.13 | 135 | 7145 | Rate Constraint in lbs/MMBtu | FALSE | L | Annual | Allowances Sold NOX | Thousand Tons | 0 | 0 | 0 | 0 | 0 | 0 | 0
BART NOX Annual-Jeffrey Energy Center 1 -v5.13 | 135 | 7145 | Rate Constraint in lbs/MMBtu | FALSE | L | Annual | Allowances Banked | Thousand Tons | 0 | 0 | 0 | 0 | 0 | 0 | 0
BART NOX Annual-Jeffrey Energy Center 1 -v5.13 | 135 | 7145 | Rate Constraint in lbs/MMBtu | FALSE | L | Annual | Allowances Withdrawn (1:1) | Thousand Tons | 0 | 0 | 0 | 0 | 0 | 0 | 0
BART NOX Annual-Jeffrey Energy Center 1 -v5.13 | 135 | 7145 | Rate Constraint in lbs/MMBtu | FALSE | L | Annual | Allowances Withdrawn (1:n) | Thousand Tons | 0 | 0 | 0 | 0 | 0 | 0 | 0
BART NOX Annual-Jeffrey Energy Center 1 -v5.13 | 135 | 7145 | Rate Constraint in lbs/MMBtu | FALSE | L | Annual | Total | Thousand Tons | 1.0172 | 1.0172 | 1.0172 | 1.0172 | 0 | 0 | 0
BART NOX Annual-Jeffrey Energy Center 1 -v5.13 | 135 | 7145 | Rate Constraint in lbs/MMBtu | FALSE | L | Annual | Fuel Consumed | TBtu | 50.9634 | 50.9634 | 50.9634 | 50.9634 | 0 | 0 | 0
BART NOX Annual-Jeffrey Energy Center 1 -v5.13 | 135 | 7145 | Rate Constraint in lbs/MMBtu | FALSE | L | Annual | Rate | lb/MMBtu | 0.03992 | 0.03992 | 0.03992 | 0.03992 | 0 | 0 | 0
BART NOX Annual-Jeffrey Energy Center 1 -v5.13 | 135 | 7145 | Rate Constraint in lbs/MMBtu | FALSE | L | Annual | Generation | TWh | 4.6373 | 4.6373 | 3.0209 | 3.0209 | 0 | 0 | 0
BART NOX Annual-Jeffrey Energy Center 1 -v5.13 | 135 | 7145 | Rate Constraint in lbs/MMBtu | FALSE | L | Annual | Qualifying Generation | TWh | 4.6373 | 4.6373 | 3.0209 | 3.0209 | 0 | 0 | 0
BART NOX Annual-Jeffrey Energy Center 1 -v5.13 | 135 | 7145 | Rate Constraint in lbs/MMBtu | FALSE | L | Annual | Rate | lb/MWh | 0.43872 | 0.43872 | 0.67347 | 0.67347 | 0 | 0 | 0
BART NOX Annual-Jeffrey Energy Center 1 -v5.13 | 135 | 7145 | Rate Constraint in lbs/MMBtu | FALSE | L | Annual | Constraint Shadow Price | US2022$/Ton | 0 | 0 | 0 | 0 | 0 | 0 | 0
BART NOX Annual-Jeffrey Energy Center 2 -v5.13 | 136 | 7146 | Rate Constraint in lbs/MMBtu | FALSE | L | Annual | Seasons Included | Seasons | Winter, Spring, Summer, Fall | Winter, Spring, Summer, Fall | Winter, Spring, Summer, Fall | Winter, Spring, Summer, Fall | Winter, Spring, Summer, Fall | Winter, Spring, Summer, Fall | Winter, Spring, Summer, Fall
BART NOX Annual-Jeffrey Energy Center 2 -v5.13 | 136 | 7146 | Rate Constraint in lbs/MMBtu | FALSE | L | Annual | Standard NOX | lb/MMBtu | 0.15 | 0.15 | 0.15 | 0.15 | 0.15 | 0.15 | 0.15
BART NOX Annual-Jeffrey Energy Center 2 -v5.13 | 136 | 7146 | Rate Constraint in lbs/MMBtu | FALSE | L | Annual | Emissions at Affected Plants NOX | Thousand Tons | 2.2279 | 2.5888 | 2.5888 | 2.2132 | 2.0497 | 1.7096 | 1.6115
BART NOX Annual-Jeffrey Energy Center 2 -v5.13 | 136 | 7146 | Rate Constraint in lbs/MMBtu | FALSE | L | Annual | Allowances Purchased NOX | Thousand Tons | 0 | 0 | 0 | 0 | 0 | 0 | 0
BART NOX Annual-Jeffrey Energy Center 2 -v5.13 | 136 | 7146 | Rate Constraint in lbs/MMBtu | FALSE | L | Annual | Allowances Sold NOX | Thousand Tons | 0 | 0 | 0 | 0 | 0 | 0 | 0
BART NOX Annual-Jeffrey Energy Center 2 -v5.13 | 136 | 7146 | Rate Constraint in lbs/MMBtu | FALSE | L | Annual | Allowances Banked | Thousand Tons | 0 | 0 | 0 | 0 | 0 | 0 | 0
BART NOX Annual-Jeffrey Energy Center 2 -v5.13 | 136 | 7146 | Rate Constraint in lbs/MMBtu | FALSE | L | Annual | Allowances Withdrawn (1:1) | Thousand Tons | 0 | 0 | 0 | 0 | 0 | 0 | 0
BART NOX Annual-Jeffrey Energy Center 2 -v5.13 | 136 | 7146 | Rate Constraint in lbs/MMBtu | FALSE | L | Annual | Allowances Withdrawn (1:n) | Thousand Tons | 0 | 0 | 0 | 0 | 0 | 0 | 0
BART NOX Annual-Jeffrey Energy Center 2 -v5.13 | 136 | 7146 | Rate Constraint in lbs/MMBtu | FALSE | L | Annual | Total | Thousand Tons | 2.2279 | 2.5888 | 2.5888 | 2.2132 | 2.0497 | 1.7096 | 1.6115
BART NOX Annual-Jeffrey Energy Center 2 -v5.13 | 136 | 7146 | Rate Constraint in lbs/MMBtu | FALSE | L | Annual | Fuel Consumed | TBtu | 44.5589 | 51.776 | 51.776 | 45.0424 | 40.9932 | 34.1916 | 32.5857
BART NOX Annual-Jeffrey Energy Center 2 -v5.13 | 136 | 7146 | Rate Constraint in lbs/MMBtu | FALSE | L | Annual | Rate | lb/MMBtu | 0.1 | 0.1 | 0.1 | 0.098272 | 0.1 | 0.1 | 0.098906
BART NOX Annual-Jeffrey Energy Center 2 -v5.13 | 136 | 7146 | Rate Constraint in lbs/MMBtu | FALSE | L | Annual | Generation | TWh | 3.9959 | 4.6432 | 4.5712 | 3.9668 | 3.6762 | 3.0662 | 2.9219
BART NOX Annual-Jeffrey Energy Center 2 -v5.13 | 136 | 7146 | Rate Constraint in lbs/MMBtu | FALSE | L | Annual | Qualifying Generation | TWh | 3.9959 | 4.6432 | 4.5712 | 3.9668 | 3.6762 | 3.0662 | 2.9219
BART NOX Annual-Jeffrey Energy Center 2 -v5.13 | 136 | 7146 | Rate Constraint in lbs/MMBtu | FALSE | L | Annual | Rate | lb/MWh | 1.1151 | 1.1151 | 1.1327 | 1.1159 | 1.1151 | 1.1151 | 1.103
BART NOX Annual-Jeffrey Energy Center 2 -v5.13 | 136 | 7146 | Rate Constraint in lbs/MMBtu | FALSE | L | Annual | Constraint Shadow Price | US2022$/Ton | 0 | 0 | 0 | 0 | 0 | 0 | 0
BART NOX Annual-Jim Bridger 1 -v5.14 | 137 | 7165 | Rate Constraint in lbs/MMBtu | FALSE | L | Annual | Seasons Included | Seasons | Winter, Spring, Summer, Fall | Winter, Spring, Summer, Fall | Winter, Spring, Summer, Fall | Winter, Spring, Summer, Fall | Winter, Spring, Summer, Fall | Winter, Spring, Summer, Fall | Winter, Spring, Summer, Fall
BART NOX Annual-Jim Bridger 1 -v5.14 | 137 | 7165 | Rate Constraint in lbs/MMBtu | FALSE | L | Annual | Standard NOX | lb/MMBtu | 0.12 | 0.12 | 0.12 | 0.12 | 0.12 | 0.12 | 0.12
BART NOX Annual-Jim Bridger 1 -v5.14 | 137 | 7165 | Rate Constraint in lbs/MMBtu | FALSE | L | Annual | Emissions at Affected Plants NOX | Thousand Tons | 0.037212 | 0.037212 | 0.037212 | 0.037212 | 0.037212 | 0.037212 | 0.037212
BART NOX Annual-Jim Bridger 1 -v5.14 | 137 | 7165 | Rate Constraint in lbs/MMBtu | FALSE | L | Annual | Allowances Purchased NOX | Thousand Tons | 0 | 0 | 0 | 0 | 0 | 0 | 0
BART NOX Annual-Jim Bridger 1 -v5.14 | 137 | 7165 | Rate Constraint in lbs/MMBtu | FALSE | L | Annual | Allowances Sold NOX | Thousand Tons | 0 | 0 | 0 | 0 | 0 | 0 | 0
BART NOX Annual-Jim Bridger 1 -v5.14 | 137 | 7165 | Rate Constraint in lbs/MMBtu | FALSE | L | Annual | Allowances Banked | Thousand Tons | 0 | 0 | 0 | 0 | 0 | 0 | 0
BART NOX Annual-Jim Bridger 1 -v5.14 | 137 | 7165 | Rate Constraint in lbs/MMBtu | FALSE | L | Annual | Allowances Withdrawn (1:1) | Thousand Tons | 0 | 0 | 0 | 0 | 0 | 0 | 0
BART NOX Annual-Jim Bridger 1 -v5.14 | 137 | 7165 | Rate Constraint in lbs/MMBtu | FALSE | L | Annual | Allowances Withdrawn (1:n) | Thousand Tons | 0 | 0 | 0 | 0 | 0 | 0 | 0
BART NOX Annual-Jim Bridger 1 -v5.14 | 137 | 7165 | Rate Constraint in lbs/MMBtu | FALSE | L | Annual | Total | Thousand Tons | 0.037212 | 0.037212 | 0.037212 | 0.037212 | 0.037212 | 0.037212 | 0.037212
BART NOX Annual-Jim Bridger 1 -v5.14 | 137 | 7165 | Rate Constraint in lbs/MMBtu | FALSE | L | Annual | Fuel Consumed | TBtu | 1.0133 | 1.0133 | 1.0133 | 1.0133 | 1.0133 | 1.0133 | 1.0133
BART NOX Annual-Jim Bridger 1 -v5.14 | 137 | 7165 | Rate Constraint in lbs/MMBtu | FALSE | L | Annual | Rate | lb/MMBtu | 0.07345 | 0.07345 | 0.07345 | 0.07345 | 0.07345 | 0.07345 | 0.07345
BART NOX Annual-Jim Bridger 1 -v5.14 | 137 | 7165 | Rate Constraint in lbs/MMBtu | FALSE | L | Annual | Generation | TWh | 0.093031 | 0.093031 | 0.093031 | 0.093031 | 0.093031 | 0.093031 | 0.093031
BART NOX Annual-Jim Bridger 1 -v5.14 | 137 | 7165 | Rate Constraint in lbs/MMBtu | FALSE | L | Annual | Qualifying Generation | TWh | 0.093031 | 0.093031 | 0.093031 | 0.093031 | 0.093031 | 0.093031 | 0.093031
BART NOX Annual-Jim Bridger 1 -v5.14 | 137 | 7165 | Rate Constraint in lbs/MMBtu | FALSE | L | Annual | Rate | lb/MWh | 0.79999 | 0.79999 | 0.79999 | 0.79999 | 0.79999 | 0.79999 | 0.79999
BART NOX Annual-Jim Bridger 1 -v5.14 | 137 | 7165 | Rate Constraint in lbs/MMBtu | FALSE | L | Annual | Constraint Shadow Price | US2022$/Ton | 0 | 0 | 0 | 0 | 0 | 0 | 0
BART NOX Annual-Jim Bridger 2 -v5.14 | 138 | 7166 | Rate Constraint in lbs/MMBtu | FALSE | L | Annual | Seasons Included | Seasons | Winter, Spring, Summer, Fall | Winter, Spring, Summer, Fall | Winter, Spring, Summer, Fall | Winter, Spring, Summer, Fall | Winter, Spring, Summer, Fall | Winter, Spring, Summer, Fall | Winter, Spring, Summer, Fall
BART NOX Annual-Jim Bridger 2 -v5.14 | 138 | 7166 | Rate Constraint in lbs/MMBtu | FALSE | L | Annual | Standard NOX | lb/MMBtu | 0.12 | 0.12 | 0.12 | 0.12 | 0.12 | 0.12 | 0.12
BART NOX Annual-Jim Bridger 2 -v5.14 | 138 | 7166 | Rate Constraint in lbs/MMBtu | FALSE | L | Annual | Emissions at Affected Plants NOX | Thousand Tons | 0.037856 | 0.037856 | 0.037856 | 0.037856 | 0.037856 | 0.037856 | 0.037856
BART NOX Annual-Jim Bridger 2 -v5.14 | 138 | 7166 | Rate Constraint in lbs/MMBtu | FALSE | L | Annual | Allowances Purchased NOX | Thousand Tons | 0 | 0 | 0 | 0 | 0 | 0 | 0
BART NOX Annual-Jim Bridger 2 -v5.14 | 138 | 7166 | Rate Constraint in lbs/MMBtu | FALSE | L | Annual | Allowances Sold NOX | Thousand Tons | 0 | 0 | 0 | 0 | 0 | 0 | 0
BART NOX Annual-Jim Bridger 2 -v5.14 | 138 | 7166 | Rate Constraint in lbs/MMBtu | FALSE | L | Annual | Allowances Banked | Thousand Tons | 0 | 0 | 0 | 0 | 0 | 0 | 0
BART NOX Annual-Jim Bridger 2 -v5.14 | 138 | 7166 | Rate Constraint in lbs/MMBtu | FALSE | L | Annual | Allowances Withdrawn (1:1) | Thousand Tons | 0 | 0 | 0 | 0 | 0 | 0 | 0
BART NOX Annual-Jim Bridger 2 -v5.14 | 138 | 7166 | Rate Constraint in lbs/MMBtu | FALSE | L | Annual | Allowances Withdrawn (1:n) | Thousand Tons | 0 | 0 | 0 | 0 | 0 | 0 | 0
BART NOX Annual-Jim Bridger 2 -v5.14 | 138 | 7166 | Rate Constraint in lbs/MMBtu | FALSE | L | Annual | Total | Thousand Tons | 0.037856 | 0.037856 | 0.037856 | 0.037856 | 0.037856 | 0.037856 | 0.037856
BART NOX Annual-Jim Bridger 2 -v5.14 | 138 | 7166 | Rate Constraint in lbs/MMBtu | FALSE | L | Annual | Fuel Consumed | TBtu | 1.0308 | 1.0308 | 1.0308 | 1.0308 | 1.0308 | 1.0308 | 1.0308
BART NOX Annual-Jim Bridger 2 -v5.14 | 138 | 7166 | Rate Constraint in lbs/MMBtu | FALSE | L | Annual | Rate | lb/MMBtu | 0.07345 | 0.07345 | 0.07345 | 0.07345 | 0.07345 | 0.07345 | 0.07345
BART NOX Annual-Jim Bridger 2 -v5.14 | 138 | 7166 | Rate Constraint in lbs/MMBtu | FALSE | L | Annual | Generation | TWh | 0.094433 | 0.094433 | 0.094433 | 0.094433 | 0.094433 | 0.094433 | 0.094433
BART NOX Annual-Jim Bridger 2 -v5.14 | 138 | 7166 | Rate Constraint in lbs/MMBtu | FALSE | L | Annual | Qualifying Generation | TWh | 0.094433 | 0.094433 | 0.094433 | 0.094433 | 0.094433 | 0.094433 | 0.094433
BART NOX Annual-Jim Bridger 2 -v5.14 | 138 | 7166 | Rate Constraint in lbs/MMBtu | FALSE | L | Annual | Rate | lb/MWh | 0.80177 | 0.80177 | 0.80177 | 0.80177 | 0.80177 | 0.80177 | 0.80177
BART NOX Annual-Jim Bridger 2 -v5.14 | 138 | 7166 | Rate Constraint in lbs/MMBtu | FALSE | L | Annual | Constraint Shadow Price | US2022$/Ton | 0 | 0 | 0 | 0 | 0 | 0 | 0
BART NOX Annual-Jim Bridger 3 -v5.14 | 139 | 7167 | Rate Constraint in lbs/MMBtu | FALSE | L | Annual | Seasons Included | Seasons | Winter, Spring, Summer, Fall | Winter, Spring, Summer, Fall | Winter, Spring, Summer, Fall | Winter, Spring, Summer, Fall | Winter, Spring, Summer, Fall | Winter, Spring, Summer, Fall | Winter, Spring, Summer, Fall
BART NOX Annual-Jim Bridger 3 -v5.14 | 139 | 7167 | Rate Constraint in lbs/MMBtu | FALSE | L | Annual | Standard NOX | lb/MMBtu | 0.07 | 0.07 | 0.07 | 0.07 | 0.07 | 0.07 | 0.07
BART NOX Annual-Jim Bridger 3 -v5.14 | 139 | 7167 | Rate Constraint in lbs/MMBtu | FALSE | L | Annual | Emissions at Affected Plants NOX | Thousand Tons | 0.96129 | 0.96129 | 0.96129 | 0.96129 | 0.38147 | 0.38147 | 0.38147
BART NOX Annual-Jim Bridger 3 -v5.14 | 139 | 7167 | Rate Constraint in lbs/MMBtu | FALSE | L | Annual | Allowances Purchased NOX | Thousand Tons | 0 | 0 | 0 | 0 | 0 | 0 | 0
BART NOX Annual-Jim Bridger 3 -v5.14 | 139 | 7167 | Rate Constraint in lbs/MMBtu | FALSE | L | Annual | Allowances Sold NOX | Thousand Tons | 0 | 0 | 0 | 0 | 0 | 0 | 0
BART NOX Annual-Jim Bridger 3 -v5.14 | 139 | 7167 | Rate Constraint in lbs/MMBtu | FALSE | L | Annual | Allowances Banked | Thousand Tons | 0 | 0 | 0 | 0 | 0 | 0 | 0
BART NOX Annual-Jim Bridger 3 -v5.14 | 139 | 7167 | Rate Constraint in lbs/MMBtu | FALSE | L | Annual | Allowances Withdrawn (1:1) | Thousand Tons | 0 | 0 | 0 | 0 | 0 | 0 | 0
BART NOX Annual-Jim Bridger 3 -v5.14 | 139 | 7167 | Rate Constraint in lbs/MMBtu | FALSE | L | Annual | Allowances Withdrawn (1:n) | Thousand Tons | 0 | 0 | 0 | 0 | 0 | 0 | 0
BART NOX Annual-Jim Bridger 3 -v5.14 | 139 | 7167 | Rate Constraint in lbs/MMBtu | FALSE | L | Annual | Total | Thousand Tons | 0.96129 | 0.96129 | 0.96129 | 0.96129 | 0.38147 | 0.38147 | 0.38147
BART NOX Annual-Jim Bridger 3 -v5.14 | 139 | 7167 | Rate Constraint in lbs/MMBtu | FALSE | L | Annual | Fuel Consumed | TBtu | 37.1728 | 37.1728 | 37.1728 | 37.1728 | 14.7515 | 14.7515 | 14.7515
BART NOX Annual-Jim Bridger 3 -v5.14 | 139 | 7167 | Rate Constraint in lbs/MMBtu | FALSE | L | Annual | Rate | lb/MMBtu | 0.05172 | 0.05172 | 0.05172 | 0.05172 | 0.05172 | 0.05172 | 0.05172
BART NOX Annual-Jim Bridger 3 -v5.14 | 139 | 7167 | Rate Constraint in lbs/MMBtu | FALSE | L | Annual | Generation | TWh | 3.5603 | 3.5603 | 2.8448 | 2.8448 | 1.4128 | 1.4128 | 1.4128
BART NOX Annual-Jim Bridger 3 -v5.14 | 139 | 7167 | Rate Constraint in lbs/MMBtu | FALSE | L | Annual | Qualifying Generation | TWh | 3.5603 | 3.5603 | 2.8448 | 2.8448 | 1.4128 | 1.4128 | 1.4128
BART NOX Annual-Jim Bridger 3 -v5.14 | 139 | 7167 | Rate Constraint in lbs/MMBtu | FALSE | L | Annual | Rate | lb/MWh | 0.54001 | 0.54001 | 0.67583 | 0.67583 | 0.54001 | 0.54001 | 0.54001
BART NOX Annual-Jim Bridger 3 -v5.14 | 139 | 7167 | Rate Constraint in lbs/MMBtu | FALSE | L | Annual | Constraint Shadow Price | US2022$/Ton | 0 | 0 | 0 | 0 | 0 | 0 | 0
BART NOX Annual-Jim Bridger 4 -v5.14 | 140 | 7168 | Rate Constraint in lbs/MMBtu | FALSE | L | Annual | Seasons Included | Seasons | Winter, Spring, Summer, Fall | Winter, Spring, Summer, Fall | Winter, Spring, Summer, Fall | Winter, Spring, Summer, Fall | Winter, Spring, Summer, Fall | Winter, Spring, Summer, Fall | Winter, Spring, Summer, Fall
BART NOX Annual-Jim Bridger 4 -v5.14 | 140 | 7168 | Rate Constraint in lbs/MMBtu | FALSE | L | Annual | Standard NOX | lb/MMBtu | 0.07 | 0.07 | 0.07 | 0.07 | 0.07 | 0.07 | 0.07
BART NOX Annual-Jim Bridger 4 -v5.14 | 140 | 7168 | Rate Constraint in lbs/MMBtu | FALSE | L | Annual | Emissions at Affected Plants NOX | Thousand Tons | 1.0217 | 1.0217 | 1.0217 | 1.0217 | 1.0217 | 1.0217 | 1.0217
BART NOX Annual-Jim Bridger 4 -v5.14 | 140 | 7168 | Rate Constraint in lbs/MMBtu | FALSE | L | Annual | Allowances Purchased NOX | Thousand Tons | 0 | 0 | 0 | 0 | 0 | 0 | 0
BART NOX Annual-Jim Bridger 4 -v5.14 | 140 | 7168 | Rate Constraint in lbs/MMBtu | FALSE | L | Annual | Allowances Sold NOX | Thousand Tons | 0 | 0 | 0 | 0 | 0 | 0 | 0
BART NOX Annual-Jim Bridger 4 -v5.14 | 140 | 7168 | Rate Constraint in lbs/MMBtu | FALSE | L | Annual | Allowances Banked | Thousand Tons | 0 | 0 | 0 | 0 | 0 | 0 | 0
BART NOX Annual-Jim Bridger 4 -v5.14 | 140 | 7168 | Rate Constraint in lbs/MMBtu | FALSE | L | Annual | Allowances Withdrawn (1:1) | Thousand Tons | 0 | 0 | 0 | 0 | 0 | 0 | 0
BART NOX Annual-Jim Bridger 4 -v5.14 | 140 | 7168 | Rate Constraint in lbs/MMBtu | FALSE | L | Annual | Allowances Withdrawn (1:n) | Thousand Tons | 0 | 0 | 0 | 0 | 0 | 0 | 0
BART NOX Annual-Jim Bridger 4 -v5.14 | 140 | 7168 | Rate Constraint in lbs/MMBtu | FALSE | L | Annual | Total | Thousand Tons | 1.0217 | 1.0217 | 1.0217 | 1.0217 | 1.0217 | 1.0217 | 1.0217
BART NOX Annual-Jim Bridger 4 -v5.14 | 140 | 7168 | Rate Constraint in lbs/MMBtu | FALSE | L | Annual | Fuel Consumed | TBtu | 37.4719 | 37.4719 | 37.4719 | 37.4719 | 37.4719 | 37.4719 | 37.4719
BART NOX Annual-Jim Bridger 4 -v5.14 | 140 | 7168 | Rate Constraint in lbs/MMBtu | FALSE | L | Annual | Rate | lb/MMBtu | 0.05453 | 0.05453 | 0.05453 | 0.05453 | 0.05453 | 0.05453 | 0.05453
BART NOX Annual-Jim Bridger 4 -v5.14 | 140 | 7168 | Rate Constraint in lbs/MMBtu | FALSE | L | Annual | Generation | TWh | 3.5807 | 3.5807 | 3.3893 | 3.3893 | 3.3893 | 3.3893 | 3.3893
BART NOX Annual-Jim Bridger 4 -v5.14 | 140 | 7168 | Rate Constraint in lbs/MMBtu | FALSE | L | Annual | Qualifying Generation | TWh | 3.5807 | 3.5807 | 3.3893 | 3.3893 | 3.3893 | 3.3893 | 3.3893
BART NOX Annual-Jim Bridger 4 -v5.14 | 140 | 7168 | Rate Constraint in lbs/MMBtu | FALSE | L | Annual | Rate | lb/MWh | 0.57066 | 0.57066 | 0.60289 | 0.60289 | 0.60289 | 0.60289 | 0.60289
BART NOX Annual-Jim Bridger 4 -v5.14 | 140 | 7168 | Rate Constraint in lbs/MMBtu | FALSE | L | Annual | Constraint Shadow Price | US2022$/Ton | 0 | 0 | 0 | 0 | 0 | 0 | 0
BART NOX Annual-La Cygne 1 & 2 -v5.13 | 141 | 7147 | Rate Constraint in lbs/MMBtu | FALSE | L | Annual | Seasons Included | Seasons | Winter, Spring, Summer, Fall | Winter, Spring, Summer, Fall | Winter, Spring, Summer, Fall | Winter, Spring, Summer, Fall | Winter, Spring, Summer, Fall | Winter, Spring, Summer, Fall | Winter, Spring, Summer, Fall
BART NOX Annual-La Cygne 1 & 2 -v5.13 | 141 | 7147 | Rate Constraint in lbs/MMBtu | FALSE | L | Annual | Standard NOX | lb/MMBtu | 0.13 | 0.13 | 0.13 | 0.13 | 0.13 | 0.13 | 0.13
BART NOX Annual-La Cygne 1 & 2 -v5.13 | 141 | 7147 | Rate Constraint in lbs/MMBtu | FALSE | L | Annual | Emissions at Affected Plants NOX | Thousand Tons | 4.2616 | 5.0005 | 5.0005 | 4.4642 | 2.0706 | 0.98646 | 1.1368
BART NOX Annual-La Cygne 1 & 2 -v5.13 | 141 | 7147 | Rate Constraint in lbs/MMBtu | FALSE | L | Annual | Allowances Purchased NOX | Thousand Tons | 0 | 0 | 0 | 0 | 0 | 0 | 0
BART NOX Annual-La Cygne 1 & 2 -v5.13 | 141 | 7147 | Rate Constraint in lbs/MMBtu | FALSE | L | Annual | Allowances Sold NOX | Thousand Tons | 0 | 0 | 0 | 0 | 0 | 0 | 0
BART NOX Annual-La Cygne 1 & 2 -v5.13 | 141 | 7147 | Rate Constraint in lbs/MMBtu | FALSE | L | Annual | Allowances Banked | Thousand Tons | 0 | 0 | 0 | 0 | 0 | 0 | 0
BART NOX Annual-La Cygne 1 & 2 -v5.13 | 141 | 7147 | Rate Constraint in lbs/MMBtu | FALSE | L | Annual | Allowances Withdrawn (1:1) | Thousand Tons | 0 | 0 | 0 | 0 | 0 | 0 | 0
BART NOX Annual-La Cygne 1 & 2 -v5.13 | 141 | 7147 | Rate Constraint in lbs/MMBtu | FALSE | L | Annual | Allowances Withdrawn (1:n) | Thousand Tons | 0 | 0 | 0 | 0 | 0 | 0 | 0
BART NOX Annual-La Cygne 1 & 2 -v5.13 | 141 | 7147 | Rate Constraint in lbs/MMBtu | FALSE | L | Annual | Total | Thousand Tons | 4.2616 | 5.0005 | 5.0005 | 4.4642 | 2.0706 | 0.98646 | 1.1368
BART NOX Annual-La Cygne 1 & 2 -v5.13 | 141 | 7147 | Rate Constraint in lbs/MMBtu | FALSE | L | Annual | Fuel Consumed | TBtu | 92.261 | 109.0715 | 109.0715 | 97.1118 | 44.7845 | 20.5384 | 23.669
BART NOX Annual-La Cygne 1 & 2 -v5.13 | 141 | 7147 | Rate Constraint in lbs/MMBtu | FALSE | L | Annual | Rate | lb/MMBtu | 0.092382 | 0.091692 | 0.091692 | 0.091939 | 0.092468 | 0.09606 | 0.09606
BART NOX Annual-La Cygne 1 & 2 -v5.13 | 141 | 7147 | Rate Constraint in lbs/MMBtu | FALSE | L | Annual | Generation | TWh | 8.3663 | 9.8767 | 9.2474 | 8.1689 | 4.0618 | 1.8765 | 2.1625
BART NOX Annual-La Cygne 1 & 2 -v5.13 | 141 | 7147 | Rate Constraint in lbs/MMBtu | FALSE | L | Annual | Qualifying Generation | TWh | 8.3663 | 9.8767 | 9.2474 | 8.1689 | 4.0618 | 1.8765 | 2.1625
BART NOX Annual-La Cygne 1 & 2 -v5.13 | 141 | 7147 | Rate Constraint in lbs/MMBtu | FALSE | L | Annual | Rate | lb/MWh | 1.0188 | 1.0126 | 1.0815 | 1.093 | 1.0195 | 1.0514 | 1.0514
BART NOX Annual-La Cygne 1 & 2 -v5.13 | 141 | 7147 | Rate Constraint in lbs/MMBtu | FALSE | L | Annual | Constraint Shadow Price | US2022$/Ton | 0 | 0 | 0 | 0 | 0 | 0 | 0
BART NOX Annual-Laramie 1 -v5.14 | 142 | 7169 | Rate Constraint in lbs/MMBtu | FALSE | L | Annual | Seasons Included | Seasons | Winter, Spring, Summer, Fall | Winter, Spring, Summer, Fall | Winter, Spring, Summer, Fall | Winter, Spring, Summer, Fall | Winter, Spring, Summer, Fall | Winter, Spring, Summer, Fall | Winter, Spring, Summer, Fall
BART NOX Annual-Laramie 1 -v5.14 | 142 | 7169 | Rate Constraint in lbs/MMBtu | FALSE | L | Annual | Standard NOX | lb/MMBtu | 0.06 | 0.06 | 0.06 | 0.06 | 0.06 | 0.06 | 0.06
BART NOX Annual-Laramie 1 -v5.14 | 142 | 7169 | Rate Constraint in lbs/MMBtu | FALSE | L | Annual | Emissions at Affected Plants NOX | Thousand Tons | 1.1684 | 1.1684 | 1.1684 | 1.1684 | 1.1519 | 1.1519 | 1.1519
BART NOX Annual-Laramie 1 -v5.14 | 142 | 7169 | Rate Constraint in lbs/MMBtu | FALSE | L | Annual | Allowances Purchased NOX | Thousand Tons | 0 | 0 | 0 | 0 | 0 | 0 | 0
BART NOX Annual-Laramie 1 -v5.14 | 142 | 7169 | Rate Constraint in lbs/MMBtu | FALSE | L | Annual | Allowances Sold NOX | Thousand Tons | 0 | 0 | 0 | 0 | 0 | 0 | 0
BART NOX Annual-Laramie 1 -v5.14 | 142 | 7169 | Rate Constraint in lbs/MMBtu | FALSE | L | Annual | Allowances Banked | Thousand Tons | 0 | 0 | 0 | 0 | 0 | 0 | 0
BART NOX Annual-Laramie 1 -v5.14 | 142 | 7169 | Rate Constraint in lbs/MMBtu | FALSE | L | Annual | Allowances Withdrawn (1:1) | Thousand Tons | 0 | 0 | 0 | 0 | 0 | 0 | 0
BART NOX Annual-Laramie 1 -v5.14 | 142 | 7169 | Rate Constraint in lbs/MMBtu | FALSE | L | Annual | Allowances Withdrawn (1:n) | Thousand Tons | 0 | 0 | 0 | 0 | 0 | 0 | 0
BART NOX Annual-Laramie 1 -v5.14 | 142 | 7169 | Rate Constraint in lbs/MMBtu | FALSE | L | Annual | Total | Thousand Tons | 1.1684 | 1.1684 | 1.1684 | 1.1684 | 1.1519 | 1.1519 | 1.1519
BART NOX Annual-Laramie 1 -v5.14 | 142 | 7169 | Rate Constraint in lbs/MMBtu | FALSE | L | Annual | Fuel Consumed | TBtu | 38.9525 | 38.9525 | 38.9525 | 38.9525 | 38.403 | 38.403 | 38.403
BART NOX Annual-Laramie 1 -v5.14 | 142 | 7169 | Rate Constraint in lbs/MMBtu | FALSE | L | Annual | Rate | lb/MMBtu | 0.05999 | 0.05999 | 0.05999 | 0.05999 | 0.05999 | 0.05999 | 0.05999
BART NOX Annual-Laramie 1 -v5.14 | 142 | 7169 | Rate Constraint in lbs/MMBtu | FALSE | L | Annual | Generation | TWh | 3.8121 | 3.8121 | 3.635 | 3.635 | 3.5986 | 3.5986 | 3.5986
BART NOX Annual-Laramie 1 -v5.14 | 142 | 7169 | Rate Constraint in lbs/MMBtu | FALSE | L | Annual | Qualifying Generation | TWh | 3.8121 | 3.8121 | 3.635 | 3.635 | 3.5986 | 3.5986 | 3.5986
BART NOX Annual-Laramie 1 -v5.14 | 142 | 7169 | Rate Constraint in lbs/MMBtu | FALSE | L | Annual | Rate | lb/MWh | 0.61298 | 0.61298 | 0.64285 | 0.64285 | 0.64018 | 0.64018 | 0.64018
BART NOX Annual-Laramie 1 -v5.14 | 142 | 7169 | Rate Constraint in lbs/MMBtu | FALSE | L | Annual | Constraint Shadow Price | US2022$/Ton | 0 | 0 | 0 | 0 | 0 | 0 | 0
BART NOX Annual-Laramie 2 -v5.14 | 143 | 7170 | Rate Constraint in lbs/MMBtu | FALSE | L | Annual | Seasons Included | Seasons | Winter, Spring, Summer, Fall | Winter, Spring, Summer, Fall | Winter, Spring, Summer, Fall | Winter, Spring, Summer, Fall | Winter, Spring, Summer, Fall | Winter, Spring, Summer, Fall | Winter, Spring, Summer, Fall
BART NOX Annual-Laramie 2 -v5.14 | 143 | 7170 | Rate Constraint in lbs/MMBtu | FALSE | L | Annual | Standard NOX | lb/MMBtu | 0.15 | 0.15 | 0.15 | 0.15 | 0.15 | 0.15 | 0.15
BART NOX Annual-Laramie 2 -v5.14 | 143 | 7170 | Rate Constraint in lbs/MMBtu | FALSE | L | Annual | Emissions at Affected Plants NOX | Thousand Tons | 2.7822 | 2.7822 | 2.7822 | 2.7822 | 2.7822 | 2.7822 | 2.7822
BART NOX Annual-Laramie 2 -v5.14 | 143 | 7170 | Rate Constraint in lbs/MMBtu | FALSE | L | Annual | Allowances Purchased NOX | Thousand Tons | 0 | 0 | 0 | 0 | 0 | 0 | 0
BART NOX Annual-Laramie 2 -v5.14 | 143 | 7170 | Rate Constraint in lbs/MMBtu | FALSE | L | Annual | Allowances Sold NOX | Thousand Tons | 0 | 0 | 0 | 0 | 0 | 0 | 0
BART NOX Annual-Laramie 2 -v5.14 | 143 | 7170 | Rate Constraint in lbs/MMBtu | FALSE | L | Annual | Allowances Banked | Thousand Tons | 0 | 0 | 0 | 0 | 0 | 0 | 0
BART NOX Annual-Laramie 2 -v5.14 | 143 | 7170 | Rate Constraint in lbs/MMBtu | FALSE | L | Annual | Allowances Withdrawn (1:1) | Thousand Tons | 0 | 0 | 0 | 0 | 0 | 0 | 0
BART NOX Annual-Laramie 2 -v5.14 | 143 | 7170 | Rate Constraint in lbs/MMBtu | FALSE | L | Annual | Allowances Withdrawn (1:n) | Thousand Tons | 0 | 0 | 0 | 0 | 0 | 0 | 0
BART NOX Annual-Laramie 2 -v5.14 | 143 | 7170 | Rate Constraint in lbs/MMBtu | FALSE | L | Annual | Total | Thousand Tons | 2.7822 | 2.7822 | 2.7822 | 2.7822 | 2.7822 | 2.7822 | 2.7822
BART NOX Annual-Laramie 2 -v5.14 | 143 | 7170 | Rate Constraint in lbs/MMBtu | FALSE | L | Annual | Fuel Consumed | TBtu | 39.4385 | 39.4385 | 39.4385 | 39.4385 | 39.4385 | 39.4385 | 39.4385
BART NOX Annual-Laramie 2 -v5.14 | 143 | 7170 | Rate Constraint in lbs/MMBtu | FALSE | L | Annual | Rate | lb/MMBtu | 0.14109 | 0.14109 | 0.14109 | 0.14109 | 0.14109 | 0.14109 | 0.14109
BART NOX Annual-Laramie 2 -v5.14 | 143 | 7170 | Rate Constraint in lbs/MMBtu | FALSE | L | Annual | Generation | TWh | 3.8802 | 3.8802 | 3.8802 | 3.8802 | 3.8802 | 3.8802 | 3.8802
BART NOX Annual-Laramie 2 -v5.14 | 143 | 7170 | Rate Constraint in lbs/MMBtu | FALSE | L | Annual | Qualifying Generation | TWh | 3.8802 | 3.8802 | 3.8802 | 3.8802 | 3.8802 | 3.8802 | 3.8802
BART NOX Annual-Laramie 2 -v5.14 | 143 | 7170 | Rate Constraint in lbs/MMBtu | FALSE | L | Annual | Rate | lb/MWh | 1.434 | 1.434 | 1.434 | 1.434 | 1.434 | 1.434 | 1.434
BART NOX Annual-Laramie 2 -v5.14 | 143 | 7170 | Rate Constraint in lbs/MMBtu | FALSE | L | Annual | Constraint Shadow Price | US2022$/Ton | 0 | 0 | 0 | 0 | 0 | 0 | 0
BART NOX Annual-Laramie 3 -v5.14 | 144 | 7195 | Rate Constraint in lbs/MMBtu | FALSE | L | Annual | Seasons Included | Seasons | Winter, Spring, Summer, Fall | Winter, Spring, Summer, Fall | Winter, Spring, Summer, Fall | Winter, Spring, Summer, Fall | Winter, Spring, Summer, Fall | Winter, Spring, Summer, Fall | Winter, Spring, Summer, Fall
BART NOX Annual-Laramie 3 -v5.14 | 144 | 7195 | Rate Constraint in lbs/MMBtu | FALSE | L | Annual | Standard NOX | lb/MMBtu | 0.15 | 0.15 | 0.15 | 0.15 | 0.15 | 0.15 | 0.15
BART NOX Annual-Laramie 3 -v5.14 | 144 | 7195 | Rate Constraint in lbs/MMBtu | FALSE | L | Annual | Emissions at Affected Plants NOX | Thousand Tons | 2.8163 | 2.8163 | 2.8163 | 2.8163 | 2.8163 | 2.8163 | 2.8163
BART NOX Annual-Laramie 3 -v5.14 | 144 | 7195 | Rate Constraint in lbs/MMBtu | FALSE | L | Annual | Allowances Purchased NOX | Thousand Tons | 0 | 0 | 0 | 0 | 0 | 0 | 0
BART NOX Annual-Laramie 3 -v5.14 | 144 | 7195 | Rate Constraint in lbs/MMBtu | FALSE | L | Annual | Allowances Sold NOX | Thousand Tons | 0 | 0 | 0 | 0 | 0 | 0 | 0
BART NOX Annual-Laramie 3 -v5.14 | 144 | 7195 | Rate Constraint in lbs/MMBtu | FALSE | L | Annual | Allowances Banked | Thousand Tons | 0 | 0 | 0 | 0 | 0 | 0 | 0
BART NOX Annual-Laramie 3 -v5.14 | 144 | 7195 | Rate Constraint in lbs/MMBtu | FALSE | L | Annual | Allowances Withdrawn (1:1) | Thousand Tons | 0 | 0 | 0 | 0 | 0 | 0 | 0
BART NOX Annual-Laramie 3 -v5.14 | 144 | 7195 | Rate Constraint in lbs/MMBtu | FALSE | L | Annual | Allowances Withdrawn (1:n) | Thousand Tons | 0 | 0 | 0 | 0 | 0 | 0 | 0
BART NOX Annual-Laramie 3 -v5.14 | 144 | 7195 | Rate Constraint in lbs/MMBtu | FALSE | L | Annual | Total | Thousand Tons | 2.8163 | 2.8163 | 2.8163 | 2.8163 | 2.8163 | 2.8163 | 2.8163
BART NOX Annual-Laramie 3 -v5.14 | 144 | 7195 | Rate Constraint in lbs/MMBtu | FALSE | L | Annual | Fuel Consumed | TBtu | 39.3337 | 39.3337 | 39.3337 | 39.3337 | 39.3337 | 39.3337 | 39.3337
BART NOX Annual-Laramie 3 -v5.14 | 144 | 7195 | Rate Constraint in lbs/MMBtu | FALSE | L | Annual | Rate | lb/MMBtu | 0.1432 | 0.1432 | 0.1432 | 0.1432 | 0.1432 | 0.1432 | 0.1432
BART NOX Annual-Laramie 3 -v5.14 | 144 | 7195 | Rate Constraint in lbs/MMBtu | FALSE | L | Annual | Generation | TWh | 3.8802 | 3.8802 | 3.8802 | 3.8802 | 3.8802 | 3.8802 | 3.8802
BART NOX Annual-Laramie 3 -v5.14 | 144 | 7195 | Rate Constraint in lbs/MMBtu | FALSE | L | Annual | Qualifying Generation | TWh | 3.8802 | 3.8802 | 3.8802 | 3.8802 | 3.8802 | 3.8802 | 3.8802
BART NOX Annual-Laramie 3 -v5.14 | 144 | 7195 | Rate Constraint in lbs/MMBtu | FALSE | L | Annual | Rate | lb/MWh | 1.4516 | 1.4516 | 1.4516 | 1.4516 | 1.4516 | 1.4516 | 1.4516
BART NOX Annual-Laramie 3 -v5.14 | 144 | 7195 | Rate Constraint in lbs/MMBtu | FALSE | L | Annual | Constraint Shadow Price | US2022$/Ton | 0 | 0 | 0 | 0 | 0 | 0 | 0
BART NOX Annual-Leland Olds 1 -v5.13 | 145 | 7148 | Rate Constraint in lbs/MMBtu | FALSE | L | Annual | Seasons Included | Seasons | Winter, Spring, Summer, Fall | Winter, Spring, Summer, Fall | Winter, Spring, Summer, Fall | Winter, Spring, Summer, Fall | Winter, Spring, Summer, Fall | Winter, Spring, Summer, Fall | Winter, Spring, Summer, Fall
BART NOX Annual-Leland Olds 1 -v5.13 | 145 | 7148 | Rate Constraint in lbs/MMBtu | FALSE | L | Annual | Standard NOX | lb/MMBtu | 0.19 | 0.19 | 0.19 | 0.19 | 0.19 | 0.19 | 0.19
BART NOX Annual-Leland Olds 1 -v5.13 | 145 | 7148 | Rate Constraint in lbs/MMBtu | FALSE | L | Annual | Emissions at Affected Plants NOX | Thousand Tons | 0.31514 | 1.2928 | 0.45703 | 0.45703 | 0 | 0 | 0
BART NOX Annual-Leland Olds 1 -v5.13 | 145 | 7148 | Rate Constraint in lbs/MMBtu | FALSE | L | Annual | Allowances Purchased NOX | Thousand Tons | 0 | 0 | 0 | 0 | 0 | 0 | 0
BART NOX Annual-Leland Olds 1 -v5.13 | 145 | 7148 | Rate Constraint in lbs/MMBtu | FALSE | L | Annual | Allowances Sold NOX | Thousand Tons | 0 | 0 | 0 | 0 | 0 | 0 | 0
BART NOX Annual-Leland Olds 1 -v5.13 | 145 | 7148 | Rate Constraint in lbs/MMBtu | FALSE | L | Annual | Allowances Banked | Thousand Tons | 0 | 0 | 0 | 0 | 0 | 0 | 0
BART NOX Annual-Leland Olds 1 -v5.13 | 145 | 7148 | Rate Constraint in lbs/MMBtu | FALSE | L | Annual | Allowances Withdrawn (1:1) | Thousand Tons | 0 | 0 | 0 | 0 | 0 | 0 | 0
BART NOX Annual-Leland Olds 1 -v5.13 | 145 | 7148 | Rate Constraint in lbs/MMBtu | FALSE | L | Annual | Allowances Withdrawn (1:n) | Thousand Tons | 0 | 0 | 0 | 0 | 0 | 0 | 0
BART NOX Annual-Leland Olds 1 -v5.13 | 145 | 7148 | Rate Constraint in lbs/MMBtu | FALSE | L | Annual | Total | Thousand Tons | 0.31514 | 1.2928 | 0.45703 | 0.45703 | 0 | 0 | 0
BART NOX Annual-Leland Olds 1 -v5.13 | 145 | 7148 | Rate Constraint in lbs/MMBtu | FALSE | L | Annual | Fuel Consumed | TBtu | 4.4561 | 18.281 | 18.281 | 18.281 | 0 | 0 | 0
BART NOX Annual-Leland Olds 1 -v5.13 | 145 | 7148 | Rate Constraint in lbs/MMBtu | FALSE | L | Annual | Rate | lb/MMBtu | 0.14144 | 0.14144 | 0.05 | 0.05 | 0 | 0 | 0
BART NOX Annual-Leland Olds 1 -v5.13 | 145 | 7148 | Rate Constraint in lbs/MMBtu | FALSE | L | Annual | Generation | TWh | 0.37601 | 1.5426 | 0.95323 | 0.95323 | 0 | 0 | 0
BART NOX Annual-Leland Olds 1 -v5.13 | 145 | 7148 | Rate Constraint in lbs/MMBtu | FALSE | L | Annual | Qualifying Generation | TWh | 0.37601 | 1.5426 | 0.95323 | 0.95323 | 0 | 0 | 0
BART NOX Annual-Leland Olds 1 -v5.13 | 145 | 7148 | Rate Constraint in lbs/MMBtu | FALSE | L | Annual | Rate | lb/MWh | 1.6762 | 1.6762 | 0.9589 | 0.9589 | 0 | 0 | 0
BART NOX Annual-Leland Olds 1 -v5.13 | 145 | 7148 | Rate Constraint in lbs/MMBtu | FALSE | L | Annual | Constraint Shadow Price | US2022$/Ton | 0 | 0 | 0 | 0 | 0 | 0 | 0
BART NOX Annual-Leland Olds 2 -v5.13 | 146 | 7149 | Rate Constraint in lbs/MMBtu | FALSE | L | Annual | Seasons Included | Seasons | Winter, Spring, Summer, Fall | Winter, Spring, Summer, Fall | Winter, Spring, Summer, Fall | Winter, Spring, Summer, Fall | Winter, Spring, Summer, Fall | Winter, Spring, Summer, Fall | Winter, Spring, Summer, Fall
BART NOX Annual-Leland Olds 2 -v5.13 | 146 | 7149 | Rate Constraint in lbs/MMBtu | FALSE | L | Annual | Standard NOX | lb/MMBtu | 0.35 | 0.35 | 0.35 | 0.35 | 0.35 | 0.35 | 0.35
BART NOX Annual-Leland Olds 2 -v5.13 | 146 | 7149 | Rate Constraint in lbs/MMBtu | FALSE | L | Annual | Emissions at Affected Plants NOX | Thousand Tons | 1.4273 | 5.1379 | 1.5889 | 1.5741 | 0.70999 | 0.53177 | 0.66096
BART NOX Annual-Leland Olds 2 -v5.13 | 146 | 7149 | Rate Constraint in lbs/MMBtu | FALSE | L | Annual | Allowances Purchased NOX | Thousand Tons | 0 | 0 | 0 | 0 | 0 | 0 | 0
BART NOX Annual-Leland Olds 2 -v5.13 | 146 | 7149 | Rate Constraint in lbs/MMBtu | FALSE | L | Annual | Allowances Sold NOX | Thousand Tons | 0 | 0 | 0 | 0 | 0 | 0 | 0
BART NOX Annual-Leland Olds 2 -v5.13 | 146 | 7149 | Rate Constraint in lbs/MMBtu | FALSE | L | Annual | Allowances Banked | Thousand Tons | 0 | 0 | 0 | 0 | 0 | 0 | 0
BART NOX Annual-Leland Olds 2 -v5.13 | 146 | 7149 | Rate Constraint in lbs/MMBtu | FALSE | L | Annual | Allowances Withdrawn (1:1) | Thousand Tons | 0 | 0 | 0 | 0 | 0 | 0 | 0
BART NOX Annual-Leland Olds 2 -v5.13 | 146 | 7149 | Rate Constraint in lbs/MMBtu | FALSE | L | Annual | Allowances Withdrawn (1:n) | Thousand Tons | 0 | 0 | 0 | 0 | 0 | 0 | 0
BART NOX Annual-Leland Olds 2 -v5.13 | 146 | 7149 | Rate Constraint in lbs/MMBtu | FALSE | L | Annual | Total | Thousand Tons | 1.4273 | 5.1379 | 1.5889 | 1.5741 | 0.70999 | 0.53177 | 0.66096
BART NOX Annual-Leland Olds 2 -v5.13 | 146 | 7149 | Rate Constraint in lbs/MMBtu | FALSE | L | Annual | Fuel Consumed | TBtu | 9.8888 | 35.5972 | 35.5972 | 35.4943 | 4.919 | 3.6843 | 4.5794
BART NOX Annual-Leland Olds 2 -v5.13 | 146 | 7149 | Rate Constraint in lbs/MMBtu | FALSE | L | Annual | Rate | lb/MMBtu | 0.28867 | 0.28867 | 0.089272 | 0.088694 | 0.28867 | 0.28867 | 0.28867
BART NOX Annual-Leland Olds 2 -v5.13 | 146 | 7149 | Rate Constraint in lbs/MMBtu | FALSE | L | Annual | Generation | TWh | 0.84153 | 3.0293 | 2.0705 | 2.0617 | 0.41861 | 0.31353 | 0.3897
BART NOX Annual-Leland Olds 2 -v5.13 | 146 | 7149 | Rate Constraint in lbs/MMBtu | FALSE | L | Annual | Qualifying Generation | TWh | 0.84153 | 3.0293 | 2.0705 | 2.0617 | 0.41861 | 0.31353 | 0.3897
BART NOX Annual-Leland Olds 2 -v5.13 | 146 | 7149 | Rate Constraint in lbs/MMBtu | FALSE | L | Annual | Rate | lb/MWh | 3.3922 | 3.3922 | 1.5348 | 1.527 | 3.3922 | 3.3922 | 3.3922
BART NOX Annual-Leland Olds 2 -v5.13 | 146 | 7149 | Rate Constraint in lbs/MMBtu | FALSE | L | Annual | Constraint Shadow Price | US2022$/Ton | 0 | 0 | 0 | 0 | 0 | 0 | 0
BART NOX Annual-Milton R Young B1 -v5.13 | 147 | 7151 | Rate Constraint in lbs/MMBtu | FALSE | L | Annual | Seasons Included | Seasons | Winter, Spring, Summer, Fall | Winter, Spring, Summer, Fall | Winter, Spring, Summer, Fall | Winter, Spring, Summer, Fall | Winter, Spring, Summer, Fall | Winter, Spring, Summer, Fall | Winter, Spring, Summer, Fall
BART NOX Annual-Milton R Young B1 -v5.13 | 147 | 7151 | Rate Constraint in lbs/MMBtu | FALSE | L | Annual | Standard NOX | lb/MMBtu | 0.36 | 0.36 | 0.36 | 0.36 | 0.36 | 0.36 | 0.36
BART NOX Annual-Milton R Young B1 -v5.13 | 147 | 7151 | Rate Constraint in lbs/MMBtu | FALSE | L | Annual | Emissions at Affected Plants NOX | Thousand Tons | 2.5412 | 1.6178 | 1.2528 | 1.2528 | 0.78436 | 0.78102 | 0.78102
BART NOX Annual-Milton R Young B1 -v5.13 | 147 | 7151 | Rate Constraint in lbs/MMBtu | FALSE | L | Annual | Allowances Purchased NOX | Thousand Tons | 0 | 0 | 0 | 0 | 0 | 0 | 0
BART NOX Annual-Milton R Young B1 -v5.13 | 147 | 7151 | Rate Constraint in lbs/MMBtu | FALSE | L | Annual | Allowances Sold NOX | Thousand Tons | 0 | 0 | 0 | 0 | 0 | 0 | 0
BART NOX Annual-Milton R Young B1 -v5.13 | 147 | 7151 | Rate Constraint in lbs/MMBtu | FALSE | L | Annual | Allowances Banked | Thousand Tons | 0 | 0 | 0 | 0 | 0 | 0 | 0
BART NOX Annual-Milton R Young B1 -v5.13 | 147 | 7151 | Rate Constraint in lbs/MMBtu | FALSE | L | Annual | Allowances Withdrawn (1:1) | Thousand Tons | 0 | 0 | 0 | 0 | 0 | 0 | 0
BART NOX Annual-Milton R Young B1 -v5.13 | 147 | 7151 | Rate Constraint in lbs/MMBtu | FALSE | L | Annual | Allowances Withdrawn (1:n) | Thousand Tons | 0 | 0 | 0 | 0 | 0 | 0 | 0
BART NOX Annual-Milton R Young B1 -v5.13 | 147 | 7151 | Rate Constraint in lbs/MMBtu | FALSE | L | Annual | Total | Thousand Tons | 2.5412 | 1.6178 | 1.2528 | 1.2528 | 0.78436 | 0.78102 | 0.78102
BART NOX Annual-Milton R Young B1 -v5.13 | 147 | 7151 | Rate Constraint in lbs/MMBtu | FALSE | L | Annual | Fuel Consumed | TBtu | 19.0186 | 19.6873 | 19.6873 | 19.6873 | 5.8703 | 5.8453 | 5.8453
BART NOX Annual-Milton R Young B1 -v5.13 | 147 | 7151 | Rate Constraint in lbs/MMBtu | FALSE | L | Annual | Rate | lb/MMBtu | 0.26723 | 0.16435 | 0.12726 | 0.12726 | 0.26723 | 0.26723 | 0.26723
BART NOX Annual-Milton R Young B1 -v5.13 | 147 | 7151 | Rate Constraint in lbs/MMBtu | FALSE | L | Annual | Generation | TWh | 1.6352 | 1.3921 | 1.2837 | 1.2837 | 0.50471 | 0.50257 | 0.50257
BART NOX Annual-Milton R Young B1 -v5.13 | 147 | 7151 | Rate Constraint in lbs/MMBtu | FALSE | L | Annual | Qualifying Generation | TWh | 1.6352 | 1.3921 | 1.2837 | 1.2837 | 0.50471 | 0.50257 | 0.50257
BART NOX Annual-Milton R Young B1 -v5.13 | 147 | 7151 | Rate Constraint in lbs/MMBtu | FALSE | L | Annual | Rate | lb/MWh | 3.1082 | 2.3243 | 1.9517 | 1.9517 | 3.1082 | 3.1082 | 3.1082
BART NOX Annual-Milton R Young B1 -v5.13 | 147 | 7151 | Rate Constraint in lbs/MMBtu | FALSE | L | Annual | Constraint Shadow Price | US2022$/Ton | 0 | 0 | 0 | 0 | 0 | 0 | 0
BART NOX Annual-Milton R Young B2 -v5.13 | 148 | 7152 | Rate Constraint in lbs/MMBtu | FALSE | L | Annual | Seasons Included | Seasons | Winter, Spring, Summer, Fall | Winter, Spring, Summer, Fall | Winter, Spring, Summer, Fall | Winter, Spring, Summer, Fall | Winter, Spring, Summer, Fall | Winter, Spring, Summer, Fall | Winter, Spring, Summer, Fall
BART NOX Annual-Milton R Young B2 -v5.13 | 148 | 7152 | Rate Constraint in lbs/MMBtu | FALSE | L | Annual | Standard NOX | lb/MMBtu | 0.35 | 0.35 | 0.35 | 0.35 | 0.35 | 0.35 | 0.35
BART NOX Annual-Milton R Young B2 -v5.13 | 148 | 7152 | Rate Constraint in lbs/MMBtu | FALSE | L | Annual | Emissions at Affected Plants NOX | Thousand Tons | 5.0022 | 5.1554 | 5.1554 | 5.1554 | 4.3219 | 4.2865 | 4.2865
BART NOX Annual-Milton R Young B2 -v5.13 | 148 | 7152 | Rate Constraint in lbs/MMBtu | FALSE | L | Annual | Allowances Purchased NOX | Thousand Tons | 0 | 0 | 0 | 0 | 0 | 0 | 0
BART NOX Annual-Milton R Young B2 -v5.13 | 148 | 7152 | Rate Constraint in lbs/MMBtu | FALSE | L | Annual | Allowances Sold NOX | Thousand Tons | 0 | 0 | 0 | 0 | 0 | 0 | 0
BART NOX Annual-Milton R Young B2 -v5.13 | 148 | 7152 | Rate Constraint in lbs/MMBtu | FALSE | L | Annual | Allowances Banked | Thousand Tons | 0 | 0 | 0 | 0 | 0 | 0 | 0
BART NOX Annual-Milton R Young B2 -v5.13 | 148 | 7152 | Rate Constraint in lbs/MMBtu | FALSE | L | Annual | Allowances Withdrawn (1:1) | Thousand Tons | 0 | 0 | 0 | 0 | 0 | 0 | 0
BART NOX Annual-Milton R Young B2 -v5.13 | 148 | 7152 | Rate Constraint in lbs/MMBtu | FALSE | L | Annual | Allowances Withdrawn (1:n) | Thousand Tons | 0 | 0 | 0 | 0 | 0 | 0 | 0
BART NOX Annual-Milton R Young B2 -v5.13 | 148 | 7152 | Rate Constraint in lbs/MMBtu | FALSE | L | Annual | Total | Thousand Tons | 5.0022 | 5.1554 | 5.1554 | 5.1554 | 4.3219 | 4.2865 | 4.2865
BART NOX Annual-Milton R Young B2 -v5.13 | 148 | 7152 | Rate Constraint in lbs/MMBtu | FALSE | L | Annual | Fuel Consumed | TBtu | 35.2852 | 36.3656 | 36.3656 | 36.3656 | 30.4863 | 30.2368 | 30.2368
BART NOX Annual-Milton R Young B2 -v5.13 | 148 | 7152 | Rate Constraint in lbs/MMBtu | FALSE | L | Annual | Rate | lb/MMBtu | 0.28353 | 0.28353 | 0.28353 | 0.28353 | 0.28353 | 0.28353 | 0.28353
BART NOX Annual-Milton R Young B2 -v5.13 | 148 | 7152 | Rate Constraint in lbs/MMBtu | FALSE | L | Annual | Generation | TWh | 3.0976 | 3.1925 | 3.1925 | 3.1925 | 2.6763 | 2.6544 | 2.6544
BART NOX Annual-Milton R Young B2 -v5.13 | 148 | 7152 | Rate Constraint in lbs/MMBtu | FALSE | L | Annual | Qualifying Generation | TWh | 3.0976 | 3.1925 | 3.1925 | 3.1925 | 2.6763 | 2.6544 | 2.6544
BART NOX Annual-Milton R Young B2 -v5.13 | 148 | 7152 | Rate Constraint in lbs/MMBtu | FALSE | L | Annual | Rate | lb/MWh | 3.2297 | 3.2297 | 3.2297 | 3.2297 | 3.2297 | 3.2297 | 3.2297
BART NOX Annual-Milton R Young B2 -v5.13 | 148 | 7152 | Rate Constraint in lbs/MMBtu | FALSE | L | Annual | Constraint Shadow Price | US2022$/Ton | 0 | 0 | 0 | 0 | 0 | 0 | 0
BART NOX Annual-Muskogee 4 -v6.17 | 149 | 7153 | Rate Constraint in lbs/MMBtu | FALSE | L | Annual | Seasons Included | Seasons | Winter, Spring, Summer, Fall | Winter, Spring, Summer, Fall | Winter, Spring, Summer, Fall | Winter, Spring, Summer, Fall | Winter, Spring, Summer, Fall | Winter, Spring, Summer, Fall | Winter, Spring, Summer, Fall
BART NOX Annual-Muskogee 4 -v6.17 | 149 | 7153 | Rate Constraint in lbs/MMBtu | FALSE | L | Annual | Standard NOX | lb/MMBtu | 0.15 | 0.15 | 0.15 | 0.15 | 0.15 | 0.15 | 0.15
BART NOX Annual-Muskogee 4 -v6.17 | 149 | 7153 | Rate Constraint in lbs/MMBtu | FALSE | L | Annual | Emissions at Affected Plants NOX | Thousand Tons | 0.05096 | 0.05096 | 0 | 0 | 0 | 0 | 0
BART NOX Annual-Muskogee 4 -v6.17 | 149 | 7153 | Rate Constraint in lbs/MMBtu | FALSE | L | Annual | Allowances Purchased NOX | Thousand Tons | 0 | 0 | 0 | 0 | 0 | 0 | 0
BART NOX Annual-Muskogee 4 -v6.17 | 149 | 7153 | Rate Constraint in lbs/MMBtu | FALSE | L | Annual | Allowances Sold NOX | Thousand Tons | 0 | 0 | 0 | 0 | 0 | 0 | 0
BART NOX Annual-Muskogee 4 -v6.17 | 149 | 7153 | Rate Constraint in lbs/MMBtu | FALSE | L | Annual | Allowances Banked | Thousand Tons | 0 | 0 | 0 | 0 | 0 | 0 | 0
BART NOX Annual-Muskogee 4 -v6.17 | 149 | 7153 | Rate Constraint in lbs/MMBtu | FALSE | L | Annual | Allowances Withdrawn (1:1) | Thousand Tons | 0 | 0 | 0 | 0 | 0 | 0 | 0
BART NOX Annual-Muskogee 4 -v6.17 | 149 | 7153 | Rate Constraint in lbs/MMBtu | FALSE | L | Annual | Allowances Withdrawn (1:n) | Thousand Tons | 0 | 0 | 0 | 0 | 0 | 0 | 0
BART NOX Annual-Muskogee 4 -v6.17 | 149 | 7153 | Rate Constraint in lbs/MMBtu | FALSE | L | Annual | Total | Thousand Tons | 0.05096 | 0.05096 | 0 | 0 | 0 | 0 | 0
BART NOX Annual-Muskogee 4 -v6.17 | 149 | 7153 | Rate Constraint in lbs/MMBtu | FALSE | L | Annual | Fuel Consumed | TBtu | 0.95574 | 0.95574 | 0 | 0 | 0 | 0 | 0
BART NOX Annual-Muskogee 4 -v6.17 | 149 | 7153 | Rate Constraint in lbs/MMBtu | FALSE | L | Annual | Rate | lb/MMBtu | 0.10664 | 0.10664 | 0 | 0 | 0 | 0 | 0
BART NOX Annual-Muskogee 4 -v6.17 | 149 | 7153 | Rate Constraint in lbs/MMBtu | FALSE | L | Annual | Generation | TWh | 0.084797 | 0.084797 | 0 | 0 | 0 | 0 | 0
BART NOX Annual-Muskogee 4 -v6.17 | 149 | 7153 | Rate Constraint in lbs/MMBtu | FALSE | L | Annual | Qualifying Generation | TWh | 0.084797 | 0.084797 | 0 | 0 | 0 | 0 | 0
BART NOX Annual-Muskogee 4 -v6.17 | 149 | 7153 | Rate Constraint in lbs/MMBtu | FALSE | L | Annual | Rate | lb/MWh | 1.2019 | 1.2019 | 0 | 0 | 0 | 0 | 0
BART NOX Annual-Muskogee 4 -v6.17 | 149 | 7153 | Rate Constraint in lbs/MMBtu | FALSE | L | Annual | Constraint Shadow Price | US2022$/Ton | 0 | 0 | 0 | 0 | 0 | 0 | 0
BART NOX Annual-Muskogee 5 -v6.17 | 150 | 7154 | Rate Constraint in lbs/MMBtu | FALSE | L | Annual | Seasons Included | Seasons | Winter, Spring, Summer, Fall | Winter, Spring, Summer, Fall | Winter, Spring, Summer, Fall | Winter, Spring, Summer, Fall | Winter, Spring, Summer, Fall | Winter, Spring, Summer, Fall | Winter, Spring, Summer, Fall
BART NOX Annual-Muskogee 5 -v6.17 | 150 | 7154 | Rate Constraint in lbs/MMBtu | FALSE | L | Annual | Standard NOX | lb/MMBtu | 0.15 | 0.15 | 0.15 | 0.15 | 0.15 | 0.15 | 0.15
BART NOX Annual-Muskogee 5 -v6.17 | 150 | 7154 | Rate Constraint in lbs/MMBtu | FALSE | L | Annual | Emissions at Affected Plants NOX | Thousand Tons | 0.047778 | 0.047778 | 0 | 0 | 0 | 0 | 0
BART NOX Annual-Muskogee 5 -v6.17 | 150 | 7154 | Rate Constraint in lbs/MMBtu | FALSE | L | Annual | Allowances Purchased NOX | Thousand Tons | 0 | 0 | 0 | 0 | 0 | 0 | 0
BART NOX Annual-Muskogee 5 -v6.17 | 150 | 7154 | Rate Constraint in lbs/MMBtu | FALSE | L | Annual | Allowances Sold NOX | Thousand Tons | 0 | 0 | 0 | 0 | 0 | 0 | 0
BART NOX Annual-Muskogee 5 -v6.17 | 150 | 7154 | Rate Constraint in lbs/MMBtu | FALSE | L | Annual | Allowances Banked | Thousand Tons | 0 | 0 | 0 | 0 | 0 | 0 | 0
BART NOX Annual-Muskogee 5 -v6.17 | 150 | 7154 | Rate Constraint in lbs/MMBtu | FALSE | L | Annual | Allowances Withdrawn (1:1) | Thousand Tons | 0 | 0 | 0 | 0 | 0 | 0 | 0
BART NOX Annual-Muskogee 5 -v6.17 | 150 | 7154 | Rate Constraint in lbs/MMBtu | FALSE | L | Annual | Allowances Withdrawn (1:n) | Thousand Tons | 0 | 0 | 0 | 0 | 0 | 0 | 0
BART NOX Annual-Muskogee 5 -v6.17 | 150 | 7154 | Rate Constraint in lbs/MMBtu | FALSE | L | Annual | Total | Thousand Tons | 0.047778 | 0.047778 | 0 | 0 | 0 | 0 | 0
BART NOX Annual-Muskogee 5 -v6.17 | 150 | 7154 | Rate Constraint in lbs/MMBtu | FALSE | L | Annual | Fuel Consumed | TBtu | 0.96279 | 0.96279 | 0 | 0 | 0 | 0 | 0
BART NOX Annual-Muskogee 5 -v6.17 | 150 | 7154 | Rate Constraint in lbs/MMBtu | FALSE | L | Annual | Rate | lb/MMBtu | 0.09925 | 0.09925 | 0 | 0 | 0 | 0 | 0
BART NOX Annual-Muskogee 5 -v6.17 | 150 | 7154 | Rate Constraint in lbs/MMBtu | FALSE | L | Annual | Generation | TWh | 0.085498 | 0.085498 | 0 | 0 | 0 | 0 | 0
BART NOX Annual-Muskogee 5 -v6.17 | 150 | 7154 | Rate Constraint in lbs/MMBtu | FALSE | L | Annual | Qualifying Generation | TWh | 0.085498 | 0.085498 | 0 | 0 | 0 | 0 | 0
BART NOX Annual-Muskogee 5 -v6.17 | 150 | 7154 | Rate Constraint in lbs/MMBtu | FALSE | L | Annual | Rate | lb/MWh | 1.1177 | 1.1177 | 0 | 0 | 0 | 0 | 0
BART NOX Annual-Muskogee 5 -v6.17 | 150 | 7154 | Rate Constraint in lbs/MMBtu | FALSE | L | Annual | Constraint Shadow Price | US2022$/Ton | 0 | 0 | 0 | 0 | 0 | 0 | 0
BART NOX Annual-Naughton 3 -v5.14 | 151 | 7173 | Rate Constraint in lbs/MMBtu | FALSE | L | Annual | Seasons Included | Seasons | Winter, Spring, Summer, Fall | Winter, Spring, Summer, Fall | Winter, Spring, Summer, Fall | Winter, Spring, Summer, Fall | Winter, Spring, Summer, Fall | Winter, Spring, Summer, Fall | Winter, Spring, Summer, Fall
BART NOX Annual-Naughton 3 -v5.14 | 151 | 7173 | Rate Constraint in lbs/MMBtu | FALSE | L | Annual | Standard NOX | lb/MMBtu | 0.12 | 0.12 | 0.12 | 0.12 | 0.12 | 0.12 | 0.12
BART NOX Annual-Naughton 3 -v5.14 | 151 | 7173 | Rate Constraint in lbs/MMBtu | FALSE | L | Annual | Emissions at Affected Plants NOX | Thousand Tons | 0.013535 | 0.013535 | 0 | 0 | 0 | 0 | 0
BART NOX Annual-Naughton 3 -v5.14 | 151 | 7173 | Rate Constraint in lbs/MMBtu | FALSE | L | Annual | Allowances Purchased NOX | Thousand Tons | 0 | 0 | 0 | 0 | 0 | 0 | 0
BART NOX Annual-Naughton 3 -v5.14 | 151 | 7173 | Rate Constraint in lbs/MMBtu | FALSE | L | Annual | Allowances Sold NOX | Thousand Tons | 0 | 0 | 0 | 0 | 0 | 0 | 0
BART NOX Annual-Naughton 3 -v5.14 | 151 | 7173 | Rate Constraint in lbs/MMBtu | FALSE | L | Annual | Allowances Banked | Thousand Tons | 0 | 0 | 0 | 0 | 0 | 0 | 0
BART NOX Annual-Naughton 3 -v5.14 | 151 | 7173 | Rate Constraint in lbs/MMBtu | FALSE | L | Annual | Allowances Withdrawn (1:1) | Thousand Tons | 0 | 0 | 0 | 0 | 0 | 0 | 0
BART NOX Annual-Naughton 3 -v5.14 | 151 | 7173 | Rate Constraint in lbs/MMBtu | FALSE | L | Annual | Allowances Withdrawn (1:n) | Thousand Tons | 0 | 0 | 0 | 0 | 0 | 0 | 0
BART NOX Annual-Naughton 3 -v5.14 | 151 | 7173 | Rate Constraint in lbs/MMBtu | FALSE | L | Annual | Total | Thousand Tons | 0.013535 | 0.013535 | 0 | 0 | 0 | 0 | 0
BART NOX Annual-Naughton 3 -v5.14 | 151 | 7173 | Rate Constraint in lbs/MMBtu | FALSE | L | Annual | Fuel Consumed | TBtu | 0.46754 | 0.46754 | 0 | 0 | 0 | 0 | 0
BART NOX Annual-Naughton 3 -v5.14 | 151 | 7173 | Rate Constraint in lbs/MMBtu | FALSE | L | Annual | Rate | lb/MMBtu | 0.0579 | 0.0579 | 0 | 0 | 0 | 0 | 0
BART NOX Annual-Naughton 3 -v5.14 | 151 | 7173 | Rate Constraint in lbs/MMBtu | FALSE | L | Annual | Generation | TWh | 0.043274 | 0.043274 | 0 | 0 | 0 | 0 | 0
BART NOX Annual-Naughton 3 -v5.14 | 151 | 7173 | Rate Constraint in lbs/MMBtu | FALSE | L | Annual | Qualifying Generation | TWh | 0.043274 | 0.043274 | 0 | 0 | 0 | 0 | 0
BART NOX Annual-Naughton 3 -v5.14 | 151 | 7173 | Rate Constraint in lbs/MMBtu | FALSE | L | Annual | Rate | lb/MWh | 0.62555 | 0.62555 | 0 | 0 | 0 | 0 | 0
BART NOX Annual-Naughton 3 -v5.14 | 151 | 7173 | Rate Constraint in lbs/MMBtu | FALSE | L | Annual | Constraint Shadow Price | US2022$/Ton | 0 | 0 | 0 | 0 | 0 | 0 | 0
BART NOX Annual-Nebraska City 1 -v5.14 | 152 | 7137 | Rate Constraint in lbs/MMBtu | FALSE | L | Annual | Seasons Included | Seasons | Winter, Spring, Summer, Fall | Winter, Spring, Summer, Fall | Winter, Spring, Summer, Fall | Winter, Spring, Summer, Fall | Winter, Spring, Summer, Fall | Winter, Spring, Summer, Fall | Winter, Spring, Summer, Fall
BART NOX Annual-Nebraska City 1 -v5.14 | 152 | 7137 | Rate Constraint in lbs/MMBtu | FALSE | L | Annual | Standard NOX | lb/MMBtu | 0.23 | 0.23 | 0.23 | 0.23 | 0.23 | 0.23 | 0.23
BART NOX Annual-Nebraska City 1 -v5.14 | 152 | 7137 | Rate Constraint in lbs/MMBtu | FALSE | L | Annual | Emissions at Affected Plants NOX | Thousand Tons | 4.1642 | 4.1642 | 4.1642 | 4.1642 | 3.4974 | 3.4974 | 3.4974
BART NOX Annual-Nebraska City 1 -v5.14 | 152 | 7137 | Rate Constraint in lbs/MMBtu | FALSE | L | Annual | Allowances Purchased NOX | Thousand Tons | 0 | 0 | 0 | 0 | 0 | 0 | 0
BART NOX Annual-Nebraska City 1 -v5.14 | 152 | 7137 | Rate Constraint in lbs/MMBtu | FALSE | L | Annual | Allowances Sold NOX | Thousand Tons | 0 | 0 | 0 | 0 | 0 | 0 | 0
BART NOX Annual-Nebraska City 1 -v5.14 | 152 | 7137 | Rate Constraint in lbs/MMBtu | FALSE | L | Annual | Allowances Banked | Thousand Tons | 0 | 0 | 0 | 0 | 0 | 0 | 0
BART NOX Annual-Nebraska City 1 -v5.14 | 152 | 7137 | Rate Constraint in lbs/MMBtu | FALSE | L | Annual | Allowances Withdrawn (1:1) | Thousand Tons | 0 | 0 | 0 | 0 | 0 | 0 | 0
BART NOX Annual-Nebraska City 1 -v5.14 | 152 | 7137 | Rate Constraint in lbs/MMBtu | FALSE | L | Annual | Allowances Withdrawn (1:n) | Thousand Tons | 0 | 0 | 0 | 0 | 0 | 0 | 0
BART NOX Annual-Nebraska City 1 -v5.14 | 152 | 7137 | Rate Constraint in lbs/MMBtu | FALSE | L | Annual | Total | Thousand Tons | 4.1642 | 4.1642 | 4.1642 | 4.1642 | 3.4974 | 3.4974 | 3.4974
BART NOX Annual-Nebraska City 1 -v5.14 | 152 | 7137 | Rate Constraint in lbs/MMBtu | FALSE | L | Annual | Fuel Consumed | TBtu | 44.4413 | 44.4413 | 44.4413 | 44.4413 | 37.3252 | 37.3252 | 37.3252
BART NOX Annual-Nebraska City 1 -v5.14 | 152 | 7137 | Rate Constraint in lbs/MMBtu | FALSE | L | Annual | Rate | lb/MMBtu | 0.1874 | 0.1874 | 0.1874 | 0.1874 | 0.1874 | 0.1874 | 0.1874
BART NOX Annual-Nebraska City 1 -v5.14 | 152 | 7137 | Rate Constraint in lbs/MMBtu | FALSE | L | Annual | Generation | TWh | 4.5265 | 4.5265 | 4.5265 | 4.5265 | 3.8017 | 3.8017 | 3.8017
BART NOX Annual-Nebraska City 1 -v5.14 | 152 | 7137 | Rate Constraint in lbs/MMBtu | FALSE | L | Annual | Qualifying Generation | TWh | 4.5265 | 4.5265 | 4.5265 | 4.5265 | 3.8017 | 3.8017 | 3.8017
BART NOX Annual-Nebraska City 1 -v5.14 | 152 | 7137 | Rate Constraint in lbs/MMBtu | FALSE | L | Annual | Rate | lb/MWh | 1.8399 | 1.8399 | 1.8399 | 1.8399 | 1.8399 | 1.8399 | 1.8399
BART NOX Annual-Nebraska City 1 -v5.14 | 152 | 7137 | Rate Constraint in lbs/MMBtu | FALSE | L | Annual | Constraint Shadow Price | US2022$/Ton | 0 | 0 | 0 | 0 | 0 | 0 | 0
BART NOX Annual-Northeastern 3313 -v5.13 | 153 | 7159 | Rate Constraint in lbs/MMBtu | FALSE | L | Annual | Seasons Included | Seasons | Winter, Spring, Summer, Fall | Winter, Spring, Summer, Fall | Winter, Spring, Summer, Fall | Winter, Spring, Summer, Fall | Winter, Spring, Summer, Fall | Winter, Spring, Summer, Fall | Winter, Spring, Summer, Fall
BART NOX Annual-Northeastern 3313 -v5.13 | 153 | 7159 | Rate Constraint in lbs/MMBtu | FALSE | L | Annual | Standard NOX | lb/MMBtu | 0.23 | 0.23 | 0.23 | 0.23 | 0.23 | 0.23 | 0.23
BART NOX Annual-Northeastern 3313 -v5.13 | 153 | 7159 | Rate Constraint in lbs/MMBtu | FALSE | L | Annual | Emissions at Affected Plants NOX | Thousand Tons | 0 | 0 | 0 | 0 | 0 | 0 | 0
BART NOX Annual-Northeastern 3313 -v5.13 | 153 | 7159 | Rate Constraint in lbs/MMBtu | FALSE | L | Annual | Allowances Purchased NOX | Thousand Tons | 0 | 0 | 0 | 0 | 0 | 0 | 0
BART NOX Annual-Northeastern 3313 -v5.13 | 153 | 7159 | Rate Constraint in lbs/MMBtu | FALSE | L | Annual | Allowances Sold NOX | Thousand Tons | 0 | 0 | 0 | 0 | 0 | 0 | 0
BART NOX Annual-Northeastern 3313 -v5.13 | 153 | 7159 | Rate Constraint in lbs/MMBtu | FALSE | L | Annual | Allowances Banked | Thousand Tons | 0 | 0 | 0 | 0 | 0 | 0 | 0
BART NOX Annual-Northeastern 3313 -v5.13 | 153 | 7159 | Rate Constraint in lbs/MMBtu | FALSE | L | Annual | Allowances Withdrawn (1:1) | Thousand Tons | 0 | 0 | 0 | 0 | 0 | 0 | 0
BART NOX Annual-Northeastern 3313 -v5.13 | 153 | 7159 | Rate Constraint in lbs/MMBtu | FALSE | L | Annual | Allowances Withdrawn (1:n) | Thousand Tons | 0 | 0 | 0 | 0 | 0 | 0 | 0
BART NOX Annual-Northeastern 3313 -v5.13 | 153 | 7159 | Rate Constraint in lbs/MMBtu | FALSE | L | Annual | Total | Thousand Tons | 0 | 0 | 0 | 0 | 0 | 0 | 0
BART NOX Annual-Northeastern 3313 -v5.13 | 153 | 7159 | Rate Constraint in lbs/MMBtu | FALSE | L | Annual | Fuel Consumed | TBtu | 0 | 0 | 0 | 0 | 0 | 0 | 0
BART NOX Annual-Northeastern 3313 -v5.13 | 153 | 7159 | Rate Constraint in lbs/MMBtu | FALSE | L | Annual | Rate | lb/MMBtu | 0 | 0 | 0 | 0 | 0 | 0 | 0
BART NOX Annual-Northeastern 3313 -v5.13 | 153 | 7159 | Rate Constraint in lbs/MMBtu | FALSE | L | Annual | Generation | TWh | 0 | 0 | 0 | 0 | 0 | 0 | 0
BART NOX Annual-Northeastern 3313 -v5.13 | 153 | 7159 | Rate Constraint in lbs/MMBtu | FALSE | L | Annual | Qualifying Generation | TWh | 0 | 0 | 0 | 0 | 0 | 0 | 0
BART NOX Annual-Northeastern 3313 -v5.13 | 153 | 7159 | Rate Constraint in lbs/MMBtu | FALSE | L | Annual | Rate | lb/MWh | 0 | 0 | 0 | 0 | 0 | 0 | 0
BART NOX Annual-Northeastern 3313 -v5.13 | 153 | 7159 | Rate Constraint in lbs/MMBtu | FALSE | L | Annual | Constraint Shadow Price | US2022$/Ton | 0 | 0 | 0 | 0 | 0 | 0 | 0
BART NOX Annual-Pawnee 1 -v5.13 | 154 | 7155 | Rate Constraint in lbs/MMBtu | FALSE | L | Annual | Seasons Included | Seasons | Winter, Spring, Summer, Fall | Winter, Spring, Summer, Fall | Winter, Spring, Summer, Fall | Winter, Spring, Summer, Fall | Winter, Spring, Summer, Fall | Winter, Spring, Summer, Fall | Winter, Spring, Summer, Fall
BART NOX Annual-Pawnee 1 -v5.13 | 154 | 7155 | Rate Constraint in lbs/MMBtu | FALSE | L | Annual | Standard NOX | lb/MMBtu | 0.07 | 0.07 | 0.07 | 0.07 | 0.07 | 0.07 | 0.07
BART NOX Annual-Pawnee 1 -v5.13 | 154 | 7155 | Rate Constraint in lbs/MMBtu | FALSE | L | Annual | Emissions at Affected Plants NOX | Thousand Tons | 0.02868 | 0.028747 | 0.034831 | 0.034831 | 0.034831 | 0.034831 | 0.034831
BART NOX Annual-Pawnee 1 -v5.13 | 154 | 7155 | Rate Constraint in lbs/MMBtu | FALSE | L | Annual | Allowances Purchased NOX | Thousand Tons | 0 | 0 | 0 | 0 | 0 | 0 | 0
BART NOX Annual-Pawnee 1 -v5.13 | 154 | 7155 | Rate Constraint in lbs/MMBtu | FALSE | L | Annual | Allowances Sold NOX | Thousand Tons | 0 | 0 | 0 | 0 | 0 | 0 | 0
BART NOX Annual-Pawnee 1 -v5.13 | 154 | 7155 | Rate Constraint in lbs/MMBtu | FALSE | L | Annual | Allowances Banked | Thousand Tons | 0 | 0 | 0 | 0 | 0 | 0 | 0
BART NOX Annual-Pawnee 1 -v5.13 | 154 | 7155 | Rate Constraint in lbs/MMBtu | FALSE | L | Annual | Allowances Withdrawn (1:1) | Thousand Tons | 0 | 0 | 0 | 0 | 0 | 0 | 0
BART NOX Annual-Pawnee 1 -v5.13 | 154 | 7155 | Rate Constraint in lbs/MMBtu | FALSE | L | Annual | Allowances Withdrawn (1:n) | Thousand Tons | 0 | 0 | 0 | 0 | 0 | 0 | 0
BART NOX Annual-Pawnee 1 -v5.13 | 154 | 7155 | Rate Constraint in lbs/MMBtu | FALSE | L | Annual | Total | Thousand Tons | 0.02868 | 0.028747 | 0.034831 | 0.034831 | 0.034831 | 0.034831 | 0.034831
BART NOX Annual-Pawnee 1 -v5.13 | 154 | 7155 | Rate Constraint in lbs/MMBtu | FALSE | L | Annual | Fuel Consumed | TBtu | 1.1359 | 1.1384 | 1.3642 | 1.3642 | 1.3642 | 1.3642 | 1.3642
BART NOX Annual-Pawnee 1 -v5.13 | 154 | 7155 | Rate Constraint in lbs/MMBtu | FALSE | L | Annual | Rate | lb/MMBtu | 0.050497 | 0.050505 | 0.051063 | 0.051063 | 0.051063 | 0.051063 | 0.051063
BART NOX Annual-Pawnee 1 -v5.13 | 154 | 7155 | Rate Constraint in lbs/MMBtu | FALSE | L | Annual | Generation | TWh | 0.1011 | 0.10133 | 0.11044 | 0.11044 | 0.11044 | 0.11044 | 0.11044
BART NOX Annual-Pawnee 1 -v5.13 | 154 | 7155 | Rate Constraint in lbs/MMBtu | FALSE | L | Annual | Qualifying Generation | TWh | 0.1011 | 0.10133 | 0.11044 | 0.11044 | 0.11044 | 0.11044 | 0.11044
BART NOX Annual-Pawnee 1 -v5.13 | 154 | 7155 | Rate Constraint in lbs/MMBtu | FALSE | L | Annual | Rate | lb/MWh | 0.56736 | 0.56739 | 0.63076 | 0.63076 | 0.63076 | 0.63076 | 0.63076
BART NOX Annual-Pawnee 1 -v5.13 | 154 | 7155 | Rate Constraint in lbs/MMBtu | FALSE | L | Annual | Constraint Shadow Price | US2022$/Ton | 0 | 0 | 0 | 0 | 0 | 0 | 0
BART NOX Annual-Ray D Nixon 1 -v5.13 | 155 | 7156 | Rate Constraint in lbs/MMBtu | FALSE | L | Annual | Seasons Included | Seasons | Winter, Spring, Summer, Fall | Winter, Spring, Summer, Fall | Winter, Spring, Summer, Fall | Winter, Spring, Summer, Fall | Winter, Spring, Summer, Fall | Winter, Spring, Summer, Fall | Winter, Spring, Summer, Fall
BART NOX Annual-Ray D Nixon 1 -v5.13 | 155 | 7156 | Rate Constraint in lbs/MMBtu | FALSE | L | Annual | Standard NOX | lb/MMBtu | 0.21 | 0.21 | 0.21 | 0.21 | 0.21 | 0.21 | 0.21
BART NOX Annual-Ray D Nixon 1 -v5.13 | 155 | 7156 | Rate Constraint in lbs/MMBtu | FALSE | L | Annual | Emissions at Affected Plants NOX | Thousand Tons | 1.086 | 0 | 0 | 0 | 0 | 0 | 0
BART NOX Annual-Ray D Nixon 1 -v5.13 | 155 | 7156 | Rate Constraint in lbs/MMBtu | FALSE | L | Annual | Allowances Purchased NOX | Thousand Tons | 0 | 0 | 0 | 0 | 0 | 0 | 0
BART NOX Annual-Ray D Nixon 1 -v5.13 | 155 | 7156 | Rate Constraint in lbs/MMBtu | FALSE | L | Annual | Allowances Sold NOX | Thousand Tons | 0 | 0 | 0 | 0 | 0 | 0 | 0
BART NOX Annual-Ray D Nixon 1 -v5.13 | 155 | 7156 | Rate Constraint in lbs/MMBtu | FALSE | L | Annual | Allowances Banked | Thousand Tons | 0 | 0 | 0 | 0 | 0 | 0 | 0
BART NOX Annual-Ray D Nixon 1 -v5.13 | 155 | 7156 | Rate Constraint in lbs/MMBtu | FALSE | L | Annual | Allowances Withdrawn (1:1) | Thousand Tons | 0 | 0 | 0 | 0 | 0 | 0 | 0
BART NOX Annual-Ray D Nixon 1 -v5.13 | 155 | 7156 | Rate Constraint in lbs/MMBtu | FALSE | L | Annual | Allowances Withdrawn (1:n) | Thousand Tons | 0 | 0 | 0 | 0 | 0 | 0 | 0
BART NOX Annual-Ray D Nixon 1 -v5.13 | 155 | 7156 | Rate Constraint in lbs/MMBtu | FALSE | L | Annual | Total | Thousand Tons | 1.086 | 0 | 0 | 0 | 0 | 0 | 0
BART NOX Annual-Ray D Nixon 1 -v5.13 | 155 | 7156 | Rate Constraint in lbs/MMBtu | FALSE | L | Annual | Fuel Consumed | TBtu | 13.3399 | 0 | 0 | 0 | 0 | 0 | 0
BART NOX Annual-Ray D Nixon 1 -v5.13 | 155 | 7156 | Rate Constraint in lbs/MMBtu | FALSE | L | Annual | Rate | lb/MMBtu | 0.16282 | 0 | 0 | 0 | 0 | 0 | 0
BART NOX Annual-Ray D Nixon 1 -v5.13 | 155 | 7156 | Rate Constraint in lbs/MMBtu | FALSE | L | Annual | Generation | TWh | 1.2757 | 0 | 0 | 0 | 0 | 0 | 0
BART NOX Annual-Ray D Nixon 1 -v5.13 | 155 | 7156 | Rate Constraint in lbs/MMBtu | FALSE | L | Annual | Qualifying Generation | TWh | 1.2757 | 0 | 0 | 0 | 0 | 0 | 0
BART NOX Annual-Ray D Nixon 1 -v5.13 | 155 | 7156 | Rate Constraint in lbs/MMBtu | FALSE | L | Annual | Rate | lb/MWh | 1.7026 | 0 | 0 | 0 | 0 | 0 | 0
BART NOX Annual-Ray D Nixon 1 -v5.13 | 155 | 7156 | Rate Constraint in lbs/MMBtu | FALSE | L | Annual | Constraint Shadow Price | US2022$/Ton | 0 | 0 | 0 | 0 | 0 | 0 | 0
BART NOX Annual-Sooner 1 -v5.13 | 156 | 7157 | Rate Constraint in lbs/MMBtu | FALSE | L | Annual | Seasons Included | Seasons | Winter, Spring, Summer, Fall | Winter, Spring, Summer, Fall | Winter, Spring, Summer, Fall | Winter, Spring, Summer, Fall | Winter, Spring, Summer, Fall | Winter, Spring, Summer, Fall | Winter, Spring, Summer, Fall
BART NOX Annual-Sooner 1 -v5.13 | 156 | 7157 | Rate Constraint in lbs/MMBtu | FALSE | L | Annual | Standard NOX | lb/MMBtu | 0.15 | 0.15 | 0.15 | 0.15 | 0.15 | 0.15 | 0.15
BART NOX Annual-Sooner 1 -v5.13 | 156 | 7157 | Rate Constraint in lbs/MMBtu | FALSE | L | Annual | Emissions at Affected Plants NOX | Thousand Tons | 1.401 | 2.1216 | 0.22985 | 0.22985 | 0 | 0 | 0
BART NOX Annual-Sooner 1 -v5.13 | 156 | 7157 | Rate Constraint in lbs/MMBtu | FALSE | L | Annual | Allowances Purchased NOX | Thousand Tons | 0 | 0 | 0 | 0 | 0 | 0 | 0
BART NOX Annual-Sooner 1 -v5.13 | 156 | 7157 | Rate Constraint in lbs/MMBtu | FALSE | L | Annual | Allowances Sold NOX | Thousand Tons | 0 | 0 | 0 | 0 | 0 | 0 | 0
BART NOX Annual-Sooner 1 -v5.13 | 156 | 7157 | Rate Constraint in lbs/MMBtu | FALSE | L | Annual | Allowances Banked | Thousand Tons | 0 | 0 | 0 | 0 | 0 | 0 | 0
BART NOX Annual-Sooner 1 -v5.13 | 156 | 7157 | Rate Constraint in lbs/MMBtu | FALSE | L | Annual | Allowances Withdrawn (1:1) | Thousand Tons | 0 | 0 | 0 | 0 | 0 | 0 | 0
BART NOX Annual-Sooner 1 -v5.13 | 156 | 7157 | Rate Constraint in lbs/MMBtu | FALSE | L | Annual | Allowances Withdrawn (1:n) | Thousand Tons | 0 | 0 | 0 | 0 | 0 | 0 | 0
BART NOX Annual-Sooner 1 -v5.13 | 156 | 7157 | Rate Constraint in lbs/MMBtu | FALSE | L | Annual | Total | Thousand Tons | 1.401 | 2.1216 | 0.22985 | 0.22985 | 0 | 0 | 0
BART NOX Annual-Sooner 1 -v5.13 | 156 | 7157 | Rate Constraint in lbs/MMBtu | FALSE | L | Annual | Fuel Consumed | TBtu | 22.7404 | 34.4359 | 37.3075 | 37.3075 | 0 | 0 | 0
BART NOX Annual-Sooner 1 -v5.13 | 156 | 7157 | Rate Constraint in lbs/MMBtu | FALSE | L | Annual | Rate | lb/MMBtu | 0.12322 | 0.12322 | 0.012322 | 0.012322 | 0 | 0 | 0
BART NOX Annual-Sooner 1 -v5.13 | 156 | 7157 | Rate Constraint in lbs/MMBtu | FALSE | L | Annual | Generation | TWh | 2.1411 | 3.2422 | 2.3083 | 2.3083 | 0 | 0 | 0
BART NOX Annual-Sooner 1 -v5.13 | 156 | 7157 | Rate Constraint in lbs/MMBtu | FALSE | L | Annual | Qualifying Generation | TWh | 2.1411 | 3.2422 | 2.3083 | 2.3083 | 0 | 0 | 0
BART NOX Annual-Sooner 1 -v5.13 | 156 | 7157 | Rate Constraint in lbs/MMBtu | FALSE | L | Annual | Rate | lb/MWh | 1.3087 | 1.3087 | 0.19915 | 0.19915 | 0 | 0 | 0
BART NOX Annual-Sooner 1 -v5.13 | 156 | 7157 | Rate Constraint in lbs/MMBtu | FALSE | L | Annual | Constraint Shadow Price | US2022$/Ton | 0 | 0 | 0 | 0 | 0 | 0 | 0
BART NOX Annual-Sooner 2 -v5.13 | 157 | 7158 | Rate Constraint in lbs/MMBtu | FALSE | L | Annual | Seasons Included | Seasons | Winter, Spring, Summer, Fall | Winter, Spring, Summer, Fall | Winter, Spring, Summer, Fall | Winter, Spring, Summer, Fall | Winter, Spring, Summer, Fall | Winter, Spring, Summer, Fall | Winter, Spring, Summer, Fall
BART NOX Annual-Sooner 2 -v5.13 | 157 | 7158 | Rate Constraint in lbs/MMBtu | FALSE | L | Annual | Standard NOX | lb/MMBtu | 0.15 | 0.15 | 0.15 | 0.15 | 0.15 | 0.15 | 0.15
BART NOX Annual-Sooner 2 -v5.13 | 157 | 7158 | Rate Constraint in lbs/MMBtu | FALSE | L | Annual | Emissions at Affected Plants NOX | Thousand Tons | 1.6271 | 2.1877 | 0.23765 | 0.23765 | 0 | 0 | 0
BART NOX Annual-Sooner 2 -v5.13 | 157 | 7158 | Rate Constraint in lbs/MMBtu | FALSE | L | Annual | Allowances Purchased NOX | Thousand Tons | 0 | 0 | 0 | 0 | 0 | 0 | 0
BART NOX Annual-Sooner 2 -v5.13 | 157 | 7158 | Rate Constraint in lbs/MMBtu | FALSE | L | Annual | Allowances Sold NOX | Thousand Tons | 0 | 0 | 0 | 0 | 0 | 0 | 0
BART NOX Annual-Sooner 2 -v5.13 | 157 | 7158 | Rate Constraint in lbs/MMBtu | FALSE | L | Annual | Allowances Banked | Thousand Tons | 0 | 0 | 0 | 0 | 0 | 0 | 0
BART NOX Annual-Sooner 2 -v5.13 | 157 | 7158 | Rate Constraint in lbs/MMBtu | FALSE | L | Annual | Allowances Withdrawn (1:1) | Thousand Tons | 0 | 0 | 0 | 0 | 0 | 0 | 0
BART NOX Annual-Sooner 2 -v5.13 | 157 | 7158 | Rate Constraint in lbs/MMBtu | FALSE | L | Annual | Allowances Withdrawn (1:n) | Thousand Tons | 0 | 0 | 0 | 0 | 0 | 0 | 0
BART NOX Annual-Sooner 2 -v5.13 | 157 | 7158 | Rate Constraint in lbs/MMBtu | FALSE | L | Annual | Total | Thousand Tons | 1.6271 | 2.1877 | 0.23765 | 0.23765 | 0 | 0 | 0
BART NOX Annual-Sooner 2 -v5.13 | 157 | 7158 | Rate Constraint in lbs/MMBtu | FALSE | L | Annual | Fuel Consumed | TBtu | 25.1524 | 33.8184 | 36.7374 | 36.7374 | 0 | 0 | 0
BART NOX Annual-Sooner 2 -v5.13 | 157 | 7158 | Rate Constraint in lbs/MMBtu | FALSE | L | Annual | Rate | lb/MMBtu | 0.12938 | 0.12938 | 0.012938 | 0.012938 | 0 | 0 | 0
BART NOX Annual-Sooner 2 -v5.13 | 157 | 7158 | Rate Constraint in lbs/MMBtu | FALSE | L | Annual | Generation | TWh | 2.4003 | 3.2273 | 2.3203 | 2.3203 | 0 | 0 | 0
BART NOX Annual-Sooner 2 -v5.13 | 157 | 7158 | Rate Constraint in lbs/MMBtu | FALSE | L | Annual | Qualifying Generation | TWh | 2.4003 | 3.2273 | 2.3203 | 2.3203 | 0 | 0 | 0
BART NOX Annual-Sooner 2 -v5.13 | 157 | 7158 | Rate Constraint in lbs/MMBtu | FALSE | L | Annual | Rate | lb/MWh | 1.3558 | 1.3558 | 0.20485 | 0.20485 | 0 | 0 | 0
BART NOX Annual-Sooner 2 -v5.13 | 157 | 7158 | Rate Constraint in lbs/MMBtu | FALSE | L | Annual | Constraint Shadow Price | US2022$/Ton | 0 | 0 | 0 | 0 | 0 | 0 | 0
BART NOX Annual-Wyodak - v6.20 | 158 | 7659 | Rate Constraint in lbs/MMBtu | FALSE | L | Annual | Seasons Included | Seasons | Winter, Spring, Summer, Fall | Winter, Spring, Summer, Fall | Winter, Spring, Summer, Fall | Winter, Spring, Summer, Fall | Winter, Spring, Summer, Fall | Winter, Spring, Summer, Fall | Winter, Spring, Summer, Fall
BART NOX Annual-Wyodak - v6.20 | 158 | 7659 | Rate Constraint in lbs/MMBtu | FALSE | L | Annual | Standard NOX | lb/MMBtu | 0.23 | 0.23 | 0.23 | 0.23 | 0.23 | 0.23 | 0.23
BART NOX Annual-Wyodak - v6.20 | 158 | 7659 | Rate Constraint in lbs/MMBtu | FALSE | L | Annual | Emissions at Affected Plants NOX | Thousand Tons | 3.0968 | 3.0968 | 2.9812 | 2.9812 | 2.9812 | 2.9812 | 2.9812
BART NOX Annual-Wyodak - v6.20 | 158 | 7659 | Rate Constraint in lbs/MMBtu | FALSE | L | Annual | Allowances Purchased NOX | Thousand Tons | 0 | 0 | 0 | 0 | 0 | 0 | 0
BART NOX Annual-Wyodak - v6.20 | 158 | 7659 | Rate Constraint in lbs/MMBtu | FALSE | L | Annual | Allowances Sold NOX | Thousand Tons | 0 | 0 | 0 | 0 | 0 | 0 | 0
BART NOX Annual-Wyodak - v6.20 | 158 | 7659 | Rate Constraint in lbs/MMBtu | FALSE | L | Annual | Allowances Banked | Thousand Tons | 0 | 0 | 0 | 0 | 0 | 0 | 0
BART NOX Annual-Wyodak - v6.20 | 158 | 7659 | Rate Constraint in lbs/MMBtu | FALSE | L | Annual | Allowances Withdrawn (1:1) | Thousand Tons | 0 | 0 | 0 | 0 | 0 | 0 | 0
BART NOX Annual-Wyodak - v6.20 | 158 | 7659 | Rate Constraint in lbs/MMBtu | FALSE | L | Annual | Allowances Withdrawn (1:n) | Thousand Tons | 0 | 0 | 0 | 0 | 0 | 0 | 0
BART NOX Annual-Wyodak - v6.20 | 158 | 7659 | Rate Constraint in lbs/MMBtu | FALSE | L | Annual | Total | Thousand Tons | 3.0968 | 3.0968 | 2.9812 | 2.9812 | 2.9812 | 2.9812 | 2.9812
BART NOX Annual-Wyodak - v6.20 | 158 | 7659 | Rate Constraint in lbs/MMBtu | FALSE | L | Annual | Fuel Consumed | TBtu | 27.3713 | 27.3713 | 27.3713 | 27.3713 | 27.3713 | 27.3713 | 27.3713
BART NOX Annual-Wyodak - v6.20 | 158 | 7659 | Rate Constraint in lbs/MMBtu | FALSE | L | Annual | Rate | lb/MMBtu | 0.22628 | 0.22628 | 0.21783 | 0.21783 | 0.21783 | 0.21783 | 0.21783
BART NOX Annual-Wyodak - v6.20 | 158 | 7659 | Rate Constraint in lbs/MMBtu | FALSE | L | Annual | Generation | TWh | 2.2397 | 2.2397 | 2.1974 | 2.1974 | 2.1974 | 2.1974 | 2.1974
BART NOX Annual-Wyodak - v6.20 | 158 | 7659 | Rate Constraint in lbs/MMBtu | FALSE | L | Annual | Qualifying Generation | TWh | 2.2397 | 2.2397 | 2.1974 | 2.1974 | 2.1974 | 2.1974 | 2.1974
BART NOX Annual-Wyodak - v6.20 | 158 | 7659 | Rate Constraint in lbs/MMBtu | FALSE | L | Annual | Rate | lb/MWh | 2.7654 | 2.7654 | 2.7134 | 2.7134 | 2.7134 | 2.7134 | 2.7134
BART NOX Annual-Wyodak - v6.20 | 158 | 7659 | Rate Constraint in lbs/MMBtu | FALSE | L | Annual | Constraint Shadow Price | US2022$/Ton | 0 | 0 | 0 | 0 | 0 | 0 | 0
BART SO2 Annual- Arthur Kill- v5.16 | 159 | 7243 | Rate Constraint in lbs/MMBtu | FALSE | L | Annual | Seasons Included | Seasons | Winter, Spring, Summer, Fall | Winter, Spring, Summer, Fall | Winter, Spring, Summer, Fall | Winter, Spring, Summer, Fall | Winter, Spring, Summer, Fall | Winter, Spring, Summer, Fall | Winter, Spring, Summer, Fall
BART SO2 Annual- Arthur Kill- v5.16 | 159 | 7243 | Rate Constraint in lbs/MMBtu | FALSE | L | Annual | Standard SO2 | lb/MMBtu | 0.15 | 0.15 | 0.15 | 0.15 | 0.15 | 0.15 | 0.15
BART SO2 Annual- Arthur Kill- v5.16 | 159 | 7243 | Rate Constraint in lbs/MMBtu | FALSE | L | Annual | Emissions at Affected Plants SO2 | Thousand Tons | 0 | 0 | 0 | 0 | 0 | 0 | 0
BART SO2 Annual- Arthur Kill- v5.16 | 159 | 7243 | Rate Constraint in lbs/MMBtu | FALSE | L | Annual | Allowances Purchased SO2 | Thousand Tons | 0 | 0 | 0 | 0 | 0 | 0 | 0
BART SO2 Annual- Arthur Kill- v5.16 | 159 | 7243 | Rate Constraint in lbs/MMBtu | FALSE | L | Annual | Allowances Sold SO2 | Thousand Tons | 0 | 0 | 0 | 0 | 0 | 0 | 0
BART SO2 Annual- Arthur Kill- v5.16 | 159 | 7243 | Rate Constraint in lbs/MMBtu | FALSE | L | Annual | Allowances Banked | Thousand Tons | 0 | 0 | 0 | 0 | 0 | 0 | 0
BART SO2 Annual- Arthur Kill- v5.16 | 159 | 7243 | Rate Constraint in lbs/MMBtu | FALSE | L | Annual | Allowances Withdrawn (1:1) | Thousand Tons | 0 | 0 | 0 | 0 | 0 | 0 | 0
BART SO2 Annual- Arthur Kill- v5.16 | 159 | 7243 | Rate Constraint in lbs/MMBtu | FALSE | L | Annual | Allowances Withdrawn (1:n) | Thousand Tons | 0 | 0 | 0 | 0 | 0 | 0 | 0
BART SO2 Annual- Arthur Kill- v5.16 | 159 | 7243 | Rate Constraint in lbs/MMBtu | FALSE | L | Annual | Total | Thousand Tons | 0 | 0 | 0 | 0 | 0 | 0 | 0
BART SO2 Annual- Arthur Kill- v5.16 | 159 | 7243 | Rate Constraint in lbs/MMBtu | FALSE | L | Annual | Fuel Consumed | TBtu | 3.6906 | 3.6906 | 0 | 0 | 0 | 0 | 0
BART SO2 Annual- Arthur Kill- v5.16 | 159 | 7243 | Rate Constraint in lbs/MMBtu | FALSE | L | Annual | Rate | lb/MMBtu | 0 | 0 | 0 | 0 | 0 | 0 | 0
BART SO2 Annual- Arthur Kill- v5.16 | 159 | 7243 | Rate Constraint in lbs/MMBtu | FALSE | L | Annual | Generation | TWh | 0.32873 | 0.32873 | 0 | 0 | 0 | 0 | 0
BART SO2 Annual- Arthur Kill- v5.16 | 159 | 7243 | Rate Constraint in lbs/MMBtu | FALSE | L | Annual | Qualifying Generation | TWh | 0.32873 | 0.32873 | 0 | 0 | 0 | 0 | 0
BART SO2 Annual- Arthur Kill- v5.16 | 159 | 7243 | Rate Constraint in lbs/MMBtu | FALSE | L | Annual | Rate | lb/MWh | 0 | 0 | 0 | 0 | 0 | 0 | 0
BART SO2 Annual- Arthur Kill- v5.16 | 159 | 7243 | Rate Constraint in lbs/MMBtu | FALSE | L | Annual | Constraint Shadow Price | US2022$/Ton | 0 | 0 | 0 | 0 | 0 | 0 | 0
BART SO2 Annual- Big Stone 1- v5.16 | 160 | 7234 | Rate Constraint in lbs/MMBtu | FALSE | L | Annual | Seasons Included | Seasons | Winter, Spring, Summer, Fall | Winter, Spring, Summer, Fall | Winter, Spring, Summer, Fall | Winter, Spring, Summer, Fall | Winter, Spring, Summer, Fall | Winter, Spring, Summer, Fall | Winter, Spring, Summer, Fall
BART SO2 Annual- Big Stone 1- v5.16 | 160 | 7234 | Rate Constraint in lbs/MMBtu | FALSE | L | Annual | Standard SO2 | lb/MMBtu | 0.09 | 0.09 | 0.09 | 0.09 | 0.09 | 0.09 | 0.09
BART SO2 Annual- Big Stone 1- v5.16 | 160 | 7234 | Rate Constraint in lbs/MMBtu | FALSE | L | Annual | Emissions at Affected Plants SO2 | Thousand Tons | 1.1293 | 1.1611 | 1.1611 | 1.1611 | 1.0643 | 0.96578 | 0.96578
BART SO2 Annual- Big Stone 1- v5.16 | 160 | 7234 | Rate Constraint in lbs/MMBtu | FALSE | L | Annual | Allowances Purchased SO2 | Thousand Tons | 0 | 0 | 0 | 0 | 0 | 0 | 0
BART SO2 Annual- Big Stone 1- v5.16 | 160 | 7234 | Rate Constraint in lbs/MMBtu | FALSE | L | Annual | Allowances Sold SO2 | Thousand Tons | 0 | 0 | 0 | 0 | 0 | 0 | 0
BART SO2 Annual- Big Stone 1- v5.16 | 160 | 7234 | Rate Constraint in lbs/MMBtu | FALSE | L | Annual | Allowances Banked | Thousand Tons | 0 | 0 | 0 | 0 | 0 | 0 | 0
BART SO2 Annual- Big Stone 1- v5.16 | 160 | 7234 | Rate Constraint in lbs/MMBtu | FALSE | L | Annual | Allowances Withdrawn (1:1) | Thousand Tons | 0 | 0 | 0 | 0 | 0 | 0 | 0
BART SO2 Annual- Big Stone 1- v5.16 | 160 | 7234 | Rate Constraint in lbs/MMBtu | FALSE | L | Annual | Allowances Withdrawn (1:n) | Thousand Tons | 0 | 0 | 0 | 0 | 0 | 0 | 0
BART SO2 Annual- Big Stone 1- v5.16 | 160 | 7234 | Rate Constraint in lbs/MMBtu | FALSE | L | Annual | Total | Thousand Tons | 1.1293 | 1.1611 | 1.1611 | 1.1611 | 1.0643 | 0.96578 | 0.96578
BART SO2 Annual- Big Stone 1- v5.16 | 160 | 7234 | Rate Constraint in lbs/MMBtu | FALSE | L | Annual | Fuel Consumed | TBtu | 32.1751 | 33.0788 | 33.0788 | 33.0788 | 30.3211 | 27.5151 | 27.5151
BART SO2 Annual- Big Stone 1- v5.16 | 160 | 7234 | Rate Constraint in lbs/MMBtu | FALSE | L | Annual | Rate | lb/MMBtu | 0.0702 | 0.0702 | 0.0702 | 0.0702 | 0.0702 | 0.0702 | 0.0702
BART SO2 Annual- Big Stone 1- v5.16 | 160 | 7234 | Rate Constraint in lbs/MMBtu | FALSE | L | Annual | Generation | TWh | 3.1452 | 3.2335 | 3.2335 | 3.2335 | 2.9639 | 2.6897 | 2.6897
BART SO2 Annual- Big Stone 1- v5.16 | 160 | 7234 | Rate Constraint in lbs/MMBtu | FALSE | L | Annual | Qualifying Generation | TWh | 3.1452 | 3.2335 | 3.2335 | 3.2335 | 2.9639 | 2.6897 | 2.6897
BART SO2 Annual- Big Stone 1- v5.16 | 160 | 7234 | Rate Constraint in lbs/MMBtu | FALSE | L | Annual | Rate | lb/MWh | 0.71815 | 0.71815 | 0.71815 | 0.71815 | 0.71815 | 0.71815 | 0.71815
BART SO2 Annual- Big Stone 1- v5.16 | 160 | 7234 | Rate Constraint in lbs/MMBtu | FALSE | L | Annual | Constraint Shadow Price | US2022$/Ton | 0 | 0 | 0 | 0 | 0 | 0 | 0
BART SO2 Annual Cap-Deerhaven B2 -v5.13 | 161 | 7233 | Rate Constraint in MTons | FALSE | L | Annual | Seasons Included | Seasons | Winter, Spring, Summer, Fall | Winter, Spring, Summer, Fall | Winter, Spring, Summer, Fall | Winter, Spring, Summer, Fall | Winter, Spring, Summer, Fall | Winter, Spring, Summer, Fall | Winter, Spring, Summer, Fall
BART SO2 Annual Cap-Deerhaven B2 -v5.13 | 161 | 7233 | Rate Constraint in MTons | FALSE | L | Annual | Standard SO2 | Thousand Tons | 5.5 | 5.5 | 5.5 | 5.5 | 5.5 | 5.5 | 5.5
BART SO2 Annual Cap-Deerhaven B2 -v5.13 | 161 | 7233 | Rate Constraint in MTons | FALSE | L | Annual | Emissions at Affected Plants SO2 | Thousand Tons | 0 | 0 | 0 | 0 | 0 | 0 | 0
BART SO2 Annual Cap-Deerhaven B2 -v5.13 | 161 | 7233 | Rate Constraint in MTons | FALSE | L | Annual | Allowances Purchased SO2 | Thousand Tons | 0 | 0 | 0 | 0 | 0 | 0 | 0
BART SO2 Annual Cap-Deerhaven B2 -v5.13 | 161 | 7233 | Rate Constraint in MTons | FALSE | L | Annual | Allowances Sold SO2 | Thousand Tons | 0 | 0 | 0 | 0 | 0 | 0 | 0
BART SO2 Annual Cap-Deerhaven B2 -v5.13 | 161 | 7233 | Rate Constraint in MTons | FALSE | L | Annual | Allowances Banked | Thousand Tons | 0 | 0 | 0 | 0 | 0 | 0 | 0
BART SO2 Annual Cap-Deerhaven B2 -v5.13 | 161 | 7233 | Rate Constraint in MTons | FALSE | L | Annual | Allowances Withdrawn (1:1) | Thousand Tons | 0 | 0 | 0 | 0 | 0 | 0 | 0
BART SO2 Annual Cap-Deerhaven B2 -v5.13 | 161 | 7233 | Rate Constraint in MTons | FALSE | L | Annual | Allowances Withdrawn (1:n) | Thousand Tons | 0 | 0 | 0 | 0 | 0 | 0 | 0
BART SO2 Annual Cap-Deerhaven B2 -v5.13 | 161 | 7233 | Rate Constraint in MTons | FALSE | L | Annual | Total | Thousand Tons | 0 | 0 | 0 | 0 | 0 | 0 | 0
BART SO2 Annual Cap-Deerhaven B2 -v5.13 | 161 | 7233 | Rate Constraint in MTons | FALSE | L | Annual | Fuel Consumed | TBtu | 0.50003 | 0.50003 | 0 | 0 | 0 | 0 | 0
BART SO2 Annual Cap-Deerhaven B2 -v5.13 | 161 | 7233 | Rate Constraint in MTons | FALSE | L | Annual | Rate | lb/MMBtu | 0 | 0 | 0 | 0 | 0 | 0 | 0
BART SO2 Annual Cap-Deerhaven B2 -v5.13 | 161 | 7233 | Rate Constraint in MTons | FALSE | L | Annual | Generation | TWh | 0.040646 | 0.040646 | 0 | 0 | 0 | 0 | 0
BART SO2 Annual Cap-Deerhaven B2 -v5.13 | 161 | 7233 | Rate Constraint in MTons | FALSE | L | Annual | Qualifying Generation | TWh | 0.040646 | 0.040646 | 0 | 0 | 0 | 0 | 0
BART SO2 Annual Cap-Deerhaven B2 -v5.13 | 161 | 7233 | Rate Constraint in MTons | FALSE | L | Annual | Rate | lb/MWh | 0 | 0 | 0 | 0 | 0 | 0 | 0
BART SO2 Annual Cap-Deerhaven B2 -v5.13 | 161 | 7233 | Rate Constraint in MTons | FALSE | L | Annual | Constraint Shadow Price | US2022$/Ton | 0 | 0 | 0 | 0 | 0 | 0 | 0
BART SO2 Annual Cap-Northside 1-3 -v5.13 | 162 | 7232 | Rate Constraint in MTons | FALSE | L | Annual | Seasons Included | Seasons | Winter, Spring, Summer, Fall | Winter, Spring, Summer, Fall | Winter, Spring, Summer, Fall | Winter, Spring, Summer, Fall | Winter, Spring, Summer, Fall | Winter, Spring, Summer, Fall | Winter, Spring, Summer, Fall
BART SO2 Annual Cap-Northside 1-3 -v5.13 | 162 | 7232 | Rate Constraint in MTons | FALSE | L | Annual | Standard SO2 | Thousand Tons | 3.6 | 3.6 | 3.6 | 3.6 | 3.6 | 3.6 | 3.6
BART SO2 Annual Cap-Northside 1-3 -v5.13 | 162 | 7232 | Rate Constraint in MTons | FALSE | L | Annual | Emissions at Affected Plants SO2 | Thousand Tons | 3.6 | 3.6 | 3.6 | 3.6 | 3.6 | 3.6 | 3.6
BART SO2 Annual Cap-Northside 1-3 -v5.13 | 162 | 7232 | Rate Constraint in MTons | FALSE | L | Annual | Allowances Purchased SO2 | Thousand Tons | 0 | 0 | 0 | 0 | 0 | 0 | 0
BART SO2 Annual Cap-Northside 1-3 -v5.13 | 162 | 7232 | Rate Constraint in MTons | FALSE | L | Annual | Allowances Sold SO2 | Thousand Tons | 0 | 0 | 0 | 0 | 0 | 0 | 0
BART SO2 Annual Cap-Northside 1-3 -v5.13 | 162 | 7232 | Rate Constraint in MTons | FALSE | L | Annual | Allowances Banked | Thousand Tons | 0 | 0 | 0 | 0 | 0 | 0 | 0
BART SO2 Annual Cap-Northside 1-3 -v5.13 | 162 | 7232 | Rate Constraint in MTons | FALSE | L | Annual | Allowances Withdrawn (1:1) | Thousand Tons | 0 | 0 | 0 | 0 | 0 | 0 | 0
BART SO2 Annual Cap-Northside 1-3 -v5.13 | 162 | 7232 | Rate Constraint in MTons | FALSE | L | Annual | Allowances Withdrawn (1:n) | Thousand Tons | 0 | 0 | 0 | 0 | 0 | 0 | 0
BART SO2 Annual Cap-Northside 1-3 -v5.13 | 162 | 7232 | Rate Constraint in MTons | FALSE | L | Annual | Total | Thousand Tons | 3.6 | 3.6 | 3.6 | 3.6 | 3.6 | 3.6 | 3.6
BART SO2 Annual Cap-Northside 1-3 -v5.13 | 162 | 7232 | Rate Constraint in MTons | FALSE | L | Annual | Fuel Consumed | TBtu | 6.2338 | 6.2338 | 25.1397 | 25.1397 | 6.2338 | 6.2338 | 6.2338
BART SO2 Annual Cap-Northside 1-3 -v5.13 | 162 | 7232 | Rate Constraint in MTons | FALSE | L | Annual | Rate | lb/MMBtu | 1.155 | 1.155 | 0.2864 | 0.2864 | 1.155 | 1.155 | 1.155
BART SO2 Annual Cap-Northside 1-3 -v5.13 | 162 | 7232 | Rate Constraint in MTons | FALSE | L | Annual | Generation | TWh | 0.60073 | 0.60073 | 1.6759 | 1.6759 | 0.60073 | 0.60073 | 0.60073
BART SO2 Annual Cap-Northside 1-3 -v5.13 | 162 | 7232 | Rate Constraint in MTons | FALSE | L | Annual | Qualifying Generation | TWh | 0.60073 | 0.60073 | 1.6759 | 1.6759 | 0.60073 | 0.60073 | 0.60073
BART SO2 Annual Cap-Northside 1-3 -v5.13 | 162 | 7232 | Rate Constraint in MTons | FALSE | L | Annual | Rate | lb/MWh | 11.9854 | 11.9854 | 4.2962 | 4.2962 | 11.9854 | 11.9854 | 11.9854
BART SO2 Annual Cap-Northside 1-3 -v5.13 | 162 | 7232 | Rate Constraint in MTons | FALSE | L | Annual | Constraint Shadow Price | US2022$/Ton | 682.5398 | 1649.5789 | 3996.2012 | 4345.5314 | 1549.1172 | 657.8084 | 1006.0856
BART SO2 Annual- Coal Creek 1- v6.17 | 163 | 7212 | Rate Constraint in lbs/MMBtu | FALSE | L | Annual | Seasons Included | Seasons | Winter, Spring, Summer, Fall | Winter, Spring, Summer, Fall | Winter, Spring, Summer, Fall | Winter, Spring, Summer, Fall | Winter, Spring, Summer, Fall | Winter, Spring, Summer, Fall | Winter, Spring, Summer, Fall
BART SO2 Annual- Coal Creek 1- v6.17 | 163 | 7212 | Rate Constraint in lbs/MMBtu | FALSE | L | Annual | Standard SO2 | lb/MMBtu | 0.15 | 0.15 | 0.15 | 0.15 | 0.15 | 0.15 | 0.15
BART SO2 Annual- Coal Creek 1- v6.17 | 163 | 7212 | Rate Constraint in lbs/MMBtu | FALSE | L | Annual | Emissions at Affected Plants SO2 | Thousand Tons | 2.9577 | 2.9577 | 2.9577 | 2.9577 | 2.9577 | 2.6841 | 2.6841
BART SO2 Annual- Coal Creek 1- v6.17 | 163 | 7212 | Rate Constraint in lbs/MMBtu | FALSE | L | Annual | Allowances Purchased SO2 | Thousand Tons | 0 | 0 | 0 | 0 | 0 | 0 | 0
BART SO2 Annual- Coal Creek 1- v6.17 | 163 | 7212 | Rate Constraint in lbs/MMBtu | FALSE | L | Annual | Allowances Sold SO2 | Thousand Tons | 0 | 0 | 0 | 0 | 0 | 0 | 0
BART SO2 Annual- Coal Creek 1- v6.17 | 163 | 7212 | Rate Constraint in lbs/MMBtu | FALSE | L | Annual | Allowances Banked | Thousand Tons | 0 | 0 | 0 | 0 | 0 | 0 | 0
BART SO2 Annual- Coal Creek 1- v6.17 | 163 | 7212 | Rate Constraint in lbs/MMBtu | FALSE | L | Annual | Allowances Withdrawn (1:1) | Thousand Tons | 0 | 0 | 0 | 0 | 0 | 0 | 0
BART SO2 Annual- Coal Creek 1- v6.17 | 163 | 7212 | Rate Constraint in lbs/MMBtu | FALSE | L | Annual | Allowances Withdrawn (1:n) | Thousand Tons | 0 | 0 | 0 | 0 | 0 | 0 | 0
BART SO2 Annual- Coal Creek 1- v6.17 | 163 | 7212 | Rate Constraint in lbs/MMBtu | FALSE | L | Annual | Total | Thousand Tons | 2.9577 | 2.9577 | 2.9577 | 2.9577 | 2.9577 | 2.6841 | 2.6841
BART SO2 Annual- Coal Creek 1- v6.17 | 163 | 7212 | Rate Constraint in lbs/MMBtu | FALSE | L | Annual | Fuel Consumed | TBtu | 40.3639 | 40.3639 | 40.3639 | 40.3639 | 40.3639 | 36.6296 | 36.6296
BART SO2 Annual- Coal Creek 1- v6.17 | 163 | 7212 | Rate Constraint in lbs/MMBtu | FALSE | L | Annual | Rate | lb/MMBtu | 0.14655 | 0.14655 | 0.14655 | 0.14655 | 0.14655 | 0.14655 | 0.14655
BART SO2 Annual- Coal Creek 1- v6.17 | 163 | 7212 | Rate Constraint in lbs/MMBtu | FALSE | L | Annual | Generation | TWh | 4.0567 | 4.0567 | 4.0567 | 4.0567 | 4.0567 | 3.6814 | 3.6814
BART SO2 Annual- Coal Creek 1- v6.17 | 163 | 7212 | Rate Constraint in lbs/MMBtu | FALSE | L | Annual | Qualifying Generation | TWh | 4.0567 | 4.0567 | 4.0567 | 4.0567 | 4.0567 | 3.6814 | 3.6814
BART SO2 Annual- Coal Creek 1- v6.17 | 163 | 7212 | Rate Constraint in lbs/MMBtu | FALSE | L | Annual | Rate | lb/MWh | 1.4582 | 1.4582 | 1.4582 | 1.4582 | 1.4582 | 1.4582 | 1.4582
BART SO2 Annual- Coal Creek 1- v6.17 | 163 | 7212 | Rate Constraint in lbs/MMBtu | FALSE | L | Annual | Constraint Shadow Price | US2022$/Ton | 0 | 0 | 0 | 0 | 0 | 0 | 0
BART SO2 Annual- Coal Creek 2- v6.17 | 164 | 7213 | Rate Constraint in lbs/MMBtu | FALSE | L | Annual | Seasons Included | Seasons | Winter, Spring, Summer, Fall | Winter, Spring, Summer, Fall | Winter, Spring, Summer, Fall | Winter, Spring, Summer, Fall | Winter, Spring, Summer, Fall | Winter, Spring, Summer, Fall | Winter, Spring, Summer, Fall
BART SO2 Annual- Coal Creek 2- v6.17 | 164 | 7213 | Rate Constraint in lbs/MMBtu | FALSE | L | Annual | Standard SO2 | lb/MMBtu | 0.15 | 0.15 | 0.15 | 0.15 | 0.15 | 0.15 | 0.15
BART SO2 Annual- Coal Creek 2- v6.17 | 164 | 7213 | Rate Constraint in lbs/MMBtu | FALSE | L | Annual | Emissions at Affected Plants SO2 | Thousand Tons | 2.9722 | 2.9722 | 2.9722 | 2.9722 | 2.9722 | 2.6973 | 2.6973
BART SO2 Annual- Coal Creek 2- v6.17 | 164 | 7213 | Rate Constraint in lbs/MMBtu | FALSE | L | Annual | Allowances Purchased SO2 | Thousand Tons | 0 | 0 | 0 | 0 | 0 | 0 | 0
BART SO2 Annual- Coal Creek 2- v6.17 | 164 | 7213 | Rate Constraint in lbs/MMBtu | FALSE | L | Annual | Allowances Sold SO2 | Thousand Tons | 0 | 0 | 0 | 0 | 0 | 0 | 0
BART SO2 Annual- Coal Creek 2- v6.17 | 164 | 7213 | Rate Constraint in lbs/MMBtu | FALSE | L | Annual | Allowances Banked | Thousand Tons | 0 | 0 | 0 | 0 | 0 | 0 | 0
BART SO2 Annual- Coal Creek 2- v6.17 | 164 | 7213 | Rate Constraint in lbs/MMBtu | FALSE | L | Annual | Allowances Withdrawn (1:1) | Thousand Tons | 0 | 0 | 0 | 0 | 0 | 0 | 0
BART SO2 Annual- Coal Creek 2- v6.17 | 164 | 7213 | Rate Constraint in lbs/MMBtu | FALSE | L | Annual | Allowances Withdrawn (1:n) | Thousand Tons | 0 | 0 | 0 | 0 | 0 | 0 | 0
BART SO2 Annual- Coal Creek 2- v6.17 | 164 | 7213 | Rate Constraint in lbs/MMBtu | FALSE | L | Annual | Total | Thousand Tons | 2.9722 | 2.9722 | 2.9722 | 2.9722 | 2.9722 | 2.6973 | 2.6973
BART SO2 Annual- Coal Creek 2- v6.17 | 164 | 7213 | Rate Constraint in lbs/MMBtu | FALSE | L | Annual | Fuel Consumed | TBtu | 40.7903 | 40.7903 | 40.7903 | 40.7903 | 40.7903 | 37.0165 | 37.0165
BART SO2 Annual- Coal Creek 2- v6.17 | 164 | 7213 | Rate Constraint in lbs/MMBtu | FALSE | L | Annual | Rate | lb/MMBtu | 0.14573 | 0.14573 | 0.14573 | 0.14573 | 0.14573 | 0.14573 | 0.14573
BART SO2 Annual- Coal Creek 2- v6.17 | 164 | 7213 | Rate Constraint in lbs/MMBtu | FALSE | L | Annual | Generation | TWh | 4.0995 | 4.0995 | 4.0995 | 4.0995 | 4.0995 | 3.7203 | 3.7203
BART SO2 Annual- Coal Creek 2- v6.17 | 164 | 7213 | Rate Constraint in lbs/MMBtu | FALSE | L | Annual | Qualifying Generation | TWh | 4.0995 | 4.0995 | 4.0995 | 4.0995 | 4.0995 | 3.7203 | 3.7203
BART SO2 Annual- Coal Creek 2- v6.17 | 164 | 7213 | Rate Constraint in lbs/MMBtu | FALSE | L | Annual | Rate | lb/MWh | 1.45 | 1.45 | 1.45 | 1.45 | 1.45 | 1.45 | 1.45
BART SO2 Annual- Coal Creek 2- v6.17 | 164 | 7213 | Rate Constraint in lbs/MMBtu | FALSE | L | Annual | Constraint Shadow Price | US2022$/Ton | 0 | 0 | 0 | 0 | 0 | 0 | 0
BART SO2 Annual- Flint Creek- v6.20 | 165 | 7643 | Rate Constraint in lbs/MMBtu | FALSE | L | Annual | Seasons Included | Seasons | Winter, Spring, Summer, Fall | Winter, Spring, Summer, Fall | Winter, Spring, Summer, Fall | Winter, Spring, Summer, Fall | Winter, Spring, Summer, Fall | Winter, Spring, Summer, Fall | Winter, Spring, Summer, Fall
BART SO2 Annual- Flint Creek- v6.20 | 165 | 7643 | Rate Constraint in lbs/MMBtu | FALSE | L | Annual | Standard SO2 | lb/MMBtu | 0.06 | 0.06 | 0.06 | 0.06 | 0.06 | 0.06 | 0.06
BART SO2 Annual- Flint Creek- v6.20 | 165 | 7643 | Rate Constraint in lbs/MMBtu | FALSE | L | Annual | Emissions at Affected Plants SO2 | Thousand Tons | 0.46592 | 0.88964 | 1.0723 | 0.90075 | 0.69138 | 0.52126 | 0.52897
BART SO2 Annual- Flint Creek- v6.20 | 165 | 7643 | Rate Constraint in lbs/MMBtu | FALSE | L | Annual | Allowances Purchased SO2 | Thousand Tons | 0 | 0 | 0 | 0 | 0 | 0 | 0
BART SO2 Annual- Flint Creek- v6.20 | 165 | 7643 | Rate Constraint in lbs/MMBtu | FALSE | L | Annual | Allowances Sold SO2 | Thousand Tons | 0 | 0 | 0 | 0 | 0 | 0 | 0
BART SO2 Annual- Flint Creek- v6.20 | 165 | 7643 | Rate Constraint in lbs/MMBtu | FALSE | L | Annual | Allowances Banked | Thousand Tons | 0 | 0 | 0 | 0 | 0 | 0 | 0
BART SO2 Annual- Flint Creek- v6.20 | 165 | 7643 | Rate Constraint in lbs/MMBtu | FALSE | L | Annual | Allowances Withdrawn (1:1) | Thousand Tons | 0 | 0 | 0 | 0 | 0 | 0 | 0
BART SO2 Annual- Flint Creek- v6.20 | 165 | 7643 | Rate Constraint in lbs/MMBtu | FALSE | L | Annual | Allowances Withdrawn (1:n) | Thousand Tons | 0 | 0 | 0 | 0 | 0 | 0 | 0
BART SO2 Annual- Flint Creek- v6.20 | 165 | 7643 | Rate Constraint in lbs/MMBtu | FALSE | L | Annual | Total | Thousand Tons | 0.46592 | 0.88964 | 1.0723 | 0.90075 | 0.69138 | 0.52126 | 0.52897
BART SO2 Annual- Flint Creek- v6.20 | 165 | 7643 | Rate Constraint in lbs/MMBtu | FALSE | L | Annual | Fuel Consumed | TBtu | 17.0666 | 29.6545 | 35.7438 | 30.0251 | 23.0461 | 19.0936 | 19.3761
BART SO2 Annual- Flint Creek- v6.20 | 165 | 7643 | Rate Constraint in lbs/MMBtu | FALSE | L | Annual | Rate | lb/MMBtu | 0.0546 | 0.06 | 0.06 | 0.06 | 0.06 | 0.0546 | 0.0546
BART SO2 Annual- Flint Creek- v6.20 | 165 | 7643 | Rate Constraint in lbs/MMBtu | FALSE | L | Annual | Generation | TWh | 1.6057 | 2.79 | 3.3629 | 2.8248 | 2.1682 | 1.7964 | 1.8229
BART SO2 Annual- Flint Creek- v6.20 | 165 | 7643 | Rate Constraint in lbs/MMBtu | FALSE | L | Annual | Qualifying Generation | TWh | 1.6057 | 2.79 | 3.3629 | 2.8248 | 2.1682 | 1.7964 | 1.8229
BART SO2 Annual- Flint Creek- v6.20 | 165 | 7643 | Rate Constraint in lbs/MMBtu | FALSE | L | Annual | Rate | lb/MWh | 0.58034 | 0.63774 | 0.63774 | 0.63774 | 0.63774 | 0.58034 | 0.58034
BART SO2 Annual- Flint Creek- v6.20 | 165 | 7643 | Rate Constraint in lbs/MMBtu | FALSE | L | Annual | Constraint Shadow Price | US2022$/Ton | 0 | 308.0995 | 400.2202 | 519.6662 | 23.7728 | 0 | 0
BART SO2 Annual- Hayden 1- v5.16 | 166 | 7202 | Rate Constraint in lbs/MMBtu | FALSE | L | Annual | Seasons Included | Seasons | Winter, Spring, Summer, Fall | Winter, Spring, Summer, Fall | Winter, Spring, Summer, Fall | Winter, Spring, Summer, Fall | Winter, Spring, Summer, Fall | Winter, Spring, Summer, Fall | Winter, Spring, Summer, Fall
BART SO2 Annual- Hayden 1- v5.16 | 166 | 7202 | Rate Constraint in lbs/MMBtu | FALSE | L | Annual | Standard SO2 | lb/MMBtu | 0.13 | 0.13 | 0.13 | 0.13 | 0.13 | 0.13 | 0.13
BART SO2 Annual- Hayden 1- v5.16 | 166 | 7202 | Rate Constraint in lbs/MMBtu | FALSE | L | Annual | Emissions at Affected Plants SO2 | Thousand Tons | 0.19689 | 0 | 0 | 0 | 0 | 0 | 0
BART SO2 Annual- Hayden 1- v5.16 | 166 | 7202 | Rate Constraint in lbs/MMBtu | FALSE | L | Annual | Allowances Purchased SO2 | Thousand Tons | 0 | 0 | 0 | 0 | 0 | 0 | 0
BART SO2 Annual- Hayden 1- v5.16 | 166 | 7202 | Rate Constraint in lbs/MMBtu | FALSE | L | Annual | Allowances Sold SO2 | Thousand Tons | 0 | 0 | 0 | 0 | 0 | 0 | 0
BART SO2 Annual- Hayden 1- v5.16 | 166 | 7202 | Rate Constraint in lbs/MMBtu | FALSE | L | Annual | Allowances Banked | Thousand Tons | 0 | 0 | 0 | 0 | 0 | 0 | 0
BART SO2 Annual- Hayden 1- v5.16 | 166 | 7202 | Rate Constraint in lbs/MMBtu | FALSE | L | Annual | Allowances Withdrawn (1:1) | Thousand Tons | 0 | 0 | 0 | 0 | 0 | 0 | 0
BART SO2 Annual- Hayden 1- v5.16 | 166 | 7202 | Rate Constraint in lbs/MMBtu | FALSE | L | Annual | Allowances Withdrawn (1:n) | Thousand Tons | 0 | 0 | 0 | 0 | 0 | 0 | 0
BART SO2 Annual- Hayden 1- v5.16 | 166 | 7202 | Rate Constraint in lbs/MMBtu | FALSE | L | Annual | Total | Thousand Tons | 0.19689 | 0 | 0 | 0 | 0 | 0 | 0
BART SO2 Annual- Hayden 1- v5.16 | 166 | 7202 | Rate Constraint in lbs/MMBtu | FALSE | L | Annual | Fuel Consumed | TBtu | 3.1954 | 0 | 0 | 0 | 0 | 0 | 0
BART SO2 Annual- Hayden 1- v5.16 | 166 | 7202 | Rate Constraint in lbs/MMBtu | FALSE | L | Annual | Rate | lb/MMBtu | 0.12323 | 0 | 0 | 0 | 0 | 0 | 0
BART SO2 Annual- Hayden 1- v5.16 | 166 | 7202 | Rate Constraint in lbs/MMBtu | FALSE | L | Annual | Generation | TWh | 0.29289 | 0 | 0 | 0 | 0 | 0 | 0
BART SO2 Annual- Hayden 1- v5.16 | 166 | 7202 | Rate Constraint in lbs/MMBtu | FALSE | L | Annual | Qualifying Generation | TWh | 0.29289 | 0 | 0 | 0 | 0 | 0 | 0
BART SO2 Annual- Hayden 1- v5.16 | 166 | 7202 | Rate Constraint in lbs/MMBtu | FALSE | L | Annual | Rate | lb/MWh | 1.3444 | 0 | 0 | 0 | 0 | 0 | 0
BART SO2 Annual- Hayden 1- v5.16 | 166 | 7202 | Rate Constraint in lbs/MMBtu | FALSE | L | Annual | Constraint Shadow Price | US2022$/Ton | 0 | 0 | 0 | 0 | 0 | 0 | 0
BART SO2 Annual- Nebraska City- v6.17 | 167 | 7206 | Rate Constraint in lbs/MMBtu | FALSE | L | Annual | Seasons Included | Seasons | Winter, Spring, Summer, Fall | Winter, Spring, Summer, Fall | Winter, Spring, Summer, Fall | Winter, Spring, Summer, Fall | Winter, Spring, Summer, Fall | Winter, Spring, Summer, Fall | Winter, Spring, Summer, Fall
BART SO2 Annual- Nebraska City- v6.17 | 167 | 7206 | Rate Constraint in lbs/MMBtu | FALSE | L | Annual | Standard SO2 | lb/MMBtu | 1.2 | 1.2 | 1.2 | 1.2 | 1.2 | 1.2 | 1.2
BART SO2 Annual- Nebraska City- v6.17 | 167 | 7206 | Rate Constraint in lbs/MMBtu | FALSE | L | Annual | Emissions at Affected Plants SO2 | Thousand Tons | 11.6063 | 11.6063 | 11.6063 | 11.6063 | 9.7478 | 9.7478 | 9.7478
BART SO2 Annual- Nebraska City- v6.17 | 167 | 7206 | Rate Constraint in lbs/MMBtu | FALSE | L | Annual | Allowances Purchased SO2 | Thousand Tons | 0 | 0 | 0 | 0 | 0 | 0 | 0
BART SO2 Annual- Nebraska City- v6.17 | 167 | 7206 | Rate Constraint in lbs/MMBtu | FALSE | L | Annual | Allowances Sold SO2 | Thousand Tons | 0 | 0 | 0 | 0 | 0 | 0 | 0
BART SO2 Annual- Nebraska City- v6.17 | 167 | 7206 | Rate Constraint in lbs/MMBtu | FALSE | L | Annual | Allowances Banked | Thousand Tons | 0 | 0 | 0 | 0 | 0 | 0 | 0
BART SO2 Annual- Nebraska City- v6.17 | 167 | 7206 | Rate Constraint in lbs/MMBtu | FALSE | L | Annual | Allowances Withdrawn (1:1) | Thousand Tons | 0 | 0 | 0 | 0 | 0 | 0 | 0
BART SO2 Annual- Nebraska City- v6.17 | 167 | 7206 | Rate Constraint in lbs/MMBtu | FALSE | L | Annual | Allowances Withdrawn (1:n) | Thousand Tons | 0 | 0 | 0 | 0 | 0 | 0 | 0
BART SO2 Annual- Nebraska City- v6.17 | 167 | 7206 | Rate Constraint in lbs/MMBtu | FALSE | L | Annual | Total | Thousand Tons | 11.6063 | 11.6063 | 11.6063 | 11.6063 | 9.7478 | 9.7478 | 9.7478
BART SO2 Annual- Nebraska City- v6.17 | 167 | 7206 | Rate Constraint in lbs/MMBtu | FALSE | L | Annual | Fuel Consumed | TBtu | 44.4413 | 44.4413 | 44.4413 | 44.4413 | 37.3252 | 37.3252 | 37.3252
BART SO2 Annual- Nebraska City- v6.17 | 167 | 7206 | Rate Constraint in lbs/MMBtu | FALSE | L | Annual | Rate | lb/MMBtu | 0.52232 | 0.52232 | 0.52232 | 0.52232 | 0.52232 | 0.52232 | 0.52232
BART SO2 Annual- Nebraska City- v6.17 | 167 | 7206 | Rate Constraint in lbs/MMBtu | FALSE | L | Annual | Generation | TWh | 4.5265 | 4.5265 | 4.5265 | 4.5265 | 3.8017 | 3.8017 | 3.8017
BART SO2 Annual- Nebraska City- v6.17 | 167 | 7206 | Rate Constraint in lbs/MMBtu | FALSE | L | Annual | Qualifying Generation | TWh | 4.5265 | 4.5265 | 4.5265 | 4.5265 | 3.8017 | 3.8017 | 3.8017
BART SO2 Annual- Nebraska City- v6.17 | 167 | 7206 | Rate Constraint in lbs/MMBtu | FALSE | L | Annual | Rate | lb/MWh | 5.1281 | 5.1281 | 5.1281 | 5.1281 | 5.1281 | 5.1281 | 5.1281
BART SO2 Annual- Nebraska City- v6.17 | 167 | 7206 | Rate Constraint in lbs/MMBtu | FALSE | L | Annual | Constraint Shadow Price | US2022$/Ton | 0 | 0 | 0 | 0 | 0 | 0 | 0
BART SO2 Annual- Northeastern 3- v7.23 | 168 | 7951 | Rate Constraint in lbs/MMBtu | FALSE | L | Annual | Seasons Included | Seasons | Winter, Spring, Summer, Fall | Winter, Spring, Summer, Fall | Winter, Spring, Summer, Fall | Winter, Spring, Summer, Fall | Winter, Spring, Summer, Fall | Winter, Spring, Summer, Fall | Winter, Spring, Summer, Fall
BART SO2 Annual- Northeastern 3- v7.23 | 168 | 7951 | Rate Constraint in lbs/MMBtu | FALSE | L | Annual | Standard SO2 | lb/MMBtu | 0.4 | 0.4 | 0.4 | 0.4 | 0.4 | 0.4 | 0.4
BART SO2 Annual- Northeastern 3- v7.23 | 168 | 7951 | Rate Constraint in lbs/MMBtu | FALSE | L | Annual | Emissions at Affected Plants SO2 | Thousand Tons | 0 | 0 | 0 | 0 | 0 | 0 | 0
BART SO2 Annual- Northeastern 3- v7.23 | 168 | 7951 | Rate Constraint in lbs/MMBtu | FALSE | L | Annual | Allowances Purchased SO2 | Thousand Tons | 0 | 0 | 0 | 0 | 0 | 0 | 0
BART SO2 Annual- Northeastern 3- v7.23 | 168 | 7951 | Rate Constraint in lbs/MMBtu | FALSE | L | Annual | Allowances Sold SO2 | Thousand Tons | 0 | 0 | 0 | 0 | 0 | 0 | 0
BART SO2 Annual- Northeastern 3- v7.23 | 168 | 7951 | Rate Constraint in lbs/MMBtu | FALSE | L | Annual | Allowances Banked | Thousand Tons | 0 | 0 | 0 | 0 | 0 | 0 | 0
BART SO2 Annual- Northeastern 3- v7.23 | 168 | 7951 | Rate Constraint in lbs/MMBtu | FALSE | L | Annual | Allowances Withdrawn (1:1) | Thousand Tons | 0 | 0 | 0 | 0 | 0 | 0 | 0
BART SO2 Annual- Northeastern 3- v7.23 | 168 | 7951 | Rate Constraint in lbs/MMBtu | FALSE | L | Annual | Allowances Withdrawn (1:n) | Thousand Tons | 0 | 0 | 0 | 0 | 0 | 0 | 0
BART SO2 Annual- Northeastern 3- v7.23 | 168 | 7951 | Rate Constraint in lbs/MMBtu | FALSE | L | Annual | Total | Thousand Tons | 0 | 0 | 0 | 0 | 0 | 0 | 0
BART SO2 Annual- Northeastern 3- v7.23 | 168 | 7951 | Rate Constraint in lbs/MMBtu | FALSE | L | Annual | Fuel Consumed | TBtu | 0 | 0 | 0 | 0 | 0 | 0 | 0
BART SO2 Annual- Northeastern 3- v7.23 | 168 | 7951 | Rate Constraint in lbs/MMBtu | FALSE | L | Annual | Rate | lb/MMBtu | 0 | 0 | 0 | 0 | 0 | 0 | 0
BART SO2 Annual- Northeastern 3- v7.23 | 168 | 7951 | Rate Constraint in lbs/MMBtu | FALSE | L | Annual | Generation | TWh | 0 | 0 | 0 | 0 | 0 | 0 | 0
BART SO2 Annual- Northeastern 3- v7.23 | 168 | 7951 | Rate Constraint in lbs/MMBtu | FALSE | L | Annual | Qualifying Generation | TWh | 0 | 0 | 0 | 0 | 0 | 0 | 0
BART SO2 Annual- Northeastern 3- v7.23 | 168 | 7951 | Rate Constraint in lbs/MMBtu | FALSE | L | Annual | Rate | lb/MWh | 0 | 0 | 0 | 0 | 0 | 0 | 0
BART SO2 Annual- Northeastern 3- v7.23 | 168 | 7951 | Rate Constraint in lbs/MMBtu | FALSE | L | Annual | Constraint Shadow Price | US2022$/Ton | 0 | 0 | 0 | 0 | 0 | 0 | 0
BART SO2 Annual- Oswego Harbor 5- v5.16 | 169 | 7244 | Rate Constraint in lbs/MMBtu | FALSE | L | Annual | Seasons Included | Seasons | Winter, Spring, Summer, Fall | Winter, Spring, Summer, Fall | Winter, Spring, Summer, Fall | Winter, Spring, Summer, Fall | Winter, Spring, Summer, Fall | Winter, Spring, Summer, Fall | Winter, Spring, Summer, Fall
BART SO2 Annual- Oswego Harbor 5- v5.16 | 169 | 7244 | Rate Constraint in lbs/MMBtu | FALSE | L | Annual | Standard SO2 | lb/MMBtu | 0.8 | 0.8 | 0.8 | 0.8 | 0.8 | 0.8 | 0.8
BART SO2 Annual- Oswego Harbor 5- v5.16 | 169 | 7244 | Rate Constraint in lbs/MMBtu | FALSE | L | Annual | Emissions at Affected Plants SO2 | Thousand Tons | 0 | 0 | 0 | 0 | 0 | 0 | 0
BART SO2 Annual- Oswego Harbor 5- v5.16 | 169 | 7244 | Rate Constraint in lbs/MMBtu | FALSE | L | Annual | Allowances Purchased SO2 | Thousand Tons | 0 | 0 | 0 | 0 | 0 | 0 | 0
BART SO2 Annual- Oswego Harbor 5- v5.16 | 169 | 7244 | Rate Constraint in lbs/MMBtu | FALSE | L | Annual | Allowances Sold SO2 | Thousand Tons | 0 | 0 | 0 | 0 | 0 | 0 | 0
BART SO2 Annual- Oswego Harbor 5- v5.16 | 169 | 7244 | Rate Constraint in lbs/MMBtu | FALSE | L | Annual | Allowances Banked | Thousand Tons | 0 | 0 | 0 | 0 | 0 | 0 | 0
BART SO2 Annual- Oswego Harbor 5- v5.16 | 169 | 7244 | Rate Constraint in lbs/MMBtu | FALSE | L | Annual | Allowances Withdrawn (1:1) | Thousand Tons | 0 | 0 | 0 | 0 | 0 | 0 | 0
BART SO2 Annual- Oswego Harbor 5- v5.16 | 169 | 7244 | Rate Constraint in lbs/MMBtu | FALSE | L | Annual | Allowances Withdrawn (1:n) | Thousand Tons | 0 | 0 | 0 | 0 | 0 | 0 | 0
BART SO2 Annual- Oswego Harbor 5- v5.16 | 169 | 7244 | Rate Constraint in lbs/MMBtu | FALSE | L | Annual | Total | Thousand Tons | 0 | 0 | 0 | 0 | 0 | 0 | 0
BART SO2 Annual- Oswego Harbor 5- v5.16 | 169 | 7244 | Rate Constraint in lbs/MMBtu | FALSE | L | Annual | Fuel Consumed | TBtu | 0 | 0 | 0 | 0 | 0 | 0 | 0
BART SO2 Annual- Oswego Harbor 5- v5.16 | 169 | 7244 | Rate Constraint in lbs/MMBtu | FALSE | L | Annual | Rate | lb/MMBtu | 0 | 0 | 0 | 0 | 0 | 0 | 0
BART SO2 Annual- Oswego Harbor 5- v5.16 | 169 | 7244 | Rate Constraint in lbs/MMBtu | FALSE | L | Annual | Generation | TWh | 0 | 0 | 0 | 0 | 0 | 0 | 0
BART SO2 Annual- Oswego Harbor 5- v5.16 | 169 | 7244 | Rate Constraint in lbs/MMBtu | FALSE | L | Annual | Qualifying Generation | TWh | 0 | 0 | 0 | 0 | 0 | 0 | 0
BART SO2 Annual- Oswego Harbor 5- v5.16 | 169 | 7244 | Rate Constraint in lbs/MMBtu | FALSE | L | Annual | Rate | lb/MWh | 0 | 0 | 0 | 0 | 0 | 0 | 0
BART SO2 Annual- Oswego Harbor 5- v5.16 | 169 | 7244 | Rate Constraint in lbs/MMBtu | FALSE | L | Annual | Constraint Shadow Price | US2022$/Ton | 0 | 0 | 0 | 0 | 0 | 0 | 0
BART SO2 Annual- Oswego Harbor 6- v6.17 | 170 | 7245 | Rate Constraint in lbs/MMBtu | FALSE | L | Annual | Seasons Included | Seasons | Winter, Spring, Summer, Fall | Winter, Spring, Summer, Fall | Winter, Spring, Summer, Fall | Winter, Spring, Summer, Fall | Winter, Spring, Summer, Fall | Winter, Spring, Summer, Fall | Winter, Spring, Summer, Fall
BART SO2 Annual- Oswego Harbor 6- v6.17 | 170 | 7245 | Rate Constraint in lbs/MMBtu | FALSE | L | Annual | Standard SO2 | lb/MMBtu | 0.8 | 0.8 | 0.8 | 0.8 | 0.8 | 0.8 | 0.8
BART SO2 Annual- Oswego Harbor 6- v6.17 | 170 | 7245 | Rate Constraint in lbs/MMBtu | FALSE | L | Annual | Emissions at Affected Plants SO2 | Thousand Tons | 0 | 0 | 0 | 0 | 0 | 0 | 0
BART SO2 Annual- Oswego Harbor 6- v6.17 | 170 | 7245 | Rate Constraint in lbs/MMBtu | FALSE | L | Annual | Allowances Purchased SO2 | Thousand Tons | 0 | 0 | 0 | 0 | 0 | 0 | 0
BART SO2 Annual- Oswego Harbor 6- v6.17 | 170 | 7245 | Rate Constraint in lbs/MMBtu | FALSE | L | Annual | Allowances Sold SO2 | Thousand Tons | 0 | 0 | 0 | 0 | 0 | 0 | 0
BART SO2 Annual- Oswego Harbor 6- v6.17 | 170 | 7245 | Rate Constraint in lbs/MMBtu | FALSE | L | Annual | Allowances Banked | Thousand Tons | 0 | 0 | 0 | 0 | 0 | 0 | 0
BART SO2 Annual- Oswego Harbor 6- v6.17 | 170 | 7245 | Rate Constraint in lbs/MMBtu | FALSE | L | Annual | Allowances Withdrawn (1:1) | Thousand Tons | 0 | 0 | 0 | 0 | 0 | 0 | 0
BART SO2 Annual- Oswego Harbor 6- v6.17 | 170 | 7245 | Rate Constraint in lbs/MMBtu | FALSE | L | Annual | Allowances Withdrawn (1:n) | Thousand Tons | 0 | 0 | 0 | 0 | 0 | 0 | 0
BART SO2 Annual- Oswego Harbor 6- v6.17 | 170 | 7245 | Rate Constraint in lbs/MMBtu | FALSE | L | Annual | Total | Thousand Tons | 0 | 0 | 0 | 0 | 0 | 0 | 0
BART SO2 Annual- Oswego Harbor 6- v6.17 | 170 | 7245 | Rate Constraint in lbs/MMBtu | FALSE | L | Annual | Fuel Consumed | TBtu | 0 | 0 | 0 | 0 | 0 | 0 | 0
BART SO2 Annual- Oswego Harbor 6- v6.17 | 170 | 7245 | Rate Constraint in lbs/MMBtu | FALSE | L | Annual | Rate | lb/MMBtu | 0 | 0 | 0 | 0 | 0 | 0 | 0
BART SO2 Annual- Oswego Harbor 6- v6.17 | 170 | 7245 | Rate Constraint in lbs/MMBtu | FALSE | L | Annual | Generation | TWh | 0 | 0 | 0 | 0 | 0 | 0 | 0
BART SO2 Annual- Oswego Harbor 6- v6.17 | 170 | 7245 | Rate Constraint in lbs/MMBtu | FALSE | L | Annual | Qualifying Generation | TWh | 0 | 0 | 0 | 0 | 0 | 0 | 0
BART SO2 Annual- Oswego Harbor 6- v6.17 | 170 | 7245 | Rate Constraint in lbs/MMBtu | FALSE | L | Annual | Rate | lb/MWh | 0 | 0 | 0 | 0 | 0 | 0 | 0
BART SO2 Annual- Oswego Harbor 6- v6.17 | 170 | 7245 | Rate Constraint in lbs/MMBtu | FALSE | L | Annual | Constraint Shadow Price | US2022$/Ton | 0 | 0 | 0 | 0 | 0 | 0 | 0
BART SO2 Annual- R S Nelson 3- v7.23 | 171 | 7952 | Rate Constraint in lbs/MMBtu | FALSE | L | Annual | Seasons Included | Seasons | Winter, Spring, Summer, Fall | Winter, Spring, Summer, Fall | Winter, Spring, Summer, Fall | Winter, Spring, Summer, Fall | Winter, Spring, Summer, Fall | Winter, Spring, Summer, Fall | Winter, Spring, Summer, Fall
BART SO2 Annual- R S Nelson 3- v7.23 | 171 | 7952 | Rate Constraint in lbs/MMBtu | FALSE | L | Annual | Standard SO2 | lb/MMBtu | 0.6 | 0.6 | 0.6 | 0.6 | 0.6 | 0.6 | 0.6
BART SO2 Annual- R S Nelson 3- v7.23 | 171 | 7952 | Rate Constraint in lbs/MMBtu | FALSE | L | Annual | Emissions at Affected Plants SO2 | Thousand Tons | 2.6067 | 7.7191 | 11.0429 | 11.0429 | 10.3466 | 9.0203 | 9.0203
BART SO2 Annual- R S Nelson 3- v7.23 | 171 | 7952 | Rate Constraint in lbs/MMBtu | FALSE | L | Annual | Allowances Purchased SO2 | Thousand Tons | 0 | 0 | 0 | 0 | 0 | 0 | 0
BART SO2 Annual- R S Nelson 3- v7.23 | 171 | 7952 | Rate Constraint in lbs/MMBtu | FALSE | L | Annual | Allowances Sold SO2 | Thousand Tons | 0 | 0 | 0 | 0 | 0 | 0 | 0
BART SO2 Annual- R S Nelson 3- v7.23 | 171 | 7952 | Rate Constraint in lbs/MMBtu | FALSE | L | Annual | Allowances Banked | Thousand Tons | 0 | 0 | 0 | 0 | 0 | 0 | 0
BART SO2 Annual- R S Nelson 3- v7.23 | 171 | 7952 | Rate Constraint in lbs/MMBtu | FALSE | L | Annual | Allowances Withdrawn (1:1) | Thousand Tons | 0 | 0 | 0 | 0 | 0 | 0 | 0
BART SO2 Annual- R S Nelson 3- v7.23 | 171 | 7952 | Rate Constraint in lbs/MMBtu | FALSE | L | Annual | Allowances Withdrawn (1:n) | Thousand Tons | 0 | 0 | 0 | 0 | 0 | 0 | 0
BART SO2 Annual- R S Nelson 3- v7.23 | 171 | 7952 | Rate Constraint in lbs/MMBtu | FALSE | L | Annual | Total | Thousand Tons | 2.6067 | 7.7191 | 11.0429 | 11.0429 | 10.3466 | 9.0203 | 9.0203
BART SO2 Annual- R S Nelson 3- v7.23 | 171 | 7952 | Rate Constraint in lbs/MMBtu | FALSE | L | Annual | Fuel Consumed | TBtu | 9.9813 | 29.5569 | 42.2841 | 42.2841 | 39.6178 | 34.5394 | 34.5394
BART SO2 Annual- R S Nelson 3- v7.23 | 171 | 7952 | Rate Constraint in lbs/MMBtu | FALSE | L | Annual | Rate | lb/MMBtu | 0.52232 | 0.52232 | 0.52232 | 0.52232 | 0.52232 | 0.52232 | 0.52232
BART SO2 Annual- R S Nelson 3- v7.23 | 171 | 7952 | Rate Constraint in lbs/MMBtu | FALSE | L | Annual | Generation | TWh | 0.84202 | 2.4934 | 3.5671 | 3.5671 | 3.3421 | 2.9137 | 2.9137
BART SO2 Annual- R S Nelson 3- v7.23 | 171 | 7952 | Rate Constraint in lbs/MMBtu | FALSE | L | Annual | Qualifying Generation | TWh | 0.84202 | 2.4934 | 3.5671 | 3.5671 | 3.3421 | 2.9137 | 2.9137
BART SO2 Annual- R S Nelson 3- v7.23 | 171 | 7952 | Rate Constraint in lbs/MMBtu | FALSE | L | Annual | Rate | lb/MWh | 6.1916 | 6.1916 | 6.1916 | 6.1916 | 6.1916 | 6.1916 | 6.1916
BART SO2 Annual- R S Nelson 3- v7.23 | 171 | 7952 | Rate Constraint in lbs/MMBtu | FALSE | L | Annual | Constraint Shadow Price | US2022$/Ton | 0 | 0 | 0 | 0 | 0 | 0 | 0
BART SO2 Annual Rate-Seminole 1&2 -v5.13 | 172 | 7231 | Rate Constraint in lbs/MMBtu | FALSE | L | Annual | Seasons Included | Seasons | Winter, Spring, Summer, Fall | Winter, Spring, Summer, Fall | Winter, Spring, Summer, Fall | Winter, Spring, Summer, Fall | Winter, Spring, Summer, Fall | Winter, Spring, Summer, Fall | Winter, Spring, Summer, Fall
BART SO2 Annual Rate-Seminole 1&2 -v5.13 | 172 | 7231 | Rate Constraint in lbs/MMBtu | FALSE | L | Annual | Standard SO2 | lb/MMBtu | 0.25 | 0.25 | 0.25 | 0.25 | 0.25 | 0.25 | 0.25
BART SO2 Annual Rate-Seminole 1&2 -v5.13 | 172 | 7231 | Rate Constraint in lbs/MMBtu | FALSE | L | Annual | Emissions at Affected Plants SO2 | Thousand Tons | 0.2465 | 0.57139 | 0 | 0 | 0 | 0 | 0
BART SO2 Annual Rate-Seminole 1&2 -v5.13 | 172 | 7231 | Rate Constraint in lbs/MMBtu | FALSE | L | Annual | Allowances Purchased SO2 | Thousand Tons | 0 | 0 | 0 | 0 | 0 | 0 | 0
BART SO2 Annual Rate-Seminole 1&2 -v5.13 | 172 | 7231 | Rate Constraint in lbs/MMBtu | FALSE | L | Annual | Allowances Sold SO2 | Thousand Tons | 0 | 0 | 0 | 0 | 0 | 0 | 0
BART SO2 Annual Rate-Seminole 1&2 -v5.13 | 172 | 7231 | Rate Constraint in lbs/MMBtu | FALSE | L | Annual | Allowances Banked | Thousand Tons | 0 | 0 | 0 | 0 | 0 | 0 | 0
BART SO2 Annual Rate-Seminole 1&2 -v5.13 | 172 | 7231 | Rate Constraint in lbs/MMBtu | FALSE | L | Annual | Allowances Withdrawn (1:1) | Thousand Tons | 0 | 0 | 0 | 0 | 0 | 0 | 0
BART SO2 Annual Rate-Seminole 1&2 -v5.13 | 172 | 7231 | Rate Constraint in lbs/MMBtu | FALSE | L | Annual | Allowances Withdrawn (1:n) | Thousand Tons | 0 | 0 | 0 | 0 | 0 | 0 | 0
BART SO2 Annual Rate-Seminole 1&2 -v5.13 | 172 | 7231 | Rate Constraint in lbs/MMBtu | FALSE | L | Annual | Total | Thousand Tons | 0.2465 | 0.57139 | 0 | 0 | 0 | 0 | 0
BART SO2 Annual Rate-Seminole 1&2 -v5.13 | 172 | 7231 | Rate Constraint in lbs/MMBtu | FALSE | L | Annual | Fuel Consumed | TBtu | 5.4822 | 12.7079 | 0 | 0 | 0 | 0 | 0
BART SO2 Annual Rate-Seminole 1&2 -v5.13 | 172 | 7231 | Rate Constraint in lbs/MMBtu | FALSE | L | Annual | Rate | lb/MMBtu | 0.089927 | 0.089927 | 0 | 0 | 0 | 0 | 0
BART SO2 Annual Rate-Seminole 1&2 -v5.13 | 172 | 7231 | Rate Constraint in lbs/MMBtu | FALSE | L | Annual | Generation | TWh | 0.55538 | 1.2874 | 0 | 0 | 0 | 0 | 0
BART SO2 Annual Rate-Seminole 1&2 -v5.13 | 172 | 7231 | Rate Constraint in lbs/MMBtu | FALSE | L | Annual | Qualifying Generation | TWh | 0.55538 | 1.2874 | 0 | 0 | 0 | 0 | 0
BART SO2 Annual Rate-Seminole 1&2 -v5.13 | 172 | 7231 | Rate Constraint in lbs/MMBtu | FALSE | L | Annual | Rate | lb/MWh | 0.88767 | 0.88767 | 0 | 0 | 0 | 0 | 0
BART SO2 Annual Rate-Seminole 1&2 -v5.13 | 172 | 7231 | Rate Constraint in lbs/MMBtu | FALSE | L | Annual | Constraint Shadow Price | US2022$/Ton | 0 | 0 | 0 | 0 | 0 | 0 | 0
BART SO2 Annual- Roseton 1- v5.16 | 173 | 7247 | Rate Constraint in lbs/MMBtu | FALSE | L | Annual | Seasons Included | Seasons | Winter, Spring, Summer, Fall | Winter, Spring, Summer, Fall | Winter, Spring, Summer, Fall | Winter, Spring, Summer, Fall | Winter, Spring, Summer, Fall | Winter, Spring, Summer, Fall | Winter, Spring, Summer, Fall
BART SO2 Annual- Roseton 1- v5.16 | 173 | 7247 | Rate Constraint in lbs/MMBtu | FALSE | L | Annual | Standard SO2 | lb/MMBtu | 0.55 | 0.55 | 0.55 | 0.55 | 0.55 | 0.55 | 0.55
BART SO2 Annual- Roseton 1- v5.16 | 173 | 7247 | Rate Constraint in lbs/MMBtu | FALSE | L | Annual | Emissions at Affected Plants SO2 | Thousand Tons | 0 | 0 | 0 | 0 | 0 | 0 | 0
BART SO2 Annual- Roseton 1- v5.16 | 173 | 7247 | Rate Constraint in lbs/MMBtu | FALSE | L | Annual | Allowances Purchased SO2 | Thousand Tons | 0 | 0 | 0 | 0 | 0 | 0 | 0
BART SO2 Annual- Roseton 1- v5.16 | 173 | 7247 | Rate Constraint in lbs/MMBtu | FALSE | L | Annual | Allowances Sold SO2 | Thousand Tons | 0 | 0 | 0 | 0 | 0 | 0 | 0
BART SO2 Annual- Roseton 1- v5.16 | 173 | 7247 | Rate Constraint in lbs/MMBtu | FALSE | L | Annual | Allowances Banked | Thousand Tons | 0 | 0 | 0 | 0 | 0 | 0 | 0
BART SO2 Annual- Roseton 1- v5.16 | 173 | 7247 | Rate Constraint in lbs/MMBtu | FALSE | L | Annual | Allowances Withdrawn (1:1) | Thousand Tons | 0 | 0 | 0 | 0 | 0 | 0 | 0
BART SO2 Annual- Roseton 1- v5.16 | 173 | 7247 | Rate Constraint in lbs/MMBtu | FALSE | L | Annual | Allowances Withdrawn (1:n) | Thousand Tons | 0 | 0 | 0 | 0 | 0 | 0 | 0
BART SO2 Annual- Roseton 1- v5.16 | 173 | 7247 | Rate Constraint in lbs/MMBtu | FALSE | L | Annual | Total | Thousand Tons | 0 | 0 | 0 | 0 | 0 | 0 | 0
BART SO2 Annual- Roseton 1- v5.16 | 173 | 7247 | Rate Constraint in lbs/MMBtu | FALSE | L | Annual | Fuel Consumed | TBtu | 0 | 0 | 0 | 0 | 0 | 0 | 0
BART SO2 Annual- Roseton 1- v5.16 | 173 | 7247 | Rate Constraint in lbs/MMBtu | FALSE | L | Annual | Rate | lb/MMBtu | 0 | 0 | 0 | 0 | 0 | 0 | 0
BART SO2 Annual- Roseton 1- v5.16 | 173 | 7247 | Rate Constraint in lbs/MMBtu | FALSE | L | Annual | Generation | TWh | 0 | 0 | 0 | 0 | 0 | 0 | 0
BART SO2 Annual- Roseton 1- v5.16 | 173 | 7247 | Rate Constraint in lbs/MMBtu | FALSE | L | Annual | Qualifying Generation | TWh | 0 | 0 | 0 | 0 | 0 | 0 | 0
BART SO2 Annual- Roseton 1- v5.16 | 173 | 7247 | Rate Constraint in lbs/MMBtu | FALSE | L | Annual | Rate | lb/MWh | 0 | 0 | 0 | 0 | 0 | 0 | 0
BART SO2 Annual- Roseton 1- v5.16 | 173 | 7247 | Rate Constraint in lbs/MMBtu | FALSE | L | Annual | Constraint Shadow Price | US2022$/Ton | 0 | 0 | 0 | 0 | 0 | 0 | 0
BART SO2 Annual- Roseton 2- v5.16 | 174 | 7248 | Rate Constraint in lbs/MMBtu | FALSE | L | Annual | Seasons Included | Seasons | Winter, Spring, Summer, Fall | Winter, Spring, Summer, Fall | Winter, Spring, Summer, Fall | Winter, Spring, Summer, Fall | Winter, Spring, Summer, Fall | Winter, Spring, Summer, Fall | Winter, Spring, Summer, Fall
BART SO2 Annual- Roseton 2- v5.16 | 174 | 7248 | Rate Constraint in lbs/MMBtu | FALSE | L | Annual | Standard SO2 | lb/MMBtu | 0.55 | 0.55 | 0.55 | 0.55 | 0.55 | 0.55 | 0.55
BART SO2 Annual- Roseton 2- v5.16 | 174 | 7248 | Rate Constraint in lbs/MMBtu | FALSE | L | Annual | Emissions at Affected Plants SO2 | Thousand Tons | 0 | 0 | 0 | 0 | 0 | 0 | 0
BART SO2 Annual- Roseton 2- v5.16 | 174 | 7248 | Rate Constraint in lbs/MMBtu | FALSE | L | Annual | Allowances Purchased SO2 | Thousand Tons | 0 | 0 | 0 | 0 | 0 | 0 | 0
BART SO2 Annual- Roseton 2- v5.16 | 174 | 7248 | Rate Constraint in lbs/MMBtu | FALSE | L | Annual | Allowances Sold SO2 | Thousand Tons | 0 | 0 | 0 | 0 | 0 | 0 | 0
BART SO2 Annual- Roseton 2- v5.16 | 174 | 7248 | Rate Constraint in lbs/MMBtu | FALSE | L | Annual | Allowances Banked | Thousand Tons | 0 | 0 | 0 | 0 | 0 | 0 | 0
BART SO2 Annual- Roseton 2- v5.16 | 174 | 7248 | Rate Constraint in lbs/MMBtu | FALSE | L | Annual | Allowances Withdrawn (1:1) | Thousand Tons | 0 | 0 | 0 | 0 | 0 | 0 | 0
BART SO2 Annual- Roseton 2- v5.16 | 174 | 7248 | Rate Constraint in lbs/MMBtu | FALSE | L | Annual | Allowances Withdrawn (1:n) | Thousand Tons | 0 | 0 | 0 | 0 | 0 | 0 | 0
BART SO2 Annual- Roseton 2- v5.16 | 174 | 7248 | Rate Constraint in lbs/MMBtu | FALSE | L | Annual | Total | Thousand Tons | 0 | 0 | 0 | 0 | 0 | 0 | 0
BART SO2 Annual- Roseton 2- v5.16 | 174 | 7248 | Rate Constraint in lbs/MMBtu | FALSE | L | Annual | Fuel Consumed | TBtu | 0 | 0 | 0 | 0 | 0 | 0 | 0
BART SO2 Annual- Roseton 2- v5.16 | 174 | 7248 | Rate Constraint in lbs/MMBtu | FALSE | L | Annual | Rate | lb/MMBtu | 0 | 0 | 0 | 0 | 0 | 0 | 0
BART SO2 Annual- Roseton 2- v5.16 | 174 | 7248 | Rate Constraint in lbs/MMBtu | FALSE | L | Annual | Generation | TWh | 0 | 0 | 0 | 0 | 0 | 0 | 0
BART SO2 Annual- Roseton 2- v5.16 | 174 | 7248 | Rate Constraint in lbs/MMBtu | FALSE | L | Annual | Qualifying Generation | TWh | 0 | 0 | 0 | 0 | 0 | 0 | 0
BART SO2 Annual- Roseton 2- v5.16 | 174 | 7248 | Rate Constraint in lbs/MMBtu | FALSE | L | Annual | Rate | lb/MWh | 0 | 0 | 0 | 0 | 0 | 0 | 0
BART SO2 Annual- Roseton 2- v5.16 | 174 | 7248 | Rate Constraint in lbs/MMBtu | FALSE | L | Annual | Constraint Shadow Price | US2022$/Ton | 0 | 0 | 0 | 0 | 0 | 0 | 0
BART SO2 Annual- Sherburne County 3- v5.16 | 175 | 7246 | Rate Constraint in lbs/MMBtu | FALSE | L | Annual | Seasons Included | Seasons | Winter, Spring, Summer, Fall | Winter, Spring, Summer, Fall | Winter, Spring, Summer, Fall | Winter, Spring, Summer, Fall | Winter, Spring, Summer, Fall | Winter, Spring, Summer, Fall | Winter, Spring, Summer, Fall
BART SO2 Annual- Sherburne County 3- v5.16 | 175 | 7246 | Rate Constraint in lbs/MMBtu | FALSE | L | Annual | Standard SO2 | lb/MMBtu | 0.29 | 0.29 | 0.29 | 0.29 | 0.29 | 0.29 | 0.29
BART SO2 Annual- Sherburne County 3- v5.16 | 175 | 7246 | Rate Constraint in lbs/MMBtu | FALSE | L | Annual | Emissions at Affected Plants SO2 | Thousand Tons | 3.6344 | 3.6344 | 3.6344 | 3.6344 | 3.3657 | 3.0539 | 3.0539
BART SO2 Annual- Sherburne County 3- v5.16 | 175 | 7246 | Rate Constraint in lbs/MMBtu | FALSE | L | Annual | Allowances Purchased SO2 | Thousand Tons | 0 | 0 | 0 | 0 | 0 | 0 | 0
BART SO2 Annual- Sherburne County 3- v5.16 | 175 | 7246 | Rate Constraint in lbs/MMBtu | FALSE | L | Annual | Allowances Sold SO2 | Thousand Tons | 0 | 0 | 0 | 0 | 0 | 0 | 0
BART SO2 Annual- Sherburne County 3- v5.16 | 175 | 7246 | Rate Constraint in lbs/MMBtu | FALSE | L | Annual | Allowances Banked | Thousand Tons | 0 | 0 | 0 | 0 | 0 | 0 | 0
BART SO2 Annual- Sherburne County 3- v5.16 | 175 | 7246 | Rate Constraint in lbs/MMBtu | FALSE | L | Annual | Allowances Withdrawn (1:1) | Thousand Tons | 0 | 0 | 0 | 0 | 0 | 0 | 0
BART SO2 Annual- Sherburne County 3- v5.16 | 175 | 7246 | Rate Constraint in lbs/MMBtu | FALSE | L | Annual | Allowances Withdrawn (1:n) | Thousand Tons | 0 | 0 | 0 | 0 | 0 | 0 | 0
BART SO2 Annual- Sherburne County 3- v5.16 | 175 | 7246 | Rate Constraint in lbs/MMBtu | FALSE | L | Annual | Total | Thousand Tons | 3.6344 | 3.6344 | 3.6344 | 3.6344 | 3.3657 | 3.0539 | 3.0539
BART SO2 Annual- Sherburne County 3- v5.16 | 175 | 7246 | Rate Constraint in lbs/MMBtu | FALSE | L | Annual | Fuel Consumed | TBtu | 59.7555 | 59.7555 | 59.7555 | 59.7555 | 55.3377 | 50.2106 | 50.2106
BART SO2 Annual- Sherburne County 3- v5.16 | 175 | 7246 | Rate Constraint in lbs/MMBtu | FALSE | L | Annual | Rate | lb/MMBtu | 0.12164 | 0.12164 | 0.12164 | 0.12164 | 0.12164 | 0.12164 | 0.12164
BART SO2 Annual- Sherburne County 3- v5.16 | 175 | 7246 | Rate Constraint in lbs/MMBtu | FALSE | L | Annual | Generation | TWh | 5.9648 | 5.9648 | 5.9648 | 5.9648 | 5.5238 | 5.012 | 5.012
BART SO2 Annual- Sherburne County 3- v5.16 | 175 | 7246 | Rate Constraint in lbs/MMBtu | FALSE | L | Annual | Qualifying Generation | TWh | 5.9648 | 5.9648 | 5.9648 | 5.9648 | 5.5238 | 5.012 | 5.012
BART SO2 Annual- Sherburne County 3- v5.16 | 175 | 7246 | Rate Constraint in lbs/MMBtu | FALSE | L | Annual | Rate | lb/MWh | 1.2186 | 1.2186 | 1.2186 | 1.2186 | 1.2186 | 1.2186 | 1.2186
BART SO2 Annual- Sherburne County 3- v5.16 | 175 | 7246 | Rate Constraint in lbs/MMBtu | FALSE | L | Annual | Constraint Shadow Price | US2022$/Ton | 0 | 0 | 0 | 0 | 0 | 0 | 0
BART SO2 Annual- White Bluff 1- v6.20 | 176 | 7641 | Rate Constraint in lbs/MMBtu | FALSE | L | Annual | Seasons Included | Seasons | Winter, Spring, Summer, Fall | Winter, Spring, Summer, Fall | Winter, Spring, Summer, Fall | Winter, Spring, Summer, Fall | Winter, Spring, Summer, Fall | Winter, Spring, Summer, Fall | Winter, Spring, Summer, Fall
BART SO2 Annual- White Bluff 1- v6.20 | 176 | 7641 | Rate Constraint in lbs/MMBtu | FALSE | L | Annual | Standard SO2 | lb/MMBtu | 0.6 | 0.6 | 0.6 | 0.6 | 0.6 | 0.6 | 0.6
BART SO2 Annual- White Bluff 1- v6.20 | 176 | 7641 | Rate Constraint in lbs/MMBtu | FALSE | L | Annual | Emissions at Affected Plants SO2 | Thousand Tons | 12.2297 | 0 | 0 | 0 | 0 | 0 | 0
BART SO2 Annual- White Bluff 1- v6.20 | 176 | 7641 | Rate Constraint in lbs/MMBtu | FALSE | L | Annual | Allowances Purchased SO2 | Thousand Tons | 0 | 0 | 0 | 0 | 0 | 0 | 0
BART SO2 Annual- White Bluff 1- v6.20 | 176 | 7641 | Rate Constraint in lbs/MMBtu | FALSE | L | Annual | Allowances Sold SO2 | Thousand Tons | 0 | 0 | 0 | 0 | 0 | 0 | 0
BART SO2 Annual- White Bluff 1- v6.20 | 176 | 7641 | Rate Constraint in lbs/MMBtu | FALSE | L | Annual | Allowances Banked | Thousand Tons | 0 | 0 | 0 | 0 | 0 | 0 | 0
BART SO2 Annual- White Bluff 1- v6.20 | 176 | 7641 | Rate Constraint in lbs/MMBtu | FALSE | L | Annual | Allowances Withdrawn (1:1) | Thousand Tons | 0 | 0 | 0 | 0 | 0 | 0 | 0
BART SO2 Annual- White Bluff 1- v6.20 | 176 | 7641 | Rate Constraint in lbs/MMBtu | FALSE | L | Annual | Allowances Withdrawn (1:n) | Thousand Tons | 0 | 0 | 0 | 0 | 0 | 0 | 0
BART SO2 Annual- White Bluff 1- v6.20 | 176 | 7641 | Rate Constraint in lbs/MMBtu | FALSE | L | Annual | Total | Thousand Tons | 12.2297 | 0 | 0 | 0 | 0 | 0 | 0
BART SO2 Annual- White Bluff 1- v6.20 | 176 | 7641 | Rate Constraint in lbs/MMBtu | FALSE | L | Annual | Fuel Consumed | TBtu | 46.8286 | 0 | 0 | 0 | 0 | 0 | 0
BART SO2 Annual- White Bluff 1- v6.20 | 176 | 7641 | Rate Constraint in lbs/MMBtu | FALSE | L | Annual | Rate | lb/MMBtu | 0.52232 | 0 | 0 | 0 | 0 | 0 | 0
BART SO2 Annual- White Bluff 1- v6.20 | 176 | 7641 | Rate Constraint in lbs/MMBtu | FALSE | L | Annual | Generation | TWh | 4.5298 | 0 | 0 | 0 | 0 | 0 | 0
BART SO2 Annual- White Bluff 1- v6.20 | 176 | 7641 | Rate Constraint in lbs/MMBtu | FALSE | L | Annual | Qualifying Generation | TWh | 4.5298 | 0 | 0 | 0 | 0 | 0 | 0
BART SO2 Annual- White Bluff 1- v6.20 | 176 | 7641 | Rate Constraint in lbs/MMBtu | FALSE | L | Annual | Rate | lb/MWh | 5.3997 | 0 | 0 | 0 | 0 | 0 | 0
BART SO2 Annual- White Bluff 1- v6.20 | 176 | 7641 | Rate Constraint in lbs/MMBtu | FALSE | L | Annual | Constraint Shadow Price | US2022$/Ton | 0 | 0 | 0 | 0 | 0 | 0 | 0
BART SO2 Annual- White Bluff 2- v6.20 | 177 | 7642 | Rate Constraint in lbs/MMBtu | FALSE | L | Annual | Seasons Included | Seasons | Winter, Spring, Summer, Fall | Winter, Spring, Summer, Fall | Winter, Spring, Summer, Fall | Winter, Spring, Summer, Fall | Winter, Spring, Summer, Fall | Winter, Spring, Summer, Fall | Winter, Spring, Summer, Fall
BART SO2 Annual- White Bluff 2- v6.20 | 177 | 7642 | Rate Constraint in lbs/MMBtu | FALSE | L | Annual | Standard SO2 | lb/MMBtu | 0.6 | 0.6 | 0.6 | 0.6 | 0.6 | 0.6 | 0.6
BART SO2 Annual- White Bluff 2- v6.20 | 177 | 7642 | Rate Constraint in lbs/MMBtu | FALSE | L | Annual | Emissions at Affected Plants SO2 | Thousand Tons | 12.5623 | 0.18149 | 0.18149 | 0.18149 | 0.16844 | 0.1525 | 0.1525
BART SO2 Annual- White Bluff 2- v6.20 | 177 | 7642 | Rate Constraint in lbs/MMBtu | FALSE | L | Annual | Allowances Purchased SO2 | Thousand Tons | 0 | 0 | 0 | 0 | 0 | 0 | 0
BART SO2 Annual- White Bluff 2- v6.20 | 177 | 7642 | Rate Constraint in lbs/MMBtu | FALSE | L | Annual | Allowances Sold SO2 | Thousand Tons | 0 | 0 | 0 | 0 | 0 | 0 | 0
BART SO2 Annual- White Bluff 2- v6.20 | 177 | 7642 | Rate Constraint in lbs/MMBtu | FALSE | L | Annual | Allowances Banked | Thousand Tons | 0 | 0 | 0 | 0 | 0 | 0 | 0
BART SO2 Annual- White Bluff 2- v6.20 | 177 | 7642 | Rate Constraint in lbs/MMBtu | FALSE | L | Annual | Allowances Withdrawn (1:1) | Thousand Tons | 0 | 0 | 0 | 0 | 0 | 0 | 0
BART SO2 Annual- White Bluff 2- v6.20 | 177 | 7642 | Rate Constraint in lbs/MMBtu | FALSE | L | Annual | Allowances Withdrawn (1:n) | Thousand Tons | 0 | 0 | 0 | 0 | 0 | 0 | 0
BART SO2 Annual- White Bluff 2- v6.20 | 177 | 7642 | Rate Constraint in lbs/MMBtu | FALSE | L | Annual | Total | Thousand Tons | 12.5623 | 0.18149 | 0.18149 | 0.18149 | 0.16844 | 0.1525 | 0.1525
BART SO2 Annual- White Bluff 2- v6.20 | 177 | 7642 | Rate Constraint in lbs/MMBtu | FALSE | L | Annual | Fuel Consumed | TBtu | 48.1021 | 0.69494 | 0.69494 | 0.69494 | 0.64498 | 0.58394 | 0.58394
BART SO2 Annual- White Bluff 2- v6.20 | 177 | 7642 | Rate Constraint in lbs/MMBtu | FALSE | L | Annual | Rate | lb/MMBtu | 0.52232 | 0.52232 | 0.52232 | 0.52232 | 0.52232 | 0.52232 | 0.52232
BART SO2 Annual- White Bluff 2- v6.20 | 177 | 7642 | Rate Constraint in lbs/MMBtu | FALSE | L | Annual | Generation | TWh | 4.7131 | 0.068091 | 0.068091 | 0.068091 | 0.063196 | 0.057215 | 0.057215
BART SO2 Annual- White Bluff 2- v6.20 | 177 | 7642 | Rate Constraint in lbs/MMBtu | FALSE | L | Annual | Qualifying Generation | TWh | 4.7131 | 0.068091 | 0.068091 | 0.068091 | 0.063196 | 0.057215 | 0.057215
BART SO2 Annual- White Bluff 2- v6.20 | 177 | 7642 | Rate Constraint in lbs/MMBtu | FALSE | L | Annual | Rate | lb/MWh | 5.3308 | 5.3308 | 5.3308 | 5.3308 | 5.3308 | 5.3308 | 5.3308
BART SO2 Annual- White Bluff 2- v6.20 | 177 | 7642 | Rate Constraint in lbs/MMBtu | FALSE | L | Annual | Constraint Shadow Price | US2022$/Ton | 0 | 0 | 0 | 0 | 0 | 0 | 0
BART SO2 Annual-Apache Station 2 -v5.13 | 178 | 7207 | Rate Constraint in lbs/MMBtu | FALSE | L | Annual | Seasons Included | Seasons | Winter, Spring, Summer, Fall | Winter, Spring, Summer, Fall | Winter, Spring, Summer, Fall | Winter, Spring, Summer, Fall | Winter, Spring, Summer, Fall | Winter, Spring, Summer, Fall | Winter, Spring, Summer, Fall
BART SO2 Annual-Apache Station 2 -v5.13 | 178 | 7207 | Rate Constraint in lbs/MMBtu | FALSE | L | Annual | Standard SO2 | lb/MMBtu | 0.00064 | 0.00064 | 0.00064 | 0.00064 | 0.00064 | 0.00064 | 0.00064
BART SO2 Annual-Apache Station 2 -v5.13 | 178 | 7207 | Rate Constraint in lbs/MMBtu | FALSE | L | Annual | Emissions at Affected Plants SO2 | Thousand Tons | 0 | 0 | 0 | 0 | 0 | 0 | 0
BART SO2 Annual-Apache Station 2 -v5.13 | 178 | 7207 | Rate Constraint in lbs/MMBtu | FALSE | L | Annual | Allowances Purchased SO2 | Thousand Tons | 0 | 0 | 0 | 0 | 0 | 0 | 0
BART SO2 Annual-Apache Station 2 -v5.13 | 178 | 7207 | Rate Constraint in lbs/MMBtu | FALSE | L | Annual | Allowances Sold SO2 | Thousand Tons | 0 | 0 | 0 | 0 | 0 | 0 | 0
BART SO2 Annual-Apache Station 2 -v5.13 | 178 | 7207 | Rate Constraint in lbs/MMBtu | FALSE | L | Annual | Allowances Banked | Thousand Tons | 0 | 0 | 0 | 0 | 0 | 0 | 0
BART SO2 Annual-Apache Station 2 -v5.13 | 178 | 7207 | Rate Constraint in lbs/MMBtu | FALSE | L | Annual | Allowances Withdrawn (1:1) | Thousand Tons | 0 | 0 | 0 | 0 | 0 | 0 | 0
BART SO2 Annual-Apache Station 2 -v5.13 | 178 | 7207 | Rate Constraint in lbs/MMBtu | FALSE | L | Annual | Allowances Withdrawn (1:n) | Thousand Tons | 0 | 0 | 0 | 0 | 0 | 0 | 0
BART SO2 Annual-Apache Station 2 -v5.13 | 178 | 7207 | Rate Constraint in lbs/MMBtu | FALSE | L | Annual | Total | Thousand Tons | 0 | 0 | 0 | 0 | 0 | 0 | 0
BART SO2 Annual-Apache Station 2 -v5.13 | 178 | 7207 | Rate Constraint in lbs/MMBtu | FALSE | L | Annual | Fuel Consumed | TBtu | 0.33913 | 0.33913 | 0.21857 | 0.21857 | 0.21857 | 0.21857 | 0.21857
BART SO2 Annual-Apache Station 2 -v5.13 | 178 | 7207 | Rate Constraint in lbs/MMBtu | FALSE | L | Annual | Rate | lb/MMBtu | 0 | 0 | 0 | 0 | 0 | 0 | 0
BART SO2 Annual-Apache Station 2 -v5.13 | 178 | 7207 | Rate Constraint in lbs/MMBtu | FALSE | L | Annual | Generation | TWh | 0.03066 | 0.03066 | 0.01976 | 0.01976 | 0.01976 | 0.01976 | 0.01976
BART SO2 Annual-Apache Station 2 -v5.13 | 178 | 7207 | Rate Constraint in lbs/MMBtu | FALSE | L | Annual | Qualifying Generation | TWh | 0.03066 | 0.03066 | 0.01976 | 0.01976 | 0.01976 | 0.01976 | 0.01976
BART SO2 Annual-Apache Station 2 -v5.13 | 178 | 7207 | Rate Constraint in lbs/MMBtu | FALSE | L | Annual | Rate | lb/MWh | 0 | 0 | 0 | 0 | 0 | 0 | 0
BART SO2 Annual-Apache Station 2 -v5.13 | 178 | 7207 | Rate Constraint in lbs/MMBtu | FALSE | L | Annual | Constraint Shadow Price | US2022$/Ton | 0 | 0 | 0 | 0 | 0 | 0 | 0
BART SO2 Annual-Apache Station 3 -v5.13 | 179 | 7208 | Rate Constraint in lbs/MMBtu | FALSE | L | Annual | Seasons Included | Seasons | Winter, Spring, Summer, Fall | Winter, Spring, Summer, Fall | Winter, Spring, Summer, Fall | Winter, Spring, Summer, Fall | Winter, Spring, Summer, Fall | Winter, Spring, Summer, Fall | Winter, Spring, Summer, Fall
BART SO2 Annual-Apache Station 3 -v5.13 | 179 | 7208 | Rate Constraint in lbs/MMBtu | FALSE | L | Annual | Standard SO2 | lb/MMBtu | 0.15 | 0.15 | 0.15 | 0.15 | 0.15 | 0.15 | 0.15
BART SO2 Annual-Apache Station 3 -v5.13 | 179 | 7208 | Rate Constraint in lbs/MMBtu | FALSE | L | Annual | Emissions at Affected Plants SO2 | Thousand Tons | 0.076155 | 0.17092 | 0.4985 | 0.4985 | 0.49303 | 0 | 0
BART SO2 Annual-Apache Station 3 -v5.13 | 179 | 7208 | Rate Constraint in lbs/MMBtu | FALSE | L | Annual | Allowances Purchased SO2 | Thousand Tons | 0 | 0 | 0 | 0 | 0 | 0 | 0
BART SO2 Annual-Apache Station 3 -v5.13 | 179 | 7208 | Rate Constraint in lbs/MMBtu | FALSE | L | Annual | Allowances Sold SO2 | Thousand Tons | 0 | 0 | 0 | 0 | 0 | 0 | 0
BART SO2 Annual-Apache Station 3 -v5.13 | 179 | 7208 | Rate Constraint in lbs/MMBtu | FALSE | L | Annual | Allowances Banked | Thousand Tons | 0 | 0 | 0 | 0 | 0 | 0 | 0
BART SO2 Annual-Apache Station 3 -v5.13 | 179 | 7208 | Rate Constraint in lbs/MMBtu | FALSE | L | Annual | Allowances Withdrawn (1:1) | Thousand Tons | 0 | 0 | 0 | 0 | 0 | 0 | 0
BART SO2 Annual-Apache Station 3 -v5.13 | 179 | 7208 | Rate Constraint in lbs/MMBtu | FALSE | L | Annual | Allowances Withdrawn (1:n) | Thousand Tons | 0 | 0 | 0 | 0 | 0 | 0 | 0
BART SO2 Annual-Apache Station 3 -v5.13 | 179 | 7208 | Rate Constraint in lbs/MMBtu | FALSE | L | Annual | Total | Thousand Tons | 0.076155 | 0.17092 | 0.4985 | 0.4985 | 0.49303 | 0 | 0
BART SO2 Annual-Apache Station 3 -v5.13 | 179 | 7208 | Rate Constraint in lbs/MMBtu | FALSE | L | Annual | Fuel Consumed | TBtu | 1.944 | 4.3631 | 12.7253 | 12.7253 | 12.5856 | 0 | 0
BART SO2 Annual-Apache Station 3 -v5.13 | 179 | 7208 | Rate Constraint in lbs/MMBtu | FALSE | L | Annual | Rate | lb/MMBtu | 0.078348 | 0.078348 | 0.078348 | 0.078348 | 0.078348 | 0 | 0
BART SO2 Annual-Apache Station 3 -v5.13 | 179 | 7208 | Rate Constraint in lbs/MMBtu | FALSE | L | Annual | Generation | TWh | 0.1677 | 0.37639 | 1.0978 | 1.0978 | 1.0857 | 0 | 0
BART SO2 Annual-Apache Station 3 -v5.13 | 179 | 7208 | Rate Constraint in lbs/MMBtu | FALSE | L | Annual | Qualifying Generation | TWh | 0.1677 | 0.37639 | 1.0978 | 1.0978 | 1.0857 | 0 | 0
BART SO2 Annual-Apache Station 3 -v5.13 | 179 | 7208 | Rate Constraint in lbs/MMBtu | FALSE | L | Annual | Rate | lb/MWh | 0.90821 | 0.90821 | 0.90821 | 0.90821 | 0.90821 | 0 | 0
BART SO2 Annual-Apache Station 3 -v5.13 | 179 | 7208 | Rate Constraint in lbs/MMBtu | FALSE | L | Annual | Constraint Shadow Price | US2022$/Ton | 0 | 0 | 0 | 0 | 0 | 0 | 0
BART SO2 Annual-Coronado U1B -v5.13 | 180 | 7214 | Rate Constraint in lbs/MMBtu | FALSE | L | Annual | Seasons Included | Seasons | Winter, Spring, Summer, Fall | Winter, Spring, Summer, Fall | Winter, Spring, Summer, Fall | Winter, Spring, Summer, Fall | Winter, Spring, Summer, Fall | Winter, Spring, Summer, Fall | Winter, Spring, Summer, Fall
BART SO2 Annual-Coronado U1B -v5.13 | 180 | 7214 | Rate Constraint in lbs/MMBtu | FALSE | L | Annual | Standard SO2 | lb/MMBtu | 0.06 | 0.06 | 0.06 | 0.06 | 0.06 | 0.06 | 0.06
BART SO2 Annual-Coronado U1B -v5.13 | 180 | 7214 | Rate Constraint in lbs/MMBtu | FALSE | L | Annual | Emissions at Affected Plants SO2 | Thousand Tons | 0.037145 | 0.25869 | 0.25869 | 0.21389 | 0.25869 | 0.25869 | 0.25869
BART SO2 Annual-Coronado U1B -v5.13 | 180 | 7214 | Rate Constraint in lbs/MMBtu | FALSE | L | Annual | Allowances Purchased SO2 | Thousand Tons | 0 | 0 | 0 | 0 | 0 | 0 | 0
BART SO2 Annual-Coronado U1B -v5.13 | 180 | 7214 | Rate Constraint in lbs/MMBtu | FALSE | L | Annual | Allowances Sold SO2 | Thousand Tons | 0 | 0 | 0 | 0 | 0 | 0 | 0
BART SO2 Annual-Coronado U1B -v5.13 | 180 | 7214 | Rate Constraint in lbs/MMBtu | FALSE | L | Annual | Allowances Banked | Thousand Tons | 0 | 0 | 0 | 0 | 0 | 0 | 0
BART SO2 Annual-Coronado U1B -v5.13 | 180 | 7214 | Rate Constraint in lbs/MMBtu | FALSE | L | Annual | Allowances Withdrawn (1:1) | Thousand Tons | 0 | 0 | 0 | 0 | 0 | 0 | 0
BART SO2 Annual-Coronado U1B -v5.13 | 180 | 7214 | Rate Constraint in lbs/MMBtu | FALSE | L | Annual | Allowances Withdrawn (1:n) | Thousand Tons | 0 | 0 | 0 | 0 | 0 | 0 | 0
BART SO2 Annual-Coronado U1B -v5.13 | 180 | 7214 | Rate Constraint in lbs/MMBtu | FALSE | L | Annual | Total | Thousand Tons | 0.037145 | 0.25869 | 0.25869 | 0.21389 | 0.25869 | 0.25869 | 0.25869
BART SO2 Annual-Coronado U1B -v5.13 | 180 | 7214 | Rate Constraint in lbs/MMBtu | FALSE | L | Annual | Fuel Consumed | TBtu | 6.4255 | 27.2168 | 27.2168 | 27.2168 | 27.2168 | 27.2168 | 27.2168
BART SO2 Annual-Coronado U1B -v5.13 | 180 | 7214 | Rate Constraint in lbs/MMBtu | FALSE | L | Annual | Rate | lb/MMBtu | 0.011562 | 0.01901 | 0.01901 | 0.015718 | 0.01901 | 0.01901 | 0.01901
BART SO2 Annual-Coronado U1B -v5.13 | 180 | 7214 | Rate Constraint in lbs/MMBtu | FALSE | L | Annual | Generation | TWh | 0.60169 | 2.5486 | 2.5486 | 2.5486 | 2.5486 | 2.5486 | 2.5486
BART SO2 Annual-Coronado U1B -v5.13 | 180 | 7214 | Rate Constraint in lbs/MMBtu | FALSE | L | Annual | Qualifying Generation | TWh | 0.60169 | 2.5486 | 2.5486 | 2.5486 | 2.5486 | 2.5486 | 2.5486
BART SO2 Annual-Coronado U1B -v5.13 | 180 | 7214 | Rate Constraint in lbs/MMBtu | FALSE | L | Annual | Rate | lb/MWh | 0.12347 | 0.20301 | 0.20301 | 0.16785 | 0.20301 | 0.20301 | 0.20301
BART SO2 Annual-Coronado U1B -v5.13 | 180 | 7214 | Rate Constraint in lbs/MMBtu | FALSE | L | Annual | Constraint Shadow Price | US2022$/Ton | 0 | 0 | 0 | 0 | 0 | 0 | 0
BART SO2 Annual-Coronado U2B -v5.13 | 181 | 7215 | Rate Constraint in lbs/MMBtu | FALSE | L | Annual | Seasons Included | Seasons | Winter, Spring, Summer, Fall | Winter, Spring, Summer, Fall | Winter, Spring, Summer, Fall | Winter, Spring, Summer, Fall | Winter, Spring, Summer, Fall | Winter, Spring, Summer, Fall | Winter, Spring, Summer, Fall
BART SO2 Annual-Coronado U2B -v5.13 | 181 | 7215 | Rate Constraint in lbs/MMBtu | FALSE | L | Annual | Standard SO2 | lb/MMBtu | 0.06 | 0.06 | 0.06 | 0.06 | 0.06 | 0.06 | 0.06
BART SO2 Annual-Coronado U2B -v5.13 | 181 | 7215 | Rate Constraint in lbs/MMBtu | FALSE | L | Annual | Emissions at Affected Plants SO2 | Thousand Tons | 0.061823 | 0.26186 | 0.26186 | 0.23147 | 0.26186 | 0.26186 | 0.26186
BART SO2 Annual-Coronado U2B -v5.13 | 181 | 7215 | Rate Constraint in lbs/MMBtu | FALSE | L | Annual | Allowances Purchased SO2 | Thousand Tons | 0 | 0 | 0 | 0 | 0 | 0 | 0
BART SO2 Annual-Coronado U2B -v5.13 | 181 | 7215 | Rate Constraint in lbs/MMBtu | FALSE | L | Annual | Allowances Sold SO2 | Thousand Tons | 0 | 0 | 0 | 0 | 0 | 0 | 0
BART SO2 Annual-Coronado U2B -v5.13 | 181 | 7215 | Rate Constraint in lbs/MMBtu | FALSE | L | Annual | Allowances Banked | Thousand Tons | 0 | 0 | 0 | 0 | 0 | 0 | 0
BART SO2 Annual-Coronado U2B -v5.13 | 181 | 7215 | Rate Constraint in lbs/MMBtu | FALSE | L | Annual | Allowances Withdrawn (1:1) | Thousand Tons | 0 | 0 | 0 | 0 | 0 | 0 | 0
BART SO2 Annual-Coronado U2B -v5.13 | 181 | 7215 | Rate Constraint in lbs/MMBtu | FALSE | L | Annual | Allowances Withdrawn (1:n) | Thousand Tons | 0 | 0 | 0 | 0 | 0 | 0 | 0
BART SO2 Annual-Coronado U2B -v5.13 | 181 | 7215 | Rate Constraint in lbs/MMBtu | FALSE | L | Annual | Total | Thousand Tons | 0.061823 | 0.26186 | 0.26186 | 0.23147 | 0.26186 | 0.26186 | 0.26186
BART SO2 Annual-Coronado U2B -v5.13 | 181 | 7215 | Rate Constraint in lbs/MMBtu | FALSE | L | Annual | Fuel Consumed | TBtu | 6.5044 | 27.5507 | 27.5507 | 27.5507 | 27.5507 | 27.5507 | 27.5507
BART SO2 Annual-Coronado U2B -v5.13 | 181 | 7215 | Rate Constraint in lbs/MMBtu | FALSE | L | Annual | Rate | lb/MMBtu | 0.01901 | 0.01901 | 0.01901 | 0.016804 | 0.01901 | 0.01901 | 0.01901
BART SO2 Annual-Coronado U2B -v5.13 | 181 | 7215 | Rate Constraint in lbs/MMBtu | FALSE | L | Annual | Generation | TWh | 0.6084 | 2.577 | 2.577 | 2.577 | 2.577 | 2.577 | 2.577
BART SO2 Annual-Coronado U2B -v5.13 | 181 | 7215 | Rate Constraint in lbs/MMBtu | FALSE | L | Annual | Qualifying Generation | TWh | 0.6084 | 2.577 | 2.577 | 2.577 | 2.577 | 2.577 | 2.577
BART SO2 Annual-Coronado U2B -v5.13 | 181 | 7215 | Rate Constraint in lbs/MMBtu | FALSE | L | Annual | Rate | lb/MWh | 0.20323 | 0.20323 | 0.20323 | 0.17965 | 0.20323 | 0.20323 | 0.20323
BART SO2 Annual-Coronado U2B -v5.13 | 181 | 7215 | Rate Constraint in lbs/MMBtu | FALSE | L | Annual | Constraint Shadow Price | US2022$/Ton | 0 | 0 | 0 | 0 | 0 | 0 | 0
BART SO2 Annual-Craig C2 -v5.14 | 182 | 7201 | Rate Constraint in lbs/MMBtu | FALSE | L | Annual | Seasons Included | Seasons | Winter, Spring, Summer, Fall | Winter, Spring, Summer, Fall | Winter, Spring, Summer, Fall | Winter, Spring, Summer, Fall | Winter, Spring, Summer, Fall | Winter, Spring, Summer, Fall | Winter, Spring, Summer, Fall
BART SO2 Annual-Craig C2 -v5.14 | 182 | 7201 | Rate Constraint in lbs/MMBtu | FALSE | L | Annual | Standard SO2 | lb/MMBtu | 0.11 | 0.11 | 0.11 | 0.11 | 0.11 | 0.11 | 0.11
BART SO2 Annual-Craig C2 -v5.14 | 182 | 7201 | Rate Constraint in lbs/MMBtu | FALSE | L | Annual | Emissions at Affected Plants SO2 | Thousand Tons | 0.43949 | 0 | 0 | 0 | 0 | 0 | 0
BART SO2 Annual-Craig C2 -v5.14 | 182 | 7201 | Rate Constraint in lbs/MMBtu | FALSE | L | Annual | Allowances Purchased SO2 | Thousand Tons | 0 | 0 | 0 | 0 | 0 | 0 | 0
BART SO2 Annual-Craig C2 -v5.14 | 182 | 7201 | Rate Constraint in lbs/MMBtu | FALSE | L | Annual | Allowances Sold SO2 | Thousand Tons | 0 | 0 | 0 | 0 | 0 | 0 | 0
BART SO2 Annual-Craig C2 -v5.14 | 182 | 7201 | Rate Constraint in lbs/MMBtu | FALSE | L | Annual | Allowances Banked | Thousand Tons | 0 | 0 | 0 | 0 | 0 | 0 | 0
BART SO2 Annual-Craig C2 -v5.14 | 182 | 7201 | Rate Constraint in lbs/MMBtu | FALSE | L | Annual | Allowances Withdrawn (1:1) | Thousand Tons | 0 | 0 | 0 | 0 | 0 | 0 | 0
BART SO2 Annual-Craig C2 -v5.14 | 182 | 7201 | Rate Constraint in lbs/MMBtu | FALSE | L | Annual | Allowances Withdrawn (1:n) | Thousand Tons | 0 | 0 | 0 | 0 | 0 | 0 | 0
BART SO2 Annual-Craig C2 -v5.14 | 182 | 7201 | Rate Constraint in lbs/MMBtu | FALSE | L | Annual | Total | Thousand Tons | 0.43949 | 0 | 0 | 0 | 0 | 0 | 0
BART SO2 Annual-Craig C2 -v5.14 | 182 | 7201 | Rate Constraint in lbs/MMBtu | FALSE | L | Annual | Fuel Consumed | TBtu | 18.9421 | 0 | 0 | 0 | 0 | 0 | 0
BART SO2 Annual-Craig C2 -v5.14 | 182 | 7201 | Rate Constraint in lbs/MMBtu | FALSE | L | Annual | Rate | lb/MMBtu | 0.046403 | 0 | 0 | 0 | 0 | 0 | 0
BART SO2 Annual-Craig C2 -v5.14 | 182 | 7201 | Rate Constraint in lbs/MMBtu | FALSE | L | Annual | Generation | TWh | 1.8498 | 0 | 0 | 0 | 0 | 0 | 0
BART SO2 Annual-Craig C2 -v5.14 | 182 | 7201 | Rate Constraint in lbs/MMBtu | FALSE | L | Annual | Qualifying Generation | TWh | 1.8498 | 0 | 0 | 0 | 0 | 0 | 0
BART SO2 Annual-Craig C2 -v5.14 | 182 | 7201 | Rate Constraint in lbs/MMBtu | FALSE | L | Annual | Rate | lb/MWh | 0.47517 | 0 | 0 | 0 | 0 | 0 | 0
BART SO2 Annual-Craig C2 -v5.14 | 182 | 7201 | Rate Constraint in lbs/MMBtu | FALSE | L | Annual | Constraint Shadow Price | US2022$/Ton | 0 | 0 | 0 | 0 | 0 | 0 | 0
BART SO2 Annual-Jeffrey Energy Center 1 -v5.13 | 183 | 7216 | Rate Constraint in lbs/MMBtu | FALSE | L | Annual | Seasons Included | Seasons | Winter, Spring, Summer, Fall | Winter, Spring, Summer, Fall | Winter, Spring, Summer, Fall | Winter, Spring, Summer, Fall | Winter, Spring, Summer, Fall | Winter, Spring, Summer, Fall | Winter, Spring, Summer, Fall
BART SO2 Annual-Jeffrey Energy Center 1 -v5.13 | 183 | 7216 | Rate Constraint in lbs/MMBtu | FALSE | L | Annual | Standard SO2 | lb/MMBtu | 0.15 | 0.15 | 0.15 | 0.15 | 0.15 | 0.15 | 0.15
BART SO2 Annual-Jeffrey Energy Center 1 -v5.13 | 183 | 7216 | Rate Constraint in lbs/MMBtu | FALSE | L | Annual | Emissions at Affected Plants SO2 | Thousand Tons | 0.22626 | 0.22626 | 0.22626 | 0.22626 | 0 | 0 | 0
BART SO2 Annual-Jeffrey Energy Center 1 -v5.13 | 183 | 7216 | Rate Constraint in lbs/MMBtu | FALSE | L | Annual | Allowances Purchased SO2 | Thousand Tons | 0 | 0 | 0 | 0 | 0 | 0 | 0
BART SO2 Annual-Jeffrey Energy Center 1 -v5.13 | 183 | 7216 | Rate Constraint in lbs/MMBtu | FALSE | L | Annual | Allowances Sold SO2 | Thousand Tons | 0 | 0 | 0 | 0 | 0 | 0 | 0
BART SO2 Annual-Jeffrey Energy Center 1 -v5.13 | 183 | 7216 | Rate Constraint in lbs/MMBtu | FALSE | L | Annual | Allowances Banked | Thousand Tons | 0 | 0 | 0 | 0 | 0 | 0 | 0
BART SO2 Annual-Jeffrey Energy Center 1 -v5.13 | 183 | 7216 | Rate Constraint in lbs/MMBtu | FALSE | L | Annual | Allowances Withdrawn (1:1) | Thousand Tons | 0 | 0 | 0 | 0 | 0 | 0 | 0
BART SO2 Annual-Jeffrey Energy Center 1 -v5.13 | 183 | 7216 | Rate Constraint in lbs/MMBtu | FALSE | L | Annual | Allowances Withdrawn (1:n) | Thousand Tons | 0 | 0 | 0 | 0 | 0 | 0 | 0
BART SO2 Annual-Jeffrey Energy Center 1 -v5.13 | 183 | 7216 | Rate Constraint in lbs/MMBtu | FALSE | L | Annual | Total | Thousand Tons | 0.22626 | 0.22626 | 0.22626 | 0.22626 | 0 | 0 | 0
BART SO2 Annual-Jeffrey Energy Center 1 -v5.13 | 183 | 7216 | Rate Constraint in lbs/MMBtu | FALSE | L | Annual | Fuel Consumed | TBtu | 50.9634 | 50.9634 | 50.9634 | 50.9634 | 0 | 0 | 0
BART SO2 Annual-Jeffrey Energy Center 1 -v5.13 | 183 | 7216 | Rate Constraint in lbs/MMBtu | FALSE | L | Annual | Rate | lb/MMBtu | 0.0088794 | 0.0088794 | 0.0088794 | 0.0088794 | 0 | 0 | 0
BART SO2 Annual-Jeffrey Energy Center 1 -v5.13 | 183 | 7216 | Rate Constraint in lbs/MMBtu | FALSE | L | Annual | Generation | TWh | 4.6373 | 4.6373 | 3.0209 | 3.0209 | 0 | 0 | 0
BART SO2 Annual-Jeffrey Energy Center 1 -v5.13 | 183 | 7216 | Rate Constraint in lbs/MMBtu | FALSE | L | Annual | Qualifying Generation | TWh | 4.6373 | 4.6373 | 3.0209 | 3.0209 | 0 | 0 | 0
BART SO2 Annual-Jeffrey Energy Center 1 -v5.13 | 183 | 7216 | Rate Constraint in lbs/MMBtu | FALSE | L | Annual | Rate | lb/MWh | 0.097585 | 0.097585 | 0.1498 | 0.1498 | 0 | 0 | 0
BART SO2 Annual-Jeffrey Energy Center 1 -v5.13 | 183 | 7216 | Rate Constraint in lbs/MMBtu | FALSE | L | Annual | Constraint Shadow Price | US2022$/Ton | 0 | 0 | 0 | 0 | 0 | 0 | 0
BART SO2 Annual-Jeffrey Energy Center 2 -v5.13 | 184 | 7217 | Rate Constraint in lbs/MMBtu | FALSE | L | Annual | Seasons Included | Seasons | Winter, Spring, Summer, Fall | Winter, Spring, Summer, Fall | Winter, Spring, Summer, Fall | Winter, Spring, Summer, Fall | Winter, Spring, Summer, Fall | Winter, Spring, Summer, Fall | Winter, Spring, Summer, Fall
BART SO2 Annual-Jeffrey Energy Center 2 -v5.13 | 184 | 7217 | Rate Constraint in lbs/MMBtu | FALSE | L | Annual | Standard SO2 | lb/MMBtu | 0.15 | 0.15 | 0.15 | 0.15 | 0.15 | 0.15 | 0.15
BART SO2 Annual-Jeffrey Energy Center 2 -v5.13 | 184 | 7217 | Rate Constraint in lbs/MMBtu | FALSE | L | Annual | Emissions at Affected Plants SO2 | Thousand Tons | 0.19783 | 0.22987 | 0.22987 | 0.19998 | 0.182 | 0.1518 | 0.14467
BART SO2 Annual-Jeffrey Energy Center 2 -v5.13 | 184 | 7217 | Rate Constraint in lbs/MMBtu | FALSE | L | Annual | Allowances Purchased SO2 | Thousand Tons | 0 | 0 | 0 | 0 | 0 | 0 | 0
BART SO2 Annual-Jeffrey Energy Center 2 -v5.13 | 184 | 7217 | Rate Constraint in lbs/MMBtu | FALSE | L | Annual | Allowances Sold SO2 | Thousand Tons | 0 | 0 | 0 | 0 | 0 | 0 | 0
BART SO2 Annual-Jeffrey Energy Center 2 -v5.13 | 184 | 7217 | Rate Constraint in lbs/MMBtu | FALSE | L | Annual | Allowances Banked | Thousand Tons | 0 | 0 | 0 | 0 | 0 | 0 | 0
BART SO2 Annual-Jeffrey Energy Center 2 -v5.13 | 184 | 7217 | Rate Constraint in lbs/MMBtu | FALSE | L | Annual | Allowances Withdrawn (1:1) | Thousand Tons | 0 | 0 | 0 | 0 | 0 | 0 | 0
BART SO2 Annual-Jeffrey Energy Center 2 -v5.13 | 184 | 7217 | Rate Constraint in lbs/MMBtu | FALSE | L | Annual | Allowances Withdrawn (1:n) | Thousand Tons | 0 | 0 | 0 | 0 | 0 | 0 | 0
BART SO2 Annual-Jeffrey Energy Center 2 -v5.13 | 184 | 7217 | Rate Constraint in lbs/MMBtu | FALSE | L | Annual | Total | Thousand Tons | 0.19783 | 0.22987 | 0.22987 | 0.19998 | 0.182 | 0.1518 | 0.14467
BART SO2 Annual-Jeffrey Energy Center 2 -v5.13 | 184 | 7217 | Rate Constraint in lbs/MMBtu | FALSE | L | Annual | Fuel Consumed | TBtu | 44.5589 | 51.776 | 51.776 | 45.0424 | 40.9932 | 34.1916 | 32.5857
BART SO2 Annual-Jeffrey Energy Center 2 -v5.13 | 184 | 7217 | Rate Constraint in lbs/MMBtu | FALSE | L | Annual | Rate | lb/MMBtu | 0.0088794 | 0.0088794 | 0.0088794 | 0.0088794 | 0.0088794 | 0.0088794 | 0.0088794
BART SO2 Annual-Jeffrey Energy Center 2 -v5.13 | 184 | 7217 | Rate Constraint in lbs/MMBtu | FALSE | L | Annual | Generation | TWh | 3.9959 | 4.6432 | 4.5712 | 3.9668 | 3.6762 | 3.0662 | 2.9219
BART SO2 Annual-Jeffrey Energy Center 2 -v5.13 | 184 | 7217 | Rate Constraint in lbs/MMBtu | FALSE | L | Annual | Qualifying Generation | TWh | 3.9959 | 4.6432 | 4.5712 | 3.9668 | 3.6762 | 3.0662 | 2.9219
BART SO2 Annual-Jeffrey Energy Center 2 -v5.13 | 184 | 7217 | Rate Constraint in lbs/MMBtu | FALSE | L | Annual | Rate | lb/MWh | 0.099015 | 0.099015 | 0.10057 | 0.10083 | 0.099015 | 0.099015 | 0.099024
BART SO2 Annual-Jeffrey Energy Center 2 -v5.13 | 184 | 7217 | Rate Constraint in lbs/MMBtu | FALSE | L | Annual | Constraint Shadow Price | US2022$/Ton | 0 | 0 | 0 | 0 | 0 | 0 | 0
BART SO2 Annual-La Cygne 1 -v5.13 | 185 | 7218 | Rate Constraint in lbs/MMBtu | FALSE | L | Annual | Seasons Included | Seasons | Winter, Spring, Summer, Fall | Winter, Spring, Summer, Fall | Winter, Spring, Summer, Fall | Winter, Spring, Summer, Fall | Winter, Spring, Summer, Fall | Winter, Spring, Summer, Fall | Winter, Spring, Summer, Fall
BART SO2 Annual-La Cygne 1 -v5.13 | 185 | 7218 | Rate Constraint in lbs/MMBtu | FALSE | L | Annual | Standard SO2 | lb/MMBtu | 0.15 | 0.15 | 0.15 | 0.15 | 0.15 | 0.15 | 0.15
BART SO2 Annual-La Cygne 1 -v5.13 | 185 | 7218 | Rate Constraint in lbs/MMBtu | FALSE | L | Annual | Emissions at Affected Plants SO2 | Thousand Tons | 0.52669 | 0.73963 | 0.73963 | 0.6212 | 0.24968 | 0 | 0
BART SO2 Annual-La Cygne 1 -v5.13 | 185 | 7218 | Rate Constraint in lbs/MMBtu | FALSE | L | Annual | Allowances Purchased SO2 | Thousand Tons | 0 | 0 | 0 | 0 | 0 | 0 | 0
BART SO2 Annual-La Cygne 1 -v5.13 | 185 | 7218 | Rate Constraint in lbs/MMBtu | FALSE | L | Annual | Allowances Sold SO2 | Thousand Tons | 0 | 0 | 0 | 0 | 0 | 0 | 0
BART SO2 Annual-La Cygne 1 -v5.13 | 185 | 7218 | Rate Constraint in lbs/MMBtu | FALSE | L | Annual | Allowances Banked | Thousand Tons | 0 | 0 | 0 | 0 | 0 | 0 | 0
BART SO2 Annual-La Cygne 1 -v5.13 | 185 | 7218 | Rate Constraint in lbs/MMBtu | FALSE | L | Annual | Allowances Withdrawn (1:1) | Thousand Tons | 0 | 0 | 0 | 0 | 0 | 0 | 0
BART SO2 Annual-La Cygne 1 -v5.13 | 185 | 7218 | Rate Constraint in lbs/MMBtu | FALSE | L | Annual | Allowances Withdrawn (1:n) | Thousand Tons | 0 | 0 | 0 | 0 | 0 | 0 | 0
BART SO2 Annual-La Cygne 1 -v5.13 | 185 | 7218 | Rate Constraint in lbs/MMBtu | FALSE | L | Annual | Total | Thousand Tons | 0.52669 | 0.73963 | 0.73963 | 0.6212 | 0.24968 | 0 | 0
BART SO2 Annual-La Cygne 1 -v5.13 | 185 | 7218 | Rate Constraint in lbs/MMBtu | FALSE | L | Annual | Fuel Consumed | TBtu | 41.5811 | 58.3916 | 58.3916 | 49.0418 | 19.7119 | 0 | 0
BART SO2 Annual-La Cygne 1 -v5.13 | 185 | 7218 | Rate Constraint in lbs/MMBtu | FALSE | L | Annual | Rate | lb/MMBtu | 0.025333 | 0.025333 | 0.025333 | 0.025333 | 0.025333 | 0 | 0
BART SO2 Annual-La Cygne 1 -v5.13 | 185 | 7218 | Rate Constraint in lbs/MMBtu | FALSE | L | Annual | Generation | TWh | 3.7359 | 5.2463 | 5.2463 | 4.4063 | 1.7711 | 0 | 0
BART SO2 Annual-La Cygne 1 -v5.13 | 185 | 7218 | Rate Constraint in lbs/MMBtu | FALSE | L | Annual | Qualifying Generation | TWh | 3.7359 | 5.2463 | 5.2463 | 4.4063 | 1.7711 | 0 | 0
BART SO2 Annual-La Cygne 1 -v5.13 | 185 | 7218 | Rate Constraint in lbs/MMBtu | FALSE | L | Annual | Rate | lb/MWh | 0.28196 | 0.28196 | 0.28196 | 0.28196 | 0.28196 | 0 | 0
BART SO2 Annual-La Cygne 1 -v5.13 | 185 | 7218 | Rate Constraint in lbs/MMBtu | FALSE | L | Annual | Constraint Shadow Price | US2022$/Ton | 0 | 0 | 0 | 0 | 0 | 0 | 0
BART SO2 Annual-La Cygne 2 -v5.13 | 186 | 7219 | Rate Constraint in lbs/MMBtu | FALSE | L | Annual | Seasons Included | Seasons | Winter, Spring, Summer, Fall | Winter, Spring, Summer, Fall | Winter, Spring, Summer, Fall | Winter, Spring, Summer, Fall | Winter, Spring, Summer, Fall | Winter, Spring, Summer, Fall | Winter, Spring, Summer, Fall
BART SO2 Annual-La Cygne 2 -v5.13 | 186 | 7219 | Rate Constraint in lbs/MMBtu | FALSE | L | Annual | Standard SO2 | lb/MMBtu | 0.15 | 0.15 | 0.15 | 0.15 | 0.15 | 0.15 | 0.15
BART SO2 Annual-La Cygne 2 -v5.13 | 186 | 7219 | Rate Constraint in lbs/MMBtu | FALSE | L | Annual | Emissions at Affected Plants SO2 | Thousand Tons | 0.4746 | 0.4746 | 0.4746 | 0.45016 | 0.2348 | 0.19233 | 0.22165
BART SO2 Annual-La Cygne 2 -v5.13 | 186 | 7219 | Rate Constraint in lbs/MMBtu | FALSE | L | Annual | Allowances Purchased SO2 | Thousand Tons | 0 | 0 | 0 | 0 | 0 | 0 | 0
BART SO2 Annual-La Cygne 2 -v5.13 | 186 | 7219 | Rate Constraint in lbs/MMBtu | FALSE | L | Annual | Allowances Sold SO2 | Thousand Tons | 0 | 0 | 0 | 0 | 0 | 0 | 0
BART SO2 Annual-La Cygne 2 -v5.13 | 186 | 7219 | Rate Constraint in lbs/MMBtu | FALSE | L | Annual | Allowances Banked | Thousand Tons | 0 | 0 | 0 | 0 | 0 | 0 | 0
BART SO2 Annual-La Cygne 2 -v5.13 | 186 | 7219 | Rate Constraint in lbs/MMBtu | FALSE | L | Annual | Allowances Withdrawn (1:1) | Thousand Tons | 0 | 0 | 0 | 0 | 0 | 0 | 0
BART SO2 Annual-La Cygne 2 -v5.13 | 186 | 7219 | Rate Constraint in lbs/MMBtu | FALSE | L | Annual | Allowances Withdrawn (1:n) | Thousand Tons | 0 | 0 | 0 | 0 | 0 | 0 | 0
BART SO2 Annual-La Cygne 2 -v5.13 | 186 | 7219 | Rate Constraint in lbs/MMBtu | FALSE | L | Annual | Total | Thousand Tons | 0.4746 | 0.4746 | 0.4746 | 0.45016 | 0.2348 | 0.19233 | 0.22165
BART SO2 Annual-La Cygne 2 -v5.13 | 186 | 7219 | Rate Constraint in lbs/MMBtu | FALSE | L | Annual | Fuel Consumed | TBtu | 50.6799 | 50.6799 | 50.6799 | 48.0701 | 25.0726 | 20.5384 | 23.669
BART SO2 Annual-La Cygne 2 -v5.13 | 186 | 7219 | Rate Constraint in lbs/MMBtu | FALSE | L | Annual | Rate | lb/MMBtu | 0.018729 | 0.018729 | 0.018729 | 0.018729 | 0.018729 | 0.018729 | 0.018729
BART SO2 Annual-La Cygne 2 -v5.13 | 186 | 7219 | Rate Constraint in lbs/MMBtu | FALSE | L | Annual | Generation | TWh | 4.6303 | 4.6303 | 4.0011 | 3.7627 | 2.2907 | 1.8765 | 2.1625
BART SO2 Annual-La Cygne 2 -v5.13 | 186 | 7219 | Rate Constraint in lbs/MMBtu | FALSE | L | Annual | Qualifying Generation | TWh | 4.6303 | 4.6303 | 4.0011 | 3.7627 | 2.2907 | 1.8765 | 2.1625
BART SO2 Annual-La Cygne 2 -v5.13 | 186 | 7219 | Rate Constraint in lbs/MMBtu | FALSE | L | Annual | Rate | lb/MWh | 0.205 | 0.205 | 0.23723 | 0.23928 | 0.205 | 0.205 | 0.205
BART SO2 Annual-La Cygne 2 -v5.13 | 186 | 7219 | Rate Constraint in lbs/MMBtu | FALSE | L | Annual | Constraint Shadow Price | US2022$/Ton | 0 | 0 | 0 | 0 | 0 | 0 | 0
BART SO2 Annual-Leland Olds 1 -v5.13 | 187 | 7220 | Rate Constraint in lbs/MMBtu | FALSE | L | Annual | Seasons Included | Seasons | Winter, Spring, Summer, Fall | Winter, Spring, Summer, Fall | Winter, Spring, Summer, Fall | Winter, Spring, Summer, Fall | Winter, Spring, Summer, Fall | Winter, Spring, Summer, Fall | Winter, Spring, Summer, Fall
BART SO2 Annual-Leland Olds 1 -v5.13 | 187 | 7220 | Rate Constraint in lbs/MMBtu | FALSE | L | Annual | Standard SO2 | lb/MMBtu | 0.15 | 0.15 | 0.15 | 0.15 | 0.15 | 0.15 | 0.15
BART SO2 Annual-Leland Olds 1 -v5.13 | 187 | 7220 | Rate Constraint in lbs/MMBtu | FALSE | L | Annual | Emissions at Affected Plants SO2 | Thousand Tons | 0.15912 | 0.54843 | 0.54843 | 0.54843 | 0 | 0 | 0
BART SO2 Annual-Leland Olds 1 -v5.13 | 187 | 7220 | Rate Constraint in lbs/MMBtu | FALSE | L | Annual | Allowances Purchased SO2 | Thousand Tons | 0 | 0 | 0 | 0 | 0 | 0 | 0
BART SO2 Annual-Leland Olds 1 -v5.13 | 187 | 7220 | Rate Constraint in lbs/MMBtu | FALSE | L | Annual | Allowances Sold SO2 | Thousand Tons | 0 | 0 | 0 | 0 | 0 | 0 | 0
BART SO2 Annual-Leland Olds 1 -v5.13 | 187 | 7220 | Rate Constraint in lbs/MMBtu | FALSE | L | Annual | Allowances Banked | Thousand Tons | 0 | 0 | 0 | 0 | 0 | 0 | 0
BART SO2 Annual-Leland Olds 1 -v5.13 | 187 | 7220 | Rate Constraint in lbs/MMBtu | FALSE | L | Annual | Allowances Withdrawn (1:1) | Thousand Tons | 0 | 0 | 0 | 0 | 0 | 0 | 0
BART SO2 Annual-Leland Olds 1 -v5.13 | 187 | 7220 | Rate Constraint in lbs/MMBtu | FALSE | L | Annual | Allowances Withdrawn (1:n) | Thousand Tons | 0 | 0 | 0 | 0 | 0 | 0 | 0
BART SO2 Annual-Leland Olds 1 -v5.13 | 187 | 7220 | Rate Constraint in lbs/MMBtu | FALSE | L | Annual | Total | Thousand Tons | 0.15912 | 0.54843 | 0.54843 | 0.54843 | 0 | 0 | 0
BART SO2 Annual-Leland Olds 1 -v5.13 | 187 | 7220 | Rate Constraint in lbs/MMBtu | FALSE | L | Annual | Fuel Consumed | TBtu | 4.4561 | 18.281 | 18.281 | 18.281 | 0 | 0 | 0
BART SO2 Annual-Leland Olds 1 -v5.13 | 187 | 7220 | Rate Constraint in lbs/MMBtu | FALSE | L | Annual | Rate | lb/MMBtu | 0.071417 | 0.06 | 0.06 | 0.06 | 0 | 0 | 0
BART SO2 Annual-Leland Olds 1 -v5.13 | 187 | 7220 | Rate Constraint in lbs/MMBtu | FALSE | L | Annual | Generation | TWh | 0.37601 | 1.5426 | 0.95323 | 0.95323 | 0 | 0 | 0
BART SO2 Annual-Leland Olds 1 -v5.13 | 187 | 7220 | Rate Constraint in lbs/MMBtu | FALSE | L | Annual | Qualifying Generation | TWh | 0.37601 | 1.5426 | 0.95323 | 0.95323 | 0 | 0 | 0
BART SO2 Annual-Leland Olds 1 -v5.13 | 187 | 7220 | Rate Constraint in lbs/MMBtu | FALSE | L | Annual | Rate | lb/MWh | 0.84636 | 0.71106 | 1.1507 | 1.1507 | 0 | 0 | 0
BART SO2 Annual-Leland Olds 1 -v5.13 | 187 | 7220 | Rate Constraint in lbs/MMBtu | FALSE | L | Annual | Constraint Shadow Price | US2022$/Ton | 0 | 0 | 0 | 0 | 0 | 0 | 0
BART SO2 Annual-Leland Olds 2 -v5.13 | 188 | 7221 | Rate Constraint in lbs/MMBtu | FALSE | L | Annual | Seasons Included | Seasons | Winter, Spring, Summer, Fall | Winter, Spring, Summer, Fall | Winter, Spring, Summer, Fall | Winter, Spring, Summer, Fall | Winter, Spring, Summer, Fall | Winter, Spring, Summer, Fall | Winter, Spring, Summer, Fall
BART SO2 Annual-Leland Olds 2 -v5.13 | 188 | 7221 | Rate Constraint in lbs/MMBtu | FALSE | L | Annual | Standard SO2 | lb/MMBtu | 0.15 | 0.15 | 0.15 | 0.15 | 0.15 | 0.15 | 0.15
BART SO2 Annual-Leland Olds 2 -v5.13 | 188 | 7221 | Rate Constraint in lbs/MMBtu | FALSE | L | Annual | Emissions at Affected Plants SO2 | Thousand Tons | 0.35311 | 1.0679 | 1.0679 | 1.0648 | 0.14757 | 0.11053 | 0.13738
BART SO2 Annual-Leland Olds 2 -v5.13 | 188 | 7221 | Rate Constraint in lbs/MMBtu | FALSE | L | Annual | Allowances Purchased SO2 | Thousand Tons | 0 | 0 | 0 | 0 | 0 | 0 | 0
BART SO2 Annual-Leland Olds 2 -v5.13 | 188 | 7221 | Rate Constraint in lbs/MMBtu | FALSE | L | Annual | Allowances Sold SO2 | Thousand Tons | 0 | 0 | 0 | 0 | 0 | 0 | 0
BART SO2 Annual-Leland Olds 2 -v5.13 | 188 | 7221 | Rate Constraint in lbs/MMBtu | FALSE | L | Annual | Allowances Banked | Thousand Tons | 0 | 0 | 0 | 0 | 0 | 0 | 0
BART SO2 Annual-Leland Olds 2 -v5.13 | 188 | 7221 | Rate Constraint in lbs/MMBtu | FALSE | L | Annual | Allowances Withdrawn (1:1) | Thousand Tons | 0 | 0 | 0 | 0 | 0 | 0 | 0
BART SO2 Annual-Leland Olds 2 -v5.13 | 188 | 7221 | Rate Constraint in lbs/MMBtu | FALSE | L | Annual | Allowances Withdrawn (1:n) | Thousand Tons | 0 | 0 | 0 | 0 | 0 | 0 | 0
BART SO2 Annual-Leland Olds 2 -v5.13 | 188 | 7221 | Rate Constraint in lbs/MMBtu | FALSE | L | Annual | Total | Thousand Tons | 0.35311 | 1.0679 | 1.0679 | 1.0648 | 0.14757 | 0.11053 | 0.13738
BART SO2 Annual-Leland Olds 2 -v5.13 | 188 | 7221 | Rate Constraint in lbs/MMBtu | FALSE | L | Annual | Fuel Consumed | TBtu | 9.8888 | 35.5972 | 35.5972 | 35.4943 | 4.919 | 3.6843 | 4.5794
BART SO2 Annual-Leland Olds 2 -v5.13 | 188 | 7221 | Rate Constraint in lbs/MMBtu | FALSE | L | Annual | Rate | lb/MMBtu | 0.071417 | 0.06 | 0.06 | 0.06 | 0.06 | 0.06 | 0.06
BART SO2 Annual-Leland Olds 2 -v5.13 | 188 | 7221 | Rate Constraint in lbs/MMBtu | FALSE | L | Annual | Generation | TWh | 0.84153 | 3.0293 | 2.0705 | 2.0617 | 0.41861 | 0.31353 | 0.3897
BART SO2 Annual-Leland Olds 2 -v5.13 | 188 | 7221 | Rate Constraint in lbs/MMBtu | FALSE | L | Annual | Qualifying Generation | TWh | 0.84153 | 3.0293 | 2.0705 | 2.0617 | 0.41861 | 0.31353 | 0.3897
BART SO2 Annual-Leland Olds 2 -v5.13 | 188 | 7221 | Rate Constraint in lbs/MMBtu | FALSE | L | Annual | Rate | lb/MWh | 0.83922 | 0.70506 | 1.0316 | 1.033 | 0.70506 | 0.70506 | 0.70506
BART SO2 Annual-Leland Olds 2 -v5.13 | 188 | 7221 | Rate Constraint in lbs/MMBtu | FALSE | L | Annual | Constraint Shadow Price | US2022$/Ton | 0 | 0 | 0 | 0 | 0 | 0 | 0
BART SO2 Annual-Milton R Young B1 -v5.13 | 189 | 7222 | Rate Constraint in lbs/MMBtu | FALSE | L | Annual | Seasons Included | Seasons | Winter, Spring, Summer, Fall | Winter, Spring, Summer, Fall | Winter, Spring, Summer, Fall | Winter, Spring, Summer, Fall | Winter, Spring, Summer, Fall | Winter, Spring, Summer, Fall | Winter, Spring, Summer, Fall
BART SO2 Annual-Milton R Young B1 -v5.13 | 189 | 7222 | Rate Constraint in lbs/MMBtu | FALSE | L | Annual | Standard SO2 | lb/MMBtu | 0.15 | 0.15 | 0.15 | 0.15 | 0.15 | 0.15 | 0.15
BART SO2 Annual-Milton R Young B1 -v5.13 | 189 | 7222 | Rate Constraint in lbs/MMBtu | FALSE | L | Annual | Emissions at Affected Plants SO2 | Thousand Tons | 0.43917 | 0.45461 | 0.45461 | 0.45461 | 0.13555 | 0.13498 | 0.13498
BART SO2 Annual-Milton R Young B1 -v5.13 | 189 | 7222 | Rate Constraint in lbs/MMBtu | FALSE | L | Annual | Allowances Purchased SO2 | Thousand Tons | 0 | 0 | 0 | 0 | 0 | 0 | 0
BART SO2 Annual-Milton R Young B1 -v5.13 | 189 | 7222 | Rate Constraint in lbs/MMBtu | FALSE | L | Annual | Allowances Sold SO2 | Thousand Tons | 0 | 0 | 0 | 0 | 0 | 0 | 0
BART SO2 Annual-Milton R Young B1 -v5.13 | 189 | 7222 | Rate Constraint in lbs/MMBtu | FALSE | L | Annual | Allowances Banked | Thousand Tons | 0 | 0 | 0 | 0 | 0 | 0 | 0
BART SO2 Annual-Milton R Young B1 -v5.13 | 189 | 7222 | Rate Constraint in lbs/MMBtu | FALSE | L | Annual | Allowances Withdrawn (1:1) | Thousand Tons | 0 | 0 | 0 | 0 | 0 | 0 | 0
BART SO2 Annual-Milton R Young B1 -v5.13 | 189 | 7222 | Rate Constraint in lbs/MMBtu | FALSE | L | Annual | Allowances Withdrawn (1:n) | Thousand Tons | 0 | 0 | 0 | 0 | 0 | 0 | 0
BART SO2 Annual-Milton R Young B1 -v5.13 | 189 | 7222 | Rate Constraint in lbs/MMBtu | FALSE | L | Annual | Total | Thousand Tons | 0.43917 | 0.45461 | 0.45461 | 0.45461 | 0.13555 | 0.13498 | 0.13498
BART SO2 Annual-Milton R Young B1 -v5.13 | 189 | 7222 | Rate Constraint in lbs/MMBtu | FALSE | L | Annual | Fuel Consumed | TBtu | 19.0186 | 19.6873 | 19.6873 | 19.6873 | 5.8703 | 5.8453 | 5.8453
BART SO2 Annual-Milton R Young B1 -v5.13 | 189 | 7222 | Rate Constraint in lbs/MMBtu | FALSE | L | Annual | Rate | lb/MMBtu | 0.046183 | 0.046183 | 0.046183 | 0.046183 | 0.046183 | 0.046183 | 0.046183
BART SO2 Annual-Milton R Young B1 -v5.13 | 189 | 7222 | Rate Constraint in lbs/MMBtu | FALSE | L | Annual | Generation | TWh | 1.6352 | 1.3921 | 1.2837 | 1.2837 | 0.50471 | 0.50257 | 0.50257
BART SO2 Annual-Milton R Young B1 -v5.13 | 189 | 7222 | Rate Constraint in lbs/MMBtu | FALSE | L | Annual | Qualifying Generation | TWh | 1.6352 | 1.3921 | 1.2837 | 1.2837 | 0.50471 | 0.50257 | 0.50257
BART SO2 Annual-Milton R Young B1 -v5.13 | 189 | 7222 | Rate Constraint in lbs/MMBtu | FALSE | L | Annual | Rate | lb/MWh | 0.53715 | 0.65313 | 0.70826 | 0.70826 | 0.53715 | 0.53715 | 0.53715
BART SO2 Annual-Milton R Young B1 -v5.13 | 189 | 7222 | Rate Constraint in lbs/MMBtu | FALSE | L | Annual | Constraint Shadow Price | US2022$/Ton | 0 | 0 | 0 | 0 | 0 | 0 | 0
BART SO2 Annual-Milton R Young B2 -v5.13 | 190 | 7223 | Rate Constraint in lbs/MMBtu | FALSE | L | Annual | Seasons Included | Seasons | Winter, Spring, Summer, Fall | Winter, Spring, Summer, Fall | Winter, Spring, Summer, Fall | Winter, Spring, Summer, Fall | Winter, Spring, Summer, Fall | Winter, Spring, Summer, Fall | Winter, Spring, Summer, Fall
BART SO2 Annual-Milton R Young B2 -v5.13 | 190 | 7223 | Rate Constraint in lbs/MMBtu | FALSE | L | Annual | Standard SO2 | lb/MMBtu | 0.15 | 0.15 | 0.15 | 0.15 | 0.15 | 0.15 | 0.15
BART SO2 Annual-Milton R Young B2 -v5.13 | 190 | 7223 | Rate Constraint in lbs/MMBtu | FALSE | L | Annual | Emissions at Affected Plants SO2 | Thousand Tons | 1.302 | 1.3418 | 1.3418 | 1.3418 | 1.1249 | 1.1157 | 1.1157
BART SO2 Annual-Milton R Young B2 -v5.13 | 190 | 7223 | Rate Constraint in lbs/MMBtu | FALSE | L | Annual | Allowances Purchased SO2 | Thousand Tons | 0 | 0 | 0 | 0 | 0 | 0 | 0
BART SO2 Annual-Milton R Young B2 -v5.13 | 190 | 7223 | Rate Constraint in lbs/MMBtu | FALSE | L | Annual | Allowances Sold SO2 | Thousand Tons | 0 | 0 | 0 | 0 | 0 | 0 | 0
BART SO2 Annual-Milton R Young B2 -v5.13 | 190 | 7223 | Rate Constraint in lbs/MMBtu | FALSE | L | Annual | Allowances Banked | Thousand Tons | 0 | 0 | 0 | 0 | 0 | 0 | 0
BART SO2 Annual-Milton R Young B2 -v5.13 | 190 | 7223 | Rate Constraint in lbs/MMBtu | FALSE | L | Annual | Allowances Withdrawn (1:1) | Thousand Tons | 0 | 0 | 0 | 0 | 0 | 0 | 0
BART SO2 Annual-Milton R Young B2 -v5.13 | 190 | 7223 | Rate Constraint in lbs/MMBtu | FALSE | L | Annual | Allowances Withdrawn (1:n) | Thousand Tons | 0 | 0 | 0 | 0 | 0 | 0 | 0
BART SO2 Annual-Milton R Young B2 -v5.13 | 190 | 7223 | Rate Constraint in lbs/MMBtu | FALSE | L | Annual | Total | Thousand Tons | 1.302 | 1.3418 | 1.3418 | 1.3418 | 1.1249 | 1.1157 | 1.1157
BART SO2 Annual-Milton R Young B2 -v5.13 | 190 | 7223 | Rate Constraint in lbs/MMBtu | FALSE | L | Annual | Fuel Consumed | TBtu | 35.2852 | 36.3656 | 36.3656 | 36.3656 | 30.4863 | 30.2368 | 30.2368
BART SO2 Annual-Milton R Young B2 -v5.13 | 190 | 7223 | Rate Constraint in lbs/MMBtu | FALSE | L | Annual | Rate | lb/MMBtu | 0.073797 | 0.073797 | 0.073797 | 0.073797 | 0.073797 | 0.073797 | 0.073797
BART SO2 Annual-Milton R Young B2 -v5.13 | 190 | 7223 | Rate Constraint in lbs/MMBtu | FALSE | L | Annual | Generation | TWh | 3.0976 | 3.1925 | 3.1925 | 3.1925 | 2.6763 | 2.6544 | 2.6544
BART SO2 Annual-Milton R Young B2 -v5.13 | 190 | 7223 | Rate Constraint in lbs/MMBtu | FALSE | L | Annual | Qualifying Generation | TWh | 3.0976 | 3.1925 | 3.1925 | 3.1925 | 2.6763 | 2.6544 | 2.6544
BART SO2 Annual-Milton R Young B2 -v5.13 | 190 | 7223 | Rate Constraint in lbs/MMBtu | FALSE | L | Annual | Rate | lb/MWh | 0.84062 | 0.84062 | 0.84062 | 0.84062 | 0.84062 | 0.84062 | 0.84062
BART SO2 Annual-Milton R Young B2 -v5.13 | 190 | 7223 | Rate Constraint in lbs/MMBtu | FALSE | L | Annual | Constraint Shadow Price | US2022$/Ton | 0 | 0 | 0 | 0 | 0 | 0 | 0
BART SO2 Annual-Muskogee 4 -v5.13 | 191 | 7224 | Rate Constraint in lbs/MMBtu | FALSE | L | Annual | Seasons Included | Seasons | Winter, Spring, Summer, Fall | Winter, Spring, Summer, Fall | Winter, Spring, Summer, Fall | Winter, Spring, Summer, Fall | Winter, Spring, Summer, Fall | Winter, Spring, Summer, Fall | Winter, Spring, Summer, Fall
BART SO2 Annual-Muskogee 4 -v5.13 | 191 | 7224 | Rate Constraint in lbs/MMBtu | FALSE | L | Annual | Standard SO2 | lb/MMBtu | 0.06 | 0.06 | 0.06 | 0.06 | 0.06 | 0.06 | 0.06
BART SO2 Annual-Muskogee 4 -v5.13 | 191 | 7224 | Rate Constraint in lbs/MMBtu | FALSE | L | Annual | Emissions at Affected Plants SO2 | Thousand Tons | 0 | 0 | 0 | 0 | 0 | 0 | 0
BART SO2 Annual-Muskogee 4 -v5.13 | 191 | 7224 | Rate Constraint in lbs/MMBtu | FALSE | L | Annual | Allowances Purchased SO2 | Thousand Tons | 0 | 0 | 0 | 0 | 0 | 0 | 0
BART SO2 Annual-Muskogee 4 -v5.13 | 191 | 7224 | Rate Constraint in lbs/MMBtu | FALSE | L | Annual | Allowances Sold SO2 | Thousand Tons | 0 | 0 | 0 | 0 | 0 | 0 | 0
BART SO2 Annual-Muskogee 4 -v5.13 | 191 | 7224 | Rate Constraint in lbs/MMBtu | FALSE | L | Annual | Allowances Banked | Thousand Tons | 0 | 0 | 0 | 0 | 0 | 0 | 0
BART SO2 Annual-Muskogee 4 -v5.13 | 191 | 7224 | Rate Constraint in lbs/MMBtu | FALSE | L | Annual | Allowances Withdrawn (1:1) | Thousand Tons | 0 | 0 | 0 | 0 | 0 | 0 | 0
BART SO2 Annual-Muskogee 4 -v5.13 | 191 | 7224 | Rate Constraint in lbs/MMBtu | FALSE | L | Annual | Allowances Withdrawn (1:n) | Thousand Tons | 0 | 0 | 0 | 0 | 0 | 0 | 0
BART SO2 Annual-Muskogee 4 -v5.13 | 191 | 7224 | Rate Constraint in lbs/MMBtu | FALSE | L | Annual | Total | Thousand Tons | 0 | 0 | 0 | 0 | 0 | 0 | 0
BART SO2 Annual-Muskogee 4 -v5.13 | 191 | 7224 | Rate Constraint in lbs/MMBtu | FALSE | L | Annual | Fuel Consumed | TBtu | 0.95574 | 0.95574 | 0 | 0 | 0 | 0 | 0
BART SO2 Annual-Muskogee 4 -v5.13 | 191 | 7224 | Rate Constraint in lbs/MMBtu | FALSE | L | Annual | Rate | lb/MMBtu | 0 | 0 | 0 | 0 | 0 | 0 | 0
BART SO2 Annual-Muskogee 4 -v5.13 | 191 | 7224 | Rate Constraint in lbs/MMBtu | FALSE | L | Annual | Generation | TWh | 0.084797 | 0.084797 | 0 | 0 | 0 | 0 | 0
BART SO2 Annual-Muskogee 4 -v5.13 | 191 | 7224 | Rate Constraint in lbs/MMBtu | FALSE | L | Annual | Qualifying Generation | TWh | 0.084797 | 0.084797 | 0 | 0 | 0 | 0 | 0
BART SO2 Annual-Muskogee 4 -v5.13 | 191 | 7224 | Rate Constraint in lbs/MMBtu | FALSE | L | Annual | Rate | lb/MWh | 0 | 0 | 0 | 0 | 0 | 0 | 0
BART SO2 Annual-Muskogee 4 -v5.13 | 191 | 7224 | Rate Constraint in lbs/MMBtu | FALSE | L | Annual | Constraint Shadow Price | US2022$/Ton | 0 | 0 | 0 | 0 | 0 | 0 | 0
BART SO2 Annual-Muskogee 5 -v5.13 | 192 | 7225 | Rate Constraint in lbs/MMBtu | FALSE | L | Annual | Seasons Included | Seasons | Winter, Spring, Summer, Fall | Winter, Spring, Summer, Fall | Winter, Spring, Summer, Fall | Winter, Spring, Summer, Fall | Winter, Spring, Summer, Fall | Winter, Spring, Summer, Fall | Winter, Spring, Summer, Fall
BART SO2 Annual-Muskogee 5 -v5.13 | 192 | 7225 | Rate Constraint in lbs/MMBtu | FALSE | L | Annual | Standard SO2 | lb/MMBtu | 0.06 | 0.06 | 0.06 | 0.06 | 0.06 | 0.06 | 0.06
BART SO2 Annual-Muskogee 5 -v5.13 | 192 | 7225 | Rate Constraint in lbs/MMBtu | FALSE | L | Annual | Emissions at Affected Plants SO2 | Thousand Tons | 0 | 0 | 0 | 0 | 0 | 0 | 0
BART SO2 Annual-Muskogee 5 -v5.13 | 192 | 7225 | Rate Constraint in lbs/MMBtu | FALSE | L | Annual | Allowances Purchased SO2 | Thousand Tons | 0 | 0 | 0 | 0 | 0 | 0 | 0
BART SO2 Annual-Muskogee 5 -v5.13 | 192 | 7225 | Rate Constraint in lbs/MMBtu | FALSE | L | Annual | Allowances Sold SO2 | Thousand Tons | 0 | 0 | 0 | 0 | 0 | 0 | 0
BART SO2 Annual-Muskogee 5 -v5.13 | 192 | 7225 | Rate Constraint in lbs/MMBtu | FALSE | L | Annual | Allowances Banked | Thousand Tons | 0 | 0 | 0 | 0 | 0 | 0 | 0
BART SO2 Annual-Muskogee 5 -v5.13 | 192 | 7225 | Rate Constraint in lbs/MMBtu | FALSE | L | Annual | Allowances Withdrawn (1:1) | Thousand Tons | 0 | 0 | 0 | 0 | 0 | 0 | 0
BART SO2 Annual-Muskogee 5 -v5.13 | 192 | 7225 | Rate Constraint in lbs/MMBtu | FALSE | L | Annual | Allowances Withdrawn (1:n) | Thousand Tons | 0 | 0 | 0 | 0 | 0 | 0 | 0
BART SO2 Annual-Muskogee 5 -v5.13 | 192 | 7225 | Rate Constraint in lbs/MMBtu | FALSE | L | Annual | Total | Thousand Tons | 0 | 0 | 0 | 0 | 0 | 0 | 0
BART SO2 Annual-Muskogee 5 -v5.13 | 192 | 7225 | Rate Constraint in lbs/MMBtu | FALSE | L | Annual | Fuel Consumed | TBtu | 0.96279 | 0.96279 | 0 | 0 | 0 | 0 | 0
BART SO2 Annual-Muskogee 5 -v5.13 | 192 | 7225 | Rate Constraint in lbs/MMBtu | FALSE | L | Annual | Rate | lb/MMBtu | 0 | 0 | 0 | 0 | 0 | 0 | 0
BART SO2 Annual-Muskogee 5 -v5.13 | 192 | 7225 | Rate Constraint in lbs/MMBtu | FALSE | L | Annual | Generation | TWh | 0.085498 | 0.085498 | 0 | 0 | 0 | 0 | 0
BART SO2 Annual-Muskogee 5 -v5.13 | 192 | 7225 | Rate Constraint in lbs/MMBtu | FALSE | L | Annual | Qualifying Generation | TWh | 0.085498 | 0.085498 | 0 | 0 | 0 | 0 | 0
BART SO2 Annual-Muskogee 5 -v5.13 | 192 | 7225 | Rate Constraint in lbs/MMBtu | FALSE | L | Annual | Rate | lb/MWh | 0 | 0 | 0 | 0 | 0 | 0 | 0
BART SO2 Annual-Muskogee 5 -v5.13 | 192 | 7225 | Rate Constraint in lbs/MMBtu | FALSE | L | Annual | Constraint Shadow Price | US2022$/Ton | 0 | 0 | 0 | 0 | 0 | 0 | 0
BART SO2 Annual-Nelson -v6.20 | 193 | 7238 | Rate Constraint in lbs/MMBtu | FALSE | L | Annual | Seasons Included | Seasons | Winter, Spring, Summer, Fall | Winter, Spring, Summer, Fall | Winter, Spring, Summer, Fall | Winter, Spring, Summer, Fall | Winter, Spring, Summer, Fall | Winter, Spring, Summer, Fall | Winter, Spring, Summer, Fall
BART SO2 Annual-Nelson -v6.20 | 193 | 7238 | Rate Constraint in lbs/MMBtu | FALSE | L | Annual | Standard SO2 | lb/MMBtu | 0.6 | 0.6 | 0.6 | 0.6 | 0.6 | 0.6 | 0.6
BART SO2 Annual-Nelson -v6.20 | 193 | 7238 | Rate Constraint in lbs/MMBtu | FALSE | L | Annual | Emissions at Affected Plants SO2 | Thousand Tons | 2.6067 | 7.7191 | 11.0429 | 11.0429 | 10.3466 | 9.0203 | 9.0203
BART SO2 Annual-Nelson -v6.20 | 193 | 7238 | Rate Constraint in lbs/MMBtu | FALSE | L | Annual | Allowances Purchased SO2 | Thousand Tons | 0 | 0 | 0 | 0 | 0 | 0 | 0
BART SO2 Annual-Nelson -v6.20 | 193 | 7238 | Rate Constraint in lbs/MMBtu | FALSE | L | Annual | Allowances Sold SO2 | Thousand Tons | 0 | 0 | 0 | 0 | 0 | 0 | 0
BART SO2 Annual-Nelson -v6.20 | 193 | 7238 | Rate Constraint in lbs/MMBtu | FALSE | L | Annual | Allowances Banked | Thousand Tons | 0 | 0 | 0 | 0 | 0 | 0 | 0
BART SO2 Annual-Nelson -v6.20 | 193 | 7238 | Rate Constraint in lbs/MMBtu | FALSE | L | Annual | Allowances Withdrawn (1:1) | Thousand Tons | 0 | 0 | 0 | 0 | 0 | 0 | 0
BART SO2 Annual-Nelson -v6.20 | 193 | 7238 | Rate Constraint in lbs/MMBtu | FALSE | L | Annual | Allowances Withdrawn (1:n) | Thousand Tons | 0 | 0 | 0 | 0 | 0 | 0 | 0
BART SO2 Annual-Nelson -v6.20 | 193 | 7238 | Rate Constraint in lbs/MMBtu | FALSE | L | Annual | Total | Thousand Tons | 2.6067 | 7.7191 | 11.0429 | 11.0429 | 10.3466 | 9.0203 | 9.0203
BART SO2 Annual-Nelson -v6.20 | 193 | 7238 | Rate Constraint in lbs/MMBtu | FALSE | L | Annual | Fuel Consumed | TBtu | 9.9813 | 29.5569 | 42.2841 | 42.2841 | 39.6178 | 34.5394 | 34.5394
BART SO2 Annual-Nelson -v6.20 | 193 | 7238 | Rate Constraint in lbs/MMBtu | FALSE | L | Annual | Rate | lb/MMBtu | 0.52232 | 0.52232 | 0.52232 | 0.52232 | 0.52232 | 0.52232 | 0.52232
BART SO2 Annual-Nelson -v6.20 | 193 | 7238 | Rate Constraint in lbs/MMBtu | FALSE | L | Annual | Generation | TWh | 0.84202 | 2.4934 | 3.5671 | 3.5671 | 3.3421 | 2.9137 | 2.9137
BART SO2 Annual-Nelson -v6.20 | 193 | 7238 | Rate Constraint in lbs/MMBtu | FALSE | L | Annual | Qualifying Generation | TWh | 0.84202 | 2.4934 | 3.5671 | 3.5671 | 3.3421 | 2.9137 | 2.9137
BART SO2 Annual-Nelson -v6.20 | 193 | 7238 | Rate Constraint in lbs/MMBtu | FALSE | L | Annual | Rate | lb/MWh | 6.1916 | 6.1916 | 6.1916 | 6.1916 | 6.1916 | 6.1916 | 6.1916
BART SO2 Annual-Nelson -v6.20 | 193 | 7238 | Rate Constraint in lbs/MMBtu | FALSE | L | Annual | Constraint Shadow Price | US2022$/Ton | 0 | 0 | 0 | 0 | 0 | 0 | 0
BART SO2 Annual-Northeastern 3313 -v5.13 | 194 | 7230 | Rate Constraint in lbs/MMBtu | FALSE | L | Annual | Seasons Included | Seasons | Winter, Spring, Summer, Fall | Winter, Spring, Summer, Fall | Winter, Spring, Summer, Fall | Winter, Spring, Summer, Fall | Winter, Spring, Summer, Fall | Winter, Spring, Summer, Fall | Winter, Spring, Summer, Fall
BART SO2 Annual-Northeastern 3313 -v5.13 | 194 | 7230 | Rate Constraint in lbs/MMBtu | FALSE | L | Annual | Standard SO2 | lb/MMBtu | 0.13333 | 0 | 0 | 0 | 0 | 0 | 0
BART SO2 Annual-Northeastern 3313 -v5.13 | 194 | 7230 | Rate Constraint in lbs/MMBtu | FALSE | L | Annual | Emissions at Affected Plants SO2 | Thousand Tons | 0 | 0 | 0 | 0 | 0 | 0 | 0
BART SO2 Annual-Northeastern 3313 -v5.13 | 194 | 7230 | Rate Constraint in lbs/MMBtu | FALSE | L | Annual | Allowances Purchased SO2 | Thousand Tons | 0 | 0 | 0 | 0 | 0 | 0 | 0
BART SO2 Annual-Northeastern 3313 -v5.13 | 194 | 7230 | Rate Constraint in lbs/MMBtu | FALSE | L | Annual | Allowances Sold SO2 | Thousand Tons | 0 | 0 | 0 | 0 | 0 | 0 | 0
BART SO2 Annual-Northeastern 3313 -v5.13 | 194 | 7230 | Rate Constraint in lbs/MMBtu | FALSE | L | Annual | Allowances Banked | Thousand Tons | 0 | 0 | 0 | 0 | 0 | 0 | 0
BART SO2 Annual-Northeastern 3313 -v5.13 | 194 | 7230 | Rate Constraint in lbs/MMBtu | FALSE | L | Annual | Allowances Withdrawn (1:1) | Thousand Tons | 0 | 0 | 0 | 0 | 0 | 0 | 0
BART SO2 Annual-Northeastern 3313 -v5.13 | 194 | 7230 | Rate Constraint in lbs/MMBtu | FALSE | L | Annual | Allowances Withdrawn (1:n) | Thousand Tons | 0 | 0 | 0 | 0 | 0 | 0 | 0
BART SO2 Annual-Northeastern 3313 -v5.13 | 194 | 7230 | Rate Constraint in lbs/MMBtu | FALSE | L | Annual | Total | Thousand Tons | 0 | 0 | 0 | 0 | 0 | 0 | 0
BART SO2 Annual-Northeastern 3313 -v5.13 | 194 | 7230 | Rate Constraint in lbs/MMBtu | FALSE | L | Annual | Fuel Consumed | TBtu | 0 | 0 | 0 | 0 | 0 | 0 | 0
BART SO2 Annual-Northeastern 3313 -v5.13 | 194 | 7230 | Rate Constraint in lbs/MMBtu | FALSE | L | Annual | Rate | lb/MMBtu | 0 | 0 | 0 | 0 | 0 | 0 | 0
BART SO2 Annual-Northeastern 3313 -v5.13 | 194 | 7230 | Rate Constraint in lbs/MMBtu | FALSE | L | Annual | Generation | TWh | 0 | 0 | 0 | 0 | 0 | 0 | 0
BART SO2 Annual-Northeastern 3313 -v5.13 | 194 | 7230 | Rate Constraint in lbs/MMBtu | FALSE | L | Annual | Qualifying Generation | TWh | 0 | 0 | 0 | 0 | 0 | 0 | 0
BART SO2 Annual-Northeastern 3313 -v5.13 | 194 | 7230 | Rate Constraint in lbs/MMBtu | FALSE | L | Annual | Rate | lb/MWh | 0 | 0 | 0 | 0 | 0 | 0 | 0
BART SO2 Annual-Northeastern 3313 -v5.13 | 194 | 7230 | Rate Constraint in lbs/MMBtu | FALSE | L | Annual | Constraint Shadow Price | US2022$/Ton | 20127.3415 | 653135.3733 | 638593.0165 | 530891.6016 | 247399.5155 | 212910.3872 | 189518.2833
BART SO2 Annual-Pawnee 1 -v5.13 | 195 | 7226 | Rate Constraint in lbs/MMBtu | FALSE | L | Annual | Seasons Included | Seasons | Winter, Spring, Summer, Fall | Winter, Spring, Summer, Fall | Winter, Spring, Summer, Fall | Winter, Spring, Summer, Fall | Winter, Spring, Summer, Fall | Winter, Spring, Summer, Fall | Winter, Spring, Summer, Fall
BART SO2 Annual-Pawnee 1 -v5.13 | 195 | 7226 | Rate Constraint in lbs/MMBtu | FALSE | L | Annual | Standard SO2 | lb/MMBtu | 0.12 | 0.12 | 0.12 | 0.12 | 0.12 | 0.12 | 0.12
BART SO2 Annual-Pawnee 1 -v5.13 | 195 | 7226 | Rate Constraint in lbs/MMBtu | FALSE | L | Annual | Emissions at Affected Plants SO2 | Thousand Tons | 0.0058228 | 0.0059229 | 0.017506 | 0.017506 | 0.017506 | 0.014955 | 0.014955
BART SO2 Annual-Pawnee 1 -v5.13 | 195 | 7226 | Rate Constraint in lbs/MMBtu | FALSE | L | Annual | Allowances Purchased SO2 | Thousand Tons | 0 | 0 | 0 | 0 | 0 | 0 | 0
BART SO2 Annual-Pawnee 1 -v5.13 | 195 | 7226 | Rate Constraint in lbs/MMBtu | FALSE | L | Annual | Allowances Sold SO2 | Thousand Tons | 0 | 0 | 0 | 0 | 0 | 0 | 0
BART SO2 Annual-Pawnee 1 -v5.13 | 195 | 7226 | Rate Constraint in lbs/MMBtu | FALSE | L | Annual | Allowances Banked | Thousand Tons | 0 | 0 | 0 | 0 | 0 | 0 | 0
BART SO2 Annual-Pawnee 1 -v5.13 | 195 | 7226 | Rate Constraint in lbs/MMBtu | FALSE | L | Annual | Allowances Withdrawn (1:1) | Thousand Tons | 0 | 0 | 0 | 0 | 0 | 0 | 0
BART SO2 Annual-Pawnee 1 -v5.13 | 195 | 7226 | Rate Constraint in lbs/MMBtu | FALSE | L | Annual | Allowances Withdrawn (1:n) | Thousand Tons | 0 | 0 | 0 | 0 | 0 | 0 | 0
BART SO2 Annual-Pawnee 1 -v5.13 | 195 | 7226 | Rate Constraint in lbs/MMBtu | FALSE | L | Annual | Total | Thousand Tons | 0.0058228 | 0.0059229 | 0.017506 | 0.017506 | 0.017506 | 0.014955 | 0.014955
BART SO2 Annual-Pawnee 1 -v5.13 | 195 | 7226 | Rate Constraint in lbs/MMBtu | FALSE | L | Annual | Fuel Consumed | TBtu | 1.1359 | 1.1384 | 1.3642 | 1.3642 | 1.3642 | 1.3642 | 1.3642
BART SO2 Annual-Pawnee 1 -v5.13 | 195 | 7226 | Rate Constraint in lbs/MMBtu | FALSE | L | Annual | Rate | lb/MMBtu | 0.010252 | 0.010406 | 0.025665 | 0.025665 | 0.025665 | 0.021925 | 0.021925
BART SO2 Annual-Pawnee 1 -v5.13 | 195 | 7226 | Rate Constraint in lbs/MMBtu | FALSE | L | Annual | Generation | TWh | 0.1011 | 0.10133 | 0.11044 | 0.11044 | 0.11044 | 0.11044 | 0.11044
BART SO2 Annual-Pawnee 1 -v5.13 | 195 | 7226 | Rate Constraint in lbs/MMBtu | FALSE | L | Annual | Qualifying Generation | TWh | 0.1011 | 0.10133 | 0.11044 | 0.11044 | 0.11044 | 0.11044 | 0.11044
BART SO2 Annual-Pawnee 1 -v5.13 | 195 | 7226 | Rate Constraint in lbs/MMBtu | FALSE | L | Annual | Rate | lb/MWh | 0.11519 | 0.1169 | 0.31702 | 0.31702 | 0.31702 | 0.27083 | 0.27083
BART SO2 Annual-Pawnee 1 -v5.13 | 195 | 7226 | Rate Constraint in lbs/MMBtu | FALSE | L | Annual | Constraint Shadow Price | US2022$/Ton | 0 | 0 | 0 | 0 | 0 | 0 | 0
BART SO2 Annual-Ray D Nixon 1 -v5.13 | 196 | 7227 | Rate Constraint in lbs/MMBtu | FALSE | L | Annual | Seasons Included | Seasons | Winter, Spring, Summer, Fall | Winter, Spring, Summer, Fall | Winter, Spring, Summer, Fall | Winter, Spring, Summer, Fall | Winter, Spring, Summer, Fall | Winter, Spring, Summer, Fall | Winter, Spring, Summer, Fall
BART SO2 Annual-Ray D Nixon 1 -v5.13 | 196 | 7227 | Rate Constraint in lbs/MMBtu | FALSE | L | Annual | Standard SO2 | lb/MMBtu | 0.11 | 0.11 | 0.11 | 0.11 | 0.11 | 0.11 | 0.11
BART SO2 Annual-Ray D Nixon 1 -v5.13 | 196 | 7227 | Rate Constraint in lbs/MMBtu | FALSE | L | Annual | Emissions at Affected Plants SO2 | Thousand Tons | 0.4809 | 0 | 0 | 0 | 0 | 0 | 0
BART SO2 Annual-Ray D Nixon 1 -v5.13 | 196 | 7227 | Rate Constraint in lbs/MMBtu | FALSE | L | Annual | Allowances Purchased SO2 | Thousand Tons | 0 | 0 | 0 | 0 | 0 | 0 | 0
BART SO2 Annual-Ray D Nixon 1 -v5.13 | 196 | 7227 | Rate Constraint in lbs/MMBtu | FALSE | L | Annual | Allowances Sold SO2 | Thousand Tons | 0 | 0 | 0 | 0 | 0 | 0 | 0
BART SO2 Annual-Ray D Nixon 1 -v5.13 | 196 | 7227 | Rate Constraint in lbs/MMBtu | FALSE | L | Annual | Allowances Banked | Thousand Tons | 0 | 0 | 0 | 0 | 0 | 0 | 0
BART SO2 Annual-Ray D Nixon 1 -v5.13 | 196 | 7227 | Rate Constraint in lbs/MMBtu | FALSE | L | Annual | Allowances Withdrawn (1:1) | Thousand Tons | 0 | 0 | 0 | 0 | 0 | 0 | 0
BART SO2 Annual-Ray D Nixon 1 -v5.13 | 196 | 7227 | Rate Constraint in lbs/MMBtu | FALSE | L | Annual | Allowances Withdrawn (1:n) | Thousand Tons | 0 | 0 | 0 | 0 | 0 | 0 | 0
BART SO2 Annual-Ray D Nixon 1 -v5.13 | 196 | 7227 | Rate Constraint in lbs/MMBtu | FALSE | L | Annual | Total | Thousand Tons | 0.4809 | 0 | 0 | 0 | 0 | 0 | 0
BART SO2 Annual-Ray D Nixon 1 -v5.13 | 196 | 7227 | Rate Constraint in lbs/MMBtu | FALSE | L | Annual | Fuel Consumed | TBtu | 13.3399 | 0 | 0 | 0 | 0 | 0 | 0
BART SO2 Annual-Ray D Nixon 1 -v5.13 | 196 | 7227 | Rate Constraint in lbs/MMBtu | FALSE | L | Annual | Rate | lb/MMBtu | 0.0721 | 0 | 0 | 0 | 0 | 0 | 0
BART SO2 Annual-Ray D Nixon 1 -v5.13 | 196 | 7227 | Rate Constraint in lbs/MMBtu | FALSE | L | Annual | Generation | TWh | 1.2757 | 0 | 0 | 0 | 0 | 0 | 0
BART SO2 Annual-Ray D Nixon 1 -v5.13 | 196 | 7227 | Rate Constraint in lbs/MMBtu | FALSE | L | Annual | Qualifying Generation | TWh | 1.2757 | 0 | 0 | 0 | 0 | 0 | 0
BART SO2 Annual-Ray D Nixon 1 -v5.13 | 196 | 7227 | Rate Constraint in lbs/MMBtu | FALSE | L | Annual | Rate | lb/MWh | 0.75395 | 0 | 0 | 0 | 0 | 0 | 0
BART SO2 Annual-Ray D Nixon 1 -v5.13 | 196 | 7227 | Rate Constraint in lbs/MMBtu | FALSE | L | Annual | Constraint Shadow Price | US2022$/Ton | 0 | 0 | 0 | 0 | 0 | 0 | 0
BART SO2 Annual-Sooner 1 -v5.13 | 197 | 7228 | Rate Constraint in lbs/MMBtu | FALSE | L | Annual | Seasons Included | Seasons | Winter, Spring, Summer, Fall | Winter, Spring, Summer, Fall | Winter, Spring, Summer, Fall | Winter, Spring, Summer, Fall | Winter, Spring, Summer, Fall | Winter, Spring, Summer, Fall | Winter, Spring, Summer, Fall
BART SO2 Annual-Sooner 1 -v5.13 | 197 | 7228 | Rate Constraint in lbs/MMBtu | FALSE | L | Annual | Standard SO2 | lb/MMBtu | 0.06 | 0.06 | 0.06 | 0.06 | 0.06 | 0.06 | 0.06
BART SO2 Annual-Sooner 1 -v5.13 | 197 | 7228 | Rate Constraint in lbs/MMBtu | FALSE | L | Annual | Emissions at Affected Plants SO2 | Thousand Tons | 0.29694 | 0.44966 | 0.48716 | 0.48716 | 0 | 0 | 0
BART SO2 Annual-Sooner 1 -v5.13 | 197 | 7228 | Rate Constraint in lbs/MMBtu | FALSE | L | Annual | Allowances Purchased SO2 | Thousand Tons | 0 | 0 | 0 | 0 | 0 | 0 | 0
BART SO2 Annual-Sooner 1 -v5.13 | 197 | 7228 | Rate Constraint in lbs/MMBtu | FALSE | L | Annual | Allowances Sold SO2 | Thousand Tons | 0 | 0 | 0 | 0 | 0 | 0 | 0
BART SO2 Annual-Sooner 1 -v5.13 | 197 | 7228 | Rate Constraint in lbs/MMBtu | FALSE | L | Annual | Allowances Banked | Thousand Tons | 0 | 0 | 0 | 0 | 0 | 0 | 0
BART SO2 Annual-Sooner 1 -v5.13 | 197 | 7228 | Rate Constraint in lbs/MMBtu | FALSE | L | Annual | Allowances Withdrawn (1:1) | Thousand Tons | 0 | 0 | 0 | 0 | 0 | 0 | 0
BART SO2 Annual-Sooner 1 -v5.13 | 197 | 7228 | Rate Constraint in lbs/MMBtu | FALSE | L | Annual | Allowances Withdrawn (1:n) | Thousand Tons | 0 | 0 | 0 | 0 | 0 | 0 | 0
BART SO2 Annual-Sooner 1 -v5.13 | 197 | 7228 | Rate Constraint in lbs/MMBtu | FALSE | L | Annual | Total | Thousand Tons | 0.29694 | 0.44966 | 0.48716 | 0.48716 | 0 | 0 | 0
BART SO2 Annual-Sooner 1 -v5.13 | 197 | 7228 | Rate Constraint in lbs/MMBtu | FALSE | L | Annual | Fuel Consumed | TBtu | 22.7404 | 34.4359 | 37.3075 | 37.3075 | 0 | 0 | 0
BART SO2 Annual-Sooner 1 -v5.13 | 197 | 7228 | Rate Constraint in lbs/MMBtu | FALSE | L | Annual | Rate | lb/MMBtu | 0.026116 | 0.026116 | 0.026116 | 0.026116 | 0 | 0 | 0
BART SO2 Annual-Sooner 1 -v5.13 | 197 | 7228 | Rate Constraint in lbs/MMBtu | FALSE | L | Annual | Generation | TWh | 2.1411 | 3.2422 | 2.3083 | 2.3083 | 0 | 0 | 0
BART SO2 Annual-Sooner 1 -v5.13 | 197 | 7228 | Rate Constraint in lbs/MMBtu | FALSE | L | Annual | Qualifying Generation | TWh | 2.1411 | 3.2422 | 2.3083 | 2.3083 | 0 | 0 | 0
BART SO2 Annual-Sooner 1 -v5.13 | 197 | 7228 | Rate Constraint in lbs/MMBtu | FALSE | L | Annual | Rate | lb/MWh | 0.27738 | 0.27738 | 0.42209 | 0.42209 | 0 | 0 | 0
BART SO2 Annual-Sooner 1 -v5.13 | 197 | 7228 | Rate Constraint in lbs/MMBtu | FALSE | L | Annual | Constraint Shadow Price | US2022$/Ton | 0 | 0 | 0 | 0 | 0 | 0 | 0
BART SO2 Annual-Sooner 2 -v5.13 | 198 | 7229 | Rate Constraint in lbs/MMBtu | FALSE | L | Annual | Seasons Included | Seasons | Winter, Spring, Summer, Fall | Winter, Spring, Summer, Fall | Winter, Spring, Summer, Fall | Winter, Spring, Summer, Fall | Winter, Spring, Summer, Fall | Winter, Spring, Summer, Fall | Winter, Spring, Summer, Fall
BART SO2 Annual-Sooner 2 -v5.13 | 198 | 7229 | Rate Constraint in lbs/MMBtu | FALSE | L | Annual | Standard SO2 | lb/MMBtu | 0.06 | 0.06 | 0.06 | 0.06 | 0.06 | 0.06 | 0.06
BART SO2 Annual-Sooner 2 -v5.13 | 198 | 7229 | Rate Constraint in lbs/MMBtu | FALSE | L | Annual | Emissions at Affected Plants SO2 | Thousand Tons | 0.32844 | 0.4416 | 0.47972 | 0.47972 | 0 | 0 | 0
BART SO2 Annual-Sooner 2 -v5.13 | 198 | 7229 | Rate Constraint in lbs/MMBtu | FALSE | L | Annual | Allowances Purchased SO2 | Thousand Tons | 0 | 0 | 0 | 0 | 0 | 0 | 0
BART SO2 Annual-Sooner 2 -v5.13 | 198 | 7229 | Rate Constraint in lbs/MMBtu | FALSE | L | Annual | Allowances Sold SO2 | Thousand Tons | 0 | 0 | 0 | 0 | 0 | 0 | 0
BART SO2 Annual-Sooner 2 -v5.13 | 198 | 7229 | Rate Constraint in lbs/MMBtu | FALSE | L | Annual | Allowances Banked | Thousand Tons | 0 | 0 | 0 | 0 | 0 | 0 | 0
BART SO2 Annual-Sooner 2 -v5.13 | 198 | 7229 | Rate Constraint in lbs/MMBtu | FALSE | L | Annual | Allowances Withdrawn (1:1) | Thousand Tons | 0 | 0 | 0 | 0 | 0 | 0 | 0
BART SO2 Annual-Sooner 2 -v5.13 | 198 | 7229 | Rate Constraint in lbs/MMBtu | FALSE | L | Annual | Allowances Withdrawn (1:n) | Thousand Tons | 0 | 0 | 0 | 0 | 0 | 0 | 0
BART SO2 Annual-Sooner 2 -v5.13 | 198 | 7229 | Rate Constraint in lbs/MMBtu | FALSE | L | Annual | Total | Thousand Tons | 0.32844 | 0.4416 | 0.47972 | 0.47972 | 0 | 0 | 0
BART SO2 Annual-Sooner 2 -v5.13 | 198 | 7229 | Rate Constraint in lbs/MMBtu | FALSE | L | Annual | Fuel Consumed | TBtu | 25.1524 | 33.8184 | 36.7374 | 36.7374 | 0 | 0 | 0
BART SO2 Annual-Sooner 2 -v5.13 | 198 | 7229 | Rate Constraint in lbs/MMBtu | FALSE | L | Annual | Rate | lb/MMBtu | 0.026116 | 0.026116 | 0.026116 | 0.026116 | 0 | 0 | 0
BART SO2 Annual-Sooner 2 -v5.13 | 198 | 7229 | Rate Constraint in lbs/MMBtu | FALSE | L | Annual | Generation | TWh | 2.4003 | 3.2273 | 2.3203 | 2.3203 | 0 | 0 | 0
BART SO2 Annual-Sooner 2 -v5.13 | 198 | 7229 | Rate Constraint in lbs/MMBtu | FALSE | L | Annual | Qualifying Generation | TWh | 2.4003 | 3.2273 | 2.3203 | 2.3203 | 0 | 0 | 0
BART SO2 Annual-Sooner 2 -v5.13 | 198 | 7229 | Rate Constraint in lbs/MMBtu | FALSE | L | Annual | Rate | lb/MWh | 0.27367 | 0.27367 | 0.4135 | 0.4135 | 0 | 0 | 0
BART SO2 Annual-Sooner 2 -v5.13 | 198 | 7229 | Rate Constraint in lbs/MMBtu | FALSE | L | Annual | Constraint Shadow Price | US2022$/Ton | 0 | 0 | 0 | 0 | 0 | 0 | 0
BART SO2 Cap-Coronado U1B&U2B -v6.20 | 199 | 7668 | Rate Constraint in MTons | FALSE | L | Annual | Seasons Included | Seasons | Winter, Spring, Summer, Fall | Winter, Spring, Summer, Fall | Winter, Spring, Summer, Fall | Winter, Spring, Summer, Fall | Winter, Spring, Summer, Fall | Winter, Spring, Summer, Fall | Winter, Spring, Summer, Fall
BART SO2 Cap-Coronado U1B&U2B -v6.20 | 199 | 7668 | Rate Constraint in MTons | FALSE | L | Annual | Standard SO2 | Thousand Tons | 1.97 | 1.97 | 1.97 | 1.97 | 1.97 | 1.97 | 1.97
BART SO2 Cap-Coronado U1B&U2B -v6.20 | 199 | 7668 | Rate Constraint in MTons | FALSE | L | Annual | Emissions at Affected Plants SO2 | Thousand Tons | 0.098968 | 0.52055 | 0.52055 | 0.44537 | 0.52055 | 0.52055 | 0.52055
BART SO2 Cap-Coronado U1B&U2B -v6.20 | 199 | 7668 | Rate Constraint in MTons | FALSE | L | Annual | Allowances Purchased SO2 | Thousand Tons | 0 | 0 | 0 | 0 | 0 | 0 | 0
BART SO2 Cap-Coronado U1B&U2B -v6.20 | 199 | 7668 | Rate Constraint in MTons | FALSE | L | Annual | Allowances Sold SO2 | Thousand Tons | 0 | 0 | 0 | 0 | 0 | 0 | 0
BART SO2 Cap-Coronado U1B&U2B -v6.20 | 199 | 7668 | Rate Constraint in MTons | FALSE | L | Annual | Allowances Banked | Thousand Tons | 0 | 0 | 0 | 0 | 0 | 0 | 0
BART SO2 Cap-Coronado U1B&U2B -v6.20 | 199 | 7668 | Rate Constraint in MTons | FALSE | L | Annual | Allowances Withdrawn (1:1) | Thousand Tons | 0 | 0 | 0 | 0 | 0 | 0 | 0
BART SO2 Cap-Coronado U1B&U2B -v6.20 | 199 | 7668 | Rate Constraint in MTons | FALSE | L | Annual | Allowances Withdrawn (1:n) | Thousand Tons | 0 | 0 | 0 | 0 | 0 | 0 | 0
BART SO2 Cap-Coronado U1B&U2B -v6.20 | 199 | 7668 | Rate Constraint in MTons | FALSE | L | Annual | Total | Thousand Tons | 0.098968 | 0.52055 | 0.52055 | 0.44537 | 0.52055 | 0.52055 | 0.52055
BART SO2 Cap-Coronado U1B&U2B -v6.20 | 199 | 7668 | Rate Constraint in MTons | FALSE | L | Annual | Fuel Consumed | TBtu | 12.9299 | 54.7675 | 54.7675 | 54.7675 | 54.7675 | 54.7675 | 54.7675
BART SO2 Cap-Coronado U1B&U2B -v6.20 | 199 | 7668 | Rate Constraint in MTons | FALSE | L | Annual | Rate | lb/MMBtu | 0.015308 | 0.01901 | 0.01901 | 0.016264 | 0.01901 | 0.01901 | 0.01901
BART SO2 Cap-Coronado U1B&U2B -v6.20 | 199 | 7668 | Rate Constraint in MTons | FALSE | L | Annual | Generation | TWh | 1.2101 | 5.1256 | 5.1256 | 5.1256 | 5.1256 | 5.1256 | 5.1256
BART SO2 Cap-Coronado U1B&U2B -v6.20 | 199 | 7668 | Rate Constraint in MTons | FALSE | L | Annual | Qualifying Generation | TWh | 1.2101 | 5.1256 | 5.1256 | 5.1256 | 5.1256 | 5.1256 | 5.1256
BART SO2 Cap-Coronado U1B&U2B -v6.20 | 199 | 7668 | Rate Constraint in MTons | FALSE | L | Annual | Rate | lb/MWh | 0.16357 | 0.20312 | 0.20312 | 0.17378 | 0.20312 | 0.20312 | 0.20312
BART SO2 Cap-Coronado U1B&U2B -v6.20 | 199 | 7668 | Rate Constraint in MTons | FALSE | L | Annual | Constraint Shadow Price | US2022$/Ton | 0 | 0 | 0 | 0 | 0 | 0 | 0
CA AB 32- CO2 Constraint- v.5.13 | 200 | 7281 | Rate Constraint in MTons | FALSE | L | Annual | Seasons Included | Seasons | Winter, Spring, Summer, Fall | Winter, Spring, Summer, Fall | Winter, Spring, Summer, Fall | Winter, Spring, Summer, Fall | Winter, Spring, Summer, Fall | Winter, Spring, Summer, Fall | Winter, Spring, Summer, Fall
CA AB 32- CO2 Constraint- v.5.13 | 200 | 7281 | Rate Constraint in MTons | FALSE | L | Annual | Standard CO2 | Thousand Tons | 0 | 0 | 0 | 0 | 0 | 0 | 0
CA AB 32- CO2 Constraint- v.5.13 | 200 | 7281 | Rate Constraint in MTons | FALSE | L | Annual | Emissions at Affected Plants CO2 | Thousand Tons | 56904.2027 | 67479.1886 | 62888.9845 | 46618.1892 | 23216.9055 | 17604.4096 | 18343.4133
CA AB 32- CO2 Constraint- v.5.13 | 200 | 7281 | Rate Constraint in MTons | FALSE | L | Annual | Allowances Purchased CO2 | Thousand Tons | -56904.2027 | -67479.1886 | -62888.9845 | -46618.1892 | -23216.9055 | -17604.4096 | -18343.4133
CA AB 32- CO2 Constraint- v.5.13 | 200 | 7281 | Rate Constraint in MTons | FALSE | L | Annual | Allowances Sold CO2 | Thousand Tons | 0 | 0 | 0 | 0 | 0 | 0 | 0
CA AB 32- CO2 Constraint- v.5.13 | 200 | 7281 | Rate Constraint in MTons | FALSE | L | Annual | Allowances Banked | Thousand Tons | 0 | 0 | 0 | 0 | 0 | 0 | 0
CA AB 32- CO2 Constraint- v.5.13 | 200 | 7281 | Rate Constraint in MTons | FALSE | L | Annual | Allowances Withdrawn (1:1) | Thousand Tons | 0 | 0 | 0 | 0 | 0 | 0 | 0
CA AB 32- CO2 Constraint- v.5.13 | 200 | 7281 | Rate Constraint in MTons | FALSE | L | Annual | Allowances Withdrawn (1:n) | Thousand Tons | 0 | 0 | 0 | 0 | 0 | 0 | 0
CA AB 32- CO2 Constraint- v.5.13 | 200 | 7281 | Rate Constraint in MTons | FALSE | L | Annual | Total | Thousand Tons | -9.8307e-06 | -1.2183e-05 | -1.4311e-05 | -2.561e-06 | -1.008e-05 | -1.0639e-05 | -4.4097e-06
CA AB 32- CO2 Constraint- v.5.13 | 200 | 7281 | Rate Constraint in MTons | FALSE | L | Annual | Fuel Consumed | TBtu | 1043.3227 | 1221.3816 | 1133.2083 | 884.5055 | 497.4802 | 419.9151 | 433.1934
CA AB 32- CO2 Constraint- v.5.13 | 200 | 7281 | Rate Constraint in MTons | FALSE | L | Annual | Rate | lb/MMBtu | 109.0826 | 110.4965 | 110.9928 | 105.4107 | 93.338 | 83.8475 | 84.6893
CA AB 32- CO2 Constraint- v.5.13 | 200 | 7281 | Rate Constraint in MTons | FALSE | L | Annual | Generation | TWh | 146.7009 | 170.0361 | 198.5575 | 199.0813 | 166.3494 | 140.442 | 152.8013
CA AB 32- CO2 Constraint- v.5.13 | 200 | 7281 | Rate Constraint in MTons | FALSE | L | Annual | Qualifying Generation | TWh | 140.0249 | 167.7778 | 155.9143 | 122.7272 | 68.6838 | 57.3251 | 59.8388
CA AB 32- CO2 Constraint- v.5.13 | 200 | 7281 | Rate Constraint in MTons | FALSE | L | Annual | Rate | lb/MWh | 812.7724 | 804.3877 | 806.712 | 759.7045 | 676.0521 | 614.1957 | 613.0945
CA AB 32- CO2 Constraint- v.5.13 | 200 | 7281 | Rate Constraint in MTons | FALSE | L | Annual | Constraint Shadow Price | US2022$/Ton | 15.9205 | 15.9204 | 15.9201 | 15.9205 | 18.7303 | 72.9104 | 72.9104
CA NOx Annual v5.14 | 201 | 7279 | Rate Constraint in MTons | FALSE | L | Annual | Seasons Included | Seasons | Winter, Spring, Summer, Fall | Winter, Spring, Summer, Fall | Winter, Spring, Summer, Fall | Winter, Spring, Summer, Fall | Winter, Spring, Summer, Fall | Winter, Spring, Summer, Fall | Winter, Spring, Summer, Fall
CA NOx Annual v5.14 | 201 | 7279 | Rate Constraint in MTons | FALSE | L | Annual | Standard NOX | Thousand Tons | 5.286 | 5.286 | 5.286 | 5.286 | 5.286 | 5.286 | 5.286
CA NOx Annual v5.14 | 201 | 7279 | Rate Constraint in MTons | FALSE | L | Annual | Emissions at Affected Plants NOX | Thousand Tons | 0.82983 | 0.78264 | 0.65059 | 0.36717 | 0.05458 | 0.083598 | 0.040454
CA NOx Annual v5.14 | 201 | 7279 | Rate Constraint in MTons | FALSE | L | Annual | Allowances Purchased NOX | Thousand Tons | 0 | 0 | 0 | 0 | 0 | 0 | 0
CA NOx Annual v5.14 | 201 | 7279 | Rate Constraint in MTons | FALSE | L | Annual | Allowances Sold NOX | Thousand Tons | 0 | 0 | 0 | 0 | 0 | 0 | 0
CA NOx Annual v5.14 | 201 | 7279 | Rate Constraint in MTons | FALSE | L | Annual | Allowances Banked | Thousand Tons | 0 | 0 | 0 | 0 | 0 | 0 | 0
CA NOx Annual v5.14 | 201 | 7279 | Rate Constraint in MTons | FALSE | L | Annual | Allowances Withdrawn (1:1) | Thousand Tons | 0 | 0 | 0 | 0 | 0 | 0 | 0
CA NOx Annual v5.14 | 201 | 7279 | Rate Constraint in MTons | FALSE | L | Annual | Allowances Withdrawn (1:n) | Thousand Tons | 0 | 0 | 0 | 0 | 0 | 0 | 0
CA NOx Annual v5.14 | 201 | 7279 | Rate Constraint in MTons | FALSE | L | Annual | Total | Thousand Tons | 0.82983 | 0.78264 | 0.65059 | 0.36717 | 0.05458 | 0.083598 | 0.040454
CA NOx Annual v5.14 | 201 | 7279 | Rate Constraint in MTons | FALSE | L | Annual | Fuel Consumed | TBtu | 180.6326 | 169.6408 | 130.5159 | 74.3979 | 11.3547 | 17.3327 | 9.1864
CA NOx Annual v5.14 | 201 | 7279 | Rate Constraint in MTons | FALSE | L | Annual | Rate | lb/MMBtu | 0.009188 | 0.009227 | 0.0099695 | 0.0098705 | 0.0096136 | 0.0096463 | 0.0088075
CA NOx Annual v5.14 | 201 | 7279 | Rate Constraint in MTons | FALSE | L | Annual | Generation | TWh | 24.701 | 23.3199 | 17.8413 | 10.3048 | 1.5703 | 2.4281 | 1.2762
CA NOx Annual v5.14 | 201 | 7279 | Rate Constraint in MTons | FALSE | L | Annual | Qualifying Generation | TWh | 24.701 | 23.3199 | 17.8413 | 10.3048 | 1.5703 | 2.4281 | 1.2762
CA NOx Annual v5.14 | 201 | 7279 | Rate Constraint in MTons | FALSE | L | Annual | Rate | lb/MWh | 0.06719 | 0.067122 | 0.072931 | 0.071263 | 0.069515 | 0.068858 | 0.063401
CA NOx Annual v5.14 | 201 | 7279 | Rate Constraint in MTons | FALSE | L | Annual | Constraint Shadow Price | US2022$/Ton | 0 | 0 | 0 | 0 | 0 | 0 | 0
CA SO2 Annual v5.14 | 202 | 7280 | Rate Constraint in MTons | FALSE | L | Annual | Seasons Included | Seasons | Winter, Spring, Summer, Fall | Winter, Spring, Summer, Fall | Winter, Spring, Summer, Fall | Winter, Spring, Summer, Fall | Winter, Spring, Summer, Fall | Winter, Spring, Summer, Fall | Winter, Spring, Summer, Fall
CA SO2 Annual v5.14 | 202 | 7280 | Rate Constraint in MTons | FALSE | L | Annual | Standard SO2 | Thousand Tons | 2.219 | 2.219 | 2.219 | 2.219 | 2.219 | 2.219 | 2.219
CA SO2 Annual v5.14 | 202 | 7280 | Rate Constraint in MTons | FALSE | L | Annual | Emissions at Affected Plants SO2 | Thousand Tons | 0 | 0 | 0 | 0 | 0 | 0 | 0
CA SO2 Annual v5.14 | 202 | 7280 | Rate Constraint in MTons | FALSE | L | Annual | Allowances Purchased SO2 | Thousand Tons | 0 | 0 | 0 | 0 | 0 | 0 | 0
CA SO2 Annual v5.14 | 202 | 7280 | Rate Constraint in MTons | FALSE | L | Annual | Allowances Sold SO2 | Thousand Tons | 0 | 0 | 0 | 0 | 0 | 0 | 0
CA SO2 Annual v5.14 | 202 | 7280 | Rate Constraint in MTons | FALSE | L | Annual | Allowances Banked | Thousand Tons | 0 | 0 | 0 | 0 | 0 | 0 | 0
CA SO2 Annual v5.14 | 202 | 7280 | Rate Constraint in MTons | FALSE | L | Annual | Allowances Withdrawn (1:1) | Thousand Tons | 0 | 0 | 0 | 0 | 0 | 0 | 0
CA SO2 Annual v5.14 | 202 | 7280 | Rate Constraint in MTons | FALSE | L | Annual | Allowances Withdrawn (1:n) | Thousand Tons | 0 | 0 | 0 | 0 | 0 | 0 | 0
CA SO2 Annual v5.14 | 202 | 7280 | Rate Constraint in MTons | FALSE | L | Annual | Total | Thousand Tons | 0 | 0 | 0 | 0 | 0 | 0 | 0
CA SO2 Annual v5.14 | 202 | 7280 | Rate Constraint in MTons | FALSE | L | Annual | Fuel Consumed | TBtu | 0 | 0 | 0 | 0 | 0 | 0 | 0
CA SO2 Annual v5.14 | 202 | 7280 | Rate Constraint in MTons | FALSE | L | Annual | Rate | lb/MMBtu | 0 | 0 | 0 | 0 | 0 | 0 | 0
CA SO2 Annual v5.14 | 202 | 7280 | Rate Constraint in MTons | FALSE | L | Annual | Generation | TWh | 0 | 0 | 0 | 0 | 0 | 0 | 0
CA SO2 Annual v5.14 | 202 | 7280 | Rate Constraint in MTons | FALSE | L | Annual | Qualifying Generation | TWh | 0 | 0 | 0 | 0 | 0 | 0 | 0
CA SO2 Annual v5.14 | 202 | 7280 | Rate Constraint in MTons | FALSE | L | Annual | Rate | lb/MWh | 0 | 0 | 0 | 0 | 0 | 0 | 0
CA SO2 Annual v5.14 | 202 | 7280 | Rate Constraint in MTons | FALSE | L | Annual | Constraint Shadow Price | US2022$/Ton | 0 | 0 | 0 | 0 | 0 | 0 | 0
CO - CO2 Cap Annual v6.21 | 203 | 7790 | Rate Constraint in MTons | FALSE | L | Annual | Seasons Included | Seasons | Winter, Spring, Summer, Fall | Winter, Spring, Summer, Fall | Winter, Spring, Summer, Fall | Winter, Spring, Summer, Fall | Winter, Spring, Summer, Fall | Winter, Spring, Summer, Fall | Winter, Spring, Summer, Fall
CO - CO2 Cap Annual v6.21 | 203 | 7790 | Rate Constraint in MTons | FALSE | L | Annual | Standard CO2 | Thousand Tons | 19040.0934 | 9066.7111 | 9066.7111 | 9066.7111 | 9066.7111 | 9066.7111 | 9066.7111
CO - CO2 Cap Annual v6.21 | 203 | 7790 | Rate Constraint in MTons | FALSE | L | Annual | Emissions at Affected Plants CO2 | Thousand Tons | 19040.0934 | 9066.7111 | 9066.7111 | 9066.7111 | 9066.7111 | 9066.7111 | 9066.7111
CO - CO2 Cap Annual v6.21 | 203 | 7790 | Rate Constraint in MTons | FALSE | L | Annual | Allowances Purchased CO2 | Thousand Tons | 0 | 0 | 0 | 0 | 0 | 0 | 0
CO - CO2 Cap Annual v6.21 | 203 | 7790 | Rate Constraint in MTons | FALSE | L | Annual | Allowances Sold CO2 | Thousand Tons | 0 | 0 | 0 | 0 | 0 | 0 | 0
CO - CO2 Cap Annual v6.21 | 203 | 7790 | Rate Constraint in MTons | FALSE | L | Annual | Allowances Banked | Thousand Tons | 0 | 0 | 0 | 0 | 0 | 0 | 0
CO - CO2 Cap Annual v6.21 | 203 | 7790 | Rate Constraint in MTons | FALSE | L | Annual | Allowances Withdrawn (1:1) | Thousand Tons | 0 | 0 | 0 | 0 | 0 | 0 | 0
CO - CO2 Cap Annual v6.21 | 203 | 7790 | Rate Constraint in MTons | FALSE | L | Annual | Allowances Withdrawn (1:n) | Thousand Tons | 0 | 0 | 0 | 0 | 0 | 0 | 0
CO - CO2 Cap Annual v6.21 | 203 | 7790 | Rate Constraint in MTons | FALSE | L | Annual | Total | Thousand Tons | 19040.0934 | 9066.7111 | 9066.7111 | 9066.7111 | 9066.7111 | 9066.7111 | 9066.7111
CO - CO2 Cap Annual v6.21 | 203 | 7790 | Rate Constraint in MTons | FALSE | L | Annual | Fuel Consumed | TBtu | 251.9093 | 140.6051 | 174.5603 | 161.4912 | 130.0824 | 136.3001 | 145.395
CO - CO2 Cap Annual v6.21 | 203 | 7790 | Rate Constraint in MTons | FALSE | L | Annual | Rate | lb/MMBtu | 151.1663 | 128.967 | 103.8805 | 112.2874 | 139.3995 | 133.0404 | 124.7183
CO - CO2 Cap Annual v6.21 | 203 | 7790 | Rate Constraint in MTons | FALSE | L | Annual | Generation | TWh | 29.7221 | 18.1902 | 25.5418 | 22.7825 | 17.1813 | 18.2963 | 19.7985
CO - CO2 Cap Annual v6.21 | 203 | 7790 | Rate Constraint in MTons | FALSE | L | Annual | Qualifying Generation | TWh | 29.7221 | 18.1902 | 25.5418 | 22.7825 | 17.1813 | 18.2963 | 19.7985
CO - CO2 Cap Annual v6.21 | 203 | 7790 | Rate Constraint in MTons | FALSE | L | Annual | Rate | lb/MWh | 1281.206 | 996.8762 | 709.9509 | 795.935 | 1055.4173 | 991.1004 | 915.8996
CO - CO2 Cap Annual v6.21 | 203 | 7790 | Rate Constraint in MTons | FALSE | L | Annual | Constraint Shadow Price | US2022$/Ton | 22.1839 | 20.1593 | 24.4867 | 19.4673 | 13.5614 | 15.1637 | 17.7676
CO Hg Rate Annual - Comanche 1,2 & 3 v5.14 | 204 | 7283 | Rate Constraint in lbs/MWh | FALSE | L | Annual | Seasons Included | Seasons | Winter, Spring, Summer, Fall | Winter, Spring, Summer, Fall | Winter, Spring, Summer, Fall | Winter, Spring, Summer, Fall | Winter, Spring, Summer, Fall | Winter, Spring, Summer, Fall | Winter, Spring, Summer, Fall
CO Hg Rate Annual - Comanche 1,2 & 3 v5.14 | 204 | 7283 | Rate Constraint in lbs/MWh | FALSE | L | Annual | Standard MER | lb/MWh | 1.3e-05 | 1.3e-05 | 1.3e-05 | 1.3e-05 | 1.3e-05 | 1.3e-05 | 1.3e-05
CO Hg Rate Annual - Comanche 1,2 & 3 v5.14 | 204 | 7283 | Rate Constraint in lbs/MWh | FALSE | L | Annual | Emissions at Affected Plants MER | Lb | 7.1972 | 8.8476 | 7.1972 | 16.1324 | 25.5866 | 23.0241 | 20.4767
CO Hg Rate Annual - Comanche 1,2 & 3 v5.14 | 204 | 7283 | Rate Constraint in lbs/MWh | FALSE | L | Annual | Allowances Purchased MER | Lb | 0 | 0 | 0 | 0 | 0 | 0 | 0
CO Hg Rate Annual - Comanche 1,2 & 3 v5.14 | 204 | 7283 | Rate Constraint in lbs/MWh | FALSE | L | Annual | Allowances Sold MER | Lb | 0 | 0 | 0 | 0 | 0 | 0 | 0
CO Hg Rate Annual - Comanche 1,2 & 3 v5.14 | 204 | 7283 | Rate Constraint in lbs/MWh | FALSE | L | Annual | Allowances Banked | Lb | 0 | 0 | 0 | 0 | 0 | 0 | 0
CO Hg Rate Annual - Comanche 1,2 & 3 v5.14 | 204 | 7283 | Rate Constraint in lbs/MWh | FALSE | L | Annual | Allowances Withdrawn (1:1) | Lb | 0 | 0 | 0 | 0 | 0 | 0 | 0
CO Hg Rate Annual - Comanche 1,2 & 3 v5.14 | 204 | 7283 | Rate Constraint in lbs/MWh | FALSE | L | Annual | Allowances Withdrawn (1:n) | Lb | 0 | 0 | 0 | 0 | 0 | 0 | 0
CO Hg Rate Annual - Comanche 1,2 & 3 v5.14 | 204 | 7283 | Rate Constraint in lbs/MWh | FALSE | L | Annual | Total | Lb | 7.1972 | 8.8476 | 7.1972 | 16.1324 | 25.5866 | 23.0241 | 20.4767
CO Hg Rate Annual - Comanche 1,2 & 3 v5.14 | 204 | 7283 | Rate Constraint in lbs/MWh | FALSE | L | Annual | Fuel Consumed | TBtu | 12.8264 | 15.7676 | 12.8264 | 28.7501 | 45.5988 | 41.0321 | 36.4922
CO Hg Rate Annual - Comanche 1,2 & 3 v5.14 | 204 | 7283 | Rate Constraint in lbs/MWh | FALSE | L | Annual | Rate | lb/MMBtu | 5.6112e-07 | 5.6112e-07 | 5.6112e-07 | 5.6112e-07 | 5.6112e-07 | 5.6112e-07 | 5.6112e-07
CO Hg Rate Annual - Comanche 1,2 & 3 v5.14 | 204 | 7283 | Rate Constraint in lbs/MWh | FALSE | L | Annual | Generation | TWh | 1.2264 | 1.5076 | 1.2264 | 2.7488 | 4.3598 | 3.9231 | 3.4891
CO Hg Rate Annual - Comanche 1,2 & 3 v5.14 | 204 | 7283 | Rate Constraint in lbs/MWh | FALSE | L | Annual | Qualifying Generation | TWh | 1.2264 | 1.5076 | 1.2264 | 2.7488 | 4.3598 | 3.9231 | 3.4891
CO Hg Rate Annual - Comanche 1,2 & 3 v5.14 | 204 | 7283 | Rate Constraint in lbs/MWh | FALSE | L | Annual | Constraint Shadow Price | US2022$/Lb | 0 | 0 | 0 | 0 | 0 | 0 | 0
CO Hg Rule - MER Removal Annual v3.1 | 205 | 7282 | MACT Fuel Choice Floor in lbs/MMBtu | FALSE | L | Annual | Seasons Included | Seasons | Winter, Spring, Summer, Fall | Winter, Spring, Summer, Fall | Winter, Spring, Summer, Fall | Winter, Spring, Summer, Fall | Winter, Spring, Summer, Fall | Winter, Spring, Summer, Fall | Winter, Spring, Summer, Fall
CO Hg Rule - MER Removal Annual v3.1 | 205 | 7282 | MACT Fuel Choice Floor in lbs/MMBtu | FALSE | L | Annual | Emission Floor MER | lbs/MMBtu | 8.248e-07 | 8.248e-07 | 8.248e-07 | 8.248e-07 | 8.248e-07 | 8.248e-07 | 8.248e-07
CO Hg Rule - MER Removal Annual v3.1 | 205 | 7282 | MACT Fuel Choice Floor in lbs/MMBtu | FALSE | L | Annual | Emissions at Affected Plants MER | Lb | 31.9482 | 8.9307 | 7.431 | 16.3662 | 25.8204 | 23.234 | 20.6865
CO Hg Rule - MER Removal Annual v3.1 | 205 | 7282 | MACT Fuel Choice Floor in lbs/MMBtu | FALSE | L | Annual | Allowances Purchased MER | Lb | 0 | 0 | 0 | 0 | 0 | 0 | 0
CO Hg Rule - MER Removal Annual v3.1 | 205 | 7282 | MACT Fuel Choice Floor in lbs/MMBtu | FALSE | L | Annual | Allowances Sold MER | Lb | 0 | 0 | 0 | 0 | 0 | 0 | 0
CO Hg Rule - MER Removal Annual v3.1 | 205 | 7282 | MACT Fuel Choice Floor in lbs/MMBtu | FALSE | L | Annual | Allowances Banked | Lb | 0 | 0 | 0 | 0 | 0 | 0 | 0
CO Hg Rule - MER Removal Annual v3.1 | 205 | 7282 | MACT Fuel Choice Floor in lbs/MMBtu | FALSE | L | Annual | Allowances Withdrawn (1:1) | Lb | 0 | 0 | 0 | 0 | 0 | 0 | 0
CO Hg Rule - MER Removal Annual v3.1 | 205 | 7282 | MACT Fuel Choice Floor in lbs/MMBtu | FALSE | L | Annual | Allowances Withdrawn (1:n) | Lb | 0 | 0 | 0 | 0 | 0 | 0 | 0
CO Hg Rule - MER Removal Annual v3.1 | 205 | 7282 | MACT Fuel Choice Floor in lbs/MMBtu | FALSE | L | Annual | Total | Lb | 31.9482 | 8.9307 | 7.431 | 16.3662 | 25.8204 | 23.234 | 20.6865
CO Hg Rule - MER Removal Annual v3.1 | 205 | 7282 | MACT Fuel Choice Floor in lbs/MMBtu | FALSE | L | Annual | Fuel Consumed | TBtu | 88.358 | 16.906 | 14.1906 | 30.1143 | 46.963 | 42.3963 | 37.8565
CO Hg Rule - MER Removal Annual v3.1 | 205 | 7282 | MACT Fuel Choice Floor in lbs/MMBtu | FALSE | L | Annual | Rate | lbs/MMBtu | 3.6158e-07 | 5.2826e-07 | 5.2366e-07 | 5.4347e-07 | 5.498e-07 | 5.4802e-07 | 5.4645e-07
CO Hg Rule - MER Removal Annual v3.1 | 205 | 7282 | MACT Fuel Choice Floor in lbs/MMBtu | FALSE | L | Annual | Generation | TWh | 8.6197 | 1.6089 | 1.3368 | 2.8593 | 4.4702 | 4.0336 | 3.5995
CO Hg Rule - MER Removal Annual v3.1 | 205 | 7282 | MACT Fuel Choice Floor in lbs/MMBtu | FALSE | L | Annual | Qualifying Generation | TWh | 8.6197 | 1.6089 | 1.3368 | 2.8593 | 4.4702 | 4.0336 | 3.5995
CO Hg Rule - MER Removal Annual v3.1 | 205 | 7282 | MACT Fuel Choice Floor in lbs/MMBtu | FALSE | L | Annual | Constraint Shadow Price | US2022$/Lb | 0 | 0 | 0 | 0 | 0 | 0 | 0
CO NOX Rate Annual - Craig 1,3 v5.14 | 206 | 7284 | Rate Constraint in lbs/MMBtu | FALSE | L | Annual | Seasons Included | Seasons | Winter, Spring, Summer, Fall | Winter, Spring, Summer, Fall | Winter, Spring, Summer, Fall | Winter, Spring, Summer, Fall | Winter, Spring, Summer, Fall | Winter, Spring, Summer, Fall | Winter, Spring, Summer, Fall
CO NOX Rate Annual - Craig 1,3 v5.14 | 206 | 7284 | Rate Constraint in lbs/MMBtu | FALSE | L | Annual | Standard NOX | lb/MMBtu | 0.28 | 0.28 | 0.28 | 0.28 | 0.28 | 0.28 | 0.28
CO NOX Rate Annual - Craig 1,3 v5.14 | 206 | 7284 | Rate Constraint in lbs/MMBtu | FALSE | L | Annual | Emissions at Affected Plants NOX | Thousand Tons | 2.6163 | 0 | 0 | 0 | 0 | 0 | 0
CO NOX Rate Annual - Craig 1,3 v5.14 | 206 | 7284 | Rate Constraint in lbs/MMBtu | FALSE | L | Annual | Allowances Purchased NOX | Thousand Tons | 0 | 0 | 0 | 0 | 0 | 0 | 0
CO NOX Rate Annual - Craig 1,3 v5.14 | 206 | 7284 | Rate Constraint in lbs/MMBtu | FALSE | L | Annual | Allowances Sold NOX | Thousand Tons | 0 | 0 | 0 | 0 | 0 | 0 | 0
CO NOX Rate Annual - Craig 1,3 v5.14 | 206 | 7284 | Rate Constraint in lbs/MMBtu | FALSE | L | Annual | Allowances Banked | Thousand Tons | 0 | 0 | 0 | 0 | 0 | 0 | 0
CO NOX Rate Annual - Craig 1,3 v5.14 | 206 | 7284 | Rate Constraint in lbs/MMBtu | FALSE | L | Annual | Allowances Withdrawn (1:1) | Thousand Tons | 0 | 0 | 0 | 0 | 0 | 0 | 0
CO NOX Rate Annual - Craig 1,3 v5.14 | 206 | 7284 | Rate Constraint in lbs/MMBtu | FALSE | L | Annual | Allowances Withdrawn (1:n) | Thousand Tons | 0 | 0 | 0 | 0 | 0 | 0 | 0
CO NOX Rate Annual - Craig 1,3 v5.14 | 206 | 7284 | Rate Constraint in lbs/MMBtu | FALSE | L | Annual | Total | Thousand Tons | 2.6163 | 0 | 0 | 0 | 0 | 0 | 0
CO NOX Rate Annual - Craig 1,3 v5.14 | 206 | 7284 | Rate Constraint in lbs/MMBtu | FALSE | L | Annual | Fuel Consumed | TBtu | 22.5351 | 0 | 0 | 0 | 0 | 0 | 0
CO NOX Rate Annual - Craig 1,3 v5.14 | 206 | 7284 | Rate Constraint in lbs/MMBtu | FALSE | L | Annual | Rate | lb/MMBtu | 0.2322 | 0 | 0 | 0 | 0 | 0 | 0
CO NOX Rate Annual - Craig 1,3 v5.14 | 206 | 7284 | Rate Constraint in lbs/MMBtu | FALSE | L | Annual | Generation | TWh | 2.2504 | 0 | 0 | 0 | 0 | 0 | 0
CO NOX Rate Annual - Craig 1,3 v5.14 | 206 | 7284 | Rate Constraint in lbs/MMBtu | FALSE | L | Annual | Qualifying Generation | TWh | 2.2504 | 0 | 0 | 0 | 0 | 0 | 0
CO NOX Rate Annual - Craig 1,3 v5.14 | 206 | 7284 | Rate Constraint in lbs/MMBtu | FALSE | L | Annual | Rate | lb/MWh | 2.3253 | 0 | 0 | 0 | 0 | 0 | 0
CO NOX Rate Annual - Craig 1,3 v5.14 | 206 | 7284 | Rate Constraint in lbs/MMBtu | FALSE | L | Annual | Constraint Shadow Price | US2022$/Ton | 0 | 0 | 0 | 0 | 0 | 0 | 0
CO NOX Rate Annual - Craig 2 v5.14 | 207 | 7285 | Rate Constraint in lbs/MMBtu | FALSE | L | Annual | Seasons Included | Seasons | Winter, Spring, Summer, Fall | Winter, Spring, Summer, Fall | Winter, Spring, Summer, Fall | Winter, Spring, Summer, Fall | Winter, Spring, Summer, Fall | Winter, Spring, Summer, Fall | Winter, Spring, Summer, Fall
CO NOX Rate Annual - Craig 2 v5.14 | 207 | 7285 | Rate Constraint in lbs/MMBtu | FALSE | L | Annual | Standard NOX | lb/MMBtu | 0.08 | 0.08 | 0.08 | 0.08 | 0.08 | 0.08 | 0.08
CO NOX Rate Annual - Craig 2 v5.14 | 207 | 7285 | Rate Constraint in lbs/MMBtu | FALSE | L | Annual | Emissions at Affected Plants NOX | Thousand Tons | 0.59554 | 0 | 0 | 0 | 0 | 0 | 0
CO NOX Rate Annual - Craig 2 v5.14 | 207 | 7285 | Rate Constraint in lbs/MMBtu | FALSE | L | Annual | Allowances Purchased NOX | Thousand Tons | 0 | 0 | 0 | 0 | 0 | 0 | 0
CO NOX Rate Annual - Craig 2 v5.14 | 207 | 7285 | Rate Constraint in lbs/MMBtu | FALSE | L | Annual | Allowances Sold NOX | Thousand Tons | 0 | 0 | 0 | 0 | 0 | 0 | 0
CO NOX Rate Annual - Craig 2 v5.14 | 207 | 7285 | Rate Constraint in lbs/MMBtu | FALSE | L | Annual | Allowances Banked | Thousand Tons | 0 | 0 | 0 | 0 | 0 | 0 | 0
CO NOX Rate Annual - Craig 2 v5.14 | 207 | 7285 | Rate Constraint in lbs/MMBtu | FALSE | L | Annual | Allowances Withdrawn (1:1) | Thousand Tons | 0 | 0 | 0 | 0 | 0 | 0 | 0
CO NOX Rate Annual - Craig 2 v5.14 | 207 | 7285 | Rate Constraint in lbs/MMBtu | FALSE | L | Annual | Allowances Withdrawn (1:n) | Thousand Tons | 0 | 0 | 0 | 0 | 0 | 0 | 0
CO NOX Rate Annual - Craig 2 v5.14 | 207 | 7285 | Rate Constraint in lbs/MMBtu | FALSE | L | Annual | Total | Thousand Tons | 0.59554 | 0 | 0 | 0 | 0 | 0 | 0
CO NOX Rate Annual - Craig 2 v5.14 | 207 | 7285 | Rate Constraint in lbs/MMBtu | FALSE | L | Annual | Fuel Consumed | TBtu | 18.9421 | 0 | 0 | 0 | 0 | 0 | 0
CO NOX Rate Annual - Craig 2 v5.14 | 207 | 7285 | Rate Constraint in lbs/MMBtu | FALSE | L | Annual | Rate | lb/MMBtu | 0.06288 | 0 | 0 | 0 | 0 | 0 | 0
CO NOX Rate Annual - Craig 2 v5.14 | 207 | 7285 | Rate Constraint in lbs/MMBtu | FALSE | L | Annual | Generation | TWh | 1.8498 | 0 | 0 | 0 | 0 | 0 | 0
CO NOX Rate Annual - Craig 2 v5.14 | 207 | 7285 | Rate Constraint in lbs/MMBtu | FALSE | L | Annual | Qualifying Generation | TWh | 1.8498 | 0 | 0 | 0 | 0 | 0 | 0
CO NOX Rate Annual - Craig 2 v5.14 | 207 | 7285 | Rate Constraint in lbs/MMBtu | FALSE | L | Annual | Rate | lb/MWh | 0.64389 | 0 | 0 | 0 | 0 | 0 | 0
CO NOX Rate Annual - Craig 2 v5.14 | 207 | 7285 | Rate Constraint in lbs/MMBtu | FALSE | L | Annual | Constraint Shadow Price | US2022$/Ton | 0 | 0 | 0 | 0 | 0 | 0 | 0
CT - CO2 Cap Annual v6.21 | 208 | 7789 | Rate Constraint in MTons | FALSE | L | Annual | Seasons Included | Seasons | Winter, Spring, Summer, Fall | Winter, Spring, Summer, Fall | Winter, Spring, Summer, Fall | Winter, Spring, Summer, Fall | Winter, Spring, Summer, Fall | Winter, Spring, Summer, Fall | Winter, Spring, Summer, Fall
CT - CO2 Cap Annual v6.21 | 208 | 7789 | Rate Constraint in MTons | FALSE | L | Annual | Standard CO2 | Thousand Tons | NA | NA | NA | 0 | 0 | 0 | 0
CT - CO2 Cap Annual v6.21 | 208 | 7789 | Rate Constraint in MTons | FALSE | L | Annual | Emissions at Affected Plants CO2 | Thousand Tons | 0 | 0 | 0 | 0 | 0 | 0 | 0
CT - CO2 Cap Annual v6.21 | 208 | 7789 | Rate Constraint in MTons | FALSE | L | Annual | Allowances Purchased CO2 | Thousand Tons | 0 | 0 | 0 | 0 | 0 | 0 | 0
CT - CO2 Cap Annual v6.21 | 208 | 7789 | Rate Constraint in MTons | FALSE | L | Annual | Allowances Sold CO2 | Thousand Tons | 0 | 0 | 0 | 0 | 0 | 0 | 0
CT - CO2 Cap Annual v6.21 | 208 | 7789 | Rate Constraint in MTons | FALSE | L | Annual | Allowances Banked | Thousand Tons | 0 | 0 | 0 | 0 | 0 | 0 | 0
CT - CO2 Cap Annual v6.21 | 208 | 7789 | Rate Constraint in MTons | FALSE | L | Annual | Allowances Withdrawn (1:1) | Thousand Tons | 0 | 0 | 0 | 0 | 0 | 0 | 0
CT - CO2 Cap Annual v6.21 | 208 | 7789 | Rate Constraint in MTons | FALSE | L | Annual | Allowances Withdrawn (1:n) | Thousand Tons | 0 | 0 | 0 | 0 | 0 | 0 | 0
CT - CO2 Cap Annual v6.21 | 208 | 7789 | Rate Constraint in MTons | FALSE | L | Annual | Total | Thousand Tons | 0 | 0 | 0 | 0 | 0 | 0 | 0
CT - CO2 Cap Annual v6.21 | 208 | 7789 | Rate Constraint in MTons | FALSE | L | Annual | Fuel Consumed | TBtu | 0 | 0 | 0 | 0.034724 | 0.34148 | 0.68905 | 0.26744
CT - CO2 Cap Annual v6.21 | 208 | 7789 | Rate Constraint in MTons | FALSE | L | Annual | Rate | lb/MMBtu | 0 | 0 | 0 | 0 | 0 | 0 | 0
CT - CO2 Cap Annual v6.21 | 208 | 7789 | Rate Constraint in MTons | FALSE | L | Annual | Generation | TWh | 0 | 0 | 0 | 0.0058043 | 0.034529 | 0.069898 | 0.027097
CT - CO2 Cap Annual v6.21 | 208 | 7789 | Rate Constraint in MTons | FALSE | L | Annual | Qualifying Generation | TWh | 0 | 0 | 0 | 0.0058043 | 0.034529 | 0.069898 | 0.027097
CT - CO2 Cap Annual v6.21 | 208 | 7789 | Rate Constraint in MTons | FALSE | L | Annual | Rate | lb/MWh | 0 | 0 | 0 | 0 | 0 | 0 | 0
CT - CO2 Cap Annual v6.21 | 208 | 7789 | Rate Constraint in MTons | FALSE | L | Annual | Constraint Shadow Price | US2022$/Ton | 0 | 0 | 0 | 2808.9916 | 2127.9532 | 2460.4466 | 2483.975
CT Fac. Spec. - MER Rate Annual v3.1 | 209 | 7562 | MACT Fuel Choice Floor in lbs/MMBtu | FALSE | L | Annual | Seasons Included | Seasons | Winter, Spring, Summer, Fall | Winter, Spring, Summer, Fall | Winter, Spring, Summer, Fall | Winter, Spring, Summer, Fall | Winter, Spring, Summer, Fall | Winter, Spring, Summer, Fall | Winter, Spring, Summer, Fall
CT Fac. Spec. - MER Rate Annual v3.1 | 209 | 7562 | MACT Fuel Choice Floor in lbs/MMBtu | FALSE | L | Annual | Emission Floor MER | lbs/MMBtu | 6e-07 | 6e-07 | 6e-07 | 6e-07 | 6e-07 | 6e-07 | 6e-07
CT Fac. Spec. - MER Rate Annual v3.1 | 209 | 7562 | MACT Fuel Choice Floor in lbs/MMBtu | FALSE | L | Annual | Emissions at Affected Plants MER | Lb | 0 | 0 | 0 | 0 | 0 | 0 | 0
CT Fac. Spec. - MER Rate Annual v3.1 | 209 | 7562 | MACT Fuel Choice Floor in lbs/MMBtu | FALSE | L | Annual | Allowances Purchased MER | Lb | 0 | 0 | 0 | 0 | 0 | 0 | 0
CT Fac. Spec. - MER Rate Annual v3.1 | 209 | 7562 | MACT Fuel Choice Floor in lbs/MMBtu | FALSE | L | Annual | Allowances Sold MER | Lb | 0 | 0 | 0 | 0 | 0 | 0 | 0
CT Fac. Spec. - MER Rate Annual v3.1 | 209 | 7562 | MACT Fuel Choice Floor in lbs/MMBtu | FALSE | L | Annual | Allowances Banked | Lb | 0 | 0 | 0 | 0 | 0 | 0 | 0
CT Fac. Spec. - MER Rate Annual v3.1 | 209 | 7562 | MACT Fuel Choice Floor in lbs/MMBtu | FALSE | L | Annual | Allowances Withdrawn (1:1) | Lb | 0 | 0 | 0 | 0 | 0 | 0 | 0
CT Fac. Spec. - MER Rate Annual v3.1 | 209 | 7562 | MACT Fuel Choice Floor in lbs/MMBtu | FALSE | L | Annual | Allowances Withdrawn (1:n) | Lb | 0 | 0 | 0 | 0 | 0 | 0 | 0
CT Fac. Spec. - MER Rate Annual v3.1 | 209 | 7562 | MACT Fuel Choice Floor in lbs/MMBtu | FALSE | L | Annual | Total | Lb | 0 | 0 | 0 | 0 | 0 | 0 | 0
CT Fac. Spec. - MER Rate Annual v3.1 | 209 | 7562 | MACT Fuel Choice Floor in lbs/MMBtu | FALSE | L | Annual | Fuel Consumed | TBtu | 0 | 0 | 0 | 0 | 0 | 0 | 0
CT Fac. Spec. - MER Rate Annual v3.1 | 209 | 7562 | MACT Fuel Choice Floor in lbs/MMBtu | FALSE | L | Annual | Rate | lbs/MMBtu | 0 | 0 | 0 | 0 | 0 | 0 | 0
CT Fac. Spec. - MER Rate Annual v3.1 | 209 | 7562 | MACT Fuel Choice Floor in lbs/MMBtu | FALSE | L | Annual | Generation | TWh | 0 | 0 | 0 | 0 | 0 | 0 | 0
CT Fac. Spec. - MER Rate Annual v3.1 | 209 | 7562 | MACT Fuel Choice Floor in lbs/MMBtu | FALSE | L | Annual | Qualifying Generation | TWh | 0 | 0 | 0 | 0 | 0 | 0 | 0
CT Fac. Spec. - MER Rate Annual v3.1 | 209 | 7562 | MACT Fuel Choice Floor in lbs/MMBtu | FALSE | L | Annual | Constraint Shadow Price | US2022$/Lb | 0 | 0 | 0 | 0 | 0 | 0 | 0
CT Fac. Spec. - NOX Rate Winter v.4.10 Final, Unit 608 and retrofits | 210 | 7286 | Rate Constraint in lbs/MMBtu | FALSE | L | Annual | Seasons Included | Seasons | Winter, Spring, Fall | Winter, Spring, Fall | Winter, Spring, Fall | Winter, Spring, Fall | Winter, Spring, Fall | Winter, Spring, Fall | Winter, Spring, Fall
CT Fac. Spec. - NOX Rate Winter v.4.10 Final, Unit 608 and retrofits | 210 | 7286 | Rate Constraint in lbs/MMBtu | FALSE | L | Annual | Standard NOX | lb/MMBtu | 0.15 | 0.15 | 0.15 | 0.15 | 0.15 | 0.15 | 0.15
CT Fac. Spec. - NOX Rate Winter v.4.10 Final, Unit 608 and retrofits | 210 | 7286 | Rate Constraint in lbs/MMBtu | FALSE | L | Annual | Emissions at Affected Plants NOX | Thousand Tons | 0 | 1.1635e-05 | 0 | 0 | 0 | 0 | 0
CT Fac. Spec. - NOX Rate Winter v.4.10 Final, Unit 608 and retrofits | 210 | 7286 | Rate Constraint in lbs/MMBtu | FALSE | L | Annual | Allowances Purchased NOX | Thousand Tons | 0 | 0 | 0 | 0 | 0 | 0 | 0
CT Fac. Spec. - NOX Rate Winter v.4.10 Final, Unit 608 and retrofits | 210 | 7286 | Rate Constraint in lbs/MMBtu | FALSE | L | Annual | Allowances Sold NOX | Thousand Tons | 0 | 0 | 0 | 0 | 0 | 0 | 0
CT Fac. Spec. - NOX Rate Winter v.4.10 Final, Unit 608 and retrofits | 210 | 7286 | Rate Constraint in lbs/MMBtu | FALSE | L | Annual | Allowances Banked | Thousand Tons | 0 | 0 | 0 | 0 | 0 | 0 | 0
CT Fac. Spec. - NOX Rate Winter v.4.10 Final, Unit 608 and retrofits | 210 | 7286 | Rate Constraint in lbs/MMBtu | FALSE | L | Annual | Allowances Withdrawn (1:1) | Thousand Tons | 0 | 0 | 0 | 0 | 0 | 0 | 0
CT Fac. Spec. - NOX Rate Winter v.4.10 Final, Unit 608 and retrofits | 210 | 7286 | Rate Constraint in lbs/MMBtu | FALSE | L | Annual | Allowances Withdrawn (1:n) | Thousand Tons | 0 | 0 | 0 | 0 | 0 | 0 | 0
CT Fac. Spec. - NOX Rate Winter v.4.10 Final, Unit 608 and retrofits | 210 | 7286 | Rate Constraint in lbs/MMBtu | FALSE | L | Annual | Total | Thousand Tons | 0 | 1.1635e-05 | 0 | 0 | 0 | 0 | 0
CT Fac. Spec. - NOX Rate Winter v.4.10 Final, Unit 608 and retrofits | 210 | 7286 | Rate Constraint in lbs/MMBtu | FALSE | L | Annual | Fuel Consumed | TBtu | 0 | 0.0021059 | 0 | 0 | 0 | 0 | 0
CT Fac. Spec. - NOX Rate Winter v.4.10 Final, Unit 608 and retrofits | 210 | 7286 | Rate Constraint in lbs/MMBtu | FALSE | L | Annual | Rate | lb/MMBtu | 0 | 0.01105 | 0 | 0 | 0 | 0 | 0
CT Fac. Spec. - NOX Rate Winter v.4.10 Final, Unit 608 and retrofits | 210 | 7286 | Rate Constraint in lbs/MMBtu | FALSE | L | Annual | Generation | TWh | 0 | 0.00019456 | 0 | 0 | 0 | 0 | 0
CT Fac. Spec. - NOX Rate Winter v.4.10 Final, Unit 608 and retrofits | 210 | 7286 | Rate Constraint in lbs/MMBtu | FALSE | L | Annual | Qualifying Generation | TWh | 0 | 0.00019456 | 0 | 0 | 0 | 0 | 0
CT Fac. Spec. - NOX Rate Winter v.4.10 Final, Unit 608 and retrofits | 210 | 7286 | Rate Constraint in lbs/MMBtu | FALSE | L | Annual | Rate | lb/MWh | 0 | 0.11961 | 0 | 0 | 0 | 0 | 0
CT Fac. Spec. - NOX Rate Winter v.4.10 Final, Unit 608 and retrofits | 210 | 7286 | Rate Constraint in lbs/MMBtu | FALSE | L | Annual | Constraint Shadow Price | US2022$/Ton | 0 | 0 | 0 | 0 | 0 | 0 | 0
CT Fac. Spec. - NOX Rate Winter v.4.10 Final, Unit 609 and retrofits | 211 | 7286 | Rate Constraint in lbs/MMBtu | FALSE | L | Annual | Seasons Included | Seasons | Winter, Spring, Fall | Winter, Spring, Fall | Winter, Spring, Fall | Winter, Spring, Fall | Winter, Spring, Fall | Winter, Spring, Fall | Winter, Spring, Fall
CT Fac. Spec. - NOX Rate Winter v.4.10 Final, Unit 609 and retrofits | 211 | 7286 | Rate Constraint in lbs/MMBtu | FALSE | L | Annual | Standard NOX | lb/MMBtu | 0.15 | 0.15 | 0.15 | 0.15 | 0.15 | 0.15 | 0.15
CT Fac. Spec. - NOX Rate Winter v.4.10 Final, Unit 609 and retrofits | 211 | 7286 | Rate Constraint in lbs/MMBtu | FALSE | L | Annual | Emissions at Affected Plants NOX | Thousand Tons | 0 | 1.1325e-05 | 0 | 0 | 0 | 0 | 0
CT Fac. Spec. - NOX Rate Winter v.4.10 Final, Unit 609 and retrofits | 211 | 7286 | Rate Constraint in lbs/MMBtu | FALSE | L | Annual | Allowances Purchased NOX | Thousand Tons | 0 | 0 | 0 | 0 | 0 | 0 | 0
CT Fac. Spec. - NOX Rate Winter v.4.10 Final, Unit 609 and retrofits | 211 | 7286 | Rate Constraint in lbs/MMBtu | FALSE | L | Annual | Allowances Sold NOX | Thousand Tons | 0 | 0 | 0 | 0 | 0 | 0 | 0
CT Fac. Spec. - NOX Rate Winter v.4.10 Final, Unit 609 and retrofits | 211 | 7286 | Rate Constraint in lbs/MMBtu | FALSE | L | Annual | Allowances Banked | Thousand Tons | 0 | 0 | 0 | 0 | 0 | 0 | 0
CT Fac. Spec. - NOX Rate Winter v.4.10 Final, Unit 609 and retrofits | 211 | 7286 | Rate Constraint in lbs/MMBtu | FALSE | L | Annual | Allowances Withdrawn (1:1) | Thousand Tons | 0 | 0 | 0 | 0 | 0 | 0 | 0
CT Fac. Spec. - NOX Rate Winter v.4.10 Final, Unit 609 and retrofits | 211 | 7286 | Rate Constraint in lbs/MMBtu | FALSE | L | Annual | Allowances Withdrawn (1:n) | Thousand Tons | 0 | 0 | 0 | 0 | 0 | 0 | 0
CT Fac. Spec. - NOX Rate Winter v.4.10 Final, Unit 609 and retrofits | 211 | 7286 | Rate Constraint in lbs/MMBtu | FALSE | L | Annual | Total | Thousand Tons | 0 | 1.1325e-05 | 0 | 0 | 0 | 0 | 0
CT Fac. Spec. - NOX Rate Winter v.4.10 Final, Unit 609 and retrofits | 211 | 7286 | Rate Constraint in lbs/MMBtu | FALSE | L | Annual | Fuel Consumed | TBtu | 0 | 0.0020516 | 0 | 0 | 0 | 0 | 0
CT Fac. Spec. - NOX Rate Winter v.4.10 Final, Unit 609 and retrofits | 211 | 7286 | Rate Constraint in lbs/MMBtu | FALSE | L | Annual | Rate | lb/MMBtu | 0 | 0.01104 | 0 | 0 | 0 | 0 | 0
CT Fac. Spec. - NOX Rate Winter v.4.10 Final, Unit 609 and retrofits | 211 | 7286 | Rate Constraint in lbs/MMBtu | FALSE | L | Annual | Generation | TWh | 0 | 0.00018954 | 0 | 0 | 0 | 0 | 0
CT Fac. Spec. - NOX Rate Winter v.4.10 Final, Unit 609 and retrofits | 211 | 7286 | Rate Constraint in lbs/MMBtu | FALSE | L | Annual | Qualifying Generation | TWh | 0 | 0.00018954 | 0 | 0 | 0 | 0 | 0
CT Fac. Spec. - NOX Rate Winter v.4.10 Final, Unit 609 and retrofits | 211 | 7286 | Rate Constraint in lbs/MMBtu | FALSE | L | Annual | Rate | lb/MWh | 0 | 0.1195 | 0 | 0 | 0 | 0 | 0
CT Fac. Spec. - NOX Rate Winter v.4.10 Final, Unit 609 and retrofits | 211 | 7286 | Rate Constraint in lbs/MMBtu | FALSE | L | Annual | Constraint Shadow Price | US2022$/Ton | 0 | 0 | 0 | 0 | 0 | 0 | 0
CT Fac. Spec. - NOX Rate Winter v.4.10 Final, Unit 610 and retrofits | 212 | 7286 | Rate Constraint in lbs/MMBtu | FALSE | L | Annual | Seasons Included | Seasons | Winter, Spring, Fall | Winter, Spring, Fall | Winter, Spring, Fall | Winter, Spring, Fall | Winter, Spring, Fall | Winter, Spring, Fall | Winter, Spring, Fall
CT Fac. Spec. - NOX Rate Winter v.4.10 Final, Unit 610 and retrofits | 212 | 7286 | Rate Constraint in lbs/MMBtu | FALSE | L | Annual | Standard NOX | lb/MMBtu | 0.15 | 0.15 | 0.15 | 0.15 | 0.15 | 0.15 | 0.15
CT Fac. Spec. - NOX Rate Winter v.4.10 Final, Unit 610 and retrofits | 212 | 7286 | Rate Constraint in lbs/MMBtu | FALSE | L | Annual | Emissions at Affected Plants NOX | Thousand Tons | 0 | 1.1577e-05 | 0 | 0 | 0 | 0 | 0
CT Fac. Spec. - NOX Rate Winter v.4.10 Final, Unit 610 and retrofits | 212 | 7286 | Rate Constraint in lbs/MMBtu | FALSE | L | Annual | Allowances Purchased NOX | Thousand Tons | 0 | 0 | 0 | 0 | 0 | 0 | 0
CT Fac. Spec. - NOX Rate Winter v.4.10 Final, Unit 610 and retrofits | 212 | 7286 | Rate Constraint in lbs/MMBtu | FALSE | L | Annual | Allowances Sold NOX | Thousand Tons | 0 | 0 | 0 | 0 | 0 | 0 | 0
CT Fac. Spec. - NOX Rate Winter v.4.10 Final, Unit 610 and retrofits | 212 | 7286 | Rate Constraint in lbs/MMBtu | FALSE | L | Annual | Allowances Banked | Thousand Tons | 0 | 0 | 0 | 0 | 0 | 0 | 0
CT Fac. Spec. - NOX Rate Winter v.4.10 Final, Unit 610 and retrofits | 212 | 7286 | Rate Constraint in lbs/MMBtu | FALSE | L | Annual | Allowances Withdrawn (1:1) | Thousand Tons | 0 | 0 | 0 | 0 | 0 | 0 | 0
CT Fac. Spec. - NOX Rate Winter v.4.10 Final, Unit 610 and retrofits | 212 | 7286 | Rate Constraint in lbs/MMBtu | FALSE | L | Annual | Allowances Withdrawn (1:n) | Thousand Tons | 0 | 0 | 0 | 0 | 0 | 0 | 0
CT Fac. Spec. - NOX Rate Winter v.4.10 Final, Unit 610 and retrofits | 212 | 7286 | Rate Constraint in lbs/MMBtu | FALSE | L | Annual | Total | Thousand Tons | 0 | 1.1577e-05 | 0 | 0 | 0 | 0 | 0
CT Fac. Spec. - NOX Rate Winter v.4.10 Final, Unit 610 and retrofits | 212 | 7286 | Rate Constraint in lbs/MMBtu | FALSE | L | Annual | Fuel Consumed | TBtu | 0 | 0.0020878 | 0 | 0 | 0 | 0 | 0
CT Fac. Spec. - NOX Rate Winter v.4.10 Final, Unit 610 and retrofits | 212 | 7286 | Rate Constraint in lbs/MMBtu | FALSE | L | Annual | Rate | lb/MMBtu | 0 | 0.01109 | 0 | 0 | 0 | 0 | 0
CT Fac. Spec. - NOX Rate Winter v.4.10 Final, Unit 610 and retrofits | 212 | 7286 | Rate Constraint in lbs/MMBtu | FALSE | L | Annual | Generation | TWh | 0 | 0.00019289 | 0 | 0 | 0 | 0 | 0
CT Fac. Spec. - NOX Rate Winter v.4.10 Final, Unit 610 and retrofits | 212 | 7286 | Rate Constraint in lbs/MMBtu | FALSE | L | Annual | Qualifying Generation | TWh | 0 | 0.00019289 | 0 | 0 | 0 | 0 | 0
CT Fac. Spec. - NOX Rate Winter v.4.10 Final, Unit 610 and retrofits | 212 | 7286 | Rate Constraint in lbs/MMBtu | FALSE | L | Annual | Rate | lb/MWh | 0 | 0.12004 | 0 | 0 | 0 | 0 | 0
CT Fac. Spec. - NOX Rate Winter v.4.10 Final, Unit 610 and retrofits | 212 | 7286 | Rate Constraint in lbs/MMBtu | FALSE | L | Annual | Constraint Shadow Price | US2022$/Ton | 0 | 0 | 0 | 0 | 0 | 0 | 0
CT Fac. Spec. - NOX Rate Winter v.4.10 Final, Unit 611 and retrofits | 213 | 7286 | Rate Constraint in lbs/MMBtu | FALSE | L | Annual | Seasons Included | Seasons | Winter, Spring, Fall | Winter, Spring, Fall | Winter, Spring, Fall | Winter, Spring, Fall | Winter, Spring, Fall | Winter, Spring, Fall | Winter, Spring, Fall
CT Fac. Spec. - NOX Rate Winter v.4.10 Final, Unit 611 and retrofits | 213 | 7286 | Rate Constraint in lbs/MMBtu | FALSE | L | Annual | Standard NOX | lb/MMBtu | 0.15 | 0.15 | 0.15 | 0.15 | 0.15 | 0.15 | 0.15
CT Fac. Spec. - NOX Rate Winter v.4.10 Final, Unit 611 and retrofits | 213 | 7286 | Rate Constraint in lbs/MMBtu | FALSE | L | Annual | Emissions at Affected Plants NOX | Thousand Tons | 0 | 1.1124e-05 | 0 | 0 | 0 | 0 | 0
CT Fac. Spec. - NOX Rate Winter v.4.10 Final, Unit 611 and retrofits | 213 | 7286 | Rate Constraint in lbs/MMBtu | FALSE | L | Annual | Allowances Purchased NOX | Thousand Tons | 0 | 0 | 0 | 0 | 0 | 0 | 0
CT Fac. Spec. - NOX Rate Winter v.4.10 Final, Unit 611 and retrofits | 213 | 7286 | Rate Constraint in lbs/MMBtu | FALSE | L | Annual | Allowances Sold NOX | Thousand Tons | 0 | 0 | 0 | 0 | 0 | 0 | 0
CT Fac. Spec. - NOX Rate Winter v.4.10 Final, Unit 611 and retrofits | 213 | 7286 | Rate Constraint in lbs/MMBtu | FALSE | L | Annual | Allowances Banked | Thousand Tons | 0 | 0 | 0 | 0 | 0 | 0 | 0
CT Fac. Spec. - NOX Rate Winter v.4.10 Final, Unit 611 and retrofits | 213 | 7286 | Rate Constraint in lbs/MMBtu | FALSE | L | Annual | Allowances Withdrawn (1:1) | Thousand Tons | 0 | 0 | 0 | 0 | 0 | 0 | 0
CT Fac. Spec. - NOX Rate Winter v.4.10 Final, Unit 611 and retrofits | 213 | 7286 | Rate Constraint in lbs/MMBtu | FALSE | L | Annual | Allowances Withdrawn (1:n) | Thousand Tons | 0 | 0 | 0 | 0 | 0 | 0 | 0
CT Fac. Spec. - NOX Rate Winter v.4.10 Final, Unit 611 and retrofits | 213 | 7286 | Rate Constraint in lbs/MMBtu | FALSE | L | Annual | Total | Thousand Tons | 0 | 1.1124e-05 | 0 | 0 | 0 | 0 | 0
CT Fac. Spec. - NOX Rate Winter v.4.10 Final, Unit 611 and retrofits | 213 | 7286 | Rate Constraint in lbs/MMBtu | FALSE | L | Annual | Fuel Consumed | TBtu | 0 | 0.0020697 | 0 | 0 | 0 | 0 | 0
CT Fac. Spec. - NOX Rate Winter v.4.10 Final, Unit 611 and retrofits | 213 | 7286 | Rate Constraint in lbs/MMBtu | FALSE | L | Annual | Rate | lb/MMBtu | 0 | 0.01075 | 0 | 0 | 0 | 0 | 0
CT Fac. Spec. - NOX Rate Winter v.4.10 Final, Unit 611 and retrofits | 213 | 7286 | Rate Constraint in lbs/MMBtu | FALSE | L | Annual | Generation | TWh | 0 | 0.00019121 | 0 | 0 | 0 | 0 | 0
CT Fac. Spec. - NOX Rate Winter v.4.10 Final, Unit 611 and retrofits | 213 | 7286 | Rate Constraint in lbs/MMBtu | FALSE | L | Annual | Qualifying Generation | TWh | 0 | 0.00019121 | 0 | 0 | 0 | 0 | 0
CT Fac. Spec. - NOX Rate Winter v.4.10 Final, Unit 611 and retrofits | 213 | 7286 | Rate Constraint in lbs/MMBtu | FALSE | L | Annual | Rate | lb/MWh | 0 | 0.11636 | 0 | 0 | 0 | 0 | 0
CT Fac. Spec. - NOX Rate Winter v.4.10 Final, Unit 611 and retrofits | 213 | 7286 | Rate Constraint in lbs/MMBtu | FALSE | L | Annual | Constraint Shadow Price | US2022$/Ton | 0 | 0 | 0 | 0 | 0 | 0 | 0
CT Fac. Spec. - NOX Rate Winter v.4.10 Final, Unit 612 and retrofits | 214 | 7286 | Rate Constraint in lbs/MMBtu | FALSE | L | Annual | Seasons Included | Seasons | Winter, Spring, Fall | Winter, Spring, Fall | Winter, Spring, Fall | Winter, Spring, Fall | Winter, Spring, Fall | Winter, Spring, Fall | Winter, Spring, Fall
CT Fac. Spec. - NOX Rate Winter v.4.10 Final, Unit 612 and retrofits | 214 | 7286 | Rate Constraint in lbs/MMBtu | FALSE | L | Annual | Standard NOX | lb/MMBtu | 0.15 | 0.15 | 0.15 | 0.15 | 0.15 | 0.15 | 0.15
CT Fac. Spec. - NOX Rate Winter v.4.10 Final, Unit 612 and retrofits | 214 | 7286 | Rate Constraint in lbs/MMBtu | FALSE | L | Annual | Emissions at Affected Plants NOX | Thousand Tons | 0 | 8.8149e-06 | 0 | 0 | 0 | 0 | 0
CT Fac. Spec. - NOX Rate Winter v.4.10 Final, Unit 612 and retrofits | 214 | 7286 | Rate Constraint in lbs/MMBtu | FALSE | L | Annual | Allowances Purchased NOX | Thousand Tons | 0 | 0 | 0 | 0 | 0 | 0 | 0
CT Fac. Spec. - NOX Rate Winter v.4.10 Final, Unit 612 and retrofits | 214 | 7286 | Rate Constraint in lbs/MMBtu | FALSE | L | Annual | Allowances Sold NOX | Thousand Tons | 0 | 0 | 0 | 0 | 0 | 0 | 0
CT Fac. Spec. - NOX Rate Winter v.4.10 Final, Unit 612 and retrofits | 214 | 7286 | Rate Constraint in lbs/MMBtu | FALSE | L | Annual | Allowances Banked | Thousand Tons | 0 | 0 | 0 | 0 | 0 | 0 | 0
CT Fac. Spec. - NOX Rate Winter v.4.10 Final, Unit 612 and retrofits | 214 | 7286 | Rate Constraint in lbs/MMBtu | FALSE | L | Annual | Allowances Withdrawn (1:1) | Thousand Tons | 0 | 0 | 0 | 0 | 0 | 0 | 0
CT Fac. Spec. - NOX Rate Winter v.4.10 Final, Unit 612 and retrofits | 214 | 7286 | Rate Constraint in lbs/MMBtu | FALSE | L | Annual | Allowances Withdrawn (1:n) | Thousand Tons | 0 | 0 | 0 | 0 | 0 | 0 | 0
CT Fac. Spec. - NOX Rate Winter v.4.10 Final, Unit 612 and retrofits | 214 | 7286 | Rate Constraint in lbs/MMBtu | FALSE | L | Annual | Total | Thousand Tons | 0 | 8.8149e-06 | 0 | 0 | 0 | 0 | 0
CT Fac. Spec. - NOX Rate Winter v.4.10 Final, Unit 612 and retrofits | 214 | 7286 | Rate Constraint in lbs/MMBtu | FALSE | L | Annual | Fuel Consumed | TBtu | 0 | 0.001503 | 0 | 0 | 0 | 0 | 0
CT Fac. Spec. - NOX Rate Winter v.4.10 Final, Unit 612 and retrofits | 214 | 7286 | Rate Constraint in lbs/MMBtu | FALSE | L | Annual | Rate | lb/MMBtu | 0 | 0.01173 | 0 | 0 | 0 | 0 | 0
CT Fac. Spec. - NOX Rate Winter v.4.10 Final, Unit 612 and retrofits | 214 | 7286 | Rate Constraint in lbs/MMBtu | FALSE | L | Annual | Generation | TWh | 0 | 0.00013886 | 0 | 0 | 0 | 0 | 0
CT Fac. Spec. - NOX Rate Winter v.4.10 Final, Unit 612 and retrofits | 214 | 7286 | Rate Constraint in lbs/MMBtu | FALSE | L | Annual | Qualifying Generation | TWh | 0 | 0.00013886 | 0 | 0 | 0 | 0 | 0
CT Fac. Spec. - NOX Rate Winter v.4.10 Final, Unit 612 and retrofits | 214 | 7286 | Rate Constraint in lbs/MMBtu | FALSE | L | Annual | Rate | lb/MWh | 0 | 0.12697 | 0 | 0 | 0 | 0 | 0
CT Fac. Spec. - NOX Rate Winter v.4.10 Final, Unit 612 and retrofits | 214 | 7286 | Rate Constraint in lbs/MMBtu | FALSE | L | Annual | Constraint Shadow Price | US2022$/Ton | 0 | 0 | 0 | 0 | 0 | 0 | 0
CT Fac. Spec. - NOX Rate Winter v.4.10 Final, Unit 613 and retrofits | 215 | 7286 | Rate Constraint in lbs/MMBtu | FALSE | L | Annual | Seasons Included | Seasons | Winter, Spring, Fall | Winter, Spring, Fall | Winter, Spring, Fall | Winter, Spring, Fall | Winter, Spring, Fall | Winter, Spring, Fall | Winter, Spring, Fall
CT Fac. Spec. - NOX Rate Winter v.4.10 Final, Unit 613 and retrofits | 215 | 7286 | Rate Constraint in lbs/MMBtu | FALSE | L | Annual | Standard NOX | lb/MMBtu | 0.15 | 0.15 | 0.15 | 0.15 | 0.15 | 0.15 | 0.15
CT Fac. Spec. - NOX Rate Winter v.4.10 Final, Unit 613 and retrofits | 215 | 7286 | Rate Constraint in lbs/MMBtu | FALSE | L | Annual | Emissions at Affected Plants NOX | Thousand Tons | 1.3457e-06 | 1.2243e-05 | 0 | 0 | 0 | 0 | 0
CT Fac. Spec. - NOX Rate Winter v.4.10 Final, Unit 613 and retrofits | 215 | 7286 | Rate Constraint in lbs/MMBtu | FALSE | L | Annual | Allowances Purchased NOX | Thousand Tons | 0 | 0 | 0 | 0 | 0 | 0 | 0
CT Fac. Spec. - NOX Rate Winter v.4.10 Final, Unit 613 and retrofits | 215 | 7286 | Rate Constraint in lbs/MMBtu | FALSE | L | Annual | Allowances Sold NOX | Thousand Tons | 0 | 0 | 0 | 0 | 0 | 0 | 0
CT Fac. Spec. - NOX Rate Winter v.4.10 Final, Unit 613 and retrofits | 215 | 7286 | Rate Constraint in lbs/MMBtu | FALSE | L | Annual | Allowances Banked | Thousand Tons | 0 | 0 | 0 | 0 | 0 | 0 | 0
CT Fac. Spec. - NOX Rate Winter v.4.10 Final, Unit 613 and retrofits | 215 | 7286 | Rate Constraint in lbs/MMBtu | FALSE | L | Annual | Allowances Withdrawn (1:1) | Thousand Tons | 0 | 0 | 0 | 0 | 0 | 0 | 0
CT Fac. Spec. - NOX Rate Winter v.4.10 Final, Unit 613 and retrofits | 215 | 7286 | Rate Constraint in lbs/MMBtu | FALSE | L | Annual | Allowances Withdrawn (1:n) | Thousand Tons | 0 | 0 | 0 | 0 | 0 | 0 | 0
CT Fac. Spec. - NOX Rate Winter v.4.10 Final, Unit 613 and retrofits | 215 | 7286 | Rate Constraint in lbs/MMBtu | FALSE | L | Annual | Total | Thousand Tons | 1.3457e-06 | 1.2243e-05 | 0 | 0 | 0 | 0 | 0
CT Fac. Spec. - NOX Rate Winter v.4.10 Final, Unit 613 and retrofits | 215 | 7286 | Rate Constraint in lbs/MMBtu | FALSE | L | Annual | Fuel Consumed | TBtu | 0.00023424 | 0.002131 | 0 | 0 | 0 | 0 | 0
CT Fac. Spec. - NOX Rate Winter v.4.10 Final, Unit 613 and retrofits | 215 | 7286 | Rate Constraint in lbs/MMBtu | FALSE | L | Annual | Rate | lb/MMBtu | 0.01149 | 0.01149 | 0 | 0 | 0 | 0 | 0
CT Fac. Spec. - NOX Rate Winter v.4.10 Final, Unit 613 and retrofits | 215 | 7286 | Rate Constraint in lbs/MMBtu | FALSE | L | Annual | Generation | TWh | 2.1799e-05 | 0.00019832 | 0 | 0 | 0 | 0 | 0
CT Fac. Spec. - NOX Rate Winter v.4.10 Final, Unit 613 and retrofits | 215 | 7286 | Rate Constraint in lbs/MMBtu | FALSE | L | Annual | Qualifying Generation | TWh | 2.1799e-05 | 0.00019832 | 0 | 0 | 0 | 0 | 0
CT Fac. Spec. - NOX Rate Winter v.4.10 Final, Unit 613 and retrofits | 215 | 7286 | Rate Constraint in lbs/MMBtu | FALSE | L | Annual | Rate | lb/MWh | 0.12346 | 0.12346 | 0 | 0 | 0 | 0 | 0
CT Fac. Spec. - NOX Rate Winter v.4.10 Final, Unit 613 and retrofits | 215 | 7286 | Rate Constraint in lbs/MMBtu | FALSE | L | Annual | Constraint Shadow Price | US2022$/Ton | 0 | 0 | 0 | 0 | 0 | 0 | 0
CT Fac. Spec. - NOX Rate Winter v.4.10 Final, Unit 614 and retrofits | 216 | 7286 | Rate Constraint in lbs/MMBtu | FALSE | L | Annual | Seasons Included | Seasons | Winter, Spring, Fall | Winter, Spring, Fall | Winter, Spring, Fall | Winter, Spring, Fall | Winter, Spring, Fall | Winter, Spring, Fall | Winter, Spring, Fall
CT Fac. Spec. - NOX Rate Winter v.4.10 Final, Unit 614 and retrofits | 216 | 7286 | Rate Constraint in lbs/MMBtu | FALSE | L | Annual | Standard NOX | lb/MMBtu | 0.15 | 0.15 | 0.15 | 0.15 | 0.15 | 0.15 | 0.15
CT Fac. Spec. - NOX Rate Winter v.4.10 Final, Unit 614 and retrofits | 216 | 7286 | Rate Constraint in lbs/MMBtu | FALSE | L | Annual | Emissions at Affected Plants NOX | Thousand Tons | 0 | 1.2057e-05 | 0 | 0 | 0 | 0 | 0
CT Fac. Spec. - NOX Rate Winter v.4.10 Final, Unit 614 and retrofits | 216 | 7286 | Rate Constraint in lbs/MMBtu | FALSE | L | Annual | Allowances Purchased NOX | Thousand Tons | 0 | 0 | 0 | 0 | 0 | 0 | 0
CT Fac. Spec. - NOX Rate Winter v.4.10 Final, Unit 614 and retrofits | 216 | 7286 | Rate Constraint in lbs/MMBtu | FALSE | L | Annual | Allowances Sold NOX | Thousand Tons | 0 | 0 | 0 | 0 | 0 | 0 | 0
CT Fac. Spec. - NOX Rate Winter v.4.10 Final, Unit 614 and retrofits | 216 | 7286 | Rate Constraint in lbs/MMBtu | FALSE | L | Annual | Allowances Banked | Thousand Tons | 0 | 0 | 0 | 0 | 0 | 0 | 0
CT Fac. Spec. - NOX Rate Winter v.4.10 Final, Unit 614 and retrofits | 216 | 7286 | Rate Constraint in lbs/MMBtu | FALSE | L | Annual | Allowances Withdrawn (1:1) | Thousand Tons | 0 | 0 | 0 | 0 | 0 | 0 | 0
CT Fac. Spec. - NOX Rate Winter v.4.10 Final, Unit 614 and retrofits | 216 | 7286 | Rate Constraint in lbs/MMBtu | FALSE | L | Annual | Allowances Withdrawn (1:n) | Thousand Tons | 0 | 0 | 0 | 0 | 0 | 0 | 0
CT Fac. Spec. - NOX Rate Winter v.4.10 Final, Unit 614 and retrofits | 216 | 7286 | Rate Constraint in lbs/MMBtu | FALSE | L | Annual | Total | Thousand Tons | 0 | 1.2057e-05 | 0 | 0 | 0 | 0 | 0
CT Fac. Spec. - NOX Rate Winter v.4.10 Final, Unit 614 and retrofits | 216 | 7286 | Rate Constraint in lbs/MMBtu | FALSE | L | Annual | Fuel Consumed | TBtu | 0 | 0.002077 | 0 | 0 | 0 | 0 | 0
CT Fac. Spec. - NOX Rate Winter v.4.10 Final, Unit 614 and retrofits | 216 | 7286 | Rate Constraint in lbs/MMBtu | FALSE | L | Annual | Rate | lb/MMBtu | 0 | 0.01161 | 0 | 0 | 0 | 0 | 0
CT Fac. Spec. - NOX Rate Winter v.4.10 Final, Unit 614 and retrofits | 216 | 7286 | Rate Constraint in lbs/MMBtu | FALSE | L | Annual | Generation | TWh | 0 | 0.0001933 | 0 | 0 | 0 | 0 | 0
CT Fac. Spec. - NOX Rate Winter v.4.10 Final, Unit 614 and retrofits | 216 | 7286 | Rate Constraint in lbs/MMBtu | FALSE | L | Annual | Qualifying Generation | TWh | 0 | 0.0001933 | 0 | 0 | 0 | 0 | 0
CT Fac. Spec. - NOX Rate Winter v.4.10 Final, Unit 614 and retrofits | 216 | 7286 | Rate Constraint in lbs/MMBtu | FALSE | L | Annual | Rate | lb/MWh | 0 | 0.12475 | 0 | 0 | 0 | 0 | 0
CT Fac. Spec. - NOX Rate Winter v.4.10 Final, Unit 614 and retrofits | 216 | 7286 | Rate Constraint in lbs/MMBtu | FALSE | L | Annual | Constraint Shadow Price | US2022$/Ton | 0 | 0 | 0 | 0 | 0 | 0 | 0
CT Fac. Spec. - NOX Rate Winter v.4.10 Final, Unit 616 and retrofits | 217 | 7286 | Rate Constraint in lbs/MMBtu | FALSE | L | Annual | Seasons Included | Seasons | Winter, Spring, Fall | Winter, Spring, Fall | Winter, Spring, Fall | Winter, Spring, Fall | Winter, Spring, Fall | Winter, Spring, Fall | Winter, Spring, Fall
CT Fac. Spec. - NOX Rate Winter v.4.10 Final, Unit 616 and retrofits | 217 | 7286 | Rate Constraint in lbs/MMBtu | FALSE | L | Annual | Standard NOX | lb/MMBtu | 0.15 | 0.15 | 0.15 | 0.15 | 0.15 | 0.15 | 0.15
CT Fac. Spec. - NOX Rate Winter v.4.10 Final, Unit 616 and retrofits | 217 | 7286 | Rate Constraint in lbs/MMBtu | FALSE | L | Annual | Emissions at Affected Plants NOX | Thousand Tons | 0 | 4.2153e-05 | 0 | 0 | 0 | 0 | 0
CT Fac. Spec. - NOX Rate Winter v.4.10 Final, Unit 616 and retrofits | 217 | 7286 | Rate Constraint in lbs/MMBtu | FALSE | L | Annual | Allowances Purchased NOX | Thousand Tons | 0 | 0 | 0 | 0 | 0 | 0 | 0
CT Fac. Spec. - NOX Rate Winter v.4.10 Final, Unit 616 and retrofits | 217 | 7286 | Rate Constraint in lbs/MMBtu | FALSE | L | Annual | Allowances Sold NOX | Thousand Tons | 0 | 0 | 0 | 0 | 0 | 0 | 0
CT Fac. Spec. - NOX Rate Winter v.4.10 Final, Unit 616 and retrofits | 217 | 7286 | Rate Constraint in lbs/MMBtu | FALSE | L | Annual | Allowances Banked | Thousand Tons | 0 | 0 | 0 | 0 | 0 | 0 | 0
CT Fac. Spec. - NOX Rate Winter v.4.10 Final, Unit 616 and retrofits | 217 | 7286 | Rate Constraint in lbs/MMBtu | FALSE | L | Annual | Allowances Withdrawn (1:1) | Thousand Tons | 0 | 0 | 0 | 0 | 0 | 0 | 0
CT Fac. Spec. - NOX Rate Winter v.4.10 Final, Unit 616 and retrofits | 217 | 7286 | Rate Constraint in lbs/MMBtu | FALSE | L | Annual | Allowances Withdrawn (1:n) | Thousand Tons | 0 | 0 | 0 | 0 | 0 | 0 | 0
CT Fac. Spec. - NOX Rate Winter v.4.10 Final, Unit 616 and retrofits | 217 | 7286 | Rate Constraint in lbs/MMBtu | FALSE | L | Annual | Total | Thousand Tons | 0 | 4.2153e-05 | 0 | 0 | 0 | 0 | 0
CT Fac. Spec. - NOX Rate Winter v.4.10 Final, Unit 616 and retrofits | 217 | 7286 | Rate Constraint in lbs/MMBtu | FALSE | L | Annual | Fuel Consumed | TBtu | 0 | 0.0043014 | 0 | 0 | 0 | 0 | 0
CT Fac. Spec. - NOX Rate Winter v.4.10 Final, Unit 616 and retrofits | 217 | 7286 | Rate Constraint in lbs/MMBtu | FALSE | L | Annual | Rate | lb/MMBtu | 0 | 0.0196 | 0 | 0 | 0 | 0 | 0
CT Fac. Spec. - NOX Rate Winter v.4.10 Final, Unit 616 and retrofits | 217 | 7286 | Rate Constraint in lbs/MMBtu | FALSE | L | Annual | Generation | TWh | 0 | 0.00040031 | 0 | 0 | 0 | 0 | 0
CT Fac. Spec. - NOX Rate Winter v.4.10 Final, Unit 616 and retrofits | 217 | 7286 | Rate Constraint in lbs/MMBtu | FALSE | L | Annual | Qualifying Generation | TWh | 0 | 0.00040031 | 0 | 0 | 0 | 0 | 0
CT Fac. Spec. - NOX Rate Winter v.4.10 Final, Unit 616 and retrofits | 217 | 7286 | Rate Constraint in lbs/MMBtu | FALSE | L | Annual | Rate | lb/MWh | 0 | 0.2106 | 0 | 0 | 0 | 0 | 0
CT Fac. Spec. - NOX Rate Winter v.4.10 Final, Unit 616 and retrofits | 217 | 7286 | Rate Constraint in lbs/MMBtu | FALSE | L | Annual | Constraint Shadow Price | US2022$/Ton | 0 | 0 | 0 | 0 | 0 | 0 | 0
CT Fac. Spec. - NOX Rate Winter v.4.10 Final, Unit 617 and retrofits | 218 | 7286 | Rate Constraint in lbs/MMBtu | FALSE | L | Annual | Seasons Included | Seasons | Winter, Spring, Fall | Winter, Spring, Fall | Winter, Spring, Fall | Winter, Spring, Fall | Winter, Spring, Fall | Winter, Spring, Fall | Winter, Spring, Fall
CT Fac. Spec. - NOX Rate Winter v.4.10 Final, Unit 617 and retrofits | 218 | 7286 | Rate Constraint in lbs/MMBtu | FALSE | L | Annual | Standard NOX | lb/MMBtu | 0.15 | 0.15 | 0.15 | 0.15 | 0.15 | 0.15 | 0.15
CT Fac. Spec. - NOX Rate Winter v.4.10 Final, Unit 617 and retrofits | 218 | 7286 | Rate Constraint in lbs/MMBtu | FALSE | L | Annual | Emissions at Affected Plants NOX | Thousand Tons | 0 | 0 | 0 | 0 | 0 | 0 | 0
CT Fac. Spec. - NOX Rate Winter v.4.10 Final, Unit 617 and retrofits | 218 | 7286 | Rate Constraint in lbs/MMBtu | FALSE | L | Annual | Allowances Purchased NOX | Thousand Tons | 0 | 0 | 0 | 0 | 0 | 0 | 0
CT Fac. Spec. - NOX Rate Winter v.4.10 Final, Unit 617 and retrofits | 218 | 7286 | Rate Constraint in lbs/MMBtu | FALSE | L | Annual | Allowances Sold NOX | Thousand Tons | 0 | 0 | 0 | 0 | 0 | 0 | 0
CT Fac. Spec. - NOX Rate Winter v.4.10 Final, Unit 617 and retrofits | 218 | 7286 | Rate Constraint in lbs/MMBtu | FALSE | L | Annual | Allowances Banked | Thousand Tons | 0 | 0 | 0 | 0 | 0 | 0 | 0
CT Fac. Spec. - NOX Rate Winter v.4.10 Final, Unit 617 and retrofits | 218 | 7286 | Rate Constraint in lbs/MMBtu | FALSE | L | Annual | Allowances Withdrawn (1:1) | Thousand Tons | 0 | 0 | 0 | 0 | 0 | 0 | 0
CT Fac. Spec. - NOX Rate Winter v.4.10 Final, Unit 617 and retrofits | 218 | 7286 | Rate Constraint in lbs/MMBtu | FALSE | L | Annual | Allowances Withdrawn (1:n) | Thousand Tons | 0 | 0 | 0 | 0 | 0 | 0 | 0
CT Fac. Spec. - NOX Rate Winter v.4.10 Final, Unit 617 and retrofits | 218 | 7286 | Rate Constraint in lbs/MMBtu | FALSE | L | Annual | Total | Thousand Tons | 0 | 0 | 0 | 0 | 0 | 0 | 0
CT Fac. Spec. - NOX Rate Winter v.4.10 Final, Unit 617 and retrofits | 218 | 7286 | Rate Constraint in lbs/MMBtu | FALSE | L | Annual | Fuel Consumed | TBtu | 0 | 0 | 0 | 0 | 0 | 0 | 0
CT Fac. Spec. - NOX Rate Winter v.4.10 Final, Unit 617 and retrofits | 218 | 7286 | Rate Constraint in lbs/MMBtu | FALSE | L | Annual | Rate | lb/MMBtu | 0 | 0 | 0 | 0 | 0 | 0 | 0
CT Fac. Spec. - NOX Rate Winter v.4.10 Final, Unit 617 and retrofits | 218 | 7286 | Rate Constraint in lbs/MMBtu | FALSE | L | Annual | Generation | TWh | 0 | 0 | 0 | 0 | 0 | 0 | 0
CT Fac. Spec. - NOX Rate Winter v.4.10 Final, Unit 617 and retrofits | 218 | 7286 | Rate Constraint in lbs/MMBtu | FALSE | L | Annual | Qualifying Generation | TWh | 0 | 0 | 0 | 0 | 0 | 0 | 0
CT Fac. Spec. - NOX Rate Winter v.4.10 Final, Unit 617 and retrofits | 218 | 7286 | Rate Constraint in lbs/MMBtu | FALSE | L | Annual | Rate | lb/MWh | 0 | 0 | 0 | 0 | 0 | 0 | 0
CT Fac. Spec. - NOX Rate Winter v.4.10 Final, Unit 617 and retrofits | 218 | 7286 | Rate Constraint in lbs/MMBtu | FALSE | L | Annual | Constraint Shadow Price | US2022$/Ton | 0 | 0 | 0 | 0 | 0 | 0 | 0
CT Fac. Spec. - NOX Rate Winter v.4.10 Final, Unit 618 and retrofits | 219 | 7286 | Rate Constraint in lbs/MMBtu | FALSE | L | Annual | Seasons Included | Seasons | Winter, Spring, Fall | Winter, Spring, Fall | Winter, Spring, Fall | Winter, Spring, Fall | Winter, Spring, Fall | Winter, Spring, Fall | Winter, Spring, Fall
CT Fac. Spec. - NOX Rate Winter v.4.10 Final, Unit 618 and retrofits | 219 | 7286 | Rate Constraint in lbs/MMBtu | FALSE | L | Annual | Standard NOX | lb/MMBtu | 0.15 | 0.15 | 0.15 | 0.15 | 0.15 | 0.15 | 0.15
CT Fac. Spec. - NOX Rate Winter v.4.10 Final, Unit 618 and retrofits | 219 | 7286 | Rate Constraint in lbs/MMBtu | FALSE | L | Annual | Emissions at Affected Plants NOX | Thousand Tons | 0 | 0 | 0 | 0 | 0 | 0 | 0
CT Fac. Spec. - NOX Rate Winter v.4.10 Final, Unit 618 and retrofits | 219 | 7286 | Rate Constraint in lbs/MMBtu | FALSE | L | Annual | Allowances Purchased NOX | Thousand Tons | 0 | 0 | 0 | 0 | 0 | 0 | 0
CT Fac. Spec. - NOX Rate Winter v.4.10 Final, Unit 618 and retrofits | 219 | 7286 | Rate Constraint in lbs/MMBtu | FALSE | L | Annual | Allowances Sold NOX | Thousand Tons | 0 | 0 | 0 | 0 | 0 | 0 | 0
CT Fac. Spec. - NOX Rate Winter v.4.10 Final, Unit 618 and retrofits | 219 | 7286 | Rate Constraint in lbs/MMBtu | FALSE | L | Annual | Allowances Banked | Thousand Tons | 0 | 0 | 0 | 0 | 0 | 0 | 0
CT Fac. Spec. - NOX Rate Winter v.4.10 Final, Unit 618 and retrofits | 219 | 7286 | Rate Constraint in lbs/MMBtu | FALSE | L | Annual | Allowances Withdrawn (1:1) | Thousand Tons | 0 | 0 | 0 | 0 | 0 | 0 | 0
CT Fac. Spec. - NOX Rate Winter v.4.10 Final, Unit 618 and retrofits | 219 | 7286 | Rate Constraint in lbs/MMBtu | FALSE | L | Annual | Allowances Withdrawn (1:n) | Thousand Tons | 0 | 0 | 0 | 0 | 0 | 0 | 0
CT Fac. Spec. - NOX Rate Winter v.4.10 Final, Unit 618 and retrofits | 219 | 7286 | Rate Constraint in lbs/MMBtu | FALSE | L | Annual | Total | Thousand Tons | 0 | 0 | 0 | 0 | 0 | 0 | 0
CT Fac. Spec. - NOX Rate Winter v.4.10 Final, Unit 618 and retrofits | 219 | 7286 | Rate Constraint in lbs/MMBtu | FALSE | L | Annual | Fuel Consumed | TBtu | 0 | 0 | 0 | 0 | 0 | 0 | 0
CT Fac. Spec. - NOX Rate Winter v.4.10 Final, Unit 618 and retrofits | 219 | 7286 | Rate Constraint in lbs/MMBtu | FALSE | L | Annual | Rate | lb/MMBtu | 0 | 0 | 0 | 0 | 0 | 0 | 0
CT Fac. Spec. - NOX Rate Winter v.4.10 Final, Unit 618 and retrofits | 219 | 7286 | Rate Constraint in lbs/MMBtu | FALSE | L | Annual | Generation | TWh | 0 | 0 | 0 | 0 | 0 | 0 | 0
CT Fac. Spec. - NOX Rate Winter v.4.10 Final, Unit 618 and retrofits | 219 | 7286 | Rate Constraint in lbs/MMBtu | FALSE | L | Annual | Qualifying Generation | TWh | 0 | 0 | 0 | 0 | 0 | 0 | 0
CT Fac. Spec. - NOX Rate Winter v.4.10 Final, Unit 618 and retrofits | 219 | 7286 | Rate Constraint in lbs/MMBtu | FALSE | L | Annual | Rate | lb/MWh | 0 | 0 | 0 | 0 | 0 | 0 | 0
CT Fac. Spec. - NOX Rate Winter v.4.10 Final, Unit 618 and retrofits | 219 | 7286 | Rate Constraint in lbs/MMBtu | FALSE | L | Annual | Constraint Shadow Price | US2022$/Ton | 0 | 0 | 0 | 0 | 0 | 0 | 0
CT Fac. Spec. - NOX Rate Winter v.4.10 Final, Unit 619 and retrofits | 220 | 7286 | Rate Constraint in lbs/MMBtu | FALSE | L | Annual | Seasons Included | Seasons | Winter, Spring, Fall | Winter, Spring, Fall | Winter, Spring, Fall | Winter, Spring, Fall | Winter, Spring, Fall | Winter, Spring, Fall | Winter, Spring, Fall
CT Fac. Spec. - NOX Rate Winter v.4.10 Final, Unit 619 and retrofits | 220 | 7286 | Rate Constraint in lbs/MMBtu | FALSE | L | Annual | Standard NOX | lb/MMBtu | 0.15 | 0.15 | 0.15 | 0.15 | 0.15 | 0.15 | 0.15
CT Fac. Spec. - NOX Rate Winter v.4.10 Final, Unit 619 and retrofits | 220 | 7286 | Rate Constraint in lbs/MMBtu | FALSE | L | Annual | Emissions at Affected Plants NOX | Thousand Tons | 0 | 0 | 0 | 0 | 0 | 0 | 0
CT Fac. Spec. - NOX Rate Winter v.4.10 Final, Unit 619 and retrofits | 220 | 7286 | Rate Constraint in lbs/MMBtu | FALSE | L | Annual | Allowances Purchased NOX | Thousand Tons | 0 | 0 | 0 | 0 | 0 | 0 | 0
CT Fac. Spec. - NOX Rate Winter v.4.10 Final, Unit 619 and retrofits | 220 | 7286 | Rate Constraint in lbs/MMBtu | FALSE | L | Annual | Allowances Sold NOX | Thousand Tons | 0 | 0 | 0 | 0 | 0 | 0 | 0
CT Fac. Spec. - NOX Rate Winter v.4.10 Final, Unit 619 and retrofits | 220 | 7286 | Rate Constraint in lbs/MMBtu | FALSE | L | Annual | Allowances Banked | Thousand Tons | 0 | 0 | 0 | 0 | 0 | 0 | 0
CT Fac. Spec. - NOX Rate Winter v.4.10 Final, Unit 619 and retrofits | 220 | 7286 | Rate Constraint in lbs/MMBtu | FALSE | L | Annual | Allowances Withdrawn (1:1) | Thousand Tons | 0 | 0 | 0 | 0 | 0 | 0 | 0
CT Fac. Spec. - NOX Rate Winter v.4.10 Final, Unit 619 and retrofits | 220 | 7286 | Rate Constraint in lbs/MMBtu | FALSE | L | Annual | Allowances Withdrawn (1:n) | Thousand Tons | 0 | 0 | 0 | 0 | 0 | 0 | 0
CT Fac. Spec. - NOX Rate Winter v.4.10 Final, Unit 619 and retrofits | 220 | 7286 | Rate Constraint in lbs/MMBtu | FALSE | L | Annual | Total | Thousand Tons | 0 | 0 | 0 | 0 | 0 | 0 | 0
CT Fac. Spec. - NOX Rate Winter v.4.10 Final, Unit 619 and retrofits | 220 | 7286 | Rate Constraint in lbs/MMBtu | FALSE | L | Annual | Fuel Consumed | TBtu | 0 | 0 | 0 | 0 | 0 | 0 | 0
CT Fac. Spec. - NOX Rate Winter v.4.10 Final, Unit 619 and retrofits | 220 | 7286 | Rate Constraint in lbs/MMBtu | FALSE | L | Annual | Rate | lb/MMBtu | 0 | 0 | 0 | 0 | 0 | 0 | 0
CT Fac. Spec. - NOX Rate Winter v.4.10 Final, Unit 619 and retrofits | 220 | 7286 | Rate Constraint in lbs/MMBtu | FALSE | L | Annual | Generation | TWh | 0 | 0 | 0 | 0 | 0 | 0 | 0
CT Fac. Spec. - NOX Rate Winter v.4.10 Final, Unit 619 and retrofits | 220 | 7286 | Rate Constraint in lbs/MMBtu | FALSE | L | Annual | Qualifying Generation | TWh | 0 | 0 | 0 | 0 | 0 | 0 | 0
CT Fac. Spec. - NOX Rate Winter v.4.10 Final, Unit 619 and retrofits | 220 | 7286 | Rate Constraint in lbs/MMBtu | FALSE | L | Annual | Rate | lb/MWh | 0 | 0 | 0 | 0 | 0 | 0 | 0
CT Fac. Spec. - NOX Rate Winter v.4.10 Final, Unit 619 and retrofits | 220 | 7286 | Rate Constraint in lbs/MMBtu | FALSE | L | Annual | Constraint Shadow Price | US2022$/Ton | 0 | 0 | 0 | 0 | 0 | 0 | 0
CT Fac. Spec. - NOX Rate Winter v.4.10 Final, Unit 620 and retrofits | 221 | 7286 | Rate Constraint in lbs/MMBtu | FALSE | L | Annual | Seasons Included | Seasons | Winter, Spring, Fall | Winter, Spring, Fall | Winter, Spring, Fall | Winter, Spring, Fall | Winter, Spring, Fall | Winter, Spring, Fall | Winter, Spring, Fall
CT Fac. Spec. - NOX Rate Winter v.4.10 Final, Unit 620 and retrofits | 221 | 7286 | Rate Constraint in lbs/MMBtu | FALSE | L | Annual | Standard NOX | lb/MMBtu | 0.15 | 0.15 | 0.15 | 0.15 | 0.15 | 0.15 | 0.15
CT Fac. Spec. - NOX Rate Winter v.4.10 Final, Unit 620 and retrofits | 221 | 7286 | Rate Constraint in lbs/MMBtu | FALSE | L | Annual | Emissions at Affected Plants NOX | Thousand Tons | 0 | 0 | 0 | 0 | 0 | 0 | 0
CT Fac. Spec. - NOX Rate Winter v.4.10 Final, Unit 620 and retrofits | 221 | 7286 | Rate Constraint in lbs/MMBtu | FALSE | L | Annual | Allowances Purchased NOX | Thousand Tons | 0 | 0 | 0 | 0 | 0 | 0 | 0
CT Fac. Spec. - NOX Rate Winter v.4.10 Final, Unit 620 and retrofits | 221 | 7286 | Rate Constraint in lbs/MMBtu | FALSE | L | Annual | Allowances Sold NOX | Thousand Tons | 0 | 0 | 0 | 0 | 0 | 0 | 0
CT Fac. Spec. - NOX Rate Winter v.4.10 Final, Unit 620 and retrofits | 221 | 7286 | Rate Constraint in lbs/MMBtu | FALSE | L | Annual | Allowances Banked | Thousand Tons | 0 | 0 | 0 | 0 | 0 | 0 | 0
CT Fac. Spec. - NOX Rate Winter v.4.10 Final, Unit 620 and retrofits | 221 | 7286 | Rate Constraint in lbs/MMBtu | FALSE | L | Annual | Allowances Withdrawn (1:1) | Thousand Tons | 0 | 0 | 0 | 0 | 0 | 0 | 0
CT Fac. Spec. - NOX Rate Winter v.4.10 Final, Unit 620 and retrofits | 221 | 7286 | Rate Constraint in lbs/MMBtu | FALSE | L | Annual | Allowances Withdrawn (1:n) | Thousand Tons | 0 | 0 | 0 | 0 | 0 | 0 | 0
CT Fac. Spec. - NOX Rate Winter v.4.10 Final, Unit 620 and retrofits | 221 | 7286 | Rate Constraint in lbs/MMBtu | FALSE | L | Annual | Total | Thousand Tons | 0 | 0 | 0 | 0 | 0 | 0 | 0
CT Fac. Spec. - NOX Rate Winter v.4.10 Final, Unit 620 and retrofits | 221 | 7286 | Rate Constraint in lbs/MMBtu | FALSE | L | Annual | Fuel Consumed | TBtu | 0 | 0 | 0 | 0 | 0 | 0 | 0
CT Fac. Spec. - NOX Rate Winter v.4.10 Final, Unit 620 and retrofits | 221 | 7286 | Rate Constraint in lbs/MMBtu | FALSE | L | Annual | Rate | lb/MMBtu | 0 | 0 | 0 | 0 | 0 | 0 | 0
CT Fac. Spec. - NOX Rate Winter v.4.10 Final, Unit 620 and retrofits | 221 | 7286 | Rate Constraint in lbs/MMBtu | FALSE | L | Annual | Generation | TWh | 0 | 0 | 0 | 0 | 0 | 0 | 0
CT Fac. Spec. - NOX Rate Winter v.4.10 Final, Unit 620 and retrofits | 221 | 7286 | Rate Constraint in lbs/MMBtu | FALSE | L | Annual | Qualifying Generation | TWh | 0 | 0 | 0 | 0 | 0 | 0 | 0
CT Fac. Spec. - NOX Rate Winter v.4.10 Final, Unit 620 and retrofits | 221 | 7286 | Rate Constraint in lbs/MMBtu | FALSE | L | Annual | Rate | lb/MWh | 0 | 0 | 0 | 0 | 0 | 0 | 0
CT Fac. Spec. - NOX Rate Winter v.4.10 Final, Unit 620 and retrofits | 221 | 7286 | Rate Constraint in lbs/MMBtu | FALSE | L | Annual | Constraint Shadow Price | US2022$/Ton | 0 | 0 | 0 | 0 | 0 | 0 | 0
CT Fac. Spec. - NOX Rate Winter v.4.10 Final, Unit 621 and retrofits | 222 | 7286 | Rate Constraint in lbs/MMBtu | FALSE | L | Annual | Seasons Included | Seasons | Winter, Spring, Fall | Winter, Spring, Fall | Winter, Spring, Fall | Winter, Spring, Fall | Winter, Spring, Fall | Winter, Spring, Fall | Winter, Spring, Fall
CT Fac. Spec. - NOX Rate Winter v.4.10 Final, Unit 621 and retrofits | 222 | 7286 | Rate Constraint in lbs/MMBtu | FALSE | L | Annual | Standard NOX | lb/MMBtu | 0.15 | 0.15 | 0.15 | 0.15 | 0.15 | 0.15 | 0.15
CT Fac. Spec. - NOX Rate Winter v.4.10 Final, Unit 621 and retrofits | 222 | 7286 | Rate Constraint in lbs/MMBtu | FALSE | L | Annual | Emissions at Affected Plants NOX | Thousand Tons | 0 | 0 | 0 | 0 | 0 | 0 | 0
CT Fac. Spec. - NOX Rate Winter v.4.10 Final, Unit 621 and retrofits | 222 | 7286 | Rate Constraint in lbs/MMBtu | FALSE | L | Annual | Allowances Purchased NOX | Thousand Tons | 0 | 0 | 0 | 0 | 0 | 0 | 0
CT Fac. Spec. - NOX Rate Winter v.4.10 Final, Unit 621 and retrofits | 222 | 7286 | Rate Constraint in lbs/MMBtu | FALSE | L | Annual | Allowances Sold NOX | Thousand Tons | 0 | 0 | 0 | 0 | 0 | 0 | 0
CT Fac. Spec. - NOX Rate Winter v.4.10 Final, Unit 621 and retrofits | 222 | 7286 | Rate Constraint in lbs/MMBtu | FALSE | L | Annual | Allowances Banked | Thousand Tons | 0 | 0 | 0 | 0 | 0 | 0 | 0
CT Fac. Spec. - NOX Rate Winter v.4.10 Final, Unit 621 and retrofits | 222 | 7286 | Rate Constraint in lbs/MMBtu | FALSE | L | Annual | Allowances Withdrawn (1:1) | Thousand Tons | 0 | 0 | 0 | 0 | 0 | 0 | 0
CT Fac. Spec. - NOX Rate Winter v.4.10 Final, Unit 621 and retrofits | 222 | 7286 | Rate Constraint in lbs/MMBtu | FALSE | L | Annual | Allowances Withdrawn (1:n) | Thousand Tons | 0 | 0 | 0 | 0 | 0 | 0 | 0
CT Fac. Spec. - NOX Rate Winter v.4.10 Final, Unit 621 and retrofits | 222 | 7286 | Rate Constraint in lbs/MMBtu | FALSE | L | Annual | Total | Thousand Tons | 0 | 0 | 0 | 0 | 0 | 0 | 0
CT Fac. Spec. - NOX Rate Winter v.4.10 Final, Unit 621 and retrofits | 222 | 7286 | Rate Constraint in lbs/MMBtu | FALSE | L | Annual | Fuel Consumed | TBtu | 0 | 0 | 0 | 0 | 0 | 0 | 0
CT Fac. Spec. - NOX Rate Winter v.4.10 Final, Unit 621 and retrofits | 222 | 7286 | Rate Constraint in lbs/MMBtu | FALSE | L | Annual | Rate | lb/MMBtu | 0 | 0 | 0 | 0 | 0 | 0 | 0
CT Fac. Spec. - NOX Rate Winter v.4.10 Final, Unit 621 and retrofits | 222 | 7286 | Rate Constraint in lbs/MMBtu | FALSE | L | Annual | Generation | TWh | 0 | 0 | 0 | 0 | 0 | 0 | 0
CT Fac. Spec. - NOX Rate Winter v.4.10 Final, Unit 621 and retrofits | 222 | 7286 | Rate Constraint in lbs/MMBtu | FALSE | L | Annual | Qualifying Generation | TWh | 0 | 0 | 0 | 0 | 0 | 0 | 0
CT Fac. Spec. - NOX Rate Winter v.4.10 Final, Unit 621 and retrofits | 222 | 7286 | Rate Constraint in lbs/MMBtu | FALSE | L | Annual | Rate | lb/MWh | 0 | 0 | 0 | 0 | 0 | 0 | 0
CT Fac. Spec. - NOX Rate Winter v.4.10 Final, Unit 621 and retrofits | 222 | 7286 | Rate Constraint in lbs/MMBtu | FALSE | L | Annual | Constraint Shadow Price | US2022$/Ton | 0 | 0 | 0 | 0 | 0 | 0 | 0
CT Fac. Spec. - NOX Rate Winter v.4.10 Final, Unit 622 and retrofits | 223 | 7286 | Rate Constraint in lbs/MMBtu | FALSE | L | Annual | Seasons Included | Seasons | Winter, Spring, Fall | Winter, Spring, Fall | Winter, Spring, Fall | Winter, Spring, Fall | Winter, Spring, Fall | Winter, Spring, Fall | Winter, Spring, Fall
CT Fac. Spec. - NOX Rate Winter v.4.10 Final, Unit 622 and retrofits | 223 | 7286 | Rate Constraint in lbs/MMBtu | FALSE | L | Annual | Standard NOX | lb/MMBtu | 0.15 | 0.15 | 0.15 | 0.15 | 0.15 | 0.15 | 0.15
CT Fac. Spec. - NOX Rate Winter v.4.10 Final, Unit 622 and retrofits | 223 | 7286 | Rate Constraint in lbs/MMBtu | FALSE | L | Annual | Emissions at Affected Plants NOX | Thousand Tons | 0 | 0 | 0 | 0 | 0 | 0 | 0
CT Fac. Spec. - NOX Rate Winter v.4.10 Final, Unit 622 and retrofits | 223 | 7286 | Rate Constraint in lbs/MMBtu | FALSE | L | Annual | Allowances Purchased NOX | Thousand Tons | 0 | 0 | 0 | 0 | 0 | 0 | 0
CT Fac. Spec. - NOX Rate Winter v.4.10 Final, Unit 622 and retrofits | 223 | 7286 | Rate Constraint in lbs/MMBtu | FALSE | L | Annual | Allowances Sold NOX | Thousand Tons | 0 | 0 | 0 | 0 | 0 | 0 | 0
CT Fac. Spec. - NOX Rate Winter v.4.10 Final, Unit 622 and retrofits | 223 | 7286 | Rate Constraint in lbs/MMBtu | FALSE | L | Annual | Allowances Banked | Thousand Tons | 0 | 0 | 0 | 0 | 0 | 0 | 0
CT Fac. Spec. - NOX Rate Winter v.4.10 Final, Unit 622 and retrofits | 223 | 7286 | Rate Constraint in lbs/MMBtu | FALSE | L | Annual | Allowances Withdrawn (1:1) | Thousand Tons | 0 | 0 | 0 | 0 | 0 | 0 | 0
CT Fac. Spec. - NOX Rate Winter v.4.10 Final, Unit 622 and retrofits | 223 | 7286 | Rate Constraint in lbs/MMBtu | FALSE | L | Annual | Allowances Withdrawn (1:n) | Thousand Tons | 0 | 0 | 0 | 0 | 0 | 0 | 0
CT Fac. Spec. - NOX Rate Winter v.4.10 Final, Unit 622 and retrofits | 223 | 7286 | Rate Constraint in lbs/MMBtu | FALSE | L | Annual | Total | Thousand Tons | 0 | 0 | 0 | 0 | 0 | 0 | 0
CT Fac. Spec. - NOX Rate Winter v.4.10 Final, Unit 622 and retrofits | 223 | 7286 | Rate Constraint in lbs/MMBtu | FALSE | L | Annual | Fuel Consumed | TBtu | 0 | 0 | 0 | 0 | 0 | 0 | 0
CT Fac. Spec. - NOX Rate Winter v.4.10 Final, Unit 622 and retrofits | 223 | 7286 | Rate Constraint in lbs/MMBtu | FALSE | L | Annual | Rate | lb/MMBtu | 0 | 0 | 0 | 0 | 0 | 0 | 0
CT Fac. Spec. - NOX Rate Winter v.4.10 Final, Unit 622 and retrofits | 223 | 7286 | Rate Constraint in lbs/MMBtu | FALSE | L | Annual | Generation | TWh | 0 | 0 | 0 | 0 | 0 | 0 | 0
CT Fac. Spec. - NOX Rate Winter v.4.10 Final, Unit 622 and retrofits | 223 | 7286 | Rate Constraint in lbs/MMBtu | FALSE | L | Annual | Qualifying Generation | TWh | 0 | 0 | 0 | 0 | 0 | 0 | 0
CT Fac. Spec. - NOX Rate Winter v.4.10 Final, Unit 622 and retrofits | 223 | 7286 | Rate Constraint in lbs/MMBtu | FALSE | L | Annual | Rate | lb/MWh | 0 | 0 | 0 | 0 | 0 | 0 | 0
CT Fac. Spec. - NOX Rate Winter v.4.10 Final, Unit 622 and retrofits | 223 | 7286 | Rate Constraint in lbs/MMBtu | FALSE | L | Annual | Constraint Shadow Price | US2022$/Ton | 0 | 0 | 0 | 0 | 0 | 0 | 0
CT Fac. Spec. - NOX Rate Winter v.4.10 Final, Unit 623 and retrofits | 224 | 7286 | Rate Constraint in lbs/MMBtu | FALSE | L | Annual | Seasons Included | Seasons | Winter, Spring, Fall | Winter, Spring, Fall | Winter, Spring, Fall | Winter, Spring, Fall | Winter, Spring, Fall | Winter, Spring, Fall | Winter, Spring, Fall
CT Fac. Spec. - NOX Rate Winter v.4.10 Final, Unit 623 and retrofits | 224 | 7286 | Rate Constraint in lbs/MMBtu | FALSE | L | Annual | Standard NOX | lb/MMBtu | 0.15 | 0.15 | 0.15 | 0.15 | 0.15 | 0.15 | 0.15
CT Fac. Spec. - NOX Rate Winter v.4.10 Final, Unit 623 and retrofits | 224 | 7286 | Rate Constraint in lbs/MMBtu | FALSE | L | Annual | Emissions at Affected Plants NOX | Thousand Tons | 0 | 0 | 0 | 0 | 0 | 0 | 0
CT Fac. Spec. - NOX Rate Winter v.4.10 Final, Unit 623 and retrofits | 224 | 7286 | Rate Constraint in lbs/MMBtu | FALSE | L | Annual | Allowances Purchased NOX | Thousand Tons | 0 | 0 | 0 | 0 | 0 | 0 | 0
CT Fac. Spec. - NOX Rate Winter v.4.10 Final, Unit 623 and retrofits | 224 | 7286 | Rate Constraint in lbs/MMBtu | FALSE | L | Annual | Allowances Sold NOX | Thousand Tons | 0 | 0 | 0 | 0 | 0 | 0 | 0
CT Fac. Spec. - NOX Rate Winter v.4.10 Final, Unit 623 and retrofits | 224 | 7286 | Rate Constraint in lbs/MMBtu | FALSE | L | Annual | Allowances Banked | Thousand Tons | 0 | 0 | 0 | 0 | 0 | 0 | 0
CT Fac. Spec. - NOX Rate Winter v.4.10 Final, Unit 623 and retrofits | 224 | 7286 | Rate Constraint in lbs/MMBtu | FALSE | L | Annual | Allowances Withdrawn (1:1) | Thousand Tons | 0 | 0 | 0 | 0 | 0 | 0 | 0
CT Fac. Spec. - NOX Rate Winter v.4.10 Final, Unit 623 and retrofits | 224 | 7286 | Rate Constraint in lbs/MMBtu | FALSE | L | Annual | Allowances Withdrawn (1:n) | Thousand Tons | 0 | 0 | 0 | 0 | 0 | 0 | 0
CT Fac. Spec. - NOX Rate Winter v.4.10 Final, Unit 623 and retrofits | 224 | 7286 | Rate Constraint in lbs/MMBtu | FALSE | L | Annual | Total | Thousand Tons | 0 | 0 | 0 | 0 | 0 | 0 | 0
CT Fac. Spec. - NOX Rate Winter v.4.10 Final, Unit 623 and retrofits | 224 | 7286 | Rate Constraint in lbs/MMBtu | FALSE | L | Annual | Fuel Consumed | TBtu | 0 | 0 | 0 | 0 | 0 | 0 | 0
CT Fac. Spec. - NOX Rate Winter v.4.10 Final, Unit 623 and retrofits | 224 | 7286 | Rate Constraint in lbs/MMBtu | FALSE | L | Annual | Rate | lb/MMBtu | 0 | 0 | 0 | 0 | 0 | 0 | 0
CT Fac. Spec. - NOX Rate Winter v.4.10 Final, Unit 623 and retrofits | 224 | 7286 | Rate Constraint in lbs/MMBtu | FALSE | L | Annual | Generation | TWh | 0 | 0 | 0 | 0 | 0 | 0 | 0
CT Fac. Spec. - NOX Rate Winter v.4.10 Final, Unit 623 and retrofits | 224 | 7286 | Rate Constraint in lbs/MMBtu | FALSE | L | Annual | Qualifying Generation | TWh | 0 | 0 | 0 | 0 | 0 | 0 | 0
CT Fac. Spec. - NOX Rate Winter v.4.10 Final, Unit 623 and retrofits | 224 | 7286 | Rate Constraint in lbs/MMBtu | FALSE | L | Annual | Rate | lb/MWh | 0 | 0 | 0 | 0 | 0 | 0 | 0
CT Fac. Spec. - NOX Rate Winter v.4.10 Final, Unit 623 and retrofits | 224 | 7286 | Rate Constraint in lbs/MMBtu | FALSE | L | Annual | Constraint Shadow Price | US2022$/Ton | 0 | 0 | 0 | 0 | 0 | 0 | 0
CT Fac. Spec. - NOX Rate Winter v.4.10 Final, Unit 624 and retrofits | 225 | 7286 | Rate Constraint in lbs/MMBtu | FALSE | L | Annual | Seasons Included | Seasons | Winter, Spring, Fall | Winter, Spring, Fall | Winter, Spring, Fall | Winter, Spring, Fall | Winter, Spring, Fall | Winter, Spring, Fall | Winter, Spring, Fall
CT Fac. Spec. - NOX Rate Winter v.4.10 Final, Unit 624 and retrofits | 225 | 7286 | Rate Constraint in lbs/MMBtu | FALSE | L | Annual | Standard NOX | lb/MMBtu | 0.15 | 0.15 | 0.15 | 0.15 | 0.15 | 0.15 | 0.15
CT Fac. Spec. - NOX Rate Winter v.4.10 Final, Unit 624 and retrofits | 225 | 7286 | Rate Constraint in lbs/MMBtu | FALSE | L | Annual | Emissions at Affected Plants NOX | Thousand Tons | 0 | 1.6225e-05 | 0 | 0 | 0 | 0 | 0
CT Fac. Spec. - NOX Rate Winter v.4.10 Final, Unit 624 and retrofits | 225 | 7286 | Rate Constraint in lbs/MMBtu | FALSE | L | Annual | Allowances Purchased NOX | Thousand Tons | 0 | 0 | 0 | 0 | 0 | 0 | 0
CT Fac. Spec. - NOX Rate Winter v.4.10 Final, Unit 624 and retrofits | 225 | 7286 | Rate Constraint in lbs/MMBtu | FALSE | L | Annual | Allowances Sold NOX | Thousand Tons | 0 | 0 | 0 | 0 | 0 | 0 | 0
CT Fac. Spec. - NOX Rate Winter v.4.10 Final, Unit 624 and retrofits | 225 | 7286 | Rate Constraint in lbs/MMBtu | FALSE | L | Annual | Allowances Banked | Thousand Tons | 0 | 0 | 0 | 0 | 0 | 0 | 0
CT Fac. Spec. - NOX Rate Winter v.4.10 Final, Unit 624 and retrofits | 225 | 7286 | Rate Constraint in lbs/MMBtu | FALSE | L | Annual | Allowances Withdrawn (1:1) | Thousand Tons | 0 | 0 | 0 | 0 | 0 | 0 | 0
CT Fac. Spec. - NOX Rate Winter v.4.10 Final, Unit 624 and retrofits | 225 | 7286 | Rate Constraint in lbs/MMBtu | FALSE | L | Annual | Allowances Withdrawn (1:n) | Thousand Tons | 0 | 0 | 0 | 0 | 0 | 0 | 0
CT Fac. Spec. - NOX Rate Winter v.4.10 Final, Unit 624 and retrofits | 225 | 7286 | Rate Constraint in lbs/MMBtu | FALSE | L | Annual | Total | Thousand Tons | 0 | 1.6225e-05 | 0 | 0 | 0 | 0 | 0
CT Fac. Spec. - NOX Rate Winter v.4.10 Final, Unit 624 and retrofits | 225 | 7286 | Rate Constraint in lbs/MMBtu | FALSE | L | Annual | Fuel Consumed | TBtu | 0 | 0.0022029 | 0 | 0 | 0 | 0 | 0
CT Fac. Spec. - NOX Rate Winter v.4.10 Final, Unit 624 and retrofits | 225 | 7286 | Rate Constraint in lbs/MMBtu | FALSE | L | Annual | Rate | lb/MMBtu | 0 | 0.01473 | 0 | 0 | 0 | 0 | 0
CT Fac. Spec. - NOX Rate Winter v.4.10 Final, Unit 624 and retrofits | 225 | 7286 | Rate Constraint in lbs/MMBtu | FALSE | L | Annual | Generation | TWh | 0 | 0.00020502 | 0 | 0 | 0 | 0 | 0
CT Fac. Spec. - NOX Rate Winter v.4.10 Final, Unit 624 and retrofits | 225 | 7286 | Rate Constraint in lbs/MMBtu | FALSE | L | Annual | Qualifying Generation | TWh | 0 | 0.00020502 | 0 | 0 | 0 | 0 | 0
CT Fac. Spec. - NOX Rate Winter v.4.10 Final, Unit 624 and retrofits | 225 | 7286 | Rate Constraint in lbs/MMBtu | FALSE | L | Annual | Rate | lb/MWh | 0 | 0.15827 | 0 | 0 | 0 | 0 | 0
CT Fac. Spec. - NOX Rate Winter v.4.10 Final, Unit 624 and retrofits | 225 | 7286 | Rate Constraint in lbs/MMBtu | FALSE | L | Annual | Constraint Shadow Price | US2022$/Ton | 0 | 0 | 0 | 0 | 0 | 0 | 0
CT Fac. Spec. - NOX Rate Winter v.4.10 Final, Unit 625 and retrofits | 226 | 7286 | Rate Constraint in lbs/MMBtu | FALSE | L | Annual | Seasons Included | Seasons | Winter, Spring, Fall | Winter, Spring, Fall | Winter, Spring, Fall | Winter, Spring, Fall | Winter, Spring, Fall | Winter, Spring, Fall | Winter, Spring, Fall
CT Fac. Spec. - NOX Rate Winter v.4.10 Final, Unit 625 and retrofits | 226 | 7286 | Rate Constraint in lbs/MMBtu | FALSE | L | Annual | Standard NOX | lb/MMBtu | 0.15 | 0.15 | 0.15 | 0.15 | 0.15 | 0.15 | 0.15
CT Fac. Spec. - NOX Rate Winter v.4.10 Final, Unit 625 and retrofits | 226 | 7286 | Rate Constraint in lbs/MMBtu | FALSE | L | Annual | Emissions at Affected Plants NOX | Thousand Tons | 0 | 1.7007e-05 | 0 | 0 | 0 | 0 | 0
CT Fac. Spec. - NOX Rate Winter v.4.10 Final, Unit 625 and retrofits | 226 | 7286 | Rate Constraint in lbs/MMBtu | FALSE | L | Annual | Allowances Purchased NOX | Thousand Tons | 0 | 0 | 0 | 0 | 0 | 0 | 0
CT Fac. Spec. - NOX Rate Winter v.4.10 Final, Unit 625 and retrofits | 226 | 7286 | Rate Constraint in lbs/MMBtu | FALSE | L | Annual | Allowances Sold NOX | Thousand Tons | 0 | 0 | 0 | 0 | 0 | 0 | 0
CT Fac. Spec. - NOX Rate Winter v.4.10 Final, Unit 625 and retrofits | 226 | 7286 | Rate Constraint in lbs/MMBtu | FALSE | L | Annual | Allowances Banked | Thousand Tons | 0 | 0 | 0 | 0 | 0 | 0 | 0
CT Fac. Spec. - NOX Rate Winter v.4.10 Final, Unit 625 and retrofits | 226 | 7286 | Rate Constraint in lbs/MMBtu | FALSE | L | Annual | Allowances Withdrawn (1:1) | Thousand Tons | 0 | 0 | 0 | 0 | 0 | 0 | 0
CT Fac. Spec. - NOX Rate Winter v.4.10 Final, Unit 625 and retrofits | 226 | 7286 | Rate Constraint in lbs/MMBtu | FALSE | L | Annual | Allowances Withdrawn (1:n) | Thousand Tons | 0 | 0 | 0 | 0 | 0 | 0 | 0
CT Fac. Spec. - NOX Rate Winter v.4.10 Final, Unit 625 and retrofits | 226 | 7286 | Rate Constraint in lbs/MMBtu | FALSE | L | Annual | Total | Thousand Tons | 0 | 1.7007e-05 | 0 | 0 | 0 | 0 | 0
CT Fac. Spec. - NOX Rate Winter v.4.10 Final, Unit 625 and retrofits | 226 | 7286 | Rate Constraint in lbs/MMBtu | FALSE | L | Annual | Fuel Consumed | TBtu | 0 | 0.0022029 | 0 | 0 | 0 | 0 | 0
CT Fac. Spec. - NOX Rate Winter v.4.10 Final, Unit 625 and retrofits | 226 | 7286 | Rate Constraint in lbs/MMBtu | FALSE | L | Annual | Rate | lb/MMBtu | 0 | 0.01544 | 0 | 0 | 0 | 0 | 0
CT Fac. Spec. - NOX Rate Winter v.4.10 Final, Unit 625 and retrofits | 226 | 7286 | Rate Constraint in lbs/MMBtu | FALSE | L | Annual | Generation | TWh | 0 | 0.00020502 | 0 | 0 | 0 | 0 | 0
CT Fac. Spec. - NOX Rate Winter v.4.10 Final, Unit 625 and retrofits | 226 | 7286 | Rate Constraint in lbs/MMBtu | FALSE | L | Annual | Qualifying Generation | TWh | 0 | 0.00020502 | 0 | 0 | 0 | 0 | 0
CT Fac. Spec. - NOX Rate Winter v.4.10 Final, Unit 625 and retrofits | 226 | 7286 | Rate Constraint in lbs/MMBtu | FALSE | L | Annual | Rate | lb/MWh | 0 | 0.1659 | 0 | 0 | 0 | 0 | 0
CT Fac. Spec. - NOX Rate Winter v.4.10 Final, Unit 625 and retrofits | 226 | 7286 | Rate Constraint in lbs/MMBtu | FALSE | L | Annual | Constraint Shadow Price | US2022$/Ton | 0 | 0 | 0 | 0 | 0 | 0 | 0
CT Fac. Spec. - NOX Rate Winter v.4.10 Final, Unit 626 and retrofits | 227 | 7286 | Rate Constraint in lbs/MMBtu | FALSE | L | Annual | Seasons Included | Seasons | Winter, Spring, Fall | Winter, Spring, Fall | Winter, Spring, Fall | Winter, Spring, Fall | Winter, Spring, Fall | Winter, Spring, Fall | Winter, Spring, Fall
CT Fac. Spec. - NOX Rate Winter v.4.10 Final, Unit 626 and retrofits | 227 | 7286 | Rate Constraint in lbs/MMBtu | FALSE | L | Annual | Standard NOX | lb/MMBtu | 0.15 | 0.15 | 0.15 | 0.15 | 0.15 | 0.15 | 0.15
CT Fac. Spec. - NOX Rate Winter v.4.10 Final, Unit 626 and retrofits | 227 | 7286 | Rate Constraint in lbs/MMBtu | FALSE | L | Annual | Emissions at Affected Plants NOX | Thousand Tons | 0 | 2.1236e-05 | 0 | 0 | 0 | 0 | 0
CT Fac. Spec. - NOX Rate Winter v.4.10 Final, Unit 626 and retrofits | 227 | 7286 | Rate Constraint in lbs/MMBtu | FALSE | L | Annual | Allowances Purchased NOX | Thousand Tons | 0 | 0 | 0 | 0 | 0 | 0 | 0
CT Fac. Spec. - NOX Rate Winter v.4.10 Final, Unit 626 and retrofits | 227 | 7286 | Rate Constraint in lbs/MMBtu | FALSE | L | Annual | Allowances Sold NOX | Thousand Tons | 0 | 0 | 0 | 0 | 0 | 0 | 0
CT Fac. Spec. - NOX Rate Winter v.4.10 Final, Unit 626 and retrofits | 227 | 7286 | Rate Constraint in lbs/MMBtu | FALSE | L | Annual | Allowances Banked | Thousand Tons | 0 | 0 | 0 | 0 | 0 | 0 | 0
CT Fac. Spec. - NOX Rate Winter v.4.10 Final, Unit 626 and retrofits | 227 | 7286 | Rate Constraint in lbs/MMBtu | FALSE | L | Annual | Allowances Withdrawn (1:1) | Thousand Tons | 0 | 0 | 0 | 0 | 0 | 0 | 0
CT Fac. Spec. - NOX Rate Winter v.4.10 Final, Unit 626 and retrofits | 227 | 7286 | Rate Constraint in lbs/MMBtu | FALSE | L | Annual | Allowances Withdrawn (1:n) | Thousand Tons | 0 | 0 | 0 | 0 | 0 | 0 | 0
CT Fac. Spec. - NOX Rate Winter v.4.10 Final, Unit 626 and retrofits | 227 | 7286 | Rate Constraint in lbs/MMBtu | FALSE | L | Annual | Total | Thousand Tons | 0 | 2.1236e-05 | 0 | 0 | 0 | 0 | 0
CT Fac. Spec. - NOX Rate Winter v.4.10 Final, Unit 626 and retrofits | 227 | 7286 | Rate Constraint in lbs/MMBtu | FALSE | L | Annual | Fuel Consumed | TBtu | 0 | 0.0022029 | 0 | 0 | 0 | 0 | 0
CT Fac. Spec. - NOX Rate Winter v.4.10 Final, Unit 626 and retrofits | 227 | 7286 | Rate Constraint in lbs/MMBtu | FALSE | L | Annual | Rate | lb/MMBtu | 0 | 0.01928 | 0 | 0 | 0 | 0 | 0
CT Fac. Spec. - NOX Rate Winter v.4.10 Final, Unit 626 and retrofits | 227 | 7286 | Rate Constraint in lbs/MMBtu | FALSE | L | Annual | Generation | TWh | 0 | 0.00020502 | 0 | 0 | 0 | 0 | 0
CT Fac. Spec. - NOX Rate Winter v.4.10 Final, Unit 626 and retrofits | 227 | 7286 | Rate Constraint in lbs/MMBtu | FALSE | L | Annual | Qualifying Generation | TWh | 0 | 0.00020502 | 0 | 0 | 0 | 0 | 0
CT Fac. Spec. - NOX Rate Winter v.4.10 Final, Unit 626 and retrofits | 227 | 7286 | Rate Constraint in lbs/MMBtu | FALSE | L | Annual | Rate | lb/MWh | 0 | 0.20716 | 0 | 0 | 0 | 0 | 0
CT Fac. Spec. - NOX Rate Winter v.4.10 Final, Unit 626 and retrofits | 227 | 7286 | Rate Constraint in lbs/MMBtu | FALSE | L | Annual | Constraint Shadow Price | US2022$/Ton | 0 | 0 | 0 | 0 | 0 | 0 | 0
CT Fac. Spec. - NOX Rate Winter v.4.10 Final, Unit 627 and retrofits | 228 | 7286 | Rate Constraint in lbs/MMBtu | FALSE | L | Annual | Seasons Included | Seasons | Winter, Spring, Fall | Winter, Spring, Fall | Winter, Spring, Fall | Winter, Spring, Fall | Winter, Spring, Fall | Winter, Spring, Fall | Winter, Spring, Fall
CT Fac. Spec. - NOX Rate Winter v.4.10 Final, Unit 627 and retrofits | 228 | 7286 | Rate Constraint in lbs/MMBtu | FALSE | L | Annual | Standard NOX | lb/MMBtu | 0.15 | 0.15 | 0.15 | 0.15 | 0.15 | 0.15 | 0.15
CT Fac. Spec. - NOX Rate Winter v.4.10 Final, Unit 627 and retrofits | 228 | 7286 | Rate Constraint in lbs/MMBtu | FALSE | L | Annual | Emissions at Affected Plants NOX | Thousand Tons | 0 | 2.0564e-05 | 0 | 0 | 0 | 0 | 0
CT Fac. Spec. - NOX Rate Winter v.4.10 Final, Unit 627 and retrofits | 228 | 7286 | Rate Constraint in lbs/MMBtu | FALSE | L | Annual | Allowances Purchased NOX | Thousand Tons | 0 | 0 | 0 | 0 | 0 | 0 | 0
CT Fac. Spec. - NOX Rate Winter v.4.10 Final, Unit 627 and retrofits | 228 | 7286 | Rate Constraint in lbs/MMBtu | FALSE | L | Annual | Allowances Sold NOX | Thousand Tons | 0 | 0 | 0 | 0 | 0 | 0 | 0
CT Fac. Spec. - NOX Rate Winter v.4.10 Final, Unit 627 and retrofits | 228 | 7286 | Rate Constraint in lbs/MMBtu | FALSE | L | Annual | Allowances Banked | Thousand Tons | 0 | 0 | 0 | 0 | 0 | 0 | 0
CT Fac. Spec. - NOX Rate Winter v.4.10 Final, Unit 627 and retrofits | 228 | 7286 | Rate Constraint in lbs/MMBtu | FALSE | L | Annual | Allowances Withdrawn (1:1) | Thousand Tons | 0 | 0 | 0 | 0 | 0 | 0 | 0
CT Fac. Spec. - NOX Rate Winter v.4.10 Final, Unit 627 and retrofits | 228 | 7286 | Rate Constraint in lbs/MMBtu | FALSE | L | Annual | Allowances Withdrawn (1:n) | Thousand Tons | 0 | 0 | 0 | 0 | 0 | 0 | 0
CT Fac. Spec. - NOX Rate Winter v.4.10 Final, Unit 627 and retrofits | 228 | 7286 | Rate Constraint in lbs/MMBtu | FALSE | L | Annual | Total | Thousand Tons | 0 | 2.0564e-05 | 0 | 0 | 0 | 0 | 0
CT Fac. Spec. - NOX Rate Winter v.4.10 Final, Unit 627 and retrofits | 228 | 7286 | Rate Constraint in lbs/MMBtu | FALSE | L | Annual | Fuel Consumed | TBtu | 0 | 0.0022029 | 0 | 0 | 0 | 0 | 0
CT Fac. Spec. - NOX Rate Winter v.4.10 Final, Unit 627 and retrofits | 228 | 7286 | Rate Constraint in lbs/MMBtu | FALSE | L | Annual | Rate | lb/MMBtu | 0 | 0.01867 | 0 | 0 | 0 | 0 | 0
CT Fac. Spec. - NOX Rate Winter v.4.10 Final, Unit 627 and retrofits | 228 | 7286 | Rate Constraint in lbs/MMBtu | FALSE | L | Annual | Generation | TWh | 0 | 0.00020502 | 0 | 0 | 0 | 0 | 0
CT Fac. Spec. - NOX Rate Winter v.4.10 Final, Unit 627 and retrofits | 228 | 7286 | Rate Constraint in lbs/MMBtu | FALSE | L | Annual | Qualifying Generation | TWh | 0 | 0.00020502 | 0 | 0 | 0 | 0 | 0
CT Fac. Spec. - NOX Rate Winter v.4.10 Final, Unit 627 and retrofits | 228 | 7286 | Rate Constraint in lbs/MMBtu | FALSE | L | Annual | Rate | lb/MWh | 0 | 0.20061 | 0 | 0 | 0 | 0 | 0
CT Fac. Spec. - NOX Rate Winter v.4.10 Final, Unit 627 and retrofits | 228 | 7286 | Rate Constraint in lbs/MMBtu | FALSE | L | Annual | Constraint Shadow Price | US2022$/Ton | 0 | 0 | 0 | 0 | 0 | 0 | 0
CT Fac. Spec. - NOX Rate Winter v.4.10 Final, Unit 628 and retrofits | 229 | 7286 | Rate Constraint in lbs/MMBtu | FALSE | L | Annual | Seasons Included | Seasons | Winter, Spring, Fall | Winter, Spring, Fall | Winter, Spring, Fall | Winter, Spring, Fall | Winter, Spring, Fall | Winter, Spring, Fall | Winter, Spring, Fall
CT Fac. Spec. - NOX Rate Winter v.4.10 Final, Unit 628 and retrofits | 229 | 7286 | Rate Constraint in lbs/MMBtu | FALSE | L | Annual | Standard NOX | lb/MMBtu | 0.15 | 0.15 | 0.15 | 0.15 | 0.15 | 0.15 | 0.15
CT Fac. Spec. - NOX Rate Winter v.4.10 Final, Unit 628 and retrofits | 229 | 7286 | Rate Constraint in lbs/MMBtu | FALSE | L | Annual | Emissions at Affected Plants NOX | Thousand Tons | 0 | 2.0233e-05 | 0 | 0 | 0 | 0 | 0
CT Fac. Spec. - NOX Rate Winter v.4.10 Final, Unit 628 and retrofits | 229 | 7286 | Rate Constraint in lbs/MMBtu | FALSE | L | Annual | Allowances Purchased NOX | Thousand Tons | 0 | 0 | 0 | 0 | 0 | 0 | 0
CT Fac. Spec. - NOX Rate Winter v.4.10 Final, Unit 628 and retrofits | 229 | 7286 | Rate Constraint in lbs/MMBtu | FALSE | L | Annual | Allowances Sold NOX | Thousand Tons | 0 | 0 | 0 | 0 | 0 | 0 | 0
CT Fac. Spec. - NOX Rate Winter v.4.10 Final, Unit 628 and retrofits | 229 | 7286 | Rate Constraint in lbs/MMBtu | FALSE | L | Annual | Allowances Banked | Thousand Tons | 0 | 0 | 0 | 0 | 0 | 0 | 0
CT Fac. Spec. - NOX Rate Winter v.4.10 Final, Unit 628 and retrofits | 229 | 7286 | Rate Constraint in lbs/MMBtu | FALSE | L | Annual | Allowances Withdrawn (1:1) | Thousand Tons | 0 | 0 | 0 | 0 | 0 | 0 | 0
CT Fac. Spec. - NOX Rate Winter v.4.10 Final, Unit 628 and retrofits | 229 | 7286 | Rate Constraint in lbs/MMBtu | FALSE | L | Annual | Allowances Withdrawn (1:n) | Thousand Tons | 0 | 0 | 0 | 0 | 0 | 0 | 0
CT Fac. Spec. - NOX Rate Winter v.4.10 Final, Unit 628 and retrofits | 229 | 7286 | Rate Constraint in lbs/MMBtu | FALSE | L | Annual | Total | Thousand Tons | 0 | 2.0233e-05 | 0 | 0 | 0 | 0 | 0
CT Fac. Spec. - NOX Rate Winter v.4.10 Final, Unit 628 and retrofits | 229 | 7286 | Rate Constraint in lbs/MMBtu | FALSE | L | Annual | Fuel Consumed | TBtu | 0 | 0.00026977 | 0 | 0 | 0 | 0 | 0
CT Fac. Spec. - NOX Rate Winter v.4.10 Final, Unit 628 and retrofits | 229 | 7286 | Rate Constraint in lbs/MMBtu | FALSE | L | Annual | Rate | lb/MMBtu | 0 | 0.15 | 0 | 0 | 0 | 0 | 0
CT Fac. Spec. - NOX Rate Winter v.4.10 Final, Unit 628 and retrofits | 229 | 7286 | Rate Constraint in lbs/MMBtu | FALSE | L | Annual | Generation | TWh | 0 | 2.5021e-05 | 0 | 0 | 0 | 0 | 0
CT Fac. Spec. - NOX Rate Winter v.4.10 Final, Unit 628 and retrofits | 229 | 7286 | Rate Constraint in lbs/MMBtu | FALSE | L | Annual | Qualifying Generation | TWh | 0 | 2.5021e-05 | 0 | 0 | 0 | 0 | 0
CT Fac. Spec. - NOX Rate Winter v.4.10 Final, Unit 628 and retrofits | 229 | 7286 | Rate Constraint in lbs/MMBtu | FALSE | L | Annual | Rate | lb/MWh | 0 | 1.6173 | 0 | 0 | 0 | 0 | 0
CT Fac. Spec. - NOX Rate Winter v.4.10 Final, Unit 628 and retrofits | 229 | 7286 | Rate Constraint in lbs/MMBtu | FALSE | L | Annual | Constraint Shadow Price | US2022$/Ton | 0 | 0 | 0 | 0 | 0 | 0 | 0
CT Fac. Spec. - NOX Rate Winter v.4.10 Final, Unit 629 and retrofits | 230 | 7286 | Rate Constraint in lbs/MMBtu | FALSE | L | Annual | Seasons Included | Seasons | Winter, Spring, Fall | Winter, Spring, Fall | Winter, Spring, Fall | Winter, Spring, Fall | Winter, Spring, Fall | Winter, Spring, Fall | Winter, Spring, Fall
CT Fac. Spec. - NOX Rate Winter v.4.10 Final, Unit 629 and retrofits | 230 | 7286 | Rate Constraint in lbs/MMBtu | FALSE | L | Annual | Standard NOX | lb/MMBtu | 0.15 | 0.15 | 0.15 | 0.15 | 0.15 | 0.15 | 0.15
CT Fac. Spec. - NOX Rate Winter v.4.10 Final, Unit 629 and retrofits | 230 | 7286 | Rate Constraint in lbs/MMBtu | FALSE | L | Annual | Emissions at Affected Plants NOX | Thousand Tons | 0 | 0 | 0 | 0 | 0 | 0 | 0
CT Fac. Spec. - NOX Rate Winter v.4.10 Final, Unit 629 and retrofits | 230 | 7286 | Rate Constraint in lbs/MMBtu | FALSE | L | Annual | Allowances Purchased NOX | Thousand Tons | 0 | 0 | 0 | 0 | 0 | 0 | 0
CT Fac. Spec. - NOX Rate Winter v.4.10 Final, Unit 629 and retrofits | 230 | 7286 | Rate Constraint in lbs/MMBtu | FALSE | L | Annual | Allowances Sold NOX | Thousand Tons | 0 | 0 | 0 | 0 | 0 | 0 | 0
CT Fac. Spec. - NOX Rate Winter v.4.10 Final, Unit 629 and retrofits | 230 | 7286 | Rate Constraint in lbs/MMBtu | FALSE | L | Annual | Allowances Banked | Thousand Tons | 0 | 0 | 0 | 0 | 0 | 0 | 0
CT Fac. Spec. - NOX Rate Winter v.4.10 Final, Unit 629 and retrofits | 230 | 7286 | Rate Constraint in lbs/MMBtu | FALSE | L | Annual | Allowances Withdrawn (1:1) | Thousand Tons | 0 | 0 | 0 | 0 | 0 | 0 | 0
CT Fac. Spec. - NOX Rate Winter v.4.10 Final, Unit 629 and retrofits | 230 | 7286 | Rate Constraint in lbs/MMBtu | FALSE | L | Annual | Allowances Withdrawn (1:n) | Thousand Tons | 0 | 0 | 0 | 0 | 0 | 0 | 0
CT Fac. Spec. - NOX Rate Winter v.4.10 Final, Unit 629 and retrofits | 230 | 7286 | Rate Constraint in lbs/MMBtu | FALSE | L | Annual | Total | Thousand Tons | 0 | 0 | 0 | 0 | 0 | 0 | 0
CT Fac. Spec. - NOX Rate Winter v.4.10 Final, Unit 629 and retrofits | 230 | 7286 | Rate Constraint in lbs/MMBtu | FALSE | L | Annual | Fuel Consumed | TBtu | 0 | 0 | 0 | 0 | 0 | 0 | 0
CT Fac. Spec. - NOX Rate Winter v.4.10 Final, Unit 629 and retrofits | 230 | 7286 | Rate Constraint in lbs/MMBtu | FALSE | L | Annual | Rate | lb/MMBtu | 0 | 0 | 0 | 0 | 0 | 0 | 0
CT Fac. Spec. - NOX Rate Winter v.4.10 Final, Unit 629 and retrofits | 230 | 7286 | Rate Constraint in lbs/MMBtu | FALSE | L | Annual | Generation | TWh | 0 | 0 | 0 | 0 | 0 | 0 | 0
CT Fac. Spec. - NOX Rate Winter v.4.10 Final, Unit 629 and retrofits | 230 | 7286 | Rate Constraint in lbs/MMBtu | FALSE | L | Annual | Qualifying Generation | TWh | 0 | 0 | 0 | 0 | 0 | 0 | 0
CT Fac. Spec. - NOX Rate Winter v.4.10 Final, Unit 629 and retrofits | 230 | 7286 | Rate Constraint in lbs/MMBtu | FALSE | L | Annual | Rate | lb/MWh | 0 | 0 | 0 | 0 | 0 | 0 | 0
CT Fac. Spec. - NOX Rate Winter v.4.10 Final, Unit 629 and retrofits | 230 | 7286 | Rate Constraint in lbs/MMBtu | FALSE | L | Annual | Constraint Shadow Price | US2022$/Ton | 0 | 0 | 0 | 0 | 0 | 0 | 0
CT Fac. Spec. - NOX Rate Winter v.4.10 Final, Unit 630 and retrofits | 231 | 7286 | Rate Constraint in lbs/MMBtu | FALSE | L | Annual | Seasons Included | Seasons | Winter, Spring, Fall | Winter, Spring, Fall | Winter, Spring, Fall | Winter, Spring, Fall | Winter, Spring, Fall | Winter, Spring, Fall | Winter, Spring, Fall
CT Fac. Spec. - NOX Rate Winter v.4.10 Final, Unit 630 and retrofits | 231 | 7286 | Rate Constraint in lbs/MMBtu | FALSE | L | Annual | Standard NOX | lb/MMBtu | 0.15 | 0.15 | 0.15 | 0.15 | 0.15 | 0.15 | 0.15
CT Fac. Spec. - NOX Rate Winter v.4.10 Final, Unit 630 and retrofits | 231 | 7286 | Rate Constraint in lbs/MMBtu | FALSE | L | Annual | Emissions at Affected Plants NOX | Thousand Tons | 0 | 1.9759e-05 | 0 | 0 | 0 | 0 | 0
CT Fac. Spec. - NOX Rate Winter v.4.10 Final, Unit 630 and retrofits | 231 | 7286 | Rate Constraint in lbs/MMBtu | FALSE | L | Annual | Allowances Purchased NOX | Thousand Tons | 0 | 0 | 0 | 0 | 0 | 0 | 0
CT Fac. Spec. - NOX Rate Winter v.4.10 Final, Unit 630 and retrofits | 231 | 7286 | Rate Constraint in lbs/MMBtu | FALSE | L | Annual | Allowances Sold NOX | Thousand Tons | 0 | 0 | 0 | 0 | 0 | 0 | 0
CT Fac. Spec. - NOX Rate Winter v.4.10 Final, Unit 630 and retrofits | 231 | 7286 | Rate Constraint in lbs/MMBtu | FALSE | L | Annual | Allowances Banked | Thousand Tons | 0 | 0 | 0 | 0 | 0 | 0 | 0
CT Fac. Spec. - NOX Rate Winter v.4.10 Final, Unit 630 and retrofits | 231 | 7286 | Rate Constraint in lbs/MMBtu | FALSE | L | Annual | Allowances Withdrawn (1:1) | Thousand Tons | 0 | 0 | 0 | 0 | 0 | 0 | 0
CT Fac. Spec. - NOX Rate Winter v.4.10 Final, Unit 630 and retrofits | 231 | 7286 | Rate Constraint in lbs/MMBtu | FALSE | L | Annual | Allowances Withdrawn (1:n) | Thousand Tons | 0 | 0 | 0 | 0 | 0 | 0 | 0
CT Fac. Spec. - NOX Rate Winter v.4.10 Final, Unit 630 and retrofits | 231 | 7286 | Rate Constraint in lbs/MMBtu | FALSE | L | Annual | Total | Thousand Tons | 0 | 1.9759e-05 | 0 | 0 | 0 | 0 | 0
CT Fac. Spec. - NOX Rate Winter v.4.10 Final, Unit 630 and retrofits | 231 | 7286 | Rate Constraint in lbs/MMBtu | FALSE | L | Annual | Fuel Consumed | TBtu | 0 | 0.00026346 | 0 | 0 | 0 | 0 | 0
CT Fac. Spec. - NOX Rate Winter v.4.10 Final, Unit 630 and retrofits | 231 | 7286 | Rate Constraint in lbs/MMBtu | FALSE | L | Annual | Rate | lb/MMBtu | 0 | 0.15 | 0 | 0 | 0 | 0 | 0
CT Fac. Spec. - NOX Rate Winter v.4.10 Final, Unit 630 and retrofits | 231 | 7286 | Rate Constraint in lbs/MMBtu | FALSE | L | Annual | Generation | TWh | 0 | 2.4435e-05 | 0 | 0 | 0 | 0 | 0
CT Fac. Spec. - NOX Rate Winter v.4.10 Final, Unit 630 and retrofits | 231 | 7286 | Rate Constraint in lbs/MMBtu | FALSE | L | Annual | Qualifying Generation | TWh | 0 | 2.4435e-05 | 0 | 0 | 0 | 0 | 0
CT Fac. Spec. - NOX Rate Winter v.4.10 Final, Unit 630 and retrofits | 231 | 7286 | Rate Constraint in lbs/MMBtu | FALSE | L | Annual | Rate | lb/MWh | 0 | 1.6173 | 0 | 0 | 0 | 0 | 0
CT Fac. Spec. - NOX Rate Winter v.4.10 Final, Unit 630 and retrofits | 231 | 7286 | Rate Constraint in lbs/MMBtu | FALSE | L | Annual | Constraint Shadow Price | US2022$/Ton | 0 | 0 | 0 | 0 | 0 | 0 | 0
CT Fac. Spec. - NOX Rate Winter v.4.10 Final, Unit 631 and retrofits | 232 | 7286 | Rate Constraint in lbs/MMBtu | FALSE | L | Annual | Seasons Included | Seasons | Winter, Spring, Fall | Winter, Spring, Fall | Winter, Spring, Fall | Winter, Spring, Fall | Winter, Spring, Fall | Winter, Spring, Fall | Winter, Spring, Fall
CT Fac. Spec. - NOX Rate Winter v.4.10 Final, Unit 631 and retrofits | 232 | 7286 | Rate Constraint in lbs/MMBtu | FALSE | L | Annual | Standard NOX | lb/MMBtu | 0.15 | 0.15 | 0.15 | 0.15 | 0.15 | 0.15 | 0.15
CT Fac. Spec. - NOX Rate Winter v.4.10 Final, Unit 631 and retrofits | 232 | 7286 | Rate Constraint in lbs/MMBtu | FALSE | L | Annual | Emissions at Affected Plants NOX | Thousand Tons | 0 | 1.5997e-05 | 0 | 0 | 0 | 0 | 0
CT Fac. Spec. - NOX Rate Winter v.4.10 Final, Unit 631 and retrofits | 232 | 7286 | Rate Constraint in lbs/MMBtu | FALSE | L | Annual | Allowances Purchased NOX | Thousand Tons | 0 | 0 | 0 | 0 | 0 | 0 | 0
CT Fac. Spec. - NOX Rate Winter v.4.10 Final, Unit 631 and retrofits | 232 | 7286 | Rate Constraint in lbs/MMBtu | FALSE | L | Annual | Allowances Sold NOX | Thousand Tons | 0 | 0 | 0 | 0 | 0 | 0 | 0
CT Fac. Spec. - NOX Rate Winter v.4.10 Final, Unit 631 and retrofits | 232 | 7286 | Rate Constraint in lbs/MMBtu | FALSE | L | Annual | Allowances Banked | Thousand Tons | 0 | 0 | 0 | 0 | 0 | 0 | 0
CT Fac. Spec. - NOX Rate Winter v.4.10 Final, Unit 631 and retrofits | 232 | 7286 | Rate Constraint in lbs/MMBtu | FALSE | L | Annual | Allowances Withdrawn (1:1) | Thousand Tons | 0 | 0 | 0 | 0 | 0 | 0 | 0
CT Fac. Spec. - NOX Rate Winter v.4.10 Final, Unit 631 and retrofits | 232 | 7286 | Rate Constraint in lbs/MMBtu | FALSE | L | Annual | Allowances Withdrawn (1:n) | Thousand Tons | 0 | 0 | 0 | 0 | 0 | 0 | 0
CT Fac. Spec. - NOX Rate Winter v.4.10 Final, Unit 631 and retrofits | 232 | 7286 | Rate Constraint in lbs/MMBtu | FALSE | L | Annual | Total | Thousand Tons | 0 | 1.5997e-05 | 0 | 0 | 0 | 0 | 0
CT Fac. Spec. - NOX Rate Winter v.4.10 Final, Unit 631 and retrofits | 232 | 7286 | Rate Constraint in lbs/MMBtu | FALSE | L | Annual | Fuel Consumed | TBtu | 0 | 0.0002133 | 0 | 0 | 0 | 0 | 0
CT Fac. Spec. - NOX Rate Winter v.4.10 Final, Unit 631 and retrofits | 232 | 7286 | Rate Constraint in lbs/MMBtu | FALSE | L | Annual | Rate | lb/MMBtu | 0 | 0.15 | 0 | 0 | 0 | 0 | 0
CT Fac. Spec. - NOX Rate Winter v.4.10 Final, Unit 631 and retrofits | 232 | 7286 | Rate Constraint in lbs/MMBtu | FALSE | L | Annual | Generation | TWh | 0 | 1.9783e-05 | 0 | 0 | 0 | 0 | 0
CT Fac. Spec. - NOX Rate Winter v.4.10 Final, Unit 631 and retrofits | 232 | 7286 | Rate Constraint in lbs/MMBtu | FALSE | L | Annual | Qualifying Generation | TWh | 0 | 1.9783e-05 | 0 | 0 | 0 | 0 | 0
CT Fac. Spec. - NOX Rate Winter v.4.10 Final, Unit 631 and retrofits | 232 | 7286 | Rate Constraint in lbs/MMBtu | FALSE | L | Annual | Rate | lb/MWh | 0 | 1.6173 | 0 | 0 | 0 | 0 | 0
CT Fac. Spec. - NOX Rate Winter v.4.10 Final, Unit 631 and retrofits | 232 | 7286 | Rate Constraint in lbs/MMBtu | FALSE | L | Annual | Constraint Shadow Price | US2022$/Ton | 0 | 0 | 0 | 0 | 0 | 0 | 0
CT Fac. Spec. - NOX Rate Winter v.4.10 Final, Unit 632 and retrofits | 233 | 7286 | Rate Constraint in lbs/MMBtu | FALSE | L | Annual | Seasons Included | Seasons | Winter, Spring, Fall | Winter, Spring, Fall | Winter, Spring, Fall | Winter, Spring, Fall | Winter, Spring, Fall | Winter, Spring, Fall | Winter, Spring, Fall
CT Fac. Spec. - NOX Rate Winter v.4.10 Final, Unit 632 and retrofits | 233 | 7286 | Rate Constraint in lbs/MMBtu | FALSE | L | Annual | Standard NOX | lb/MMBtu | 0.15 | 0.15 | 0.15 | 0.15 | 0.15 | 0.15 | 0.15
CT Fac. Spec. - NOX Rate Winter v.4.10 Final, Unit 632 and retrofits | 233 | 7286 | Rate Constraint in lbs/MMBtu | FALSE | L | Annual | Emissions at Affected Plants NOX | Thousand Tons | 0 | 0 | 0 | 0 | 0 | 0 | 0
CT Fac. Spec. - NOX Rate Winter v.4.10 Final, Unit 632 and retrofits | 233 | 7286 | Rate Constraint in lbs/MMBtu | FALSE | L | Annual | Allowances Purchased NOX | Thousand Tons | 0 | 0 | 0 | 0 | 0 | 0 | 0
CT Fac. Spec. - NOX Rate Winter v.4.10 Final, Unit 632 and retrofits | 233 | 7286 | Rate Constraint in lbs/MMBtu | FALSE | L | Annual | Allowances Sold NOX | Thousand Tons | 0 | 0 | 0 | 0 | 0 | 0 | 0
CT Fac. Spec. - NOX Rate Winter v.4.10 Final, Unit 632 and retrofits | 233 | 7286 | Rate Constraint in lbs/MMBtu | FALSE | L | Annual | Allowances Banked | Thousand Tons | 0 | 0 | 0 | 0 | 0 | 0 | 0
CT Fac. Spec. - NOX Rate Winter v.4.10 Final, Unit 632 and retrofits | 233 | 7286 | Rate Constraint in lbs/MMBtu | FALSE | L | Annual | Allowances Withdrawn (1:1) | Thousand Tons | 0 | 0 | 0 | 0 | 0 | 0 | 0
CT Fac. Spec. - NOX Rate Winter v.4.10 Final, Unit 632 and retrofits | 233 | 7286 | Rate Constraint in lbs/MMBtu | FALSE | L | Annual | Allowances Withdrawn (1:n) | Thousand Tons | 0 | 0 | 0 | 0 | 0 | 0 | 0
CT Fac. Spec. - NOX Rate Winter v.4.10 Final, Unit 632 and retrofits | 233 | 7286 | Rate Constraint in lbs/MMBtu | FALSE | L | Annual | Total | Thousand Tons | 0 | 0 | 0 | 0 | 0 | 0 | 0
CT Fac. Spec. - NOX Rate Winter v.4.10 Final, Unit 632 and retrofits | 233 | 7286 | Rate Constraint in lbs/MMBtu | FALSE | L | Annual | Fuel Consumed | TBtu | 0 | 0 | 0 | 0 | 0 | 0 | 0
CT Fac. Spec. - NOX Rate Winter v.4.10 Final, Unit 632 and retrofits | 233 | 7286 | Rate Constraint in lbs/MMBtu | FALSE | L | Annual | Rate | lb/MMBtu | 0 | 0 | 0 | 0 | 0 | 0 | 0
CT Fac. Spec. - NOX Rate Winter v.4.10 Final, Unit 632 and retrofits | 233 | 7286 | Rate Constraint in lbs/MMBtu | FALSE | L | Annual | Generation | TWh | 0 | 0 | 0 | 0 | 0 | 0 | 0
CT Fac. Spec. - NOX Rate Winter v.4.10 Final, Unit 632 and retrofits | 233 | 7286 | Rate Constraint in lbs/MMBtu | FALSE | L | Annual | Qualifying Generation | TWh | 0 | 0 | 0 | 0 | 0 | 0 | 0
CT Fac. Spec. - NOX Rate Winter v.4.10 Final, Unit 632 and retrofits | 233 | 7286 | Rate Constraint in lbs/MMBtu | FALSE | L | Annual | Rate | lb/MWh | 0 | 0 | 0 | 0 | 0 | 0 | 0
CT Fac. Spec. - NOX Rate Winter v.4.10 Final, Unit 632 and retrofits | 233 | 7286 | Rate Constraint in lbs/MMBtu | FALSE | L | Annual | Constraint Shadow Price | US2022$/Ton | 0 | 0 | 0 | 0 | 0 | 0 | 0
CT Fac. Spec. - NOX Rate Winter v.4.10 Final, Unit 636 and retrofits | 234 | 7286 | Rate Constraint in lbs/MMBtu | FALSE | L | Annual | Seasons Included | Seasons | Winter, Spring, Fall | Winter, Spring, Fall | Winter, Spring, Fall | Winter, Spring, Fall | Winter, Spring, Fall | Winter, Spring, Fall | Winter, Spring, Fall
CT Fac. Spec. - NOX Rate Winter v.4.10 Final, Unit 636 and retrofits | 234 | 7286 | Rate Constraint in lbs/MMBtu | FALSE | L | Annual | Standard NOX | lb/MMBtu | 0.15 | 0.15 | 0.15 | 0.15 | 0.15 | 0.15 | 0.15
CT Fac. Spec. - NOX Rate Winter v.4.10 Final, Unit 636 and retrofits | 234 | 7286 | Rate Constraint in lbs/MMBtu | FALSE | L | Annual | Emissions at Affected Plants NOX | Thousand Tons | 0 | 0 | 0 | 0 | 0 | 0 | 0
CT Fac. Spec. - NOX Rate Winter v.4.10 Final, Unit 636 and retrofits | 234 | 7286 | Rate Constraint in lbs/MMBtu | FALSE | L | Annual | Allowances Purchased NOX | Thousand Tons | 0 | 0 | 0 | 0 | 0 | 0 | 0
CT Fac. Spec. - NOX Rate Winter v.4.10 Final, Unit 636 and retrofits | 234 | 7286 | Rate Constraint in lbs/MMBtu | FALSE | L | Annual | Allowances Sold NOX | Thousand Tons | 0 | 0 | 0 | 0 | 0 | 0 | 0
CT Fac. Spec. - NOX Rate Winter v.4.10 Final, Unit 636 and retrofits | 234 | 7286 | Rate Constraint in lbs/MMBtu | FALSE | L | Annual | Allowances Banked | Thousand Tons | 0 | 0 | 0 | 0 | 0 | 0 | 0
CT Fac. Spec. - NOX Rate Winter v.4.10 Final, Unit 636 and retrofits | 234 | 7286 | Rate Constraint in lbs/MMBtu | FALSE | L | Annual | Allowances Withdrawn (1:1) | Thousand Tons | 0 | 0 | 0 | 0 | 0 | 0 | 0
CT Fac. Spec. - NOX Rate Winter v.4.10 Final, Unit 636 and retrofits | 234 | 7286 | Rate Constraint in lbs/MMBtu | FALSE | L | Annual | Allowances Withdrawn (1:n) | Thousand Tons | 0 | 0 | 0 | 0 | 0 | 0 | 0
CT Fac. Spec. - NOX Rate Winter v.4.10 Final, Unit 636 and retrofits | 234 | 7286 | Rate Constraint in lbs/MMBtu | FALSE | L | Annual | Total | Thousand Tons | 0 | 0 | 0 | 0 | 0 | 0 | 0
CT Fac. Spec. - NOX Rate Winter v.4.10 Final, Unit 636 and retrofits | 234 | 7286 | Rate Constraint in lbs/MMBtu | FALSE | L | Annual | Fuel Consumed | TBtu | 0 | 0 | 0 | 0 | 0 | 0 | 0
CT Fac. Spec. - NOX Rate Winter v.4.10 Final, Unit 636 and retrofits | 234 | 7286 | Rate Constraint in lbs/MMBtu | FALSE | L | Annual | Rate | lb/MMBtu | 0 | 0 | 0 | 0 | 0 | 0 | 0
CT Fac. Spec. - NOX Rate Winter v.4.10 Final, Unit 636 and retrofits | 234 | 7286 | Rate Constraint in lbs/MMBtu | FALSE | L | Annual | Generation | TWh | 0 | 0 | 0 | 0 | 0 | 0 | 0
CT Fac. Spec. - NOX Rate Winter v.4.10 Final, Unit 636 and retrofits | 234 | 7286 | Rate Constraint in lbs/MMBtu | FALSE | L | Annual | Qualifying Generation | TWh | 0 | 0 | 0 | 0 | 0 | 0 | 0
CT Fac. Spec. - NOX Rate Winter v.4.10 Final, Unit 636 and retrofits | 234 | 7286 | Rate Constraint in lbs/MMBtu | FALSE | L | Annual | Rate | lb/MWh | 0 | 0 | 0 | 0 | 0 | 0 | 0
CT Fac. Spec. - NOX Rate Winter v.4.10 Final, Unit 636 and retrofits | 234 | 7286 | Rate Constraint in lbs/MMBtu | FALSE | L | Annual | Constraint Shadow Price | US2022$/Ton | 0 | 0 | 0 | 0 | 0 | 0 | 0
CT Fac. Spec. - NOX Rate Winter v.4.10 Final, Unit 638 and retrofits | 235 | 7286 | Rate Constraint in lbs/MMBtu | FALSE | L | Annual | Seasons Included | Seasons | Winter, Spring, Fall | Winter, Spring, Fall | Winter, Spring, Fall | Winter, Spring, Fall | Winter, Spring, Fall | Winter, Spring, Fall | Winter, Spring, Fall
CT Fac. Spec. - NOX Rate Winter v.4.10 Final, Unit 638 and retrofits | 235 | 7286 | Rate Constraint in lbs/MMBtu | FALSE | L | Annual | Standard NOX | lb/MMBtu | 0.15 | 0.15 | 0.15 | 0.15 | 0.15 | 0.15 | 0.15
CT Fac. Spec. - NOX Rate Winter v.4.10 Final, Unit 638 and retrofits | 235 | 7286 | Rate Constraint in lbs/MMBtu | FALSE | L | Annual | Emissions at Affected Plants NOX | Thousand Tons | 0 | 0 | 0 | 0 | 0 | 0 | 0
CT Fac. Spec. - NOX Rate Winter v.4.10 Final, Unit 638 and retrofits | 235 | 7286 | Rate Constraint in lbs/MMBtu | FALSE | L | Annual | Allowances Purchased NOX | Thousand Tons | 0 | 0 | 0 | 0 | 0 | 0 | 0
CT Fac. Spec. - NOX Rate Winter v.4.10 Final, Unit 638 and retrofits | 235 | 7286 | Rate Constraint in lbs/MMBtu | FALSE | L | Annual | Allowances Sold NOX | Thousand Tons | 0 | 0 | 0 | 0 | 0 | 0 | 0
CT Fac. Spec. - NOX Rate Winter v.4.10 Final, Unit 638 and retrofits | 235 | 7286 | Rate Constraint in lbs/MMBtu | FALSE | L | Annual | Allowances Banked | Thousand Tons | 0 | 0 | 0 | 0 | 0 | 0 | 0
CT Fac. Spec. - NOX Rate Winter v.4.10 Final, Unit 638 and retrofits | 235 | 7286 | Rate Constraint in lbs/MMBtu | FALSE | L | Annual | Allowances Withdrawn (1:1) | Thousand Tons | 0 | 0 | 0 | 0 | 0 | 0 | 0
CT Fac. Spec. - NOX Rate Winter v.4.10 Final, Unit 638 and retrofits | 235 | 7286 | Rate Constraint in lbs/MMBtu | FALSE | L | Annual | Allowances Withdrawn (1:n) | Thousand Tons | 0 | 0 | 0 | 0 | 0 | 0 | 0
CT Fac. Spec. - NOX Rate Winter v.4.10 Final, Unit 638 and retrofits | 235 | 7286 | Rate Constraint in lbs/MMBtu | FALSE | L | Annual | Total | Thousand Tons | 0 | 0 | 0 | 0 | 0 | 0 | 0
CT Fac. Spec. - NOX Rate Winter v.4.10 Final, Unit 638 and retrofits | 235 | 7286 | Rate Constraint in lbs/MMBtu | FALSE | L | Annual | Fuel Consumed | TBtu | 0 | 0 | 0 | 0 | 0 | 0 | 0
CT Fac. Spec. - NOX Rate Winter v.4.10 Final, Unit 638 and retrofits | 235 | 7286 | Rate Constraint in lbs/MMBtu | FALSE | L | Annual | Rate | lb/MMBtu | 0 | 0 | 0 | 0 | 0 | 0 | 0
CT Fac. Spec. - NOX Rate Winter v.4.10 Final, Unit 638 and retrofits | 235 | 7286 | Rate Constraint in lbs/MMBtu | FALSE | L | Annual | Generation | TWh | 0 | 0 | 0 | 0 | 0 | 0 | 0
CT Fac. Spec. - NOX Rate Winter v.4.10 Final, Unit 638 and retrofits | 235 | 7286 | Rate Constraint in lbs/MMBtu | FALSE | L | Annual | Qualifying Generation | TWh | 0 | 0 | 0 | 0 | 0 | 0 | 0
CT Fac. Spec. - NOX Rate Winter v.4.10 Final, Unit 638 and retrofits | 235 | 7286 | Rate Constraint in lbs/MMBtu | FALSE | L | Annual | Rate | lb/MWh | 0 | 0 | 0 | 0 | 0 | 0 | 0
CT Fac. Spec. - NOX Rate Winter v.4.10 Final, Unit 638 and retrofits | 235 | 7286 | Rate Constraint in lbs/MMBtu | FALSE | L | Annual | Constraint Shadow Price | US2022$/Ton | 0 | 0 | 0 | 0 | 0 | 0 | 0
CT Fac. Spec. - NOX Rate Winter v.4.10 Final, Unit 639 and retrofits | 236 | 7286 | Rate Constraint in lbs/MMBtu | FALSE | L | Annual | Seasons Included | Seasons | Winter, Spring, Fall | Winter, Spring, Fall | Winter, Spring, Fall | Winter, Spring, Fall | Winter, Spring, Fall | Winter, Spring, Fall | Winter, Spring, Fall
CT Fac. Spec. - NOX Rate Winter v.4.10 Final, Unit 639 and retrofits | 236 | 7286 | Rate Constraint in lbs/MMBtu | FALSE | L | Annual | Standard NOX | lb/MMBtu | 0.15 | 0.15 | 0.15 | 0.15 | 0.15 | 0.15 | 0.15
CT Fac. Spec. - NOX Rate Winter v.4.10 Final, Unit 639 and retrofits | 236 | 7286 | Rate Constraint in lbs/MMBtu | FALSE | L | Annual | Emissions at Affected Plants NOX | Thousand Tons | 0 | 0 | 0 | 0 | 0 | 0 | 0
CT Fac. Spec. - NOX Rate Winter v.4.10 Final, Unit 639 and retrofits | 236 | 7286 | Rate Constraint in lbs/MMBtu | FALSE | L | Annual | Allowances Purchased NOX | Thousand Tons | 0 | 0 | 0 | 0 | 0 | 0 | 0
CT Fac. Spec. - NOX Rate Winter v.4.10 Final, Unit 639 and retrofits | 236 | 7286 | Rate Constraint in lbs/MMBtu | FALSE | L | Annual | Allowances Sold NOX | Thousand Tons | 0 | 0 | 0 | 0 | 0 | 0 | 0
CT Fac. Spec. - NOX Rate Winter v.4.10 Final, Unit 639 and retrofits | 236 | 7286 | Rate Constraint in lbs/MMBtu | FALSE | L | Annual | Allowances Banked | Thousand Tons | 0 | 0 | 0 | 0 | 0 | 0 | 0
CT Fac. Spec. - NOX Rate Winter v.4.10 Final, Unit 639 and retrofits | 236 | 7286 | Rate Constraint in lbs/MMBtu | FALSE | L | Annual | Allowances Withdrawn (1:1) | Thousand Tons | 0 | 0 | 0 | 0 | 0 | 0 | 0
CT Fac. Spec. - NOX Rate Winter v.4.10 Final, Unit 639 and retrofits | 236 | 7286 | Rate Constraint in lbs/MMBtu | FALSE | L | Annual | Allowances Withdrawn (1:n) | Thousand Tons | 0 | 0 | 0 | 0 | 0 | 0 | 0
CT Fac. Spec. - NOX Rate Winter v.4.10 Final, Unit 639 and retrofits | 236 | 7286 | Rate Constraint in lbs/MMBtu | FALSE | L | Annual | Total | Thousand Tons | 0 | 0 | 0 | 0 | 0 | 0 | 0
CT Fac. Spec. - NOX Rate Winter v.4.10 Final, Unit 639 and retrofits | 236 | 7286 | Rate Constraint in lbs/MMBtu | FALSE | L | Annual | Fuel Consumed | TBtu | 0 | 0 | 0 | 0 | 0 | 0 | 0
CT Fac. Spec. - NOX Rate Winter v.4.10 Final, Unit 639 and retrofits | 236 | 7286 | Rate Constraint in lbs/MMBtu | FALSE | L | Annual | Rate | lb/MMBtu | 0 | 0 | 0 | 0 | 0 | 0 | 0
CT Fac. Spec. - NOX Rate Winter v.4.10 Final, Unit 639 and retrofits | 236 | 7286 | Rate Constraint in lbs/MMBtu | FALSE | L | Annual | Generation | TWh | 0 | 0 | 0 | 0 | 0 | 0 | 0
CT Fac. Spec. - NOX Rate Winter v.4.10 Final, Unit 639 and retrofits | 236 | 7286 | Rate Constraint in lbs/MMBtu | FALSE | L | Annual | Qualifying Generation | TWh | 0 | 0 | 0 | 0 | 0 | 0 | 0
CT Fac. Spec. - NOX Rate Winter v.4.10 Final, Unit 639 and retrofits | 236 | 7286 | Rate Constraint in lbs/MMBtu | FALSE | L | Annual | Rate | lb/MWh | 0 | 0 | 0 | 0 | 0 | 0 | 0
CT Fac. Spec. - NOX Rate Winter v.4.10 Final, Unit 639 and retrofits | 236 | 7286 | Rate Constraint in lbs/MMBtu | FALSE | L | Annual | Constraint Shadow Price | US2022$/Ton | 0 | 0 | 0 | 0 | 0 | 0 | 0
CT Fac. Spec. - NOX Rate Winter v.4.10 Final, Unit 640 and retrofits | 237 | 7286 | Rate Constraint in lbs/MMBtu | FALSE | L | Annual | Seasons Included | Seasons | Winter, Spring, Fall | Winter, Spring, Fall | Winter, Spring, Fall | Winter, Spring, Fall | Winter, Spring, Fall | Winter, Spring, Fall | Winter, Spring, Fall
CT Fac. Spec. - NOX Rate Winter v.4.10 Final, Unit 640 and retrofits | 237 | 7286 | Rate Constraint in lbs/MMBtu | FALSE | L | Annual | Standard NOX | lb/MMBtu | 0.15 | 0.15 | 0.15 | 0.15 | 0.15 | 0.15 | 0.15
CT Fac. Spec. - NOX Rate Winter v.4.10 Final, Unit 640 and retrofits | 237 | 7286 | Rate Constraint in lbs/MMBtu | FALSE | L | Annual | Emissions at Affected Plants NOX | Thousand Tons | 0 | 0 | 0 | 0 | 0 | 0 | 0
CT Fac. Spec. - NOX Rate Winter v.4.10 Final, Unit 640 and retrofits | 237 | 7286 | Rate Constraint in lbs/MMBtu | FALSE | L | Annual | Allowances Purchased NOX | Thousand Tons | 0 | 0 | 0 | 0 | 0 | 0 | 0
CT Fac. Spec. - NOX Rate Winter v.4.10 Final, Unit 640 and retrofits | 237 | 7286 | Rate Constraint in lbs/MMBtu | FALSE | L | Annual | Allowances Sold NOX | Thousand Tons | 0 | 0 | 0 | 0 | 0 | 0 | 0
CT Fac. Spec. - NOX Rate Winter v.4.10 Final, Unit 640 and retrofits | 237 | 7286 | Rate Constraint in lbs/MMBtu | FALSE | L | Annual | Allowances Banked | Thousand Tons | 0 | 0 | 0 | 0 | 0 | 0 | 0
CT Fac. Spec. - NOX Rate Winter v.4.10 Final, Unit 640 and retrofits | 237 | 7286 | Rate Constraint in lbs/MMBtu | FALSE | L | Annual | Allowances Withdrawn (1:1) | Thousand Tons | 0 | 0 | 0 | 0 | 0 | 0 | 0
CT Fac. Spec. - NOX Rate Winter v.4.10 Final, Unit 640 and retrofits | 237 | 7286 | Rate Constraint in lbs/MMBtu | FALSE | L | Annual | Allowances Withdrawn (1:n) | Thousand Tons | 0 | 0 | 0 | 0 | 0 | 0 | 0
CT Fac. Spec. - NOX Rate Winter v.4.10 Final, Unit 640 and retrofits | 237 | 7286 | Rate Constraint in lbs/MMBtu | FALSE | L | Annual | Total | Thousand Tons | 0 | 0 | 0 | 0 | 0 | 0 | 0
CT Fac. Spec. - NOX Rate Winter v.4.10 Final, Unit 640 and retrofits | 237 | 7286 | Rate Constraint in lbs/MMBtu | FALSE | L | Annual | Fuel Consumed | TBtu | 0 | 0 | 0 | 0 | 0 | 0 | 0
CT Fac. Spec. - NOX Rate Winter v.4.10 Final, Unit 640 and retrofits | 237 | 7286 | Rate Constraint in lbs/MMBtu | FALSE | L | Annual | Rate | lb/MMBtu | 0 | 0 | 0 | 0 | 0 | 0 | 0
CT Fac. Spec. - NOX Rate Winter v.4.10 Final, Unit 640 and retrofits | 237 | 7286 | Rate Constraint in lbs/MMBtu | FALSE | L | Annual | Generation | TWh | 0 | 0 | 0 | 0 | 0 | 0 | 0
CT Fac. Spec. - NOX Rate Winter v.4.10 Final, Unit 640 and retrofits | 237 | 7286 | Rate Constraint in lbs/MMBtu | FALSE | L | Annual | Qualifying Generation | TWh | 0 | 0 | 0 | 0 | 0 | 0 | 0
CT Fac. Spec. - NOX Rate Winter v.4.10 Final, Unit 640 and retrofits | 237 | 7286 | Rate Constraint in lbs/MMBtu | FALSE | L | Annual | Rate | lb/MWh | 0 | 0 | 0 | 0 | 0 | 0 | 0
CT Fac. Spec. - NOX Rate Winter v.4.10 Final, Unit 640 and retrofits | 237 | 7286 | Rate Constraint in lbs/MMBtu | FALSE | L | Annual | Constraint Shadow Price | US2022$/Ton | 0 | 0 | 0 | 0 | 0 | 0 | 0
CT Fac. Spec. - NOX Rate Winter v.4.10 Final, Unit 641 and retrofits | 238 | 7286 | Rate Constraint in lbs/MMBtu | FALSE | L | Annual | Seasons Included | Seasons | Winter, Spring, Fall | Winter, Spring, Fall | Winter, Spring, Fall | Winter, Spring, Fall | Winter, Spring, Fall | Winter, Spring, Fall | Winter, Spring, Fall
CT Fac. Spec. - NOX Rate Winter v.4.10 Final, Unit 641 and retrofits | 238 | 7286 | Rate Constraint in lbs/MMBtu | FALSE | L | Annual | Standard NOX | lb/MMBtu | 0.15 | 0.15 | 0.15 | 0.15 | 0.15 | 0.15 | 0.15
CT Fac. Spec. - NOX Rate Winter v.4.10 Final, Unit 641 and retrofits | 238 | 7286 | Rate Constraint in lbs/MMBtu | FALSE | L | Annual | Emissions at Affected Plants NOX | Thousand Tons | 0 | 0 | 0 | 0 | 0 | 0 | 0
CT Fac. Spec. - NOX Rate Winter v.4.10 Final, Unit 641 and retrofits | 238 | 7286 | Rate Constraint in lbs/MMBtu | FALSE | L | Annual | Allowances Purchased NOX | Thousand Tons | 0 | 0 | 0 | 0 | 0 | 0 | 0
CT Fac. Spec. - NOX Rate Winter v.4.10 Final, Unit 641 and retrofits | 238 | 7286 | Rate Constraint in lbs/MMBtu | FALSE | L | Annual | Allowances Sold NOX | Thousand Tons | 0 | 0 | 0 | 0 | 0 | 0 | 0
CT Fac. Spec. - NOX Rate Winter v.4.10 Final, Unit 641 and retrofits | 238 | 7286 | Rate Constraint in lbs/MMBtu | FALSE | L | Annual | Allowances Banked | Thousand Tons | 0 | 0 | 0 | 0 | 0 | 0 | 0
CT Fac. Spec. - NOX Rate Winter v.4.10 Final, Unit 641 and retrofits | 238 | 7286 | Rate Constraint in lbs/MMBtu | FALSE | L | Annual | Allowances Withdrawn (1:1) | Thousand Tons | 0 | 0 | 0 | 0 | 0 | 0 | 0
CT Fac. Spec. - NOX Rate Winter v.4.10 Final, Unit 641 and retrofits | 238 | 7286 | Rate Constraint in lbs/MMBtu | FALSE | L | Annual | Allowances Withdrawn (1:n) | Thousand Tons | 0 | 0 | 0 | 0 | 0 | 0 | 0
CT Fac. Spec. - NOX Rate Winter v.4.10 Final, Unit 641 and retrofits | 238 | 7286 | Rate Constraint in lbs/MMBtu | FALSE | L | Annual | Total | Thousand Tons | 0 | 0 | 0 | 0 | 0 | 0 | 0
CT Fac. Spec. - NOX Rate Winter v.4.10 Final, Unit 641 and retrofits | 238 | 7286 | Rate Constraint in lbs/MMBtu | FALSE | L | Annual | Fuel Consumed | TBtu | 0 | 0 | 0 | 0 | 0 | 0 | 0
CT Fac. Spec. - NOX Rate Winter v.4.10 Final, Unit 641 and retrofits | 238 | 7286 | Rate Constraint in lbs/MMBtu | FALSE | L | Annual | Rate | lb/MMBtu | 0 | 0 | 0 | 0 | 0 | 0 | 0
CT Fac. Spec. - NOX Rate Winter v.4.10 Final, Unit 641 and retrofits | 238 | 7286 | Rate Constraint in lbs/MMBtu | FALSE | L | Annual | Generation | TWh | 0 | 0 | 0 | 0 | 0 | 0 | 0
CT Fac. Spec. - NOX Rate Winter v.4.10 Final, Unit 641 and retrofits | 238 | 7286 | Rate Constraint in lbs/MMBtu | FALSE | L | Annual | Qualifying Generation | TWh | 0 | 0 | 0 | 0 | 0 | 0 | 0
CT Fac. Spec. - NOX Rate Winter v.4.10 Final, Unit 641 and retrofits | 238 | 7286 | Rate Constraint in lbs/MMBtu | FALSE | L | Annual | Rate | lb/MWh | 0 | 0 | 0 | 0 | 0 | 0 | 0
CT Fac. Spec. - NOX Rate Winter v.4.10 Final, Unit 641 and retrofits | 238 | 7286 | Rate Constraint in lbs/MMBtu | FALSE | L | Annual | Constraint Shadow Price | US2022$/Ton | 0 | 0 | 0 | 0 | 0 | 0 | 0
CT Fac. Spec. - NOX Rate Winter v.4.10 Final, Unit 642 and retrofits | 239 | 7286 | Rate Constraint in lbs/MMBtu | FALSE | L | Annual | Seasons Included | Seasons | Winter, Spring, Fall | Winter, Spring, Fall | Winter, Spring, Fall | Winter, Spring, Fall | Winter, Spring, Fall | Winter, Spring, Fall | Winter, Spring, Fall
CT Fac. Spec. - NOX Rate Winter v.4.10 Final, Unit 642 and retrofits | 239 | 7286 | Rate Constraint in lbs/MMBtu | FALSE | L | Annual | Standard NOX | lb/MMBtu | 0.15 | 0.15 | 0.15 | 0.15 | 0.15 | 0.15 | 0.15
CT Fac. Spec. - NOX Rate Winter v.4.10 Final, Unit 642 and retrofits | 239 | 7286 | Rate Constraint in lbs/MMBtu | FALSE | L | Annual | Emissions at Affected Plants NOX | Thousand Tons | 0 | 0 | 0 | 0 | 0 | 0 | 0
CT Fac. Spec. - NOX Rate Winter v.4.10 Final, Unit 642 and retrofits | 239 | 7286 | Rate Constraint in lbs/MMBtu | FALSE | L | Annual | Allowances Purchased NOX | Thousand Tons | 0 | 0 | 0 | 0 | 0 | 0 | 0
CT Fac. Spec. - NOX Rate Winter v.4.10 Final, Unit 642 and retrofits | 239 | 7286 | Rate Constraint in lbs/MMBtu | FALSE | L | Annual | Allowances Sold NOX | Thousand Tons | 0 | 0 | 0 | 0 | 0 | 0 | 0
CT Fac. Spec. - NOX Rate Winter v.4.10 Final, Unit 642 and retrofits | 239 | 7286 | Rate Constraint in lbs/MMBtu | FALSE | L | Annual | Allowances Banked | Thousand Tons | 0 | 0 | 0 | 0 | 0 | 0 | 0
CT Fac. Spec. - NOX Rate Winter v.4.10 Final, Unit 642 and retrofits | 239 | 7286 | Rate Constraint in lbs/MMBtu | FALSE | L | Annual | Allowances Withdrawn (1:1) | Thousand Tons | 0 | 0 | 0 | 0 | 0 | 0 | 0
CT Fac. Spec. - NOX Rate Winter v.4.10 Final, Unit 642 and retrofits | 239 | 7286 | Rate Constraint in lbs/MMBtu | FALSE | L | Annual | Allowances Withdrawn (1:n) | Thousand Tons | 0 | 0 | 0 | 0 | 0 | 0 | 0
CT Fac. Spec. - NOX Rate Winter v.4.10 Final, Unit 642 and retrofits | 239 | 7286 | Rate Constraint in lbs/MMBtu | FALSE | L | Annual | Total | Thousand Tons | 0 | 0 | 0 | 0 | 0 | 0 | 0
CT Fac. Spec. - NOX Rate Winter v.4.10 Final, Unit 642 and retrofits | 239 | 7286 | Rate Constraint in lbs/MMBtu | FALSE | L | Annual | Fuel Consumed | TBtu | 0 | 0 | 0 | 0 | 0 | 0 | 0
CT Fac. Spec. - NOX Rate Winter v.4.10 Final, Unit 642 and retrofits | 239 | 7286 | Rate Constraint in lbs/MMBtu | FALSE | L | Annual | Rate | lb/MMBtu | 0 | 0 | 0 | 0 | 0 | 0 | 0
CT Fac. Spec. - NOX Rate Winter v.4.10 Final, Unit 642 and retrofits | 239 | 7286 | Rate Constraint in lbs/MMBtu | FALSE | L | Annual | Generation | TWh | 0 | 0 | 0 | 0 | 0 | 0 | 0
CT Fac. Spec. - NOX Rate Winter v.4.10 Final, Unit 642 and retrofits | 239 | 7286 | Rate Constraint in lbs/MMBtu | FALSE | L | Annual | Qualifying Generation | TWh | 0 | 0 | 0 | 0 | 0 | 0 | 0
CT Fac. Spec. - NOX Rate Winter v.4.10 Final, Unit 642 and retrofits | 239 | 7286 | Rate Constraint in lbs/MMBtu | FALSE | L | Annual | Rate | lb/MWh | 0 | 0 | 0 | 0 | 0 | 0 | 0
CT Fac. Spec. - NOX Rate Winter v.4.10 Final, Unit 642 and retrofits | 239 | 7286 | Rate Constraint in lbs/MMBtu | FALSE | L | Annual | Constraint Shadow Price | US2022$/Ton | 0 | 0 | 0 | 0 | 0 | 0 | 0
CT Fac. Spec. - NOX Rate Winter v.4.10 Final, Unit 643 and retrofits | 240 | 7286 | Rate Constraint in lbs/MMBtu | FALSE | L | Annual | Seasons Included | Seasons | Winter, Spring, Fall | Winter, Spring, Fall | Winter, Spring, Fall | Winter, Spring, Fall | Winter, Spring, Fall | Winter, Spring, Fall | Winter, Spring, Fall
CT Fac. Spec. - NOX Rate Winter v.4.10 Final, Unit 643 and retrofits | 240 | 7286 | Rate Constraint in lbs/MMBtu | FALSE | L | Annual | Standard NOX | lb/MMBtu | 0.15 | 0.15 | 0.15 | 0.15 | 0.15 | 0.15 | 0.15
CT Fac. Spec. - NOX Rate Winter v.4.10 Final, Unit 643 and retrofits | 240 | 7286 | Rate Constraint in lbs/MMBtu | FALSE | L | Annual | Emissions at Affected Plants NOX | Thousand Tons | 0 | 0 | 0 | 0 | 0 | 0 | 0
CT Fac. Spec. - NOX Rate Winter v.4.10 Final, Unit 643 and retrofits | 240 | 7286 | Rate Constraint in lbs/MMBtu | FALSE | L | Annual | Allowances Purchased NOX | Thousand Tons | 0 | 0 | 0 | 0 | 0 | 0 | 0
CT Fac. Spec. - NOX Rate Winter v.4.10 Final, Unit 643 and retrofits | 240 | 7286 | Rate Constraint in lbs/MMBtu | FALSE | L | Annual | Allowances Sold NOX | Thousand Tons | 0 | 0 | 0 | 0 | 0 | 0 | 0
CT Fac. Spec. - NOX Rate Winter v.4.10 Final, Unit 643 and retrofits | 240 | 7286 | Rate Constraint in lbs/MMBtu | FALSE | L | Annual | Allowances Banked | Thousand Tons | 0 | 0 | 0 | 0 | 0 | 0 | 0
CT Fac. Spec. - NOX Rate Winter v.4.10 Final, Unit 643 and retrofits | 240 | 7286 | Rate Constraint in lbs/MMBtu | FALSE | L | Annual | Allowances Withdrawn (1:1) | Thousand Tons | 0 | 0 | 0 | 0 | 0 | 0 | 0
CT Fac. Spec. - NOX Rate Winter v.4.10 Final, Unit 643 and retrofits | 240 | 7286 | Rate Constraint in lbs/MMBtu | FALSE | L | Annual | Allowances Withdrawn (1:n) | Thousand Tons | 0 | 0 | 0 | 0 | 0 | 0 | 0
CT Fac. Spec. - NOX Rate Winter v.4.10 Final, Unit 643 and retrofits | 240 | 7286 | Rate Constraint in lbs/MMBtu | FALSE | L | Annual | Total | Thousand Tons | 0 | 0 | 0 | 0 | 0 | 0 | 0
CT Fac. Spec. - NOX Rate Winter v.4.10 Final, Unit 643 and retrofits | 240 | 7286 | Rate Constraint in lbs/MMBtu | FALSE | L | Annual | Fuel Consumed | TBtu | 0 | 0 | 0 | 0 | 0 | 0 | 0
CT Fac. Spec. - NOX Rate Winter v.4.10 Final, Unit 643 and retrofits | 240 | 7286 | Rate Constraint in lbs/MMBtu | FALSE | L | Annual | Rate | lb/MMBtu | 0 | 0 | 0 | 0 | 0 | 0 | 0
CT Fac. Spec. - NOX Rate Winter v.4.10 Final, Unit 643 and retrofits | 240 | 7286 | Rate Constraint in lbs/MMBtu | FALSE | L | Annual | Generation | TWh | 0 | 0 | 0 | 0 | 0 | 0 | 0
CT Fac. Spec. - NOX Rate Winter v.4.10 Final, Unit 643 and retrofits | 240 | 7286 | Rate Constraint in lbs/MMBtu | FALSE | L | Annual | Qualifying Generation | TWh | 0 | 0 | 0 | 0 | 0 | 0 | 0
CT Fac. Spec. - NOX Rate Winter v.4.10 Final, Unit 643 and retrofits | 240 | 7286 | Rate Constraint in lbs/MMBtu | FALSE | L | Annual | Rate | lb/MWh | 0 | 0 | 0 | 0 | 0 | 0 | 0
CT Fac. Spec. - NOX Rate Winter v.4.10 Final, Unit 643 and retrofits | 240 | 7286 | Rate Constraint in lbs/MMBtu | FALSE | L | Annual | Constraint Shadow Price | US2022$/Ton | 0 | 0 | 0 | 0 | 0 | 0 | 0
CT Fac. Spec. - NOX Rate Winter v.4.10 Final, Unit 644 and retrofits | 241 | 7286 | Rate Constraint in lbs/MMBtu | FALSE | L | Annual | Seasons Included | Seasons | Winter, Spring, Fall | Winter, Spring, Fall | Winter, Spring, Fall | Winter, Spring, Fall | Winter, Spring, Fall | Winter, Spring, Fall | Winter, Spring, Fall
CT Fac. Spec. - NOX Rate Winter v.4.10 Final, Unit 644 and retrofits | 241 | 7286 | Rate Constraint in lbs/MMBtu | FALSE | L | Annual | Standard NOX | lb/MMBtu | 0.15 | 0.15 | 0.15 | 0.15 | 0.15 | 0.15 | 0.15
CT Fac. Spec. - NOX Rate Winter v.4.10 Final, Unit 644 and retrofits | 241 | 7286 | Rate Constraint in lbs/MMBtu | FALSE | L | Annual | Emissions at Affected Plants NOX | Thousand Tons | 0 | 0 | 0 | 0 | 0 | 0 | 0
CT Fac. Spec. - NOX Rate Winter v.4.10 Final, Unit 644 and retrofits | 241 | 7286 | Rate Constraint in lbs/MMBtu | FALSE | L | Annual | Allowances Purchased NOX | Thousand Tons | 0 | 0 | 0 | 0 | 0 | 0 | 0
CT Fac. Spec. - NOX Rate Winter v.4.10 Final, Unit 644 and retrofits | 241 | 7286 | Rate Constraint in lbs/MMBtu | FALSE | L | Annual | Allowances Sold NOX | Thousand Tons | 0 | 0 | 0 | 0 | 0 | 0 | 0
CT Fac. Spec. - NOX Rate Winter v.4.10 Final, Unit 644 and retrofits | 241 | 7286 | Rate Constraint in lbs/MMBtu | FALSE | L | Annual | Allowances Banked | Thousand Tons | 0 | 0 | 0 | 0 | 0 | 0 | 0
CT Fac. Spec. - NOX Rate Winter v.4.10 Final, Unit 644 and retrofits | 241 | 7286 | Rate Constraint in lbs/MMBtu | FALSE | L | Annual | Allowances Withdrawn (1:1) | Thousand Tons | 0 | 0 | 0 | 0 | 0 | 0 | 0
CT Fac. Spec. - NOX Rate Winter v.4.10 Final, Unit 644 and retrofits | 241 | 7286 | Rate Constraint in lbs/MMBtu | FALSE | L | Annual | Allowances Withdrawn (1:n) | Thousand Tons | 0 | 0 | 0 | 0 | 0 | 0 | 0
CT Fac. Spec. - NOX Rate Winter v.4.10 Final, Unit 644 and retrofits | 241 | 7286 | Rate Constraint in lbs/MMBtu | FALSE | L | Annual | Total | Thousand Tons | 0 | 0 | 0 | 0 | 0 | 0 | 0
CT Fac. Spec. - NOX Rate Winter v.4.10 Final, Unit 644 and retrofits | 241 | 7286 | Rate Constraint in lbs/MMBtu | FALSE | L | Annual | Fuel Consumed | TBtu | 0 | 0 | 0 | 0 | 0 | 0 | 0
CT Fac. Spec. - NOX Rate Winter v.4.10 Final, Unit 644 and retrofits | 241 | 7286 | Rate Constraint in lbs/MMBtu | FALSE | L | Annual | Rate | lb/MMBtu | 0 | 0 | 0 | 0 | 0 | 0 | 0
CT Fac. Spec. - NOX Rate Winter v.4.10 Final, Unit 644 and retrofits | 241 | 7286 | Rate Constraint in lbs/MMBtu | FALSE | L | Annual | Generation | TWh | 0 | 0 | 0 | 0 | 0 | 0 | 0
CT Fac. Spec. - NOX Rate Winter v.4.10 Final, Unit 644 and retrofits | 241 | 7286 | Rate Constraint in lbs/MMBtu | FALSE | L | Annual | Qualifying Generation | TWh | 0 | 0 | 0 | 0 | 0 | 0 | 0
CT Fac. Spec. - NOX Rate Winter v.4.10 Final, Unit 644 and retrofits | 241 | 7286 | Rate Constraint in lbs/MMBtu | FALSE | L | Annual | Rate | lb/MWh | 0 | 0 | 0 | 0 | 0 | 0 | 0
CT Fac. Spec. - NOX Rate Winter v.4.10 Final, Unit 644 and retrofits | 241 | 7286 | Rate Constraint in lbs/MMBtu | FALSE | L | Annual | Constraint Shadow Price | US2022$/Ton | 0 | 0 | 0 | 0 | 0 | 0 | 0
CT Fac. Spec. - NOX Rate Winter v.4.10 Final, Unit 645 and retrofits | 242 | 7286 | Rate Constraint in lbs/MMBtu | FALSE | L | Annual | Seasons Included | Seasons | Winter, Spring, Fall | Winter, Spring, Fall | Winter, Spring, Fall | Winter, Spring, Fall | Winter, Spring, Fall | Winter, Spring, Fall | Winter, Spring, Fall
CT Fac. Spec. - NOX Rate Winter v.4.10 Final, Unit 645 and retrofits | 242 | 7286 | Rate Constraint in lbs/MMBtu | FALSE | L | Annual | Standard NOX | lb/MMBtu | 0.15 | 0.15 | 0.15 | 0.15 | 0.15 | 0.15 | 0.15
CT Fac. Spec. - NOX Rate Winter v.4.10 Final, Unit 645 and retrofits | 242 | 7286 | Rate Constraint in lbs/MMBtu | FALSE | L | Annual | Emissions at Affected Plants NOX | Thousand Tons | 0 | 0 | 0 | 0 | 0 | 0 | 0
CT Fac. Spec. - NOX Rate Winter v.4.10 Final, Unit 645 and retrofits | 242 | 7286 | Rate Constraint in lbs/MMBtu | FALSE | L | Annual | Allowances Purchased NOX | Thousand Tons | 0 | 0 | 0 | 0 | 0 | 0 | 0
CT Fac. Spec. - NOX Rate Winter v.4.10 Final, Unit 645 and retrofits | 242 | 7286 | Rate Constraint in lbs/MMBtu | FALSE | L | Annual | Allowances Sold NOX | Thousand Tons | 0 | 0 | 0 | 0 | 0 | 0 | 0
CT Fac. Spec. - NOX Rate Winter v.4.10 Final, Unit 645 and retrofits | 242 | 7286 | Rate Constraint in lbs/MMBtu | FALSE | L | Annual | Allowances Banked | Thousand Tons | 0 | 0 | 0 | 0 | 0 | 0 | 0
CT Fac. Spec. - NOX Rate Winter v.4.10 Final, Unit 645 and retrofits | 242 | 7286 | Rate Constraint in lbs/MMBtu | FALSE | L | Annual | Allowances Withdrawn (1:1) | Thousand Tons | 0 | 0 | 0 | 0 | 0 | 0 | 0
CT Fac. Spec. - NOX Rate Winter v.4.10 Final, Unit 645 and retrofits | 242 | 7286 | Rate Constraint in lbs/MMBtu | FALSE | L | Annual | Allowances Withdrawn (1:n) | Thousand Tons | 0 | 0 | 0 | 0 | 0 | 0 | 0
CT Fac. Spec. - NOX Rate Winter v.4.10 Final, Unit 645 and retrofits | 242 | 7286 | Rate Constraint in lbs/MMBtu | FALSE | L | Annual | Total | Thousand Tons | 0 | 0 | 0 | 0 | 0 | 0 | 0
CT Fac. Spec. - NOX Rate Winter v.4.10 Final, Unit 645 and retrofits | 242 | 7286 | Rate Constraint in lbs/MMBtu | FALSE | L | Annual | Fuel Consumed | TBtu | 0 | 0 | 0 | 0 | 0 | 0 | 0
CT Fac. Spec. - NOX Rate Winter v.4.10 Final, Unit 645 and retrofits | 242 | 7286 | Rate Constraint in lbs/MMBtu | FALSE | L | Annual | Rate | lb/MMBtu | 0 | 0 | 0 | 0 | 0 | 0 | 0
CT Fac. Spec. - NOX Rate Winter v.4.10 Final, Unit 645 and retrofits | 242 | 7286 | Rate Constraint in lbs/MMBtu | FALSE | L | Annual | Generation | TWh | 0 | 0 | 0 | 0 | 0 | 0 | 0
CT Fac. Spec. - NOX Rate Winter v.4.10 Final, Unit 645 and retrofits | 242 | 7286 | Rate Constraint in lbs/MMBtu | FALSE | L | Annual | Qualifying Generation | TWh | 0 | 0 | 0 | 0 | 0 | 0 | 0
CT Fac. Spec. - NOX Rate Winter v.4.10 Final, Unit 645 and retrofits | 242 | 7286 | Rate Constraint in lbs/MMBtu | FALSE | L | Annual | Rate | lb/MWh | 0 | 0 | 0 | 0 | 0 | 0 | 0
CT Fac. Spec. - NOX Rate Winter v.4.10 Final, Unit 645 and retrofits | 242 | 7286 | Rate Constraint in lbs/MMBtu | FALSE | L | Annual | Constraint Shadow Price | US2022$/Ton | 0 | 0 | 0 | 0 | 0 | 0 | 0
CT Fac. Spec. - NOX Rate Winter v.4.10 Final, Unit 646 and retrofits | 243 | 7286 | Rate Constraint in lbs/MMBtu | FALSE | L | Annual | Seasons Included | Seasons | Winter, Spring, Fall | Winter, Spring, Fall | Winter, Spring, Fall | Winter, Spring, Fall | Winter, Spring, Fall | Winter, Spring, Fall | Winter, Spring, Fall
CT Fac. Spec. - NOX Rate Winter v.4.10 Final, Unit 646 and retrofits | 243 | 7286 | Rate Constraint in lbs/MMBtu | FALSE | L | Annual | Standard NOX | lb/MMBtu | 0.15 | 0.15 | 0.15 | 0.15 | 0.15 | 0.15 | 0.15
CT Fac. Spec. - NOX Rate Winter v.4.10 Final, Unit 646 and retrofits | 243 | 7286 | Rate Constraint in lbs/MMBtu | FALSE | L | Annual | Emissions at Affected Plants NOX | Thousand Tons | 0 | 0 | 0 | 0 | 0 | 0 | 0
CT Fac. Spec. - NOX Rate Winter v.4.10 Final, Unit 646 and retrofits | 243 | 7286 | Rate Constraint in lbs/MMBtu | FALSE | L | Annual | Allowances Purchased NOX | Thousand Tons | 0 | 0 | 0 | 0 | 0 | 0 | 0
CT Fac. Spec. - NOX Rate Winter v.4.10 Final, Unit 646 and retrofits | 243 | 7286 | Rate Constraint in lbs/MMBtu | FALSE | L | Annual | Allowances Sold NOX | Thousand Tons | 0 | 0 | 0 | 0 | 0 | 0 | 0
CT Fac. Spec. - NOX Rate Winter v.4.10 Final, Unit 646 and retrofits | 243 | 7286 | Rate Constraint in lbs/MMBtu | FALSE | L | Annual | Allowances Banked | Thousand Tons | 0 | 0 | 0 | 0 | 0 | 0 | 0
CT Fac. Spec. - NOX Rate Winter v.4.10 Final, Unit 646 and retrofits | 243 | 7286 | Rate Constraint in lbs/MMBtu | FALSE | L | Annual | Allowances Withdrawn (1:1) | Thousand Tons | 0 | 0 | 0 | 0 | 0 | 0 | 0
CT Fac. Spec. - NOX Rate Winter v.4.10 Final, Unit 646 and retrofits | 243 | 7286 | Rate Constraint in lbs/MMBtu | FALSE | L | Annual | Allowances Withdrawn (1:n) | Thousand Tons | 0 | 0 | 0 | 0 | 0 | 0 | 0
CT Fac. Spec. - NOX Rate Winter v.4.10 Final, Unit 646 and retrofits | 243 | 7286 | Rate Constraint in lbs/MMBtu | FALSE | L | Annual | Total | Thousand Tons | 0 | 0 | 0 | 0 | 0 | 0 | 0
CT Fac. Spec. - NOX Rate Winter v.4.10 Final, Unit 646 and retrofits | 243 | 7286 | Rate Constraint in lbs/MMBtu | FALSE | L | Annual | Fuel Consumed | TBtu | 0 | 0 | 0 | 0 | 0 | 0 | 0
CT Fac. Spec. - NOX Rate Winter v.4.10 Final, Unit 646 and retrofits | 243 | 7286 | Rate Constraint in lbs/MMBtu | FALSE | L | Annual | Rate | lb/MMBtu | 0 | 0 | 0 | 0 | 0 | 0 | 0
CT Fac. Spec. - NOX Rate Winter v.4.10 Final, Unit 646 and retrofits | 243 | 7286 | Rate Constraint in lbs/MMBtu | FALSE | L | Annual | Generation | TWh | 0 | 0 | 0 | 0 | 0 | 0 | 0
CT Fac. Spec. - NOX Rate Winter v.4.10 Final, Unit 646 and retrofits | 243 | 7286 | Rate Constraint in lbs/MMBtu | FALSE | L | Annual | Qualifying Generation | TWh | 0 | 0 | 0 | 0 | 0 | 0 | 0
CT Fac. Spec. - NOX Rate Winter v.4.10 Final, Unit 646 and retrofits | 243 | 7286 | Rate Constraint in lbs/MMBtu | FALSE | L | Annual | Rate | lb/MWh | 0 | 0 | 0 | 0 | 0 | 0 | 0
CT Fac. Spec. - NOX Rate Winter v.4.10 Final, Unit 646 and retrofits | 243 | 7286 | Rate Constraint in lbs/MMBtu | FALSE | L | Annual | Constraint Shadow Price | US2022$/Ton | 0 | 0 | 0 | 0 | 0 | 0 | 0
CT Fac. Spec. - NOX Rate Winter v.4.10 Final, Unit 647 and retrofits | 244 | 7286 | Rate Constraint in lbs/MMBtu | FALSE | L | Annual | Seasons Included | Seasons | Winter, Spring, Fall | Winter, Spring, Fall | Winter, Spring, Fall | Winter, Spring, Fall | Winter, Spring, Fall | Winter, Spring, Fall | Winter, Spring, Fall
CT Fac. Spec. - NOX Rate Winter v.4.10 Final, Unit 647 and retrofits | 244 | 7286 | Rate Constraint in lbs/MMBtu | FALSE | L | Annual | Standard NOX | lb/MMBtu | 0.15 | 0.15 | 0.15 | 0.15 | 0.15 | 0.15 | 0.15
CT Fac. Spec. - NOX Rate Winter v.4.10 Final, Unit 647 and retrofits | 244 | 7286 | Rate Constraint in lbs/MMBtu | FALSE | L | Annual | Emissions at Affected Plants NOX | Thousand Tons | 0 | 0 | 0 | 0 | 0 | 0 | 0
CT Fac. Spec. - NOX Rate Winter v.4.10 Final, Unit 647 and retrofits | 244 | 7286 | Rate Constraint in lbs/MMBtu | FALSE | L | Annual | Allowances Purchased NOX | Thousand Tons | 0 | 0 | 0 | 0 | 0 | 0 | 0
CT Fac. Spec. - NOX Rate Winter v.4.10 Final, Unit 647 and retrofits | 244 | 7286 | Rate Constraint in lbs/MMBtu | FALSE | L | Annual | Allowances Sold NOX | Thousand Tons | 0 | 0 | 0 | 0 | 0 | 0 | 0
CT Fac. Spec. - NOX Rate Winter v.4.10 Final, Unit 647 and retrofits | 244 | 7286 | Rate Constraint in lbs/MMBtu | FALSE | L | Annual | Allowances Banked | Thousand Tons | 0 | 0 | 0 | 0 | 0 | 0 | 0
CT Fac. Spec. - NOX Rate Winter v.4.10 Final, Unit 647 and retrofits | 244 | 7286 | Rate Constraint in lbs/MMBtu | FALSE | L | Annual | Allowances Withdrawn (1:1) | Thousand Tons | 0 | 0 | 0 | 0 | 0 | 0 | 0
CT Fac. Spec. - NOX Rate Winter v.4.10 Final, Unit 647 and retrofits | 244 | 7286 | Rate Constraint in lbs/MMBtu | FALSE | L | Annual | Allowances Withdrawn (1:n) | Thousand Tons | 0 | 0 | 0 | 0 | 0 | 0 | 0
CT Fac. Spec. - NOX Rate Winter v.4.10 Final, Unit 647 and retrofits | 244 | 7286 | Rate Constraint in lbs/MMBtu | FALSE | L | Annual | Total | Thousand Tons | 0 | 0 | 0 | 0 | 0 | 0 | 0
CT Fac. Spec. - NOX Rate Winter v.4.10 Final, Unit 647 and retrofits | 244 | 7286 | Rate Constraint in lbs/MMBtu | FALSE | L | Annual | Fuel Consumed | TBtu | 0 | 0 | 0 | 0 | 0 | 0 | 0
CT Fac. Spec. - NOX Rate Winter v.4.10 Final, Unit 647 and retrofits | 244 | 7286 | Rate Constraint in lbs/MMBtu | FALSE | L | Annual | Rate | lb/MMBtu | 0 | 0 | 0 | 0 | 0 | 0 | 0
CT Fac. Spec. - NOX Rate Winter v.4.10 Final, Unit 647 and retrofits | 244 | 7286 | Rate Constraint in lbs/MMBtu | FALSE | L | Annual | Generation | TWh | 0 | 0 | 0 | 0 | 0 | 0 | 0
CT Fac. Spec. - NOX Rate Winter v.4.10 Final, Unit 647 and retrofits | 244 | 7286 | Rate Constraint in lbs/MMBtu | FALSE | L | Annual | Qualifying Generation | TWh | 0 | 0 | 0 | 0 | 0 | 0 | 0
CT Fac. Spec. - NOX Rate Winter v.4.10 Final, Unit 647 and retrofits | 244 | 7286 | Rate Constraint in lbs/MMBtu | FALSE | L | Annual | Rate | lb/MWh | 0 | 0 | 0 | 0 | 0 | 0 | 0
CT Fac. Spec. - NOX Rate Winter v.4.10 Final, Unit 647 and retrofits | 244 | 7286 | Rate Constraint in lbs/MMBtu | FALSE | L | Annual | Constraint Shadow Price | US2022$/Ton | 0 | 0 | 0 | 0 | 0 | 0 | 0
CT Fac. Spec. - NOX Rate Winter v.4.10 Final, Unit 648 and retrofits | 245 | 7286 | Rate Constraint in lbs/MMBtu | FALSE | L | Annual | Seasons Included | Seasons | Winter, Spring, Fall | Winter, Spring, Fall | Winter, Spring, Fall | Winter, Spring, Fall | Winter, Spring, Fall | Winter, Spring, Fall | Winter, Spring, Fall
CT Fac. Spec. - NOX Rate Winter v.4.10 Final, Unit 648 and retrofits | 245 | 7286 | Rate Constraint in lbs/MMBtu | FALSE | L | Annual | Standard NOX | lb/MMBtu | 0.15 | 0.15 | 0.15 | 0.15 | 0.15 | 0.15 | 0.15
CT Fac. Spec. - NOX Rate Winter v.4.10 Final, Unit 648 and retrofits | 245 | 7286 | Rate Constraint in lbs/MMBtu | FALSE | L | Annual | Emissions at Affected Plants NOX | Thousand Tons | 0 | 0 | 0 | 0 | 0 | 0 | 0
CT Fac. Spec. - NOX Rate Winter v.4.10 Final, Unit 648 and retrofits | 245 | 7286 | Rate Constraint in lbs/MMBtu | FALSE | L | Annual | Allowances Purchased NOX | Thousand Tons | 0 | 0 | 0 | 0 | 0 | 0 | 0
CT Fac. Spec. - NOX Rate Winter v.4.10 Final, Unit 648 and retrofits | 245 | 7286 | Rate Constraint in lbs/MMBtu | FALSE | L | Annual | Allowances Sold NOX | Thousand Tons | 0 | 0 | 0 | 0 | 0 | 0 | 0
CT Fac. Spec. - NOX Rate Winter v.4.10 Final, Unit 648 and retrofits | 245 | 7286 | Rate Constraint in lbs/MMBtu | FALSE | L | Annual | Allowances Banked | Thousand Tons | 0 | 0 | 0 | 0 | 0 | 0 | 0
CT Fac. Spec. - NOX Rate Winter v.4.10 Final, Unit 648 and retrofits | 245 | 7286 | Rate Constraint in lbs/MMBtu | FALSE | L | Annual | Allowances Withdrawn (1:1) | Thousand Tons | 0 | 0 | 0 | 0 | 0 | 0 | 0
CT Fac. Spec. - NOX Rate Winter v.4.10 Final, Unit 648 and retrofits | 245 | 7286 | Rate Constraint in lbs/MMBtu | FALSE | L | Annual | Allowances Withdrawn (1:n) | Thousand Tons | 0 | 0 | 0 | 0 | 0 | 0 | 0
CT Fac. Spec. - NOX Rate Winter v.4.10 Final, Unit 648 and retrofits | 245 | 7286 | Rate Constraint in lbs/MMBtu | FALSE | L | Annual | Total | Thousand Tons | 0 | 0 | 0 | 0 | 0 | 0 | 0
CT Fac. Spec. - NOX Rate Winter v.4.10 Final, Unit 648 and retrofits | 245 | 7286 | Rate Constraint in lbs/MMBtu | FALSE | L | Annual | Fuel Consumed | TBtu | 0 | 0 | 0 | 0 | 0 | 0 | 0
CT Fac. Spec. - NOX Rate Winter v.4.10 Final, Unit 648 and retrofits | 245 | 7286 | Rate Constraint in lbs/MMBtu | FALSE | L | Annual | Rate | lb/MMBtu | 0 | 0 | 0 | 0 | 0 | 0 | 0
CT Fac. Spec. - NOX Rate Winter v.4.10 Final, Unit 648 and retrofits | 245 | 7286 | Rate Constraint in lbs/MMBtu | FALSE | L | Annual | Generation | TWh | 0 | 0 | 0 | 0 | 0 | 0 | 0
CT Fac. Spec. - NOX Rate Winter v.4.10 Final, Unit 648 and retrofits | 245 | 7286 | Rate Constraint in lbs/MMBtu | FALSE | L | Annual | Qualifying Generation | TWh | 0 | 0 | 0 | 0 | 0 | 0 | 0
CT Fac. Spec. - NOX Rate Winter v.4.10 Final, Unit 648 and retrofits | 245 | 7286 | Rate Constraint in lbs/MMBtu | FALSE | L | Annual | Rate | lb/MWh | 0 | 0 | 0 | 0 | 0 | 0 | 0
CT Fac. Spec. - NOX Rate Winter v.4.10 Final, Unit 648 and retrofits | 245 | 7286 | Rate Constraint in lbs/MMBtu | FALSE | L | Annual | Constraint Shadow Price | US2022$/Ton | 0 | 0 | 0 | 0 | 0 | 0 | 0
CT Fac. Spec. - NOX Rate Winter v.4.10 Final, Unit 649 and retrofits | 246 | 7286 | Rate Constraint in lbs/MMBtu | FALSE | L | Annual | Seasons Included | Seasons | Winter, Spring, Fall | Winter, Spring, Fall | Winter, Spring, Fall | Winter, Spring, Fall | Winter, Spring, Fall | Winter, Spring, Fall | Winter, Spring, Fall
CT Fac. Spec. - NOX Rate Winter v.4.10 Final, Unit 649 and retrofits | 246 | 7286 | Rate Constraint in lbs/MMBtu | FALSE | L | Annual | Standard NOX | lb/MMBtu | 0.15 | 0.15 | 0.15 | 0.15 | 0.15 | 0.15 | 0.15
CT Fac. Spec. - NOX Rate Winter v.4.10 Final, Unit 649 and retrofits | 246 | 7286 | Rate Constraint in lbs/MMBtu | FALSE | L | Annual | Emissions at Affected Plants NOX | Thousand Tons | 0 | 0 | 0 | 0 | 0 | 0 | 0
CT Fac. Spec. - NOX Rate Winter v.4.10 Final, Unit 649 and retrofits | 246 | 7286 | Rate Constraint in lbs/MMBtu | FALSE | L | Annual | Allowances Purchased NOX | Thousand Tons | 0 | 0 | 0 | 0 | 0 | 0 | 0
CT Fac. Spec. - NOX Rate Winter v.4.10 Final, Unit 649 and retrofits | 246 | 7286 | Rate Constraint in lbs/MMBtu | FALSE | L | Annual | Allowances Sold NOX | Thousand Tons | 0 | 0 | 0 | 0 | 0 | 0 | 0
CT Fac. Spec. - NOX Rate Winter v.4.10 Final, Unit 649 and retrofits | 246 | 7286 | Rate Constraint in lbs/MMBtu | FALSE | L | Annual | Allowances Banked | Thousand Tons | 0 | 0 | 0 | 0 | 0 | 0 | 0
CT Fac. Spec. - NOX Rate Winter v.4.10 Final, Unit 649 and retrofits | 246 | 7286 | Rate Constraint in lbs/MMBtu | FALSE | L | Annual | Allowances Withdrawn (1:1) | Thousand Tons | 0 | 0 | 0 | 0 | 0 | 0 | 0
CT Fac. Spec. - NOX Rate Winter v.4.10 Final, Unit 649 and retrofits | 246 | 7286 | Rate Constraint in lbs/MMBtu | FALSE | L | Annual | Allowances Withdrawn (1:n) | Thousand Tons | 0 | 0 | 0 | 0 | 0 | 0 | 0
CT Fac. Spec. - NOX Rate Winter v.4.10 Final, Unit 649 and retrofits | 246 | 7286 | Rate Constraint in lbs/MMBtu | FALSE | L | Annual | Total | Thousand Tons | 0 | 0 | 0 | 0 | 0 | 0 | 0
CT Fac. Spec. - NOX Rate Winter v.4.10 Final, Unit 649 and retrofits | 246 | 7286 | Rate Constraint in lbs/MMBtu | FALSE | L | Annual | Fuel Consumed | TBtu | 0 | 0 | 0 | 0 | 0 | 0 | 0
CT Fac. Spec. - NOX Rate Winter v.4.10 Final, Unit 649 and retrofits | 246 | 7286 | Rate Constraint in lbs/MMBtu | FALSE | L | Annual | Rate | lb/MMBtu | 0 | 0 | 0 | 0 | 0 | 0 | 0
CT Fac. Spec. - NOX Rate Winter v.4.10 Final, Unit 649 and retrofits | 246 | 7286 | Rate Constraint in lbs/MMBtu | FALSE | L | Annual | Generation | TWh | 0 | 0 | 0 | 0 | 0 | 0 | 0
CT Fac. Spec. - NOX Rate Winter v.4.10 Final, Unit 649 and retrofits | 246 | 7286 | Rate Constraint in lbs/MMBtu | FALSE | L | Annual | Qualifying Generation | TWh | 0 | 0 | 0 | 0 | 0 | 0 | 0
CT Fac. Spec. - NOX Rate Winter v.4.10 Final, Unit 649 and retrofits | 246 | 7286 | Rate Constraint in lbs/MMBtu | FALSE | L | Annual | Rate | lb/MWh | 0 | 0 | 0 | 0 | 0 | 0 | 0
CT Fac. Spec. - NOX Rate Winter v.4.10 Final, Unit 649 and retrofits | 246 | 7286 | Rate Constraint in lbs/MMBtu | FALSE | L | Annual | Constraint Shadow Price | US2022$/Ton | 0 | 0 | 0 | 0 | 0 | 0 | 0
CT Fac. Spec. - NOX Rate Winter v.4.10 Final, Unit 1717 and retrofits | 247 | 7286 | Rate Constraint in lbs/MMBtu | FALSE | L | Annual | Seasons Included | Seasons | Winter, Spring, Fall | Winter, Spring, Fall | Winter, Spring, Fall | Winter, Spring, Fall | Winter, Spring, Fall | Winter, Spring, Fall | Winter, Spring, Fall
CT Fac. Spec. - NOX Rate Winter v.4.10 Final, Unit 1717 and retrofits | 247 | 7286 | Rate Constraint in lbs/MMBtu | FALSE | L | Annual | Standard NOX | lb/MMBtu | 0.15 | 0.15 | 0.15 | 0.15 | 0.15 | 0.15 | 0.15
CT Fac. Spec. - NOX Rate Winter v.4.10 Final, Unit 1717 and retrofits | 247 | 7286 | Rate Constraint in lbs/MMBtu | FALSE | L | Annual | Emissions at Affected Plants NOX | Thousand Tons | 0.032539 | 0.031698 | 0.021026 | 0 | 0 | 0 | 0
CT Fac. Spec. - NOX Rate Winter v.4.10 Final, Unit 1717 and retrofits | 247 | 7286 | Rate Constraint in lbs/MMBtu | FALSE | L | Annual | Allowances Purchased NOX | Thousand Tons | 0 | 0 | 0 | 0 | 0 | 0 | 0
CT Fac. Spec. - NOX Rate Winter v.4.10 Final, Unit 1717 and retrofits | 247 | 7286 | Rate Constraint in lbs/MMBtu | FALSE | L | Annual | Allowances Sold NOX | Thousand Tons | 0 | 0 | 0 | 0 | 0 | 0 | 0
CT Fac. Spec. - NOX Rate Winter v.4.10 Final, Unit 1717 and retrofits | 247 | 7286 | Rate Constraint in lbs/MMBtu | FALSE | L | Annual | Allowances Banked | Thousand Tons | 0 | 0 | 0 | 0 | 0 | 0 | 0
CT Fac. Spec. - NOX Rate Winter v.4.10 Final, Unit 1717 and retrofits | 247 | 7286 | Rate Constraint in lbs/MMBtu | FALSE | L | Annual | Allowances Withdrawn (1:1) | Thousand Tons | 0 | 0 | 0 | 0 | 0 | 0 | 0
CT Fac. Spec. - NOX Rate Winter v.4.10 Final, Unit 1717 and retrofits | 247 | 7286 | Rate Constraint in lbs/MMBtu | FALSE | L | Annual | Allowances Withdrawn (1:n) | Thousand Tons | 0 | 0 | 0 | 0 | 0 | 0 | 0
CT Fac. Spec. - NOX Rate Winter v.4.10 Final, Unit 1717 and retrofits | 247 | 7286 | Rate Constraint in lbs/MMBtu | FALSE | L | Annual | Total | Thousand Tons | 0.032539 | 0.031698 | 0.021026 | 0 | 0 | 0 | 0
CT Fac. Spec. - NOX Rate Winter v.4.10 Final, Unit 1717 and retrofits | 247 | 7286 | Rate Constraint in lbs/MMBtu | FALSE | L | Annual | Fuel Consumed | TBtu | 3.2917 | 3.2066 | 2.1271 | 0 | 0 | 0 | 0
CT Fac. Spec. - NOX Rate Winter v.4.10 Final, Unit 1717 and retrofits | 247 | 7286 | Rate Constraint in lbs/MMBtu | FALSE | L | Annual | Rate | lb/MMBtu | 0.01977 | 0.01977 | 0.01977 | 0 | 0 | 0 | 0
CT Fac. Spec. - NOX Rate Winter v.4.10 Final, Unit 1717 and retrofits | 247 | 7286 | Rate Constraint in lbs/MMBtu | FALSE | L | Annual | Generation | TWh | 0.46382 | 0.45183 | 0.29972 | 0 | 0 | 0 | 0
CT Fac. Spec. - NOX Rate Winter v.4.10 Final, Unit 1717 and retrofits | 247 | 7286 | Rate Constraint in lbs/MMBtu | FALSE | L | Annual | Qualifying Generation | TWh | 0.46382 | 0.45183 | 0.29972 | 0 | 0 | 0 | 0
CT Fac. Spec. - NOX Rate Winter v.4.10 Final, Unit 1717 and retrofits | 247 | 7286 | Rate Constraint in lbs/MMBtu | FALSE | L | Annual | Rate | lb/MWh | 0.14031 | 0.14031 | 0.14031 | 0 | 0 | 0 | 0
CT Fac. Spec. - NOX Rate Winter v.4.10 Final, Unit 1717 and retrofits | 247 | 7286 | Rate Constraint in lbs/MMBtu | FALSE | L | Annual | Constraint Shadow Price | US2022$/Ton | 0 | 0 | 0 | 0 | 0 | 0 | 0
CT Fac. Spec. - NOX Rate Winter v.4.10 Final, Unit 1718 and retrofits | 248 | 7286 | Rate Constraint in lbs/MMBtu | FALSE | L | Annual | Seasons Included | Seasons | Winter, Spring, Fall | Winter, Spring, Fall | Winter, Spring, Fall | Winter, Spring, Fall | Winter, Spring, Fall | Winter, Spring, Fall | Winter, Spring, Fall
CT Fac. Spec. - NOX Rate Winter v.4.10 Final, Unit 1718 and retrofits | 248 | 7286 | Rate Constraint in lbs/MMBtu | FALSE | L | Annual | Standard NOX | lb/MMBtu | 0.15 | 0.15 | 0.15 | 0.15 | 0.15 | 0.15 | 0.15
CT Fac. Spec. - NOX Rate Winter v.4.10 Final, Unit 1718 and retrofits | 248 | 7286 | Rate Constraint in lbs/MMBtu | FALSE | L | Annual | Emissions at Affected Plants NOX | Thousand Tons | 0.031116 | 0.030312 | 0.018046 | 0 | 0 | 0 | 0
CT Fac. Spec. - NOX Rate Winter v.4.10 Final, Unit 1718 and retrofits | 248 | 7286 | Rate Constraint in lbs/MMBtu | FALSE | L | Annual | Allowances Purchased NOX | Thousand Tons | 0 | 0 | 0 | 0 | 0 | 0 | 0
CT Fac. Spec. - NOX Rate Winter v.4.10 Final, Unit 1718 and retrofits | 248 | 7286 | Rate Constraint in lbs/MMBtu | FALSE | L | Annual | Allowances Sold NOX | Thousand Tons | 0 | 0 | 0 | 0 | 0 | 0 | 0
CT Fac. Spec. - NOX Rate Winter v.4.10 Final, Unit 1718 and retrofits | 248 | 7286 | Rate Constraint in lbs/MMBtu | FALSE | L | Annual | Allowances Banked | Thousand Tons | 0 | 0 | 0 | 0 | 0 | 0 | 0
CT Fac. Spec. - NOX Rate Winter v.4.10 Final, Unit 1718 and retrofits | 248 | 7286 | Rate Constraint in lbs/MMBtu | FALSE | L | Annual | Allowances Withdrawn (1:1) | Thousand Tons | 0 | 0 | 0 | 0 | 0 | 0 | 0
CT Fac. Spec. - NOX Rate Winter v.4.10 Final, Unit 1718 and retrofits | 248 | 7286 | Rate Constraint in lbs/MMBtu | FALSE | L | Annual | Allowances Withdrawn (1:n) | Thousand Tons | 0 | 0 | 0 | 0 | 0 | 0 | 0
CT Fac. Spec. - NOX Rate Winter v.4.10 Final, Unit 1718 and retrofits | 248 | 7286 | Rate Constraint in lbs/MMBtu | FALSE | L | Annual | Total | Thousand Tons | 0.031116 | 0.030312 | 0.018046 | 0 | 0 | 0 | 0
CT Fac. Spec. - NOX Rate Winter v.4.10 Final, Unit 1718 and retrofits | 248 | 7286 | Rate Constraint in lbs/MMBtu | FALSE | L | Annual | Fuel Consumed | TBtu | 3.1478 | 3.0665 | 1.8256 | 0 | 0 | 0 | 0
CT Fac. Spec. - NOX Rate Winter v.4.10 Final, Unit 1718 and retrofits | 248 | 7286 | Rate Constraint in lbs/MMBtu | FALSE | L | Annual | Rate | lb/MMBtu | 0.01977 | 0.01977 | 0.01977 | 0 | 0 | 0 | 0
CT Fac. Spec. - NOX Rate Winter v.4.10 Final, Unit 1718 and retrofits | 248 | 7286 | Rate Constraint in lbs/MMBtu | FALSE | L | Annual | Generation | TWh | 0.44355 | 0.43208 | 0.25724 | 0 | 0 | 0 | 0
CT Fac. Spec. - NOX Rate Winter v.4.10 Final, Unit 1718 and retrofits | 248 | 7286 | Rate Constraint in lbs/MMBtu | FALSE | L | Annual | Qualifying Generation | TWh | 0.44355 | 0.43208 | 0.25724 | 0 | 0 | 0 | 0
CT Fac. Spec. - NOX Rate Winter v.4.10 Final, Unit 1718 and retrofits | 248 | 7286 | Rate Constraint in lbs/MMBtu | FALSE | L | Annual | Rate | lb/MWh | 0.14031 | 0.14031 | 0.14031 | 0 | 0 | 0 | 0
CT Fac. Spec. - NOX Rate Winter v.4.10 Final, Unit 1718 and retrofits | 248 | 7286 | Rate Constraint in lbs/MMBtu | FALSE | L | Annual | Constraint Shadow Price | US2022$/Ton | 0 | 0 | 0 | 0 | 0 | 0 | 0
CT Fac. Spec. - NOX Rate Winter v.4.10 Final, Unit 1719 and retrofits | 249 | 7286 | Rate Constraint in lbs/MMBtu | FALSE | L | Annual | Seasons Included | Seasons | Winter, Spring, Fall | Winter, Spring, Fall | Winter, Spring, Fall | Winter, Spring, Fall | Winter, Spring, Fall | Winter, Spring, Fall | Winter, Spring, Fall
CT Fac. Spec. - NOX Rate Winter v.4.10 Final, Unit 1719 and retrofits | 249 | 7286 | Rate Constraint in lbs/MMBtu | FALSE | L | Annual | Standard NOX | lb/MMBtu | 0.15 | 0.15 | 0.15 | 0.15 | 0.15 | 0.15 | 0.15
CT Fac. Spec. - NOX Rate Winter v.4.10 Final, Unit 1719 and retrofits | 249 | 7286 | Rate Constraint in lbs/MMBtu | FALSE | L | Annual | Emissions at Affected Plants NOX | Thousand Tons | 0.022776 | 0.030139 | 0.018305 | 0 | 0 | 0 | 0
CT Fac. Spec. - NOX Rate Winter v.4.10 Final, Unit 1719 and retrofits | 249 | 7286 | Rate Constraint in lbs/MMBtu | FALSE | L | Annual | Allowances Purchased NOX | Thousand Tons | 0 | 0 | 0 | 0 | 0 | 0 | 0
CT Fac. Spec. - NOX Rate Winter v.4.10 Final, Unit 1719 and retrofits | 249 | 7286 | Rate Constraint in lbs/MMBtu | FALSE | L | Annual | Allowances Sold NOX | Thousand Tons | 0 | 0 | 0 | 0 | 0 | 0 | 0
CT Fac. Spec. - NOX Rate Winter v.4.10 Final, Unit 1719 and retrofits | 249 | 7286 | Rate Constraint in lbs/MMBtu | FALSE | L | Annual | Allowances Banked | Thousand Tons | 0 | 0 | 0 | 0 | 0 | 0 | 0
CT Fac. Spec. - NOX Rate Winter v.4.10 Final, Unit 1719 and retrofits | 249 | 7286 | Rate Constraint in lbs/MMBtu | FALSE | L | Annual | Allowances Withdrawn (1:1) | Thousand Tons | 0 | 0 | 0 | 0 | 0 | 0 | 0
CT Fac. Spec. - NOX Rate Winter v.4.10 Final, Unit 1719 and retrofits | 249 | 7286 | Rate Constraint in lbs/MMBtu | FALSE | L | Annual | Allowances Withdrawn (1:n) | Thousand Tons | 0 | 0 | 0 | 0 | 0 | 0 | 0
CT Fac. Spec. - NOX Rate Winter v.4.10 Final, Unit 1719 and retrofits | 249 | 7286 | Rate Constraint in lbs/MMBtu | FALSE | L | Annual | Total | Thousand Tons | 0.022776 | 0.030139 | 0.018305 | 0 | 0 | 0 | 0
CT Fac. Spec. - NOX Rate Winter v.4.10 Final, Unit 1719 and retrofits | 249 | 7286 | Rate Constraint in lbs/MMBtu | FALSE | L | Annual | Fuel Consumed | TBtu | 2.3041 | 3.0489 | 1.8518 | 0 | 0 | 0 | 0
CT Fac. Spec. - NOX Rate Winter v.4.10 Final, Unit 1719 and retrofits | 249 | 7286 | Rate Constraint in lbs/MMBtu | FALSE | L | Annual | Rate | lb/MMBtu | 0.01977 | 0.01977 | 0.01977 | 0 | 0 | 0 | 0
CT Fac. Spec. - NOX Rate Winter v.4.10 Final, Unit 1719 and retrofits | 249 | 7286 | Rate Constraint in lbs/MMBtu | FALSE | L | Annual | Generation | TWh | 0.32466 | 0.42961 | 0.26092 | 0 | 0 | 0 | 0
CT Fac. Spec. - NOX Rate Winter v.4.10 Final, Unit 1719 and retrofits | 249 | 7286 | Rate Constraint in lbs/MMBtu | FALSE | L | Annual | Qualifying Generation | TWh | 0.32466 | 0.42961 | 0.26092 | 0 | 0 | 0 | 0
CT Fac. Spec. - NOX Rate Winter v.4.10 Final, Unit 1719 and retrofits | 249 | 7286 | Rate Constraint in lbs/MMBtu | FALSE | L | Annual | Rate | lb/MWh | 0.14031 | 0.14031 | 0.14031 | 0 | 0 | 0 | 0
CT Fac. Spec. - NOX Rate Winter v.4.10 Final, Unit 1719 and retrofits | 249 | 7286 | Rate Constraint in lbs/MMBtu | FALSE | L | Annual | Constraint Shadow Price | US2022$/Ton | 0 | 0 | 0 | 0 | 0 | 0 | 0
CT Fac. Spec. - NOX Rate Winter v.4.10 Final, Unit 1720 and retrofits | 250 | 7286 | Rate Constraint in lbs/MMBtu | FALSE | L | Annual | Seasons Included | Seasons | Winter, Spring, Fall | Winter, Spring, Fall | Winter, Spring, Fall | Winter, Spring, Fall | Winter, Spring, Fall | Winter, Spring, Fall | Winter, Spring, Fall
CT Fac. Spec. - NOX Rate Winter v.4.10 Final, Unit 1720 and retrofits | 250 | 7286 | Rate Constraint in lbs/MMBtu | FALSE | L | Annual | Standard NOX | lb/MMBtu | 0.15 | 0.15 | 0.15 | 0.15 | 0.15 | 0.15 | 0.15
CT Fac. Spec. - NOX Rate Winter v.4.10 Final, Unit 1720 and retrofits | 250 | 7286 | Rate Constraint in lbs/MMBtu | FALSE | L | Annual | Emissions at Affected Plants NOX | Thousand Tons | 0.0059414 | 0.0087509 | 0.0017809 | 0 | 0 | 0 | 0
CT Fac. Spec. - NOX Rate Winter v.4.10 Final, Unit 1720 and retrofits | 250 | 7286 | Rate Constraint in lbs/MMBtu | FALSE | L | Annual | Allowances Purchased NOX | Thousand Tons | 0 | 0 | 0 | 0 | 0 | 0 | 0
CT Fac. Spec. - NOX Rate Winter v.4.10 Final, Unit 1720 and retrofits | 250 | 7286 | Rate Constraint in lbs/MMBtu | FALSE | L | Annual | Allowances Sold NOX | Thousand Tons | 0 | 0 | 0 | 0 | 0 | 0 | 0
CT Fac. Spec. - NOX Rate Winter v.4.10 Final, Unit 1720 and retrofits | 250 | 7286 | Rate Constraint in lbs/MMBtu | FALSE | L | Annual | Allowances Banked | Thousand Tons | 0 | 0 | 0 | 0 | 0 | 0 | 0
CT Fac. Spec. - NOX Rate Winter v.4.10 Final, Unit 1720 and retrofits | 250 | 7286 | Rate Constraint in lbs/MMBtu | FALSE | L | Annual | Allowances Withdrawn (1:1) | Thousand Tons | 0 | 0 | 0 | 0 | 0 | 0 | 0
CT Fac. Spec. - NOX Rate Winter v.4.10 Final, Unit 1720 and retrofits | 250 | 7286 | Rate Constraint in lbs/MMBtu | FALSE | L | Annual | Allowances Withdrawn (1:n) | Thousand Tons | 0 | 0 | 0 | 0 | 0 | 0 | 0
CT Fac. Spec. - NOX Rate Winter v.4.10 Final, Unit 1720 and retrofits | 250 | 7286 | Rate Constraint in lbs/MMBtu | FALSE | L | Annual | Total | Thousand Tons | 0.0059414 | 0.0087509 | 0.0017809 | 0 | 0 | 0 | 0
CT Fac. Spec. - NOX Rate Winter v.4.10 Final, Unit 1720 and retrofits | 250 | 7286 | Rate Constraint in lbs/MMBtu | FALSE | L | Annual | Fuel Consumed | TBtu | 1.9353 | 2.8505 | 0.5801 | 0 | 0 | 0 | 0
CT Fac. Spec. - NOX Rate Winter v.4.10 Final, Unit 1720 and retrofits | 250 | 7286 | Rate Constraint in lbs/MMBtu | FALSE | L | Annual | Rate | lb/MMBtu | 0.00614 | 0.00614 | 0.00614 | 0 | 0 | 0 | 0
CT Fac. Spec. - NOX Rate Winter v.4.10 Final, Unit 1720 and retrofits | 250 | 7286 | Rate Constraint in lbs/MMBtu | FALSE | L | Annual | Generation | TWh | 0.26111 | 0.38458 | 0.078264 | 0 | 0 | 0 | 0
CT Fac. Spec. - NOX Rate Winter v.4.10 Final, Unit 1720 and retrofits | 250 | 7286 | Rate Constraint in lbs/MMBtu | FALSE | L | Annual | Qualifying Generation | TWh | 0.26111 | 0.38458 | 0.078264 | 0 | 0 | 0 | 0
CT Fac. Spec. - NOX Rate Winter v.4.10 Final, Unit 1720 and retrofits | 250 | 7286 | Rate Constraint in lbs/MMBtu | FALSE | L | Annual | Rate | lb/MWh | 0.04551 | 0.04551 | 0.04551 | 0 | 0 | 0 | 0
CT Fac. Spec. - NOX Rate Winter v.4.10 Final, Unit 1720 and retrofits | 250 | 7286 | Rate Constraint in lbs/MMBtu | FALSE | L | Annual | Constraint Shadow Price | US2022$/Ton | 0 | 0 | 0 | 0 | 0 | 0 | 0
CT Fac. Spec. - NOX Rate Winter v.4.10 Final, Unit 1721 and retrofits | 251 | 7286 | Rate Constraint in lbs/MMBtu | FALSE | L | Annual | Seasons Included | Seasons | Winter, Spring, Fall | Winter, Spring, Fall | Winter, Spring, Fall | Winter, Spring, Fall | Winter, Spring, Fall | Winter, Spring, Fall | Winter, Spring, Fall
CT Fac. Spec. - NOX Rate Winter v.4.10 Final, Unit 1721 and retrofits | 251 | 7286 | Rate Constraint in lbs/MMBtu | FALSE | L | Annual | Standard NOX | lb/MMBtu | 0.15 | 0.15 | 0.15 | 0.15 | 0.15 | 0.15 | 0.15
CT Fac. Spec. - NOX Rate Winter v.4.10 Final, Unit 1721 and retrofits | 251 | 7286 | Rate Constraint in lbs/MMBtu | FALSE | L | Annual | Emissions at Affected Plants NOX | Thousand Tons | 0.0050877 | 0.0062184 | 0.001771 | 0 | 0 | 0 | 0
CT Fac. Spec. - NOX Rate Winter v.4.10 Final, Unit 1721 and retrofits | 251 | 7286 | Rate Constraint in lbs/MMBtu | FALSE | L | Annual | Allowances Purchased NOX | Thousand Tons | 0 | 0 | 0 | 0 | 0 | 0 | 0
CT Fac. Spec. - NOX Rate Winter v.4.10 Final, Unit 1721 and retrofits | 251 | 7286 | Rate Constraint in lbs/MMBtu | FALSE | L | Annual | Allowances Sold NOX | Thousand Tons | 0 | 0 | 0 | 0 | 0 | 0 | 0
CT Fac. Spec. - NOX Rate Winter v.4.10 Final, Unit 1721 and retrofits | 251 | 7286 | Rate Constraint in lbs/MMBtu | FALSE | L | Annual | Allowances Banked | Thousand Tons | 0 | 0 | 0 | 0 | 0 | 0 | 0
CT Fac. Spec. - NOX Rate Winter v.4.10 Final, Unit 1721 and retrofits | 251 | 7286 | Rate Constraint in lbs/MMBtu | FALSE | L | Annual | Allowances Withdrawn (1:1) | Thousand Tons | 0 | 0 | 0 | 0 | 0 | 0 | 0
CT Fac. Spec. - NOX Rate Winter v.4.10 Final, Unit 1721 and retrofits | 251 | 7286 | Rate Constraint in lbs/MMBtu | FALSE | L | Annual | Allowances Withdrawn (1:n) | Thousand Tons | 0 | 0 | 0 | 0 | 0 | 0 | 0
CT Fac. Spec. - NOX Rate Winter v.4.10 Final, Unit 1721 and retrofits | 251 | 7286 | Rate Constraint in lbs/MMBtu | FALSE | L | Annual | Total | Thousand Tons | 0.0050877 | 0.0062184 | 0.001771 | 0 | 0 | 0 | 0
CT Fac. Spec. - NOX Rate Winter v.4.10 Final, Unit 1721 and retrofits | 251 | 7286 | Rate Constraint in lbs/MMBtu | FALSE | L | Annual | Fuel Consumed | TBtu | 1.6708 | 2.0422 | 0.58161 | 0 | 0 | 0 | 0
CT Fac. Spec. - NOX Rate Winter v.4.10 Final, Unit 1721 and retrofits | 251 | 7286 | Rate Constraint in lbs/MMBtu | FALSE | L | Annual | Rate | lb/MMBtu | 0.00609 | 0.00609 | 0.00609 | 0 | 0 | 0 | 0
CT Fac. Spec. - NOX Rate Winter v.4.10 Final, Unit 1721 and retrofits | 251 | 7286 | Rate Constraint in lbs/MMBtu | FALSE | L | Annual | Generation | TWh | 0.22476 | 0.27471 | 0.078236 | 0 | 0 | 0 | 0
CT Fac. Spec. - NOX Rate Winter v.4.10 Final, Unit 1721 and retrofits | 251 | 7286 | Rate Constraint in lbs/MMBtu | FALSE | L | Annual | Qualifying Generation | TWh | 0.22476 | 0.27471 | 0.078236 | 0 | 0 | 0 | 0
CT Fac. Spec. - NOX Rate Winter v.4.10 Final, Unit 1721 and retrofits | 251 | 7286 | Rate Constraint in lbs/MMBtu | FALSE | L | Annual | Rate | lb/MWh | 0.045273 | 0.045273 | 0.045273 | 0 | 0 | 0 | 0
CT Fac. Spec. - NOX Rate Winter v.4.10 Final, Unit 1721 and retrofits | 251 | 7286 | Rate Constraint in lbs/MMBtu | FALSE | L | Annual | Constraint Shadow Price | US2022$/Ton | 0 | 0 | 0 | 0 | 0 | 0 | 0
CT Fac. Spec. - NOX Rate Winter v.4.10 Final, Unit 1722 and retrofits | 252 | 7286 | Rate Constraint in lbs/MMBtu | FALSE | L | Annual | Seasons Included | Seasons | Winter, Spring, Fall | Winter, Spring, Fall | Winter, Spring, Fall | Winter, Spring, Fall | Winter, Spring, Fall | Winter, Spring, Fall | Winter, Spring, Fall
CT Fac. Spec. - NOX Rate Winter v.4.10 Final, Unit 1722 and retrofits | 252 | 7286 | Rate Constraint in lbs/MMBtu | FALSE | L | Annual | Standard NOX | lb/MMBtu | 0.15 | 0.15 | 0.15 | 0.15 | 0.15 | 0.15 | 0.15
CT Fac. Spec. - NOX Rate Winter v.4.10 Final, Unit 1722 and retrofits | 252 | 7286 | Rate Constraint in lbs/MMBtu | FALSE | L | Annual | Emissions at Affected Plants NOX | Thousand Tons | 0.0057665 | 0.0071455 | 0.0014542 | 0 | 0 | 0 | 0
CT Fac. Spec. - NOX Rate Winter v.4.10 Final, Unit 1722 and retrofits | 252 | 7286 | Rate Constraint in lbs/MMBtu | FALSE | L | Annual | Allowances Purchased NOX | Thousand Tons | 0 | 0 | 0 | 0 | 0 | 0 | 0
CT Fac. Spec. - NOX Rate Winter v.4.10 Final, Unit 1722 and retrofits | 252 | 7286 | Rate Constraint in lbs/MMBtu | FALSE | L | Annual | Allowances Sold NOX | Thousand Tons | 0 | 0 | 0 | 0 | 0 | 0 | 0
CT Fac. Spec. - NOX Rate Winter v.4.10 Final, Unit 1722 and retrofits | 252 | 7286 | Rate Constraint in lbs/MMBtu | FALSE | L | Annual | Allowances Banked | Thousand Tons | 0 | 0 | 0 | 0 | 0 | 0 | 0
CT Fac. Spec. - NOX Rate Winter v.4.10 Final, Unit 1722 and retrofits | 252 | 7286 | Rate Constraint in lbs/MMBtu | FALSE | L | Annual | Allowances Withdrawn (1:1) | Thousand Tons | 0 | 0 | 0 | 0 | 0 | 0 | 0
CT Fac. Spec. - NOX Rate Winter v.4.10 Final, Unit 1722 and retrofits | 252 | 7286 | Rate Constraint in lbs/MMBtu | FALSE | L | Annual | Allowances Withdrawn (1:n) | Thousand Tons | 0 | 0 | 0 | 0 | 0 | 0 | 0
CT Fac. Spec. - NOX Rate Winter v.4.10 Final, Unit 1722 and retrofits | 252 | 7286 | Rate Constraint in lbs/MMBtu | FALSE | L | Annual | Total | Thousand Tons | 0.0057665 | 0.0071455 | 0.0014542 | 0 | 0 | 0 | 0
CT Fac. Spec. - NOX Rate Winter v.4.10 Final, Unit 1722 and retrofits | 252 | 7286 | Rate Constraint in lbs/MMBtu | FALSE | L | Annual | Fuel Consumed | TBtu | 2.257 | 2.7967 | 0.56915 | 0 | 0 | 0 | 0
CT Fac. Spec. - NOX Rate Winter v.4.10 Final, Unit 1722 and retrofits | 252 | 7286 | Rate Constraint in lbs/MMBtu | FALSE | L | Annual | Rate | lb/MMBtu | 0.00511 | 0.00511 | 0.00511 | 0 | 0 | 0 | 0
CT Fac. Spec. - NOX Rate Winter v.4.10 Final, Unit 1722 and retrofits | 252 | 7286 | Rate Constraint in lbs/MMBtu | FALSE | L | Annual | Generation | TWh | 0.30467 | 0.37752 | 0.076829 | 0 | 0 | 0 | 0
CT Fac. Spec. - NOX Rate Winter v.4.10 Final, Unit 1722 and retrofits | 252 | 7286 | Rate Constraint in lbs/MMBtu | FALSE | L | Annual | Qualifying Generation | TWh | 0.30467 | 0.37752 | 0.076829 | 0 | 0 | 0 | 0
CT Fac. Spec. - NOX Rate Winter v.4.10 Final, Unit 1722 and retrofits | 252 | 7286 | Rate Constraint in lbs/MMBtu | FALSE | L | Annual | Rate | lb/MWh | 0.037855 | 0.037855 | 0.037855 | 0 | 0 | 0 | 0
CT Fac. Spec. - NOX Rate Winter v.4.10 Final, Unit 1722 and retrofits | 252 | 7286 | Rate Constraint in lbs/MMBtu | FALSE | L | Annual | Constraint Shadow Price | US2022$/Ton | 0 | 0 | 0 | 0 | 0 | 0 | 0
CT Fac. Spec. - NOX Rate Winter v.4.10 Final, Unit 1723 and retrofits | 253 | 7286 | Rate Constraint in lbs/MMBtu | FALSE | L | Annual | Seasons Included | Seasons | Winter, Spring, Fall | Winter, Spring, Fall | Winter, Spring, Fall | Winter, Spring, Fall | Winter, Spring, Fall | Winter, Spring, Fall | Winter, Spring, Fall
CT Fac. Spec. - NOX Rate Winter v.4.10 Final, Unit 1723 and retrofits | 253 | 7286 | Rate Constraint in lbs/MMBtu | FALSE | L | Annual | Standard NOX | lb/MMBtu | 0.15 | 0.15 | 0.15 | 0.15 | 0.15 | 0.15 | 0.15
CT Fac. Spec. - NOX Rate Winter v.4.10 Final, Unit 1723 and retrofits | 253 | 7286 | Rate Constraint in lbs/MMBtu | FALSE | L | Annual | Emissions at Affected Plants NOX | Thousand Tons | 0.009789 | 0.0087974 | 0.0049109 | 0 | 0 | 0 | 0
CT Fac. Spec. - NOX Rate Winter v.4.10 Final, Unit 1723 and retrofits | 253 | 7286 | Rate Constraint in lbs/MMBtu | FALSE | L | Annual | Allowances Purchased NOX | Thousand Tons | 0 | 0 | 0 | 0 | 0 | 0 | 0
CT Fac. Spec. - NOX Rate Winter v.4.10 Final, Unit 1723 and retrofits | 253 | 7286 | Rate Constraint in lbs/MMBtu | FALSE | L | Annual | Allowances Sold NOX | Thousand Tons | 0 | 0 | 0 | 0 | 0 | 0 | 0
CT Fac. Spec. - NOX Rate Winter v.4.10 Final, Unit 1723 and retrofits | 253 | 7286 | Rate Constraint in lbs/MMBtu | FALSE | L | Annual | Allowances Banked | Thousand Tons | 0 | 0 | 0 | 0 | 0 | 0 | 0
CT Fac. Spec. - NOX Rate Winter v.4.10 Final, Unit 1723 and retrofits | 253 | 7286 | Rate Constraint in lbs/MMBtu | FALSE | L | Annual | Allowances Withdrawn (1:1) | Thousand Tons | 0 | 0 | 0 | 0 | 0 | 0 | 0
CT Fac. Spec. - NOX Rate Winter v.4.10 Final, Unit 1723 and retrofits | 253 | 7286 | Rate Constraint in lbs/MMBtu | FALSE | L | Annual | Allowances Withdrawn (1:n) | Thousand Tons | 0 | 0 | 0 | 0 | 0 | 0 | 0
CT Fac. Spec. - NOX Rate Winter v.4.10 Final, Unit 1723 and retrofits | 253 | 7286 | Rate Constraint in lbs/MMBtu | FALSE | L | Annual | Total | Thousand Tons | 0.009789 | 0.0087974 | 0.0049109 | 0 | 0 | 0 | 0
CT Fac. Spec. - NOX Rate Winter v.4.10 Final, Unit 1723 and retrofits | 253 | 7286 | Rate Constraint in lbs/MMBtu | FALSE | L | Annual | Fuel Consumed | TBtu | 3.1225 | 2.8062 | 1.5665 | 0 | 0 | 0 | 0
CT Fac. Spec. - NOX Rate Winter v.4.10 Final, Unit 1723 and retrofits | 253 | 7286 | Rate Constraint in lbs/MMBtu | FALSE | L | Annual | Rate | lb/MMBtu | 0.00627 | 0.00627 | 0.00627 | 0 | 0 | 0 | 0
CT Fac. Spec. - NOX Rate Winter v.4.10 Final, Unit 1723 and retrofits | 253 | 7286 | Rate Constraint in lbs/MMBtu | FALSE | L | Annual | Generation | TWh | 0.42558 | 0.38247 | 0.2135 | 0 | 0 | 0 | 0
CT Fac. Spec. - NOX Rate Winter v.4.10 Final, Unit 1723 and retrofits | 253 | 7286 | Rate Constraint in lbs/MMBtu | FALSE | L | Annual | Qualifying Generation | TWh | 0.42558 | 0.38247 | 0.2135 | 0 | 0 | 0 | 0
CT Fac. Spec. - NOX Rate Winter v.4.10 Final, Unit 1723 and retrofits | 253 | 7286 | Rate Constraint in lbs/MMBtu | FALSE | L | Annual | Rate | lb/MWh | 0.046003 | 0.046003 | 0.046003 | 0 | 0 | 0 | 0
CT Fac. Spec. - NOX Rate Winter v.4.10 Final, Unit 1723 and retrofits | 253 | 7286 | Rate Constraint in lbs/MMBtu | FALSE | L | Annual | Constraint Shadow Price | US2022$/Ton | 0 | 0 | 0 | 0 | 0 | 0 | 0
CT Fac. Spec. - NOX Rate Winter v.4.10 Final, Unit 1724 and retrofits | 254 | 7286 | Rate Constraint in lbs/MMBtu | FALSE | L | Annual | Seasons Included | Seasons | Winter, Spring, Fall | Winter, Spring, Fall | Winter, Spring, Fall | Winter, Spring, Fall | Winter, Spring, Fall | Winter, Spring, Fall | Winter, Spring, Fall
CT Fac. Spec. - NOX Rate Winter v.4.10 Final, Unit 1724 and retrofits | 254 | 7286 | Rate Constraint in lbs/MMBtu | FALSE | L | Annual | Standard NOX | lb/MMBtu | 0.15 | 0.15 | 0.15 | 0.15 | 0.15 | 0.15 | 0.15
CT Fac. Spec. - NOX Rate Winter v.4.10 Final, Unit 1724 and retrofits | 254 | 7286 | Rate Constraint in lbs/MMBtu | FALSE | L | Annual | Emissions at Affected Plants NOX | Thousand Tons | 0.012125 | 0.012125 | 0.0067066 | 0 | 0 | 0 | 0
CT Fac. Spec. - NOX Rate Winter v.4.10 Final, Unit 1724 and retrofits | 254 | 7286 | Rate Constraint in lbs/MMBtu | FALSE | L | Annual | Allowances Purchased NOX | Thousand Tons | 0 | 0 | 0 | 0 | 0 | 0 | 0
CT Fac. Spec. - NOX Rate Winter v.4.10 Final, Unit 1724 and retrofits | 254 | 7286 | Rate Constraint in lbs/MMBtu | FALSE | L | Annual | Allowances Sold NOX | Thousand Tons | 0 | 0 | 0 | 0 | 0 | 0 | 0
CT Fac. Spec. - NOX Rate Winter v.4.10 Final, Unit 1724 and retrofits | 254 | 7286 | Rate Constraint in lbs/MMBtu | FALSE | L | Annual | Allowances Banked | Thousand Tons | 0 | 0 | 0 | 0 | 0 | 0 | 0
CT Fac. Spec. - NOX Rate Winter v.4.10 Final, Unit 1724 and retrofits | 254 | 7286 | Rate Constraint in lbs/MMBtu | FALSE | L | Annual | Allowances Withdrawn (1:1) | Thousand Tons | 0 | 0 | 0 | 0 | 0 | 0 | 0
CT Fac. Spec. - NOX Rate Winter v.4.10 Final, Unit 1724 and retrofits | 254 | 7286 | Rate Constraint in lbs/MMBtu | FALSE | L | Annual | Allowances Withdrawn (1:n) | Thousand Tons | 0 | 0 | 0 | 0 | 0 | 0 | 0
CT Fac. Spec. - NOX Rate Winter v.4.10 Final, Unit 1724 and retrofits | 254 | 7286 | Rate Constraint in lbs/MMBtu | FALSE | L | Annual | Total | Thousand Tons | 0.012125 | 0.012125 | 0.0067066 | 0 | 0 | 0 | 0
CT Fac. Spec. - NOX Rate Winter v.4.10 Final, Unit 1724 and retrofits | 254 | 7286 | Rate Constraint in lbs/MMBtu | FALSE | L | Annual | Fuel Consumed | TBtu | 3.6412 | 3.6412 | 2.014 | 0 | 0 | 0 | 0
CT Fac. Spec. - NOX Rate Winter v.4.10 Final, Unit 1724 and retrofits | 254 | 7286 | Rate Constraint in lbs/MMBtu | FALSE | L | Annual | Rate | lb/MMBtu | 0.00666 | 0.00666 | 0.00666 | 0 | 0 | 0 | 0
CT Fac. Spec. - NOX Rate Winter v.4.10 Final, Unit 1724 and retrofits | 254 | 7286 | Rate Constraint in lbs/MMBtu | FALSE | L | Annual | Generation | TWh | 0.49689 | 0.49689 | 0.27484 | 0 | 0 | 0 | 0
CT Fac. Spec. - NOX Rate Winter v.4.10 Final, Unit 1724 and retrofits | 254 | 7286 | Rate Constraint in lbs/MMBtu | FALSE | L | Annual | Qualifying Generation | TWh | 0.49689 | 0.49689 | 0.27484 | 0 | 0 | 0 | 0
CT Fac. Spec. - NOX Rate Winter v.4.10 Final, Unit 1724 and retrofits | 254 | 7286 | Rate Constraint in lbs/MMBtu | FALSE | L | Annual | Rate | lb/MWh | 0.048804 | 0.048804 | 0.048804 | 0 | 0 | 0 | 0
CT Fac. Spec. - NOX Rate Winter v.4.10 Final, Unit 1724 and retrofits | 254 | 7286 | Rate Constraint in lbs/MMBtu | FALSE | L | Annual | Constraint Shadow Price | US2022$/Ton | 0 | 0 | 0 | 0 | 0 | 0 | 0
CT Fac. Spec. - NOX Rate Winter v.4.10 Final, Unit 1725 and retrofits | 255 | 7286 | Rate Constraint in lbs/MMBtu | FALSE | L | Annual | Seasons Included | Seasons | Winter, Spring, Fall | Winter, Spring, Fall | Winter, Spring, Fall | Winter, Spring, Fall | Winter, Spring, Fall | Winter, Spring, Fall | Winter, Spring, Fall
CT Fac. Spec. - NOX Rate Winter v.4.10 Final, Unit 1725 and retrofits | 255 | 7286 | Rate Constraint in lbs/MMBtu | FALSE | L | Annual | Standard NOX | lb/MMBtu | 0.15 | 0.15 | 0.15 | 0.15 | 0.15 | 0.15 | 0.15
CT Fac. Spec. - NOX Rate Winter v.4.10 Final, Unit 1725 and retrofits | 255 | 7286 | Rate Constraint in lbs/MMBtu | FALSE | L | Annual | Emissions at Affected Plants NOX | Thousand Tons | 0.02537 | 0.028065 | 0.013159 | 0 | 0 | 1.2433e-05 | 2.8151e-06
CT Fac. Spec. - NOX Rate Winter v.4.10 Final, Unit 1725 and retrofits | 255 | 7286 | Rate Constraint in lbs/MMBtu | FALSE | L | Annual | Allowances Purchased NOX | Thousand Tons | 0 | 0 | 0 | 0 | 0 | 0 | 0
CT Fac. Spec. - NOX Rate Winter v.4.10 Final, Unit 1725 and retrofits | 255 | 7286 | Rate Constraint in lbs/MMBtu | FALSE | L | Annual | Allowances Sold NOX | Thousand Tons | 0 | 0 | 0 | 0 | 0 | 0 | 0
CT Fac. Spec. - NOX Rate Winter v.4.10 Final, Unit 1725 and retrofits | 255 | 7286 | Rate Constraint in lbs/MMBtu | FALSE | L | Annual | Allowances Banked | Thousand Tons | 0 | 0 | 0 | 0 | 0 | 0 | 0
CT Fac. Spec. - NOX Rate Winter v.4.10 Final, Unit 1725 and retrofits | 255 | 7286 | Rate Constraint in lbs/MMBtu | FALSE | L | Annual | Allowances Withdrawn (1:1) | Thousand Tons | 0 | 0 | 0 | 0 | 0 | 0 | 0
CT Fac. Spec. - NOX Rate Winter v.4.10 Final, Unit 1725 and retrofits | 255 | 7286 | Rate Constraint in lbs/MMBtu | FALSE | L | Annual | Allowances Withdrawn (1:n) | Thousand Tons | 0 | 0 | 0 | 0 | 0 | 0 | 0
CT Fac. Spec. - NOX Rate Winter v.4.10 Final, Unit 1725 and retrofits | 255 | 7286 | Rate Constraint in lbs/MMBtu | FALSE | L | Annual | Total | Thousand Tons | 0.02537 | 0.028065 | 0.013159 | 0 | 0 | 1.2433e-05 | 2.8151e-06
CT Fac. Spec. - NOX Rate Winter v.4.10 Final, Unit 1725 and retrofits | 255 | 7286 | Rate Constraint in lbs/MMBtu | FALSE | L | Annual | Fuel Consumed | TBtu | 8.2505 | 9.127 | 4.2795 | 0 | 0 | 0.0040433 | 0.00091549
CT Fac. Spec. - NOX Rate Winter v.4.10 Final, Unit 1725 and retrofits | 255 | 7286 | Rate Constraint in lbs/MMBtu | FALSE | L | Annual | Rate | lb/MMBtu | 0.00615 | 0.00615 | 0.00615 | 0 | 0 | 0.00615 | 0.00615
CT Fac. Spec. - NOX Rate Winter v.4.10 Final, Unit 1725 and retrofits | 255 | 7286 | Rate Constraint in lbs/MMBtu | FALSE | L | Annual | Generation | TWh | 1.1703 | 1.2946 | 0.60702 | 0 | 0 | 0.00057352 | 0.00012986
CT Fac. Spec. - NOX Rate Winter v.4.10 Final, Unit 1725 and retrofits | 255 | 7286 | Rate Constraint in lbs/MMBtu | FALSE | L | Annual | Qualifying Generation | TWh | 1.1703 | 1.2946 | 0.60702 | 0 | 0 | 0.00057352 | 0.00012986
CT Fac. Spec. - NOX Rate Winter v.4.10 Final, Unit 1725 and retrofits | 255 | 7286 | Rate Constraint in lbs/MMBtu | FALSE | L | Annual | Rate | lb/MWh | 0.043357 | 0.043357 | 0.043357 | 0 | 0 | 0.043358 | 0.043358
CT Fac. Spec. - NOX Rate Winter v.4.10 Final, Unit 1725 and retrofits | 255 | 7286 | Rate Constraint in lbs/MMBtu | FALSE | L | Annual | Constraint Shadow Price | US2022$/Ton | 0 | 0 | 0 | 0 | 0 | 0 | 0
CT Fac. Spec. - NOX Rate Winter v.4.10 Final, Unit 1726 and retrofits | 256 | 7286 | Rate Constraint in lbs/MMBtu | FALSE | L | Annual | Seasons Included | Seasons | Winter, Spring, Fall | Winter, Spring, Fall | Winter, Spring, Fall | Winter, Spring, Fall | Winter, Spring, Fall | Winter, Spring, Fall | Winter, Spring, Fall
CT Fac. Spec. - NOX Rate Winter v.4.10 Final, Unit 1726 and retrofits | 256 | 7286 | Rate Constraint in lbs/MMBtu | FALSE | L | Annual | Standard NOX | lb/MMBtu | 0.15 | 0.15 | 0.15 | 0.15 | 0.15 | 0.15 | 0.15
CT Fac. Spec. - NOX Rate Winter v.4.10 Final, Unit 1726 and retrofits | 256 | 7286 | Rate Constraint in lbs/MMBtu | FALSE | L | Annual | Emissions at Affected Plants NOX | Thousand Tons | 0.0084946 | 0.0097147 | 0.0059487 | 0 | 0 | 0 | 0
CT Fac. Spec. - NOX Rate Winter v.4.10 Final, Unit 1726 and retrofits | 256 | 7286 | Rate Constraint in lbs/MMBtu | FALSE | L | Annual | Allowances Purchased NOX | Thousand Tons | 0 | 0 | 0 | 0 | 0 | 0 | 0
CT Fac. Spec. - NOX Rate Winter v.4.10 Final, Unit 1726 and retrofits | 256 | 7286 | Rate Constraint in lbs/MMBtu | FALSE | L | Annual | Allowances Sold NOX | Thousand Tons | 0 | 0 | 0 | 0 | 0 | 0 | 0
CT Fac. Spec. - NOX Rate Winter v.4.10 Final, Unit 1726 and retrofits | 256 | 7286 | Rate Constraint in lbs/MMBtu | FALSE | L | Annual | Allowances Banked | Thousand Tons | 0 | 0 | 0 | 0 | 0 | 0 | 0
CT Fac. Spec. - NOX Rate Winter v.4.10 Final, Unit 1726 and retrofits | 256 | 7286 | Rate Constraint in lbs/MMBtu | FALSE | L | Annual | Allowances Withdrawn (1:1) | Thousand Tons | 0 | 0 | 0 | 0 | 0 | 0 | 0
CT Fac. Spec. - NOX Rate Winter v.4.10 Final, Unit 1726 and retrofits | 256 | 7286 | Rate Constraint in lbs/MMBtu | FALSE | L | Annual | Allowances Withdrawn (1:n) | Thousand Tons | 0 | 0 | 0 | 0 | 0 | 0 | 0
CT Fac. Spec. - NOX Rate Winter v.4.10 Final, Unit 1726 and retrofits | 256 | 7286 | Rate Constraint in lbs/MMBtu | FALSE | L | Annual | Total | Thousand Tons | 0.0084946 | 0.0097147 | 0.0059487 | 0 | 0 | 0 | 0
CT Fac. Spec. - NOX Rate Winter v.4.10 Final, Unit 1726 and retrofits | 256 | 7286 | Rate Constraint in lbs/MMBtu | FALSE | L | Annual | Fuel Consumed | TBtu | 2.7625 | 3.1593 | 1.9345 | 0 | 0 | 0 | 0
CT Fac. Spec. - NOX Rate Winter v.4.10 Final, Unit 1726 and retrofits | 256 | 7286 | Rate Constraint in lbs/MMBtu | FALSE | L | Annual | Rate | lb/MMBtu | 0.00615 | 0.00615 | 0.00615 | 0 | 0 | 0 | 0
CT Fac. Spec. - NOX Rate Winter v.4.10 Final, Unit 1726 and retrofits | 256 | 7286 | Rate Constraint in lbs/MMBtu | FALSE | L | Annual | Generation | TWh | 0.39184 | 0.44812 | 0.2744 | 0 | 0 | 0 | 0
CT Fac. Spec. - NOX Rate Winter v.4.10 Final, Unit 1726 and retrofits | 256 | 7286 | Rate Constraint in lbs/MMBtu | FALSE | L | Annual | Qualifying Generation | TWh | 0.39184 | 0.44812 | 0.2744 | 0 | 0 | 0 | 0
CT Fac. Spec. - NOX Rate Winter v.4.10 Final, Unit 1726 and retrofits | 256 | 7286 | Rate Constraint in lbs/MMBtu | FALSE | L | Annual | Rate | lb/MWh | 0.043357 | 0.043357 | 0.043357 | 0 | 0 | 0 | 0
CT Fac. Spec. - NOX Rate Winter v.4.10 Final, Unit 1726 and retrofits | 256 | 7286 | Rate Constraint in lbs/MMBtu | FALSE | L | Annual | Constraint Shadow Price | US2022$/Ton | 0 | 0 | 0 | 0 | 0 | 0 | 0
CT Fac. Spec. - NOX Rate Winter v.4.10 Final, Unit 1730 and retrofits | 257 | 7286 | Rate Constraint in lbs/MMBtu | FALSE | L | Annual | Seasons Included | Seasons | Winter, Spring, Fall | Winter, Spring, Fall | Winter, Spring, Fall | Winter, Spring, Fall | Winter, Spring, Fall | Winter, Spring, Fall | Winter, Spring, Fall
CT Fac. Spec. - NOX Rate Winter v.4.10 Final, Unit 1730 and retrofits | 257 | 7286 | Rate Constraint in lbs/MMBtu | FALSE | L | Annual | Standard NOX | lb/MMBtu | 0.15 | 0.15 | 0.15 | 0.15 | 0.15 | 0.15 | 0.15
CT Fac. Spec. - NOX Rate Winter v.4.10 Final, Unit 1730 and retrofits | 257 | 7286 | Rate Constraint in lbs/MMBtu | FALSE | L | Annual | Emissions at Affected Plants NOX | Thousand Tons | 0.0095627 | 0.010475 | 0.0076578 | 0 | 0 | 0 | 0
CT Fac. Spec. - NOX Rate Winter v.4.10 Final, Unit 1730 and retrofits | 257 | 7286 | Rate Constraint in lbs/MMBtu | FALSE | L | Annual | Allowances Purchased NOX | Thousand Tons | 0 | 0 | 0 | 0 | 0 | 0 | 0
CT Fac. Spec. - NOX Rate Winter v.4.10 Final, Unit 1730 and retrofits | 257 | 7286 | Rate Constraint in lbs/MMBtu | FALSE | L | Annual | Allowances Sold NOX | Thousand Tons | 0 | 0 | 0 | 0 | 0 | 0 | 0
CT Fac. Spec. - NOX Rate Winter v.4.10 Final, Unit 1730 and retrofits | 257 | 7286 | Rate Constraint in lbs/MMBtu | FALSE | L | Annual | Allowances Banked | Thousand Tons | 0 | 0 | 0 | 0 | 0 | 0 | 0
CT Fac. Spec. - NOX Rate Winter v.4.10 Final, Unit 1730 and retrofits | 257 | 7286 | Rate Constraint in lbs/MMBtu | FALSE | L | Annual | Allowances Withdrawn (1:1) | Thousand Tons | 0 | 0 | 0 | 0 | 0 | 0 | 0
CT Fac. Spec. - NOX Rate Winter v.4.10 Final, Unit 1730 and retrofits | 257 | 7286 | Rate Constraint in lbs/MMBtu | FALSE | L | Annual | Allowances Withdrawn (1:n) | Thousand Tons | 0 | 0 | 0 | 0 | 0 | 0 | 0
CT Fac. Spec. - NOX Rate Winter v.4.10 Final, Unit 1730 and retrofits | 257 | 7286 | Rate Constraint in lbs/MMBtu | FALSE | L | Annual | Total | Thousand Tons | 0.0095627 | 0.010475 | 0.0076578 | 0 | 0 | 0 | 0
CT Fac. Spec. - NOX Rate Winter v.4.10 Final, Unit 1730 and retrofits | 257 | 7286 | Rate Constraint in lbs/MMBtu | FALSE | L | Annual | Fuel Consumed | TBtu | 2.3126 | 2.5332 | 1.8519 | 0 | 0 | 0 | 0
CT Fac. Spec. - NOX Rate Winter v.4.10 Final, Unit 1730 and retrofits | 257 | 7286 | Rate Constraint in lbs/MMBtu | FALSE | L | Annual | Rate | lb/MMBtu | 0.00827 | 0.00827 | 0.00827 | 0 | 0 | 0 | 0
CT Fac. Spec. - NOX Rate Winter v.4.10 Final, Unit 1730 and retrofits | 257 | 7286 | Rate Constraint in lbs/MMBtu | FALSE | L | Annual | Generation | TWh | 0.3249 | 0.35589 | 0.26018 | 0 | 0 | 0 | 0
CT Fac. Spec. - NOX Rate Winter v.4.10 Final, Unit 1730 and retrofits | 257 | 7286 | Rate Constraint in lbs/MMBtu | FALSE | L | Annual | Qualifying Generation | TWh | 0.3249 | 0.35589 | 0.26018 | 0 | 0 | 0 | 0
CT Fac. Spec. - NOX Rate Winter v.4.10 Final, Unit 1730 and retrofits | 257 | 7286 | Rate Constraint in lbs/MMBtu | FALSE | L | Annual | Rate | lb/MWh | 0.058866 | 0.058866 | 0.058866 | 0 | 0 | 0 | 0
CT Fac. Spec. - NOX Rate Winter v.4.10 Final, Unit 1730 and retrofits | 257 | 7286 | Rate Constraint in lbs/MMBtu | FALSE | L | Annual | Constraint Shadow Price | US2022$/Ton | 0 | 0 | 0 | 0 | 0 | 0 | 0
CT Fac. Spec. - NOX Rate Winter v.4.10 Final, Unit 1731 and retrofits | 258 | 7286 | Rate Constraint in lbs/MMBtu | FALSE | L | Annual | Seasons Included | Seasons | Winter, Spring, Fall | Winter, Spring, Fall | Winter, Spring, Fall | Winter, Spring, Fall | Winter, Spring, Fall | Winter, Spring, Fall | Winter, Spring, Fall
CT Fac. Spec. - NOX Rate Winter v.4.10 Final, Unit 1731 and retrofits | 258 | 7286 | Rate Constraint in lbs/MMBtu | FALSE | L | Annual | Standard NOX | lb/MMBtu | 0.15 | 0.15 | 0.15 | 0.15 | 0.15 | 0.15 | 0.15
CT Fac. Spec. - NOX Rate Winter v.4.10 Final, Unit 1731 and retrofits | 258 | 7286 | Rate Constraint in lbs/MMBtu | FALSE | L | Annual | Emissions at Affected Plants NOX | Thousand Tons | 0.0095627 | 0.0095627 | 0.0076578 | 0 | 0 | 0 | 0
CT Fac. Spec. - NOX Rate Winter v.4.10 Final, Unit 1731 and retrofits | 258 | 7286 | Rate Constraint in lbs/MMBtu | FALSE | L | Annual | Allowances Purchased NOX | Thousand Tons | 0 | 0 | 0 | 0 | 0 | 0 | 0
CT Fac. Spec. - NOX Rate Winter v.4.10 Final, Unit 1731 and retrofits | 258 | 7286 | Rate Constraint in lbs/MMBtu | FALSE | L | Annual | Allowances Sold NOX | Thousand Tons | 0 | 0 | 0 | 0 | 0 | 0 | 0
CT Fac. Spec. - NOX Rate Winter v.4.10 Final, Unit 1731 and retrofits | 258 | 7286 | Rate Constraint in lbs/MMBtu | FALSE | L | Annual | Allowances Banked | Thousand Tons | 0 | 0 | 0 | 0 | 0 | 0 | 0
CT Fac. Spec. - NOX Rate Winter v.4.10 Final, Unit 1731 and retrofits | 258 | 7286 | Rate Constraint in lbs/MMBtu | FALSE | L | Annual | Allowances Withdrawn (1:1) | Thousand Tons | 0 | 0 | 0 | 0 | 0 | 0 | 0
CT Fac. Spec. - NOX Rate Winter v.4.10 Final, Unit 1731 and retrofits | 258 | 7286 | Rate Constraint in lbs/MMBtu | FALSE | L | Annual | Allowances Withdrawn (1:n) | Thousand Tons | 0 | 0 | 0 | 0 | 0 | 0 | 0
CT Fac. Spec. - NOX Rate Winter v.4.10 Final, Unit 1731 and retrofits | 258 | 7286 | Rate Constraint in lbs/MMBtu | FALSE | L | Annual | Total | Thousand Tons | 0.0095627 | 0.0095627 | 0.0076578 | 0 | 0 | 0 | 0
CT Fac. Spec. - NOX Rate Winter v.4.10 Final, Unit 1731 and retrofits | 258 | 7286 | Rate Constraint in lbs/MMBtu | FALSE | L | Annual | Fuel Consumed | TBtu | 2.3126 | 2.3126 | 1.8519 | 0 | 0 | 0 | 0
CT Fac. Spec. - NOX Rate Winter v.4.10 Final, Unit 1731 and retrofits | 258 | 7286 | Rate Constraint in lbs/MMBtu | FALSE | L | Annual | Rate | lb/MMBtu | 0.00827 | 0.00827 | 0.00827 | 0 | 0 | 0 | 0
CT Fac. Spec. - NOX Rate Winter v.4.10 Final, Unit 1731 and retrofits | 258 | 7286 | Rate Constraint in lbs/MMBtu | FALSE | L | Annual | Generation | TWh | 0.3249 | 0.3249 | 0.26018 | 0 | 0 | 0 | 0
CT Fac. Spec. - NOX Rate Winter v.4.10 Final, Unit 1731 and retrofits | 258 | 7286 | Rate Constraint in lbs/MMBtu | FALSE | L | Annual | Qualifying Generation | TWh | 0.3249 | 0.3249 | 0.26018 | 0 | 0 | 0 | 0
CT Fac. Spec. - NOX Rate Winter v.4.10 Final, Unit 1731 and retrofits | 258 | 7286 | Rate Constraint in lbs/MMBtu | FALSE | L | Annual | Rate | lb/MWh | 0.058866 | 0.058866 | 0.058866 | 0 | 0 | 0 | 0
CT Fac. Spec. - NOX Rate Winter v.4.10 Final, Unit 1731 and retrofits | 258 | 7286 | Rate Constraint in lbs/MMBtu | FALSE | L | Annual | Constraint Shadow Price | US2022$/Ton | 0 | 0 | 0 | 0 | 0 | 0 | 0
CT Fac. Spec. - NOX Rate Winter v.4.10 Final, Unit 1732 and retrofits | 259 | 7286 | Rate Constraint in lbs/MMBtu | FALSE | L | Annual | Seasons Included | Seasons | Winter, Spring, Fall | Winter, Spring, Fall | Winter, Spring, Fall | Winter, Spring, Fall | Winter, Spring, Fall | Winter, Spring, Fall | Winter, Spring, Fall
CT Fac. Spec. - NOX Rate Winter v.4.10 Final, Unit 1732 and retrofits | 259 | 7286 | Rate Constraint in lbs/MMBtu | FALSE | L | Annual | Standard NOX | lb/MMBtu | 0.15 | 0.15 | 0.15 | 0.15 | 0.15 | 0.15 | 0.15
CT Fac. Spec. - NOX Rate Winter v.4.10 Final, Unit 1732 and retrofits | 259 | 7286 | Rate Constraint in lbs/MMBtu | FALSE | L | Annual | Emissions at Affected Plants NOX | Thousand Tons | 0.014479 | 0.014479 | 0.011595 | 0 | 0 | 0 | 0
CT Fac. Spec. - NOX Rate Winter v.4.10 Final, Unit 1732 and retrofits | 259 | 7286 | Rate Constraint in lbs/MMBtu | FALSE | L | Annual | Allowances Purchased NOX | Thousand Tons | 0 | 0 | 0 | 0 | 0 | 0 | 0
CT Fac. Spec. - NOX Rate Winter v.4.10 Final, Unit 1732 and retrofits | 259 | 7286 | Rate Constraint in lbs/MMBtu | FALSE | L | Annual | Allowances Sold NOX | Thousand Tons | 0 | 0 | 0 | 0 | 0 | 0 | 0
CT Fac. Spec. - NOX Rate Winter v.4.10 Final, Unit 1732 and retrofits | 259 | 7286 | Rate Constraint in lbs/MMBtu | FALSE | L | Annual | Allowances Banked | Thousand Tons | 0 | 0 | 0 | 0 | 0 | 0 | 0
CT Fac. Spec. - NOX Rate Winter v.4.10 Final, Unit 1732 and retrofits | 259 | 7286 | Rate Constraint in lbs/MMBtu | FALSE | L | Annual | Allowances Withdrawn (1:1) | Thousand Tons | 0 | 0 | 0 | 0 | 0 | 0 | 0
CT Fac. Spec. - NOX Rate Winter v.4.10 Final, Unit 1732 and retrofits | 259 | 7286 | Rate Constraint in lbs/MMBtu | FALSE | L | Annual | Allowances Withdrawn (1:n) | Thousand Tons | 0 | 0 | 0 | 0 | 0 | 0 | 0
CT Fac. Spec. - NOX Rate Winter v.4.10 Final, Unit 1732 and retrofits | 259 | 7286 | Rate Constraint in lbs/MMBtu | FALSE | L | Annual | Total | Thousand Tons | 0.014479 | 0.014479 | 0.011595 | 0 | 0 | 0 | 0
CT Fac. Spec. - NOX Rate Winter v.4.10 Final, Unit 1732 and retrofits | 259 | 7286 | Rate Constraint in lbs/MMBtu | FALSE | L | Annual | Fuel Consumed | TBtu | 3.5016 | 3.5016 | 2.8041 | 0 | 0 | 0 | 0
CT Fac. Spec. - NOX Rate Winter v.4.10 Final, Unit 1732 and retrofits | 259 | 7286 | Rate Constraint in lbs/MMBtu | FALSE | L | Annual | Rate | lb/MMBtu | 0.00827 | 0.00827 | 0.00827 | 0 | 0 | 0 | 0
CT Fac. Spec. - NOX Rate Winter v.4.10 Final, Unit 1732 and retrofits | 259 | 7286 | Rate Constraint in lbs/MMBtu | FALSE | L | Annual | Generation | TWh | 0.49194 | 0.49194 | 0.39394 | 0 | 0 | 0 | 0
CT Fac. Spec. - NOX Rate Winter v.4.10 Final, Unit 1732 and retrofits | 259 | 7286 | Rate Constraint in lbs/MMBtu | FALSE | L | Annual | Qualifying Generation | TWh | 0.49194 | 0.49194 | 0.39394 | 0 | 0 | 0 | 0
CT Fac. Spec. - NOX Rate Winter v.4.10 Final, Unit 1732 and retrofits | 259 | 7286 | Rate Constraint in lbs/MMBtu | FALSE | L | Annual | Rate | lb/MWh | 0.058866 | 0.058866 | 0.058866 | 0 | 0 | 0 | 0
CT Fac. Spec. - NOX Rate Winter v.4.10 Final, Unit 1732 and retrofits | 259 | 7286 | Rate Constraint in lbs/MMBtu | FALSE | L | Annual | Constraint Shadow Price | US2022$/Ton | 0 | 0 | 0 | 0 | 0 | 0 | 0
CT Fac. Spec. - NOX Rate Winter v.4.10 Final, Unit 1733 and retrofits | 260 | 7286 | Rate Constraint in lbs/MMBtu | FALSE | L | Annual | Seasons Included | Seasons | Winter, Spring, Fall | Winter, Spring, Fall | Winter, Spring, Fall | Winter, Spring, Fall | Winter, Spring, Fall | Winter, Spring, Fall | Winter, Spring, Fall
CT Fac. Spec. - NOX Rate Winter v.4.10 Final, Unit 1733 and retrofits | 260 | 7286 | Rate Constraint in lbs/MMBtu | FALSE | L | Annual | Standard NOX | lb/MMBtu | 0.15 | 0.15 | 0.15 | 0.15 | 0.15 | 0.15 | 0.15
CT Fac. Spec. - NOX Rate Winter v.4.10 Final, Unit 1733 and retrofits | 260 | 7286 | Rate Constraint in lbs/MMBtu | FALSE | L | Annual | Emissions at Affected Plants NOX | Thousand Tons | 0.021569 | 0.020458 | 0.0093608 | 0 | 0 | 2.4853e-07 | 1.2427e-07
CT Fac. Spec. - NOX Rate Winter v.4.10 Final, Unit 1733 and retrofits | 260 | 7286 | Rate Constraint in lbs/MMBtu | FALSE | L | Annual | Allowances Purchased NOX | Thousand Tons | 0 | 0 | 0 | 0 | 0 | 0 | 0
CT Fac. Spec. - NOX Rate Winter v.4.10 Final, Unit 1733 and retrofits | 260 | 7286 | Rate Constraint in lbs/MMBtu | FALSE | L | Annual | Allowances Sold NOX | Thousand Tons | 0 | 0 | 0 | 0 | 0 | 0 | 0
CT Fac. Spec. - NOX Rate Winter v.4.10 Final, Unit 1733 and retrofits | 260 | 7286 | Rate Constraint in lbs/MMBtu | FALSE | L | Annual | Allowances Banked | Thousand Tons | 0 | 0 | 0 | 0 | 0 | 0 | 0
CT Fac. Spec. - NOX Rate Winter v.4.10 Final, Unit 1733 and retrofits | 260 | 7286 | Rate Constraint in lbs/MMBtu | FALSE | L | Annual | Allowances Withdrawn (1:1) | Thousand Tons | 0 | 0 | 0 | 0 | 0 | 0 | 0
CT Fac. Spec. - NOX Rate Winter v.4.10 Final, Unit 1733 and retrofits | 260 | 7286 | Rate Constraint in lbs/MMBtu | FALSE | L | Annual | Allowances Withdrawn (1:n) | Thousand Tons | 0 | 0 | 0 | 0 | 0 | 0 | 0
CT Fac. Spec. - NOX Rate Winter v.4.10 Final, Unit 1733 and retrofits | 260 | 7286 | Rate Constraint in lbs/MMBtu | FALSE | L | Annual | Total | Thousand Tons | 0.021569 | 0.020458 | 0.0093608 | 0 | 0 | 2.4853e-07 | 1.2427e-07
CT Fac. Spec. - NOX Rate Winter v.4.10 Final, Unit 1733 and retrofits | 260 | 7286 | Rate Constraint in lbs/MMBtu | FALSE | L | Annual | Fuel Consumed | TBtu | 7.4761 | 7.0912 | 3.2447 | 0 | 0 | 8.6147e-05 | 4.3074e-05
CT Fac. Spec. - NOX Rate Winter v.4.10 Final, Unit 1733 and retrofits | 260 | 7286 | Rate Constraint in lbs/MMBtu | FALSE | L | Annual | Rate | lb/MMBtu | 0.00577 | 0.00577 | 0.00577 | 0 | 0 | 0.00577 | 0.00577
CT Fac. Spec. - NOX Rate Winter v.4.10 Final, Unit 1733 and retrofits | 260 | 7286 | Rate Constraint in lbs/MMBtu | FALSE | L | Annual | Generation | TWh | 1.0604 | 1.0058 | 0.46023 | 0 | 0 | 1.2219e-05 | 6.1097e-06
CT Fac. Spec. - NOX Rate Winter v.4.10 Final, Unit 1733 and retrofits | 260 | 7286 | Rate Constraint in lbs/MMBtu | FALSE | L | Annual | Qualifying Generation | TWh | 1.0604 | 1.0058 | 0.46023 | 0 | 0 | 1.2219e-05 | 6.1097e-06
CT Fac. Spec. - NOX Rate Winter v.4.10 Final, Unit 1733 and retrofits | 260 | 7286 | Rate Constraint in lbs/MMBtu | FALSE | L | Annual | Rate | lb/MWh | 0.040679 | 0.040679 | 0.040679 | 0 | 0 | 0.040679 | 0.040679
CT Fac. Spec. - NOX Rate Winter v.4.10 Final, Unit 1733 and retrofits | 260 | 7286 | Rate Constraint in lbs/MMBtu | FALSE | L | Annual | Constraint Shadow Price | US2022$/Ton | 0 | 0 | 0 | 0 | 0 | 0 | 0
CT Fac. Spec. - NOX Rate Winter v.4.10 Final, Unit 1734 and retrofits | 261 | 7286 | Rate Constraint in lbs/MMBtu | FALSE | L | Annual | Seasons Included | Seasons | Winter, Spring, Fall | Winter, Spring, Fall | Winter, Spring, Fall | Winter, Spring, Fall | Winter, Spring, Fall | Winter, Spring, Fall | Winter, Spring, Fall
CT Fac. Spec. - NOX Rate Winter v.4.10 Final, Unit 1734 and retrofits | 261 | 7286 | Rate Constraint in lbs/MMBtu | FALSE | L | Annual | Standard NOX | lb/MMBtu | 0.15 | 0.15 | 0.15 | 0.15 | 0.15 | 0.15 | 0.15
CT Fac. Spec. - NOX Rate Winter v.4.10 Final, Unit 1734 and retrofits | 261 | 7286 | Rate Constraint in lbs/MMBtu | FALSE | L | Annual | Emissions at Affected Plants NOX | Thousand Tons | 0.019866 | 0.019866 | 0.0090901 | 0 | 0 | 1.3161e-06 | 6.5805e-07
CT Fac. Spec. - NOX Rate Winter v.4.10 Final, Unit 1734 and retrofits | 261 | 7286 | Rate Constraint in lbs/MMBtu | FALSE | L | Annual | Allowances Purchased NOX | Thousand Tons | 0 | 0 | 0 | 0 | 0 | 0 | 0
CT Fac. Spec. - NOX Rate Winter v.4.10 Final, Unit 1734 and retrofits | 261 | 7286 | Rate Constraint in lbs/MMBtu | FALSE | L | Annual | Allowances Sold NOX | Thousand Tons | 0 | 0 | 0 | 0 | 0 | 0 | 0
CT Fac. Spec. - NOX Rate Winter v.4.10 Final, Unit 1734 and retrofits | 261 | 7286 | Rate Constraint in lbs/MMBtu | FALSE | L | Annual | Allowances Banked | Thousand Tons | 0 | 0 | 0 | 0 | 0 | 0 | 0
CT Fac. Spec. - NOX Rate Winter v.4.10 Final, Unit 1734 and retrofits | 261 | 7286 | Rate Constraint in lbs/MMBtu | FALSE | L | Annual | Allowances Withdrawn (1:1) | Thousand Tons | 0 | 0 | 0 | 0 | 0 | 0 | 0
CT Fac. Spec. - NOX Rate Winter v.4.10 Final, Unit 1734 and retrofits | 261 | 7286 | Rate Constraint in lbs/MMBtu | FALSE | L | Annual | Allowances Withdrawn (1:n) | Thousand Tons | 0 | 0 | 0 | 0 | 0 | 0 | 0
CT Fac. Spec. - NOX Rate Winter v.4.10 Final, Unit 1734 and retrofits | 261 | 7286 | Rate Constraint in lbs/MMBtu | FALSE | L | Annual | Total | Thousand Tons | 0.019866 | 0.019866 | 0.0090901 | 0 | 0 | 1.3161e-06 | 6.5805e-07
CT Fac. Spec. - NOX Rate Winter v.4.10 Final, Unit 1734 and retrofits | 261 | 7286 | Rate Constraint in lbs/MMBtu | FALSE | L | Annual | Fuel Consumed | TBtu | 6.8861 | 6.8861 | 3.1508 | 0 | 0 | 0.00045618 | 0.00022809
CT Fac. Spec. - NOX Rate Winter v.4.10 Final, Unit 1734 and retrofits | 261 | 7286 | Rate Constraint in lbs/MMBtu | FALSE | L | Annual | Rate | lb/MMBtu | 0.00577 | 0.00577 | 0.00577 | 0 | 0 | 0.00577 | 0.00577
CT Fac. Spec. - NOX Rate Winter v.4.10 Final, Unit 1734 and retrofits | 261 | 7286 | Rate Constraint in lbs/MMBtu | FALSE | L | Annual | Generation | TWh | 0.97675 | 0.97675 | 0.44692 | 0 | 0 | 6.4707e-05 | 3.2353e-05
CT Fac. Spec. - NOX Rate Winter v.4.10 Final, Unit 1734 and retrofits | 261 | 7286 | Rate Constraint in lbs/MMBtu | FALSE | L | Annual | Qualifying Generation | TWh | 0.97675 | 0.97675 | 0.44692 | 0 | 0 | 6.4707e-05 | 3.2353e-05
CT Fac. Spec. - NOX Rate Winter v.4.10 Final, Unit 1734 and retrofits | 261 | 7286 | Rate Constraint in lbs/MMBtu | FALSE | L | Annual | Rate | lb/MWh | 0.040679 | 0.040679 | 0.040679 | 0 | 0 | 0.040679 | 0.040679
CT Fac. Spec. - NOX Rate Winter v.4.10 Final, Unit 1734 and retrofits | 261 | 7286 | Rate Constraint in lbs/MMBtu | FALSE | L | Annual | Constraint Shadow Price | US2022$/Ton | 0 | 0 | 0 | 0 | 0 | 0 | 0
CT Fac. Spec. - NOX Rate Winter v.4.10 Final, Unit 1735 and retrofits | 262 | 7286 | Rate Constraint in lbs/MMBtu | FALSE | L | Annual | Seasons Included | Seasons | Winter, Spring, Fall | Winter, Spring, Fall | Winter, Spring, Fall | Winter, Spring, Fall | Winter, Spring, Fall | Winter, Spring, Fall | Winter, Spring, Fall
CT Fac. Spec. - NOX Rate Winter v.4.10 Final, Unit 1735 and retrofits | 262 | 7286 | Rate Constraint in lbs/MMBtu | FALSE | L | Annual | Standard NOX | lb/MMBtu | 0.15 | 0.15 | 0.15 | 0.15 | 0.15 | 0.15 | 0.15
CT Fac. Spec. - NOX Rate Winter v.4.10 Final, Unit 1735 and retrofits | 262 | 7286 | Rate Constraint in lbs/MMBtu | FALSE | L | Annual | Emissions at Affected Plants NOX | Thousand Tons | 0.022022 | 0.021934 | 0.010036 | 0 | 0 | 1.0237e-05 | 3.3835e-06
CT Fac. Spec. - NOX Rate Winter v.4.10 Final, Unit 1735 and retrofits | 262 | 7286 | Rate Constraint in lbs/MMBtu | FALSE | L | Annual | Allowances Purchased NOX | Thousand Tons | 0 | 0 | 0 | 0 | 0 | 0 | 0
CT Fac. Spec. - NOX Rate Winter v.4.10 Final, Unit 1735 and retrofits | 262 | 7286 | Rate Constraint in lbs/MMBtu | FALSE | L | Annual | Allowances Sold NOX | Thousand Tons | 0 | 0 | 0 | 0 | 0 | 0 | 0
CT Fac. Spec. - NOX Rate Winter v.4.10 Final, Unit 1735 and retrofits | 262 | 7286 | Rate Constraint in lbs/MMBtu | FALSE | L | Annual | Allowances Banked | Thousand Tons | 0 | 0 | 0 | 0 | 0 | 0 | 0
CT Fac. Spec. - NOX Rate Winter v.4.10 Final, Unit 1735 and retrofits | 262 | 7286 | Rate Constraint in lbs/MMBtu | FALSE | L | Annual | Allowances Withdrawn (1:1) | Thousand Tons | 0 | 0 | 0 | 0 | 0 | 0 | 0
CT Fac. Spec. - NOX Rate Winter v.4.10 Final, Unit 1735 and retrofits | 262 | 7286 | Rate Constraint in lbs/MMBtu | FALSE | L | Annual | Allowances Withdrawn (1:n) | Thousand Tons | 0 | 0 | 0 | 0 | 0 | 0 | 0
CT Fac. Spec. - NOX Rate Winter v.4.10 Final, Unit 1735 and retrofits | 262 | 7286 | Rate Constraint in lbs/MMBtu | FALSE | L | Annual | Total | Thousand Tons | 0.022022 | 0.021934 | 0.010036 | 0 | 0 | 1.0237e-05 | 3.3835e-06
CT Fac. Spec. - NOX Rate Winter v.4.10 Final, Unit 1735 and retrofits | 262 | 7286 | Rate Constraint in lbs/MMBtu | FALSE | L | Annual | Fuel Consumed | TBtu | 7.6332 | 7.6026 | 3.4787 | 0 | 0 | 0.0035482 | 0.0011728
CT Fac. Spec. - NOX Rate Winter v.4.10 Final, Unit 1735 and retrofits | 262 | 7286 | Rate Constraint in lbs/MMBtu | FALSE | L | Annual | Rate | lb/MMBtu | 0.00577 | 0.00577 | 0.00577 | 0 | 0 | 0.00577 | 0.00577
CT Fac. Spec. - NOX Rate Winter v.4.10 Final, Unit 1735 and retrofits | 262 | 7286 | Rate Constraint in lbs/MMBtu | FALSE | L | Annual | Generation | TWh | 1.0827 | 1.0784 | 0.49343 | 0 | 0 | 0.0005033 | 0.00016635
CT Fac. Spec. - NOX Rate Winter v.4.10 Final, Unit 1735 and retrofits | 262 | 7286 | Rate Constraint in lbs/MMBtu | FALSE | L | Annual | Qualifying Generation | TWh | 1.0827 | 1.0784 | 0.49343 | 0 | 0 | 0.0005033 | 0.00016635
CT Fac. Spec. - NOX Rate Winter v.4.10 Final, Unit 1735 and retrofits | 262 | 7286 | Rate Constraint in lbs/MMBtu | FALSE | L | Annual | Rate | lb/MWh | 0.040679 | 0.040679 | 0.040679 | 0 | 0 | 0.040679 | 0.040679
CT Fac. Spec. - NOX Rate Winter v.4.10 Final, Unit 1735 and retrofits | 262 | 7286 | Rate Constraint in lbs/MMBtu | FALSE | L | Annual | Constraint Shadow Price | US2022$/Ton | 0 | 0 | 0 | 0 | 0 | 0 | 0
CT Fac. Spec. - NOX Rate Winter v.4.10 Final, Unit 1736 and retrofits | 263 | 7286 | Rate Constraint in lbs/MMBtu | FALSE | L | Annual | Seasons Included | Seasons | Winter, Spring, Fall | Winter, Spring, Fall | Winter, Spring, Fall | Winter, Spring, Fall | Winter, Spring, Fall | Winter, Spring, Fall | Winter, Spring, Fall
CT Fac. Spec. - NOX Rate Winter v.4.10 Final, Unit 1736 and retrofits | 263 | 7286 | Rate Constraint in lbs/MMBtu | FALSE | L | Annual | Standard NOX | lb/MMBtu | 0.15 | 0.15 | 0.15 | 0.15 | 0.15 | 0.15 | 0.15
CT Fac. Spec. - NOX Rate Winter v.4.10 Final, Unit 1736 and retrofits | 263 | 7286 | Rate Constraint in lbs/MMBtu | FALSE | L | Annual | Emissions at Affected Plants NOX | Thousand Tons | 0 | 0 | 0 | 0 | 0 | 0 | 0
CT Fac. Spec. - NOX Rate Winter v.4.10 Final, Unit 1736 and retrofits | 263 | 7286 | Rate Constraint in lbs/MMBtu | FALSE | L | Annual | Allowances Purchased NOX | Thousand Tons | 0 | 0 | 0 | 0 | 0 | 0 | 0
CT Fac. Spec. - NOX Rate Winter v.4.10 Final, Unit 1736 and retrofits | 263 | 7286 | Rate Constraint in lbs/MMBtu | FALSE | L | Annual | Allowances Sold NOX | Thousand Tons | 0 | 0 | 0 | 0 | 0 | 0 | 0
CT Fac. Spec. - NOX Rate Winter v.4.10 Final, Unit 1736 and retrofits | 263 | 7286 | Rate Constraint in lbs/MMBtu | FALSE | L | Annual | Allowances Banked | Thousand Tons | 0 | 0 | 0 | 0 | 0 | 0 | 0
CT Fac. Spec. - NOX Rate Winter v.4.10 Final, Unit 1736 and retrofits | 263 | 7286 | Rate Constraint in lbs/MMBtu | FALSE | L | Annual | Allowances Withdrawn (1:1) | Thousand Tons | 0 | 0 | 0 | 0 | 0 | 0 | 0
CT Fac. Spec. - NOX Rate Winter v.4.10 Final, Unit 1736 and retrofits | 263 | 7286 | Rate Constraint in lbs/MMBtu | FALSE | L | Annual | Allowances Withdrawn (1:n) | Thousand Tons | 0 | 0 | 0 | 0 | 0 | 0 | 0
CT Fac. Spec. - NOX Rate Winter v.4.10 Final, Unit 1736 and retrofits | 263 | 7286 | Rate Constraint in lbs/MMBtu | FALSE | L | Annual | Total | Thousand Tons | 0 | 0 | 0 | 0 | 0 | 0 | 0
CT Fac. Spec. - NOX Rate Winter v.4.10 Final, Unit 1736 and retrofits | 263 | 7286 | Rate Constraint in lbs/MMBtu | FALSE | L | Annual | Fuel Consumed | TBtu | 0 | 0 | 0 | 0 | 0 | 0 | 0
CT Fac. Spec. - NOX Rate Winter v.4.10 Final, Unit 1736 and retrofits | 263 | 7286 | Rate Constraint in lbs/MMBtu | FALSE | L | Annual | Rate | lb/MMBtu | 0 | 0 | 0 | 0 | 0 | 0 | 0
CT Fac. Spec. - NOX Rate Winter v.4.10 Final, Unit 1736 and retrofits | 263 | 7286 | Rate Constraint in lbs/MMBtu | FALSE | L | Annual | Generation | TWh | 0 | 0 | 0 | 0 | 0 | 0 | 0
CT Fac. Spec. - NOX Rate Winter v.4.10 Final, Unit 1736 and retrofits | 263 | 7286 | Rate Constraint in lbs/MMBtu | FALSE | L | Annual | Qualifying Generation | TWh | 0 | 0 | 0 | 0 | 0 | 0 | 0
CT Fac. Spec. - NOX Rate Winter v.4.10 Final, Unit 1736 and retrofits | 263 | 7286 | Rate Constraint in lbs/MMBtu | FALSE | L | Annual | Rate | lb/MWh | 0 | 0 | 0 | 0 | 0 | 0 | 0
CT Fac. Spec. - NOX Rate Winter v.4.10 Final, Unit 1736 and retrofits | 263 | 7286 | Rate Constraint in lbs/MMBtu | FALSE | L | Annual | Constraint Shadow Price | US2022$/Ton | 86978.0136 | 87636.7483 | 49806.2786 | 0 | 0 | 0 | 0
CT Fac. Spec. - NOX Rate Winter v.4.10 Final, Unit 1737 and retrofits | 264 | 7286 | Rate Constraint in lbs/MMBtu | FALSE | L | Annual | Seasons Included | Seasons | Winter, Spring, Fall | Winter, Spring, Fall | Winter, Spring, Fall | Winter, Spring, Fall | Winter, Spring, Fall | Winter, Spring, Fall | Winter, Spring, Fall
CT Fac. Spec. - NOX Rate Winter v.4.10 Final, Unit 1737 and retrofits | 264 | 7286 | Rate Constraint in lbs/MMBtu | FALSE | L | Annual | Standard NOX | lb/MMBtu | 0.15 | 0.15 | 0.15 | 0.15 | 0.15 | 0.15 | 0.15
CT Fac. Spec. - NOX Rate Winter v.4.10 Final, Unit 1737 and retrofits | 264 | 7286 | Rate Constraint in lbs/MMBtu | FALSE | L | Annual | Emissions at Affected Plants NOX | Thousand Tons | 0 | 0 | 0 | 0 | 0 | 0 | 0
CT Fac. Spec. - NOX Rate Winter v.4.10 Final, Unit 1737 and retrofits | 264 | 7286 | Rate Constraint in lbs/MMBtu | FALSE | L | Annual | Allowances Purchased NOX | Thousand Tons | 0 | 0 | 0 | 0 | 0 | 0 | 0
CT Fac. Spec. - NOX Rate Winter v.4.10 Final, Unit 1737 and retrofits | 264 | 7286 | Rate Constraint in lbs/MMBtu | FALSE | L | Annual | Allowances Sold NOX | Thousand Tons | 0 | 0 | 0 | 0 | 0 | 0 | 0
CT Fac. Spec. - NOX Rate Winter v.4.10 Final, Unit 1737 and retrofits | 264 | 7286 | Rate Constraint in lbs/MMBtu | FALSE | L | Annual | Allowances Banked | Thousand Tons | 0 | 0 | 0 | 0 | 0 | 0 | 0
CT Fac. Spec. - NOX Rate Winter v.4.10 Final, Unit 1737 and retrofits | 264 | 7286 | Rate Constraint in lbs/MMBtu | FALSE | L | Annual | Allowances Withdrawn (1:1) | Thousand Tons | 0 | 0 | 0 | 0 | 0 | 0 | 0
CT Fac. Spec. - NOX Rate Winter v.4.10 Final, Unit 1737 and retrofits | 264 | 7286 | Rate Constraint in lbs/MMBtu | FALSE | L | Annual | Allowances Withdrawn (1:n) | Thousand Tons | 0 | 0 | 0 | 0 | 0 | 0 | 0
CT Fac. Spec. - NOX Rate Winter v.4.10 Final, Unit 1737 and retrofits | 264 | 7286 | Rate Constraint in lbs/MMBtu | FALSE | L | Annual | Total | Thousand Tons | 0 | 0 | 0 | 0 | 0 | 0 | 0
CT Fac. Spec. - NOX Rate Winter v.4.10 Final, Unit 1737 and retrofits | 264 | 7286 | Rate Constraint in lbs/MMBtu | FALSE | L | Annual | Fuel Consumed | TBtu | 0 | 0 | 0 | 0 | 0 | 0 | 0
CT Fac. Spec. - NOX Rate Winter v.4.10 Final, Unit 1737 and retrofits | 264 | 7286 | Rate Constraint in lbs/MMBtu | FALSE | L | Annual | Rate | lb/MMBtu | 0 | 0 | 0 | 0 | 0 | 0 | 0
CT Fac. Spec. - NOX Rate Winter v.4.10 Final, Unit 1737 and retrofits | 264 | 7286 | Rate Constraint in lbs/MMBtu | FALSE | L | Annual | Generation | TWh | 0 | 0 | 0 | 0 | 0 | 0 | 0
CT Fac. Spec. - NOX Rate Winter v.4.10 Final, Unit 1737 and retrofits | 264 | 7286 | Rate Constraint in lbs/MMBtu | FALSE | L | Annual | Qualifying Generation | TWh | 0 | 0 | 0 | 0 | 0 | 0 | 0
CT Fac. Spec. - NOX Rate Winter v.4.10 Final, Unit 1737 and retrofits | 264 | 7286 | Rate Constraint in lbs/MMBtu | FALSE | L | Annual | Rate | lb/MWh | 0 | 0 | 0 | 0 | 0 | 0 | 0
CT Fac. Spec. - NOX Rate Winter v.4.10 Final, Unit 1737 and retrofits | 264 | 7286 | Rate Constraint in lbs/MMBtu | FALSE | L | Annual | Constraint Shadow Price | US2022$/Ton | 74655.9026 | 74370.594 | 35500.3013 | 6032.9679 | 0 | 55950.0979 | 53029.2924
CT Fac. Spec. - NOX Rate Winter v.4.10 Final, Unit 2198 and retrofits | 265 | 7286 | Rate Constraint in lbs/MMBtu | FALSE | L | Annual | Seasons Included | Seasons | Winter, Spring, Fall | Winter, Spring, Fall | Winter, Spring, Fall | Winter, Spring, Fall | Winter, Spring, Fall | Winter, Spring, Fall | Winter, Spring, Fall
CT Fac. Spec. - NOX Rate Winter v.4.10 Final, Unit 2198 and retrofits | 265 | 7286 | Rate Constraint in lbs/MMBtu | FALSE | L | Annual | Standard NOX | lb/MMBtu | 0.15 | 0.15 | 0.15 | 0.15 | 0.15 | 0.15 | 0.15
CT Fac. Spec. - NOX Rate Winter v.4.10 Final, Unit 2198 and retrofits | 265 | 7286 | Rate Constraint in lbs/MMBtu | FALSE | L | Annual | Emissions at Affected Plants NOX | Thousand Tons | 0 | 0 | 0 | 0 | 0 | 0 | 0
CT Fac. Spec. - NOX Rate Winter v.4.10 Final, Unit 2198 and retrofits | 265 | 7286 | Rate Constraint in lbs/MMBtu | FALSE | L | Annual | Allowances Purchased NOX | Thousand Tons | 0 | 0 | 0 | 0 | 0 | 0 | 0
CT Fac. Spec. - NOX Rate Winter v.4.10 Final, Unit 2198 and retrofits | 265 | 7286 | Rate Constraint in lbs/MMBtu | FALSE | L | Annual | Allowances Sold NOX | Thousand Tons | 0 | 0 | 0 | 0 | 0 | 0 | 0
CT Fac. Spec. - NOX Rate Winter v.4.10 Final, Unit 2198 and retrofits | 265 | 7286 | Rate Constraint in lbs/MMBtu | FALSE | L | Annual | Allowances Banked | Thousand Tons | 0 | 0 | 0 | 0 | 0 | 0 | 0
CT Fac. Spec. - NOX Rate Winter v.4.10 Final, Unit 2198 and retrofits | 265 | 7286 | Rate Constraint in lbs/MMBtu | FALSE | L | Annual | Allowances Withdrawn (1:1) | Thousand Tons | 0 | 0 | 0 | 0 | 0 | 0 | 0
CT Fac. Spec. - NOX Rate Winter v.4.10 Final, Unit 2198 and retrofits | 265 | 7286 | Rate Constraint in lbs/MMBtu | FALSE | L | Annual | Allowances Withdrawn (1:n) | Thousand Tons | 0 | 0 | 0 | 0 | 0 | 0 | 0
CT Fac. Spec. - NOX Rate Winter v.4.10 Final, Unit 2198 and retrofits | 265 | 7286 | Rate Constraint in lbs/MMBtu | FALSE | L | Annual | Total | Thousand Tons | 0 | 0 | 0 | 0 | 0 | 0 | 0
CT Fac. Spec. - NOX Rate Winter v.4.10 Final, Unit 2198 and retrofits | 265 | 7286 | Rate Constraint in lbs/MMBtu | FALSE | L | Annual | Fuel Consumed | TBtu | 0 | 0 | 0 | 0 | 0 | 0 | 0
CT Fac. Spec. - NOX Rate Winter v.4.10 Final, Unit 2198 and retrofits | 265 | 7286 | Rate Constraint in lbs/MMBtu | FALSE | L | Annual | Rate | lb/MMBtu | 0 | 0 | 0 | 0 | 0 | 0 | 0
CT Fac. Spec. - NOX Rate Winter v.4.10 Final, Unit 2198 and retrofits | 265 | 7286 | Rate Constraint in lbs/MMBtu | FALSE | L | Annual | Generation | TWh | 0 | 0 | 0 | 0 | 0 | 0 | 0
CT Fac. Spec. - NOX Rate Winter v.4.10 Final, Unit 2198 and retrofits | 265 | 7286 | Rate Constraint in lbs/MMBtu | FALSE | L | Annual | Qualifying Generation | TWh | 0 | 0 | 0 | 0 | 0 | 0 | 0
CT Fac. Spec. - NOX Rate Winter v.4.10 Final, Unit 2198 and retrofits | 265 | 7286 | Rate Constraint in lbs/MMBtu | FALSE | L | Annual | Rate | lb/MWh | 0 | 0 | 0 | 0 | 0 | 0 | 0
CT Fac. Spec. - NOX Rate Winter v.4.10 Final, Unit 2198 and retrofits | 265 | 7286 | Rate Constraint in lbs/MMBtu | FALSE | L | Annual | Constraint Shadow Price | US2022$/Ton | 0 | 0 | 0 | 0 | 0 | 0 | 0
CT Fac. Spec. - NOX Rate Winter v.4.10 Final, Unit 2199 and retrofits | 266 | 7286 | Rate Constraint in lbs/MMBtu | FALSE | L | Annual | Seasons Included | Seasons | Winter, Spring, Fall | Winter, Spring, Fall | Winter, Spring, Fall | Winter, Spring, Fall | Winter, Spring, Fall | Winter, Spring, Fall | Winter, Spring, Fall
CT Fac. Spec. - NOX Rate Winter v.4.10 Final, Unit 2199 and retrofits | 266 | 7286 | Rate Constraint in lbs/MMBtu | FALSE | L | Annual | Standard NOX | lb/MMBtu | 0.15 | 0.15 | 0.15 | 0.15 | 0.15 | 0.15 | 0.15
CT Fac. Spec. - NOX Rate Winter v.4.10 Final, Unit 2199 and retrofits | 266 | 7286 | Rate Constraint in lbs/MMBtu | FALSE | L | Annual | Emissions at Affected Plants NOX | Thousand Tons | 0 | 0 | 0 | 0 | 0 | 0 | 0
CT Fac. Spec. - NOX Rate Winter v.4.10 Final, Unit 2199 and retrofits | 266 | 7286 | Rate Constraint in lbs/MMBtu | FALSE | L | Annual | Allowances Purchased NOX | Thousand Tons | 0 | 0 | 0 | 0 | 0 | 0 | 0
CT Fac. Spec. - NOX Rate Winter v.4.10 Final, Unit 2199 and retrofits | 266 | 7286 | Rate Constraint in lbs/MMBtu | FALSE | L | Annual | Allowances Sold NOX | Thousand Tons | 0 | 0 | 0 | 0 | 0 | 0 | 0
CT Fac. Spec. - NOX Rate Winter v.4.10 Final, Unit 2199 and retrofits | 266 | 7286 | Rate Constraint in lbs/MMBtu | FALSE | L | Annual | Allowances Banked | Thousand Tons | 0 | 0 | 0 | 0 | 0 | 0 | 0
CT Fac. Spec. - NOX Rate Winter v.4.10 Final, Unit 2199 and retrofits | 266 | 7286 | Rate Constraint in lbs/MMBtu | FALSE | L | Annual | Allowances Withdrawn (1:1) | Thousand Tons | 0 | 0 | 0 | 0 | 0 | 0 | 0
CT Fac. Spec. - NOX Rate Winter v.4.10 Final, Unit 2199 and retrofits | 266 | 7286 | Rate Constraint in lbs/MMBtu | FALSE | L | Annual | Allowances Withdrawn (1:n) | Thousand Tons | 0 | 0 | 0 | 0 | 0 | 0 | 0
CT Fac. Spec. - NOX Rate Winter v.4.10 Final, Unit 2199 and retrofits | 266 | 7286 | Rate Constraint in lbs/MMBtu | FALSE | L | Annual | Total | Thousand Tons | 0 | 0 | 0 | 0 | 0 | 0 | 0
CT Fac. Spec. - NOX Rate Winter v.4.10 Final, Unit 2199 and retrofits | 266 | 7286 | Rate Constraint in lbs/MMBtu | FALSE | L | Annual | Fuel Consumed | TBtu | 0 | 0 | 0 | 0 | 0 | 0 | 0
CT Fac. Spec. - NOX Rate Winter v.4.10 Final, Unit 2199 and retrofits | 266 | 7286 | Rate Constraint in lbs/MMBtu | FALSE | L | Annual | Rate | lb/MMBtu | 0 | 0 | 0 | 0 | 0 | 0 | 0
CT Fac. Spec. - NOX Rate Winter v.4.10 Final, Unit 2199 and retrofits | 266 | 7286 | Rate Constraint in lbs/MMBtu | FALSE | L | Annual | Generation | TWh | 0 | 0 | 0 | 0 | 0 | 0 | 0
CT Fac. Spec. - NOX Rate Winter v.4.10 Final, Unit 2199 and retrofits | 266 | 7286 | Rate Constraint in lbs/MMBtu | FALSE | L | Annual | Qualifying Generation | TWh | 0 | 0 | 0 | 0 | 0 | 0 | 0
CT Fac. Spec. - NOX Rate Winter v.4.10 Final, Unit 2199 and retrofits | 266 | 7286 | Rate Constraint in lbs/MMBtu | FALSE | L | Annual | Rate | lb/MWh | 0 | 0 | 0 | 0 | 0 | 0 | 0
CT Fac. Spec. - NOX Rate Winter v.4.10 Final, Unit 2199 and retrofits | 266 | 7286 | Rate Constraint in lbs/MMBtu | FALSE | L | Annual | Constraint Shadow Price | US2022$/Ton | 0 | 0 | 0 | 0 | 0 | 0 | 0
CT Fac. Spec. - NOX Rate Winter v.4.10 Final, Unit 2299 and retrofits | 267 | 7286 | Rate Constraint in lbs/MMBtu | FALSE | L | Annual | Seasons Included | Seasons | Winter, Spring, Fall | Winter, Spring, Fall | Winter, Spring, Fall | Winter, Spring, Fall | Winter, Spring, Fall | Winter, Spring, Fall | Winter, Spring, Fall
CT Fac. Spec. - NOX Rate Winter v.4.10 Final, Unit 2299 and retrofits | 267 | 7286 | Rate Constraint in lbs/MMBtu | FALSE | L | Annual | Standard NOX | lb/MMBtu | 0.15 | 0.15 | 0.15 | 0.15 | 0.15 | 0.15 | 0.15
CT Fac. Spec. - NOX Rate Winter v.4.10 Final, Unit 2299 and retrofits | 267 | 7286 | Rate Constraint in lbs/MMBtu | FALSE | L | Annual | Emissions at Affected Plants NOX | Thousand Tons | 0 | 0 | 0 | 0 | 0 | 0 | 0
CT Fac. Spec. - NOX Rate Winter v.4.10 Final, Unit 2299 and retrofits | 267 | 7286 | Rate Constraint in lbs/MMBtu | FALSE | L | Annual | Allowances Purchased NOX | Thousand Tons | 0 | 0 | 0 | 0 | 0 | 0 | 0
CT Fac. Spec. - NOX Rate Winter v.4.10 Final, Unit 2299 and retrofits | 267 | 7286 | Rate Constraint in lbs/MMBtu | FALSE | L | Annual | Allowances Sold NOX | Thousand Tons | 0 | 0 | 0 | 0 | 0 | 0 | 0
CT Fac. Spec. - NOX Rate Winter v.4.10 Final, Unit 2299 and retrofits | 267 | 7286 | Rate Constraint in lbs/MMBtu | FALSE | L | Annual | Allowances Banked | Thousand Tons | 0 | 0 | 0 | 0 | 0 | 0 | 0
CT Fac. Spec. - NOX Rate Winter v.4.10 Final, Unit 2299 and retrofits | 267 | 7286 | Rate Constraint in lbs/MMBtu | FALSE | L | Annual | Allowances Withdrawn (1:1) | Thousand Tons | 0 | 0 | 0 | 0 | 0 | 0 | 0
CT Fac. Spec. - NOX Rate Winter v.4.10 Final, Unit 2299 and retrofits | 267 | 7286 | Rate Constraint in lbs/MMBtu | FALSE | L | Annual | Allowances Withdrawn (1:n) | Thousand Tons | 0 | 0 | 0 | 0 | 0 | 0 | 0
CT Fac. Spec. - NOX Rate Winter v.4.10 Final, Unit 2299 and retrofits | 267 | 7286 | Rate Constraint in lbs/MMBtu | FALSE | L | Annual | Total | Thousand Tons | 0 | 0 | 0 | 0 | 0 | 0 | 0
CT Fac. Spec. - NOX Rate Winter v.4.10 Final, Unit 2299 and retrofits | 267 | 7286 | Rate Constraint in lbs/MMBtu | FALSE | L | Annual | Fuel Consumed | TBtu | 0 | 0 | 0 | 0 | 0 | 0 | 0
CT Fac. Spec. - NOX Rate Winter v.4.10 Final, Unit 2299 and retrofits | 267 | 7286 | Rate Constraint in lbs/MMBtu | FALSE | L | Annual | Rate | lb/MMBtu | 0 | 0 | 0 | 0 | 0 | 0 | 0
CT Fac. Spec. - NOX Rate Winter v.4.10 Final, Unit 2299 and retrofits | 267 | 7286 | Rate Constraint in lbs/MMBtu | FALSE | L | Annual | Generation | TWh | 0 | 0 | 0 | 0 | 0 | 0 | 0
CT Fac. Spec. - NOX Rate Winter v.4.10 Final, Unit 2299 and retrofits | 267 | 7286 | Rate Constraint in lbs/MMBtu | FALSE | L | Annual | Qualifying Generation | TWh | 0 | 0 | 0 | 0 | 0 | 0 | 0
CT Fac. Spec. - NOX Rate Winter v.4.10 Final, Unit 2299 and retrofits | 267 | 7286 | Rate Constraint in lbs/MMBtu | FALSE | L | Annual | Rate | lb/MWh | 0 | 0 | 0 | 0 | 0 | 0 | 0
CT Fac. Spec. - NOX Rate Winter v.4.10 Final, Unit 2299 and retrofits | 267 | 7286 | Rate Constraint in lbs/MMBtu | FALSE | L | Annual | Constraint Shadow Price | US2022$/Ton | 0 | 0 | 0 | 0 | 0 | 0 | 0
CT Fac. Spec. - NOX Rate Winter v.4.10 Final, Unit 2300 and retrofits | 268 | 7286 | Rate Constraint in lbs/MMBtu | FALSE | L | Annual | Seasons Included | Seasons | Winter, Spring, Fall | Winter, Spring, Fall | Winter, Spring, Fall | Winter, Spring, Fall | Winter, Spring, Fall | Winter, Spring, Fall | Winter, Spring, Fall
CT Fac. Spec. - NOX Rate Winter v.4.10 Final, Unit 2300 and retrofits | 268 | 7286 | Rate Constraint in lbs/MMBtu | FALSE | L | Annual | Standard NOX | lb/MMBtu | 0.15 | 0.15 | 0.15 | 0.15 | 0.15 | 0.15 | 0.15
CT Fac. Spec. - NOX Rate Winter v.4.10 Final, Unit 2300 and retrofits | 268 | 7286 | Rate Constraint in lbs/MMBtu | FALSE | L | Annual | Emissions at Affected Plants NOX | Thousand Tons | 0 | 0 | 0 | 0 | 0 | 0 | 0
CT Fac. Spec. - NOX Rate Winter v.4.10 Final, Unit 2300 and retrofits | 268 | 7286 | Rate Constraint in lbs/MMBtu | FALSE | L | Annual | Allowances Purchased NOX | Thousand Tons | 0 | 0 | 0 | 0 | 0 | 0 | 0
CT Fac. Spec. - NOX Rate Winter v.4.10 Final, Unit 2300 and retrofits | 268 | 7286 | Rate Constraint in lbs/MMBtu | FALSE | L | Annual | Allowances Sold NOX | Thousand Tons | 0 | 0 | 0 | 0 | 0 | 0 | 0
CT Fac. Spec. - NOX Rate Winter v.4.10 Final, Unit 2300 and retrofits | 268 | 7286 | Rate Constraint in lbs/MMBtu | FALSE | L | Annual | Allowances Banked | Thousand Tons | 0 | 0 | 0 | 0 | 0 | 0 | 0
CT Fac. Spec. - NOX Rate Winter v.4.10 Final, Unit 2300 and retrofits | 268 | 7286 | Rate Constraint in lbs/MMBtu | FALSE | L | Annual | Allowances Withdrawn (1:1) | Thousand Tons | 0 | 0 | 0 | 0 | 0 | 0 | 0
CT Fac. Spec. - NOX Rate Winter v.4.10 Final, Unit 2300 and retrofits | 268 | 7286 | Rate Constraint in lbs/MMBtu | FALSE | L | Annual | Allowances Withdrawn (1:n) | Thousand Tons | 0 | 0 | 0 | 0 | 0 | 0 | 0
CT Fac. Spec. - NOX Rate Winter v.4.10 Final, Unit 2300 and retrofits | 268 | 7286 | Rate Constraint in lbs/MMBtu | FALSE | L | Annual | Total | Thousand Tons | 0 | 0 | 0 | 0 | 0 | 0 | 0
CT Fac. Spec. - NOX Rate Winter v.4.10 Final, Unit 2300 and retrofits | 268 | 7286 | Rate Constraint in lbs/MMBtu | FALSE | L | Annual | Fuel Consumed | TBtu | 0 | 0 | 0 | 0 | 0 | 0 | 0
CT Fac. Spec. - NOX Rate Winter v.4.10 Final, Unit 2300 and retrofits | 268 | 7286 | Rate Constraint in lbs/MMBtu | FALSE | L | Annual | Rate | lb/MMBtu | 0 | 0 | 0 | 0 | 0 | 0 | 0
CT Fac. Spec. - NOX Rate Winter v.4.10 Final, Unit 2300 and retrofits | 268 | 7286 | Rate Constraint in lbs/MMBtu | FALSE | L | Annual | Generation | TWh | 0 | 0 | 0 | 0 | 0 | 0 | 0
CT Fac. Spec. - NOX Rate Winter v.4.10 Final, Unit 2300 and retrofits | 268 | 7286 | Rate Constraint in lbs/MMBtu | FALSE | L | Annual | Qualifying Generation | TWh | 0 | 0 | 0 | 0 | 0 | 0 | 0
CT Fac. Spec. - NOX Rate Winter v.4.10 Final, Unit 2300 and retrofits | 268 | 7286 | Rate Constraint in lbs/MMBtu | FALSE | L | Annual | Rate | lb/MWh | 0 | 0 | 0 | 0 | 0 | 0 | 0
CT Fac. Spec. - NOX Rate Winter v.4.10 Final, Unit 2300 and retrofits | 268 | 7286 | Rate Constraint in lbs/MMBtu | FALSE | L | Annual | Constraint Shadow Price | US2022$/Ton | 0 | 0 | 0 | 0 | 0 | 0 | 0
CT Fac. Spec. - NOX Rate Winter v.4.10 Final, Unit 2301 and retrofits | 269 | 7286 | Rate Constraint in lbs/MMBtu | FALSE | L | Annual | Seasons Included | Seasons | Winter, Spring, Fall | Winter, Spring, Fall | Winter, Spring, Fall | Winter, Spring, Fall | Winter, Spring, Fall | Winter, Spring, Fall | Winter, Spring, Fall
CT Fac. Spec. - NOX Rate Winter v.4.10 Final, Unit 2301 and retrofits | 269 | 7286 | Rate Constraint in lbs/MMBtu | FALSE | L | Annual | Standard NOX | lb/MMBtu | 0.15 | 0.15 | 0.15 | 0.15 | 0.15 | 0.15 | 0.15
CT Fac. Spec. - NOX Rate Winter v.4.10 Final, Unit 2301 and retrofits | 269 | 7286 | Rate Constraint in lbs/MMBtu | FALSE | L | Annual | Emissions at Affected Plants NOX | Thousand Tons | 0 | 0 | 0 | 0 | 0 | 0 | 0
CT Fac. Spec. - NOX Rate Winter v.4.10 Final, Unit 2301 and retrofits | 269 | 7286 | Rate Constraint in lbs/MMBtu | FALSE | L | Annual | Allowances Purchased NOX | Thousand Tons | 0 | 0 | 0 | 0 | 0 | 0 | 0
CT Fac. Spec. - NOX Rate Winter v.4.10 Final, Unit 2301 and retrofits | 269 | 7286 | Rate Constraint in lbs/MMBtu | FALSE | L | Annual | Allowances Sold NOX | Thousand Tons | 0 | 0 | 0 | 0 | 0 | 0 | 0
CT Fac. Spec. - NOX Rate Winter v.4.10 Final, Unit 2301 and retrofits | 269 | 7286 | Rate Constraint in lbs/MMBtu | FALSE | L | Annual | Allowances Banked | Thousand Tons | 0 | 0 | 0 | 0 | 0 | 0 | 0
CT Fac. Spec. - NOX Rate Winter v.4.10 Final, Unit 2301 and retrofits | 269 | 7286 | Rate Constraint in lbs/MMBtu | FALSE | L | Annual | Allowances Withdrawn (1:1) | Thousand Tons | 0 | 0 | 0 | 0 | 0 | 0 | 0
CT Fac. Spec. - NOX Rate Winter v.4.10 Final, Unit 2301 and retrofits | 269 | 7286 | Rate Constraint in lbs/MMBtu | FALSE | L | Annual | Allowances Withdrawn (1:n) | Thousand Tons | 0 | 0 | 0 | 0 | 0 | 0 | 0
CT Fac. Spec. - NOX Rate Winter v.4.10 Final, Unit 2301 and retrofits | 269 | 7286 | Rate Constraint in lbs/MMBtu | FALSE | L | Annual | Total | Thousand Tons | 0 | 0 | 0 | 0 | 0 | 0 | 0
CT Fac. Spec. - NOX Rate Winter v.4.10 Final, Unit 2301 and retrofits | 269 | 7286 | Rate Constraint in lbs/MMBtu | FALSE | L | Annual | Fuel Consumed | TBtu | 0 | 0 | 0 | 0 | 0 | 0 | 0
CT Fac. Spec. - NOX Rate Winter v.4.10 Final, Unit 2301 and retrofits | 269 | 7286 | Rate Constraint in lbs/MMBtu | FALSE | L | Annual | Rate | lb/MMBtu | 0 | 0 | 0 | 0 | 0 | 0 | 0
CT Fac. Spec. - NOX Rate Winter v.4.10 Final, Unit 2301 and retrofits | 269 | 7286 | Rate Constraint in lbs/MMBtu | FALSE | L | Annual | Generation | TWh | 0 | 0 | 0 | 0 | 0 | 0 | 0
CT Fac. Spec. - NOX Rate Winter v.4.10 Final, Unit 2301 and retrofits | 269 | 7286 | Rate Constraint in lbs/MMBtu | FALSE | L | Annual | Qualifying Generation | TWh | 0 | 0 | 0 | 0 | 0 | 0 | 0
CT Fac. Spec. - NOX Rate Winter v.4.10 Final, Unit 2301 and retrofits | 269 | 7286 | Rate Constraint in lbs/MMBtu | FALSE | L | Annual | Rate | lb/MWh | 0 | 0 | 0 | 0 | 0 | 0 | 0
CT Fac. Spec. - NOX Rate Winter v.4.10 Final, Unit 2301 and retrofits | 269 | 7286 | Rate Constraint in lbs/MMBtu | FALSE | L | Annual | Constraint Shadow Price | US2022$/Ton | 0 | 0 | 0 | 0 | 0 | 0 | 0
CT Fac. Spec. - NOX Rate Winter v.4.10 Final, Unit 2302 and retrofits | 270 | 7286 | Rate Constraint in lbs/MMBtu | FALSE | L | Annual | Seasons Included | Seasons | Winter, Spring, Fall | Winter, Spring, Fall | Winter, Spring, Fall | Winter, Spring, Fall | Winter, Spring, Fall | Winter, Spring, Fall | Winter, Spring, Fall
CT Fac. Spec. - NOX Rate Winter v.4.10 Final, Unit 2302 and retrofits | 270 | 7286 | Rate Constraint in lbs/MMBtu | FALSE | L | Annual | Standard NOX | lb/MMBtu | 0.15 | 0.15 | 0.15 | 0.15 | 0.15 | 0.15 | 0.15
CT Fac. Spec. - NOX Rate Winter v.4.10 Final, Unit 2302 and retrofits | 270 | 7286 | Rate Constraint in lbs/MMBtu | FALSE | L | Annual | Emissions at Affected Plants NOX | Thousand Tons | 0 | 0 | 0 | 0 | 0 | 0 | 0
CT Fac. Spec. - NOX Rate Winter v.4.10 Final, Unit 2302 and retrofits | 270 | 7286 | Rate Constraint in lbs/MMBtu | FALSE | L | Annual | Allowances Purchased NOX | Thousand Tons | 0 | 0 | 0 | 0 | 0 | 0 | 0
CT Fac. Spec. - NOX Rate Winter v.4.10 Final, Unit 2302 and retrofits | 270 | 7286 | Rate Constraint in lbs/MMBtu | FALSE | L | Annual | Allowances Sold NOX | Thousand Tons | 0 | 0 | 0 | 0 | 0 | 0 | 0
CT Fac. Spec. - NOX Rate Winter v.4.10 Final, Unit 2302 and retrofits | 270 | 7286 | Rate Constraint in lbs/MMBtu | FALSE | L | Annual | Allowances Banked | Thousand Tons | 0 | 0 | 0 | 0 | 0 | 0 | 0
CT Fac. Spec. - NOX Rate Winter v.4.10 Final, Unit 2302 and retrofits | 270 | 7286 | Rate Constraint in lbs/MMBtu | FALSE | L | Annual | Allowances Withdrawn (1:1) | Thousand Tons | 0 | 0 | 0 | 0 | 0 | 0 | 0
CT Fac. Spec. - NOX Rate Winter v.4.10 Final, Unit 2302 and retrofits | 270 | 7286 | Rate Constraint in lbs/MMBtu | FALSE | L | Annual | Allowances Withdrawn (1:n) | Thousand Tons | 0 | 0 | 0 | 0 | 0 | 0 | 0
CT Fac. Spec. - NOX Rate Winter v.4.10 Final, Unit 2302 and retrofits | 270 | 7286 | Rate Constraint in lbs/MMBtu | FALSE | L | Annual | Total | Thousand Tons | 0 | 0 | 0 | 0 | 0 | 0 | 0
CT Fac. Spec. - NOX Rate Winter v.4.10 Final, Unit 2302 and retrofits | 270 | 7286 | Rate Constraint in lbs/MMBtu | FALSE | L | Annual | Fuel Consumed | TBtu | 0 | 0 | 0 | 0 | 0 | 0 | 0
CT Fac. Spec. - NOX Rate Winter v.4.10 Final, Unit 2302 and retrofits | 270 | 7286 | Rate Constraint in lbs/MMBtu | FALSE | L | Annual | Rate | lb/MMBtu | 0 | 0 | 0 | 0 | 0 | 0 | 0
CT Fac. Spec. - NOX Rate Winter v.4.10 Final, Unit 2302 and retrofits | 270 | 7286 | Rate Constraint in lbs/MMBtu | FALSE | L | Annual | Generation | TWh | 0 | 0 | 0 | 0 | 0 | 0 | 0
CT Fac. Spec. - NOX Rate Winter v.4.10 Final, Unit 2302 and retrofits | 270 | 7286 | Rate Constraint in lbs/MMBtu | FALSE | L | Annual | Qualifying Generation | TWh | 0 | 0 | 0 | 0 | 0 | 0 | 0
CT Fac. Spec. - NOX Rate Winter v.4.10 Final, Unit 2302 and retrofits | 270 | 7286 | Rate Constraint in lbs/MMBtu | FALSE | L | Annual | Rate | lb/MWh | 0 | 0 | 0 | 0 | 0 | 0 | 0
CT Fac. Spec. - NOX Rate Winter v.4.10 Final, Unit 2302 and retrofits | 270 | 7286 | Rate Constraint in lbs/MMBtu | FALSE | L | Annual | Constraint Shadow Price | US2022$/Ton | 0 | 0 | 0 | 0 | 0 | 0 | 0
CT Fac. Spec. - SO2 Rate Annual Non-Title IV v3.1, Unit 636 and retrofits | 271 | 7288 | Rate Constraint in lbs/MMBtu | FALSE | L | Annual | Seasons Included | Seasons | Winter, Spring, Summer, Fall | Winter, Spring, Summer, Fall | Winter, Spring, Summer, Fall | Winter, Spring, Summer, Fall | Winter, Spring, Summer, Fall | Winter, Spring, Summer, Fall | Winter, Spring, Summer, Fall
CT Fac. Spec. - SO2 Rate Annual Non-Title IV v3.1, Unit 636 and retrofits | 271 | 7288 | Rate Constraint in lbs/MMBtu | FALSE | L | Annual | Standard SO2 | lb/MMBtu | 0.55 | 0.55 | 0.55 | 0.55 | 0.55 | 0.55 | 0.55
CT Fac. Spec. - SO2 Rate Annual Non-Title IV v3.1, Unit 636 and retrofits | 271 | 7288 | Rate Constraint in lbs/MMBtu | FALSE | L | Annual | Emissions at Affected Plants SO2 | Thousand Tons | 0 | 0 | 0 | 0 | 0 | 0 | 0
CT Fac. Spec. - SO2 Rate Annual Non-Title IV v3.1, Unit 636 and retrofits | 271 | 7288 | Rate Constraint in lbs/MMBtu | FALSE | L | Annual | Allowances Purchased SO2 | Thousand Tons | 0 | 0 | 0 | 0 | 0 | 0 | 0
CT Fac. Spec. - SO2 Rate Annual Non-Title IV v3.1, Unit 636 and retrofits | 271 | 7288 | Rate Constraint in lbs/MMBtu | FALSE | L | Annual | Allowances Sold SO2 | Thousand Tons | 0 | 0 | 0 | 0 | 0 | 0 | 0
CT Fac. Spec. - SO2 Rate Annual Non-Title IV v3.1, Unit 636 and retrofits | 271 | 7288 | Rate Constraint in lbs/MMBtu | FALSE | L | Annual | Allowances Banked | Thousand Tons | 0 | 0 | 0 | 0 | 0 | 0 | 0
CT Fac. Spec. - SO2 Rate Annual Non-Title IV v3.1, Unit 636 and retrofits | 271 | 7288 | Rate Constraint in lbs/MMBtu | FALSE | L | Annual | Allowances Withdrawn (1:1) | Thousand Tons | 0 | 0 | 0 | 0 | 0 | 0 | 0
CT Fac. Spec. - SO2 Rate Annual Non-Title IV v3.1, Unit 636 and retrofits | 271 | 7288 | Rate Constraint in lbs/MMBtu | FALSE | L | Annual | Allowances Withdrawn (1:n) | Thousand Tons | 0 | 0 | 0 | 0 | 0 | 0 | 0
CT Fac. Spec. - SO2 Rate Annual Non-Title IV v3.1, Unit 636 and retrofits | 271 | 7288 | Rate Constraint in lbs/MMBtu | FALSE | L | Annual | Total | Thousand Tons | 0 | 0 | 0 | 0 | 0 | 0 | 0
CT Fac. Spec. - SO2 Rate Annual Non-Title IV v3.1, Unit 636 and retrofits | 271 | 7288 | Rate Constraint in lbs/MMBtu | FALSE | L | Annual | Fuel Consumed | TBtu | 0 | 0 | 0 | 0 | 0 | 0 | 0
CT Fac. Spec. - SO2 Rate Annual Non-Title IV v3.1, Unit 636 and retrofits | 271 | 7288 | Rate Constraint in lbs/MMBtu | FALSE | L | Annual | Rate | lb/MMBtu | 0 | 0 | 0 | 0 | 0 | 0 | 0
CT Fac. Spec. - SO2 Rate Annual Non-Title IV v3.1, Unit 636 and retrofits | 271 | 7288 | Rate Constraint in lbs/MMBtu | FALSE | L | Annual | Generation | TWh | 0 | 0 | 0 | 0 | 0 | 0 | 0
CT Fac. Spec. - SO2 Rate Annual Non-Title IV v3.1, Unit 636 and retrofits | 271 | 7288 | Rate Constraint in lbs/MMBtu | FALSE | L | Annual | Qualifying Generation | TWh | 0 | 0 | 0 | 0 | 0 | 0 | 0
CT Fac. Spec. - SO2 Rate Annual Non-Title IV v3.1, Unit 636 and retrofits | 271 | 7288 | Rate Constraint in lbs/MMBtu | FALSE | L | Annual | Rate | lb/MWh | 0 | 0 | 0 | 0 | 0 | 0 | 0
CT Fac. Spec. - SO2 Rate Annual Non-Title IV v3.1, Unit 636 and retrofits | 271 | 7288 | Rate Constraint in lbs/MMBtu | FALSE | L | Annual | Constraint Shadow Price | US2022$/Ton | 0 | 0 | 0 | 0 | 0 | 0 | 0
CT Fac. Spec. - SO2 Rate Annual Non-Title IV v3.1, Unit 638 and retrofits | 272 | 7288 | Rate Constraint in lbs/MMBtu | FALSE | L | Annual | Seasons Included | Seasons | Winter, Spring, Summer, Fall | Winter, Spring, Summer, Fall | Winter, Spring, Summer, Fall | Winter, Spring, Summer, Fall | Winter, Spring, Summer, Fall | Winter, Spring, Summer, Fall | Winter, Spring, Summer, Fall
CT Fac. Spec. - SO2 Rate Annual Non-Title IV v3.1, Unit 638 and retrofits | 272 | 7288 | Rate Constraint in lbs/MMBtu | FALSE | L | Annual | Standard SO2 | lb/MMBtu | 0.55 | 0.55 | 0.55 | 0.55 | 0.55 | 0.55 | 0.55
CT Fac. Spec. - SO2 Rate Annual Non-Title IV v3.1, Unit 638 and retrofits | 272 | 7288 | Rate Constraint in lbs/MMBtu | FALSE | L | Annual | Emissions at Affected Plants SO2 | Thousand Tons | 0 | 0 | 0 | 0 | 0 | 0 | 0
CT Fac. Spec. - SO2 Rate Annual Non-Title IV v3.1, Unit 638 and retrofits | 272 | 7288 | Rate Constraint in lbs/MMBtu | FALSE | L | Annual | Allowances Purchased SO2 | Thousand Tons | 0 | 0 | 0 | 0 | 0 | 0 | 0
CT Fac. Spec. - SO2 Rate Annual Non-Title IV v3.1, Unit 638 and retrofits | 272 | 7288 | Rate Constraint in lbs/MMBtu | FALSE | L | Annual | Allowances Sold SO2 | Thousand Tons | 0 | 0 | 0 | 0 | 0 | 0 | 0
CT Fac. Spec. - SO2 Rate Annual Non-Title IV v3.1, Unit 638 and retrofits | 272 | 7288 | Rate Constraint in lbs/MMBtu | FALSE | L | Annual | Allowances Banked | Thousand Tons | 0 | 0 | 0 | 0 | 0 | 0 | 0
CT Fac. Spec. - SO2 Rate Annual Non-Title IV v3.1, Unit 638 and retrofits | 272 | 7288 | Rate Constraint in lbs/MMBtu | FALSE | L | Annual | Allowances Withdrawn (1:1) | Thousand Tons | 0 | 0 | 0 | 0 | 0 | 0 | 0
CT Fac. Spec. - SO2 Rate Annual Non-Title IV v3.1, Unit 638 and retrofits | 272 | 7288 | Rate Constraint in lbs/MMBtu | FALSE | L | Annual | Allowances Withdrawn (1:n) | Thousand Tons | 0 | 0 | 0 | 0 | 0 | 0 | 0
CT Fac. Spec. - SO2 Rate Annual Non-Title IV v3.1, Unit 638 and retrofits | 272 | 7288 | Rate Constraint in lbs/MMBtu | FALSE | L | Annual | Total | Thousand Tons | 0 | 0 | 0 | 0 | 0 | 0 | 0
CT Fac. Spec. - SO2 Rate Annual Non-Title IV v3.1, Unit 638 and retrofits | 272 | 7288 | Rate Constraint in lbs/MMBtu | FALSE | L | Annual | Fuel Consumed | TBtu | 0 | 0 | 0 | 0 | 0 | 0 | 0
CT Fac. Spec. - SO2 Rate Annual Non-Title IV v3.1, Unit 638 and retrofits | 272 | 7288 | Rate Constraint in lbs/MMBtu | FALSE | L | Annual | Rate | lb/MMBtu | 0 | 0 | 0 | 0 | 0 | 0 | 0
CT Fac. Spec. - SO2 Rate Annual Non-Title IV v3.1, Unit 638 and retrofits | 272 | 7288 | Rate Constraint in lbs/MMBtu | FALSE | L | Annual | Generation | TWh | 0 | 0 | 0 | 0 | 0 | 0 | 0
CT Fac. Spec. - SO2 Rate Annual Non-Title IV v3.1, Unit 638 and retrofits | 272 | 7288 | Rate Constraint in lbs/MMBtu | FALSE | L | Annual | Qualifying Generation | TWh | 0 | 0 | 0 | 0 | 0 | 0 | 0
CT Fac. Spec. - SO2 Rate Annual Non-Title IV v3.1, Unit 638 and retrofits | 272 | 7288 | Rate Constraint in lbs/MMBtu | FALSE | L | Annual | Rate | lb/MWh | 0 | 0 | 0 | 0 | 0 | 0 | 0
CT Fac. Spec. - SO2 Rate Annual Non-Title IV v3.1, Unit 638 and retrofits | 272 | 7288 | Rate Constraint in lbs/MMBtu | FALSE | L | Annual | Constraint Shadow Price | US2022$/Ton | 0 | 0 | 0 | 0 | 0 | 0 | 0
CT Fac. Spec. - SO2 Rate Annual Non-Title IV v3.1, Unit 639 and retrofits | 273 | 7288 | Rate Constraint in lbs/MMBtu | FALSE | L | Annual | Seasons Included | Seasons | Winter, Spring, Summer, Fall | Winter, Spring, Summer, Fall | Winter, Spring, Summer, Fall | Winter, Spring, Summer, Fall | Winter, Spring, Summer, Fall | Winter, Spring, Summer, Fall | Winter, Spring, Summer, Fall
CT Fac. Spec. - SO2 Rate Annual Non-Title IV v3.1, Unit 639 and retrofits | 273 | 7288 | Rate Constraint in lbs/MMBtu | FALSE | L | Annual | Standard SO2 | lb/MMBtu | 0.55 | 0.55 | 0.55 | 0.55 | 0.55 | 0.55 | 0.55
CT Fac. Spec. - SO2 Rate Annual Non-Title IV v3.1, Unit 639 and retrofits | 273 | 7288 | Rate Constraint in lbs/MMBtu | FALSE | L | Annual | Emissions at Affected Plants SO2 | Thousand Tons | 0 | 0 | 0 | 0 | 0 | 0 | 0
CT Fac. Spec. - SO2 Rate Annual Non-Title IV v3.1, Unit 639 and retrofits | 273 | 7288 | Rate Constraint in lbs/MMBtu | FALSE | L | Annual | Allowances Purchased SO2 | Thousand Tons | 0 | 0 | 0 | 0 | 0 | 0 | 0
CT Fac. Spec. - SO2 Rate Annual Non-Title IV v3.1, Unit 639 and retrofits | 273 | 7288 | Rate Constraint in lbs/MMBtu | FALSE | L | Annual | Allowances Sold SO2 | Thousand Tons | 0 | 0 | 0 | 0 | 0 | 0 | 0
CT Fac. Spec. - SO2 Rate Annual Non-Title IV v3.1, Unit 639 and retrofits | 273 | 7288 | Rate Constraint in lbs/MMBtu | FALSE | L | Annual | Allowances Banked | Thousand Tons | 0 | 0 | 0 | 0 | 0 | 0 | 0
CT Fac. Spec. - SO2 Rate Annual Non-Title IV v3.1, Unit 639 and retrofits | 273 | 7288 | Rate Constraint in lbs/MMBtu | FALSE | L | Annual | Allowances Withdrawn (1:1) | Thousand Tons | 0 | 0 | 0 | 0 | 0 | 0 | 0
CT Fac. Spec. - SO2 Rate Annual Non-Title IV v3.1, Unit 639 and retrofits | 273 | 7288 | Rate Constraint in lbs/MMBtu | FALSE | L | Annual | Allowances Withdrawn (1:n) | Thousand Tons | 0 | 0 | 0 | 0 | 0 | 0 | 0
CT Fac. Spec. - SO2 Rate Annual Non-Title IV v3.1, Unit 639 and retrofits | 273 | 7288 | Rate Constraint in lbs/MMBtu | FALSE | L | Annual | Total | Thousand Tons | 0 | 0 | 0 | 0 | 0 | 0 | 0
CT Fac. Spec. - SO2 Rate Annual Non-Title IV v3.1, Unit 639 and retrofits | 273 | 7288 | Rate Constraint in lbs/MMBtu | FALSE | L | Annual | Fuel Consumed | TBtu | 0 | 0 | 0 | 0 | 0 | 0 | 0
CT Fac. Spec. - SO2 Rate Annual Non-Title IV v3.1, Unit 639 and retrofits | 273 | 7288 | Rate Constraint in lbs/MMBtu | FALSE | L | Annual | Rate | lb/MMBtu | 0 | 0 | 0 | 0 | 0 | 0 | 0
CT Fac. Spec. - SO2 Rate Annual Non-Title IV v3.1, Unit 639 and retrofits | 273 | 7288 | Rate Constraint in lbs/MMBtu | FALSE | L | Annual | Generation | TWh | 0 | 0 | 0 | 0 | 0 | 0 | 0
CT Fac. Spec. - SO2 Rate Annual Non-Title IV v3.1, Unit 639 and retrofits | 273 | 7288 | Rate Constraint in lbs/MMBtu | FALSE | L | Annual | Qualifying Generation | TWh | 0 | 0 | 0 | 0 | 0 | 0 | 0
CT Fac. Spec. - SO2 Rate Annual Non-Title IV v3.1, Unit 639 and retrofits | 273 | 7288 | Rate Constraint in lbs/MMBtu | FALSE | L | Annual | Rate | lb/MWh | 0 | 0 | 0 | 0 | 0 | 0 | 0
CT Fac. Spec. - SO2 Rate Annual Non-Title IV v3.1, Unit 639 and retrofits | 273 | 7288 | Rate Constraint in lbs/MMBtu | FALSE | L | Annual | Constraint Shadow Price | US2022$/Ton | 0 | 0 | 0 | 0 | 0 | 0 | 0
CT Fac. Spec. - SO2 Rate Annual Non-Title IV v3.1, Unit 640 and retrofits | 274 | 7288 | Rate Constraint in lbs/MMBtu | FALSE | L | Annual | Seasons Included | Seasons | Winter, Spring, Summer, Fall | Winter, Spring, Summer, Fall | Winter, Spring, Summer, Fall | Winter, Spring, Summer, Fall | Winter, Spring, Summer, Fall | Winter, Spring, Summer, Fall | Winter, Spring, Summer, Fall
CT Fac. Spec. - SO2 Rate Annual Non-Title IV v3.1, Unit 640 and retrofits | 274 | 7288 | Rate Constraint in lbs/MMBtu | FALSE | L | Annual | Standard SO2 | lb/MMBtu | 0.55 | 0.55 | 0.55 | 0.55 | 0.55 | 0.55 | 0.55
CT Fac. Spec. - SO2 Rate Annual Non-Title IV v3.1, Unit 640 and retrofits | 274 | 7288 | Rate Constraint in lbs/MMBtu | FALSE | L | Annual | Emissions at Affected Plants SO2 | Thousand Tons | 0 | 0 | 0 | 0 | 0 | 0 | 0
CT Fac. Spec. - SO2 Rate Annual Non-Title IV v3.1, Unit 640 and retrofits | 274 | 7288 | Rate Constraint in lbs/MMBtu | FALSE | L | Annual | Allowances Purchased SO2 | Thousand Tons | 0 | 0 | 0 | 0 | 0 | 0 | 0
CT Fac. Spec. - SO2 Rate Annual Non-Title IV v3.1, Unit 640 and retrofits | 274 | 7288 | Rate Constraint in lbs/MMBtu | FALSE | L | Annual | Allowances Sold SO2 | Thousand Tons | 0 | 0 | 0 | 0 | 0 | 0 | 0
CT Fac. Spec. - SO2 Rate Annual Non-Title IV v3.1, Unit 640 and retrofits | 274 | 7288 | Rate Constraint in lbs/MMBtu | FALSE | L | Annual | Allowances Banked | Thousand Tons | 0 | 0 | 0 | 0 | 0 | 0 | 0
CT Fac. Spec. - SO2 Rate Annual Non-Title IV v3.1, Unit 640 and retrofits | 274 | 7288 | Rate Constraint in lbs/MMBtu | FALSE | L | Annual | Allowances Withdrawn (1:1) | Thousand Tons | 0 | 0 | 0 | 0 | 0 | 0 | 0
CT Fac. Spec. - SO2 Rate Annual Non-Title IV v3.1, Unit 640 and retrofits | 274 | 7288 | Rate Constraint in lbs/MMBtu | FALSE | L | Annual | Allowances Withdrawn (1:n) | Thousand Tons | 0 | 0 | 0 | 0 | 0 | 0 | 0
CT Fac. Spec. - SO2 Rate Annual Non-Title IV v3.1, Unit 640 and retrofits | 274 | 7288 | Rate Constraint in lbs/MMBtu | FALSE | L | Annual | Total | Thousand Tons | 0 | 0 | 0 | 0 | 0 | 0 | 0
CT Fac. Spec. - SO2 Rate Annual Non-Title IV v3.1, Unit 640 and retrofits | 274 | 7288 | Rate Constraint in lbs/MMBtu | FALSE | L | Annual | Fuel Consumed | TBtu | 0 | 0 | 0 | 0 | 0 | 0 | 0
CT Fac. Spec. - SO2 Rate Annual Non-Title IV v3.1, Unit 640 and retrofits | 274 | 7288 | Rate Constraint in lbs/MMBtu | FALSE | L | Annual | Rate | lb/MMBtu | 0 | 0 | 0 | 0 | 0 | 0 | 0
CT Fac. Spec. - SO2 Rate Annual Non-Title IV v3.1, Unit 640 and retrofits | 274 | 7288 | Rate Constraint in lbs/MMBtu | FALSE | L | Annual | Generation | TWh | 0 | 0 | 0 | 0 | 0 | 0 | 0
CT Fac. Spec. - SO2 Rate Annual Non-Title IV v3.1, Unit 640 and retrofits | 274 | 7288 | Rate Constraint in lbs/MMBtu | FALSE | L | Annual | Qualifying Generation | TWh | 0 | 0 | 0 | 0 | 0 | 0 | 0
CT Fac. Spec. - SO2 Rate Annual Non-Title IV v3.1, Unit 640 and retrofits | 274 | 7288 | Rate Constraint in lbs/MMBtu | FALSE | L | Annual | Rate | lb/MWh | 0 | 0 | 0 | 0 | 0 | 0 | 0
CT Fac. Spec. - SO2 Rate Annual Non-Title IV v3.1, Unit 640 and retrofits | 274 | 7288 | Rate Constraint in lbs/MMBtu | FALSE | L | Annual | Constraint Shadow Price | US2022$/Ton | 0 | 0 | 0 | 0 | 0 | 0 | 0
CT Fac. Spec. - SO2 Rate Annual Non-Title IV v3.1, Unit 641 and retrofits | 275 | 7288 | Rate Constraint in lbs/MMBtu | FALSE | L | Annual | Seasons Included | Seasons | Winter, Spring, Summer, Fall | Winter, Spring, Summer, Fall | Winter, Spring, Summer, Fall | Winter, Spring, Summer, Fall | Winter, Spring, Summer, Fall | Winter, Spring, Summer, Fall | Winter, Spring, Summer, Fall
CT Fac. Spec. - SO2 Rate Annual Non-Title IV v3.1, Unit 641 and retrofits | 275 | 7288 | Rate Constraint in lbs/MMBtu | FALSE | L | Annual | Standard SO2 | lb/MMBtu | 0.55 | 0.55 | 0.55 | 0.55 | 0.55 | 0.55 | 0.55
CT Fac. Spec. - SO2 Rate Annual Non-Title IV v3.1, Unit 641 and retrofits | 275 | 7288 | Rate Constraint in lbs/MMBtu | FALSE | L | Annual | Emissions at Affected Plants SO2 | Thousand Tons | 0 | 0 | 0 | 0 | 0 | 0 | 0
CT Fac. Spec. - SO2 Rate Annual Non-Title IV v3.1, Unit 641 and retrofits | 275 | 7288 | Rate Constraint in lbs/MMBtu | FALSE | L | Annual | Allowances Purchased SO2 | Thousand Tons | 0 | 0 | 0 | 0 | 0 | 0 | 0
CT Fac. Spec. - SO2 Rate Annual Non-Title IV v3.1, Unit 641 and retrofits | 275 | 7288 | Rate Constraint in lbs/MMBtu | FALSE | L | Annual | Allowances Sold SO2 | Thousand Tons | 0 | 0 | 0 | 0 | 0 | 0 | 0
CT Fac. Spec. - SO2 Rate Annual Non-Title IV v3.1, Unit 641 and retrofits | 275 | 7288 | Rate Constraint in lbs/MMBtu | FALSE | L | Annual | Allowances Banked | Thousand Tons | 0 | 0 | 0 | 0 | 0 | 0 | 0
CT Fac. Spec. - SO2 Rate Annual Non-Title IV v3.1, Unit 641 and retrofits | 275 | 7288 | Rate Constraint in lbs/MMBtu | FALSE | L | Annual | Allowances Withdrawn (1:1) | Thousand Tons | 0 | 0 | 0 | 0 | 0 | 0 | 0
CT Fac. Spec. - SO2 Rate Annual Non-Title IV v3.1, Unit 641 and retrofits | 275 | 7288 | Rate Constraint in lbs/MMBtu | FALSE | L | Annual | Allowances Withdrawn (1:n) | Thousand Tons | 0 | 0 | 0 | 0 | 0 | 0 | 0
CT Fac. Spec. - SO2 Rate Annual Non-Title IV v3.1, Unit 641 and retrofits | 275 | 7288 | Rate Constraint in lbs/MMBtu | FALSE | L | Annual | Total | Thousand Tons | 0 | 0 | 0 | 0 | 0 | 0 | 0
CT Fac. Spec. - SO2 Rate Annual Non-Title IV v3.1, Unit 641 and retrofits | 275 | 7288 | Rate Constraint in lbs/MMBtu | FALSE | L | Annual | Fuel Consumed | TBtu | 0 | 0 | 0 | 0 | 0 | 0 | 0
CT Fac. Spec. - SO2 Rate Annual Non-Title IV v3.1, Unit 641 and retrofits | 275 | 7288 | Rate Constraint in lbs/MMBtu | FALSE | L | Annual | Rate | lb/MMBtu | 0 | 0 | 0 | 0 | 0 | 0 | 0
CT Fac. Spec. - SO2 Rate Annual Non-Title IV v3.1, Unit 641 and retrofits | 275 | 7288 | Rate Constraint in lbs/MMBtu | FALSE | L | Annual | Generation | TWh | 0 | 0 | 0 | 0 | 0 | 0 | 0
CT Fac. Spec. - SO2 Rate Annual Non-Title IV v3.1, Unit 641 and retrofits | 275 | 7288 | Rate Constraint in lbs/MMBtu | FALSE | L | Annual | Qualifying Generation | TWh | 0 | 0 | 0 | 0 | 0 | 0 | 0
CT Fac. Spec. - SO2 Rate Annual Non-Title IV v3.1, Unit 641 and retrofits | 275 | 7288 | Rate Constraint in lbs/MMBtu | FALSE | L | Annual | Rate | lb/MWh | 0 | 0 | 0 | 0 | 0 | 0 | 0
CT Fac. Spec. - SO2 Rate Annual Non-Title IV v3.1, Unit 641 and retrofits | 275 | 7288 | Rate Constraint in lbs/MMBtu | FALSE | L | Annual | Constraint Shadow Price | US2022$/Ton | 0 | 0 | 0 | 0 | 0 | 0 | 0
CT Fac. Spec. - SO2 Rate Annual Non-Title IV v3.1, Unit 642 and retrofits | 276 | 7288 | Rate Constraint in lbs/MMBtu | FALSE | L | Annual | Seasons Included | Seasons | Winter, Spring, Summer, Fall | Winter, Spring, Summer, Fall | Winter, Spring, Summer, Fall | Winter, Spring, Summer, Fall | Winter, Spring, Summer, Fall | Winter, Spring, Summer, Fall | Winter, Spring, Summer, Fall
CT Fac. Spec. - SO2 Rate Annual Non-Title IV v3.1, Unit 642 and retrofits | 276 | 7288 | Rate Constraint in lbs/MMBtu | FALSE | L | Annual | Standard SO2 | lb/MMBtu | 0.55 | 0.55 | 0.55 | 0.55 | 0.55 | 0.55 | 0.55
CT Fac. Spec. - SO2 Rate Annual Non-Title IV v3.1, Unit 642 and retrofits | 276 | 7288 | Rate Constraint in lbs/MMBtu | FALSE | L | Annual | Emissions at Affected Plants SO2 | Thousand Tons | 0 | 0 | 0 | 0 | 0 | 0 | 0
CT Fac. Spec. - SO2 Rate Annual Non-Title IV v3.1, Unit 642 and retrofits | 276 | 7288 | Rate Constraint in lbs/MMBtu | FALSE | L | Annual | Allowances Purchased SO2 | Thousand Tons | 0 | 0 | 0 | 0 | 0 | 0 | 0
CT Fac. Spec. - SO2 Rate Annual Non-Title IV v3.1, Unit 642 and retrofits | 276 | 7288 | Rate Constraint in lbs/MMBtu | FALSE | L | Annual | Allowances Sold SO2 | Thousand Tons | 0 | 0 | 0 | 0 | 0 | 0 | 0
CT Fac. Spec. - SO2 Rate Annual Non-Title IV v3.1, Unit 642 and retrofits | 276 | 7288 | Rate Constraint in lbs/MMBtu | FALSE | L | Annual | Allowances Banked | Thousand Tons | 0 | 0 | 0 | 0 | 0 | 0 | 0
CT Fac. Spec. - SO2 Rate Annual Non-Title IV v3.1, Unit 642 and retrofits | 276 | 7288 | Rate Constraint in lbs/MMBtu | FALSE | L | Annual | Allowances Withdrawn (1:1) | Thousand Tons | 0 | 0 | 0 | 0 | 0 | 0 | 0
CT Fac. Spec. - SO2 Rate Annual Non-Title IV v3.1, Unit 642 and retrofits | 276 | 7288 | Rate Constraint in lbs/MMBtu | FALSE | L | Annual | Allowances Withdrawn (1:n) | Thousand Tons | 0 | 0 | 0 | 0 | 0 | 0 | 0
CT Fac. Spec. - SO2 Rate Annual Non-Title IV v3.1, Unit 642 and retrofits | 276 | 7288 | Rate Constraint in lbs/MMBtu | FALSE | L | Annual | Total | Thousand Tons | 0 | 0 | 0 | 0 | 0 | 0 | 0
CT Fac. Spec. - SO2 Rate Annual Non-Title IV v3.1, Unit 642 and retrofits | 276 | 7288 | Rate Constraint in lbs/MMBtu | FALSE | L | Annual | Fuel Consumed | TBtu | 0 | 0 | 0 | 0 | 0 | 0 | 0
CT Fac. Spec. - SO2 Rate Annual Non-Title IV v3.1, Unit 642 and retrofits | 276 | 7288 | Rate Constraint in lbs/MMBtu | FALSE | L | Annual | Rate | lb/MMBtu | 0 | 0 | 0 | 0 | 0 | 0 | 0
CT Fac. Spec. - SO2 Rate Annual Non-Title IV v3.1, Unit 642 and retrofits | 276 | 7288 | Rate Constraint in lbs/MMBtu | FALSE | L | Annual | Generation | TWh | 0 | 0 | 0 | 0 | 0 | 0 | 0
CT Fac. Spec. - SO2 Rate Annual Non-Title IV v3.1, Unit 642 and retrofits | 276 | 7288 | Rate Constraint in lbs/MMBtu | FALSE | L | Annual | Qualifying Generation | TWh | 0 | 0 | 0 | 0 | 0 | 0 | 0
CT Fac. Spec. - SO2 Rate Annual Non-Title IV v3.1, Unit 642 and retrofits | 276 | 7288 | Rate Constraint in lbs/MMBtu | FALSE | L | Annual | Rate | lb/MWh | 0 | 0 | 0 | 0 | 0 | 0 | 0
CT Fac. Spec. - SO2 Rate Annual Non-Title IV v3.1, Unit 642 and retrofits | 276 | 7288 | Rate Constraint in lbs/MMBtu | FALSE | L | Annual | Constraint Shadow Price | US2022$/Ton | 0 | 0 | 0 | 0 | 0 | 0 | 0
CT Fac. Spec. - SO2 Rate Annual Non-Title IV v3.1, Unit 643 and retrofits | 277 | 7288 | Rate Constraint in lbs/MMBtu | FALSE | L | Annual | Seasons Included | Seasons | Winter, Spring, Summer, Fall | Winter, Spring, Summer, Fall | Winter, Spring, Summer, Fall | Winter, Spring, Summer, Fall | Winter, Spring, Summer, Fall | Winter, Spring, Summer, Fall | Winter, Spring, Summer, Fall
CT Fac. Spec. - SO2 Rate Annual Non-Title IV v3.1, Unit 643 and retrofits | 277 | 7288 | Rate Constraint in lbs/MMBtu | FALSE | L | Annual | Standard SO2 | lb/MMBtu | 0.55 | 0.55 | 0.55 | 0.55 | 0.55 | 0.55 | 0.55
CT Fac. Spec. - SO2 Rate Annual Non-Title IV v3.1, Unit 643 and retrofits | 277 | 7288 | Rate Constraint in lbs/MMBtu | FALSE | L | Annual | Emissions at Affected Plants SO2 | Thousand Tons | 0 | 0 | 0 | 0 | 0 | 0 | 0
CT Fac. Spec. - SO2 Rate Annual Non-Title IV v3.1, Unit 643 and retrofits | 277 | 7288 | Rate Constraint in lbs/MMBtu | FALSE | L | Annual | Allowances Purchased SO2 | Thousand Tons | 0 | 0 | 0 | 0 | 0 | 0 | 0
CT Fac. Spec. - SO2 Rate Annual Non-Title IV v3.1, Unit 643 and retrofits | 277 | 7288 | Rate Constraint in lbs/MMBtu | FALSE | L | Annual | Allowances Sold SO2 | Thousand Tons | 0 | 0 | 0 | 0 | 0 | 0 | 0
CT Fac. Spec. - SO2 Rate Annual Non-Title IV v3.1, Unit 643 and retrofits | 277 | 7288 | Rate Constraint in lbs/MMBtu | FALSE | L | Annual | Allowances Banked | Thousand Tons | 0 | 0 | 0 | 0 | 0 | 0 | 0
CT Fac. Spec. - SO2 Rate Annual Non-Title IV v3.1, Unit 643 and retrofits | 277 | 7288 | Rate Constraint in lbs/MMBtu | FALSE | L | Annual | Allowances Withdrawn (1:1) | Thousand Tons | 0 | 0 | 0 | 0 | 0 | 0 | 0
CT Fac. Spec. - SO2 Rate Annual Non-Title IV v3.1, Unit 643 and retrofits | 277 | 7288 | Rate Constraint in lbs/MMBtu | FALSE | L | Annual | Allowances Withdrawn (1:n) | Thousand Tons | 0 | 0 | 0 | 0 | 0 | 0 | 0
CT Fac. Spec. - SO2 Rate Annual Non-Title IV v3.1, Unit 643 and retrofits | 277 | 7288 | Rate Constraint in lbs/MMBtu | FALSE | L | Annual | Total | Thousand Tons | 0 | 0 | 0 | 0 | 0 | 0 | 0
CT Fac. Spec. - SO2 Rate Annual Non-Title IV v3.1, Unit 643 and retrofits | 277 | 7288 | Rate Constraint in lbs/MMBtu | FALSE | L | Annual | Fuel Consumed | TBtu | 0 | 0 | 0 | 0 | 0 | 0 | 0
CT Fac. Spec. - SO2 Rate Annual Non-Title IV v3.1, Unit 643 and retrofits | 277 | 7288 | Rate Constraint in lbs/MMBtu | FALSE | L | Annual | Rate | lb/MMBtu | 0 | 0 | 0 | 0 | 0 | 0 | 0
CT Fac. Spec. - SO2 Rate Annual Non-Title IV v3.1, Unit 643 and retrofits | 277 | 7288 | Rate Constraint in lbs/MMBtu | FALSE | L | Annual | Generation | TWh | 0 | 0 | 0 | 0 | 0 | 0 | 0
CT Fac. Spec. - SO2 Rate Annual Non-Title IV v3.1, Unit 643 and retrofits | 277 | 7288 | Rate Constraint in lbs/MMBtu | FALSE | L | Annual | Qualifying Generation | TWh | 0 | 0 | 0 | 0 | 0 | 0 | 0
CT Fac. Spec. - SO2 Rate Annual Non-Title IV v3.1, Unit 643 and retrofits | 277 | 7288 | Rate Constraint in lbs/MMBtu | FALSE | L | Annual | Rate | lb/MWh | 0 | 0 | 0 | 0 | 0 | 0 | 0
CT Fac. Spec. - SO2 Rate Annual Non-Title IV v3.1, Unit 643 and retrofits | 277 | 7288 | Rate Constraint in lbs/MMBtu | FALSE | L | Annual | Constraint Shadow Price | US2022$/Ton | 0 | 0 | 0 | 0 | 0 | 0 | 0
CT Fac. Spec. - SO2 Rate Annual Non-Title IV v3.1, Unit 644 and retrofits | 278 | 7288 | Rate Constraint in lbs/MMBtu | FALSE | L | Annual | Seasons Included | Seasons | Winter, Spring, Summer, Fall | Winter, Spring, Summer, Fall | Winter, Spring, Summer, Fall | Winter, Spring, Summer, Fall | Winter, Spring, Summer, Fall | Winter, Spring, Summer, Fall | Winter, Spring, Summer, Fall
CT Fac. Spec. - SO2 Rate Annual Non-Title IV v3.1, Unit 644 and retrofits | 278 | 7288 | Rate Constraint in lbs/MMBtu | FALSE | L | Annual | Standard SO2 | lb/MMBtu | 0.55 | 0.55 | 0.55 | 0.55 | 0.55 | 0.55 | 0.55
CT Fac. Spec. - SO2 Rate Annual Non-Title IV v3.1, Unit 644 and retrofits | 278 | 7288 | Rate Constraint in lbs/MMBtu | FALSE | L | Annual | Emissions at Affected Plants SO2 | Thousand Tons | 0 | 0 | 0 | 0 | 0 | 0 | 0
CT Fac. Spec. - SO2 Rate Annual Non-Title IV v3.1, Unit 644 and retrofits | 278 | 7288 | Rate Constraint in lbs/MMBtu | FALSE | L | Annual | Allowances Purchased SO2 | Thousand Tons | 0 | 0 | 0 | 0 | 0 | 0 | 0
CT Fac. Spec. - SO2 Rate Annual Non-Title IV v3.1, Unit 644 and retrofits | 278 | 7288 | Rate Constraint in lbs/MMBtu | FALSE | L | Annual | Allowances Sold SO2 | Thousand Tons | 0 | 0 | 0 | 0 | 0 | 0 | 0
CT Fac. Spec. - SO2 Rate Annual Non-Title IV v3.1, Unit 644 and retrofits | 278 | 7288 | Rate Constraint in lbs/MMBtu | FALSE | L | Annual | Allowances Banked | Thousand Tons | 0 | 0 | 0 | 0 | 0 | 0 | 0
CT Fac. Spec. - SO2 Rate Annual Non-Title IV v3.1, Unit 644 and retrofits | 278 | 7288 | Rate Constraint in lbs/MMBtu | FALSE | L | Annual | Allowances Withdrawn (1:1) | Thousand Tons | 0 | 0 | 0 | 0 | 0 | 0 | 0
CT Fac. Spec. - SO2 Rate Annual Non-Title IV v3.1, Unit 644 and retrofits | 278 | 7288 | Rate Constraint in lbs/MMBtu | FALSE | L | Annual | Allowances Withdrawn (1:n) | Thousand Tons | 0 | 0 | 0 | 0 | 0 | 0 | 0
CT Fac. Spec. - SO2 Rate Annual Non-Title IV v3.1, Unit 644 and retrofits | 278 | 7288 | Rate Constraint in lbs/MMBtu | FALSE | L | Annual | Total | Thousand Tons | 0 | 0 | 0 | 0 | 0 | 0 | 0
CT Fac. Spec. - SO2 Rate Annual Non-Title IV v3.1, Unit 644 and retrofits | 278 | 7288 | Rate Constraint in lbs/MMBtu | FALSE | L | Annual | Fuel Consumed | TBtu | 0 | 0 | 0 | 0 | 0 | 0 | 0
CT Fac. Spec. - SO2 Rate Annual Non-Title IV v3.1, Unit 644 and retrofits | 278 | 7288 | Rate Constraint in lbs/MMBtu | FALSE | L | Annual | Rate | lb/MMBtu | 0 | 0 | 0 | 0 | 0 | 0 | 0
CT Fac. Spec. - SO2 Rate Annual Non-Title IV v3.1, Unit 644 and retrofits | 278 | 7288 | Rate Constraint in lbs/MMBtu | FALSE | L | Annual | Generation | TWh | 0 | 0 | 0 | 0 | 0 | 0 | 0
CT Fac. Spec. - SO2 Rate Annual Non-Title IV v3.1, Unit 644 and retrofits | 278 | 7288 | Rate Constraint in lbs/MMBtu | FALSE | L | Annual | Qualifying Generation | TWh | 0 | 0 | 0 | 0 | 0 | 0 | 0
CT Fac. Spec. - SO2 Rate Annual Non-Title IV v3.1, Unit 644 and retrofits | 278 | 7288 | Rate Constraint in lbs/MMBtu | FALSE | L | Annual | Rate | lb/MWh | 0 | 0 | 0 | 0 | 0 | 0 | 0
CT Fac. Spec. - SO2 Rate Annual Non-Title IV v3.1, Unit 644 and retrofits | 278 | 7288 | Rate Constraint in lbs/MMBtu | FALSE | L | Annual | Constraint Shadow Price | US2022$/Ton | 0 | 0 | 0 | 0 | 0 | 0 | 0
CT Fac. Spec. - SO2 Rate Annual Non-Title IV v3.1, Unit 645 and retrofits | 279 | 7288 | Rate Constraint in lbs/MMBtu | FALSE | L | Annual | Seasons Included | Seasons | Winter, Spring, Summer, Fall | Winter, Spring, Summer, Fall | Winter, Spring, Summer, Fall | Winter, Spring, Summer, Fall | Winter, Spring, Summer, Fall | Winter, Spring, Summer, Fall | Winter, Spring, Summer, Fall
CT Fac. Spec. - SO2 Rate Annual Non-Title IV v3.1, Unit 645 and retrofits | 279 | 7288 | Rate Constraint in lbs/MMBtu | FALSE | L | Annual | Standard SO2 | lb/MMBtu | 0.55 | 0.55 | 0.55 | 0.55 | 0.55 | 0.55 | 0.55
CT Fac. Spec. - SO2 Rate Annual Non-Title IV v3.1, Unit 645 and retrofits | 279 | 7288 | Rate Constraint in lbs/MMBtu | FALSE | L | Annual | Emissions at Affected Plants SO2 | Thousand Tons | 0 | 0 | 0 | 0 | 0 | 0 | 0
CT Fac. Spec. - SO2 Rate Annual Non-Title IV v3.1, Unit 645 and retrofits | 279 | 7288 | Rate Constraint in lbs/MMBtu | FALSE | L | Annual | Allowances Purchased SO2 | Thousand Tons | 0 | 0 | 0 | 0 | 0 | 0 | 0
CT Fac. Spec. - SO2 Rate Annual Non-Title IV v3.1, Unit 645 and retrofits | 279 | 7288 | Rate Constraint in lbs/MMBtu | FALSE | L | Annual | Allowances Sold SO2 | Thousand Tons | 0 | 0 | 0 | 0 | 0 | 0 | 0
CT Fac. Spec. - SO2 Rate Annual Non-Title IV v3.1, Unit 645 and retrofits | 279 | 7288 | Rate Constraint in lbs/MMBtu | FALSE | L | Annual | Allowances Banked | Thousand Tons | 0 | 0 | 0 | 0 | 0 | 0 | 0
CT Fac. Spec. - SO2 Rate Annual Non-Title IV v3.1, Unit 645 and retrofits | 279 | 7288 | Rate Constraint in lbs/MMBtu | FALSE | L | Annual | Allowances Withdrawn (1:1) | Thousand Tons | 0 | 0 | 0 | 0 | 0 | 0 | 0
CT Fac. Spec. - SO2 Rate Annual Non-Title IV v3.1, Unit 645 and retrofits | 279 | 7288 | Rate Constraint in lbs/MMBtu | FALSE | L | Annual | Allowances Withdrawn (1:n) | Thousand Tons | 0 | 0 | 0 | 0 | 0 | 0 | 0
CT Fac. Spec. - SO2 Rate Annual Non-Title IV v3.1, Unit 645 and retrofits | 279 | 7288 | Rate Constraint in lbs/MMBtu | FALSE | L | Annual | Total | Thousand Tons | 0 | 0 | 0 | 0 | 0 | 0 | 0
CT Fac. Spec. - SO2 Rate Annual Non-Title IV v3.1, Unit 645 and retrofits | 279 | 7288 | Rate Constraint in lbs/MMBtu | FALSE | L | Annual | Fuel Consumed | TBtu | 0 | 0 | 0 | 0 | 0 | 0 | 0
CT Fac. Spec. - SO2 Rate Annual Non-Title IV v3.1, Unit 645 and retrofits | 279 | 7288 | Rate Constraint in lbs/MMBtu | FALSE | L | Annual | Rate | lb/MMBtu | 0 | 0 | 0 | 0 | 0 | 0 | 0
CT Fac. Spec. - SO2 Rate Annual Non-Title IV v3.1, Unit 645 and retrofits | 279 | 7288 | Rate Constraint in lbs/MMBtu | FALSE | L | Annual | Generation | TWh | 0 | 0 | 0 | 0 | 0 | 0 | 0
CT Fac. Spec. - SO2 Rate Annual Non-Title IV v3.1, Unit 645 and retrofits | 279 | 7288 | Rate Constraint in lbs/MMBtu | FALSE | L | Annual | Qualifying Generation | TWh | 0 | 0 | 0 | 0 | 0 | 0 | 0
CT Fac. Spec. - SO2 Rate Annual Non-Title IV v3.1, Unit 645 and retrofits | 279 | 7288 | Rate Constraint in lbs/MMBtu | FALSE | L | Annual | Rate | lb/MWh | 0 | 0 | 0 | 0 | 0 | 0 | 0
CT Fac. Spec. - SO2 Rate Annual Non-Title IV v3.1, Unit 645 and retrofits | 279 | 7288 | Rate Constraint in lbs/MMBtu | FALSE | L | Annual | Constraint Shadow Price | US2022$/Ton | 0 | 0 | 0 | 0 | 0 | 0 | 0
CT Fac. Spec. - SO2 Rate Annual Non-Title IV v3.1, Unit 646 and retrofits | 280 | 7288 | Rate Constraint in lbs/MMBtu | FALSE | L | Annual | Seasons Included | Seasons | Winter, Spring, Summer, Fall | Winter, Spring, Summer, Fall | Winter, Spring, Summer, Fall | Winter, Spring, Summer, Fall | Winter, Spring, Summer, Fall | Winter, Spring, Summer, Fall | Winter, Spring, Summer, Fall
CT Fac. Spec. - SO2 Rate Annual Non-Title IV v3.1, Unit 646 and retrofits | 280 | 7288 | Rate Constraint in lbs/MMBtu | FALSE | L | Annual | Standard SO2 | lb/MMBtu | 0.55 | 0.55 | 0.55 | 0.55 | 0.55 | 0.55 | 0.55
CT Fac. Spec. - SO2 Rate Annual Non-Title IV v3.1, Unit 646 and retrofits | 280 | 7288 | Rate Constraint in lbs/MMBtu | FALSE | L | Annual | Emissions at Affected Plants SO2 | Thousand Tons | 0 | 0 | 0 | 0 | 0 | 0 | 0
CT Fac. Spec. - SO2 Rate Annual Non-Title IV v3.1, Unit 646 and retrofits | 280 | 7288 | Rate Constraint in lbs/MMBtu | FALSE | L | Annual | Allowances Purchased SO2 | Thousand Tons | 0 | 0 | 0 | 0 | 0 | 0 | 0
CT Fac. Spec. - SO2 Rate Annual Non-Title IV v3.1, Unit 646 and retrofits | 280 | 7288 | Rate Constraint in lbs/MMBtu | FALSE | L | Annual | Allowances Sold SO2 | Thousand Tons | 0 | 0 | 0 | 0 | 0 | 0 | 0
CT Fac. Spec. - SO2 Rate Annual Non-Title IV v3.1, Unit 646 and retrofits | 280 | 7288 | Rate Constraint in lbs/MMBtu | FALSE | L | Annual | Allowances Banked | Thousand Tons | 0 | 0 | 0 | 0 | 0 | 0 | 0
CT Fac. Spec. - SO2 Rate Annual Non-Title IV v3.1, Unit 646 and retrofits | 280 | 7288 | Rate Constraint in lbs/MMBtu | FALSE | L | Annual | Allowances Withdrawn (1:1) | Thousand Tons | 0 | 0 | 0 | 0 | 0 | 0 | 0
CT Fac. Spec. - SO2 Rate Annual Non-Title IV v3.1, Unit 646 and retrofits | 280 | 7288 | Rate Constraint in lbs/MMBtu | FALSE | L | Annual | Allowances Withdrawn (1:n) | Thousand Tons | 0 | 0 | 0 | 0 | 0 | 0 | 0
CT Fac. Spec. - SO2 Rate Annual Non-Title IV v3.1, Unit 646 and retrofits | 280 | 7288 | Rate Constraint in lbs/MMBtu | FALSE | L | Annual | Total | Thousand Tons | 0 | 0 | 0 | 0 | 0 | 0 | 0
CT Fac. Spec. - SO2 Rate Annual Non-Title IV v3.1, Unit 646 and retrofits | 280 | 7288 | Rate Constraint in lbs/MMBtu | FALSE | L | Annual | Fuel Consumed | TBtu | 0 | 0 | 0 | 0 | 0 | 0 | 0
CT Fac. Spec. - SO2 Rate Annual Non-Title IV v3.1, Unit 646 and retrofits | 280 | 7288 | Rate Constraint in lbs/MMBtu | FALSE | L | Annual | Rate | lb/MMBtu | 0 | 0 | 0 | 0 | 0 | 0 | 0
CT Fac. Spec. - SO2 Rate Annual Non-Title IV v3.1, Unit 646 and retrofits | 280 | 7288 | Rate Constraint in lbs/MMBtu | FALSE | L | Annual | Generation | TWh | 0 | 0 | 0 | 0 | 0 | 0 | 0
CT Fac. Spec. - SO2 Rate Annual Non-Title IV v3.1, Unit 646 and retrofits | 280 | 7288 | Rate Constraint in lbs/MMBtu | FALSE | L | Annual | Qualifying Generation | TWh | 0 | 0 | 0 | 0 | 0 | 0 | 0
CT Fac. Spec. - SO2 Rate Annual Non-Title IV v3.1, Unit 646 and retrofits | 280 | 7288 | Rate Constraint in lbs/MMBtu | FALSE | L | Annual | Rate | lb/MWh | 0 | 0 | 0 | 0 | 0 | 0 | 0
CT Fac. Spec. - SO2 Rate Annual Non-Title IV v3.1, Unit 646 and retrofits | 280 | 7288 | Rate Constraint in lbs/MMBtu | FALSE | L | Annual | Constraint Shadow Price | US2022$/Ton | 0 | 0 | 0 | 0 | 0 | 0 | 0
CT Fac. Spec. - SO2 Rate Annual Non-Title IV v3.1, Unit 647 and retrofits | 281 | 7288 | Rate Constraint in lbs/MMBtu | FALSE | L | Annual | Seasons Included | Seasons | Winter, Spring, Summer, Fall | Winter, Spring, Summer, Fall | Winter, Spring, Summer, Fall | Winter, Spring, Summer, Fall | Winter, Spring, Summer, Fall | Winter, Spring, Summer, Fall | Winter, Spring, Summer, Fall
CT Fac. Spec. - SO2 Rate Annual Non-Title IV v3.1, Unit 647 and retrofits | 281 | 7288 | Rate Constraint in lbs/MMBtu | FALSE | L | Annual | Standard SO2 | lb/MMBtu | 0.55 | 0.55 | 0.55 | 0.55 | 0.55 | 0.55 | 0.55
CT Fac. Spec. - SO2 Rate Annual Non-Title IV v3.1, Unit 647 and retrofits | 281 | 7288 | Rate Constraint in lbs/MMBtu | FALSE | L | Annual | Emissions at Affected Plants SO2 | Thousand Tons | 0 | 0 | 0 | 0 | 0 | 0 | 0
CT Fac. Spec. - SO2 Rate Annual Non-Title IV v3.1, Unit 647 and retrofits | 281 | 7288 | Rate Constraint in lbs/MMBtu | FALSE | L | Annual | Allowances Purchased SO2 | Thousand Tons | 0 | 0 | 0 | 0 | 0 | 0 | 0
CT Fac. Spec. - SO2 Rate Annual Non-Title IV v3.1, Unit 647 and retrofits | 281 | 7288 | Rate Constraint in lbs/MMBtu | FALSE | L | Annual | Allowances Sold SO2 | Thousand Tons | 0 | 0 | 0 | 0 | 0 | 0 | 0
CT Fac. Spec. - SO2 Rate Annual Non-Title IV v3.1, Unit 647 and retrofits | 281 | 7288 | Rate Constraint in lbs/MMBtu | FALSE | L | Annual | Allowances Banked | Thousand Tons | 0 | 0 | 0 | 0 | 0 | 0 | 0
CT Fac. Spec. - SO2 Rate Annual Non-Title IV v3.1, Unit 647 and retrofits | 281 | 7288 | Rate Constraint in lbs/MMBtu | FALSE | L | Annual | Allowances Withdrawn (1:1) | Thousand Tons | 0 | 0 | 0 | 0 | 0 | 0 | 0
CT Fac. Spec. - SO2 Rate Annual Non-Title IV v3.1, Unit 647 and retrofits | 281 | 7288 | Rate Constraint in lbs/MMBtu | FALSE | L | Annual | Allowances Withdrawn (1:n) | Thousand Tons | 0 | 0 | 0 | 0 | 0 | 0 | 0
CT Fac. Spec. - SO2 Rate Annual Non-Title IV v3.1, Unit 647 and retrofits | 281 | 7288 | Rate Constraint in lbs/MMBtu | FALSE | L | Annual | Total | Thousand Tons | 0 | 0 | 0 | 0 | 0 | 0 | 0
CT Fac. Spec. - SO2 Rate Annual Non-Title IV v3.1, Unit 647 and retrofits | 281 | 7288 | Rate Constraint in lbs/MMBtu | FALSE | L | Annual | Fuel Consumed | TBtu | 0 | 0 | 0 | 0 | 0 | 0 | 0
CT Fac. Spec. - SO2 Rate Annual Non-Title IV v3.1, Unit 647 and retrofits | 281 | 7288 | Rate Constraint in lbs/MMBtu | FALSE | L | Annual | Rate | lb/MMBtu | 0 | 0 | 0 | 0 | 0 | 0 | 0
CT Fac. Spec. - SO2 Rate Annual Non-Title IV v3.1, Unit 647 and retrofits | 281 | 7288 | Rate Constraint in lbs/MMBtu | FALSE | L | Annual | Generation | TWh | 0 | 0 | 0 | 0 | 0 | 0 | 0
CT Fac. Spec. - SO2 Rate Annual Non-Title IV v3.1, Unit 647 and retrofits | 281 | 7288 | Rate Constraint in lbs/MMBtu | FALSE | L | Annual | Qualifying Generation | TWh | 0 | 0 | 0 | 0 | 0 | 0 | 0
CT Fac. Spec. - SO2 Rate Annual Non-Title IV v3.1, Unit 647 and retrofits | 281 | 7288 | Rate Constraint in lbs/MMBtu | FALSE | L | Annual | Rate | lb/MWh | 0 | 0 | 0 | 0 | 0 | 0 | 0
CT Fac. Spec. - SO2 Rate Annual Non-Title IV v3.1, Unit 647 and retrofits | 281 | 7288 | Rate Constraint in lbs/MMBtu | FALSE | L | Annual | Constraint Shadow Price | US2022$/Ton | 0 | 0 | 0 | 0 | 0 | 0 | 0
CT Fac. Spec. - SO2 Rate Annual Non-Title IV v3.1, Unit 648 and retrofits | 282 | 7288 | Rate Constraint in lbs/MMBtu | FALSE | L | Annual | Seasons Included | Seasons | Winter, Spring, Summer, Fall | Winter, Spring, Summer, Fall | Winter, Spring, Summer, Fall | Winter, Spring, Summer, Fall | Winter, Spring, Summer, Fall | Winter, Spring, Summer, Fall | Winter, Spring, Summer, Fall
CT Fac. Spec. - SO2 Rate Annual Non-Title IV v3.1, Unit 648 and retrofits | 282 | 7288 | Rate Constraint in lbs/MMBtu | FALSE | L | Annual | Standard SO2 | lb/MMBtu | 0.55 | 0.55 | 0.55 | 0.55 | 0.55 | 0.55 | 0.55
CT Fac. Spec. - SO2 Rate Annual Non-Title IV v3.1, Unit 648 and retrofits | 282 | 7288 | Rate Constraint in lbs/MMBtu | FALSE | L | Annual | Emissions at Affected Plants SO2 | Thousand Tons | 0 | 0 | 0 | 0 | 0 | 0 | 0
CT Fac. Spec. - SO2 Rate Annual Non-Title IV v3.1, Unit 648 and retrofits | 282 | 7288 | Rate Constraint in lbs/MMBtu | FALSE | L | Annual | Allowances Purchased SO2 | Thousand Tons | 0 | 0 | 0 | 0 | 0 | 0 | 0
CT Fac. Spec. - SO2 Rate Annual Non-Title IV v3.1, Unit 648 and retrofits | 282 | 7288 | Rate Constraint in lbs/MMBtu | FALSE | L | Annual | Allowances Sold SO2 | Thousand Tons | 0 | 0 | 0 | 0 | 0 | 0 | 0
CT Fac. Spec. - SO2 Rate Annual Non-Title IV v3.1, Unit 648 and retrofits | 282 | 7288 | Rate Constraint in lbs/MMBtu | FALSE | L | Annual | Allowances Banked | Thousand Tons | 0 | 0 | 0 | 0 | 0 | 0 | 0
CT Fac. Spec. - SO2 Rate Annual Non-Title IV v3.1, Unit 648 and retrofits | 282 | 7288 | Rate Constraint in lbs/MMBtu | FALSE | L | Annual | Allowances Withdrawn (1:1) | Thousand Tons | 0 | 0 | 0 | 0 | 0 | 0 | 0
CT Fac. Spec. - SO2 Rate Annual Non-Title IV v3.1, Unit 648 and retrofits | 282 | 7288 | Rate Constraint in lbs/MMBtu | FALSE | L | Annual | Allowances Withdrawn (1:n) | Thousand Tons | 0 | 0 | 0 | 0 | 0 | 0 | 0
CT Fac. Spec. - SO2 Rate Annual Non-Title IV v3.1, Unit 648 and retrofits | 282 | 7288 | Rate Constraint in lbs/MMBtu | FALSE | L | Annual | Total | Thousand Tons | 0 | 0 | 0 | 0 | 0 | 0 | 0
CT Fac. Spec. - SO2 Rate Annual Non-Title IV v3.1, Unit 648 and retrofits | 282 | 7288 | Rate Constraint in lbs/MMBtu | FALSE | L | Annual | Fuel Consumed | TBtu | 0 | 0 | 0 | 0 | 0 | 0 | 0
CT Fac. Spec. - SO2 Rate Annual Non-Title IV v3.1, Unit 648 and retrofits | 282 | 7288 | Rate Constraint in lbs/MMBtu | FALSE | L | Annual | Rate | lb/MMBtu | 0 | 0 | 0 | 0 | 0 | 0 | 0
CT Fac. Spec. - SO2 Rate Annual Non-Title IV v3.1, Unit 648 and retrofits | 282 | 7288 | Rate Constraint in lbs/MMBtu | FALSE | L | Annual | Generation | TWh | 0 | 0 | 0 | 0 | 0 | 0 | 0
CT Fac. Spec. - SO2 Rate Annual Non-Title IV v3.1, Unit 648 and retrofits | 282 | 7288 | Rate Constraint in lbs/MMBtu | FALSE | L | Annual | Qualifying Generation | TWh | 0 | 0 | 0 | 0 | 0 | 0 | 0
CT Fac. Spec. - SO2 Rate Annual Non-Title IV v3.1, Unit 648 and retrofits | 282 | 7288 | Rate Constraint in lbs/MMBtu | FALSE | L | Annual | Rate | lb/MWh | 0 | 0 | 0 | 0 | 0 | 0 | 0
CT Fac. Spec. - SO2 Rate Annual Non-Title IV v3.1, Unit 648 and retrofits | 282 | 7288 | Rate Constraint in lbs/MMBtu | FALSE | L | Annual | Constraint Shadow Price | US2022$/Ton | 0 | 0 | 0 | 0 | 0 | 0 | 0
CT Fac. Spec. - SO2 Rate Annual Non-Title IV v3.1, Unit 649 and retrofits | 283 | 7288 | Rate Constraint in lbs/MMBtu | FALSE | L | Annual | Seasons Included | Seasons | Winter, Spring, Summer, Fall | Winter, Spring, Summer, Fall | Winter, Spring, Summer, Fall | Winter, Spring, Summer, Fall | Winter, Spring, Summer, Fall | Winter, Spring, Summer, Fall | Winter, Spring, Summer, Fall
CT Fac. Spec. - SO2 Rate Annual Non-Title IV v3.1, Unit 649 and retrofits | 283 | 7288 | Rate Constraint in lbs/MMBtu | FALSE | L | Annual | Standard SO2 | lb/MMBtu | 0.55 | 0.55 | 0.55 | 0.55 | 0.55 | 0.55 | 0.55
CT Fac. Spec. - SO2 Rate Annual Non-Title IV v3.1, Unit 649 and retrofits | 283 | 7288 | Rate Constraint in lbs/MMBtu | FALSE | L | Annual | Emissions at Affected Plants SO2 | Thousand Tons | 0 | 0 | 0 | 0 | 0 | 0 | 0
CT Fac. Spec. - SO2 Rate Annual Non-Title IV v3.1, Unit 649 and retrofits | 283 | 7288 | Rate Constraint in lbs/MMBtu | FALSE | L | Annual | Allowances Purchased SO2 | Thousand Tons | 0 | 0 | 0 | 0 | 0 | 0 | 0
CT Fac. Spec. - SO2 Rate Annual Non-Title IV v3.1, Unit 649 and retrofits | 283 | 7288 | Rate Constraint in lbs/MMBtu | FALSE | L | Annual | Allowances Sold SO2 | Thousand Tons | 0 | 0 | 0 | 0 | 0 | 0 | 0
CT Fac. Spec. - SO2 Rate Annual Non-Title IV v3.1, Unit 649 and retrofits | 283 | 7288 | Rate Constraint in lbs/MMBtu | FALSE | L | Annual | Allowances Banked | Thousand Tons | 0 | 0 | 0 | 0 | 0 | 0 | 0
CT Fac. Spec. - SO2 Rate Annual Non-Title IV v3.1, Unit 649 and retrofits | 283 | 7288 | Rate Constraint in lbs/MMBtu | FALSE | L | Annual | Allowances Withdrawn (1:1) | Thousand Tons | 0 | 0 | 0 | 0 | 0 | 0 | 0
CT Fac. Spec. - SO2 Rate Annual Non-Title IV v3.1, Unit 649 and retrofits | 283 | 7288 | Rate Constraint in lbs/MMBtu | FALSE | L | Annual | Allowances Withdrawn (1:n) | Thousand Tons | 0 | 0 | 0 | 0 | 0 | 0 | 0
CT Fac. Spec. - SO2 Rate Annual Non-Title IV v3.1, Unit 649 and retrofits | 283 | 7288 | Rate Constraint in lbs/MMBtu | FALSE | L | Annual | Total | Thousand Tons | 0 | 0 | 0 | 0 | 0 | 0 | 0
CT Fac. Spec. - SO2 Rate Annual Non-Title IV v3.1, Unit 649 and retrofits | 283 | 7288 | Rate Constraint in lbs/MMBtu | FALSE | L | Annual | Fuel Consumed | TBtu | 0 | 0 | 0 | 0 | 0 | 0 | 0
CT Fac. Spec. - SO2 Rate Annual Non-Title IV v3.1, Unit 649 and retrofits | 283 | 7288 | Rate Constraint in lbs/MMBtu | FALSE | L | Annual | Rate | lb/MMBtu | 0 | 0 | 0 | 0 | 0 | 0 | 0
CT Fac. Spec. - SO2 Rate Annual Non-Title IV v3.1, Unit 649 and retrofits | 283 | 7288 | Rate Constraint in lbs/MMBtu | FALSE | L | Annual | Generation | TWh | 0 | 0 | 0 | 0 | 0 | 0 | 0
CT Fac. Spec. - SO2 Rate Annual Non-Title IV v3.1, Unit 649 and retrofits | 283 | 7288 | Rate Constraint in lbs/MMBtu | FALSE | L | Annual | Qualifying Generation | TWh | 0 | 0 | 0 | 0 | 0 | 0 | 0
CT Fac. Spec. - SO2 Rate Annual Non-Title IV v3.1, Unit 649 and retrofits | 283 | 7288 | Rate Constraint in lbs/MMBtu | FALSE | L | Annual | Rate | lb/MWh | 0 | 0 | 0 | 0 | 0 | 0 | 0
CT Fac. Spec. - SO2 Rate Annual Non-Title IV v3.1, Unit 649 and retrofits | 283 | 7288 | Rate Constraint in lbs/MMBtu | FALSE | L | Annual | Constraint Shadow Price | US2022$/Ton | 0 | 0 | 0 | 0 | 0 | 0 | 0
CT Fac. Spec. - SO2 Rate Annual Non-Title IV v3.1, Unit 1736 and retrofits | 284 | 7288 | Rate Constraint in lbs/MMBtu | FALSE | L | Annual | Seasons Included | Seasons | Winter, Spring, Summer, Fall | Winter, Spring, Summer, Fall | Winter, Spring, Summer, Fall | Winter, Spring, Summer, Fall | Winter, Spring, Summer, Fall | Winter, Spring, Summer, Fall | Winter, Spring, Summer, Fall
CT Fac. Spec. - SO2 Rate Annual Non-Title IV v3.1, Unit 1736 and retrofits | 284 | 7288 | Rate Constraint in lbs/MMBtu | FALSE | L | Annual | Standard SO2 | lb/MMBtu | 0.55 | 0.55 | 0.55 | 0.55 | 0.55 | 0.55 | 0.55
CT Fac. Spec. - SO2 Rate Annual Non-Title IV v3.1, Unit 1736 and retrofits | 284 | 7288 | Rate Constraint in lbs/MMBtu | FALSE | L | Annual | Emissions at Affected Plants SO2 | Thousand Tons | 0 | 0 | 0 | 0 | 0 | 0 | 0
CT Fac. Spec. - SO2 Rate Annual Non-Title IV v3.1, Unit 1736 and retrofits | 284 | 7288 | Rate Constraint in lbs/MMBtu | FALSE | L | Annual | Allowances Purchased SO2 | Thousand Tons | 0 | 0 | 0 | 0 | 0 | 0 | 0
CT Fac. Spec. - SO2 Rate Annual Non-Title IV v3.1, Unit 1736 and retrofits | 284 | 7288 | Rate Constraint in lbs/MMBtu | FALSE | L | Annual | Allowances Sold SO2 | Thousand Tons | 0 | 0 | 0 | 0 | 0 | 0 | 0
CT Fac. Spec. - SO2 Rate Annual Non-Title IV v3.1, Unit 1736 and retrofits | 284 | 7288 | Rate Constraint in lbs/MMBtu | FALSE | L | Annual | Allowances Banked | Thousand Tons | 0 | 0 | 0 | 0 | 0 | 0 | 0
CT Fac. Spec. - SO2 Rate Annual Non-Title IV v3.1, Unit 1736 and retrofits | 284 | 7288 | Rate Constraint in lbs/MMBtu | FALSE | L | Annual | Allowances Withdrawn (1:1) | Thousand Tons | 0 | 0 | 0 | 0 | 0 | 0 | 0
CT Fac. Spec. - SO2 Rate Annual Non-Title IV v3.1, Unit 1736 and retrofits | 284 | 7288 | Rate Constraint in lbs/MMBtu | FALSE | L | Annual | Allowances Withdrawn (1:n) | Thousand Tons | 0 | 0 | 0 | 0 | 0 | 0 | 0
CT Fac. Spec. - SO2 Rate Annual Non-Title IV v3.1, Unit 1736 and retrofits | 284 | 7288 | Rate Constraint in lbs/MMBtu | FALSE | L | Annual | Total | Thousand Tons | 0 | 0 | 0 | 0 | 0 | 0 | 0
CT Fac. Spec. - SO2 Rate Annual Non-Title IV v3.1, Unit 1736 and retrofits | 284 | 7288 | Rate Constraint in lbs/MMBtu | FALSE | L | Annual | Fuel Consumed | TBtu | 0.29756 | 0.29756 | 0.29756 | 0 | 0 | 0 | 0
CT Fac. Spec. - SO2 Rate Annual Non-Title IV v3.1, Unit 1736 and retrofits | 284 | 7288 | Rate Constraint in lbs/MMBtu | FALSE | L | Annual | Rate | lb/MMBtu | 0 | 0 | 0 | 0 | 0 | 0 | 0
CT Fac. Spec. - SO2 Rate Annual Non-Title IV v3.1, Unit 1736 and retrofits | 284 | 7288 | Rate Constraint in lbs/MMBtu | FALSE | L | Annual | Generation | TWh | 0.052451 | 0.052451 | 0.052451 | 0 | 0 | 0 | 0
CT Fac. Spec. - SO2 Rate Annual Non-Title IV v3.1, Unit 1736 and retrofits | 284 | 7288 | Rate Constraint in lbs/MMBtu | FALSE | L | Annual | Qualifying Generation | TWh | 0.052451 | 0.052451 | 0.052451 | 0 | 0 | 0 | 0
CT Fac. Spec. - SO2 Rate Annual Non-Title IV v3.1, Unit 1736 and retrofits | 284 | 7288 | Rate Constraint in lbs/MMBtu | FALSE | L | Annual | Rate | lb/MWh | 0 | 0 | 0 | 0 | 0 | 0 | 0
CT Fac. Spec. - SO2 Rate Annual Non-Title IV v3.1, Unit 1736 and retrofits | 284 | 7288 | Rate Constraint in lbs/MMBtu | FALSE | L | Annual | Constraint Shadow Price | US2022$/Ton | 0 | 0 | 0 | 0 | 0 | 0 | 0
CT Fac. Spec. - SO2 Rate Annual v3.1, Unit 608 and retrofits | 285 | 7287 | Rate Constraint in lbs/MMBtu | FALSE | L | Annual | Seasons Included | Seasons | Winter, Spring, Summer, Fall | Winter, Spring, Summer, Fall | Winter, Spring, Summer, Fall | Winter, Spring, Summer, Fall | Winter, Spring, Summer, Fall | Winter, Spring, Summer, Fall | Winter, Spring, Summer, Fall
CT Fac. Spec. - SO2 Rate Annual v3.1, Unit 608 and retrofits | 285 | 7287 | Rate Constraint in lbs/MMBtu | FALSE | L | Annual | Standard SO2 | lb/MMBtu | 0.33 | 0.33 | 0.33 | 0.33 | 0.33 | 0.33 | 0.33
CT Fac. Spec. - SO2 Rate Annual v3.1, Unit 608 and retrofits | 285 | 7287 | Rate Constraint in lbs/MMBtu | FALSE | L | Annual | Emissions at Affected Plants SO2 | Thousand Tons | 0 | 0 | 0 | 0 | 0 | 0 | 0
CT Fac. Spec. - SO2 Rate Annual v3.1, Unit 608 and retrofits | 285 | 7287 | Rate Constraint in lbs/MMBtu | FALSE | L | Annual | Allowances Purchased SO2 | Thousand Tons | 0 | 0 | 0 | 0 | 0 | 0 | 0
CT Fac. Spec. - SO2 Rate Annual v3.1, Unit 608 and retrofits | 285 | 7287 | Rate Constraint in lbs/MMBtu | FALSE | L | Annual | Allowances Sold SO2 | Thousand Tons | 0 | 0 | 0 | 0 | 0 | 0 | 0
CT Fac. Spec. - SO2 Rate Annual v3.1, Unit 608 and retrofits | 285 | 7287 | Rate Constraint in lbs/MMBtu | FALSE | L | Annual | Allowances Banked | Thousand Tons | 0 | 0 | 0 | 0 | 0 | 0 | 0
CT Fac. Spec. - SO2 Rate Annual v3.1, Unit 608 and retrofits | 285 | 7287 | Rate Constraint in lbs/MMBtu | FALSE | L | Annual | Allowances Withdrawn (1:1) | Thousand Tons | 0 | 0 | 0 | 0 | 0 | 0 | 0
CT Fac. Spec. - SO2 Rate Annual v3.1, Unit 608 and retrofits | 285 | 7287 | Rate Constraint in lbs/MMBtu | FALSE | L | Annual | Allowances Withdrawn (1:n) | Thousand Tons | 0 | 0 | 0 | 0 | 0 | 0 | 0
CT Fac. Spec. - SO2 Rate Annual v3.1, Unit 608 and retrofits | 285 | 7287 | Rate Constraint in lbs/MMBtu | FALSE | L | Annual | Total | Thousand Tons | 0 | 0 | 0 | 0 | 0 | 0 | 0
CT Fac. Spec. - SO2 Rate Annual v3.1, Unit 608 and retrofits | 285 | 7287 | Rate Constraint in lbs/MMBtu | FALSE | L | Annual | Fuel Consumed | TBtu | 0.060293 | 0.066281 | 0.0066849 | 0 | 0 | 0 | 0
CT Fac. Spec. - SO2 Rate Annual v3.1, Unit 608 and retrofits | 285 | 7287 | Rate Constraint in lbs/MMBtu | FALSE | L | Annual | Rate | lb/MMBtu | 0 | 0 | 0 | 0 | 0 | 0 | 0
CT Fac. Spec. - SO2 Rate Annual v3.1, Unit 608 and retrofits | 285 | 7287 | Rate Constraint in lbs/MMBtu | FALSE | L | Annual | Generation | TWh | 0.0055703 | 0.0061235 | 0.0006176 | 0 | 0 | 0 | 0
CT Fac. Spec. - SO2 Rate Annual v3.1, Unit 608 and retrofits | 285 | 7287 | Rate Constraint in lbs/MMBtu | FALSE | L | Annual | Qualifying Generation | TWh | 0.0055703 | 0.0061235 | 0.0006176 | 0 | 0 | 0 | 0
CT Fac. Spec. - SO2 Rate Annual v3.1, Unit 608 and retrofits | 285 | 7287 | Rate Constraint in lbs/MMBtu | FALSE | L | Annual | Rate | lb/MWh | 0 | 0 | 0 | 0 | 0 | 0 | 0
CT Fac. Spec. - SO2 Rate Annual v3.1, Unit 608 and retrofits | 285 | 7287 | Rate Constraint in lbs/MMBtu | FALSE | L | Annual | Constraint Shadow Price | US2022$/Ton | 0 | 0 | 0 | 0 | 0 | 0 | 0
CT Fac. Spec. - SO2 Rate Annual v3.1, Unit 609 and retrofits | 286 | 7287 | Rate Constraint in lbs/MMBtu | FALSE | L | Annual | Seasons Included | Seasons | Winter, Spring, Summer, Fall | Winter, Spring, Summer, Fall | Winter, Spring, Summer, Fall | Winter, Spring, Summer, Fall | Winter, Spring, Summer, Fall | Winter, Spring, Summer, Fall | Winter, Spring, Summer, Fall
CT Fac. Spec. - SO2 Rate Annual v3.1, Unit 609 and retrofits | 286 | 7287 | Rate Constraint in lbs/MMBtu | FALSE | L | Annual | Standard SO2 | lb/MMBtu | 0.33 | 0.33 | 0.33 | 0.33 | 0.33 | 0.33 | 0.33
CT Fac. Spec. - SO2 Rate Annual v3.1, Unit 609 and retrofits | 286 | 7287 | Rate Constraint in lbs/MMBtu | FALSE | L | Annual | Emissions at Affected Plants SO2 | Thousand Tons | 0 | 0 | 0 | 0 | 0 | 0 | 0
CT Fac. Spec. - SO2 Rate Annual v3.1, Unit 609 and retrofits | 286 | 7287 | Rate Constraint in lbs/MMBtu | FALSE | L | Annual | Allowances Purchased SO2 | Thousand Tons | 0 | 0 | 0 | 0 | 0 | 0 | 0
CT Fac. Spec. - SO2 Rate Annual v3.1, Unit 609 and retrofits | 286 | 7287 | Rate Constraint in lbs/MMBtu | FALSE | L | Annual | Allowances Sold SO2 | Thousand Tons | 0 | 0 | 0 | 0 | 0 | 0 | 0
CT Fac. Spec. - SO2 Rate Annual v3.1, Unit 609 and retrofits | 286 | 7287 | Rate Constraint in lbs/MMBtu | FALSE | L | Annual | Allowances Banked | Thousand Tons | 0 | 0 | 0 | 0 | 0 | 0 | 0
CT Fac. Spec. - SO2 Rate Annual v3.1, Unit 609 and retrofits | 286 | 7287 | Rate Constraint in lbs/MMBtu | FALSE | L | Annual | Allowances Withdrawn (1:1) | Thousand Tons | 0 | 0 | 0 | 0 | 0 | 0 | 0
CT Fac. Spec. - SO2 Rate Annual v3.1, Unit 609 and retrofits | 286 | 7287 | Rate Constraint in lbs/MMBtu | FALSE | L | Annual | Allowances Withdrawn (1:n) | Thousand Tons | 0 | 0 | 0 | 0 | 0 | 0 | 0
CT Fac. Spec. - SO2 Rate Annual v3.1, Unit 609 and retrofits | 286 | 7287 | Rate Constraint in lbs/MMBtu | FALSE | L | Annual | Total | Thousand Tons | 0 | 0 | 0 | 0 | 0 | 0 | 0
CT Fac. Spec. - SO2 Rate Annual v3.1, Unit 609 and retrofits | 286 | 7287 | Rate Constraint in lbs/MMBtu | FALSE | L | Annual | Fuel Consumed | TBtu | 0.052968 | 0.044599 | 0.0065124 | 0 | 0 | 0 | 0
CT Fac. Spec. - SO2 Rate Annual v3.1, Unit 609 and retrofits | 286 | 7287 | Rate Constraint in lbs/MMBtu | FALSE | L | Annual | Rate | lb/MMBtu | 0 | 0 | 0 | 0 | 0 | 0 | 0
CT Fac. Spec. - SO2 Rate Annual v3.1, Unit 609 and retrofits | 286 | 7287 | Rate Constraint in lbs/MMBtu | FALSE | L | Annual | Generation | TWh | 0.0048935 | 0.0041204 | 0.00060166 | 0 | 0 | 0 | 0
CT Fac. Spec. - SO2 Rate Annual v3.1, Unit 609 and retrofits | 286 | 7287 | Rate Constraint in lbs/MMBtu | FALSE | L | Annual | Qualifying Generation | TWh | 0.0048935 | 0.0041204 | 0.00060166 | 0 | 0 | 0 | 0
CT Fac. Spec. - SO2 Rate Annual v3.1, Unit 609 and retrofits | 286 | 7287 | Rate Constraint in lbs/MMBtu | FALSE | L | Annual | Rate | lb/MWh | 0 | 0 | 0 | 0 | 0 | 0 | 0
CT Fac. Spec. - SO2 Rate Annual v3.1, Unit 609 and retrofits | 286 | 7287 | Rate Constraint in lbs/MMBtu | FALSE | L | Annual | Constraint Shadow Price | US2022$/Ton | 0 | 0 | 0 | 0 | 0 | 0 | 0
CT Fac. Spec. - SO2 Rate Annual v3.1, Unit 610 and retrofits | 287 | 7287 | Rate Constraint in lbs/MMBtu | FALSE | L | Annual | Seasons Included | Seasons | Winter, Spring, Summer, Fall | Winter, Spring, Summer, Fall | Winter, Spring, Summer, Fall | Winter, Spring, Summer, Fall | Winter, Spring, Summer, Fall | Winter, Spring, Summer, Fall | Winter, Spring, Summer, Fall
CT Fac. Spec. - SO2 Rate Annual v3.1, Unit 610 and retrofits | 287 | 7287 | Rate Constraint in lbs/MMBtu | FALSE | L | Annual | Standard SO2 | lb/MMBtu | 0.33 | 0.33 | 0.33 | 0.33 | 0.33 | 0.33 | 0.33
CT Fac. Spec. - SO2 Rate Annual v3.1, Unit 610 and retrofits | 287 | 7287 | Rate Constraint in lbs/MMBtu | FALSE | L | Annual | Emissions at Affected Plants SO2 | Thousand Tons | 0 | 0 | 0 | 0 | 0 | 0 | 0
CT Fac. Spec. - SO2 Rate Annual v3.1, Unit 610 and retrofits | 287 | 7287 | Rate Constraint in lbs/MMBtu | FALSE | L | Annual | Allowances Purchased SO2 | Thousand Tons | 0 | 0 | 0 | 0 | 0 | 0 | 0
CT Fac. Spec. - SO2 Rate Annual v3.1, Unit 610 and retrofits | 287 | 7287 | Rate Constraint in lbs/MMBtu | FALSE | L | Annual | Allowances Sold SO2 | Thousand Tons | 0 | 0 | 0 | 0 | 0 | 0 | 0
CT Fac. Spec. - SO2 Rate Annual v3.1, Unit 610 and retrofits | 287 | 7287 | Rate Constraint in lbs/MMBtu | FALSE | L | Annual | Allowances Banked | Thousand Tons | 0 | 0 | 0 | 0 | 0 | 0 | 0
CT Fac. Spec. - SO2 Rate Annual v3.1, Unit 610 and retrofits | 287 | 7287 | Rate Constraint in lbs/MMBtu | FALSE | L | Annual | Allowances Withdrawn (1:1) | Thousand Tons | 0 | 0 | 0 | 0 | 0 | 0 | 0
CT Fac. Spec. - SO2 Rate Annual v3.1, Unit 610 and retrofits | 287 | 7287 | Rate Constraint in lbs/MMBtu | FALSE | L | Annual | Allowances Withdrawn (1:n) | Thousand Tons | 0 | 0 | 0 | 0 | 0 | 0 | 0
CT Fac. Spec. - SO2 Rate Annual v3.1, Unit 610 and retrofits | 287 | 7287 | Rate Constraint in lbs/MMBtu | FALSE | L | Annual | Total | Thousand Tons | 0 | 0 | 0 | 0 | 0 | 0 | 0
CT Fac. Spec. - SO2 Rate Annual v3.1, Unit 610 and retrofits | 287 | 7287 | Rate Constraint in lbs/MMBtu | FALSE | L | Annual | Fuel Consumed | TBtu | 0.053903 | 0.062868 | 0.0066274 | 0 | 0 | 0 | 0
CT Fac. Spec. - SO2 Rate Annual v3.1, Unit 610 and retrofits | 287 | 7287 | Rate Constraint in lbs/MMBtu | FALSE | L | Annual | Rate | lb/MMBtu | 0 | 0 | 0 | 0 | 0 | 0 | 0
CT Fac. Spec. - SO2 Rate Annual v3.1, Unit 610 and retrofits | 287 | 7287 | Rate Constraint in lbs/MMBtu | FALSE | L | Annual | Generation | TWh | 0.00498 | 0.0058082 | 0.00061229 | 0 | 0 | 0 | 0
CT Fac. Spec. - SO2 Rate Annual v3.1, Unit 610 and retrofits | 287 | 7287 | Rate Constraint in lbs/MMBtu | FALSE | L | Annual | Qualifying Generation | TWh | 0.00498 | 0.0058082 | 0.00061229 | 0 | 0 | 0 | 0
CT Fac. Spec. - SO2 Rate Annual v3.1, Unit 610 and retrofits | 287 | 7287 | Rate Constraint in lbs/MMBtu | FALSE | L | Annual | Rate | lb/MWh | 0 | 0 | 0 | 0 | 0 | 0 | 0
CT Fac. Spec. - SO2 Rate Annual v3.1, Unit 610 and retrofits | 287 | 7287 | Rate Constraint in lbs/MMBtu | FALSE | L | Annual | Constraint Shadow Price | US2022$/Ton | 0 | 0 | 0 | 0 | 0 | 0 | 0
CT Fac. Spec. - SO2 Rate Annual v3.1, Unit 611 and retrofits | 288 | 7287 | Rate Constraint in lbs/MMBtu | FALSE | L | Annual | Seasons Included | Seasons | Winter, Spring, Summer, Fall | Winter, Spring, Summer, Fall | Winter, Spring, Summer, Fall | Winter, Spring, Summer, Fall | Winter, Spring, Summer, Fall | Winter, Spring, Summer, Fall | Winter, Spring, Summer, Fall
CT Fac. Spec. - SO2 Rate Annual v3.1, Unit 611 and retrofits | 288 | 7287 | Rate Constraint in lbs/MMBtu | FALSE | L | Annual | Standard SO2 | lb/MMBtu | 0.33 | 0.33 | 0.33 | 0.33 | 0.33 | 0.33 | 0.33
CT Fac. Spec. - SO2 Rate Annual v3.1, Unit 611 and retrofits | 288 | 7287 | Rate Constraint in lbs/MMBtu | FALSE | L | Annual | Emissions at Affected Plants SO2 | Thousand Tons | 0 | 0 | 0 | 0 | 0 | 0 | 0
CT Fac. Spec. - SO2 Rate Annual v3.1, Unit 611 and retrofits | 288 | 7287 | Rate Constraint in lbs/MMBtu | FALSE | L | Annual | Allowances Purchased SO2 | Thousand Tons | 0 | 0 | 0 | 0 | 0 | 0 | 0
CT Fac. Spec. - SO2 Rate Annual v3.1, Unit 611 and retrofits | 288 | 7287 | Rate Constraint in lbs/MMBtu | FALSE | L | Annual | Allowances Sold SO2 | Thousand Tons | 0 | 0 | 0 | 0 | 0 | 0 | 0
CT Fac. Spec. - SO2 Rate Annual v3.1, Unit 611 and retrofits | 288 | 7287 | Rate Constraint in lbs/MMBtu | FALSE | L | Annual | Allowances Banked | Thousand Tons | 0 | 0 | 0 | 0 | 0 | 0 | 0
CT Fac. Spec. - SO2 Rate Annual v3.1, Unit 611 and retrofits | 288 | 7287 | Rate Constraint in lbs/MMBtu | FALSE | L | Annual | Allowances Withdrawn (1:1) | Thousand Tons | 0 | 0 | 0 | 0 | 0 | 0 | 0
CT Fac. Spec. - SO2 Rate Annual v3.1, Unit 611 and retrofits | 288 | 7287 | Rate Constraint in lbs/MMBtu | FALSE | L | Annual | Allowances Withdrawn (1:n) | Thousand Tons | 0 | 0 | 0 | 0 | 0 | 0 | 0
CT Fac. Spec. - SO2 Rate Annual v3.1, Unit 611 and retrofits | 288 | 7287 | Rate Constraint in lbs/MMBtu | FALSE | L | Annual | Total | Thousand Tons | 0 | 0 | 0 | 0 | 0 | 0 | 0
CT Fac. Spec. - SO2 Rate Annual v3.1, Unit 611 and retrofits | 288 | 7287 | Rate Constraint in lbs/MMBtu | FALSE | L | Annual | Fuel Consumed | TBtu | 0.053435 | 0.044993 | 0.0065699 | 0 | 0 | 0 | 0
CT Fac. Spec. - SO2 Rate Annual v3.1, Unit 611 and retrofits | 288 | 7287 | Rate Constraint in lbs/MMBtu | FALSE | L | Annual | Rate | lb/MMBtu | 0 | 0 | 0 | 0 | 0 | 0 | 0
CT Fac. Spec. - SO2 Rate Annual v3.1, Unit 611 and retrofits | 288 | 7287 | Rate Constraint in lbs/MMBtu | FALSE | L | Annual | Generation | TWh | 0.0049367 | 0.0041568 | 0.00060698 | 0 | 0 | 0 | 0
CT Fac. Spec. - SO2 Rate Annual v3.1, Unit 611 and retrofits | 288 | 7287 | Rate Constraint in lbs/MMBtu | FALSE | L | Annual | Qualifying Generation | TWh | 0.0049367 | 0.0041568 | 0.00060698 | 0 | 0 | 0 | 0
CT Fac. Spec. - SO2 Rate Annual v3.1, Unit 611 and retrofits | 288 | 7287 | Rate Constraint in lbs/MMBtu | FALSE | L | Annual | Rate | lb/MWh | 0 | 0 | 0 | 0 | 0 | 0 | 0
CT Fac. Spec. - SO2 Rate Annual v3.1, Unit 611 and retrofits | 288 | 7287 | Rate Constraint in lbs/MMBtu | FALSE | L | Annual | Constraint Shadow Price | US2022$/Ton | 0 | 0 | 0 | 0 | 0 | 0 | 0
CT Fac. Spec. - SO2 Rate Annual v3.1, Unit 612 and retrofits | 289 | 7287 | Rate Constraint in lbs/MMBtu | FALSE | L | Annual | Seasons Included | Seasons | Winter, Spring, Summer, Fall | Winter, Spring, Summer, Fall | Winter, Spring, Summer, Fall | Winter, Spring, Summer, Fall | Winter, Spring, Summer, Fall | Winter, Spring, Summer, Fall | Winter, Spring, Summer, Fall
CT Fac. Spec. - SO2 Rate Annual v3.1, Unit 612 and retrofits | 289 | 7287 | Rate Constraint in lbs/MMBtu | FALSE | L | Annual | Standard SO2 | lb/MMBtu | 0.33 | 0.33 | 0.33 | 0.33 | 0.33 | 0.33 | 0.33
CT Fac. Spec. - SO2 Rate Annual v3.1, Unit 612 and retrofits | 289 | 7287 | Rate Constraint in lbs/MMBtu | FALSE | L | Annual | Emissions at Affected Plants SO2 | Thousand Tons | 0 | 0 | 0 | 0 | 0 | 0 | 0
CT Fac. Spec. - SO2 Rate Annual v3.1, Unit 612 and retrofits | 289 | 7287 | Rate Constraint in lbs/MMBtu | FALSE | L | Annual | Allowances Purchased SO2 | Thousand Tons | 0 | 0 | 0 | 0 | 0 | 0 | 0
CT Fac. Spec. - SO2 Rate Annual v3.1, Unit 612 and retrofits | 289 | 7287 | Rate Constraint in lbs/MMBtu | FALSE | L | Annual | Allowances Sold SO2 | Thousand Tons | 0 | 0 | 0 | 0 | 0 | 0 | 0
CT Fac. Spec. - SO2 Rate Annual v3.1, Unit 612 and retrofits | 289 | 7287 | Rate Constraint in lbs/MMBtu | FALSE | L | Annual | Allowances Banked | Thousand Tons | 0 | 0 | 0 | 0 | 0 | 0 | 0
CT Fac. Spec. - SO2 Rate Annual v3.1, Unit 612 and retrofits | 289 | 7287 | Rate Constraint in lbs/MMBtu | FALSE | L | Annual | Allowances Withdrawn (1:1) | Thousand Tons | 0 | 0 | 0 | 0 | 0 | 0 | 0
CT Fac. Spec. - SO2 Rate Annual v3.1, Unit 612 and retrofits | 289 | 7287 | Rate Constraint in lbs/MMBtu | FALSE | L | Annual | Allowances Withdrawn (1:n) | Thousand Tons | 0 | 0 | 0 | 0 | 0 | 0 | 0
CT Fac. Spec. - SO2 Rate Annual v3.1, Unit 612 and retrofits | 289 | 7287 | Rate Constraint in lbs/MMBtu | FALSE | L | Annual | Total | Thousand Tons | 0 | 0 | 0 | 0 | 0 | 0 | 0
CT Fac. Spec. - SO2 Rate Annual v3.1, Unit 612 and retrofits | 289 | 7287 | Rate Constraint in lbs/MMBtu | FALSE | L | Annual | Fuel Consumed | TBtu | 0.053903 | 0.044802 | 0.0049019 | 0 | 0 | 0 | 0
CT Fac. Spec. - SO2 Rate Annual v3.1, Unit 612 and retrofits | 289 | 7287 | Rate Constraint in lbs/MMBtu | FALSE | L | Annual | Rate | lb/MMBtu | 0 | 0 | 0 | 0 | 0 | 0 | 0
CT Fac. Spec. - SO2 Rate Annual v3.1, Unit 612 and retrofits | 289 | 7287 | Rate Constraint in lbs/MMBtu | FALSE | L | Annual | Generation | TWh | 0.00498 | 0.0041391 | 0.00045288 | 0 | 0 | 0 | 0
CT Fac. Spec. - SO2 Rate Annual v3.1, Unit 612 and retrofits | 289 | 7287 | Rate Constraint in lbs/MMBtu | FALSE | L | Annual | Qualifying Generation | TWh | 0.00498 | 0.0041391 | 0.00045288 | 0 | 0 | 0 | 0
CT Fac. Spec. - SO2 Rate Annual v3.1, Unit 612 and retrofits | 289 | 7287 | Rate Constraint in lbs/MMBtu | FALSE | L | Annual | Rate | lb/MWh | 0 | 0 | 0 | 0 | 0 | 0 | 0
CT Fac. Spec. - SO2 Rate Annual v3.1, Unit 612 and retrofits | 289 | 7287 | Rate Constraint in lbs/MMBtu | FALSE | L | Annual | Constraint Shadow Price | US2022$/Ton | 0 | 0 | 0 | 0 | 0 | 0 | 0
CT Fac. Spec. - SO2 Rate Annual v3.1, Unit 613 and retrofits | 290 | 7287 | Rate Constraint in lbs/MMBtu | FALSE | L | Annual | Seasons Included | Seasons | Winter, Spring, Summer, Fall | Winter, Spring, Summer, Fall | Winter, Spring, Summer, Fall | Winter, Spring, Summer, Fall | Winter, Spring, Summer, Fall | Winter, Spring, Summer, Fall | Winter, Spring, Summer, Fall
CT Fac. Spec. - SO2 Rate Annual v3.1, Unit 613 and retrofits | 290 | 7287 | Rate Constraint in lbs/MMBtu | FALSE | L | Annual | Standard SO2 | lb/MMBtu | 0.33 | 0.33 | 0.33 | 0.33 | 0.33 | 0.33 | 0.33
CT Fac. Spec. - SO2 Rate Annual v3.1, Unit 613 and retrofits | 290 | 7287 | Rate Constraint in lbs/MMBtu | FALSE | L | Annual | Emissions at Affected Plants SO2 | Thousand Tons | 0 | 0 | 0 | 0 | 0 | 0 | 0
CT Fac. Spec. - SO2 Rate Annual v3.1, Unit 613 and retrofits | 290 | 7287 | Rate Constraint in lbs/MMBtu | FALSE | L | Annual | Allowances Purchased SO2 | Thousand Tons | 0 | 0 | 0 | 0 | 0 | 0 | 0
CT Fac. Spec. - SO2 Rate Annual v3.1, Unit 613 and retrofits | 290 | 7287 | Rate Constraint in lbs/MMBtu | FALSE | L | Annual | Allowances Sold SO2 | Thousand Tons | 0 | 0 | 0 | 0 | 0 | 0 | 0
CT Fac. Spec. - SO2 Rate Annual v3.1, Unit 613 and retrofits | 290 | 7287 | Rate Constraint in lbs/MMBtu | FALSE | L | Annual | Allowances Banked | Thousand Tons | 0 | 0 | 0 | 0 | 0 | 0 | 0
CT Fac. Spec. - SO2 Rate Annual v3.1, Unit 613 and retrofits | 290 | 7287 | Rate Constraint in lbs/MMBtu | FALSE | L | Annual | Allowances Withdrawn (1:1) | Thousand Tons | 0 | 0 | 0 | 0 | 0 | 0 | 0
CT Fac. Spec. - SO2 Rate Annual v3.1, Unit 613 and retrofits | 290 | 7287 | Rate Constraint in lbs/MMBtu | FALSE | L | Annual | Allowances Withdrawn (1:n) | Thousand Tons | 0 | 0 | 0 | 0 | 0 | 0 | 0
CT Fac. Spec. - SO2 Rate Annual v3.1, Unit 613 and retrofits | 290 | 7287 | Rate Constraint in lbs/MMBtu | FALSE | L | Annual | Total | Thousand Tons | 0 | 0 | 0 | 0 | 0 | 0 | 0
CT Fac. Spec. - SO2 Rate Annual v3.1, Unit 613 and retrofits | 290 | 7287 | Rate Constraint in lbs/MMBtu | FALSE | L | Annual | Fuel Consumed | TBtu | 0.063407 | 0.067071 | 0.0067646 | 0 | 0 | 0 | 0
CT Fac. Spec. - SO2 Rate Annual v3.1, Unit 613 and retrofits | 290 | 7287 | Rate Constraint in lbs/MMBtu | FALSE | L | Annual | Rate | lb/MMBtu | 0 | 0 | 0 | 0 | 0 | 0 | 0
CT Fac. Spec. - SO2 Rate Annual v3.1, Unit 613 and retrofits | 290 | 7287 | Rate Constraint in lbs/MMBtu | FALSE | L | Annual | Generation | TWh | 0.0059011 | 0.0062421 | 0.00062956 | 0 | 0 | 0 | 0
CT Fac. Spec. - SO2 Rate Annual v3.1, Unit 613 and retrofits | 290 | 7287 | Rate Constraint in lbs/MMBtu | FALSE | L | Annual | Qualifying Generation | TWh | 0.0059011 | 0.0062421 | 0.00062956 | 0 | 0 | 0 | 0
CT Fac. Spec. - SO2 Rate Annual v3.1, Unit 613 and retrofits | 290 | 7287 | Rate Constraint in lbs/MMBtu | FALSE | L | Annual | Rate | lb/MWh | 0 | 0 | 0 | 0 | 0 | 0 | 0
CT Fac. Spec. - SO2 Rate Annual v3.1, Unit 613 and retrofits | 290 | 7287 | Rate Constraint in lbs/MMBtu | FALSE | L | Annual | Constraint Shadow Price | US2022$/Ton | 0 | 0 | 0 | 0 | 0 | 0 | 0
CT Fac. Spec. - SO2 Rate Annual v3.1, Unit 614 and retrofits | 291 | 7287 | Rate Constraint in lbs/MMBtu | FALSE | L | Annual | Seasons Included | Seasons | Winter, Spring, Summer, Fall | Winter, Spring, Summer, Fall | Winter, Spring, Summer, Fall | Winter, Spring, Summer, Fall | Winter, Spring, Summer, Fall | Winter, Spring, Summer, Fall | Winter, Spring, Summer, Fall
CT Fac. Spec. - SO2 Rate Annual v3.1, Unit 614 and retrofits | 291 | 7287 | Rate Constraint in lbs/MMBtu | FALSE | L | Annual | Standard SO2 | lb/MMBtu | 0.33 | 0.33 | 0.33 | 0.33 | 0.33 | 0.33 | 0.33
CT Fac. Spec. - SO2 Rate Annual v3.1, Unit 614 and retrofits | 291 | 7287 | Rate Constraint in lbs/MMBtu | FALSE | L | Annual | Emissions at Affected Plants SO2 | Thousand Tons | 0 | 0 | 0 | 0 | 0 | 0 | 0
CT Fac. Spec. - SO2 Rate Annual v3.1, Unit 614 and retrofits | 291 | 7287 | Rate Constraint in lbs/MMBtu | FALSE | L | Annual | Allowances Purchased SO2 | Thousand Tons | 0 | 0 | 0 | 0 | 0 | 0 | 0
CT Fac. Spec. - SO2 Rate Annual v3.1, Unit 614 and retrofits | 291 | 7287 | Rate Constraint in lbs/MMBtu | FALSE | L | Annual | Allowances Sold SO2 | Thousand Tons | 0 | 0 | 0 | 0 | 0 | 0 | 0
CT Fac. Spec. - SO2 Rate Annual v3.1, Unit 614 and retrofits | 291 | 7287 | Rate Constraint in lbs/MMBtu | FALSE | L | Annual | Allowances Banked | Thousand Tons | 0 | 0 | 0 | 0 | 0 | 0 | 0
CT Fac. Spec. - SO2 Rate Annual v3.1, Unit 614 and retrofits | 291 | 7287 | Rate Constraint in lbs/MMBtu | FALSE | L | Annual | Allowances Withdrawn (1:1) | Thousand Tons | 0 | 0 | 0 | 0 | 0 | 0 | 0
CT Fac. Spec. - SO2 Rate Annual v3.1, Unit 614 and retrofits | 291 | 7287 | Rate Constraint in lbs/MMBtu | FALSE | L | Annual | Allowances Withdrawn (1:n) | Thousand Tons | 0 | 0 | 0 | 0 | 0 | 0 | 0
CT Fac. Spec. - SO2 Rate Annual v3.1, Unit 614 and retrofits | 291 | 7287 | Rate Constraint in lbs/MMBtu | FALSE | L | Annual | Total | Thousand Tons | 0 | 0 | 0 | 0 | 0 | 0 | 0
CT Fac. Spec. - SO2 Rate Annual v3.1, Unit 614 and retrofits | 291 | 7287 | Rate Constraint in lbs/MMBtu | FALSE | L | Annual | Fuel Consumed | TBtu | 0.061538 | 0.065373 | 0.0065933 | 0 | 0 | 0 | 0
CT Fac. Spec. - SO2 Rate Annual v3.1, Unit 614 and retrofits | 291 | 7287 | Rate Constraint in lbs/MMBtu | FALSE | L | Annual | Rate | lb/MMBtu | 0 | 0 | 0 | 0 | 0 | 0 | 0
CT Fac. Spec. - SO2 Rate Annual v3.1, Unit 614 and retrofits | 291 | 7287 | Rate Constraint in lbs/MMBtu | FALSE | L | Annual | Generation | TWh | 0.0057271 | 0.006084 | 0.00061362 | 0 | 0 | 0 | 0
CT Fac. Spec. - SO2 Rate Annual v3.1, Unit 614 and retrofits | 291 | 7287 | Rate Constraint in lbs/MMBtu | FALSE | L | Annual | Qualifying Generation | TWh | 0.0057271 | 0.006084 | 0.00061362 | 0 | 0 | 0 | 0
CT Fac. Spec. - SO2 Rate Annual v3.1, Unit 614 and retrofits | 291 | 7287 | Rate Constraint in lbs/MMBtu | FALSE | L | Annual | Rate | lb/MWh | 0 | 0 | 0 | 0 | 0 | 0 | 0
CT Fac. Spec. - SO2 Rate Annual v3.1, Unit 614 and retrofits | 291 | 7287 | Rate Constraint in lbs/MMBtu | FALSE | L | Annual | Constraint Shadow Price | US2022$/Ton | 0 | 0 | 0 | 0 | 0 | 0 | 0
CT Fac. Spec. - SO2 Rate Annual v3.1, Unit 616 and retrofits | 292 | 7287 | Rate Constraint in lbs/MMBtu | FALSE | L | Annual | Seasons Included | Seasons | Winter, Spring, Summer, Fall | Winter, Spring, Summer, Fall | Winter, Spring, Summer, Fall | Winter, Spring, Summer, Fall | Winter, Spring, Summer, Fall | Winter, Spring, Summer, Fall | Winter, Spring, Summer, Fall
CT Fac. Spec. - SO2 Rate Annual v3.1, Unit 616 and retrofits | 292 | 7287 | Rate Constraint in lbs/MMBtu | FALSE | L | Annual | Standard SO2 | lb/MMBtu | 0.33 | 0.33 | 0.33 | 0.33 | 0.33 | 0.33 | 0.33
CT Fac. Spec. - SO2 Rate Annual v3.1, Unit 616 and retrofits | 292 | 7287 | Rate Constraint in lbs/MMBtu | FALSE | L | Annual | Emissions at Affected Plants SO2 | Thousand Tons | 0 | 0 | 0 | 0 | 0 | 0 | 0
CT Fac. Spec. - SO2 Rate Annual v3.1, Unit 616 and retrofits | 292 | 7287 | Rate Constraint in lbs/MMBtu | FALSE | L | Annual | Allowances Purchased SO2 | Thousand Tons | 0 | 0 | 0 | 0 | 0 | 0 | 0
CT Fac. Spec. - SO2 Rate Annual v3.1, Unit 616 and retrofits | 292 | 7287 | Rate Constraint in lbs/MMBtu | FALSE | L | Annual | Allowances Sold SO2 | Thousand Tons | 0 | 0 | 0 | 0 | 0 | 0 | 0
CT Fac. Spec. - SO2 Rate Annual v3.1, Unit 616 and retrofits | 292 | 7287 | Rate Constraint in lbs/MMBtu | FALSE | L | Annual | Allowances Banked | Thousand Tons | 0 | 0 | 0 | 0 | 0 | 0 | 0
CT Fac. Spec. - SO2 Rate Annual v3.1, Unit 616 and retrofits | 292 | 7287 | Rate Constraint in lbs/MMBtu | FALSE | L | Annual | Allowances Withdrawn (1:1) | Thousand Tons | 0 | 0 | 0 | 0 | 0 | 0 | 0
CT Fac. Spec. - SO2 Rate Annual v3.1, Unit 616 and retrofits | 292 | 7287 | Rate Constraint in lbs/MMBtu | FALSE | L | Annual | Allowances Withdrawn (1:n) | Thousand Tons | 0 | 0 | 0 | 0 | 0 | 0 | 0
CT Fac. Spec. - SO2 Rate Annual v3.1, Unit 616 and retrofits | 292 | 7287 | Rate Constraint in lbs/MMBtu | FALSE | L | Annual | Total | Thousand Tons | 0 | 0 | 0 | 0 | 0 | 0 | 0
CT Fac. Spec. - SO2 Rate Annual v3.1, Unit 616 and retrofits | 292 | 7287 | Rate Constraint in lbs/MMBtu | FALSE | L | Annual | Fuel Consumed | TBtu | 0.12937 | 0.13736 | 0.013861 | 0 | 0 | 0 | 0
CT Fac. Spec. - SO2 Rate Annual v3.1, Unit 616 and retrofits | 292 | 7287 | Rate Constraint in lbs/MMBtu | FALSE | L | Annual | Rate | lb/MMBtu | 0 | 0 | 0 | 0 | 0 | 0 | 0
CT Fac. Spec. - SO2 Rate Annual v3.1, Unit 616 and retrofits | 292 | 7287 | Rate Constraint in lbs/MMBtu | FALSE | L | Annual | Generation | TWh | 0.01204 | 0.012784 | 0.00129 | 0 | 0 | 0 | 0
CT Fac. Spec. - SO2 Rate Annual v3.1, Unit 616 and retrofits | 292 | 7287 | Rate Constraint in lbs/MMBtu | FALSE | L | Annual | Qualifying Generation | TWh | 0.01204 | 0.012784 | 0.00129 | 0 | 0 | 0 | 0
CT Fac. Spec. - SO2 Rate Annual v3.1, Unit 616 and retrofits | 292 | 7287 | Rate Constraint in lbs/MMBtu | FALSE | L | Annual | Rate | lb/MWh | 0 | 0 | 0 | 0 | 0 | 0 | 0
CT Fac. Spec. - SO2 Rate Annual v3.1, Unit 616 and retrofits | 292 | 7287 | Rate Constraint in lbs/MMBtu | FALSE | L | Annual | Constraint Shadow Price | US2022$/Ton | 0 | 0 | 0 | 0 | 0 | 0 | 0
CT Fac. Spec. - SO2 Rate Annual v3.1, Unit 617 and retrofits | 293 | 7287 | Rate Constraint in lbs/MMBtu | FALSE | L | Annual | Seasons Included | Seasons | Winter, Spring, Summer, Fall | Winter, Spring, Summer, Fall | Winter, Spring, Summer, Fall | Winter, Spring, Summer, Fall | Winter, Spring, Summer, Fall | Winter, Spring, Summer, Fall | Winter, Spring, Summer, Fall
CT Fac. Spec. - SO2 Rate Annual v3.1, Unit 617 and retrofits | 293 | 7287 | Rate Constraint in lbs/MMBtu | FALSE | L | Annual | Standard SO2 | lb/MMBtu | 0.33 | 0.33 | 0.33 | 0.33 | 0.33 | 0.33 | 0.33
CT Fac. Spec. - SO2 Rate Annual v3.1, Unit 617 and retrofits | 293 | 7287 | Rate Constraint in lbs/MMBtu | FALSE | L | Annual | Emissions at Affected Plants SO2 | Thousand Tons | 0 | 0 | 0 | 0 | 0 | 0 | 0
CT Fac. Spec. - SO2 Rate Annual v3.1, Unit 617 and retrofits | 293 | 7287 | Rate Constraint in lbs/MMBtu | FALSE | L | Annual | Allowances Purchased SO2 | Thousand Tons | 0 | 0 | 0 | 0 | 0 | 0 | 0
CT Fac. Spec. - SO2 Rate Annual v3.1, Unit 617 and retrofits | 293 | 7287 | Rate Constraint in lbs/MMBtu | FALSE | L | Annual | Allowances Sold SO2 | Thousand Tons | 0 | 0 | 0 | 0 | 0 | 0 | 0
CT Fac. Spec. - SO2 Rate Annual v3.1, Unit 617 and retrofits | 293 | 7287 | Rate Constraint in lbs/MMBtu | FALSE | L | Annual | Allowances Banked | Thousand Tons | 0 | 0 | 0 | 0 | 0 | 0 | 0
CT Fac. Spec. - SO2 Rate Annual v3.1, Unit 617 and retrofits | 293 | 7287 | Rate Constraint in lbs/MMBtu | FALSE | L | Annual | Allowances Withdrawn (1:1) | Thousand Tons | 0 | 0 | 0 | 0 | 0 | 0 | 0
CT Fac. Spec. - SO2 Rate Annual v3.1, Unit 617 and retrofits | 293 | 7287 | Rate Constraint in lbs/MMBtu | FALSE | L | Annual | Allowances Withdrawn (1:n) | Thousand Tons | 0 | 0 | 0 | 0 | 0 | 0 | 0
CT Fac. Spec. - SO2 Rate Annual v3.1, Unit 617 and retrofits | 293 | 7287 | Rate Constraint in lbs/MMBtu | FALSE | L | Annual | Total | Thousand Tons | 0 | 0 | 0 | 0 | 0 | 0 | 0
CT Fac. Spec. - SO2 Rate Annual v3.1, Unit 617 and retrofits | 293 | 7287 | Rate Constraint in lbs/MMBtu | FALSE | L | Annual | Fuel Consumed | TBtu | 0.0077534 | 0.0098209 | 0 | 0 | 0 | 0 | 0
CT Fac. Spec. - SO2 Rate Annual v3.1, Unit 617 and retrofits | 293 | 7287 | Rate Constraint in lbs/MMBtu | FALSE | L | Annual | Rate | lb/MMBtu | 0 | 0 | 0 | 0 | 0 | 0 | 0
CT Fac. Spec. - SO2 Rate Annual v3.1, Unit 617 and retrofits | 293 | 7287 | Rate Constraint in lbs/MMBtu | FALSE | L | Annual | Generation | TWh | 0.00057377 | 0.00072678 | 0 | 0 | 0 | 0 | 0
CT Fac. Spec. - SO2 Rate Annual v3.1, Unit 617 and retrofits | 293 | 7287 | Rate Constraint in lbs/MMBtu | FALSE | L | Annual | Qualifying Generation | TWh | 0.00057377 | 0.00072678 | 0 | 0 | 0 | 0 | 0
CT Fac. Spec. - SO2 Rate Annual v3.1, Unit 617 and retrofits | 293 | 7287 | Rate Constraint in lbs/MMBtu | FALSE | L | Annual | Rate | lb/MWh | 0 | 0 | 0 | 0 | 0 | 0 | 0
CT Fac. Spec. - SO2 Rate Annual v3.1, Unit 617 and retrofits | 293 | 7287 | Rate Constraint in lbs/MMBtu | FALSE | L | Annual | Constraint Shadow Price | US2022$/Ton | 0 | 0 | 0 | 0 | 0 | 0 | 0
CT Fac. Spec. - SO2 Rate Annual v3.1, Unit 618 and retrofits | 294 | 7287 | Rate Constraint in lbs/MMBtu | FALSE | L | Annual | Seasons Included | Seasons | Winter, Spring, Summer, Fall | Winter, Spring, Summer, Fall | Winter, Spring, Summer, Fall | Winter, Spring, Summer, Fall | Winter, Spring, Summer, Fall | Winter, Spring, Summer, Fall | Winter, Spring, Summer, Fall
CT Fac. Spec. - SO2 Rate Annual v3.1, Unit 618 and retrofits | 294 | 7287 | Rate Constraint in lbs/MMBtu | FALSE | L | Annual | Standard SO2 | lb/MMBtu | 0.33 | 0.33 | 0.33 | 0.33 | 0.33 | 0.33 | 0.33
CT Fac. Spec. - SO2 Rate Annual v3.1, Unit 618 and retrofits | 294 | 7287 | Rate Constraint in lbs/MMBtu | FALSE | L | Annual | Emissions at Affected Plants SO2 | Thousand Tons | 0 | 0 | 0 | 0 | 0 | 0 | 0
CT Fac. Spec. - SO2 Rate Annual v3.1, Unit 618 and retrofits | 294 | 7287 | Rate Constraint in lbs/MMBtu | FALSE | L | Annual | Allowances Purchased SO2 | Thousand Tons | 0 | 0 | 0 | 0 | 0 | 0 | 0
CT Fac. Spec. - SO2 Rate Annual v3.1, Unit 618 and retrofits | 294 | 7287 | Rate Constraint in lbs/MMBtu | FALSE | L | Annual | Allowances Sold SO2 | Thousand Tons | 0 | 0 | 0 | 0 | 0 | 0 | 0
CT Fac. Spec. - SO2 Rate Annual v3.1, Unit 618 and retrofits | 294 | 7287 | Rate Constraint in lbs/MMBtu | FALSE | L | Annual | Allowances Banked | Thousand Tons | 0 | 0 | 0 | 0 | 0 | 0 | 0
CT Fac. Spec. - SO2 Rate Annual v3.1, Unit 618 and retrofits | 294 | 7287 | Rate Constraint in lbs/MMBtu | FALSE | L | Annual | Allowances Withdrawn (1:1) | Thousand Tons | 0 | 0 | 0 | 0 | 0 | 0 | 0
CT Fac. Spec. - SO2 Rate Annual v3.1, Unit 618 and retrofits | 294 | 7287 | Rate Constraint in lbs/MMBtu | FALSE | L | Annual | Allowances Withdrawn (1:n) | Thousand Tons | 0 | 0 | 0 | 0 | 0 | 0 | 0
CT Fac. Spec. - SO2 Rate Annual v3.1, Unit 618 and retrofits | 294 | 7287 | Rate Constraint in lbs/MMBtu | FALSE | L | Annual | Total | Thousand Tons | 0 | 0 | 0 | 0 | 0 | 0 | 0
CT Fac. Spec. - SO2 Rate Annual v3.1, Unit 618 and retrofits | 294 | 7287 | Rate Constraint in lbs/MMBtu | FALSE | L | Annual | Fuel Consumed | TBtu | 0.0077528 | 0.0098202 | 0 | 0 | 0 | 0 | 0
CT Fac. Spec. - SO2 Rate Annual v3.1, Unit 618 and retrofits | 294 | 7287 | Rate Constraint in lbs/MMBtu | FALSE | L | Annual | Rate | lb/MMBtu | 0 | 0 | 0 | 0 | 0 | 0 | 0
CT Fac. Spec. - SO2 Rate Annual v3.1, Unit 618 and retrofits | 294 | 7287 | Rate Constraint in lbs/MMBtu | FALSE | L | Annual | Generation | TWh | 0.00057377 | 0.00072678 | 0 | 0 | 0 | 0 | 0
CT Fac. Spec. - SO2 Rate Annual v3.1, Unit 618 and retrofits | 294 | 7287 | Rate Constraint in lbs/MMBtu | FALSE | L | Annual | Qualifying Generation | TWh | 0.00057377 | 0.00072678 | 0 | 0 | 0 | 0 | 0
CT Fac. Spec. - SO2 Rate Annual v3.1, Unit 618 and retrofits | 294 | 7287 | Rate Constraint in lbs/MMBtu | FALSE | L | Annual | Rate | lb/MWh | 0 | 0 | 0 | 0 | 0 | 0 | 0
CT Fac. Spec. - SO2 Rate Annual v3.1, Unit 618 and retrofits | 294 | 7287 | Rate Constraint in lbs/MMBtu | FALSE | L | Annual | Constraint Shadow Price | US2022$/Ton | 0 | 0 | 0 | 0 | 0 | 0 | 0
CT Fac. Spec. - SO2 Rate Annual v3.1, Unit 619 and retrofits | 295 | 7287 | Rate Constraint in lbs/MMBtu | FALSE | L | Annual | Seasons Included | Seasons | Winter, Spring, Summer, Fall | Winter, Spring, Summer, Fall | Winter, Spring, Summer, Fall | Winter, Spring, Summer, Fall | Winter, Spring, Summer, Fall | Winter, Spring, Summer, Fall | Winter, Spring, Summer, Fall
CT Fac. Spec. - SO2 Rate Annual v3.1, Unit 619 and retrofits | 295 | 7287 | Rate Constraint in lbs/MMBtu | FALSE | L | Annual | Standard SO2 | lb/MMBtu | 0.33 | 0.33 | 0.33 | 0.33 | 0.33 | 0.33 | 0.33
CT Fac. Spec. - SO2 Rate Annual v3.1, Unit 619 and retrofits | 295 | 7287 | Rate Constraint in lbs/MMBtu | FALSE | L | Annual | Emissions at Affected Plants SO2 | Thousand Tons | 0 | 0 | 0 | 0 | 0 | 0 | 0
CT Fac. Spec. - SO2 Rate Annual v3.1, Unit 619 and retrofits | 295 | 7287 | Rate Constraint in lbs/MMBtu | FALSE | L | Annual | Allowances Purchased SO2 | Thousand Tons | 0 | 0 | 0 | 0 | 0 | 0 | 0
CT Fac. Spec. - SO2 Rate Annual v3.1, Unit 619 and retrofits | 295 | 7287 | Rate Constraint in lbs/MMBtu | FALSE | L | Annual | Allowances Sold SO2 | Thousand Tons | 0 | 0 | 0 | 0 | 0 | 0 | 0
CT Fac. Spec. - SO2 Rate Annual v3.1, Unit 619 and retrofits | 295 | 7287 | Rate Constraint in lbs/MMBtu | FALSE | L | Annual | Allowances Banked | Thousand Tons | 0 | 0 | 0 | 0 | 0 | 0 | 0
CT Fac. Spec. - SO2 Rate Annual v3.1, Unit 619 and retrofits | 295 | 7287 | Rate Constraint in lbs/MMBtu | FALSE | L | Annual | Allowances Withdrawn (1:1) | Thousand Tons | 0 | 0 | 0 | 0 | 0 | 0 | 0
CT Fac. Spec. - SO2 Rate Annual v3.1, Unit 619 and retrofits | 295 | 7287 | Rate Constraint in lbs/MMBtu | FALSE | L | Annual | Allowances Withdrawn (1:n) | Thousand Tons | 0 | 0 | 0 | 0 | 0 | 0 | 0
CT Fac. Spec. - SO2 Rate Annual v3.1, Unit 619 and retrofits | 295 | 7287 | Rate Constraint in lbs/MMBtu | FALSE | L | Annual | Total | Thousand Tons | 0 | 0 | 0 | 0 | 0 | 0 | 0
CT Fac. Spec. - SO2 Rate Annual v3.1, Unit 619 and retrofits | 295 | 7287 | Rate Constraint in lbs/MMBtu | FALSE | L | Annual | Fuel Consumed | TBtu | 0.0077528 | 0.0098202 | 0 | 0 | 0 | 0 | 0
CT Fac. Spec. - SO2 Rate Annual v3.1, Unit 619 and retrofits | 295 | 7287 | Rate Constraint in lbs/MMBtu | FALSE | L | Annual | Rate | lb/MMBtu | 0 | 0 | 0 | 0 | 0 | 0 | 0
CT Fac. Spec. - SO2 Rate Annual v3.1, Unit 619 and retrofits | 295 | 7287 | Rate Constraint in lbs/MMBtu | FALSE | L | Annual | Generation | TWh | 0.00057377 | 0.00072678 | 0 | 0 | 0 | 0 | 0
CT Fac. Spec. - SO2 Rate Annual v3.1, Unit 619 and retrofits | 295 | 7287 | Rate Constraint in lbs/MMBtu | FALSE | L | Annual | Qualifying Generation | TWh | 0.00057377 | 0.00072678 | 0 | 0 | 0 | 0 | 0
CT Fac. Spec. - SO2 Rate Annual v3.1, Unit 619 and retrofits | 295 | 7287 | Rate Constraint in lbs/MMBtu | FALSE | L | Annual | Rate | lb/MWh | 0 | 0 | 0 | 0 | 0 | 0 | 0
CT Fac. Spec. - SO2 Rate Annual v3.1, Unit 619 and retrofits | 295 | 7287 | Rate Constraint in lbs/MMBtu | FALSE | L | Annual | Constraint Shadow Price | US2022$/Ton | 0 | 0 | 0 | 0 | 0 | 0 | 0
CT Fac. Spec. - SO2 Rate Annual v3.1, Unit 620 and retrofits | 296 | 7287 | Rate Constraint in lbs/MMBtu | FALSE | L | Annual | Seasons Included | Seasons | Winter, Spring, Summer, Fall | Winter, Spring, Summer, Fall | Winter, Spring, Summer, Fall | Winter, Spring, Summer, Fall | Winter, Spring, Summer, Fall | Winter, Spring, Summer, Fall | Winter, Spring, Summer, Fall
CT Fac. Spec. - SO2 Rate Annual v3.1, Unit 620 and retrofits | 296 | 7287 | Rate Constraint in lbs/MMBtu | FALSE | L | Annual | Standard SO2 | lb/MMBtu | 0.33 | 0.33 | 0.33 | 0.33 | 0.33 | 0.33 | 0.33
CT Fac. Spec. - SO2 Rate Annual v3.1, Unit 620 and retrofits | 296 | 7287 | Rate Constraint in lbs/MMBtu | FALSE | L | Annual | Emissions at Affected Plants SO2 | Thousand Tons | 0 | 0 | 0 | 0 | 0 | 0 | 0
CT Fac. Spec. - SO2 Rate Annual v3.1, Unit 620 and retrofits | 296 | 7287 | Rate Constraint in lbs/MMBtu | FALSE | L | Annual | Allowances Purchased SO2 | Thousand Tons | 0 | 0 | 0 | 0 | 0 | 0 | 0
CT Fac. Spec. - SO2 Rate Annual v3.1, Unit 620 and retrofits | 296 | 7287 | Rate Constraint in lbs/MMBtu | FALSE | L | Annual | Allowances Sold SO2 | Thousand Tons | 0 | 0 | 0 | 0 | 0 | 0 | 0
CT Fac. Spec. - SO2 Rate Annual v3.1, Unit 620 and retrofits | 296 | 7287 | Rate Constraint in lbs/MMBtu | FALSE | L | Annual | Allowances Banked | Thousand Tons | 0 | 0 | 0 | 0 | 0 | 0 | 0
CT Fac. Spec. - SO2 Rate Annual v3.1, Unit 620 and retrofits | 296 | 7287 | Rate Constraint in lbs/MMBtu | FALSE | L | Annual | Allowances Withdrawn (1:1) | Thousand Tons | 0 | 0 | 0 | 0 | 0 | 0 | 0
CT Fac. Spec. - SO2 Rate Annual v3.1, Unit 620 and retrofits | 296 | 7287 | Rate Constraint in lbs/MMBtu | FALSE | L | Annual | Allowances Withdrawn (1:n) | Thousand Tons | 0 | 0 | 0 | 0 | 0 | 0 | 0
CT Fac. Spec. - SO2 Rate Annual v3.1, Unit 620 and retrofits | 296 | 7287 | Rate Constraint in lbs/MMBtu | FALSE | L | Annual | Total | Thousand Tons | 0 | 0 | 0 | 0 | 0 | 0 | 0
CT Fac. Spec. - SO2 Rate Annual v3.1, Unit 620 and retrofits | 296 | 7287 | Rate Constraint in lbs/MMBtu | FALSE | L | Annual | Fuel Consumed | TBtu | 0.035613 | 0.037488 | 0 | 0 | 0 | 0 | 0
CT Fac. Spec. - SO2 Rate Annual v3.1, Unit 620 and retrofits | 296 | 7287 | Rate Constraint in lbs/MMBtu | FALSE | L | Annual | Rate | lb/MMBtu | 0 | 0 | 0 | 0 | 0 | 0 | 0
CT Fac. Spec. - SO2 Rate Annual v3.1, Unit 620 and retrofits | 296 | 7287 | Rate Constraint in lbs/MMBtu | FALSE | L | Annual | Generation | TWh | 0.0031561 | 0.0033222 | 0 | 0 | 0 | 0 | 0
CT Fac. Spec. - SO2 Rate Annual v3.1, Unit 620 and retrofits | 296 | 7287 | Rate Constraint in lbs/MMBtu | FALSE | L | Annual | Qualifying Generation | TWh | 0.0031561 | 0.0033222 | 0 | 0 | 0 | 0 | 0
CT Fac. Spec. - SO2 Rate Annual v3.1, Unit 620 and retrofits | 296 | 7287 | Rate Constraint in lbs/MMBtu | FALSE | L | Annual | Rate | lb/MWh | 0 | 0 | 0 | 0 | 0 | 0 | 0
CT Fac. Spec. - SO2 Rate Annual v3.1, Unit 620 and retrofits | 296 | 7287 | Rate Constraint in lbs/MMBtu | FALSE | L | Annual | Constraint Shadow Price | US2022$/Ton | 0 | 0 | 0 | 0 | 0 | 0 | 0
CT Fac. Spec. - SO2 Rate Annual v3.1, Unit 621 and retrofits | 297 | 7287 | Rate Constraint in lbs/MMBtu | FALSE | L | Annual | Seasons Included | Seasons | Winter, Spring, Summer, Fall | Winter, Spring, Summer, Fall | Winter, Spring, Summer, Fall | Winter, Spring, Summer, Fall | Winter, Spring, Summer, Fall | Winter, Spring, Summer, Fall | Winter, Spring, Summer, Fall
CT Fac. Spec. - SO2 Rate Annual v3.1, Unit 621 and retrofits | 297 | 7287 | Rate Constraint in lbs/MMBtu | FALSE | L | Annual | Standard SO2 | lb/MMBtu | 0.33 | 0.33 | 0.33 | 0.33 | 0.33 | 0.33 | 0.33
CT Fac. Spec. - SO2 Rate Annual v3.1, Unit 621 and retrofits | 297 | 7287 | Rate Constraint in lbs/MMBtu | FALSE | L | Annual | Emissions at Affected Plants SO2 | Thousand Tons | 0 | 0 | 0 | 0 | 0 | 0 | 0
CT Fac. Spec. - SO2 Rate Annual v3.1, Unit 621 and retrofits | 297 | 7287 | Rate Constraint in lbs/MMBtu | FALSE | L | Annual | Allowances Purchased SO2 | Thousand Tons | 0 | 0 | 0 | 0 | 0 | 0 | 0
CT Fac. Spec. - SO2 Rate Annual v3.1, Unit 621 and retrofits | 297 | 7287 | Rate Constraint in lbs/MMBtu | FALSE | L | Annual | Allowances Sold SO2 | Thousand Tons | 0 | 0 | 0 | 0 | 0 | 0 | 0
CT Fac. Spec. - SO2 Rate Annual v3.1, Unit 621 and retrofits | 297 | 7287 | Rate Constraint in lbs/MMBtu | FALSE | L | Annual | Allowances Banked | Thousand Tons | 0 | 0 | 0 | 0 | 0 | 0 | 0
CT Fac. Spec. - SO2 Rate Annual v3.1, Unit 621 and retrofits | 297 | 7287 | Rate Constraint in lbs/MMBtu | FALSE | L | Annual | Allowances Withdrawn (1:1) | Thousand Tons | 0 | 0 | 0 | 0 | 0 | 0 | 0
CT Fac. Spec. - SO2 Rate Annual v3.1, Unit 621 and retrofits | 297 | 7287 | Rate Constraint in lbs/MMBtu | FALSE | L | Annual | Allowances Withdrawn (1:n) | Thousand Tons | 0 | 0 | 0 | 0 | 0 | 0 | 0
CT Fac. Spec. - SO2 Rate Annual v3.1, Unit 621 and retrofits | 297 | 7287 | Rate Constraint in lbs/MMBtu | FALSE | L | Annual | Total | Thousand Tons | 0 | 0 | 0 | 0 | 0 | 0 | 0
CT Fac. Spec. - SO2 Rate Annual v3.1, Unit 621 and retrofits | 297 | 7287 | Rate Constraint in lbs/MMBtu | FALSE | L | Annual | Fuel Consumed | TBtu | 0.03562 | 0.037494 | 0 | 0 | 0 | 0 | 0
CT Fac. Spec. - SO2 Rate Annual v3.1, Unit 621 and retrofits | 297 | 7287 | Rate Constraint in lbs/MMBtu | FALSE | L | Annual | Rate | lb/MMBtu | 0 | 0 | 0 | 0 | 0 | 0 | 0
CT Fac. Spec. - SO2 Rate Annual v3.1, Unit 621 and retrofits | 297 | 7287 | Rate Constraint in lbs/MMBtu | FALSE | L | Annual | Generation | TWh | 0.0031561 | 0.0033222 | 0 | 0 | 0 | 0 | 0
CT Fac. Spec. - SO2 Rate Annual v3.1, Unit 621 and retrofits | 297 | 7287 | Rate Constraint in lbs/MMBtu | FALSE | L | Annual | Qualifying Generation | TWh | 0.0031561 | 0.0033222 | 0 | 0 | 0 | 0 | 0
CT Fac. Spec. - SO2 Rate Annual v3.1, Unit 621 and retrofits | 297 | 7287 | Rate Constraint in lbs/MMBtu | FALSE | L | Annual | Rate | lb/MWh | 0 | 0 | 0 | 0 | 0 | 0 | 0
CT Fac. Spec. - SO2 Rate Annual v3.1, Unit 621 and retrofits | 297 | 7287 | Rate Constraint in lbs/MMBtu | FALSE | L | Annual | Constraint Shadow Price | US2022$/Ton | 0 | 0 | 0 | 0 | 0 | 0 | 0
CT Fac. Spec. - SO2 Rate Annual v3.1, Unit 622 and retrofits | 298 | 7287 | Rate Constraint in lbs/MMBtu | FALSE | L | Annual | Seasons Included | Seasons | Winter, Spring, Summer, Fall | Winter, Spring, Summer, Fall | Winter, Spring, Summer, Fall | Winter, Spring, Summer, Fall | Winter, Spring, Summer, Fall | Winter, Spring, Summer, Fall | Winter, Spring, Summer, Fall
CT Fac. Spec. - SO2 Rate Annual v3.1, Unit 622 and retrofits | 298 | 7287 | Rate Constraint in lbs/MMBtu | FALSE | L | Annual | Standard SO2 | lb/MMBtu | 0.33 | 0.33 | 0.33 | 0.33 | 0.33 | 0.33 | 0.33
CT Fac. Spec. - SO2 Rate Annual v3.1, Unit 622 and retrofits | 298 | 7287 | Rate Constraint in lbs/MMBtu | FALSE | L | Annual | Emissions at Affected Plants SO2 | Thousand Tons | 0 | 0 | 0 | 0 | 0 | 0 | 0
CT Fac. Spec. - SO2 Rate Annual v3.1, Unit 622 and retrofits | 298 | 7287 | Rate Constraint in lbs/MMBtu | FALSE | L | Annual | Allowances Purchased SO2 | Thousand Tons | 0 | 0 | 0 | 0 | 0 | 0 | 0
CT Fac. Spec. - SO2 Rate Annual v3.1, Unit 622 and retrofits | 298 | 7287 | Rate Constraint in lbs/MMBtu | FALSE | L | Annual | Allowances Sold SO2 | Thousand Tons | 0 | 0 | 0 | 0 | 0 | 0 | 0
CT Fac. Spec. - SO2 Rate Annual v3.1, Unit 622 and retrofits | 298 | 7287 | Rate Constraint in lbs/MMBtu | FALSE | L | Annual | Allowances Banked | Thousand Tons | 0 | 0 | 0 | 0 | 0 | 0 | 0
CT Fac. Spec. - SO2 Rate Annual v3.1, Unit 622 and retrofits | 298 | 7287 | Rate Constraint in lbs/MMBtu | FALSE | L | Annual | Allowances Withdrawn (1:1) | Thousand Tons | 0 | 0 | 0 | 0 | 0 | 0 | 0
CT Fac. Spec. - SO2 Rate Annual v3.1, Unit 622 and retrofits | 298 | 7287 | Rate Constraint in lbs/MMBtu | FALSE | L | Annual | Allowances Withdrawn (1:n) | Thousand Tons | 0 | 0 | 0 | 0 | 0 | 0 | 0
CT Fac. Spec. - SO2 Rate Annual v3.1, Unit 622 and retrofits | 298 | 7287 | Rate Constraint in lbs/MMBtu | FALSE | L | Annual | Total | Thousand Tons | 0 | 0 | 0 | 0 | 0 | 0 | 0
CT Fac. Spec. - SO2 Rate Annual v3.1, Unit 622 and retrofits | 298 | 7287 | Rate Constraint in lbs/MMBtu | FALSE | L | Annual | Fuel Consumed | TBtu | 0.03562 | 0.037494 | 0 | 0 | 0 | 0 | 0
CT Fac. Spec. - SO2 Rate Annual v3.1, Unit 622 and retrofits | 298 | 7287 | Rate Constraint in lbs/MMBtu | FALSE | L | Annual | Rate | lb/MMBtu | 0 | 0 | 0 | 0 | 0 | 0 | 0
CT Fac. Spec. - SO2 Rate Annual v3.1, Unit 622 and retrofits | 298 | 7287 | Rate Constraint in lbs/MMBtu | FALSE | L | Annual | Generation | TWh | 0.0031561 | 0.0033222 | 0 | 0 | 0 | 0 | 0
CT Fac. Spec. - SO2 Rate Annual v3.1, Unit 622 and retrofits | 298 | 7287 | Rate Constraint in lbs/MMBtu | FALSE | L | Annual | Qualifying Generation | TWh | 0.0031561 | 0.0033222 | 0 | 0 | 0 | 0 | 0
CT Fac. Spec. - SO2 Rate Annual v3.1, Unit 622 and retrofits | 298 | 7287 | Rate Constraint in lbs/MMBtu | FALSE | L | Annual | Rate | lb/MWh | 0 | 0 | 0 | 0 | 0 | 0 | 0
CT Fac. Spec. - SO2 Rate Annual v3.1, Unit 622 and retrofits | 298 | 7287 | Rate Constraint in lbs/MMBtu | FALSE | L | Annual | Constraint Shadow Price | US2022$/Ton | 0 | 0 | 0 | 0 | 0 | 0 | 0
CT Fac. Spec. - SO2 Rate Annual v3.1, Unit 623 and retrofits | 299 | 7287 | Rate Constraint in lbs/MMBtu | FALSE | L | Annual | Seasons Included | Seasons | Winter, Spring, Summer, Fall | Winter, Spring, Summer, Fall | Winter, Spring, Summer, Fall | Winter, Spring, Summer, Fall | Winter, Spring, Summer, Fall | Winter, Spring, Summer, Fall | Winter, Spring, Summer, Fall
CT Fac. Spec. - SO2 Rate Annual v3.1, Unit 623 and retrofits | 299 | 7287 | Rate Constraint in lbs/MMBtu | FALSE | L | Annual | Standard SO2 | lb/MMBtu | 0.33 | 0.33 | 0.33 | 0.33 | 0.33 | 0.33 | 0.33
CT Fac. Spec. - SO2 Rate Annual v3.1, Unit 623 and retrofits | 299 | 7287 | Rate Constraint in lbs/MMBtu | FALSE | L | Annual | Emissions at Affected Plants SO2 | Thousand Tons | 0 | 0 | 0 | 0 | 0 | 0 | 0
CT Fac. Spec. - SO2 Rate Annual v3.1, Unit 623 and retrofits | 299 | 7287 | Rate Constraint in lbs/MMBtu | FALSE | L | Annual | Allowances Purchased SO2 | Thousand Tons | 0 | 0 | 0 | 0 | 0 | 0 | 0
CT Fac. Spec. - SO2 Rate Annual v3.1, Unit 623 and retrofits | 299 | 7287 | Rate Constraint in lbs/MMBtu | FALSE | L | Annual | Allowances Sold SO2 | Thousand Tons | 0 | 0 | 0 | 0 | 0 | 0 | 0
CT Fac. Spec. - SO2 Rate Annual v3.1, Unit 623 and retrofits | 299 | 7287 | Rate Constraint in lbs/MMBtu | FALSE | L | Annual | Allowances Banked | Thousand Tons | 0 | 0 | 0 | 0 | 0 | 0 | 0
CT Fac. Spec. - SO2 Rate Annual v3.1, Unit 623 and retrofits | 299 | 7287 | Rate Constraint in lbs/MMBtu | FALSE | L | Annual | Allowances Withdrawn (1:1) | Thousand Tons | 0 | 0 | 0 | 0 | 0 | 0 | 0
CT Fac. Spec. - SO2 Rate Annual v3.1, Unit 623 and retrofits | 299 | 7287 | Rate Constraint in lbs/MMBtu | FALSE | L | Annual | Allowances Withdrawn (1:n) | Thousand Tons | 0 | 0 | 0 | 0 | 0 | 0 | 0
CT Fac. Spec. - SO2 Rate Annual v3.1, Unit 623 and retrofits | 299 | 7287 | Rate Constraint in lbs/MMBtu | FALSE | L | Annual | Total | Thousand Tons | 0 | 0 | 0 | 0 | 0 | 0 | 0
CT Fac. Spec. - SO2 Rate Annual v3.1, Unit 623 and retrofits | 299 | 7287 | Rate Constraint in lbs/MMBtu | FALSE | L | Annual | Fuel Consumed | TBtu | 0.03562 | 0.037494 | 0 | 0 | 0 | 0 | 0
CT Fac. Spec. - SO2 Rate Annual v3.1, Unit 623 and retrofits | 299 | 7287 | Rate Constraint in lbs/MMBtu | FALSE | L | Annual | Rate | lb/MMBtu | 0 | 0 | 0 | 0 | 0 | 0 | 0
CT Fac. Spec. - SO2 Rate Annual v3.1, Unit 623 and retrofits | 299 | 7287 | Rate Constraint in lbs/MMBtu | FALSE | L | Annual | Generation | TWh | 0.0031561 | 0.0033222 | 0 | 0 | 0 | 0 | 0
CT Fac. Spec. - SO2 Rate Annual v3.1, Unit 623 and retrofits | 299 | 7287 | Rate Constraint in lbs/MMBtu | FALSE | L | Annual | Qualifying Generation | TWh | 0.0031561 | 0.0033222 | 0 | 0 | 0 | 0 | 0
CT Fac. Spec. - SO2 Rate Annual v3.1, Unit 623 and retrofits | 299 | 7287 | Rate Constraint in lbs/MMBtu | FALSE | L | Annual | Rate | lb/MWh | 0 | 0 | 0 | 0 | 0 | 0 | 0
CT Fac. Spec. - SO2 Rate Annual v3.1, Unit 623 and retrofits | 299 | 7287 | Rate Constraint in lbs/MMBtu | FALSE | L | Annual | Constraint Shadow Price | US2022$/Ton | 0 | 0 | 0 | 0 | 0 | 0 | 0
CT Fac. Spec. - SO2 Rate Annual v3.1, Unit 624 and retrofits | 300 | 7287 | Rate Constraint in lbs/MMBtu | FALSE | L | Annual | Seasons Included | Seasons | Winter, Spring, Summer, Fall | Winter, Spring, Summer, Fall | Winter, Spring, Summer, Fall | Winter, Spring, Summer, Fall | Winter, Spring, Summer, Fall | Winter, Spring, Summer, Fall | Winter, Spring, Summer, Fall
CT Fac. Spec. - SO2 Rate Annual v3.1, Unit 624 and retrofits | 300 | 7287 | Rate Constraint in lbs/MMBtu | FALSE | L | Annual | Standard SO2 | lb/MMBtu | 0.33 | 0.33 | 0.33 | 0.33 | 0.33 | 0.33 | 0.33
CT Fac. Spec. - SO2 Rate Annual v3.1, Unit 624 and retrofits | 300 | 7287 | Rate Constraint in lbs/MMBtu | FALSE | L | Annual | Emissions at Affected Plants SO2 | Thousand Tons | 0 | 0 | 0 | 0 | 0 | 0 | 0
CT Fac. Spec. - SO2 Rate Annual v3.1, Unit 624 and retrofits | 300 | 7287 | Rate Constraint in lbs/MMBtu | FALSE | L | Annual | Allowances Purchased SO2 | Thousand Tons | 0 | 0 | 0 | 0 | 0 | 0 | 0
CT Fac. Spec. - SO2 Rate Annual v3.1, Unit 624 and retrofits | 300 | 7287 | Rate Constraint in lbs/MMBtu | FALSE | L | Annual | Allowances Sold SO2 | Thousand Tons | 0 | 0 | 0 | 0 | 0 | 0 | 0
CT Fac. Spec. - SO2 Rate Annual v3.1, Unit 624 and retrofits | 300 | 7287 | Rate Constraint in lbs/MMBtu | FALSE | L | Annual | Allowances Banked | Thousand Tons | 0 | 0 | 0 | 0 | 0 | 0 | 0
CT Fac. Spec. - SO2 Rate Annual v3.1, Unit 624 and retrofits | 300 | 7287 | Rate Constraint in lbs/MMBtu | FALSE | L | Annual | Allowances Withdrawn (1:1) | Thousand Tons | 0 | 0 | 0 | 0 | 0 | 0 | 0
CT Fac. Spec. - SO2 Rate Annual v3.1, Unit 624 and retrofits | 300 | 7287 | Rate Constraint in lbs/MMBtu | FALSE | L | Annual | Allowances Withdrawn (1:n) | Thousand Tons | 0 | 0 | 0 | 0 | 0 | 0 | 0
CT Fac. Spec. - SO2 Rate Annual v3.1, Unit 624 and retrofits | 300 | 7287 | Rate Constraint in lbs/MMBtu | FALSE | L | Annual | Total | Thousand Tons | 0 | 0 | 0 | 0 | 0 | 0 | 0
CT Fac. Spec. - SO2 Rate Annual v3.1, Unit 624 and retrofits | 300 | 7287 | Rate Constraint in lbs/MMBtu | FALSE | L | Annual | Fuel Consumed | TBtu | 0.065267 | 0.069335 | 0.0069929 | 0 | 0 | 0 | 0
CT Fac. Spec. - SO2 Rate Annual v3.1, Unit 624 and retrofits | 300 | 7287 | Rate Constraint in lbs/MMBtu | FALSE | L | Annual | Rate | lb/MMBtu | 0 | 0 | 0 | 0 | 0 | 0 | 0
CT Fac. Spec. - SO2 Rate Annual v3.1, Unit 624 and retrofits | 300 | 7287 | Rate Constraint in lbs/MMBtu | FALSE | L | Annual | Generation | TWh | 0.0060742 | 0.0064528 | 0.00065081 | 0 | 0 | 0 | 0
CT Fac. Spec. - SO2 Rate Annual v3.1, Unit 624 and retrofits | 300 | 7287 | Rate Constraint in lbs/MMBtu | FALSE | L | Annual | Qualifying Generation | TWh | 0.0060742 | 0.0064528 | 0.00065081 | 0 | 0 | 0 | 0
CT Fac. Spec. - SO2 Rate Annual v3.1, Unit 624 and retrofits | 300 | 7287 | Rate Constraint in lbs/MMBtu | FALSE | L | Annual | Rate | lb/MWh | 0 | 0 | 0 | 0 | 0 | 0 | 0
CT Fac. Spec. - SO2 Rate Annual v3.1, Unit 624 and retrofits | 300 | 7287 | Rate Constraint in lbs/MMBtu | FALSE | L | Annual | Constraint Shadow Price | US2022$/Ton | 0 | 0 | 0 | 0 | 0 | 0 | 0
CT Fac. Spec. - SO2 Rate Annual v3.1, Unit 625 and retrofits | 301 | 7287 | Rate Constraint in lbs/MMBtu | FALSE | L | Annual | Seasons Included | Seasons | Winter, Spring, Summer, Fall | Winter, Spring, Summer, Fall | Winter, Spring, Summer, Fall | Winter, Spring, Summer, Fall | Winter, Spring, Summer, Fall | Winter, Spring, Summer, Fall | Winter, Spring, Summer, Fall
CT Fac. Spec. - SO2 Rate Annual v3.1, Unit 625 and retrofits | 301 | 7287 | Rate Constraint in lbs/MMBtu | FALSE | L | Annual | Standard SO2 | lb/MMBtu | 0.33 | 0.33 | 0.33 | 0.33 | 0.33 | 0.33 | 0.33
CT Fac. Spec. - SO2 Rate Annual v3.1, Unit 625 and retrofits | 301 | 7287 | Rate Constraint in lbs/MMBtu | FALSE | L | Annual | Emissions at Affected Plants SO2 | Thousand Tons | 0 | 0 | 0 | 0 | 0 | 0 | 0
CT Fac. Spec. - SO2 Rate Annual v3.1, Unit 625 and retrofits | 301 | 7287 | Rate Constraint in lbs/MMBtu | FALSE | L | Annual | Allowances Purchased SO2 | Thousand Tons | 0 | 0 | 0 | 0 | 0 | 0 | 0
CT Fac. Spec. - SO2 Rate Annual v3.1, Unit 625 and retrofits | 301 | 7287 | Rate Constraint in lbs/MMBtu | FALSE | L | Annual | Allowances Sold SO2 | Thousand Tons | 0 | 0 | 0 | 0 | 0 | 0 | 0
CT Fac. Spec. - SO2 Rate Annual v3.1, Unit 625 and retrofits | 301 | 7287 | Rate Constraint in lbs/MMBtu | FALSE | L | Annual | Allowances Banked | Thousand Tons | 0 | 0 | 0 | 0 | 0 | 0 | 0
CT Fac. Spec. - SO2 Rate Annual v3.1, Unit 625 and retrofits | 301 | 7287 | Rate Constraint in lbs/MMBtu | FALSE | L | Annual | Allowances Withdrawn (1:1) | Thousand Tons | 0 | 0 | 0 | 0 | 0 | 0 | 0
CT Fac. Spec. - SO2 Rate Annual v3.1, Unit 625 and retrofits | 301 | 7287 | Rate Constraint in lbs/MMBtu | FALSE | L | Annual | Allowances Withdrawn (1:n) | Thousand Tons | 0 | 0 | 0 | 0 | 0 | 0 | 0
CT Fac. Spec. - SO2 Rate Annual v3.1, Unit 625 and retrofits | 301 | 7287 | Rate Constraint in lbs/MMBtu | FALSE | L | Annual | Total | Thousand Tons | 0 | 0 | 0 | 0 | 0 | 0 | 0
CT Fac. Spec. - SO2 Rate Annual v3.1, Unit 625 and retrofits | 301 | 7287 | Rate Constraint in lbs/MMBtu | FALSE | L | Annual | Fuel Consumed | TBtu | 0.065267 | 0.069335 | 0.0069929 | 0 | 0 | 0 | 0
CT Fac. Spec. - SO2 Rate Annual v3.1, Unit 625 and retrofits | 301 | 7287 | Rate Constraint in lbs/MMBtu | FALSE | L | Annual | Rate | lb/MMBtu | 0 | 0 | 0 | 0 | 0 | 0 | 0
CT Fac. Spec. - SO2 Rate Annual v3.1, Unit 625 and retrofits | 301 | 7287 | Rate Constraint in lbs/MMBtu | FALSE | L | Annual | Generation | TWh | 0.0060742 | 0.0064528 | 0.00065081 | 0 | 0 | 0 | 0
CT Fac. Spec. - SO2 Rate Annual v3.1, Unit 625 and retrofits | 301 | 7287 | Rate Constraint in lbs/MMBtu | FALSE | L | Annual | Qualifying Generation | TWh | 0.0060742 | 0.0064528 | 0.00065081 | 0 | 0 | 0 | 0
CT Fac. Spec. - SO2 Rate Annual v3.1, Unit 625 and retrofits | 301 | 7287 | Rate Constraint in lbs/MMBtu | FALSE | L | Annual | Rate | lb/MWh | 0 | 0 | 0 | 0 | 0 | 0 | 0
CT Fac. Spec. - SO2 Rate Annual v3.1, Unit 625 and retrofits | 301 | 7287 | Rate Constraint in lbs/MMBtu | FALSE | L | Annual | Constraint Shadow Price | US2022$/Ton | 0 | 0 | 0 | 0 | 0 | 0 | 0
CT Fac. Spec. - SO2 Rate Annual v3.1, Unit 626 and retrofits | 302 | 7287 | Rate Constraint in lbs/MMBtu | FALSE | L | Annual | Seasons Included | Seasons | Winter, Spring, Summer, Fall | Winter, Spring, Summer, Fall | Winter, Spring, Summer, Fall | Winter, Spring, Summer, Fall | Winter, Spring, Summer, Fall | Winter, Spring, Summer, Fall | Winter, Spring, Summer, Fall
CT Fac. Spec. - SO2 Rate Annual v3.1, Unit 626 and retrofits | 302 | 7287 | Rate Constraint in lbs/MMBtu | FALSE | L | Annual | Standard SO2 | lb/MMBtu | 0.33 | 0.33 | 0.33 | 0.33 | 0.33 | 0.33 | 0.33
CT Fac. Spec. - SO2 Rate Annual v3.1, Unit 626 and retrofits | 302 | 7287 | Rate Constraint in lbs/MMBtu | FALSE | L | Annual | Emissions at Affected Plants SO2 | Thousand Tons | 0 | 0 | 0 | 0 | 0 | 0 | 0
CT Fac. Spec. - SO2 Rate Annual v3.1, Unit 626 and retrofits | 302 | 7287 | Rate Constraint in lbs/MMBtu | FALSE | L | Annual | Allowances Purchased SO2 | Thousand Tons | 0 | 0 | 0 | 0 | 0 | 0 | 0
CT Fac. Spec. - SO2 Rate Annual v3.1, Unit 626 and retrofits | 302 | 7287 | Rate Constraint in lbs/MMBtu | FALSE | L | Annual | Allowances Sold SO2 | Thousand Tons | 0 | 0 | 0 | 0 | 0 | 0 | 0
CT Fac. Spec. - SO2 Rate Annual v3.1, Unit 626 and retrofits | 302 | 7287 | Rate Constraint in lbs/MMBtu | FALSE | L | Annual | Allowances Banked | Thousand Tons | 0 | 0 | 0 | 0 | 0 | 0 | 0
CT Fac. Spec. - SO2 Rate Annual v3.1, Unit 626 and retrofits | 302 | 7287 | Rate Constraint in lbs/MMBtu | FALSE | L | Annual | Allowances Withdrawn (1:1) | Thousand Tons | 0 | 0 | 0 | 0 | 0 | 0 | 0
CT Fac. Spec. - SO2 Rate Annual v3.1, Unit 626 and retrofits | 302 | 7287 | Rate Constraint in lbs/MMBtu | FALSE | L | Annual | Allowances Withdrawn (1:n) | Thousand Tons | 0 | 0 | 0 | 0 | 0 | 0 | 0
CT Fac. Spec. - SO2 Rate Annual v3.1, Unit 626 and retrofits | 302 | 7287 | Rate Constraint in lbs/MMBtu | FALSE | L | Annual | Total | Thousand Tons | 0 | 0 | 0 | 0 | 0 | 0 | 0
CT Fac. Spec. - SO2 Rate Annual v3.1, Unit 626 and retrofits | 302 | 7287 | Rate Constraint in lbs/MMBtu | FALSE | L | Annual | Fuel Consumed | TBtu | 0.065267 | 0.069335 | 0.0069929 | 0 | 0 | 0 | 0
CT Fac. Spec. - SO2 Rate Annual v3.1, Unit 626 and retrofits | 302 | 7287 | Rate Constraint in lbs/MMBtu | FALSE | L | Annual | Rate | lb/MMBtu | 0 | 0 | 0 | 0 | 0 | 0 | 0
CT Fac. Spec. - SO2 Rate Annual v3.1, Unit 626 and retrofits | 302 | 7287 | Rate Constraint in lbs/MMBtu | FALSE | L | Annual | Generation | TWh | 0.0060742 | 0.0064528 | 0.00065081 | 0 | 0 | 0 | 0
CT Fac. Spec. - SO2 Rate Annual v3.1, Unit 626 and retrofits | 302 | 7287 | Rate Constraint in lbs/MMBtu | FALSE | L | Annual | Qualifying Generation | TWh | 0.0060742 | 0.0064528 | 0.00065081 | 0 | 0 | 0 | 0
CT Fac. Spec. - SO2 Rate Annual v3.1, Unit 626 and retrofits | 302 | 7287 | Rate Constraint in lbs/MMBtu | FALSE | L | Annual | Rate | lb/MWh | 0 | 0 | 0 | 0 | 0 | 0 | 0
CT Fac. Spec. - SO2 Rate Annual v3.1, Unit 626 and retrofits | 302 | 7287 | Rate Constraint in lbs/MMBtu | FALSE | L | Annual | Constraint Shadow Price | US2022$/Ton | 0 | 0 | 0 | 0 | 0 | 0 | 0
CT Fac. Spec. - SO2 Rate Annual v3.1, Unit 627 and retrofits | 303 | 7287 | Rate Constraint in lbs/MMBtu | FALSE | L | Annual | Seasons Included | Seasons | Winter, Spring, Summer, Fall | Winter, Spring, Summer, Fall | Winter, Spring, Summer, Fall | Winter, Spring, Summer, Fall | Winter, Spring, Summer, Fall | Winter, Spring, Summer, Fall | Winter, Spring, Summer, Fall
CT Fac. Spec. - SO2 Rate Annual v3.1, Unit 627 and retrofits | 303 | 7287 | Rate Constraint in lbs/MMBtu | FALSE | L | Annual | Standard SO2 | lb/MMBtu | 0.33 | 0.33 | 0.33 | 0.33 | 0.33 | 0.33 | 0.33
CT Fac. Spec. - SO2 Rate Annual v3.1, Unit 627 and retrofits | 303 | 7287 | Rate Constraint in lbs/MMBtu | FALSE | L | Annual | Emissions at Affected Plants SO2 | Thousand Tons | 0 | 0 | 0 | 0 | 0 | 0 | 0
CT Fac. Spec. - SO2 Rate Annual v3.1, Unit 627 and retrofits | 303 | 7287 | Rate Constraint in lbs/MMBtu | FALSE | L | Annual | Allowances Purchased SO2 | Thousand Tons | 0 | 0 | 0 | 0 | 0 | 0 | 0
CT Fac. Spec. - SO2 Rate Annual v3.1, Unit 627 and retrofits | 303 | 7287 | Rate Constraint in lbs/MMBtu | FALSE | L | Annual | Allowances Sold SO2 | Thousand Tons | 0 | 0 | 0 | 0 | 0 | 0 | 0
CT Fac. Spec. - SO2 Rate Annual v3.1, Unit 627 and retrofits | 303 | 7287 | Rate Constraint in lbs/MMBtu | FALSE | L | Annual | Allowances Banked | Thousand Tons | 0 | 0 | 0 | 0 | 0 | 0 | 0
CT Fac. Spec. - SO2 Rate Annual v3.1, Unit 627 and retrofits | 303 | 7287 | Rate Constraint in lbs/MMBtu | FALSE | L | Annual | Allowances Withdrawn (1:1) | Thousand Tons | 0 | 0 | 0 | 0 | 0 | 0 | 0
CT Fac. Spec. - SO2 Rate Annual v3.1, Unit 627 and retrofits | 303 | 7287 | Rate Constraint in lbs/MMBtu | FALSE | L | Annual | Allowances Withdrawn (1:n) | Thousand Tons | 0 | 0 | 0 | 0 | 0 | 0 | 0
CT Fac. Spec. - SO2 Rate Annual v3.1, Unit 627 and retrofits | 303 | 7287 | Rate Constraint in lbs/MMBtu | FALSE | L | Annual | Total | Thousand Tons | 0 | 0 | 0 | 0 | 0 | 0 | 0
CT Fac. Spec. - SO2 Rate Annual v3.1, Unit 627 and retrofits | 303 | 7287 | Rate Constraint in lbs/MMBtu | FALSE | L | Annual | Fuel Consumed | TBtu | 0.065267 | 0.069335 | 0.0069929 | 0 | 0 | 0 | 0
CT Fac. Spec. - SO2 Rate Annual v3.1, Unit 627 and retrofits | 303 | 7287 | Rate Constraint in lbs/MMBtu | FALSE | L | Annual | Rate | lb/MMBtu | 0 | 0 | 0 | 0 | 0 | 0 | 0
CT Fac. Spec. - SO2 Rate Annual v3.1, Unit 627 and retrofits | 303 | 7287 | Rate Constraint in lbs/MMBtu | FALSE | L | Annual | Generation | TWh | 0.0060742 | 0.0064528 | 0.00065081 | 0 | 0 | 0 | 0
CT Fac. Spec. - SO2 Rate Annual v3.1, Unit 627 and retrofits | 303 | 7287 | Rate Constraint in lbs/MMBtu | FALSE | L | Annual | Qualifying Generation | TWh | 0.0060742 | 0.0064528 | 0.00065081 | 0 | 0 | 0 | 0
CT Fac. Spec. - SO2 Rate Annual v3.1, Unit 627 and retrofits | 303 | 7287 | Rate Constraint in lbs/MMBtu | FALSE | L | Annual | Rate | lb/MWh | 0 | 0 | 0 | 0 | 0 | 0 | 0
CT Fac. Spec. - SO2 Rate Annual v3.1, Unit 627 and retrofits | 303 | 7287 | Rate Constraint in lbs/MMBtu | FALSE | L | Annual | Constraint Shadow Price | US2022$/Ton | 0 | 0 | 0 | 0 | 0 | 0 | 0
CT Fac. Spec. - SO2 Rate Annual v3.1, Unit 628 and retrofits | 304 | 7287 | Rate Constraint in lbs/MMBtu | FALSE | L | Annual | Seasons Included | Seasons | Winter, Spring, Summer, Fall | Winter, Spring, Summer, Fall | Winter, Spring, Summer, Fall | Winter, Spring, Summer, Fall | Winter, Spring, Summer, Fall | Winter, Spring, Summer, Fall | Winter, Spring, Summer, Fall
CT Fac. Spec. - SO2 Rate Annual v3.1, Unit 628 and retrofits | 304 | 7287 | Rate Constraint in lbs/MMBtu | FALSE | L | Annual | Standard SO2 | lb/MMBtu | 0.33 | 0.33 | 0.33 | 0.33 | 0.33 | 0.33 | 0.33
CT Fac. Spec. - SO2 Rate Annual v3.1, Unit 628 and retrofits | 304 | 7287 | Rate Constraint in lbs/MMBtu | FALSE | L | Annual | Emissions at Affected Plants SO2 | Thousand Tons | 0 | 0 | 0 | 0 | 0 | 0 | 0
CT Fac. Spec. - SO2 Rate Annual v3.1, Unit 628 and retrofits | 304 | 7287 | Rate Constraint in lbs/MMBtu | FALSE | L | Annual | Allowances Purchased SO2 | Thousand Tons | 0 | 0 | 0 | 0 | 0 | 0 | 0
CT Fac. Spec. - SO2 Rate Annual v3.1, Unit 628 and retrofits | 304 | 7287 | Rate Constraint in lbs/MMBtu | FALSE | L | Annual | Allowances Sold SO2 | Thousand Tons | 0 | 0 | 0 | 0 | 0 | 0 | 0
CT Fac. Spec. - SO2 Rate Annual v3.1, Unit 628 and retrofits | 304 | 7287 | Rate Constraint in lbs/MMBtu | FALSE | L | Annual | Allowances Banked | Thousand Tons | 0 | 0 | 0 | 0 | 0 | 0 | 0
CT Fac. Spec. - SO2 Rate Annual v3.1, Unit 628 and retrofits | 304 | 7287 | Rate Constraint in lbs/MMBtu | FALSE | L | Annual | Allowances Withdrawn (1:1) | Thousand Tons | 0 | 0 | 0 | 0 | 0 | 0 | 0
CT Fac. Spec. - SO2 Rate Annual v3.1, Unit 628 and retrofits | 304 | 7287 | Rate Constraint in lbs/MMBtu | FALSE | L | Annual | Allowances Withdrawn (1:n) | Thousand Tons | 0 | 0 | 0 | 0 | 0 | 0 | 0
CT Fac. Spec. - SO2 Rate Annual v3.1, Unit 628 and retrofits | 304 | 7287 | Rate Constraint in lbs/MMBtu | FALSE | L | Annual | Total | Thousand Tons | 0 | 0 | 0 | 0 | 0 | 0 | 0
CT Fac. Spec. - SO2 Rate Annual v3.1, Unit 628 and retrofits | 304 | 7287 | Rate Constraint in lbs/MMBtu | FALSE | L | Annual | Fuel Consumed | TBtu | 0.021694 | 0.024801 | 0 | 0 | 0 | 0 | 0
CT Fac. Spec. - SO2 Rate Annual v3.1, Unit 628 and retrofits | 304 | 7287 | Rate Constraint in lbs/MMBtu | FALSE | L | Annual | Rate | lb/MMBtu | 0 | 0 | 0 | 0 | 0 | 0 | 0
CT Fac. Spec. - SO2 Rate Annual v3.1, Unit 628 and retrofits | 304 | 7287 | Rate Constraint in lbs/MMBtu | FALSE | L | Annual | Generation | TWh | 0.0020121 | 0.0023002 | 0 | 0 | 0 | 0 | 0
CT Fac. Spec. - SO2 Rate Annual v3.1, Unit 628 and retrofits | 304 | 7287 | Rate Constraint in lbs/MMBtu | FALSE | L | Annual | Qualifying Generation | TWh | 0.0020121 | 0.0023002 | 0 | 0 | 0 | 0 | 0
CT Fac. Spec. - SO2 Rate Annual v3.1, Unit 628 and retrofits | 304 | 7287 | Rate Constraint in lbs/MMBtu | FALSE | L | Annual | Rate | lb/MWh | 0 | 0 | 0 | 0 | 0 | 0 | 0
CT Fac. Spec. - SO2 Rate Annual v3.1, Unit 628 and retrofits | 304 | 7287 | Rate Constraint in lbs/MMBtu | FALSE | L | Annual | Constraint Shadow Price | US2022$/Ton | 0 | 0 | 0 | 0 | 0 | 0 | 0
CT Fac. Spec. - SO2 Rate Annual v3.1, Unit 629 and retrofits | 305 | 7287 | Rate Constraint in lbs/MMBtu | FALSE | L | Annual | Seasons Included | Seasons | Winter, Spring, Summer, Fall | Winter, Spring, Summer, Fall | Winter, Spring, Summer, Fall | Winter, Spring, Summer, Fall | Winter, Spring, Summer, Fall | Winter, Spring, Summer, Fall | Winter, Spring, Summer, Fall
CT Fac. Spec. - SO2 Rate Annual v3.1, Unit 629 and retrofits | 305 | 7287 | Rate Constraint in lbs/MMBtu | FALSE | L | Annual | Standard SO2 | lb/MMBtu | 0.33 | 0.33 | 0.33 | 0.33 | 0.33 | 0.33 | 0.33
CT Fac. Spec. - SO2 Rate Annual v3.1, Unit 629 and retrofits | 305 | 7287 | Rate Constraint in lbs/MMBtu | FALSE | L | Annual | Emissions at Affected Plants SO2 | Thousand Tons | 0 | 0 | 0 | 0 | 0 | 0 | 0
CT Fac. Spec. - SO2 Rate Annual v3.1, Unit 629 and retrofits | 305 | 7287 | Rate Constraint in lbs/MMBtu | FALSE | L | Annual | Allowances Purchased SO2 | Thousand Tons | 0 | 0 | 0 | 0 | 0 | 0 | 0
CT Fac. Spec. - SO2 Rate Annual v3.1, Unit 629 and retrofits | 305 | 7287 | Rate Constraint in lbs/MMBtu | FALSE | L | Annual | Allowances Sold SO2 | Thousand Tons | 0 | 0 | 0 | 0 | 0 | 0 | 0
CT Fac. Spec. - SO2 Rate Annual v3.1, Unit 629 and retrofits | 305 | 7287 | Rate Constraint in lbs/MMBtu | FALSE | L | Annual | Allowances Banked | Thousand Tons | 0 | 0 | 0 | 0 | 0 | 0 | 0
CT Fac. Spec. - SO2 Rate Annual v3.1, Unit 629 and retrofits | 305 | 7287 | Rate Constraint in lbs/MMBtu | FALSE | L | Annual | Allowances Withdrawn (1:1) | Thousand Tons | 0 | 0 | 0 | 0 | 0 | 0 | 0
CT Fac. Spec. - SO2 Rate Annual v3.1, Unit 629 and retrofits | 305 | 7287 | Rate Constraint in lbs/MMBtu | FALSE | L | Annual | Allowances Withdrawn (1:n) | Thousand Tons | 0 | 0 | 0 | 0 | 0 | 0 | 0
CT Fac. Spec. - SO2 Rate Annual v3.1, Unit 629 and retrofits | 305 | 7287 | Rate Constraint in lbs/MMBtu | FALSE | L | Annual | Total | Thousand Tons | 0 | 0 | 0 | 0 | 0 | 0 | 0
CT Fac. Spec. - SO2 Rate Annual v3.1, Unit 629 and retrofits | 305 | 7287 | Rate Constraint in lbs/MMBtu | FALSE | L | Annual | Fuel Consumed | TBtu | 0.021189 | 0.022304 | 0 | 0 | 0 | 0 | 0
CT Fac. Spec. - SO2 Rate Annual v3.1, Unit 629 and retrofits | 305 | 7287 | Rate Constraint in lbs/MMBtu | FALSE | L | Annual | Rate | lb/MMBtu | 0 | 0 | 0 | 0 | 0 | 0 | 0
CT Fac. Spec. - SO2 Rate Annual v3.1, Unit 629 and retrofits | 305 | 7287 | Rate Constraint in lbs/MMBtu | FALSE | L | Annual | Generation | TWh | 0.001965 | 0.0020684 | 0 | 0 | 0 | 0 | 0
CT Fac. Spec. - SO2 Rate Annual v3.1, Unit 629 and retrofits | 305 | 7287 | Rate Constraint in lbs/MMBtu | FALSE | L | Annual | Qualifying Generation | TWh | 0.001965 | 0.0020684 | 0 | 0 | 0 | 0 | 0
CT Fac. Spec. - SO2 Rate Annual v3.1, Unit 629 and retrofits | 305 | 7287 | Rate Constraint in lbs/MMBtu | FALSE | L | Annual | Rate | lb/MWh | 0 | 0 | 0 | 0 | 0 | 0 | 0
CT Fac. Spec. - SO2 Rate Annual v3.1, Unit 629 and retrofits | 305 | 7287 | Rate Constraint in lbs/MMBtu | FALSE | L | Annual | Constraint Shadow Price | US2022$/Ton | 0 | 0 | 0 | 0 | 0 | 0 | 0
CT Fac. Spec. - SO2 Rate Annual v3.1, Unit 630 and retrofits | 306 | 7287 | Rate Constraint in lbs/MMBtu | FALSE | L | Annual | Seasons Included | Seasons | Winter, Spring, Summer, Fall | Winter, Spring, Summer, Fall | Winter, Spring, Summer, Fall | Winter, Spring, Summer, Fall | Winter, Spring, Summer, Fall | Winter, Spring, Summer, Fall | Winter, Spring, Summer, Fall
CT Fac. Spec. - SO2 Rate Annual v3.1, Unit 630 and retrofits | 306 | 7287 | Rate Constraint in lbs/MMBtu | FALSE | L | Annual | Standard SO2 | lb/MMBtu | 0.33 | 0.33 | 0.33 | 0.33 | 0.33 | 0.33 | 0.33
CT Fac. Spec. - SO2 Rate Annual v3.1, Unit 630 and retrofits | 306 | 7287 | Rate Constraint in lbs/MMBtu | FALSE | L | Annual | Emissions at Affected Plants SO2 | Thousand Tons | 0 | 0 | 0 | 0 | 0 | 0 | 0
CT Fac. Spec. - SO2 Rate Annual v3.1, Unit 630 and retrofits | 306 | 7287 | Rate Constraint in lbs/MMBtu | FALSE | L | Annual | Allowances Purchased SO2 | Thousand Tons | 0 | 0 | 0 | 0 | 0 | 0 | 0
CT Fac. Spec. - SO2 Rate Annual v3.1, Unit 630 and retrofits | 306 | 7287 | Rate Constraint in lbs/MMBtu | FALSE | L | Annual | Allowances Sold SO2 | Thousand Tons | 0 | 0 | 0 | 0 | 0 | 0 | 0
CT Fac. Spec. - SO2 Rate Annual v3.1, Unit 630 and retrofits | 306 | 7287 | Rate Constraint in lbs/MMBtu | FALSE | L | Annual | Allowances Banked | Thousand Tons | 0 | 0 | 0 | 0 | 0 | 0 | 0
CT Fac. Spec. - SO2 Rate Annual v3.1, Unit 630 and retrofits | 306 | 7287 | Rate Constraint in lbs/MMBtu | FALSE | L | Annual | Allowances Withdrawn (1:1) | Thousand Tons | 0 | 0 | 0 | 0 | 0 | 0 | 0
CT Fac. Spec. - SO2 Rate Annual v3.1, Unit 630 and retrofits | 306 | 7287 | Rate Constraint in lbs/MMBtu | FALSE | L | Annual | Allowances Withdrawn (1:n) | Thousand Tons | 0 | 0 | 0 | 0 | 0 | 0 | 0
CT Fac. Spec. - SO2 Rate Annual v3.1, Unit 630 and retrofits | 306 | 7287 | Rate Constraint in lbs/MMBtu | FALSE | L | Annual | Total | Thousand Tons | 0 | 0 | 0 | 0 | 0 | 0 | 0
CT Fac. Spec. - SO2 Rate Annual v3.1, Unit 630 and retrofits | 306 | 7287 | Rate Constraint in lbs/MMBtu | FALSE | L | Annual | Fuel Consumed | TBtu | 0.021187 | 0.022565 | 0 | 0 | 0 | 0 | 0
CT Fac. Spec. - SO2 Rate Annual v3.1, Unit 630 and retrofits | 306 | 7287 | Rate Constraint in lbs/MMBtu | FALSE | L | Annual | Rate | lb/MMBtu | 0 | 0 | 0 | 0 | 0 | 0 | 0
CT Fac. Spec. - SO2 Rate Annual v3.1, Unit 630 and retrofits | 306 | 7287 | Rate Constraint in lbs/MMBtu | FALSE | L | Annual | Generation | TWh | 0.001965 | 0.0020928 | 0 | 0 | 0 | 0 | 0
CT Fac. Spec. - SO2 Rate Annual v3.1, Unit 630 and retrofits | 306 | 7287 | Rate Constraint in lbs/MMBtu | FALSE | L | Annual | Qualifying Generation | TWh | 0.001965 | 0.0020928 | 0 | 0 | 0 | 0 | 0
CT Fac. Spec. - SO2 Rate Annual v3.1, Unit 630 and retrofits | 306 | 7287 | Rate Constraint in lbs/MMBtu | FALSE | L | Annual | Rate | lb/MWh | 0 | 0 | 0 | 0 | 0 | 0 | 0
CT Fac. Spec. - SO2 Rate Annual v3.1, Unit 630 and retrofits | 306 | 7287 | Rate Constraint in lbs/MMBtu | FALSE | L | Annual | Constraint Shadow Price | US2022$/Ton | 0 | 0 | 0 | 0 | 0 | 0 | 0
CT Fac. Spec. - SO2 Rate Annual v3.1, Unit 631 and retrofits | 307 | 7287 | Rate Constraint in lbs/MMBtu | FALSE | L | Annual | Seasons Included | Seasons | Winter, Spring, Summer, Fall | Winter, Spring, Summer, Fall | Winter, Spring, Summer, Fall | Winter, Spring, Summer, Fall | Winter, Spring, Summer, Fall | Winter, Spring, Summer, Fall | Winter, Spring, Summer, Fall
CT Fac. Spec. - SO2 Rate Annual v3.1, Unit 631 and retrofits | 307 | 7287 | Rate Constraint in lbs/MMBtu | FALSE | L | Annual | Standard SO2 | lb/MMBtu | 0.33 | 0.33 | 0.33 | 0.33 | 0.33 | 0.33 | 0.33
CT Fac. Spec. - SO2 Rate Annual v3.1, Unit 631 and retrofits | 307 | 7287 | Rate Constraint in lbs/MMBtu | FALSE | L | Annual | Emissions at Affected Plants SO2 | Thousand Tons | 0 | 0 | 0 | 0 | 0 | 0 | 0
CT Fac. Spec. - SO2 Rate Annual v3.1, Unit 631 and retrofits | 307 | 7287 | Rate Constraint in lbs/MMBtu | FALSE | L | Annual | Allowances Purchased SO2 | Thousand Tons | 0 | 0 | 0 | 0 | 0 | 0 | 0
CT Fac. Spec. - SO2 Rate Annual v3.1, Unit 631 and retrofits | 307 | 7287 | Rate Constraint in lbs/MMBtu | FALSE | L | Annual | Allowances Sold SO2 | Thousand Tons | 0 | 0 | 0 | 0 | 0 | 0 | 0
CT Fac. Spec. - SO2 Rate Annual v3.1, Unit 631 and retrofits | 307 | 7287 | Rate Constraint in lbs/MMBtu | FALSE | L | Annual | Allowances Banked | Thousand Tons | 0 | 0 | 0 | 0 | 0 | 0 | 0
CT Fac. Spec. - SO2 Rate Annual v3.1, Unit 631 and retrofits | 307 | 7287 | Rate Constraint in lbs/MMBtu | FALSE | L | Annual | Allowances Withdrawn (1:1) | Thousand Tons | 0 | 0 | 0 | 0 | 0 | 0 | 0
CT Fac. Spec. - SO2 Rate Annual v3.1, Unit 631 and retrofits | 307 | 7287 | Rate Constraint in lbs/MMBtu | FALSE | L | Annual | Allowances Withdrawn (1:n) | Thousand Tons | 0 | 0 | 0 | 0 | 0 | 0 | 0
CT Fac. Spec. - SO2 Rate Annual v3.1, Unit 631 and retrofits | 307 | 7287 | Rate Constraint in lbs/MMBtu | FALSE | L | Annual | Total | Thousand Tons | 0 | 0 | 0 | 0 | 0 | 0 | 0
CT Fac. Spec. - SO2 Rate Annual v3.1, Unit 631 and retrofits | 307 | 7287 | Rate Constraint in lbs/MMBtu | FALSE | L | Annual | Fuel Consumed | TBtu | 0.021549 | 0.022897 | 0 | 0 | 0 | 0 | 0
CT Fac. Spec. - SO2 Rate Annual v3.1, Unit 631 and retrofits | 307 | 7287 | Rate Constraint in lbs/MMBtu | FALSE | L | Annual | Rate | lb/MMBtu | 0 | 0 | 0 | 0 | 0 | 0 | 0
CT Fac. Spec. - SO2 Rate Annual v3.1, Unit 631 and retrofits | 307 | 7287 | Rate Constraint in lbs/MMBtu | FALSE | L | Annual | Generation | TWh | 0.0019986 | 0.0021236 | 0 | 0 | 0 | 0 | 0
CT Fac. Spec. - SO2 Rate Annual v3.1, Unit 631 and retrofits | 307 | 7287 | Rate Constraint in lbs/MMBtu | FALSE | L | Annual | Qualifying Generation | TWh | 0.0019986 | 0.0021236 | 0 | 0 | 0 | 0 | 0
CT Fac. Spec. - SO2 Rate Annual v3.1, Unit 631 and retrofits | 307 | 7287 | Rate Constraint in lbs/MMBtu | FALSE | L | Annual | Rate | lb/MWh | 0 | 0 | 0 | 0 | 0 | 0 | 0
CT Fac. Spec. - SO2 Rate Annual v3.1, Unit 631 and retrofits | 307 | 7287 | Rate Constraint in lbs/MMBtu | FALSE | L | Annual | Constraint Shadow Price | US2022$/Ton | 0 | 0 | 0 | 0 | 0 | 0 | 0
CT Fac. Spec. - SO2 Rate Annual v3.1, Unit 632 and retrofits | 308 | 7287 | Rate Constraint in lbs/MMBtu | FALSE | L | Annual | Seasons Included | Seasons | Winter, Spring, Summer, Fall | Winter, Spring, Summer, Fall | Winter, Spring, Summer, Fall | Winter, Spring, Summer, Fall | Winter, Spring, Summer, Fall | Winter, Spring, Summer, Fall | Winter, Spring, Summer, Fall
CT Fac. Spec. - SO2 Rate Annual v3.1, Unit 632 and retrofits | 308 | 7287 | Rate Constraint in lbs/MMBtu | FALSE | L | Annual | Standard SO2 | lb/MMBtu | 0.33 | 0.33 | 0.33 | 0.33 | 0.33 | 0.33 | 0.33
CT Fac. Spec. - SO2 Rate Annual v3.1, Unit 632 and retrofits | 308 | 7287 | Rate Constraint in lbs/MMBtu | FALSE | L | Annual | Emissions at Affected Plants SO2 | Thousand Tons | 0 | 0 | 0 | 0 | 0 | 0 | 0
CT Fac. Spec. - SO2 Rate Annual v3.1, Unit 632 and retrofits | 308 | 7287 | Rate Constraint in lbs/MMBtu | FALSE | L | Annual | Allowances Purchased SO2 | Thousand Tons | 0 | 0 | 0 | 0 | 0 | 0 | 0
CT Fac. Spec. - SO2 Rate Annual v3.1, Unit 632 and retrofits | 308 | 7287 | Rate Constraint in lbs/MMBtu | FALSE | L | Annual | Allowances Sold SO2 | Thousand Tons | 0 | 0 | 0 | 0 | 0 | 0 | 0
CT Fac. Spec. - SO2 Rate Annual v3.1, Unit 632 and retrofits | 308 | 7287 | Rate Constraint in lbs/MMBtu | FALSE | L | Annual | Allowances Banked | Thousand Tons | 0 | 0 | 0 | 0 | 0 | 0 | 0
CT Fac. Spec. - SO2 Rate Annual v3.1, Unit 632 and retrofits | 308 | 7287 | Rate Constraint in lbs/MMBtu | FALSE | L | Annual | Allowances Withdrawn (1:1) | Thousand Tons | 0 | 0 | 0 | 0 | 0 | 0 | 0
CT Fac. Spec. - SO2 Rate Annual v3.1, Unit 632 and retrofits | 308 | 7287 | Rate Constraint in lbs/MMBtu | FALSE | L | Annual | Allowances Withdrawn (1:n) | Thousand Tons | 0 | 0 | 0 | 0 | 0 | 0 | 0
CT Fac. Spec. - SO2 Rate Annual v3.1, Unit 632 and retrofits | 308 | 7287 | Rate Constraint in lbs/MMBtu | FALSE | L | Annual | Total | Thousand Tons | 0 | 0 | 0 | 0 | 0 | 0 | 0
CT Fac. Spec. - SO2 Rate Annual v3.1, Unit 632 and retrofits | 308 | 7287 | Rate Constraint in lbs/MMBtu | FALSE | L | Annual | Fuel Consumed | TBtu | 0.059746 | 0.062891 | 0 | 0 | 0 | 0 | 0
CT Fac. Spec. - SO2 Rate Annual v3.1, Unit 632 and retrofits | 308 | 7287 | Rate Constraint in lbs/MMBtu | FALSE | L | Annual | Rate | lb/MMBtu | 0 | 0 | 0 | 0 | 0 | 0 | 0
CT Fac. Spec. - SO2 Rate Annual v3.1, Unit 632 and retrofits | 308 | 7287 | Rate Constraint in lbs/MMBtu | FALSE | L | Annual | Generation | TWh | 0.0050448 | 0.0053104 | 0 | 0 | 0 | 0 | 0
CT Fac. Spec. - SO2 Rate Annual v3.1, Unit 632 and retrofits | 308 | 7287 | Rate Constraint in lbs/MMBtu | FALSE | L | Annual | Qualifying Generation | TWh | 0.0050448 | 0.0053104 | 0 | 0 | 0 | 0 | 0
CT Fac. Spec. - SO2 Rate Annual v3.1, Unit 632 and retrofits | 308 | 7287 | Rate Constraint in lbs/MMBtu | FALSE | L | Annual | Rate | lb/MWh | 0 | 0 | 0 | 0 | 0 | 0 | 0
CT Fac. Spec. - SO2 Rate Annual v3.1, Unit 632 and retrofits | 308 | 7287 | Rate Constraint in lbs/MMBtu | FALSE | L | Annual | Constraint Shadow Price | US2022$/Ton | 0 | 0 | 0 | 0 | 0 | 0 | 0
CT Fac. Spec. - SO2 Rate Annual v3.1, Unit 1717 and retrofits | 309 | 7287 | Rate Constraint in lbs/MMBtu | FALSE | L | Annual | Seasons Included | Seasons | Winter, Spring, Summer, Fall | Winter, Spring, Summer, Fall | Winter, Spring, Summer, Fall | Winter, Spring, Summer, Fall | Winter, Spring, Summer, Fall | Winter, Spring, Summer, Fall | Winter, Spring, Summer, Fall
CT Fac. Spec. - SO2 Rate Annual v3.1, Unit 1717 and retrofits | 309 | 7287 | Rate Constraint in lbs/MMBtu | FALSE | L | Annual | Standard SO2 | lb/MMBtu | 0.33 | 0.33 | 0.33 | 0.33 | 0.33 | 0.33 | 0.33
CT Fac. Spec. - SO2 Rate Annual v3.1, Unit 1717 and retrofits | 309 | 7287 | Rate Constraint in lbs/MMBtu | FALSE | L | Annual | Emissions at Affected Plants SO2 | Thousand Tons | 0 | 0 | 0 | 0 | 0 | 0 | 0
CT Fac. Spec. - SO2 Rate Annual v3.1, Unit 1717 and retrofits | 309 | 7287 | Rate Constraint in lbs/MMBtu | FALSE | L | Annual | Allowances Purchased SO2 | Thousand Tons | 0 | 0 | 0 | 0 | 0 | 0 | 0
CT Fac. Spec. - SO2 Rate Annual v3.1, Unit 1717 and retrofits | 309 | 7287 | Rate Constraint in lbs/MMBtu | FALSE | L | Annual | Allowances Sold SO2 | Thousand Tons | 0 | 0 | 0 | 0 | 0 | 0 | 0
CT Fac. Spec. - SO2 Rate Annual v3.1, Unit 1717 and retrofits | 309 | 7287 | Rate Constraint in lbs/MMBtu | FALSE | L | Annual | Allowances Banked | Thousand Tons | 0 | 0 | 0 | 0 | 0 | 0 | 0
CT Fac. Spec. - SO2 Rate Annual v3.1, Unit 1717 and retrofits | 309 | 7287 | Rate Constraint in lbs/MMBtu | FALSE | L | Annual | Allowances Withdrawn (1:1) | Thousand Tons | 0 | 0 | 0 | 0 | 0 | 0 | 0
CT Fac. Spec. - SO2 Rate Annual v3.1, Unit 1717 and retrofits | 309 | 7287 | Rate Constraint in lbs/MMBtu | FALSE | L | Annual | Allowances Withdrawn (1:n) | Thousand Tons | 0 | 0 | 0 | 0 | 0 | 0 | 0
CT Fac. Spec. - SO2 Rate Annual v3.1, Unit 1717 and retrofits | 309 | 7287 | Rate Constraint in lbs/MMBtu | FALSE | L | Annual | Total | Thousand Tons | 0 | 0 | 0 | 0 | 0 | 0 | 0
CT Fac. Spec. - SO2 Rate Annual v3.1, Unit 1717 and retrofits | 309 | 7287 | Rate Constraint in lbs/MMBtu | FALSE | L | Annual | Fuel Consumed | TBtu | 7.5493 | 7.4642 | 5.8072 | 0 | 0 | 0 | 0
CT Fac. Spec. - SO2 Rate Annual v3.1, Unit 1717 and retrofits | 309 | 7287 | Rate Constraint in lbs/MMBtu | FALSE | L | Annual | Rate | lb/MMBtu | 0 | 0 | 0 | 0 | 0 | 0 | 0
CT Fac. Spec. - SO2 Rate Annual v3.1, Unit 1717 and retrofits | 309 | 7287 | Rate Constraint in lbs/MMBtu | FALSE | L | Annual | Generation | TWh | 1.0637 | 1.0517 | 0.81827 | 0 | 0 | 0 | 0
CT Fac. Spec. - SO2 Rate Annual v3.1, Unit 1717 and retrofits | 309 | 7287 | Rate Constraint in lbs/MMBtu | FALSE | L | Annual | Qualifying Generation | TWh | 1.0637 | 1.0517 | 0.81827 | 0 | 0 | 0 | 0
CT Fac. Spec. - SO2 Rate Annual v3.1, Unit 1717 and retrofits | 309 | 7287 | Rate Constraint in lbs/MMBtu | FALSE | L | Annual | Rate | lb/MWh | 0 | 0 | 0 | 0 | 0 | 0 | 0
CT Fac. Spec. - SO2 Rate Annual v3.1, Unit 1717 and retrofits | 309 | 7287 | Rate Constraint in lbs/MMBtu | FALSE | L | Annual | Constraint Shadow Price | US2022$/Ton | 0 | 0 | 0 | 0 | 0 | 0 | 0
CT Fac. Spec. - SO2 Rate Annual v3.1, Unit 1718 and retrofits | 310 | 7287 | Rate Constraint in lbs/MMBtu | FALSE | L | Annual | Seasons Included | Seasons | Winter, Spring, Summer, Fall | Winter, Spring, Summer, Fall | Winter, Spring, Summer, Fall | Winter, Spring, Summer, Fall | Winter, Spring, Summer, Fall | Winter, Spring, Summer, Fall | Winter, Spring, Summer, Fall
CT Fac. Spec. - SO2 Rate Annual v3.1, Unit 1718 and retrofits | 310 | 7287 | Rate Constraint in lbs/MMBtu | FALSE | L | Annual | Standard SO2 | lb/MMBtu | 0.33 | 0.33 | 0.33 | 0.33 | 0.33 | 0.33 | 0.33
CT Fac. Spec. - SO2 Rate Annual v3.1, Unit 1718 and retrofits | 310 | 7287 | Rate Constraint in lbs/MMBtu | FALSE | L | Annual | Emissions at Affected Plants SO2 | Thousand Tons | 0 | 0 | 0 | 0 | 0 | 0 | 0
CT Fac. Spec. - SO2 Rate Annual v3.1, Unit 1718 and retrofits | 310 | 7287 | Rate Constraint in lbs/MMBtu | FALSE | L | Annual | Allowances Purchased SO2 | Thousand Tons | 0 | 0 | 0 | 0 | 0 | 0 | 0
CT Fac. Spec. - SO2 Rate Annual v3.1, Unit 1718 and retrofits | 310 | 7287 | Rate Constraint in lbs/MMBtu | FALSE | L | Annual | Allowances Sold SO2 | Thousand Tons | 0 | 0 | 0 | 0 | 0 | 0 | 0
CT Fac. Spec. - SO2 Rate Annual v3.1, Unit 1718 and retrofits | 310 | 7287 | Rate Constraint in lbs/MMBtu | FALSE | L | Annual | Allowances Banked | Thousand Tons | 0 | 0 | 0 | 0 | 0 | 0 | 0
CT Fac. Spec. - SO2 Rate Annual v3.1, Unit 1718 and retrofits | 310 | 7287 | Rate Constraint in lbs/MMBtu | FALSE | L | Annual | Allowances Withdrawn (1:1) | Thousand Tons | 0 | 0 | 0 | 0 | 0 | 0 | 0
CT Fac. Spec. - SO2 Rate Annual v3.1, Unit 1718 and retrofits | 310 | 7287 | Rate Constraint in lbs/MMBtu | FALSE | L | Annual | Allowances Withdrawn (1:n) | Thousand Tons | 0 | 0 | 0 | 0 | 0 | 0 | 0
CT Fac. Spec. - SO2 Rate Annual v3.1, Unit 1718 and retrofits | 310 | 7287 | Rate Constraint in lbs/MMBtu | FALSE | L | Annual | Total | Thousand Tons | 0 | 0 | 0 | 0 | 0 | 0 | 0
CT Fac. Spec. - SO2 Rate Annual v3.1, Unit 1718 and retrofits | 310 | 7287 | Rate Constraint in lbs/MMBtu | FALSE | L | Annual | Fuel Consumed | TBtu | 7.2193 | 7.1379 | 5.3449 | 0 | 0 | 0 | 0
CT Fac. Spec. - SO2 Rate Annual v3.1, Unit 1718 and retrofits | 310 | 7287 | Rate Constraint in lbs/MMBtu | FALSE | L | Annual | Rate | lb/MMBtu | 0 | 0 | 0 | 0 | 0 | 0 | 0
CT Fac. Spec. - SO2 Rate Annual v3.1, Unit 1718 and retrofits | 310 | 7287 | Rate Constraint in lbs/MMBtu | FALSE | L | Annual | Generation | TWh | 1.0172 | 1.0058 | 0.75312 | 0 | 0 | 0 | 0
CT Fac. Spec. - SO2 Rate Annual v3.1, Unit 1718 and retrofits | 310 | 7287 | Rate Constraint in lbs/MMBtu | FALSE | L | Annual | Qualifying Generation | TWh | 1.0172 | 1.0058 | 0.75312 | 0 | 0 | 0 | 0
CT Fac. Spec. - SO2 Rate Annual v3.1, Unit 1718 and retrofits | 310 | 7287 | Rate Constraint in lbs/MMBtu | FALSE | L | Annual | Rate | lb/MWh | 0 | 0 | 0 | 0 | 0 | 0 | 0
CT Fac. Spec. - SO2 Rate Annual v3.1, Unit 1718 and retrofits | 310 | 7287 | Rate Constraint in lbs/MMBtu | FALSE | L | Annual | Constraint Shadow Price | US2022$/Ton | 0 | 0 | 0 | 0 | 0 | 0 | 0
CT Fac. Spec. - SO2 Rate Annual v3.1, Unit 1719 and retrofits | 311 | 7287 | Rate Constraint in lbs/MMBtu | FALSE | L | Annual | Seasons Included | Seasons | Winter, Spring, Summer, Fall | Winter, Spring, Summer, Fall | Winter, Spring, Summer, Fall | Winter, Spring, Summer, Fall | Winter, Spring, Summer, Fall | Winter, Spring, Summer, Fall | Winter, Spring, Summer, Fall
CT Fac. Spec. - SO2 Rate Annual v3.1, Unit 1719 and retrofits | 311 | 7287 | Rate Constraint in lbs/MMBtu | FALSE | L | Annual | Standard SO2 | lb/MMBtu | 0.33 | 0.33 | 0.33 | 0.33 | 0.33 | 0.33 | 0.33
CT Fac. Spec. - SO2 Rate Annual v3.1, Unit 1719 and retrofits | 311 | 7287 | Rate Constraint in lbs/MMBtu | FALSE | L | Annual | Emissions at Affected Plants SO2 | Thousand Tons | 0 | 0 | 0 | 0 | 0 | 0 | 0
CT Fac. Spec. - SO2 Rate Annual v3.1, Unit 1719 and retrofits | 311 | 7287 | Rate Constraint in lbs/MMBtu | FALSE | L | Annual | Allowances Purchased SO2 | Thousand Tons | 0 | 0 | 0 | 0 | 0 | 0 | 0
CT Fac. Spec. - SO2 Rate Annual v3.1, Unit 1719 and retrofits | 311 | 7287 | Rate Constraint in lbs/MMBtu | FALSE | L | Annual | Allowances Sold SO2 | Thousand Tons | 0 | 0 | 0 | 0 | 0 | 0 | 0
CT Fac. Spec. - SO2 Rate Annual v3.1, Unit 1719 and retrofits | 311 | 7287 | Rate Constraint in lbs/MMBtu | FALSE | L | Annual | Allowances Banked | Thousand Tons | 0 | 0 | 0 | 0 | 0 | 0 | 0
CT Fac. Spec. - SO2 Rate Annual v3.1, Unit 1719 and retrofits | 311 | 7287 | Rate Constraint in lbs/MMBtu | FALSE | L | Annual | Allowances Withdrawn (1:1) | Thousand Tons | 0 | 0 | 0 | 0 | 0 | 0 | 0
CT Fac. Spec. - SO2 Rate Annual v3.1, Unit 1719 and retrofits | 311 | 7287 | Rate Constraint in lbs/MMBtu | FALSE | L | Annual | Allowances Withdrawn (1:n) | Thousand Tons | 0 | 0 | 0 | 0 | 0 | 0 | 0
CT Fac. Spec. - SO2 Rate Annual v3.1, Unit 1719 and retrofits | 311 | 7287 | Rate Constraint in lbs/MMBtu | FALSE | L | Annual | Total | Thousand Tons | 0 | 0 | 0 | 0 | 0 | 0 | 0
CT Fac. Spec. - SO2 Rate Annual v3.1, Unit 1719 and retrofits | 311 | 7287 | Rate Constraint in lbs/MMBtu | FALSE | L | Annual | Fuel Consumed | TBtu | 6.0193 | 7.0971 | 5.3509 | 0 | 0 | 0 | 0
CT Fac. Spec. - SO2 Rate Annual v3.1, Unit 1719 and retrofits | 311 | 7287 | Rate Constraint in lbs/MMBtu | FALSE | L | Annual | Rate | lb/MMBtu | 0 | 0 | 0 | 0 | 0 | 0 | 0
CT Fac. Spec. - SO2 Rate Annual v3.1, Unit 1719 and retrofits | 311 | 7287 | Rate Constraint in lbs/MMBtu | FALSE | L | Annual | Generation | TWh | 0.84815 | 1 | 0.75397 | 0 | 0 | 0 | 0
CT Fac. Spec. - SO2 Rate Annual v3.1, Unit 1719 and retrofits | 311 | 7287 | Rate Constraint in lbs/MMBtu | FALSE | L | Annual | Qualifying Generation | TWh | 0.84815 | 1 | 0.75397 | 0 | 0 | 0 | 0
CT Fac. Spec. - SO2 Rate Annual v3.1, Unit 1719 and retrofits | 311 | 7287 | Rate Constraint in lbs/MMBtu | FALSE | L | Annual | Rate | lb/MWh | 0 | 0 | 0 | 0 | 0 | 0 | 0
CT Fac. Spec. - SO2 Rate Annual v3.1, Unit 1719 and retrofits | 311 | 7287 | Rate Constraint in lbs/MMBtu | FALSE | L | Annual | Constraint Shadow Price | US2022$/Ton | 0 | 0 | 0 | 0 | 0 | 0 | 0
CT Fac. Spec. - SO2 Rate Annual v3.1, Unit 1720 and retrofits | 312 | 7287 | Rate Constraint in lbs/MMBtu | FALSE | L | Annual | Seasons Included | Seasons | Winter, Spring, Summer, Fall | Winter, Spring, Summer, Fall | Winter, Spring, Summer, Fall | Winter, Spring, Summer, Fall | Winter, Spring, Summer, Fall | Winter, Spring, Summer, Fall | Winter, Spring, Summer, Fall
CT Fac. Spec. - SO2 Rate Annual v3.1, Unit 1720 and retrofits | 312 | 7287 | Rate Constraint in lbs/MMBtu | FALSE | L | Annual | Standard SO2 | lb/MMBtu | 0.33 | 0.33 | 0.33 | 0.33 | 0.33 | 0.33 | 0.33
CT Fac. Spec. - SO2 Rate Annual v3.1, Unit 1720 and retrofits | 312 | 7287 | Rate Constraint in lbs/MMBtu | FALSE | L | Annual | Emissions at Affected Plants SO2 | Thousand Tons | 0 | 0 | 0 | 0 | 0 | 0 | 0
CT Fac. Spec. - SO2 Rate Annual v3.1, Unit 1720 and retrofits | 312 | 7287 | Rate Constraint in lbs/MMBtu | FALSE | L | Annual | Allowances Purchased SO2 | Thousand Tons | 0 | 0 | 0 | 0 | 0 | 0 | 0
CT Fac. Spec. - SO2 Rate Annual v3.1, Unit 1720 and retrofits | 312 | 7287 | Rate Constraint in lbs/MMBtu | FALSE | L | Annual | Allowances Sold SO2 | Thousand Tons | 0 | 0 | 0 | 0 | 0 | 0 | 0
CT Fac. Spec. - SO2 Rate Annual v3.1, Unit 1720 and retrofits | 312 | 7287 | Rate Constraint in lbs/MMBtu | FALSE | L | Annual | Allowances Banked | Thousand Tons | 0 | 0 | 0 | 0 | 0 | 0 | 0
CT Fac. Spec. - SO2 Rate Annual v3.1, Unit 1720 and retrofits | 312 | 7287 | Rate Constraint in lbs/MMBtu | FALSE | L | Annual | Allowances Withdrawn (1:1) | Thousand Tons | 0 | 0 | 0 | 0 | 0 | 0 | 0
CT Fac. Spec. - SO2 Rate Annual v3.1, Unit 1720 and retrofits | 312 | 7287 | Rate Constraint in lbs/MMBtu | FALSE | L | Annual | Allowances Withdrawn (1:n) | Thousand Tons | 0 | 0 | 0 | 0 | 0 | 0 | 0
CT Fac. Spec. - SO2 Rate Annual v3.1, Unit 1720 and retrofits | 312 | 7287 | Rate Constraint in lbs/MMBtu | FALSE | L | Annual | Total | Thousand Tons | 0 | 0 | 0 | 0 | 0 | 0 | 0
CT Fac. Spec. - SO2 Rate Annual v3.1, Unit 1720 and retrofits | 312 | 7287 | Rate Constraint in lbs/MMBtu | FALSE | L | Annual | Fuel Consumed | TBtu | 3.0795 | 3.7059 | 1.7169 | 0 | 0 | 0 | 0
CT Fac. Spec. - SO2 Rate Annual v3.1, Unit 1720 and retrofits | 312 | 7287 | Rate Constraint in lbs/MMBtu | FALSE | L | Annual | Rate | lb/MMBtu | 0 | 0 | 0 | 0 | 0 | 0 | 0
CT Fac. Spec. - SO2 Rate Annual v3.1, Unit 1720 and retrofits | 312 | 7287 | Rate Constraint in lbs/MMBtu | FALSE | L | Annual | Generation | TWh | 0.41548 | 0.49998 | 0.23164 | 0 | 0 | 0 | 0
CT Fac. Spec. - SO2 Rate Annual v3.1, Unit 1720 and retrofits | 312 | 7287 | Rate Constraint in lbs/MMBtu | FALSE | L | Annual | Qualifying Generation | TWh | 0.41548 | 0.49998 | 0.23164 | 0 | 0 | 0 | 0
CT Fac. Spec. - SO2 Rate Annual v3.1, Unit 1720 and retrofits | 312 | 7287 | Rate Constraint in lbs/MMBtu | FALSE | L | Annual | Rate | lb/MWh | 0 | 0 | 0 | 0 | 0 | 0 | 0
CT Fac. Spec. - SO2 Rate Annual v3.1, Unit 1720 and retrofits | 312 | 7287 | Rate Constraint in lbs/MMBtu | FALSE | L | Annual | Constraint Shadow Price | US2022$/Ton | 0 | 0 | 0 | 0 | 0 | 0 | 0
CT Fac. Spec. - SO2 Rate Annual v3.1, Unit 1721 and retrofits | 313 | 7287 | Rate Constraint in lbs/MMBtu | FALSE | L | Annual | Seasons Included | Seasons | Winter, Spring, Summer, Fall | Winter, Spring, Summer, Fall | Winter, Spring, Summer, Fall | Winter, Spring, Summer, Fall | Winter, Spring, Summer, Fall | Winter, Spring, Summer, Fall | Winter, Spring, Summer, Fall
CT Fac. Spec. - SO2 Rate Annual v3.1, Unit 1721 and retrofits | 313 | 7287 | Rate Constraint in lbs/MMBtu | FALSE | L | Annual | Standard SO2 | lb/MMBtu | 0.33 | 0.33 | 0.33 | 0.33 | 0.33 | 0.33 | 0.33
CT Fac. Spec. - SO2 Rate Annual v3.1, Unit 1721 and retrofits | 313 | 7287 | Rate Constraint in lbs/MMBtu | FALSE | L | Annual | Emissions at Affected Plants SO2 | Thousand Tons | 0 | 0 | 0 | 0 | 0 | 0 | 0
CT Fac. Spec. - SO2 Rate Annual v3.1, Unit 1721 and retrofits | 313 | 7287 | Rate Constraint in lbs/MMBtu | FALSE | L | Annual | Allowances Purchased SO2 | Thousand Tons | 0 | 0 | 0 | 0 | 0 | 0 | 0
CT Fac. Spec. - SO2 Rate Annual v3.1, Unit 1721 and retrofits | 313 | 7287 | Rate Constraint in lbs/MMBtu | FALSE | L | Annual | Allowances Sold SO2 | Thousand Tons | 0 | 0 | 0 | 0 | 0 | 0 | 0
CT Fac. Spec. - SO2 Rate Annual v3.1, Unit 1721 and retrofits | 313 | 7287 | Rate Constraint in lbs/MMBtu | FALSE | L | Annual | Allowances Banked | Thousand Tons | 0 | 0 | 0 | 0 | 0 | 0 | 0
CT Fac. Spec. - SO2 Rate Annual v3.1, Unit 1721 and retrofits | 313 | 7287 | Rate Constraint in lbs/MMBtu | FALSE | L | Annual | Allowances Withdrawn (1:1) | Thousand Tons | 0 | 0 | 0 | 0 | 0 | 0 | 0
CT Fac. Spec. - SO2 Rate Annual v3.1, Unit 1721 and retrofits | 313 | 7287 | Rate Constraint in lbs/MMBtu | FALSE | L | Annual | Allowances Withdrawn (1:n) | Thousand Tons | 0 | 0 | 0 | 0 | 0 | 0 | 0
CT Fac. Spec. - SO2 Rate Annual v3.1, Unit 1721 and retrofits | 313 | 7287 | Rate Constraint in lbs/MMBtu | FALSE | L | Annual | Total | Thousand Tons | 0 | 0 | 0 | 0 | 0 | 0 | 0
CT Fac. Spec. - SO2 Rate Annual v3.1, Unit 1721 and retrofits | 313 | 7287 | Rate Constraint in lbs/MMBtu | FALSE | L | Annual | Fuel Consumed | TBtu | 2.818 | 2.8998 | 1.7214 | 0 | 0 | 0 | 0
CT Fac. Spec. - SO2 Rate Annual v3.1, Unit 1721 and retrofits | 313 | 7287 | Rate Constraint in lbs/MMBtu | FALSE | L | Annual | Rate | lb/MMBtu | 0 | 0 | 0 | 0 | 0 | 0 | 0
CT Fac. Spec. - SO2 Rate Annual v3.1, Unit 1721 and retrofits | 313 | 7287 | Rate Constraint in lbs/MMBtu | FALSE | L | Annual | Generation | TWh | 0.37907 | 0.39007 | 0.23156 | 0 | 0 | 0 | 0
CT Fac. Spec. - SO2 Rate Annual v3.1, Unit 1721 and retrofits | 313 | 7287 | Rate Constraint in lbs/MMBtu | FALSE | L | Annual | Qualifying Generation | TWh | 0.37907 | 0.39007 | 0.23156 | 0 | 0 | 0 | 0
CT Fac. Spec. - SO2 Rate Annual v3.1, Unit 1721 and retrofits | 313 | 7287 | Rate Constraint in lbs/MMBtu | FALSE | L | Annual | Rate | lb/MWh | 0 | 0 | 0 | 0 | 0 | 0 | 0
CT Fac. Spec. - SO2 Rate Annual v3.1, Unit 1721 and retrofits | 313 | 7287 | Rate Constraint in lbs/MMBtu | FALSE | L | Annual | Constraint Shadow Price | US2022$/Ton | 0 | 0 | 0 | 0 | 0 | 0 | 0
CT Fac. Spec. - SO2 Rate Annual v3.1, Unit 1722 and retrofits | 314 | 7287 | Rate Constraint in lbs/MMBtu | FALSE | L | Annual | Seasons Included | Seasons | Winter, Spring, Summer, Fall | Winter, Spring, Summer, Fall | Winter, Spring, Summer, Fall | Winter, Spring, Summer, Fall | Winter, Spring, Summer, Fall | Winter, Spring, Summer, Fall | Winter, Spring, Summer, Fall
CT Fac. Spec. - SO2 Rate Annual v3.1, Unit 1722 and retrofits | 314 | 7287 | Rate Constraint in lbs/MMBtu | FALSE | L | Annual | Standard SO2 | lb/MMBtu | 0.33 | 0.33 | 0.33 | 0.33 | 0.33 | 0.33 | 0.33
CT Fac. Spec. - SO2 Rate Annual v3.1, Unit 1722 and retrofits | 314 | 7287 | Rate Constraint in lbs/MMBtu | FALSE | L | Annual | Emissions at Affected Plants SO2 | Thousand Tons | 0 | 0 | 0 | 0 | 0 | 0 | 0
CT Fac. Spec. - SO2 Rate Annual v3.1, Unit 1722 and retrofits | 314 | 7287 | Rate Constraint in lbs/MMBtu | FALSE | L | Annual | Allowances Purchased SO2 | Thousand Tons | 0 | 0 | 0 | 0 | 0 | 0 | 0
CT Fac. Spec. - SO2 Rate Annual v3.1, Unit 1722 and retrofits | 314 | 7287 | Rate Constraint in lbs/MMBtu | FALSE | L | Annual | Allowances Sold SO2 | Thousand Tons | 0 | 0 | 0 | 0 | 0 | 0 | 0
CT Fac. Spec. - SO2 Rate Annual v3.1, Unit 1722 and retrofits | 314 | 7287 | Rate Constraint in lbs/MMBtu | FALSE | L | Annual | Allowances Banked | Thousand Tons | 0 | 0 | 0 | 0 | 0 | 0 | 0
CT Fac. Spec. - SO2 Rate Annual v3.1, Unit 1722 and retrofits | 314 | 7287 | Rate Constraint in lbs/MMBtu | FALSE | L | Annual | Allowances Withdrawn (1:1) | Thousand Tons | 0 | 0 | 0 | 0 | 0 | 0 | 0
CT Fac. Spec. - SO2 Rate Annual v3.1, Unit 1722 and retrofits | 314 | 7287 | Rate Constraint in lbs/MMBtu | FALSE | L | Annual | Allowances Withdrawn (1:n) | Thousand Tons | 0 | 0 | 0 | 0 | 0 | 0 | 0
CT Fac. Spec. - SO2 Rate Annual v3.1, Unit 1722 and retrofits | 314 | 7287 | Rate Constraint in lbs/MMBtu | FALSE | L | Annual | Total | Thousand Tons | 0 | 0 | 0 | 0 | 0 | 0 | 0
CT Fac. Spec. - SO2 Rate Annual v3.1, Unit 1722 and retrofits | 314 | 7287 | Rate Constraint in lbs/MMBtu | FALSE | L | Annual | Fuel Consumed | TBtu | 3.3796 | 3.6359 | 1.6845 | 0 | 0 | 0 | 0
CT Fac. Spec. - SO2 Rate Annual v3.1, Unit 1722 and retrofits | 314 | 7287 | Rate Constraint in lbs/MMBtu | FALSE | L | Annual | Rate | lb/MMBtu | 0 | 0 | 0 | 0 | 0 | 0 | 0
CT Fac. Spec. - SO2 Rate Annual v3.1, Unit 1722 and retrofits | 314 | 7287 | Rate Constraint in lbs/MMBtu | FALSE | L | Annual | Generation | TWh | 0.45621 | 0.49081 | 0.22739 | 0 | 0 | 0 | 0
CT Fac. Spec. - SO2 Rate Annual v3.1, Unit 1722 and retrofits | 314 | 7287 | Rate Constraint in lbs/MMBtu | FALSE | L | Annual | Qualifying Generation | TWh | 0.45621 | 0.49081 | 0.22739 | 0 | 0 | 0 | 0
CT Fac. Spec. - SO2 Rate Annual v3.1, Unit 1722 and retrofits | 314 | 7287 | Rate Constraint in lbs/MMBtu | FALSE | L | Annual | Rate | lb/MWh | 0 | 0 | 0 | 0 | 0 | 0 | 0
CT Fac. Spec. - SO2 Rate Annual v3.1, Unit 1722 and retrofits | 314 | 7287 | Rate Constraint in lbs/MMBtu | FALSE | L | Annual | Constraint Shadow Price | US2022$/Ton | 0 | 0 | 0 | 0 | 0 | 0 | 0
CT Fac. Spec. - SO2 Rate Annual v3.1, Unit 1723 and retrofits | 315 | 7287 | Rate Constraint in lbs/MMBtu | FALSE | L | Annual | Seasons Included | Seasons | Winter, Spring, Summer, Fall | Winter, Spring, Summer, Fall | Winter, Spring, Summer, Fall | Winter, Spring, Summer, Fall | Winter, Spring, Summer, Fall | Winter, Spring, Summer, Fall | Winter, Spring, Summer, Fall
CT Fac. Spec. - SO2 Rate Annual v3.1, Unit 1723 and retrofits | 315 | 7287 | Rate Constraint in lbs/MMBtu | FALSE | L | Annual | Standard SO2 | lb/MMBtu | 0.33 | 0.33 | 0.33 | 0.33 | 0.33 | 0.33 | 0.33
CT Fac. Spec. - SO2 Rate Annual v3.1, Unit 1723 and retrofits | 315 | 7287 | Rate Constraint in lbs/MMBtu | FALSE | L | Annual | Emissions at Affected Plants SO2 | Thousand Tons | 0 | 0 | 0 | 0 | 0 | 0 | 0
CT Fac. Spec. - SO2 Rate Annual v3.1, Unit 1723 and retrofits | 315 | 7287 | Rate Constraint in lbs/MMBtu | FALSE | L | Annual | Allowances Purchased SO2 | Thousand Tons | 0 | 0 | 0 | 0 | 0 | 0 | 0
CT Fac. Spec. - SO2 Rate Annual v3.1, Unit 1723 and retrofits | 315 | 7287 | Rate Constraint in lbs/MMBtu | FALSE | L | Annual | Allowances Sold SO2 | Thousand Tons | 0 | 0 | 0 | 0 | 0 | 0 | 0
CT Fac. Spec. - SO2 Rate Annual v3.1, Unit 1723 and retrofits | 315 | 7287 | Rate Constraint in lbs/MMBtu | FALSE | L | Annual | Allowances Banked | Thousand Tons | 0 | 0 | 0 | 0 | 0 | 0 | 0
CT Fac. Spec. - SO2 Rate Annual v3.1, Unit 1723 and retrofits | 315 | 7287 | Rate Constraint in lbs/MMBtu | FALSE | L | Annual | Allowances Withdrawn (1:1) | Thousand Tons | 0 | 0 | 0 | 0 | 0 | 0 | 0
CT Fac. Spec. - SO2 Rate Annual v3.1, Unit 1723 and retrofits | 315 | 7287 | Rate Constraint in lbs/MMBtu | FALSE | L | Annual | Allowances Withdrawn (1:n) | Thousand Tons | 0 | 0 | 0 | 0 | 0 | 0 | 0
CT Fac. Spec. - SO2 Rate Annual v3.1, Unit 1723 and retrofits | 315 | 7287 | Rate Constraint in lbs/MMBtu | FALSE | L | Annual | Total | Thousand Tons | 0 | 0 | 0 | 0 | 0 | 0 | 0
CT Fac. Spec. - SO2 Rate Annual v3.1, Unit 1723 and retrofits | 315 | 7287 | Rate Constraint in lbs/MMBtu | FALSE | L | Annual | Fuel Consumed | TBtu | 4.1964 | 3.6091 | 2.6335 | 0 | 0 | 0 | 0
CT Fac. Spec. - SO2 Rate Annual v3.1, Unit 1723 and retrofits | 315 | 7287 | Rate Constraint in lbs/MMBtu | FALSE | L | Annual | Rate | lb/MMBtu | 0 | 0 | 0 | 0 | 0 | 0 | 0
CT Fac. Spec. - SO2 Rate Annual v3.1, Unit 1723 and retrofits | 315 | 7287 | Rate Constraint in lbs/MMBtu | FALSE | L | Annual | Generation | TWh | 0.57196 | 0.4919 | 0.35894 | 0 | 0 | 0 | 0
CT Fac. Spec. - SO2 Rate Annual v3.1, Unit 1723 and retrofits | 315 | 7287 | Rate Constraint in lbs/MMBtu | FALSE | L | Annual | Qualifying Generation | TWh | 0.57196 | 0.4919 | 0.35894 | 0 | 0 | 0 | 0
CT Fac. Spec. - SO2 Rate Annual v3.1, Unit 1723 and retrofits | 315 | 7287 | Rate Constraint in lbs/MMBtu | FALSE | L | Annual | Rate | lb/MWh | 0 | 0 | 0 | 0 | 0 | 0 | 0
CT Fac. Spec. - SO2 Rate Annual v3.1, Unit 1723 and retrofits | 315 | 7287 | Rate Constraint in lbs/MMBtu | FALSE | L | Annual | Constraint Shadow Price | US2022$/Ton | 0 | 0 | 0 | 0 | 0 | 0 | 0
CT Fac. Spec. - SO2 Rate Annual v3.1, Unit 1724 and retrofits | 316 | 7287 | Rate Constraint in lbs/MMBtu | FALSE | L | Annual | Seasons Included | Seasons | Winter, Spring, Summer, Fall | Winter, Spring, Summer, Fall | Winter, Spring, Summer, Fall | Winter, Spring, Summer, Fall | Winter, Spring, Summer, Fall | Winter, Spring, Summer, Fall | Winter, Spring, Summer, Fall
CT Fac. Spec. - SO2 Rate Annual v3.1, Unit 1724 and retrofits | 316 | 7287 | Rate Constraint in lbs/MMBtu | FALSE | L | Annual | Standard SO2 | lb/MMBtu | 0.33 | 0.33 | 0.33 | 0.33 | 0.33 | 0.33 | 0.33
CT Fac. Spec. - SO2 Rate Annual v3.1, Unit 1724 and retrofits | 316 | 7287 | Rate Constraint in lbs/MMBtu | FALSE | L | Annual | Emissions at Affected Plants SO2 | Thousand Tons | 0 | 0 | 0 | 0 | 0 | 0 | 0
CT Fac. Spec. - SO2 Rate Annual v3.1, Unit 1724 and retrofits | 316 | 7287 | Rate Constraint in lbs/MMBtu | FALSE | L | Annual | Allowances Purchased SO2 | Thousand Tons | 0 | 0 | 0 | 0 | 0 | 0 | 0
CT Fac. Spec. - SO2 Rate Annual v3.1, Unit 1724 and retrofits | 316 | 7287 | Rate Constraint in lbs/MMBtu | FALSE | L | Annual | Allowances Sold SO2 | Thousand Tons | 0 | 0 | 0 | 0 | 0 | 0 | 0
CT Fac. Spec. - SO2 Rate Annual v3.1, Unit 1724 and retrofits | 316 | 7287 | Rate Constraint in lbs/MMBtu | FALSE | L | Annual | Allowances Banked | Thousand Tons | 0 | 0 | 0 | 0 | 0 | 0 | 0
CT Fac. Spec. - SO2 Rate Annual v3.1, Unit 1724 and retrofits | 316 | 7287 | Rate Constraint in lbs/MMBtu | FALSE | L | Annual | Allowances Withdrawn (1:1) | Thousand Tons | 0 | 0 | 0 | 0 | 0 | 0 | 0
CT Fac. Spec. - SO2 Rate Annual v3.1, Unit 1724 and retrofits | 316 | 7287 | Rate Constraint in lbs/MMBtu | FALSE | L | Annual | Allowances Withdrawn (1:n) | Thousand Tons | 0 | 0 | 0 | 0 | 0 | 0 | 0
CT Fac. Spec. - SO2 Rate Annual v3.1, Unit 1724 and retrofits | 316 | 7287 | Rate Constraint in lbs/MMBtu | FALSE | L | Annual | Total | Thousand Tons | 0 | 0 | 0 | 0 | 0 | 0 | 0
CT Fac. Spec. - SO2 Rate Annual v3.1, Unit 1724 and retrofits | 316 | 7287 | Rate Constraint in lbs/MMBtu | FALSE | L | Annual | Fuel Consumed | TBtu | 4.7428 | 5.3053 | 3.1084 | 0 | 0 | 0 | 0
CT Fac. Spec. - SO2 Rate Annual v3.1, Unit 1724 and retrofits | 316 | 7287 | Rate Constraint in lbs/MMBtu | FALSE | L | Annual | Rate | lb/MMBtu | 0 | 0 | 0 | 0 | 0 | 0 | 0
CT Fac. Spec. - SO2 Rate Annual v3.1, Unit 1724 and retrofits | 316 | 7287 | Rate Constraint in lbs/MMBtu | FALSE | L | Annual | Generation | TWh | 0.64721 | 0.72398 | 0.42419 | 0 | 0 | 0 | 0
CT Fac. Spec. - SO2 Rate Annual v3.1, Unit 1724 and retrofits | 316 | 7287 | Rate Constraint in lbs/MMBtu | FALSE | L | Annual | Qualifying Generation | TWh | 0.64721 | 0.72398 | 0.42419 | 0 | 0 | 0 | 0
CT Fac. Spec. - SO2 Rate Annual v3.1, Unit 1724 and retrofits | 316 | 7287 | Rate Constraint in lbs/MMBtu | FALSE | L | Annual | Rate | lb/MWh | 0 | 0 | 0 | 0 | 0 | 0 | 0
CT Fac. Spec. - SO2 Rate Annual v3.1, Unit 1724 and retrofits | 316 | 7287 | Rate Constraint in lbs/MMBtu | FALSE | L | Annual | Constraint Shadow Price | US2022$/Ton | 0 | 0 | 0 | 0 | 0 | 0 | 0
CT Fac. Spec. - SO2 Rate Annual v3.1, Unit 1725 and retrofits | 317 | 7287 | Rate Constraint in lbs/MMBtu | FALSE | L | Annual | Seasons Included | Seasons | Winter, Spring, Summer, Fall | Winter, Spring, Summer, Fall | Winter, Spring, Summer, Fall | Winter, Spring, Summer, Fall | Winter, Spring, Summer, Fall | Winter, Spring, Summer, Fall | Winter, Spring, Summer, Fall
CT Fac. Spec. - SO2 Rate Annual v3.1, Unit 1725 and retrofits | 317 | 7287 | Rate Constraint in lbs/MMBtu | FALSE | L | Annual | Standard SO2 | lb/MMBtu | 0.33 | 0.33 | 0.33 | 0.33 | 0.33 | 0.33 | 0.33
CT Fac. Spec. - SO2 Rate Annual v3.1, Unit 1725 and retrofits | 317 | 7287 | Rate Constraint in lbs/MMBtu | FALSE | L | Annual | Emissions at Affected Plants SO2 | Thousand Tons | 0 | 0 | 0 | 0 | 0 | 0 | 0
CT Fac. Spec. - SO2 Rate Annual v3.1, Unit 1725 and retrofits | 317 | 7287 | Rate Constraint in lbs/MMBtu | FALSE | L | Annual | Allowances Purchased SO2 | Thousand Tons | 0 | 0 | 0 | 0 | 0 | 0 | 0
CT Fac. Spec. - SO2 Rate Annual v3.1, Unit 1725 and retrofits | 317 | 7287 | Rate Constraint in lbs/MMBtu | FALSE | L | Annual | Allowances Sold SO2 | Thousand Tons | 0 | 0 | 0 | 0 | 0 | 0 | 0
CT Fac. Spec. - SO2 Rate Annual v3.1, Unit 1725 and retrofits | 317 | 7287 | Rate Constraint in lbs/MMBtu | FALSE | L | Annual | Allowances Banked | Thousand Tons | 0 | 0 | 0 | 0 | 0 | 0 | 0
CT Fac. Spec. - SO2 Rate Annual v3.1, Unit 1725 and retrofits | 317 | 7287 | Rate Constraint in lbs/MMBtu | FALSE | L | Annual | Allowances Withdrawn (1:1) | Thousand Tons | 0 | 0 | 0 | 0 | 0 | 0 | 0
CT Fac. Spec. - SO2 Rate Annual v3.1, Unit 1725 and retrofits | 317 | 7287 | Rate Constraint in lbs/MMBtu | FALSE | L | Annual | Allowances Withdrawn (1:n) | Thousand Tons | 0 | 0 | 0 | 0 | 0 | 0 | 0
CT Fac. Spec. - SO2 Rate Annual v3.1, Unit 1725 and retrofits | 317 | 7287 | Rate Constraint in lbs/MMBtu | FALSE | L | Annual | Total | Thousand Tons | 0 | 0 | 0 | 0 | 0 | 0 | 0
CT Fac. Spec. - SO2 Rate Annual v3.1, Unit 1725 and retrofits | 317 | 7287 | Rate Constraint in lbs/MMBtu | FALSE | L | Annual | Fuel Consumed | TBtu | 16.1545 | 17.0311 | 11.4512 | 0.0013471 | 0 | 0.0040433 | 0.00091549
CT Fac. Spec. - SO2 Rate Annual v3.1, Unit 1725 and retrofits | 317 | 7287 | Rate Constraint in lbs/MMBtu | FALSE | L | Annual | Rate | lb/MMBtu | 0 | 0 | 0 | 0 | 0 | 0 | 0
CT Fac. Spec. - SO2 Rate Annual v3.1, Unit 1725 and retrofits | 317 | 7287 | Rate Constraint in lbs/MMBtu | FALSE | L | Annual | Generation | TWh | 2.2914 | 2.4158 | 1.6243 | 0.00019107 | 0 | 0.00057352 | 0.00012986
CT Fac. Spec. - SO2 Rate Annual v3.1, Unit 1725 and retrofits | 317 | 7287 | Rate Constraint in lbs/MMBtu | FALSE | L | Annual | Qualifying Generation | TWh | 2.2914 | 2.4158 | 1.6243 | 0.00019107 | 0 | 0.00057352 | 0.00012986
CT Fac. Spec. - SO2 Rate Annual v3.1, Unit 1725 and retrofits | 317 | 7287 | Rate Constraint in lbs/MMBtu | FALSE | L | Annual | Rate | lb/MWh | 0 | 0 | 0 | 0 | 0 | 0 | 0
CT Fac. Spec. - SO2 Rate Annual v3.1, Unit 1725 and retrofits | 317 | 7287 | Rate Constraint in lbs/MMBtu | FALSE | L | Annual | Constraint Shadow Price | US2022$/Ton | 0 | 0 | 0 | 0 | 0 | 0 | 0
CT Fac. Spec. - SO2 Rate Annual v3.1, Unit 1726 and retrofits | 318 | 7287 | Rate Constraint in lbs/MMBtu | FALSE | L | Annual | Seasons Included | Seasons | Winter, Spring, Summer, Fall | Winter, Spring, Summer, Fall | Winter, Spring, Summer, Fall | Winter, Spring, Summer, Fall | Winter, Spring, Summer, Fall | Winter, Spring, Summer, Fall | Winter, Spring, Summer, Fall
CT Fac. Spec. - SO2 Rate Annual v3.1, Unit 1726 and retrofits | 318 | 7287 | Rate Constraint in lbs/MMBtu | FALSE | L | Annual | Standard SO2 | lb/MMBtu | 0.33 | 0.33 | 0.33 | 0.33 | 0.33 | 0.33 | 0.33
CT Fac. Spec. - SO2 Rate Annual v3.1, Unit 1726 and retrofits | 318 | 7287 | Rate Constraint in lbs/MMBtu | FALSE | L | Annual | Emissions at Affected Plants SO2 | Thousand Tons | 0 | 0 | 0 | 0 | 0 | 0 | 0
CT Fac. Spec. - SO2 Rate Annual v3.1, Unit 1726 and retrofits | 318 | 7287 | Rate Constraint in lbs/MMBtu | FALSE | L | Annual | Allowances Purchased SO2 | Thousand Tons | 0 | 0 | 0 | 0 | 0 | 0 | 0
CT Fac. Spec. - SO2 Rate Annual v3.1, Unit 1726 and retrofits | 318 | 7287 | Rate Constraint in lbs/MMBtu | FALSE | L | Annual | Allowances Sold SO2 | Thousand Tons | 0 | 0 | 0 | 0 | 0 | 0 | 0
CT Fac. Spec. - SO2 Rate Annual v3.1, Unit 1726 and retrofits | 318 | 7287 | Rate Constraint in lbs/MMBtu | FALSE | L | Annual | Allowances Banked | Thousand Tons | 0 | 0 | 0 | 0 | 0 | 0 | 0
CT Fac. Spec. - SO2 Rate Annual v3.1, Unit 1726 and retrofits | 318 | 7287 | Rate Constraint in lbs/MMBtu | FALSE | L | Annual | Allowances Withdrawn (1:1) | Thousand Tons | 0 | 0 | 0 | 0 | 0 | 0 | 0
CT Fac. Spec. - SO2 Rate Annual v3.1, Unit 1726 and retrofits | 318 | 7287 | Rate Constraint in lbs/MMBtu | FALSE | L | Annual | Allowances Withdrawn (1:n) | Thousand Tons | 0 | 0 | 0 | 0 | 0 | 0 | 0
CT Fac. Spec. - SO2 Rate Annual v3.1, Unit 1726 and retrofits | 318 | 7287 | Rate Constraint in lbs/MMBtu | FALSE | L | Annual | Total | Thousand Tons | 0 | 0 | 0 | 0 | 0 | 0 | 0
CT Fac. Spec. - SO2 Rate Annual v3.1, Unit 1726 and retrofits | 318 | 7287 | Rate Constraint in lbs/MMBtu | FALSE | L | Annual | Fuel Consumed | TBtu | 6.3355 | 6.7323 | 5.023 | 0 | 0 | 0 | 0
CT Fac. Spec. - SO2 Rate Annual v3.1, Unit 1726 and retrofits | 318 | 7287 | Rate Constraint in lbs/MMBtu | FALSE | L | Annual | Rate | lb/MMBtu | 0 | 0 | 0 | 0 | 0 | 0 | 0
CT Fac. Spec. - SO2 Rate Annual v3.1, Unit 1726 and retrofits | 318 | 7287 | Rate Constraint in lbs/MMBtu | FALSE | L | Annual | Generation | TWh | 0.89865 | 0.95493 | 0.71248 | 0 | 0 | 0 | 0
CT Fac. Spec. - SO2 Rate Annual v3.1, Unit 1726 and retrofits | 318 | 7287 | Rate Constraint in lbs/MMBtu | FALSE | L | Annual | Qualifying Generation | TWh | 0.89865 | 0.95493 | 0.71248 | 0 | 0 | 0 | 0
CT Fac. Spec. - SO2 Rate Annual v3.1, Unit 1726 and retrofits | 318 | 7287 | Rate Constraint in lbs/MMBtu | FALSE | L | Annual | Rate | lb/MWh | 0 | 0 | 0 | 0 | 0 | 0 | 0
CT Fac. Spec. - SO2 Rate Annual v3.1, Unit 1726 and retrofits | 318 | 7287 | Rate Constraint in lbs/MMBtu | FALSE | L | Annual | Constraint Shadow Price | US2022$/Ton | 0 | 0 | 0 | 0 | 0 | 0 | 0
CT Fac. Spec. - SO2 Rate Annual v3.1, Unit 1730 and retrofits | 319 | 7287 | Rate Constraint in lbs/MMBtu | FALSE | L | Annual | Seasons Included | Seasons | Winter, Spring, Summer, Fall | Winter, Spring, Summer, Fall | Winter, Spring, Summer, Fall | Winter, Spring, Summer, Fall | Winter, Spring, Summer, Fall | Winter, Spring, Summer, Fall | Winter, Spring, Summer, Fall
CT Fac. Spec. - SO2 Rate Annual v3.1, Unit 1730 and retrofits | 319 | 7287 | Rate Constraint in lbs/MMBtu | FALSE | L | Annual | Standard SO2 | lb/MMBtu | 0.33 | 0.33 | 0.33 | 0.33 | 0.33 | 0.33 | 0.33
CT Fac. Spec. - SO2 Rate Annual v3.1, Unit 1730 and retrofits | 319 | 7287 | Rate Constraint in lbs/MMBtu | FALSE | L | Annual | Emissions at Affected Plants SO2 | Thousand Tons | 0 | 0 | 0 | 0 | 0 | 0 | 0
CT Fac. Spec. - SO2 Rate Annual v3.1, Unit 1730 and retrofits | 319 | 7287 | Rate Constraint in lbs/MMBtu | FALSE | L | Annual | Allowances Purchased SO2 | Thousand Tons | 0 | 0 | 0 | 0 | 0 | 0 | 0
CT Fac. Spec. - SO2 Rate Annual v3.1, Unit 1730 and retrofits | 319 | 7287 | Rate Constraint in lbs/MMBtu | FALSE | L | Annual | Allowances Sold SO2 | Thousand Tons | 0 | 0 | 0 | 0 | 0 | 0 | 0
CT Fac. Spec. - SO2 Rate Annual v3.1, Unit 1730 and retrofits | 319 | 7287 | Rate Constraint in lbs/MMBtu | FALSE | L | Annual | Allowances Banked | Thousand Tons | 0 | 0 | 0 | 0 | 0 | 0 | 0
CT Fac. Spec. - SO2 Rate Annual v3.1, Unit 1730 and retrofits | 319 | 7287 | Rate Constraint in lbs/MMBtu | FALSE | L | Annual | Allowances Withdrawn (1:1) | Thousand Tons | 0 | 0 | 0 | 0 | 0 | 0 | 0
CT Fac. Spec. - SO2 Rate Annual v3.1, Unit 1730 and retrofits | 319 | 7287 | Rate Constraint in lbs/MMBtu | FALSE | L | Annual | Allowances Withdrawn (1:n) | Thousand Tons | 0 | 0 | 0 | 0 | 0 | 0 | 0
CT Fac. Spec. - SO2 Rate Annual v3.1, Unit 1730 and retrofits | 319 | 7287 | Rate Constraint in lbs/MMBtu | FALSE | L | Annual | Total | Thousand Tons | 0 | 0 | 0 | 0 | 0 | 0 | 0
CT Fac. Spec. - SO2 Rate Annual v3.1, Unit 1730 and retrofits | 319 | 7287 | Rate Constraint in lbs/MMBtu | FALSE | L | Annual | Fuel Consumed | TBtu | 5.8827 | 6.6634 | 5.422 | 0 | 0 | 0 | 0
CT Fac. Spec. - SO2 Rate Annual v3.1, Unit 1730 and retrofits | 319 | 7287 | Rate Constraint in lbs/MMBtu | FALSE | L | Annual | Rate | lb/MMBtu | 0 | 0 | 0 | 0 | 0 | 0 | 0
CT Fac. Spec. - SO2 Rate Annual v3.1, Unit 1730 and retrofits | 319 | 7287 | Rate Constraint in lbs/MMBtu | FALSE | L | Annual | Generation | TWh | 0.82645 | 0.93613 | 0.76173 | 0 | 0 | 0 | 0
CT Fac. Spec. - SO2 Rate Annual v3.1, Unit 1730 and retrofits | 319 | 7287 | Rate Constraint in lbs/MMBtu | FALSE | L | Annual | Qualifying Generation | TWh | 0.82645 | 0.93613 | 0.76173 | 0 | 0 | 0 | 0
CT Fac. Spec. - SO2 Rate Annual v3.1, Unit 1730 and retrofits | 319 | 7287 | Rate Constraint in lbs/MMBtu | FALSE | L | Annual | Rate | lb/MWh | 0 | 0 | 0 | 0 | 0 | 0 | 0
CT Fac. Spec. - SO2 Rate Annual v3.1, Unit 1730 and retrofits | 319 | 7287 | Rate Constraint in lbs/MMBtu | FALSE | L | Annual | Constraint Shadow Price | US2022$/Ton | 0 | 0 | 0 | 0 | 0 | 0 | 0
CT Fac. Spec. - SO2 Rate Annual v3.1, Unit 1731 and retrofits | 320 | 7287 | Rate Constraint in lbs/MMBtu | FALSE | L | Annual | Seasons Included | Seasons | Winter, Spring, Summer, Fall | Winter, Spring, Summer, Fall | Winter, Spring, Summer, Fall | Winter, Spring, Summer, Fall | Winter, Spring, Summer, Fall | Winter, Spring, Summer, Fall | Winter, Spring, Summer, Fall
CT Fac. Spec. - SO2 Rate Annual v3.1, Unit 1731 and retrofits | 320 | 7287 | Rate Constraint in lbs/MMBtu | FALSE | L | Annual | Standard SO2 | lb/MMBtu | 0.33 | 0.33 | 0.33 | 0.33 | 0.33 | 0.33 | 0.33
CT Fac. Spec. - SO2 Rate Annual v3.1, Unit 1731 and retrofits | 320 | 7287 | Rate Constraint in lbs/MMBtu | FALSE | L | Annual | Emissions at Affected Plants SO2 | Thousand Tons | 0 | 0 | 0 | 0 | 0 | 0 | 0
CT Fac. Spec. - SO2 Rate Annual v3.1, Unit 1731 and retrofits | 320 | 7287 | Rate Constraint in lbs/MMBtu | FALSE | L | Annual | Allowances Purchased SO2 | Thousand Tons | 0 | 0 | 0 | 0 | 0 | 0 | 0
CT Fac. Spec. - SO2 Rate Annual v3.1, Unit 1731 and retrofits | 320 | 7287 | Rate Constraint in lbs/MMBtu | FALSE | L | Annual | Allowances Sold SO2 | Thousand Tons | 0 | 0 | 0 | 0 | 0 | 0 | 0
CT Fac. Spec. - SO2 Rate Annual v3.1, Unit 1731 and retrofits | 320 | 7287 | Rate Constraint in lbs/MMBtu | FALSE | L | Annual | Allowances Banked | Thousand Tons | 0 | 0 | 0 | 0 | 0 | 0 | 0
CT Fac. Spec. - SO2 Rate Annual v3.1, Unit 1731 and retrofits | 320 | 7287 | Rate Constraint in lbs/MMBtu | FALSE | L | Annual | Allowances Withdrawn (1:1) | Thousand Tons | 0 | 0 | 0 | 0 | 0 | 0 | 0
CT Fac. Spec. - SO2 Rate Annual v3.1, Unit 1731 and retrofits | 320 | 7287 | Rate Constraint in lbs/MMBtu | FALSE | L | Annual | Allowances Withdrawn (1:n) | Thousand Tons | 0 | 0 | 0 | 0 | 0 | 0 | 0
CT Fac. Spec. - SO2 Rate Annual v3.1, Unit 1731 and retrofits | 320 | 7287 | Rate Constraint in lbs/MMBtu | FALSE | L | Annual | Total | Thousand Tons | 0 | 0 | 0 | 0 | 0 | 0 | 0
CT Fac. Spec. - SO2 Rate Annual v3.1, Unit 1731 and retrofits | 320 | 7287 | Rate Constraint in lbs/MMBtu | FALSE | L | Annual | Fuel Consumed | TBtu | 3.0122 | 6.4428 | 5.422 | 0 | 0 | 0 | 0
CT Fac. Spec. - SO2 Rate Annual v3.1, Unit 1731 and retrofits | 320 | 7287 | Rate Constraint in lbs/MMBtu | FALSE | L | Annual | Rate | lb/MMBtu | 0 | 0 | 0 | 0 | 0 | 0 | 0
CT Fac. Spec. - SO2 Rate Annual v3.1, Unit 1731 and retrofits | 320 | 7287 | Rate Constraint in lbs/MMBtu | FALSE | L | Annual | Generation | TWh | 0.42319 | 0.90514 | 0.76173 | 0 | 0 | 0 | 0
CT Fac. Spec. - SO2 Rate Annual v3.1, Unit 1731 and retrofits | 320 | 7287 | Rate Constraint in lbs/MMBtu | FALSE | L | Annual | Qualifying Generation | TWh | 0.42319 | 0.90514 | 0.76173 | 0 | 0 | 0 | 0
CT Fac. Spec. - SO2 Rate Annual v3.1, Unit 1731 and retrofits | 320 | 7287 | Rate Constraint in lbs/MMBtu | FALSE | L | Annual | Rate | lb/MWh | 0 | 0 | 0 | 0 | 0 | 0 | 0
CT Fac. Spec. - SO2 Rate Annual v3.1, Unit 1731 and retrofits | 320 | 7287 | Rate Constraint in lbs/MMBtu | FALSE | L | Annual | Constraint Shadow Price | US2022$/Ton | 0 | 0 | 0 | 0 | 0 | 0 | 0
CT Fac. Spec. - SO2 Rate Annual v3.1, Unit 1732 and retrofits | 321 | 7287 | Rate Constraint in lbs/MMBtu | FALSE | L | Annual | Seasons Included | Seasons | Winter, Spring, Summer, Fall | Winter, Spring, Summer, Fall | Winter, Spring, Summer, Fall | Winter, Spring, Summer, Fall | Winter, Spring, Summer, Fall | Winter, Spring, Summer, Fall | Winter, Spring, Summer, Fall
CT Fac. Spec. - SO2 Rate Annual v3.1, Unit 1732 and retrofits | 321 | 7287 | Rate Constraint in lbs/MMBtu | FALSE | L | Annual | Standard SO2 | lb/MMBtu | 0.33 | 0.33 | 0.33 | 0.33 | 0.33 | 0.33 | 0.33
CT Fac. Spec. - SO2 Rate Annual v3.1, Unit 1732 and retrofits | 321 | 7287 | Rate Constraint in lbs/MMBtu | FALSE | L | Annual | Emissions at Affected Plants SO2 | Thousand Tons | 0 | 0 | 0 | 0 | 0 | 0 | 0
CT Fac. Spec. - SO2 Rate Annual v3.1, Unit 1732 and retrofits | 321 | 7287 | Rate Constraint in lbs/MMBtu | FALSE | L | Annual | Allowances Purchased SO2 | Thousand Tons | 0 | 0 | 0 | 0 | 0 | 0 | 0
CT Fac. Spec. - SO2 Rate Annual v3.1, Unit 1732 and retrofits | 321 | 7287 | Rate Constraint in lbs/MMBtu | FALSE | L | Annual | Allowances Sold SO2 | Thousand Tons | 0 | 0 | 0 | 0 | 0 | 0 | 0
CT Fac. Spec. - SO2 Rate Annual v3.1, Unit 1732 and retrofits | 321 | 7287 | Rate Constraint in lbs/MMBtu | FALSE | L | Annual | Allowances Banked | Thousand Tons | 0 | 0 | 0 | 0 | 0 | 0 | 0
CT Fac. Spec. - SO2 Rate Annual v3.1, Unit 1732 and retrofits | 321 | 7287 | Rate Constraint in lbs/MMBtu | FALSE | L | Annual | Allowances Withdrawn (1:1) | Thousand Tons | 0 | 0 | 0 | 0 | 0 | 0 | 0
CT Fac. Spec. - SO2 Rate Annual v3.1, Unit 1732 and retrofits | 321 | 7287 | Rate Constraint in lbs/MMBtu | FALSE | L | Annual | Allowances Withdrawn (1:n) | Thousand Tons | 0 | 0 | 0 | 0 | 0 | 0 | 0
CT Fac. Spec. - SO2 Rate Annual v3.1, Unit 1732 and retrofits | 321 | 7287 | Rate Constraint in lbs/MMBtu | FALSE | L | Annual | Total | Thousand Tons | 0 | 0 | 0 | 0 | 0 | 0 | 0
CT Fac. Spec. - SO2 Rate Annual v3.1, Unit 1732 and retrofits | 321 | 7287 | Rate Constraint in lbs/MMBtu | FALSE | L | Annual | Fuel Consumed | TBtu | 6.5893 | 9.0621 | 8.2095 | 0 | 0 | 0 | 0
CT Fac. Spec. - SO2 Rate Annual v3.1, Unit 1732 and retrofits | 321 | 7287 | Rate Constraint in lbs/MMBtu | FALSE | L | Annual | Rate | lb/MMBtu | 0 | 0 | 0 | 0 | 0 | 0 | 0
CT Fac. Spec. - SO2 Rate Annual v3.1, Unit 1732 and retrofits | 321 | 7287 | Rate Constraint in lbs/MMBtu | FALSE | L | Annual | Generation | TWh | 0.92573 | 1.2731 | 1.1533 | 0 | 0 | 0 | 0
CT Fac. Spec. - SO2 Rate Annual v3.1, Unit 1732 and retrofits | 321 | 7287 | Rate Constraint in lbs/MMBtu | FALSE | L | Annual | Qualifying Generation | TWh | 0.92573 | 1.2731 | 1.1533 | 0 | 0 | 0 | 0
CT Fac. Spec. - SO2 Rate Annual v3.1, Unit 1732 and retrofits | 321 | 7287 | Rate Constraint in lbs/MMBtu | FALSE | L | Annual | Rate | lb/MWh | 0 | 0 | 0 | 0 | 0 | 0 | 0
CT Fac. Spec. - SO2 Rate Annual v3.1, Unit 1732 and retrofits | 321 | 7287 | Rate Constraint in lbs/MMBtu | FALSE | L | Annual | Constraint Shadow Price | US2022$/Ton | 0 | 0 | 0 | 0 | 0 | 0 | 0
CT Fac. Spec. - SO2 Rate Annual v3.1, Unit 1733 and retrofits | 322 | 7287 | Rate Constraint in lbs/MMBtu | FALSE | L | Annual | Seasons Included | Seasons | Winter, Spring, Summer, Fall | Winter, Spring, Summer, Fall | Winter, Spring, Summer, Fall | Winter, Spring, Summer, Fall | Winter, Spring, Summer, Fall | Winter, Spring, Summer, Fall | Winter, Spring, Summer, Fall
CT Fac. Spec. - SO2 Rate Annual v3.1, Unit 1733 and retrofits | 322 | 7287 | Rate Constraint in lbs/MMBtu | FALSE | L | Annual | Standard SO2 | lb/MMBtu | 0.33 | 0.33 | 0.33 | 0.33 | 0.33 | 0.33 | 0.33
CT Fac. Spec. - SO2 Rate Annual v3.1, Unit 1733 and retrofits | 322 | 7287 | Rate Constraint in lbs/MMBtu | FALSE | L | Annual | Emissions at Affected Plants SO2 | Thousand Tons | 0 | 0 | 0 | 0 | 0 | 0 | 0
CT Fac. Spec. - SO2 Rate Annual v3.1, Unit 1733 and retrofits | 322 | 7287 | Rate Constraint in lbs/MMBtu | FALSE | L | Annual | Allowances Purchased SO2 | Thousand Tons | 0 | 0 | 0 | 0 | 0 | 0 | 0
CT Fac. Spec. - SO2 Rate Annual v3.1, Unit 1733 and retrofits | 322 | 7287 | Rate Constraint in lbs/MMBtu | FALSE | L | Annual | Allowances Sold SO2 | Thousand Tons | 0 | 0 | 0 | 0 | 0 | 0 | 0
CT Fac. Spec. - SO2 Rate Annual v3.1, Unit 1733 and retrofits | 322 | 7287 | Rate Constraint in lbs/MMBtu | FALSE | L | Annual | Allowances Banked | Thousand Tons | 0 | 0 | 0 | 0 | 0 | 0 | 0
CT Fac. Spec. - SO2 Rate Annual v3.1, Unit 1733 and retrofits | 322 | 7287 | Rate Constraint in lbs/MMBtu | FALSE | L | Annual | Allowances Withdrawn (1:1) | Thousand Tons | 0 | 0 | 0 | 0 | 0 | 0 | 0
CT Fac. Spec. - SO2 Rate Annual v3.1, Unit 1733 and retrofits | 322 | 7287 | Rate Constraint in lbs/MMBtu | FALSE | L | Annual | Allowances Withdrawn (1:n) | Thousand Tons | 0 | 0 | 0 | 0 | 0 | 0 | 0
CT Fac. Spec. - SO2 Rate Annual v3.1, Unit 1733 and retrofits | 322 | 7287 | Rate Constraint in lbs/MMBtu | FALSE | L | Annual | Total | Thousand Tons | 0 | 0 | 0 | 0 | 0 | 0 | 0
CT Fac. Spec. - SO2 Rate Annual v3.1, Unit 1733 and retrofits | 322 | 7287 | Rate Constraint in lbs/MMBtu | FALSE | L | Annual | Fuel Consumed | TBtu | 13.4689 | 13.084 | 9.2374 | 0.0068449 | 0 | 8.6147e-05 | 4.3074e-05
CT Fac. Spec. - SO2 Rate Annual v3.1, Unit 1733 and retrofits | 322 | 7287 | Rate Constraint in lbs/MMBtu | FALSE | L | Annual | Rate | lb/MMBtu | 0 | 0 | 0 | 0 | 0 | 0 | 0
CT Fac. Spec. - SO2 Rate Annual v3.1, Unit 1733 and retrofits | 322 | 7287 | Rate Constraint in lbs/MMBtu | FALSE | L | Annual | Generation | TWh | 1.9105 | 1.8559 | 1.3103 | 0.0009709 | 0 | 1.2219e-05 | 6.1097e-06
CT Fac. Spec. - SO2 Rate Annual v3.1, Unit 1733 and retrofits | 322 | 7287 | Rate Constraint in lbs/MMBtu | FALSE | L | Annual | Qualifying Generation | TWh | 1.9105 | 1.8559 | 1.3103 | 0.0009709 | 0 | 1.2219e-05 | 6.1097e-06
CT Fac. Spec. - SO2 Rate Annual v3.1, Unit 1733 and retrofits | 322 | 7287 | Rate Constraint in lbs/MMBtu | FALSE | L | Annual | Rate | lb/MWh | 0 | 0 | 0 | 0 | 0 | 0 | 0
CT Fac. Spec. - SO2 Rate Annual v3.1, Unit 1733 and retrofits | 322 | 7287 | Rate Constraint in lbs/MMBtu | FALSE | L | Annual | Constraint Shadow Price | US2022$/Ton | 0 | 0 | 0 | 0 | 0 | 0 | 0
CT Fac. Spec. - SO2 Rate Annual v3.1, Unit 1734 and retrofits | 323 | 7287 | Rate Constraint in lbs/MMBtu | FALSE | L | Annual | Seasons Included | Seasons | Winter, Spring, Summer, Fall | Winter, Spring, Summer, Fall | Winter, Spring, Summer, Fall | Winter, Spring, Summer, Fall | Winter, Spring, Summer, Fall | Winter, Spring, Summer, Fall | Winter, Spring, Summer, Fall
CT Fac. Spec. - SO2 Rate Annual v3.1, Unit 1734 and retrofits | 323 | 7287 | Rate Constraint in lbs/MMBtu | FALSE | L | Annual | Standard SO2 | lb/MMBtu | 0.33 | 0.33 | 0.33 | 0.33 | 0.33 | 0.33 | 0.33
CT Fac. Spec. - SO2 Rate Annual v3.1, Unit 1734 and retrofits | 323 | 7287 | Rate Constraint in lbs/MMBtu | FALSE | L | Annual | Emissions at Affected Plants SO2 | Thousand Tons | 0 | 0 | 0 | 0 | 0 | 0 | 0
CT Fac. Spec. - SO2 Rate Annual v3.1, Unit 1734 and retrofits | 323 | 7287 | Rate Constraint in lbs/MMBtu | FALSE | L | Annual | Allowances Purchased SO2 | Thousand Tons | 0 | 0 | 0 | 0 | 0 | 0 | 0
CT Fac. Spec. - SO2 Rate Annual v3.1, Unit 1734 and retrofits | 323 | 7287 | Rate Constraint in lbs/MMBtu | FALSE | L | Annual | Allowances Sold SO2 | Thousand Tons | 0 | 0 | 0 | 0 | 0 | 0 | 0
CT Fac. Spec. - SO2 Rate Annual v3.1, Unit 1734 and retrofits | 323 | 7287 | Rate Constraint in lbs/MMBtu | FALSE | L | Annual | Allowances Banked | Thousand Tons | 0 | 0 | 0 | 0 | 0 | 0 | 0
CT Fac. Spec. - SO2 Rate Annual v3.1, Unit 1734 and retrofits | 323 | 7287 | Rate Constraint in lbs/MMBtu | FALSE | L | Annual | Allowances Withdrawn (1:1) | Thousand Tons | 0 | 0 | 0 | 0 | 0 | 0 | 0
CT Fac. Spec. - SO2 Rate Annual v3.1, Unit 1734 and retrofits | 323 | 7287 | Rate Constraint in lbs/MMBtu | FALSE | L | Annual | Allowances Withdrawn (1:n) | Thousand Tons | 0 | 0 | 0 | 0 | 0 | 0 | 0
CT Fac. Spec. - SO2 Rate Annual v3.1, Unit 1734 and retrofits | 323 | 7287 | Rate Constraint in lbs/MMBtu | FALSE | L | Annual | Total | Thousand Tons | 0 | 0 | 0 | 0 | 0 | 0 | 0
CT Fac. Spec. - SO2 Rate Annual v3.1, Unit 1734 and retrofits | 323 | 7287 | Rate Constraint in lbs/MMBtu | FALSE | L | Annual | Fuel Consumed | TBtu | 12.7055 | 12.7055 | 8.9702 | 0.0010068 | 0 | 0.00045618 | 0.00022809
CT Fac. Spec. - SO2 Rate Annual v3.1, Unit 1734 and retrofits | 323 | 7287 | Rate Constraint in lbs/MMBtu | FALSE | L | Annual | Rate | lb/MMBtu | 0 | 0 | 0 | 0 | 0 | 0 | 0
CT Fac. Spec. - SO2 Rate Annual v3.1, Unit 1734 and retrofits | 323 | 7287 | Rate Constraint in lbs/MMBtu | FALSE | L | Annual | Generation | TWh | 1.8022 | 1.8022 | 1.2724 | 0.00014281 | 0 | 6.4707e-05 | 3.2353e-05
CT Fac. Spec. - SO2 Rate Annual v3.1, Unit 1734 and retrofits | 323 | 7287 | Rate Constraint in lbs/MMBtu | FALSE | L | Annual | Qualifying Generation | TWh | 1.8022 | 1.8022 | 1.2724 | 0.00014281 | 0 | 6.4707e-05 | 3.2353e-05
CT Fac. Spec. - SO2 Rate Annual v3.1, Unit 1734 and retrofits | 323 | 7287 | Rate Constraint in lbs/MMBtu | FALSE | L | Annual | Rate | lb/MWh | 0 | 0 | 0 | 0 | 0 | 0 | 0
CT Fac. Spec. - SO2 Rate Annual v3.1, Unit 1734 and retrofits | 323 | 7287 | Rate Constraint in lbs/MMBtu | FALSE | L | Annual | Constraint Shadow Price | US2022$/Ton | 0 | 0 | 0 | 0 | 0 | 0 | 0
CT Fac. Spec. - SO2 Rate Annual v3.1, Unit 1735 and retrofits | 324 | 7287 | Rate Constraint in lbs/MMBtu | FALSE | L | Annual | Seasons Included | Seasons | Winter, Spring, Summer, Fall | Winter, Spring, Summer, Fall | Winter, Spring, Summer, Fall | Winter, Spring, Summer, Fall | Winter, Spring, Summer, Fall | Winter, Spring, Summer, Fall | Winter, Spring, Summer, Fall
CT Fac. Spec. - SO2 Rate Annual v3.1, Unit 1735 and retrofits | 324 | 7287 | Rate Constraint in lbs/MMBtu | FALSE | L | Annual | Standard SO2 | lb/MMBtu | 0.33 | 0.33 | 0.33 | 0.33 | 0.33 | 0.33 | 0.33
CT Fac. Spec. - SO2 Rate Annual v3.1, Unit 1735 and retrofits | 324 | 7287 | Rate Constraint in lbs/MMBtu | FALSE | L | Annual | Emissions at Affected Plants SO2 | Thousand Tons | 0 | 0 | 0 | 0 | 0 | 0 | 0
CT Fac. Spec. - SO2 Rate Annual v3.1, Unit 1735 and retrofits | 324 | 7287 | Rate Constraint in lbs/MMBtu | FALSE | L | Annual | Allowances Purchased SO2 | Thousand Tons | 0 | 0 | 0 | 0 | 0 | 0 | 0
CT Fac. Spec. - SO2 Rate Annual v3.1, Unit 1735 and retrofits | 324 | 7287 | Rate Constraint in lbs/MMBtu | FALSE | L | Annual | Allowances Sold SO2 | Thousand Tons | 0 | 0 | 0 | 0 | 0 | 0 | 0
CT Fac. Spec. - SO2 Rate Annual v3.1, Unit 1735 and retrofits | 324 | 7287 | Rate Constraint in lbs/MMBtu | FALSE | L | Annual | Allowances Banked | Thousand Tons | 0 | 0 | 0 | 0 | 0 | 0 | 0
CT Fac. Spec. - SO2 Rate Annual v3.1, Unit 1735 and retrofits | 324 | 7287 | Rate Constraint in lbs/MMBtu | FALSE | L | Annual | Allowances Withdrawn (1:1) | Thousand Tons | 0 | 0 | 0 | 0 | 0 | 0 | 0
CT Fac. Spec. - SO2 Rate Annual v3.1, Unit 1735 and retrofits | 324 | 7287 | Rate Constraint in lbs/MMBtu | FALSE | L | Annual | Allowances Withdrawn (1:n) | Thousand Tons | 0 | 0 | 0 | 0 | 0 | 0 | 0
CT Fac. Spec. - SO2 Rate Annual v3.1, Unit 1735 and retrofits | 324 | 7287 | Rate Constraint in lbs/MMBtu | FALSE | L | Annual | Total | Thousand Tons | 0 | 0 | 0 | 0 | 0 | 0 | 0
CT Fac. Spec. - SO2 Rate Annual v3.1, Unit 1735 and retrofits | 324 | 7287 | Rate Constraint in lbs/MMBtu | FALSE | L | Annual | Fuel Consumed | TBtu | 14.0582 | 14.0276 | 9.9036 | 0 | 0 | 0.0035482 | 0.0011728
CT Fac. Spec. - SO2 Rate Annual v3.1, Unit 1735 and retrofits | 324 | 7287 | Rate Constraint in lbs/MMBtu | FALSE | L | Annual | Rate | lb/MMBtu | 0 | 0 | 0 | 0 | 0 | 0 | 0
CT Fac. Spec. - SO2 Rate Annual v3.1, Unit 1735 and retrofits | 324 | 7287 | Rate Constraint in lbs/MMBtu | FALSE | L | Annual | Generation | TWh | 1.9941 | 1.9897 | 1.4048 | 0 | 0 | 0.0005033 | 0.00016635
CT Fac. Spec. - SO2 Rate Annual v3.1, Unit 1735 and retrofits | 324 | 7287 | Rate Constraint in lbs/MMBtu | FALSE | L | Annual | Qualifying Generation | TWh | 1.9941 | 1.9897 | 1.4048 | 0 | 0 | 0.0005033 | 0.00016635
CT Fac. Spec. - SO2 Rate Annual v3.1, Unit 1735 and retrofits | 324 | 7287 | Rate Constraint in lbs/MMBtu | FALSE | L | Annual | Rate | lb/MWh | 0 | 0 | 0 | 0 | 0 | 0 | 0
CT Fac. Spec. - SO2 Rate Annual v3.1, Unit 1735 and retrofits | 324 | 7287 | Rate Constraint in lbs/MMBtu | FALSE | L | Annual | Constraint Shadow Price | US2022$/Ton | 0 | 0 | 0 | 0 | 0 | 0 | 0
CT Fac. Spec. - SO2 Rate Annual v3.1, Unit 1737 and retrofits | 325 | 7287 | Rate Constraint in lbs/MMBtu | FALSE | L | Annual | Seasons Included | Seasons | Winter, Spring, Summer, Fall | Winter, Spring, Summer, Fall | Winter, Spring, Summer, Fall | Winter, Spring, Summer, Fall | Winter, Spring, Summer, Fall | Winter, Spring, Summer, Fall | Winter, Spring, Summer, Fall
CT Fac. Spec. - SO2 Rate Annual v3.1, Unit 1737 and retrofits | 325 | 7287 | Rate Constraint in lbs/MMBtu | FALSE | L | Annual | Standard SO2 | lb/MMBtu | 0.33 | 0.33 | 0.33 | 0.33 | 0.33 | 0.33 | 0.33
CT Fac. Spec. - SO2 Rate Annual v3.1, Unit 1737 and retrofits | 325 | 7287 | Rate Constraint in lbs/MMBtu | FALSE | L | Annual | Emissions at Affected Plants SO2 | Thousand Tons | 0 | 0 | 0 | 0 | 0 | 0 | 0
CT Fac. Spec. - SO2 Rate Annual v3.1, Unit 1737 and retrofits | 325 | 7287 | Rate Constraint in lbs/MMBtu | FALSE | L | Annual | Allowances Purchased SO2 | Thousand Tons | 0 | 0 | 0 | 0 | 0 | 0 | 0
CT Fac. Spec. - SO2 Rate Annual v3.1, Unit 1737 and retrofits | 325 | 7287 | Rate Constraint in lbs/MMBtu | FALSE | L | Annual | Allowances Sold SO2 | Thousand Tons | 0 | 0 | 0 | 0 | 0 | 0 | 0
CT Fac. Spec. - SO2 Rate Annual v3.1, Unit 1737 and retrofits | 325 | 7287 | Rate Constraint in lbs/MMBtu | FALSE | L | Annual | Allowances Banked | Thousand Tons | 0 | 0 | 0 | 0 | 0 | 0 | 0
CT Fac. Spec. - SO2 Rate Annual v3.1, Unit 1737 and retrofits | 325 | 7287 | Rate Constraint in lbs/MMBtu | FALSE | L | Annual | Allowances Withdrawn (1:1) | Thousand Tons | 0 | 0 | 0 | 0 | 0 | 0 | 0
CT Fac. Spec. - SO2 Rate Annual v3.1, Unit 1737 and retrofits | 325 | 7287 | Rate Constraint in lbs/MMBtu | FALSE | L | Annual | Allowances Withdrawn (1:n) | Thousand Tons | 0 | 0 | 0 | 0 | 0 | 0 | 0
CT Fac. Spec. - SO2 Rate Annual v3.1, Unit 1737 and retrofits | 325 | 7287 | Rate Constraint in lbs/MMBtu | FALSE | L | Annual | Total | Thousand Tons | 0 | 0 | 0 | 0 | 0 | 0 | 0
CT Fac. Spec. - SO2 Rate Annual v3.1, Unit 1737 and retrofits | 325 | 7287 | Rate Constraint in lbs/MMBtu | FALSE | L | Annual | Fuel Consumed | TBtu | 0.6509 | 0.6509 | 0.6509 | 0.025526 | 0.00070904 | 0 | 0
CT Fac. Spec. - SO2 Rate Annual v3.1, Unit 1737 and retrofits | 325 | 7287 | Rate Constraint in lbs/MMBtu | FALSE | L | Annual | Rate | lb/MMBtu | 0 | 0 | 0 | 0 | 0 | 0 | 0
CT Fac. Spec. - SO2 Rate Annual v3.1, Unit 1737 and retrofits | 325 | 7287 | Rate Constraint in lbs/MMBtu | FALSE | L | Annual | Generation | TWh | 0.11474 | 0.11474 | 0.11474 | 0.0044995 | 0.00012499 | 0 | 0
CT Fac. Spec. - SO2 Rate Annual v3.1, Unit 1737 and retrofits | 325 | 7287 | Rate Constraint in lbs/MMBtu | FALSE | L | Annual | Qualifying Generation | TWh | 0.11474 | 0.11474 | 0.11474 | 0.0044995 | 0.00012499 | 0 | 0
CT Fac. Spec. - SO2 Rate Annual v3.1, Unit 1737 and retrofits | 325 | 7287 | Rate Constraint in lbs/MMBtu | FALSE | L | Annual | Rate | lb/MWh | 0 | 0 | 0 | 0 | 0 | 0 | 0
CT Fac. Spec. - SO2 Rate Annual v3.1, Unit 1737 and retrofits | 325 | 7287 | Rate Constraint in lbs/MMBtu | FALSE | L | Annual | Constraint Shadow Price | US2022$/Ton | 0 | 0 | 0 | 0 | 0 | 0 | 0
CT Fac. Spec. - SO2 Rate Annual v3.1, Unit 2198 and retrofits | 326 | 7287 | Rate Constraint in lbs/MMBtu | FALSE | L | Annual | Seasons Included | Seasons | Winter, Spring, Summer, Fall | Winter, Spring, Summer, Fall | Winter, Spring, Summer, Fall | Winter, Spring, Summer, Fall | Winter, Spring, Summer, Fall | Winter, Spring, Summer, Fall | Winter, Spring, Summer, Fall
CT Fac. Spec. - SO2 Rate Annual v3.1, Unit 2198 and retrofits | 326 | 7287 | Rate Constraint in lbs/MMBtu | FALSE | L | Annual | Standard SO2 | lb/MMBtu | 0.33 | 0.33 | 0.33 | 0.33 | 0.33 | 0.33 | 0.33
CT Fac. Spec. - SO2 Rate Annual v3.1, Unit 2198 and retrofits | 326 | 7287 | Rate Constraint in lbs/MMBtu | FALSE | L | Annual | Emissions at Affected Plants SO2 | Thousand Tons | 0 | 0 | 0 | 0 | 0 | 0 | 0
CT Fac. Spec. - SO2 Rate Annual v3.1, Unit 2198 and retrofits | 326 | 7287 | Rate Constraint in lbs/MMBtu | FALSE | L | Annual | Allowances Purchased SO2 | Thousand Tons | 0 | 0 | 0 | 0 | 0 | 0 | 0
CT Fac. Spec. - SO2 Rate Annual v3.1, Unit 2198 and retrofits | 326 | 7287 | Rate Constraint in lbs/MMBtu | FALSE | L | Annual | Allowances Sold SO2 | Thousand Tons | 0 | 0 | 0 | 0 | 0 | 0 | 0
CT Fac. Spec. - SO2 Rate Annual v3.1, Unit 2198 and retrofits | 326 | 7287 | Rate Constraint in lbs/MMBtu | FALSE | L | Annual | Allowances Banked | Thousand Tons | 0 | 0 | 0 | 0 | 0 | 0 | 0
CT Fac. Spec. - SO2 Rate Annual v3.1, Unit 2198 and retrofits | 326 | 7287 | Rate Constraint in lbs/MMBtu | FALSE | L | Annual | Allowances Withdrawn (1:1) | Thousand Tons | 0 | 0 | 0 | 0 | 0 | 0 | 0
CT Fac. Spec. - SO2 Rate Annual v3.1, Unit 2198 and retrofits | 326 | 7287 | Rate Constraint in lbs/MMBtu | FALSE | L | Annual | Allowances Withdrawn (1:n) | Thousand Tons | 0 | 0 | 0 | 0 | 0 | 0 | 0
CT Fac. Spec. - SO2 Rate Annual v3.1, Unit 2198 and retrofits | 326 | 7287 | Rate Constraint in lbs/MMBtu | FALSE | L | Annual | Total | Thousand Tons | 0 | 0 | 0 | 0 | 0 | 0 | 0
CT Fac. Spec. - SO2 Rate Annual v3.1, Unit 2198 and retrofits | 326 | 7287 | Rate Constraint in lbs/MMBtu | FALSE | L | Annual | Fuel Consumed | TBtu | 0 | 0 | 0 | 0 | 0 | 0 | 0
CT Fac. Spec. - SO2 Rate Annual v3.1, Unit 2198 and retrofits | 326 | 7287 | Rate Constraint in lbs/MMBtu | FALSE | L | Annual | Rate | lb/MMBtu | 0 | 0 | 0 | 0 | 0 | 0 | 0
CT Fac. Spec. - SO2 Rate Annual v3.1, Unit 2198 and retrofits | 326 | 7287 | Rate Constraint in lbs/MMBtu | FALSE | L | Annual | Generation | TWh | 0 | 0 | 0 | 0 | 0 | 0 | 0
CT Fac. Spec. - SO2 Rate Annual v3.1, Unit 2198 and retrofits | 326 | 7287 | Rate Constraint in lbs/MMBtu | FALSE | L | Annual | Qualifying Generation | TWh | 0 | 0 | 0 | 0 | 0 | 0 | 0
CT Fac. Spec. - SO2 Rate Annual v3.1, Unit 2198 and retrofits | 326 | 7287 | Rate Constraint in lbs/MMBtu | FALSE | L | Annual | Rate | lb/MWh | 0 | 0 | 0 | 0 | 0 | 0 | 0
CT Fac. Spec. - SO2 Rate Annual v3.1, Unit 2198 and retrofits | 326 | 7287 | Rate Constraint in lbs/MMBtu | FALSE | L | Annual | Constraint Shadow Price | US2022$/Ton | 0 | 0 | 0 | 0 | 0 | 0 | 0
CT Fac. Spec. - SO2 Rate Annual v3.1, Unit 2199 and retrofits | 327 | 7287 | Rate Constraint in lbs/MMBtu | FALSE | L | Annual | Seasons Included | Seasons | Winter, Spring, Summer, Fall | Winter, Spring, Summer, Fall | Winter, Spring, Summer, Fall | Winter, Spring, Summer, Fall | Winter, Spring, Summer, Fall | Winter, Spring, Summer, Fall | Winter, Spring, Summer, Fall
CT Fac. Spec. - SO2 Rate Annual v3.1, Unit 2199 and retrofits | 327 | 7287 | Rate Constraint in lbs/MMBtu | FALSE | L | Annual | Standard SO2 | lb/MMBtu | 0.33 | 0.33 | 0.33 | 0.33 | 0.33 | 0.33 | 0.33
CT Fac. Spec. - SO2 Rate Annual v3.1, Unit 2199 and retrofits | 327 | 7287 | Rate Constraint in lbs/MMBtu | FALSE | L | Annual | Emissions at Affected Plants SO2 | Thousand Tons | 0 | 0 | 0 | 0 | 0 | 0 | 0
CT Fac. Spec. - SO2 Rate Annual v3.1, Unit 2199 and retrofits | 327 | 7287 | Rate Constraint in lbs/MMBtu | FALSE | L | Annual | Allowances Purchased SO2 | Thousand Tons | 0 | 0 | 0 | 0 | 0 | 0 | 0
CT Fac. Spec. - SO2 Rate Annual v3.1, Unit 2199 and retrofits | 327 | 7287 | Rate Constraint in lbs/MMBtu | FALSE | L | Annual | Allowances Sold SO2 | Thousand Tons | 0 | 0 | 0 | 0 | 0 | 0 | 0
CT Fac. Spec. - SO2 Rate Annual v3.1, Unit 2199 and retrofits | 327 | 7287 | Rate Constraint in lbs/MMBtu | FALSE | L | Annual | Allowances Banked | Thousand Tons | 0 | 0 | 0 | 0 | 0 | 0 | 0
CT Fac. Spec. - SO2 Rate Annual v3.1, Unit 2199 and retrofits | 327 | 7287 | Rate Constraint in lbs/MMBtu | FALSE | L | Annual | Allowances Withdrawn (1:1) | Thousand Tons | 0 | 0 | 0 | 0 | 0 | 0 | 0
CT Fac. Spec. - SO2 Rate Annual v3.1, Unit 2199 and retrofits | 327 | 7287 | Rate Constraint in lbs/MMBtu | FALSE | L | Annual | Allowances Withdrawn (1:n) | Thousand Tons | 0 | 0 | 0 | 0 | 0 | 0 | 0
CT Fac. Spec. - SO2 Rate Annual v3.1, Unit 2199 and retrofits | 327 | 7287 | Rate Constraint in lbs/MMBtu | FALSE | L | Annual | Total | Thousand Tons | 0 | 0 | 0 | 0 | 0 | 0 | 0
CT Fac. Spec. - SO2 Rate Annual v3.1, Unit 2199 and retrofits | 327 | 7287 | Rate Constraint in lbs/MMBtu | FALSE | L | Annual | Fuel Consumed | TBtu | 0 | 0 | 0 | 0 | 0 | 0 | 0
CT Fac. Spec. - SO2 Rate Annual v3.1, Unit 2199 and retrofits | 327 | 7287 | Rate Constraint in lbs/MMBtu | FALSE | L | Annual | Rate | lb/MMBtu | 0 | 0 | 0 | 0 | 0 | 0 | 0
CT Fac. Spec. - SO2 Rate Annual v3.1, Unit 2199 and retrofits | 327 | 7287 | Rate Constraint in lbs/MMBtu | FALSE | L | Annual | Generation | TWh | 0 | 0 | 0 | 0 | 0 | 0 | 0
CT Fac. Spec. - SO2 Rate Annual v3.1, Unit 2199 and retrofits | 327 | 7287 | Rate Constraint in lbs/MMBtu | FALSE | L | Annual | Qualifying Generation | TWh | 0 | 0 | 0 | 0 | 0 | 0 | 0
CT Fac. Spec. - SO2 Rate Annual v3.1, Unit 2199 and retrofits | 327 | 7287 | Rate Constraint in lbs/MMBtu | FALSE | L | Annual | Rate | lb/MWh | 0 | 0 | 0 | 0 | 0 | 0 | 0
CT Fac. Spec. - SO2 Rate Annual v3.1, Unit 2199 and retrofits | 327 | 7287 | Rate Constraint in lbs/MMBtu | FALSE | L | Annual | Constraint Shadow Price | US2022$/Ton | 0 | 0 | 0 | 0 | 0 | 0 | 0
CT Fac. Spec. - SO2 Rate Annual v3.1, Unit 2299 and retrofits | 328 | 7287 | Rate Constraint in lbs/MMBtu | FALSE | L | Annual | Seasons Included | Seasons | Winter, Spring, Summer, Fall | Winter, Spring, Summer, Fall | Winter, Spring, Summer, Fall | Winter, Spring, Summer, Fall | Winter, Spring, Summer, Fall | Winter, Spring, Summer, Fall | Winter, Spring, Summer, Fall
CT Fac. Spec. - SO2 Rate Annual v3.1, Unit 2299 and retrofits | 328 | 7287 | Rate Constraint in lbs/MMBtu | FALSE | L | Annual | Standard SO2 | lb/MMBtu | 0.33 | 0.33 | 0.33 | 0.33 | 0.33 | 0.33 | 0.33
CT Fac. Spec. - SO2 Rate Annual v3.1, Unit 2299 and retrofits | 328 | 7287 | Rate Constraint in lbs/MMBtu | FALSE | L | Annual | Emissions at Affected Plants SO2 | Thousand Tons | 0 | 0 | 0 | 0 | 0 | 0 | 0
CT Fac. Spec. - SO2 Rate Annual v3.1, Unit 2299 and retrofits | 328 | 7287 | Rate Constraint in lbs/MMBtu | FALSE | L | Annual | Allowances Purchased SO2 | Thousand Tons | 0 | 0 | 0 | 0 | 0 | 0 | 0
CT Fac. Spec. - SO2 Rate Annual v3.1, Unit 2299 and retrofits | 328 | 7287 | Rate Constraint in lbs/MMBtu | FALSE | L | Annual | Allowances Sold SO2 | Thousand Tons | 0 | 0 | 0 | 0 | 0 | 0 | 0
CT Fac. Spec. - SO2 Rate Annual v3.1, Unit 2299 and retrofits | 328 | 7287 | Rate Constraint in lbs/MMBtu | FALSE | L | Annual | Allowances Banked | Thousand Tons | 0 | 0 | 0 | 0 | 0 | 0 | 0
CT Fac. Spec. - SO2 Rate Annual v3.1, Unit 2299 and retrofits | 328 | 7287 | Rate Constraint in lbs/MMBtu | FALSE | L | Annual | Allowances Withdrawn (1:1) | Thousand Tons | 0 | 0 | 0 | 0 | 0 | 0 | 0
CT Fac. Spec. - SO2 Rate Annual v3.1, Unit 2299 and retrofits | 328 | 7287 | Rate Constraint in lbs/MMBtu | FALSE | L | Annual | Allowances Withdrawn (1:n) | Thousand Tons | 0 | 0 | 0 | 0 | 0 | 0 | 0
CT Fac. Spec. - SO2 Rate Annual v3.1, Unit 2299 and retrofits | 328 | 7287 | Rate Constraint in lbs/MMBtu | FALSE | L | Annual | Total | Thousand Tons | 0 | 0 | 0 | 0 | 0 | 0 | 0
CT Fac. Spec. - SO2 Rate Annual v3.1, Unit 2299 and retrofits | 328 | 7287 | Rate Constraint in lbs/MMBtu | FALSE | L | Annual | Fuel Consumed | TBtu | 0 | 0 | 0 | 0 | 0 | 0 | 0
CT Fac. Spec. - SO2 Rate Annual v3.1, Unit 2299 and retrofits | 328 | 7287 | Rate Constraint in lbs/MMBtu | FALSE | L | Annual | Rate | lb/MMBtu | 0 | 0 | 0 | 0 | 0 | 0 | 0
CT Fac. Spec. - SO2 Rate Annual v3.1, Unit 2299 and retrofits | 328 | 7287 | Rate Constraint in lbs/MMBtu | FALSE | L | Annual | Generation | TWh | 0 | 0 | 0 | 0 | 0 | 0 | 0
CT Fac. Spec. - SO2 Rate Annual v3.1, Unit 2299 and retrofits | 328 | 7287 | Rate Constraint in lbs/MMBtu | FALSE | L | Annual | Qualifying Generation | TWh | 0 | 0 | 0 | 0 | 0 | 0 | 0
CT Fac. Spec. - SO2 Rate Annual v3.1, Unit 2299 and retrofits | 328 | 7287 | Rate Constraint in lbs/MMBtu | FALSE | L | Annual | Rate | lb/MWh | 0 | 0 | 0 | 0 | 0 | 0 | 0
CT Fac. Spec. - SO2 Rate Annual v3.1, Unit 2299 and retrofits | 328 | 7287 | Rate Constraint in lbs/MMBtu | FALSE | L | Annual | Constraint Shadow Price | US2022$/Ton | 0 | 0 | 0 | 0 | 0 | 0 | 0
CT Fac. Spec. - SO2 Rate Annual v3.1, Unit 2300 and retrofits | 329 | 7287 | Rate Constraint in lbs/MMBtu | FALSE | L | Annual | Seasons Included | Seasons | Winter, Spring, Summer, Fall | Winter, Spring, Summer, Fall | Winter, Spring, Summer, Fall | Winter, Spring, Summer, Fall | Winter, Spring, Summer, Fall | Winter, Spring, Summer, Fall | Winter, Spring, Summer, Fall
CT Fac. Spec. - SO2 Rate Annual v3.1, Unit 2300 and retrofits | 329 | 7287 | Rate Constraint in lbs/MMBtu | FALSE | L | Annual | Standard SO2 | lb/MMBtu | 0.33 | 0.33 | 0.33 | 0.33 | 0.33 | 0.33 | 0.33
CT Fac. Spec. - SO2 Rate Annual v3.1, Unit 2300 and retrofits | 329 | 7287 | Rate Constraint in lbs/MMBtu | FALSE | L | Annual | Emissions at Affected Plants SO2 | Thousand Tons | 0 | 0 | 0 | 0 | 0 | 0 | 0
CT Fac. Spec. - SO2 Rate Annual v3.1, Unit 2300 and retrofits | 329 | 7287 | Rate Constraint in lbs/MMBtu | FALSE | L | Annual | Allowances Purchased SO2 | Thousand Tons | 0 | 0 | 0 | 0 | 0 | 0 | 0
CT Fac. Spec. - SO2 Rate Annual v3.1, Unit 2300 and retrofits | 329 | 7287 | Rate Constraint in lbs/MMBtu | FALSE | L | Annual | Allowances Sold SO2 | Thousand Tons | 0 | 0 | 0 | 0 | 0 | 0 | 0
CT Fac. Spec. - SO2 Rate Annual v3.1, Unit 2300 and retrofits | 329 | 7287 | Rate Constraint in lbs/MMBtu | FALSE | L | Annual | Allowances Banked | Thousand Tons | 0 | 0 | 0 | 0 | 0 | 0 | 0
CT Fac. Spec. - SO2 Rate Annual v3.1, Unit 2300 and retrofits | 329 | 7287 | Rate Constraint in lbs/MMBtu | FALSE | L | Annual | Allowances Withdrawn (1:1) | Thousand Tons | 0 | 0 | 0 | 0 | 0 | 0 | 0
CT Fac. Spec. - SO2 Rate Annual v3.1, Unit 2300 and retrofits | 329 | 7287 | Rate Constraint in lbs/MMBtu | FALSE | L | Annual | Allowances Withdrawn (1:n) | Thousand Tons | 0 | 0 | 0 | 0 | 0 | 0 | 0
CT Fac. Spec. - SO2 Rate Annual v3.1, Unit 2300 and retrofits | 329 | 7287 | Rate Constraint in lbs/MMBtu | FALSE | L | Annual | Total | Thousand Tons | 0 | 0 | 0 | 0 | 0 | 0 | 0
CT Fac. Spec. - SO2 Rate Annual v3.1, Unit 2300 and retrofits | 329 | 7287 | Rate Constraint in lbs/MMBtu | FALSE | L | Annual | Fuel Consumed | TBtu | 0 | 0 | 0 | 0 | 0 | 0 | 0
CT Fac. Spec. - SO2 Rate Annual v3.1, Unit 2300 and retrofits | 329 | 7287 | Rate Constraint in lbs/MMBtu | FALSE | L | Annual | Rate | lb/MMBtu | 0 | 0 | 0 | 0 | 0 | 0 | 0
CT Fac. Spec. - SO2 Rate Annual v3.1, Unit 2300 and retrofits | 329 | 7287 | Rate Constraint in lbs/MMBtu | FALSE | L | Annual | Generation | TWh | 0 | 0 | 0 | 0 | 0 | 0 | 0
CT Fac. Spec. - SO2 Rate Annual v3.1, Unit 2300 and retrofits | 329 | 7287 | Rate Constraint in lbs/MMBtu | FALSE | L | Annual | Qualifying Generation | TWh | 0 | 0 | 0 | 0 | 0 | 0 | 0
CT Fac. Spec. - SO2 Rate Annual v3.1, Unit 2300 and retrofits | 329 | 7287 | Rate Constraint in lbs/MMBtu | FALSE | L | Annual | Rate | lb/MWh | 0 | 0 | 0 | 0 | 0 | 0 | 0
CT Fac. Spec. - SO2 Rate Annual v3.1, Unit 2300 and retrofits | 329 | 7287 | Rate Constraint in lbs/MMBtu | FALSE | L | Annual | Constraint Shadow Price | US2022$/Ton | 0 | 0 | 0 | 0 | 0 | 0 | 0
CT Fac. Spec. - SO2 Rate Annual v3.1, Unit 2301 and retrofits | 330 | 7287 | Rate Constraint in lbs/MMBtu | FALSE | L | Annual | Seasons Included | Seasons | Winter, Spring, Summer, Fall | Winter, Spring, Summer, Fall | Winter, Spring, Summer, Fall | Winter, Spring, Summer, Fall | Winter, Spring, Summer, Fall | Winter, Spring, Summer, Fall | Winter, Spring, Summer, Fall
CT Fac. Spec. - SO2 Rate Annual v3.1, Unit 2301 and retrofits | 330 | 7287 | Rate Constraint in lbs/MMBtu | FALSE | L | Annual | Standard SO2 | lb/MMBtu | 0.33 | 0.33 | 0.33 | 0.33 | 0.33 | 0.33 | 0.33
CT Fac. Spec. - SO2 Rate Annual v3.1, Unit 2301 and retrofits | 330 | 7287 | Rate Constraint in lbs/MMBtu | FALSE | L | Annual | Emissions at Affected Plants SO2 | Thousand Tons | 0 | 0 | 0 | 0 | 0 | 0 | 0
CT Fac. Spec. - SO2 Rate Annual v3.1, Unit 2301 and retrofits | 330 | 7287 | Rate Constraint in lbs/MMBtu | FALSE | L | Annual | Allowances Purchased SO2 | Thousand Tons | 0 | 0 | 0 | 0 | 0 | 0 | 0
CT Fac. Spec. - SO2 Rate Annual v3.1, Unit 2301 and retrofits | 330 | 7287 | Rate Constraint in lbs/MMBtu | FALSE | L | Annual | Allowances Sold SO2 | Thousand Tons | 0 | 0 | 0 | 0 | 0 | 0 | 0
CT Fac. Spec. - SO2 Rate Annual v3.1, Unit 2301 and retrofits | 330 | 7287 | Rate Constraint in lbs/MMBtu | FALSE | L | Annual | Allowances Banked | Thousand Tons | 0 | 0 | 0 | 0 | 0 | 0 | 0
CT Fac. Spec. - SO2 Rate Annual v3.1, Unit 2301 and retrofits | 330 | 7287 | Rate Constraint in lbs/MMBtu | FALSE | L | Annual | Allowances Withdrawn (1:1) | Thousand Tons | 0 | 0 | 0 | 0 | 0 | 0 | 0
CT Fac. Spec. - SO2 Rate Annual v3.1, Unit 2301 and retrofits | 330 | 7287 | Rate Constraint in lbs/MMBtu | FALSE | L | Annual | Allowances Withdrawn (1:n) | Thousand Tons | 0 | 0 | 0 | 0 | 0 | 0 | 0
CT Fac. Spec. - SO2 Rate Annual v3.1, Unit 2301 and retrofits | 330 | 7287 | Rate Constraint in lbs/MMBtu | FALSE | L | Annual | Total | Thousand Tons | 0 | 0 | 0 | 0 | 0 | 0 | 0
CT Fac. Spec. - SO2 Rate Annual v3.1, Unit 2301 and retrofits | 330 | 7287 | Rate Constraint in lbs/MMBtu | FALSE | L | Annual | Fuel Consumed | TBtu | 0 | 0 | 0 | 0 | 0 | 0 | 0
CT Fac. Spec. - SO2 Rate Annual v3.1, Unit 2301 and retrofits | 330 | 7287 | Rate Constraint in lbs/MMBtu | FALSE | L | Annual | Rate | lb/MMBtu | 0 | 0 | 0 | 0 | 0 | 0 | 0
CT Fac. Spec. - SO2 Rate Annual v3.1, Unit 2301 and retrofits | 330 | 7287 | Rate Constraint in lbs/MMBtu | FALSE | L | Annual | Generation | TWh | 0 | 0 | 0 | 0 | 0 | 0 | 0
CT Fac. Spec. - SO2 Rate Annual v3.1, Unit 2301 and retrofits | 330 | 7287 | Rate Constraint in lbs/MMBtu | FALSE | L | Annual | Qualifying Generation | TWh | 0 | 0 | 0 | 0 | 0 | 0 | 0
CT Fac. Spec. - SO2 Rate Annual v3.1, Unit 2301 and retrofits | 330 | 7287 | Rate Constraint in lbs/MMBtu | FALSE | L | Annual | Rate | lb/MWh | 0 | 0 | 0 | 0 | 0 | 0 | 0
CT Fac. Spec. - SO2 Rate Annual v3.1, Unit 2301 and retrofits | 330 | 7287 | Rate Constraint in lbs/MMBtu | FALSE | L | Annual | Constraint Shadow Price | US2022$/Ton | 682.9375 | 2035.5247 | 0 | 0 | 0 | 0 | 0
CT Fac. Spec. - SO2 Rate Annual v3.1, Unit 2302 and retrofits | 331 | 7287 | Rate Constraint in lbs/MMBtu | FALSE | L | Annual | Seasons Included | Seasons | Winter, Spring, Summer, Fall | Winter, Spring, Summer, Fall | Winter, Spring, Summer, Fall | Winter, Spring, Summer, Fall | Winter, Spring, Summer, Fall | Winter, Spring, Summer, Fall | Winter, Spring, Summer, Fall
CT Fac. Spec. - SO2 Rate Annual v3.1, Unit 2302 and retrofits | 331 | 7287 | Rate Constraint in lbs/MMBtu | FALSE | L | Annual | Standard SO2 | lb/MMBtu | 0.33 | 0.33 | 0.33 | 0.33 | 0.33 | 0.33 | 0.33
CT Fac. Spec. - SO2 Rate Annual v3.1, Unit 2302 and retrofits | 331 | 7287 | Rate Constraint in lbs/MMBtu | FALSE | L | Annual | Emissions at Affected Plants SO2 | Thousand Tons | 0 | 0 | 0 | 0 | 0 | 0 | 0
CT Fac. Spec. - SO2 Rate Annual v3.1, Unit 2302 and retrofits | 331 | 7287 | Rate Constraint in lbs/MMBtu | FALSE | L | Annual | Allowances Purchased SO2 | Thousand Tons | 0 | 0 | 0 | 0 | 0 | 0 | 0
CT Fac. Spec. - SO2 Rate Annual v3.1, Unit 2302 and retrofits | 331 | 7287 | Rate Constraint in lbs/MMBtu | FALSE | L | Annual | Allowances Sold SO2 | Thousand Tons | 0 | 0 | 0 | 0 | 0 | 0 | 0
CT Fac. Spec. - SO2 Rate Annual v3.1, Unit 2302 and retrofits | 331 | 7287 | Rate Constraint in lbs/MMBtu | FALSE | L | Annual | Allowances Banked | Thousand Tons | 0 | 0 | 0 | 0 | 0 | 0 | 0
CT Fac. Spec. - SO2 Rate Annual v3.1, Unit 2302 and retrofits | 331 | 7287 | Rate Constraint in lbs/MMBtu | FALSE | L | Annual | Allowances Withdrawn (1:1) | Thousand Tons | 0 | 0 | 0 | 0 | 0 | 0 | 0
CT Fac. Spec. - SO2 Rate Annual v3.1, Unit 2302 and retrofits | 331 | 7287 | Rate Constraint in lbs/MMBtu | FALSE | L | Annual | Allowances Withdrawn (1:n) | Thousand Tons | 0 | 0 | 0 | 0 | 0 | 0 | 0
CT Fac. Spec. - SO2 Rate Annual v3.1, Unit 2302 and retrofits | 331 | 7287 | Rate Constraint in lbs/MMBtu | FALSE | L | Annual | Total | Thousand Tons | 0 | 0 | 0 | 0 | 0 | 0 | 0
CT Fac. Spec. - SO2 Rate Annual v3.1, Unit 2302 and retrofits | 331 | 7287 | Rate Constraint in lbs/MMBtu | FALSE | L | Annual | Fuel Consumed | TBtu | 0 | 0 | 0 | 0 | 0 | 0 | 0
CT Fac. Spec. - SO2 Rate Annual v3.1, Unit 2302 and retrofits | 331 | 7287 | Rate Constraint in lbs/MMBtu | FALSE | L | Annual | Rate | lb/MMBtu | 0 | 0 | 0 | 0 | 0 | 0 | 0
CT Fac. Spec. - SO2 Rate Annual v3.1, Unit 2302 and retrofits | 331 | 7287 | Rate Constraint in lbs/MMBtu | FALSE | L | Annual | Generation | TWh | 0 | 0 | 0 | 0 | 0 | 0 | 0
CT Fac. Spec. - SO2 Rate Annual v3.1, Unit 2302 and retrofits | 331 | 7287 | Rate Constraint in lbs/MMBtu | FALSE | L | Annual | Qualifying Generation | TWh | 0 | 0 | 0 | 0 | 0 | 0 | 0
CT Fac. Spec. - SO2 Rate Annual v3.1, Unit 2302 and retrofits | 331 | 7287 | Rate Constraint in lbs/MMBtu | FALSE | L | Annual | Rate | lb/MWh | 0 | 0 | 0 | 0 | 0 | 0 | 0
CT Fac. Spec. - SO2 Rate Annual v3.1, Unit 2302 and retrofits | 331 | 7287 | Rate Constraint in lbs/MMBtu | FALSE | L | Annual | Constraint Shadow Price | US2022$/Ton | 0 | 0 | 0 | 0 | 0 | 0 | 0
DE Facility Specific - NOx Annual Rate v3.1, Unit 2192 and retrofits | 332 | 7289 | Rate Constraint in lbs/MMBtu | FALSE | L | Annual | Seasons Included | Seasons | Winter, Spring, Summer, Fall | Winter, Spring, Summer, Fall | Winter, Spring, Summer, Fall | Winter, Spring, Summer, Fall | Winter, Spring, Summer, Fall | Winter, Spring, Summer, Fall | Winter, Spring, Summer, Fall
DE Facility Specific - NOx Annual Rate v3.1, Unit 2192 and retrofits | 332 | 7289 | Rate Constraint in lbs/MMBtu | FALSE | L | Annual | Standard NOX | lb/MMBtu | 0.125 | 0.125 | 0.125 | 0.125 | 0.125 | 0.125 | 0.125
DE Facility Specific - NOx Annual Rate v3.1, Unit 2192 and retrofits | 332 | 7289 | Rate Constraint in lbs/MMBtu | FALSE | L | Annual | Emissions at Affected Plants NOX | Thousand Tons | 0 | 0 | 0 | 0 | 0 | 0 | 0
DE Facility Specific - NOx Annual Rate v3.1, Unit 2192 and retrofits | 332 | 7289 | Rate Constraint in lbs/MMBtu | FALSE | L | Annual | Allowances Purchased NOX | Thousand Tons | 0 | 0 | 0 | 0 | 0 | 0 | 0
DE Facility Specific - NOx Annual Rate v3.1, Unit 2192 and retrofits | 332 | 7289 | Rate Constraint in lbs/MMBtu | FALSE | L | Annual | Allowances Sold NOX | Thousand Tons | 0 | 0 | 0 | 0 | 0 | 0 | 0
DE Facility Specific - NOx Annual Rate v3.1, Unit 2192 and retrofits | 332 | 7289 | Rate Constraint in lbs/MMBtu | FALSE | L | Annual | Allowances Banked | Thousand Tons | 0 | 0 | 0 | 0 | 0 | 0 | 0
DE Facility Specific - NOx Annual Rate v3.1, Unit 2192 and retrofits | 332 | 7289 | Rate Constraint in lbs/MMBtu | FALSE | L | Annual | Allowances Withdrawn (1:1) | Thousand Tons | 0 | 0 | 0 | 0 | 0 | 0 | 0
DE Facility Specific - NOx Annual Rate v3.1, Unit 2192 and retrofits | 332 | 7289 | Rate Constraint in lbs/MMBtu | FALSE | L | Annual | Allowances Withdrawn (1:n) | Thousand Tons | 0 | 0 | 0 | 0 | 0 | 0 | 0
DE Facility Specific - NOx Annual Rate v3.1, Unit 2192 and retrofits | 332 | 7289 | Rate Constraint in lbs/MMBtu | FALSE | L | Annual | Total | Thousand Tons | 0 | 0 | 0 | 0 | 0 | 0 | 0
DE Facility Specific - NOx Annual Rate v3.1, Unit 2192 and retrofits | 332 | 7289 | Rate Constraint in lbs/MMBtu | FALSE | L | Annual | Fuel Consumed | TBtu | 0 | 0 | 0 | 0 | 0 | 0 | 0
DE Facility Specific - NOx Annual Rate v3.1, Unit 2192 and retrofits | 332 | 7289 | Rate Constraint in lbs/MMBtu | FALSE | L | Annual | Rate | lb/MMBtu | 0 | 0 | 0 | 0 | 0 | 0 | 0
DE Facility Specific - NOx Annual Rate v3.1, Unit 2192 and retrofits | 332 | 7289 | Rate Constraint in lbs/MMBtu | FALSE | L | Annual | Generation | TWh | 0 | 0 | 0 | 0 | 0 | 0 | 0
DE Facility Specific - NOx Annual Rate v3.1, Unit 2192 and retrofits | 332 | 7289 | Rate Constraint in lbs/MMBtu | FALSE | L | Annual | Qualifying Generation | TWh | 0 | 0 | 0 | 0 | 0 | 0 | 0
DE Facility Specific - NOx Annual Rate v3.1, Unit 2192 and retrofits | 332 | 7289 | Rate Constraint in lbs/MMBtu | FALSE | L | Annual | Rate | lb/MWh | 0 | 0 | 0 | 0 | 0 | 0 | 0
DE Facility Specific - NOx Annual Rate v3.1, Unit 2192 and retrofits | 332 | 7289 | Rate Constraint in lbs/MMBtu | FALSE | L | Annual | Constraint Shadow Price | US2022$/Ton | 0 | 0 | 0 | 0 | 0 | 0 | 0
DE Facility Specific - NOx Annual Rate v3.1, Unit 2193 and retrofits | 333 | 7289 | Rate Constraint in lbs/MMBtu | FALSE | L | Annual | Seasons Included | Seasons | Winter, Spring, Summer, Fall | Winter, Spring, Summer, Fall | Winter, Spring, Summer, Fall | Winter, Spring, Summer, Fall | Winter, Spring, Summer, Fall | Winter, Spring, Summer, Fall | Winter, Spring, Summer, Fall
DE Facility Specific - NOx Annual Rate v3.1, Unit 2193 and retrofits | 333 | 7289 | Rate Constraint in lbs/MMBtu | FALSE | L | Annual | Standard NOX | lb/MMBtu | 0.125 | 0.125 | 0.125 | 0.125 | 0.125 | 0.125 | 0.125
DE Facility Specific - NOx Annual Rate v3.1, Unit 2193 and retrofits | 333 | 7289 | Rate Constraint in lbs/MMBtu | FALSE | L | Annual | Emissions at Affected Plants NOX | Thousand Tons | 0 | 0 | 0 | 0 | 0 | 0 | 0
DE Facility Specific - NOx Annual Rate v3.1, Unit 2193 and retrofits | 333 | 7289 | Rate Constraint in lbs/MMBtu | FALSE | L | Annual | Allowances Purchased NOX | Thousand Tons | 0 | 0 | 0 | 0 | 0 | 0 | 0
DE Facility Specific - NOx Annual Rate v3.1, Unit 2193 and retrofits | 333 | 7289 | Rate Constraint in lbs/MMBtu | FALSE | L | Annual | Allowances Sold NOX | Thousand Tons | 0 | 0 | 0 | 0 | 0 | 0 | 0
DE Facility Specific - NOx Annual Rate v3.1, Unit 2193 and retrofits | 333 | 7289 | Rate Constraint in lbs/MMBtu | FALSE | L | Annual | Allowances Banked | Thousand Tons | 0 | 0 | 0 | 0 | 0 | 0 | 0
DE Facility Specific - NOx Annual Rate v3.1, Unit 2193 and retrofits | 333 | 7289 | Rate Constraint in lbs/MMBtu | FALSE | L | Annual | Allowances Withdrawn (1:1) | Thousand Tons | 0 | 0 | 0 | 0 | 0 | 0 | 0
DE Facility Specific - NOx Annual Rate v3.1, Unit 2193 and retrofits | 333 | 7289 | Rate Constraint in lbs/MMBtu | FALSE | L | Annual | Allowances Withdrawn (1:n) | Thousand Tons | 0 | 0 | 0 | 0 | 0 | 0 | 0
DE Facility Specific - NOx Annual Rate v3.1, Unit 2193 and retrofits | 333 | 7289 | Rate Constraint in lbs/MMBtu | FALSE | L | Annual | Total | Thousand Tons | 0 | 0 | 0 | 0 | 0 | 0 | 0
DE Facility Specific - NOx Annual Rate v3.1, Unit 2193 and retrofits | 333 | 7289 | Rate Constraint in lbs/MMBtu | FALSE | L | Annual | Fuel Consumed | TBtu | 0 | 0 | 0 | 0 | 0 | 0 | 0
DE Facility Specific - NOx Annual Rate v3.1, Unit 2193 and retrofits | 333 | 7289 | Rate Constraint in lbs/MMBtu | FALSE | L | Annual | Rate | lb/MMBtu | 0 | 0 | 0 | 0 | 0 | 0 | 0
DE Facility Specific - NOx Annual Rate v3.1, Unit 2193 and retrofits | 333 | 7289 | Rate Constraint in lbs/MMBtu | FALSE | L | Annual | Generation | TWh | 0 | 0 | 0 | 0 | 0 | 0 | 0
DE Facility Specific - NOx Annual Rate v3.1, Unit 2193 and retrofits | 333 | 7289 | Rate Constraint in lbs/MMBtu | FALSE | L | Annual | Qualifying Generation | TWh | 0 | 0 | 0 | 0 | 0 | 0 | 0
DE Facility Specific - NOx Annual Rate v3.1, Unit 2193 and retrofits | 333 | 7289 | Rate Constraint in lbs/MMBtu | FALSE | L | Annual | Rate | lb/MWh | 0 | 0 | 0 | 0 | 0 | 0 | 0
DE Facility Specific - NOx Annual Rate v3.1, Unit 2193 and retrofits | 333 | 7289 | Rate Constraint in lbs/MMBtu | FALSE | L | Annual | Constraint Shadow Price | US2022$/Ton | 0 | 0 | 0 | 0 | 0 | 0 | 0
DE Facility Specific - NOx Annual Rate v3.1, Unit 2194 and retrofits | 334 | 7289 | Rate Constraint in lbs/MMBtu | FALSE | L | Annual | Seasons Included | Seasons | Winter, Spring, Summer, Fall | Winter, Spring, Summer, Fall | Winter, Spring, Summer, Fall | Winter, Spring, Summer, Fall | Winter, Spring, Summer, Fall | Winter, Spring, Summer, Fall | Winter, Spring, Summer, Fall
DE Facility Specific - NOx Annual Rate v3.1, Unit 2194 and retrofits | 334 | 7289 | Rate Constraint in lbs/MMBtu | FALSE | L | Annual | Standard NOX | lb/MMBtu | 0.125 | 0.125 | 0.125 | 0.125 | 0.125 | 0.125 | 0.125
DE Facility Specific - NOx Annual Rate v3.1, Unit 2194 and retrofits | 334 | 7289 | Rate Constraint in lbs/MMBtu | FALSE | L | Annual | Emissions at Affected Plants NOX | Thousand Tons | 0 | 0 | 0 | 0 | 0 | 0 | 0
DE Facility Specific - NOx Annual Rate v3.1, Unit 2194 and retrofits | 334 | 7289 | Rate Constraint in lbs/MMBtu | FALSE | L | Annual | Allowances Purchased NOX | Thousand Tons | 0 | 0 | 0 | 0 | 0 | 0 | 0
DE Facility Specific - NOx Annual Rate v3.1, Unit 2194 and retrofits | 334 | 7289 | Rate Constraint in lbs/MMBtu | FALSE | L | Annual | Allowances Sold NOX | Thousand Tons | 0 | 0 | 0 | 0 | 0 | 0 | 0
DE Facility Specific - NOx Annual Rate v3.1, Unit 2194 and retrofits | 334 | 7289 | Rate Constraint in lbs/MMBtu | FALSE | L | Annual | Allowances Banked | Thousand Tons | 0 | 0 | 0 | 0 | 0 | 0 | 0
DE Facility Specific - NOx Annual Rate v3.1, Unit 2194 and retrofits | 334 | 7289 | Rate Constraint in lbs/MMBtu | FALSE | L | Annual | Allowances Withdrawn (1:1) | Thousand Tons | 0 | 0 | 0 | 0 | 0 | 0 | 0
DE Facility Specific - NOx Annual Rate v3.1, Unit 2194 and retrofits | 334 | 7289 | Rate Constraint in lbs/MMBtu | FALSE | L | Annual | Allowances Withdrawn (1:n) | Thousand Tons | 0 | 0 | 0 | 0 | 0 | 0 | 0
DE Facility Specific - NOx Annual Rate v3.1, Unit 2194 and retrofits | 334 | 7289 | Rate Constraint in lbs/MMBtu | FALSE | L | Annual | Total | Thousand Tons | 0 | 0 | 0 | 0 | 0 | 0 | 0
DE Facility Specific - NOx Annual Rate v3.1, Unit 2194 and retrofits | 334 | 7289 | Rate Constraint in lbs/MMBtu | FALSE | L | Annual | Fuel Consumed | TBtu | 0 | 0 | 0 | 0 | 0 | 0 | 0
DE Facility Specific - NOx Annual Rate v3.1, Unit 2194 and retrofits | 334 | 7289 | Rate Constraint in lbs/MMBtu | FALSE | L | Annual | Rate | lb/MMBtu | 0 | 0 | 0 | 0 | 0 | 0 | 0
DE Facility Specific - NOx Annual Rate v3.1, Unit 2194 and retrofits | 334 | 7289 | Rate Constraint in lbs/MMBtu | FALSE | L | Annual | Generation | TWh | 0 | 0 | 0 | 0 | 0 | 0 | 0
DE Facility Specific - NOx Annual Rate v3.1, Unit 2194 and retrofits | 334 | 7289 | Rate Constraint in lbs/MMBtu | FALSE | L | Annual | Qualifying Generation | TWh | 0 | 0 | 0 | 0 | 0 | 0 | 0
DE Facility Specific - NOx Annual Rate v3.1, Unit 2194 and retrofits | 334 | 7289 | Rate Constraint in lbs/MMBtu | FALSE | L | Annual | Rate | lb/MWh | 0 | 0 | 0 | 0 | 0 | 0 | 0
DE Facility Specific - NOx Annual Rate v3.1, Unit 2194 and retrofits | 334 | 7289 | Rate Constraint in lbs/MMBtu | FALSE | L | Annual | Constraint Shadow Price | US2022$/Ton | 0 | 0 | 0 | 0 | 0 | 0 | 0
DE Facility Specific - SO2 Annual Rate v3.1, Unit 2192 and retrofits | 335 | 7295 | Rate Constraint in lbs/MMBtu | FALSE | L | Annual | Seasons Included | Seasons | Winter, Spring, Summer, Fall | Winter, Spring, Summer, Fall | Winter, Spring, Summer, Fall | Winter, Spring, Summer, Fall | Winter, Spring, Summer, Fall | Winter, Spring, Summer, Fall | Winter, Spring, Summer, Fall
DE Facility Specific - SO2 Annual Rate v3.1, Unit 2192 and retrofits | 335 | 7295 | Rate Constraint in lbs/MMBtu | FALSE | L | Annual | Standard SO2 | lb/MMBtu | 0.26 | 0.26 | 0.26 | 0.26 | 0.26 | 0.26 | 0.26
DE Facility Specific - SO2 Annual Rate v3.1, Unit 2192 and retrofits | 335 | 7295 | Rate Constraint in lbs/MMBtu | FALSE | L | Annual | Emissions at Affected Plants SO2 | Thousand Tons | 0 | 0 | 0 | 0 | 0 | 0 | 0
DE Facility Specific - SO2 Annual Rate v3.1, Unit 2192 and retrofits | 335 | 7295 | Rate Constraint in lbs/MMBtu | FALSE | L | Annual | Allowances Purchased SO2 | Thousand Tons | 0 | 0 | 0 | 0 | 0 | 0 | 0
DE Facility Specific - SO2 Annual Rate v3.1, Unit 2192 and retrofits | 335 | 7295 | Rate Constraint in lbs/MMBtu | FALSE | L | Annual | Allowances Sold SO2 | Thousand Tons | 0 | 0 | 0 | 0 | 0 | 0 | 0
DE Facility Specific - SO2 Annual Rate v3.1, Unit 2192 and retrofits | 335 | 7295 | Rate Constraint in lbs/MMBtu | FALSE | L | Annual | Allowances Banked | Thousand Tons | 0 | 0 | 0 | 0 | 0 | 0 | 0
DE Facility Specific - SO2 Annual Rate v3.1, Unit 2192 and retrofits | 335 | 7295 | Rate Constraint in lbs/MMBtu | FALSE | L | Annual | Allowances Withdrawn (1:1) | Thousand Tons | 0 | 0 | 0 | 0 | 0 | 0 | 0
DE Facility Specific - SO2 Annual Rate v3.1, Unit 2192 and retrofits | 335 | 7295 | Rate Constraint in lbs/MMBtu | FALSE | L | Annual | Allowances Withdrawn (1:n) | Thousand Tons | 0 | 0 | 0 | 0 | 0 | 0 | 0
DE Facility Specific - SO2 Annual Rate v3.1, Unit 2192 and retrofits | 335 | 7295 | Rate Constraint in lbs/MMBtu | FALSE | L | Annual | Total | Thousand Tons | 0 | 0 | 0 | 0 | 0 | 0 | 0
DE Facility Specific - SO2 Annual Rate v3.1, Unit 2192 and retrofits | 335 | 7295 | Rate Constraint in lbs/MMBtu | FALSE | L | Annual | Fuel Consumed | TBtu | 0 | 0 | 0 | 0 | 0 | 0 | 0
DE Facility Specific - SO2 Annual Rate v3.1, Unit 2192 and retrofits | 335 | 7295 | Rate Constraint in lbs/MMBtu | FALSE | L | Annual | Rate | lb/MMBtu | 0 | 0 | 0 | 0 | 0 | 0 | 0
DE Facility Specific - SO2 Annual Rate v3.1, Unit 2192 and retrofits | 335 | 7295 | Rate Constraint in lbs/MMBtu | FALSE | L | Annual | Generation | TWh | 0 | 0 | 0 | 0 | 0 | 0 | 0
DE Facility Specific - SO2 Annual Rate v3.1, Unit 2192 and retrofits | 335 | 7295 | Rate Constraint in lbs/MMBtu | FALSE | L | Annual | Qualifying Generation | TWh | 0 | 0 | 0 | 0 | 0 | 0 | 0
DE Facility Specific - SO2 Annual Rate v3.1, Unit 2192 and retrofits | 335 | 7295 | Rate Constraint in lbs/MMBtu | FALSE | L | Annual | Rate | lb/MWh | 0 | 0 | 0 | 0 | 0 | 0 | 0
DE Facility Specific - SO2 Annual Rate v3.1, Unit 2192 and retrofits | 335 | 7295 | Rate Constraint in lbs/MMBtu | FALSE | L | Annual | Constraint Shadow Price | US2022$/Ton | 0 | 0 | 0 | 0 | 0 | 0 | 0
DE Facility Specific - SO2 Annual Rate v3.1, Unit 2193 and retrofits | 336 | 7295 | Rate Constraint in lbs/MMBtu | FALSE | L | Annual | Seasons Included | Seasons | Winter, Spring, Summer, Fall | Winter, Spring, Summer, Fall | Winter, Spring, Summer, Fall | Winter, Spring, Summer, Fall | Winter, Spring, Summer, Fall | Winter, Spring, Summer, Fall | Winter, Spring, Summer, Fall
DE Facility Specific - SO2 Annual Rate v3.1, Unit 2193 and retrofits | 336 | 7295 | Rate Constraint in lbs/MMBtu | FALSE | L | Annual | Standard SO2 | lb/MMBtu | 0.26 | 0.26 | 0.26 | 0.26 | 0.26 | 0.26 | 0.26
DE Facility Specific - SO2 Annual Rate v3.1, Unit 2193 and retrofits | 336 | 7295 | Rate Constraint in lbs/MMBtu | FALSE | L | Annual | Emissions at Affected Plants SO2 | Thousand Tons | 0 | 0 | 0 | 0 | 0 | 0 | 0
DE Facility Specific - SO2 Annual Rate v3.1, Unit 2193 and retrofits | 336 | 7295 | Rate Constraint in lbs/MMBtu | FALSE | L | Annual | Allowances Purchased SO2 | Thousand Tons | 0 | 0 | 0 | 0 | 0 | 0 | 0
DE Facility Specific - SO2 Annual Rate v3.1, Unit 2193 and retrofits | 336 | 7295 | Rate Constraint in lbs/MMBtu | FALSE | L | Annual | Allowances Sold SO2 | Thousand Tons | 0 | 0 | 0 | 0 | 0 | 0 | 0
DE Facility Specific - SO2 Annual Rate v3.1, Unit 2193 and retrofits | 336 | 7295 | Rate Constraint in lbs/MMBtu | FALSE | L | Annual | Allowances Banked | Thousand Tons | 0 | 0 | 0 | 0 | 0 | 0 | 0
DE Facility Specific - SO2 Annual Rate v3.1, Unit 2193 and retrofits | 336 | 7295 | Rate Constraint in lbs/MMBtu | FALSE | L | Annual | Allowances Withdrawn (1:1) | Thousand Tons | 0 | 0 | 0 | 0 | 0 | 0 | 0
DE Facility Specific - SO2 Annual Rate v3.1, Unit 2193 and retrofits | 336 | 7295 | Rate Constraint in lbs/MMBtu | FALSE | L | Annual | Allowances Withdrawn (1:n) | Thousand Tons | 0 | 0 | 0 | 0 | 0 | 0 | 0
DE Facility Specific - SO2 Annual Rate v3.1, Unit 2193 and retrofits | 336 | 7295 | Rate Constraint in lbs/MMBtu | FALSE | L | Annual | Total | Thousand Tons | 0 | 0 | 0 | 0 | 0 | 0 | 0
DE Facility Specific - SO2 Annual Rate v3.1, Unit 2193 and retrofits | 336 | 7295 | Rate Constraint in lbs/MMBtu | FALSE | L | Annual | Fuel Consumed | TBtu | 0 | 0 | 0 | 0 | 0 | 0 | 0
DE Facility Specific - SO2 Annual Rate v3.1, Unit 2193 and retrofits | 336 | 7295 | Rate Constraint in lbs/MMBtu | FALSE | L | Annual | Rate | lb/MMBtu | 0 | 0 | 0 | 0 | 0 | 0 | 0
DE Facility Specific - SO2 Annual Rate v3.1, Unit 2193 and retrofits | 336 | 7295 | Rate Constraint in lbs/MMBtu | FALSE | L | Annual | Generation | TWh | 0 | 0 | 0 | 0 | 0 | 0 | 0
DE Facility Specific - SO2 Annual Rate v3.1, Unit 2193 and retrofits | 336 | 7295 | Rate Constraint in lbs/MMBtu | FALSE | L | Annual | Qualifying Generation | TWh | 0 | 0 | 0 | 0 | 0 | 0 | 0
DE Facility Specific - SO2 Annual Rate v3.1, Unit 2193 and retrofits | 336 | 7295 | Rate Constraint in lbs/MMBtu | FALSE | L | Annual | Rate | lb/MWh | 0 | 0 | 0 | 0 | 0 | 0 | 0
DE Facility Specific - SO2 Annual Rate v3.1, Unit 2193 and retrofits | 336 | 7295 | Rate Constraint in lbs/MMBtu | FALSE | L | Annual | Constraint Shadow Price | US2022$/Ton | 0 | 0 | 0 | 0 | 0 | 0 | 0
DE Facility Specific - SO2 Annual Rate v3.1, Unit 2194 and retrofits | 337 | 7295 | Rate Constraint in lbs/MMBtu | FALSE | L | Annual | Seasons Included | Seasons | Winter, Spring, Summer, Fall | Winter, Spring, Summer, Fall | Winter, Spring, Summer, Fall | Winter, Spring, Summer, Fall | Winter, Spring, Summer, Fall | Winter, Spring, Summer, Fall | Winter, Spring, Summer, Fall
DE Facility Specific - SO2 Annual Rate v3.1, Unit 2194 and retrofits | 337 | 7295 | Rate Constraint in lbs/MMBtu | FALSE | L | Annual | Standard SO2 | lb/MMBtu | 0.26 | 0.26 | 0.26 | 0.26 | 0.26 | 0.26 | 0.26
DE Facility Specific - SO2 Annual Rate v3.1, Unit 2194 and retrofits | 337 | 7295 | Rate Constraint in lbs/MMBtu | FALSE | L | Annual | Emissions at Affected Plants SO2 | Thousand Tons | 0 | 0 | 0 | 0 | 0 | 0 | 0
DE Facility Specific - SO2 Annual Rate v3.1, Unit 2194 and retrofits | 337 | 7295 | Rate Constraint in lbs/MMBtu | FALSE | L | Annual | Allowances Purchased SO2 | Thousand Tons | 0 | 0 | 0 | 0 | 0 | 0 | 0
DE Facility Specific - SO2 Annual Rate v3.1, Unit 2194 and retrofits | 337 | 7295 | Rate Constraint in lbs/MMBtu | FALSE | L | Annual | Allowances Sold SO2 | Thousand Tons | 0 | 0 | 0 | 0 | 0 | 0 | 0
DE Facility Specific - SO2 Annual Rate v3.1, Unit 2194 and retrofits | 337 | 7295 | Rate Constraint in lbs/MMBtu | FALSE | L | Annual | Allowances Banked | Thousand Tons | 0 | 0 | 0 | 0 | 0 | 0 | 0
DE Facility Specific - SO2 Annual Rate v3.1, Unit 2194 and retrofits | 337 | 7295 | Rate Constraint in lbs/MMBtu | FALSE | L | Annual | Allowances Withdrawn (1:1) | Thousand Tons | 0 | 0 | 0 | 0 | 0 | 0 | 0
DE Facility Specific - SO2 Annual Rate v3.1, Unit 2194 and retrofits | 337 | 7295 | Rate Constraint in lbs/MMBtu | FALSE | L | Annual | Allowances Withdrawn (1:n) | Thousand Tons | 0 | 0 | 0 | 0 | 0 | 0 | 0
DE Facility Specific - SO2 Annual Rate v3.1, Unit 2194 and retrofits | 337 | 7295 | Rate Constraint in lbs/MMBtu | FALSE | L | Annual | Total | Thousand Tons | 0 | 0 | 0 | 0 | 0 | 0 | 0
DE Facility Specific - SO2 Annual Rate v3.1, Unit 2194 and retrofits | 337 | 7295 | Rate Constraint in lbs/MMBtu | FALSE | L | Annual | Fuel Consumed | TBtu | 0 | 0 | 0 | 0 | 0 | 0 | 0
DE Facility Specific - SO2 Annual Rate v3.1, Unit 2194 and retrofits | 337 | 7295 | Rate Constraint in lbs/MMBtu | FALSE | L | Annual | Rate | lb/MMBtu | 0 | 0 | 0 | 0 | 0 | 0 | 0
DE Facility Specific - SO2 Annual Rate v3.1, Unit 2194 and retrofits | 337 | 7295 | Rate Constraint in lbs/MMBtu | FALSE | L | Annual | Generation | TWh | 0 | 0 | 0 | 0 | 0 | 0 | 0
DE Facility Specific - SO2 Annual Rate v3.1, Unit 2194 and retrofits | 337 | 7295 | Rate Constraint in lbs/MMBtu | FALSE | L | Annual | Qualifying Generation | TWh | 0 | 0 | 0 | 0 | 0 | 0 | 0
DE Facility Specific - SO2 Annual Rate v3.1, Unit 2194 and retrofits | 337 | 7295 | Rate Constraint in lbs/MMBtu | FALSE | L | Annual | Rate | lb/MWh | 0 | 0 | 0 | 0 | 0 | 0 | 0
DE Facility Specific - SO2 Annual Rate v3.1, Unit 2194 and retrofits | 337 | 7295 | Rate Constraint in lbs/MMBtu | FALSE | L | Annual | Constraint Shadow Price | US2022$/Ton | 0 | 0 | 0 | 0 | 0 | 0 | 0
DE Unit Level EdMoore3 - MER Cap Annual v3.1 | 338 | 7302 | Rate Constraint in MTons | FALSE | L | Annual | Seasons Included | Seasons | Winter, Spring, Summer, Fall | Winter, Spring, Summer, Fall | Winter, Spring, Summer, Fall | Winter, Spring, Summer, Fall | Winter, Spring, Summer, Fall | Winter, Spring, Summer, Fall | Winter, Spring, Summer, Fall
DE Unit Level EdMoore3 - MER Cap Annual v3.1 | 338 | 7302 | Rate Constraint in MTons | FALSE | L | Annual | Standard MER | Lb | 6.6 | 6.6 | 6.6 | 6.6 | 6.6 | 6.6 | 6.6
DE Unit Level EdMoore3 - MER Cap Annual v3.1 | 338 | 7302 | Rate Constraint in MTons | FALSE | L | Annual | Emissions at Affected Plants MER | Lb | 0 | 0 | 0 | 0 | 0 | 0 | 0
DE Unit Level EdMoore3 - MER Cap Annual v3.1 | 338 | 7302 | Rate Constraint in MTons | FALSE | L | Annual | Allowances Purchased MER | Lb | 0 | 0 | 0 | 0 | 0 | 0 | 0
DE Unit Level EdMoore3 - MER Cap Annual v3.1 | 338 | 7302 | Rate Constraint in MTons | FALSE | L | Annual | Allowances Sold MER | Lb | 0 | 0 | 0 | 0 | 0 | 0 | 0
DE Unit Level EdMoore3 - MER Cap Annual v3.1 | 338 | 7302 | Rate Constraint in MTons | FALSE | L | Annual | Allowances Banked | Lb | 0 | 0 | 0 | 0 | 0 | 0 | 0
DE Unit Level EdMoore3 - MER Cap Annual v3.1 | 338 | 7302 | Rate Constraint in MTons | FALSE | L | Annual | Allowances Withdrawn (1:1) | Lb | 0 | 0 | 0 | 0 | 0 | 0 | 0
DE Unit Level EdMoore3 - MER Cap Annual v3.1 | 338 | 7302 | Rate Constraint in MTons | FALSE | L | Annual | Allowances Withdrawn (1:n) | Lb | 0 | 0 | 0 | 0 | 0 | 0 | 0
DE Unit Level EdMoore3 - MER Cap Annual v3.1 | 338 | 7302 | Rate Constraint in MTons | FALSE | L | Annual | Total | Lb | 0 | 0 | 0 | 0 | 0 | 0 | 0
DE Unit Level EdMoore3 - MER Cap Annual v3.1 | 338 | 7302 | Rate Constraint in MTons | FALSE | L | Annual | Fuel Consumed | TBtu | 0 | 0 | 0 | 0 | 0 | 0 | 0
DE Unit Level EdMoore3 - MER Cap Annual v3.1 | 338 | 7302 | Rate Constraint in MTons | FALSE | L | Annual | Rate | lb/MMBtu | 0 | 0 | 0 | 0 | 0 | 0 | 0
DE Unit Level EdMoore3 - MER Cap Annual v3.1 | 338 | 7302 | Rate Constraint in MTons | FALSE | L | Annual | Generation | TWh | 0 | 0 | 0 | 0 | 0 | 0 | 0
DE Unit Level EdMoore3 - MER Cap Annual v3.1 | 338 | 7302 | Rate Constraint in MTons | FALSE | L | Annual | Qualifying Generation | TWh | 0 | 0 | 0 | 0 | 0 | 0 | 0
DE Unit Level EdMoore3 - MER Cap Annual v3.1 | 338 | 7302 | Rate Constraint in MTons | FALSE | L | Annual | Rate | lb/MWh | 0 | 0 | 0 | 0 | 0 | 0 | 0
DE Unit Level EdMoore3 - MER Cap Annual v3.1 | 338 | 7302 | Rate Constraint in MTons | FALSE | L | Annual | Constraint Shadow Price | US2022$/Lb | 0 | 0 | 0 | 0 | 0 | 0 | 0
DE Unit Level EdMoore3 - NOX Cap Annual v3.1 | 339 | 7290 | Rate Constraint in MTons | FALSE | L | Annual | Seasons Included | Seasons | Winter, Spring, Summer, Fall | Winter, Spring, Summer, Fall | Winter, Spring, Summer, Fall | Winter, Spring, Summer, Fall | Winter, Spring, Summer, Fall | Winter, Spring, Summer, Fall | Winter, Spring, Summer, Fall
DE Unit Level EdMoore3 - NOX Cap Annual v3.1 | 339 | 7290 | Rate Constraint in MTons | FALSE | L | Annual | Standard NOX | Thousand Tons | 0.773 | 0.773 | 0.773 | 0.773 | 0.773 | 0.773 | 0.773
DE Unit Level EdMoore3 - NOX Cap Annual v3.1 | 339 | 7290 | Rate Constraint in MTons | FALSE | L | Annual | Emissions at Affected Plants NOX | Thousand Tons | 0 | 0 | 0 | 0 | 0 | 0 | 0
DE Unit Level EdMoore3 - NOX Cap Annual v3.1 | 339 | 7290 | Rate Constraint in MTons | FALSE | L | Annual | Allowances Purchased NOX | Thousand Tons | 0 | 0 | 0 | 0 | 0 | 0 | 0
DE Unit Level EdMoore3 - NOX Cap Annual v3.1 | 339 | 7290 | Rate Constraint in MTons | FALSE | L | Annual | Allowances Sold NOX | Thousand Tons | 0 | 0 | 0 | 0 | 0 | 0 | 0
DE Unit Level EdMoore3 - NOX Cap Annual v3.1 | 339 | 7290 | Rate Constraint in MTons | FALSE | L | Annual | Allowances Banked | Thousand Tons | 0 | 0 | 0 | 0 | 0 | 0 | 0
DE Unit Level EdMoore3 - NOX Cap Annual v3.1 | 339 | 7290 | Rate Constraint in MTons | FALSE | L | Annual | Allowances Withdrawn (1:1) | Thousand Tons | 0 | 0 | 0 | 0 | 0 | 0 | 0
DE Unit Level EdMoore3 - NOX Cap Annual v3.1 | 339 | 7290 | Rate Constraint in MTons | FALSE | L | Annual | Allowances Withdrawn (1:n) | Thousand Tons | 0 | 0 | 0 | 0 | 0 | 0 | 0
DE Unit Level EdMoore3 - NOX Cap Annual v3.1 | 339 | 7290 | Rate Constraint in MTons | FALSE | L | Annual | Total | Thousand Tons | 0 | 0 | 0 | 0 | 0 | 0 | 0
DE Unit Level EdMoore3 - NOX Cap Annual v3.1 | 339 | 7290 | Rate Constraint in MTons | FALSE | L | Annual | Fuel Consumed | TBtu | 0 | 0 | 0 | 0 | 0 | 0 | 0
DE Unit Level EdMoore3 - NOX Cap Annual v3.1 | 339 | 7290 | Rate Constraint in MTons | FALSE | L | Annual | Rate | lb/MMBtu | 0 | 0 | 0 | 0 | 0 | 0 | 0
DE Unit Level EdMoore3 - NOX Cap Annual v3.1 | 339 | 7290 | Rate Constraint in MTons | FALSE | L | Annual | Generation | TWh | 0 | 0 | 0 | 0 | 0 | 0 | 0
DE Unit Level EdMoore3 - NOX Cap Annual v3.1 | 339 | 7290 | Rate Constraint in MTons | FALSE | L | Annual | Qualifying Generation | TWh | 0 | 0 | 0 | 0 | 0 | 0 | 0
DE Unit Level EdMoore3 - NOX Cap Annual v3.1 | 339 | 7290 | Rate Constraint in MTons | FALSE | L | Annual | Rate | lb/MWh | 0 | 0 | 0 | 0 | 0 | 0 | 0
DE Unit Level EdMoore3 - NOX Cap Annual v3.1 | 339 | 7290 | Rate Constraint in MTons | FALSE | L | Annual | Constraint Shadow Price | US2022$/Ton | 0 | 0 | 0 | 0 | 0 | 0 | 0
DE Unit Level EdMoore3 - SO2 Cap Annual v3.1 | 340 | 7296 | Rate Constraint in MTons | FALSE | L | Annual | Seasons Included | Seasons | Winter, Spring, Summer, Fall | Winter, Spring, Summer, Fall | Winter, Spring, Summer, Fall | Winter, Spring, Summer, Fall | Winter, Spring, Summer, Fall | Winter, Spring, Summer, Fall | Winter, Spring, Summer, Fall
DE Unit Level EdMoore3 - SO2 Cap Annual v3.1 | 340 | 7296 | Rate Constraint in MTons | FALSE | L | Annual | Standard SO2 | Thousand Tons | 1.391 | 1.391 | 1.391 | 1.391 | 1.391 | 1.391 | 1.391
DE Unit Level EdMoore3 - SO2 Cap Annual v3.1 | 340 | 7296 | Rate Constraint in MTons | FALSE | L | Annual | Emissions at Affected Plants SO2 | Thousand Tons | 0 | 0 | 0 | 0 | 0 | 0 | 0
DE Unit Level EdMoore3 - SO2 Cap Annual v3.1 | 340 | 7296 | Rate Constraint in MTons | FALSE | L | Annual | Allowances Purchased SO2 | Thousand Tons | 0 | 0 | 0 | 0 | 0 | 0 | 0
DE Unit Level EdMoore3 - SO2 Cap Annual v3.1 | 340 | 7296 | Rate Constraint in MTons | FALSE | L | Annual | Allowances Sold SO2 | Thousand Tons | 0 | 0 | 0 | 0 | 0 | 0 | 0
DE Unit Level EdMoore3 - SO2 Cap Annual v3.1 | 340 | 7296 | Rate Constraint in MTons | FALSE | L | Annual | Allowances Banked | Thousand Tons | 0 | 0 | 0 | 0 | 0 | 0 | 0
DE Unit Level EdMoore3 - SO2 Cap Annual v3.1 | 340 | 7296 | Rate Constraint in MTons | FALSE | L | Annual | Allowances Withdrawn (1:1) | Thousand Tons | 0 | 0 | 0 | 0 | 0 | 0 | 0
DE Unit Level EdMoore3 - SO2 Cap Annual v3.1 | 340 | 7296 | Rate Constraint in MTons | FALSE | L | Annual | Allowances Withdrawn (1:n) | Thousand Tons | 0 | 0 | 0 | 0 | 0 | 0 | 0
DE Unit Level EdMoore3 - SO2 Cap Annual v3.1 | 340 | 7296 | Rate Constraint in MTons | FALSE | L | Annual | Total | Thousand Tons | 0 | 0 | 0 | 0 | 0 | 0 | 0
DE Unit Level EdMoore3 - SO2 Cap Annual v3.1 | 340 | 7296 | Rate Constraint in MTons | FALSE | L | Annual | Fuel Consumed | TBtu | 0 | 0 | 0 | 0 | 0 | 0 | 0
DE Unit Level EdMoore3 - SO2 Cap Annual v3.1 | 340 | 7296 | Rate Constraint in MTons | FALSE | L | Annual | Rate | lb/MMBtu | 0 | 0 | 0 | 0 | 0 | 0 | 0
DE Unit Level EdMoore3 - SO2 Cap Annual v3.1 | 340 | 7296 | Rate Constraint in MTons | FALSE | L | Annual | Generation | TWh | 0 | 0 | 0 | 0 | 0 | 0 | 0
DE Unit Level EdMoore3 - SO2 Cap Annual v3.1 | 340 | 7296 | Rate Constraint in MTons | FALSE | L | Annual | Qualifying Generation | TWh | 0 | 0 | 0 | 0 | 0 | 0 | 0
DE Unit Level EdMoore3 - SO2 Cap Annual v3.1 | 340 | 7296 | Rate Constraint in MTons | FALSE | L | Annual | Rate | lb/MWh | 0 | 0 | 0 | 0 | 0 | 0 | 0
DE Unit Level EdMoore3 - SO2 Cap Annual v3.1 | 340 | 7296 | Rate Constraint in MTons | FALSE | L | Annual | Constraint Shadow Price | US2022$/Ton | 0 | 0 | 0 | 0 | 0 | 0 | 0
DE Unit Level EdMoore4 - MER Cap Annual v3.1 | 341 | 7303 | Rate Constraint in MTons | FALSE | L | Annual | Seasons Included | Seasons | Winter, Spring, Summer, Fall | Winter, Spring, Summer, Fall | Winter, Spring, Summer, Fall | Winter, Spring, Summer, Fall | Winter, Spring, Summer, Fall | Winter, Spring, Summer, Fall | Winter, Spring, Summer, Fall
DE Unit Level EdMoore4 - MER Cap Annual v3.1 | 341 | 7303 | Rate Constraint in MTons | FALSE | L | Annual | Standard MER | Lb | 11.4 | 11.4 | 11.4 | 11.4 | 11.4 | 11.4 | 11.4
DE Unit Level EdMoore4 - MER Cap Annual v3.1 | 341 | 7303 | Rate Constraint in MTons | FALSE | L | Annual | Emissions at Affected Plants MER | Lb | 0 | 0 | 0 | 0 | 0 | 0 | 0
DE Unit Level EdMoore4 - MER Cap Annual v3.1 | 341 | 7303 | Rate Constraint in MTons | FALSE | L | Annual | Allowances Purchased MER | Lb | 0 | 0 | 0 | 0 | 0 | 0 | 0
DE Unit Level EdMoore4 - MER Cap Annual v3.1 | 341 | 7303 | Rate Constraint in MTons | FALSE | L | Annual | Allowances Sold MER | Lb | 0 | 0 | 0 | 0 | 0 | 0 | 0
DE Unit Level EdMoore4 - MER Cap Annual v3.1 | 341 | 7303 | Rate Constraint in MTons | FALSE | L | Annual | Allowances Banked | Lb | 0 | 0 | 0 | 0 | 0 | 0 | 0
DE Unit Level EdMoore4 - MER Cap Annual v3.1 | 341 | 7303 | Rate Constraint in MTons | FALSE | L | Annual | Allowances Withdrawn (1:1) | Lb | 0 | 0 | 0 | 0 | 0 | 0 | 0
DE Unit Level EdMoore4 - MER Cap Annual v3.1 | 341 | 7303 | Rate Constraint in MTons | FALSE | L | Annual | Allowances Withdrawn (1:n) | Lb | 0 | 0 | 0 | 0 | 0 | 0 | 0
DE Unit Level EdMoore4 - MER Cap Annual v3.1 | 341 | 7303 | Rate Constraint in MTons | FALSE | L | Annual | Total | Lb | 0 | 0 | 0 | 0 | 0 | 0 | 0
DE Unit Level EdMoore4 - MER Cap Annual v3.1 | 341 | 7303 | Rate Constraint in MTons | FALSE | L | Annual | Fuel Consumed | TBtu | 0 | 0 | 0 | 0 | 0 | 0 | 0
DE Unit Level EdMoore4 - MER Cap Annual v3.1 | 341 | 7303 | Rate Constraint in MTons | FALSE | L | Annual | Rate | lb/MMBtu | 0 | 0 | 0 | 0 | 0 | 0 | 0
DE Unit Level EdMoore4 - MER Cap Annual v3.1 | 341 | 7303 | Rate Constraint in MTons | FALSE | L | Annual | Generation | TWh | 0 | 0 | 0 | 0 | 0 | 0 | 0
DE Unit Level EdMoore4 - MER Cap Annual v3.1 | 341 | 7303 | Rate Constraint in MTons | FALSE | L | Annual | Qualifying Generation | TWh | 0 | 0 | 0 | 0 | 0 | 0 | 0
DE Unit Level EdMoore4 - MER Cap Annual v3.1 | 341 | 7303 | Rate Constraint in MTons | FALSE | L | Annual | Rate | lb/MWh | 0 | 0 | 0 | 0 | 0 | 0 | 0
DE Unit Level EdMoore4 - MER Cap Annual v3.1 | 341 | 7303 | Rate Constraint in MTons | FALSE | L | Annual | Constraint Shadow Price | US2022$/Lb | 0 | 0 | 0 | 0 | 0 | 0 | 0
DE Unit Level EdMoore4 - NOX Cap Annual v3.1 | 342 | 7291 | Rate Constraint in MTons | FALSE | L | Annual | Seasons Included | Seasons | Winter, Spring, Summer, Fall | Winter, Spring, Summer, Fall | Winter, Spring, Summer, Fall | Winter, Spring, Summer, Fall | Winter, Spring, Summer, Fall | Winter, Spring, Summer, Fall | Winter, Spring, Summer, Fall
DE Unit Level EdMoore4 - NOX Cap Annual v3.1 | 342 | 7291 | Rate Constraint in MTons | FALSE | L | Annual | Standard NOX | Thousand Tons | 1.339 | 1.339 | 1.339 | 1.339 | 1.339 | 1.339 | 1.339
DE Unit Level EdMoore4 - NOX Cap Annual v3.1 | 342 | 7291 | Rate Constraint in MTons | FALSE | L | Annual | Emissions at Affected Plants NOX | Thousand Tons | 0 | 0 | 0 | 0 | 0 | 0 | 0
DE Unit Level EdMoore4 - NOX Cap Annual v3.1 | 342 | 7291 | Rate Constraint in MTons | FALSE | L | Annual | Allowances Purchased NOX | Thousand Tons | 0 | 0 | 0 | 0 | 0 | 0 | 0
DE Unit Level EdMoore4 - NOX Cap Annual v3.1 | 342 | 7291 | Rate Constraint in MTons | FALSE | L | Annual | Allowances Sold NOX | Thousand Tons | 0 | 0 | 0 | 0 | 0 | 0 | 0
DE Unit Level EdMoore4 - NOX Cap Annual v3.1 | 342 | 7291 | Rate Constraint in MTons | FALSE | L | Annual | Allowances Banked | Thousand Tons | 0 | 0 | 0 | 0 | 0 | 0 | 0
DE Unit Level EdMoore4 - NOX Cap Annual v3.1 | 342 | 7291 | Rate Constraint in MTons | FALSE | L | Annual | Allowances Withdrawn (1:1) | Thousand Tons | 0 | 0 | 0 | 0 | 0 | 0 | 0
DE Unit Level EdMoore4 - NOX Cap Annual v3.1 | 342 | 7291 | Rate Constraint in MTons | FALSE | L | Annual | Allowances Withdrawn (1:n) | Thousand Tons | 0 | 0 | 0 | 0 | 0 | 0 | 0
DE Unit Level EdMoore4 - NOX Cap Annual v3.1 | 342 | 7291 | Rate Constraint in MTons | FALSE | L | Annual | Total | Thousand Tons | 0 | 0 | 0 | 0 | 0 | 0 | 0
DE Unit Level EdMoore4 - NOX Cap Annual v3.1 | 342 | 7291 | Rate Constraint in MTons | FALSE | L | Annual | Fuel Consumed | TBtu | 0 | 0 | 0 | 0 | 0 | 0 | 0
DE Unit Level EdMoore4 - NOX Cap Annual v3.1 | 342 | 7291 | Rate Constraint in MTons | FALSE | L | Annual | Rate | lb/MMBtu | 0 | 0 | 0 | 0 | 0 | 0 | 0
DE Unit Level EdMoore4 - NOX Cap Annual v3.1 | 342 | 7291 | Rate Constraint in MTons | FALSE | L | Annual | Generation | TWh | 0 | 0 | 0 | 0 | 0 | 0 | 0
DE Unit Level EdMoore4 - NOX Cap Annual v3.1 | 342 | 7291 | Rate Constraint in MTons | FALSE | L | Annual | Qualifying Generation | TWh | 0 | 0 | 0 | 0 | 0 | 0 | 0
DE Unit Level EdMoore4 - NOX Cap Annual v3.1 | 342 | 7291 | Rate Constraint in MTons | FALSE | L | Annual | Rate | lb/MWh | 0 | 0 | 0 | 0 | 0 | 0 | 0
DE Unit Level EdMoore4 - NOX Cap Annual v3.1 | 342 | 7291 | Rate Constraint in MTons | FALSE | L | Annual | Constraint Shadow Price | US2022$/Ton | 0 | 0 | 0 | 0 | 0 | 0 | 0
DE Unit Level EdMoore4 - SO2 Cap Annual v3.1 | 343 | 7297 | Rate Constraint in MTons | FALSE | L | Annual | Seasons Included | Seasons | Winter, Spring, Summer, Fall | Winter, Spring, Summer, Fall | Winter, Spring, Summer, Fall | Winter, Spring, Summer, Fall | Winter, Spring, Summer, Fall | Winter, Spring, Summer, Fall | Winter, Spring, Summer, Fall
DE Unit Level EdMoore4 - SO2 Cap Annual v3.1 | 343 | 7297 | Rate Constraint in MTons | FALSE | L | Annual | Standard SO2 | Thousand Tons | 2.41 | 2.41 | 2.41 | 2.41 | 2.41 | 2.41 | 2.41
DE Unit Level EdMoore4 - SO2 Cap Annual v3.1 | 343 | 7297 | Rate Constraint in MTons | FALSE | L | Annual | Emissions at Affected Plants SO2 | Thousand Tons | 0 | 0 | 0 | 0 | 0 | 0 | 0
DE Unit Level EdMoore4 - SO2 Cap Annual v3.1 | 343 | 7297 | Rate Constraint in MTons | FALSE | L | Annual | Allowances Purchased SO2 | Thousand Tons | 0 | 0 | 0 | 0 | 0 | 0 | 0
DE Unit Level EdMoore4 - SO2 Cap Annual v3.1 | 343 | 7297 | Rate Constraint in MTons | FALSE | L | Annual | Allowances Sold SO2 | Thousand Tons | 0 | 0 | 0 | 0 | 0 | 0 | 0
DE Unit Level EdMoore4 - SO2 Cap Annual v3.1 | 343 | 7297 | Rate Constraint in MTons | FALSE | L | Annual | Allowances Banked | Thousand Tons | 0 | 0 | 0 | 0 | 0 | 0 | 0
DE Unit Level EdMoore4 - SO2 Cap Annual v3.1 | 343 | 7297 | Rate Constraint in MTons | FALSE | L | Annual | Allowances Withdrawn (1:1) | Thousand Tons | 0 | 0 | 0 | 0 | 0 | 0 | 0
DE Unit Level EdMoore4 - SO2 Cap Annual v3.1 | 343 | 7297 | Rate Constraint in MTons | FALSE | L | Annual | Allowances Withdrawn (1:n) | Thousand Tons | 0 | 0 | 0 | 0 | 0 | 0 | 0
DE Unit Level EdMoore4 - SO2 Cap Annual v3.1 | 343 | 7297 | Rate Constraint in MTons | FALSE | L | Annual | Total | Thousand Tons | 0 | 0 | 0 | 0 | 0 | 0 | 0
DE Unit Level EdMoore4 - SO2 Cap Annual v3.1 | 343 | 7297 | Rate Constraint in MTons | FALSE | L | Annual | Fuel Consumed | TBtu | 0 | 0 | 0 | 0 | 0 | 0 | 0
DE Unit Level EdMoore4 - SO2 Cap Annual v3.1 | 343 | 7297 | Rate Constraint in MTons | FALSE | L | Annual | Rate | lb/MMBtu | 0 | 0 | 0 | 0 | 0 | 0 | 0
DE Unit Level EdMoore4 - SO2 Cap Annual v3.1 | 343 | 7297 | Rate Constraint in MTons | FALSE | L | Annual | Generation | TWh | 0 | 0 | 0 | 0 | 0 | 0 | 0
DE Unit Level EdMoore4 - SO2 Cap Annual v3.1 | 343 | 7297 | Rate Constraint in MTons | FALSE | L | Annual | Qualifying Generation | TWh | 0 | 0 | 0 | 0 | 0 | 0 | 0
DE Unit Level EdMoore4 - SO2 Cap Annual v3.1 | 343 | 7297 | Rate Constraint in MTons | FALSE | L | Annual | Rate | lb/MWh | 0 | 0 | 0 | 0 | 0 | 0 | 0
DE Unit Level EdMoore4 - SO2 Cap Annual v3.1 | 343 | 7297 | Rate Constraint in MTons | FALSE | L | Annual | Constraint Shadow Price | US2022$/Ton | 0 | 0 | 0 | 0 | 0 | 0 | 0
DE Unit Level EdMoore5 - NOX Cap Annual v3.1 | 344 | 7292 | Rate Constraint in MTons | FALSE | L | Annual | Seasons Included | Seasons | Winter, Spring, Summer, Fall | Winter, Spring, Summer, Fall | Winter, Spring, Summer, Fall | Winter, Spring, Summer, Fall | Winter, Spring, Summer, Fall | Winter, Spring, Summer, Fall | Winter, Spring, Summer, Fall
DE Unit Level EdMoore5 - NOX Cap Annual v3.1 | 344 | 7292 | Rate Constraint in MTons | FALSE | L | Annual | Standard NOX | Thousand Tons | 1.348 | 1.348 | 1.348 | 1.348 | 1.348 | 1.348 | 1.348
DE Unit Level EdMoore5 - NOX Cap Annual v3.1 | 344 | 7292 | Rate Constraint in MTons | FALSE | L | Annual | Emissions at Affected Plants NOX | Thousand Tons | 0 | 0 | 0 | 0 | 0 | 0 | 0
DE Unit Level EdMoore5 - NOX Cap Annual v3.1 | 344 | 7292 | Rate Constraint in MTons | FALSE | L | Annual | Allowances Purchased NOX | Thousand Tons | 0 | 0 | 0 | 0 | 0 | 0 | 0
DE Unit Level EdMoore5 - NOX Cap Annual v3.1 | 344 | 7292 | Rate Constraint in MTons | FALSE | L | Annual | Allowances Sold NOX | Thousand Tons | 0 | 0 | 0 | 0 | 0 | 0 | 0
DE Unit Level EdMoore5 - NOX Cap Annual v3.1 | 344 | 7292 | Rate Constraint in MTons | FALSE | L | Annual | Allowances Banked | Thousand Tons | 0 | 0 | 0 | 0 | 0 | 0 | 0
DE Unit Level EdMoore5 - NOX Cap Annual v3.1 | 344 | 7292 | Rate Constraint in MTons | FALSE | L | Annual | Allowances Withdrawn (1:1) | Thousand Tons | 0 | 0 | 0 | 0 | 0 | 0 | 0
DE Unit Level EdMoore5 - NOX Cap Annual v3.1 | 344 | 7292 | Rate Constraint in MTons | FALSE | L | Annual | Allowances Withdrawn (1:n) | Thousand Tons | 0 | 0 | 0 | 0 | 0 | 0 | 0
DE Unit Level EdMoore5 - NOX Cap Annual v3.1 | 344 | 7292 | Rate Constraint in MTons | FALSE | L | Annual | Total | Thousand Tons | 0 | 0 | 0 | 0 | 0 | 0 | 0
DE Unit Level EdMoore5 - NOX Cap Annual v3.1 | 344 | 7292 | Rate Constraint in MTons | FALSE | L | Annual | Fuel Consumed | TBtu | 0 | 0 | 0 | 0 | 0 | 0 | 0
DE Unit Level EdMoore5 - NOX Cap Annual v3.1 | 344 | 7292 | Rate Constraint in MTons | FALSE | L | Annual | Rate | lb/MMBtu | 0 | 0 | 0 | 0 | 0 | 0 | 0
DE Unit Level EdMoore5 - NOX Cap Annual v3.1 | 344 | 7292 | Rate Constraint in MTons | FALSE | L | Annual | Generation | TWh | 0 | 0 | 0 | 0 | 0 | 0 | 0
DE Unit Level EdMoore5 - NOX Cap Annual v3.1 | 344 | 7292 | Rate Constraint in MTons | FALSE | L | Annual | Qualifying Generation | TWh | 0 | 0 | 0 | 0 | 0 | 0 | 0
DE Unit Level EdMoore5 - NOX Cap Annual v3.1 | 344 | 7292 | Rate Constraint in MTons | FALSE | L | Annual | Rate | lb/MWh | 0 | 0 | 0 | 0 | 0 | 0 | 0
DE Unit Level EdMoore5 - NOX Cap Annual v3.1 | 344 | 7292 | Rate Constraint in MTons | FALSE | L | Annual | Constraint Shadow Price | US2022$/Ton | 0 | 0 | 0 | 0 | 0 | 0 | 0
DE Unit Level EdMoore5 - SO2 Cap Annual v3.1 | 345 | 7298 | Rate Constraint in MTons | FALSE | L | Annual | Seasons Included | Seasons | Winter, Spring, Summer, Fall | Winter, Spring, Summer, Fall | Winter, Spring, Summer, Fall | Winter, Spring, Summer, Fall | Winter, Spring, Summer, Fall | Winter, Spring, Summer, Fall | Winter, Spring, Summer, Fall
DE Unit Level EdMoore5 - SO2 Cap Annual v3.1 | 345 | 7298 | Rate Constraint in MTons | FALSE | L | Annual | Standard SO2 | Thousand Tons | 2.427 | 2.427 | 2.427 | 2.427 | 2.427 | 2.427 | 2.427
DE Unit Level EdMoore5 - SO2 Cap Annual v3.1 | 345 | 7298 | Rate Constraint in MTons | FALSE | L | Annual | Emissions at Affected Plants SO2 | Thousand Tons | 0 | 0 | 0 | 0 | 0 | 0 | 0
DE Unit Level EdMoore5 - SO2 Cap Annual v3.1 | 345 | 7298 | Rate Constraint in MTons | FALSE | L | Annual | Allowances Purchased SO2 | Thousand Tons | 0 | 0 | 0 | 0 | 0 | 0 | 0
DE Unit Level EdMoore5 - SO2 Cap Annual v3.1 | 345 | 7298 | Rate Constraint in MTons | FALSE | L | Annual | Allowances Sold SO2 | Thousand Tons | 0 | 0 | 0 | 0 | 0 | 0 | 0
DE Unit Level EdMoore5 - SO2 Cap Annual v3.1 | 345 | 7298 | Rate Constraint in MTons | FALSE | L | Annual | Allowances Banked | Thousand Tons | 0 | 0 | 0 | 0 | 0 | 0 | 0
DE Unit Level EdMoore5 - SO2 Cap Annual v3.1 | 345 | 7298 | Rate Constraint in MTons | FALSE | L | Annual | Allowances Withdrawn (1:1) | Thousand Tons | 0 | 0 | 0 | 0 | 0 | 0 | 0
DE Unit Level EdMoore5 - SO2 Cap Annual v3.1 | 345 | 7298 | Rate Constraint in MTons | FALSE | L | Annual | Allowances Withdrawn (1:n) | Thousand Tons | 0 | 0 | 0 | 0 | 0 | 0 | 0
DE Unit Level EdMoore5 - SO2 Cap Annual v3.1 | 345 | 7298 | Rate Constraint in MTons | FALSE | L | Annual | Total | Thousand Tons | 0 | 0 | 0 | 0 | 0 | 0 | 0
DE Unit Level EdMoore5 - SO2 Cap Annual v3.1 | 345 | 7298 | Rate Constraint in MTons | FALSE | L | Annual | Fuel Consumed | TBtu | 0 | 0 | 0 | 0 | 0 | 0 | 0
DE Unit Level EdMoore5 - SO2 Cap Annual v3.1 | 345 | 7298 | Rate Constraint in MTons | FALSE | L | Annual | Rate | lb/MMBtu | 0 | 0 | 0 | 0 | 0 | 0 | 0
DE Unit Level EdMoore5 - SO2 Cap Annual v3.1 | 345 | 7298 | Rate Constraint in MTons | FALSE | L | Annual | Generation | TWh | 0 | 0 | 0 | 0 | 0 | 0 | 0
DE Unit Level EdMoore5 - SO2 Cap Annual v3.1 | 345 | 7298 | Rate Constraint in MTons | FALSE | L | Annual | Qualifying Generation | TWh | 0 | 0 | 0 | 0 | 0 | 0 | 0
DE Unit Level EdMoore5 - SO2 Cap Annual v3.1 | 345 | 7298 | Rate Constraint in MTons | FALSE | L | Annual | Rate | lb/MWh | 0 | 0 | 0 | 0 | 0 | 0 | 0
DE Unit Level EdMoore5 - SO2 Cap Annual v3.1 | 345 | 7298 | Rate Constraint in MTons | FALSE | L | Annual | Constraint Shadow Price | US2022$/Ton | 0 | 0 | 0 | 0 | 0 | 0 | 0
Env-A 1300, NOx RACT - Merrimack 1 Rate | 350 | 7975 | Rate Constraint in lbs/MMBtu | FALSE | L | Annual | Seasons Included | Seasons | Winter, Spring, Summer, Fall | Winter, Spring, Summer, Fall | Winter, Spring, Summer, Fall | Winter, Spring, Summer, Fall | Winter, Spring, Summer, Fall | Winter, Spring, Summer, Fall | Winter, Spring, Summer, Fall
Env-A 1300, NOx RACT - Merrimack 1 Rate | 350 | 7975 | Rate Constraint in lbs/MMBtu | FALSE | L | Annual | Standard NOX | lb/MMBtu | 0.22 | 0.22 | 0.22 | 0.22 | 0.22 | 0.22 | 0.22
Env-A 1300, NOx RACT - Merrimack 1 Rate | 350 | 7975 | Rate Constraint in lbs/MMBtu | FALSE | L | Annual | Emissions at Affected Plants NOX | Thousand Tons | 0.070448 | 0.070448 | 0 | 0 | 0 | 0 | 0
Env-A 1300, NOx RACT - Merrimack 1 Rate | 350 | 7975 | Rate Constraint in lbs/MMBtu | FALSE | L | Annual | Allowances Purchased NOX | Thousand Tons | 0 | 0 | 0 | 0 | 0 | 0 | 0
Env-A 1300, NOx RACT - Merrimack 1 Rate | 350 | 7975 | Rate Constraint in lbs/MMBtu | FALSE | L | Annual | Allowances Sold NOX | Thousand Tons | 0 | 0 | 0 | 0 | 0 | 0 | 0
Env-A 1300, NOx RACT - Merrimack 1 Rate | 350 | 7975 | Rate Constraint in lbs/MMBtu | FALSE | L | Annual | Allowances Banked | Thousand Tons | 0 | 0 | 0 | 0 | 0 | 0 | 0
Env-A 1300, NOx RACT - Merrimack 1 Rate | 350 | 7975 | Rate Constraint in lbs/MMBtu | FALSE | L | Annual | Allowances Withdrawn (1:1) | Thousand Tons | 0 | 0 | 0 | 0 | 0 | 0 | 0
Env-A 1300, NOx RACT - Merrimack 1 Rate | 350 | 7975 | Rate Constraint in lbs/MMBtu | FALSE | L | Annual | Allowances Withdrawn (1:n) | Thousand Tons | 0 | 0 | 0 | 0 | 0 | 0 | 0
Env-A 1300, NOx RACT - Merrimack 1 Rate | 350 | 7975 | Rate Constraint in lbs/MMBtu | FALSE | L | Annual | Total | Thousand Tons | 0.070448 | 0.070448 | 0 | 0 | 0 | 0 | 0
Env-A 1300, NOx RACT - Merrimack 1 Rate | 350 | 7975 | Rate Constraint in lbs/MMBtu | FALSE | L | Annual | Fuel Consumed | TBtu | 2.0128 | 2.0128 | 0 | 0 | 0 | 0 | 0
Env-A 1300, NOx RACT - Merrimack 1 Rate | 350 | 7975 | Rate Constraint in lbs/MMBtu | FALSE | L | Annual | Rate | lb/MMBtu | 0.07 | 0.07 | 0 | 0 | 0 | 0 | 0
Env-A 1300, NOx RACT - Merrimack 1 Rate | 350 | 7975 | Rate Constraint in lbs/MMBtu | FALSE | L | Annual | Generation | TWh | 0.17672 | 0.17672 | 0 | 0 | 0 | 0 | 0
Env-A 1300, NOx RACT - Merrimack 1 Rate | 350 | 7975 | Rate Constraint in lbs/MMBtu | FALSE | L | Annual | Qualifying Generation | TWh | 0.17672 | 0.17672 | 0 | 0 | 0 | 0 | 0
Env-A 1300, NOx RACT - Merrimack 1 Rate | 350 | 7975 | Rate Constraint in lbs/MMBtu | FALSE | L | Annual | Rate | lb/MWh | 0.7973 | 0.7973 | 0 | 0 | 0 | 0 | 0
Env-A 1300, NOx RACT - Merrimack 1 Rate | 350 | 7975 | Rate Constraint in lbs/MMBtu | FALSE | L | Annual | Constraint Shadow Price | US2022$/Ton | 0 | 0 | 0 | 0 | 0 | 0 | 0
IL Climate ParentID 1082- CO2 Cap Annual v6.20 | 351 | 7769 | Rate Constraint in MTons | FALSE | L | Annual | Seasons Included | Seasons | Winter, Spring, Summer, Fall | Winter, Spring, Summer, Fall | Winter, Spring, Summer, Fall | Winter, Spring, Summer, Fall | Winter, Spring, Summer, Fall | Winter, Spring, Summer, Fall | Winter, Spring, Summer, Fall
IL Climate ParentID 1082- CO2 Cap Annual v6.20 | 351 | 7769 | Rate Constraint in MTons | FALSE | L | Annual | Standard CO2 | Thousand Tons | NA | NA | 16.0643 | 16.0643 | 16.0643 | 16.0643 | 16.0643
IL Climate ParentID 1082- CO2 Cap Annual v6.20 | 351 | 7769 | Rate Constraint in MTons | FALSE | L | Annual | Emissions at Affected Plants CO2 | Thousand Tons | 0 | 0 | 9.5614 | 0 | 0 | 0 | 0
IL Climate ParentID 1082- CO2 Cap Annual v6.20 | 351 | 7769 | Rate Constraint in MTons | FALSE | L | Annual | Allowances Purchased CO2 | Thousand Tons | 0 | 0 | 0 | 0 | 0 | 0 | 0
IL Climate ParentID 1082- CO2 Cap Annual v6.20 | 351 | 7769 | Rate Constraint in MTons | FALSE | L | Annual | Allowances Sold CO2 | Thousand Tons | 0 | 0 | 0 | 0 | 0 | 0 | 0
IL Climate ParentID 1082- CO2 Cap Annual v6.20 | 351 | 7769 | Rate Constraint in MTons | FALSE | L | Annual | Allowances Banked | Thousand Tons | 0 | 0 | 0 | 0 | 0 | 0 | 0
IL Climate ParentID 1082- CO2 Cap Annual v6.20 | 351 | 7769 | Rate Constraint in MTons | FALSE | L | Annual | Allowances Withdrawn (1:1) | Thousand Tons | 0 | 0 | 0 | 0 | 0 | 0 | 0
IL Climate ParentID 1082- CO2 Cap Annual v6.20 | 351 | 7769 | Rate Constraint in MTons | FALSE | L | Annual | Allowances Withdrawn (1:n) | Thousand Tons | 0 | 0 | 0 | 0 | 0 | 0 | 0
IL Climate ParentID 1082- CO2 Cap Annual v6.20 | 351 | 7769 | Rate Constraint in MTons | FALSE | L | Annual | Total | Thousand Tons | 0 | 0 | 9.5614 | 0 | 0 | 0 | 0
IL Climate ParentID 1082- CO2 Cap Annual v6.20 | 351 | 7769 | Rate Constraint in MTons | FALSE | L | Annual | Fuel Consumed | TBtu | 0 | 0 | 0.16333 | 0 | 0 | 0 | 0
IL Climate ParentID 1082- CO2 Cap Annual v6.20 | 351 | 7769 | Rate Constraint in MTons | FALSE | L | Annual | Rate | lb/MMBtu | 0 | 0 | 117.08 | 0 | 0 | 0 | 0
IL Climate ParentID 1082- CO2 Cap Annual v6.20 | 351 | 7769 | Rate Constraint in MTons | FALSE | L | Annual | Generation | TWh | 0 | 0 | 0.014314 | 0 | 0 | 0 | 0
IL Climate ParentID 1082- CO2 Cap Annual v6.20 | 351 | 7769 | Rate Constraint in MTons | FALSE | L | Annual | Qualifying Generation | TWh | 0 | 0 | 0.014314 | 0 | 0 | 0 | 0
IL Climate ParentID 1082- CO2 Cap Annual v6.20 | 351 | 7769 | Rate Constraint in MTons | FALSE | L | Annual | Rate | lb/MWh | 0 | 0 | 1335.9999 | 0 | 0 | 0 | 0
IL Climate ParentID 1082- CO2 Cap Annual v6.20 | 351 | 7769 | Rate Constraint in MTons | FALSE | L | Annual | Constraint Shadow Price | US2022$/Ton | 0 | 0 | 0 | 0 | 0 | 0 | 0
IL Climate ParentID 1087- CO2 Cap Annual v6.20 | 352 | 7770 | Rate Constraint in MTons | FALSE | L | Annual | Seasons Included | Seasons | Winter, Spring, Summer, Fall | Winter, Spring, Summer, Fall | Winter, Spring, Summer, Fall | Winter, Spring, Summer, Fall | Winter, Spring, Summer, Fall | Winter, Spring, Summer, Fall | Winter, Spring, Summer, Fall
IL Climate ParentID 1087- CO2 Cap Annual v6.20 | 352 | 7770 | Rate Constraint in MTons | FALSE | L | Annual | Standard CO2 | Thousand Tons | NA | NA | 0.84671 | 0.84671 | 0.84671 | 0.84671 | 0.84671
IL Climate ParentID 1087- CO2 Cap Annual v6.20 | 352 | 7770 | Rate Constraint in MTons | FALSE | L | Annual | Emissions at Affected Plants CO2 | Thousand Tons | 0 | 0 | 0.65737 | 0 | 0 | 0 | 0
IL Climate ParentID 1087- CO2 Cap Annual v6.20 | 352 | 7770 | Rate Constraint in MTons | FALSE | L | Annual | Allowances Purchased CO2 | Thousand Tons | 0 | 0 | 0 | 0 | 0 | 0 | 0
IL Climate ParentID 1087- CO2 Cap Annual v6.20 | 352 | 7770 | Rate Constraint in MTons | FALSE | L | Annual | Allowances Sold CO2 | Thousand Tons | 0 | 0 | 0 | 0 | 0 | 0 | 0
IL Climate ParentID 1087- CO2 Cap Annual v6.20 | 352 | 7770 | Rate Constraint in MTons | FALSE | L | Annual | Allowances Banked | Thousand Tons | 0 | 0 | 0 | 0 | 0 | 0 | 0
IL Climate ParentID 1087- CO2 Cap Annual v6.20 | 352 | 7770 | Rate Constraint in MTons | FALSE | L | Annual | Allowances Withdrawn (1:1) | Thousand Tons | 0 | 0 | 0 | 0 | 0 | 0 | 0
IL Climate ParentID 1087- CO2 Cap Annual v6.20 | 352 | 7770 | Rate Constraint in MTons | FALSE | L | Annual | Allowances Withdrawn (1:n) | Thousand Tons | 0 | 0 | 0 | 0 | 0 | 0 | 0
IL Climate ParentID 1087- CO2 Cap Annual v6.20 | 352 | 7770 | Rate Constraint in MTons | FALSE | L | Annual | Total | Thousand Tons | 0 | 0 | 0.65737 | 0 | 0 | 0 | 0
IL Climate ParentID 1087- CO2 Cap Annual v6.20 | 352 | 7770 | Rate Constraint in MTons | FALSE | L | Annual | Fuel Consumed | TBtu | 0 | 0 | 0.011229 | 0 | 0 | 0 | 0
IL Climate ParentID 1087- CO2 Cap Annual v6.20 | 352 | 7770 | Rate Constraint in MTons | FALSE | L | Annual | Rate | lb/MMBtu | 0 | 0 | 117.08 | 0 | 0 | 0 | 0
IL Climate ParentID 1087- CO2 Cap Annual v6.20 | 352 | 7770 | Rate Constraint in MTons | FALSE | L | Annual | Generation | TWh | 0 | 0 | 0.00098409 | 0 | 0 | 0 | 0
IL Climate ParentID 1087- CO2 Cap Annual v6.20 | 352 | 7770 | Rate Constraint in MTons | FALSE | L | Annual | Qualifying Generation | TWh | 0 | 0 | 0.00098409 | 0 | 0 | 0 | 0
IL Climate ParentID 1087- CO2 Cap Annual v6.20 | 352 | 7770 | Rate Constraint in MTons | FALSE | L | Annual | Rate | lb/MWh | 0 | 0 | 1335.9999 | 0 | 0 | 0 | 0
IL Climate ParentID 1087- CO2 Cap Annual v6.20 | 352 | 7770 | Rate Constraint in MTons | FALSE | L | Annual | Constraint Shadow Price | US2022$/Ton | 0 | 0 | 0 | 0 | 0 | 0 | 0
IL Climate ParentID 1583- CO2 Cap Annual v6.20 | 353 | 7771 | Rate Constraint in MTons | FALSE | L | Annual | Seasons Included | Seasons | Winter, Spring, Summer, Fall | Winter, Spring, Summer, Fall | Winter, Spring, Summer, Fall | Winter, Spring, Summer, Fall | Winter, Spring, Summer, Fall | Winter, Spring, Summer, Fall | Winter, Spring, Summer, Fall
IL Climate ParentID 1583- CO2 Cap Annual v6.20 | 353 | 7771 | Rate Constraint in MTons | FALSE | L | Annual | Standard CO2 | Thousand Tons | NA | NA | 129.2208 | 129.2208 | 129.2208 | 129.2208 | 129.2208
IL Climate ParentID 1583- CO2 Cap Annual v6.20 | 353 | 7771 | Rate Constraint in MTons | FALSE | L | Annual | Emissions at Affected Plants CO2 | Thousand Tons | 0 | 0 | 129.2208 | 84.8109 | 0 | 0 | 0
IL Climate ParentID 1583- CO2 Cap Annual v6.20 | 353 | 7771 | Rate Constraint in MTons | FALSE | L | Annual | Allowances Purchased CO2 | Thousand Tons | 0 | 0 | 0 | 0 | 0 | 0 | 0
IL Climate ParentID 1583- CO2 Cap Annual v6.20 | 353 | 7771 | Rate Constraint in MTons | FALSE | L | Annual | Allowances Sold CO2 | Thousand Tons | 0 | 0 | 0 | 0 | 0 | 0 | 0
IL Climate ParentID 1583- CO2 Cap Annual v6.20 | 353 | 7771 | Rate Constraint in MTons | FALSE | L | Annual | Allowances Banked | Thousand Tons | 0 | 0 | 0 | 0 | 0 | 0 | 0
IL Climate ParentID 1583- CO2 Cap Annual v6.20 | 353 | 7771 | Rate Constraint in MTons | FALSE | L | Annual | Allowances Withdrawn (1:1) | Thousand Tons | 0 | 0 | 0 | 0 | 0 | 0 | 0
IL Climate ParentID 1583- CO2 Cap Annual v6.20 | 353 | 7771 | Rate Constraint in MTons | FALSE | L | Annual | Allowances Withdrawn (1:n) | Thousand Tons | 0 | 0 | 0 | 0 | 0 | 0 | 0
IL Climate ParentID 1583- CO2 Cap Annual v6.20 | 353 | 7771 | Rate Constraint in MTons | FALSE | L | Annual | Total | Thousand Tons | 0 | 0 | 129.2208 | 84.8109 | 0 | 0 | 0
IL Climate ParentID 1583- CO2 Cap Annual v6.20 | 353 | 7771 | Rate Constraint in MTons | FALSE | L | Annual | Fuel Consumed | TBtu | 0 | 0 | 2.2074 | 1.4488 | 0 | 0 | 0
IL Climate ParentID 1583- CO2 Cap Annual v6.20 | 353 | 7771 | Rate Constraint in MTons | FALSE | L | Annual | Rate | lb/MMBtu | 0 | 0 | 117.08 | 117.08 | 0 | 0 | 0
IL Climate ParentID 1583- CO2 Cap Annual v6.20 | 353 | 7771 | Rate Constraint in MTons | FALSE | L | Annual | Generation | TWh | 0 | 0 | 0.30094 | 0.19751 | 0 | 0 | 0
IL Climate ParentID 1583- CO2 Cap Annual v6.20 | 353 | 7771 | Rate Constraint in MTons | FALSE | L | Annual | Qualifying Generation | TWh | 0 | 0 | 0.30094 | 0.19751 | 0 | 0 | 0
IL Climate ParentID 1583- CO2 Cap Annual v6.20 | 353 | 7771 | Rate Constraint in MTons | FALSE | L | Annual | Rate | lb/MWh | 0 | 0 | 858.7818 | 858.7818 | 0 | 0 | 0
IL Climate ParentID 1583- CO2 Cap Annual v6.20 | 353 | 7771 | Rate Constraint in MTons | FALSE | L | Annual | Constraint Shadow Price | US2022$/Ton | 0 | 0 | 4.2192 | 0 | 0 | 0 | 0
IL Climate ParentID 1584- CO2 Cap Annual v6.20 | 354 | 7772 | Rate Constraint in MTons | FALSE | L | Annual | Seasons Included | Seasons | Winter, Spring, Summer, Fall | Winter, Spring, Summer, Fall | Winter, Spring, Summer, Fall | Winter, Spring, Summer, Fall | Winter, Spring, Summer, Fall | Winter, Spring, Summer, Fall | Winter, Spring, Summer, Fall
IL Climate ParentID 1584- CO2 Cap Annual v6.20 | 354 | 7772 | Rate Constraint in MTons | FALSE | L | Annual | Standard CO2 | Thousand Tons | NA | NA | 789.6032 | 789.6032 | 789.6032 | 789.6032 | 789.6032
IL Climate ParentID 1584- CO2 Cap Annual v6.20 | 354 | 7772 | Rate Constraint in MTons | FALSE | L | Annual | Emissions at Affected Plants CO2 | Thousand Tons | 0 | 0 | 656.9985 | 301.0839 | 0 | 0 | 0
IL Climate ParentID 1584- CO2 Cap Annual v6.20 | 354 | 7772 | Rate Constraint in MTons | FALSE | L | Annual | Allowances Purchased CO2 | Thousand Tons | 0 | 0 | 0 | 0 | 0 | 0 | 0
IL Climate ParentID 1584- CO2 Cap Annual v6.20 | 354 | 7772 | Rate Constraint in MTons | FALSE | L | Annual | Allowances Sold CO2 | Thousand Tons | 0 | 0 | 0 | 0 | 0 | 0 | 0
IL Climate ParentID 1584- CO2 Cap Annual v6.20 | 354 | 7772 | Rate Constraint in MTons | FALSE | L | Annual | Allowances Banked | Thousand Tons | 0 | 0 | 0 | 0 | 0 | 0 | 0
IL Climate ParentID 1584- CO2 Cap Annual v6.20 | 354 | 7772 | Rate Constraint in MTons | FALSE | L | Annual | Allowances Withdrawn (1:1) | Thousand Tons | 0 | 0 | 0 | 0 | 0 | 0 | 0
IL Climate ParentID 1584- CO2 Cap Annual v6.20 | 354 | 7772 | Rate Constraint in MTons | FALSE | L | Annual | Allowances Withdrawn (1:n) | Thousand Tons | 0 | 0 | 0 | 0 | 0 | 0 | 0
IL Climate ParentID 1584- CO2 Cap Annual v6.20 | 354 | 7772 | Rate Constraint in MTons | FALSE | L | Annual | Total | Thousand Tons | 0 | 0 | 656.9985 | 301.0839 | 0 | 0 | 0
IL Climate ParentID 1584- CO2 Cap Annual v6.20 | 354 | 7772 | Rate Constraint in MTons | FALSE | L | Annual | Fuel Consumed | TBtu | 0 | 0 | 11.2231 | 5.1432 | 0 | 0 | 0
IL Climate ParentID 1584- CO2 Cap Annual v6.20 | 354 | 7772 | Rate Constraint in MTons | FALSE | L | Annual | Rate | lb/MMBtu | 0 | 0 | 117.08 | 117.08 | 0 | 0 | 0
IL Climate ParentID 1584- CO2 Cap Annual v6.20 | 354 | 7772 | Rate Constraint in MTons | FALSE | L | Annual | Generation | TWh | 0 | 0 | 1.5307 | 0.70148 | 0 | 0 | 0
IL Climate ParentID 1584- CO2 Cap Annual v6.20 | 354 | 7772 | Rate Constraint in MTons | FALSE | L | Annual | Qualifying Generation | TWh | 0 | 0 | 1.5307 | 0.70148 | 0 | 0 | 0
IL Climate ParentID 1584- CO2 Cap Annual v6.20 | 354 | 7772 | Rate Constraint in MTons | FALSE | L | Annual | Rate | lb/MWh | 0 | 0 | 858.4306 | 858.4306 | 0 | 0 | 0
IL Climate ParentID 1584- CO2 Cap Annual v6.20 | 354 | 7772 | Rate Constraint in MTons | FALSE | L | Annual | Constraint Shadow Price | US2022$/Ton | 0 | 0 | 0 | 0 | 0 | 0 | 0
IL Climate ParentID 1585- CO2 Cap Annual v6.20 | 355 | 7773 | Rate Constraint in MTons | FALSE | L | Annual | Seasons Included | Seasons | Winter, Spring, Summer, Fall | Winter, Spring, Summer, Fall | Winter, Spring, Summer, Fall | Winter, Spring, Summer, Fall | Winter, Spring, Summer, Fall | Winter, Spring, Summer, Fall | Winter, Spring, Summer, Fall
IL Climate ParentID 1585- CO2 Cap Annual v6.20 | 355 | 7773 | Rate Constraint in MTons | FALSE | L | Annual | Standard CO2 | Thousand Tons | NA | NA | 122.4545 | 122.4545 | 122.4545 | 122.4545 | 122.4545
IL Climate ParentID 1585- CO2 Cap Annual v6.20 | 355 | 7773 | Rate Constraint in MTons | FALSE | L | Annual | Emissions at Affected Plants CO2 | Thousand Tons | 0 | 0 | 122.4545 | 122.4545 | 0 | 0 | 0
IL Climate ParentID 1585- CO2 Cap Annual v6.20 | 355 | 7773 | Rate Constraint in MTons | FALSE | L | Annual | Allowances Purchased CO2 | Thousand Tons | 0 | 0 | 0 | 0 | 0 | 0 | 0
IL Climate ParentID 1585- CO2 Cap Annual v6.20 | 355 | 7773 | Rate Constraint in MTons | FALSE | L | Annual | Allowances Sold CO2 | Thousand Tons | 0 | 0 | 0 | 0 | 0 | 0 | 0
IL Climate ParentID 1585- CO2 Cap Annual v6.20 | 355 | 7773 | Rate Constraint in MTons | FALSE | L | Annual | Allowances Banked | Thousand Tons | 0 | 0 | 0 | 0 | 0 | 0 | 0
IL Climate ParentID 1585- CO2 Cap Annual v6.20 | 355 | 7773 | Rate Constraint in MTons | FALSE | L | Annual | Allowances Withdrawn (1:1) | Thousand Tons | 0 | 0 | 0 | 0 | 0 | 0 | 0
IL Climate ParentID 1585- CO2 Cap Annual v6.20 | 355 | 7773 | Rate Constraint in MTons | FALSE | L | Annual | Allowances Withdrawn (1:n) | Thousand Tons | 0 | 0 | 0 | 0 | 0 | 0 | 0
IL Climate ParentID 1585- CO2 Cap Annual v6.20 | 355 | 7773 | Rate Constraint in MTons | FALSE | L | Annual | Total | Thousand Tons | 0 | 0 | 122.4545 | 122.4545 | 0 | 0 | 0
IL Climate ParentID 1585- CO2 Cap Annual v6.20 | 355 | 7773 | Rate Constraint in MTons | FALSE | L | Annual | Fuel Consumed | TBtu | 0 | 0 | 2.0918 | 2.0918 | 0 | 0 | 0
IL Climate ParentID 1585- CO2 Cap Annual v6.20 | 355 | 7773 | Rate Constraint in MTons | FALSE | L | Annual | Rate | lb/MMBtu | 0 | 0 | 117.08 | 117.08 | 0 | 0 | 0
IL Climate ParentID 1585- CO2 Cap Annual v6.20 | 355 | 7773 | Rate Constraint in MTons | FALSE | L | Annual | Generation | TWh | 0 | 0 | 0.28518 | 0.28518 | 0 | 0 | 0
IL Climate ParentID 1585- CO2 Cap Annual v6.20 | 355 | 7773 | Rate Constraint in MTons | FALSE | L | Annual | Qualifying Generation | TWh | 0 | 0 | 0.28518 | 0.28518 | 0 | 0 | 0
IL Climate ParentID 1585- CO2 Cap Annual v6.20 | 355 | 7773 | Rate Constraint in MTons | FALSE | L | Annual | Rate | lb/MWh | 0 | 0 | 858.7818 | 858.7818 | 0 | 0 | 0
IL Climate ParentID 1585- CO2 Cap Annual v6.20 | 355 | 7773 | Rate Constraint in MTons | FALSE | L | Annual | Constraint Shadow Price | US2022$/Ton | 0 | 0 | 12.6494 | 2.3584 | 0 | 0 | 0
IL Climate ParentID 1586- CO2 Cap Annual v6.20 | 356 | 7774 | Rate Constraint in MTons | FALSE | L | Annual | Seasons Included | Seasons | Winter, Spring, Summer, Fall | Winter, Spring, Summer, Fall | Winter, Spring, Summer, Fall | Winter, Spring, Summer, Fall | Winter, Spring, Summer, Fall | Winter, Spring, Summer, Fall | Winter, Spring, Summer, Fall
IL Climate ParentID 1586- CO2 Cap Annual v6.20 | 356 | 7774 | Rate Constraint in MTons | FALSE | L | Annual | Standard CO2 | Thousand Tons | NA | NA | 1517.1052 | 1517.1052 | 1517.1052 | 1517.1052 | 1517.1052
IL Climate ParentID 1586- CO2 Cap Annual v6.20 | 356 | 7774 | Rate Constraint in MTons | FALSE | L | Annual | Emissions at Affected Plants CO2 | Thousand Tons | 0 | 0 | 1204.8182 | 351.9676 | 0 | 0 | 0
IL Climate ParentID 1586- CO2 Cap Annual v6.20 | 356 | 7774 | Rate Constraint in MTons | FALSE | L | Annual | Allowances Purchased CO2 | Thousand Tons | 0 | 0 | 0 | 0 | 0 | 0 | 0
IL Climate ParentID 1586- CO2 Cap Annual v6.20 | 356 | 7774 | Rate Constraint in MTons | FALSE | L | Annual | Allowances Sold CO2 | Thousand Tons | 0 | 0 | 0 | 0 | 0 | 0 | 0
IL Climate ParentID 1586- CO2 Cap Annual v6.20 | 356 | 7774 | Rate Constraint in MTons | FALSE | L | Annual | Allowances Banked | Thousand Tons | 0 | 0 | 0 | 0 | 0 | 0 | 0
IL Climate ParentID 1586- CO2 Cap Annual v6.20 | 356 | 7774 | Rate Constraint in MTons | FALSE | L | Annual | Allowances Withdrawn (1:1) | Thousand Tons | 0 | 0 | 0 | 0 | 0 | 0 | 0
IL Climate ParentID 1586- CO2 Cap Annual v6.20 | 356 | 7774 | Rate Constraint in MTons | FALSE | L | Annual | Allowances Withdrawn (1:n) | Thousand Tons | 0 | 0 | 0 | 0 | 0 | 0 | 0
IL Climate ParentID 1586- CO2 Cap Annual v6.20 | 356 | 7774 | Rate Constraint in MTons | FALSE | L | Annual | Total | Thousand Tons | 0 | 0 | 1204.8182 | 351.9676 | 0 | 0 | 0
IL Climate ParentID 1586- CO2 Cap Annual v6.20 | 356 | 7774 | Rate Constraint in MTons | FALSE | L | Annual | Fuel Consumed | TBtu | 0 | 0 | 20.5811 | 6.0124 | 0 | 0 | 0
IL Climate ParentID 1586- CO2 Cap Annual v6.20 | 356 | 7774 | Rate Constraint in MTons | FALSE | L | Annual | Rate | lb/MMBtu | 0 | 0 | 117.08 | 117.08 | 0 | 0 | 0
IL Climate ParentID 1586- CO2 Cap Annual v6.20 | 356 | 7774 | Rate Constraint in MTons | FALSE | L | Annual | Generation | TWh | 0 | 0 | 2.7325 | 0.79825 | 0 | 0 | 0
IL Climate ParentID 1586- CO2 Cap Annual v6.20 | 356 | 7774 | Rate Constraint in MTons | FALSE | L | Annual | Qualifying Generation | TWh | 0 | 0 | 2.7325 | 0.79825 | 0 | 0 | 0
IL Climate ParentID 1586- CO2 Cap Annual v6.20 | 356 | 7774 | Rate Constraint in MTons | FALSE | L | Annual | Rate | lb/MWh | 0 | 0 | 881.8466 | 881.8466 | 0 | 0 | 0
IL Climate ParentID 1586- CO2 Cap Annual v6.20 | 356 | 7774 | Rate Constraint in MTons | FALSE | L | Annual | Constraint Shadow Price | US2022$/Ton | 0 | 0 | 0 | 0 | 0 | 0 | 0
IL Climate ParentID 1706- CO2 Cap Annual v6.20 | 357 | 7775 | Rate Constraint in MTons | FALSE | L | Annual | Seasons Included | Seasons | Winter, Spring, Summer, Fall | Winter, Spring, Summer, Fall | Winter, Spring, Summer, Fall | Winter, Spring, Summer, Fall | Winter, Spring, Summer, Fall | Winter, Spring, Summer, Fall | Winter, Spring, Summer, Fall
IL Climate ParentID 1706- CO2 Cap Annual v6.20 | 357 | 7775 | Rate Constraint in MTons | FALSE | L | Annual | Standard CO2 | Thousand Tons | NA | NA | 336.292 | 336.292 | 336.292 | 336.292 | 336.292
IL Climate ParentID 1706- CO2 Cap Annual v6.20 | 357 | 7775 | Rate Constraint in MTons | FALSE | L | Annual | Emissions at Affected Plants CO2 | Thousand Tons | 0 | 0 | 336.292 | 122.9742 | 0 | 0 | 0
IL Climate ParentID 1706- CO2 Cap Annual v6.20 | 357 | 7775 | Rate Constraint in MTons | FALSE | L | Annual | Allowances Purchased CO2 | Thousand Tons | 0 | 0 | 0 | 0 | 0 | 0 | 0
IL Climate ParentID 1706- CO2 Cap Annual v6.20 | 357 | 7775 | Rate Constraint in MTons | FALSE | L | Annual | Allowances Sold CO2 | Thousand Tons | 0 | 0 | 0 | 0 | 0 | 0 | 0
IL Climate ParentID 1706- CO2 Cap Annual v6.20 | 357 | 7775 | Rate Constraint in MTons | FALSE | L | Annual | Allowances Banked | Thousand Tons | 0 | 0 | 0 | 0 | 0 | 0 | 0
IL Climate ParentID 1706- CO2 Cap Annual v6.20 | 357 | 7775 | Rate Constraint in MTons | FALSE | L | Annual | Allowances Withdrawn (1:1) | Thousand Tons | 0 | 0 | 0 | 0 | 0 | 0 | 0
IL Climate ParentID 1706- CO2 Cap Annual v6.20 | 357 | 7775 | Rate Constraint in MTons | FALSE | L | Annual | Allowances Withdrawn (1:n) | Thousand Tons | 0 | 0 | 0 | 0 | 0 | 0 | 0
IL Climate ParentID 1706- CO2 Cap Annual v6.20 | 357 | 7775 | Rate Constraint in MTons | FALSE | L | Annual | Total | Thousand Tons | 0 | 0 | 336.292 | 122.9742 | 0 | 0 | 0
IL Climate ParentID 1706- CO2 Cap Annual v6.20 | 357 | 7775 | Rate Constraint in MTons | FALSE | L | Annual | Fuel Consumed | TBtu | 0 | 0 | 5.7447 | 2.1007 | 0 | 0 | 0
IL Climate ParentID 1706- CO2 Cap Annual v6.20 | 357 | 7775 | Rate Constraint in MTons | FALSE | L | Annual | Rate | lb/MMBtu | 0 | 0 | 117.08 | 117.08 | 0 | 0 | 0
IL Climate ParentID 1706- CO2 Cap Annual v6.20 | 357 | 7775 | Rate Constraint in MTons | FALSE | L | Annual | Generation | TWh | 0 | 0 | 0.74761 | 0.27338 | 0 | 0 | 0
IL Climate ParentID 1706- CO2 Cap Annual v6.20 | 357 | 7775 | Rate Constraint in MTons | FALSE | L | Annual | Qualifying Generation | TWh | 0 | 0 | 0.74761 | 0.27338 | 0 | 0 | 0
IL Climate ParentID 1706- CO2 Cap Annual v6.20 | 357 | 7775 | Rate Constraint in MTons | FALSE | L | Annual | Rate | lb/MWh | 0 | 0 | 899.6427 | 899.6427 | 0 | 0 | 0
IL Climate ParentID 1706- CO2 Cap Annual v6.20 | 357 | 7775 | Rate Constraint in MTons | FALSE | L | Annual | Constraint Shadow Price | US2022$/Ton | 0 | 0 | 7.2504 | 0 | 0 | 0 | 0
IL Climate ParentID 2571- CO2 Cap Annual v6.20 | 358 | 7782 | Rate Constraint in MTons | FALSE | L | Annual | Seasons Included | Seasons | Winter, Spring, Summer, Fall | Winter, Spring, Summer, Fall | Winter, Spring, Summer, Fall | Winter, Spring, Summer, Fall | Winter, Spring, Summer, Fall | Winter, Spring, Summer, Fall | Winter, Spring, Summer, Fall
IL Climate ParentID 2571- CO2 Cap Annual v6.20 | 358 | 7782 | Rate Constraint in MTons | FALSE | L | Annual | Standard CO2 | Thousand Tons | NA | NA | 555.3467 | 555.3467 | 555.3467 | 555.3467 | 555.3467
IL Climate ParentID 2571- CO2 Cap Annual v6.20 | 358 | 7782 | Rate Constraint in MTons | FALSE | L | Annual | Emissions at Affected Plants CO2 | Thousand Tons | 0 | 0 | 159.7145 | 159.7145 | 0 | 0 | 0
IL Climate ParentID 2571- CO2 Cap Annual v6.20 | 358 | 7782 | Rate Constraint in MTons | FALSE | L | Annual | Allowances Purchased CO2 | Thousand Tons | 0 | 0 | 0 | 0 | 0 | 0 | 0
IL Climate ParentID 2571- CO2 Cap Annual v6.20 | 358 | 7782 | Rate Constraint in MTons | FALSE | L | Annual | Allowances Sold CO2 | Thousand Tons | 0 | 0 | 0 | 0 | 0 | 0 | 0
IL Climate ParentID 2571- CO2 Cap Annual v6.20 | 358 | 7782 | Rate Constraint in MTons | FALSE | L | Annual | Allowances Banked | Thousand Tons | 0 | 0 | 0 | 0 | 0 | 0 | 0
IL Climate ParentID 2571- CO2 Cap Annual v6.20 | 358 | 7782 | Rate Constraint in MTons | FALSE | L | Annual | Allowances Withdrawn (1:1) | Thousand Tons | 0 | 0 | 0 | 0 | 0 | 0 | 0
IL Climate ParentID 2571- CO2 Cap Annual v6.20 | 358 | 7782 | Rate Constraint in MTons | FALSE | L | Annual | Allowances Withdrawn (1:n) | Thousand Tons | 0 | 0 | 0 | 0 | 0 | 0 | 0
IL Climate ParentID 2571- CO2 Cap Annual v6.20 | 358 | 7782 | Rate Constraint in MTons | FALSE | L | Annual | Total | Thousand Tons | 0 | 0 | 159.7145 | 159.7145 | 0 | 0 | 0
IL Climate ParentID 2571- CO2 Cap Annual v6.20 | 358 | 7782 | Rate Constraint in MTons | FALSE | L | Annual | Fuel Consumed | TBtu | 0 | 0 | 15.5013 | 15.5013 | 0 | 0 | 0
IL Climate ParentID 2571- CO2 Cap Annual v6.20 | 358 | 7782 | Rate Constraint in MTons | FALSE | L | Annual | Rate | lb/MMBtu | 0 | 0 | 20.6066 | 20.6066 | 0 | 0 | 0
IL Climate ParentID 2571- CO2 Cap Annual v6.20 | 358 | 7782 | Rate Constraint in MTons | FALSE | L | Annual | Generation | TWh | 0 | 0 | 0.87838 | 0.87838 | 0 | 0 | 0
IL Climate ParentID 2571- CO2 Cap Annual v6.20 | 358 | 7782 | Rate Constraint in MTons | FALSE | L | Annual | Qualifying Generation | TWh | 0 | 0 | 0.87838 | 0.87838 | 0 | 0 | 0
IL Climate ParentID 2571- CO2 Cap Annual v6.20 | 358 | 7782 | Rate Constraint in MTons | FALSE | L | Annual | Rate | lb/MWh | 0 | 0 | 363.6585 | 363.6585 | 0 | 0 | 0
IL Climate ParentID 2571- CO2 Cap Annual v6.20 | 358 | 7782 | Rate Constraint in MTons | FALSE | L | Annual | Constraint Shadow Price | US2022$/Ton | 0 | 0 | 0 | 0 | 0 | 0 | 0
IL Climate ParentID 311- CO2 Cap Annual v6.20 | 359 | 7744 | Rate Constraint in MTons | FALSE | L | Annual | Seasons Included | Seasons | Winter, Spring, Summer, Fall | Winter, Spring, Summer, Fall | Winter, Spring, Summer, Fall | Winter, Spring, Summer, Fall | Winter, Spring, Summer, Fall | Winter, Spring, Summer, Fall | Winter, Spring, Summer, Fall
IL Climate ParentID 311- CO2 Cap Annual v6.20 | 359 | 7744 | Rate Constraint in MTons | FALSE | L | Annual | Standard CO2 | Thousand Tons | NA | NA | 194.7601 | 194.7601 | 194.7601 | 194.7601 | 194.7601
IL Climate ParentID 311- CO2 Cap Annual v6.20 | 359 | 7744 | Rate Constraint in MTons | FALSE | L | Annual | Emissions at Affected Plants CO2 | Thousand Tons | 0 | 0 | 9.8661 | 0.28424 | 0 | 0 | 0
IL Climate ParentID 311- CO2 Cap Annual v6.20 | 359 | 7744 | Rate Constraint in MTons | FALSE | L | Annual | Allowances Purchased CO2 | Thousand Tons | 0 | 0 | 0 | 0 | 0 | 0 | 0
IL Climate ParentID 311- CO2 Cap Annual v6.20 | 359 | 7744 | Rate Constraint in MTons | FALSE | L | Annual | Allowances Sold CO2 | Thousand Tons | 0 | 0 | 0 | 0 | 0 | 0 | 0
IL Climate ParentID 311- CO2 Cap Annual v6.20 | 359 | 7744 | Rate Constraint in MTons | FALSE | L | Annual | Allowances Banked | Thousand Tons | 0 | 0 | 0 | 0 | 0 | 0 | 0
IL Climate ParentID 311- CO2 Cap Annual v6.20 | 359 | 7744 | Rate Constraint in MTons | FALSE | L | Annual | Allowances Withdrawn (1:1) | Thousand Tons | 0 | 0 | 0 | 0 | 0 | 0 | 0
IL Climate ParentID 311- CO2 Cap Annual v6.20 | 359 | 7744 | Rate Constraint in MTons | FALSE | L | Annual | Allowances Withdrawn (1:n) | Thousand Tons | 0 | 0 | 0 | 0 | 0 | 0 | 0
IL Climate ParentID 311- CO2 Cap Annual v6.20 | 359 | 7744 | Rate Constraint in MTons | FALSE | L | Annual | Total | Thousand Tons | 0 | 0 | 9.8661 | 0.28424 | 0 | 0 | 0
IL Climate ParentID 311- CO2 Cap Annual v6.20 | 359 | 7744 | Rate Constraint in MTons | FALSE | L | Annual | Fuel Consumed | TBtu | 0 | 0 | 0.16854 | 0.0048554 | 0 | 0 | 0
IL Climate ParentID 311- CO2 Cap Annual v6.20 | 359 | 7744 | Rate Constraint in MTons | FALSE | L | Annual | Rate | lb/MMBtu | 0 | 0 | 117.08 | 117.08 | 0 | 0 | 0
IL Climate ParentID 311- CO2 Cap Annual v6.20 | 359 | 7744 | Rate Constraint in MTons | FALSE | L | Annual | Generation | TWh | 0 | 0 | 0.015685 | 0.00045188 | 0 | 0 | 0
IL Climate ParentID 311- CO2 Cap Annual v6.20 | 359 | 7744 | Rate Constraint in MTons | FALSE | L | Annual | Qualifying Generation | TWh | 0 | 0 | 0.015685 | 0.00045188 | 0 | 0 | 0
IL Climate ParentID 311- CO2 Cap Annual v6.20 | 359 | 7744 | Rate Constraint in MTons | FALSE | L | Annual | Rate | lb/MWh | 0 | 0 | 1258.0246 | 1258.0246 | 0 | 0 | 0
IL Climate ParentID 311- CO2 Cap Annual v6.20 | 359 | 7744 | Rate Constraint in MTons | FALSE | L | Annual | Constraint Shadow Price | US2022$/Ton | 0 | 0 | 0 | 0 | 0 | 0 | 0
IL Climate ParentID 321- CO2 Cap Annual v6.20 | 360 | 7746 | Rate Constraint in MTons | FALSE | L | Annual | Seasons Included | Seasons | Winter, Spring, Summer, Fall | Winter, Spring, Summer, Fall | Winter, Spring, Summer, Fall | Winter, Spring, Summer, Fall | Winter, Spring, Summer, Fall | Winter, Spring, Summer, Fall | Winter, Spring, Summer, Fall
IL Climate ParentID 321- CO2 Cap Annual v6.20 | 360 | 7746 | Rate Constraint in MTons | FALSE | L | Annual | Standard CO2 | Thousand Tons | NA | NA | 212.9442 | 212.9442 | 212.9442 | 212.9442 | 212.9442
IL Climate ParentID 321- CO2 Cap Annual v6.20 | 360 | 7746 | Rate Constraint in MTons | FALSE | L | Annual | Emissions at Affected Plants CO2 | Thousand Tons | 0 | 0 | 24.7423 | 0.50989 | 0 | 0 | 0
IL Climate ParentID 321- CO2 Cap Annual v6.20 | 360 | 7746 | Rate Constraint in MTons | FALSE | L | Annual | Allowances Purchased CO2 | Thousand Tons | 0 | 0 | 0 | 0 | 0 | 0 | 0
IL Climate ParentID 321- CO2 Cap Annual v6.20 | 360 | 7746 | Rate Constraint in MTons | FALSE | L | Annual | Allowances Sold CO2 | Thousand Tons | 0 | 0 | 0 | 0 | 0 | 0 | 0
IL Climate ParentID 321- CO2 Cap Annual v6.20 | 360 | 7746 | Rate Constraint in MTons | FALSE | L | Annual | Allowances Banked | Thousand Tons | 0 | 0 | 0 | 0 | 0 | 0 | 0
IL Climate ParentID 321- CO2 Cap Annual v6.20 | 360 | 7746 | Rate Constraint in MTons | FALSE | L | Annual | Allowances Withdrawn (1:1) | Thousand Tons | 0 | 0 | 0 | 0 | 0 | 0 | 0
IL Climate ParentID 321- CO2 Cap Annual v6.20 | 360 | 7746 | Rate Constraint in MTons | FALSE | L | Annual | Allowances Withdrawn (1:n) | Thousand Tons | 0 | 0 | 0 | 0 | 0 | 0 | 0
IL Climate ParentID 321- CO2 Cap Annual v6.20 | 360 | 7746 | Rate Constraint in MTons | FALSE | L | Annual | Total | Thousand Tons | 0 | 0 | 24.7423 | 0.50989 | 0 | 0 | 0
IL Climate ParentID 321- CO2 Cap Annual v6.20 | 360 | 7746 | Rate Constraint in MTons | FALSE | L | Annual | Fuel Consumed | TBtu | 0 | 0 | 0.42266 | 0.0087101 | 0 | 0 | 0
IL Climate ParentID 321- CO2 Cap Annual v6.20 | 360 | 7746 | Rate Constraint in MTons | FALSE | L | Annual | Rate | lb/MMBtu | 0 | 0 | 117.08 | 117.08 | 0 | 0 | 0
IL Climate ParentID 321- CO2 Cap Annual v6.20 | 360 | 7746 | Rate Constraint in MTons | FALSE | L | Annual | Generation | TWh | 0 | 0 | 0.03917 | 0.00080693 | 0 | 0 | 0
IL Climate ParentID 321- CO2 Cap Annual v6.20 | 360 | 7746 | Rate Constraint in MTons | FALSE | L | Annual | Qualifying Generation | TWh | 0 | 0 | 0.03917 | 0.00080693 | 0 | 0 | 0
IL Climate ParentID 321- CO2 Cap Annual v6.20 | 360 | 7746 | Rate Constraint in MTons | FALSE | L | Annual | Rate | lb/MWh | 0 | 0 | 1263.3363 | 1263.7758 | 0 | 0 | 0
IL Climate ParentID 321- CO2 Cap Annual v6.20 | 360 | 7746 | Rate Constraint in MTons | FALSE | L | Annual | Constraint Shadow Price | US2022$/Ton | 0 | 0 | 0 | 0 | 0 | 0 | 0
IL Climate ParentID 322- CO2 Cap Annual v6.20 | 361 | 7747 | Rate Constraint in MTons | FALSE | L | Annual | Seasons Included | Seasons | Winter, Spring, Summer, Fall | Winter, Spring, Summer, Fall | Winter, Spring, Summer, Fall | Winter, Spring, Summer, Fall | Winter, Spring, Summer, Fall | Winter, Spring, Summer, Fall | Winter, Spring, Summer, Fall
IL Climate ParentID 322- CO2 Cap Annual v6.20 | 361 | 7747 | Rate Constraint in MTons | FALSE | L | Annual | Standard CO2 | Thousand Tons | NA | NA | 4.4657 | 4.4657 | 4.4657 | 4.4657 | 4.4657
IL Climate ParentID 322- CO2 Cap Annual v6.20 | 361 | 7747 | Rate Constraint in MTons | FALSE | L | Annual | Emissions at Affected Plants CO2 | Thousand Tons | 0 | 0 | 4.4657 | 1.5404 | 0 | 0 | 0
IL Climate ParentID 322- CO2 Cap Annual v6.20 | 361 | 7747 | Rate Constraint in MTons | FALSE | L | Annual | Allowances Purchased CO2 | Thousand Tons | 0 | 0 | 0 | 0 | 0 | 0 | 0
IL Climate ParentID 322- CO2 Cap Annual v6.20 | 361 | 7747 | Rate Constraint in MTons | FALSE | L | Annual | Allowances Sold CO2 | Thousand Tons | 0 | 0 | 0 | 0 | 0 | 0 | 0
IL Climate ParentID 322- CO2 Cap Annual v6.20 | 361 | 7747 | Rate Constraint in MTons | FALSE | L | Annual | Allowances Banked | Thousand Tons | 0 | 0 | 0 | 0 | 0 | 0 | 0
IL Climate ParentID 322- CO2 Cap Annual v6.20 | 361 | 7747 | Rate Constraint in MTons | FALSE | L | Annual | Allowances Withdrawn (1:1) | Thousand Tons | 0 | 0 | 0 | 0 | 0 | 0 | 0
IL Climate ParentID 322- CO2 Cap Annual v6.20 | 361 | 7747 | Rate Constraint in MTons | FALSE | L | Annual | Allowances Withdrawn (1:n) | Thousand Tons | 0 | 0 | 0 | 0 | 0 | 0 | 0
IL Climate ParentID 322- CO2 Cap Annual v6.20 | 361 | 7747 | Rate Constraint in MTons | FALSE | L | Annual | Total | Thousand Tons | 0 | 0 | 4.4657 | 1.5404 | 0 | 0 | 0
IL Climate ParentID 322- CO2 Cap Annual v6.20 | 361 | 7747 | Rate Constraint in MTons | FALSE | L | Annual | Fuel Consumed | TBtu | 0 | 0 | 0.076284 | 0.026313 | 0 | 0 | 0
IL Climate ParentID 322- CO2 Cap Annual v6.20 | 361 | 7747 | Rate Constraint in MTons | FALSE | L | Annual | Rate | lb/MMBtu | 0 | 0 | 117.08 | 117.08 | 0 | 0 | 0
IL Climate ParentID 322- CO2 Cap Annual v6.20 | 361 | 7747 | Rate Constraint in MTons | FALSE | L | Annual | Generation | TWh | 0 | 0 | 0.0070995 | 0.0024489 | 0 | 0 | 0
IL Climate ParentID 322- CO2 Cap Annual v6.20 | 361 | 7747 | Rate Constraint in MTons | FALSE | L | Annual | Qualifying Generation | TWh | 0 | 0 | 0.0070995 | 0.0024489 | 0 | 0 | 0
IL Climate ParentID 322- CO2 Cap Annual v6.20 | 361 | 7747 | Rate Constraint in MTons | FALSE | L | Annual | Rate | lb/MWh | 0 | 0 | 1258.0246 | 1258.0246 | 0 | 0 | 0
IL Climate ParentID 322- CO2 Cap Annual v6.20 | 361 | 7747 | Rate Constraint in MTons | FALSE | L | Annual | Constraint Shadow Price | US2022$/Ton | 0 | 0 | 1.0016 | 0 | 0 | 0 | 0
IL Climate ParentID 323- CO2 Cap Annual v6.20 | 362 | 7748 | Rate Constraint in MTons | FALSE | L | Annual | Seasons Included | Seasons | Winter, Spring, Summer, Fall | Winter, Spring, Summer, Fall | Winter, Spring, Summer, Fall | Winter, Spring, Summer, Fall | Winter, Spring, Summer, Fall | Winter, Spring, Summer, Fall | Winter, Spring, Summer, Fall
IL Climate ParentID 323- CO2 Cap Annual v6.20 | 362 | 7748 | Rate Constraint in MTons | FALSE | L | Annual | Standard CO2 | Thousand Tons | NA | NA | 48.0539 | 48.0539 | 48.0539 | 48.0539 | 48.0539
IL Climate ParentID 323- CO2 Cap Annual v6.20 | 362 | 7748 | Rate Constraint in MTons | FALSE | L | Annual | Emissions at Affected Plants CO2 | Thousand Tons | 0 | 0 | 3.927 | 0.19622 | 0 | 0 | 0
IL Climate ParentID 323- CO2 Cap Annual v6.20 | 362 | 7748 | Rate Constraint in MTons | FALSE | L | Annual | Allowances Purchased CO2 | Thousand Tons | 0 | 0 | 0 | 0 | 0 | 0 | 0
IL Climate ParentID 323- CO2 Cap Annual v6.20 | 362 | 7748 | Rate Constraint in MTons | FALSE | L | Annual | Allowances Sold CO2 | Thousand Tons | 0 | 0 | 0 | 0 | 0 | 0 | 0
IL Climate ParentID 323- CO2 Cap Annual v6.20 | 362 | 7748 | Rate Constraint in MTons | FALSE | L | Annual | Allowances Banked | Thousand Tons | 0 | 0 | 0 | 0 | 0 | 0 | 0
IL Climate ParentID 323- CO2 Cap Annual v6.20 | 362 | 7748 | Rate Constraint in MTons | FALSE | L | Annual | Allowances Withdrawn (1:1) | Thousand Tons | 0 | 0 | 0 | 0 | 0 | 0 | 0
IL Climate ParentID 323- CO2 Cap Annual v6.20 | 362 | 7748 | Rate Constraint in MTons | FALSE | L | Annual | Allowances Withdrawn (1:n) | Thousand Tons | 0 | 0 | 0 | 0 | 0 | 0 | 0
IL Climate ParentID 323- CO2 Cap Annual v6.20 | 362 | 7748 | Rate Constraint in MTons | FALSE | L | Annual | Total | Thousand Tons | 0 | 0 | 3.927 | 0.19622 | 0 | 0 | 0
IL Climate ParentID 323- CO2 Cap Annual v6.20 | 362 | 7748 | Rate Constraint in MTons | FALSE | L | Annual | Fuel Consumed | TBtu | 0 | 0 | 0.067082 | 0.003352 | 0 | 0 | 0
IL Climate ParentID 323- CO2 Cap Annual v6.20 | 362 | 7748 | Rate Constraint in MTons | FALSE | L | Annual | Rate | lb/MMBtu | 0 | 0 | 117.08 | 117.08 | 0 | 0 | 0
IL Climate ParentID 323- CO2 Cap Annual v6.20 | 362 | 7748 | Rate Constraint in MTons | FALSE | L | Annual | Generation | TWh | 0 | 0 | 0.006107 | 0.00030516 | 0 | 0 | 0
IL Climate ParentID 323- CO2 Cap Annual v6.20 | 362 | 7748 | Rate Constraint in MTons | FALSE | L | Annual | Qualifying Generation | TWh | 0 | 0 | 0.006107 | 0.00030516 | 0 | 0 | 0
IL Climate ParentID 323- CO2 Cap Annual v6.20 | 362 | 7748 | Rate Constraint in MTons | FALSE | L | Annual | Rate | lb/MWh | 0 | 0 | 1286.0622 | 1286.0648 | 0 | 0 | 0
IL Climate ParentID 323- CO2 Cap Annual v6.20 | 362 | 7748 | Rate Constraint in MTons | FALSE | L | Annual | Constraint Shadow Price | US2022$/Ton | 0 | 0 | 0 | 0 | 0 | 0 | 0
IL Climate ParentID 324- CO2 Cap Annual v6.20 | 363 | 7749 | Rate Constraint in MTons | FALSE | L | Annual | Seasons Included | Seasons | Winter, Spring, Summer, Fall | Winter, Spring, Summer, Fall | Winter, Spring, Summer, Fall | Winter, Spring, Summer, Fall | Winter, Spring, Summer, Fall | Winter, Spring, Summer, Fall | Winter, Spring, Summer, Fall
IL Climate ParentID 324- CO2 Cap Annual v6.20 | 363 | 7749 | Rate Constraint in MTons | FALSE | L | Annual | Standard CO2 | Thousand Tons | NA | NA | 28.5974 | 28.5974 | 28.5974 | 28.5974 | 28.5974
IL Climate ParentID 324- CO2 Cap Annual v6.20 | 363 | 7749 | Rate Constraint in MTons | FALSE | L | Annual | Emissions at Affected Plants CO2 | Thousand Tons | 0 | 0 | 10.8647 | 2.1758 | 0 | 0 | 0
IL Climate ParentID 324- CO2 Cap Annual v6.20 | 363 | 7749 | Rate Constraint in MTons | FALSE | L | Annual | Allowances Purchased CO2 | Thousand Tons | 0 | 0 | 0 | 0 | 0 | 0 | 0
IL Climate ParentID 324- CO2 Cap Annual v6.20 | 363 | 7749 | Rate Constraint in MTons | FALSE | L | Annual | Allowances Sold CO2 | Thousand Tons | 0 | 0 | 0 | 0 | 0 | 0 | 0
IL Climate ParentID 324- CO2 Cap Annual v6.20 | 363 | 7749 | Rate Constraint in MTons | FALSE | L | Annual | Allowances Banked | Thousand Tons | 0 | 0 | 0 | 0 | 0 | 0 | 0
IL Climate ParentID 324- CO2 Cap Annual v6.20 | 363 | 7749 | Rate Constraint in MTons | FALSE | L | Annual | Allowances Withdrawn (1:1) | Thousand Tons | 0 | 0 | 0 | 0 | 0 | 0 | 0
IL Climate ParentID 324- CO2 Cap Annual v6.20 | 363 | 7749 | Rate Constraint in MTons | FALSE | L | Annual | Allowances Withdrawn (1:n) | Thousand Tons | 0 | 0 | 0 | 0 | 0 | 0 | 0
IL Climate ParentID 324- CO2 Cap Annual v6.20 | 363 | 7749 | Rate Constraint in MTons | FALSE | L | Annual | Total | Thousand Tons | 0 | 0 | 10.8647 | 2.1758 | 0 | 0 | 0
IL Climate ParentID 324- CO2 Cap Annual v6.20 | 363 | 7749 | Rate Constraint in MTons | FALSE | L | Annual | Fuel Consumed | TBtu | 0 | 0 | 0.1856 | 0.037167 | 0 | 0 | 0
IL Climate ParentID 324- CO2 Cap Annual v6.20 | 363 | 7749 | Rate Constraint in MTons | FALSE | L | Annual | Rate | lb/MMBtu | 0 | 0 | 117.08 | 117.08 | 0 | 0 | 0
IL Climate ParentID 324- CO2 Cap Annual v6.20 | 363 | 7749 | Rate Constraint in MTons | FALSE | L | Annual | Generation | TWh | 0 | 0 | 0.017273 | 0.003459 | 0 | 0 | 0
IL Climate ParentID 324- CO2 Cap Annual v6.20 | 363 | 7749 | Rate Constraint in MTons | FALSE | L | Annual | Qualifying Generation | TWh | 0 | 0 | 0.017273 | 0.003459 | 0 | 0 | 0
IL Climate ParentID 324- CO2 Cap Annual v6.20 | 363 | 7749 | Rate Constraint in MTons | FALSE | L | Annual | Rate | lb/MWh | 0 | 0 | 1258.0246 | 1258.0246 | 0 | 0 | 0
IL Climate ParentID 324- CO2 Cap Annual v6.20 | 363 | 7749 | Rate Constraint in MTons | FALSE | L | Annual | Constraint Shadow Price | US2022$/Ton | 0 | 0 | 0 | 0 | 0 | 0 | 0
IL Climate ParentID 325- CO2 Cap Annual v6.20 | 364 | 7750 | Rate Constraint in MTons | FALSE | L | Annual | Seasons Included | Seasons | Winter, Spring, Summer, Fall | Winter, Spring, Summer, Fall | Winter, Spring, Summer, Fall | Winter, Spring, Summer, Fall | Winter, Spring, Summer, Fall | Winter, Spring, Summer, Fall | Winter, Spring, Summer, Fall
IL Climate ParentID 325- CO2 Cap Annual v6.20 | 364 | 7750 | Rate Constraint in MTons | FALSE | L | Annual | Standard CO2 | Thousand Tons | NA | NA | 19.5472 | 19.5472 | 19.5472 | 19.5472 | 19.5472
IL Climate ParentID 325- CO2 Cap Annual v6.20 | 364 | 7750 | Rate Constraint in MTons | FALSE | L | Annual | Emissions at Affected Plants CO2 | Thousand Tons | 0 | 0 | 0.19988 | 0.19988 | 0 | 0 | 0
IL Climate ParentID 325- CO2 Cap Annual v6.20 | 364 | 7750 | Rate Constraint in MTons | FALSE | L | Annual | Allowances Purchased CO2 | Thousand Tons | 0 | 0 | 0 | 0 | 0 | 0 | 0
IL Climate ParentID 325- CO2 Cap Annual v6.20 | 364 | 7750 | Rate Constraint in MTons | FALSE | L | Annual | Allowances Sold CO2 | Thousand Tons | 0 | 0 | 0 | 0 | 0 | 0 | 0
IL Climate ParentID 325- CO2 Cap Annual v6.20 | 364 | 7750 | Rate Constraint in MTons | FALSE | L | Annual | Allowances Banked | Thousand Tons | 0 | 0 | 0 | 0 | 0 | 0 | 0
IL Climate ParentID 325- CO2 Cap Annual v6.20 | 364 | 7750 | Rate Constraint in MTons | FALSE | L | Annual | Allowances Withdrawn (1:1) | Thousand Tons | 0 | 0 | 0 | 0 | 0 | 0 | 0
IL Climate ParentID 325- CO2 Cap Annual v6.20 | 364 | 7750 | Rate Constraint in MTons | FALSE | L | Annual | Allowances Withdrawn (1:n) | Thousand Tons | 0 | 0 | 0 | 0 | 0 | 0 | 0
IL Climate ParentID 325- CO2 Cap Annual v6.20 | 364 | 7750 | Rate Constraint in MTons | FALSE | L | Annual | Total | Thousand Tons | 0 | 0 | 0.19988 | 0.19988 | 0 | 0 | 0
IL Climate ParentID 325- CO2 Cap Annual v6.20 | 364 | 7750 | Rate Constraint in MTons | FALSE | L | Annual | Fuel Consumed | TBtu | 0 | 0 | 0.0034144 | 0.0034144 | 0 | 0 | 0
IL Climate ParentID 325- CO2 Cap Annual v6.20 | 364 | 7750 | Rate Constraint in MTons | FALSE | L | Annual | Rate | lb/MMBtu | 0 | 0 | 117.08 | 117.08 | 0 | 0 | 0
IL Climate ParentID 325- CO2 Cap Annual v6.20 | 364 | 7750 | Rate Constraint in MTons | FALSE | L | Annual | Generation | TWh | 0 | 0 | 0.00028247 | 0.00028247 | 0 | 0 | 0
IL Climate ParentID 325- CO2 Cap Annual v6.20 | 364 | 7750 | Rate Constraint in MTons | FALSE | L | Annual | Qualifying Generation | TWh | 0 | 0 | 0.00028247 | 0.00028247 | 0 | 0 | 0
IL Climate ParentID 325- CO2 Cap Annual v6.20 | 364 | 7750 | Rate Constraint in MTons | FALSE | L | Annual | Rate | lb/MWh | 0 | 0 | 1415.2249 | 1415.2249 | 0 | 0 | 0
IL Climate ParentID 325- CO2 Cap Annual v6.20 | 364 | 7750 | Rate Constraint in MTons | FALSE | L | Annual | Constraint Shadow Price | US2022$/Ton | 0 | 0 | 0 | 0 | 0 | 0 | 0
IL Climate ParentID 326- CO2 Cap Annual v6.20 | 365 | 7751 | Rate Constraint in MTons | FALSE | L | Annual | Seasons Included | Seasons | Winter, Spring, Summer, Fall | Winter, Spring, Summer, Fall | Winter, Spring, Summer, Fall | Winter, Spring, Summer, Fall | Winter, Spring, Summer, Fall | Winter, Spring, Summer, Fall | Winter, Spring, Summer, Fall
IL Climate ParentID 326- CO2 Cap Annual v6.20 | 365 | 7751 | Rate Constraint in MTons | FALSE | L | Annual | Standard CO2 | Thousand Tons | NA | NA | 63.1947 | 63.1947 | 63.1947 | 63.1947 | 63.1947
IL Climate ParentID 326- CO2 Cap Annual v6.20 | 365 | 7751 | Rate Constraint in MTons | FALSE | L | Annual | Emissions at Affected Plants CO2 | Thousand Tons | 0 | 0 | 0.41959 | 0.41959 | 0 | 0 | 0
IL Climate ParentID 326- CO2 Cap Annual v6.20 | 365 | 7751 | Rate Constraint in MTons | FALSE | L | Annual | Allowances Purchased CO2 | Thousand Tons | 0 | 0 | 0 | 0 | 0 | 0 | 0
IL Climate ParentID 326- CO2 Cap Annual v6.20 | 365 | 7751 | Rate Constraint in MTons | FALSE | L | Annual | Allowances Sold CO2 | Thousand Tons | 0 | 0 | 0 | 0 | 0 | 0 | 0
IL Climate ParentID 326- CO2 Cap Annual v6.20 | 365 | 7751 | Rate Constraint in MTons | FALSE | L | Annual | Allowances Banked | Thousand Tons | 0 | 0 | 0 | 0 | 0 | 0 | 0
IL Climate ParentID 326- CO2 Cap Annual v6.20 | 365 | 7751 | Rate Constraint in MTons | FALSE | L | Annual | Allowances Withdrawn (1:1) | Thousand Tons | 0 | 0 | 0 | 0 | 0 | 0 | 0
IL Climate ParentID 326- CO2 Cap Annual v6.20 | 365 | 7751 | Rate Constraint in MTons | FALSE | L | Annual | Allowances Withdrawn (1:n) | Thousand Tons | 0 | 0 | 0 | 0 | 0 | 0 | 0
IL Climate ParentID 326- CO2 Cap Annual v6.20 | 365 | 7751 | Rate Constraint in MTons | FALSE | L | Annual | Total | Thousand Tons | 0 | 0 | 0.41959 | 0.41959 | 0 | 0 | 0
IL Climate ParentID 326- CO2 Cap Annual v6.20 | 365 | 7751 | Rate Constraint in MTons | FALSE | L | Annual | Fuel Consumed | TBtu | 0 | 0 | 0.0071676 | 0.0071676 | 0 | 0 | 0
IL Climate ParentID 326- CO2 Cap Annual v6.20 | 365 | 7751 | Rate Constraint in MTons | FALSE | L | Annual | Rate | lb/MMBtu | 0 | 0 | 117.08 | 117.08 | 0 | 0 | 0
IL Climate ParentID 326- CO2 Cap Annual v6.20 | 365 | 7751 | Rate Constraint in MTons | FALSE | L | Annual | Generation | TWh | 0 | 0 | 0.00056444 | 0.00056444 | 0 | 0 | 0
IL Climate ParentID 326- CO2 Cap Annual v6.20 | 365 | 7751 | Rate Constraint in MTons | FALSE | L | Annual | Qualifying Generation | TWh | 0 | 0 | 0.00056444 | 0.00056444 | 0 | 0 | 0
IL Climate ParentID 326- CO2 Cap Annual v6.20 | 365 | 7751 | Rate Constraint in MTons | FALSE | L | Annual | Rate | lb/MWh | 0 | 0 | 1486.7553 | 1486.7553 | 0 | 0 | 0
IL Climate ParentID 326- CO2 Cap Annual v6.20 | 365 | 7751 | Rate Constraint in MTons | FALSE | L | Annual | Constraint Shadow Price | US2022$/Ton | 0 | 0 | 0 | 0 | 0 | 0 | 0
IL Climate ParentID 328- CO2 Cap Annual v6.20 | 366 | 7753 | Rate Constraint in MTons | FALSE | L | Annual | Seasons Included | Seasons | Winter, Spring, Summer, Fall | Winter, Spring, Summer, Fall | Winter, Spring, Summer, Fall | Winter, Spring, Summer, Fall | Winter, Spring, Summer, Fall | Winter, Spring, Summer, Fall | Winter, Spring, Summer, Fall
IL Climate ParentID 328- CO2 Cap Annual v6.20 | 366 | 7753 | Rate Constraint in MTons | FALSE | L | Annual | Standard CO2 | Thousand Tons | NA | NA | 4.9553 | 4.9553 | 4.9553 | 4.9553 | 4.9553
IL Climate ParentID 328- CO2 Cap Annual v6.20 | 366 | 7753 | Rate Constraint in MTons | FALSE | L | Annual | Emissions at Affected Plants CO2 | Thousand Tons | 0 | 0 | 0.39099 | 0.39099 | 0 | 0 | 0
IL Climate ParentID 328- CO2 Cap Annual v6.20 | 366 | 7753 | Rate Constraint in MTons | FALSE | L | Annual | Allowances Purchased CO2 | Thousand Tons | 0 | 0 | 0 | 0 | 0 | 0 | 0
IL Climate ParentID 328- CO2 Cap Annual v6.20 | 366 | 7753 | Rate Constraint in MTons | FALSE | L | Annual | Allowances Sold CO2 | Thousand Tons | 0 | 0 | 0 | 0 | 0 | 0 | 0
IL Climate ParentID 328- CO2 Cap Annual v6.20 | 366 | 7753 | Rate Constraint in MTons | FALSE | L | Annual | Allowances Banked | Thousand Tons | 0 | 0 | 0 | 0 | 0 | 0 | 0
IL Climate ParentID 328- CO2 Cap Annual v6.20 | 366 | 7753 | Rate Constraint in MTons | FALSE | L | Annual | Allowances Withdrawn (1:1) | Thousand Tons | 0 | 0 | 0 | 0 | 0 | 0 | 0
IL Climate ParentID 328- CO2 Cap Annual v6.20 | 366 | 7753 | Rate Constraint in MTons | FALSE | L | Annual | Allowances Withdrawn (1:n) | Thousand Tons | 0 | 0 | 0 | 0 | 0 | 0 | 0
IL Climate ParentID 328- CO2 Cap Annual v6.20 | 366 | 7753 | Rate Constraint in MTons | FALSE | L | Annual | Total | Thousand Tons | 0 | 0 | 0.39099 | 0.39099 | 0 | 0 | 0
IL Climate ParentID 328- CO2 Cap Annual v6.20 | 366 | 7753 | Rate Constraint in MTons | FALSE | L | Annual | Fuel Consumed | TBtu | 0 | 0 | 0.0066791 | 0.0066791 | 0 | 0 | 0
IL Climate ParentID 328- CO2 Cap Annual v6.20 | 366 | 7753 | Rate Constraint in MTons | FALSE | L | Annual | Rate | lb/MMBtu | 0 | 0 | 117.08 | 117.08 | 0 | 0 | 0
IL Climate ParentID 328- CO2 Cap Annual v6.20 | 366 | 7753 | Rate Constraint in MTons | FALSE | L | Annual | Generation | TWh | 0 | 0 | 0.00051949 | 0.00051949 | 0 | 0 | 0
IL Climate ParentID 328- CO2 Cap Annual v6.20 | 366 | 7753 | Rate Constraint in MTons | FALSE | L | Annual | Qualifying Generation | TWh | 0 | 0 | 0.00051949 | 0.00051949 | 0 | 0 | 0
IL Climate ParentID 328- CO2 Cap Annual v6.20 | 366 | 7753 | Rate Constraint in MTons | FALSE | L | Annual | Rate | lb/MWh | 0 | 0 | 1505.2976 | 1505.2976 | 0 | 0 | 0
IL Climate ParentID 328- CO2 Cap Annual v6.20 | 366 | 7753 | Rate Constraint in MTons | FALSE | L | Annual | Constraint Shadow Price | US2022$/Ton | 0 | 0 | 0 | 0 | 0 | 0 | 0
IL Climate ParentID 329- CO2 Cap Annual v6.20 | 367 | 7754 | Rate Constraint in MTons | FALSE | L | Annual | Seasons Included | Seasons | Winter, Spring, Summer, Fall | Winter, Spring, Summer, Fall | Winter, Spring, Summer, Fall | Winter, Spring, Summer, Fall | Winter, Spring, Summer, Fall | Winter, Spring, Summer, Fall | Winter, Spring, Summer, Fall
IL Climate ParentID 329- CO2 Cap Annual v6.20 | 367 | 7754 | Rate Constraint in MTons | FALSE | L | Annual | Standard CO2 | Thousand Tons | NA | NA | 24.3959 | 24.3959 | 24.3959 | 24.3959 | 24.3959
IL Climate ParentID 329- CO2 Cap Annual v6.20 | 367 | 7754 | Rate Constraint in MTons | FALSE | L | Annual | Emissions at Affected Plants CO2 | Thousand Tons | 0 | 0 | 0.19136 | 0.19136 | 0 | 0 | 0
IL Climate ParentID 329- CO2 Cap Annual v6.20 | 367 | 7754 | Rate Constraint in MTons | FALSE | L | Annual | Allowances Purchased CO2 | Thousand Tons | 0 | 0 | 0 | 0 | 0 | 0 | 0
IL Climate ParentID 329- CO2 Cap Annual v6.20 | 367 | 7754 | Rate Constraint in MTons | FALSE | L | Annual | Allowances Sold CO2 | Thousand Tons | 0 | 0 | 0 | 0 | 0 | 0 | 0
IL Climate ParentID 329- CO2 Cap Annual v6.20 | 367 | 7754 | Rate Constraint in MTons | FALSE | L | Annual | Allowances Banked | Thousand Tons | 0 | 0 | 0 | 0 | 0 | 0 | 0
IL Climate ParentID 329- CO2 Cap Annual v6.20 | 367 | 7754 | Rate Constraint in MTons | FALSE | L | Annual | Allowances Withdrawn (1:1) | Thousand Tons | 0 | 0 | 0 | 0 | 0 | 0 | 0
IL Climate ParentID 329- CO2 Cap Annual v6.20 | 367 | 7754 | Rate Constraint in MTons | FALSE | L | Annual | Allowances Withdrawn (1:n) | Thousand Tons | 0 | 0 | 0 | 0 | 0 | 0 | 0
IL Climate ParentID 329- CO2 Cap Annual v6.20 | 367 | 7754 | Rate Constraint in MTons | FALSE | L | Annual | Total | Thousand Tons | 0 | 0 | 0.19136 | 0.19136 | 0 | 0 | 0
IL Climate ParentID 329- CO2 Cap Annual v6.20 | 367 | 7754 | Rate Constraint in MTons | FALSE | L | Annual | Fuel Consumed | TBtu | 0 | 0 | 0.0032688 | 0.0032688 | 0 | 0 | 0
IL Climate ParentID 329- CO2 Cap Annual v6.20 | 367 | 7754 | Rate Constraint in MTons | FALSE | L | Annual | Rate | lb/MMBtu | 0 | 0 | 117.08 | 117.08 | 0 | 0 | 0
IL Climate ParentID 329- CO2 Cap Annual v6.20 | 367 | 7754 | Rate Constraint in MTons | FALSE | L | Annual | Generation | TWh | 0 | 0 | 0.0002502 | 0.0002502 | 0 | 0 | 0
IL Climate ParentID 329- CO2 Cap Annual v6.20 | 367 | 7754 | Rate Constraint in MTons | FALSE | L | Annual | Qualifying Generation | TWh | 0 | 0 | 0.0002502 | 0.0002502 | 0 | 0 | 0
IL Climate ParentID 329- CO2 Cap Annual v6.20 | 367 | 7754 | Rate Constraint in MTons | FALSE | L | Annual | Rate | lb/MWh | 0 | 0 | 1529.6502 | 1529.6502 | 0 | 0 | 0
IL Climate ParentID 329- CO2 Cap Annual v6.20 | 367 | 7754 | Rate Constraint in MTons | FALSE | L | Annual | Constraint Shadow Price | US2022$/Ton | 0 | 0 | 0 | 0 | 0 | 0 | 0
IL Climate ParentID 330- CO2 Cap Annual v6.20 | 368 | 7755 | Rate Constraint in MTons | FALSE | L | Annual | Seasons Included | Seasons | Winter, Spring, Summer, Fall | Winter, Spring, Summer, Fall | Winter, Spring, Summer, Fall | Winter, Spring, Summer, Fall | Winter, Spring, Summer, Fall | Winter, Spring, Summer, Fall | Winter, Spring, Summer, Fall
IL Climate ParentID 330- CO2 Cap Annual v6.20 | 368 | 7755 | Rate Constraint in MTons | FALSE | L | Annual | Standard CO2 | Thousand Tons | NA | NA | 99.3289 | 99.3289 | 99.3289 | 99.3289 | 99.3289
IL Climate ParentID 330- CO2 Cap Annual v6.20 | 368 | 7755 | Rate Constraint in MTons | FALSE | L | Annual | Emissions at Affected Plants CO2 | Thousand Tons | 0 | 0 | 0.28506 | 0.28506 | 0 | 0 | 0
IL Climate ParentID 330- CO2 Cap Annual v6.20 | 368 | 7755 | Rate Constraint in MTons | FALSE | L | Annual | Allowances Purchased CO2 | Thousand Tons | 0 | 0 | 0 | 0 | 0 | 0 | 0
IL Climate ParentID 330- CO2 Cap Annual v6.20 | 368 | 7755 | Rate Constraint in MTons | FALSE | L | Annual | Allowances Sold CO2 | Thousand Tons | 0 | 0 | 0 | 0 | 0 | 0 | 0
IL Climate ParentID 330- CO2 Cap Annual v6.20 | 368 | 7755 | Rate Constraint in MTons | FALSE | L | Annual | Allowances Banked | Thousand Tons | 0 | 0 | 0 | 0 | 0 | 0 | 0
IL Climate ParentID 330- CO2 Cap Annual v6.20 | 368 | 7755 | Rate Constraint in MTons | FALSE | L | Annual | Allowances Withdrawn (1:1) | Thousand Tons | 0 | 0 | 0 | 0 | 0 | 0 | 0
IL Climate ParentID 330- CO2 Cap Annual v6.20 | 368 | 7755 | Rate Constraint in MTons | FALSE | L | Annual | Allowances Withdrawn (1:n) | Thousand Tons | 0 | 0 | 0 | 0 | 0 | 0 | 0
IL Climate ParentID 330- CO2 Cap Annual v6.20 | 368 | 7755 | Rate Constraint in MTons | FALSE | L | Annual | Total | Thousand Tons | 0 | 0 | 0.28506 | 0.28506 | 0 | 0 | 0
IL Climate ParentID 330- CO2 Cap Annual v6.20 | 368 | 7755 | Rate Constraint in MTons | FALSE | L | Annual | Fuel Consumed | TBtu | 0 | 0 | 0.0048695 | 0.0048695 | 0 | 0 | 0
IL Climate ParentID 330- CO2 Cap Annual v6.20 | 368 | 7755 | Rate Constraint in MTons | FALSE | L | Annual | Rate | lb/MMBtu | 0 | 0 | 117.08 | 117.08 | 0 | 0 | 0
IL Climate ParentID 330- CO2 Cap Annual v6.20 | 368 | 7755 | Rate Constraint in MTons | FALSE | L | Annual | Generation | TWh | 0 | 0 | 0.00040648 | 0.00040648 | 0 | 0 | 0
IL Climate ParentID 330- CO2 Cap Annual v6.20 | 368 | 7755 | Rate Constraint in MTons | FALSE | L | Annual | Qualifying Generation | TWh | 0 | 0 | 0.00040648 | 0.00040648 | 0 | 0 | 0
IL Climate ParentID 330- CO2 Cap Annual v6.20 | 368 | 7755 | Rate Constraint in MTons | FALSE | L | Annual | Rate | lb/MWh | 0 | 0 | 1402.5597 | 1402.5597 | 0 | 0 | 0
IL Climate ParentID 330- CO2 Cap Annual v6.20 | 368 | 7755 | Rate Constraint in MTons | FALSE | L | Annual | Constraint Shadow Price | US2022$/Ton | 0 | 0 | 0 | 0 | 0 | 0 | 0
IL Climate ParentID 331- CO2 Cap Annual v6.20 | 369 | 7756 | Rate Constraint in MTons | FALSE | L | Annual | Seasons Included | Seasons | Winter, Spring, Summer, Fall | Winter, Spring, Summer, Fall | Winter, Spring, Summer, Fall | Winter, Spring, Summer, Fall | Winter, Spring, Summer, Fall | Winter, Spring, Summer, Fall | Winter, Spring, Summer, Fall
IL Climate ParentID 331- CO2 Cap Annual v6.20 | 369 | 7756 | Rate Constraint in MTons | FALSE | L | Annual | Standard CO2 | Thousand Tons | NA | NA | 43.4235 | 43.4235 | 43.4235 | 43.4235 | 43.4235
IL Climate ParentID 331- CO2 Cap Annual v6.20 | 369 | 7756 | Rate Constraint in MTons | FALSE | L | Annual | Emissions at Affected Plants CO2 | Thousand Tons | 0 | 0 | 0.28488 | 0.17318 | 0 | 0 | 0
IL Climate ParentID 331- CO2 Cap Annual v6.20 | 369 | 7756 | Rate Constraint in MTons | FALSE | L | Annual | Allowances Purchased CO2 | Thousand Tons | 0 | 0 | 0 | 0 | 0 | 0 | 0
IL Climate ParentID 331- CO2 Cap Annual v6.20 | 369 | 7756 | Rate Constraint in MTons | FALSE | L | Annual | Allowances Sold CO2 | Thousand Tons | 0 | 0 | 0 | 0 | 0 | 0 | 0
IL Climate ParentID 331- CO2 Cap Annual v6.20 | 369 | 7756 | Rate Constraint in MTons | FALSE | L | Annual | Allowances Banked | Thousand Tons | 0 | 0 | 0 | 0 | 0 | 0 | 0
IL Climate ParentID 331- CO2 Cap Annual v6.20 | 369 | 7756 | Rate Constraint in MTons | FALSE | L | Annual | Allowances Withdrawn (1:1) | Thousand Tons | 0 | 0 | 0 | 0 | 0 | 0 | 0
IL Climate ParentID 331- CO2 Cap Annual v6.20 | 369 | 7756 | Rate Constraint in MTons | FALSE | L | Annual | Allowances Withdrawn (1:n) | Thousand Tons | 0 | 0 | 0 | 0 | 0 | 0 | 0
IL Climate ParentID 331- CO2 Cap Annual v6.20 | 369 | 7756 | Rate Constraint in MTons | FALSE | L | Annual | Total | Thousand Tons | 0 | 0 | 0.28488 | 0.17318 | 0 | 0 | 0
IL Climate ParentID 331- CO2 Cap Annual v6.20 | 369 | 7756 | Rate Constraint in MTons | FALSE | L | Annual | Fuel Consumed | TBtu | 0 | 0 | 0.0048664 | 0.0029583 | 0 | 0 | 0
IL Climate ParentID 331- CO2 Cap Annual v6.20 | 369 | 7756 | Rate Constraint in MTons | FALSE | L | Annual | Rate | lb/MMBtu | 0 | 0 | 117.08 | 117.08 | 0 | 0 | 0
IL Climate ParentID 331- CO2 Cap Annual v6.20 | 369 | 7756 | Rate Constraint in MTons | FALSE | L | Annual | Generation | TWh | 0 | 0 | 0.00041158 | 0.0002502 | 0 | 0 | 0
IL Climate ParentID 331- CO2 Cap Annual v6.20 | 369 | 7756 | Rate Constraint in MTons | FALSE | L | Annual | Qualifying Generation | TWh | 0 | 0 | 0.00041158 | 0.0002502 | 0 | 0 | 0
IL Climate ParentID 331- CO2 Cap Annual v6.20 | 369 | 7756 | Rate Constraint in MTons | FALSE | L | Annual | Rate | lb/MWh | 0 | 0 | 1384.3302 | 1384.3344 | 0 | 0 | 0
IL Climate ParentID 331- CO2 Cap Annual v6.20 | 369 | 7756 | Rate Constraint in MTons | FALSE | L | Annual | Constraint Shadow Price | US2022$/Ton | 0 | 0 | 0 | 0 | 0 | 0 | 0
IL Climate ParentID 336- CO2 Cap Annual v6.20 | 370 | 7757 | Rate Constraint in MTons | FALSE | L | Annual | Seasons Included | Seasons | Winter, Spring, Summer, Fall | Winter, Spring, Summer, Fall | Winter, Spring, Summer, Fall | Winter, Spring, Summer, Fall | Winter, Spring, Summer, Fall | Winter, Spring, Summer, Fall | Winter, Spring, Summer, Fall
IL Climate ParentID 336- CO2 Cap Annual v6.20 | 370 | 7757 | Rate Constraint in MTons | FALSE | L | Annual | Standard CO2 | Thousand Tons | NA | NA | 190.9653 | 190.9653 | 190.9653 | 190.9653 | 190.9653
IL Climate ParentID 336- CO2 Cap Annual v6.20 | 370 | 7757 | Rate Constraint in MTons | FALSE | L | Annual | Emissions at Affected Plants CO2 | Thousand Tons | 0 | 0 | 2.0155 | 0.25126 | 0 | 0 | 0
IL Climate ParentID 336- CO2 Cap Annual v6.20 | 370 | 7757 | Rate Constraint in MTons | FALSE | L | Annual | Allowances Purchased CO2 | Thousand Tons | 0 | 0 | 0 | 0 | 0 | 0 | 0
IL Climate ParentID 336- CO2 Cap Annual v6.20 | 370 | 7757 | Rate Constraint in MTons | FALSE | L | Annual | Allowances Sold CO2 | Thousand Tons | 0 | 0 | 0 | 0 | 0 | 0 | 0
IL Climate ParentID 336- CO2 Cap Annual v6.20 | 370 | 7757 | Rate Constraint in MTons | FALSE | L | Annual | Allowances Banked | Thousand Tons | 0 | 0 | 0 | 0 | 0 | 0 | 0
IL Climate ParentID 336- CO2 Cap Annual v6.20 | 370 | 7757 | Rate Constraint in MTons | FALSE | L | Annual | Allowances Withdrawn (1:1) | Thousand Tons | 0 | 0 | 0 | 0 | 0 | 0 | 0
IL Climate ParentID 336- CO2 Cap Annual v6.20 | 370 | 7757 | Rate Constraint in MTons | FALSE | L | Annual | Allowances Withdrawn (1:n) | Thousand Tons | 0 | 0 | 0 | 0 | 0 | 0 | 0
IL Climate ParentID 336- CO2 Cap Annual v6.20 | 370 | 7757 | Rate Constraint in MTons | FALSE | L | Annual | Total | Thousand Tons | 0 | 0 | 2.0155 | 0.25126 | 0 | 0 | 0
IL Climate ParentID 336- CO2 Cap Annual v6.20 | 370 | 7757 | Rate Constraint in MTons | FALSE | L | Annual | Fuel Consumed | TBtu | 0 | 0 | 0.034429 | 0.004292 | 0 | 0 | 0
IL Climate ParentID 336- CO2 Cap Annual v6.20 | 370 | 7757 | Rate Constraint in MTons | FALSE | L | Annual | Rate | lb/MMBtu | 0 | 0 | 117.08 | 117.08 | 0 | 0 | 0
IL Climate ParentID 336- CO2 Cap Annual v6.20 | 370 | 7757 | Rate Constraint in MTons | FALSE | L | Annual | Generation | TWh | 0 | 0 | 0.0030506 | 0.0003803 | 0 | 0 | 0
IL Climate ParentID 336- CO2 Cap Annual v6.20 | 370 | 7757 | Rate Constraint in MTons | FALSE | L | Annual | Qualifying Generation | TWh | 0 | 0 | 0.0030506 | 0.0003803 | 0 | 0 | 0
IL Climate ParentID 336- CO2 Cap Annual v6.20 | 370 | 7757 | Rate Constraint in MTons | FALSE | L | Annual | Rate | lb/MWh | 0 | 0 | 1321.3649 | 1321.3649 | 0 | 0 | 0
IL Climate ParentID 336- CO2 Cap Annual v6.20 | 370 | 7757 | Rate Constraint in MTons | FALSE | L | Annual | Constraint Shadow Price | US2022$/Ton | 0 | 0 | 0 | 0 | 0 | 0 | 0
IL Climate ParentID 3563- CO2 Cap Annual v6.20 | 371 | 7783 | Rate Constraint in MTons | FALSE | L | Annual | Seasons Included | Seasons | Winter, Spring, Summer, Fall | Winter, Spring, Summer, Fall | Winter, Spring, Summer, Fall | Winter, Spring, Summer, Fall | Winter, Spring, Summer, Fall | Winter, Spring, Summer, Fall | Winter, Spring, Summer, Fall
IL Climate ParentID 3563- CO2 Cap Annual v6.20 | 371 | 7783 | Rate Constraint in MTons | FALSE | L | Annual | Standard CO2 | Thousand Tons | NA | NA | 3726.0581 | 3726.0581 | 3726.0581 | 3726.0581 | 3726.0581
IL Climate ParentID 3563- CO2 Cap Annual v6.20 | 371 | 7783 | Rate Constraint in MTons | FALSE | L | Annual | Emissions at Affected Plants CO2 | Thousand Tons | 0 | 0 | 539.9758 | 536.9566 | 0 | 0 | 0
IL Climate ParentID 3563- CO2 Cap Annual v6.20 | 371 | 7783 | Rate Constraint in MTons | FALSE | L | Annual | Allowances Purchased CO2 | Thousand Tons | 0 | 0 | 0 | 0 | 0 | 0 | 0
IL Climate ParentID 3563- CO2 Cap Annual v6.20 | 371 | 7783 | Rate Constraint in MTons | FALSE | L | Annual | Allowances Sold CO2 | Thousand Tons | 0 | 0 | 0 | 0 | 0 | 0 | 0
IL Climate ParentID 3563- CO2 Cap Annual v6.20 | 371 | 7783 | Rate Constraint in MTons | FALSE | L | Annual | Allowances Banked | Thousand Tons | 0 | 0 | 0 | 0 | 0 | 0 | 0
IL Climate ParentID 3563- CO2 Cap Annual v6.20 | 371 | 7783 | Rate Constraint in MTons | FALSE | L | Annual | Allowances Withdrawn (1:1) | Thousand Tons | 0 | 0 | 0 | 0 | 0 | 0 | 0
IL Climate ParentID 3563- CO2 Cap Annual v6.20 | 371 | 7783 | Rate Constraint in MTons | FALSE | L | Annual | Allowances Withdrawn (1:n) | Thousand Tons | 0 | 0 | 0 | 0 | 0 | 0 | 0
IL Climate ParentID 3563- CO2 Cap Annual v6.20 | 371 | 7783 | Rate Constraint in MTons | FALSE | L | Annual | Total | Thousand Tons | 0 | 0 | 539.9758 | 536.9566 | 0 | 0 | 0
IL Climate ParentID 3563- CO2 Cap Annual v6.20 | 371 | 7783 | Rate Constraint in MTons | FALSE | L | Annual | Fuel Consumed | TBtu | 0 | 0 | 52.1149 | 52.1149 | 0 | 0 | 0
IL Climate ParentID 3563- CO2 Cap Annual v6.20 | 371 | 7783 | Rate Constraint in MTons | FALSE | L | Annual | Rate | lb/MMBtu | 0 | 0 | 20.7225 | 20.6066 | 0 | 0 | 0
IL Climate ParentID 3563- CO2 Cap Annual v6.20 | 371 | 7783 | Rate Constraint in MTons | FALSE | L | Annual | Generation | TWh | 0 | 0 | 3.9501 | 3.9501 | 0 | 0 | 0
IL Climate ParentID 3563- CO2 Cap Annual v6.20 | 371 | 7783 | Rate Constraint in MTons | FALSE | L | Annual | Qualifying Generation | TWh | 0 | 0 | 3.9501 | 3.9501 | 0 | 0 | 0
IL Climate ParentID 3563- CO2 Cap Annual v6.20 | 371 | 7783 | Rate Constraint in MTons | FALSE | L | Annual | Rate | lb/MWh | 0 | 0 | 273.396 | 271.8674 | 0 | 0 | 0
IL Climate ParentID 3563- CO2 Cap Annual v6.20 | 371 | 7783 | Rate Constraint in MTons | FALSE | L | Annual | Constraint Shadow Price | US2022$/Ton | 0 | 0 | 0 | 0 | 0 | 0 | 0
IL Climate ParentID 3564- CO2 Cap Annual v6.20 | 372 | 7784 | Rate Constraint in MTons | FALSE | L | Annual | Seasons Included | Seasons | Winter, Spring, Summer, Fall | Winter, Spring, Summer, Fall | Winter, Spring, Summer, Fall | Winter, Spring, Summer, Fall | Winter, Spring, Summer, Fall | Winter, Spring, Summer, Fall | Winter, Spring, Summer, Fall
IL Climate ParentID 3564- CO2 Cap Annual v6.20 | 372 | 7784 | Rate Constraint in MTons | FALSE | L | Annual | Standard CO2 | Thousand Tons | NA | NA | 3621.2811 | 3621.2811 | 3621.2811 | 3621.2811 | 3621.2811
IL Climate ParentID 3564- CO2 Cap Annual v6.20 | 372 | 7784 | Rate Constraint in MTons | FALSE | L | Annual | Emissions at Affected Plants CO2 | Thousand Tons | 0 | 0 | 3621.2811 | 3601.0329 | 0 | 0 | 0
IL Climate ParentID 3564- CO2 Cap Annual v6.20 | 372 | 7784 | Rate Constraint in MTons | FALSE | L | Annual | Allowances Purchased CO2 | Thousand Tons | 0 | 0 | 0 | 0 | 0 | 0 | 0
IL Climate ParentID 3564- CO2 Cap Annual v6.20 | 372 | 7784 | Rate Constraint in MTons | FALSE | L | Annual | Allowances Sold CO2 | Thousand Tons | 0 | 0 | 0 | 0 | 0 | 0 | 0
IL Climate ParentID 3564- CO2 Cap Annual v6.20 | 372 | 7784 | Rate Constraint in MTons | FALSE | L | Annual | Allowances Banked | Thousand Tons | 0 | 0 | 0 | 0 | 0 | 0 | 0
IL Climate ParentID 3564- CO2 Cap Annual v6.20 | 372 | 7784 | Rate Constraint in MTons | FALSE | L | Annual | Allowances Withdrawn (1:1) | Thousand Tons | 0 | 0 | 0 | 0 | 0 | 0 | 0
IL Climate ParentID 3564- CO2 Cap Annual v6.20 | 372 | 7784 | Rate Constraint in MTons | FALSE | L | Annual | Allowances Withdrawn (1:n) | Thousand Tons | 0 | 0 | 0 | 0 | 0 | 0 | 0
IL Climate ParentID 3564- CO2 Cap Annual v6.20 | 372 | 7784 | Rate Constraint in MTons | FALSE | L | Annual | Total | Thousand Tons | 0 | 0 | 3621.2811 | 3601.0329 | 0 | 0 | 0
IL Climate ParentID 3564- CO2 Cap Annual v6.20 | 372 | 7784 | Rate Constraint in MTons | FALSE | L | Annual | Fuel Consumed | TBtu | 0 | 0 | 51.8652 | 51.8652 | 0 | 0 | 0
IL Climate ParentID 3564- CO2 Cap Annual v6.20 | 372 | 7784 | Rate Constraint in MTons | FALSE | L | Annual | Rate | lb/MMBtu | 0 | 0 | 139.642 | 138.8612 | 0 | 0 | 0
IL Climate ParentID 3564- CO2 Cap Annual v6.20 | 372 | 7784 | Rate Constraint in MTons | FALSE | L | Annual | Generation | TWh | 0 | 0 | 4.9729 | 4.9729 | 0 | 0 | 0
IL Climate ParentID 3564- CO2 Cap Annual v6.20 | 372 | 7784 | Rate Constraint in MTons | FALSE | L | Annual | Qualifying Generation | TWh | 0 | 0 | 4.9729 | 4.9729 | 0 | 0 | 0
IL Climate ParentID 3564- CO2 Cap Annual v6.20 | 372 | 7784 | Rate Constraint in MTons | FALSE | L | Annual | Rate | lb/MWh | 0 | 0 | 1456.4162 | 1448.2727 | 0 | 0 | 0
IL Climate ParentID 3564- CO2 Cap Annual v6.20 | 372 | 7784 | Rate Constraint in MTons | FALSE | L | Annual | Constraint Shadow Price | US2022$/Ton | 0 | 0 | 6.2023 | 0 | 0 | 0 | 0
IL Climate ParentID 450- CO2 Cap Annual v6.20 | 373 | 7758 | Rate Constraint in MTons | FALSE | L | Annual | Seasons Included | Seasons | Winter, Spring, Summer, Fall | Winter, Spring, Summer, Fall | Winter, Spring, Summer, Fall | Winter, Spring, Summer, Fall | Winter, Spring, Summer, Fall | Winter, Spring, Summer, Fall | Winter, Spring, Summer, Fall
IL Climate ParentID 450- CO2 Cap Annual v6.20 | 373 | 7758 | Rate Constraint in MTons | FALSE | L | Annual | Standard CO2 | Thousand Tons | NA | NA | 29.8709 | 29.8709 | 29.8709 | 29.8709 | 29.8709
IL Climate ParentID 450- CO2 Cap Annual v6.20 | 373 | 7758 | Rate Constraint in MTons | FALSE | L | Annual | Emissions at Affected Plants CO2 | Thousand Tons | 0 | 0 | 21.4062 | 3.344 | 0 | 0 | 0
IL Climate ParentID 450- CO2 Cap Annual v6.20 | 373 | 7758 | Rate Constraint in MTons | FALSE | L | Annual | Allowances Purchased CO2 | Thousand Tons | 0 | 0 | 0 | 0 | 0 | 0 | 0
IL Climate ParentID 450- CO2 Cap Annual v6.20 | 373 | 7758 | Rate Constraint in MTons | FALSE | L | Annual | Allowances Sold CO2 | Thousand Tons | 0 | 0 | 0 | 0 | 0 | 0 | 0
IL Climate ParentID 450- CO2 Cap Annual v6.20 | 373 | 7758 | Rate Constraint in MTons | FALSE | L | Annual | Allowances Banked | Thousand Tons | 0 | 0 | 0 | 0 | 0 | 0 | 0
IL Climate ParentID 450- CO2 Cap Annual v6.20 | 373 | 7758 | Rate Constraint in MTons | FALSE | L | Annual | Allowances Withdrawn (1:1) | Thousand Tons | 0 | 0 | 0 | 0 | 0 | 0 | 0
IL Climate ParentID 450- CO2 Cap Annual v6.20 | 373 | 7758 | Rate Constraint in MTons | FALSE | L | Annual | Allowances Withdrawn (1:n) | Thousand Tons | 0 | 0 | 0 | 0 | 0 | 0 | 0
IL Climate ParentID 450- CO2 Cap Annual v6.20 | 373 | 7758 | Rate Constraint in MTons | FALSE | L | Annual | Total | Thousand Tons | 0 | 0 | 21.4062 | 3.344 | 0 | 0 | 0
IL Climate ParentID 450- CO2 Cap Annual v6.20 | 373 | 7758 | Rate Constraint in MTons | FALSE | L | Annual | Fuel Consumed | TBtu | 0 | 0 | 0.36567 | 0.057123 | 0 | 0 | 0
IL Climate ParentID 450- CO2 Cap Annual v6.20 | 373 | 7758 | Rate Constraint in MTons | FALSE | L | Annual | Rate | lb/MMBtu | 0 | 0 | 117.08 | 117.08 | 0 | 0 | 0
IL Climate ParentID 450- CO2 Cap Annual v6.20 | 373 | 7758 | Rate Constraint in MTons | FALSE | L | Annual | Generation | TWh | 0 | 0 | 0.034031 | 0.0053162 | 0 | 0 | 0
IL Climate ParentID 450- CO2 Cap Annual v6.20 | 373 | 7758 | Rate Constraint in MTons | FALSE | L | Annual | Qualifying Generation | TWh | 0 | 0 | 0.034031 | 0.0053162 | 0 | 0 | 0
IL Climate ParentID 450- CO2 Cap Annual v6.20 | 373 | 7758 | Rate Constraint in MTons | FALSE | L | Annual | Rate | lb/MWh | 0 | 0 | 1258.0246 | 1258.0246 | 0 | 0 | 0
IL Climate ParentID 450- CO2 Cap Annual v6.20 | 373 | 7758 | Rate Constraint in MTons | FALSE | L | Annual | Constraint Shadow Price | US2022$/Ton | 0 | 0 | 0 | 0 | 0 | 0 | 0
IL Climate ParentID 451- CO2 Cap Annual v6.20 | 374 | 7759 | Rate Constraint in MTons | FALSE | L | Annual | Seasons Included | Seasons | Winter, Spring, Summer, Fall | Winter, Spring, Summer, Fall | Winter, Spring, Summer, Fall | Winter, Spring, Summer, Fall | Winter, Spring, Summer, Fall | Winter, Spring, Summer, Fall | Winter, Spring, Summer, Fall
IL Climate ParentID 451- CO2 Cap Annual v6.20 | 374 | 7759 | Rate Constraint in MTons | FALSE | L | Annual | Standard CO2 | Thousand Tons | NA | NA | 28.5997 | 28.5997 | 28.5997 | 28.5997 | 28.5997
IL Climate ParentID 451- CO2 Cap Annual v6.20 | 374 | 7759 | Rate Constraint in MTons | FALSE | L | Annual | Emissions at Affected Plants CO2 | Thousand Tons | 0 | 0 | 4.382 | 1.9532 | 0 | 0 | 0
IL Climate ParentID 451- CO2 Cap Annual v6.20 | 374 | 7759 | Rate Constraint in MTons | FALSE | L | Annual | Allowances Purchased CO2 | Thousand Tons | 0 | 0 | 0 | 0 | 0 | 0 | 0
IL Climate ParentID 451- CO2 Cap Annual v6.20 | 374 | 7759 | Rate Constraint in MTons | FALSE | L | Annual | Allowances Sold CO2 | Thousand Tons | 0 | 0 | 0 | 0 | 0 | 0 | 0
IL Climate ParentID 451- CO2 Cap Annual v6.20 | 374 | 7759 | Rate Constraint in MTons | FALSE | L | Annual | Allowances Banked | Thousand Tons | 0 | 0 | 0 | 0 | 0 | 0 | 0
IL Climate ParentID 451- CO2 Cap Annual v6.20 | 374 | 7759 | Rate Constraint in MTons | FALSE | L | Annual | Allowances Withdrawn (1:1) | Thousand Tons | 0 | 0 | 0 | 0 | 0 | 0 | 0
IL Climate ParentID 451- CO2 Cap Annual v6.20 | 374 | 7759 | Rate Constraint in MTons | FALSE | L | Annual | Allowances Withdrawn (1:n) | Thousand Tons | 0 | 0 | 0 | 0 | 0 | 0 | 0
IL Climate ParentID 451- CO2 Cap Annual v6.20 | 374 | 7759 | Rate Constraint in MTons | FALSE | L | Annual | Total | Thousand Tons | 0 | 0 | 4.382 | 1.9532 | 0 | 0 | 0
IL Climate ParentID 451- CO2 Cap Annual v6.20 | 374 | 7759 | Rate Constraint in MTons | FALSE | L | Annual | Fuel Consumed | TBtu | 0 | 0 | 0.074855 | 0.033365 | 0 | 0 | 0
IL Climate ParentID 451- CO2 Cap Annual v6.20 | 374 | 7759 | Rate Constraint in MTons | FALSE | L | Annual | Rate | lb/MMBtu | 0 | 0 | 117.08 | 117.08 | 0 | 0 | 0
IL Climate ParentID 451- CO2 Cap Annual v6.20 | 374 | 7759 | Rate Constraint in MTons | FALSE | L | Annual | Generation | TWh | 0 | 0 | 0.0069109 | 0.0030804 | 0 | 0 | 0
IL Climate ParentID 451- CO2 Cap Annual v6.20 | 374 | 7759 | Rate Constraint in MTons | FALSE | L | Annual | Qualifying Generation | TWh | 0 | 0 | 0.0069109 | 0.0030804 | 0 | 0 | 0
IL Climate ParentID 451- CO2 Cap Annual v6.20 | 374 | 7759 | Rate Constraint in MTons | FALSE | L | Annual | Rate | lb/MWh | 0 | 0 | 1268.1524 | 1268.1524 | 0 | 0 | 0
IL Climate ParentID 451- CO2 Cap Annual v6.20 | 374 | 7759 | Rate Constraint in MTons | FALSE | L | Annual | Constraint Shadow Price | US2022$/Ton | 0 | 0 | 0 | 0 | 0 | 0 | 0
IL Climate ParentID 452- CO2 Cap Annual v6.20 | 375 | 7760 | Rate Constraint in MTons | FALSE | L | Annual | Seasons Included | Seasons | Winter, Spring, Summer, Fall | Winter, Spring, Summer, Fall | Winter, Spring, Summer, Fall | Winter, Spring, Summer, Fall | Winter, Spring, Summer, Fall | Winter, Spring, Summer, Fall | Winter, Spring, Summer, Fall
IL Climate ParentID 452- CO2 Cap Annual v6.20 | 375 | 7760 | Rate Constraint in MTons | FALSE | L | Annual | Standard CO2 | Thousand Tons | NA | NA | 70.0018 | 70.0018 | 70.0018 | 70.0018 | 70.0018
IL Climate ParentID 452- CO2 Cap Annual v6.20 | 375 | 7760 | Rate Constraint in MTons | FALSE | L | Annual | Emissions at Affected Plants CO2 | Thousand Tons | 0 | 0 | 22.5749 | 3.5556 | 0 | 0 | 0
IL Climate ParentID 452- CO2 Cap Annual v6.20 | 375 | 7760 | Rate Constraint in MTons | FALSE | L | Annual | Allowances Purchased CO2 | Thousand Tons | 0 | 0 | 0 | 0 | 0 | 0 | 0
IL Climate ParentID 452- CO2 Cap Annual v6.20 | 375 | 7760 | Rate Constraint in MTons | FALSE | L | Annual | Allowances Sold CO2 | Thousand Tons | 0 | 0 | 0 | 0 | 0 | 0 | 0
IL Climate ParentID 452- CO2 Cap Annual v6.20 | 375 | 7760 | Rate Constraint in MTons | FALSE | L | Annual | Allowances Banked | Thousand Tons | 0 | 0 | 0 | 0 | 0 | 0 | 0
IL Climate ParentID 452- CO2 Cap Annual v6.20 | 375 | 7760 | Rate Constraint in MTons | FALSE | L | Annual | Allowances Withdrawn (1:1) | Thousand Tons | 0 | 0 | 0 | 0 | 0 | 0 | 0
IL Climate ParentID 452- CO2 Cap Annual v6.20 | 375 | 7760 | Rate Constraint in MTons | FALSE | L | Annual | Allowances Withdrawn (1:n) | Thousand Tons | 0 | 0 | 0 | 0 | 0 | 0 | 0
IL Climate ParentID 452- CO2 Cap Annual v6.20 | 375 | 7760 | Rate Constraint in MTons | FALSE | L | Annual | Total | Thousand Tons | 0 | 0 | 22.5749 | 3.5556 | 0 | 0 | 0
IL Climate ParentID 452- CO2 Cap Annual v6.20 | 375 | 7760 | Rate Constraint in MTons | FALSE | L | Annual | Fuel Consumed | TBtu | 0 | 0 | 0.38563 | 0.060738 | 0 | 0 | 0
IL Climate ParentID 452- CO2 Cap Annual v6.20 | 375 | 7760 | Rate Constraint in MTons | FALSE | L | Annual | Rate | lb/MMBtu | 0 | 0 | 117.08 | 117.08 | 0 | 0 | 0
IL Climate ParentID 452- CO2 Cap Annual v6.20 | 375 | 7760 | Rate Constraint in MTons | FALSE | L | Annual | Generation | TWh | 0 | 0 | 0.035889 | 0.0056527 | 0 | 0 | 0
IL Climate ParentID 452- CO2 Cap Annual v6.20 | 375 | 7760 | Rate Constraint in MTons | FALSE | L | Annual | Qualifying Generation | TWh | 0 | 0 | 0.035889 | 0.0056527 | 0 | 0 | 0
IL Climate ParentID 452- CO2 Cap Annual v6.20 | 375 | 7760 | Rate Constraint in MTons | FALSE | L | Annual | Rate | lb/MWh | 0 | 0 | 1258.0246 | 1258.0246 | 0 | 0 | 0
IL Climate ParentID 452- CO2 Cap Annual v6.20 | 375 | 7760 | Rate Constraint in MTons | FALSE | L | Annual | Constraint Shadow Price | US2022$/Ton | 0 | 0 | 0 | 0 | 0 | 0 | 0
IL Climate ParentID 455- CO2 Cap Annual v6.20 | 376 | 7762 | Rate Constraint in MTons | FALSE | L | Annual | Seasons Included | Seasons | Winter, Spring, Summer, Fall | Winter, Spring, Summer, Fall | Winter, Spring, Summer, Fall | Winter, Spring, Summer, Fall | Winter, Spring, Summer, Fall | Winter, Spring, Summer, Fall | Winter, Spring, Summer, Fall
IL Climate ParentID 455- CO2 Cap Annual v6.20 | 376 | 7762 | Rate Constraint in MTons | FALSE | L | Annual | Standard CO2 | Thousand Tons | NA | NA | 6.7789 | 6.7789 | 6.7789 | 6.7789 | 6.7789
IL Climate ParentID 455- CO2 Cap Annual v6.20 | 376 | 7762 | Rate Constraint in MTons | FALSE | L | Annual | Emissions at Affected Plants CO2 | Thousand Tons | 0 | 0 | 0.56881 | 0 | 0 | 0 | 0
IL Climate ParentID 455- CO2 Cap Annual v6.20 | 376 | 7762 | Rate Constraint in MTons | FALSE | L | Annual | Allowances Purchased CO2 | Thousand Tons | 0 | 0 | 0 | 0 | 0 | 0 | 0
IL Climate ParentID 455- CO2 Cap Annual v6.20 | 376 | 7762 | Rate Constraint in MTons | FALSE | L | Annual | Allowances Sold CO2 | Thousand Tons | 0 | 0 | 0 | 0 | 0 | 0 | 0
IL Climate ParentID 455- CO2 Cap Annual v6.20 | 376 | 7762 | Rate Constraint in MTons | FALSE | L | Annual | Allowances Banked | Thousand Tons | 0 | 0 | 0 | 0 | 0 | 0 | 0
IL Climate ParentID 455- CO2 Cap Annual v6.20 | 376 | 7762 | Rate Constraint in MTons | FALSE | L | Annual | Allowances Withdrawn (1:1) | Thousand Tons | 0 | 0 | 0 | 0 | 0 | 0 | 0
IL Climate ParentID 455- CO2 Cap Annual v6.20 | 376 | 7762 | Rate Constraint in MTons | FALSE | L | Annual | Allowances Withdrawn (1:n) | Thousand Tons | 0 | 0 | 0 | 0 | 0 | 0 | 0
IL Climate ParentID 455- CO2 Cap Annual v6.20 | 376 | 7762 | Rate Constraint in MTons | FALSE | L | Annual | Total | Thousand Tons | 0 | 0 | 0.56881 | 0 | 0 | 0 | 0
IL Climate ParentID 455- CO2 Cap Annual v6.20 | 376 | 7762 | Rate Constraint in MTons | FALSE | L | Annual | Fuel Consumed | TBtu | 0 | 0 | 0.0097166 | 0 | 0 | 0 | 0
IL Climate ParentID 455- CO2 Cap Annual v6.20 | 376 | 7762 | Rate Constraint in MTons | FALSE | L | Annual | Rate | lb/MMBtu | 0 | 0 | 117.08 | 0 | 0 | 0 | 0
IL Climate ParentID 455- CO2 Cap Annual v6.20 | 376 | 7762 | Rate Constraint in MTons | FALSE | L | Annual | Generation | TWh | 0 | 0 | 0.00072056 | 0 | 0 | 0 | 0
IL Climate ParentID 455- CO2 Cap Annual v6.20 | 376 | 7762 | Rate Constraint in MTons | FALSE | L | Annual | Qualifying Generation | TWh | 0 | 0 | 0.00072056 | 0 | 0 | 0 | 0
IL Climate ParentID 455- CO2 Cap Annual v6.20 | 376 | 7762 | Rate Constraint in MTons | FALSE | L | Annual | Rate | lb/MWh | 0 | 0 | 1578.7848 | 0 | 0 | 0 | 0
IL Climate ParentID 455- CO2 Cap Annual v6.20 | 376 | 7762 | Rate Constraint in MTons | FALSE | L | Annual | Constraint Shadow Price | US2022$/Ton | 0 | 0 | 0 | 0 | 0 | 0 | 0
IL Climate ParentID 456- CO2 Cap Annual v6.20 | 377 | 7763 | Rate Constraint in MTons | FALSE | L | Annual | Seasons Included | Seasons | Winter, Spring, Summer, Fall | Winter, Spring, Summer, Fall | Winter, Spring, Summer, Fall | Winter, Spring, Summer, Fall | Winter, Spring, Summer, Fall | Winter, Spring, Summer, Fall | Winter, Spring, Summer, Fall
IL Climate ParentID 456- CO2 Cap Annual v6.20 | 377 | 7763 | Rate Constraint in MTons | FALSE | L | Annual | Standard CO2 | Thousand Tons | NA | NA | 2.0526 | 2.0526 | 2.0526 | 2.0526 | 2.0526
IL Climate ParentID 456- CO2 Cap Annual v6.20 | 377 | 7763 | Rate Constraint in MTons | FALSE | L | Annual | Emissions at Affected Plants CO2 | Thousand Tons | 0 | 0 | 0.39701 | 0 | 0 | 0 | 0
IL Climate ParentID 456- CO2 Cap Annual v6.20 | 377 | 7763 | Rate Constraint in MTons | FALSE | L | Annual | Allowances Purchased CO2 | Thousand Tons | 0 | 0 | 0 | 0 | 0 | 0 | 0
IL Climate ParentID 456- CO2 Cap Annual v6.20 | 377 | 7763 | Rate Constraint in MTons | FALSE | L | Annual | Allowances Sold CO2 | Thousand Tons | 0 | 0 | 0 | 0 | 0 | 0 | 0
IL Climate ParentID 456- CO2 Cap Annual v6.20 | 377 | 7763 | Rate Constraint in MTons | FALSE | L | Annual | Allowances Banked | Thousand Tons | 0 | 0 | 0 | 0 | 0 | 0 | 0
IL Climate ParentID 456- CO2 Cap Annual v6.20 | 377 | 7763 | Rate Constraint in MTons | FALSE | L | Annual | Allowances Withdrawn (1:1) | Thousand Tons | 0 | 0 | 0 | 0 | 0 | 0 | 0
IL Climate ParentID 456- CO2 Cap Annual v6.20 | 377 | 7763 | Rate Constraint in MTons | FALSE | L | Annual | Allowances Withdrawn (1:n) | Thousand Tons | 0 | 0 | 0 | 0 | 0 | 0 | 0
IL Climate ParentID 456- CO2 Cap Annual v6.20 | 377 | 7763 | Rate Constraint in MTons | FALSE | L | Annual | Total | Thousand Tons | 0 | 0 | 0.39701 | 0 | 0 | 0 | 0
IL Climate ParentID 456- CO2 Cap Annual v6.20 | 377 | 7763 | Rate Constraint in MTons | FALSE | L | Annual | Fuel Consumed | TBtu | 0 | 0 | 0.0067819 | 0 | 0 | 0 | 0
IL Climate ParentID 456- CO2 Cap Annual v6.20 | 377 | 7763 | Rate Constraint in MTons | FALSE | L | Annual | Rate | lb/MMBtu | 0 | 0 | 117.08 | 0 | 0 | 0 | 0
IL Climate ParentID 456- CO2 Cap Annual v6.20 | 377 | 7763 | Rate Constraint in MTons | FALSE | L | Annual | Generation | TWh | 0 | 0 | 0.00050039 | 0 | 0 | 0 | 0
IL Climate ParentID 456- CO2 Cap Annual v6.20 | 377 | 7763 | Rate Constraint in MTons | FALSE | L | Annual | Qualifying Generation | TWh | 0 | 0 | 0.00050039 | 0 | 0 | 0 | 0
IL Climate ParentID 456- CO2 Cap Annual v6.20 | 377 | 7763 | Rate Constraint in MTons | FALSE | L | Annual | Rate | lb/MWh | 0 | 0 | 1586.8145 | 0 | 0 | 0 | 0
IL Climate ParentID 456- CO2 Cap Annual v6.20 | 377 | 7763 | Rate Constraint in MTons | FALSE | L | Annual | Constraint Shadow Price | US2022$/Ton | 0 | 0 | 0 | 0 | 0 | 0 | 0
IL Climate ParentID 463- CO2 Cap Annual v6.20 | 378 | 7764 | Rate Constraint in MTons | FALSE | L | Annual | Seasons Included | Seasons | Winter, Spring, Summer, Fall | Winter, Spring, Summer, Fall | Winter, Spring, Summer, Fall | Winter, Spring, Summer, Fall | Winter, Spring, Summer, Fall | Winter, Spring, Summer, Fall | Winter, Spring, Summer, Fall
IL Climate ParentID 463- CO2 Cap Annual v6.20 | 378 | 7764 | Rate Constraint in MTons | FALSE | L | Annual | Standard CO2 | Thousand Tons | NA | NA | 4.0397 | 4.0397 | 4.0397 | 4.0397 | 4.0397
IL Climate ParentID 463- CO2 Cap Annual v6.20 | 378 | 7764 | Rate Constraint in MTons | FALSE | L | Annual | Emissions at Affected Plants CO2 | Thousand Tons | 0 | 0 | 1.0183 | 0.095555 | 0 | 0 | 0
IL Climate ParentID 463- CO2 Cap Annual v6.20 | 378 | 7764 | Rate Constraint in MTons | FALSE | L | Annual | Allowances Purchased CO2 | Thousand Tons | 0 | 0 | 0 | 0 | 0 | 0 | 0
IL Climate ParentID 463- CO2 Cap Annual v6.20 | 378 | 7764 | Rate Constraint in MTons | FALSE | L | Annual | Allowances Sold CO2 | Thousand Tons | 0 | 0 | 0 | 0 | 0 | 0 | 0
IL Climate ParentID 463- CO2 Cap Annual v6.20 | 378 | 7764 | Rate Constraint in MTons | FALSE | L | Annual | Allowances Banked | Thousand Tons | 0 | 0 | 0 | 0 | 0 | 0 | 0
IL Climate ParentID 463- CO2 Cap Annual v6.20 | 378 | 7764 | Rate Constraint in MTons | FALSE | L | Annual | Allowances Withdrawn (1:1) | Thousand Tons | 0 | 0 | 0 | 0 | 0 | 0 | 0
IL Climate ParentID 463- CO2 Cap Annual v6.20 | 378 | 7764 | Rate Constraint in MTons | FALSE | L | Annual | Allowances Withdrawn (1:n) | Thousand Tons | 0 | 0 | 0 | 0 | 0 | 0 | 0
IL Climate ParentID 463- CO2 Cap Annual v6.20 | 378 | 7764 | Rate Constraint in MTons | FALSE | L | Annual | Total | Thousand Tons | 0 | 0 | 1.0183 | 0.095555 | 0 | 0 | 0
IL Climate ParentID 463- CO2 Cap Annual v6.20 | 378 | 7764 | Rate Constraint in MTons | FALSE | L | Annual | Fuel Consumed | TBtu | 0 | 0 | 0.017395 | 0.0016323 | 0 | 0 | 0
IL Climate ParentID 463- CO2 Cap Annual v6.20 | 378 | 7764 | Rate Constraint in MTons | FALSE | L | Annual | Rate | lb/MMBtu | 0 | 0 | 117.08 | 117.08 | 0 | 0 | 0
IL Climate ParentID 463- CO2 Cap Annual v6.20 | 378 | 7764 | Rate Constraint in MTons | FALSE | L | Annual | Generation | TWh | 0 | 0 | 0.0015852 | 0.00014876 | 0 | 0 | 0
IL Climate ParentID 463- CO2 Cap Annual v6.20 | 378 | 7764 | Rate Constraint in MTons | FALSE | L | Annual | Qualifying Generation | TWh | 0 | 0 | 0.0015852 | 0.00014876 | 0 | 0 | 0
IL Climate ParentID 463- CO2 Cap Annual v6.20 | 378 | 7764 | Rate Constraint in MTons | FALSE | L | Annual | Rate | lb/MWh | 0 | 0 | 1284.7188 | 1284.7188 | 0 | 0 | 0
IL Climate ParentID 463- CO2 Cap Annual v6.20 | 378 | 7764 | Rate Constraint in MTons | FALSE | L | Annual | Constraint Shadow Price | US2022$/Ton | 0 | 0 | 0 | 0 | 0 | 0 | 0
IL Climate ParentID 465- CO2 Cap Annual v6.20 | 379 | 7765 | Rate Constraint in MTons | FALSE | L | Annual | Seasons Included | Seasons | Winter, Spring, Summer, Fall | Winter, Spring, Summer, Fall | Winter, Spring, Summer, Fall | Winter, Spring, Summer, Fall | Winter, Spring, Summer, Fall | Winter, Spring, Summer, Fall | Winter, Spring, Summer, Fall
IL Climate ParentID 465- CO2 Cap Annual v6.20 | 379 | 7765 | Rate Constraint in MTons | FALSE | L | Annual | Standard CO2 | Thousand Tons | NA | NA | 3.2636 | 3.2636 | 3.2636 | 3.2636 | 3.2636
IL Climate ParentID 465- CO2 Cap Annual v6.20 | 379 | 7765 | Rate Constraint in MTons | FALSE | L | Annual | Emissions at Affected Plants CO2 | Thousand Tons | 0 | 0 | 0.18364 | 0 | 0 | 0 | 0
IL Climate ParentID 465- CO2 Cap Annual v6.20 | 379 | 7765 | Rate Constraint in MTons | FALSE | L | Annual | Allowances Purchased CO2 | Thousand Tons | 0 | 0 | 0 | 0 | 0 | 0 | 0
IL Climate ParentID 465- CO2 Cap Annual v6.20 | 379 | 7765 | Rate Constraint in MTons | FALSE | L | Annual | Allowances Sold CO2 | Thousand Tons | 0 | 0 | 0 | 0 | 0 | 0 | 0
IL Climate ParentID 465- CO2 Cap Annual v6.20 | 379 | 7765 | Rate Constraint in MTons | FALSE | L | Annual | Allowances Banked | Thousand Tons | 0 | 0 | 0 | 0 | 0 | 0 | 0
IL Climate ParentID 465- CO2 Cap Annual v6.20 | 379 | 7765 | Rate Constraint in MTons | FALSE | L | Annual | Allowances Withdrawn (1:1) | Thousand Tons | 0 | 0 | 0 | 0 | 0 | 0 | 0
IL Climate ParentID 465- CO2 Cap Annual v6.20 | 379 | 7765 | Rate Constraint in MTons | FALSE | L | Annual | Allowances Withdrawn (1:n) | Thousand Tons | 0 | 0 | 0 | 0 | 0 | 0 | 0
IL Climate ParentID 465- CO2 Cap Annual v6.20 | 379 | 7765 | Rate Constraint in MTons | FALSE | L | Annual | Total | Thousand Tons | 0 | 0 | 0.18364 | 0 | 0 | 0 | 0
IL Climate ParentID 465- CO2 Cap Annual v6.20 | 379 | 7765 | Rate Constraint in MTons | FALSE | L | Annual | Fuel Consumed | TBtu | 0 | 0 | 0.0031369 | 0 | 0 | 0 | 0
IL Climate ParentID 465- CO2 Cap Annual v6.20 | 379 | 7765 | Rate Constraint in MTons | FALSE | L | Annual | Rate | lb/MMBtu | 0 | 0 | 117.08 | 0 | 0 | 0 | 0
IL Climate ParentID 465- CO2 Cap Annual v6.20 | 379 | 7765 | Rate Constraint in MTons | FALSE | L | Annual | Generation | TWh | 0 | 0 | 0.00023352 | 0 | 0 | 0 | 0
IL Climate ParentID 465- CO2 Cap Annual v6.20 | 379 | 7765 | Rate Constraint in MTons | FALSE | L | Annual | Qualifying Generation | TWh | 0 | 0 | 0.00023352 | 0 | 0 | 0 | 0
IL Climate ParentID 465- CO2 Cap Annual v6.20 | 379 | 7765 | Rate Constraint in MTons | FALSE | L | Annual | Rate | lb/MWh | 0 | 0 | 1572.7942 | 0 | 0 | 0 | 0
IL Climate ParentID 465- CO2 Cap Annual v6.20 | 379 | 7765 | Rate Constraint in MTons | FALSE | L | Annual | Constraint Shadow Price | US2022$/Ton | 0 | 0 | 0 | 0 | 0 | 0 | 0
IL Climate ParentID 466- CO2 Cap Annual v6.20 | 380 | 7766 | Rate Constraint in MTons | FALSE | L | Annual | Seasons Included | Seasons | Winter, Spring, Summer, Fall | Winter, Spring, Summer, Fall | Winter, Spring, Summer, Fall | Winter, Spring, Summer, Fall | Winter, Spring, Summer, Fall | Winter, Spring, Summer, Fall | Winter, Spring, Summer, Fall
IL Climate ParentID 466- CO2 Cap Annual v6.20 | 380 | 7766 | Rate Constraint in MTons | FALSE | L | Annual | Standard CO2 | Thousand Tons | NA | NA | 3.9303 | 3.9303 | 3.9303 | 3.9303 | 3.9303
IL Climate ParentID 466- CO2 Cap Annual v6.20 | 380 | 7766 | Rate Constraint in MTons | FALSE | L | Annual | Emissions at Affected Plants CO2 | Thousand Tons | 0 | 0 | 0.29901 | 0 | 0 | 0 | 0
IL Climate ParentID 466- CO2 Cap Annual v6.20 | 380 | 7766 | Rate Constraint in MTons | FALSE | L | Annual | Allowances Purchased CO2 | Thousand Tons | 0 | 0 | 0 | 0 | 0 | 0 | 0
IL Climate ParentID 466- CO2 Cap Annual v6.20 | 380 | 7766 | Rate Constraint in MTons | FALSE | L | Annual | Allowances Sold CO2 | Thousand Tons | 0 | 0 | 0 | 0 | 0 | 0 | 0
IL Climate ParentID 466- CO2 Cap Annual v6.20 | 380 | 7766 | Rate Constraint in MTons | FALSE | L | Annual | Allowances Banked | Thousand Tons | 0 | 0 | 0 | 0 | 0 | 0 | 0
IL Climate ParentID 466- CO2 Cap Annual v6.20 | 380 | 7766 | Rate Constraint in MTons | FALSE | L | Annual | Allowances Withdrawn (1:1) | Thousand Tons | 0 | 0 | 0 | 0 | 0 | 0 | 0
IL Climate ParentID 466- CO2 Cap Annual v6.20 | 380 | 7766 | Rate Constraint in MTons | FALSE | L | Annual | Allowances Withdrawn (1:n) | Thousand Tons | 0 | 0 | 0 | 0 | 0 | 0 | 0
IL Climate ParentID 466- CO2 Cap Annual v6.20 | 380 | 7766 | Rate Constraint in MTons | FALSE | L | Annual | Total | Thousand Tons | 0 | 0 | 0.29901 | 0 | 0 | 0 | 0
IL Climate ParentID 466- CO2 Cap Annual v6.20 | 380 | 7766 | Rate Constraint in MTons | FALSE | L | Annual | Fuel Consumed | TBtu | 0 | 0 | 0.0051078 | 0 | 0 | 0 | 0
IL Climate ParentID 466- CO2 Cap Annual v6.20 | 380 | 7766 | Rate Constraint in MTons | FALSE | L | Annual | Rate | lb/MMBtu | 0 | 0 | 117.08 | 0 | 0 | 0 | 0
IL Climate ParentID 466- CO2 Cap Annual v6.20 | 380 | 7766 | Rate Constraint in MTons | FALSE | L | Annual | Generation | TWh | 0 | 0 | 0.00034694 | 0 | 0 | 0 | 0
IL Climate ParentID 466- CO2 Cap Annual v6.20 | 380 | 7766 | Rate Constraint in MTons | FALSE | L | Annual | Qualifying Generation | TWh | 0 | 0 | 0.00034694 | 0 | 0 | 0 | 0
IL Climate ParentID 466- CO2 Cap Annual v6.20 | 380 | 7766 | Rate Constraint in MTons | FALSE | L | Annual | Rate | lb/MWh | 0 | 0 | 1723.7103 | 0 | 0 | 0 | 0
IL Climate ParentID 466- CO2 Cap Annual v6.20 | 380 | 7766 | Rate Constraint in MTons | FALSE | L | Annual | Constraint Shadow Price | US2022$/Ton | 0 | 0 | 0 | 0 | 0 | 0 | 0
IL Climate ParentID 467- CO2 Cap Annual v6.20 | 381 | 7767 | Rate Constraint in MTons | FALSE | L | Annual | Seasons Included | Seasons | Winter, Spring, Summer, Fall | Winter, Spring, Summer, Fall | Winter, Spring, Summer, Fall | Winter, Spring, Summer, Fall | Winter, Spring, Summer, Fall | Winter, Spring, Summer, Fall | Winter, Spring, Summer, Fall
IL Climate ParentID 467- CO2 Cap Annual v6.20 | 381 | 7767 | Rate Constraint in MTons | FALSE | L | Annual | Standard CO2 | Thousand Tons | NA | NA | 45.8853 | 45.8853 | 45.8853 | 45.8853 | 45.8853
IL Climate ParentID 467- CO2 Cap Annual v6.20 | 381 | 7767 | Rate Constraint in MTons | FALSE | L | Annual | Emissions at Affected Plants CO2 | Thousand Tons | 0 | 0 | 0.86855 | 0 | 0 | 0 | 0
IL Climate ParentID 467- CO2 Cap Annual v6.20 | 381 | 7767 | Rate Constraint in MTons | FALSE | L | Annual | Allowances Purchased CO2 | Thousand Tons | 0 | 0 | 0 | 0 | 0 | 0 | 0
IL Climate ParentID 467- CO2 Cap Annual v6.20 | 381 | 7767 | Rate Constraint in MTons | FALSE | L | Annual | Allowances Sold CO2 | Thousand Tons | 0 | 0 | 0 | 0 | 0 | 0 | 0
IL Climate ParentID 467- CO2 Cap Annual v6.20 | 381 | 7767 | Rate Constraint in MTons | FALSE | L | Annual | Allowances Banked | Thousand Tons | 0 | 0 | 0 | 0 | 0 | 0 | 0
IL Climate ParentID 467- CO2 Cap Annual v6.20 | 381 | 7767 | Rate Constraint in MTons | FALSE | L | Annual | Allowances Withdrawn (1:1) | Thousand Tons | 0 | 0 | 0 | 0 | 0 | 0 | 0
IL Climate ParentID 467- CO2 Cap Annual v6.20 | 381 | 7767 | Rate Constraint in MTons | FALSE | L | Annual | Allowances Withdrawn (1:n) | Thousand Tons | 0 | 0 | 0 | 0 | 0 | 0 | 0
IL Climate ParentID 467- CO2 Cap Annual v6.20 | 381 | 7767 | Rate Constraint in MTons | FALSE | L | Annual | Total | Thousand Tons | 0 | 0 | 0.86855 | 0 | 0 | 0 | 0
IL Climate ParentID 467- CO2 Cap Annual v6.20 | 381 | 7767 | Rate Constraint in MTons | FALSE | L | Annual | Fuel Consumed | TBtu | 0 | 0 | 0.014837 | 0 | 0 | 0 | 0
IL Climate ParentID 467- CO2 Cap Annual v6.20 | 381 | 7767 | Rate Constraint in MTons | FALSE | L | Annual | Rate | lb/MMBtu | 0 | 0 | 117.08 | 0 | 0 | 0 | 0
IL Climate ParentID 467- CO2 Cap Annual v6.20 | 381 | 7767 | Rate Constraint in MTons | FALSE | L | Annual | Generation | TWh | 0 | 0 | 0.0012183 | 0 | 0 | 0 | 0
IL Climate ParentID 467- CO2 Cap Annual v6.20 | 381 | 7767 | Rate Constraint in MTons | FALSE | L | Annual | Qualifying Generation | TWh | 0 | 0 | 0.0012183 | 0 | 0 | 0 | 0
IL Climate ParentID 467- CO2 Cap Annual v6.20 | 381 | 7767 | Rate Constraint in MTons | FALSE | L | Annual | Rate | lb/MWh | 0 | 0 | 1425.8588 | 0 | 0 | 0 | 0
IL Climate ParentID 467- CO2 Cap Annual v6.20 | 381 | 7767 | Rate Constraint in MTons | FALSE | L | Annual | Constraint Shadow Price | US2022$/Ton | 0 | 0 | 0 | 0 | 0 | 0 | 0
IL CPS- Midwest MER Rate Annual v5.12 | 382 | 7317 | MACT Fuel Choice Floor in lbs/MMBtu | FALSE | L | Annual | Seasons Included | Seasons | Winter, Spring, Summer, Fall | Winter, Spring, Summer, Fall | Winter, Spring, Summer, Fall | Winter, Spring, Summer, Fall | Winter, Spring, Summer, Fall | Winter, Spring, Summer, Fall | Winter, Spring, Summer, Fall
IL CPS- Midwest MER Rate Annual v5.12 | 382 | 7317 | MACT Fuel Choice Floor in lbs/MMBtu | FALSE | L | Annual | Emission Floor MER | lbs/MMBtu | 7.4e-07 | 7.4e-07 | 7.4e-07 | 7.4e-07 | 7.4e-07 | 7.4e-07 | 7.4e-07
IL CPS- Midwest MER Rate Annual v5.12 | 382 | 7317 | MACT Fuel Choice Floor in lbs/MMBtu | FALSE | L | Annual | Emissions at Affected Plants MER | Lb | 29.7739 | 0 | 0 | 0 | 0 | 0 | 0
IL CPS- Midwest MER Rate Annual v5.12 | 382 | 7317 | MACT Fuel Choice Floor in lbs/MMBtu | FALSE | L | Annual | Allowances Purchased MER | Lb | 0 | 0 | 0 | 0 | 0 | 0 | 0
IL CPS- Midwest MER Rate Annual v5.12 | 382 | 7317 | MACT Fuel Choice Floor in lbs/MMBtu | FALSE | L | Annual | Allowances Sold MER | Lb | 0 | 0 | 0 | 0 | 0 | 0 | 0
IL CPS- Midwest MER Rate Annual v5.12 | 382 | 7317 | MACT Fuel Choice Floor in lbs/MMBtu | FALSE | L | Annual | Allowances Banked | Lb | 0 | 0 | 0 | 0 | 0 | 0 | 0
IL CPS- Midwest MER Rate Annual v5.12 | 382 | 7317 | MACT Fuel Choice Floor in lbs/MMBtu | FALSE | L | Annual | Allowances Withdrawn (1:1) | Lb | 0 | 0 | 0 | 0 | 0 | 0 | 0
IL CPS- Midwest MER Rate Annual v5.12 | 382 | 7317 | MACT Fuel Choice Floor in lbs/MMBtu | FALSE | L | Annual | Allowances Withdrawn (1:n) | Lb | 0 | 0 | 0 | 0 | 0 | 0 | 0
IL CPS- Midwest MER Rate Annual v5.12 | 382 | 7317 | MACT Fuel Choice Floor in lbs/MMBtu | FALSE | L | Annual | Total | Lb | 29.7739 | 0 | 0 | 0 | 0 | 0 | 0
IL CPS- Midwest MER Rate Annual v5.12 | 382 | 7317 | MACT Fuel Choice Floor in lbs/MMBtu | FALSE | L | Annual | Fuel Consumed | TBtu | 53.0611 | 0 | 0 | 0 | 0 | 0 | 0
IL CPS- Midwest MER Rate Annual v5.12 | 382 | 7317 | MACT Fuel Choice Floor in lbs/MMBtu | FALSE | L | Annual | Rate | lbs/MMBtu | 5.6112e-07 | 0 | 0 | 0 | 0 | 0 | 0
IL CPS- Midwest MER Rate Annual v5.12 | 382 | 7317 | MACT Fuel Choice Floor in lbs/MMBtu | FALSE | L | Annual | Generation | TWh | 4.6351 | 0 | 0 | 0 | 0 | 0 | 0
IL CPS- Midwest MER Rate Annual v5.12 | 382 | 7317 | MACT Fuel Choice Floor in lbs/MMBtu | FALSE | L | Annual | Qualifying Generation | TWh | 4.6351 | 0 | 0 | 0 | 0 | 0 | 0
IL CPS- Midwest MER Rate Annual v5.12 | 382 | 7317 | MACT Fuel Choice Floor in lbs/MMBtu | FALSE | L | Annual | Constraint Shadow Price | US2022$/Lb | 0 | 0 | 0 | 0 | 0 | 0 | 0
IL CPS- Midwest NOX rate Annual v5.12 | 383 | 7308 | Rate Constraint in lbs/MMBtu | FALSE | L | Annual | Seasons Included | Seasons | Winter, Spring, Summer, Fall | Winter, Spring, Summer, Fall | Winter, Spring, Summer, Fall | Winter, Spring, Summer, Fall | Winter, Spring, Summer, Fall | Winter, Spring, Summer, Fall | Winter, Spring, Summer, Fall
IL CPS- Midwest NOX rate Annual v5.12 | 383 | 7308 | Rate Constraint in lbs/MMBtu | FALSE | L | Annual | Standard NOX | lb/MMBtu | 0.11 | 0.11 | 0.11 | 0.11 | 0.11 | 0.11 | 0.11
IL CPS- Midwest NOX rate Annual v5.12 | 383 | 7308 | Rate Constraint in lbs/MMBtu | FALSE | L | Annual | Emissions at Affected Plants NOX | Thousand Tons | 2.4862 | 0 | 0 | 0 | 0 | 0 | 0
IL CPS- Midwest NOX rate Annual v5.12 | 383 | 7308 | Rate Constraint in lbs/MMBtu | FALSE | L | Annual | Allowances Purchased NOX | Thousand Tons | 0 | 0 | 0 | 0 | 0 | 0 | 0
IL CPS- Midwest NOX rate Annual v5.12 | 383 | 7308 | Rate Constraint in lbs/MMBtu | FALSE | L | Annual | Allowances Sold NOX | Thousand Tons | 0 | 0 | 0 | 0 | 0 | 0 | 0
IL CPS- Midwest NOX rate Annual v5.12 | 383 | 7308 | Rate Constraint in lbs/MMBtu | FALSE | L | Annual | Allowances Banked | Thousand Tons | 0 | 0 | 0 | 0 | 0 | 0 | 0
IL CPS- Midwest NOX rate Annual v5.12 | 383 | 7308 | Rate Constraint in lbs/MMBtu | FALSE | L | Annual | Allowances Withdrawn (1:1) | Thousand Tons | 0 | 0 | 0 | 0 | 0 | 0 | 0
IL CPS- Midwest NOX rate Annual v5.12 | 383 | 7308 | Rate Constraint in lbs/MMBtu | FALSE | L | Annual | Allowances Withdrawn (1:n) | Thousand Tons | 0 | 0 | 0 | 0 | 0 | 0 | 0
IL CPS- Midwest NOX rate Annual v5.12 | 383 | 7308 | Rate Constraint in lbs/MMBtu | FALSE | L | Annual | Total | Thousand Tons | 2.4862 | 0 | 0 | 0 | 0 | 0 | 0
IL CPS- Midwest NOX rate Annual v5.12 | 383 | 7308 | Rate Constraint in lbs/MMBtu | FALSE | L | Annual | Fuel Consumed | TBtu | 53.0611 | 0 | 0 | 0 | 0 | 0 | 0
IL CPS- Midwest NOX rate Annual v5.12 | 383 | 7308 | Rate Constraint in lbs/MMBtu | FALSE | L | Annual | Rate | lb/MMBtu | 0.093712 | 0 | 0 | 0 | 0 | 0 | 0
IL CPS- Midwest NOX rate Annual v5.12 | 383 | 7308 | Rate Constraint in lbs/MMBtu | FALSE | L | Annual | Generation | TWh | 4.6351 | 0 | 0 | 0 | 0 | 0 | 0
IL CPS- Midwest NOX rate Annual v5.12 | 383 | 7308 | Rate Constraint in lbs/MMBtu | FALSE | L | Annual | Qualifying Generation | TWh | 4.6351 | 0 | 0 | 0 | 0 | 0 | 0
IL CPS- Midwest NOX rate Annual v5.12 | 383 | 7308 | Rate Constraint in lbs/MMBtu | FALSE | L | Annual | Rate | lb/MWh | 1.0728 | 0 | 0 | 0 | 0 | 0 | 0
IL CPS- Midwest NOX rate Annual v5.12 | 383 | 7308 | Rate Constraint in lbs/MMBtu | FALSE | L | Annual | Constraint Shadow Price | US2022$/Ton | 0 | 0 | 0 | 0 | 0 | 0 | 0
IL CPS- Midwest NOX rate Summer v5.12 | 384 | 7310 | Rate Constraint in lbs/MMBtu | FALSE | L | Annual | Seasons Included | Seasons | Summer | Summer | Summer | Summer | Summer | Summer | Summer
IL CPS- Midwest NOX rate Summer v5.12 | 384 | 7310 | Rate Constraint in lbs/MMBtu | FALSE | L | Annual | Standard NOX | lb/MMBtu | 0.11 | 0.11 | 0.11 | 0.11 | 0.11 | 0.11 | 0.11
IL CPS- Midwest NOX rate Summer v5.12 | 384 | 7310 | Rate Constraint in lbs/MMBtu | FALSE | L | Annual | Emissions at Affected Plants NOX | Thousand Tons | 0.76157 | 0 | 0 | 0 | 0 | 0 | 0
IL CPS- Midwest NOX rate Summer v5.12 | 384 | 7310 | Rate Constraint in lbs/MMBtu | FALSE | L | Annual | Allowances Purchased NOX | Thousand Tons | 0 | 0 | 0 | 0 | 0 | 0 | 0
IL CPS- Midwest NOX rate Summer v5.12 | 384 | 7310 | Rate Constraint in lbs/MMBtu | FALSE | L | Annual | Allowances Sold NOX | Thousand Tons | 0 | 0 | 0 | 0 | 0 | 0 | 0
IL CPS- Midwest NOX rate Summer v5.12 | 384 | 7310 | Rate Constraint in lbs/MMBtu | FALSE | L | Annual | Allowances Banked | Thousand Tons | 0 | 0 | 0 | 0 | 0 | 0 | 0
IL CPS- Midwest NOX rate Summer v5.12 | 384 | 7310 | Rate Constraint in lbs/MMBtu | FALSE | L | Annual | Allowances Withdrawn (1:1) | Thousand Tons | 0 | 0 | 0 | 0 | 0 | 0 | 0
IL CPS- Midwest NOX rate Summer v5.12 | 384 | 7310 | Rate Constraint in lbs/MMBtu | FALSE | L | Annual | Allowances Withdrawn (1:n) | Thousand Tons | 0 | 0 | 0 | 0 | 0 | 0 | 0
IL CPS- Midwest NOX rate Summer v5.12 | 384 | 7310 | Rate Constraint in lbs/MMBtu | FALSE | L | Annual | Total | Thousand Tons | 0.76157 | 0 | 0 | 0 | 0 | 0 | 0
IL CPS- Midwest NOX rate Summer v5.12 | 384 | 7310 | Rate Constraint in lbs/MMBtu | FALSE | L | Annual | Fuel Consumed | TBtu | 16.4253 | 0 | 0 | 0 | 0 | 0 | 0
IL CPS- Midwest NOX rate Summer v5.12 | 384 | 7310 | Rate Constraint in lbs/MMBtu | FALSE | L | Annual | Rate | lb/MMBtu | 0.092732 | 0 | 0 | 0 | 0 | 0 | 0
IL CPS- Midwest NOX rate Summer v5.12 | 384 | 7310 | Rate Constraint in lbs/MMBtu | FALSE | L | Annual | Generation | TWh | 1.4342 | 0 | 0 | 0 | 0 | 0 | 0
IL CPS- Midwest NOX rate Summer v5.12 | 384 | 7310 | Rate Constraint in lbs/MMBtu | FALSE | L | Annual | Qualifying Generation | TWh | 1.4342 | 0 | 0 | 0 | 0 | 0 | 0
IL CPS- Midwest NOX rate Summer v5.12 | 384 | 7310 | Rate Constraint in lbs/MMBtu | FALSE | L | Annual | Rate | lb/MWh | 1.062 | 0 | 0 | 0 | 0 | 0 | 0
IL CPS- Midwest NOX rate Summer v5.12 | 384 | 7310 | Rate Constraint in lbs/MMBtu | FALSE | L | Annual | Constraint Shadow Price | US2022$/Ton | 0 | 0 | 0 | 0 | 0 | 0 | 0
IL CPS- Midwest SO2 Rate Annual v5.12 | 385 | 7314 | Rate Constraint in lbs/MMBtu | FALSE | L | Annual | Seasons Included | Seasons | Winter, Spring, Summer, Fall | Winter, Spring, Summer, Fall | Winter, Spring, Summer, Fall | Winter, Spring, Summer, Fall | Winter, Spring, Summer, Fall | Winter, Spring, Summer, Fall | Winter, Spring, Summer, Fall
IL CPS- Midwest SO2 Rate Annual v5.12 | 385 | 7314 | Rate Constraint in lbs/MMBtu | FALSE | L | Annual | Standard SO2 | lb/MMBtu | 0.11 | 0.11 | 0.11 | 0.11 | 0.11 | 0.11 | 0.11
IL CPS- Midwest SO2 Rate Annual v5.12 | 385 | 7314 | Rate Constraint in lbs/MMBtu | FALSE | L | Annual | Emissions at Affected Plants SO2 | Thousand Tons | 2.8408 | 0 | 0 | 0 | 0 | 0 | 0
IL CPS- Midwest SO2 Rate Annual v5.12 | 385 | 7314 | Rate Constraint in lbs/MMBtu | FALSE | L | Annual | Allowances Purchased SO2 | Thousand Tons | 0 | 0 | 0 | 0 | 0 | 0 | 0
IL CPS- Midwest SO2 Rate Annual v5.12 | 385 | 7314 | Rate Constraint in lbs/MMBtu | FALSE | L | Annual | Allowances Sold SO2 | Thousand Tons | 0 | 0 | 0 | 0 | 0 | 0 | 0
IL CPS- Midwest SO2 Rate Annual v5.12 | 385 | 7314 | Rate Constraint in lbs/MMBtu | FALSE | L | Annual | Allowances Banked | Thousand Tons | 0 | 0 | 0 | 0 | 0 | 0 | 0
IL CPS- Midwest SO2 Rate Annual v5.12 | 385 | 7314 | Rate Constraint in lbs/MMBtu | FALSE | L | Annual | Allowances Withdrawn (1:1) | Thousand Tons | 0 | 0 | 0 | 0 | 0 | 0 | 0
IL CPS- Midwest SO2 Rate Annual v5.12 | 385 | 7314 | Rate Constraint in lbs/MMBtu | FALSE | L | Annual | Allowances Withdrawn (1:n) | Thousand Tons | 0 | 0 | 0 | 0 | 0 | 0 | 0
IL CPS- Midwest SO2 Rate Annual v5.12 | 385 | 7314 | Rate Constraint in lbs/MMBtu | FALSE | L | Annual | Total | Thousand Tons | 2.8408 | 0 | 0 | 0 | 0 | 0 | 0
IL CPS- Midwest SO2 Rate Annual v5.12 | 385 | 7314 | Rate Constraint in lbs/MMBtu | FALSE | L | Annual | Fuel Consumed | TBtu | 53.0611 | 0 | 0 | 0 | 0 | 0 | 0
IL CPS- Midwest SO2 Rate Annual v5.12 | 385 | 7314 | Rate Constraint in lbs/MMBtu | FALSE | L | Annual | Rate | lb/MMBtu | 0.10708 | 0 | 0 | 0 | 0 | 0 | 0
IL CPS- Midwest SO2 Rate Annual v5.12 | 385 | 7314 | Rate Constraint in lbs/MMBtu | FALSE | L | Annual | Generation | TWh | 4.6351 | 0 | 0 | 0 | 0 | 0 | 0
IL CPS- Midwest SO2 Rate Annual v5.12 | 385 | 7314 | Rate Constraint in lbs/MMBtu | FALSE | L | Annual | Qualifying Generation | TWh | 4.6351 | 0 | 0 | 0 | 0 | 0 | 0
IL CPS- Midwest SO2 Rate Annual v5.12 | 385 | 7314 | Rate Constraint in lbs/MMBtu | FALSE | L | Annual | Rate | lb/MWh | 1.2258 | 0 | 0 | 0 | 0 | 0 | 0
IL CPS- Midwest SO2 Rate Annual v5.12 | 385 | 7314 | Rate Constraint in lbs/MMBtu | FALSE | L | Annual | Constraint Shadow Price | US2022$/Ton | 0 | 26941.6775 | 1180.3383 | 18423.9889 | 36547.6533 | 30510.2206 | 22780.2462
IL Fac. Spec. - NOX Rate Summer v3.1, Unit 3458 and retrofits | 386 | 7305 | Rate Constraint in lbs/MMBtu | FALSE | L | Annual | Seasons Included | Seasons | Summer | Summer | Summer | Summer | Summer | Summer | Summer
IL Fac. Spec. - NOX Rate Summer v3.1, Unit 3458 and retrofits | 386 | 7305 | Rate Constraint in lbs/MMBtu | FALSE | L | Annual | Standard NOX | lb/MMBtu | 0.25 | 0.25 | 0.25 | 0.25 | 0.25 | 0.25 | 0.25
IL Fac. Spec. - NOX Rate Summer v3.1, Unit 3458 and retrofits | 386 | 7305 | Rate Constraint in lbs/MMBtu | FALSE | L | Annual | Emissions at Affected Plants NOX | Thousand Tons | 0.16097 | 0 | 0 | 0 | 0 | 0 | 0
IL Fac. Spec. - NOX Rate Summer v3.1, Unit 3458 and retrofits | 386 | 7305 | Rate Constraint in lbs/MMBtu | FALSE | L | Annual | Allowances Purchased NOX | Thousand Tons | 0 | 0 | 0 | 0 | 0 | 0 | 0
IL Fac. Spec. - NOX Rate Summer v3.1, Unit 3458 and retrofits | 386 | 7305 | Rate Constraint in lbs/MMBtu | FALSE | L | Annual | Allowances Sold NOX | Thousand Tons | 0 | 0 | 0 | 0 | 0 | 0 | 0
IL Fac. Spec. - NOX Rate Summer v3.1, Unit 3458 and retrofits | 386 | 7305 | Rate Constraint in lbs/MMBtu | FALSE | L | Annual | Allowances Banked | Thousand Tons | 0 | 0 | 0 | 0 | 0 | 0 | 0
IL Fac. Spec. - NOX Rate Summer v3.1, Unit 3458 and retrofits | 386 | 7305 | Rate Constraint in lbs/MMBtu | FALSE | L | Annual | Allowances Withdrawn (1:1) | Thousand Tons | 0 | 0 | 0 | 0 | 0 | 0 | 0
IL Fac. Spec. - NOX Rate Summer v3.1, Unit 3458 and retrofits | 386 | 7305 | Rate Constraint in lbs/MMBtu | FALSE | L | Annual | Allowances Withdrawn (1:n) | Thousand Tons | 0 | 0 | 0 | 0 | 0 | 0 | 0
IL Fac. Spec. - NOX Rate Summer v3.1, Unit 3458 and retrofits | 386 | 7305 | Rate Constraint in lbs/MMBtu | FALSE | L | Annual | Total | Thousand Tons | 0.16097 | 0 | 0 | 0 | 0 | 0 | 0
IL Fac. Spec. - NOX Rate Summer v3.1, Unit 3458 and retrofits | 386 | 7305 | Rate Constraint in lbs/MMBtu | FALSE | L | Annual | Fuel Consumed | TBtu | 4.2083 | 0 | 0 | 0 | 0 | 0 | 0
IL Fac. Spec. - NOX Rate Summer v3.1, Unit 3458 and retrofits | 386 | 7305 | Rate Constraint in lbs/MMBtu | FALSE | L | Annual | Rate | lb/MMBtu | 0.0765 | 0 | 0 | 0 | 0 | 0 | 0
IL Fac. Spec. - NOX Rate Summer v3.1, Unit 3458 and retrofits | 386 | 7305 | Rate Constraint in lbs/MMBtu | FALSE | L | Annual | Generation | TWh | 0.36635 | 0 | 0 | 0 | 0 | 0 | 0
IL Fac. Spec. - NOX Rate Summer v3.1, Unit 3458 and retrofits | 386 | 7305 | Rate Constraint in lbs/MMBtu | FALSE | L | Annual | Qualifying Generation | TWh | 0.36635 | 0 | 0 | 0 | 0 | 0 | 0
IL Fac. Spec. - NOX Rate Summer v3.1, Unit 3458 and retrofits | 386 | 7305 | Rate Constraint in lbs/MMBtu | FALSE | L | Annual | Rate | lb/MWh | 0.87876 | 0 | 0 | 0 | 0 | 0 | 0
IL Fac. Spec. - NOX Rate Summer v3.1, Unit 3458 and retrofits | 386 | 7305 | Rate Constraint in lbs/MMBtu | FALSE | L | Annual | Constraint Shadow Price | US2022$/Ton | 0 | 0 | 0 | 0 | 0 | 0 | 0
IL Fac. Spec. - NOX Rate Summer v3.1, Unit 238 and retrofits | 387 | 7305 | Rate Constraint in lbs/MMBtu | FALSE | L | Annual | Seasons Included | Seasons | Summer | Summer | Summer | Summer | Summer | Summer | Summer
IL Fac. Spec. - NOX Rate Summer v3.1, Unit 238 and retrofits | 387 | 7305 | Rate Constraint in lbs/MMBtu | FALSE | L | Annual | Standard NOX | lb/MMBtu | 0.25 | 0.25 | 0.25 | 0.25 | 0.25 | 0.25 | 0.25
IL Fac. Spec. - NOX Rate Summer v3.1, Unit 238 and retrofits | 387 | 7305 | Rate Constraint in lbs/MMBtu | FALSE | L | Annual | Emissions at Affected Plants NOX | Thousand Tons | 0.0012669 | 0.00087909 | 0.00014599 | 0 | 0 | 0 | 0
IL Fac. Spec. - NOX Rate Summer v3.1, Unit 238 and retrofits | 387 | 7305 | Rate Constraint in lbs/MMBtu | FALSE | L | Annual | Allowances Purchased NOX | Thousand Tons | 0 | 0 | 0 | 0 | 0 | 0 | 0
IL Fac. Spec. - NOX Rate Summer v3.1, Unit 238 and retrofits | 387 | 7305 | Rate Constraint in lbs/MMBtu | FALSE | L | Annual | Allowances Sold NOX | Thousand Tons | 0 | 0 | 0 | 0 | 0 | 0 | 0
IL Fac. Spec. - NOX Rate Summer v3.1, Unit 238 and retrofits | 387 | 7305 | Rate Constraint in lbs/MMBtu | FALSE | L | Annual | Allowances Banked | Thousand Tons | 0 | 0 | 0 | 0 | 0 | 0 | 0
IL Fac. Spec. - NOX Rate Summer v3.1, Unit 238 and retrofits | 387 | 7305 | Rate Constraint in lbs/MMBtu | FALSE | L | Annual | Allowances Withdrawn (1:1) | Thousand Tons | 0 | 0 | 0 | 0 | 0 | 0 | 0
IL Fac. Spec. - NOX Rate Summer v3.1, Unit 238 and retrofits | 387 | 7305 | Rate Constraint in lbs/MMBtu | FALSE | L | Annual | Allowances Withdrawn (1:n) | Thousand Tons | 0 | 0 | 0 | 0 | 0 | 0 | 0
IL Fac. Spec. - NOX Rate Summer v3.1, Unit 238 and retrofits | 387 | 7305 | Rate Constraint in lbs/MMBtu | FALSE | L | Annual | Total | Thousand Tons | 0.0012669 | 0.00087909 | 0.00014599 | 0 | 0 | 0 | 0
IL Fac. Spec. - NOX Rate Summer v3.1, Unit 238 and retrofits | 387 | 7305 | Rate Constraint in lbs/MMBtu | FALSE | L | Annual | Fuel Consumed | TBtu | 0.0753 | 0.052249 | 0.0086772 | 0 | 0 | 0 | 0
IL Fac. Spec. - NOX Rate Summer v3.1, Unit 238 and retrofits | 387 | 7305 | Rate Constraint in lbs/MMBtu | FALSE | L | Annual | Rate | lb/MMBtu | 0.03365 | 0.03365 | 0.03365 | 0 | 0 | 0 | 0
IL Fac. Spec. - NOX Rate Summer v3.1, Unit 238 and retrofits | 387 | 7305 | Rate Constraint in lbs/MMBtu | FALSE | L | Annual | Generation | TWh | 0.006672 | 0.0046295 | 0.00076884 | 0 | 0 | 0 | 0
IL Fac. Spec. - NOX Rate Summer v3.1, Unit 238 and retrofits | 387 | 7305 | Rate Constraint in lbs/MMBtu | FALSE | L | Annual | Qualifying Generation | TWh | 0.006672 | 0.0046295 | 0.00076884 | 0 | 0 | 0 | 0
IL Fac. Spec. - NOX Rate Summer v3.1, Unit 238 and retrofits | 387 | 7305 | Rate Constraint in lbs/MMBtu | FALSE | L | Annual | Rate | lb/MWh | 0.37977 | 0.37977 | 0.37977 | 0 | 0 | 0 | 0
IL Fac. Spec. - NOX Rate Summer v3.1, Unit 238 and retrofits | 387 | 7305 | Rate Constraint in lbs/MMBtu | FALSE | L | Annual | Constraint Shadow Price | US2022$/Ton | 0 | 0 | 0 | 0 | 0 | 0 | 0
IL Fac. Spec. - NOX Rate Summer v3.1, Unit 239 and retrofits | 388 | 7305 | Rate Constraint in lbs/MMBtu | FALSE | L | Annual | Seasons Included | Seasons | Summer | Summer | Summer | Summer | Summer | Summer | Summer
IL Fac. Spec. - NOX Rate Summer v3.1, Unit 239 and retrofits | 388 | 7305 | Rate Constraint in lbs/MMBtu | FALSE | L | Annual | Standard NOX | lb/MMBtu | 0.25 | 0.25 | 0.25 | 0.25 | 0.25 | 0.25 | 0.25
IL Fac. Spec. - NOX Rate Summer v3.1, Unit 239 and retrofits | 388 | 7305 | Rate Constraint in lbs/MMBtu | FALSE | L | Annual | Emissions at Affected Plants NOX | Thousand Tons | 0.00085218 | 0.0007588 | 0 | 0 | 0 | 0 | 0
IL Fac. Spec. - NOX Rate Summer v3.1, Unit 239 and retrofits | 388 | 7305 | Rate Constraint in lbs/MMBtu | FALSE | L | Annual | Allowances Purchased NOX | Thousand Tons | 0 | 0 | 0 | 0 | 0 | 0 | 0
IL Fac. Spec. - NOX Rate Summer v3.1, Unit 239 and retrofits | 388 | 7305 | Rate Constraint in lbs/MMBtu | FALSE | L | Annual | Allowances Sold NOX | Thousand Tons | 0 | 0 | 0 | 0 | 0 | 0 | 0
IL Fac. Spec. - NOX Rate Summer v3.1, Unit 239 and retrofits | 388 | 7305 | Rate Constraint in lbs/MMBtu | FALSE | L | Annual | Allowances Banked | Thousand Tons | 0 | 0 | 0 | 0 | 0 | 0 | 0
IL Fac. Spec. - NOX Rate Summer v3.1, Unit 239 and retrofits | 388 | 7305 | Rate Constraint in lbs/MMBtu | FALSE | L | Annual | Allowances Withdrawn (1:1) | Thousand Tons | 0 | 0 | 0 | 0 | 0 | 0 | 0
IL Fac. Spec. - NOX Rate Summer v3.1, Unit 239 and retrofits | 388 | 7305 | Rate Constraint in lbs/MMBtu | FALSE | L | Annual | Allowances Withdrawn (1:n) | Thousand Tons | 0 | 0 | 0 | 0 | 0 | 0 | 0
IL Fac. Spec. - NOX Rate Summer v3.1, Unit 239 and retrofits | 388 | 7305 | Rate Constraint in lbs/MMBtu | FALSE | L | Annual | Total | Thousand Tons | 0.00085218 | 0.0007588 | 0 | 0 | 0 | 0 | 0
IL Fac. Spec. - NOX Rate Summer v3.1, Unit 239 and retrofits | 388 | 7305 | Rate Constraint in lbs/MMBtu | FALSE | L | Annual | Fuel Consumed | TBtu | 0.052249 | 0.046524 | 0 | 0 | 0 | 0 | 0
IL Fac. Spec. - NOX Rate Summer v3.1, Unit 239 and retrofits | 388 | 7305 | Rate Constraint in lbs/MMBtu | FALSE | L | Annual | Rate | lb/MMBtu | 0.03262 | 0.03262 | 0 | 0 | 0 | 0 | 0
IL Fac. Spec. - NOX Rate Summer v3.1, Unit 239 and retrofits | 388 | 7305 | Rate Constraint in lbs/MMBtu | FALSE | L | Annual | Generation | TWh | 0.0046295 | 0.0041222 | 0 | 0 | 0 | 0 | 0
IL Fac. Spec. - NOX Rate Summer v3.1, Unit 239 and retrofits | 388 | 7305 | Rate Constraint in lbs/MMBtu | FALSE | L | Annual | Qualifying Generation | TWh | 0.0046295 | 0.0041222 | 0 | 0 | 0 | 0 | 0
IL Fac. Spec. - NOX Rate Summer v3.1, Unit 239 and retrofits | 388 | 7305 | Rate Constraint in lbs/MMBtu | FALSE | L | Annual | Rate | lb/MWh | 0.36815 | 0.36815 | 0 | 0 | 0 | 0 | 0
IL Fac. Spec. - NOX Rate Summer v3.1, Unit 239 and retrofits | 388 | 7305 | Rate Constraint in lbs/MMBtu | FALSE | L | Annual | Constraint Shadow Price | US2022$/Ton | 0 | 0 | 0 | 0 | 0 | 0 | 0
IL Fac. Spec. - NOX Rate Summer v3.1, Unit 240 and retrofits | 389 | 7305 | Rate Constraint in lbs/MMBtu | FALSE | L | Annual | Seasons Included | Seasons | Summer | Summer | Summer | Summer | Summer | Summer | Summer
IL Fac. Spec. - NOX Rate Summer v3.1, Unit 240 and retrofits | 389 | 7305 | Rate Constraint in lbs/MMBtu | FALSE | L | Annual | Standard NOX | lb/MMBtu | 0.25 | 0.25 | 0.25 | 0.25 | 0.25 | 0.25 | 0.25
IL Fac. Spec. - NOX Rate Summer v3.1, Unit 240 and retrofits | 389 | 7305 | Rate Constraint in lbs/MMBtu | FALSE | L | Annual | Emissions at Affected Plants NOX | Thousand Tons | 0.00096521 | 0.00059519 | 0 | 0 | 0 | 0 | 0
IL Fac. Spec. - NOX Rate Summer v3.1, Unit 240 and retrofits | 389 | 7305 | Rate Constraint in lbs/MMBtu | FALSE | L | Annual | Allowances Purchased NOX | Thousand Tons | 0 | 0 | 0 | 0 | 0 | 0 | 0
IL Fac. Spec. - NOX Rate Summer v3.1, Unit 240 and retrofits | 389 | 7305 | Rate Constraint in lbs/MMBtu | FALSE | L | Annual | Allowances Sold NOX | Thousand Tons | 0 | 0 | 0 | 0 | 0 | 0 | 0
IL Fac. Spec. - NOX Rate Summer v3.1, Unit 240 and retrofits | 389 | 7305 | Rate Constraint in lbs/MMBtu | FALSE | L | Annual | Allowances Banked | Thousand Tons | 0 | 0 | 0 | 0 | 0 | 0 | 0
IL Fac. Spec. - NOX Rate Summer v3.1, Unit 240 and retrofits | 389 | 7305 | Rate Constraint in lbs/MMBtu | FALSE | L | Annual | Allowances Withdrawn (1:1) | Thousand Tons | 0 | 0 | 0 | 0 | 0 | 0 | 0
IL Fac. Spec. - NOX Rate Summer v3.1, Unit 240 and retrofits | 389 | 7305 | Rate Constraint in lbs/MMBtu | FALSE | L | Annual | Allowances Withdrawn (1:n) | Thousand Tons | 0 | 0 | 0 | 0 | 0 | 0 | 0
IL Fac. Spec. - NOX Rate Summer v3.1, Unit 240 and retrofits | 389 | 7305 | Rate Constraint in lbs/MMBtu | FALSE | L | Annual | Total | Thousand Tons | 0.00096521 | 0.00059519 | 0 | 0 | 0 | 0 | 0
IL Fac. Spec. - NOX Rate Summer v3.1, Unit 240 and retrofits | 389 | 7305 | Rate Constraint in lbs/MMBtu | FALSE | L | Annual | Fuel Consumed | TBtu | 0.054826 | 0.033808 | 0 | 0 | 0 | 0 | 0
IL Fac. Spec. - NOX Rate Summer v3.1, Unit 240 and retrofits | 389 | 7305 | Rate Constraint in lbs/MMBtu | FALSE | L | Annual | Rate | lb/MMBtu | 0.03521 | 0.03521 | 0 | 0 | 0 | 0 | 0
IL Fac. Spec. - NOX Rate Summer v3.1, Unit 240 and retrofits | 389 | 7305 | Rate Constraint in lbs/MMBtu | FALSE | L | Annual | Generation | TWh | 0.0048578 | 0.0029956 | 0 | 0 | 0 | 0 | 0
IL Fac. Spec. - NOX Rate Summer v3.1, Unit 240 and retrofits | 389 | 7305 | Rate Constraint in lbs/MMBtu | FALSE | L | Annual | Qualifying Generation | TWh | 0.0048578 | 0.0029956 | 0 | 0 | 0 | 0 | 0
IL Fac. Spec. - NOX Rate Summer v3.1, Unit 240 and retrofits | 389 | 7305 | Rate Constraint in lbs/MMBtu | FALSE | L | Annual | Rate | lb/MWh | 0.39738 | 0.39738 | 0 | 0 | 0 | 0 | 0
IL Fac. Spec. - NOX Rate Summer v3.1, Unit 240 and retrofits | 389 | 7305 | Rate Constraint in lbs/MMBtu | FALSE | L | Annual | Constraint Shadow Price | US2022$/Ton | 0 | 0 | 0 | 0 | 0 | 0 | 0
IL Fac. Spec. - NOX Rate Summer v3.1, Unit 247 and retrofits | 390 | 7305 | Rate Constraint in lbs/MMBtu | FALSE | L | Annual | Seasons Included | Seasons | Summer | Summer | Summer | Summer | Summer | Summer | Summer
IL Fac. Spec. - NOX Rate Summer v3.1, Unit 247 and retrofits | 390 | 7305 | Rate Constraint in lbs/MMBtu | FALSE | L | Annual | Standard NOX | lb/MMBtu | 0.25 | 0.25 | 0.25 | 0.25 | 0.25 | 0.25 | 0.25
IL Fac. Spec. - NOX Rate Summer v3.1, Unit 247 and retrofits | 390 | 7305 | Rate Constraint in lbs/MMBtu | FALSE | L | Annual | Emissions at Affected Plants NOX | Thousand Tons | 0.00017758 | 0.00012322 | 0.00010873 | 0 | 0 | 0 | 0
IL Fac. Spec. - NOX Rate Summer v3.1, Unit 247 and retrofits | 390 | 7305 | Rate Constraint in lbs/MMBtu | FALSE | L | Annual | Allowances Purchased NOX | Thousand Tons | 0 | 0 | 0 | 0 | 0 | 0 | 0
IL Fac. Spec. - NOX Rate Summer v3.1, Unit 247 and retrofits | 390 | 7305 | Rate Constraint in lbs/MMBtu | FALSE | L | Annual | Allowances Sold NOX | Thousand Tons | 0 | 0 | 0 | 0 | 0 | 0 | 0
IL Fac. Spec. - NOX Rate Summer v3.1, Unit 247 and retrofits | 390 | 7305 | Rate Constraint in lbs/MMBtu | FALSE | L | Annual | Allowances Banked | Thousand Tons | 0 | 0 | 0 | 0 | 0 | 0 | 0
IL Fac. Spec. - NOX Rate Summer v3.1, Unit 247 and retrofits | 390 | 7305 | Rate Constraint in lbs/MMBtu | FALSE | L | Annual | Allowances Withdrawn (1:1) | Thousand Tons | 0 | 0 | 0 | 0 | 0 | 0 | 0
IL Fac. Spec. - NOX Rate Summer v3.1, Unit 247 and retrofits | 390 | 7305 | Rate Constraint in lbs/MMBtu | FALSE | L | Annual | Allowances Withdrawn (1:n) | Thousand Tons | 0 | 0 | 0 | 0 | 0 | 0 | 0
IL Fac. Spec. - NOX Rate Summer v3.1, Unit 247 and retrofits | 390 | 7305 | Rate Constraint in lbs/MMBtu | FALSE | L | Annual | Total | Thousand Tons | 0.00017758 | 0.00012322 | 0.00010873 | 0 | 0 | 0 | 0
IL Fac. Spec. - NOX Rate Summer v3.1, Unit 247 and retrofits | 390 | 7305 | Rate Constraint in lbs/MMBtu | FALSE | L | Annual | Fuel Consumed | TBtu | 0.020979 | 0.014557 | 0.012844 | 0 | 0 | 0 | 0
IL Fac. Spec. - NOX Rate Summer v3.1, Unit 247 and retrofits | 390 | 7305 | Rate Constraint in lbs/MMBtu | FALSE | L | Annual | Rate | lb/MMBtu | 0.01693 | 0.01693 | 0.01693 | 0 | 0 | 0 | 0
IL Fac. Spec. - NOX Rate Summer v3.1, Unit 247 and retrofits | 390 | 7305 | Rate Constraint in lbs/MMBtu | FALSE | L | Annual | Generation | TWh | 0.0019524 | 0.0013547 | 0.0011954 | 0 | 0 | 0 | 0
IL Fac. Spec. - NOX Rate Summer v3.1, Unit 247 and retrofits | 390 | 7305 | Rate Constraint in lbs/MMBtu | FALSE | L | Annual | Qualifying Generation | TWh | 0.0019524 | 0.0013547 | 0.0011954 | 0 | 0 | 0 | 0
IL Fac. Spec. - NOX Rate Summer v3.1, Unit 247 and retrofits | 390 | 7305 | Rate Constraint in lbs/MMBtu | FALSE | L | Annual | Rate | lb/MWh | 0.18191 | 0.18191 | 0.18191 | 0 | 0 | 0 | 0
IL Fac. Spec. - NOX Rate Summer v3.1, Unit 247 and retrofits | 390 | 7305 | Rate Constraint in lbs/MMBtu | FALSE | L | Annual | Constraint Shadow Price | US2022$/Ton | 0 | 0 | 0 | 0 | 0 | 0 | 0
IL Fac. Spec. - NOX Rate Summer v3.1, Unit 248 and retrofits | 391 | 7305 | Rate Constraint in lbs/MMBtu | FALSE | L | Annual | Seasons Included | Seasons | Summer | Summer | Summer | Summer | Summer | Summer | Summer
IL Fac. Spec. - NOX Rate Summer v3.1, Unit 248 and retrofits | 391 | 7305 | Rate Constraint in lbs/MMBtu | FALSE | L | Annual | Standard NOX | lb/MMBtu | 0.25 | 0.25 | 0.25 | 0.25 | 0.25 | 0.25 | 0.25
IL Fac. Spec. - NOX Rate Summer v3.1, Unit 248 and retrofits | 391 | 7305 | Rate Constraint in lbs/MMBtu | FALSE | L | Annual | Emissions at Affected Plants NOX | Thousand Tons | 0.0001693 | 0.00011747 | 0.00010365 | 0 | 0 | 0 | 0
IL Fac. Spec. - NOX Rate Summer v3.1, Unit 248 and retrofits | 391 | 7305 | Rate Constraint in lbs/MMBtu | FALSE | L | Annual | Allowances Purchased NOX | Thousand Tons | 0 | 0 | 0 | 0 | 0 | 0 | 0
IL Fac. Spec. - NOX Rate Summer v3.1, Unit 248 and retrofits | 391 | 7305 | Rate Constraint in lbs/MMBtu | FALSE | L | Annual | Allowances Sold NOX | Thousand Tons | 0 | 0 | 0 | 0 | 0 | 0 | 0
IL Fac. Spec. - NOX Rate Summer v3.1, Unit 248 and retrofits | 391 | 7305 | Rate Constraint in lbs/MMBtu | FALSE | L | Annual | Allowances Banked | Thousand Tons | 0 | 0 | 0 | 0 | 0 | 0 | 0
IL Fac. Spec. - NOX Rate Summer v3.1, Unit 248 and retrofits | 391 | 7305 | Rate Constraint in lbs/MMBtu | FALSE | L | Annual | Allowances Withdrawn (1:1) | Thousand Tons | 0 | 0 | 0 | 0 | 0 | 0 | 0
IL Fac. Spec. - NOX Rate Summer v3.1, Unit 248 and retrofits | 391 | 7305 | Rate Constraint in lbs/MMBtu | FALSE | L | Annual | Allowances Withdrawn (1:n) | Thousand Tons | 0 | 0 | 0 | 0 | 0 | 0 | 0
IL Fac. Spec. - NOX Rate Summer v3.1, Unit 248 and retrofits | 391 | 7305 | Rate Constraint in lbs/MMBtu | FALSE | L | Annual | Total | Thousand Tons | 0.0001693 | 0.00011747 | 0.00010365 | 0 | 0 | 0 | 0
IL Fac. Spec. - NOX Rate Summer v3.1, Unit 248 and retrofits | 391 | 7305 | Rate Constraint in lbs/MMBtu | FALSE | L | Annual | Fuel Consumed | TBtu | 0.020979 | 0.014557 | 0.012844 | 0 | 0 | 0 | 0
IL Fac. Spec. - NOX Rate Summer v3.1, Unit 248 and retrofits | 391 | 7305 | Rate Constraint in lbs/MMBtu | FALSE | L | Annual | Rate | lb/MMBtu | 0.01614 | 0.01614 | 0.01614 | 0 | 0 | 0 | 0
IL Fac. Spec. - NOX Rate Summer v3.1, Unit 248 and retrofits | 391 | 7305 | Rate Constraint in lbs/MMBtu | FALSE | L | Annual | Generation | TWh | 0.0019524 | 0.0013547 | 0.0011954 | 0 | 0 | 0 | 0
IL Fac. Spec. - NOX Rate Summer v3.1, Unit 248 and retrofits | 391 | 7305 | Rate Constraint in lbs/MMBtu | FALSE | L | Annual | Qualifying Generation | TWh | 0.0019524 | 0.0013547 | 0.0011954 | 0 | 0 | 0 | 0
IL Fac. Spec. - NOX Rate Summer v3.1, Unit 248 and retrofits | 391 | 7305 | Rate Constraint in lbs/MMBtu | FALSE | L | Annual | Rate | lb/MWh | 0.17342 | 0.17342 | 0.17342 | 0 | 0 | 0 | 0
IL Fac. Spec. - NOX Rate Summer v3.1, Unit 248 and retrofits | 391 | 7305 | Rate Constraint in lbs/MMBtu | FALSE | L | Annual | Constraint Shadow Price | US2022$/Ton | 0 | 0 | 0 | 0 | 0 | 0 | 0
IL Fac. Spec. - NOX Rate Summer v3.1, Unit 249 and retrofits | 392 | 7305 | Rate Constraint in lbs/MMBtu | FALSE | L | Annual | Seasons Included | Seasons | Summer | Summer | Summer | Summer | Summer | Summer | Summer
IL Fac. Spec. - NOX Rate Summer v3.1, Unit 249 and retrofits | 392 | 7305 | Rate Constraint in lbs/MMBtu | FALSE | L | Annual | Standard NOX | lb/MMBtu | 0.25 | 0.25 | 0.25 | 0.25 | 0.25 | 0.25 | 0.25
IL Fac. Spec. - NOX Rate Summer v3.1, Unit 249 and retrofits | 392 | 7305 | Rate Constraint in lbs/MMBtu | FALSE | L | Annual | Emissions at Affected Plants NOX | Thousand Tons | 0.00015692 | 0.00010888 | 8.6216e-05 | 0 | 0 | 0 | 0
IL Fac. Spec. - NOX Rate Summer v3.1, Unit 249 and retrofits | 392 | 7305 | Rate Constraint in lbs/MMBtu | FALSE | L | Annual | Allowances Purchased NOX | Thousand Tons | 0 | 0 | 0 | 0 | 0 | 0 | 0
IL Fac. Spec. - NOX Rate Summer v3.1, Unit 249 and retrofits | 392 | 7305 | Rate Constraint in lbs/MMBtu | FALSE | L | Annual | Allowances Sold NOX | Thousand Tons | 0 | 0 | 0 | 0 | 0 | 0 | 0
IL Fac. Spec. - NOX Rate Summer v3.1, Unit 249 and retrofits | 392 | 7305 | Rate Constraint in lbs/MMBtu | FALSE | L | Annual | Allowances Banked | Thousand Tons | 0 | 0 | 0 | 0 | 0 | 0 | 0
IL Fac. Spec. - NOX Rate Summer v3.1, Unit 249 and retrofits | 392 | 7305 | Rate Constraint in lbs/MMBtu | FALSE | L | Annual | Allowances Withdrawn (1:1) | Thousand Tons | 0 | 0 | 0 | 0 | 0 | 0 | 0
IL Fac. Spec. - NOX Rate Summer v3.1, Unit 249 and retrofits | 392 | 7305 | Rate Constraint in lbs/MMBtu | FALSE | L | Annual | Allowances Withdrawn (1:n) | Thousand Tons | 0 | 0 | 0 | 0 | 0 | 0 | 0
IL Fac. Spec. - NOX Rate Summer v3.1, Unit 249 and retrofits | 392 | 7305 | Rate Constraint in lbs/MMBtu | FALSE | L | Annual | Total | Thousand Tons | 0.00015692 | 0.00010888 | 8.6216e-05 | 0 | 0 | 0 | 0
IL Fac. Spec. - NOX Rate Summer v3.1, Unit 249 and retrofits | 392 | 7305 | Rate Constraint in lbs/MMBtu | FALSE | L | Annual | Fuel Consumed | TBtu | 0.020979 | 0.014557 | 0.011526 | 0 | 0 | 0 | 0
IL Fac. Spec. - NOX Rate Summer v3.1, Unit 249 and retrofits | 392 | 7305 | Rate Constraint in lbs/MMBtu | FALSE | L | Annual | Rate | lb/MMBtu | 0.01496 | 0.01496 | 0.01496 | 0 | 0 | 0 | 0
IL Fac. Spec. - NOX Rate Summer v3.1, Unit 249 and retrofits | 392 | 7305 | Rate Constraint in lbs/MMBtu | FALSE | L | Annual | Generation | TWh | 0.0019524 | 0.0013547 | 0.0010727 | 0 | 0 | 0 | 0
IL Fac. Spec. - NOX Rate Summer v3.1, Unit 249 and retrofits | 392 | 7305 | Rate Constraint in lbs/MMBtu | FALSE | L | Annual | Qualifying Generation | TWh | 0.0019524 | 0.0013547 | 0.0010727 | 0 | 0 | 0 | 0
IL Fac. Spec. - NOX Rate Summer v3.1, Unit 249 and retrofits | 392 | 7305 | Rate Constraint in lbs/MMBtu | FALSE | L | Annual | Rate | lb/MWh | 0.16075 | 0.16075 | 0.16075 | 0 | 0 | 0 | 0
IL Fac. Spec. - NOX Rate Summer v3.1, Unit 249 and retrofits | 392 | 7305 | Rate Constraint in lbs/MMBtu | FALSE | L | Annual | Constraint Shadow Price | US2022$/Ton | 0 | 0 | 0 | 0 | 0 | 0 | 0
IL Fac. Spec. - NOX Rate Summer v3.1, Unit 250 and retrofits | 393 | 7305 | Rate Constraint in lbs/MMBtu | FALSE | L | Annual | Seasons Included | Seasons | Summer | Summer | Summer | Summer | Summer | Summer | Summer
IL Fac. Spec. - NOX Rate Summer v3.1, Unit 250 and retrofits | 393 | 7305 | Rate Constraint in lbs/MMBtu | FALSE | L | Annual | Standard NOX | lb/MMBtu | 0.25 | 0.25 | 0.25 | 0.25 | 0.25 | 0.25 | 0.25
IL Fac. Spec. - NOX Rate Summer v3.1, Unit 250 and retrofits | 393 | 7305 | Rate Constraint in lbs/MMBtu | FALSE | L | Annual | Emissions at Affected Plants NOX | Thousand Tons | 0.00014748 | 0.00010233 | 9.0294e-05 | 0 | 0 | 0 | 0
IL Fac. Spec. - NOX Rate Summer v3.1, Unit 250 and retrofits | 393 | 7305 | Rate Constraint in lbs/MMBtu | FALSE | L | Annual | Allowances Purchased NOX | Thousand Tons | 0 | 0 | 0 | 0 | 0 | 0 | 0
IL Fac. Spec. - NOX Rate Summer v3.1, Unit 250 and retrofits | 393 | 7305 | Rate Constraint in lbs/MMBtu | FALSE | L | Annual | Allowances Sold NOX | Thousand Tons | 0 | 0 | 0 | 0 | 0 | 0 | 0
IL Fac. Spec. - NOX Rate Summer v3.1, Unit 250 and retrofits | 393 | 7305 | Rate Constraint in lbs/MMBtu | FALSE | L | Annual | Allowances Banked | Thousand Tons | 0 | 0 | 0 | 0 | 0 | 0 | 0
IL Fac. Spec. - NOX Rate Summer v3.1, Unit 250 and retrofits | 393 | 7305 | Rate Constraint in lbs/MMBtu | FALSE | L | Annual | Allowances Withdrawn (1:1) | Thousand Tons | 0 | 0 | 0 | 0 | 0 | 0 | 0
IL Fac. Spec. - NOX Rate Summer v3.1, Unit 250 and retrofits | 393 | 7305 | Rate Constraint in lbs/MMBtu | FALSE | L | Annual | Allowances Withdrawn (1:n) | Thousand Tons | 0 | 0 | 0 | 0 | 0 | 0 | 0
IL Fac. Spec. - NOX Rate Summer v3.1, Unit 250 and retrofits | 393 | 7305 | Rate Constraint in lbs/MMBtu | FALSE | L | Annual | Total | Thousand Tons | 0.00014748 | 0.00010233 | 9.0294e-05 | 0 | 0 | 0 | 0
IL Fac. Spec. - NOX Rate Summer v3.1, Unit 250 and retrofits | 393 | 7305 | Rate Constraint in lbs/MMBtu | FALSE | L | Annual | Fuel Consumed | TBtu | 0.020979 | 0.014557 | 0.012844 | 0 | 0 | 0 | 0
IL Fac. Spec. - NOX Rate Summer v3.1, Unit 250 and retrofits | 393 | 7305 | Rate Constraint in lbs/MMBtu | FALSE | L | Annual | Rate | lb/MMBtu | 0.01406 | 0.01406 | 0.01406 | 0 | 0 | 0 | 0
IL Fac. Spec. - NOX Rate Summer v3.1, Unit 250 and retrofits | 393 | 7305 | Rate Constraint in lbs/MMBtu | FALSE | L | Annual | Generation | TWh | 0.0019524 | 0.0013547 | 0.0011954 | 0 | 0 | 0 | 0
IL Fac. Spec. - NOX Rate Summer v3.1, Unit 250 and retrofits | 393 | 7305 | Rate Constraint in lbs/MMBtu | FALSE | L | Annual | Qualifying Generation | TWh | 0.0019524 | 0.0013547 | 0.0011954 | 0 | 0 | 0 | 0
IL Fac. Spec. - NOX Rate Summer v3.1, Unit 250 and retrofits | 393 | 7305 | Rate Constraint in lbs/MMBtu | FALSE | L | Annual | Rate | lb/MWh | 0.15107 | 0.15107 | 0.15107 | 0 | 0 | 0 | 0
IL Fac. Spec. - NOX Rate Summer v3.1, Unit 250 and retrofits | 393 | 7305 | Rate Constraint in lbs/MMBtu | FALSE | L | Annual | Constraint Shadow Price | US2022$/Ton | 0 | 0 | 0 | 0 | 0 | 0 | 0
IL Fac. Spec. - NOX Rate Summer v3.1, Unit 251 and retrofits | 394 | 7305 | Rate Constraint in lbs/MMBtu | FALSE | L | Annual | Seasons Included | Seasons | Summer | Summer | Summer | Summer | Summer | Summer | Summer
IL Fac. Spec. - NOX Rate Summer v3.1, Unit 251 and retrofits | 394 | 7305 | Rate Constraint in lbs/MMBtu | FALSE | L | Annual | Standard NOX | lb/MMBtu | 0.25 | 0.25 | 0.25 | 0.25 | 0.25 | 0.25 | 0.25
IL Fac. Spec. - NOX Rate Summer v3.1, Unit 251 and retrofits | 394 | 7305 | Rate Constraint in lbs/MMBtu | FALSE | L | Annual | Emissions at Affected Plants NOX | Thousand Tons | 0.00018902 | 0.00013116 | 4.629e-05 | 0 | 0 | 0 | 0
IL Fac. Spec. - NOX Rate Summer v3.1, Unit 251 and retrofits | 394 | 7305 | Rate Constraint in lbs/MMBtu | FALSE | L | Annual | Allowances Purchased NOX | Thousand Tons | 0 | 0 | 0 | 0 | 0 | 0 | 0
IL Fac. Spec. - NOX Rate Summer v3.1, Unit 251 and retrofits | 394 | 7305 | Rate Constraint in lbs/MMBtu | FALSE | L | Annual | Allowances Sold NOX | Thousand Tons | 0 | 0 | 0 | 0 | 0 | 0 | 0
IL Fac. Spec. - NOX Rate Summer v3.1, Unit 251 and retrofits | 394 | 7305 | Rate Constraint in lbs/MMBtu | FALSE | L | Annual | Allowances Banked | Thousand Tons | 0 | 0 | 0 | 0 | 0 | 0 | 0
IL Fac. Spec. - NOX Rate Summer v3.1, Unit 251 and retrofits | 394 | 7305 | Rate Constraint in lbs/MMBtu | FALSE | L | Annual | Allowances Withdrawn (1:1) | Thousand Tons | 0 | 0 | 0 | 0 | 0 | 0 | 0
IL Fac. Spec. - NOX Rate Summer v3.1, Unit 251 and retrofits | 394 | 7305 | Rate Constraint in lbs/MMBtu | FALSE | L | Annual | Allowances Withdrawn (1:n) | Thousand Tons | 0 | 0 | 0 | 0 | 0 | 0 | 0
IL Fac. Spec. - NOX Rate Summer v3.1, Unit 251 and retrofits | 394 | 7305 | Rate Constraint in lbs/MMBtu | FALSE | L | Annual | Total | Thousand Tons | 0.00018902 | 0.00013116 | 4.629e-05 | 0 | 0 | 0 | 0
IL Fac. Spec. - NOX Rate Summer v3.1, Unit 251 and retrofits | 394 | 7305 | Rate Constraint in lbs/MMBtu | FALSE | L | Annual | Fuel Consumed | TBtu | 0.020979 | 0.014557 | 0.0051376 | 0 | 0 | 0 | 0
IL Fac. Spec. - NOX Rate Summer v3.1, Unit 251 and retrofits | 394 | 7305 | Rate Constraint in lbs/MMBtu | FALSE | L | Annual | Rate | lb/MMBtu | 0.01802 | 0.01802 | 0.01802 | 0 | 0 | 0 | 0
IL Fac. Spec. - NOX Rate Summer v3.1, Unit 251 and retrofits | 394 | 7305 | Rate Constraint in lbs/MMBtu | FALSE | L | Annual | Generation | TWh | 0.0019524 | 0.0013547 | 0.00047814 | 0 | 0 | 0 | 0
IL Fac. Spec. - NOX Rate Summer v3.1, Unit 251 and retrofits | 394 | 7305 | Rate Constraint in lbs/MMBtu | FALSE | L | Annual | Qualifying Generation | TWh | 0.0019524 | 0.0013547 | 0.00047814 | 0 | 0 | 0 | 0
IL Fac. Spec. - NOX Rate Summer v3.1, Unit 251 and retrofits | 394 | 7305 | Rate Constraint in lbs/MMBtu | FALSE | L | Annual | Rate | lb/MWh | 0.19362 | 0.19362 | 0.19362 | 0 | 0 | 0 | 0
IL Fac. Spec. - NOX Rate Summer v3.1, Unit 251 and retrofits | 394 | 7305 | Rate Constraint in lbs/MMBtu | FALSE | L | Annual | Constraint Shadow Price | US2022$/Ton | 0 | 0 | 0 | 0 | 0 | 0 | 0
IL Fac. Spec. - NOX Rate Summer v3.1, Unit 252 and retrofits | 395 | 7305 | Rate Constraint in lbs/MMBtu | FALSE | L | Annual | Seasons Included | Seasons | Summer | Summer | Summer | Summer | Summer | Summer | Summer
IL Fac. Spec. - NOX Rate Summer v3.1, Unit 252 and retrofits | 395 | 7305 | Rate Constraint in lbs/MMBtu | FALSE | L | Annual | Standard NOX | lb/MMBtu | 0.25 | 0.25 | 0.25 | 0.25 | 0.25 | 0.25 | 0.25
IL Fac. Spec. - NOX Rate Summer v3.1, Unit 252 and retrofits | 395 | 7305 | Rate Constraint in lbs/MMBtu | FALSE | L | Annual | Emissions at Affected Plants NOX | Thousand Tons | 0.00018535 | 0.00012861 | 0.00011348 | 0 | 0 | 0 | 0
IL Fac. Spec. - NOX Rate Summer v3.1, Unit 252 and retrofits | 395 | 7305 | Rate Constraint in lbs/MMBtu | FALSE | L | Annual | Allowances Purchased NOX | Thousand Tons | 0 | 0 | 0 | 0 | 0 | 0 | 0
IL Fac. Spec. - NOX Rate Summer v3.1, Unit 252 and retrofits | 395 | 7305 | Rate Constraint in lbs/MMBtu | FALSE | L | Annual | Allowances Sold NOX | Thousand Tons | 0 | 0 | 0 | 0 | 0 | 0 | 0
IL Fac. Spec. - NOX Rate Summer v3.1, Unit 252 and retrofits | 395 | 7305 | Rate Constraint in lbs/MMBtu | FALSE | L | Annual | Allowances Banked | Thousand Tons | 0 | 0 | 0 | 0 | 0 | 0 | 0
IL Fac. Spec. - NOX Rate Summer v3.1, Unit 252 and retrofits | 395 | 7305 | Rate Constraint in lbs/MMBtu | FALSE | L | Annual | Allowances Withdrawn (1:1) | Thousand Tons | 0 | 0 | 0 | 0 | 0 | 0 | 0
IL Fac. Spec. - NOX Rate Summer v3.1, Unit 252 and retrofits | 395 | 7305 | Rate Constraint in lbs/MMBtu | FALSE | L | Annual | Allowances Withdrawn (1:n) | Thousand Tons | 0 | 0 | 0 | 0 | 0 | 0 | 0
IL Fac. Spec. - NOX Rate Summer v3.1, Unit 252 and retrofits | 395 | 7305 | Rate Constraint in lbs/MMBtu | FALSE | L | Annual | Total | Thousand Tons | 0.00018535 | 0.00012861 | 0.00011348 | 0 | 0 | 0 | 0
IL Fac. Spec. - NOX Rate Summer v3.1, Unit 252 and retrofits | 395 | 7305 | Rate Constraint in lbs/MMBtu | FALSE | L | Annual | Fuel Consumed | TBtu | 0.020979 | 0.014557 | 0.012844 | 0 | 0 | 0 | 0
IL Fac. Spec. - NOX Rate Summer v3.1, Unit 252 and retrofits | 395 | 7305 | Rate Constraint in lbs/MMBtu | FALSE | L | Annual | Rate | lb/MMBtu | 0.01767 | 0.01767 | 0.01767 | 0 | 0 | 0 | 0
IL Fac. Spec. - NOX Rate Summer v3.1, Unit 252 and retrofits | 395 | 7305 | Rate Constraint in lbs/MMBtu | FALSE | L | Annual | Generation | TWh | 0.0019524 | 0.0013547 | 0.0011954 | 0 | 0 | 0 | 0
IL Fac. Spec. - NOX Rate Summer v3.1, Unit 252 and retrofits | 395 | 7305 | Rate Constraint in lbs/MMBtu | FALSE | L | Annual | Qualifying Generation | TWh | 0.0019524 | 0.0013547 | 0.0011954 | 0 | 0 | 0 | 0
IL Fac. Spec. - NOX Rate Summer v3.1, Unit 252 and retrofits | 395 | 7305 | Rate Constraint in lbs/MMBtu | FALSE | L | Annual | Rate | lb/MWh | 0.18986 | 0.18986 | 0.18986 | 0 | 0 | 0 | 0
IL Fac. Spec. - NOX Rate Summer v3.1, Unit 252 and retrofits | 395 | 7305 | Rate Constraint in lbs/MMBtu | FALSE | L | Annual | Constraint Shadow Price | US2022$/Ton | 0 | 0 | 0 | 0 | 0 | 0 | 0
IL Fac. Spec. - NOX Rate Summer v3.1, Unit 253 and retrofits | 396 | 7305 | Rate Constraint in lbs/MMBtu | FALSE | L | Annual | Seasons Included | Seasons | Summer | Summer | Summer | Summer | Summer | Summer | Summer
IL Fac. Spec. - NOX Rate Summer v3.1, Unit 253 and retrofits | 396 | 7305 | Rate Constraint in lbs/MMBtu | FALSE | L | Annual | Standard NOX | lb/MMBtu | 0.25 | 0.25 | 0.25 | 0.25 | 0.25 | 0.25 | 0.25
IL Fac. Spec. - NOX Rate Summer v3.1, Unit 253 and retrofits | 396 | 7305 | Rate Constraint in lbs/MMBtu | FALSE | L | Annual | Emissions at Affected Plants NOX | Thousand Tons | 0.00015482 | 0.00010743 | 9.479e-05 | 0 | 0 | 0 | 0
IL Fac. Spec. - NOX Rate Summer v3.1, Unit 253 and retrofits | 396 | 7305 | Rate Constraint in lbs/MMBtu | FALSE | L | Annual | Allowances Purchased NOX | Thousand Tons | 0 | 0 | 0 | 0 | 0 | 0 | 0
IL Fac. Spec. - NOX Rate Summer v3.1, Unit 253 and retrofits | 396 | 7305 | Rate Constraint in lbs/MMBtu | FALSE | L | Annual | Allowances Sold NOX | Thousand Tons | 0 | 0 | 0 | 0 | 0 | 0 | 0
IL Fac. Spec. - NOX Rate Summer v3.1, Unit 253 and retrofits | 396 | 7305 | Rate Constraint in lbs/MMBtu | FALSE | L | Annual | Allowances Banked | Thousand Tons | 0 | 0 | 0 | 0 | 0 | 0 | 0
IL Fac. Spec. - NOX Rate Summer v3.1, Unit 253 and retrofits | 396 | 7305 | Rate Constraint in lbs/MMBtu | FALSE | L | Annual | Allowances Withdrawn (1:1) | Thousand Tons | 0 | 0 | 0 | 0 | 0 | 0 | 0
IL Fac. Spec. - NOX Rate Summer v3.1, Unit 253 and retrofits | 396 | 7305 | Rate Constraint in lbs/MMBtu | FALSE | L | Annual | Allowances Withdrawn (1:n) | Thousand Tons | 0 | 0 | 0 | 0 | 0 | 0 | 0
IL Fac. Spec. - NOX Rate Summer v3.1, Unit 253 and retrofits | 396 | 7305 | Rate Constraint in lbs/MMBtu | FALSE | L | Annual | Total | Thousand Tons | 0.00015482 | 0.00010743 | 9.479e-05 | 0 | 0 | 0 | 0
IL Fac. Spec. - NOX Rate Summer v3.1, Unit 253 and retrofits | 396 | 7305 | Rate Constraint in lbs/MMBtu | FALSE | L | Annual | Fuel Consumed | TBtu | 0.020979 | 0.014557 | 0.012844 | 0 | 0 | 0 | 0
IL Fac. Spec. - NOX Rate Summer v3.1, Unit 253 and retrofits | 396 | 7305 | Rate Constraint in lbs/MMBtu | FALSE | L | Annual | Rate | lb/MMBtu | 0.01476 | 0.01476 | 0.01476 | 0 | 0 | 0 | 0
IL Fac. Spec. - NOX Rate Summer v3.1, Unit 253 and retrofits | 396 | 7305 | Rate Constraint in lbs/MMBtu | FALSE | L | Annual | Generation | TWh | 0.0019524 | 0.0013547 | 0.0011954 | 0 | 0 | 0 | 0
IL Fac. Spec. - NOX Rate Summer v3.1, Unit 253 and retrofits | 396 | 7305 | Rate Constraint in lbs/MMBtu | FALSE | L | Annual | Qualifying Generation | TWh | 0.0019524 | 0.0013547 | 0.0011954 | 0 | 0 | 0 | 0
IL Fac. Spec. - NOX Rate Summer v3.1, Unit 253 and retrofits | 396 | 7305 | Rate Constraint in lbs/MMBtu | FALSE | L | Annual | Rate | lb/MWh | 0.1586 | 0.1586 | 0.1586 | 0 | 0 | 0 | 0
IL Fac. Spec. - NOX Rate Summer v3.1, Unit 253 and retrofits | 396 | 7305 | Rate Constraint in lbs/MMBtu | FALSE | L | Annual | Constraint Shadow Price | US2022$/Ton | 0 | 0 | 0 | 0 | 0 | 0 | 0
IL Fac. Spec. - NOX Rate Summer v3.1, Unit 254 and retrofits | 397 | 7305 | Rate Constraint in lbs/MMBtu | FALSE | L | Annual | Seasons Included | Seasons | Summer | Summer | Summer | Summer | Summer | Summer | Summer
IL Fac. Spec. - NOX Rate Summer v3.1, Unit 254 and retrofits | 397 | 7305 | Rate Constraint in lbs/MMBtu | FALSE | L | Annual | Standard NOX | lb/MMBtu | 0.25 | 0.25 | 0.25 | 0.25 | 0.25 | 0.25 | 0.25
IL Fac. Spec. - NOX Rate Summer v3.1, Unit 254 and retrofits | 397 | 7305 | Rate Constraint in lbs/MMBtu | FALSE | L | Annual | Emissions at Affected Plants NOX | Thousand Tons | 0.00014601 | 0.00010131 | 8.9395e-05 | 0 | 0 | 0 | 0
IL Fac. Spec. - NOX Rate Summer v3.1, Unit 254 and retrofits | 397 | 7305 | Rate Constraint in lbs/MMBtu | FALSE | L | Annual | Allowances Purchased NOX | Thousand Tons | 0 | 0 | 0 | 0 | 0 | 0 | 0
IL Fac. Spec. - NOX Rate Summer v3.1, Unit 254 and retrofits | 397 | 7305 | Rate Constraint in lbs/MMBtu | FALSE | L | Annual | Allowances Sold NOX | Thousand Tons | 0 | 0 | 0 | 0 | 0 | 0 | 0
IL Fac. Spec. - NOX Rate Summer v3.1, Unit 254 and retrofits | 397 | 7305 | Rate Constraint in lbs/MMBtu | FALSE | L | Annual | Allowances Banked | Thousand Tons | 0 | 0 | 0 | 0 | 0 | 0 | 0
IL Fac. Spec. - NOX Rate Summer v3.1, Unit 254 and retrofits | 397 | 7305 | Rate Constraint in lbs/MMBtu | FALSE | L | Annual | Allowances Withdrawn (1:1) | Thousand Tons | 0 | 0 | 0 | 0 | 0 | 0 | 0
IL Fac. Spec. - NOX Rate Summer v3.1, Unit 254 and retrofits | 397 | 7305 | Rate Constraint in lbs/MMBtu | FALSE | L | Annual | Allowances Withdrawn (1:n) | Thousand Tons | 0 | 0 | 0 | 0 | 0 | 0 | 0
IL Fac. Spec. - NOX Rate Summer v3.1, Unit 254 and retrofits | 397 | 7305 | Rate Constraint in lbs/MMBtu | FALSE | L | Annual | Total | Thousand Tons | 0.00014601 | 0.00010131 | 8.9395e-05 | 0 | 0 | 0 | 0
IL Fac. Spec. - NOX Rate Summer v3.1, Unit 254 and retrofits | 397 | 7305 | Rate Constraint in lbs/MMBtu | FALSE | L | Annual | Fuel Consumed | TBtu | 0.020979 | 0.014557 | 0.012844 | 0 | 0 | 0 | 0
IL Fac. Spec. - NOX Rate Summer v3.1, Unit 254 and retrofits | 397 | 7305 | Rate Constraint in lbs/MMBtu | FALSE | L | Annual | Rate | lb/MMBtu | 0.01392 | 0.01392 | 0.01392 | 0 | 0 | 0 | 0
IL Fac. Spec. - NOX Rate Summer v3.1, Unit 254 and retrofits | 397 | 7305 | Rate Constraint in lbs/MMBtu | FALSE | L | Annual | Generation | TWh | 0.0019524 | 0.0013547 | 0.0011954 | 0 | 0 | 0 | 0
IL Fac. Spec. - NOX Rate Summer v3.1, Unit 254 and retrofits | 397 | 7305 | Rate Constraint in lbs/MMBtu | FALSE | L | Annual | Qualifying Generation | TWh | 0.0019524 | 0.0013547 | 0.0011954 | 0 | 0 | 0 | 0
IL Fac. Spec. - NOX Rate Summer v3.1, Unit 254 and retrofits | 397 | 7305 | Rate Constraint in lbs/MMBtu | FALSE | L | Annual | Rate | lb/MWh | 0.14957 | 0.14957 | 0.14957 | 0 | 0 | 0 | 0
IL Fac. Spec. - NOX Rate Summer v3.1, Unit 254 and retrofits | 397 | 7305 | Rate Constraint in lbs/MMBtu | FALSE | L | Annual | Constraint Shadow Price | US2022$/Ton | 0 | 0 | 0 | 0 | 0 | 0 | 0
IL Fac. Spec. - NOX Rate Summer v3.1, Unit 255 and retrofits | 398 | 7305 | Rate Constraint in lbs/MMBtu | FALSE | L | Annual | Seasons Included | Seasons | Summer | Summer | Summer | Summer | Summer | Summer | Summer
IL Fac. Spec. - NOX Rate Summer v3.1, Unit 255 and retrofits | 398 | 7305 | Rate Constraint in lbs/MMBtu | FALSE | L | Annual | Standard NOX | lb/MMBtu | 0.25 | 0.25 | 0.25 | 0.25 | 0.25 | 0.25 | 0.25
IL Fac. Spec. - NOX Rate Summer v3.1, Unit 255 and retrofits | 398 | 7305 | Rate Constraint in lbs/MMBtu | FALSE | L | Annual | Emissions at Affected Plants NOX | Thousand Tons | 0.00018283 | 0.00012686 | 4.4775e-05 | 0 | 0 | 0 | 0
IL Fac. Spec. - NOX Rate Summer v3.1, Unit 255 and retrofits | 398 | 7305 | Rate Constraint in lbs/MMBtu | FALSE | L | Annual | Allowances Purchased NOX | Thousand Tons | 0 | 0 | 0 | 0 | 0 | 0 | 0
IL Fac. Spec. - NOX Rate Summer v3.1, Unit 255 and retrofits | 398 | 7305 | Rate Constraint in lbs/MMBtu | FALSE | L | Annual | Allowances Sold NOX | Thousand Tons | 0 | 0 | 0 | 0 | 0 | 0 | 0
IL Fac. Spec. - NOX Rate Summer v3.1, Unit 255 and retrofits | 398 | 7305 | Rate Constraint in lbs/MMBtu | FALSE | L | Annual | Allowances Banked | Thousand Tons | 0 | 0 | 0 | 0 | 0 | 0 | 0
IL Fac. Spec. - NOX Rate Summer v3.1, Unit 255 and retrofits | 398 | 7305 | Rate Constraint in lbs/MMBtu | FALSE | L | Annual | Allowances Withdrawn (1:1) | Thousand Tons | 0 | 0 | 0 | 0 | 0 | 0 | 0
IL Fac. Spec. - NOX Rate Summer v3.1, Unit 255 and retrofits | 398 | 7305 | Rate Constraint in lbs/MMBtu | FALSE | L | Annual | Allowances Withdrawn (1:n) | Thousand Tons | 0 | 0 | 0 | 0 | 0 | 0 | 0
IL Fac. Spec. - NOX Rate Summer v3.1, Unit 255 and retrofits | 398 | 7305 | Rate Constraint in lbs/MMBtu | FALSE | L | Annual | Total | Thousand Tons | 0.00018283 | 0.00012686 | 4.4775e-05 | 0 | 0 | 0 | 0
IL Fac. Spec. - NOX Rate Summer v3.1, Unit 255 and retrofits | 398 | 7305 | Rate Constraint in lbs/MMBtu | FALSE | L | Annual | Fuel Consumed | TBtu | 0.020979 | 0.014557 | 0.0051376 | 0 | 0 | 0 | 0
IL Fac. Spec. - NOX Rate Summer v3.1, Unit 255 and retrofits | 398 | 7305 | Rate Constraint in lbs/MMBtu | FALSE | L | Annual | Rate | lb/MMBtu | 0.01743 | 0.01743 | 0.01743 | 0 | 0 | 0 | 0
IL Fac. Spec. - NOX Rate Summer v3.1, Unit 255 and retrofits | 398 | 7305 | Rate Constraint in lbs/MMBtu | FALSE | L | Annual | Generation | TWh | 0.0019524 | 0.0013547 | 0.00047814 | 0 | 0 | 0 | 0
IL Fac. Spec. - NOX Rate Summer v3.1, Unit 255 and retrofits | 398 | 7305 | Rate Constraint in lbs/MMBtu | FALSE | L | Annual | Qualifying Generation | TWh | 0.0019524 | 0.0013547 | 0.00047814 | 0 | 0 | 0 | 0
IL Fac. Spec. - NOX Rate Summer v3.1, Unit 255 and retrofits | 398 | 7305 | Rate Constraint in lbs/MMBtu | FALSE | L | Annual | Rate | lb/MWh | 0.18729 | 0.18729 | 0.18729 | 0 | 0 | 0 | 0
IL Fac. Spec. - NOX Rate Summer v3.1, Unit 255 and retrofits | 398 | 7305 | Rate Constraint in lbs/MMBtu | FALSE | L | Annual | Constraint Shadow Price | US2022$/Ton | 0 | 0 | 0 | 0 | 0 | 0 | 0
IL Fac. Spec. - NOX Rate Summer v3.1, Unit 256 and retrofits | 399 | 7305 | Rate Constraint in lbs/MMBtu | FALSE | L | Annual | Seasons Included | Seasons | Summer | Summer | Summer | Summer | Summer | Summer | Summer
IL Fac. Spec. - NOX Rate Summer v3.1, Unit 256 and retrofits | 399 | 7305 | Rate Constraint in lbs/MMBtu | FALSE | L | Annual | Standard NOX | lb/MMBtu | 0.25 | 0.25 | 0.25 | 0.25 | 0.25 | 0.25 | 0.25
IL Fac. Spec. - NOX Rate Summer v3.1, Unit 256 and retrofits | 399 | 7305 | Rate Constraint in lbs/MMBtu | FALSE | L | Annual | Emissions at Affected Plants NOX | Thousand Tons | 0.00022898 | 0.00015889 | 0.00014019 | 0 | 0 | 0 | 0
IL Fac. Spec. - NOX Rate Summer v3.1, Unit 256 and retrofits | 399 | 7305 | Rate Constraint in lbs/MMBtu | FALSE | L | Annual | Allowances Purchased NOX | Thousand Tons | 0 | 0 | 0 | 0 | 0 | 0 | 0
IL Fac. Spec. - NOX Rate Summer v3.1, Unit 256 and retrofits | 399 | 7305 | Rate Constraint in lbs/MMBtu | FALSE | L | Annual | Allowances Sold NOX | Thousand Tons | 0 | 0 | 0 | 0 | 0 | 0 | 0
IL Fac. Spec. - NOX Rate Summer v3.1, Unit 256 and retrofits | 399 | 7305 | Rate Constraint in lbs/MMBtu | FALSE | L | Annual | Allowances Banked | Thousand Tons | 0 | 0 | 0 | 0 | 0 | 0 | 0
IL Fac. Spec. - NOX Rate Summer v3.1, Unit 256 and retrofits | 399 | 7305 | Rate Constraint in lbs/MMBtu | FALSE | L | Annual | Allowances Withdrawn (1:1) | Thousand Tons | 0 | 0 | 0 | 0 | 0 | 0 | 0
IL Fac. Spec. - NOX Rate Summer v3.1, Unit 256 and retrofits | 399 | 7305 | Rate Constraint in lbs/MMBtu | FALSE | L | Annual | Allowances Withdrawn (1:n) | Thousand Tons | 0 | 0 | 0 | 0 | 0 | 0 | 0
IL Fac. Spec. - NOX Rate Summer v3.1, Unit 256 and retrofits | 399 | 7305 | Rate Constraint in lbs/MMBtu | FALSE | L | Annual | Total | Thousand Tons | 0.00022898 | 0.00015889 | 0.00014019 | 0 | 0 | 0 | 0
IL Fac. Spec. - NOX Rate Summer v3.1, Unit 256 and retrofits | 399 | 7305 | Rate Constraint in lbs/MMBtu | FALSE | L | Annual | Fuel Consumed | TBtu | 0.020979 | 0.014557 | 0.012844 | 0 | 0 | 0 | 0
IL Fac. Spec. - NOX Rate Summer v3.1, Unit 256 and retrofits | 399 | 7305 | Rate Constraint in lbs/MMBtu | FALSE | L | Annual | Rate | lb/MMBtu | 0.02183 | 0.02183 | 0.02183 | 0 | 0 | 0 | 0
IL Fac. Spec. - NOX Rate Summer v3.1, Unit 256 and retrofits | 399 | 7305 | Rate Constraint in lbs/MMBtu | FALSE | L | Annual | Generation | TWh | 0.0019524 | 0.0013547 | 0.0011954 | 0 | 0 | 0 | 0
IL Fac. Spec. - NOX Rate Summer v3.1, Unit 256 and retrofits | 399 | 7305 | Rate Constraint in lbs/MMBtu | FALSE | L | Annual | Qualifying Generation | TWh | 0.0019524 | 0.0013547 | 0.0011954 | 0 | 0 | 0 | 0
IL Fac. Spec. - NOX Rate Summer v3.1, Unit 256 and retrofits | 399 | 7305 | Rate Constraint in lbs/MMBtu | FALSE | L | Annual | Rate | lb/MWh | 0.23456 | 0.23456 | 0.23456 | 0 | 0 | 0 | 0
IL Fac. Spec. - NOX Rate Summer v3.1, Unit 256 and retrofits | 399 | 7305 | Rate Constraint in lbs/MMBtu | FALSE | L | Annual | Constraint Shadow Price | US2022$/Ton | 0 | 0 | 0 | 0 | 0 | 0 | 0
IL Fac. Spec. - NOX Rate Summer v3.1, Unit 257 and retrofits | 400 | 7305 | Rate Constraint in lbs/MMBtu | FALSE | L | Annual | Seasons Included | Seasons | Summer | Summer | Summer | Summer | Summer | Summer | Summer
IL Fac. Spec. - NOX Rate Summer v3.1, Unit 257 and retrofits | 400 | 7305 | Rate Constraint in lbs/MMBtu | FALSE | L | Annual | Standard NOX | lb/MMBtu | 0.25 | 0.25 | 0.25 | 0.25 | 0.25 | 0.25 | 0.25
IL Fac. Spec. - NOX Rate Summer v3.1, Unit 257 and retrofits | 400 | 7305 | Rate Constraint in lbs/MMBtu | FALSE | L | Annual | Emissions at Affected Plants NOX | Thousand Tons | 0.00022154 | 0.00015372 | 5.4254e-05 | 0 | 0 | 0 | 0
IL Fac. Spec. - NOX Rate Summer v3.1, Unit 257 and retrofits | 400 | 7305 | Rate Constraint in lbs/MMBtu | FALSE | L | Annual | Allowances Purchased NOX | Thousand Tons | 0 | 0 | 0 | 0 | 0 | 0 | 0
IL Fac. Spec. - NOX Rate Summer v3.1, Unit 257 and retrofits | 400 | 7305 | Rate Constraint in lbs/MMBtu | FALSE | L | Annual | Allowances Sold NOX | Thousand Tons | 0 | 0 | 0 | 0 | 0 | 0 | 0
IL Fac. Spec. - NOX Rate Summer v3.1, Unit 257 and retrofits | 400 | 7305 | Rate Constraint in lbs/MMBtu | FALSE | L | Annual | Allowances Banked | Thousand Tons | 0 | 0 | 0 | 0 | 0 | 0 | 0
IL Fac. Spec. - NOX Rate Summer v3.1, Unit 257 and retrofits | 400 | 7305 | Rate Constraint in lbs/MMBtu | FALSE | L | Annual | Allowances Withdrawn (1:1) | Thousand Tons | 0 | 0 | 0 | 0 | 0 | 0 | 0
IL Fac. Spec. - NOX Rate Summer v3.1, Unit 257 and retrofits | 400 | 7305 | Rate Constraint in lbs/MMBtu | FALSE | L | Annual | Allowances Withdrawn (1:n) | Thousand Tons | 0 | 0 | 0 | 0 | 0 | 0 | 0
IL Fac. Spec. - NOX Rate Summer v3.1, Unit 257 and retrofits | 400 | 7305 | Rate Constraint in lbs/MMBtu | FALSE | L | Annual | Total | Thousand Tons | 0.00022154 | 0.00015372 | 5.4254e-05 | 0 | 0 | 0 | 0
IL Fac. Spec. - NOX Rate Summer v3.1, Unit 257 and retrofits | 400 | 7305 | Rate Constraint in lbs/MMBtu | FALSE | L | Annual | Fuel Consumed | TBtu | 0.020979 | 0.014557 | 0.0051376 | 0 | 0 | 0 | 0
IL Fac. Spec. - NOX Rate Summer v3.1, Unit 257 and retrofits | 400 | 7305 | Rate Constraint in lbs/MMBtu | FALSE | L | Annual | Rate | lb/MMBtu | 0.02112 | 0.02112 | 0.02112 | 0 | 0 | 0 | 0
IL Fac. Spec. - NOX Rate Summer v3.1, Unit 257 and retrofits | 400 | 7305 | Rate Constraint in lbs/MMBtu | FALSE | L | Annual | Generation | TWh | 0.0019524 | 0.0013547 | 0.00047814 | 0 | 0 | 0 | 0
IL Fac. Spec. - NOX Rate Summer v3.1, Unit 257 and retrofits | 400 | 7305 | Rate Constraint in lbs/MMBtu | FALSE | L | Annual | Qualifying Generation | TWh | 0.0019524 | 0.0013547 | 0.00047814 | 0 | 0 | 0 | 0
IL Fac. Spec. - NOX Rate Summer v3.1, Unit 257 and retrofits | 400 | 7305 | Rate Constraint in lbs/MMBtu | FALSE | L | Annual | Rate | lb/MWh | 0.22693 | 0.22693 | 0.22693 | 0 | 0 | 0 | 0
IL Fac. Spec. - NOX Rate Summer v3.1, Unit 257 and retrofits | 400 | 7305 | Rate Constraint in lbs/MMBtu | FALSE | L | Annual | Constraint Shadow Price | US2022$/Ton | 0 | 0 | 0 | 0 | 0 | 0 | 0
IL Fac. Spec. - NOX Rate Summer v3.1, Unit 258 and retrofits | 401 | 7305 | Rate Constraint in lbs/MMBtu | FALSE | L | Annual | Seasons Included | Seasons | Summer | Summer | Summer | Summer | Summer | Summer | Summer
IL Fac. Spec. - NOX Rate Summer v3.1, Unit 258 and retrofits | 401 | 7305 | Rate Constraint in lbs/MMBtu | FALSE | L | Annual | Standard NOX | lb/MMBtu | 0.25 | 0.25 | 0.25 | 0.25 | 0.25 | 0.25 | 0.25
IL Fac. Spec. - NOX Rate Summer v3.1, Unit 258 and retrofits | 401 | 7305 | Rate Constraint in lbs/MMBtu | FALSE | L | Annual | Emissions at Affected Plants NOX | Thousand Tons | 0.00018073 | 0.00012541 | 0.00011065 | 0 | 0 | 0 | 0
IL Fac. Spec. - NOX Rate Summer v3.1, Unit 258 and retrofits | 401 | 7305 | Rate Constraint in lbs/MMBtu | FALSE | L | Annual | Allowances Purchased NOX | Thousand Tons | 0 | 0 | 0 | 0 | 0 | 0 | 0
IL Fac. Spec. - NOX Rate Summer v3.1, Unit 258 and retrofits | 401 | 7305 | Rate Constraint in lbs/MMBtu | FALSE | L | Annual | Allowances Sold NOX | Thousand Tons | 0 | 0 | 0 | 0 | 0 | 0 | 0
IL Fac. Spec. - NOX Rate Summer v3.1, Unit 258 and retrofits | 401 | 7305 | Rate Constraint in lbs/MMBtu | FALSE | L | Annual | Allowances Banked | Thousand Tons | 0 | 0 | 0 | 0 | 0 | 0 | 0
IL Fac. Spec. - NOX Rate Summer v3.1, Unit 258 and retrofits | 401 | 7305 | Rate Constraint in lbs/MMBtu | FALSE | L | Annual | Allowances Withdrawn (1:1) | Thousand Tons | 0 | 0 | 0 | 0 | 0 | 0 | 0
IL Fac. Spec. - NOX Rate Summer v3.1, Unit 258 and retrofits | 401 | 7305 | Rate Constraint in lbs/MMBtu | FALSE | L | Annual | Allowances Withdrawn (1:n) | Thousand Tons | 0 | 0 | 0 | 0 | 0 | 0 | 0
IL Fac. Spec. - NOX Rate Summer v3.1, Unit 258 and retrofits | 401 | 7305 | Rate Constraint in lbs/MMBtu | FALSE | L | Annual | Total | Thousand Tons | 0.00018073 | 0.00012541 | 0.00011065 | 0 | 0 | 0 | 0
IL Fac. Spec. - NOX Rate Summer v3.1, Unit 258 and retrofits | 401 | 7305 | Rate Constraint in lbs/MMBtu | FALSE | L | Annual | Fuel Consumed | TBtu | 0.020979 | 0.014557 | 0.012844 | 0 | 0 | 0 | 0
IL Fac. Spec. - NOX Rate Summer v3.1, Unit 258 and retrofits | 401 | 7305 | Rate Constraint in lbs/MMBtu | FALSE | L | Annual | Rate | lb/MMBtu | 0.01723 | 0.01723 | 0.01723 | 0 | 0 | 0 | 0
IL Fac. Spec. - NOX Rate Summer v3.1, Unit 258 and retrofits | 401 | 7305 | Rate Constraint in lbs/MMBtu | FALSE | L | Annual | Generation | TWh | 0.0019524 | 0.0013547 | 0.0011954 | 0 | 0 | 0 | 0
IL Fac. Spec. - NOX Rate Summer v3.1, Unit 258 and retrofits | 401 | 7305 | Rate Constraint in lbs/MMBtu | FALSE | L | Annual | Qualifying Generation | TWh | 0.0019524 | 0.0013547 | 0.0011954 | 0 | 0 | 0 | 0
IL Fac. Spec. - NOX Rate Summer v3.1, Unit 258 and retrofits | 401 | 7305 | Rate Constraint in lbs/MMBtu | FALSE | L | Annual | Rate | lb/MWh | 0.18514 | 0.18514 | 0.18514 | 0 | 0 | 0 | 0
IL Fac. Spec. - NOX Rate Summer v3.1, Unit 258 and retrofits | 401 | 7305 | Rate Constraint in lbs/MMBtu | FALSE | L | Annual | Constraint Shadow Price | US2022$/Ton | 0 | 0 | 0 | 0 | 0 | 0 | 0
IL Fac. Spec. - NOX Rate Summer v3.1, Unit 261 and retrofits | 402 | 7305 | Rate Constraint in lbs/MMBtu | FALSE | L | Annual | Seasons Included | Seasons | Summer | Summer | Summer | Summer | Summer | Summer | Summer
IL Fac. Spec. - NOX Rate Summer v3.1, Unit 261 and retrofits | 402 | 7305 | Rate Constraint in lbs/MMBtu | FALSE | L | Annual | Standard NOX | lb/MMBtu | 0.25 | 0.25 | 0.25 | 0.25 | 0.25 | 0.25 | 0.25
IL Fac. Spec. - NOX Rate Summer v3.1, Unit 261 and retrofits | 402 | 7305 | Rate Constraint in lbs/MMBtu | FALSE | L | Annual | Emissions at Affected Plants NOX | Thousand Tons | 0.00016421 | 0 | 0 | 0 | 0 | 0 | 0
IL Fac. Spec. - NOX Rate Summer v3.1, Unit 261 and retrofits | 402 | 7305 | Rate Constraint in lbs/MMBtu | FALSE | L | Annual | Allowances Purchased NOX | Thousand Tons | 0 | 0 | 0 | 0 | 0 | 0 | 0
IL Fac. Spec. - NOX Rate Summer v3.1, Unit 261 and retrofits | 402 | 7305 | Rate Constraint in lbs/MMBtu | FALSE | L | Annual | Allowances Sold NOX | Thousand Tons | 0 | 0 | 0 | 0 | 0 | 0 | 0
IL Fac. Spec. - NOX Rate Summer v3.1, Unit 261 and retrofits | 402 | 7305 | Rate Constraint in lbs/MMBtu | FALSE | L | Annual | Allowances Banked | Thousand Tons | 0 | 0 | 0 | 0 | 0 | 0 | 0
IL Fac. Spec. - NOX Rate Summer v3.1, Unit 261 and retrofits | 402 | 7305 | Rate Constraint in lbs/MMBtu | FALSE | L | Annual | Allowances Withdrawn (1:1) | Thousand Tons | 0 | 0 | 0 | 0 | 0 | 0 | 0
IL Fac. Spec. - NOX Rate Summer v3.1, Unit 261 and retrofits | 402 | 7305 | Rate Constraint in lbs/MMBtu | FALSE | L | Annual | Allowances Withdrawn (1:n) | Thousand Tons | 0 | 0 | 0 | 0 | 0 | 0 | 0
IL Fac. Spec. - NOX Rate Summer v3.1, Unit 261 and retrofits | 402 | 7305 | Rate Constraint in lbs/MMBtu | FALSE | L | Annual | Total | Thousand Tons | 0.00016421 | 0 | 0 | 0 | 0 | 0 | 0
IL Fac. Spec. - NOX Rate Summer v3.1, Unit 261 and retrofits | 402 | 7305 | Rate Constraint in lbs/MMBtu | FALSE | L | Annual | Fuel Consumed | TBtu | 0.0045444 | 0 | 0 | 0 | 0 | 0 | 0
IL Fac. Spec. - NOX Rate Summer v3.1, Unit 261 and retrofits | 402 | 7305 | Rate Constraint in lbs/MMBtu | FALSE | L | Annual | Rate | lb/MMBtu | 0.07227 | 0 | 0 | 0 | 0 | 0 | 0
IL Fac. Spec. - NOX Rate Summer v3.1, Unit 261 and retrofits | 402 | 7305 | Rate Constraint in lbs/MMBtu | FALSE | L | Annual | Generation | TWh | 0.00037588 | 0 | 0 | 0 | 0 | 0 | 0
IL Fac. Spec. - NOX Rate Summer v3.1, Unit 261 and retrofits | 402 | 7305 | Rate Constraint in lbs/MMBtu | FALSE | L | Annual | Qualifying Generation | TWh | 0.00037588 | 0 | 0 | 0 | 0 | 0 | 0
IL Fac. Spec. - NOX Rate Summer v3.1, Unit 261 and retrofits | 402 | 7305 | Rate Constraint in lbs/MMBtu | FALSE | L | Annual | Rate | lb/MWh | 0.87374 | 0 | 0 | 0 | 0 | 0 | 0
IL Fac. Spec. - NOX Rate Summer v3.1, Unit 261 and retrofits | 402 | 7305 | Rate Constraint in lbs/MMBtu | FALSE | L | Annual | Constraint Shadow Price | US2022$/Ton | 0 | 0 | 0 | 0 | 0 | 0 | 0
IL Fac. Spec. - NOX Rate Summer v3.1, Unit 262 and retrofits | 403 | 7305 | Rate Constraint in lbs/MMBtu | FALSE | L | Annual | Seasons Included | Seasons | Summer | Summer | Summer | Summer | Summer | Summer | Summer
IL Fac. Spec. - NOX Rate Summer v3.1, Unit 262 and retrofits | 403 | 7305 | Rate Constraint in lbs/MMBtu | FALSE | L | Annual | Standard NOX | lb/MMBtu | 0.25 | 0.25 | 0.25 | 0.25 | 0.25 | 0.25 | 0.25
IL Fac. Spec. - NOX Rate Summer v3.1, Unit 262 and retrofits | 403 | 7305 | Rate Constraint in lbs/MMBtu | FALSE | L | Annual | Emissions at Affected Plants NOX | Thousand Tons | 0.0002148 | 0 | 0 | 0 | 0 | 0 | 0
IL Fac. Spec. - NOX Rate Summer v3.1, Unit 262 and retrofits | 403 | 7305 | Rate Constraint in lbs/MMBtu | FALSE | L | Annual | Allowances Purchased NOX | Thousand Tons | 0 | 0 | 0 | 0 | 0 | 0 | 0
IL Fac. Spec. - NOX Rate Summer v3.1, Unit 262 and retrofits | 403 | 7305 | Rate Constraint in lbs/MMBtu | FALSE | L | Annual | Allowances Sold NOX | Thousand Tons | 0 | 0 | 0 | 0 | 0 | 0 | 0
IL Fac. Spec. - NOX Rate Summer v3.1, Unit 262 and retrofits | 403 | 7305 | Rate Constraint in lbs/MMBtu | FALSE | L | Annual | Allowances Banked | Thousand Tons | 0 | 0 | 0 | 0 | 0 | 0 | 0
IL Fac. Spec. - NOX Rate Summer v3.1, Unit 262 and retrofits | 403 | 7305 | Rate Constraint in lbs/MMBtu | FALSE | L | Annual | Allowances Withdrawn (1:1) | Thousand Tons | 0 | 0 | 0 | 0 | 0 | 0 | 0
IL Fac. Spec. - NOX Rate Summer v3.1, Unit 262 and retrofits | 403 | 7305 | Rate Constraint in lbs/MMBtu | FALSE | L | Annual | Allowances Withdrawn (1:n) | Thousand Tons | 0 | 0 | 0 | 0 | 0 | 0 | 0
IL Fac. Spec. - NOX Rate Summer v3.1, Unit 262 and retrofits | 403 | 7305 | Rate Constraint in lbs/MMBtu | FALSE | L | Annual | Total | Thousand Tons | 0.0002148 | 0 | 0 | 0 | 0 | 0 | 0
IL Fac. Spec. - NOX Rate Summer v3.1, Unit 262 and retrofits | 403 | 7305 | Rate Constraint in lbs/MMBtu | FALSE | L | Annual | Fuel Consumed | TBtu | 0.0043917 | 0 | 0 | 0 | 0 | 0 | 0
IL Fac. Spec. - NOX Rate Summer v3.1, Unit 262 and retrofits | 403 | 7305 | Rate Constraint in lbs/MMBtu | FALSE | L | Annual | Rate | lb/MMBtu | 0.09782 | 0 | 0 | 0 | 0 | 0 | 0
IL Fac. Spec. - NOX Rate Summer v3.1, Unit 262 and retrofits | 403 | 7305 | Rate Constraint in lbs/MMBtu | FALSE | L | Annual | Generation | TWh | 0.00036334 | 0 | 0 | 0 | 0 | 0 | 0
IL Fac. Spec. - NOX Rate Summer v3.1, Unit 262 and retrofits | 403 | 7305 | Rate Constraint in lbs/MMBtu | FALSE | L | Annual | Qualifying Generation | TWh | 0.00036334 | 0 | 0 | 0 | 0 | 0 | 0
IL Fac. Spec. - NOX Rate Summer v3.1, Unit 262 and retrofits | 403 | 7305 | Rate Constraint in lbs/MMBtu | FALSE | L | Annual | Rate | lb/MWh | 1.1824 | 0 | 0 | 0 | 0 | 0 | 0
IL Fac. Spec. - NOX Rate Summer v3.1, Unit 262 and retrofits | 403 | 7305 | Rate Constraint in lbs/MMBtu | FALSE | L | Annual | Constraint Shadow Price | US2022$/Ton | 0 | 0 | 0 | 0 | 0 | 0 | 0
IL Fac. Spec. - NOX Rate Summer v3.1, Unit 263 and retrofits | 404 | 7305 | Rate Constraint in lbs/MMBtu | FALSE | L | Annual | Seasons Included | Seasons | Summer | Summer | Summer | Summer | Summer | Summer | Summer
IL Fac. Spec. - NOX Rate Summer v3.1, Unit 263 and retrofits | 404 | 7305 | Rate Constraint in lbs/MMBtu | FALSE | L | Annual | Standard NOX | lb/MMBtu | 0.25 | 0.25 | 0.25 | 0.25 | 0.25 | 0.25 | 0.25
IL Fac. Spec. - NOX Rate Summer v3.1, Unit 263 and retrofits | 404 | 7305 | Rate Constraint in lbs/MMBtu | FALSE | L | Annual | Emissions at Affected Plants NOX | Thousand Tons | 0.00019063 | 0 | 0 | 0 | 0 | 0 | 0
IL Fac. Spec. - NOX Rate Summer v3.1, Unit 263 and retrofits | 404 | 7305 | Rate Constraint in lbs/MMBtu | FALSE | L | Annual | Allowances Purchased NOX | Thousand Tons | 0 | 0 | 0 | 0 | 0 | 0 | 0
IL Fac. Spec. - NOX Rate Summer v3.1, Unit 263 and retrofits | 404 | 7305 | Rate Constraint in lbs/MMBtu | FALSE | L | Annual | Allowances Sold NOX | Thousand Tons | 0 | 0 | 0 | 0 | 0 | 0 | 0
IL Fac. Spec. - NOX Rate Summer v3.1, Unit 263 and retrofits | 404 | 7305 | Rate Constraint in lbs/MMBtu | FALSE | L | Annual | Allowances Banked | Thousand Tons | 0 | 0 | 0 | 0 | 0 | 0 | 0
IL Fac. Spec. - NOX Rate Summer v3.1, Unit 263 and retrofits | 404 | 7305 | Rate Constraint in lbs/MMBtu | FALSE | L | Annual | Allowances Withdrawn (1:1) | Thousand Tons | 0 | 0 | 0 | 0 | 0 | 0 | 0
IL Fac. Spec. - NOX Rate Summer v3.1, Unit 263 and retrofits | 404 | 7305 | Rate Constraint in lbs/MMBtu | FALSE | L | Annual | Allowances Withdrawn (1:n) | Thousand Tons | 0 | 0 | 0 | 0 | 0 | 0 | 0
IL Fac. Spec. - NOX Rate Summer v3.1, Unit 263 and retrofits | 404 | 7305 | Rate Constraint in lbs/MMBtu | FALSE | L | Annual | Total | Thousand Tons | 0.00019063 | 0 | 0 | 0 | 0 | 0 | 0
IL Fac. Spec. - NOX Rate Summer v3.1, Unit 263 and retrofits | 404 | 7305 | Rate Constraint in lbs/MMBtu | FALSE | L | Annual | Fuel Consumed | TBtu | 0.004487 | 0 | 0 | 0 | 0 | 0 | 0
IL Fac. Spec. - NOX Rate Summer v3.1, Unit 263 and retrofits | 404 | 7305 | Rate Constraint in lbs/MMBtu | FALSE | L | Annual | Rate | lb/MMBtu | 0.08497 | 0 | 0 | 0 | 0 | 0 | 0
IL Fac. Spec. - NOX Rate Summer v3.1, Unit 263 and retrofits | 404 | 7305 | Rate Constraint in lbs/MMBtu | FALSE | L | Annual | Generation | TWh | 0.00037122 | 0 | 0 | 0 | 0 | 0 | 0
IL Fac. Spec. - NOX Rate Summer v3.1, Unit 263 and retrofits | 404 | 7305 | Rate Constraint in lbs/MMBtu | FALSE | L | Annual | Qualifying Generation | TWh | 0.00037122 | 0 | 0 | 0 | 0 | 0 | 0
IL Fac. Spec. - NOX Rate Summer v3.1, Unit 263 and retrofits | 404 | 7305 | Rate Constraint in lbs/MMBtu | FALSE | L | Annual | Rate | lb/MWh | 1.027 | 0 | 0 | 0 | 0 | 0 | 0
IL Fac. Spec. - NOX Rate Summer v3.1, Unit 263 and retrofits | 404 | 7305 | Rate Constraint in lbs/MMBtu | FALSE | L | Annual | Constraint Shadow Price | US2022$/Ton | 0 | 0 | 0 | 0 | 0 | 0 | 0
IL Fac. Spec. - NOX Rate Summer v3.1, Unit 264 and retrofits | 405 | 7305 | Rate Constraint in lbs/MMBtu | FALSE | L | Annual | Seasons Included | Seasons | Summer | Summer | Summer | Summer | Summer | Summer | Summer
IL Fac. Spec. - NOX Rate Summer v3.1, Unit 264 and retrofits | 405 | 7305 | Rate Constraint in lbs/MMBtu | FALSE | L | Annual | Standard NOX | lb/MMBtu | 0.25 | 0.25 | 0.25 | 0.25 | 0.25 | 0.25 | 0.25
IL Fac. Spec. - NOX Rate Summer v3.1, Unit 264 and retrofits | 405 | 7305 | Rate Constraint in lbs/MMBtu | FALSE | L | Annual | Emissions at Affected Plants NOX | Thousand Tons | 8.8802e-05 | 0 | 0 | 0 | 0 | 0 | 0
IL Fac. Spec. - NOX Rate Summer v3.1, Unit 264 and retrofits | 405 | 7305 | Rate Constraint in lbs/MMBtu | FALSE | L | Annual | Allowances Purchased NOX | Thousand Tons | 0 | 0 | 0 | 0 | 0 | 0 | 0
IL Fac. Spec. - NOX Rate Summer v3.1, Unit 264 and retrofits | 405 | 7305 | Rate Constraint in lbs/MMBtu | FALSE | L | Annual | Allowances Sold NOX | Thousand Tons | 0 | 0 | 0 | 0 | 0 | 0 | 0
IL Fac. Spec. - NOX Rate Summer v3.1, Unit 264 and retrofits | 405 | 7305 | Rate Constraint in lbs/MMBtu | FALSE | L | Annual | Allowances Banked | Thousand Tons | 0 | 0 | 0 | 0 | 0 | 0 | 0
IL Fac. Spec. - NOX Rate Summer v3.1, Unit 264 and retrofits | 405 | 7305 | Rate Constraint in lbs/MMBtu | FALSE | L | Annual | Allowances Withdrawn (1:1) | Thousand Tons | 0 | 0 | 0 | 0 | 0 | 0 | 0
IL Fac. Spec. - NOX Rate Summer v3.1, Unit 264 and retrofits | 405 | 7305 | Rate Constraint in lbs/MMBtu | FALSE | L | Annual | Allowances Withdrawn (1:n) | Thousand Tons | 0 | 0 | 0 | 0 | 0 | 0 | 0
IL Fac. Spec. - NOX Rate Summer v3.1, Unit 264 and retrofits | 405 | 7305 | Rate Constraint in lbs/MMBtu | FALSE | L | Annual | Total | Thousand Tons | 8.8802e-05 | 0 | 0 | 0 | 0 | 0 | 0
IL Fac. Spec. - NOX Rate Summer v3.1, Unit 264 and retrofits | 405 | 7305 | Rate Constraint in lbs/MMBtu | FALSE | L | Annual | Fuel Consumed | TBtu | 0.0012283 | 0 | 0 | 0 | 0 | 0 | 0
IL Fac. Spec. - NOX Rate Summer v3.1, Unit 264 and retrofits | 405 | 7305 | Rate Constraint in lbs/MMBtu | FALSE | L | Annual | Rate | lb/MMBtu | 0.14459 | 0 | 0 | 0 | 0 | 0 | 0
IL Fac. Spec. - NOX Rate Summer v3.1, Unit 264 and retrofits | 405 | 7305 | Rate Constraint in lbs/MMBtu | FALSE | L | Annual | Generation | TWh | 0.00010165 | 0 | 0 | 0 | 0 | 0 | 0
IL Fac. Spec. - NOX Rate Summer v3.1, Unit 264 and retrofits | 405 | 7305 | Rate Constraint in lbs/MMBtu | FALSE | L | Annual | Qualifying Generation | TWh | 0.00010165 | 0 | 0 | 0 | 0 | 0 | 0
IL Fac. Spec. - NOX Rate Summer v3.1, Unit 264 and retrofits | 405 | 7305 | Rate Constraint in lbs/MMBtu | FALSE | L | Annual | Rate | lb/MWh | 1.7472 | 0 | 0 | 0 | 0 | 0 | 0
IL Fac. Spec. - NOX Rate Summer v3.1, Unit 264 and retrofits | 405 | 7305 | Rate Constraint in lbs/MMBtu | FALSE | L | Annual | Constraint Shadow Price | US2022$/Ton | 0 | 0 | 0 | 0 | 0 | 0 | 0
IL Fac. Spec. - NOX Rate Summer v3.1, Unit 269 and retrofits | 406 | 7305 | Rate Constraint in lbs/MMBtu | FALSE | L | Annual | Seasons Included | Seasons | Summer | Summer | Summer | Summer | Summer | Summer | Summer
IL Fac. Spec. - NOX Rate Summer v3.1, Unit 269 and retrofits | 406 | 7305 | Rate Constraint in lbs/MMBtu | FALSE | L | Annual | Standard NOX | lb/MMBtu | 0.25 | 0.25 | 0.25 | 0.25 | 0.25 | 0.25 | 0.25
IL Fac. Spec. - NOX Rate Summer v3.1, Unit 269 and retrofits | 406 | 7305 | Rate Constraint in lbs/MMBtu | FALSE | L | Annual | Emissions at Affected Plants NOX | Thousand Tons | 0.0023347 | 0.00162 | 0.00057177 | 0 | 0 | 0 | 0
IL Fac. Spec. - NOX Rate Summer v3.1, Unit 269 and retrofits | 406 | 7305 | Rate Constraint in lbs/MMBtu | FALSE | L | Annual | Allowances Purchased NOX | Thousand Tons | 0 | 0 | 0 | 0 | 0 | 0 | 0
IL Fac. Spec. - NOX Rate Summer v3.1, Unit 269 and retrofits | 406 | 7305 | Rate Constraint in lbs/MMBtu | FALSE | L | Annual | Allowances Sold NOX | Thousand Tons | 0 | 0 | 0 | 0 | 0 | 0 | 0
IL Fac. Spec. - NOX Rate Summer v3.1, Unit 269 and retrofits | 406 | 7305 | Rate Constraint in lbs/MMBtu | FALSE | L | Annual | Allowances Banked | Thousand Tons | 0 | 0 | 0 | 0 | 0 | 0 | 0
IL Fac. Spec. - NOX Rate Summer v3.1, Unit 269 and retrofits | 406 | 7305 | Rate Constraint in lbs/MMBtu | FALSE | L | Annual | Allowances Withdrawn (1:1) | Thousand Tons | 0 | 0 | 0 | 0 | 0 | 0 | 0
IL Fac. Spec. - NOX Rate Summer v3.1, Unit 269 and retrofits | 406 | 7305 | Rate Constraint in lbs/MMBtu | FALSE | L | Annual | Allowances Withdrawn (1:n) | Thousand Tons | 0 | 0 | 0 | 0 | 0 | 0 | 0
IL Fac. Spec. - NOX Rate Summer v3.1, Unit 269 and retrofits | 406 | 7305 | Rate Constraint in lbs/MMBtu | FALSE | L | Annual | Total | Thousand Tons | 0.0023347 | 0.00162 | 0.00057177 | 0 | 0 | 0 | 0
IL Fac. Spec. - NOX Rate Summer v3.1, Unit 269 and retrofits | 406 | 7305 | Rate Constraint in lbs/MMBtu | FALSE | L | Annual | Fuel Consumed | TBtu | 0.088858 | 0.061657 | 0.021761 | 0 | 0 | 0 | 0
IL Fac. Spec. - NOX Rate Summer v3.1, Unit 269 and retrofits | 406 | 7305 | Rate Constraint in lbs/MMBtu | FALSE | L | Annual | Rate | lb/MMBtu | 0.05255 | 0.05255 | 0.05255 | 0 | 0 | 0 | 0
IL Fac. Spec. - NOX Rate Summer v3.1, Unit 269 and retrofits | 406 | 7305 | Rate Constraint in lbs/MMBtu | FALSE | L | Annual | Generation | TWh | 0.0080898 | 0.0056133 | 0.0019812 | 0 | 0 | 0 | 0
IL Fac. Spec. - NOX Rate Summer v3.1, Unit 269 and retrofits | 406 | 7305 | Rate Constraint in lbs/MMBtu | FALSE | L | Annual | Qualifying Generation | TWh | 0.0080898 | 0.0056133 | 0.0019812 | 0 | 0 | 0 | 0
IL Fac. Spec. - NOX Rate Summer v3.1, Unit 269 and retrofits | 406 | 7305 | Rate Constraint in lbs/MMBtu | FALSE | L | Annual | Rate | lb/MWh | 0.57721 | 0.57721 | 0.57721 | 0 | 0 | 0 | 0
IL Fac. Spec. - NOX Rate Summer v3.1, Unit 269 and retrofits | 406 | 7305 | Rate Constraint in lbs/MMBtu | FALSE | L | Annual | Constraint Shadow Price | US2022$/Ton | 0 | 0 | 0 | 0 | 0 | 0 | 0
IL Fac. Spec. - NOX Rate Summer v3.1, Unit 270 and retrofits | 407 | 7305 | Rate Constraint in lbs/MMBtu | FALSE | L | Annual | Seasons Included | Seasons | Summer | Summer | Summer | Summer | Summer | Summer | Summer
IL Fac. Spec. - NOX Rate Summer v3.1, Unit 270 and retrofits | 407 | 7305 | Rate Constraint in lbs/MMBtu | FALSE | L | Annual | Standard NOX | lb/MMBtu | 0.25 | 0.25 | 0.25 | 0.25 | 0.25 | 0.25 | 0.25
IL Fac. Spec. - NOX Rate Summer v3.1, Unit 270 and retrofits | 407 | 7305 | Rate Constraint in lbs/MMBtu | FALSE | L | Annual | Emissions at Affected Plants NOX | Thousand Tons | 0.0021887 | 0.0015187 | 0.000536 | 0 | 0 | 0 | 0
IL Fac. Spec. - NOX Rate Summer v3.1, Unit 270 and retrofits | 407 | 7305 | Rate Constraint in lbs/MMBtu | FALSE | L | Annual | Allowances Purchased NOX | Thousand Tons | 0 | 0 | 0 | 0 | 0 | 0 | 0
IL Fac. Spec. - NOX Rate Summer v3.1, Unit 270 and retrofits | 407 | 7305 | Rate Constraint in lbs/MMBtu | FALSE | L | Annual | Allowances Sold NOX | Thousand Tons | 0 | 0 | 0 | 0 | 0 | 0 | 0
IL Fac. Spec. - NOX Rate Summer v3.1, Unit 270 and retrofits | 407 | 7305 | Rate Constraint in lbs/MMBtu | FALSE | L | Annual | Allowances Banked | Thousand Tons | 0 | 0 | 0 | 0 | 0 | 0 | 0
IL Fac. Spec. - NOX Rate Summer v3.1, Unit 270 and retrofits | 407 | 7305 | Rate Constraint in lbs/MMBtu | FALSE | L | Annual | Allowances Withdrawn (1:1) | Thousand Tons | 0 | 0 | 0 | 0 | 0 | 0 | 0
IL Fac. Spec. - NOX Rate Summer v3.1, Unit 270 and retrofits | 407 | 7305 | Rate Constraint in lbs/MMBtu | FALSE | L | Annual | Allowances Withdrawn (1:n) | Thousand Tons | 0 | 0 | 0 | 0 | 0 | 0 | 0
IL Fac. Spec. - NOX Rate Summer v3.1, Unit 270 and retrofits | 407 | 7305 | Rate Constraint in lbs/MMBtu | FALSE | L | Annual | Total | Thousand Tons | 0.0021887 | 0.0015187 | 0.000536 | 0 | 0 | 0 | 0
IL Fac. Spec. - NOX Rate Summer v3.1, Unit 270 and retrofits | 407 | 7305 | Rate Constraint in lbs/MMBtu | FALSE | L | Annual | Fuel Consumed | TBtu | 0.087564 | 0.060759 | 0.021444 | 0 | 0 | 0 | 0
IL Fac. Spec. - NOX Rate Summer v3.1, Unit 270 and retrofits | 407 | 7305 | Rate Constraint in lbs/MMBtu | FALSE | L | Annual | Rate | lb/MMBtu | 0.04999 | 0.04999 | 0.04999 | 0 | 0 | 0 | 0
IL Fac. Spec. - NOX Rate Summer v3.1, Unit 270 and retrofits | 407 | 7305 | Rate Constraint in lbs/MMBtu | FALSE | L | Annual | Generation | TWh | 0.0079713 | 0.0055311 | 0.0019521 | 0 | 0 | 0 | 0
IL Fac. Spec. - NOX Rate Summer v3.1, Unit 270 and retrofits | 407 | 7305 | Rate Constraint in lbs/MMBtu | FALSE | L | Annual | Qualifying Generation | TWh | 0.0079713 | 0.0055311 | 0.0019521 | 0 | 0 | 0 | 0
IL Fac. Spec. - NOX Rate Summer v3.1, Unit 270 and retrofits | 407 | 7305 | Rate Constraint in lbs/MMBtu | FALSE | L | Annual | Rate | lb/MWh | 0.54914 | 0.54914 | 0.54914 | 0 | 0 | 0 | 0
IL Fac. Spec. - NOX Rate Summer v3.1, Unit 270 and retrofits | 407 | 7305 | Rate Constraint in lbs/MMBtu | FALSE | L | Annual | Constraint Shadow Price | US2022$/Ton | 0 | 0 | 0 | 0 | 0 | 0 | 0
IL Fac. Spec. - NOX Rate Summer v3.1, Unit 271 and retrofits | 408 | 7305 | Rate Constraint in lbs/MMBtu | FALSE | L | Annual | Seasons Included | Seasons | Summer | Summer | Summer | Summer | Summer | Summer | Summer
IL Fac. Spec. - NOX Rate Summer v3.1, Unit 271 and retrofits | 408 | 7305 | Rate Constraint in lbs/MMBtu | FALSE | L | Annual | Standard NOX | lb/MMBtu | 0.25 | 0.25 | 0.25 | 0.25 | 0.25 | 0.25 | 0.25
IL Fac. Spec. - NOX Rate Summer v3.1, Unit 271 and retrofits | 408 | 7305 | Rate Constraint in lbs/MMBtu | FALSE | L | Annual | Emissions at Affected Plants NOX | Thousand Tons | 0 | 0 | 0 | 0 | 0 | 0 | 0
IL Fac. Spec. - NOX Rate Summer v3.1, Unit 271 and retrofits | 408 | 7305 | Rate Constraint in lbs/MMBtu | FALSE | L | Annual | Allowances Purchased NOX | Thousand Tons | 0 | 0 | 0 | 0 | 0 | 0 | 0
IL Fac. Spec. - NOX Rate Summer v3.1, Unit 271 and retrofits | 408 | 7305 | Rate Constraint in lbs/MMBtu | FALSE | L | Annual | Allowances Sold NOX | Thousand Tons | 0 | 0 | 0 | 0 | 0 | 0 | 0
IL Fac. Spec. - NOX Rate Summer v3.1, Unit 271 and retrofits | 408 | 7305 | Rate Constraint in lbs/MMBtu | FALSE | L | Annual | Allowances Banked | Thousand Tons | 0 | 0 | 0 | 0 | 0 | 0 | 0
IL Fac. Spec. - NOX Rate Summer v3.1, Unit 271 and retrofits | 408 | 7305 | Rate Constraint in lbs/MMBtu | FALSE | L | Annual | Allowances Withdrawn (1:1) | Thousand Tons | 0 | 0 | 0 | 0 | 0 | 0 | 0
IL Fac. Spec. - NOX Rate Summer v3.1, Unit 271 and retrofits | 408 | 7305 | Rate Constraint in lbs/MMBtu | FALSE | L | Annual | Allowances Withdrawn (1:n) | Thousand Tons | 0 | 0 | 0 | 0 | 0 | 0 | 0
IL Fac. Spec. - NOX Rate Summer v3.1, Unit 271 and retrofits | 408 | 7305 | Rate Constraint in lbs/MMBtu | FALSE | L | Annual | Total | Thousand Tons | 0 | 0 | 0 | 0 | 0 | 0 | 0
IL Fac. Spec. - NOX Rate Summer v3.1, Unit 271 and retrofits | 408 | 7305 | Rate Constraint in lbs/MMBtu | FALSE | L | Annual | Fuel Consumed | TBtu | 0 | 0 | 0 | 0 | 0 | 0 | 0
IL Fac. Spec. - NOX Rate Summer v3.1, Unit 271 and retrofits | 408 | 7305 | Rate Constraint in lbs/MMBtu | FALSE | L | Annual | Rate | lb/MMBtu | 0 | 0 | 0 | 0 | 0 | 0 | 0
IL Fac. Spec. - NOX Rate Summer v3.1, Unit 271 and retrofits | 408 | 7305 | Rate Constraint in lbs/MMBtu | FALSE | L | Annual | Generation | TWh | 0 | 0 | 0 | 0 | 0 | 0 | 0
IL Fac. Spec. - NOX Rate Summer v3.1, Unit 271 and retrofits | 408 | 7305 | Rate Constraint in lbs/MMBtu | FALSE | L | Annual | Qualifying Generation | TWh | 0 | 0 | 0 | 0 | 0 | 0 | 0
IL Fac. Spec. - NOX Rate Summer v3.1, Unit 271 and retrofits | 408 | 7305 | Rate Constraint in lbs/MMBtu | FALSE | L | Annual | Rate | lb/MWh | 0 | 0 | 0 | 0 | 0 | 0 | 0
IL Fac. Spec. - NOX Rate Summer v3.1, Unit 271 and retrofits | 408 | 7305 | Rate Constraint in lbs/MMBtu | FALSE | L | Annual | Constraint Shadow Price | US2022$/Ton | 0 | 0 | 0 | 0 | 0 | 0 | 0
IL Fac. Spec. - NOX Rate Summer v3.1, Unit 272 and retrofits | 409 | 7305 | Rate Constraint in lbs/MMBtu | FALSE | L | Annual | Seasons Included | Seasons | Summer | Summer | Summer | Summer | Summer | Summer | Summer
IL Fac. Spec. - NOX Rate Summer v3.1, Unit 272 and retrofits | 409 | 7305 | Rate Constraint in lbs/MMBtu | FALSE | L | Annual | Standard NOX | lb/MMBtu | 0.25 | 0.25 | 0.25 | 0.25 | 0.25 | 0.25 | 0.25
IL Fac. Spec. - NOX Rate Summer v3.1, Unit 272 and retrofits | 409 | 7305 | Rate Constraint in lbs/MMBtu | FALSE | L | Annual | Emissions at Affected Plants NOX | Thousand Tons | 0 | 0 | 0 | 0 | 0 | 0 | 0
IL Fac. Spec. - NOX Rate Summer v3.1, Unit 272 and retrofits | 409 | 7305 | Rate Constraint in lbs/MMBtu | FALSE | L | Annual | Allowances Purchased NOX | Thousand Tons | 0 | 0 | 0 | 0 | 0 | 0 | 0
IL Fac. Spec. - NOX Rate Summer v3.1, Unit 272 and retrofits | 409 | 7305 | Rate Constraint in lbs/MMBtu | FALSE | L | Annual | Allowances Sold NOX | Thousand Tons | 0 | 0 | 0 | 0 | 0 | 0 | 0
IL Fac. Spec. - NOX Rate Summer v3.1, Unit 272 and retrofits | 409 | 7305 | Rate Constraint in lbs/MMBtu | FALSE | L | Annual | Allowances Banked | Thousand Tons | 0 | 0 | 0 | 0 | 0 | 0 | 0
IL Fac. Spec. - NOX Rate Summer v3.1, Unit 272 and retrofits | 409 | 7305 | Rate Constraint in lbs/MMBtu | FALSE | L | Annual | Allowances Withdrawn (1:1) | Thousand Tons | 0 | 0 | 0 | 0 | 0 | 0 | 0
IL Fac. Spec. - NOX Rate Summer v3.1, Unit 272 and retrofits | 409 | 7305 | Rate Constraint in lbs/MMBtu | FALSE | L | Annual | Allowances Withdrawn (1:n) | Thousand Tons | 0 | 0 | 0 | 0 | 0 | 0 | 0
IL Fac. Spec. - NOX Rate Summer v3.1, Unit 272 and retrofits | 409 | 7305 | Rate Constraint in lbs/MMBtu | FALSE | L | Annual | Total | Thousand Tons | 0 | 0 | 0 | 0 | 0 | 0 | 0
IL Fac. Spec. - NOX Rate Summer v3.1, Unit 272 and retrofits | 409 | 7305 | Rate Constraint in lbs/MMBtu | FALSE | L | Annual | Fuel Consumed | TBtu | 0 | 0 | 0 | 0 | 0 | 0 | 0
IL Fac. Spec. - NOX Rate Summer v3.1, Unit 272 and retrofits | 409 | 7305 | Rate Constraint in lbs/MMBtu | FALSE | L | Annual | Rate | lb/MMBtu | 0 | 0 | 0 | 0 | 0 | 0 | 0
IL Fac. Spec. - NOX Rate Summer v3.1, Unit 272 and retrofits | 409 | 7305 | Rate Constraint in lbs/MMBtu | FALSE | L | Annual | Generation | TWh | 0 | 0 | 0 | 0 | 0 | 0 | 0
IL Fac. Spec. - NOX Rate Summer v3.1, Unit 272 and retrofits | 409 | 7305 | Rate Constraint in lbs/MMBtu | FALSE | L | Annual | Qualifying Generation | TWh | 0 | 0 | 0 | 0 | 0 | 0 | 0
IL Fac. Spec. - NOX Rate Summer v3.1, Unit 272 and retrofits | 409 | 7305 | Rate Constraint in lbs/MMBtu | FALSE | L | Annual | Rate | lb/MWh | 0 | 0 | 0 | 0 | 0 | 0 | 0
IL Fac. Spec. - NOX Rate Summer v3.1, Unit 272 and retrofits | 409 | 7305 | Rate Constraint in lbs/MMBtu | FALSE | L | Annual | Constraint Shadow Price | US2022$/Ton | 0 | 0 | 0 | 0 | 0 | 0 | 0
IL Fac. Spec. - NOX Rate Summer v3.1, Unit 273 and retrofits | 410 | 7305 | Rate Constraint in lbs/MMBtu | FALSE | L | Annual | Seasons Included | Seasons | Summer | Summer | Summer | Summer | Summer | Summer | Summer
IL Fac. Spec. - NOX Rate Summer v3.1, Unit 273 and retrofits | 410 | 7305 | Rate Constraint in lbs/MMBtu | FALSE | L | Annual | Standard NOX | lb/MMBtu | 0.25 | 0.25 | 0.25 | 0.25 | 0.25 | 0.25 | 0.25
IL Fac. Spec. - NOX Rate Summer v3.1, Unit 273 and retrofits | 410 | 7305 | Rate Constraint in lbs/MMBtu | FALSE | L | Annual | Emissions at Affected Plants NOX | Thousand Tons | 0 | 0 | 0 | 0 | 0 | 0 | 0
IL Fac. Spec. - NOX Rate Summer v3.1, Unit 273 and retrofits | 410 | 7305 | Rate Constraint in lbs/MMBtu | FALSE | L | Annual | Allowances Purchased NOX | Thousand Tons | 0 | 0 | 0 | 0 | 0 | 0 | 0
IL Fac. Spec. - NOX Rate Summer v3.1, Unit 273 and retrofits | 410 | 7305 | Rate Constraint in lbs/MMBtu | FALSE | L | Annual | Allowances Sold NOX | Thousand Tons | 0 | 0 | 0 | 0 | 0 | 0 | 0
IL Fac. Spec. - NOX Rate Summer v3.1, Unit 273 and retrofits | 410 | 7305 | Rate Constraint in lbs/MMBtu | FALSE | L | Annual | Allowances Banked | Thousand Tons | 0 | 0 | 0 | 0 | 0 | 0 | 0
IL Fac. Spec. - NOX Rate Summer v3.1, Unit 273 and retrofits | 410 | 7305 | Rate Constraint in lbs/MMBtu | FALSE | L | Annual | Allowances Withdrawn (1:1) | Thousand Tons | 0 | 0 | 0 | 0 | 0 | 0 | 0
IL Fac. Spec. - NOX Rate Summer v3.1, Unit 273 and retrofits | 410 | 7305 | Rate Constraint in lbs/MMBtu | FALSE | L | Annual | Allowances Withdrawn (1:n) | Thousand Tons | 0 | 0 | 0 | 0 | 0 | 0 | 0
IL Fac. Spec. - NOX Rate Summer v3.1, Unit 273 and retrofits | 410 | 7305 | Rate Constraint in lbs/MMBtu | FALSE | L | Annual | Total | Thousand Tons | 0 | 0 | 0 | 0 | 0 | 0 | 0
IL Fac. Spec. - NOX Rate Summer v3.1, Unit 273 and retrofits | 410 | 7305 | Rate Constraint in lbs/MMBtu | FALSE | L | Annual | Fuel Consumed | TBtu | 0 | 0 | 0 | 0 | 0 | 0 | 0
IL Fac. Spec. - NOX Rate Summer v3.1, Unit 273 and retrofits | 410 | 7305 | Rate Constraint in lbs/MMBtu | FALSE | L | Annual | Rate | lb/MMBtu | 0 | 0 | 0 | 0 | 0 | 0 | 0
IL Fac. Spec. - NOX Rate Summer v3.1, Unit 273 and retrofits | 410 | 7305 | Rate Constraint in lbs/MMBtu | FALSE | L | Annual | Generation | TWh | 0 | 0 | 0 | 0 | 0 | 0 | 0
IL Fac. Spec. - NOX Rate Summer v3.1, Unit 273 and retrofits | 410 | 7305 | Rate Constraint in lbs/MMBtu | FALSE | L | Annual | Qualifying Generation | TWh | 0 | 0 | 0 | 0 | 0 | 0 | 0
IL Fac. Spec. - NOX Rate Summer v3.1, Unit 273 and retrofits | 410 | 7305 | Rate Constraint in lbs/MMBtu | FALSE | L | Annual | Rate | lb/MWh | 0 | 0 | 0 | 0 | 0 | 0 | 0
IL Fac. Spec. - NOX Rate Summer v3.1, Unit 273 and retrofits | 410 | 7305 | Rate Constraint in lbs/MMBtu | FALSE | L | Annual | Constraint Shadow Price | US2022$/Ton | 0 | 0 | 0 | 0 | 0 | 0 | 0
IL Fac. Spec. - NOX Rate Summer v3.1, Unit 274 and retrofits | 411 | 7305 | Rate Constraint in lbs/MMBtu | FALSE | L | Annual | Seasons Included | Seasons | Summer | Summer | Summer | Summer | Summer | Summer | Summer
IL Fac. Spec. - NOX Rate Summer v3.1, Unit 274 and retrofits | 411 | 7305 | Rate Constraint in lbs/MMBtu | FALSE | L | Annual | Standard NOX | lb/MMBtu | 0.25 | 0.25 | 0.25 | 0.25 | 0.25 | 0.25 | 0.25
IL Fac. Spec. - NOX Rate Summer v3.1, Unit 274 and retrofits | 411 | 7305 | Rate Constraint in lbs/MMBtu | FALSE | L | Annual | Emissions at Affected Plants NOX | Thousand Tons | 0 | 0 | 0 | 0 | 0 | 0 | 0
IL Fac. Spec. - NOX Rate Summer v3.1, Unit 274 and retrofits | 411 | 7305 | Rate Constraint in lbs/MMBtu | FALSE | L | Annual | Allowances Purchased NOX | Thousand Tons | 0 | 0 | 0 | 0 | 0 | 0 | 0
IL Fac. Spec. - NOX Rate Summer v3.1, Unit 274 and retrofits | 411 | 7305 | Rate Constraint in lbs/MMBtu | FALSE | L | Annual | Allowances Sold NOX | Thousand Tons | 0 | 0 | 0 | 0 | 0 | 0 | 0
IL Fac. Spec. - NOX Rate Summer v3.1, Unit 274 and retrofits | 411 | 7305 | Rate Constraint in lbs/MMBtu | FALSE | L | Annual | Allowances Banked | Thousand Tons | 0 | 0 | 0 | 0 | 0 | 0 | 0
IL Fac. Spec. - NOX Rate Summer v3.1, Unit 274 and retrofits | 411 | 7305 | Rate Constraint in lbs/MMBtu | FALSE | L | Annual | Allowances Withdrawn (1:1) | Thousand Tons | 0 | 0 | 0 | 0 | 0 | 0 | 0
IL Fac. Spec. - NOX Rate Summer v3.1, Unit 274 and retrofits | 411 | 7305 | Rate Constraint in lbs/MMBtu | FALSE | L | Annual | Allowances Withdrawn (1:n) | Thousand Tons | 0 | 0 | 0 | 0 | 0 | 0 | 0
IL Fac. Spec. - NOX Rate Summer v3.1, Unit 274 and retrofits | 411 | 7305 | Rate Constraint in lbs/MMBtu | FALSE | L | Annual | Total | Thousand Tons | 0 | 0 | 0 | 0 | 0 | 0 | 0
IL Fac. Spec. - NOX Rate Summer v3.1, Unit 274 and retrofits | 411 | 7305 | Rate Constraint in lbs/MMBtu | FALSE | L | Annual | Fuel Consumed | TBtu | 0 | 0 | 0 | 0 | 0 | 0 | 0
IL Fac. Spec. - NOX Rate Summer v3.1, Unit 274 and retrofits | 411 | 7305 | Rate Constraint in lbs/MMBtu | FALSE | L | Annual | Rate | lb/MMBtu | 0 | 0 | 0 | 0 | 0 | 0 | 0
IL Fac. Spec. - NOX Rate Summer v3.1, Unit 274 and retrofits | 411 | 7305 | Rate Constraint in lbs/MMBtu | FALSE | L | Annual | Generation | TWh | 0 | 0 | 0 | 0 | 0 | 0 | 0
IL Fac. Spec. - NOX Rate Summer v3.1, Unit 274 and retrofits | 411 | 7305 | Rate Constraint in lbs/MMBtu | FALSE | L | Annual | Qualifying Generation | TWh | 0 | 0 | 0 | 0 | 0 | 0 | 0
IL Fac. Spec. - NOX Rate Summer v3.1, Unit 274 and retrofits | 411 | 7305 | Rate Constraint in lbs/MMBtu | FALSE | L | Annual | Rate | lb/MWh | 0 | 0 | 0 | 0 | 0 | 0 | 0
IL Fac. Spec. - NOX Rate Summer v3.1, Unit 274 and retrofits | 411 | 7305 | Rate Constraint in lbs/MMBtu | FALSE | L | Annual | Constraint Shadow Price | US2022$/Ton | 0 | 0 | 0 | 0 | 0 | 0 | 0
IL Fac. Spec. - NOX Rate Summer v3.1, Unit 275 and retrofits | 412 | 7305 | Rate Constraint in lbs/MMBtu | FALSE | L | Annual | Seasons Included | Seasons | Summer | Summer | Summer | Summer | Summer | Summer | Summer
IL Fac. Spec. - NOX Rate Summer v3.1, Unit 275 and retrofits | 412 | 7305 | Rate Constraint in lbs/MMBtu | FALSE | L | Annual | Standard NOX | lb/MMBtu | 0.25 | 0.25 | 0.25 | 0.25 | 0.25 | 0.25 | 0.25
IL Fac. Spec. - NOX Rate Summer v3.1, Unit 275 and retrofits | 412 | 7305 | Rate Constraint in lbs/MMBtu | FALSE | L | Annual | Emissions at Affected Plants NOX | Thousand Tons | 0 | 0 | 0 | 0 | 0 | 0 | 0
IL Fac. Spec. - NOX Rate Summer v3.1, Unit 275 and retrofits | 412 | 7305 | Rate Constraint in lbs/MMBtu | FALSE | L | Annual | Allowances Purchased NOX | Thousand Tons | 0 | 0 | 0 | 0 | 0 | 0 | 0
IL Fac. Spec. - NOX Rate Summer v3.1, Unit 275 and retrofits | 412 | 7305 | Rate Constraint in lbs/MMBtu | FALSE | L | Annual | Allowances Sold NOX | Thousand Tons | 0 | 0 | 0 | 0 | 0 | 0 | 0
IL Fac. Spec. - NOX Rate Summer v3.1, Unit 275 and retrofits | 412 | 7305 | Rate Constraint in lbs/MMBtu | FALSE | L | Annual | Allowances Banked | Thousand Tons | 0 | 0 | 0 | 0 | 0 | 0 | 0
IL Fac. Spec. - NOX Rate Summer v3.1, Unit 275 and retrofits | 412 | 7305 | Rate Constraint in lbs/MMBtu | FALSE | L | Annual | Allowances Withdrawn (1:1) | Thousand Tons | 0 | 0 | 0 | 0 | 0 | 0 | 0
IL Fac. Spec. - NOX Rate Summer v3.1, Unit 275 and retrofits | 412 | 7305 | Rate Constraint in lbs/MMBtu | FALSE | L | Annual | Allowances Withdrawn (1:n) | Thousand Tons | 0 | 0 | 0 | 0 | 0 | 0 | 0
IL Fac. Spec. - NOX Rate Summer v3.1, Unit 275 and retrofits | 412 | 7305 | Rate Constraint in lbs/MMBtu | FALSE | L | Annual | Total | Thousand Tons | 0 | 0 | 0 | 0 | 0 | 0 | 0
IL Fac. Spec. - NOX Rate Summer v3.1, Unit 275 and retrofits | 412 | 7305 | Rate Constraint in lbs/MMBtu | FALSE | L | Annual | Fuel Consumed | TBtu | 0 | 0 | 0 | 0 | 0 | 0 | 0
IL Fac. Spec. - NOX Rate Summer v3.1, Unit 275 and retrofits | 412 | 7305 | Rate Constraint in lbs/MMBtu | FALSE | L | Annual | Rate | lb/MMBtu | 0 | 0 | 0 | 0 | 0 | 0 | 0
IL Fac. Spec. - NOX Rate Summer v3.1, Unit 275 and retrofits | 412 | 7305 | Rate Constraint in lbs/MMBtu | FALSE | L | Annual | Generation | TWh | 0 | 0 | 0 | 0 | 0 | 0 | 0
IL Fac. Spec. - NOX Rate Summer v3.1, Unit 275 and retrofits | 412 | 7305 | Rate Constraint in lbs/MMBtu | FALSE | L | Annual | Qualifying Generation | TWh | 0 | 0 | 0 | 0 | 0 | 0 | 0
IL Fac. Spec. - NOX Rate Summer v3.1, Unit 275 and retrofits | 412 | 7305 | Rate Constraint in lbs/MMBtu | FALSE | L | Annual | Rate | lb/MWh | 0 | 0 | 0 | 0 | 0 | 0 | 0
IL Fac. Spec. - NOX Rate Summer v3.1, Unit 275 and retrofits | 412 | 7305 | Rate Constraint in lbs/MMBtu | FALSE | L | Annual | Constraint Shadow Price | US2022$/Ton | 0 | 0 | 0 | 0 | 0 | 0 | 0
IL Fac. Spec. - NOX Rate Summer v3.1, Unit 276 and retrofits | 413 | 7305 | Rate Constraint in lbs/MMBtu | FALSE | L | Annual | Seasons Included | Seasons | Summer | Summer | Summer | Summer | Summer | Summer | Summer
IL Fac. Spec. - NOX Rate Summer v3.1, Unit 276 and retrofits | 413 | 7305 | Rate Constraint in lbs/MMBtu | FALSE | L | Annual | Standard NOX | lb/MMBtu | 0.25 | 0.25 | 0.25 | 0.25 | 0.25 | 0.25 | 0.25
IL Fac. Spec. - NOX Rate Summer v3.1, Unit 276 and retrofits | 413 | 7305 | Rate Constraint in lbs/MMBtu | FALSE | L | Annual | Emissions at Affected Plants NOX | Thousand Tons | 0 | 0 | 0 | 0 | 0 | 0 | 0
IL Fac. Spec. - NOX Rate Summer v3.1, Unit 276 and retrofits | 413 | 7305 | Rate Constraint in lbs/MMBtu | FALSE | L | Annual | Allowances Purchased NOX | Thousand Tons | 0 | 0 | 0 | 0 | 0 | 0 | 0
IL Fac. Spec. - NOX Rate Summer v3.1, Unit 276 and retrofits | 413 | 7305 | Rate Constraint in lbs/MMBtu | FALSE | L | Annual | Allowances Sold NOX | Thousand Tons | 0 | 0 | 0 | 0 | 0 | 0 | 0
IL Fac. Spec. - NOX Rate Summer v3.1, Unit 276 and retrofits | 413 | 7305 | Rate Constraint in lbs/MMBtu | FALSE | L | Annual | Allowances Banked | Thousand Tons | 0 | 0 | 0 | 0 | 0 | 0 | 0
IL Fac. Spec. - NOX Rate Summer v3.1, Unit 276 and retrofits | 413 | 7305 | Rate Constraint in lbs/MMBtu | FALSE | L | Annual | Allowances Withdrawn (1:1) | Thousand Tons | 0 | 0 | 0 | 0 | 0 | 0 | 0
IL Fac. Spec. - NOX Rate Summer v3.1, Unit 276 and retrofits | 413 | 7305 | Rate Constraint in lbs/MMBtu | FALSE | L | Annual | Allowances Withdrawn (1:n) | Thousand Tons | 0 | 0 | 0 | 0 | 0 | 0 | 0
IL Fac. Spec. - NOX Rate Summer v3.1, Unit 276 and retrofits | 413 | 7305 | Rate Constraint in lbs/MMBtu | FALSE | L | Annual | Total | Thousand Tons | 0 | 0 | 0 | 0 | 0 | 0 | 0
IL Fac. Spec. - NOX Rate Summer v3.1, Unit 276 and retrofits | 413 | 7305 | Rate Constraint in lbs/MMBtu | FALSE | L | Annual | Fuel Consumed | TBtu | 0 | 0 | 0 | 0 | 0 | 0 | 0
IL Fac. Spec. - NOX Rate Summer v3.1, Unit 276 and retrofits | 413 | 7305 | Rate Constraint in lbs/MMBtu | FALSE | L | Annual | Rate | lb/MMBtu | 0 | 0 | 0 | 0 | 0 | 0 | 0
IL Fac. Spec. - NOX Rate Summer v3.1, Unit 276 and retrofits | 413 | 7305 | Rate Constraint in lbs/MMBtu | FALSE | L | Annual | Generation | TWh | 0 | 0 | 0 | 0 | 0 | 0 | 0
IL Fac. Spec. - NOX Rate Summer v3.1, Unit 276 and retrofits | 413 | 7305 | Rate Constraint in lbs/MMBtu | FALSE | L | Annual | Qualifying Generation | TWh | 0 | 0 | 0 | 0 | 0 | 0 | 0
IL Fac. Spec. - NOX Rate Summer v3.1, Unit 276 and retrofits | 413 | 7305 | Rate Constraint in lbs/MMBtu | FALSE | L | Annual | Rate | lb/MWh | 0 | 0 | 0 | 0 | 0 | 0 | 0
IL Fac. Spec. - NOX Rate Summer v3.1, Unit 276 and retrofits | 413 | 7305 | Rate Constraint in lbs/MMBtu | FALSE | L | Annual | Constraint Shadow Price | US2022$/Ton | 0 | 0 | 0 | 0 | 0 | 0 | 0
IL Fac. Spec. - NOX Rate Summer v3.1, Unit 277 and retrofits | 414 | 7305 | Rate Constraint in lbs/MMBtu | FALSE | L | Annual | Seasons Included | Seasons | Summer | Summer | Summer | Summer | Summer | Summer | Summer
IL Fac. Spec. - NOX Rate Summer v3.1, Unit 277 and retrofits | 414 | 7305 | Rate Constraint in lbs/MMBtu | FALSE | L | Annual | Standard NOX | lb/MMBtu | 0.25 | 0.25 | 0.25 | 0.25 | 0.25 | 0.25 | 0.25
IL Fac. Spec. - NOX Rate Summer v3.1, Unit 277 and retrofits | 414 | 7305 | Rate Constraint in lbs/MMBtu | FALSE | L | Annual | Emissions at Affected Plants NOX | Thousand Tons | 0 | 0 | 0 | 0 | 0 | 0 | 0
IL Fac. Spec. - NOX Rate Summer v3.1, Unit 277 and retrofits | 414 | 7305 | Rate Constraint in lbs/MMBtu | FALSE | L | Annual | Allowances Purchased NOX | Thousand Tons | 0 | 0 | 0 | 0 | 0 | 0 | 0
IL Fac. Spec. - NOX Rate Summer v3.1, Unit 277 and retrofits | 414 | 7305 | Rate Constraint in lbs/MMBtu | FALSE | L | Annual | Allowances Sold NOX | Thousand Tons | 0 | 0 | 0 | 0 | 0 | 0 | 0
IL Fac. Spec. - NOX Rate Summer v3.1, Unit 277 and retrofits | 414 | 7305 | Rate Constraint in lbs/MMBtu | FALSE | L | Annual | Allowances Banked | Thousand Tons | 0 | 0 | 0 | 0 | 0 | 0 | 0
IL Fac. Spec. - NOX Rate Summer v3.1, Unit 277 and retrofits | 414 | 7305 | Rate Constraint in lbs/MMBtu | FALSE | L | Annual | Allowances Withdrawn (1:1) | Thousand Tons | 0 | 0 | 0 | 0 | 0 | 0 | 0
IL Fac. Spec. - NOX Rate Summer v3.1, Unit 277 and retrofits | 414 | 7305 | Rate Constraint in lbs/MMBtu | FALSE | L | Annual | Allowances Withdrawn (1:n) | Thousand Tons | 0 | 0 | 0 | 0 | 0 | 0 | 0
IL Fac. Spec. - NOX Rate Summer v3.1, Unit 277 and retrofits | 414 | 7305 | Rate Constraint in lbs/MMBtu | FALSE | L | Annual | Total | Thousand Tons | 0 | 0 | 0 | 0 | 0 | 0 | 0
IL Fac. Spec. - NOX Rate Summer v3.1, Unit 277 and retrofits | 414 | 7305 | Rate Constraint in lbs/MMBtu | FALSE | L | Annual | Fuel Consumed | TBtu | 0 | 0 | 0 | 0 | 0 | 0 | 0
IL Fac. Spec. - NOX Rate Summer v3.1, Unit 277 and retrofits | 414 | 7305 | Rate Constraint in lbs/MMBtu | FALSE | L | Annual | Rate | lb/MMBtu | 0 | 0 | 0 | 0 | 0 | 0 | 0
IL Fac. Spec. - NOX Rate Summer v3.1, Unit 277 and retrofits | 414 | 7305 | Rate Constraint in lbs/MMBtu | FALSE | L | Annual | Generation | TWh | 0 | 0 | 0 | 0 | 0 | 0 | 0
IL Fac. Spec. - NOX Rate Summer v3.1, Unit 277 and retrofits | 414 | 7305 | Rate Constraint in lbs/MMBtu | FALSE | L | Annual | Qualifying Generation | TWh | 0 | 0 | 0 | 0 | 0 | 0 | 0
IL Fac. Spec. - NOX Rate Summer v3.1, Unit 277 and retrofits | 414 | 7305 | Rate Constraint in lbs/MMBtu | FALSE | L | Annual | Rate | lb/MWh | 0 | 0 | 0 | 0 | 0 | 0 | 0
IL Fac. Spec. - NOX Rate Summer v3.1, Unit 277 and retrofits | 414 | 7305 | Rate Constraint in lbs/MMBtu | FALSE | L | Annual | Constraint Shadow Price | US2022$/Ton | 0 | 0 | 0 | 0 | 0 | 0 | 0
IL Fac. Spec. - NOX Rate Summer v3.1, Unit 278 and retrofits | 415 | 7305 | Rate Constraint in lbs/MMBtu | FALSE | L | Annual | Seasons Included | Seasons | Summer | Summer | Summer | Summer | Summer | Summer | Summer
IL Fac. Spec. - NOX Rate Summer v3.1, Unit 278 and retrofits | 415 | 7305 | Rate Constraint in lbs/MMBtu | FALSE | L | Annual | Standard NOX | lb/MMBtu | 0.25 | 0.25 | 0.25 | 0.25 | 0.25 | 0.25 | 0.25
IL Fac. Spec. - NOX Rate Summer v3.1, Unit 278 and retrofits | 415 | 7305 | Rate Constraint in lbs/MMBtu | FALSE | L | Annual | Emissions at Affected Plants NOX | Thousand Tons | 0 | 0 | 0 | 0 | 0 | 0 | 0
IL Fac. Spec. - NOX Rate Summer v3.1, Unit 278 and retrofits | 415 | 7305 | Rate Constraint in lbs/MMBtu | FALSE | L | Annual | Allowances Purchased NOX | Thousand Tons | 0 | 0 | 0 | 0 | 0 | 0 | 0
IL Fac. Spec. - NOX Rate Summer v3.1, Unit 278 and retrofits | 415 | 7305 | Rate Constraint in lbs/MMBtu | FALSE | L | Annual | Allowances Sold NOX | Thousand Tons | 0 | 0 | 0 | 0 | 0 | 0 | 0
IL Fac. Spec. - NOX Rate Summer v3.1, Unit 278 and retrofits | 415 | 7305 | Rate Constraint in lbs/MMBtu | FALSE | L | Annual | Allowances Banked | Thousand Tons | 0 | 0 | 0 | 0 | 0 | 0 | 0
IL Fac. Spec. - NOX Rate Summer v3.1, Unit 278 and retrofits | 415 | 7305 | Rate Constraint in lbs/MMBtu | FALSE | L | Annual | Allowances Withdrawn (1:1) | Thousand Tons | 0 | 0 | 0 | 0 | 0 | 0 | 0
IL Fac. Spec. - NOX Rate Summer v3.1, Unit 278 and retrofits | 415 | 7305 | Rate Constraint in lbs/MMBtu | FALSE | L | Annual | Allowances Withdrawn (1:n) | Thousand Tons | 0 | 0 | 0 | 0 | 0 | 0 | 0
IL Fac. Spec. - NOX Rate Summer v3.1, Unit 278 and retrofits | 415 | 7305 | Rate Constraint in lbs/MMBtu | FALSE | L | Annual | Total | Thousand Tons | 0 | 0 | 0 | 0 | 0 | 0 | 0
IL Fac. Spec. - NOX Rate Summer v3.1, Unit 278 and retrofits | 415 | 7305 | Rate Constraint in lbs/MMBtu | FALSE | L | Annual | Fuel Consumed | TBtu | 0 | 0 | 0 | 0 | 0 | 0 | 0
IL Fac. Spec. - NOX Rate Summer v3.1, Unit 278 and retrofits | 415 | 7305 | Rate Constraint in lbs/MMBtu | FALSE | L | Annual | Rate | lb/MMBtu | 0 | 0 | 0 | 0 | 0 | 0 | 0
IL Fac. Spec. - NOX Rate Summer v3.1, Unit 278 and retrofits | 415 | 7305 | Rate Constraint in lbs/MMBtu | FALSE | L | Annual | Generation | TWh | 0 | 0 | 0 | 0 | 0 | 0 | 0
IL Fac. Spec. - NOX Rate Summer v3.1, Unit 278 and retrofits | 415 | 7305 | Rate Constraint in lbs/MMBtu | FALSE | L | Annual | Qualifying Generation | TWh | 0 | 0 | 0 | 0 | 0 | 0 | 0
IL Fac. Spec. - NOX Rate Summer v3.1, Unit 278 and retrofits | 415 | 7305 | Rate Constraint in lbs/MMBtu | FALSE | L | Annual | Rate | lb/MWh | 0 | 0 | 0 | 0 | 0 | 0 | 0
IL Fac. Spec. - NOX Rate Summer v3.1, Unit 278 and retrofits | 415 | 7305 | Rate Constraint in lbs/MMBtu | FALSE | L | Annual | Constraint Shadow Price | US2022$/Ton | 0 | 0 | 0 | 0 | 0 | 0 | 0
IL Fac. Spec. - NOX Rate Summer v3.1, Unit 284 and retrofits | 416 | 7305 | Rate Constraint in lbs/MMBtu | FALSE | L | Annual | Seasons Included | Seasons | Summer | Summer | Summer | Summer | Summer | Summer | Summer
IL Fac. Spec. - NOX Rate Summer v3.1, Unit 284 and retrofits | 416 | 7305 | Rate Constraint in lbs/MMBtu | FALSE | L | Annual | Standard NOX | lb/MMBtu | 0.25 | 0.25 | 0.25 | 0.25 | 0.25 | 0.25 | 0.25
IL Fac. Spec. - NOX Rate Summer v3.1, Unit 284 and retrofits | 416 | 7305 | Rate Constraint in lbs/MMBtu | FALSE | L | Annual | Emissions at Affected Plants NOX | Thousand Tons | 0 | 0 | 0 | 0 | 0 | 0 | 0
IL Fac. Spec. - NOX Rate Summer v3.1, Unit 284 and retrofits | 416 | 7305 | Rate Constraint in lbs/MMBtu | FALSE | L | Annual | Allowances Purchased NOX | Thousand Tons | 0 | 0 | 0 | 0 | 0 | 0 | 0
IL Fac. Spec. - NOX Rate Summer v3.1, Unit 284 and retrofits | 416 | 7305 | Rate Constraint in lbs/MMBtu | FALSE | L | Annual | Allowances Sold NOX | Thousand Tons | 0 | 0 | 0 | 0 | 0 | 0 | 0
IL Fac. Spec. - NOX Rate Summer v3.1, Unit 284 and retrofits | 416 | 7305 | Rate Constraint in lbs/MMBtu | FALSE | L | Annual | Allowances Banked | Thousand Tons | 0 | 0 | 0 | 0 | 0 | 0 | 0
IL Fac. Spec. - NOX Rate Summer v3.1, Unit 284 and retrofits | 416 | 7305 | Rate Constraint in lbs/MMBtu | FALSE | L | Annual | Allowances Withdrawn (1:1) | Thousand Tons | 0 | 0 | 0 | 0 | 0 | 0 | 0
IL Fac. Spec. - NOX Rate Summer v3.1, Unit 284 and retrofits | 416 | 7305 | Rate Constraint in lbs/MMBtu | FALSE | L | Annual | Allowances Withdrawn (1:n) | Thousand Tons | 0 | 0 | 0 | 0 | 0 | 0 | 0
IL Fac. Spec. - NOX Rate Summer v3.1, Unit 284 and retrofits | 416 | 7305 | Rate Constraint in lbs/MMBtu | FALSE | L | Annual | Total | Thousand Tons | 0 | 0 | 0 | 0 | 0 | 0 | 0
IL Fac. Spec. - NOX Rate Summer v3.1, Unit 284 and retrofits | 416 | 7305 | Rate Constraint in lbs/MMBtu | FALSE | L | Annual | Fuel Consumed | TBtu | 0 | 0 | 0 | 0 | 0 | 0 | 0
IL Fac. Spec. - NOX Rate Summer v3.1, Unit 284 and retrofits | 416 | 7305 | Rate Constraint in lbs/MMBtu | FALSE | L | Annual | Rate | lb/MMBtu | 0 | 0 | 0 | 0 | 0 | 0 | 0
IL Fac. Spec. - NOX Rate Summer v3.1, Unit 284 and retrofits | 416 | 7305 | Rate Constraint in lbs/MMBtu | FALSE | L | Annual | Generation | TWh | 0 | 0 | 0 | 0 | 0 | 0 | 0
IL Fac. Spec. - NOX Rate Summer v3.1, Unit 284 and retrofits | 416 | 7305 | Rate Constraint in lbs/MMBtu | FALSE | L | Annual | Qualifying Generation | TWh | 0 | 0 | 0 | 0 | 0 | 0 | 0
IL Fac. Spec. - NOX Rate Summer v3.1, Unit 284 and retrofits | 416 | 7305 | Rate Constraint in lbs/MMBtu | FALSE | L | Annual | Rate | lb/MWh | 0 | 0 | 0 | 0 | 0 | 0 | 0
IL Fac. Spec. - NOX Rate Summer v3.1, Unit 284 and retrofits | 416 | 7305 | Rate Constraint in lbs/MMBtu | FALSE | L | Annual | Constraint Shadow Price | US2022$/Ton | 0 | 0 | 0 | 0 | 0 | 0 | 0
IL Fac. Spec. - NOX Rate Summer v3.1, Unit 285 and retrofits | 417 | 7305 | Rate Constraint in lbs/MMBtu | FALSE | L | Annual | Seasons Included | Seasons | Summer | Summer | Summer | Summer | Summer | Summer | Summer
IL Fac. Spec. - NOX Rate Summer v3.1, Unit 285 and retrofits | 417 | 7305 | Rate Constraint in lbs/MMBtu | FALSE | L | Annual | Standard NOX | lb/MMBtu | 0.25 | 0.25 | 0.25 | 0.25 | 0.25 | 0.25 | 0.25
IL Fac. Spec. - NOX Rate Summer v3.1, Unit 285 and retrofits | 417 | 7305 | Rate Constraint in lbs/MMBtu | FALSE | L | Annual | Emissions at Affected Plants NOX | Thousand Tons | 0 | 0 | 0 | 0 | 0 | 0 | 0
IL Fac. Spec. - NOX Rate Summer v3.1, Unit 285 and retrofits | 417 | 7305 | Rate Constraint in lbs/MMBtu | FALSE | L | Annual | Allowances Purchased NOX | Thousand Tons | 0 | 0 | 0 | 0 | 0 | 0 | 0
IL Fac. Spec. - NOX Rate Summer v3.1, Unit 285 and retrofits | 417 | 7305 | Rate Constraint in lbs/MMBtu | FALSE | L | Annual | Allowances Sold NOX | Thousand Tons | 0 | 0 | 0 | 0 | 0 | 0 | 0
IL Fac. Spec. - NOX Rate Summer v3.1, Unit 285 and retrofits | 417 | 7305 | Rate Constraint in lbs/MMBtu | FALSE | L | Annual | Allowances Banked | Thousand Tons | 0 | 0 | 0 | 0 | 0 | 0 | 0
IL Fac. Spec. - NOX Rate Summer v3.1, Unit 285 and retrofits | 417 | 7305 | Rate Constraint in lbs/MMBtu | FALSE | L | Annual | Allowances Withdrawn (1:1) | Thousand Tons | 0 | 0 | 0 | 0 | 0 | 0 | 0
IL Fac. Spec. - NOX Rate Summer v3.1, Unit 285 and retrofits | 417 | 7305 | Rate Constraint in lbs/MMBtu | FALSE | L | Annual | Allowances Withdrawn (1:n) | Thousand Tons | 0 | 0 | 0 | 0 | 0 | 0 | 0
IL Fac. Spec. - NOX Rate Summer v3.1, Unit 285 and retrofits | 417 | 7305 | Rate Constraint in lbs/MMBtu | FALSE | L | Annual | Total | Thousand Tons | 0 | 0 | 0 | 0 | 0 | 0 | 0
IL Fac. Spec. - NOX Rate Summer v3.1, Unit 285 and retrofits | 417 | 7305 | Rate Constraint in lbs/MMBtu | FALSE | L | Annual | Fuel Consumed | TBtu | 0 | 0 | 0 | 0 | 0 | 0 | 0
IL Fac. Spec. - NOX Rate Summer v3.1, Unit 285 and retrofits | 417 | 7305 | Rate Constraint in lbs/MMBtu | FALSE | L | Annual | Rate | lb/MMBtu | 0 | 0 | 0 | 0 | 0 | 0 | 0
IL Fac. Spec. - NOX Rate Summer v3.1, Unit 285 and retrofits | 417 | 7305 | Rate Constraint in lbs/MMBtu | FALSE | L | Annual | Generation | TWh | 0 | 0 | 0 | 0 | 0 | 0 | 0
IL Fac. Spec. - NOX Rate Summer v3.1, Unit 285 and retrofits | 417 | 7305 | Rate Constraint in lbs/MMBtu | FALSE | L | Annual | Qualifying Generation | TWh | 0 | 0 | 0 | 0 | 0 | 0 | 0
IL Fac. Spec. - NOX Rate Summer v3.1, Unit 285 and retrofits | 417 | 7305 | Rate Constraint in lbs/MMBtu | FALSE | L | Annual | Rate | lb/MWh | 0 | 0 | 0 | 0 | 0 | 0 | 0
IL Fac. Spec. - NOX Rate Summer v3.1, Unit 285 and retrofits | 417 | 7305 | Rate Constraint in lbs/MMBtu | FALSE | L | Annual | Constraint Shadow Price | US2022$/Ton | 0 | 0 | 0 | 0 | 0 | 0 | 0
IL Fac. Spec. - NOX Rate Summer v3.1, Unit 286 and retrofits | 418 | 7305 | Rate Constraint in lbs/MMBtu | FALSE | L | Annual | Seasons Included | Seasons | Summer | Summer | Summer | Summer | Summer | Summer | Summer
IL Fac. Spec. - NOX Rate Summer v3.1, Unit 286 and retrofits | 418 | 7305 | Rate Constraint in lbs/MMBtu | FALSE | L | Annual | Standard NOX | lb/MMBtu | 0.25 | 0.25 | 0.25 | 0.25 | 0.25 | 0.25 | 0.25
IL Fac. Spec. - NOX Rate Summer v3.1, Unit 286 and retrofits | 418 | 7305 | Rate Constraint in lbs/MMBtu | FALSE | L | Annual | Emissions at Affected Plants NOX | Thousand Tons | 0 | 0 | 0 | 0 | 0 | 0 | 0
IL Fac. Spec. - NOX Rate Summer v3.1, Unit 286 and retrofits | 418 | 7305 | Rate Constraint in lbs/MMBtu | FALSE | L | Annual | Allowances Purchased NOX | Thousand Tons | 0 | 0 | 0 | 0 | 0 | 0 | 0
IL Fac. Spec. - NOX Rate Summer v3.1, Unit 286 and retrofits | 418 | 7305 | Rate Constraint in lbs/MMBtu | FALSE | L | Annual | Allowances Sold NOX | Thousand Tons | 0 | 0 | 0 | 0 | 0 | 0 | 0
IL Fac. Spec. - NOX Rate Summer v3.1, Unit 286 and retrofits | 418 | 7305 | Rate Constraint in lbs/MMBtu | FALSE | L | Annual | Allowances Banked | Thousand Tons | 0 | 0 | 0 | 0 | 0 | 0 | 0
IL Fac. Spec. - NOX Rate Summer v3.1, Unit 286 and retrofits | 418 | 7305 | Rate Constraint in lbs/MMBtu | FALSE | L | Annual | Allowances Withdrawn (1:1) | Thousand Tons | 0 | 0 | 0 | 0 | 0 | 0 | 0
IL Fac. Spec. - NOX Rate Summer v3.1, Unit 286 and retrofits | 418 | 7305 | Rate Constraint in lbs/MMBtu | FALSE | L | Annual | Allowances Withdrawn (1:n) | Thousand Tons | 0 | 0 | 0 | 0 | 0 | 0 | 0
IL Fac. Spec. - NOX Rate Summer v3.1, Unit 286 and retrofits | 418 | 7305 | Rate Constraint in lbs/MMBtu | FALSE | L | Annual | Total | Thousand Tons | 0 | 0 | 0 | 0 | 0 | 0 | 0
IL Fac. Spec. - NOX Rate Summer v3.1, Unit 286 and retrofits | 418 | 7305 | Rate Constraint in lbs/MMBtu | FALSE | L | Annual | Fuel Consumed | TBtu | 0 | 0 | 0 | 0 | 0 | 0 | 0
IL Fac. Spec. - NOX Rate Summer v3.1, Unit 286 and retrofits | 418 | 7305 | Rate Constraint in lbs/MMBtu | FALSE | L | Annual | Rate | lb/MMBtu | 0 | 0 | 0 | 0 | 0 | 0 | 0
IL Fac. Spec. - NOX Rate Summer v3.1, Unit 286 and retrofits | 418 | 7305 | Rate Constraint in lbs/MMBtu | FALSE | L | Annual | Generation | TWh | 0 | 0 | 0 | 0 | 0 | 0 | 0
IL Fac. Spec. - NOX Rate Summer v3.1, Unit 286 and retrofits | 418 | 7305 | Rate Constraint in lbs/MMBtu | FALSE | L | Annual | Qualifying Generation | TWh | 0 | 0 | 0 | 0 | 0 | 0 | 0
IL Fac. Spec. - NOX Rate Summer v3.1, Unit 286 and retrofits | 418 | 7305 | Rate Constraint in lbs/MMBtu | FALSE | L | Annual | Rate | lb/MWh | 0 | 0 | 0 | 0 | 0 | 0 | 0
IL Fac. Spec. - NOX Rate Summer v3.1, Unit 286 and retrofits | 418 | 7305 | Rate Constraint in lbs/MMBtu | FALSE | L | Annual | Constraint Shadow Price | US2022$/Ton | 0 | 0 | 0 | 0 | 0 | 0 | 0
IL Fac. Spec. - NOX Rate Summer v3.1, Unit 287 and retrofits | 419 | 7305 | Rate Constraint in lbs/MMBtu | FALSE | L | Annual | Seasons Included | Seasons | Summer | Summer | Summer | Summer | Summer | Summer | Summer
IL Fac. Spec. - NOX Rate Summer v3.1, Unit 287 and retrofits | 419 | 7305 | Rate Constraint in lbs/MMBtu | FALSE | L | Annual | Standard NOX | lb/MMBtu | 0.25 | 0.25 | 0.25 | 0.25 | 0.25 | 0.25 | 0.25
IL Fac. Spec. - NOX Rate Summer v3.1, Unit 287 and retrofits | 419 | 7305 | Rate Constraint in lbs/MMBtu | FALSE | L | Annual | Emissions at Affected Plants NOX | Thousand Tons | 0 | 0 | 0 | 0 | 0 | 0 | 0
IL Fac. Spec. - NOX Rate Summer v3.1, Unit 287 and retrofits | 419 | 7305 | Rate Constraint in lbs/MMBtu | FALSE | L | Annual | Allowances Purchased NOX | Thousand Tons | 0 | 0 | 0 | 0 | 0 | 0 | 0
IL Fac. Spec. - NOX Rate Summer v3.1, Unit 287 and retrofits | 419 | 7305 | Rate Constraint in lbs/MMBtu | FALSE | L | Annual | Allowances Sold NOX | Thousand Tons | 0 | 0 | 0 | 0 | 0 | 0 | 0
IL Fac. Spec. - NOX Rate Summer v3.1, Unit 287 and retrofits | 419 | 7305 | Rate Constraint in lbs/MMBtu | FALSE | L | Annual | Allowances Banked | Thousand Tons | 0 | 0 | 0 | 0 | 0 | 0 | 0
IL Fac. Spec. - NOX Rate Summer v3.1, Unit 287 and retrofits | 419 | 7305 | Rate Constraint in lbs/MMBtu | FALSE | L | Annual | Allowances Withdrawn (1:1) | Thousand Tons | 0 | 0 | 0 | 0 | 0 | 0 | 0
IL Fac. Spec. - NOX Rate Summer v3.1, Unit 287 and retrofits | 419 | 7305 | Rate Constraint in lbs/MMBtu | FALSE | L | Annual | Allowances Withdrawn (1:n) | Thousand Tons | 0 | 0 | 0 | 0 | 0 | 0 | 0
IL Fac. Spec. - NOX Rate Summer v3.1, Unit 287 and retrofits | 419 | 7305 | Rate Constraint in lbs/MMBtu | FALSE | L | Annual | Total | Thousand Tons | 0 | 0 | 0 | 0 | 0 | 0 | 0
IL Fac. Spec. - NOX Rate Summer v3.1, Unit 287 and retrofits | 419 | 7305 | Rate Constraint in lbs/MMBtu | FALSE | L | Annual | Fuel Consumed | TBtu | 0 | 0 | 0 | 0 | 0 | 0 | 0
IL Fac. Spec. - NOX Rate Summer v3.1, Unit 287 and retrofits | 419 | 7305 | Rate Constraint in lbs/MMBtu | FALSE | L | Annual | Rate | lb/MMBtu | 0 | 0 | 0 | 0 | 0 | 0 | 0
IL Fac. Spec. - NOX Rate Summer v3.1, Unit 287 and retrofits | 419 | 7305 | Rate Constraint in lbs/MMBtu | FALSE | L | Annual | Generation | TWh | 0 | 0 | 0 | 0 | 0 | 0 | 0
IL Fac. Spec. - NOX Rate Summer v3.1, Unit 287 and retrofits | 419 | 7305 | Rate Constraint in lbs/MMBtu | FALSE | L | Annual | Qualifying Generation | TWh | 0 | 0 | 0 | 0 | 0 | 0 | 0
IL Fac. Spec. - NOX Rate Summer v3.1, Unit 287 and retrofits | 419 | 7305 | Rate Constraint in lbs/MMBtu | FALSE | L | Annual | Rate | lb/MWh | 0 | 0 | 0 | 0 | 0 | 0 | 0
IL Fac. Spec. - NOX Rate Summer v3.1, Unit 287 and retrofits | 419 | 7305 | Rate Constraint in lbs/MMBtu | FALSE | L | Annual | Constraint Shadow Price | US2022$/Ton | 0 | 0 | 0 | 0 | 0 | 0 | 0
IL Fac. Spec. - NOX Rate Summer v3.1, Unit 288 and retrofits | 420 | 7305 | Rate Constraint in lbs/MMBtu | FALSE | L | Annual | Seasons Included | Seasons | Summer | Summer | Summer | Summer | Summer | Summer | Summer
IL Fac. Spec. - NOX Rate Summer v3.1, Unit 288 and retrofits | 420 | 7305 | Rate Constraint in lbs/MMBtu | FALSE | L | Annual | Standard NOX | lb/MMBtu | 0.25 | 0.25 | 0.25 | 0.25 | 0.25 | 0.25 | 0.25
IL Fac. Spec. - NOX Rate Summer v3.1, Unit 288 and retrofits | 420 | 7305 | Rate Constraint in lbs/MMBtu | FALSE | L | Annual | Emissions at Affected Plants NOX | Thousand Tons | 0 | 0 | 0 | 0 | 0 | 0 | 0
IL Fac. Spec. - NOX Rate Summer v3.1, Unit 288 and retrofits | 420 | 7305 | Rate Constraint in lbs/MMBtu | FALSE | L | Annual | Allowances Purchased NOX | Thousand Tons | 0 | 0 | 0 | 0 | 0 | 0 | 0
IL Fac. Spec. - NOX Rate Summer v3.1, Unit 288 and retrofits | 420 | 7305 | Rate Constraint in lbs/MMBtu | FALSE | L | Annual | Allowances Sold NOX | Thousand Tons | 0 | 0 | 0 | 0 | 0 | 0 | 0
IL Fac. Spec. - NOX Rate Summer v3.1, Unit 288 and retrofits | 420 | 7305 | Rate Constraint in lbs/MMBtu | FALSE | L | Annual | Allowances Banked | Thousand Tons | 0 | 0 | 0 | 0 | 0 | 0 | 0
IL Fac. Spec. - NOX Rate Summer v3.1, Unit 288 and retrofits | 420 | 7305 | Rate Constraint in lbs/MMBtu | FALSE | L | Annual | Allowances Withdrawn (1:1) | Thousand Tons | 0 | 0 | 0 | 0 | 0 | 0 | 0
IL Fac. Spec. - NOX Rate Summer v3.1, Unit 288 and retrofits | 420 | 7305 | Rate Constraint in lbs/MMBtu | FALSE | L | Annual | Allowances Withdrawn (1:n) | Thousand Tons | 0 | 0 | 0 | 0 | 0 | 0 | 0
IL Fac. Spec. - NOX Rate Summer v3.1, Unit 288 and retrofits | 420 | 7305 | Rate Constraint in lbs/MMBtu | FALSE | L | Annual | Total | Thousand Tons | 0 | 0 | 0 | 0 | 0 | 0 | 0
IL Fac. Spec. - NOX Rate Summer v3.1, Unit 288 and retrofits | 420 | 7305 | Rate Constraint in lbs/MMBtu | FALSE | L | Annual | Fuel Consumed | TBtu | 0 | 0 | 0 | 0 | 0 | 0 | 0
IL Fac. Spec. - NOX Rate Summer v3.1, Unit 288 and retrofits | 420 | 7305 | Rate Constraint in lbs/MMBtu | FALSE | L | Annual | Rate | lb/MMBtu | 0 | 0 | 0 | 0 | 0 | 0 | 0
IL Fac. Spec. - NOX Rate Summer v3.1, Unit 288 and retrofits | 420 | 7305 | Rate Constraint in lbs/MMBtu | FALSE | L | Annual | Generation | TWh | 0 | 0 | 0 | 0 | 0 | 0 | 0
IL Fac. Spec. - NOX Rate Summer v3.1, Unit 288 and retrofits | 420 | 7305 | Rate Constraint in lbs/MMBtu | FALSE | L | Annual | Qualifying Generation | TWh | 0 | 0 | 0 | 0 | 0 | 0 | 0
IL Fac. Spec. - NOX Rate Summer v3.1, Unit 288 and retrofits | 420 | 7305 | Rate Constraint in lbs/MMBtu | FALSE | L | Annual | Rate | lb/MWh | 0 | 0 | 0 | 0 | 0 | 0 | 0
IL Fac. Spec. - NOX Rate Summer v3.1, Unit 288 and retrofits | 420 | 7305 | Rate Constraint in lbs/MMBtu | FALSE | L | Annual | Constraint Shadow Price | US2022$/Ton | 0 | 0 | 0 | 0 | 0 | 0 | 0
IL Fac. Spec. - NOX Rate Summer v3.1, Unit 289 and retrofits | 421 | 7305 | Rate Constraint in lbs/MMBtu | FALSE | L | Annual | Seasons Included | Seasons | Summer | Summer | Summer | Summer | Summer | Summer | Summer
IL Fac. Spec. - NOX Rate Summer v3.1, Unit 289 and retrofits | 421 | 7305 | Rate Constraint in lbs/MMBtu | FALSE | L | Annual | Standard NOX | lb/MMBtu | 0.25 | 0.25 | 0.25 | 0.25 | 0.25 | 0.25 | 0.25
IL Fac. Spec. - NOX Rate Summer v3.1, Unit 289 and retrofits | 421 | 7305 | Rate Constraint in lbs/MMBtu | FALSE | L | Annual | Emissions at Affected Plants NOX | Thousand Tons | 0 | 0 | 0 | 0 | 0 | 0 | 0
IL Fac. Spec. - NOX Rate Summer v3.1, Unit 289 and retrofits | 421 | 7305 | Rate Constraint in lbs/MMBtu | FALSE | L | Annual | Allowances Purchased NOX | Thousand Tons | 0 | 0 | 0 | 0 | 0 | 0 | 0
IL Fac. Spec. - NOX Rate Summer v3.1, Unit 289 and retrofits | 421 | 7305 | Rate Constraint in lbs/MMBtu | FALSE | L | Annual | Allowances Sold NOX | Thousand Tons | 0 | 0 | 0 | 0 | 0 | 0 | 0
IL Fac. Spec. - NOX Rate Summer v3.1, Unit 289 and retrofits | 421 | 7305 | Rate Constraint in lbs/MMBtu | FALSE | L | Annual | Allowances Banked | Thousand Tons | 0 | 0 | 0 | 0 | 0 | 0 | 0
IL Fac. Spec. - NOX Rate Summer v3.1, Unit 289 and retrofits | 421 | 7305 | Rate Constraint in lbs/MMBtu | FALSE | L | Annual | Allowances Withdrawn (1:1) | Thousand Tons | 0 | 0 | 0 | 0 | 0 | 0 | 0
IL Fac. Spec. - NOX Rate Summer v3.1, Unit 289 and retrofits | 421 | 7305 | Rate Constraint in lbs/MMBtu | FALSE | L | Annual | Allowances Withdrawn (1:n) | Thousand Tons | 0 | 0 | 0 | 0 | 0 | 0 | 0
IL Fac. Spec. - NOX Rate Summer v3.1, Unit 289 and retrofits | 421 | 7305 | Rate Constraint in lbs/MMBtu | FALSE | L | Annual | Total | Thousand Tons | 0 | 0 | 0 | 0 | 0 | 0 | 0
IL Fac. Spec. - NOX Rate Summer v3.1, Unit 289 and retrofits | 421 | 7305 | Rate Constraint in lbs/MMBtu | FALSE | L | Annual | Fuel Consumed | TBtu | 0 | 0 | 0 | 0 | 0 | 0 | 0
IL Fac. Spec. - NOX Rate Summer v3.1, Unit 289 and retrofits | 421 | 7305 | Rate Constraint in lbs/MMBtu | FALSE | L | Annual | Rate | lb/MMBtu | 0 | 0 | 0 | 0 | 0 | 0 | 0
IL Fac. Spec. - NOX Rate Summer v3.1, Unit 289 and retrofits | 421 | 7305 | Rate Constraint in lbs/MMBtu | FALSE | L | Annual | Generation | TWh | 0 | 0 | 0 | 0 | 0 | 0 | 0
IL Fac. Spec. - NOX Rate Summer v3.1, Unit 289 and retrofits | 421 | 7305 | Rate Constraint in lbs/MMBtu | FALSE | L | Annual | Qualifying Generation | TWh | 0 | 0 | 0 | 0 | 0 | 0 | 0
IL Fac. Spec. - NOX Rate Summer v3.1, Unit 289 and retrofits | 421 | 7305 | Rate Constraint in lbs/MMBtu | FALSE | L | Annual | Rate | lb/MWh | 0 | 0 | 0 | 0 | 0 | 0 | 0
IL Fac. Spec. - NOX Rate Summer v3.1, Unit 289 and retrofits | 421 | 7305 | Rate Constraint in lbs/MMBtu | FALSE | L | Annual | Constraint Shadow Price | US2022$/Ton | 0 | 0 | 0 | 0 | 0 | 0 | 0
IL Fac. Spec. - NOX Rate Summer v3.1, Unit 290 and retrofits | 422 | 7305 | Rate Constraint in lbs/MMBtu | FALSE | L | Annual | Seasons Included | Seasons | Summer | Summer | Summer | Summer | Summer | Summer | Summer
IL Fac. Spec. - NOX Rate Summer v3.1, Unit 290 and retrofits | 422 | 7305 | Rate Constraint in lbs/MMBtu | FALSE | L | Annual | Standard NOX | lb/MMBtu | 0.25 | 0.25 | 0.25 | 0.25 | 0.25 | 0.25 | 0.25
IL Fac. Spec. - NOX Rate Summer v3.1, Unit 290 and retrofits | 422 | 7305 | Rate Constraint in lbs/MMBtu | FALSE | L | Annual | Emissions at Affected Plants NOX | Thousand Tons | 0 | 0 | 0 | 0 | 0 | 0 | 0
IL Fac. Spec. - NOX Rate Summer v3.1, Unit 290 and retrofits | 422 | 7305 | Rate Constraint in lbs/MMBtu | FALSE | L | Annual | Allowances Purchased NOX | Thousand Tons | 0 | 0 | 0 | 0 | 0 | 0 | 0
IL Fac. Spec. - NOX Rate Summer v3.1, Unit 290 and retrofits | 422 | 7305 | Rate Constraint in lbs/MMBtu | FALSE | L | Annual | Allowances Sold NOX | Thousand Tons | 0 | 0 | 0 | 0 | 0 | 0 | 0
IL Fac. Spec. - NOX Rate Summer v3.1, Unit 290 and retrofits | 422 | 7305 | Rate Constraint in lbs/MMBtu | FALSE | L | Annual | Allowances Banked | Thousand Tons | 0 | 0 | 0 | 0 | 0 | 0 | 0
IL Fac. Spec. - NOX Rate Summer v3.1, Unit 290 and retrofits | 422 | 7305 | Rate Constraint in lbs/MMBtu | FALSE | L | Annual | Allowances Withdrawn (1:1) | Thousand Tons | 0 | 0 | 0 | 0 | 0 | 0 | 0
IL Fac. Spec. - NOX Rate Summer v3.1, Unit 290 and retrofits | 422 | 7305 | Rate Constraint in lbs/MMBtu | FALSE | L | Annual | Allowances Withdrawn (1:n) | Thousand Tons | 0 | 0 | 0 | 0 | 0 | 0 | 0
IL Fac. Spec. - NOX Rate Summer v3.1, Unit 290 and retrofits | 422 | 7305 | Rate Constraint in lbs/MMBtu | FALSE | L | Annual | Total | Thousand Tons | 0 | 0 | 0 | 0 | 0 | 0 | 0
IL Fac. Spec. - NOX Rate Summer v3.1, Unit 290 and retrofits | 422 | 7305 | Rate Constraint in lbs/MMBtu | FALSE | L | Annual | Fuel Consumed | TBtu | 0 | 0 | 0 | 0 | 0 | 0 | 0
IL Fac. Spec. - NOX Rate Summer v3.1, Unit 290 and retrofits | 422 | 7305 | Rate Constraint in lbs/MMBtu | FALSE | L | Annual | Rate | lb/MMBtu | 0 | 0 | 0 | 0 | 0 | 0 | 0
IL Fac. Spec. - NOX Rate Summer v3.1, Unit 290 and retrofits | 422 | 7305 | Rate Constraint in lbs/MMBtu | FALSE | L | Annual | Generation | TWh | 0 | 0 | 0 | 0 | 0 | 0 | 0
IL Fac. Spec. - NOX Rate Summer v3.1, Unit 290 and retrofits | 422 | 7305 | Rate Constraint in lbs/MMBtu | FALSE | L | Annual | Qualifying Generation | TWh | 0 | 0 | 0 | 0 | 0 | 0 | 0
IL Fac. Spec. - NOX Rate Summer v3.1, Unit 290 and retrofits | 422 | 7305 | Rate Constraint in lbs/MMBtu | FALSE | L | Annual | Rate | lb/MWh | 0 | 0 | 0 | 0 | 0 | 0 | 0
IL Fac. Spec. - NOX Rate Summer v3.1, Unit 290 and retrofits | 422 | 7305 | Rate Constraint in lbs/MMBtu | FALSE | L | Annual | Constraint Shadow Price | US2022$/Ton | 0 | 0 | 0 | 0 | 0 | 0 | 0
IL Fac. Spec. - NOX Rate Summer v3.1, Unit 291 and retrofits | 423 | 7305 | Rate Constraint in lbs/MMBtu | FALSE | L | Annual | Seasons Included | Seasons | Summer | Summer | Summer | Summer | Summer | Summer | Summer
IL Fac. Spec. - NOX Rate Summer v3.1, Unit 291 and retrofits | 423 | 7305 | Rate Constraint in lbs/MMBtu | FALSE | L | Annual | Standard NOX | lb/MMBtu | 0.25 | 0.25 | 0.25 | 0.25 | 0.25 | 0.25 | 0.25
IL Fac. Spec. - NOX Rate Summer v3.1, Unit 291 and retrofits | 423 | 7305 | Rate Constraint in lbs/MMBtu | FALSE | L | Annual | Emissions at Affected Plants NOX | Thousand Tons | 0 | 0 | 0 | 0 | 0 | 0 | 0
IL Fac. Spec. - NOX Rate Summer v3.1, Unit 291 and retrofits | 423 | 7305 | Rate Constraint in lbs/MMBtu | FALSE | L | Annual | Allowances Purchased NOX | Thousand Tons | 0 | 0 | 0 | 0 | 0 | 0 | 0
IL Fac. Spec. - NOX Rate Summer v3.1, Unit 291 and retrofits | 423 | 7305 | Rate Constraint in lbs/MMBtu | FALSE | L | Annual | Allowances Sold NOX | Thousand Tons | 0 | 0 | 0 | 0 | 0 | 0 | 0
IL Fac. Spec. - NOX Rate Summer v3.1, Unit 291 and retrofits | 423 | 7305 | Rate Constraint in lbs/MMBtu | FALSE | L | Annual | Allowances Banked | Thousand Tons | 0 | 0 | 0 | 0 | 0 | 0 | 0
IL Fac. Spec. - NOX Rate Summer v3.1, Unit 291 and retrofits | 423 | 7305 | Rate Constraint in lbs/MMBtu | FALSE | L | Annual | Allowances Withdrawn (1:1) | Thousand Tons | 0 | 0 | 0 | 0 | 0 | 0 | 0
IL Fac. Spec. - NOX Rate Summer v3.1, Unit 291 and retrofits | 423 | 7305 | Rate Constraint in lbs/MMBtu | FALSE | L | Annual | Allowances Withdrawn (1:n) | Thousand Tons | 0 | 0 | 0 | 0 | 0 | 0 | 0
IL Fac. Spec. - NOX Rate Summer v3.1, Unit 291 and retrofits | 423 | 7305 | Rate Constraint in lbs/MMBtu | FALSE | L | Annual | Total | Thousand Tons | 0 | 0 | 0 | 0 | 0 | 0 | 0
IL Fac. Spec. - NOX Rate Summer v3.1, Unit 291 and retrofits | 423 | 7305 | Rate Constraint in lbs/MMBtu | FALSE | L | Annual | Fuel Consumed | TBtu | 0 | 0 | 0 | 0 | 0 | 0 | 0
IL Fac. Spec. - NOX Rate Summer v3.1, Unit 291 and retrofits | 423 | 7305 | Rate Constraint in lbs/MMBtu | FALSE | L | Annual | Rate | lb/MMBtu | 0 | 0 | 0 | 0 | 0 | 0 | 0
IL Fac. Spec. - NOX Rate Summer v3.1, Unit 291 and retrofits | 423 | 7305 | Rate Constraint in lbs/MMBtu | FALSE | L | Annual | Generation | TWh | 0 | 0 | 0 | 0 | 0 | 0 | 0
IL Fac. Spec. - NOX Rate Summer v3.1, Unit 291 and retrofits | 423 | 7305 | Rate Constraint in lbs/MMBtu | FALSE | L | Annual | Qualifying Generation | TWh | 0 | 0 | 0 | 0 | 0 | 0 | 0
IL Fac. Spec. - NOX Rate Summer v3.1, Unit 291 and retrofits | 423 | 7305 | Rate Constraint in lbs/MMBtu | FALSE | L | Annual | Rate | lb/MWh | 0 | 0 | 0 | 0 | 0 | 0 | 0
IL Fac. Spec. - NOX Rate Summer v3.1, Unit 291 and retrofits | 423 | 7305 | Rate Constraint in lbs/MMBtu | FALSE | L | Annual | Constraint Shadow Price | US2022$/Ton | 0 | 0 | 0 | 0 | 0 | 0 | 0
IL Fac. Spec. - NOX Rate Summer v3.1, Unit 292 and retrofits | 424 | 7305 | Rate Constraint in lbs/MMBtu | FALSE | L | Annual | Seasons Included | Seasons | Summer | Summer | Summer | Summer | Summer | Summer | Summer
IL Fac. Spec. - NOX Rate Summer v3.1, Unit 292 and retrofits | 424 | 7305 | Rate Constraint in lbs/MMBtu | FALSE | L | Annual | Standard NOX | lb/MMBtu | 0.25 | 0.25 | 0.25 | 0.25 | 0.25 | 0.25 | 0.25
IL Fac. Spec. - NOX Rate Summer v3.1, Unit 292 and retrofits | 424 | 7305 | Rate Constraint in lbs/MMBtu | FALSE | L | Annual | Emissions at Affected Plants NOX | Thousand Tons | 0.0019282 | 0 | 0 | 0 | 0 | 0 | 0
IL Fac. Spec. - NOX Rate Summer v3.1, Unit 292 and retrofits | 424 | 7305 | Rate Constraint in lbs/MMBtu | FALSE | L | Annual | Allowances Purchased NOX | Thousand Tons | 0 | 0 | 0 | 0 | 0 | 0 | 0
IL Fac. Spec. - NOX Rate Summer v3.1, Unit 292 and retrofits | 424 | 7305 | Rate Constraint in lbs/MMBtu | FALSE | L | Annual | Allowances Sold NOX | Thousand Tons | 0 | 0 | 0 | 0 | 0 | 0 | 0
IL Fac. Spec. - NOX Rate Summer v3.1, Unit 292 and retrofits | 424 | 7305 | Rate Constraint in lbs/MMBtu | FALSE | L | Annual | Allowances Banked | Thousand Tons | 0 | 0 | 0 | 0 | 0 | 0 | 0
IL Fac. Spec. - NOX Rate Summer v3.1, Unit 292 and retrofits | 424 | 7305 | Rate Constraint in lbs/MMBtu | FALSE | L | Annual | Allowances Withdrawn (1:1) | Thousand Tons | 0 | 0 | 0 | 0 | 0 | 0 | 0
IL Fac. Spec. - NOX Rate Summer v3.1, Unit 292 and retrofits | 424 | 7305 | Rate Constraint in lbs/MMBtu | FALSE | L | Annual | Allowances Withdrawn (1:n) | Thousand Tons | 0 | 0 | 0 | 0 | 0 | 0 | 0
IL Fac. Spec. - NOX Rate Summer v3.1, Unit 292 and retrofits | 424 | 7305 | Rate Constraint in lbs/MMBtu | FALSE | L | Annual | Total | Thousand Tons | 0.0019282 | 0 | 0 | 0 | 0 | 0 | 0
IL Fac. Spec. - NOX Rate Summer v3.1, Unit 292 and retrofits | 424 | 7305 | Rate Constraint in lbs/MMBtu | FALSE | L | Annual | Fuel Consumed | TBtu | 0.018005 | 0 | 0 | 0 | 0 | 0 | 0
IL Fac. Spec. - NOX Rate Summer v3.1, Unit 292 and retrofits | 424 | 7305 | Rate Constraint in lbs/MMBtu | FALSE | L | Annual | Rate | lb/MMBtu | 0.21419 | 0 | 0 | 0 | 0 | 0 | 0
IL Fac. Spec. - NOX Rate Summer v3.1, Unit 292 and retrofits | 424 | 7305 | Rate Constraint in lbs/MMBtu | FALSE | L | Annual | Generation | TWh | 0.0015229 | 0 | 0 | 0 | 0 | 0 | 0
IL Fac. Spec. - NOX Rate Summer v3.1, Unit 292 and retrofits | 424 | 7305 | Rate Constraint in lbs/MMBtu | FALSE | L | Annual | Qualifying Generation | TWh | 0.0015229 | 0 | 0 | 0 | 0 | 0 | 0
IL Fac. Spec. - NOX Rate Summer v3.1, Unit 292 and retrofits | 424 | 7305 | Rate Constraint in lbs/MMBtu | FALSE | L | Annual | Rate | lb/MWh | 2.5324 | 0 | 0 | 0 | 0 | 0 | 0
IL Fac. Spec. - NOX Rate Summer v3.1, Unit 292 and retrofits | 424 | 7305 | Rate Constraint in lbs/MMBtu | FALSE | L | Annual | Constraint Shadow Price | US2022$/Ton | 0 | 0 | 0 | 0 | 0 | 0 | 0
IL Fac. Spec. - NOX Rate Summer v3.1, Unit 293 and retrofits | 425 | 7305 | Rate Constraint in lbs/MMBtu | FALSE | L | Annual | Seasons Included | Seasons | Summer | Summer | Summer | Summer | Summer | Summer | Summer
IL Fac. Spec. - NOX Rate Summer v3.1, Unit 293 and retrofits | 425 | 7305 | Rate Constraint in lbs/MMBtu | FALSE | L | Annual | Standard NOX | lb/MMBtu | 0.25 | 0.25 | 0.25 | 0.25 | 0.25 | 0.25 | 0.25
IL Fac. Spec. - NOX Rate Summer v3.1, Unit 293 and retrofits | 425 | 7305 | Rate Constraint in lbs/MMBtu | FALSE | L | Annual | Emissions at Affected Plants NOX | Thousand Tons | 0.0015585 | 0 | 0 | 0 | 0 | 0 | 0
IL Fac. Spec. - NOX Rate Summer v3.1, Unit 293 and retrofits | 425 | 7305 | Rate Constraint in lbs/MMBtu | FALSE | L | Annual | Allowances Purchased NOX | Thousand Tons | 0 | 0 | 0 | 0 | 0 | 0 | 0
IL Fac. Spec. - NOX Rate Summer v3.1, Unit 293 and retrofits | 425 | 7305 | Rate Constraint in lbs/MMBtu | FALSE | L | Annual | Allowances Sold NOX | Thousand Tons | 0 | 0 | 0 | 0 | 0 | 0 | 0
IL Fac. Spec. - NOX Rate Summer v3.1, Unit 293 and retrofits | 425 | 7305 | Rate Constraint in lbs/MMBtu | FALSE | L | Annual | Allowances Banked | Thousand Tons | 0 | 0 | 0 | 0 | 0 | 0 | 0
IL Fac. Spec. - NOX Rate Summer v3.1, Unit 293 and retrofits | 425 | 7305 | Rate Constraint in lbs/MMBtu | FALSE | L | Annual | Allowances Withdrawn (1:1) | Thousand Tons | 0 | 0 | 0 | 0 | 0 | 0 | 0
IL Fac. Spec. - NOX Rate Summer v3.1, Unit 293 and retrofits | 425 | 7305 | Rate Constraint in lbs/MMBtu | FALSE | L | Annual | Allowances Withdrawn (1:n) | Thousand Tons | 0 | 0 | 0 | 0 | 0 | 0 | 0
IL Fac. Spec. - NOX Rate Summer v3.1, Unit 293 and retrofits | 425 | 7305 | Rate Constraint in lbs/MMBtu | FALSE | L | Annual | Total | Thousand Tons | 0.0015585 | 0 | 0 | 0 | 0 | 0 | 0
IL Fac. Spec. - NOX Rate Summer v3.1, Unit 293 and retrofits | 425 | 7305 | Rate Constraint in lbs/MMBtu | FALSE | L | Annual | Fuel Consumed | TBtu | 0.018006 | 0 | 0 | 0 | 0 | 0 | 0
IL Fac. Spec. - NOX Rate Summer v3.1, Unit 293 and retrofits | 425 | 7305 | Rate Constraint in lbs/MMBtu | FALSE | L | Annual | Rate | lb/MMBtu | 0.17311 | 0 | 0 | 0 | 0 | 0 | 0
IL Fac. Spec. - NOX Rate Summer v3.1, Unit 293 and retrofits | 425 | 7305 | Rate Constraint in lbs/MMBtu | FALSE | L | Annual | Generation | TWh | 0.0015229 | 0 | 0 | 0 | 0 | 0 | 0
IL Fac. Spec. - NOX Rate Summer v3.1, Unit 293 and retrofits | 425 | 7305 | Rate Constraint in lbs/MMBtu | FALSE | L | Annual | Qualifying Generation | TWh | 0.0015229 | 0 | 0 | 0 | 0 | 0 | 0
IL Fac. Spec. - NOX Rate Summer v3.1, Unit 293 and retrofits | 425 | 7305 | Rate Constraint in lbs/MMBtu | FALSE | L | Annual | Rate | lb/MWh | 2.0469 | 0 | 0 | 0 | 0 | 0 | 0
IL Fac. Spec. - NOX Rate Summer v3.1, Unit 293 and retrofits | 425 | 7305 | Rate Constraint in lbs/MMBtu | FALSE | L | Annual | Constraint Shadow Price | US2022$/Ton | 0 | 0 | 0 | 0 | 0 | 0 | 0
IL Fac. Spec. - NOX Rate Summer v3.1, Unit 294 and retrofits | 426 | 7305 | Rate Constraint in lbs/MMBtu | FALSE | L | Annual | Seasons Included | Seasons | Summer | Summer | Summer | Summer | Summer | Summer | Summer
IL Fac. Spec. - NOX Rate Summer v3.1, Unit 294 and retrofits | 426 | 7305 | Rate Constraint in lbs/MMBtu | FALSE | L | Annual | Standard NOX | lb/MMBtu | 0.25 | 0.25 | 0.25 | 0.25 | 0.25 | 0.25 | 0.25
IL Fac. Spec. - NOX Rate Summer v3.1, Unit 294 and retrofits | 426 | 7305 | Rate Constraint in lbs/MMBtu | FALSE | L | Annual | Emissions at Affected Plants NOX | Thousand Tons | 0.0015288 | 0 | 0 | 0 | 0 | 0 | 0
IL Fac. Spec. - NOX Rate Summer v3.1, Unit 294 and retrofits | 426 | 7305 | Rate Constraint in lbs/MMBtu | FALSE | L | Annual | Allowances Purchased NOX | Thousand Tons | 0 | 0 | 0 | 0 | 0 | 0 | 0
IL Fac. Spec. - NOX Rate Summer v3.1, Unit 294 and retrofits | 426 | 7305 | Rate Constraint in lbs/MMBtu | FALSE | L | Annual | Allowances Sold NOX | Thousand Tons | 0 | 0 | 0 | 0 | 0 | 0 | 0
IL Fac. Spec. - NOX Rate Summer v3.1, Unit 294 and retrofits | 426 | 7305 | Rate Constraint in lbs/MMBtu | FALSE | L | Annual | Allowances Banked | Thousand Tons | 0 | 0 | 0 | 0 | 0 | 0 | 0
IL Fac. Spec. - NOX Rate Summer v3.1, Unit 294 and retrofits | 426 | 7305 | Rate Constraint in lbs/MMBtu | FALSE | L | Annual | Allowances Withdrawn (1:1) | Thousand Tons | 0 | 0 | 0 | 0 | 0 | 0 | 0
IL Fac. Spec. - NOX Rate Summer v3.1, Unit 294 and retrofits | 426 | 7305 | Rate Constraint in lbs/MMBtu | FALSE | L | Annual | Allowances Withdrawn (1:n) | Thousand Tons | 0 | 0 | 0 | 0 | 0 | 0 | 0
IL Fac. Spec. - NOX Rate Summer v3.1, Unit 294 and retrofits | 426 | 7305 | Rate Constraint in lbs/MMBtu | FALSE | L | Annual | Total | Thousand Tons | 0.0015288 | 0 | 0 | 0 | 0 | 0 | 0
IL Fac. Spec. - NOX Rate Summer v3.1, Unit 294 and retrofits | 426 | 7305 | Rate Constraint in lbs/MMBtu | FALSE | L | Annual | Fuel Consumed | TBtu | 0.018006 | 0 | 0 | 0 | 0 | 0 | 0
IL Fac. Spec. - NOX Rate Summer v3.1, Unit 294 and retrofits | 426 | 7305 | Rate Constraint in lbs/MMBtu | FALSE | L | Annual | Rate | lb/MMBtu | 0.16981 | 0 | 0 | 0 | 0 | 0 | 0
IL Fac. Spec. - NOX Rate Summer v3.1, Unit 294 and retrofits | 426 | 7305 | Rate Constraint in lbs/MMBtu | FALSE | L | Annual | Generation | TWh | 0.0015229 | 0 | 0 | 0 | 0 | 0 | 0
IL Fac. Spec. - NOX Rate Summer v3.1, Unit 294 and retrofits | 426 | 7305 | Rate Constraint in lbs/MMBtu | FALSE | L | Annual | Qualifying Generation | TWh | 0.0015229 | 0 | 0 | 0 | 0 | 0 | 0
IL Fac. Spec. - NOX Rate Summer v3.1, Unit 294 and retrofits | 426 | 7305 | Rate Constraint in lbs/MMBtu | FALSE | L | Annual | Rate | lb/MWh | 2.0078 | 0 | 0 | 0 | 0 | 0 | 0
IL Fac. Spec. - NOX Rate Summer v3.1, Unit 294 and retrofits | 426 | 7305 | Rate Constraint in lbs/MMBtu | FALSE | L | Annual | Constraint Shadow Price | US2022$/Ton | 0 | 0 | 0 | 0 | 0 | 0 | 0
IL Fac. Spec. - NOX Rate Summer v3.1, Unit 295 and retrofits | 427 | 7305 | Rate Constraint in lbs/MMBtu | FALSE | L | Annual | Seasons Included | Seasons | Summer | Summer | Summer | Summer | Summer | Summer | Summer
IL Fac. Spec. - NOX Rate Summer v3.1, Unit 295 and retrofits | 427 | 7305 | Rate Constraint in lbs/MMBtu | FALSE | L | Annual | Standard NOX | lb/MMBtu | 0.25 | 0.25 | 0.25 | 0.25 | 0.25 | 0.25 | 0.25
IL Fac. Spec. - NOX Rate Summer v3.1, Unit 295 and retrofits | 427 | 7305 | Rate Constraint in lbs/MMBtu | FALSE | L | Annual | Emissions at Affected Plants NOX | Thousand Tons | 0.0014767 | 0 | 0 | 0 | 0 | 0 | 0
IL Fac. Spec. - NOX Rate Summer v3.1, Unit 295 and retrofits | 427 | 7305 | Rate Constraint in lbs/MMBtu | FALSE | L | Annual | Allowances Purchased NOX | Thousand Tons | 0 | 0 | 0 | 0 | 0 | 0 | 0
IL Fac. Spec. - NOX Rate Summer v3.1, Unit 295 and retrofits | 427 | 7305 | Rate Constraint in lbs/MMBtu | FALSE | L | Annual | Allowances Sold NOX | Thousand Tons | 0 | 0 | 0 | 0 | 0 | 0 | 0
IL Fac. Spec. - NOX Rate Summer v3.1, Unit 295 and retrofits | 427 | 7305 | Rate Constraint in lbs/MMBtu | FALSE | L | Annual | Allowances Banked | Thousand Tons | 0 | 0 | 0 | 0 | 0 | 0 | 0
IL Fac. Spec. - NOX Rate Summer v3.1, Unit 295 and retrofits | 427 | 7305 | Rate Constraint in lbs/MMBtu | FALSE | L | Annual | Allowances Withdrawn (1:1) | Thousand Tons | 0 | 0 | 0 | 0 | 0 | 0 | 0
IL Fac. Spec. - NOX Rate Summer v3.1, Unit 295 and retrofits | 427 | 7305 | Rate Constraint in lbs/MMBtu | FALSE | L | Annual | Allowances Withdrawn (1:n) | Thousand Tons | 0 | 0 | 0 | 0 | 0 | 0 | 0
IL Fac. Spec. - NOX Rate Summer v3.1, Unit 295 and retrofits | 427 | 7305 | Rate Constraint in lbs/MMBtu | FALSE | L | Annual | Total | Thousand Tons | 0.0014767 | 0 | 0 | 0 | 0 | 0 | 0
IL Fac. Spec. - NOX Rate Summer v3.1, Unit 295 and retrofits | 427 | 7305 | Rate Constraint in lbs/MMBtu | FALSE | L | Annual | Fuel Consumed | TBtu | 0.018006 | 0 | 0 | 0 | 0 | 0 | 0
IL Fac. Spec. - NOX Rate Summer v3.1, Unit 295 and retrofits | 427 | 7305 | Rate Constraint in lbs/MMBtu | FALSE | L | Annual | Rate | lb/MMBtu | 0.16402 | 0 | 0 | 0 | 0 | 0 | 0
IL Fac. Spec. - NOX Rate Summer v3.1, Unit 295 and retrofits | 427 | 7305 | Rate Constraint in lbs/MMBtu | FALSE | L | Annual | Generation | TWh | 0.0015229 | 0 | 0 | 0 | 0 | 0 | 0
IL Fac. Spec. - NOX Rate Summer v3.1, Unit 295 and retrofits | 427 | 7305 | Rate Constraint in lbs/MMBtu | FALSE | L | Annual | Qualifying Generation | TWh | 0.0015229 | 0 | 0 | 0 | 0 | 0 | 0
IL Fac. Spec. - NOX Rate Summer v3.1, Unit 295 and retrofits | 427 | 7305 | Rate Constraint in lbs/MMBtu | FALSE | L | Annual | Rate | lb/MWh | 1.9394 | 0 | 0 | 0 | 0 | 0 | 0
IL Fac. Spec. - NOX Rate Summer v3.1, Unit 295 and retrofits | 427 | 7305 | Rate Constraint in lbs/MMBtu | FALSE | L | Annual | Constraint Shadow Price | US2022$/Ton | 0 | 0 | 0 | 0 | 0 | 0 | 0
IL Fac. Spec. - NOX Rate Summer v3.1, Unit 296 and retrofits | 428 | 7305 | Rate Constraint in lbs/MMBtu | FALSE | L | Annual | Seasons Included | Seasons | Summer | Summer | Summer | Summer | Summer | Summer | Summer
IL Fac. Spec. - NOX Rate Summer v3.1, Unit 296 and retrofits | 428 | 7305 | Rate Constraint in lbs/MMBtu | FALSE | L | Annual | Standard NOX | lb/MMBtu | 0.25 | 0.25 | 0.25 | 0.25 | 0.25 | 0.25 | 0.25
IL Fac. Spec. - NOX Rate Summer v3.1, Unit 296 and retrofits | 428 | 7305 | Rate Constraint in lbs/MMBtu | FALSE | L | Annual | Emissions at Affected Plants NOX | Thousand Tons | 0.0014926 | 0 | 0 | 0 | 0 | 0 | 0
IL Fac. Spec. - NOX Rate Summer v3.1, Unit 296 and retrofits | 428 | 7305 | Rate Constraint in lbs/MMBtu | FALSE | L | Annual | Allowances Purchased NOX | Thousand Tons | 0 | 0 | 0 | 0 | 0 | 0 | 0
IL Fac. Spec. - NOX Rate Summer v3.1, Unit 296 and retrofits | 428 | 7305 | Rate Constraint in lbs/MMBtu | FALSE | L | Annual | Allowances Sold NOX | Thousand Tons | 0 | 0 | 0 | 0 | 0 | 0 | 0
IL Fac. Spec. - NOX Rate Summer v3.1, Unit 296 and retrofits | 428 | 7305 | Rate Constraint in lbs/MMBtu | FALSE | L | Annual | Allowances Banked | Thousand Tons | 0 | 0 | 0 | 0 | 0 | 0 | 0
IL Fac. Spec. - NOX Rate Summer v3.1, Unit 296 and retrofits | 428 | 7305 | Rate Constraint in lbs/MMBtu | FALSE | L | Annual | Allowances Withdrawn (1:1) | Thousand Tons | 0 | 0 | 0 | 0 | 0 | 0 | 0
IL Fac. Spec. - NOX Rate Summer v3.1, Unit 296 and retrofits | 428 | 7305 | Rate Constraint in lbs/MMBtu | FALSE | L | Annual | Allowances Withdrawn (1:n) | Thousand Tons | 0 | 0 | 0 | 0 | 0 | 0 | 0
IL Fac. Spec. - NOX Rate Summer v3.1, Unit 296 and retrofits | 428 | 7305 | Rate Constraint in lbs/MMBtu | FALSE | L | Annual | Total | Thousand Tons | 0.0014926 | 0 | 0 | 0 | 0 | 0 | 0
IL Fac. Spec. - NOX Rate Summer v3.1, Unit 296 and retrofits | 428 | 7305 | Rate Constraint in lbs/MMBtu | FALSE | L | Annual | Fuel Consumed | TBtu | 0.018006 | 0 | 0 | 0 | 0 | 0 | 0
IL Fac. Spec. - NOX Rate Summer v3.1, Unit 296 and retrofits | 428 | 7305 | Rate Constraint in lbs/MMBtu | FALSE | L | Annual | Rate | lb/MMBtu | 0.16578 | 0 | 0 | 0 | 0 | 0 | 0
IL Fac. Spec. - NOX Rate Summer v3.1, Unit 296 and retrofits | 428 | 7305 | Rate Constraint in lbs/MMBtu | FALSE | L | Annual | Generation | TWh | 0.0015229 | 0 | 0 | 0 | 0 | 0 | 0
IL Fac. Spec. - NOX Rate Summer v3.1, Unit 296 and retrofits | 428 | 7305 | Rate Constraint in lbs/MMBtu | FALSE | L | Annual | Qualifying Generation | TWh | 0.0015229 | 0 | 0 | 0 | 0 | 0 | 0
IL Fac. Spec. - NOX Rate Summer v3.1, Unit 296 and retrofits | 428 | 7305 | Rate Constraint in lbs/MMBtu | FALSE | L | Annual | Rate | lb/MWh | 1.9602 | 0 | 0 | 0 | 0 | 0 | 0
IL Fac. Spec. - NOX Rate Summer v3.1, Unit 296 and retrofits | 428 | 7305 | Rate Constraint in lbs/MMBtu | FALSE | L | Annual | Constraint Shadow Price | US2022$/Ton | 0 | 0 | 0 | 0 | 0 | 0 | 0
IL Fac. Spec. - NOX Rate Summer v3.1, Unit 297 and retrofits | 429 | 7305 | Rate Constraint in lbs/MMBtu | FALSE | L | Annual | Seasons Included | Seasons | Summer | Summer | Summer | Summer | Summer | Summer | Summer
IL Fac. Spec. - NOX Rate Summer v3.1, Unit 297 and retrofits | 429 | 7305 | Rate Constraint in lbs/MMBtu | FALSE | L | Annual | Standard NOX | lb/MMBtu | 0.25 | 0.25 | 0.25 | 0.25 | 0.25 | 0.25 | 0.25
IL Fac. Spec. - NOX Rate Summer v3.1, Unit 297 and retrofits | 429 | 7305 | Rate Constraint in lbs/MMBtu | FALSE | L | Annual | Emissions at Affected Plants NOX | Thousand Tons | 0.0018928 | 0 | 0 | 0 | 0 | 0 | 0
IL Fac. Spec. - NOX Rate Summer v3.1, Unit 297 and retrofits | 429 | 7305 | Rate Constraint in lbs/MMBtu | FALSE | L | Annual | Allowances Purchased NOX | Thousand Tons | 0 | 0 | 0 | 0 | 0 | 0 | 0
IL Fac. Spec. - NOX Rate Summer v3.1, Unit 297 and retrofits | 429 | 7305 | Rate Constraint in lbs/MMBtu | FALSE | L | Annual | Allowances Sold NOX | Thousand Tons | 0 | 0 | 0 | 0 | 0 | 0 | 0
IL Fac. Spec. - NOX Rate Summer v3.1, Unit 297 and retrofits | 429 | 7305 | Rate Constraint in lbs/MMBtu | FALSE | L | Annual | Allowances Banked | Thousand Tons | 0 | 0 | 0 | 0 | 0 | 0 | 0
IL Fac. Spec. - NOX Rate Summer v3.1, Unit 297 and retrofits | 429 | 7305 | Rate Constraint in lbs/MMBtu | FALSE | L | Annual | Allowances Withdrawn (1:1) | Thousand Tons | 0 | 0 | 0 | 0 | 0 | 0 | 0
IL Fac. Spec. - NOX Rate Summer v3.1, Unit 297 and retrofits | 429 | 7305 | Rate Constraint in lbs/MMBtu | FALSE | L | Annual | Allowances Withdrawn (1:n) | Thousand Tons | 0 | 0 | 0 | 0 | 0 | 0 | 0
IL Fac. Spec. - NOX Rate Summer v3.1, Unit 297 and retrofits | 429 | 7305 | Rate Constraint in lbs/MMBtu | FALSE | L | Annual | Total | Thousand Tons | 0.0018928 | 0 | 0 | 0 | 0 | 0 | 0
IL Fac. Spec. - NOX Rate Summer v3.1, Unit 297 and retrofits | 429 | 7305 | Rate Constraint in lbs/MMBtu | FALSE | L | Annual | Fuel Consumed | TBtu | 0.018006 | 0 | 0 | 0 | 0 | 0 | 0
IL Fac. Spec. - NOX Rate Summer v3.1, Unit 297 and retrofits | 429 | 7305 | Rate Constraint in lbs/MMBtu | FALSE | L | Annual | Rate | lb/MMBtu | 0.21024 | 0 | 0 | 0 | 0 | 0 | 0
IL Fac. Spec. - NOX Rate Summer v3.1, Unit 297 and retrofits | 429 | 7305 | Rate Constraint in lbs/MMBtu | FALSE | L | Annual | Generation | TWh | 0.0015229 | 0 | 0 | 0 | 0 | 0 | 0
IL Fac. Spec. - NOX Rate Summer v3.1, Unit 297 and retrofits | 429 | 7305 | Rate Constraint in lbs/MMBtu | FALSE | L | Annual | Qualifying Generation | TWh | 0.0015229 | 0 | 0 | 0 | 0 | 0 | 0
IL Fac. Spec. - NOX Rate Summer v3.1, Unit 297 and retrofits | 429 | 7305 | Rate Constraint in lbs/MMBtu | FALSE | L | Annual | Rate | lb/MWh | 2.4859 | 0 | 0 | 0 | 0 | 0 | 0
IL Fac. Spec. - NOX Rate Summer v3.1, Unit 297 and retrofits | 429 | 7305 | Rate Constraint in lbs/MMBtu | FALSE | L | Annual | Constraint Shadow Price | US2022$/Ton | 0 | 0 | 0 | 0 | 0 | 0 | 0
IL Fac. Spec. - NOX Rate Summer v3.1, Unit 298 and retrofits | 430 | 7305 | Rate Constraint in lbs/MMBtu | FALSE | L | Annual | Seasons Included | Seasons | Summer | Summer | Summer | Summer | Summer | Summer | Summer
IL Fac. Spec. - NOX Rate Summer v3.1, Unit 298 and retrofits | 430 | 7305 | Rate Constraint in lbs/MMBtu | FALSE | L | Annual | Standard NOX | lb/MMBtu | 0.25 | 0.25 | 0.25 | 0.25 | 0.25 | 0.25 | 0.25
IL Fac. Spec. - NOX Rate Summer v3.1, Unit 298 and retrofits | 430 | 7305 | Rate Constraint in lbs/MMBtu | FALSE | L | Annual | Emissions at Affected Plants NOX | Thousand Tons | 0.00014822 | 0 | 0 | 0 | 0 | 0 | 0
IL Fac. Spec. - NOX Rate Summer v3.1, Unit 298 and retrofits | 430 | 7305 | Rate Constraint in lbs/MMBtu | FALSE | L | Annual | Allowances Purchased NOX | Thousand Tons | 0 | 0 | 0 | 0 | 0 | 0 | 0
IL Fac. Spec. - NOX Rate Summer v3.1, Unit 298 and retrofits | 430 | 7305 | Rate Constraint in lbs/MMBtu | FALSE | L | Annual | Allowances Sold NOX | Thousand Tons | 0 | 0 | 0 | 0 | 0 | 0 | 0
IL Fac. Spec. - NOX Rate Summer v3.1, Unit 298 and retrofits | 430 | 7305 | Rate Constraint in lbs/MMBtu | FALSE | L | Annual | Allowances Banked | Thousand Tons | 0 | 0 | 0 | 0 | 0 | 0 | 0
IL Fac. Spec. - NOX Rate Summer v3.1, Unit 298 and retrofits | 430 | 7305 | Rate Constraint in lbs/MMBtu | FALSE | L | Annual | Allowances Withdrawn (1:1) | Thousand Tons | 0 | 0 | 0 | 0 | 0 | 0 | 0
IL Fac. Spec. - NOX Rate Summer v3.1, Unit 298 and retrofits | 430 | 7305 | Rate Constraint in lbs/MMBtu | FALSE | L | Annual | Allowances Withdrawn (1:n) | Thousand Tons | 0 | 0 | 0 | 0 | 0 | 0 | 0
IL Fac. Spec. - NOX Rate Summer v3.1, Unit 298 and retrofits | 430 | 7305 | Rate Constraint in lbs/MMBtu | FALSE | L | Annual | Total | Thousand Tons | 0.00014822 | 0 | 0 | 0 | 0 | 0 | 0
IL Fac. Spec. - NOX Rate Summer v3.1, Unit 298 and retrofits | 430 | 7305 | Rate Constraint in lbs/MMBtu | FALSE | L | Annual | Fuel Consumed | TBtu | 0.005198 | 0 | 0 | 0 | 0 | 0 | 0
IL Fac. Spec. - NOX Rate Summer v3.1, Unit 298 and retrofits | 430 | 7305 | Rate Constraint in lbs/MMBtu | FALSE | L | Annual | Rate | lb/MMBtu | 0.05703 | 0 | 0 | 0 | 0 | 0 | 0
IL Fac. Spec. - NOX Rate Summer v3.1, Unit 298 and retrofits | 430 | 7305 | Rate Constraint in lbs/MMBtu | FALSE | L | Annual | Generation | TWh | 0.00043393 | 0 | 0 | 0 | 0 | 0 | 0
IL Fac. Spec. - NOX Rate Summer v3.1, Unit 298 and retrofits | 430 | 7305 | Rate Constraint in lbs/MMBtu | FALSE | L | Annual | Qualifying Generation | TWh | 0.00043393 | 0 | 0 | 0 | 0 | 0 | 0
IL Fac. Spec. - NOX Rate Summer v3.1, Unit 298 and retrofits | 430 | 7305 | Rate Constraint in lbs/MMBtu | FALSE | L | Annual | Rate | lb/MWh | 0.68316 | 0 | 0 | 0 | 0 | 0 | 0
IL Fac. Spec. - NOX Rate Summer v3.1, Unit 298 and retrofits | 430 | 7305 | Rate Constraint in lbs/MMBtu | FALSE | L | Annual | Constraint Shadow Price | US2022$/Ton | 0 | 0 | 0 | 0 | 0 | 0 | 0
IL Fac. Spec. - NOX Rate Summer v3.1, Unit 299 and retrofits | 431 | 7305 | Rate Constraint in lbs/MMBtu | FALSE | L | Annual | Seasons Included | Seasons | Summer | Summer | Summer | Summer | Summer | Summer | Summer
IL Fac. Spec. - NOX Rate Summer v3.1, Unit 299 and retrofits | 431 | 7305 | Rate Constraint in lbs/MMBtu | FALSE | L | Annual | Standard NOX | lb/MMBtu | 0.25 | 0.25 | 0.25 | 0.25 | 0.25 | 0.25 | 0.25
IL Fac. Spec. - NOX Rate Summer v3.1, Unit 299 and retrofits | 431 | 7305 | Rate Constraint in lbs/MMBtu | FALSE | L | Annual | Emissions at Affected Plants NOX | Thousand Tons | 0.00014726 | 0 | 0 | 0 | 0 | 0 | 0
IL Fac. Spec. - NOX Rate Summer v3.1, Unit 299 and retrofits | 431 | 7305 | Rate Constraint in lbs/MMBtu | FALSE | L | Annual | Allowances Purchased NOX | Thousand Tons | 0 | 0 | 0 | 0 | 0 | 0 | 0
IL Fac. Spec. - NOX Rate Summer v3.1, Unit 299 and retrofits | 431 | 7305 | Rate Constraint in lbs/MMBtu | FALSE | L | Annual | Allowances Sold NOX | Thousand Tons | 0 | 0 | 0 | 0 | 0 | 0 | 0
IL Fac. Spec. - NOX Rate Summer v3.1, Unit 299 and retrofits | 431 | 7305 | Rate Constraint in lbs/MMBtu | FALSE | L | Annual | Allowances Banked | Thousand Tons | 0 | 0 | 0 | 0 | 0 | 0 | 0
IL Fac. Spec. - NOX Rate Summer v3.1, Unit 299 and retrofits | 431 | 7305 | Rate Constraint in lbs/MMBtu | FALSE | L | Annual | Allowances Withdrawn (1:1) | Thousand Tons | 0 | 0 | 0 | 0 | 0 | 0 | 0
IL Fac. Spec. - NOX Rate Summer v3.1, Unit 299 and retrofits | 431 | 7305 | Rate Constraint in lbs/MMBtu | FALSE | L | Annual | Allowances Withdrawn (1:n) | Thousand Tons | 0 | 0 | 0 | 0 | 0 | 0 | 0
IL Fac. Spec. - NOX Rate Summer v3.1, Unit 299 and retrofits | 431 | 7305 | Rate Constraint in lbs/MMBtu | FALSE | L | Annual | Total | Thousand Tons | 0.00014726 | 0 | 0 | 0 | 0 | 0 | 0
IL Fac. Spec. - NOX Rate Summer v3.1, Unit 299 and retrofits | 431 | 7305 | Rate Constraint in lbs/MMBtu | FALSE | L | Annual | Fuel Consumed | TBtu | 0.0052156 | 0 | 0 | 0 | 0 | 0 | 0
IL Fac. Spec. - NOX Rate Summer v3.1, Unit 299 and retrofits | 431 | 7305 | Rate Constraint in lbs/MMBtu | FALSE | L | Annual | Rate | lb/MMBtu | 0.05647 | 0 | 0 | 0 | 0 | 0 | 0
IL Fac. Spec. - NOX Rate Summer v3.1, Unit 299 and retrofits | 431 | 7305 | Rate Constraint in lbs/MMBtu | FALSE | L | Annual | Generation | TWh | 0.00043536 | 0 | 0 | 0 | 0 | 0 | 0
IL Fac. Spec. - NOX Rate Summer v3.1, Unit 299 and retrofits | 431 | 7305 | Rate Constraint in lbs/MMBtu | FALSE | L | Annual | Qualifying Generation | TWh | 0.00043536 | 0 | 0 | 0 | 0 | 0 | 0
IL Fac. Spec. - NOX Rate Summer v3.1, Unit 299 and retrofits | 431 | 7305 | Rate Constraint in lbs/MMBtu | FALSE | L | Annual | Rate | lb/MWh | 0.67651 | 0 | 0 | 0 | 0 | 0 | 0
IL Fac. Spec. - NOX Rate Summer v3.1, Unit 299 and retrofits | 431 | 7305 | Rate Constraint in lbs/MMBtu | FALSE | L | Annual | Constraint Shadow Price | US2022$/Ton | 0 | 0 | 0 | 0 | 0 | 0 | 0
IL Fac. Spec. - NOX Rate Summer v3.1, Unit 300 and retrofits | 432 | 7305 | Rate Constraint in lbs/MMBtu | FALSE | L | Annual | Seasons Included | Seasons | Summer | Summer | Summer | Summer | Summer | Summer | Summer
IL Fac. Spec. - NOX Rate Summer v3.1, Unit 300 and retrofits | 432 | 7305 | Rate Constraint in lbs/MMBtu | FALSE | L | Annual | Standard NOX | lb/MMBtu | 0.25 | 0.25 | 0.25 | 0.25 | 0.25 | 0.25 | 0.25
IL Fac. Spec. - NOX Rate Summer v3.1, Unit 300 and retrofits | 432 | 7305 | Rate Constraint in lbs/MMBtu | FALSE | L | Annual | Emissions at Affected Plants NOX | Thousand Tons | 0.00015167 | 0 | 0 | 0 | 0 | 0 | 0
IL Fac. Spec. - NOX Rate Summer v3.1, Unit 300 and retrofits | 432 | 7305 | Rate Constraint in lbs/MMBtu | FALSE | L | Annual | Allowances Purchased NOX | Thousand Tons | 0 | 0 | 0 | 0 | 0 | 0 | 0
IL Fac. Spec. - NOX Rate Summer v3.1, Unit 300 and retrofits | 432 | 7305 | Rate Constraint in lbs/MMBtu | FALSE | L | Annual | Allowances Sold NOX | Thousand Tons | 0 | 0 | 0 | 0 | 0 | 0 | 0
IL Fac. Spec. - NOX Rate Summer v3.1, Unit 300 and retrofits | 432 | 7305 | Rate Constraint in lbs/MMBtu | FALSE | L | Annual | Allowances Banked | Thousand Tons | 0 | 0 | 0 | 0 | 0 | 0 | 0
IL Fac. Spec. - NOX Rate Summer v3.1, Unit 300 and retrofits | 432 | 7305 | Rate Constraint in lbs/MMBtu | FALSE | L | Annual | Allowances Withdrawn (1:1) | Thousand Tons | 0 | 0 | 0 | 0 | 0 | 0 | 0
IL Fac. Spec. - NOX Rate Summer v3.1, Unit 300 and retrofits | 432 | 7305 | Rate Constraint in lbs/MMBtu | FALSE | L | Annual | Allowances Withdrawn (1:n) | Thousand Tons | 0 | 0 | 0 | 0 | 0 | 0 | 0
IL Fac. Spec. - NOX Rate Summer v3.1, Unit 300 and retrofits | 432 | 7305 | Rate Constraint in lbs/MMBtu | FALSE | L | Annual | Total | Thousand Tons | 0.00015167 | 0 | 0 | 0 | 0 | 0 | 0
IL Fac. Spec. - NOX Rate Summer v3.1, Unit 300 and retrofits | 432 | 7305 | Rate Constraint in lbs/MMBtu | FALSE | L | Annual | Fuel Consumed | TBtu | 0.0052156 | 0 | 0 | 0 | 0 | 0 | 0
IL Fac. Spec. - NOX Rate Summer v3.1, Unit 300 and retrofits | 432 | 7305 | Rate Constraint in lbs/MMBtu | FALSE | L | Annual | Rate | lb/MMBtu | 0.05816 | 0 | 0 | 0 | 0 | 0 | 0
IL Fac. Spec. - NOX Rate Summer v3.1, Unit 300 and retrofits | 432 | 7305 | Rate Constraint in lbs/MMBtu | FALSE | L | Annual | Generation | TWh | 0.00043536 | 0 | 0 | 0 | 0 | 0 | 0
IL Fac. Spec. - NOX Rate Summer v3.1, Unit 300 and retrofits | 432 | 7305 | Rate Constraint in lbs/MMBtu | FALSE | L | Annual | Qualifying Generation | TWh | 0.00043536 | 0 | 0 | 0 | 0 | 0 | 0
IL Fac. Spec. - NOX Rate Summer v3.1, Unit 300 and retrofits | 432 | 7305 | Rate Constraint in lbs/MMBtu | FALSE | L | Annual | Rate | lb/MWh | 0.69676 | 0 | 0 | 0 | 0 | 0 | 0
IL Fac. Spec. - NOX Rate Summer v3.1, Unit 300 and retrofits | 432 | 7305 | Rate Constraint in lbs/MMBtu | FALSE | L | Annual | Constraint Shadow Price | US2022$/Ton | 0 | 0 | 0 | 0 | 0 | 0 | 0
IL Fac. Spec. - NOX Rate Summer v3.1, Unit 301 and retrofits | 433 | 7305 | Rate Constraint in lbs/MMBtu | FALSE | L | Annual | Seasons Included | Seasons | Summer | Summer | Summer | Summer | Summer | Summer | Summer
IL Fac. Spec. - NOX Rate Summer v3.1, Unit 301 and retrofits | 433 | 7305 | Rate Constraint in lbs/MMBtu | FALSE | L | Annual | Standard NOX | lb/MMBtu | 0.25 | 0.25 | 0.25 | 0.25 | 0.25 | 0.25 | 0.25
IL Fac. Spec. - NOX Rate Summer v3.1, Unit 301 and retrofits | 433 | 7305 | Rate Constraint in lbs/MMBtu | FALSE | L | Annual | Emissions at Affected Plants NOX | Thousand Tons | 0.00015597 | 0 | 0 | 0 | 0 | 0 | 0
IL Fac. Spec. - NOX Rate Summer v3.1, Unit 301 and retrofits | 433 | 7305 | Rate Constraint in lbs/MMBtu | FALSE | L | Annual | Allowances Purchased NOX | Thousand Tons | 0 | 0 | 0 | 0 | 0 | 0 | 0
IL Fac. Spec. - NOX Rate Summer v3.1, Unit 301 and retrofits | 433 | 7305 | Rate Constraint in lbs/MMBtu | FALSE | L | Annual | Allowances Sold NOX | Thousand Tons | 0 | 0 | 0 | 0 | 0 | 0 | 0
IL Fac. Spec. - NOX Rate Summer v3.1, Unit 301 and retrofits | 433 | 7305 | Rate Constraint in lbs/MMBtu | FALSE | L | Annual | Allowances Banked | Thousand Tons | 0 | 0 | 0 | 0 | 0 | 0 | 0
IL Fac. Spec. - NOX Rate Summer v3.1, Unit 301 and retrofits | 433 | 7305 | Rate Constraint in lbs/MMBtu | FALSE | L | Annual | Allowances Withdrawn (1:1) | Thousand Tons | 0 | 0 | 0 | 0 | 0 | 0 | 0
IL Fac. Spec. - NOX Rate Summer v3.1, Unit 301 and retrofits | 433 | 7305 | Rate Constraint in lbs/MMBtu | FALSE | L | Annual | Allowances Withdrawn (1:n) | Thousand Tons | 0 | 0 | 0 | 0 | 0 | 0 | 0
IL Fac. Spec. - NOX Rate Summer v3.1, Unit 301 and retrofits | 433 | 7305 | Rate Constraint in lbs/MMBtu | FALSE | L | Annual | Total | Thousand Tons | 0.00015597 | 0 | 0 | 0 | 0 | 0 | 0
IL Fac. Spec. - NOX Rate Summer v3.1, Unit 301 and retrofits | 433 | 7305 | Rate Constraint in lbs/MMBtu | FALSE | L | Annual | Fuel Consumed | TBtu | 0.0052925 | 0 | 0 | 0 | 0 | 0 | 0
IL Fac. Spec. - NOX Rate Summer v3.1, Unit 301 and retrofits | 433 | 7305 | Rate Constraint in lbs/MMBtu | FALSE | L | Annual | Rate | lb/MMBtu | 0.05894 | 0 | 0 | 0 | 0 | 0 | 0
IL Fac. Spec. - NOX Rate Summer v3.1, Unit 301 and retrofits | 433 | 7305 | Rate Constraint in lbs/MMBtu | FALSE | L | Annual | Generation | TWh | 0.00044181 | 0 | 0 | 0 | 0 | 0 | 0
IL Fac. Spec. - NOX Rate Summer v3.1, Unit 301 and retrofits | 433 | 7305 | Rate Constraint in lbs/MMBtu | FALSE | L | Annual | Qualifying Generation | TWh | 0.00044181 | 0 | 0 | 0 | 0 | 0 | 0
IL Fac. Spec. - NOX Rate Summer v3.1, Unit 301 and retrofits | 433 | 7305 | Rate Constraint in lbs/MMBtu | FALSE | L | Annual | Rate | lb/MWh | 0.70604 | 0 | 0 | 0 | 0 | 0 | 0
IL Fac. Spec. - NOX Rate Summer v3.1, Unit 301 and retrofits | 433 | 7305 | Rate Constraint in lbs/MMBtu | FALSE | L | Annual | Constraint Shadow Price | US2022$/Ton | 0 | 0 | 0 | 0 | 0 | 0 | 0
IL Fac. Spec. - NOX Rate Summer v3.1, Unit 302 and retrofits | 434 | 7305 | Rate Constraint in lbs/MMBtu | FALSE | L | Annual | Seasons Included | Seasons | Summer | Summer | Summer | Summer | Summer | Summer | Summer
IL Fac. Spec. - NOX Rate Summer v3.1, Unit 302 and retrofits | 434 | 7305 | Rate Constraint in lbs/MMBtu | FALSE | L | Annual | Standard NOX | lb/MMBtu | 0.25 | 0.25 | 0.25 | 0.25 | 0.25 | 0.25 | 0.25
IL Fac. Spec. - NOX Rate Summer v3.1, Unit 302 and retrofits | 434 | 7305 | Rate Constraint in lbs/MMBtu | FALSE | L | Annual | Emissions at Affected Plants NOX | Thousand Tons | 0 | 0 | 0 | 0 | 0 | 0 | 0
IL Fac. Spec. - NOX Rate Summer v3.1, Unit 302 and retrofits | 434 | 7305 | Rate Constraint in lbs/MMBtu | FALSE | L | Annual | Allowances Purchased NOX | Thousand Tons | 0 | 0 | 0 | 0 | 0 | 0 | 0
IL Fac. Spec. - NOX Rate Summer v3.1, Unit 302 and retrofits | 434 | 7305 | Rate Constraint in lbs/MMBtu | FALSE | L | Annual | Allowances Sold NOX | Thousand Tons | 0 | 0 | 0 | 0 | 0 | 0 | 0
IL Fac. Spec. - NOX Rate Summer v3.1, Unit 302 and retrofits | 434 | 7305 | Rate Constraint in lbs/MMBtu | FALSE | L | Annual | Allowances Banked | Thousand Tons | 0 | 0 | 0 | 0 | 0 | 0 | 0
IL Fac. Spec. - NOX Rate Summer v3.1, Unit 302 and retrofits | 434 | 7305 | Rate Constraint in lbs/MMBtu | FALSE | L | Annual | Allowances Withdrawn (1:1) | Thousand Tons | 0 | 0 | 0 | 0 | 0 | 0 | 0
IL Fac. Spec. - NOX Rate Summer v3.1, Unit 302 and retrofits | 434 | 7305 | Rate Constraint in lbs/MMBtu | FALSE | L | Annual | Allowances Withdrawn (1:n) | Thousand Tons | 0 | 0 | 0 | 0 | 0 | 0 | 0
IL Fac. Spec. - NOX Rate Summer v3.1, Unit 302 and retrofits | 434 | 7305 | Rate Constraint in lbs/MMBtu | FALSE | L | Annual | Total | Thousand Tons | 0 | 0 | 0 | 0 | 0 | 0 | 0
IL Fac. Spec. - NOX Rate Summer v3.1, Unit 302 and retrofits | 434 | 7305 | Rate Constraint in lbs/MMBtu | FALSE | L | Annual | Fuel Consumed | TBtu | 0 | 0 | 0 | 0 | 0 | 0 | 0
IL Fac. Spec. - NOX Rate Summer v3.1, Unit 302 and retrofits | 434 | 7305 | Rate Constraint in lbs/MMBtu | FALSE | L | Annual | Rate | lb/MMBtu | 0 | 0 | 0 | 0 | 0 | 0 | 0
IL Fac. Spec. - NOX Rate Summer v3.1, Unit 302 and retrofits | 434 | 7305 | Rate Constraint in lbs/MMBtu | FALSE | L | Annual | Generation | TWh | 0 | 0 | 0 | 0 | 0 | 0 | 0
IL Fac. Spec. - NOX Rate Summer v3.1, Unit 302 and retrofits | 434 | 7305 | Rate Constraint in lbs/MMBtu | FALSE | L | Annual | Qualifying Generation | TWh | 0 | 0 | 0 | 0 | 0 | 0 | 0
IL Fac. Spec. - NOX Rate Summer v3.1, Unit 302 and retrofits | 434 | 7305 | Rate Constraint in lbs/MMBtu | FALSE | L | Annual | Rate | lb/MWh | 0 | 0 | 0 | 0 | 0 | 0 | 0
IL Fac. Spec. - NOX Rate Summer v3.1, Unit 302 and retrofits | 434 | 7305 | Rate Constraint in lbs/MMBtu | FALSE | L | Annual | Constraint Shadow Price | US2022$/Ton | 0 | 0 | 0 | 0 | 0 | 0 | 0
IL Fac. Spec. - NOX Rate Summer v3.1, Unit 303 and retrofits | 435 | 7305 | Rate Constraint in lbs/MMBtu | FALSE | L | Annual | Seasons Included | Seasons | Summer | Summer | Summer | Summer | Summer | Summer | Summer
IL Fac. Spec. - NOX Rate Summer v3.1, Unit 303 and retrofits | 435 | 7305 | Rate Constraint in lbs/MMBtu | FALSE | L | Annual | Standard NOX | lb/MMBtu | 0.25 | 0.25 | 0.25 | 0.25 | 0.25 | 0.25 | 0.25
IL Fac. Spec. - NOX Rate Summer v3.1, Unit 303 and retrofits | 435 | 7305 | Rate Constraint in lbs/MMBtu | FALSE | L | Annual | Emissions at Affected Plants NOX | Thousand Tons | 0 | 0 | 0 | 0 | 0 | 0 | 0
IL Fac. Spec. - NOX Rate Summer v3.1, Unit 303 and retrofits | 435 | 7305 | Rate Constraint in lbs/MMBtu | FALSE | L | Annual | Allowances Purchased NOX | Thousand Tons | 0 | 0 | 0 | 0 | 0 | 0 | 0
IL Fac. Spec. - NOX Rate Summer v3.1, Unit 303 and retrofits | 435 | 7305 | Rate Constraint in lbs/MMBtu | FALSE | L | Annual | Allowances Sold NOX | Thousand Tons | 0 | 0 | 0 | 0 | 0 | 0 | 0
IL Fac. Spec. - NOX Rate Summer v3.1, Unit 303 and retrofits | 435 | 7305 | Rate Constraint in lbs/MMBtu | FALSE | L | Annual | Allowances Banked | Thousand Tons | 0 | 0 | 0 | 0 | 0 | 0 | 0
IL Fac. Spec. - NOX Rate Summer v3.1, Unit 303 and retrofits | 435 | 7305 | Rate Constraint in lbs/MMBtu | FALSE | L | Annual | Allowances Withdrawn (1:1) | Thousand Tons | 0 | 0 | 0 | 0 | 0 | 0 | 0
IL Fac. Spec. - NOX Rate Summer v3.1, Unit 303 and retrofits | 435 | 7305 | Rate Constraint in lbs/MMBtu | FALSE | L | Annual | Allowances Withdrawn (1:n) | Thousand Tons | 0 | 0 | 0 | 0 | 0 | 0 | 0
IL Fac. Spec. - NOX Rate Summer v3.1, Unit 303 and retrofits | 435 | 7305 | Rate Constraint in lbs/MMBtu | FALSE | L | Annual | Total | Thousand Tons | 0 | 0 | 0 | 0 | 0 | 0 | 0
IL Fac. Spec. - NOX Rate Summer v3.1, Unit 303 and retrofits | 435 | 7305 | Rate Constraint in lbs/MMBtu | FALSE | L | Annual | Fuel Consumed | TBtu | 0 | 0 | 0 | 0 | 0 | 0 | 0
IL Fac. Spec. - NOX Rate Summer v3.1, Unit 303 and retrofits | 435 | 7305 | Rate Constraint in lbs/MMBtu | FALSE | L | Annual | Rate | lb/MMBtu | 0 | 0 | 0 | 0 | 0 | 0 | 0
IL Fac. Spec. - NOX Rate Summer v3.1, Unit 303 and retrofits | 435 | 7305 | Rate Constraint in lbs/MMBtu | FALSE | L | Annual | Generation | TWh | 0 | 0 | 0 | 0 | 0 | 0 | 0
IL Fac. Spec. - NOX Rate Summer v3.1, Unit 303 and retrofits | 435 | 7305 | Rate Constraint in lbs/MMBtu | FALSE | L | Annual | Qualifying Generation | TWh | 0 | 0 | 0 | 0 | 0 | 0 | 0
IL Fac. Spec. - NOX Rate Summer v3.1, Unit 303 and retrofits | 435 | 7305 | Rate Constraint in lbs/MMBtu | FALSE | L | Annual | Rate | lb/MWh | 0 | 0 | 0 | 0 | 0 | 0 | 0
IL Fac. Spec. - NOX Rate Summer v3.1, Unit 303 and retrofits | 435 | 7305 | Rate Constraint in lbs/MMBtu | FALSE | L | Annual | Constraint Shadow Price | US2022$/Ton | 0 | 0 | 0 | 0 | 0 | 0 | 0
IL Fac. Spec. - NOX Rate Summer v3.1, Unit 304 and retrofits | 436 | 7305 | Rate Constraint in lbs/MMBtu | FALSE | L | Annual | Seasons Included | Seasons | Summer | Summer | Summer | Summer | Summer | Summer | Summer
IL Fac. Spec. - NOX Rate Summer v3.1, Unit 304 and retrofits | 436 | 7305 | Rate Constraint in lbs/MMBtu | FALSE | L | Annual | Standard NOX | lb/MMBtu | 0.25 | 0.25 | 0.25 | 0.25 | 0.25 | 0.25 | 0.25
IL Fac. Spec. - NOX Rate Summer v3.1, Unit 304 and retrofits | 436 | 7305 | Rate Constraint in lbs/MMBtu | FALSE | L | Annual | Emissions at Affected Plants NOX | Thousand Tons | 0 | 0 | 0 | 0 | 0 | 0 | 0
IL Fac. Spec. - NOX Rate Summer v3.1, Unit 304 and retrofits | 436 | 7305 | Rate Constraint in lbs/MMBtu | FALSE | L | Annual | Allowances Purchased NOX | Thousand Tons | 0 | 0 | 0 | 0 | 0 | 0 | 0
IL Fac. Spec. - NOX Rate Summer v3.1, Unit 304 and retrofits | 436 | 7305 | Rate Constraint in lbs/MMBtu | FALSE | L | Annual | Allowances Sold NOX | Thousand Tons | 0 | 0 | 0 | 0 | 0 | 0 | 0
IL Fac. Spec. - NOX Rate Summer v3.1, Unit 304 and retrofits | 436 | 7305 | Rate Constraint in lbs/MMBtu | FALSE | L | Annual | Allowances Banked | Thousand Tons | 0 | 0 | 0 | 0 | 0 | 0 | 0
IL Fac. Spec. - NOX Rate Summer v3.1, Unit 304 and retrofits | 436 | 7305 | Rate Constraint in lbs/MMBtu | FALSE | L | Annual | Allowances Withdrawn (1:1) | Thousand Tons | 0 | 0 | 0 | 0 | 0 | 0 | 0
IL Fac. Spec. - NOX Rate Summer v3.1, Unit 304 and retrofits | 436 | 7305 | Rate Constraint in lbs/MMBtu | FALSE | L | Annual | Allowances Withdrawn (1:n) | Thousand Tons | 0 | 0 | 0 | 0 | 0 | 0 | 0
IL Fac. Spec. - NOX Rate Summer v3.1, Unit 304 and retrofits | 436 | 7305 | Rate Constraint in lbs/MMBtu | FALSE | L | Annual | Total | Thousand Tons | 0 | 0 | 0 | 0 | 0 | 0 | 0
IL Fac. Spec. - NOX Rate Summer v3.1, Unit 304 and retrofits | 436 | 7305 | Rate Constraint in lbs/MMBtu | FALSE | L | Annual | Fuel Consumed | TBtu | 0 | 0 | 0 | 0 | 0 | 0 | 0
IL Fac. Spec. - NOX Rate Summer v3.1, Unit 304 and retrofits | 436 | 7305 | Rate Constraint in lbs/MMBtu | FALSE | L | Annual | Rate | lb/MMBtu | 0 | 0 | 0 | 0 | 0 | 0 | 0
IL Fac. Spec. - NOX Rate Summer v3.1, Unit 304 and retrofits | 436 | 7305 | Rate Constraint in lbs/MMBtu | FALSE | L | Annual | Generation | TWh | 0 | 0 | 0 | 0 | 0 | 0 | 0
IL Fac. Spec. - NOX Rate Summer v3.1, Unit 304 and retrofits | 436 | 7305 | Rate Constraint in lbs/MMBtu | FALSE | L | Annual | Qualifying Generation | TWh | 0 | 0 | 0 | 0 | 0 | 0 | 0
IL Fac. Spec. - NOX Rate Summer v3.1, Unit 304 and retrofits | 436 | 7305 | Rate Constraint in lbs/MMBtu | FALSE | L | Annual | Rate | lb/MWh | 0 | 0 | 0 | 0 | 0 | 0 | 0
IL Fac. Spec. - NOX Rate Summer v3.1, Unit 304 and retrofits | 436 | 7305 | Rate Constraint in lbs/MMBtu | FALSE | L | Annual | Constraint Shadow Price | US2022$/Ton | 0 | 0 | 0 | 0 | 0 | 0 | 0
IL Fac. Spec. - NOX Rate Summer v3.1, Unit 305 and retrofits | 437 | 7305 | Rate Constraint in lbs/MMBtu | FALSE | L | Annual | Seasons Included | Seasons | Summer | Summer | Summer | Summer | Summer | Summer | Summer
IL Fac. Spec. - NOX Rate Summer v3.1, Unit 305 and retrofits | 437 | 7305 | Rate Constraint in lbs/MMBtu | FALSE | L | Annual | Standard NOX | lb/MMBtu | 0.25 | 0.25 | 0.25 | 0.25 | 0.25 | 0.25 | 0.25
IL Fac. Spec. - NOX Rate Summer v3.1, Unit 305 and retrofits | 437 | 7305 | Rate Constraint in lbs/MMBtu | FALSE | L | Annual | Emissions at Affected Plants NOX | Thousand Tons | 0 | 0 | 0 | 0 | 0 | 0 | 0
IL Fac. Spec. - NOX Rate Summer v3.1, Unit 305 and retrofits | 437 | 7305 | Rate Constraint in lbs/MMBtu | FALSE | L | Annual | Allowances Purchased NOX | Thousand Tons | 0 | 0 | 0 | 0 | 0 | 0 | 0
IL Fac. Spec. - NOX Rate Summer v3.1, Unit 305 and retrofits | 437 | 7305 | Rate Constraint in lbs/MMBtu | FALSE | L | Annual | Allowances Sold NOX | Thousand Tons | 0 | 0 | 0 | 0 | 0 | 0 | 0
IL Fac. Spec. - NOX Rate Summer v3.1, Unit 305 and retrofits | 437 | 7305 | Rate Constraint in lbs/MMBtu | FALSE | L | Annual | Allowances Banked | Thousand Tons | 0 | 0 | 0 | 0 | 0 | 0 | 0
IL Fac. Spec. - NOX Rate Summer v3.1, Unit 305 and retrofits | 437 | 7305 | Rate Constraint in lbs/MMBtu | FALSE | L | Annual | Allowances Withdrawn (1:1) | Thousand Tons | 0 | 0 | 0 | 0 | 0 | 0 | 0
IL Fac. Spec. - NOX Rate Summer v3.1, Unit 305 and retrofits | 437 | 7305 | Rate Constraint in lbs/MMBtu | FALSE | L | Annual | Allowances Withdrawn (1:n) | Thousand Tons | 0 | 0 | 0 | 0 | 0 | 0 | 0
IL Fac. Spec. - NOX Rate Summer v3.1, Unit 305 and retrofits | 437 | 7305 | Rate Constraint in lbs/MMBtu | FALSE | L | Annual | Total | Thousand Tons | 0 | 0 | 0 | 0 | 0 | 0 | 0
IL Fac. Spec. - NOX Rate Summer v3.1, Unit 305 and retrofits | 437 | 7305 | Rate Constraint in lbs/MMBtu | FALSE | L | Annual | Fuel Consumed | TBtu | 0 | 0 | 0 | 0 | 0 | 0 | 0
IL Fac. Spec. - NOX Rate Summer v3.1, Unit 305 and retrofits | 437 | 7305 | Rate Constraint in lbs/MMBtu | FALSE | L | Annual | Rate | lb/MMBtu | 0 | 0 | 0 | 0 | 0 | 0 | 0
IL Fac. Spec. - NOX Rate Summer v3.1, Unit 305 and retrofits | 437 | 7305 | Rate Constraint in lbs/MMBtu | FALSE | L | Annual | Generation | TWh | 0 | 0 | 0 | 0 | 0 | 0 | 0
IL Fac. Spec. - NOX Rate Summer v3.1, Unit 305 and retrofits | 437 | 7305 | Rate Constraint in lbs/MMBtu | FALSE | L | Annual | Qualifying Generation | TWh | 0 | 0 | 0 | 0 | 0 | 0 | 0
IL Fac. Spec. - NOX Rate Summer v3.1, Unit 305 and retrofits | 437 | 7305 | Rate Constraint in lbs/MMBtu | FALSE | L | Annual | Rate | lb/MWh | 0 | 0 | 0 | 0 | 0 | 0 | 0
IL Fac. Spec. - NOX Rate Summer v3.1, Unit 305 and retrofits | 437 | 7305 | Rate Constraint in lbs/MMBtu | FALSE | L | Annual | Constraint Shadow Price | US2022$/Ton | 0 | 0 | 0 | 0 | 0 | 0 | 0
IL Fac. Spec. - NOX Rate Summer v3.1, Unit 314 and retrofits | 438 | 7305 | Rate Constraint in lbs/MMBtu | FALSE | L | Annual | Seasons Included | Seasons | Summer | Summer | Summer | Summer | Summer | Summer | Summer
IL Fac. Spec. - NOX Rate Summer v3.1, Unit 314 and retrofits | 438 | 7305 | Rate Constraint in lbs/MMBtu | FALSE | L | Annual | Standard NOX | lb/MMBtu | 0.25 | 0.25 | 0.25 | 0.25 | 0.25 | 0.25 | 0.25
IL Fac. Spec. - NOX Rate Summer v3.1, Unit 314 and retrofits | 438 | 7305 | Rate Constraint in lbs/MMBtu | FALSE | L | Annual | Emissions at Affected Plants NOX | Thousand Tons | 0.012911 | 0.0098045 | 0.0043669 | 0.00084146 | 0 | 0 | 0
IL Fac. Spec. - NOX Rate Summer v3.1, Unit 314 and retrofits | 438 | 7305 | Rate Constraint in lbs/MMBtu | FALSE | L | Annual | Allowances Purchased NOX | Thousand Tons | 0 | 0 | 0 | 0 | 0 | 0 | 0
IL Fac. Spec. - NOX Rate Summer v3.1, Unit 314 and retrofits | 438 | 7305 | Rate Constraint in lbs/MMBtu | FALSE | L | Annual | Allowances Sold NOX | Thousand Tons | 0 | 0 | 0 | 0 | 0 | 0 | 0
IL Fac. Spec. - NOX Rate Summer v3.1, Unit 314 and retrofits | 438 | 7305 | Rate Constraint in lbs/MMBtu | FALSE | L | Annual | Allowances Banked | Thousand Tons | 0 | 0 | 0 | 0 | 0 | 0 | 0
IL Fac. Spec. - NOX Rate Summer v3.1, Unit 314 and retrofits | 438 | 7305 | Rate Constraint in lbs/MMBtu | FALSE | L | Annual | Allowances Withdrawn (1:1) | Thousand Tons | 0 | 0 | 0 | 0 | 0 | 0 | 0
IL Fac. Spec. - NOX Rate Summer v3.1, Unit 314 and retrofits | 438 | 7305 | Rate Constraint in lbs/MMBtu | FALSE | L | Annual | Allowances Withdrawn (1:n) | Thousand Tons | 0 | 0 | 0 | 0 | 0 | 0 | 0
IL Fac. Spec. - NOX Rate Summer v3.1, Unit 314 and retrofits | 438 | 7305 | Rate Constraint in lbs/MMBtu | FALSE | L | Annual | Total | Thousand Tons | 0.012911 | 0.0098045 | 0.0043669 | 0.00084146 | 0 | 0 | 0
IL Fac. Spec. - NOX Rate Summer v3.1, Unit 314 and retrofits | 438 | 7305 | Rate Constraint in lbs/MMBtu | FALSE | L | Annual | Fuel Consumed | TBtu | 0.45856 | 0.34823 | 0.1551 | 0.029887 | 0 | 0 | 0
IL Fac. Spec. - NOX Rate Summer v3.1, Unit 314 and retrofits | 438 | 7305 | Rate Constraint in lbs/MMBtu | FALSE | L | Annual | Rate | lb/MMBtu | 0.05631 | 0.05631 | 0.05631 | 0.05631 | 0 | 0 | 0
IL Fac. Spec. - NOX Rate Summer v3.1, Unit 314 and retrofits | 438 | 7305 | Rate Constraint in lbs/MMBtu | FALSE | L | Annual | Generation | TWh | 0.042677 | 0.032409 | 0.014435 | 0.0027814 | 0 | 0 | 0
IL Fac. Spec. - NOX Rate Summer v3.1, Unit 314 and retrofits | 438 | 7305 | Rate Constraint in lbs/MMBtu | FALSE | L | Annual | Qualifying Generation | TWh | 0.042677 | 0.032409 | 0.014435 | 0.0027814 | 0 | 0 | 0
IL Fac. Spec. - NOX Rate Summer v3.1, Unit 314 and retrofits | 438 | 7305 | Rate Constraint in lbs/MMBtu | FALSE | L | Annual | Rate | lb/MWh | 0.60505 | 0.60505 | 0.60505 | 0.60505 | 0 | 0 | 0
IL Fac. Spec. - NOX Rate Summer v3.1, Unit 314 and retrofits | 438 | 7305 | Rate Constraint in lbs/MMBtu | FALSE | L | Annual | Constraint Shadow Price | US2022$/Ton | 0 | 0 | 0 | 0 | 0 | 0 | 0
IL Fac. Spec. - NOX Rate Summer v3.1, Unit 315 and retrofits | 439 | 7305 | Rate Constraint in lbs/MMBtu | FALSE | L | Annual | Seasons Included | Seasons | Summer | Summer | Summer | Summer | Summer | Summer | Summer
IL Fac. Spec. - NOX Rate Summer v3.1, Unit 315 and retrofits | 439 | 7305 | Rate Constraint in lbs/MMBtu | FALSE | L | Annual | Standard NOX | lb/MMBtu | 0.25 | 0.25 | 0.25 | 0.25 | 0.25 | 0.25 | 0.25
IL Fac. Spec. - NOX Rate Summer v3.1, Unit 315 and retrofits | 439 | 7305 | Rate Constraint in lbs/MMBtu | FALSE | L | Annual | Emissions at Affected Plants NOX | Thousand Tons | 0.019507 | 0.014814 | 0.0015968 | 0.00088002 | 0 | 0 | 0
IL Fac. Spec. - NOX Rate Summer v3.1, Unit 315 and retrofits | 439 | 7305 | Rate Constraint in lbs/MMBtu | FALSE | L | Annual | Allowances Purchased NOX | Thousand Tons | 0 | 0 | 0 | 0 | 0 | 0 | 0
IL Fac. Spec. - NOX Rate Summer v3.1, Unit 315 and retrofits | 439 | 7305 | Rate Constraint in lbs/MMBtu | FALSE | L | Annual | Allowances Sold NOX | Thousand Tons | 0 | 0 | 0 | 0 | 0 | 0 | 0
IL Fac. Spec. - NOX Rate Summer v3.1, Unit 315 and retrofits | 439 | 7305 | Rate Constraint in lbs/MMBtu | FALSE | L | Annual | Allowances Banked | Thousand Tons | 0 | 0 | 0 | 0 | 0 | 0 | 0
IL Fac. Spec. - NOX Rate Summer v3.1, Unit 315 and retrofits | 439 | 7305 | Rate Constraint in lbs/MMBtu | FALSE | L | Annual | Allowances Withdrawn (1:1) | Thousand Tons | 0 | 0 | 0 | 0 | 0 | 0 | 0
IL Fac. Spec. - NOX Rate Summer v3.1, Unit 315 and retrofits | 439 | 7305 | Rate Constraint in lbs/MMBtu | FALSE | L | Annual | Allowances Withdrawn (1:n) | Thousand Tons | 0 | 0 | 0 | 0 | 0 | 0 | 0
IL Fac. Spec. - NOX Rate Summer v3.1, Unit 315 and retrofits | 439 | 7305 | Rate Constraint in lbs/MMBtu | FALSE | L | Annual | Total | Thousand Tons | 0.019507 | 0.014814 | 0.0015968 | 0.00088002 | 0 | 0 | 0
IL Fac. Spec. - NOX Rate Summer v3.1, Unit 315 and retrofits | 439 | 7305 | Rate Constraint in lbs/MMBtu | FALSE | L | Annual | Fuel Consumed | TBtu | 0.41478 | 0.31498 | 0.033952 | 0.018712 | 0 | 0 | 0
IL Fac. Spec. - NOX Rate Summer v3.1, Unit 315 and retrofits | 439 | 7305 | Rate Constraint in lbs/MMBtu | FALSE | L | Annual | Rate | lb/MMBtu | 0.09406 | 0.09406 | 0.09406 | 0.09406 | 0 | 0 | 0
IL Fac. Spec. - NOX Rate Summer v3.1, Unit 315 and retrofits | 439 | 7305 | Rate Constraint in lbs/MMBtu | FALSE | L | Annual | Generation | TWh | 0.038602 | 0.029314 | 0.0031598 | 0.0017415 | 0 | 0 | 0
IL Fac. Spec. - NOX Rate Summer v3.1, Unit 315 and retrofits | 439 | 7305 | Rate Constraint in lbs/MMBtu | FALSE | L | Annual | Qualifying Generation | TWh | 0.038602 | 0.029314 | 0.0031598 | 0.0017415 | 0 | 0 | 0
IL Fac. Spec. - NOX Rate Summer v3.1, Unit 315 and retrofits | 439 | 7305 | Rate Constraint in lbs/MMBtu | FALSE | L | Annual | Rate | lb/MWh | 1.0107 | 1.0107 | 1.0107 | 1.0107 | 0 | 0 | 0
IL Fac. Spec. - NOX Rate Summer v3.1, Unit 315 and retrofits | 439 | 7305 | Rate Constraint in lbs/MMBtu | FALSE | L | Annual | Constraint Shadow Price | US2022$/Ton | 0 | 0 | 0 | 0 | 0 | 0 | 0
IL Fac. Spec. - NOX Rate Summer v3.1, Unit 316 and retrofits | 440 | 7305 | Rate Constraint in lbs/MMBtu | FALSE | L | Annual | Seasons Included | Seasons | Summer | Summer | Summer | Summer | Summer | Summer | Summer
IL Fac. Spec. - NOX Rate Summer v3.1, Unit 316 and retrofits | 440 | 7305 | Rate Constraint in lbs/MMBtu | FALSE | L | Annual | Standard NOX | lb/MMBtu | 0.25 | 0.25 | 0.25 | 0.25 | 0.25 | 0.25 | 0.25
IL Fac. Spec. - NOX Rate Summer v3.1, Unit 316 and retrofits | 440 | 7305 | Rate Constraint in lbs/MMBtu | FALSE | L | Annual | Emissions at Affected Plants NOX | Thousand Tons | 0.015394 | 0.012917 | 0.00076737 | 0.00018943 | 0 | 0 | 0
IL Fac. Spec. - NOX Rate Summer v3.1, Unit 316 and retrofits | 440 | 7305 | Rate Constraint in lbs/MMBtu | FALSE | L | Annual | Allowances Purchased NOX | Thousand Tons | 0 | 0 | 0 | 0 | 0 | 0 | 0
IL Fac. Spec. - NOX Rate Summer v3.1, Unit 316 and retrofits | 440 | 7305 | Rate Constraint in lbs/MMBtu | FALSE | L | Annual | Allowances Sold NOX | Thousand Tons | 0 | 0 | 0 | 0 | 0 | 0 | 0
IL Fac. Spec. - NOX Rate Summer v3.1, Unit 316 and retrofits | 440 | 7305 | Rate Constraint in lbs/MMBtu | FALSE | L | Annual | Allowances Banked | Thousand Tons | 0 | 0 | 0 | 0 | 0 | 0 | 0
IL Fac. Spec. - NOX Rate Summer v3.1, Unit 316 and retrofits | 440 | 7305 | Rate Constraint in lbs/MMBtu | FALSE | L | Annual | Allowances Withdrawn (1:1) | Thousand Tons | 0 | 0 | 0 | 0 | 0 | 0 | 0
IL Fac. Spec. - NOX Rate Summer v3.1, Unit 316 and retrofits | 440 | 7305 | Rate Constraint in lbs/MMBtu | FALSE | L | Annual | Allowances Withdrawn (1:n) | Thousand Tons | 0 | 0 | 0 | 0 | 0 | 0 | 0
IL Fac. Spec. - NOX Rate Summer v3.1, Unit 316 and retrofits | 440 | 7305 | Rate Constraint in lbs/MMBtu | FALSE | L | Annual | Total | Thousand Tons | 0.015394 | 0.012917 | 0.00076737 | 0.00018943 | 0 | 0 | 0
IL Fac. Spec. - NOX Rate Summer v3.1, Unit 316 and retrofits | 440 | 7305 | Rate Constraint in lbs/MMBtu | FALSE | L | Annual | Fuel Consumed | TBtu | 0.38025 | 0.31907 | 0.018954 | 0.0046789 | 0 | 0 | 0
IL Fac. Spec. - NOX Rate Summer v3.1, Unit 316 and retrofits | 440 | 7305 | Rate Constraint in lbs/MMBtu | FALSE | L | Annual | Rate | lb/MMBtu | 0.08097 | 0.08097 | 0.08097 | 0.08097 | 0 | 0 | 0
IL Fac. Spec. - NOX Rate Summer v3.1, Unit 316 and retrofits | 440 | 7305 | Rate Constraint in lbs/MMBtu | FALSE | L | Annual | Generation | TWh | 0.035388 | 0.029694 | 0.001764 | 0.00043545 | 0 | 0 | 0
IL Fac. Spec. - NOX Rate Summer v3.1, Unit 316 and retrofits | 440 | 7305 | Rate Constraint in lbs/MMBtu | FALSE | L | Annual | Qualifying Generation | TWh | 0.035388 | 0.029694 | 0.001764 | 0.00043545 | 0 | 0 | 0
IL Fac. Spec. - NOX Rate Summer v3.1, Unit 316 and retrofits | 440 | 7305 | Rate Constraint in lbs/MMBtu | FALSE | L | Annual | Rate | lb/MWh | 0.87002 | 0.87002 | 0.87002 | 0.87002 | 0 | 0 | 0
IL Fac. Spec. - NOX Rate Summer v3.1, Unit 316 and retrofits | 440 | 7305 | Rate Constraint in lbs/MMBtu | FALSE | L | Annual | Constraint Shadow Price | US2022$/Ton | 0 | 0 | 0 | 0 | 0 | 0 | 0
IL Fac. Spec. - NOX Rate Summer v3.1, Unit 317 and retrofits | 441 | 7305 | Rate Constraint in lbs/MMBtu | FALSE | L | Annual | Seasons Included | Seasons | Summer | Summer | Summer | Summer | Summer | Summer | Summer
IL Fac. Spec. - NOX Rate Summer v3.1, Unit 317 and retrofits | 441 | 7305 | Rate Constraint in lbs/MMBtu | FALSE | L | Annual | Standard NOX | lb/MMBtu | 0.25 | 0.25 | 0.25 | 0.25 | 0.25 | 0.25 | 0.25
IL Fac. Spec. - NOX Rate Summer v3.1, Unit 317 and retrofits | 441 | 7305 | Rate Constraint in lbs/MMBtu | FALSE | L | Annual | Emissions at Affected Plants NOX | Thousand Tons | 0.0051607 | 0.0072393 | 0.0014644 | 0 | 0 | 0 | 0
IL Fac. Spec. - NOX Rate Summer v3.1, Unit 317 and retrofits | 441 | 7305 | Rate Constraint in lbs/MMBtu | FALSE | L | Annual | Allowances Purchased NOX | Thousand Tons | 0 | 0 | 0 | 0 | 0 | 0 | 0
IL Fac. Spec. - NOX Rate Summer v3.1, Unit 317 and retrofits | 441 | 7305 | Rate Constraint in lbs/MMBtu | FALSE | L | Annual | Allowances Sold NOX | Thousand Tons | 0 | 0 | 0 | 0 | 0 | 0 | 0
IL Fac. Spec. - NOX Rate Summer v3.1, Unit 317 and retrofits | 441 | 7305 | Rate Constraint in lbs/MMBtu | FALSE | L | Annual | Allowances Banked | Thousand Tons | 0 | 0 | 0 | 0 | 0 | 0 | 0
IL Fac. Spec. - NOX Rate Summer v3.1, Unit 317 and retrofits | 441 | 7305 | Rate Constraint in lbs/MMBtu | FALSE | L | Annual | Allowances Withdrawn (1:1) | Thousand Tons | 0 | 0 | 0 | 0 | 0 | 0 | 0
IL Fac. Spec. - NOX Rate Summer v3.1, Unit 317 and retrofits | 441 | 7305 | Rate Constraint in lbs/MMBtu | FALSE | L | Annual | Allowances Withdrawn (1:n) | Thousand Tons | 0 | 0 | 0 | 0 | 0 | 0 | 0
IL Fac. Spec. - NOX Rate Summer v3.1, Unit 317 and retrofits | 441 | 7305 | Rate Constraint in lbs/MMBtu | FALSE | L | Annual | Total | Thousand Tons | 0.0051607 | 0.0072393 | 0.0014644 | 0 | 0 | 0 | 0
IL Fac. Spec. - NOX Rate Summer v3.1, Unit 317 and retrofits | 441 | 7305 | Rate Constraint in lbs/MMBtu | FALSE | L | Annual | Fuel Consumed | TBtu | 0.2387 | 0.33484 | 0.067734 | 0 | 0 | 0 | 0
IL Fac. Spec. - NOX Rate Summer v3.1, Unit 317 and retrofits | 441 | 7305 | Rate Constraint in lbs/MMBtu | FALSE | L | Annual | Rate | lb/MMBtu | 0.04324 | 0.04324 | 0.04324 | 0 | 0 | 0 | 0
IL Fac. Spec. - NOX Rate Summer v3.1, Unit 317 and retrofits | 441 | 7305 | Rate Constraint in lbs/MMBtu | FALSE | L | Annual | Generation | TWh | 0.02211 | 0.031015 | 0.006274 | 0 | 0 | 0 | 0
IL Fac. Spec. - NOX Rate Summer v3.1, Unit 317 and retrofits | 441 | 7305 | Rate Constraint in lbs/MMBtu | FALSE | L | Annual | Qualifying Generation | TWh | 0.02211 | 0.031015 | 0.006274 | 0 | 0 | 0 | 0
IL Fac. Spec. - NOX Rate Summer v3.1, Unit 317 and retrofits | 441 | 7305 | Rate Constraint in lbs/MMBtu | FALSE | L | Annual | Rate | lb/MWh | 0.46682 | 0.46682 | 0.46682 | 0 | 0 | 0 | 0
IL Fac. Spec. - NOX Rate Summer v3.1, Unit 317 and retrofits | 441 | 7305 | Rate Constraint in lbs/MMBtu | FALSE | L | Annual | Constraint Shadow Price | US2022$/Ton | 0 | 0 | 0 | 0 | 0 | 0 | 0
IL Fac. Spec. - NOX Rate Summer v3.1, Unit 318 and retrofits | 442 | 7305 | Rate Constraint in lbs/MMBtu | FALSE | L | Annual | Seasons Included | Seasons | Summer | Summer | Summer | Summer | Summer | Summer | Summer
IL Fac. Spec. - NOX Rate Summer v3.1, Unit 318 and retrofits | 442 | 7305 | Rate Constraint in lbs/MMBtu | FALSE | L | Annual | Standard NOX | lb/MMBtu | 0.25 | 0.25 | 0.25 | 0.25 | 0.25 | 0.25 | 0.25
IL Fac. Spec. - NOX Rate Summer v3.1, Unit 318 and retrofits | 442 | 7305 | Rate Constraint in lbs/MMBtu | FALSE | L | Annual | Emissions at Affected Plants NOX | Thousand Tons | 0.0028567 | 0.0040073 | 0.0015077 | 0 | 0 | 0 | 0
IL Fac. Spec. - NOX Rate Summer v3.1, Unit 318 and retrofits | 442 | 7305 | Rate Constraint in lbs/MMBtu | FALSE | L | Annual | Allowances Purchased NOX | Thousand Tons | 0 | 0 | 0 | 0 | 0 | 0 | 0
IL Fac. Spec. - NOX Rate Summer v3.1, Unit 318 and retrofits | 442 | 7305 | Rate Constraint in lbs/MMBtu | FALSE | L | Annual | Allowances Sold NOX | Thousand Tons | 0 | 0 | 0 | 0 | 0 | 0 | 0
IL Fac. Spec. - NOX Rate Summer v3.1, Unit 318 and retrofits | 442 | 7305 | Rate Constraint in lbs/MMBtu | FALSE | L | Annual | Allowances Banked | Thousand Tons | 0 | 0 | 0 | 0 | 0 | 0 | 0
IL Fac. Spec. - NOX Rate Summer v3.1, Unit 318 and retrofits | 442 | 7305 | Rate Constraint in lbs/MMBtu | FALSE | L | Annual | Allowances Withdrawn (1:1) | Thousand Tons | 0 | 0 | 0 | 0 | 0 | 0 | 0
IL Fac. Spec. - NOX Rate Summer v3.1, Unit 318 and retrofits | 442 | 7305 | Rate Constraint in lbs/MMBtu | FALSE | L | Annual | Allowances Withdrawn (1:n) | Thousand Tons | 0 | 0 | 0 | 0 | 0 | 0 | 0
IL Fac. Spec. - NOX Rate Summer v3.1, Unit 318 and retrofits | 442 | 7305 | Rate Constraint in lbs/MMBtu | FALSE | L | Annual | Total | Thousand Tons | 0.0028567 | 0.0040073 | 0.0015077 | 0 | 0 | 0 | 0
IL Fac. Spec. - NOX Rate Summer v3.1, Unit 318 and retrofits | 442 | 7305 | Rate Constraint in lbs/MMBtu | FALSE | L | Annual | Fuel Consumed | TBtu | 0.069161 | 0.097018 | 0.036502 | 0 | 0 | 0 | 0
IL Fac. Spec. - NOX Rate Summer v3.1, Unit 318 and retrofits | 442 | 7305 | Rate Constraint in lbs/MMBtu | FALSE | L | Annual | Rate | lb/MMBtu | 0.08261 | 0.08261 | 0.08261 | 0 | 0 | 0 | 0
IL Fac. Spec. - NOX Rate Summer v3.1, Unit 318 and retrofits | 442 | 7305 | Rate Constraint in lbs/MMBtu | FALSE | L | Annual | Generation | TWh | 0.006424 | 0.0090115 | 0.0033905 | 0 | 0 | 0 | 0
IL Fac. Spec. - NOX Rate Summer v3.1, Unit 318 and retrofits | 442 | 7305 | Rate Constraint in lbs/MMBtu | FALSE | L | Annual | Qualifying Generation | TWh | 0.006424 | 0.0090115 | 0.0033905 | 0 | 0 | 0 | 0
IL Fac. Spec. - NOX Rate Summer v3.1, Unit 318 and retrofits | 442 | 7305 | Rate Constraint in lbs/MMBtu | FALSE | L | Annual | Rate | lb/MWh | 0.88938 | 0.88938 | 0.88938 | 0 | 0 | 0 | 0
IL Fac. Spec. - NOX Rate Summer v3.1, Unit 318 and retrofits | 442 | 7305 | Rate Constraint in lbs/MMBtu | FALSE | L | Annual | Constraint Shadow Price | US2022$/Ton | 0 | 0 | 0 | 0 | 0 | 0 | 0
IL Fac. Spec. - NOX Rate Summer v3.1, Unit 319 and retrofits | 443 | 7305 | Rate Constraint in lbs/MMBtu | FALSE | L | Annual | Seasons Included | Seasons | Summer | Summer | Summer | Summer | Summer | Summer | Summer
IL Fac. Spec. - NOX Rate Summer v3.1, Unit 319 and retrofits | 443 | 7305 | Rate Constraint in lbs/MMBtu | FALSE | L | Annual | Standard NOX | lb/MMBtu | 0.25 | 0.25 | 0.25 | 0.25 | 0.25 | 0.25 | 0.25
IL Fac. Spec. - NOX Rate Summer v3.1, Unit 319 and retrofits | 443 | 7305 | Rate Constraint in lbs/MMBtu | FALSE | L | Annual | Emissions at Affected Plants NOX | Thousand Tons | 0.0044333 | 0.0051537 | 0.00092361 | 0 | 0 | 0 | 0
IL Fac. Spec. - NOX Rate Summer v3.1, Unit 319 and retrofits | 443 | 7305 | Rate Constraint in lbs/MMBtu | FALSE | L | Annual | Allowances Purchased NOX | Thousand Tons | 0 | 0 | 0 | 0 | 0 | 0 | 0
IL Fac. Spec. - NOX Rate Summer v3.1, Unit 319 and retrofits | 443 | 7305 | Rate Constraint in lbs/MMBtu | FALSE | L | Annual | Allowances Sold NOX | Thousand Tons | 0 | 0 | 0 | 0 | 0 | 0 | 0
IL Fac. Spec. - NOX Rate Summer v3.1, Unit 319 and retrofits | 443 | 7305 | Rate Constraint in lbs/MMBtu | FALSE | L | Annual | Allowances Banked | Thousand Tons | 0 | 0 | 0 | 0 | 0 | 0 | 0
IL Fac. Spec. - NOX Rate Summer v3.1, Unit 319 and retrofits | 443 | 7305 | Rate Constraint in lbs/MMBtu | FALSE | L | Annual | Allowances Withdrawn (1:1) | Thousand Tons | 0 | 0 | 0 | 0 | 0 | 0 | 0
IL Fac. Spec. - NOX Rate Summer v3.1, Unit 319 and retrofits | 443 | 7305 | Rate Constraint in lbs/MMBtu | FALSE | L | Annual | Allowances Withdrawn (1:n) | Thousand Tons | 0 | 0 | 0 | 0 | 0 | 0 | 0
IL Fac. Spec. - NOX Rate Summer v3.1, Unit 319 and retrofits | 443 | 7305 | Rate Constraint in lbs/MMBtu | FALSE | L | Annual | Total | Thousand Tons | 0.0044333 | 0.0051537 | 0.00092361 | 0 | 0 | 0 | 0
IL Fac. Spec. - NOX Rate Summer v3.1, Unit 319 and retrofits | 443 | 7305 | Rate Constraint in lbs/MMBtu | FALSE | L | Annual | Fuel Consumed | TBtu | 0.23438 | 0.27247 | 0.04883 | 0 | 0 | 0 | 0
IL Fac. Spec. - NOX Rate Summer v3.1, Unit 319 and retrofits | 443 | 7305 | Rate Constraint in lbs/MMBtu | FALSE | L | Annual | Rate | lb/MMBtu | 0.03783 | 0.03783 | 0.03783 | 0 | 0 | 0 | 0
IL Fac. Spec. - NOX Rate Summer v3.1, Unit 319 and retrofits | 443 | 7305 | Rate Constraint in lbs/MMBtu | FALSE | L | Annual | Generation | TWh | 0.02171 | 0.025238 | 0.0045229 | 0 | 0 | 0 | 0
IL Fac. Spec. - NOX Rate Summer v3.1, Unit 319 and retrofits | 443 | 7305 | Rate Constraint in lbs/MMBtu | FALSE | L | Annual | Qualifying Generation | TWh | 0.02171 | 0.025238 | 0.0045229 | 0 | 0 | 0 | 0
IL Fac. Spec. - NOX Rate Summer v3.1, Unit 319 and retrofits | 443 | 7305 | Rate Constraint in lbs/MMBtu | FALSE | L | Annual | Rate | lb/MWh | 0.40841 | 0.40841 | 0.40841 | 0 | 0 | 0 | 0
IL Fac. Spec. - NOX Rate Summer v3.1, Unit 319 and retrofits | 443 | 7305 | Rate Constraint in lbs/MMBtu | FALSE | L | Annual | Constraint Shadow Price | US2022$/Ton | 0 | 0 | 0 | 0 | 0 | 0 | 0
IL Fac. Spec. - NOX Rate Summer v3.1, Unit 320 and retrofits | 444 | 7305 | Rate Constraint in lbs/MMBtu | FALSE | L | Annual | Seasons Included | Seasons | Summer | Summer | Summer | Summer | Summer | Summer | Summer
IL Fac. Spec. - NOX Rate Summer v3.1, Unit 320 and retrofits | 444 | 7305 | Rate Constraint in lbs/MMBtu | FALSE | L | Annual | Standard NOX | lb/MMBtu | 0.25 | 0.25 | 0.25 | 0.25 | 0.25 | 0.25 | 0.25
IL Fac. Spec. - NOX Rate Summer v3.1, Unit 320 and retrofits | 444 | 7305 | Rate Constraint in lbs/MMBtu | FALSE | L | Annual | Emissions at Affected Plants NOX | Thousand Tons | 0.0044966 | 0.0024981 | 0.00093679 | 0 | 0 | 0 | 0
IL Fac. Spec. - NOX Rate Summer v3.1, Unit 320 and retrofits | 444 | 7305 | Rate Constraint in lbs/MMBtu | FALSE | L | Annual | Allowances Purchased NOX | Thousand Tons | 0 | 0 | 0 | 0 | 0 | 0 | 0
IL Fac. Spec. - NOX Rate Summer v3.1, Unit 320 and retrofits | 444 | 7305 | Rate Constraint in lbs/MMBtu | FALSE | L | Annual | Allowances Sold NOX | Thousand Tons | 0 | 0 | 0 | 0 | 0 | 0 | 0
IL Fac. Spec. - NOX Rate Summer v3.1, Unit 320 and retrofits | 444 | 7305 | Rate Constraint in lbs/MMBtu | FALSE | L | Annual | Allowances Banked | Thousand Tons | 0 | 0 | 0 | 0 | 0 | 0 | 0
IL Fac. Spec. - NOX Rate Summer v3.1, Unit 320 and retrofits | 444 | 7305 | Rate Constraint in lbs/MMBtu | FALSE | L | Annual | Allowances Withdrawn (1:1) | Thousand Tons | 0 | 0 | 0 | 0 | 0 | 0 | 0
IL Fac. Spec. - NOX Rate Summer v3.1, Unit 320 and retrofits | 444 | 7305 | Rate Constraint in lbs/MMBtu | FALSE | L | Annual | Allowances Withdrawn (1:n) | Thousand Tons | 0 | 0 | 0 | 0 | 0 | 0 | 0
IL Fac. Spec. - NOX Rate Summer v3.1, Unit 320 and retrofits | 444 | 7305 | Rate Constraint in lbs/MMBtu | FALSE | L | Annual | Total | Thousand Tons | 0.0044966 | 0.0024981 | 0.00093679 | 0 | 0 | 0 | 0
IL Fac. Spec. - NOX Rate Summer v3.1, Unit 320 and retrofits | 444 | 7305 | Rate Constraint in lbs/MMBtu | FALSE | L | Annual | Fuel Consumed | TBtu | 0.22983 | 0.12768 | 0.047881 | 0 | 0 | 0 | 0
IL Fac. Spec. - NOX Rate Summer v3.1, Unit 320 and retrofits | 444 | 7305 | Rate Constraint in lbs/MMBtu | FALSE | L | Annual | Rate | lb/MMBtu | 0.03913 | 0.03913 | 0.03913 | 0 | 0 | 0 | 0
IL Fac. Spec. - NOX Rate Summer v3.1, Unit 320 and retrofits | 444 | 7305 | Rate Constraint in lbs/MMBtu | FALSE | L | Annual | Generation | TWh | 0.021284 | 0.011825 | 0.0044343 | 0 | 0 | 0 | 0
IL Fac. Spec. - NOX Rate Summer v3.1, Unit 320 and retrofits | 444 | 7305 | Rate Constraint in lbs/MMBtu | FALSE | L | Annual | Qualifying Generation | TWh | 0.021284 | 0.011825 | 0.0044343 | 0 | 0 | 0 | 0
IL Fac. Spec. - NOX Rate Summer v3.1, Unit 320 and retrofits | 444 | 7305 | Rate Constraint in lbs/MMBtu | FALSE | L | Annual | Rate | lb/MWh | 0.42253 | 0.42253 | 0.42253 | 0 | 0 | 0 | 0
IL Fac. Spec. - NOX Rate Summer v3.1, Unit 320 and retrofits | 444 | 7305 | Rate Constraint in lbs/MMBtu | FALSE | L | Annual | Constraint Shadow Price | US2022$/Ton | 0 | 0 | 0 | 0 | 0 | 0 | 0
IL Fac. Spec. - NOX Rate Summer v3.1, Unit 321 and retrofits | 445 | 7305 | Rate Constraint in lbs/MMBtu | FALSE | L | Annual | Seasons Included | Seasons | Summer | Summer | Summer | Summer | Summer | Summer | Summer
IL Fac. Spec. - NOX Rate Summer v3.1, Unit 321 and retrofits | 445 | 7305 | Rate Constraint in lbs/MMBtu | FALSE | L | Annual | Standard NOX | lb/MMBtu | 0.25 | 0.25 | 0.25 | 0.25 | 0.25 | 0.25 | 0.25
IL Fac. Spec. - NOX Rate Summer v3.1, Unit 321 and retrofits | 445 | 7305 | Rate Constraint in lbs/MMBtu | FALSE | L | Annual | Emissions at Affected Plants NOX | Thousand Tons | 0.0037687 | 0.0014926 | 0.00083079 | 0 | 0 | 0 | 0
IL Fac. Spec. - NOX Rate Summer v3.1, Unit 321 and retrofits | 445 | 7305 | Rate Constraint in lbs/MMBtu | FALSE | L | Annual | Allowances Purchased NOX | Thousand Tons | 0 | 0 | 0 | 0 | 0 | 0 | 0
IL Fac. Spec. - NOX Rate Summer v3.1, Unit 321 and retrofits | 445 | 7305 | Rate Constraint in lbs/MMBtu | FALSE | L | Annual | Allowances Sold NOX | Thousand Tons | 0 | 0 | 0 | 0 | 0 | 0 | 0
IL Fac. Spec. - NOX Rate Summer v3.1, Unit 321 and retrofits | 445 | 7305 | Rate Constraint in lbs/MMBtu | FALSE | L | Annual | Allowances Banked | Thousand Tons | 0 | 0 | 0 | 0 | 0 | 0 | 0
IL Fac. Spec. - NOX Rate Summer v3.1, Unit 321 and retrofits | 445 | 7305 | Rate Constraint in lbs/MMBtu | FALSE | L | Annual | Allowances Withdrawn (1:1) | Thousand Tons | 0 | 0 | 0 | 0 | 0 | 0 | 0
IL Fac. Spec. - NOX Rate Summer v3.1, Unit 321 and retrofits | 445 | 7305 | Rate Constraint in lbs/MMBtu | FALSE | L | Annual | Allowances Withdrawn (1:n) | Thousand Tons | 0 | 0 | 0 | 0 | 0 | 0 | 0
IL Fac. Spec. - NOX Rate Summer v3.1, Unit 321 and retrofits | 445 | 7305 | Rate Constraint in lbs/MMBtu | FALSE | L | Annual | Total | Thousand Tons | 0.0037687 | 0.0014926 | 0.00083079 | 0 | 0 | 0 | 0
IL Fac. Spec. - NOX Rate Summer v3.1, Unit 321 and retrofits | 445 | 7305 | Rate Constraint in lbs/MMBtu | FALSE | L | Annual | Fuel Consumed | TBtu | 0.21628 | 0.085659 | 0.047678 | 0 | 0 | 0 | 0
IL Fac. Spec. - NOX Rate Summer v3.1, Unit 321 and retrofits | 445 | 7305 | Rate Constraint in lbs/MMBtu | FALSE | L | Annual | Rate | lb/MMBtu | 0.03485 | 0.03485 | 0.03485 | 0 | 0 | 0 | 0
IL Fac. Spec. - NOX Rate Summer v3.1, Unit 321 and retrofits | 445 | 7305 | Rate Constraint in lbs/MMBtu | FALSE | L | Annual | Generation | TWh | 0.02003 | 0.0079329 | 0.0044154 | 0 | 0 | 0 | 0
IL Fac. Spec. - NOX Rate Summer v3.1, Unit 321 and retrofits | 445 | 7305 | Rate Constraint in lbs/MMBtu | FALSE | L | Annual | Qualifying Generation | TWh | 0.02003 | 0.0079329 | 0.0044154 | 0 | 0 | 0 | 0
IL Fac. Spec. - NOX Rate Summer v3.1, Unit 321 and retrofits | 445 | 7305 | Rate Constraint in lbs/MMBtu | FALSE | L | Annual | Rate | lb/MWh | 0.37631 | 0.37631 | 0.37631 | 0 | 0 | 0 | 0
IL Fac. Spec. - NOX Rate Summer v3.1, Unit 321 and retrofits | 445 | 7305 | Rate Constraint in lbs/MMBtu | FALSE | L | Annual | Constraint Shadow Price | US2022$/Ton | 0 | 0 | 0 | 0 | 0 | 0 | 0
IL Fac. Spec. - NOX Rate Summer v3.1, Unit 322 and retrofits | 446 | 7305 | Rate Constraint in lbs/MMBtu | FALSE | L | Annual | Seasons Included | Seasons | Summer | Summer | Summer | Summer | Summer | Summer | Summer
IL Fac. Spec. - NOX Rate Summer v3.1, Unit 322 and retrofits | 446 | 7305 | Rate Constraint in lbs/MMBtu | FALSE | L | Annual | Standard NOX | lb/MMBtu | 0.25 | 0.25 | 0.25 | 0.25 | 0.25 | 0.25 | 0.25
IL Fac. Spec. - NOX Rate Summer v3.1, Unit 322 and retrofits | 446 | 7305 | Rate Constraint in lbs/MMBtu | FALSE | L | Annual | Emissions at Affected Plants NOX | Thousand Tons | 0.001983 | 0.0007097 | 0.0006262 | 0 | 0 | 0 | 0
IL Fac. Spec. - NOX Rate Summer v3.1, Unit 322 and retrofits | 446 | 7305 | Rate Constraint in lbs/MMBtu | FALSE | L | Annual | Allowances Purchased NOX | Thousand Tons | 0 | 0 | 0 | 0 | 0 | 0 | 0
IL Fac. Spec. - NOX Rate Summer v3.1, Unit 322 and retrofits | 446 | 7305 | Rate Constraint in lbs/MMBtu | FALSE | L | Annual | Allowances Sold NOX | Thousand Tons | 0 | 0 | 0 | 0 | 0 | 0 | 0
IL Fac. Spec. - NOX Rate Summer v3.1, Unit 322 and retrofits | 446 | 7305 | Rate Constraint in lbs/MMBtu | FALSE | L | Annual | Allowances Banked | Thousand Tons | 0 | 0 | 0 | 0 | 0 | 0 | 0
IL Fac. Spec. - NOX Rate Summer v3.1, Unit 322 and retrofits | 446 | 7305 | Rate Constraint in lbs/MMBtu | FALSE | L | Annual | Allowances Withdrawn (1:1) | Thousand Tons | 0 | 0 | 0 | 0 | 0 | 0 | 0
IL Fac. Spec. - NOX Rate Summer v3.1, Unit 322 and retrofits | 446 | 7305 | Rate Constraint in lbs/MMBtu | FALSE | L | Annual | Allowances Withdrawn (1:n) | Thousand Tons | 0 | 0 | 0 | 0 | 0 | 0 | 0
IL Fac. Spec. - NOX Rate Summer v3.1, Unit 322 and retrofits | 446 | 7305 | Rate Constraint in lbs/MMBtu | FALSE | L | Annual | Total | Thousand Tons | 0.001983 | 0.0007097 | 0.0006262 | 0 | 0 | 0 | 0
IL Fac. Spec. - NOX Rate Summer v3.1, Unit 322 and retrofits | 446 | 7305 | Rate Constraint in lbs/MMBtu | FALSE | L | Annual | Fuel Consumed | TBtu | 0.043611 | 0.015608 | 0.013772 | 0 | 0 | 0 | 0
IL Fac. Spec. - NOX Rate Summer v3.1, Unit 322 and retrofits | 446 | 7305 | Rate Constraint in lbs/MMBtu | FALSE | L | Annual | Rate | lb/MMBtu | 0.09094 | 0.09094 | 0.09094 | 0 | 0 | 0 | 0
IL Fac. Spec. - NOX Rate Summer v3.1, Unit 322 and retrofits | 446 | 7305 | Rate Constraint in lbs/MMBtu | FALSE | L | Annual | Generation | TWh | 0.0040377 | 0.0014451 | 0.001275 | 0 | 0 | 0 | 0
IL Fac. Spec. - NOX Rate Summer v3.1, Unit 322 and retrofits | 446 | 7305 | Rate Constraint in lbs/MMBtu | FALSE | L | Annual | Qualifying Generation | TWh | 0.0040377 | 0.0014451 | 0.001275 | 0 | 0 | 0 | 0
IL Fac. Spec. - NOX Rate Summer v3.1, Unit 322 and retrofits | 446 | 7305 | Rate Constraint in lbs/MMBtu | FALSE | L | Annual | Rate | lb/MWh | 0.98224 | 0.98224 | 0.98224 | 0 | 0 | 0 | 0
IL Fac. Spec. - NOX Rate Summer v3.1, Unit 322 and retrofits | 446 | 7305 | Rate Constraint in lbs/MMBtu | FALSE | L | Annual | Constraint Shadow Price | US2022$/Ton | 0 | 0 | 0 | 0 | 0 | 0 | 0
IL Fac. Spec. - NOX Rate Summer v3.1, Unit 323 and retrofits | 447 | 7305 | Rate Constraint in lbs/MMBtu | FALSE | L | Annual | Seasons Included | Seasons | Summer | Summer | Summer | Summer | Summer | Summer | Summer
IL Fac. Spec. - NOX Rate Summer v3.1, Unit 323 and retrofits | 447 | 7305 | Rate Constraint in lbs/MMBtu | FALSE | L | Annual | Standard NOX | lb/MMBtu | 0.25 | 0.25 | 0.25 | 0.25 | 0.25 | 0.25 | 0.25
IL Fac. Spec. - NOX Rate Summer v3.1, Unit 323 and retrofits | 447 | 7305 | Rate Constraint in lbs/MMBtu | FALSE | L | Annual | Emissions at Affected Plants NOX | Thousand Tons | 0.0031139 | 0.0017299 | 0.00064872 | 0 | 0 | 0 | 0
IL Fac. Spec. - NOX Rate Summer v3.1, Unit 323 and retrofits | 447 | 7305 | Rate Constraint in lbs/MMBtu | FALSE | L | Annual | Allowances Purchased NOX | Thousand Tons | 0 | 0 | 0 | 0 | 0 | 0 | 0
IL Fac. Spec. - NOX Rate Summer v3.1, Unit 323 and retrofits | 447 | 7305 | Rate Constraint in lbs/MMBtu | FALSE | L | Annual | Allowances Sold NOX | Thousand Tons | 0 | 0 | 0 | 0 | 0 | 0 | 0
IL Fac. Spec. - NOX Rate Summer v3.1, Unit 323 and retrofits | 447 | 7305 | Rate Constraint in lbs/MMBtu | FALSE | L | Annual | Allowances Banked | Thousand Tons | 0 | 0 | 0 | 0 | 0 | 0 | 0
IL Fac. Spec. - NOX Rate Summer v3.1, Unit 323 and retrofits | 447 | 7305 | Rate Constraint in lbs/MMBtu | FALSE | L | Annual | Allowances Withdrawn (1:1) | Thousand Tons | 0 | 0 | 0 | 0 | 0 | 0 | 0
IL Fac. Spec. - NOX Rate Summer v3.1, Unit 323 and retrofits | 447 | 7305 | Rate Constraint in lbs/MMBtu | FALSE | L | Annual | Allowances Withdrawn (1:n) | Thousand Tons | 0 | 0 | 0 | 0 | 0 | 0 | 0
IL Fac. Spec. - NOX Rate Summer v3.1, Unit 323 and retrofits | 447 | 7305 | Rate Constraint in lbs/MMBtu | FALSE | L | Annual | Total | Thousand Tons | 0.0031139 | 0.0017299 | 0.00064872 | 0 | 0 | 0 | 0
IL Fac. Spec. - NOX Rate Summer v3.1, Unit 323 and retrofits | 447 | 7305 | Rate Constraint in lbs/MMBtu | FALSE | L | Annual | Fuel Consumed | TBtu | 0.069082 | 0.038379 | 0.014392 | 0 | 0 | 0 | 0
IL Fac. Spec. - NOX Rate Summer v3.1, Unit 323 and retrofits | 447 | 7305 | Rate Constraint in lbs/MMBtu | FALSE | L | Annual | Rate | lb/MMBtu | 0.09015 | 0.09015 | 0.09015 | 0 | 0 | 0 | 0
IL Fac. Spec. - NOX Rate Summer v3.1, Unit 323 and retrofits | 447 | 7305 | Rate Constraint in lbs/MMBtu | FALSE | L | Annual | Generation | TWh | 0.0063982 | 0.0035546 | 0.001333 | 0 | 0 | 0 | 0
IL Fac. Spec. - NOX Rate Summer v3.1, Unit 323 and retrofits | 447 | 7305 | Rate Constraint in lbs/MMBtu | FALSE | L | Annual | Qualifying Generation | TWh | 0.0063982 | 0.0035546 | 0.001333 | 0 | 0 | 0 | 0
IL Fac. Spec. - NOX Rate Summer v3.1, Unit 323 and retrofits | 447 | 7305 | Rate Constraint in lbs/MMBtu | FALSE | L | Annual | Rate | lb/MWh | 0.97335 | 0.97335 | 0.97335 | 0 | 0 | 0 | 0
IL Fac. Spec. - NOX Rate Summer v3.1, Unit 323 and retrofits | 447 | 7305 | Rate Constraint in lbs/MMBtu | FALSE | L | Annual | Constraint Shadow Price | US2022$/Ton | 0 | 0 | 0 | 0 | 0 | 0 | 0
IL Fac. Spec. - NOX Rate Summer v3.1, Unit 324 and retrofits | 448 | 7305 | Rate Constraint in lbs/MMBtu | FALSE | L | Annual | Seasons Included | Seasons | Summer | Summer | Summer | Summer | Summer | Summer | Summer
IL Fac. Spec. - NOX Rate Summer v3.1, Unit 324 and retrofits | 448 | 7305 | Rate Constraint in lbs/MMBtu | FALSE | L | Annual | Standard NOX | lb/MMBtu | 0.25 | 0.25 | 0.25 | 0.25 | 0.25 | 0.25 | 0.25
IL Fac. Spec. - NOX Rate Summer v3.1, Unit 324 and retrofits | 448 | 7305 | Rate Constraint in lbs/MMBtu | FALSE | L | Annual | Emissions at Affected Plants NOX | Thousand Tons | 0.0020468 | 0.00073255 | 0.00064637 | 0 | 0 | 0 | 0
IL Fac. Spec. - NOX Rate Summer v3.1, Unit 324 and retrofits | 448 | 7305 | Rate Constraint in lbs/MMBtu | FALSE | L | Annual | Allowances Purchased NOX | Thousand Tons | 0 | 0 | 0 | 0 | 0 | 0 | 0
IL Fac. Spec. - NOX Rate Summer v3.1, Unit 324 and retrofits | 448 | 7305 | Rate Constraint in lbs/MMBtu | FALSE | L | Annual | Allowances Sold NOX | Thousand Tons | 0 | 0 | 0 | 0 | 0 | 0 | 0
IL Fac. Spec. - NOX Rate Summer v3.1, Unit 324 and retrofits | 448 | 7305 | Rate Constraint in lbs/MMBtu | FALSE | L | Annual | Allowances Banked | Thousand Tons | 0 | 0 | 0 | 0 | 0 | 0 | 0
IL Fac. Spec. - NOX Rate Summer v3.1, Unit 324 and retrofits | 448 | 7305 | Rate Constraint in lbs/MMBtu | FALSE | L | Annual | Allowances Withdrawn (1:1) | Thousand Tons | 0 | 0 | 0 | 0 | 0 | 0 | 0
IL Fac. Spec. - NOX Rate Summer v3.1, Unit 324 and retrofits | 448 | 7305 | Rate Constraint in lbs/MMBtu | FALSE | L | Annual | Allowances Withdrawn (1:n) | Thousand Tons | 0 | 0 | 0 | 0 | 0 | 0 | 0
IL Fac. Spec. - NOX Rate Summer v3.1, Unit 324 and retrofits | 448 | 7305 | Rate Constraint in lbs/MMBtu | FALSE | L | Annual | Total | Thousand Tons | 0.0020468 | 0.00073255 | 0.00064637 | 0 | 0 | 0 | 0
IL Fac. Spec. - NOX Rate Summer v3.1, Unit 324 and retrofits | 448 | 7305 | Rate Constraint in lbs/MMBtu | FALSE | L | Annual | Fuel Consumed | TBtu | 0.046043 | 0.016478 | 0.01454 | 0 | 0 | 0 | 0
IL Fac. Spec. - NOX Rate Summer v3.1, Unit 324 and retrofits | 448 | 7305 | Rate Constraint in lbs/MMBtu | FALSE | L | Annual | Rate | lb/MMBtu | 0.08891 | 0.08891 | 0.08891 | 0 | 0 | 0 | 0
IL Fac. Spec. - NOX Rate Summer v3.1, Unit 324 and retrofits | 448 | 7305 | Rate Constraint in lbs/MMBtu | FALSE | L | Annual | Generation | TWh | 0.0042636 | 0.0015259 | 0.0013464 | 0 | 0 | 0 | 0
IL Fac. Spec. - NOX Rate Summer v3.1, Unit 324 and retrofits | 448 | 7305 | Rate Constraint in lbs/MMBtu | FALSE | L | Annual | Qualifying Generation | TWh | 0.0042636 | 0.0015259 | 0.0013464 | 0 | 0 | 0 | 0
IL Fac. Spec. - NOX Rate Summer v3.1, Unit 324 and retrofits | 448 | 7305 | Rate Constraint in lbs/MMBtu | FALSE | L | Annual | Rate | lb/MWh | 0.96014 | 0.96014 | 0.96014 | 0 | 0 | 0 | 0
IL Fac. Spec. - NOX Rate Summer v3.1, Unit 324 and retrofits | 448 | 7305 | Rate Constraint in lbs/MMBtu | FALSE | L | Annual | Constraint Shadow Price | US2022$/Ton | 0 | 0 | 0 | 0 | 0 | 0 | 0
IL Fac. Spec. - NOX Rate Summer v3.1, Unit 325 and retrofits | 449 | 7305 | Rate Constraint in lbs/MMBtu | FALSE | L | Annual | Seasons Included | Seasons | Summer | Summer | Summer | Summer | Summer | Summer | Summer
IL Fac. Spec. - NOX Rate Summer v3.1, Unit 325 and retrofits | 449 | 7305 | Rate Constraint in lbs/MMBtu | FALSE | L | Annual | Standard NOX | lb/MMBtu | 0.25 | 0.25 | 0.25 | 0.25 | 0.25 | 0.25 | 0.25
IL Fac. Spec. - NOX Rate Summer v3.1, Unit 325 and retrofits | 449 | 7305 | Rate Constraint in lbs/MMBtu | FALSE | L | Annual | Emissions at Affected Plants NOX | Thousand Tons | 0.0021161 | 0.00075735 | 0.00066825 | 0 | 0 | 0 | 0
IL Fac. Spec. - NOX Rate Summer v3.1, Unit 325 and retrofits | 449 | 7305 | Rate Constraint in lbs/MMBtu | FALSE | L | Annual | Allowances Purchased NOX | Thousand Tons | 0 | 0 | 0 | 0 | 0 | 0 | 0
IL Fac. Spec. - NOX Rate Summer v3.1, Unit 325 and retrofits | 449 | 7305 | Rate Constraint in lbs/MMBtu | FALSE | L | Annual | Allowances Sold NOX | Thousand Tons | 0 | 0 | 0 | 0 | 0 | 0 | 0
IL Fac. Spec. - NOX Rate Summer v3.1, Unit 325 and retrofits | 449 | 7305 | Rate Constraint in lbs/MMBtu | FALSE | L | Annual | Allowances Banked | Thousand Tons | 0 | 0 | 0 | 0 | 0 | 0 | 0
IL Fac. Spec. - NOX Rate Summer v3.1, Unit 325 and retrofits | 449 | 7305 | Rate Constraint in lbs/MMBtu | FALSE | L | Annual | Allowances Withdrawn (1:1) | Thousand Tons | 0 | 0 | 0 | 0 | 0 | 0 | 0
IL Fac. Spec. - NOX Rate Summer v3.1, Unit 325 and retrofits | 449 | 7305 | Rate Constraint in lbs/MMBtu | FALSE | L | Annual | Allowances Withdrawn (1:n) | Thousand Tons | 0 | 0 | 0 | 0 | 0 | 0 | 0
IL Fac. Spec. - NOX Rate Summer v3.1, Unit 325 and retrofits | 449 | 7305 | Rate Constraint in lbs/MMBtu | FALSE | L | Annual | Total | Thousand Tons | 0.0021161 | 0.00075735 | 0.00066825 | 0 | 0 | 0 | 0
IL Fac. Spec. - NOX Rate Summer v3.1, Unit 325 and retrofits | 449 | 7305 | Rate Constraint in lbs/MMBtu | FALSE | L | Annual | Fuel Consumed | TBtu | 0.046143 | 0.016514 | 0.014571 | 0 | 0 | 0 | 0
IL Fac. Spec. - NOX Rate Summer v3.1, Unit 325 and retrofits | 449 | 7305 | Rate Constraint in lbs/MMBtu | FALSE | L | Annual | Rate | lb/MMBtu | 0.09172 | 0.09172 | 0.09172 | 0 | 0 | 0 | 0
IL Fac. Spec. - NOX Rate Summer v3.1, Unit 325 and retrofits | 449 | 7305 | Rate Constraint in lbs/MMBtu | FALSE | L | Annual | Generation | TWh | 0.0042721 | 0.001529 | 0.0013491 | 0 | 0 | 0 | 0
IL Fac. Spec. - NOX Rate Summer v3.1, Unit 325 and retrofits | 449 | 7305 | Rate Constraint in lbs/MMBtu | FALSE | L | Annual | Qualifying Generation | TWh | 0.0042721 | 0.001529 | 0.0013491 | 0 | 0 | 0 | 0
IL Fac. Spec. - NOX Rate Summer v3.1, Unit 325 and retrofits | 449 | 7305 | Rate Constraint in lbs/MMBtu | FALSE | L | Annual | Rate | lb/MWh | 0.99067 | 0.99067 | 0.99067 | 0 | 0 | 0 | 0
IL Fac. Spec. - NOX Rate Summer v3.1, Unit 325 and retrofits | 449 | 7305 | Rate Constraint in lbs/MMBtu | FALSE | L | Annual | Constraint Shadow Price | US2022$/Ton | 0 | 0 | 0 | 0 | 0 | 0 | 0
IL Fac. Spec. - NOX Rate Summer v3.1, Unit 326 and retrofits | 450 | 7305 | Rate Constraint in lbs/MMBtu | FALSE | L | Annual | Seasons Included | Seasons | Summer | Summer | Summer | Summer | Summer | Summer | Summer
IL Fac. Spec. - NOX Rate Summer v3.1, Unit 326 and retrofits | 450 | 7305 | Rate Constraint in lbs/MMBtu | FALSE | L | Annual | Standard NOX | lb/MMBtu | 0.25 | 0.25 | 0.25 | 0.25 | 0.25 | 0.25 | 0.25
IL Fac. Spec. - NOX Rate Summer v3.1, Unit 326 and retrofits | 450 | 7305 | Rate Constraint in lbs/MMBtu | FALSE | L | Annual | Emissions at Affected Plants NOX | Thousand Tons | 0.0030187 | 0.0042346 | 0.0015932 | 0 | 0 | 0 | 0
IL Fac. Spec. - NOX Rate Summer v3.1, Unit 326 and retrofits | 450 | 7305 | Rate Constraint in lbs/MMBtu | FALSE | L | Annual | Allowances Purchased NOX | Thousand Tons | 0 | 0 | 0 | 0 | 0 | 0 | 0
IL Fac. Spec. - NOX Rate Summer v3.1, Unit 326 and retrofits | 450 | 7305 | Rate Constraint in lbs/MMBtu | FALSE | L | Annual | Allowances Sold NOX | Thousand Tons | 0 | 0 | 0 | 0 | 0 | 0 | 0
IL Fac. Spec. - NOX Rate Summer v3.1, Unit 326 and retrofits | 450 | 7305 | Rate Constraint in lbs/MMBtu | FALSE | L | Annual | Allowances Banked | Thousand Tons | 0 | 0 | 0 | 0 | 0 | 0 | 0
IL Fac. Spec. - NOX Rate Summer v3.1, Unit 326 and retrofits | 450 | 7305 | Rate Constraint in lbs/MMBtu | FALSE | L | Annual | Allowances Withdrawn (1:1) | Thousand Tons | 0 | 0 | 0 | 0 | 0 | 0 | 0
IL Fac. Spec. - NOX Rate Summer v3.1, Unit 326 and retrofits | 450 | 7305 | Rate Constraint in lbs/MMBtu | FALSE | L | Annual | Allowances Withdrawn (1:n) | Thousand Tons | 0 | 0 | 0 | 0 | 0 | 0 | 0
IL Fac. Spec. - NOX Rate Summer v3.1, Unit 326 and retrofits | 450 | 7305 | Rate Constraint in lbs/MMBtu | FALSE | L | Annual | Total | Thousand Tons | 0.0030187 | 0.0042346 | 0.0015932 | 0 | 0 | 0 | 0
IL Fac. Spec. - NOX Rate Summer v3.1, Unit 326 and retrofits | 450 | 7305 | Rate Constraint in lbs/MMBtu | FALSE | L | Annual | Fuel Consumed | TBtu | 0.070391 | 0.098743 | 0.037151 | 0 | 0 | 0 | 0
IL Fac. Spec. - NOX Rate Summer v3.1, Unit 326 and retrofits | 450 | 7305 | Rate Constraint in lbs/MMBtu | FALSE | L | Annual | Rate | lb/MMBtu | 0.08577 | 0.08577 | 0.08577 | 0 | 0 | 0 | 0
IL Fac. Spec. - NOX Rate Summer v3.1, Unit 326 and retrofits | 450 | 7305 | Rate Constraint in lbs/MMBtu | FALSE | L | Annual | Generation | TWh | 0.0065401 | 0.0091743 | 0.0034517 | 0 | 0 | 0 | 0
IL Fac. Spec. - NOX Rate Summer v3.1, Unit 326 and retrofits | 450 | 7305 | Rate Constraint in lbs/MMBtu | FALSE | L | Annual | Qualifying Generation | TWh | 0.0065401 | 0.0091743 | 0.0034517 | 0 | 0 | 0 | 0
IL Fac. Spec. - NOX Rate Summer v3.1, Unit 326 and retrofits | 450 | 7305 | Rate Constraint in lbs/MMBtu | FALSE | L | Annual | Rate | lb/MWh | 0.92314 | 0.92314 | 0.92314 | 0 | 0 | 0 | 0
IL Fac. Spec. - NOX Rate Summer v3.1, Unit 326 and retrofits | 450 | 7305 | Rate Constraint in lbs/MMBtu | FALSE | L | Annual | Constraint Shadow Price | US2022$/Ton | 0 | 0 | 0 | 0 | 0 | 0 | 0
IL Fac. Spec. - NOX Rate Summer v3.1, Unit 327 and retrofits | 451 | 7305 | Rate Constraint in lbs/MMBtu | FALSE | L | Annual | Seasons Included | Seasons | Summer | Summer | Summer | Summer | Summer | Summer | Summer
IL Fac. Spec. - NOX Rate Summer v3.1, Unit 327 and retrofits | 451 | 7305 | Rate Constraint in lbs/MMBtu | FALSE | L | Annual | Standard NOX | lb/MMBtu | 0.25 | 0.25 | 0.25 | 0.25 | 0.25 | 0.25 | 0.25
IL Fac. Spec. - NOX Rate Summer v3.1, Unit 327 and retrofits | 451 | 7305 | Rate Constraint in lbs/MMBtu | FALSE | L | Annual | Emissions at Affected Plants NOX | Thousand Tons | 0.0030954 | 0.002038 | 0.0022526 | 0.00022985 | 0.0016626 | 0.0023675 | 0.0023675
IL Fac. Spec. - NOX Rate Summer v3.1, Unit 327 and retrofits | 451 | 7305 | Rate Constraint in lbs/MMBtu | FALSE | L | Annual | Allowances Purchased NOX | Thousand Tons | 0 | 0 | 0 | 0 | 0 | 0 | 0
IL Fac. Spec. - NOX Rate Summer v3.1, Unit 327 and retrofits | 451 | 7305 | Rate Constraint in lbs/MMBtu | FALSE | L | Annual | Allowances Sold NOX | Thousand Tons | 0 | 0 | 0 | 0 | 0 | 0 | 0
IL Fac. Spec. - NOX Rate Summer v3.1, Unit 327 and retrofits | 451 | 7305 | Rate Constraint in lbs/MMBtu | FALSE | L | Annual | Allowances Banked | Thousand Tons | 0 | 0 | 0 | 0 | 0 | 0 | 0
IL Fac. Spec. - NOX Rate Summer v3.1, Unit 327 and retrofits | 451 | 7305 | Rate Constraint in lbs/MMBtu | FALSE | L | Annual | Allowances Withdrawn (1:1) | Thousand Tons | 0 | 0 | 0 | 0 | 0 | 0 | 0
IL Fac. Spec. - NOX Rate Summer v3.1, Unit 327 and retrofits | 451 | 7305 | Rate Constraint in lbs/MMBtu | FALSE | L | Annual | Allowances Withdrawn (1:n) | Thousand Tons | 0 | 0 | 0 | 0 | 0 | 0 | 0
IL Fac. Spec. - NOX Rate Summer v3.1, Unit 327 and retrofits | 451 | 7305 | Rate Constraint in lbs/MMBtu | FALSE | L | Annual | Total | Thousand Tons | 0.0030954 | 0.002038 | 0.0022526 | 0.00022985 | 0.0016626 | 0.0023675 | 0.0023675
IL Fac. Spec. - NOX Rate Summer v3.1, Unit 327 and retrofits | 451 | 7305 | Rate Constraint in lbs/MMBtu | FALSE | L | Annual | Fuel Consumed | TBtu | 0.5628 | 0.37055 | 0.40956 | 0.041792 | 0.30229 | 0.43045 | 0.43045
IL Fac. Spec. - NOX Rate Summer v3.1, Unit 327 and retrofits | 451 | 7305 | Rate Constraint in lbs/MMBtu | FALSE | L | Annual | Rate | lb/MMBtu | 0.011 | 0.011 | 0.011 | 0.011 | 0.011 | 0.011 | 0.011
IL Fac. Spec. - NOX Rate Summer v3.1, Unit 327 and retrofits | 451 | 7305 | Rate Constraint in lbs/MMBtu | FALSE | L | Annual | Generation | TWh | 0.056819 | 0.037411 | 0.041349 | 0.0042193 | 0.030519 | 0.043458 | 0.043458
IL Fac. Spec. - NOX Rate Summer v3.1, Unit 327 and retrofits | 451 | 7305 | Rate Constraint in lbs/MMBtu | FALSE | L | Annual | Qualifying Generation | TWh | 0.056819 | 0.037411 | 0.041349 | 0.0042193 | 0.030519 | 0.043458 | 0.043458
IL Fac. Spec. - NOX Rate Summer v3.1, Unit 327 and retrofits | 451 | 7305 | Rate Constraint in lbs/MMBtu | FALSE | L | Annual | Rate | lb/MWh | 0.10895 | 0.10895 | 0.10895 | 0.10895 | 0.10895 | 0.10895 | 0.10895
IL Fac. Spec. - NOX Rate Summer v3.1, Unit 327 and retrofits | 451 | 7305 | Rate Constraint in lbs/MMBtu | FALSE | L | Annual | Constraint Shadow Price | US2022$/Ton | 0 | 0 | 0 | 0 | 0 | 0 | 0
IL Fac. Spec. - NOX Rate Summer v3.1, Unit 328 and retrofits | 452 | 7305 | Rate Constraint in lbs/MMBtu | FALSE | L | Annual | Seasons Included | Seasons | Summer | Summer | Summer | Summer | Summer | Summer | Summer
IL Fac. Spec. - NOX Rate Summer v3.1, Unit 328 and retrofits | 452 | 7305 | Rate Constraint in lbs/MMBtu | FALSE | L | Annual | Standard NOX | lb/MMBtu | 0.25 | 0.25 | 0.25 | 0.25 | 0.25 | 0.25 | 0.25
IL Fac. Spec. - NOX Rate Summer v3.1, Unit 328 and retrofits | 452 | 7305 | Rate Constraint in lbs/MMBtu | FALSE | L | Annual | Emissions at Affected Plants NOX | Thousand Tons | 0.0030954 | 0.002038 | 0.0022526 | 0.00055282 | 0.0017462 | 0.0023675 | 0.0023675
IL Fac. Spec. - NOX Rate Summer v3.1, Unit 328 and retrofits | 452 | 7305 | Rate Constraint in lbs/MMBtu | FALSE | L | Annual | Allowances Purchased NOX | Thousand Tons | 0 | 0 | 0 | 0 | 0 | 0 | 0
IL Fac. Spec. - NOX Rate Summer v3.1, Unit 328 and retrofits | 452 | 7305 | Rate Constraint in lbs/MMBtu | FALSE | L | Annual | Allowances Sold NOX | Thousand Tons | 0 | 0 | 0 | 0 | 0 | 0 | 0
IL Fac. Spec. - NOX Rate Summer v3.1, Unit 328 and retrofits | 452 | 7305 | Rate Constraint in lbs/MMBtu | FALSE | L | Annual | Allowances Banked | Thousand Tons | 0 | 0 | 0 | 0 | 0 | 0 | 0
IL Fac. Spec. - NOX Rate Summer v3.1, Unit 328 and retrofits | 452 | 7305 | Rate Constraint in lbs/MMBtu | FALSE | L | Annual | Allowances Withdrawn (1:1) | Thousand Tons | 0 | 0 | 0 | 0 | 0 | 0 | 0
IL Fac. Spec. - NOX Rate Summer v3.1, Unit 328 and retrofits | 452 | 7305 | Rate Constraint in lbs/MMBtu | FALSE | L | Annual | Allowances Withdrawn (1:n) | Thousand Tons | 0 | 0 | 0 | 0 | 0 | 0 | 0
IL Fac. Spec. - NOX Rate Summer v3.1, Unit 328 and retrofits | 452 | 7305 | Rate Constraint in lbs/MMBtu | FALSE | L | Annual | Total | Thousand Tons | 0.0030954 | 0.002038 | 0.0022526 | 0.00055282 | 0.0017462 | 0.0023675 | 0.0023675
IL Fac. Spec. - NOX Rate Summer v3.1, Unit 328 and retrofits | 452 | 7305 | Rate Constraint in lbs/MMBtu | FALSE | L | Annual | Fuel Consumed | TBtu | 0.5628 | 0.37055 | 0.40956 | 0.10051 | 0.31749 | 0.43045 | 0.43045
IL Fac. Spec. - NOX Rate Summer v3.1, Unit 328 and retrofits | 452 | 7305 | Rate Constraint in lbs/MMBtu | FALSE | L | Annual | Rate | lb/MMBtu | 0.011 | 0.011 | 0.011 | 0.011 | 0.011 | 0.011 | 0.011
IL Fac. Spec. - NOX Rate Summer v3.1, Unit 328 and retrofits | 452 | 7305 | Rate Constraint in lbs/MMBtu | FALSE | L | Annual | Generation | TWh | 0.056819 | 0.037411 | 0.041349 | 0.010148 | 0.032053 | 0.043458 | 0.043458
IL Fac. Spec. - NOX Rate Summer v3.1, Unit 328 and retrofits | 452 | 7305 | Rate Constraint in lbs/MMBtu | FALSE | L | Annual | Qualifying Generation | TWh | 0.056819 | 0.037411 | 0.041349 | 0.010148 | 0.032053 | 0.043458 | 0.043458
IL Fac. Spec. - NOX Rate Summer v3.1, Unit 328 and retrofits | 452 | 7305 | Rate Constraint in lbs/MMBtu | FALSE | L | Annual | Rate | lb/MWh | 0.10895 | 0.10895 | 0.10895 | 0.10895 | 0.10895 | 0.10895 | 0.10895
IL Fac. Spec. - NOX Rate Summer v3.1, Unit 328 and retrofits | 452 | 7305 | Rate Constraint in lbs/MMBtu | FALSE | L | Annual | Constraint Shadow Price | US2022$/Ton | 0 | 0 | 0 | 0 | 0 | 0 | 0
IL Fac. Spec. - NOX Rate Summer v3.1, Unit 438 and retrofits | 453 | 7305 | Rate Constraint in lbs/MMBtu | FALSE | L | Annual | Seasons Included | Seasons | Summer | Summer | Summer | Summer | Summer | Summer | Summer
IL Fac. Spec. - NOX Rate Summer v3.1, Unit 438 and retrofits | 453 | 7305 | Rate Constraint in lbs/MMBtu | FALSE | L | Annual | Standard NOX | lb/MMBtu | 0.25 | 0.25 | 0.25 | 0.25 | 0.25 | 0.25 | 0.25
IL Fac. Spec. - NOX Rate Summer v3.1, Unit 438 and retrofits | 453 | 7305 | Rate Constraint in lbs/MMBtu | FALSE | L | Annual | Emissions at Affected Plants NOX | Thousand Tons | 0.0055065 | 0.0022452 | 0.00044903 | 0.00044903 | 0 | 0 | 0
IL Fac. Spec. - NOX Rate Summer v3.1, Unit 438 and retrofits | 453 | 7305 | Rate Constraint in lbs/MMBtu | FALSE | L | Annual | Allowances Purchased NOX | Thousand Tons | 0 | 0 | 0 | 0 | 0 | 0 | 0
IL Fac. Spec. - NOX Rate Summer v3.1, Unit 438 and retrofits | 453 | 7305 | Rate Constraint in lbs/MMBtu | FALSE | L | Annual | Allowances Sold NOX | Thousand Tons | 0 | 0 | 0 | 0 | 0 | 0 | 0
IL Fac. Spec. - NOX Rate Summer v3.1, Unit 438 and retrofits | 453 | 7305 | Rate Constraint in lbs/MMBtu | FALSE | L | Annual | Allowances Banked | Thousand Tons | 0 | 0 | 0 | 0 | 0 | 0 | 0
IL Fac. Spec. - NOX Rate Summer v3.1, Unit 438 and retrofits | 453 | 7305 | Rate Constraint in lbs/MMBtu | FALSE | L | Annual | Allowances Withdrawn (1:1) | Thousand Tons | 0 | 0 | 0 | 0 | 0 | 0 | 0
IL Fac. Spec. - NOX Rate Summer v3.1, Unit 438 and retrofits | 453 | 7305 | Rate Constraint in lbs/MMBtu | FALSE | L | Annual | Allowances Withdrawn (1:n) | Thousand Tons | 0 | 0 | 0 | 0 | 0 | 0 | 0
IL Fac. Spec. - NOX Rate Summer v3.1, Unit 438 and retrofits | 453 | 7305 | Rate Constraint in lbs/MMBtu | FALSE | L | Annual | Total | Thousand Tons | 0.0055065 | 0.0022452 | 0.00044903 | 0.00044903 | 0 | 0 | 0
IL Fac. Spec. - NOX Rate Summer v3.1, Unit 438 and retrofits | 453 | 7305 | Rate Constraint in lbs/MMBtu | FALSE | L | Annual | Fuel Consumed | TBtu | 0.10167 | 0.041454 | 0.0082908 | 0.0082908 | 0 | 0 | 0
IL Fac. Spec. - NOX Rate Summer v3.1, Unit 438 and retrofits | 453 | 7305 | Rate Constraint in lbs/MMBtu | FALSE | L | Annual | Rate | lb/MMBtu | 0.10832 | 0.10832 | 0.10832 | 0.10832 | 0 | 0 | 0
IL Fac. Spec. - NOX Rate Summer v3.1, Unit 438 and retrofits | 453 | 7305 | Rate Constraint in lbs/MMBtu | FALSE | L | Annual | Generation | TWh | 0.0093871 | 0.0038274 | 0.00076547 | 0.00076547 | 0 | 0 | 0
IL Fac. Spec. - NOX Rate Summer v3.1, Unit 438 and retrofits | 453 | 7305 | Rate Constraint in lbs/MMBtu | FALSE | L | Annual | Qualifying Generation | TWh | 0.0093871 | 0.0038274 | 0.00076547 | 0.00076547 | 0 | 0 | 0
IL Fac. Spec. - NOX Rate Summer v3.1, Unit 438 and retrofits | 453 | 7305 | Rate Constraint in lbs/MMBtu | FALSE | L | Annual | Rate | lb/MWh | 1.1732 | 1.1732 | 1.1732 | 1.1732 | 0 | 0 | 0
IL Fac. Spec. - NOX Rate Summer v3.1, Unit 438 and retrofits | 453 | 7305 | Rate Constraint in lbs/MMBtu | FALSE | L | Annual | Constraint Shadow Price | US2022$/Ton | 0 | 0 | 0 | 0 | 0 | 0 | 0
IL Fac. Spec. - NOX Rate Summer v3.1, Unit 439 and retrofits | 454 | 7305 | Rate Constraint in lbs/MMBtu | FALSE | L | Annual | Seasons Included | Seasons | Summer | Summer | Summer | Summer | Summer | Summer | Summer
IL Fac. Spec. - NOX Rate Summer v3.1, Unit 439 and retrofits | 454 | 7305 | Rate Constraint in lbs/MMBtu | FALSE | L | Annual | Standard NOX | lb/MMBtu | 0.25 | 0.25 | 0.25 | 0.25 | 0.25 | 0.25 | 0.25
IL Fac. Spec. - NOX Rate Summer v3.1, Unit 439 and retrofits | 454 | 7305 | Rate Constraint in lbs/MMBtu | FALSE | L | Annual | Emissions at Affected Plants NOX | Thousand Tons | 0.0057648 | 0.0023504 | 0.00047009 | 0.00047009 | 0 | 0 | 0
IL Fac. Spec. - NOX Rate Summer v3.1, Unit 439 and retrofits | 454 | 7305 | Rate Constraint in lbs/MMBtu | FALSE | L | Annual | Allowances Purchased NOX | Thousand Tons | 0 | 0 | 0 | 0 | 0 | 0 | 0
IL Fac. Spec. - NOX Rate Summer v3.1, Unit 439 and retrofits | 454 | 7305 | Rate Constraint in lbs/MMBtu | FALSE | L | Annual | Allowances Sold NOX | Thousand Tons | 0 | 0 | 0 | 0 | 0 | 0 | 0
IL Fac. Spec. - NOX Rate Summer v3.1, Unit 439 and retrofits | 454 | 7305 | Rate Constraint in lbs/MMBtu | FALSE | L | Annual | Allowances Banked | Thousand Tons | 0 | 0 | 0 | 0 | 0 | 0 | 0
IL Fac. Spec. - NOX Rate Summer v3.1, Unit 439 and retrofits | 454 | 7305 | Rate Constraint in lbs/MMBtu | FALSE | L | Annual | Allowances Withdrawn (1:1) | Thousand Tons | 0 | 0 | 0 | 0 | 0 | 0 | 0
IL Fac. Spec. - NOX Rate Summer v3.1, Unit 439 and retrofits | 454 | 7305 | Rate Constraint in lbs/MMBtu | FALSE | L | Annual | Allowances Withdrawn (1:n) | Thousand Tons | 0 | 0 | 0 | 0 | 0 | 0 | 0
IL Fac. Spec. - NOX Rate Summer v3.1, Unit 439 and retrofits | 454 | 7305 | Rate Constraint in lbs/MMBtu | FALSE | L | Annual | Total | Thousand Tons | 0.0057648 | 0.0023504 | 0.00047009 | 0.00047009 | 0 | 0 | 0
IL Fac. Spec. - NOX Rate Summer v3.1, Unit 439 and retrofits | 454 | 7305 | Rate Constraint in lbs/MMBtu | FALSE | L | Annual | Fuel Consumed | TBtu | 0.10167 | 0.041454 | 0.0082908 | 0.0082908 | 0 | 0 | 0
IL Fac. Spec. - NOX Rate Summer v3.1, Unit 439 and retrofits | 454 | 7305 | Rate Constraint in lbs/MMBtu | FALSE | L | Annual | Rate | lb/MMBtu | 0.1134 | 0.1134 | 0.1134 | 0.1134 | 0 | 0 | 0
IL Fac. Spec. - NOX Rate Summer v3.1, Unit 439 and retrofits | 454 | 7305 | Rate Constraint in lbs/MMBtu | FALSE | L | Annual | Generation | TWh | 0.0093871 | 0.0038274 | 0.00076547 | 0.00076547 | 0 | 0 | 0
IL Fac. Spec. - NOX Rate Summer v3.1, Unit 439 and retrofits | 454 | 7305 | Rate Constraint in lbs/MMBtu | FALSE | L | Annual | Qualifying Generation | TWh | 0.0093871 | 0.0038274 | 0.00076547 | 0.00076547 | 0 | 0 | 0
IL Fac. Spec. - NOX Rate Summer v3.1, Unit 439 and retrofits | 454 | 7305 | Rate Constraint in lbs/MMBtu | FALSE | L | Annual | Rate | lb/MWh | 1.2282 | 1.2282 | 1.2282 | 1.2282 | 0 | 0 | 0
IL Fac. Spec. - NOX Rate Summer v3.1, Unit 439 and retrofits | 454 | 7305 | Rate Constraint in lbs/MMBtu | FALSE | L | Annual | Constraint Shadow Price | US2022$/Ton | 0 | 0 | 0 | 0 | 0 | 0 | 0
IL Fac. Spec. - NOX Rate Summer v3.1, Unit 440 and retrofits | 455 | 7305 | Rate Constraint in lbs/MMBtu | FALSE | L | Annual | Seasons Included | Seasons | Summer | Summer | Summer | Summer | Summer | Summer | Summer
IL Fac. Spec. - NOX Rate Summer v3.1, Unit 440 and retrofits | 455 | 7305 | Rate Constraint in lbs/MMBtu | FALSE | L | Annual | Standard NOX | lb/MMBtu | 0.25 | 0.25 | 0.25 | 0.25 | 0.25 | 0.25 | 0.25
IL Fac. Spec. - NOX Rate Summer v3.1, Unit 440 and retrofits | 455 | 7305 | Rate Constraint in lbs/MMBtu | FALSE | L | Annual | Emissions at Affected Plants NOX | Thousand Tons | 0.0061499 | 0.0025075 | 0.0005015 | 0.0005015 | 0 | 0 | 0
IL Fac. Spec. - NOX Rate Summer v3.1, Unit 440 and retrofits | 455 | 7305 | Rate Constraint in lbs/MMBtu | FALSE | L | Annual | Allowances Purchased NOX | Thousand Tons | 0 | 0 | 0 | 0 | 0 | 0 | 0
IL Fac. Spec. - NOX Rate Summer v3.1, Unit 440 and retrofits | 455 | 7305 | Rate Constraint in lbs/MMBtu | FALSE | L | Annual | Allowances Sold NOX | Thousand Tons | 0 | 0 | 0 | 0 | 0 | 0 | 0
IL Fac. Spec. - NOX Rate Summer v3.1, Unit 440 and retrofits | 455 | 7305 | Rate Constraint in lbs/MMBtu | FALSE | L | Annual | Allowances Banked | Thousand Tons | 0 | 0 | 0 | 0 | 0 | 0 | 0
IL Fac. Spec. - NOX Rate Summer v3.1, Unit 440 and retrofits | 455 | 7305 | Rate Constraint in lbs/MMBtu | FALSE | L | Annual | Allowances Withdrawn (1:1) | Thousand Tons | 0 | 0 | 0 | 0 | 0 | 0 | 0
IL Fac. Spec. - NOX Rate Summer v3.1, Unit 440 and retrofits | 455 | 7305 | Rate Constraint in lbs/MMBtu | FALSE | L | Annual | Allowances Withdrawn (1:n) | Thousand Tons | 0 | 0 | 0 | 0 | 0 | 0 | 0
IL Fac. Spec. - NOX Rate Summer v3.1, Unit 440 and retrofits | 455 | 7305 | Rate Constraint in lbs/MMBtu | FALSE | L | Annual | Total | Thousand Tons | 0.0061499 | 0.0025075 | 0.0005015 | 0.0005015 | 0 | 0 | 0
IL Fac. Spec. - NOX Rate Summer v3.1, Unit 440 and retrofits | 455 | 7305 | Rate Constraint in lbs/MMBtu | FALSE | L | Annual | Fuel Consumed | TBtu | 0.1028 | 0.041914 | 0.0083827 | 0.0083827 | 0 | 0 | 0
IL Fac. Spec. - NOX Rate Summer v3.1, Unit 440 and retrofits | 455 | 7305 | Rate Constraint in lbs/MMBtu | FALSE | L | Annual | Rate | lb/MMBtu | 0.11965 | 0.11965 | 0.11965 | 0.11965 | 0 | 0 | 0
IL Fac. Spec. - NOX Rate Summer v3.1, Unit 440 and retrofits | 455 | 7305 | Rate Constraint in lbs/MMBtu | FALSE | L | Annual | Generation | TWh | 0.0094903 | 0.0038694 | 0.00077388 | 0.00077388 | 0 | 0 | 0
IL Fac. Spec. - NOX Rate Summer v3.1, Unit 440 and retrofits | 455 | 7305 | Rate Constraint in lbs/MMBtu | FALSE | L | Annual | Qualifying Generation | TWh | 0.0094903 | 0.0038694 | 0.00077388 | 0.00077388 | 0 | 0 | 0
IL Fac. Spec. - NOX Rate Summer v3.1, Unit 440 and retrofits | 455 | 7305 | Rate Constraint in lbs/MMBtu | FALSE | L | Annual | Rate | lb/MWh | 1.296 | 1.296 | 1.296 | 1.296 | 0 | 0 | 0
IL Fac. Spec. - NOX Rate Summer v3.1, Unit 440 and retrofits | 455 | 7305 | Rate Constraint in lbs/MMBtu | FALSE | L | Annual | Constraint Shadow Price | US2022$/Ton | 0 | 0 | 0 | 0 | 0 | 0 | 0
IL Fac. Spec. - NOX Rate Summer v3.1, Unit 441 and retrofits | 456 | 7305 | Rate Constraint in lbs/MMBtu | FALSE | L | Annual | Seasons Included | Seasons | Summer | Summer | Summer | Summer | Summer | Summer | Summer
IL Fac. Spec. - NOX Rate Summer v3.1, Unit 441 and retrofits | 456 | 7305 | Rate Constraint in lbs/MMBtu | FALSE | L | Annual | Standard NOX | lb/MMBtu | 0.25 | 0.25 | 0.25 | 0.25 | 0.25 | 0.25 | 0.25
IL Fac. Spec. - NOX Rate Summer v3.1, Unit 441 and retrofits | 456 | 7305 | Rate Constraint in lbs/MMBtu | FALSE | L | Annual | Emissions at Affected Plants NOX | Thousand Tons | 0.0058151 | 0.002371 | 0.00047419 | 0.00047419 | 0 | 0 | 0
IL Fac. Spec. - NOX Rate Summer v3.1, Unit 441 and retrofits | 456 | 7305 | Rate Constraint in lbs/MMBtu | FALSE | L | Annual | Allowances Purchased NOX | Thousand Tons | 0 | 0 | 0 | 0 | 0 | 0 | 0
IL Fac. Spec. - NOX Rate Summer v3.1, Unit 441 and retrofits | 456 | 7305 | Rate Constraint in lbs/MMBtu | FALSE | L | Annual | Allowances Sold NOX | Thousand Tons | 0 | 0 | 0 | 0 | 0 | 0 | 0
IL Fac. Spec. - NOX Rate Summer v3.1, Unit 441 and retrofits | 456 | 7305 | Rate Constraint in lbs/MMBtu | FALSE | L | Annual | Allowances Banked | Thousand Tons | 0 | 0 | 0 | 0 | 0 | 0 | 0
IL Fac. Spec. - NOX Rate Summer v3.1, Unit 441 and retrofits | 456 | 7305 | Rate Constraint in lbs/MMBtu | FALSE | L | Annual | Allowances Withdrawn (1:1) | Thousand Tons | 0 | 0 | 0 | 0 | 0 | 0 | 0
IL Fac. Spec. - NOX Rate Summer v3.1, Unit 441 and retrofits | 456 | 7305 | Rate Constraint in lbs/MMBtu | FALSE | L | Annual | Allowances Withdrawn (1:n) | Thousand Tons | 0 | 0 | 0 | 0 | 0 | 0 | 0
IL Fac. Spec. - NOX Rate Summer v3.1, Unit 441 and retrofits | 456 | 7305 | Rate Constraint in lbs/MMBtu | FALSE | L | Annual | Total | Thousand Tons | 0.0058151 | 0.002371 | 0.00047419 | 0.00047419 | 0 | 0 | 0
IL Fac. Spec. - NOX Rate Summer v3.1, Unit 441 and retrofits | 456 | 7305 | Rate Constraint in lbs/MMBtu | FALSE | L | Annual | Fuel Consumed | TBtu | 0.10302 | 0.042005 | 0.0084009 | 0.0084009 | 0 | 0 | 0
IL Fac. Spec. - NOX Rate Summer v3.1, Unit 441 and retrofits | 456 | 7305 | Rate Constraint in lbs/MMBtu | FALSE | L | Annual | Rate | lb/MMBtu | 0.11289 | 0.11289 | 0.11289 | 0.11289 | 0 | 0 | 0
IL Fac. Spec. - NOX Rate Summer v3.1, Unit 441 and retrofits | 456 | 7305 | Rate Constraint in lbs/MMBtu | FALSE | L | Annual | Generation | TWh | 0.0095109 | 0.0038778 | 0.00077557 | 0.00077557 | 0 | 0 | 0
IL Fac. Spec. - NOX Rate Summer v3.1, Unit 441 and retrofits | 456 | 7305 | Rate Constraint in lbs/MMBtu | FALSE | L | Annual | Qualifying Generation | TWh | 0.0095109 | 0.0038778 | 0.00077557 | 0.00077557 | 0 | 0 | 0
IL Fac. Spec. - NOX Rate Summer v3.1, Unit 441 and retrofits | 456 | 7305 | Rate Constraint in lbs/MMBtu | FALSE | L | Annual | Rate | lb/MWh | 1.2228 | 1.2228 | 1.2228 | 1.2228 | 0 | 0 | 0
IL Fac. Spec. - NOX Rate Summer v3.1, Unit 441 and retrofits | 456 | 7305 | Rate Constraint in lbs/MMBtu | FALSE | L | Annual | Constraint Shadow Price | US2022$/Ton | 0 | 0 | 0 | 0 | 0 | 0 | 0
IL Fac. Spec. - NOX Rate Summer v3.1, Unit 442 and retrofits | 457 | 7305 | Rate Constraint in lbs/MMBtu | FALSE | L | Annual | Seasons Included | Seasons | Summer | Summer | Summer | Summer | Summer | Summer | Summer
IL Fac. Spec. - NOX Rate Summer v3.1, Unit 442 and retrofits | 457 | 7305 | Rate Constraint in lbs/MMBtu | FALSE | L | Annual | Standard NOX | lb/MMBtu | 0.25 | 0.25 | 0.25 | 0.25 | 0.25 | 0.25 | 0.25
IL Fac. Spec. - NOX Rate Summer v3.1, Unit 442 and retrofits | 457 | 7305 | Rate Constraint in lbs/MMBtu | FALSE | L | Annual | Emissions at Affected Plants NOX | Thousand Tons | 0.00016406 | 0.00016406 | 0 | 0 | 0 | 0 | 0
IL Fac. Spec. - NOX Rate Summer v3.1, Unit 442 and retrofits | 457 | 7305 | Rate Constraint in lbs/MMBtu | FALSE | L | Annual | Allowances Purchased NOX | Thousand Tons | 0 | 0 | 0 | 0 | 0 | 0 | 0
IL Fac. Spec. - NOX Rate Summer v3.1, Unit 442 and retrofits | 457 | 7305 | Rate Constraint in lbs/MMBtu | FALSE | L | Annual | Allowances Sold NOX | Thousand Tons | 0 | 0 | 0 | 0 | 0 | 0 | 0
IL Fac. Spec. - NOX Rate Summer v3.1, Unit 442 and retrofits | 457 | 7305 | Rate Constraint in lbs/MMBtu | FALSE | L | Annual | Allowances Banked | Thousand Tons | 0 | 0 | 0 | 0 | 0 | 0 | 0
IL Fac. Spec. - NOX Rate Summer v3.1, Unit 442 and retrofits | 457 | 7305 | Rate Constraint in lbs/MMBtu | FALSE | L | Annual | Allowances Withdrawn (1:1) | Thousand Tons | 0 | 0 | 0 | 0 | 0 | 0 | 0
IL Fac. Spec. - NOX Rate Summer v3.1, Unit 442 and retrofits | 457 | 7305 | Rate Constraint in lbs/MMBtu | FALSE | L | Annual | Allowances Withdrawn (1:n) | Thousand Tons | 0 | 0 | 0 | 0 | 0 | 0 | 0
IL Fac. Spec. - NOX Rate Summer v3.1, Unit 442 and retrofits | 457 | 7305 | Rate Constraint in lbs/MMBtu | FALSE | L | Annual | Total | Thousand Tons | 0.00016406 | 0.00016406 | 0 | 0 | 0 | 0 | 0
IL Fac. Spec. - NOX Rate Summer v3.1, Unit 442 and retrofits | 457 | 7305 | Rate Constraint in lbs/MMBtu | FALSE | L | Annual | Fuel Consumed | TBtu | 0.0014249 | 0.0014249 | 0 | 0 | 0 | 0 | 0
IL Fac. Spec. - NOX Rate Summer v3.1, Unit 442 and retrofits | 457 | 7305 | Rate Constraint in lbs/MMBtu | FALSE | L | Annual | Rate | lb/MMBtu | 0.23028 | 0.23028 | 0 | 0 | 0 | 0 | 0
IL Fac. Spec. - NOX Rate Summer v3.1, Unit 442 and retrofits | 457 | 7305 | Rate Constraint in lbs/MMBtu | FALSE | L | Annual | Generation | TWh | 0.00010625 | 0.00010625 | 0 | 0 | 0 | 0 | 0
IL Fac. Spec. - NOX Rate Summer v3.1, Unit 442 and retrofits | 457 | 7305 | Rate Constraint in lbs/MMBtu | FALSE | L | Annual | Qualifying Generation | TWh | 0.00010625 | 0.00010625 | 0 | 0 | 0 | 0 | 0
IL Fac. Spec. - NOX Rate Summer v3.1, Unit 442 and retrofits | 457 | 7305 | Rate Constraint in lbs/MMBtu | FALSE | L | Annual | Rate | lb/MWh | 3.0881 | 3.0881 | 0 | 0 | 0 | 0 | 0
IL Fac. Spec. - NOX Rate Summer v3.1, Unit 442 and retrofits | 457 | 7305 | Rate Constraint in lbs/MMBtu | FALSE | L | Annual | Constraint Shadow Price | US2022$/Ton | 0 | 0 | 0 | 0 | 0 | 0 | 0
IL Fac. Spec. - NOX Rate Summer v3.1, Unit 443 and retrofits | 458 | 7305 | Rate Constraint in lbs/MMBtu | FALSE | L | Annual | Seasons Included | Seasons | Summer | Summer | Summer | Summer | Summer | Summer | Summer
IL Fac. Spec. - NOX Rate Summer v3.1, Unit 443 and retrofits | 458 | 7305 | Rate Constraint in lbs/MMBtu | FALSE | L | Annual | Standard NOX | lb/MMBtu | 0.25 | 0.25 | 0.25 | 0.25 | 0.25 | 0.25 | 0.25
IL Fac. Spec. - NOX Rate Summer v3.1, Unit 443 and retrofits | 458 | 7305 | Rate Constraint in lbs/MMBtu | FALSE | L | Annual | Emissions at Affected Plants NOX | Thousand Tons | 0.00016106 | 0.00016106 | 0 | 0 | 0 | 0 | 0
IL Fac. Spec. - NOX Rate Summer v3.1, Unit 443 and retrofits | 458 | 7305 | Rate Constraint in lbs/MMBtu | FALSE | L | Annual | Allowances Purchased NOX | Thousand Tons | 0 | 0 | 0 | 0 | 0 | 0 | 0
IL Fac. Spec. - NOX Rate Summer v3.1, Unit 443 and retrofits | 458 | 7305 | Rate Constraint in lbs/MMBtu | FALSE | L | Annual | Allowances Sold NOX | Thousand Tons | 0 | 0 | 0 | 0 | 0 | 0 | 0
IL Fac. Spec. - NOX Rate Summer v3.1, Unit 443 and retrofits | 458 | 7305 | Rate Constraint in lbs/MMBtu | FALSE | L | Annual | Allowances Banked | Thousand Tons | 0 | 0 | 0 | 0 | 0 | 0 | 0
IL Fac. Spec. - NOX Rate Summer v3.1, Unit 443 and retrofits | 458 | 7305 | Rate Constraint in lbs/MMBtu | FALSE | L | Annual | Allowances Withdrawn (1:1) | Thousand Tons | 0 | 0 | 0 | 0 | 0 | 0 | 0
IL Fac. Spec. - NOX Rate Summer v3.1, Unit 443 and retrofits | 458 | 7305 | Rate Constraint in lbs/MMBtu | FALSE | L | Annual | Allowances Withdrawn (1:n) | Thousand Tons | 0 | 0 | 0 | 0 | 0 | 0 | 0
IL Fac. Spec. - NOX Rate Summer v3.1, Unit 443 and retrofits | 458 | 7305 | Rate Constraint in lbs/MMBtu | FALSE | L | Annual | Total | Thousand Tons | 0.00016106 | 0.00016106 | 0 | 0 | 0 | 0 | 0
IL Fac. Spec. - NOX Rate Summer v3.1, Unit 443 and retrofits | 458 | 7305 | Rate Constraint in lbs/MMBtu | FALSE | L | Annual | Fuel Consumed | TBtu | 0.001425 | 0.001425 | 0 | 0 | 0 | 0 | 0
IL Fac. Spec. - NOX Rate Summer v3.1, Unit 443 and retrofits | 458 | 7305 | Rate Constraint in lbs/MMBtu | FALSE | L | Annual | Rate | lb/MMBtu | 0.22606 | 0.22606 | 0 | 0 | 0 | 0 | 0
IL Fac. Spec. - NOX Rate Summer v3.1, Unit 443 and retrofits | 458 | 7305 | Rate Constraint in lbs/MMBtu | FALSE | L | Annual | Generation | TWh | 0.00010625 | 0.00010625 | 0 | 0 | 0 | 0 | 0
IL Fac. Spec. - NOX Rate Summer v3.1, Unit 443 and retrofits | 458 | 7305 | Rate Constraint in lbs/MMBtu | FALSE | L | Annual | Qualifying Generation | TWh | 0.00010625 | 0.00010625 | 0 | 0 | 0 | 0 | 0
IL Fac. Spec. - NOX Rate Summer v3.1, Unit 443 and retrofits | 458 | 7305 | Rate Constraint in lbs/MMBtu | FALSE | L | Annual | Rate | lb/MWh | 3.0317 | 3.0317 | 0 | 0 | 0 | 0 | 0
IL Fac. Spec. - NOX Rate Summer v3.1, Unit 443 and retrofits | 458 | 7305 | Rate Constraint in lbs/MMBtu | FALSE | L | Annual | Constraint Shadow Price | US2022$/Ton | 0 | 0 | 0 | 0 | 0 | 0 | 0
IL Fac. Spec. - NOX Rate Summer v3.1, Unit 445 and retrofits | 459 | 7305 | Rate Constraint in lbs/MMBtu | FALSE | L | Annual | Seasons Included | Seasons | Summer | Summer | Summer | Summer | Summer | Summer | Summer
IL Fac. Spec. - NOX Rate Summer v3.1, Unit 445 and retrofits | 459 | 7305 | Rate Constraint in lbs/MMBtu | FALSE | L | Annual | Standard NOX | lb/MMBtu | 0.25 | 0.25 | 0.25 | 0.25 | 0.25 | 0.25 | 0.25
IL Fac. Spec. - NOX Rate Summer v3.1, Unit 445 and retrofits | 459 | 7305 | Rate Constraint in lbs/MMBtu | FALSE | L | Annual | Emissions at Affected Plants NOX | Thousand Tons | 0.0068305 | 0.0058547 | 0.0019516 | 0.00037836 | 0 | 0 | 0
IL Fac. Spec. - NOX Rate Summer v3.1, Unit 445 and retrofits | 459 | 7305 | Rate Constraint in lbs/MMBtu | FALSE | L | Annual | Allowances Purchased NOX | Thousand Tons | 0 | 0 | 0 | 0 | 0 | 0 | 0
IL Fac. Spec. - NOX Rate Summer v3.1, Unit 445 and retrofits | 459 | 7305 | Rate Constraint in lbs/MMBtu | FALSE | L | Annual | Allowances Sold NOX | Thousand Tons | 0 | 0 | 0 | 0 | 0 | 0 | 0
IL Fac. Spec. - NOX Rate Summer v3.1, Unit 445 and retrofits | 459 | 7305 | Rate Constraint in lbs/MMBtu | FALSE | L | Annual | Allowances Banked | Thousand Tons | 0 | 0 | 0 | 0 | 0 | 0 | 0
IL Fac. Spec. - NOX Rate Summer v3.1, Unit 445 and retrofits | 459 | 7305 | Rate Constraint in lbs/MMBtu | FALSE | L | Annual | Allowances Withdrawn (1:1) | Thousand Tons | 0 | 0 | 0 | 0 | 0 | 0 | 0
IL Fac. Spec. - NOX Rate Summer v3.1, Unit 445 and retrofits | 459 | 7305 | Rate Constraint in lbs/MMBtu | FALSE | L | Annual | Allowances Withdrawn (1:n) | Thousand Tons | 0 | 0 | 0 | 0 | 0 | 0 | 0
IL Fac. Spec. - NOX Rate Summer v3.1, Unit 445 and retrofits | 459 | 7305 | Rate Constraint in lbs/MMBtu | FALSE | L | Annual | Total | Thousand Tons | 0.0068305 | 0.0058547 | 0.0019516 | 0.00037836 | 0 | 0 | 0
IL Fac. Spec. - NOX Rate Summer v3.1, Unit 445 and retrofits | 459 | 7305 | Rate Constraint in lbs/MMBtu | FALSE | L | Annual | Fuel Consumed | TBtu | 0.14359 | 0.12308 | 0.041025 | 0.0079538 | 0 | 0 | 0
IL Fac. Spec. - NOX Rate Summer v3.1, Unit 445 and retrofits | 459 | 7305 | Rate Constraint in lbs/MMBtu | FALSE | L | Annual | Rate | lb/MMBtu | 0.09514 | 0.09514 | 0.09514 | 0.09514 | 0 | 0 | 0
IL Fac. Spec. - NOX Rate Summer v3.1, Unit 445 and retrofits | 459 | 7305 | Rate Constraint in lbs/MMBtu | FALSE | L | Annual | Generation | TWh | 0.013363 | 0.011454 | 0.0038181 | 0.00074024 | 0 | 0 | 0
IL Fac. Spec. - NOX Rate Summer v3.1, Unit 445 and retrofits | 459 | 7305 | Rate Constraint in lbs/MMBtu | FALSE | L | Annual | Qualifying Generation | TWh | 0.013363 | 0.011454 | 0.0038181 | 0.00074024 | 0 | 0 | 0
IL Fac. Spec. - NOX Rate Summer v3.1, Unit 445 and retrofits | 459 | 7305 | Rate Constraint in lbs/MMBtu | FALSE | L | Annual | Rate | lb/MWh | 1.0223 | 1.0223 | 1.0223 | 1.0223 | 0 | 0 | 0
IL Fac. Spec. - NOX Rate Summer v3.1, Unit 445 and retrofits | 459 | 7305 | Rate Constraint in lbs/MMBtu | FALSE | L | Annual | Constraint Shadow Price | US2022$/Ton | 0 | 0 | 0 | 0 | 0 | 0 | 0
IL Fac. Spec. - NOX Rate Summer v3.1, Unit 446 and retrofits | 460 | 7305 | Rate Constraint in lbs/MMBtu | FALSE | L | Annual | Seasons Included | Seasons | Summer | Summer | Summer | Summer | Summer | Summer | Summer
IL Fac. Spec. - NOX Rate Summer v3.1, Unit 446 and retrofits | 460 | 7305 | Rate Constraint in lbs/MMBtu | FALSE | L | Annual | Standard NOX | lb/MMBtu | 0.25 | 0.25 | 0.25 | 0.25 | 0.25 | 0.25 | 0.25
IL Fac. Spec. - NOX Rate Summer v3.1, Unit 446 and retrofits | 460 | 7305 | Rate Constraint in lbs/MMBtu | FALSE | L | Annual | Emissions at Affected Plants NOX | Thousand Tons | 0.0069339 | 0.0059433 | 0.0019811 | 0.00038409 | 0 | 0 | 0
IL Fac. Spec. - NOX Rate Summer v3.1, Unit 446 and retrofits | 460 | 7305 | Rate Constraint in lbs/MMBtu | FALSE | L | Annual | Allowances Purchased NOX | Thousand Tons | 0 | 0 | 0 | 0 | 0 | 0 | 0
IL Fac. Spec. - NOX Rate Summer v3.1, Unit 446 and retrofits | 460 | 7305 | Rate Constraint in lbs/MMBtu | FALSE | L | Annual | Allowances Sold NOX | Thousand Tons | 0 | 0 | 0 | 0 | 0 | 0 | 0
IL Fac. Spec. - NOX Rate Summer v3.1, Unit 446 and retrofits | 460 | 7305 | Rate Constraint in lbs/MMBtu | FALSE | L | Annual | Allowances Banked | Thousand Tons | 0 | 0 | 0 | 0 | 0 | 0 | 0
IL Fac. Spec. - NOX Rate Summer v3.1, Unit 446 and retrofits | 460 | 7305 | Rate Constraint in lbs/MMBtu | FALSE | L | Annual | Allowances Withdrawn (1:1) | Thousand Tons | 0 | 0 | 0 | 0 | 0 | 0 | 0
IL Fac. Spec. - NOX Rate Summer v3.1, Unit 446 and retrofits | 460 | 7305 | Rate Constraint in lbs/MMBtu | FALSE | L | Annual | Allowances Withdrawn (1:n) | Thousand Tons | 0 | 0 | 0 | 0 | 0 | 0 | 0
IL Fac. Spec. - NOX Rate Summer v3.1, Unit 446 and retrofits | 460 | 7305 | Rate Constraint in lbs/MMBtu | FALSE | L | Annual | Total | Thousand Tons | 0.0069339 | 0.0059433 | 0.0019811 | 0.00038409 | 0 | 0 | 0
IL Fac. Spec. - NOX Rate Summer v3.1, Unit 446 and retrofits | 460 | 7305 | Rate Constraint in lbs/MMBtu | FALSE | L | Annual | Fuel Consumed | TBtu | 0.14359 | 0.12308 | 0.041025 | 0.0079538 | 0 | 0 | 0
IL Fac. Spec. - NOX Rate Summer v3.1, Unit 446 and retrofits | 460 | 7305 | Rate Constraint in lbs/MMBtu | FALSE | L | Annual | Rate | lb/MMBtu | 0.09658 | 0.09658 | 0.09658 | 0.09658 | 0 | 0 | 0
IL Fac. Spec. - NOX Rate Summer v3.1, Unit 446 and retrofits | 460 | 7305 | Rate Constraint in lbs/MMBtu | FALSE | L | Annual | Generation | TWh | 0.013363 | 0.011454 | 0.0038181 | 0.00074024 | 0 | 0 | 0
IL Fac. Spec. - NOX Rate Summer v3.1, Unit 446 and retrofits | 460 | 7305 | Rate Constraint in lbs/MMBtu | FALSE | L | Annual | Qualifying Generation | TWh | 0.013363 | 0.011454 | 0.0038181 | 0.00074024 | 0 | 0 | 0
IL Fac. Spec. - NOX Rate Summer v3.1, Unit 446 and retrofits | 460 | 7305 | Rate Constraint in lbs/MMBtu | FALSE | L | Annual | Rate | lb/MWh | 1.0378 | 1.0378 | 1.0378 | 1.0378 | 0 | 0 | 0
IL Fac. Spec. - NOX Rate Summer v3.1, Unit 446 and retrofits | 460 | 7305 | Rate Constraint in lbs/MMBtu | FALSE | L | Annual | Constraint Shadow Price | US2022$/Ton | 0 | 0 | 0 | 0 | 0 | 0 | 0
IL Fac. Spec. - NOX Rate Summer v3.1, Unit 447 and retrofits | 461 | 7305 | Rate Constraint in lbs/MMBtu | FALSE | L | Annual | Seasons Included | Seasons | Summer | Summer | Summer | Summer | Summer | Summer | Summer
IL Fac. Spec. - NOX Rate Summer v3.1, Unit 447 and retrofits | 461 | 7305 | Rate Constraint in lbs/MMBtu | FALSE | L | Annual | Standard NOX | lb/MMBtu | 0.25 | 0.25 | 0.25 | 0.25 | 0.25 | 0.25 | 0.25
IL Fac. Spec. - NOX Rate Summer v3.1, Unit 447 and retrofits | 461 | 7305 | Rate Constraint in lbs/MMBtu | FALSE | L | Annual | Emissions at Affected Plants NOX | Thousand Tons | 0.0068219 | 0.0058473 | 0.0019491 | 0.00037789 | 0 | 0 | 0
IL Fac. Spec. - NOX Rate Summer v3.1, Unit 447 and retrofits | 461 | 7305 | Rate Constraint in lbs/MMBtu | FALSE | L | Annual | Allowances Purchased NOX | Thousand Tons | 0 | 0 | 0 | 0 | 0 | 0 | 0
IL Fac. Spec. - NOX Rate Summer v3.1, Unit 447 and retrofits | 461 | 7305 | Rate Constraint in lbs/MMBtu | FALSE | L | Annual | Allowances Sold NOX | Thousand Tons | 0 | 0 | 0 | 0 | 0 | 0 | 0
IL Fac. Spec. - NOX Rate Summer v3.1, Unit 447 and retrofits | 461 | 7305 | Rate Constraint in lbs/MMBtu | FALSE | L | Annual | Allowances Banked | Thousand Tons | 0 | 0 | 0 | 0 | 0 | 0 | 0
IL Fac. Spec. - NOX Rate Summer v3.1, Unit 447 and retrofits | 461 | 7305 | Rate Constraint in lbs/MMBtu | FALSE | L | Annual | Allowances Withdrawn (1:1) | Thousand Tons | 0 | 0 | 0 | 0 | 0 | 0 | 0
IL Fac. Spec. - NOX Rate Summer v3.1, Unit 447 and retrofits | 461 | 7305 | Rate Constraint in lbs/MMBtu | FALSE | L | Annual | Allowances Withdrawn (1:n) | Thousand Tons | 0 | 0 | 0 | 0 | 0 | 0 | 0
IL Fac. Spec. - NOX Rate Summer v3.1, Unit 447 and retrofits | 461 | 7305 | Rate Constraint in lbs/MMBtu | FALSE | L | Annual | Total | Thousand Tons | 0.0068219 | 0.0058473 | 0.0019491 | 0.00037789 | 0 | 0 | 0
IL Fac. Spec. - NOX Rate Summer v3.1, Unit 447 and retrofits | 461 | 7305 | Rate Constraint in lbs/MMBtu | FALSE | L | Annual | Fuel Consumed | TBtu | 0.14359 | 0.12308 | 0.041025 | 0.0079538 | 0 | 0 | 0
IL Fac. Spec. - NOX Rate Summer v3.1, Unit 447 and retrofits | 461 | 7305 | Rate Constraint in lbs/MMBtu | FALSE | L | Annual | Rate | lb/MMBtu | 0.09502 | 0.09502 | 0.09502 | 0.09502 | 0 | 0 | 0
IL Fac. Spec. - NOX Rate Summer v3.1, Unit 447 and retrofits | 461 | 7305 | Rate Constraint in lbs/MMBtu | FALSE | L | Annual | Generation | TWh | 0.013363 | 0.011454 | 0.0038181 | 0.00074024 | 0 | 0 | 0
IL Fac. Spec. - NOX Rate Summer v3.1, Unit 447 and retrofits | 461 | 7305 | Rate Constraint in lbs/MMBtu | FALSE | L | Annual | Qualifying Generation | TWh | 0.013363 | 0.011454 | 0.0038181 | 0.00074024 | 0 | 0 | 0
IL Fac. Spec. - NOX Rate Summer v3.1, Unit 447 and retrofits | 461 | 7305 | Rate Constraint in lbs/MMBtu | FALSE | L | Annual | Rate | lb/MWh | 1.021 | 1.021 | 1.021 | 1.021 | 0 | 0 | 0
IL Fac. Spec. - NOX Rate Summer v3.1, Unit 447 and retrofits | 461 | 7305 | Rate Constraint in lbs/MMBtu | FALSE | L | Annual | Constraint Shadow Price | US2022$/Ton | 0 | 0 | 0 | 0 | 0 | 0 | 0
IL Fac. Spec. - NOX Rate Summer v3.1, Unit 448 and retrofits | 462 | 7305 | Rate Constraint in lbs/MMBtu | FALSE | L | Annual | Seasons Included | Seasons | Summer | Summer | Summer | Summer | Summer | Summer | Summer
IL Fac. Spec. - NOX Rate Summer v3.1, Unit 448 and retrofits | 462 | 7305 | Rate Constraint in lbs/MMBtu | FALSE | L | Annual | Standard NOX | lb/MMBtu | 0.25 | 0.25 | 0.25 | 0.25 | 0.25 | 0.25 | 0.25
IL Fac. Spec. - NOX Rate Summer v3.1, Unit 448 and retrofits | 462 | 7305 | Rate Constraint in lbs/MMBtu | FALSE | L | Annual | Emissions at Affected Plants NOX | Thousand Tons | 0.0066883 | 0.0045434 | 0.0019109 | 0.00037049 | 0 | 0 | 0
IL Fac. Spec. - NOX Rate Summer v3.1, Unit 448 and retrofits | 462 | 7305 | Rate Constraint in lbs/MMBtu | FALSE | L | Annual | Allowances Purchased NOX | Thousand Tons | 0 | 0 | 0 | 0 | 0 | 0 | 0
IL Fac. Spec. - NOX Rate Summer v3.1, Unit 448 and retrofits | 462 | 7305 | Rate Constraint in lbs/MMBtu | FALSE | L | Annual | Allowances Sold NOX | Thousand Tons | 0 | 0 | 0 | 0 | 0 | 0 | 0
IL Fac. Spec. - NOX Rate Summer v3.1, Unit 448 and retrofits | 462 | 7305 | Rate Constraint in lbs/MMBtu | FALSE | L | Annual | Allowances Banked | Thousand Tons | 0 | 0 | 0 | 0 | 0 | 0 | 0
IL Fac. Spec. - NOX Rate Summer v3.1, Unit 448 and retrofits | 462 | 7305 | Rate Constraint in lbs/MMBtu | FALSE | L | Annual | Allowances Withdrawn (1:1) | Thousand Tons | 0 | 0 | 0 | 0 | 0 | 0 | 0
IL Fac. Spec. - NOX Rate Summer v3.1, Unit 448 and retrofits | 462 | 7305 | Rate Constraint in lbs/MMBtu | FALSE | L | Annual | Allowances Withdrawn (1:n) | Thousand Tons | 0 | 0 | 0 | 0 | 0 | 0 | 0
IL Fac. Spec. - NOX Rate Summer v3.1, Unit 448 and retrofits | 462 | 7305 | Rate Constraint in lbs/MMBtu | FALSE | L | Annual | Total | Thousand Tons | 0.0066883 | 0.0045434 | 0.0019109 | 0.00037049 | 0 | 0 | 0
IL Fac. Spec. - NOX Rate Summer v3.1, Unit 448 and retrofits | 462 | 7305 | Rate Constraint in lbs/MMBtu | FALSE | L | Annual | Fuel Consumed | TBtu | 0.14359 | 0.097539 | 0.041025 | 0.0079538 | 0 | 0 | 0
IL Fac. Spec. - NOX Rate Summer v3.1, Unit 448 and retrofits | 462 | 7305 | Rate Constraint in lbs/MMBtu | FALSE | L | Annual | Rate | lb/MMBtu | 0.09316 | 0.09316 | 0.09316 | 0.09316 | 0 | 0 | 0
IL Fac. Spec. - NOX Rate Summer v3.1, Unit 448 and retrofits | 462 | 7305 | Rate Constraint in lbs/MMBtu | FALSE | L | Annual | Generation | TWh | 0.013363 | 0.0090776 | 0.0038181 | 0.00074024 | 0 | 0 | 0
IL Fac. Spec. - NOX Rate Summer v3.1, Unit 448 and retrofits | 462 | 7305 | Rate Constraint in lbs/MMBtu | FALSE | L | Annual | Qualifying Generation | TWh | 0.013363 | 0.0090776 | 0.0038181 | 0.00074024 | 0 | 0 | 0
IL Fac. Spec. - NOX Rate Summer v3.1, Unit 448 and retrofits | 462 | 7305 | Rate Constraint in lbs/MMBtu | FALSE | L | Annual | Rate | lb/MWh | 1.001 | 1.001 | 1.001 | 1.001 | 0 | 0 | 0
IL Fac. Spec. - NOX Rate Summer v3.1, Unit 448 and retrofits | 462 | 7305 | Rate Constraint in lbs/MMBtu | FALSE | L | Annual | Constraint Shadow Price | US2022$/Ton | 0 | 0 | 0 | 0 | 0 | 0 | 0
IL Fac. Spec. - NOX Rate Summer v3.1, Unit 449 and retrofits | 463 | 7305 | Rate Constraint in lbs/MMBtu | FALSE | L | Annual | Seasons Included | Seasons | Summer | Summer | Summer | Summer | Summer | Summer | Summer
IL Fac. Spec. - NOX Rate Summer v3.1, Unit 449 and retrofits | 463 | 7305 | Rate Constraint in lbs/MMBtu | FALSE | L | Annual | Standard NOX | lb/MMBtu | 0.25 | 0.25 | 0.25 | 0.25 | 0.25 | 0.25 | 0.25
IL Fac. Spec. - NOX Rate Summer v3.1, Unit 449 and retrofits | 463 | 7305 | Rate Constraint in lbs/MMBtu | FALSE | L | Annual | Emissions at Affected Plants NOX | Thousand Tons | 0.0012495 | 0.001071 | 0.00035701 | 6.9217e-05 | 0 | 0 | 0
IL Fac. Spec. - NOX Rate Summer v3.1, Unit 449 and retrofits | 463 | 7305 | Rate Constraint in lbs/MMBtu | FALSE | L | Annual | Allowances Purchased NOX | Thousand Tons | 0 | 0 | 0 | 0 | 0 | 0 | 0
IL Fac. Spec. - NOX Rate Summer v3.1, Unit 449 and retrofits | 463 | 7305 | Rate Constraint in lbs/MMBtu | FALSE | L | Annual | Allowances Sold NOX | Thousand Tons | 0 | 0 | 0 | 0 | 0 | 0 | 0
IL Fac. Spec. - NOX Rate Summer v3.1, Unit 449 and retrofits | 463 | 7305 | Rate Constraint in lbs/MMBtu | FALSE | L | Annual | Allowances Banked | Thousand Tons | 0 | 0 | 0 | 0 | 0 | 0 | 0
IL Fac. Spec. - NOX Rate Summer v3.1, Unit 449 and retrofits | 463 | 7305 | Rate Constraint in lbs/MMBtu | FALSE | L | Annual | Allowances Withdrawn (1:1) | Thousand Tons | 0 | 0 | 0 | 0 | 0 | 0 | 0
IL Fac. Spec. - NOX Rate Summer v3.1, Unit 449 and retrofits | 463 | 7305 | Rate Constraint in lbs/MMBtu | FALSE | L | Annual | Allowances Withdrawn (1:n) | Thousand Tons | 0 | 0 | 0 | 0 | 0 | 0 | 0
IL Fac. Spec. - NOX Rate Summer v3.1, Unit 449 and retrofits | 463 | 7305 | Rate Constraint in lbs/MMBtu | FALSE | L | Annual | Total | Thousand Tons | 0.0012495 | 0.001071 | 0.00035701 | 6.9217e-05 | 0 | 0 | 0
IL Fac. Spec. - NOX Rate Summer v3.1, Unit 449 and retrofits | 463 | 7305 | Rate Constraint in lbs/MMBtu | FALSE | L | Annual | Fuel Consumed | TBtu | 0.11422 | 0.097901 | 0.032634 | 0.0063269 | 0 | 0 | 0
IL Fac. Spec. - NOX Rate Summer v3.1, Unit 449 and retrofits | 463 | 7305 | Rate Constraint in lbs/MMBtu | FALSE | L | Annual | Rate | lb/MMBtu | 0.02188 | 0.02188 | 0.02188 | 0.02188 | 0 | 0 | 0
IL Fac. Spec. - NOX Rate Summer v3.1, Unit 449 and retrofits | 463 | 7305 | Rate Constraint in lbs/MMBtu | FALSE | L | Annual | Generation | TWh | 0.01063 | 0.0091113 | 0.0030371 | 0.00058882 | 0 | 0 | 0
IL Fac. Spec. - NOX Rate Summer v3.1, Unit 449 and retrofits | 463 | 7305 | Rate Constraint in lbs/MMBtu | FALSE | L | Annual | Qualifying Generation | TWh | 0.01063 | 0.0091113 | 0.0030371 | 0.00058882 | 0 | 0 | 0
IL Fac. Spec. - NOX Rate Summer v3.1, Unit 449 and retrofits | 463 | 7305 | Rate Constraint in lbs/MMBtu | FALSE | L | Annual | Rate | lb/MWh | 0.2351 | 0.2351 | 0.2351 | 0.2351 | 0 | 0 | 0
IL Fac. Spec. - NOX Rate Summer v3.1, Unit 449 and retrofits | 463 | 7305 | Rate Constraint in lbs/MMBtu | FALSE | L | Annual | Constraint Shadow Price | US2022$/Ton | 0 | 0 | 0 | 0 | 0 | 0 | 0
IL Fac. Spec. - NOX Rate Summer v3.1, Unit 450 and retrofits | 464 | 7305 | Rate Constraint in lbs/MMBtu | FALSE | L | Annual | Seasons Included | Seasons | Summer | Summer | Summer | Summer | Summer | Summer | Summer
IL Fac. Spec. - NOX Rate Summer v3.1, Unit 450 and retrofits | 464 | 7305 | Rate Constraint in lbs/MMBtu | FALSE | L | Annual | Standard NOX | lb/MMBtu | 0.25 | 0.25 | 0.25 | 0.25 | 0.25 | 0.25 | 0.25
IL Fac. Spec. - NOX Rate Summer v3.1, Unit 450 and retrofits | 464 | 7305 | Rate Constraint in lbs/MMBtu | FALSE | L | Annual | Emissions at Affected Plants NOX | Thousand Tons | 0.0019531 | 0.0016741 | 0.00055803 | 0.00010819 | 0 | 0 | 0
IL Fac. Spec. - NOX Rate Summer v3.1, Unit 450 and retrofits | 464 | 7305 | Rate Constraint in lbs/MMBtu | FALSE | L | Annual | Allowances Purchased NOX | Thousand Tons | 0 | 0 | 0 | 0 | 0 | 0 | 0
IL Fac. Spec. - NOX Rate Summer v3.1, Unit 450 and retrofits | 464 | 7305 | Rate Constraint in lbs/MMBtu | FALSE | L | Annual | Allowances Sold NOX | Thousand Tons | 0 | 0 | 0 | 0 | 0 | 0 | 0
IL Fac. Spec. - NOX Rate Summer v3.1, Unit 450 and retrofits | 464 | 7305 | Rate Constraint in lbs/MMBtu | FALSE | L | Annual | Allowances Banked | Thousand Tons | 0 | 0 | 0 | 0 | 0 | 0 | 0
IL Fac. Spec. - NOX Rate Summer v3.1, Unit 450 and retrofits | 464 | 7305 | Rate Constraint in lbs/MMBtu | FALSE | L | Annual | Allowances Withdrawn (1:1) | Thousand Tons | 0 | 0 | 0 | 0 | 0 | 0 | 0
IL Fac. Spec. - NOX Rate Summer v3.1, Unit 450 and retrofits | 464 | 7305 | Rate Constraint in lbs/MMBtu | FALSE | L | Annual | Allowances Withdrawn (1:n) | Thousand Tons | 0 | 0 | 0 | 0 | 0 | 0 | 0
IL Fac. Spec. - NOX Rate Summer v3.1, Unit 450 and retrofits | 464 | 7305 | Rate Constraint in lbs/MMBtu | FALSE | L | Annual | Total | Thousand Tons | 0.0019531 | 0.0016741 | 0.00055803 | 0.00010819 | 0 | 0 | 0
IL Fac. Spec. - NOX Rate Summer v3.1, Unit 450 and retrofits | 464 | 7305 | Rate Constraint in lbs/MMBtu | FALSE | L | Annual | Fuel Consumed | TBtu | 0.11422 | 0.097901 | 0.032634 | 0.0063269 | 0 | 0 | 0
IL Fac. Spec. - NOX Rate Summer v3.1, Unit 450 and retrofits | 464 | 7305 | Rate Constraint in lbs/MMBtu | FALSE | L | Annual | Rate | lb/MMBtu | 0.0342 | 0.0342 | 0.0342 | 0.0342 | 0 | 0 | 0
IL Fac. Spec. - NOX Rate Summer v3.1, Unit 450 and retrofits | 464 | 7305 | Rate Constraint in lbs/MMBtu | FALSE | L | Annual | Generation | TWh | 0.01063 | 0.0091113 | 0.0030371 | 0.00058882 | 0 | 0 | 0
IL Fac. Spec. - NOX Rate Summer v3.1, Unit 450 and retrofits | 464 | 7305 | Rate Constraint in lbs/MMBtu | FALSE | L | Annual | Qualifying Generation | TWh | 0.01063 | 0.0091113 | 0.0030371 | 0.00058882 | 0 | 0 | 0
IL Fac. Spec. - NOX Rate Summer v3.1, Unit 450 and retrofits | 464 | 7305 | Rate Constraint in lbs/MMBtu | FALSE | L | Annual | Rate | lb/MWh | 0.36748 | 0.36748 | 0.36748 | 0.36748 | 0 | 0 | 0
IL Fac. Spec. - NOX Rate Summer v3.1, Unit 450 and retrofits | 464 | 7305 | Rate Constraint in lbs/MMBtu | FALSE | L | Annual | Constraint Shadow Price | US2022$/Ton | 0 | 0 | 0 | 0 | 0 | 0 | 0
IL Fac. Spec. - NOX Rate Summer v3.1, Unit 451 and retrofits | 465 | 7305 | Rate Constraint in lbs/MMBtu | FALSE | L | Annual | Seasons Included | Seasons | Summer | Summer | Summer | Summer | Summer | Summer | Summer
IL Fac. Spec. - NOX Rate Summer v3.1, Unit 451 and retrofits | 465 | 7305 | Rate Constraint in lbs/MMBtu | FALSE | L | Annual | Standard NOX | lb/MMBtu | 0.25 | 0.25 | 0.25 | 0.25 | 0.25 | 0.25 | 0.25
IL Fac. Spec. - NOX Rate Summer v3.1, Unit 451 and retrofits | 465 | 7305 | Rate Constraint in lbs/MMBtu | FALSE | L | Annual | Emissions at Affected Plants NOX | Thousand Tons | 0.0016322 | 0.0011087 | 0.00046633 | 9.0412e-05 | 0 | 0 | 0
IL Fac. Spec. - NOX Rate Summer v3.1, Unit 451 and retrofits | 465 | 7305 | Rate Constraint in lbs/MMBtu | FALSE | L | Annual | Allowances Purchased NOX | Thousand Tons | 0 | 0 | 0 | 0 | 0 | 0 | 0
IL Fac. Spec. - NOX Rate Summer v3.1, Unit 451 and retrofits | 465 | 7305 | Rate Constraint in lbs/MMBtu | FALSE | L | Annual | Allowances Sold NOX | Thousand Tons | 0 | 0 | 0 | 0 | 0 | 0 | 0
IL Fac. Spec. - NOX Rate Summer v3.1, Unit 451 and retrofits | 465 | 7305 | Rate Constraint in lbs/MMBtu | FALSE | L | Annual | Allowances Banked | Thousand Tons | 0 | 0 | 0 | 0 | 0 | 0 | 0
IL Fac. Spec. - NOX Rate Summer v3.1, Unit 451 and retrofits | 465 | 7305 | Rate Constraint in lbs/MMBtu | FALSE | L | Annual | Allowances Withdrawn (1:1) | Thousand Tons | 0 | 0 | 0 | 0 | 0 | 0 | 0
IL Fac. Spec. - NOX Rate Summer v3.1, Unit 451 and retrofits | 465 | 7305 | Rate Constraint in lbs/MMBtu | FALSE | L | Annual | Allowances Withdrawn (1:n) | Thousand Tons | 0 | 0 | 0 | 0 | 0 | 0 | 0
IL Fac. Spec. - NOX Rate Summer v3.1, Unit 451 and retrofits | 465 | 7305 | Rate Constraint in lbs/MMBtu | FALSE | L | Annual | Total | Thousand Tons | 0.0016322 | 0.0011087 | 0.00046633 | 9.0412e-05 | 0 | 0 | 0
IL Fac. Spec. - NOX Rate Summer v3.1, Unit 451 and retrofits | 465 | 7305 | Rate Constraint in lbs/MMBtu | FALSE | L | Annual | Fuel Consumed | TBtu | 0.11422 | 0.077588 | 0.032634 | 0.0063269 | 0 | 0 | 0
IL Fac. Spec. - NOX Rate Summer v3.1, Unit 451 and retrofits | 465 | 7305 | Rate Constraint in lbs/MMBtu | FALSE | L | Annual | Rate | lb/MMBtu | 0.02858 | 0.02858 | 0.02858 | 0.02858 | 0 | 0 | 0
IL Fac. Spec. - NOX Rate Summer v3.1, Unit 451 and retrofits | 465 | 7305 | Rate Constraint in lbs/MMBtu | FALSE | L | Annual | Generation | TWh | 0.01063 | 0.0072208 | 0.0030371 | 0.00058882 | 0 | 0 | 0
IL Fac. Spec. - NOX Rate Summer v3.1, Unit 451 and retrofits | 465 | 7305 | Rate Constraint in lbs/MMBtu | FALSE | L | Annual | Qualifying Generation | TWh | 0.01063 | 0.0072208 | 0.0030371 | 0.00058882 | 0 | 0 | 0
IL Fac. Spec. - NOX Rate Summer v3.1, Unit 451 and retrofits | 465 | 7305 | Rate Constraint in lbs/MMBtu | FALSE | L | Annual | Rate | lb/MWh | 0.30709 | 0.30709 | 0.30709 | 0.30709 | 0 | 0 | 0
IL Fac. Spec. - NOX Rate Summer v3.1, Unit 451 and retrofits | 465 | 7305 | Rate Constraint in lbs/MMBtu | FALSE | L | Annual | Constraint Shadow Price | US2022$/Ton | 0 | 0 | 0 | 0 | 0 | 0 | 0
IL Fac. Spec. - NOX Rate Summer v3.1, Unit 452 and retrofits | 466 | 7305 | Rate Constraint in lbs/MMBtu | FALSE | L | Annual | Seasons Included | Seasons | Summer | Summer | Summer | Summer | Summer | Summer | Summer
IL Fac. Spec. - NOX Rate Summer v3.1, Unit 452 and retrofits | 466 | 7305 | Rate Constraint in lbs/MMBtu | FALSE | L | Annual | Standard NOX | lb/MMBtu | 0.25 | 0.25 | 0.25 | 0.25 | 0.25 | 0.25 | 0.25
IL Fac. Spec. - NOX Rate Summer v3.1, Unit 452 and retrofits | 466 | 7305 | Rate Constraint in lbs/MMBtu | FALSE | L | Annual | Emissions at Affected Plants NOX | Thousand Tons | 0.0019691 | 0.0016878 | 0.0005626 | 0.00010908 | 0 | 0 | 0
IL Fac. Spec. - NOX Rate Summer v3.1, Unit 452 and retrofits | 466 | 7305 | Rate Constraint in lbs/MMBtu | FALSE | L | Annual | Allowances Purchased NOX | Thousand Tons | 0 | 0 | 0 | 0 | 0 | 0 | 0
IL Fac. Spec. - NOX Rate Summer v3.1, Unit 452 and retrofits | 466 | 7305 | Rate Constraint in lbs/MMBtu | FALSE | L | Annual | Allowances Sold NOX | Thousand Tons | 0 | 0 | 0 | 0 | 0 | 0 | 0
IL Fac. Spec. - NOX Rate Summer v3.1, Unit 452 and retrofits | 466 | 7305 | Rate Constraint in lbs/MMBtu | FALSE | L | Annual | Allowances Banked | Thousand Tons | 0 | 0 | 0 | 0 | 0 | 0 | 0
IL Fac. Spec. - NOX Rate Summer v3.1, Unit 452 and retrofits | 466 | 7305 | Rate Constraint in lbs/MMBtu | FALSE | L | Annual | Allowances Withdrawn (1:1) | Thousand Tons | 0 | 0 | 0 | 0 | 0 | 0 | 0
IL Fac. Spec. - NOX Rate Summer v3.1, Unit 452 and retrofits | 466 | 7305 | Rate Constraint in lbs/MMBtu | FALSE | L | Annual | Allowances Withdrawn (1:n) | Thousand Tons | 0 | 0 | 0 | 0 | 0 | 0 | 0
IL Fac. Spec. - NOX Rate Summer v3.1, Unit 452 and retrofits | 466 | 7305 | Rate Constraint in lbs/MMBtu | FALSE | L | Annual | Total | Thousand Tons | 0.0019691 | 0.0016878 | 0.0005626 | 0.00010908 | 0 | 0 | 0
IL Fac. Spec. - NOX Rate Summer v3.1, Unit 452 and retrofits | 466 | 7305 | Rate Constraint in lbs/MMBtu | FALSE | L | Annual | Fuel Consumed | TBtu | 0.11422 | 0.097901 | 0.032634 | 0.0063269 | 0 | 0 | 0
IL Fac. Spec. - NOX Rate Summer v3.1, Unit 452 and retrofits | 466 | 7305 | Rate Constraint in lbs/MMBtu | FALSE | L | Annual | Rate | lb/MMBtu | 0.03448 | 0.03448 | 0.03448 | 0.03448 | 0 | 0 | 0
IL Fac. Spec. - NOX Rate Summer v3.1, Unit 452 and retrofits | 466 | 7305 | Rate Constraint in lbs/MMBtu | FALSE | L | Annual | Generation | TWh | 0.01063 | 0.0091113 | 0.0030371 | 0.00058882 | 0 | 0 | 0
IL Fac. Spec. - NOX Rate Summer v3.1, Unit 452 and retrofits | 466 | 7305 | Rate Constraint in lbs/MMBtu | FALSE | L | Annual | Qualifying Generation | TWh | 0.01063 | 0.0091113 | 0.0030371 | 0.00058882 | 0 | 0 | 0
IL Fac. Spec. - NOX Rate Summer v3.1, Unit 452 and retrofits | 466 | 7305 | Rate Constraint in lbs/MMBtu | FALSE | L | Annual | Rate | lb/MWh | 0.37049 | 0.37049 | 0.37049 | 0.37049 | 0 | 0 | 0
IL Fac. Spec. - NOX Rate Summer v3.1, Unit 452 and retrofits | 466 | 7305 | Rate Constraint in lbs/MMBtu | FALSE | L | Annual | Constraint Shadow Price | US2022$/Ton | 0 | 0 | 0 | 0 | 0 | 0 | 0
IL Fac. Spec. - NOX Rate Summer v3.1, Unit 453 and retrofits | 467 | 7305 | Rate Constraint in lbs/MMBtu | FALSE | L | Annual | Seasons Included | Seasons | Summer | Summer | Summer | Summer | Summer | Summer | Summer
IL Fac. Spec. - NOX Rate Summer v3.1, Unit 453 and retrofits | 467 | 7305 | Rate Constraint in lbs/MMBtu | FALSE | L | Annual | Standard NOX | lb/MMBtu | 0.25 | 0.25 | 0.25 | 0.25 | 0.25 | 0.25 | 0.25
IL Fac. Spec. - NOX Rate Summer v3.1, Unit 453 and retrofits | 467 | 7305 | Rate Constraint in lbs/MMBtu | FALSE | L | Annual | Emissions at Affected Plants NOX | Thousand Tons | 4.0664e-05 | 4.0664e-05 | 0 | 0 | 0 | 0 | 0
IL Fac. Spec. - NOX Rate Summer v3.1, Unit 453 and retrofits | 467 | 7305 | Rate Constraint in lbs/MMBtu | FALSE | L | Annual | Allowances Purchased NOX | Thousand Tons | 0 | 0 | 0 | 0 | 0 | 0 | 0
IL Fac. Spec. - NOX Rate Summer v3.1, Unit 453 and retrofits | 467 | 7305 | Rate Constraint in lbs/MMBtu | FALSE | L | Annual | Allowances Sold NOX | Thousand Tons | 0 | 0 | 0 | 0 | 0 | 0 | 0
IL Fac. Spec. - NOX Rate Summer v3.1, Unit 453 and retrofits | 467 | 7305 | Rate Constraint in lbs/MMBtu | FALSE | L | Annual | Allowances Banked | Thousand Tons | 0 | 0 | 0 | 0 | 0 | 0 | 0
IL Fac. Spec. - NOX Rate Summer v3.1, Unit 453 and retrofits | 467 | 7305 | Rate Constraint in lbs/MMBtu | FALSE | L | Annual | Allowances Withdrawn (1:1) | Thousand Tons | 0 | 0 | 0 | 0 | 0 | 0 | 0
IL Fac. Spec. - NOX Rate Summer v3.1, Unit 453 and retrofits | 467 | 7305 | Rate Constraint in lbs/MMBtu | FALSE | L | Annual | Allowances Withdrawn (1:n) | Thousand Tons | 0 | 0 | 0 | 0 | 0 | 0 | 0
IL Fac. Spec. - NOX Rate Summer v3.1, Unit 453 and retrofits | 467 | 7305 | Rate Constraint in lbs/MMBtu | FALSE | L | Annual | Total | Thousand Tons | 4.0664e-05 | 4.0664e-05 | 0 | 0 | 0 | 0 | 0
IL Fac. Spec. - NOX Rate Summer v3.1, Unit 453 and retrofits | 467 | 7305 | Rate Constraint in lbs/MMBtu | FALSE | L | Annual | Fuel Consumed | TBtu | 0.0034785 | 0.0034785 | 0 | 0 | 0 | 0 | 0
IL Fac. Spec. - NOX Rate Summer v3.1, Unit 453 and retrofits | 467 | 7305 | Rate Constraint in lbs/MMBtu | FALSE | L | Annual | Rate | lb/MMBtu | 0.02338 | 0.02338 | 0 | 0 | 0 | 0 | 0
IL Fac. Spec. - NOX Rate Summer v3.1, Unit 453 and retrofits | 467 | 7305 | Rate Constraint in lbs/MMBtu | FALSE | L | Annual | Generation | TWh | 0.00025799 | 0.00025799 | 0 | 0 | 0 | 0 | 0
IL Fac. Spec. - NOX Rate Summer v3.1, Unit 453 and retrofits | 467 | 7305 | Rate Constraint in lbs/MMBtu | FALSE | L | Annual | Qualifying Generation | TWh | 0.00025799 | 0.00025799 | 0 | 0 | 0 | 0 | 0
IL Fac. Spec. - NOX Rate Summer v3.1, Unit 453 and retrofits | 467 | 7305 | Rate Constraint in lbs/MMBtu | FALSE | L | Annual | Rate | lb/MWh | 0.31523 | 0.31523 | 0 | 0 | 0 | 0 | 0
IL Fac. Spec. - NOX Rate Summer v3.1, Unit 453 and retrofits | 467 | 7305 | Rate Constraint in lbs/MMBtu | FALSE | L | Annual | Constraint Shadow Price | US2022$/Ton | 0 | 0 | 0 | 0 | 0 | 0 | 0
IL Fac. Spec. - NOX Rate Summer v3.1, Unit 454 and retrofits | 468 | 7305 | Rate Constraint in lbs/MMBtu | FALSE | L | Annual | Seasons Included | Seasons | Summer | Summer | Summer | Summer | Summer | Summer | Summer
IL Fac. Spec. - NOX Rate Summer v3.1, Unit 454 and retrofits | 468 | 7305 | Rate Constraint in lbs/MMBtu | FALSE | L | Annual | Standard NOX | lb/MMBtu | 0.25 | 0.25 | 0.25 | 0.25 | 0.25 | 0.25 | 0.25
IL Fac. Spec. - NOX Rate Summer v3.1, Unit 454 and retrofits | 468 | 7305 | Rate Constraint in lbs/MMBtu | FALSE | L | Annual | Emissions at Affected Plants NOX | Thousand Tons | 3.1085e-05 | 3.1085e-05 | 0 | 0 | 0 | 0 | 0
IL Fac. Spec. - NOX Rate Summer v3.1, Unit 454 and retrofits | 468 | 7305 | Rate Constraint in lbs/MMBtu | FALSE | L | Annual | Allowances Purchased NOX | Thousand Tons | 0 | 0 | 0 | 0 | 0 | 0 | 0
IL Fac. Spec. - NOX Rate Summer v3.1, Unit 454 and retrofits | 468 | 7305 | Rate Constraint in lbs/MMBtu | FALSE | L | Annual | Allowances Sold NOX | Thousand Tons | 0 | 0 | 0 | 0 | 0 | 0 | 0
IL Fac. Spec. - NOX Rate Summer v3.1, Unit 454 and retrofits | 468 | 7305 | Rate Constraint in lbs/MMBtu | FALSE | L | Annual | Allowances Banked | Thousand Tons | 0 | 0 | 0 | 0 | 0 | 0 | 0
IL Fac. Spec. - NOX Rate Summer v3.1, Unit 454 and retrofits | 468 | 7305 | Rate Constraint in lbs/MMBtu | FALSE | L | Annual | Allowances Withdrawn (1:1) | Thousand Tons | 0 | 0 | 0 | 0 | 0 | 0 | 0
IL Fac. Spec. - NOX Rate Summer v3.1, Unit 454 and retrofits | 468 | 7305 | Rate Constraint in lbs/MMBtu | FALSE | L | Annual | Allowances Withdrawn (1:n) | Thousand Tons | 0 | 0 | 0 | 0 | 0 | 0 | 0
IL Fac. Spec. - NOX Rate Summer v3.1, Unit 454 and retrofits | 468 | 7305 | Rate Constraint in lbs/MMBtu | FALSE | L | Annual | Total | Thousand Tons | 3.1085e-05 | 3.1085e-05 | 0 | 0 | 0 | 0 | 0
IL Fac. Spec. - NOX Rate Summer v3.1, Unit 454 and retrofits | 468 | 7305 | Rate Constraint in lbs/MMBtu | FALSE | L | Annual | Fuel Consumed | TBtu | 0.003479 | 0.003479 | 0 | 0 | 0 | 0 | 0
IL Fac. Spec. - NOX Rate Summer v3.1, Unit 454 and retrofits | 468 | 7305 | Rate Constraint in lbs/MMBtu | FALSE | L | Annual | Rate | lb/MMBtu | 0.01787 | 0.01787 | 0 | 0 | 0 | 0 | 0
IL Fac. Spec. - NOX Rate Summer v3.1, Unit 454 and retrofits | 468 | 7305 | Rate Constraint in lbs/MMBtu | FALSE | L | Annual | Generation | TWh | 0.00025799 | 0.00025799 | 0 | 0 | 0 | 0 | 0
IL Fac. Spec. - NOX Rate Summer v3.1, Unit 454 and retrofits | 468 | 7305 | Rate Constraint in lbs/MMBtu | FALSE | L | Annual | Qualifying Generation | TWh | 0.00025799 | 0.00025799 | 0 | 0 | 0 | 0 | 0
IL Fac. Spec. - NOX Rate Summer v3.1, Unit 454 and retrofits | 468 | 7305 | Rate Constraint in lbs/MMBtu | FALSE | L | Annual | Rate | lb/MWh | 0.24098 | 0.24098 | 0 | 0 | 0 | 0 | 0
IL Fac. Spec. - NOX Rate Summer v3.1, Unit 454 and retrofits | 468 | 7305 | Rate Constraint in lbs/MMBtu | FALSE | L | Annual | Constraint Shadow Price | US2022$/Ton | 0 | 0 | 0 | 0 | 0 | 0 | 0
IL Fac. Spec. - NOX Rate Summer v3.1, Unit 455 and retrofits | 469 | 7305 | Rate Constraint in lbs/MMBtu | FALSE | L | Annual | Seasons Included | Seasons | Summer | Summer | Summer | Summer | Summer | Summer | Summer
IL Fac. Spec. - NOX Rate Summer v3.1, Unit 455 and retrofits | 469 | 7305 | Rate Constraint in lbs/MMBtu | FALSE | L | Annual | Standard NOX | lb/MMBtu | 0.25 | 0.25 | 0.25 | 0.25 | 0.25 | 0.25 | 0.25
IL Fac. Spec. - NOX Rate Summer v3.1, Unit 455 and retrofits | 469 | 7305 | Rate Constraint in lbs/MMBtu | FALSE | L | Annual | Emissions at Affected Plants NOX | Thousand Tons | 3.1885e-05 | 3.1885e-05 | 0 | 0 | 0 | 0 | 0
IL Fac. Spec. - NOX Rate Summer v3.1, Unit 455 and retrofits | 469 | 7305 | Rate Constraint in lbs/MMBtu | FALSE | L | Annual | Allowances Purchased NOX | Thousand Tons | 0 | 0 | 0 | 0 | 0 | 0 | 0
IL Fac. Spec. - NOX Rate Summer v3.1, Unit 455 and retrofits | 469 | 7305 | Rate Constraint in lbs/MMBtu | FALSE | L | Annual | Allowances Sold NOX | Thousand Tons | 0 | 0 | 0 | 0 | 0 | 0 | 0
IL Fac. Spec. - NOX Rate Summer v3.1, Unit 455 and retrofits | 469 | 7305 | Rate Constraint in lbs/MMBtu | FALSE | L | Annual | Allowances Banked | Thousand Tons | 0 | 0 | 0 | 0 | 0 | 0 | 0
IL Fac. Spec. - NOX Rate Summer v3.1, Unit 455 and retrofits | 469 | 7305 | Rate Constraint in lbs/MMBtu | FALSE | L | Annual | Allowances Withdrawn (1:1) | Thousand Tons | 0 | 0 | 0 | 0 | 0 | 0 | 0
IL Fac. Spec. - NOX Rate Summer v3.1, Unit 455 and retrofits | 469 | 7305 | Rate Constraint in lbs/MMBtu | FALSE | L | Annual | Allowances Withdrawn (1:n) | Thousand Tons | 0 | 0 | 0 | 0 | 0 | 0 | 0
IL Fac. Spec. - NOX Rate Summer v3.1, Unit 455 and retrofits | 469 | 7305 | Rate Constraint in lbs/MMBtu | FALSE | L | Annual | Total | Thousand Tons | 3.1885e-05 | 3.1885e-05 | 0 | 0 | 0 | 0 | 0
IL Fac. Spec. - NOX Rate Summer v3.1, Unit 455 and retrofits | 469 | 7305 | Rate Constraint in lbs/MMBtu | FALSE | L | Annual | Fuel Consumed | TBtu | 0.003479 | 0.003479 | 0 | 0 | 0 | 0 | 0
IL Fac. Spec. - NOX Rate Summer v3.1, Unit 455 and retrofits | 469 | 7305 | Rate Constraint in lbs/MMBtu | FALSE | L | Annual | Rate | lb/MMBtu | 0.01833 | 0.01833 | 0 | 0 | 0 | 0 | 0
IL Fac. Spec. - NOX Rate Summer v3.1, Unit 455 and retrofits | 469 | 7305 | Rate Constraint in lbs/MMBtu | FALSE | L | Annual | Generation | TWh | 0.00025799 | 0.00025799 | 0 | 0 | 0 | 0 | 0
IL Fac. Spec. - NOX Rate Summer v3.1, Unit 455 and retrofits | 469 | 7305 | Rate Constraint in lbs/MMBtu | FALSE | L | Annual | Qualifying Generation | TWh | 0.00025799 | 0.00025799 | 0 | 0 | 0 | 0 | 0
IL Fac. Spec. - NOX Rate Summer v3.1, Unit 455 and retrofits | 469 | 7305 | Rate Constraint in lbs/MMBtu | FALSE | L | Annual | Rate | lb/MWh | 0.24718 | 0.24718 | 0 | 0 | 0 | 0 | 0
IL Fac. Spec. - NOX Rate Summer v3.1, Unit 455 and retrofits | 469 | 7305 | Rate Constraint in lbs/MMBtu | FALSE | L | Annual | Constraint Shadow Price | US2022$/Ton | 0 | 0 | 0 | 0 | 0 | 0 | 0
IL Fac. Spec. - NOX Rate Summer v3.1, Unit 456 and retrofits | 470 | 7305 | Rate Constraint in lbs/MMBtu | FALSE | L | Annual | Seasons Included | Seasons | Summer | Summer | Summer | Summer | Summer | Summer | Summer
IL Fac. Spec. - NOX Rate Summer v3.1, Unit 456 and retrofits | 470 | 7305 | Rate Constraint in lbs/MMBtu | FALSE | L | Annual | Standard NOX | lb/MMBtu | 0.25 | 0.25 | 0.25 | 0.25 | 0.25 | 0.25 | 0.25
IL Fac. Spec. - NOX Rate Summer v3.1, Unit 456 and retrofits | 470 | 7305 | Rate Constraint in lbs/MMBtu | FALSE | L | Annual | Emissions at Affected Plants NOX | Thousand Tons | 4.027e-05 | 4.027e-05 | 0 | 0 | 0 | 0 | 0
IL Fac. Spec. - NOX Rate Summer v3.1, Unit 456 and retrofits | 470 | 7305 | Rate Constraint in lbs/MMBtu | FALSE | L | Annual | Allowances Purchased NOX | Thousand Tons | 0 | 0 | 0 | 0 | 0 | 0 | 0
IL Fac. Spec. - NOX Rate Summer v3.1, Unit 456 and retrofits | 470 | 7305 | Rate Constraint in lbs/MMBtu | FALSE | L | Annual | Allowances Sold NOX | Thousand Tons | 0 | 0 | 0 | 0 | 0 | 0 | 0
IL Fac. Spec. - NOX Rate Summer v3.1, Unit 456 and retrofits | 470 | 7305 | Rate Constraint in lbs/MMBtu | FALSE | L | Annual | Allowances Banked | Thousand Tons | 0 | 0 | 0 | 0 | 0 | 0 | 0
IL Fac. Spec. - NOX Rate Summer v3.1, Unit 456 and retrofits | 470 | 7305 | Rate Constraint in lbs/MMBtu | FALSE | L | Annual | Allowances Withdrawn (1:1) | Thousand Tons | 0 | 0 | 0 | 0 | 0 | 0 | 0
IL Fac. Spec. - NOX Rate Summer v3.1, Unit 456 and retrofits | 470 | 7305 | Rate Constraint in lbs/MMBtu | FALSE | L | Annual | Allowances Withdrawn (1:n) | Thousand Tons | 0 | 0 | 0 | 0 | 0 | 0 | 0
IL Fac. Spec. - NOX Rate Summer v3.1, Unit 456 and retrofits | 470 | 7305 | Rate Constraint in lbs/MMBtu | FALSE | L | Annual | Total | Thousand Tons | 4.027e-05 | 4.027e-05 | 0 | 0 | 0 | 0 | 0
IL Fac. Spec. - NOX Rate Summer v3.1, Unit 456 and retrofits | 470 | 7305 | Rate Constraint in lbs/MMBtu | FALSE | L | Annual | Fuel Consumed | TBtu | 0.003479 | 0.003479 | 0 | 0 | 0 | 0 | 0
IL Fac. Spec. - NOX Rate Summer v3.1, Unit 456 and retrofits | 470 | 7305 | Rate Constraint in lbs/MMBtu | FALSE | L | Annual | Rate | lb/MMBtu | 0.02315 | 0.02315 | 0 | 0 | 0 | 0 | 0
IL Fac. Spec. - NOX Rate Summer v3.1, Unit 456 and retrofits | 470 | 7305 | Rate Constraint in lbs/MMBtu | FALSE | L | Annual | Generation | TWh | 0.00025799 | 0.00025799 | 0 | 0 | 0 | 0 | 0
IL Fac. Spec. - NOX Rate Summer v3.1, Unit 456 and retrofits | 470 | 7305 | Rate Constraint in lbs/MMBtu | FALSE | L | Annual | Qualifying Generation | TWh | 0.00025799 | 0.00025799 | 0 | 0 | 0 | 0 | 0
IL Fac. Spec. - NOX Rate Summer v3.1, Unit 456 and retrofits | 470 | 7305 | Rate Constraint in lbs/MMBtu | FALSE | L | Annual | Rate | lb/MWh | 0.31218 | 0.31218 | 0 | 0 | 0 | 0 | 0
IL Fac. Spec. - NOX Rate Summer v3.1, Unit 456 and retrofits | 470 | 7305 | Rate Constraint in lbs/MMBtu | FALSE | L | Annual | Constraint Shadow Price | US2022$/Ton | 0 | 0 | 0 | 0 | 0 | 0 | 0
IL Fac. Spec. - NOX Rate Summer v3.1, Unit 457 and retrofits | 471 | 7305 | Rate Constraint in lbs/MMBtu | FALSE | L | Annual | Seasons Included | Seasons | Summer | Summer | Summer | Summer | Summer | Summer | Summer
IL Fac. Spec. - NOX Rate Summer v3.1, Unit 457 and retrofits | 471 | 7305 | Rate Constraint in lbs/MMBtu | FALSE | L | Annual | Standard NOX | lb/MMBtu | 0.25 | 0.25 | 0.25 | 0.25 | 0.25 | 0.25 | 0.25
IL Fac. Spec. - NOX Rate Summer v3.1, Unit 457 and retrofits | 471 | 7305 | Rate Constraint in lbs/MMBtu | FALSE | L | Annual | Emissions at Affected Plants NOX | Thousand Tons | 3.8339e-05 | 3.8339e-05 | 0 | 0 | 0 | 0 | 0
IL Fac. Spec. - NOX Rate Summer v3.1, Unit 457 and retrofits | 471 | 7305 | Rate Constraint in lbs/MMBtu | FALSE | L | Annual | Allowances Purchased NOX | Thousand Tons | 0 | 0 | 0 | 0 | 0 | 0 | 0
IL Fac. Spec. - NOX Rate Summer v3.1, Unit 457 and retrofits | 471 | 7305 | Rate Constraint in lbs/MMBtu | FALSE | L | Annual | Allowances Sold NOX | Thousand Tons | 0 | 0 | 0 | 0 | 0 | 0 | 0
IL Fac. Spec. - NOX Rate Summer v3.1, Unit 457 and retrofits | 471 | 7305 | Rate Constraint in lbs/MMBtu | FALSE | L | Annual | Allowances Banked | Thousand Tons | 0 | 0 | 0 | 0 | 0 | 0 | 0
IL Fac. Spec. - NOX Rate Summer v3.1, Unit 457 and retrofits | 471 | 7305 | Rate Constraint in lbs/MMBtu | FALSE | L | Annual | Allowances Withdrawn (1:1) | Thousand Tons | 0 | 0 | 0 | 0 | 0 | 0 | 0
IL Fac. Spec. - NOX Rate Summer v3.1, Unit 457 and retrofits | 471 | 7305 | Rate Constraint in lbs/MMBtu | FALSE | L | Annual | Allowances Withdrawn (1:n) | Thousand Tons | 0 | 0 | 0 | 0 | 0 | 0 | 0
IL Fac. Spec. - NOX Rate Summer v3.1, Unit 457 and retrofits | 471 | 7305 | Rate Constraint in lbs/MMBtu | FALSE | L | Annual | Total | Thousand Tons | 3.8339e-05 | 3.8339e-05 | 0 | 0 | 0 | 0 | 0
IL Fac. Spec. - NOX Rate Summer v3.1, Unit 457 and retrofits | 471 | 7305 | Rate Constraint in lbs/MMBtu | FALSE | L | Annual | Fuel Consumed | TBtu | 0.003479 | 0.003479 | 0 | 0 | 0 | 0 | 0
IL Fac. Spec. - NOX Rate Summer v3.1, Unit 457 and retrofits | 471 | 7305 | Rate Constraint in lbs/MMBtu | FALSE | L | Annual | Rate | lb/MMBtu | 0.02204 | 0.02204 | 0 | 0 | 0 | 0 | 0
IL Fac. Spec. - NOX Rate Summer v3.1, Unit 457 and retrofits | 471 | 7305 | Rate Constraint in lbs/MMBtu | FALSE | L | Annual | Generation | TWh | 0.00025799 | 0.00025799 | 0 | 0 | 0 | 0 | 0
IL Fac. Spec. - NOX Rate Summer v3.1, Unit 457 and retrofits | 471 | 7305 | Rate Constraint in lbs/MMBtu | FALSE | L | Annual | Qualifying Generation | TWh | 0.00025799 | 0.00025799 | 0 | 0 | 0 | 0 | 0
IL Fac. Spec. - NOX Rate Summer v3.1, Unit 457 and retrofits | 471 | 7305 | Rate Constraint in lbs/MMBtu | FALSE | L | Annual | Rate | lb/MWh | 0.29721 | 0.29721 | 0 | 0 | 0 | 0 | 0
IL Fac. Spec. - NOX Rate Summer v3.1, Unit 457 and retrofits | 471 | 7305 | Rate Constraint in lbs/MMBtu | FALSE | L | Annual | Constraint Shadow Price | US2022$/Ton | 0 | 0 | 0 | 0 | 0 | 0 | 0
IL Fac. Spec. - NOX Rate Summer v3.1, Unit 458 and retrofits | 472 | 7305 | Rate Constraint in lbs/MMBtu | FALSE | L | Annual | Seasons Included | Seasons | Summer | Summer | Summer | Summer | Summer | Summer | Summer
IL Fac. Spec. - NOX Rate Summer v3.1, Unit 458 and retrofits | 472 | 7305 | Rate Constraint in lbs/MMBtu | FALSE | L | Annual | Standard NOX | lb/MMBtu | 0.25 | 0.25 | 0.25 | 0.25 | 0.25 | 0.25 | 0.25
IL Fac. Spec. - NOX Rate Summer v3.1, Unit 458 and retrofits | 472 | 7305 | Rate Constraint in lbs/MMBtu | FALSE | L | Annual | Emissions at Affected Plants NOX | Thousand Tons | 3.9017e-05 | 3.9017e-05 | 0 | 0 | 0 | 0 | 0
IL Fac. Spec. - NOX Rate Summer v3.1, Unit 458 and retrofits | 472 | 7305 | Rate Constraint in lbs/MMBtu | FALSE | L | Annual | Allowances Purchased NOX | Thousand Tons | 0 | 0 | 0 | 0 | 0 | 0 | 0
IL Fac. Spec. - NOX Rate Summer v3.1, Unit 458 and retrofits | 472 | 7305 | Rate Constraint in lbs/MMBtu | FALSE | L | Annual | Allowances Sold NOX | Thousand Tons | 0 | 0 | 0 | 0 | 0 | 0 | 0
IL Fac. Spec. - NOX Rate Summer v3.1, Unit 458 and retrofits | 472 | 7305 | Rate Constraint in lbs/MMBtu | FALSE | L | Annual | Allowances Banked | Thousand Tons | 0 | 0 | 0 | 0 | 0 | 0 | 0
IL Fac. Spec. - NOX Rate Summer v3.1, Unit 458 and retrofits | 472 | 7305 | Rate Constraint in lbs/MMBtu | FALSE | L | Annual | Allowances Withdrawn (1:1) | Thousand Tons | 0 | 0 | 0 | 0 | 0 | 0 | 0
IL Fac. Spec. - NOX Rate Summer v3.1, Unit 458 and retrofits | 472 | 7305 | Rate Constraint in lbs/MMBtu | FALSE | L | Annual | Allowances Withdrawn (1:n) | Thousand Tons | 0 | 0 | 0 | 0 | 0 | 0 | 0
IL Fac. Spec. - NOX Rate Summer v3.1, Unit 458 and retrofits | 472 | 7305 | Rate Constraint in lbs/MMBtu | FALSE | L | Annual | Total | Thousand Tons | 3.9017e-05 | 3.9017e-05 | 0 | 0 | 0 | 0 | 0
IL Fac. Spec. - NOX Rate Summer v3.1, Unit 458 and retrofits | 472 | 7305 | Rate Constraint in lbs/MMBtu | FALSE | L | Annual | Fuel Consumed | TBtu | 0.003479 | 0.003479 | 0 | 0 | 0 | 0 | 0
IL Fac. Spec. - NOX Rate Summer v3.1, Unit 458 and retrofits | 472 | 7305 | Rate Constraint in lbs/MMBtu | FALSE | L | Annual | Rate | lb/MMBtu | 0.02243 | 0.02243 | 0 | 0 | 0 | 0 | 0
IL Fac. Spec. - NOX Rate Summer v3.1, Unit 458 and retrofits | 472 | 7305 | Rate Constraint in lbs/MMBtu | FALSE | L | Annual | Generation | TWh | 0.00025799 | 0.00025799 | 0 | 0 | 0 | 0 | 0
IL Fac. Spec. - NOX Rate Summer v3.1, Unit 458 and retrofits | 472 | 7305 | Rate Constraint in lbs/MMBtu | FALSE | L | Annual | Qualifying Generation | TWh | 0.00025799 | 0.00025799 | 0 | 0 | 0 | 0 | 0
IL Fac. Spec. - NOX Rate Summer v3.1, Unit 458 and retrofits | 472 | 7305 | Rate Constraint in lbs/MMBtu | FALSE | L | Annual | Rate | lb/MWh | 0.30247 | 0.30247 | 0 | 0 | 0 | 0 | 0
IL Fac. Spec. - NOX Rate Summer v3.1, Unit 458 and retrofits | 472 | 7305 | Rate Constraint in lbs/MMBtu | FALSE | L | Annual | Constraint Shadow Price | US2022$/Ton | 0 | 0 | 0 | 0 | 0 | 0 | 0
IL Fac. Spec. - NOX Rate Summer v3.1, Unit 459 and retrofits | 473 | 7305 | Rate Constraint in lbs/MMBtu | FALSE | L | Annual | Seasons Included | Seasons | Summer | Summer | Summer | Summer | Summer | Summer | Summer
IL Fac. Spec. - NOX Rate Summer v3.1, Unit 459 and retrofits | 473 | 7305 | Rate Constraint in lbs/MMBtu | FALSE | L | Annual | Standard NOX | lb/MMBtu | 0.25 | 0.25 | 0.25 | 0.25 | 0.25 | 0.25 | 0.25
IL Fac. Spec. - NOX Rate Summer v3.1, Unit 459 and retrofits | 473 | 7305 | Rate Constraint in lbs/MMBtu | FALSE | L | Annual | Emissions at Affected Plants NOX | Thousand Tons | 4.3883e-05 | 1.8821e-05 | 0 | 0 | 0 | 0 | 0
IL Fac. Spec. - NOX Rate Summer v3.1, Unit 459 and retrofits | 473 | 7305 | Rate Constraint in lbs/MMBtu | FALSE | L | Annual | Allowances Purchased NOX | Thousand Tons | 0 | 0 | 0 | 0 | 0 | 0 | 0
IL Fac. Spec. - NOX Rate Summer v3.1, Unit 459 and retrofits | 473 | 7305 | Rate Constraint in lbs/MMBtu | FALSE | L | Annual | Allowances Sold NOX | Thousand Tons | 0 | 0 | 0 | 0 | 0 | 0 | 0
IL Fac. Spec. - NOX Rate Summer v3.1, Unit 459 and retrofits | 473 | 7305 | Rate Constraint in lbs/MMBtu | FALSE | L | Annual | Allowances Banked | Thousand Tons | 0 | 0 | 0 | 0 | 0 | 0 | 0
IL Fac. Spec. - NOX Rate Summer v3.1, Unit 459 and retrofits | 473 | 7305 | Rate Constraint in lbs/MMBtu | FALSE | L | Annual | Allowances Withdrawn (1:1) | Thousand Tons | 0 | 0 | 0 | 0 | 0 | 0 | 0
IL Fac. Spec. - NOX Rate Summer v3.1, Unit 459 and retrofits | 473 | 7305 | Rate Constraint in lbs/MMBtu | FALSE | L | Annual | Allowances Withdrawn (1:n) | Thousand Tons | 0 | 0 | 0 | 0 | 0 | 0 | 0
IL Fac. Spec. - NOX Rate Summer v3.1, Unit 459 and retrofits | 473 | 7305 | Rate Constraint in lbs/MMBtu | FALSE | L | Annual | Total | Thousand Tons | 4.3883e-05 | 1.8821e-05 | 0 | 0 | 0 | 0 | 0
IL Fac. Spec. - NOX Rate Summer v3.1, Unit 459 and retrofits | 473 | 7305 | Rate Constraint in lbs/MMBtu | FALSE | L | Annual | Fuel Consumed | TBtu | 0.0036417 | 0.0015619 | 0 | 0 | 0 | 0 | 0
IL Fac. Spec. - NOX Rate Summer v3.1, Unit 459 and retrofits | 473 | 7305 | Rate Constraint in lbs/MMBtu | FALSE | L | Annual | Rate | lb/MMBtu | 0.0241 | 0.0241 | 0 | 0 | 0 | 0 | 0
IL Fac. Spec. - NOX Rate Summer v3.1, Unit 459 and retrofits | 473 | 7305 | Rate Constraint in lbs/MMBtu | FALSE | L | Annual | Generation | TWh | 0.00026874 | 0.00011526 | 0 | 0 | 0 | 0 | 0
IL Fac. Spec. - NOX Rate Summer v3.1, Unit 459 and retrofits | 473 | 7305 | Rate Constraint in lbs/MMBtu | FALSE | L | Annual | Qualifying Generation | TWh | 0.00026874 | 0.00011526 | 0 | 0 | 0 | 0 | 0
IL Fac. Spec. - NOX Rate Summer v3.1, Unit 459 and retrofits | 473 | 7305 | Rate Constraint in lbs/MMBtu | FALSE | L | Annual | Rate | lb/MWh | 0.32658 | 0.32658 | 0 | 0 | 0 | 0 | 0
IL Fac. Spec. - NOX Rate Summer v3.1, Unit 459 and retrofits | 473 | 7305 | Rate Constraint in lbs/MMBtu | FALSE | L | Annual | Constraint Shadow Price | US2022$/Ton | 0 | 0 | 0 | 0 | 0 | 0 | 0
IL Fac. Spec. - NOX Rate Summer v3.1, Unit 460 and retrofits | 474 | 7305 | Rate Constraint in lbs/MMBtu | FALSE | L | Annual | Seasons Included | Seasons | Summer | Summer | Summer | Summer | Summer | Summer | Summer
IL Fac. Spec. - NOX Rate Summer v3.1, Unit 460 and retrofits | 474 | 7305 | Rate Constraint in lbs/MMBtu | FALSE | L | Annual | Standard NOX | lb/MMBtu | 0.25 | 0.25 | 0.25 | 0.25 | 0.25 | 0.25 | 0.25
IL Fac. Spec. - NOX Rate Summer v3.1, Unit 460 and retrofits | 474 | 7305 | Rate Constraint in lbs/MMBtu | FALSE | L | Annual | Emissions at Affected Plants NOX | Thousand Tons | 4.28e-05 | 0 | 0 | 0 | 0 | 0 | 0
IL Fac. Spec. - NOX Rate Summer v3.1, Unit 460 and retrofits | 474 | 7305 | Rate Constraint in lbs/MMBtu | FALSE | L | Annual | Allowances Purchased NOX | Thousand Tons | 0 | 0 | 0 | 0 | 0 | 0 | 0
IL Fac. Spec. - NOX Rate Summer v3.1, Unit 460 and retrofits | 474 | 7305 | Rate Constraint in lbs/MMBtu | FALSE | L | Annual | Allowances Sold NOX | Thousand Tons | 0 | 0 | 0 | 0 | 0 | 0 | 0
IL Fac. Spec. - NOX Rate Summer v3.1, Unit 460 and retrofits | 474 | 7305 | Rate Constraint in lbs/MMBtu | FALSE | L | Annual | Allowances Banked | Thousand Tons | 0 | 0 | 0 | 0 | 0 | 0 | 0
IL Fac. Spec. - NOX Rate Summer v3.1, Unit 460 and retrofits | 474 | 7305 | Rate Constraint in lbs/MMBtu | FALSE | L | Annual | Allowances Withdrawn (1:1) | Thousand Tons | 0 | 0 | 0 | 0 | 0 | 0 | 0
IL Fac. Spec. - NOX Rate Summer v3.1, Unit 460 and retrofits | 474 | 7305 | Rate Constraint in lbs/MMBtu | FALSE | L | Annual | Allowances Withdrawn (1:n) | Thousand Tons | 0 | 0 | 0 | 0 | 0 | 0 | 0
IL Fac. Spec. - NOX Rate Summer v3.1, Unit 460 and retrofits | 474 | 7305 | Rate Constraint in lbs/MMBtu | FALSE | L | Annual | Total | Thousand Tons | 4.28e-05 | 0 | 0 | 0 | 0 | 0 | 0
IL Fac. Spec. - NOX Rate Summer v3.1, Unit 460 and retrofits | 474 | 7305 | Rate Constraint in lbs/MMBtu | FALSE | L | Annual | Fuel Consumed | TBtu | 0.0036425 | 0 | 0 | 0 | 0 | 0 | 0
IL Fac. Spec. - NOX Rate Summer v3.1, Unit 460 and retrofits | 474 | 7305 | Rate Constraint in lbs/MMBtu | FALSE | L | Annual | Rate | lb/MMBtu | 0.0235 | 0 | 0 | 0 | 0 | 0 | 0
IL Fac. Spec. - NOX Rate Summer v3.1, Unit 460 and retrofits | 474 | 7305 | Rate Constraint in lbs/MMBtu | FALSE | L | Annual | Generation | TWh | 0.00026874 | 0 | 0 | 0 | 0 | 0 | 0
IL Fac. Spec. - NOX Rate Summer v3.1, Unit 460 and retrofits | 474 | 7305 | Rate Constraint in lbs/MMBtu | FALSE | L | Annual | Qualifying Generation | TWh | 0.00026874 | 0 | 0 | 0 | 0 | 0 | 0
IL Fac. Spec. - NOX Rate Summer v3.1, Unit 460 and retrofits | 474 | 7305 | Rate Constraint in lbs/MMBtu | FALSE | L | Annual | Rate | lb/MWh | 0.31852 | 0 | 0 | 0 | 0 | 0 | 0
IL Fac. Spec. - NOX Rate Summer v3.1, Unit 460 and retrofits | 474 | 7305 | Rate Constraint in lbs/MMBtu | FALSE | L | Annual | Constraint Shadow Price | US2022$/Ton | 0 | 0 | 0 | 0 | 0 | 0 | 0
IL Fac. Spec. - NOX Rate Summer v3.1, Unit 461 and retrofits | 475 | 7305 | Rate Constraint in lbs/MMBtu | FALSE | L | Annual | Seasons Included | Seasons | Summer | Summer | Summer | Summer | Summer | Summer | Summer
IL Fac. Spec. - NOX Rate Summer v3.1, Unit 461 and retrofits | 475 | 7305 | Rate Constraint in lbs/MMBtu | FALSE | L | Annual | Standard NOX | lb/MMBtu | 0.25 | 0.25 | 0.25 | 0.25 | 0.25 | 0.25 | 0.25
IL Fac. Spec. - NOX Rate Summer v3.1, Unit 461 and retrofits | 475 | 7305 | Rate Constraint in lbs/MMBtu | FALSE | L | Annual | Emissions at Affected Plants NOX | Thousand Tons | 3.954e-05 | 0 | 0 | 0 | 0 | 0 | 0
IL Fac. Spec. - NOX Rate Summer v3.1, Unit 461 and retrofits | 475 | 7305 | Rate Constraint in lbs/MMBtu | FALSE | L | Annual | Allowances Purchased NOX | Thousand Tons | 0 | 0 | 0 | 0 | 0 | 0 | 0
IL Fac. Spec. - NOX Rate Summer v3.1, Unit 461 and retrofits | 475 | 7305 | Rate Constraint in lbs/MMBtu | FALSE | L | Annual | Allowances Sold NOX | Thousand Tons | 0 | 0 | 0 | 0 | 0 | 0 | 0
IL Fac. Spec. - NOX Rate Summer v3.1, Unit 461 and retrofits | 475 | 7305 | Rate Constraint in lbs/MMBtu | FALSE | L | Annual | Allowances Banked | Thousand Tons | 0 | 0 | 0 | 0 | 0 | 0 | 0
IL Fac. Spec. - NOX Rate Summer v3.1, Unit 461 and retrofits | 475 | 7305 | Rate Constraint in lbs/MMBtu | FALSE | L | Annual | Allowances Withdrawn (1:1) | Thousand Tons | 0 | 0 | 0 | 0 | 0 | 0 | 0
IL Fac. Spec. - NOX Rate Summer v3.1, Unit 461 and retrofits | 475 | 7305 | Rate Constraint in lbs/MMBtu | FALSE | L | Annual | Allowances Withdrawn (1:n) | Thousand Tons | 0 | 0 | 0 | 0 | 0 | 0 | 0
IL Fac. Spec. - NOX Rate Summer v3.1, Unit 461 and retrofits | 475 | 7305 | Rate Constraint in lbs/MMBtu | FALSE | L | Annual | Total | Thousand Tons | 3.954e-05 | 0 | 0 | 0 | 0 | 0 | 0
IL Fac. Spec. - NOX Rate Summer v3.1, Unit 461 and retrofits | 475 | 7305 | Rate Constraint in lbs/MMBtu | FALSE | L | Annual | Fuel Consumed | TBtu | 0.0036425 | 0 | 0 | 0 | 0 | 0 | 0
IL Fac. Spec. - NOX Rate Summer v3.1, Unit 461 and retrofits | 475 | 7305 | Rate Constraint in lbs/MMBtu | FALSE | L | Annual | Rate | lb/MMBtu | 0.02171 | 0 | 0 | 0 | 0 | 0 | 0
IL Fac. Spec. - NOX Rate Summer v3.1, Unit 461 and retrofits | 475 | 7305 | Rate Constraint in lbs/MMBtu | FALSE | L | Annual | Generation | TWh | 0.00026874 | 0 | 0 | 0 | 0 | 0 | 0
IL Fac. Spec. - NOX Rate Summer v3.1, Unit 461 and retrofits | 475 | 7305 | Rate Constraint in lbs/MMBtu | FALSE | L | Annual | Qualifying Generation | TWh | 0.00026874 | 0 | 0 | 0 | 0 | 0 | 0
IL Fac. Spec. - NOX Rate Summer v3.1, Unit 461 and retrofits | 475 | 7305 | Rate Constraint in lbs/MMBtu | FALSE | L | Annual | Rate | lb/MWh | 0.29426 | 0 | 0 | 0 | 0 | 0 | 0
IL Fac. Spec. - NOX Rate Summer v3.1, Unit 461 and retrofits | 475 | 7305 | Rate Constraint in lbs/MMBtu | FALSE | L | Annual | Constraint Shadow Price | US2022$/Ton | 0 | 0 | 0 | 0 | 0 | 0 | 0
IL Fac. Spec. - NOX Rate Summer v3.1, Unit 462 and retrofits | 476 | 7305 | Rate Constraint in lbs/MMBtu | FALSE | L | Annual | Seasons Included | Seasons | Summer | Summer | Summer | Summer | Summer | Summer | Summer
IL Fac. Spec. - NOX Rate Summer v3.1, Unit 462 and retrofits | 476 | 7305 | Rate Constraint in lbs/MMBtu | FALSE | L | Annual | Standard NOX | lb/MMBtu | 0.25 | 0.25 | 0.25 | 0.25 | 0.25 | 0.25 | 0.25
IL Fac. Spec. - NOX Rate Summer v3.1, Unit 462 and retrofits | 476 | 7305 | Rate Constraint in lbs/MMBtu | FALSE | L | Annual | Emissions at Affected Plants NOX | Thousand Tons | 4.0851e-05 | 0 | 0 | 0 | 0 | 0 | 0
IL Fac. Spec. - NOX Rate Summer v3.1, Unit 462 and retrofits | 476 | 7305 | Rate Constraint in lbs/MMBtu | FALSE | L | Annual | Allowances Purchased NOX | Thousand Tons | 0 | 0 | 0 | 0 | 0 | 0 | 0
IL Fac. Spec. - NOX Rate Summer v3.1, Unit 462 and retrofits | 476 | 7305 | Rate Constraint in lbs/MMBtu | FALSE | L | Annual | Allowances Sold NOX | Thousand Tons | 0 | 0 | 0 | 0 | 0 | 0 | 0
IL Fac. Spec. - NOX Rate Summer v3.1, Unit 462 and retrofits | 476 | 7305 | Rate Constraint in lbs/MMBtu | FALSE | L | Annual | Allowances Banked | Thousand Tons | 0 | 0 | 0 | 0 | 0 | 0 | 0
IL Fac. Spec. - NOX Rate Summer v3.1, Unit 462 and retrofits | 476 | 7305 | Rate Constraint in lbs/MMBtu | FALSE | L | Annual | Allowances Withdrawn (1:1) | Thousand Tons | 0 | 0 | 0 | 0 | 0 | 0 | 0
IL Fac. Spec. - NOX Rate Summer v3.1, Unit 462 and retrofits | 476 | 7305 | Rate Constraint in lbs/MMBtu | FALSE | L | Annual | Allowances Withdrawn (1:n) | Thousand Tons | 0 | 0 | 0 | 0 | 0 | 0 | 0
IL Fac. Spec. - NOX Rate Summer v3.1, Unit 462 and retrofits | 476 | 7305 | Rate Constraint in lbs/MMBtu | FALSE | L | Annual | Total | Thousand Tons | 4.0851e-05 | 0 | 0 | 0 | 0 | 0 | 0
IL Fac. Spec. - NOX Rate Summer v3.1, Unit 462 and retrofits | 476 | 7305 | Rate Constraint in lbs/MMBtu | FALSE | L | Annual | Fuel Consumed | TBtu | 0.0036425 | 0 | 0 | 0 | 0 | 0 | 0
IL Fac. Spec. - NOX Rate Summer v3.1, Unit 462 and retrofits | 476 | 7305 | Rate Constraint in lbs/MMBtu | FALSE | L | Annual | Rate | lb/MMBtu | 0.02243 | 0 | 0 | 0 | 0 | 0 | 0
IL Fac. Spec. - NOX Rate Summer v3.1, Unit 462 and retrofits | 476 | 7305 | Rate Constraint in lbs/MMBtu | FALSE | L | Annual | Generation | TWh | 0.00026874 | 0 | 0 | 0 | 0 | 0 | 0
IL Fac. Spec. - NOX Rate Summer v3.1, Unit 462 and retrofits | 476 | 7305 | Rate Constraint in lbs/MMBtu | FALSE | L | Annual | Qualifying Generation | TWh | 0.00026874 | 0 | 0 | 0 | 0 | 0 | 0
IL Fac. Spec. - NOX Rate Summer v3.1, Unit 462 and retrofits | 476 | 7305 | Rate Constraint in lbs/MMBtu | FALSE | L | Annual | Rate | lb/MWh | 0.30402 | 0 | 0 | 0 | 0 | 0 | 0
IL Fac. Spec. - NOX Rate Summer v3.1, Unit 462 and retrofits | 476 | 7305 | Rate Constraint in lbs/MMBtu | FALSE | L | Annual | Constraint Shadow Price | US2022$/Ton | 0 | 0 | 0 | 0 | 0 | 0 | 0
IL Fac. Spec. - NOX Rate Summer v3.1, Unit 463 and retrofits | 477 | 7305 | Rate Constraint in lbs/MMBtu | FALSE | L | Annual | Seasons Included | Seasons | Summer | Summer | Summer | Summer | Summer | Summer | Summer
IL Fac. Spec. - NOX Rate Summer v3.1, Unit 463 and retrofits | 477 | 7305 | Rate Constraint in lbs/MMBtu | FALSE | L | Annual | Standard NOX | lb/MMBtu | 0.25 | 0.25 | 0.25 | 0.25 | 0.25 | 0.25 | 0.25
IL Fac. Spec. - NOX Rate Summer v3.1, Unit 463 and retrofits | 477 | 7305 | Rate Constraint in lbs/MMBtu | FALSE | L | Annual | Emissions at Affected Plants NOX | Thousand Tons | 0.0055448 | 0.0047527 | 0.0015842 | 0.00030715 | 0 | 0 | 0
IL Fac. Spec. - NOX Rate Summer v3.1, Unit 463 and retrofits | 477 | 7305 | Rate Constraint in lbs/MMBtu | FALSE | L | Annual | Allowances Purchased NOX | Thousand Tons | 0 | 0 | 0 | 0 | 0 | 0 | 0
IL Fac. Spec. - NOX Rate Summer v3.1, Unit 463 and retrofits | 477 | 7305 | Rate Constraint in lbs/MMBtu | FALSE | L | Annual | Allowances Sold NOX | Thousand Tons | 0 | 0 | 0 | 0 | 0 | 0 | 0
IL Fac. Spec. - NOX Rate Summer v3.1, Unit 463 and retrofits | 477 | 7305 | Rate Constraint in lbs/MMBtu | FALSE | L | Annual | Allowances Banked | Thousand Tons | 0 | 0 | 0 | 0 | 0 | 0 | 0
IL Fac. Spec. - NOX Rate Summer v3.1, Unit 463 and retrofits | 477 | 7305 | Rate Constraint in lbs/MMBtu | FALSE | L | Annual | Allowances Withdrawn (1:1) | Thousand Tons | 0 | 0 | 0 | 0 | 0 | 0 | 0
IL Fac. Spec. - NOX Rate Summer v3.1, Unit 463 and retrofits | 477 | 7305 | Rate Constraint in lbs/MMBtu | FALSE | L | Annual | Allowances Withdrawn (1:n) | Thousand Tons | 0 | 0 | 0 | 0 | 0 | 0 | 0
IL Fac. Spec. - NOX Rate Summer v3.1, Unit 463 and retrofits | 477 | 7305 | Rate Constraint in lbs/MMBtu | FALSE | L | Annual | Total | Thousand Tons | 0.0055448 | 0.0047527 | 0.0015842 | 0.00030715 | 0 | 0 | 0
IL Fac. Spec. - NOX Rate Summer v3.1, Unit 463 and retrofits | 477 | 7305 | Rate Constraint in lbs/MMBtu | FALSE | L | Annual | Fuel Consumed | TBtu | 0.13706 | 0.11748 | 0.03916 | 0.0075923 | 0 | 0 | 0
IL Fac. Spec. - NOX Rate Summer v3.1, Unit 463 and retrofits | 477 | 7305 | Rate Constraint in lbs/MMBtu | FALSE | L | Annual | Rate | lb/MMBtu | 0.08091 | 0.08091 | 0.08091 | 0.08091 | 0 | 0 | 0
IL Fac. Spec. - NOX Rate Summer v3.1, Unit 463 and retrofits | 477 | 7305 | Rate Constraint in lbs/MMBtu | FALSE | L | Annual | Generation | TWh | 0.012756 | 0.010934 | 0.0036445 | 0.00070659 | 0 | 0 | 0
IL Fac. Spec. - NOX Rate Summer v3.1, Unit 463 and retrofits | 477 | 7305 | Rate Constraint in lbs/MMBtu | FALSE | L | Annual | Qualifying Generation | TWh | 0.012756 | 0.010934 | 0.0036445 | 0.00070659 | 0 | 0 | 0
IL Fac. Spec. - NOX Rate Summer v3.1, Unit 463 and retrofits | 477 | 7305 | Rate Constraint in lbs/MMBtu | FALSE | L | Annual | Rate | lb/MWh | 0.86938 | 0.86938 | 0.86938 | 0.86938 | 0 | 0 | 0
IL Fac. Spec. - NOX Rate Summer v3.1, Unit 463 and retrofits | 477 | 7305 | Rate Constraint in lbs/MMBtu | FALSE | L | Annual | Constraint Shadow Price | US2022$/Ton | 0 | 0 | 0 | 0 | 0 | 0 | 0
IL Fac. Spec. - NOX Rate Summer v3.1, Unit 464 and retrofits | 478 | 7305 | Rate Constraint in lbs/MMBtu | FALSE | L | Annual | Seasons Included | Seasons | Summer | Summer | Summer | Summer | Summer | Summer | Summer
IL Fac. Spec. - NOX Rate Summer v3.1, Unit 464 and retrofits | 478 | 7305 | Rate Constraint in lbs/MMBtu | FALSE | L | Annual | Standard NOX | lb/MMBtu | 0.25 | 0.25 | 0.25 | 0.25 | 0.25 | 0.25 | 0.25
IL Fac. Spec. - NOX Rate Summer v3.1, Unit 464 and retrofits | 478 | 7305 | Rate Constraint in lbs/MMBtu | FALSE | L | Annual | Emissions at Affected Plants NOX | Thousand Tons | 0.0057497 | 0.0049283 | 0.0016428 | 0.0003185 | 0 | 0 | 0
IL Fac. Spec. - NOX Rate Summer v3.1, Unit 464 and retrofits | 478 | 7305 | Rate Constraint in lbs/MMBtu | FALSE | L | Annual | Allowances Purchased NOX | Thousand Tons | 0 | 0 | 0 | 0 | 0 | 0 | 0
IL Fac. Spec. - NOX Rate Summer v3.1, Unit 464 and retrofits | 478 | 7305 | Rate Constraint in lbs/MMBtu | FALSE | L | Annual | Allowances Sold NOX | Thousand Tons | 0 | 0 | 0 | 0 | 0 | 0 | 0
IL Fac. Spec. - NOX Rate Summer v3.1, Unit 464 and retrofits | 478 | 7305 | Rate Constraint in lbs/MMBtu | FALSE | L | Annual | Allowances Banked | Thousand Tons | 0 | 0 | 0 | 0 | 0 | 0 | 0
IL Fac. Spec. - NOX Rate Summer v3.1, Unit 464 and retrofits | 478 | 7305 | Rate Constraint in lbs/MMBtu | FALSE | L | Annual | Allowances Withdrawn (1:1) | Thousand Tons | 0 | 0 | 0 | 0 | 0 | 0 | 0
IL Fac. Spec. - NOX Rate Summer v3.1, Unit 464 and retrofits | 478 | 7305 | Rate Constraint in lbs/MMBtu | FALSE | L | Annual | Allowances Withdrawn (1:n) | Thousand Tons | 0 | 0 | 0 | 0 | 0 | 0 | 0
IL Fac. Spec. - NOX Rate Summer v3.1, Unit 464 and retrofits | 478 | 7305 | Rate Constraint in lbs/MMBtu | FALSE | L | Annual | Total | Thousand Tons | 0.0057497 | 0.0049283 | 0.0016428 | 0.0003185 | 0 | 0 | 0
IL Fac. Spec. - NOX Rate Summer v3.1, Unit 464 and retrofits | 478 | 7305 | Rate Constraint in lbs/MMBtu | FALSE | L | Annual | Fuel Consumed | TBtu | 0.13706 | 0.11748 | 0.03916 | 0.0075923 | 0 | 0 | 0
IL Fac. Spec. - NOX Rate Summer v3.1, Unit 464 and retrofits | 478 | 7305 | Rate Constraint in lbs/MMBtu | FALSE | L | Annual | Rate | lb/MMBtu | 0.0839 | 0.0839 | 0.0839 | 0.0839 | 0 | 0 | 0
IL Fac. Spec. - NOX Rate Summer v3.1, Unit 464 and retrofits | 478 | 7305 | Rate Constraint in lbs/MMBtu | FALSE | L | Annual | Generation | TWh | 0.012756 | 0.010934 | 0.0036445 | 0.00070659 | 0 | 0 | 0
IL Fac. Spec. - NOX Rate Summer v3.1, Unit 464 and retrofits | 478 | 7305 | Rate Constraint in lbs/MMBtu | FALSE | L | Annual | Qualifying Generation | TWh | 0.012756 | 0.010934 | 0.0036445 | 0.00070659 | 0 | 0 | 0
IL Fac. Spec. - NOX Rate Summer v3.1, Unit 464 and retrofits | 478 | 7305 | Rate Constraint in lbs/MMBtu | FALSE | L | Annual | Rate | lb/MWh | 0.90151 | 0.90151 | 0.90151 | 0.90151 | 0 | 0 | 0
IL Fac. Spec. - NOX Rate Summer v3.1, Unit 464 and retrofits | 478 | 7305 | Rate Constraint in lbs/MMBtu | FALSE | L | Annual | Constraint Shadow Price | US2022$/Ton | 0 | 0 | 0 | 0 | 0 | 0 | 0
IL Fac. Spec. - NOX Rate Summer v3.1, Unit 465 and retrofits | 479 | 7305 | Rate Constraint in lbs/MMBtu | FALSE | L | Annual | Seasons Included | Seasons | Summer | Summer | Summer | Summer | Summer | Summer | Summer
IL Fac. Spec. - NOX Rate Summer v3.1, Unit 465 and retrofits | 479 | 7305 | Rate Constraint in lbs/MMBtu | FALSE | L | Annual | Standard NOX | lb/MMBtu | 0.25 | 0.25 | 0.25 | 0.25 | 0.25 | 0.25 | 0.25
IL Fac. Spec. - NOX Rate Summer v3.1, Unit 465 and retrofits | 479 | 7305 | Rate Constraint in lbs/MMBtu | FALSE | L | Annual | Emissions at Affected Plants NOX | Thousand Tons | 0.005575 | 0.0037871 | 0.0015928 | 0.00030882 | 0 | 0 | 0
IL Fac. Spec. - NOX Rate Summer v3.1, Unit 465 and retrofits | 479 | 7305 | Rate Constraint in lbs/MMBtu | FALSE | L | Annual | Allowances Purchased NOX | Thousand Tons | 0 | 0 | 0 | 0 | 0 | 0 | 0
IL Fac. Spec. - NOX Rate Summer v3.1, Unit 465 and retrofits | 479 | 7305 | Rate Constraint in lbs/MMBtu | FALSE | L | Annual | Allowances Sold NOX | Thousand Tons | 0 | 0 | 0 | 0 | 0 | 0 | 0
IL Fac. Spec. - NOX Rate Summer v3.1, Unit 465 and retrofits | 479 | 7305 | Rate Constraint in lbs/MMBtu | FALSE | L | Annual | Allowances Banked | Thousand Tons | 0 | 0 | 0 | 0 | 0 | 0 | 0
IL Fac. Spec. - NOX Rate Summer v3.1, Unit 465 and retrofits | 479 | 7305 | Rate Constraint in lbs/MMBtu | FALSE | L | Annual | Allowances Withdrawn (1:1) | Thousand Tons | 0 | 0 | 0 | 0 | 0 | 0 | 0
IL Fac. Spec. - NOX Rate Summer v3.1, Unit 465 and retrofits | 479 | 7305 | Rate Constraint in lbs/MMBtu | FALSE | L | Annual | Allowances Withdrawn (1:n) | Thousand Tons | 0 | 0 | 0 | 0 | 0 | 0 | 0
IL Fac. Spec. - NOX Rate Summer v3.1, Unit 465 and retrofits | 479 | 7305 | Rate Constraint in lbs/MMBtu | FALSE | L | Annual | Total | Thousand Tons | 0.005575 | 0.0037871 | 0.0015928 | 0.00030882 | 0 | 0 | 0
IL Fac. Spec. - NOX Rate Summer v3.1, Unit 465 and retrofits | 479 | 7305 | Rate Constraint in lbs/MMBtu | FALSE | L | Annual | Fuel Consumed | TBtu | 0.13706 | 0.093106 | 0.03916 | 0.0075923 | 0 | 0 | 0
IL Fac. Spec. - NOX Rate Summer v3.1, Unit 465 and retrofits | 479 | 7305 | Rate Constraint in lbs/MMBtu | FALSE | L | Annual | Rate | lb/MMBtu | 0.08135 | 0.08135 | 0.08135 | 0.08135 | 0 | 0 | 0
IL Fac. Spec. - NOX Rate Summer v3.1, Unit 465 and retrofits | 479 | 7305 | Rate Constraint in lbs/MMBtu | FALSE | L | Annual | Generation | TWh | 0.012756 | 0.008665 | 0.0036445 | 0.00070659 | 0 | 0 | 0
IL Fac. Spec. - NOX Rate Summer v3.1, Unit 465 and retrofits | 479 | 7305 | Rate Constraint in lbs/MMBtu | FALSE | L | Annual | Qualifying Generation | TWh | 0.012756 | 0.008665 | 0.0036445 | 0.00070659 | 0 | 0 | 0
IL Fac. Spec. - NOX Rate Summer v3.1, Unit 465 and retrofits | 479 | 7305 | Rate Constraint in lbs/MMBtu | FALSE | L | Annual | Rate | lb/MWh | 0.87411 | 0.87411 | 0.87411 | 0.87411 | 0 | 0 | 0
IL Fac. Spec. - NOX Rate Summer v3.1, Unit 465 and retrofits | 479 | 7305 | Rate Constraint in lbs/MMBtu | FALSE | L | Annual | Constraint Shadow Price | US2022$/Ton | 0 | 0 | 0 | 0 | 0 | 0 | 0
IL Fac. Spec. - NOX Rate Summer v3.1, Unit 466 and retrofits | 480 | 7305 | Rate Constraint in lbs/MMBtu | FALSE | L | Annual | Seasons Included | Seasons | Summer | Summer | Summer | Summer | Summer | Summer | Summer
IL Fac. Spec. - NOX Rate Summer v3.1, Unit 466 and retrofits | 480 | 7305 | Rate Constraint in lbs/MMBtu | FALSE | L | Annual | Standard NOX | lb/MMBtu | 0.25 | 0.25 | 0.25 | 0.25 | 0.25 | 0.25 | 0.25
IL Fac. Spec. - NOX Rate Summer v3.1, Unit 466 and retrofits | 480 | 7305 | Rate Constraint in lbs/MMBtu | FALSE | L | Annual | Emissions at Affected Plants NOX | Thousand Tons | 0.0056503 | 0.0048432 | 0.0016144 | 0.00031299 | 0 | 0 | 0
IL Fac. Spec. - NOX Rate Summer v3.1, Unit 466 and retrofits | 480 | 7305 | Rate Constraint in lbs/MMBtu | FALSE | L | Annual | Allowances Purchased NOX | Thousand Tons | 0 | 0 | 0 | 0 | 0 | 0 | 0
IL Fac. Spec. - NOX Rate Summer v3.1, Unit 466 and retrofits | 480 | 7305 | Rate Constraint in lbs/MMBtu | FALSE | L | Annual | Allowances Sold NOX | Thousand Tons | 0 | 0 | 0 | 0 | 0 | 0 | 0
IL Fac. Spec. - NOX Rate Summer v3.1, Unit 466 and retrofits | 480 | 7305 | Rate Constraint in lbs/MMBtu | FALSE | L | Annual | Allowances Banked | Thousand Tons | 0 | 0 | 0 | 0 | 0 | 0 | 0
IL Fac. Spec. - NOX Rate Summer v3.1, Unit 466 and retrofits | 480 | 7305 | Rate Constraint in lbs/MMBtu | FALSE | L | Annual | Allowances Withdrawn (1:1) | Thousand Tons | 0 | 0 | 0 | 0 | 0 | 0 | 0
IL Fac. Spec. - NOX Rate Summer v3.1, Unit 466 and retrofits | 480 | 7305 | Rate Constraint in lbs/MMBtu | FALSE | L | Annual | Allowances Withdrawn (1:n) | Thousand Tons | 0 | 0 | 0 | 0 | 0 | 0 | 0
IL Fac. Spec. - NOX Rate Summer v3.1, Unit 466 and retrofits | 480 | 7305 | Rate Constraint in lbs/MMBtu | FALSE | L | Annual | Total | Thousand Tons | 0.0056503 | 0.0048432 | 0.0016144 | 0.00031299 | 0 | 0 | 0
IL Fac. Spec. - NOX Rate Summer v3.1, Unit 466 and retrofits | 480 | 7305 | Rate Constraint in lbs/MMBtu | FALSE | L | Annual | Fuel Consumed | TBtu | 0.13706 | 0.11748 | 0.03916 | 0.0075923 | 0 | 0 | 0
IL Fac. Spec. - NOX Rate Summer v3.1, Unit 466 and retrofits | 480 | 7305 | Rate Constraint in lbs/MMBtu | FALSE | L | Annual | Rate | lb/MMBtu | 0.08245 | 0.08245 | 0.08245 | 0.08245 | 0 | 0 | 0
IL Fac. Spec. - NOX Rate Summer v3.1, Unit 466 and retrofits | 480 | 7305 | Rate Constraint in lbs/MMBtu | FALSE | L | Annual | Generation | TWh | 0.012756 | 0.010934 | 0.0036445 | 0.00070659 | 0 | 0 | 0
IL Fac. Spec. - NOX Rate Summer v3.1, Unit 466 and retrofits | 480 | 7305 | Rate Constraint in lbs/MMBtu | FALSE | L | Annual | Qualifying Generation | TWh | 0.012756 | 0.010934 | 0.0036445 | 0.00070659 | 0 | 0 | 0
IL Fac. Spec. - NOX Rate Summer v3.1, Unit 466 and retrofits | 480 | 7305 | Rate Constraint in lbs/MMBtu | FALSE | L | Annual | Rate | lb/MWh | 0.88593 | 0.88593 | 0.88593 | 0.88593 | 0 | 0 | 0
IL Fac. Spec. - NOX Rate Summer v3.1, Unit 466 and retrofits | 480 | 7305 | Rate Constraint in lbs/MMBtu | FALSE | L | Annual | Constraint Shadow Price | US2022$/Ton | 0 | 0 | 0 | 0 | 0 | 0 | 0
IL Fac. Spec. - NOX Rate Summer v3.1, Unit 467 and retrofits | 481 | 7305 | Rate Constraint in lbs/MMBtu | FALSE | L | Annual | Seasons Included | Seasons | Summer | Summer | Summer | Summer | Summer | Summer | Summer
IL Fac. Spec. - NOX Rate Summer v3.1, Unit 467 and retrofits | 481 | 7305 | Rate Constraint in lbs/MMBtu | FALSE | L | Annual | Standard NOX | lb/MMBtu | 0.25 | 0.25 | 0.25 | 0.25 | 0.25 | 0.25 | 0.25
IL Fac. Spec. - NOX Rate Summer v3.1, Unit 467 and retrofits | 481 | 7305 | Rate Constraint in lbs/MMBtu | FALSE | L | Annual | Emissions at Affected Plants NOX | Thousand Tons | 0.0056819 | 0.0048702 | 0.0016234 | 0.00031474 | 0 | 0 | 0
IL Fac. Spec. - NOX Rate Summer v3.1, Unit 467 and retrofits | 481 | 7305 | Rate Constraint in lbs/MMBtu | FALSE | L | Annual | Allowances Purchased NOX | Thousand Tons | 0 | 0 | 0 | 0 | 0 | 0 | 0
IL Fac. Spec. - NOX Rate Summer v3.1, Unit 467 and retrofits | 481 | 7305 | Rate Constraint in lbs/MMBtu | FALSE | L | Annual | Allowances Sold NOX | Thousand Tons | 0 | 0 | 0 | 0 | 0 | 0 | 0
IL Fac. Spec. - NOX Rate Summer v3.1, Unit 467 and retrofits | 481 | 7305 | Rate Constraint in lbs/MMBtu | FALSE | L | Annual | Allowances Banked | Thousand Tons | 0 | 0 | 0 | 0 | 0 | 0 | 0
IL Fac. Spec. - NOX Rate Summer v3.1, Unit 467 and retrofits | 481 | 7305 | Rate Constraint in lbs/MMBtu | FALSE | L | Annual | Allowances Withdrawn (1:1) | Thousand Tons | 0 | 0 | 0 | 0 | 0 | 0 | 0
IL Fac. Spec. - NOX Rate Summer v3.1, Unit 467 and retrofits | 481 | 7305 | Rate Constraint in lbs/MMBtu | FALSE | L | Annual | Allowances Withdrawn (1:n) | Thousand Tons | 0 | 0 | 0 | 0 | 0 | 0 | 0
IL Fac. Spec. - NOX Rate Summer v3.1, Unit 467 and retrofits | 481 | 7305 | Rate Constraint in lbs/MMBtu | FALSE | L | Annual | Total | Thousand Tons | 0.0056819 | 0.0048702 | 0.0016234 | 0.00031474 | 0 | 0 | 0
IL Fac. Spec. - NOX Rate Summer v3.1, Unit 467 and retrofits | 481 | 7305 | Rate Constraint in lbs/MMBtu | FALSE | L | Annual | Fuel Consumed | TBtu | 0.13706 | 0.11748 | 0.03916 | 0.0075923 | 0 | 0 | 0
IL Fac. Spec. - NOX Rate Summer v3.1, Unit 467 and retrofits | 481 | 7305 | Rate Constraint in lbs/MMBtu | FALSE | L | Annual | Rate | lb/MMBtu | 0.08291 | 0.08291 | 0.08291 | 0.08291 | 0 | 0 | 0
IL Fac. Spec. - NOX Rate Summer v3.1, Unit 467 and retrofits | 481 | 7305 | Rate Constraint in lbs/MMBtu | FALSE | L | Annual | Generation | TWh | 0.012756 | 0.010934 | 0.0036445 | 0.00070659 | 0 | 0 | 0
IL Fac. Spec. - NOX Rate Summer v3.1, Unit 467 and retrofits | 481 | 7305 | Rate Constraint in lbs/MMBtu | FALSE | L | Annual | Qualifying Generation | TWh | 0.012756 | 0.010934 | 0.0036445 | 0.00070659 | 0 | 0 | 0
IL Fac. Spec. - NOX Rate Summer v3.1, Unit 467 and retrofits | 481 | 7305 | Rate Constraint in lbs/MMBtu | FALSE | L | Annual | Rate | lb/MWh | 0.89087 | 0.89087 | 0.89087 | 0.89087 | 0 | 0 | 0
IL Fac. Spec. - NOX Rate Summer v3.1, Unit 467 and retrofits | 481 | 7305 | Rate Constraint in lbs/MMBtu | FALSE | L | Annual | Constraint Shadow Price | US2022$/Ton | 0 | 0 | 0 | 0 | 0 | 0 | 0
IL Fac. Spec. - NOX Rate Summer v3.1, Unit 468 and retrofits | 482 | 7305 | Rate Constraint in lbs/MMBtu | FALSE | L | Annual | Seasons Included | Seasons | Summer | Summer | Summer | Summer | Summer | Summer | Summer
IL Fac. Spec. - NOX Rate Summer v3.1, Unit 468 and retrofits | 482 | 7305 | Rate Constraint in lbs/MMBtu | FALSE | L | Annual | Standard NOX | lb/MMBtu | 0.25 | 0.25 | 0.25 | 0.25 | 0.25 | 0.25 | 0.25
IL Fac. Spec. - NOX Rate Summer v3.1, Unit 468 and retrofits | 482 | 7305 | Rate Constraint in lbs/MMBtu | FALSE | L | Annual | Emissions at Affected Plants NOX | Thousand Tons | 0.0057819 | 0.0049559 | 0.001652 | 0.00032028 | 0 | 0 | 0
IL Fac. Spec. - NOX Rate Summer v3.1, Unit 468 and retrofits | 482 | 7305 | Rate Constraint in lbs/MMBtu | FALSE | L | Annual | Allowances Purchased NOX | Thousand Tons | 0 | 0 | 0 | 0 | 0 | 0 | 0
IL Fac. Spec. - NOX Rate Summer v3.1, Unit 468 and retrofits | 482 | 7305 | Rate Constraint in lbs/MMBtu | FALSE | L | Annual | Allowances Sold NOX | Thousand Tons | 0 | 0 | 0 | 0 | 0 | 0 | 0
IL Fac. Spec. - NOX Rate Summer v3.1, Unit 468 and retrofits | 482 | 7305 | Rate Constraint in lbs/MMBtu | FALSE | L | Annual | Allowances Banked | Thousand Tons | 0 | 0 | 0 | 0 | 0 | 0 | 0
IL Fac. Spec. - NOX Rate Summer v3.1, Unit 468 and retrofits | 482 | 7305 | Rate Constraint in lbs/MMBtu | FALSE | L | Annual | Allowances Withdrawn (1:1) | Thousand Tons | 0 | 0 | 0 | 0 | 0 | 0 | 0
IL Fac. Spec. - NOX Rate Summer v3.1, Unit 468 and retrofits | 482 | 7305 | Rate Constraint in lbs/MMBtu | FALSE | L | Annual | Allowances Withdrawn (1:n) | Thousand Tons | 0 | 0 | 0 | 0 | 0 | 0 | 0
IL Fac. Spec. - NOX Rate Summer v3.1, Unit 468 and retrofits | 482 | 7305 | Rate Constraint in lbs/MMBtu | FALSE | L | Annual | Total | Thousand Tons | 0.0057819 | 0.0049559 | 0.001652 | 0.00032028 | 0 | 0 | 0
IL Fac. Spec. - NOX Rate Summer v3.1, Unit 468 and retrofits | 482 | 7305 | Rate Constraint in lbs/MMBtu | FALSE | L | Annual | Fuel Consumed | TBtu | 0.13706 | 0.11748 | 0.03916 | 0.0075923 | 0 | 0 | 0
IL Fac. Spec. - NOX Rate Summer v3.1, Unit 468 and retrofits | 482 | 7305 | Rate Constraint in lbs/MMBtu | FALSE | L | Annual | Rate | lb/MMBtu | 0.08437 | 0.08437 | 0.08437 | 0.08437 | 0 | 0 | 0
IL Fac. Spec. - NOX Rate Summer v3.1, Unit 468 and retrofits | 482 | 7305 | Rate Constraint in lbs/MMBtu | FALSE | L | Annual | Generation | TWh | 0.012756 | 0.010934 | 0.0036445 | 0.00070659 | 0 | 0 | 0
IL Fac. Spec. - NOX Rate Summer v3.1, Unit 468 and retrofits | 482 | 7305 | Rate Constraint in lbs/MMBtu | FALSE | L | Annual | Qualifying Generation | TWh | 0.012756 | 0.010934 | 0.0036445 | 0.00070659 | 0 | 0 | 0
IL Fac. Spec. - NOX Rate Summer v3.1, Unit 468 and retrofits | 482 | 7305 | Rate Constraint in lbs/MMBtu | FALSE | L | Annual | Rate | lb/MWh | 0.90656 | 0.90656 | 0.90656 | 0.90656 | 0 | 0 | 0
IL Fac. Spec. - NOX Rate Summer v3.1, Unit 468 and retrofits | 482 | 7305 | Rate Constraint in lbs/MMBtu | FALSE | L | Annual | Constraint Shadow Price | US2022$/Ton | 0 | 0 | 0 | 0 | 0 | 0 | 0
IL Fac. Spec. - NOX Rate Summer v3.1, Unit 469 and retrofits | 483 | 7305 | Rate Constraint in lbs/MMBtu | FALSE | L | Annual | Seasons Included | Seasons | Summer | Summer | Summer | Summer | Summer | Summer | Summer
IL Fac. Spec. - NOX Rate Summer v3.1, Unit 469 and retrofits | 483 | 7305 | Rate Constraint in lbs/MMBtu | FALSE | L | Annual | Standard NOX | lb/MMBtu | 0.25 | 0.25 | 0.25 | 0.25 | 0.25 | 0.25 | 0.25
IL Fac. Spec. - NOX Rate Summer v3.1, Unit 469 and retrofits | 483 | 7305 | Rate Constraint in lbs/MMBtu | FALSE | L | Annual | Emissions at Affected Plants NOX | Thousand Tons | 0.0057435 | 0.0039016 | 0.001641 | 0.00031816 | 0 | 0 | 0
IL Fac. Spec. - NOX Rate Summer v3.1, Unit 469 and retrofits | 483 | 7305 | Rate Constraint in lbs/MMBtu | FALSE | L | Annual | Allowances Purchased NOX | Thousand Tons | 0 | 0 | 0 | 0 | 0 | 0 | 0
IL Fac. Spec. - NOX Rate Summer v3.1, Unit 469 and retrofits | 483 | 7305 | Rate Constraint in lbs/MMBtu | FALSE | L | Annual | Allowances Sold NOX | Thousand Tons | 0 | 0 | 0 | 0 | 0 | 0 | 0
IL Fac. Spec. - NOX Rate Summer v3.1, Unit 469 and retrofits | 483 | 7305 | Rate Constraint in lbs/MMBtu | FALSE | L | Annual | Allowances Banked | Thousand Tons | 0 | 0 | 0 | 0 | 0 | 0 | 0
IL Fac. Spec. - NOX Rate Summer v3.1, Unit 469 and retrofits | 483 | 7305 | Rate Constraint in lbs/MMBtu | FALSE | L | Annual | Allowances Withdrawn (1:1) | Thousand Tons | 0 | 0 | 0 | 0 | 0 | 0 | 0
IL Fac. Spec. - NOX Rate Summer v3.1, Unit 469 and retrofits | 483 | 7305 | Rate Constraint in lbs/MMBtu | FALSE | L | Annual | Allowances Withdrawn (1:n) | Thousand Tons | 0 | 0 | 0 | 0 | 0 | 0 | 0
IL Fac. Spec. - NOX Rate Summer v3.1, Unit 469 and retrofits | 483 | 7305 | Rate Constraint in lbs/MMBtu | FALSE | L | Annual | Total | Thousand Tons | 0.0057435 | 0.0039016 | 0.001641 | 0.00031816 | 0 | 0 | 0
IL Fac. Spec. - NOX Rate Summer v3.1, Unit 469 and retrofits | 483 | 7305 | Rate Constraint in lbs/MMBtu | FALSE | L | Annual | Fuel Consumed | TBtu | 0.13706 | 0.093106 | 0.03916 | 0.0075923 | 0 | 0 | 0
IL Fac. Spec. - NOX Rate Summer v3.1, Unit 469 and retrofits | 483 | 7305 | Rate Constraint in lbs/MMBtu | FALSE | L | Annual | Rate | lb/MMBtu | 0.08381 | 0.08381 | 0.08381 | 0.08381 | 0 | 0 | 0
IL Fac. Spec. - NOX Rate Summer v3.1, Unit 469 and retrofits | 483 | 7305 | Rate Constraint in lbs/MMBtu | FALSE | L | Annual | Generation | TWh | 0.012756 | 0.008665 | 0.0036445 | 0.00070659 | 0 | 0 | 0
IL Fac. Spec. - NOX Rate Summer v3.1, Unit 469 and retrofits | 483 | 7305 | Rate Constraint in lbs/MMBtu | FALSE | L | Annual | Qualifying Generation | TWh | 0.012756 | 0.008665 | 0.0036445 | 0.00070659 | 0 | 0 | 0
IL Fac. Spec. - NOX Rate Summer v3.1, Unit 469 and retrofits | 483 | 7305 | Rate Constraint in lbs/MMBtu | FALSE | L | Annual | Rate | lb/MWh | 0.90054 | 0.90054 | 0.90054 | 0.90054 | 0 | 0 | 0
IL Fac. Spec. - NOX Rate Summer v3.1, Unit 469 and retrofits | 483 | 7305 | Rate Constraint in lbs/MMBtu | FALSE | L | Annual | Constraint Shadow Price | US2022$/Ton | 0 | 0 | 0 | 0 | 0 | 0 | 0
IL Fac. Spec. - NOX Rate Summer v3.1, Unit 470 and retrofits | 484 | 7305 | Rate Constraint in lbs/MMBtu | FALSE | L | Annual | Seasons Included | Seasons | Summer | Summer | Summer | Summer | Summer | Summer | Summer
IL Fac. Spec. - NOX Rate Summer v3.1, Unit 470 and retrofits | 484 | 7305 | Rate Constraint in lbs/MMBtu | FALSE | L | Annual | Standard NOX | lb/MMBtu | 0.25 | 0.25 | 0.25 | 0.25 | 0.25 | 0.25 | 0.25
IL Fac. Spec. - NOX Rate Summer v3.1, Unit 470 and retrofits | 484 | 7305 | Rate Constraint in lbs/MMBtu | FALSE | L | Annual | Emissions at Affected Plants NOX | Thousand Tons | 0.005797 | 0.0045474 | 0.0015218 | 0.00032112 | 0 | 0 | 0
IL Fac. Spec. - NOX Rate Summer v3.1, Unit 470 and retrofits | 484 | 7305 | Rate Constraint in lbs/MMBtu | FALSE | L | Annual | Allowances Purchased NOX | Thousand Tons | 0 | 0 | 0 | 0 | 0 | 0 | 0
IL Fac. Spec. - NOX Rate Summer v3.1, Unit 470 and retrofits | 484 | 7305 | Rate Constraint in lbs/MMBtu | FALSE | L | Annual | Allowances Sold NOX | Thousand Tons | 0 | 0 | 0 | 0 | 0 | 0 | 0
IL Fac. Spec. - NOX Rate Summer v3.1, Unit 470 and retrofits | 484 | 7305 | Rate Constraint in lbs/MMBtu | FALSE | L | Annual | Allowances Banked | Thousand Tons | 0 | 0 | 0 | 0 | 0 | 0 | 0
IL Fac. Spec. - NOX Rate Summer v3.1, Unit 470 and retrofits | 484 | 7305 | Rate Constraint in lbs/MMBtu | FALSE | L | Annual | Allowances Withdrawn (1:1) | Thousand Tons | 0 | 0 | 0 | 0 | 0 | 0 | 0
IL Fac. Spec. - NOX Rate Summer v3.1, Unit 470 and retrofits | 484 | 7305 | Rate Constraint in lbs/MMBtu | FALSE | L | Annual | Allowances Withdrawn (1:n) | Thousand Tons | 0 | 0 | 0 | 0 | 0 | 0 | 0
IL Fac. Spec. - NOX Rate Summer v3.1, Unit 470 and retrofits | 484 | 7305 | Rate Constraint in lbs/MMBtu | FALSE | L | Annual | Total | Thousand Tons | 0.005797 | 0.0045474 | 0.0015218 | 0.00032112 | 0 | 0 | 0
IL Fac. Spec. - NOX Rate Summer v3.1, Unit 470 and retrofits | 484 | 7305 | Rate Constraint in lbs/MMBtu | FALSE | L | Annual | Fuel Consumed | TBtu | 0.13706 | 0.10752 | 0.035981 | 0.0075923 | 0 | 0 | 0
IL Fac. Spec. - NOX Rate Summer v3.1, Unit 470 and retrofits | 484 | 7305 | Rate Constraint in lbs/MMBtu | FALSE | L | Annual | Rate | lb/MMBtu | 0.08459 | 0.08459 | 0.08459 | 0.08459 | 0 | 0 | 0
IL Fac. Spec. - NOX Rate Summer v3.1, Unit 470 and retrofits | 484 | 7305 | Rate Constraint in lbs/MMBtu | FALSE | L | Annual | Generation | TWh | 0.012756 | 0.010006 | 0.0033486 | 0.00070659 | 0 | 0 | 0
IL Fac. Spec. - NOX Rate Summer v3.1, Unit 470 and retrofits | 484 | 7305 | Rate Constraint in lbs/MMBtu | FALSE | L | Annual | Qualifying Generation | TWh | 0.012756 | 0.010006 | 0.0033486 | 0.00070659 | 0 | 0 | 0
IL Fac. Spec. - NOX Rate Summer v3.1, Unit 470 and retrofits | 484 | 7305 | Rate Constraint in lbs/MMBtu | FALSE | L | Annual | Rate | lb/MWh | 0.90892 | 0.90892 | 0.90892 | 0.90892 | 0 | 0 | 0
IL Fac. Spec. - NOX Rate Summer v3.1, Unit 470 and retrofits | 484 | 7305 | Rate Constraint in lbs/MMBtu | FALSE | L | Annual | Constraint Shadow Price | US2022$/Ton | 0 | 0 | 0 | 0 | 0 | 0 | 0
IL Fac. Spec. - NOX Rate Summer v3.1, Unit 474 and retrofits | 485 | 7305 | Rate Constraint in lbs/MMBtu | FALSE | L | Annual | Seasons Included | Seasons | Summer | Summer | Summer | Summer | Summer | Summer | Summer
IL Fac. Spec. - NOX Rate Summer v3.1, Unit 474 and retrofits | 485 | 7305 | Rate Constraint in lbs/MMBtu | FALSE | L | Annual | Standard NOX | lb/MMBtu | 0.25 | 0.25 | 0.25 | 0.25 | 0.25 | 0.25 | 0.25
IL Fac. Spec. - NOX Rate Summer v3.1, Unit 474 and retrofits | 485 | 7305 | Rate Constraint in lbs/MMBtu | FALSE | L | Annual | Emissions at Affected Plants NOX | Thousand Tons | 0.00087484 | 0.001256 | 0 | 0 | 0 | 0 | 0
IL Fac. Spec. - NOX Rate Summer v3.1, Unit 474 and retrofits | 485 | 7305 | Rate Constraint in lbs/MMBtu | FALSE | L | Annual | Allowances Purchased NOX | Thousand Tons | 0 | 0 | 0 | 0 | 0 | 0 | 0
IL Fac. Spec. - NOX Rate Summer v3.1, Unit 474 and retrofits | 485 | 7305 | Rate Constraint in lbs/MMBtu | FALSE | L | Annual | Allowances Sold NOX | Thousand Tons | 0 | 0 | 0 | 0 | 0 | 0 | 0
IL Fac. Spec. - NOX Rate Summer v3.1, Unit 474 and retrofits | 485 | 7305 | Rate Constraint in lbs/MMBtu | FALSE | L | Annual | Allowances Banked | Thousand Tons | 0 | 0 | 0 | 0 | 0 | 0 | 0
IL Fac. Spec. - NOX Rate Summer v3.1, Unit 474 and retrofits | 485 | 7305 | Rate Constraint in lbs/MMBtu | FALSE | L | Annual | Allowances Withdrawn (1:1) | Thousand Tons | 0 | 0 | 0 | 0 | 0 | 0 | 0
IL Fac. Spec. - NOX Rate Summer v3.1, Unit 474 and retrofits | 485 | 7305 | Rate Constraint in lbs/MMBtu | FALSE | L | Annual | Allowances Withdrawn (1:n) | Thousand Tons | 0 | 0 | 0 | 0 | 0 | 0 | 0
IL Fac. Spec. - NOX Rate Summer v3.1, Unit 474 and retrofits | 485 | 7305 | Rate Constraint in lbs/MMBtu | FALSE | L | Annual | Total | Thousand Tons | 0.00087484 | 0.001256 | 0 | 0 | 0 | 0 | 0
IL Fac. Spec. - NOX Rate Summer v3.1, Unit 474 and retrofits | 485 | 7305 | Rate Constraint in lbs/MMBtu | FALSE | L | Annual | Fuel Consumed | TBtu | 0.01409 | 0.020229 | 0 | 0 | 0 | 0 | 0
IL Fac. Spec. - NOX Rate Summer v3.1, Unit 474 and retrofits | 485 | 7305 | Rate Constraint in lbs/MMBtu | FALSE | L | Annual | Rate | lb/MMBtu | 0.12418 | 0.12418 | 0 | 0 | 0 | 0 | 0
IL Fac. Spec. - NOX Rate Summer v3.1, Unit 474 and retrofits | 485 | 7305 | Rate Constraint in lbs/MMBtu | FALSE | L | Annual | Generation | TWh | 0.0010882 | 0.0015623 | 0 | 0 | 0 | 0 | 0
IL Fac. Spec. - NOX Rate Summer v3.1, Unit 474 and retrofits | 485 | 7305 | Rate Constraint in lbs/MMBtu | FALSE | L | Annual | Qualifying Generation | TWh | 0.0010882 | 0.0015623 | 0 | 0 | 0 | 0 | 0
IL Fac. Spec. - NOX Rate Summer v3.1, Unit 474 and retrofits | 485 | 7305 | Rate Constraint in lbs/MMBtu | FALSE | L | Annual | Rate | lb/MWh | 1.6079 | 1.6079 | 0 | 0 | 0 | 0 | 0
IL Fac. Spec. - NOX Rate Summer v3.1, Unit 474 and retrofits | 485 | 7305 | Rate Constraint in lbs/MMBtu | FALSE | L | Annual | Constraint Shadow Price | US2022$/Ton | 0 | 0 | 0 | 0 | 0 | 0 | 0
IL Fac. Spec. - NOX Rate Summer v3.1, Unit 475 and retrofits | 486 | 7305 | Rate Constraint in lbs/MMBtu | FALSE | L | Annual | Seasons Included | Seasons | Summer | Summer | Summer | Summer | Summer | Summer | Summer
IL Fac. Spec. - NOX Rate Summer v3.1, Unit 475 and retrofits | 486 | 7305 | Rate Constraint in lbs/MMBtu | FALSE | L | Annual | Standard NOX | lb/MMBtu | 0.25 | 0.25 | 0.25 | 0.25 | 0.25 | 0.25 | 0.25
IL Fac. Spec. - NOX Rate Summer v3.1, Unit 475 and retrofits | 486 | 7305 | Rate Constraint in lbs/MMBtu | FALSE | L | Annual | Emissions at Affected Plants NOX | Thousand Tons | 0.0015016 | 0.0027382 | 0.00017666 | 0 | 0 | 0 | 0
IL Fac. Spec. - NOX Rate Summer v3.1, Unit 475 and retrofits | 486 | 7305 | Rate Constraint in lbs/MMBtu | FALSE | L | Annual | Allowances Purchased NOX | Thousand Tons | 0 | 0 | 0 | 0 | 0 | 0 | 0
IL Fac. Spec. - NOX Rate Summer v3.1, Unit 475 and retrofits | 486 | 7305 | Rate Constraint in lbs/MMBtu | FALSE | L | Annual | Allowances Sold NOX | Thousand Tons | 0 | 0 | 0 | 0 | 0 | 0 | 0
IL Fac. Spec. - NOX Rate Summer v3.1, Unit 475 and retrofits | 486 | 7305 | Rate Constraint in lbs/MMBtu | FALSE | L | Annual | Allowances Banked | Thousand Tons | 0 | 0 | 0 | 0 | 0 | 0 | 0
IL Fac. Spec. - NOX Rate Summer v3.1, Unit 475 and retrofits | 486 | 7305 | Rate Constraint in lbs/MMBtu | FALSE | L | Annual | Allowances Withdrawn (1:1) | Thousand Tons | 0 | 0 | 0 | 0 | 0 | 0 | 0
IL Fac. Spec. - NOX Rate Summer v3.1, Unit 475 and retrofits | 486 | 7305 | Rate Constraint in lbs/MMBtu | FALSE | L | Annual | Allowances Withdrawn (1:n) | Thousand Tons | 0 | 0 | 0 | 0 | 0 | 0 | 0
IL Fac. Spec. - NOX Rate Summer v3.1, Unit 475 and retrofits | 486 | 7305 | Rate Constraint in lbs/MMBtu | FALSE | L | Annual | Total | Thousand Tons | 0.0015016 | 0.0027382 | 0.00017666 | 0 | 0 | 0 | 0
IL Fac. Spec. - NOX Rate Summer v3.1, Unit 475 and retrofits | 486 | 7305 | Rate Constraint in lbs/MMBtu | FALSE | L | Annual | Fuel Consumed | TBtu | 0.043026 | 0.078459 | 0.0050618 | 0 | 0 | 0 | 0
IL Fac. Spec. - NOX Rate Summer v3.1, Unit 475 and retrofits | 486 | 7305 | Rate Constraint in lbs/MMBtu | FALSE | L | Annual | Rate | lb/MMBtu | 0.0698 | 0.0698 | 0.0698 | 0 | 0 | 0 | 0
IL Fac. Spec. - NOX Rate Summer v3.1, Unit 475 and retrofits | 486 | 7305 | Rate Constraint in lbs/MMBtu | FALSE | L | Annual | Generation | TWh | 0.0035331 | 0.0064427 | 0.00041566 | 0 | 0 | 0 | 0
IL Fac. Spec. - NOX Rate Summer v3.1, Unit 475 and retrofits | 486 | 7305 | Rate Constraint in lbs/MMBtu | FALSE | L | Annual | Qualifying Generation | TWh | 0.0035331 | 0.0064427 | 0.00041566 | 0 | 0 | 0 | 0
IL Fac. Spec. - NOX Rate Summer v3.1, Unit 475 and retrofits | 486 | 7305 | Rate Constraint in lbs/MMBtu | FALSE | L | Annual | Rate | lb/MWh | 0.85002 | 0.85002 | 0.85002 | 0 | 0 | 0 | 0
IL Fac. Spec. - NOX Rate Summer v3.1, Unit 475 and retrofits | 486 | 7305 | Rate Constraint in lbs/MMBtu | FALSE | L | Annual | Constraint Shadow Price | US2022$/Ton | 0 | 0 | 0 | 0 | 0 | 0 | 0
IL Fac. Spec. - NOX Rate Summer v3.1, Unit 476 and retrofits | 487 | 7305 | Rate Constraint in lbs/MMBtu | FALSE | L | Annual | Seasons Included | Seasons | Summer | Summer | Summer | Summer | Summer | Summer | Summer
IL Fac. Spec. - NOX Rate Summer v3.1, Unit 476 and retrofits | 487 | 7305 | Rate Constraint in lbs/MMBtu | FALSE | L | Annual | Standard NOX | lb/MMBtu | 0.25 | 0.25 | 0.25 | 0.25 | 0.25 | 0.25 | 0.25
IL Fac. Spec. - NOX Rate Summer v3.1, Unit 476 and retrofits | 487 | 7305 | Rate Constraint in lbs/MMBtu | FALSE | L | Annual | Emissions at Affected Plants NOX | Thousand Tons | 0.0016997 | 0.00080461 | 0.00019996 | 0 | 0 | 0 | 0
IL Fac. Spec. - NOX Rate Summer v3.1, Unit 476 and retrofits | 487 | 7305 | Rate Constraint in lbs/MMBtu | FALSE | L | Annual | Allowances Purchased NOX | Thousand Tons | 0 | 0 | 0 | 0 | 0 | 0 | 0
IL Fac. Spec. - NOX Rate Summer v3.1, Unit 476 and retrofits | 487 | 7305 | Rate Constraint in lbs/MMBtu | FALSE | L | Annual | Allowances Sold NOX | Thousand Tons | 0 | 0 | 0 | 0 | 0 | 0 | 0
IL Fac. Spec. - NOX Rate Summer v3.1, Unit 476 and retrofits | 487 | 7305 | Rate Constraint in lbs/MMBtu | FALSE | L | Annual | Allowances Banked | Thousand Tons | 0 | 0 | 0 | 0 | 0 | 0 | 0
IL Fac. Spec. - NOX Rate Summer v3.1, Unit 476 and retrofits | 487 | 7305 | Rate Constraint in lbs/MMBtu | FALSE | L | Annual | Allowances Withdrawn (1:1) | Thousand Tons | 0 | 0 | 0 | 0 | 0 | 0 | 0
IL Fac. Spec. - NOX Rate Summer v3.1, Unit 476 and retrofits | 487 | 7305 | Rate Constraint in lbs/MMBtu | FALSE | L | Annual | Allowances Withdrawn (1:n) | Thousand Tons | 0 | 0 | 0 | 0 | 0 | 0 | 0
IL Fac. Spec. - NOX Rate Summer v3.1, Unit 476 and retrofits | 487 | 7305 | Rate Constraint in lbs/MMBtu | FALSE | L | Annual | Total | Thousand Tons | 0.0016997 | 0.00080461 | 0.00019996 | 0 | 0 | 0 | 0
IL Fac. Spec. - NOX Rate Summer v3.1, Unit 476 and retrofits | 487 | 7305 | Rate Constraint in lbs/MMBtu | FALSE | L | Annual | Fuel Consumed | TBtu | 0.043029 | 0.02037 | 0.0050623 | 0 | 0 | 0 | 0
IL Fac. Spec. - NOX Rate Summer v3.1, Unit 476 and retrofits | 487 | 7305 | Rate Constraint in lbs/MMBtu | FALSE | L | Annual | Rate | lb/MMBtu | 0.079 | 0.079 | 0.079 | 0 | 0 | 0 | 0
IL Fac. Spec. - NOX Rate Summer v3.1, Unit 476 and retrofits | 487 | 7305 | Rate Constraint in lbs/MMBtu | FALSE | L | Annual | Generation | TWh | 0.0035331 | 0.0016725 | 0.00041566 | 0 | 0 | 0 | 0
IL Fac. Spec. - NOX Rate Summer v3.1, Unit 476 and retrofits | 487 | 7305 | Rate Constraint in lbs/MMBtu | FALSE | L | Annual | Qualifying Generation | TWh | 0.0035331 | 0.0016725 | 0.00041566 | 0 | 0 | 0 | 0
IL Fac. Spec. - NOX Rate Summer v3.1, Unit 476 and retrofits | 487 | 7305 | Rate Constraint in lbs/MMBtu | FALSE | L | Annual | Rate | lb/MWh | 0.96214 | 0.96214 | 0.96214 | 0 | 0 | 0 | 0
IL Fac. Spec. - NOX Rate Summer v3.1, Unit 476 and retrofits | 487 | 7305 | Rate Constraint in lbs/MMBtu | FALSE | L | Annual | Constraint Shadow Price | US2022$/Ton | 0 | 0 | 0 | 0 | 0 | 0 | 0
IL Fac. Spec. - NOX Rate Summer v3.1, Unit 477 and retrofits | 488 | 7305 | Rate Constraint in lbs/MMBtu | FALSE | L | Annual | Seasons Included | Seasons | Summer | Summer | Summer | Summer | Summer | Summer | Summer
IL Fac. Spec. - NOX Rate Summer v3.1, Unit 477 and retrofits | 488 | 7305 | Rate Constraint in lbs/MMBtu | FALSE | L | Annual | Standard NOX | lb/MMBtu | 0.25 | 0.25 | 0.25 | 0.25 | 0.25 | 0.25 | 0.25
IL Fac. Spec. - NOX Rate Summer v3.1, Unit 477 and retrofits | 488 | 7305 | Rate Constraint in lbs/MMBtu | FALSE | L | Annual | Emissions at Affected Plants NOX | Thousand Tons | 0.00019519 | 0 | 0 | 0 | 0 | 0 | 0
IL Fac. Spec. - NOX Rate Summer v3.1, Unit 477 and retrofits | 488 | 7305 | Rate Constraint in lbs/MMBtu | FALSE | L | Annual | Allowances Purchased NOX | Thousand Tons | 0 | 0 | 0 | 0 | 0 | 0 | 0
IL Fac. Spec. - NOX Rate Summer v3.1, Unit 477 and retrofits | 488 | 7305 | Rate Constraint in lbs/MMBtu | FALSE | L | Annual | Allowances Sold NOX | Thousand Tons | 0 | 0 | 0 | 0 | 0 | 0 | 0
IL Fac. Spec. - NOX Rate Summer v3.1, Unit 477 and retrofits | 488 | 7305 | Rate Constraint in lbs/MMBtu | FALSE | L | Annual | Allowances Banked | Thousand Tons | 0 | 0 | 0 | 0 | 0 | 0 | 0
IL Fac. Spec. - NOX Rate Summer v3.1, Unit 477 and retrofits | 488 | 7305 | Rate Constraint in lbs/MMBtu | FALSE | L | Annual | Allowances Withdrawn (1:1) | Thousand Tons | 0 | 0 | 0 | 0 | 0 | 0 | 0
IL Fac. Spec. - NOX Rate Summer v3.1, Unit 477 and retrofits | 488 | 7305 | Rate Constraint in lbs/MMBtu | FALSE | L | Annual | Allowances Withdrawn (1:n) | Thousand Tons | 0 | 0 | 0 | 0 | 0 | 0 | 0
IL Fac. Spec. - NOX Rate Summer v3.1, Unit 477 and retrofits | 488 | 7305 | Rate Constraint in lbs/MMBtu | FALSE | L | Annual | Total | Thousand Tons | 0.00019519 | 0 | 0 | 0 | 0 | 0 | 0
IL Fac. Spec. - NOX Rate Summer v3.1, Unit 477 and retrofits | 488 | 7305 | Rate Constraint in lbs/MMBtu | FALSE | L | Annual | Fuel Consumed | TBtu | 0.0054859 | 0 | 0 | 0 | 0 | 0 | 0
IL Fac. Spec. - NOX Rate Summer v3.1, Unit 477 and retrofits | 488 | 7305 | Rate Constraint in lbs/MMBtu | FALSE | L | Annual | Rate | lb/MMBtu | 0.07116 | 0 | 0 | 0 | 0 | 0 | 0
IL Fac. Spec. - NOX Rate Summer v3.1, Unit 477 and retrofits | 488 | 7305 | Rate Constraint in lbs/MMBtu | FALSE | L | Annual | Generation | TWh | 0.00037266 | 0 | 0 | 0 | 0 | 0 | 0
IL Fac. Spec. - NOX Rate Summer v3.1, Unit 477 and retrofits | 488 | 7305 | Rate Constraint in lbs/MMBtu | FALSE | L | Annual | Qualifying Generation | TWh | 0.00037266 | 0 | 0 | 0 | 0 | 0 | 0
IL Fac. Spec. - NOX Rate Summer v3.1, Unit 477 and retrofits | 488 | 7305 | Rate Constraint in lbs/MMBtu | FALSE | L | Annual | Rate | lb/MWh | 1.0475 | 0 | 0 | 0 | 0 | 0 | 0
IL Fac. Spec. - NOX Rate Summer v3.1, Unit 477 and retrofits | 488 | 7305 | Rate Constraint in lbs/MMBtu | FALSE | L | Annual | Constraint Shadow Price | US2022$/Ton | 0 | 0 | 0 | 0 | 0 | 0 | 0
IL Fac. Spec. - NOX Rate Summer v3.1, Unit 478 and retrofits | 489 | 7305 | Rate Constraint in lbs/MMBtu | FALSE | L | Annual | Seasons Included | Seasons | Summer | Summer | Summer | Summer | Summer | Summer | Summer
IL Fac. Spec. - NOX Rate Summer v3.1, Unit 478 and retrofits | 489 | 7305 | Rate Constraint in lbs/MMBtu | FALSE | L | Annual | Standard NOX | lb/MMBtu | 0.25 | 0.25 | 0.25 | 0.25 | 0.25 | 0.25 | 0.25
IL Fac. Spec. - NOX Rate Summer v3.1, Unit 478 and retrofits | 489 | 7305 | Rate Constraint in lbs/MMBtu | FALSE | L | Annual | Emissions at Affected Plants NOX | Thousand Tons | 0.00018722 | 0 | 0 | 0 | 0 | 0 | 0
IL Fac. Spec. - NOX Rate Summer v3.1, Unit 478 and retrofits | 489 | 7305 | Rate Constraint in lbs/MMBtu | FALSE | L | Annual | Allowances Purchased NOX | Thousand Tons | 0 | 0 | 0 | 0 | 0 | 0 | 0
IL Fac. Spec. - NOX Rate Summer v3.1, Unit 478 and retrofits | 489 | 7305 | Rate Constraint in lbs/MMBtu | FALSE | L | Annual | Allowances Sold NOX | Thousand Tons | 0 | 0 | 0 | 0 | 0 | 0 | 0
IL Fac. Spec. - NOX Rate Summer v3.1, Unit 478 and retrofits | 489 | 7305 | Rate Constraint in lbs/MMBtu | FALSE | L | Annual | Allowances Banked | Thousand Tons | 0 | 0 | 0 | 0 | 0 | 0 | 0
IL Fac. Spec. - NOX Rate Summer v3.1, Unit 478 and retrofits | 489 | 7305 | Rate Constraint in lbs/MMBtu | FALSE | L | Annual | Allowances Withdrawn (1:1) | Thousand Tons | 0 | 0 | 0 | 0 | 0 | 0 | 0
IL Fac. Spec. - NOX Rate Summer v3.1, Unit 478 and retrofits | 489 | 7305 | Rate Constraint in lbs/MMBtu | FALSE | L | Annual | Allowances Withdrawn (1:n) | Thousand Tons | 0 | 0 | 0 | 0 | 0 | 0 | 0
IL Fac. Spec. - NOX Rate Summer v3.1, Unit 478 and retrofits | 489 | 7305 | Rate Constraint in lbs/MMBtu | FALSE | L | Annual | Total | Thousand Tons | 0.00018722 | 0 | 0 | 0 | 0 | 0 | 0
IL Fac. Spec. - NOX Rate Summer v3.1, Unit 478 and retrofits | 489 | 7305 | Rate Constraint in lbs/MMBtu | FALSE | L | Annual | Fuel Consumed | TBtu | 0.005487 | 0 | 0 | 0 | 0 | 0 | 0
IL Fac. Spec. - NOX Rate Summer v3.1, Unit 478 and retrofits | 489 | 7305 | Rate Constraint in lbs/MMBtu | FALSE | L | Annual | Rate | lb/MMBtu | 0.06824 | 0 | 0 | 0 | 0 | 0 | 0
IL Fac. Spec. - NOX Rate Summer v3.1, Unit 478 and retrofits | 489 | 7305 | Rate Constraint in lbs/MMBtu | FALSE | L | Annual | Generation | TWh | 0.00037266 | 0 | 0 | 0 | 0 | 0 | 0
IL Fac. Spec. - NOX Rate Summer v3.1, Unit 478 and retrofits | 489 | 7305 | Rate Constraint in lbs/MMBtu | FALSE | L | Annual | Qualifying Generation | TWh | 0.00037266 | 0 | 0 | 0 | 0 | 0 | 0
IL Fac. Spec. - NOX Rate Summer v3.1, Unit 478 and retrofits | 489 | 7305 | Rate Constraint in lbs/MMBtu | FALSE | L | Annual | Rate | lb/MWh | 1.0048 | 0 | 0 | 0 | 0 | 0 | 0
IL Fac. Spec. - NOX Rate Summer v3.1, Unit 478 and retrofits | 489 | 7305 | Rate Constraint in lbs/MMBtu | FALSE | L | Annual | Constraint Shadow Price | US2022$/Ton | 0 | 0 | 0 | 0 | 0 | 0 | 0
IL Fac. Spec. - NOX Rate Summer v3.1, Unit 480 and retrofits | 490 | 7305 | Rate Constraint in lbs/MMBtu | FALSE | L | Annual | Seasons Included | Seasons | Summer | Summer | Summer | Summer | Summer | Summer | Summer
IL Fac. Spec. - NOX Rate Summer v3.1, Unit 480 and retrofits | 490 | 7305 | Rate Constraint in lbs/MMBtu | FALSE | L | Annual | Standard NOX | lb/MMBtu | 0.25 | 0.25 | 0.25 | 0.25 | 0.25 | 0.25 | 0.25
IL Fac. Spec. - NOX Rate Summer v3.1, Unit 480 and retrofits | 490 | 7305 | Rate Constraint in lbs/MMBtu | FALSE | L | Annual | Emissions at Affected Plants NOX | Thousand Tons | 0.0035732 | 0.0014569 | 0.00029137 | 6.1342e-05 | 0 | 0 | 0
IL Fac. Spec. - NOX Rate Summer v3.1, Unit 480 and retrofits | 490 | 7305 | Rate Constraint in lbs/MMBtu | FALSE | L | Annual | Allowances Purchased NOX | Thousand Tons | 0 | 0 | 0 | 0 | 0 | 0 | 0
IL Fac. Spec. - NOX Rate Summer v3.1, Unit 480 and retrofits | 490 | 7305 | Rate Constraint in lbs/MMBtu | FALSE | L | Annual | Allowances Sold NOX | Thousand Tons | 0 | 0 | 0 | 0 | 0 | 0 | 0
IL Fac. Spec. - NOX Rate Summer v3.1, Unit 480 and retrofits | 490 | 7305 | Rate Constraint in lbs/MMBtu | FALSE | L | Annual | Allowances Banked | Thousand Tons | 0 | 0 | 0 | 0 | 0 | 0 | 0
IL Fac. Spec. - NOX Rate Summer v3.1, Unit 480 and retrofits | 490 | 7305 | Rate Constraint in lbs/MMBtu | FALSE | L | Annual | Allowances Withdrawn (1:1) | Thousand Tons | 0 | 0 | 0 | 0 | 0 | 0 | 0
IL Fac. Spec. - NOX Rate Summer v3.1, Unit 480 and retrofits | 490 | 7305 | Rate Constraint in lbs/MMBtu | FALSE | L | Annual | Allowances Withdrawn (1:n) | Thousand Tons | 0 | 0 | 0 | 0 | 0 | 0 | 0
IL Fac. Spec. - NOX Rate Summer v3.1, Unit 480 and retrofits | 490 | 7305 | Rate Constraint in lbs/MMBtu | FALSE | L | Annual | Total | Thousand Tons | 0.0035732 | 0.0014569 | 0.00029137 | 6.1342e-05 | 0 | 0 | 0
IL Fac. Spec. - NOX Rate Summer v3.1, Unit 480 and retrofits | 490 | 7305 | Rate Constraint in lbs/MMBtu | FALSE | L | Annual | Fuel Consumed | TBtu | 0.095081 | 0.038767 | 0.0077534 | 0.0016323 | 0 | 0 | 0
IL Fac. Spec. - NOX Rate Summer v3.1, Unit 480 and retrofits | 490 | 7305 | Rate Constraint in lbs/MMBtu | FALSE | L | Annual | Rate | lb/MMBtu | 0.07516 | 0.07516 | 0.07516 | 0.07516 | 0 | 0 | 0
IL Fac. Spec. - NOX Rate Summer v3.1, Unit 480 and retrofits | 490 | 7305 | Rate Constraint in lbs/MMBtu | FALSE | L | Annual | Generation | TWh | 0.008665 | 0.0035329 | 0.00070659 | 0.00014876 | 0 | 0 | 0
IL Fac. Spec. - NOX Rate Summer v3.1, Unit 480 and retrofits | 490 | 7305 | Rate Constraint in lbs/MMBtu | FALSE | L | Annual | Qualifying Generation | TWh | 0.008665 | 0.0035329 | 0.00070659 | 0.00014876 | 0 | 0 | 0
IL Fac. Spec. - NOX Rate Summer v3.1, Unit 480 and retrofits | 490 | 7305 | Rate Constraint in lbs/MMBtu | FALSE | L | Annual | Rate | lb/MWh | 0.82473 | 0.82473 | 0.82473 | 0.82473 | 0 | 0 | 0
IL Fac. Spec. - NOX Rate Summer v3.1, Unit 480 and retrofits | 490 | 7305 | Rate Constraint in lbs/MMBtu | FALSE | L | Annual | Constraint Shadow Price | US2022$/Ton | 0 | 0 | 0 | 0 | 0 | 0 | 0
IL Fac. Spec. - NOX Rate Summer v3.1, Unit 1476 and retrofits | 491 | 7305 | Rate Constraint in lbs/MMBtu | FALSE | L | Annual | Seasons Included | Seasons | Summer | Summer | Summer | Summer | Summer | Summer | Summer
IL Fac. Spec. - NOX Rate Summer v3.1, Unit 1476 and retrofits | 491 | 7305 | Rate Constraint in lbs/MMBtu | FALSE | L | Annual | Standard NOX | lb/MMBtu | 0.25 | 0.25 | 0.25 | 0.25 | 0.25 | 0.25 | 0.25
IL Fac. Spec. - NOX Rate Summer v3.1, Unit 1476 and retrofits | 491 | 7305 | Rate Constraint in lbs/MMBtu | FALSE | L | Annual | Emissions at Affected Plants NOX | Thousand Tons | 0.01665 | 0.014242 | 0.0059119 | 0.0052357 | 0 | 0 | 0
IL Fac. Spec. - NOX Rate Summer v3.1, Unit 1476 and retrofits | 491 | 7305 | Rate Constraint in lbs/MMBtu | FALSE | L | Annual | Allowances Purchased NOX | Thousand Tons | 0 | 0 | 0 | 0 | 0 | 0 | 0
IL Fac. Spec. - NOX Rate Summer v3.1, Unit 1476 and retrofits | 491 | 7305 | Rate Constraint in lbs/MMBtu | FALSE | L | Annual | Allowances Sold NOX | Thousand Tons | 0 | 0 | 0 | 0 | 0 | 0 | 0
IL Fac. Spec. - NOX Rate Summer v3.1, Unit 1476 and retrofits | 491 | 7305 | Rate Constraint in lbs/MMBtu | FALSE | L | Annual | Allowances Banked | Thousand Tons | 0 | 0 | 0 | 0 | 0 | 0 | 0
IL Fac. Spec. - NOX Rate Summer v3.1, Unit 1476 and retrofits | 491 | 7305 | Rate Constraint in lbs/MMBtu | FALSE | L | Annual | Allowances Withdrawn (1:1) | Thousand Tons | 0 | 0 | 0 | 0 | 0 | 0 | 0
IL Fac. Spec. - NOX Rate Summer v3.1, Unit 1476 and retrofits | 491 | 7305 | Rate Constraint in lbs/MMBtu | FALSE | L | Annual | Allowances Withdrawn (1:n) | Thousand Tons | 0 | 0 | 0 | 0 | 0 | 0 | 0
IL Fac. Spec. - NOX Rate Summer v3.1, Unit 1476 and retrofits | 491 | 7305 | Rate Constraint in lbs/MMBtu | FALSE | L | Annual | Total | Thousand Tons | 0.01665 | 0.014242 | 0.0059119 | 0.0052357 | 0 | 0 | 0
IL Fac. Spec. - NOX Rate Summer v3.1, Unit 1476 and retrofits | 491 | 7305 | Rate Constraint in lbs/MMBtu | FALSE | L | Annual | Fuel Consumed | TBtu | 3.4294 | 2.9335 | 1.2177 | 1.0784 | 0 | 0 | 0
IL Fac. Spec. - NOX Rate Summer v3.1, Unit 1476 and retrofits | 491 | 7305 | Rate Constraint in lbs/MMBtu | FALSE | L | Annual | Rate | lb/MMBtu | 0.00971 | 0.00971 | 0.00971 | 0.00971 | 0 | 0 | 0
IL Fac. Spec. - NOX Rate Summer v3.1, Unit 1476 and retrofits | 491 | 7305 | Rate Constraint in lbs/MMBtu | FALSE | L | Annual | Generation | TWh | 0.46755 | 0.39993 | 0.16601 | 0.14702 | 0 | 0 | 0
IL Fac. Spec. - NOX Rate Summer v3.1, Unit 1476 and retrofits | 491 | 7305 | Rate Constraint in lbs/MMBtu | FALSE | L | Annual | Qualifying Generation | TWh | 0.46755 | 0.39993 | 0.16601 | 0.14702 | 0 | 0 | 0
IL Fac. Spec. - NOX Rate Summer v3.1, Unit 1476 and retrofits | 491 | 7305 | Rate Constraint in lbs/MMBtu | FALSE | L | Annual | Rate | lb/MWh | 0.071223 | 0.071223 | 0.071223 | 0.071223 | 0 | 0 | 0
IL Fac. Spec. - NOX Rate Summer v3.1, Unit 1476 and retrofits | 491 | 7305 | Rate Constraint in lbs/MMBtu | FALSE | L | Annual | Constraint Shadow Price | US2022$/Ton | 0 | 0 | 0 | 0 | 0 | 0 | 0
IL Fac. Spec. - NOX Rate Summer v3.1, Unit 1477 and retrofits | 492 | 7305 | Rate Constraint in lbs/MMBtu | FALSE | L | Annual | Seasons Included | Seasons | Summer | Summer | Summer | Summer | Summer | Summer | Summer
IL Fac. Spec. - NOX Rate Summer v3.1, Unit 1477 and retrofits | 492 | 7305 | Rate Constraint in lbs/MMBtu | FALSE | L | Annual | Standard NOX | lb/MMBtu | 0.25 | 0.25 | 0.25 | 0.25 | 0.25 | 0.25 | 0.25
IL Fac. Spec. - NOX Rate Summer v3.1, Unit 1477 and retrofits | 492 | 7305 | Rate Constraint in lbs/MMBtu | FALSE | L | Annual | Emissions at Affected Plants NOX | Thousand Tons | 0.019294 | 0.016504 | 0.003351 | 0.0028266 | 0 | 0 | 0
IL Fac. Spec. - NOX Rate Summer v3.1, Unit 1477 and retrofits | 492 | 7305 | Rate Constraint in lbs/MMBtu | FALSE | L | Annual | Allowances Purchased NOX | Thousand Tons | 0 | 0 | 0 | 0 | 0 | 0 | 0
IL Fac. Spec. - NOX Rate Summer v3.1, Unit 1477 and retrofits | 492 | 7305 | Rate Constraint in lbs/MMBtu | FALSE | L | Annual | Allowances Sold NOX | Thousand Tons | 0 | 0 | 0 | 0 | 0 | 0 | 0
IL Fac. Spec. - NOX Rate Summer v3.1, Unit 1477 and retrofits | 492 | 7305 | Rate Constraint in lbs/MMBtu | FALSE | L | Annual | Allowances Banked | Thousand Tons | 0 | 0 | 0 | 0 | 0 | 0 | 0
IL Fac. Spec. - NOX Rate Summer v3.1, Unit 1477 and retrofits | 492 | 7305 | Rate Constraint in lbs/MMBtu | FALSE | L | Annual | Allowances Withdrawn (1:1) | Thousand Tons | 0 | 0 | 0 | 0 | 0 | 0 | 0
IL Fac. Spec. - NOX Rate Summer v3.1, Unit 1477 and retrofits | 492 | 7305 | Rate Constraint in lbs/MMBtu | FALSE | L | Annual | Allowances Withdrawn (1:n) | Thousand Tons | 0 | 0 | 0 | 0 | 0 | 0 | 0
IL Fac. Spec. - NOX Rate Summer v3.1, Unit 1477 and retrofits | 492 | 7305 | Rate Constraint in lbs/MMBtu | FALSE | L | Annual | Total | Thousand Tons | 0.019294 | 0.016504 | 0.003351 | 0.0028266 | 0 | 0 | 0
IL Fac. Spec. - NOX Rate Summer v3.1, Unit 1477 and retrofits | 492 | 7305 | Rate Constraint in lbs/MMBtu | FALSE | L | Annual | Fuel Consumed | TBtu | 3.974 | 3.3993 | 0.69022 | 0.5822 | 0 | 0 | 0
IL Fac. Spec. - NOX Rate Summer v3.1, Unit 1477 and retrofits | 492 | 7305 | Rate Constraint in lbs/MMBtu | FALSE | L | Annual | Rate | lb/MMBtu | 0.00971 | 0.00971 | 0.00971 | 0.00971 | 0 | 0 | 0
IL Fac. Spec. - NOX Rate Summer v3.1, Unit 1477 and retrofits | 492 | 7305 | Rate Constraint in lbs/MMBtu | FALSE | L | Annual | Generation | TWh | 0.54179 | 0.46344 | 0.0941 | 0.079373 | 0 | 0 | 0
IL Fac. Spec. - NOX Rate Summer v3.1, Unit 1477 and retrofits | 492 | 7305 | Rate Constraint in lbs/MMBtu | FALSE | L | Annual | Qualifying Generation | TWh | 0.54179 | 0.46344 | 0.0941 | 0.079373 | 0 | 0 | 0
IL Fac. Spec. - NOX Rate Summer v3.1, Unit 1477 and retrofits | 492 | 7305 | Rate Constraint in lbs/MMBtu | FALSE | L | Annual | Rate | lb/MWh | 0.071223 | 0.071223 | 0.071223 | 0.071223 | 0 | 0 | 0
IL Fac. Spec. - NOX Rate Summer v3.1, Unit 1477 and retrofits | 492 | 7305 | Rate Constraint in lbs/MMBtu | FALSE | L | Annual | Constraint Shadow Price | US2022$/Ton | 0 | 0 | 0 | 0 | 0 | 0 | 0
IL Fac. Spec. - NOX Rate Summer v3.1, Unit 1478 and retrofits | 493 | 7305 | Rate Constraint in lbs/MMBtu | FALSE | L | Annual | Seasons Included | Seasons | Summer | Summer | Summer | Summer | Summer | Summer | Summer
IL Fac. Spec. - NOX Rate Summer v3.1, Unit 1478 and retrofits | 493 | 7305 | Rate Constraint in lbs/MMBtu | FALSE | L | Annual | Standard NOX | lb/MMBtu | 0.25 | 0.25 | 0.25 | 0.25 | 0.25 | 0.25 | 0.25
IL Fac. Spec. - NOX Rate Summer v3.1, Unit 1478 and retrofits | 493 | 7305 | Rate Constraint in lbs/MMBtu | FALSE | L | Annual | Emissions at Affected Plants NOX | Thousand Tons | 0.020096 | 0.01719 | 0.013505 | 0.0071356 | 0 | 0 | 0
IL Fac. Spec. - NOX Rate Summer v3.1, Unit 1478 and retrofits | 493 | 7305 | Rate Constraint in lbs/MMBtu | FALSE | L | Annual | Allowances Purchased NOX | Thousand Tons | 0 | 0 | 0 | 0 | 0 | 0 | 0
IL Fac. Spec. - NOX Rate Summer v3.1, Unit 1478 and retrofits | 493 | 7305 | Rate Constraint in lbs/MMBtu | FALSE | L | Annual | Allowances Sold NOX | Thousand Tons | 0 | 0 | 0 | 0 | 0 | 0 | 0
IL Fac. Spec. - NOX Rate Summer v3.1, Unit 1478 and retrofits | 493 | 7305 | Rate Constraint in lbs/MMBtu | FALSE | L | Annual | Allowances Banked | Thousand Tons | 0 | 0 | 0 | 0 | 0 | 0 | 0
IL Fac. Spec. - NOX Rate Summer v3.1, Unit 1478 and retrofits | 493 | 7305 | Rate Constraint in lbs/MMBtu | FALSE | L | Annual | Allowances Withdrawn (1:1) | Thousand Tons | 0 | 0 | 0 | 0 | 0 | 0 | 0
IL Fac. Spec. - NOX Rate Summer v3.1, Unit 1478 and retrofits | 493 | 7305 | Rate Constraint in lbs/MMBtu | FALSE | L | Annual | Allowances Withdrawn (1:n) | Thousand Tons | 0 | 0 | 0 | 0 | 0 | 0 | 0
IL Fac. Spec. - NOX Rate Summer v3.1, Unit 1478 and retrofits | 493 | 7305 | Rate Constraint in lbs/MMBtu | FALSE | L | Annual | Total | Thousand Tons | 0.020096 | 0.01719 | 0.013505 | 0.0071356 | 0 | 0 | 0
IL Fac. Spec. - NOX Rate Summer v3.1, Unit 1478 and retrofits | 493 | 7305 | Rate Constraint in lbs/MMBtu | FALSE | L | Annual | Fuel Consumed | TBtu | 3.4148 | 2.921 | 2.2948 | 1.2125 | 0 | 0 | 0
IL Fac. Spec. - NOX Rate Summer v3.1, Unit 1478 and retrofits | 493 | 7305 | Rate Constraint in lbs/MMBtu | FALSE | L | Annual | Rate | lb/MMBtu | 0.01177 | 0.01177 | 0.01177 | 0.01177 | 0 | 0 | 0
IL Fac. Spec. - NOX Rate Summer v3.1, Unit 1478 and retrofits | 493 | 7305 | Rate Constraint in lbs/MMBtu | FALSE | L | Annual | Generation | TWh | 0.45338 | 0.38781 | 0.30468 | 0.16098 | 0 | 0 | 0
IL Fac. Spec. - NOX Rate Summer v3.1, Unit 1478 and retrofits | 493 | 7305 | Rate Constraint in lbs/MMBtu | FALSE | L | Annual | Qualifying Generation | TWh | 0.45338 | 0.38781 | 0.30468 | 0.16098 | 0 | 0 | 0
IL Fac. Spec. - NOX Rate Summer v3.1, Unit 1478 and retrofits | 493 | 7305 | Rate Constraint in lbs/MMBtu | FALSE | L | Annual | Rate | lb/MWh | 0.088652 | 0.088652 | 0.088652 | 0.088652 | 0 | 0 | 0
IL Fac. Spec. - NOX Rate Summer v3.1, Unit 1478 and retrofits | 493 | 7305 | Rate Constraint in lbs/MMBtu | FALSE | L | Annual | Constraint Shadow Price | US2022$/Ton | 0 | 0 | 0 | 0 | 0 | 0 | 0
IL Fac. Spec. - NOX Rate Summer v3.1, Unit 1479 and retrofits | 494 | 7305 | Rate Constraint in lbs/MMBtu | FALSE | L | Annual | Seasons Included | Seasons | Summer | Summer | Summer | Summer | Summer | Summer | Summer
IL Fac. Spec. - NOX Rate Summer v3.1, Unit 1479 and retrofits | 494 | 7305 | Rate Constraint in lbs/MMBtu | FALSE | L | Annual | Standard NOX | lb/MMBtu | 0.25 | 0.25 | 0.25 | 0.25 | 0.25 | 0.25 | 0.25
IL Fac. Spec. - NOX Rate Summer v3.1, Unit 1479 and retrofits | 494 | 7305 | Rate Constraint in lbs/MMBtu | FALSE | L | Annual | Emissions at Affected Plants NOX | Thousand Tons | 0.021684 | 0.018548 | 0.014572 | 0.0031768 | 0 | 0 | 0
IL Fac. Spec. - NOX Rate Summer v3.1, Unit 1479 and retrofits | 494 | 7305 | Rate Constraint in lbs/MMBtu | FALSE | L | Annual | Allowances Purchased NOX | Thousand Tons | 0 | 0 | 0 | 0 | 0 | 0 | 0
IL Fac. Spec. - NOX Rate Summer v3.1, Unit 1479 and retrofits | 494 | 7305 | Rate Constraint in lbs/MMBtu | FALSE | L | Annual | Allowances Sold NOX | Thousand Tons | 0 | 0 | 0 | 0 | 0 | 0 | 0
IL Fac. Spec. - NOX Rate Summer v3.1, Unit 1479 and retrofits | 494 | 7305 | Rate Constraint in lbs/MMBtu | FALSE | L | Annual | Allowances Banked | Thousand Tons | 0 | 0 | 0 | 0 | 0 | 0 | 0
IL Fac. Spec. - NOX Rate Summer v3.1, Unit 1479 and retrofits | 494 | 7305 | Rate Constraint in lbs/MMBtu | FALSE | L | Annual | Allowances Withdrawn (1:1) | Thousand Tons | 0 | 0 | 0 | 0 | 0 | 0 | 0
IL Fac. Spec. - NOX Rate Summer v3.1, Unit 1479 and retrofits | 494 | 7305 | Rate Constraint in lbs/MMBtu | FALSE | L | Annual | Allowances Withdrawn (1:n) | Thousand Tons | 0 | 0 | 0 | 0 | 0 | 0 | 0
IL Fac. Spec. - NOX Rate Summer v3.1, Unit 1479 and retrofits | 494 | 7305 | Rate Constraint in lbs/MMBtu | FALSE | L | Annual | Total | Thousand Tons | 0.021684 | 0.018548 | 0.014572 | 0.0031768 | 0 | 0 | 0
IL Fac. Spec. - NOX Rate Summer v3.1, Unit 1479 and retrofits | 494 | 7305 | Rate Constraint in lbs/MMBtu | FALSE | L | Annual | Fuel Consumed | TBtu | 3.4148 | 2.921 | 2.2948 | 0.50028 | 0 | 0 | 0
IL Fac. Spec. - NOX Rate Summer v3.1, Unit 1479 and retrofits | 494 | 7305 | Rate Constraint in lbs/MMBtu | FALSE | L | Annual | Rate | lb/MMBtu | 0.0127 | 0.0127 | 0.0127 | 0.0127 | 0 | 0 | 0
IL Fac. Spec. - NOX Rate Summer v3.1, Unit 1479 and retrofits | 494 | 7305 | Rate Constraint in lbs/MMBtu | FALSE | L | Annual | Generation | TWh | 0.45338 | 0.38781 | 0.30468 | 0.066421 | 0 | 0 | 0
IL Fac. Spec. - NOX Rate Summer v3.1, Unit 1479 and retrofits | 494 | 7305 | Rate Constraint in lbs/MMBtu | FALSE | L | Annual | Qualifying Generation | TWh | 0.45338 | 0.38781 | 0.30468 | 0.066421 | 0 | 0 | 0
IL Fac. Spec. - NOX Rate Summer v3.1, Unit 1479 and retrofits | 494 | 7305 | Rate Constraint in lbs/MMBtu | FALSE | L | Annual | Rate | lb/MWh | 0.095656 | 0.095656 | 0.095656 | 0.095656 | 0 | 0 | 0
IL Fac. Spec. - NOX Rate Summer v3.1, Unit 1479 and retrofits | 494 | 7305 | Rate Constraint in lbs/MMBtu | FALSE | L | Annual | Constraint Shadow Price | US2022$/Ton | 0 | 0 | 0 | 0 | 0 | 0 | 0
IL Fac. Spec. - NOX Rate Summer v3.1, Unit 1480 and retrofits | 495 | 7305 | Rate Constraint in lbs/MMBtu | FALSE | L | Annual | Seasons Included | Seasons | Summer | Summer | Summer | Summer | Summer | Summer | Summer
IL Fac. Spec. - NOX Rate Summer v3.1, Unit 1480 and retrofits | 495 | 7305 | Rate Constraint in lbs/MMBtu | FALSE | L | Annual | Standard NOX | lb/MMBtu | 0.25 | 0.25 | 0.25 | 0.25 | 0.25 | 0.25 | 0.25
IL Fac. Spec. - NOX Rate Summer v3.1, Unit 1480 and retrofits | 495 | 7305 | Rate Constraint in lbs/MMBtu | FALSE | L | Annual | Emissions at Affected Plants NOX | Thousand Tons | 0.022965 | 0.019644 | 0.015433 | 0.0033644 | 0 | 0 | 0
IL Fac. Spec. - NOX Rate Summer v3.1, Unit 1480 and retrofits | 495 | 7305 | Rate Constraint in lbs/MMBtu | FALSE | L | Annual | Allowances Purchased NOX | Thousand Tons | 0 | 0 | 0 | 0 | 0 | 0 | 0
IL Fac. Spec. - NOX Rate Summer v3.1, Unit 1480 and retrofits | 495 | 7305 | Rate Constraint in lbs/MMBtu | FALSE | L | Annual | Allowances Sold NOX | Thousand Tons | 0 | 0 | 0 | 0 | 0 | 0 | 0
IL Fac. Spec. - NOX Rate Summer v3.1, Unit 1480 and retrofits | 495 | 7305 | Rate Constraint in lbs/MMBtu | FALSE | L | Annual | Allowances Banked | Thousand Tons | 0 | 0 | 0 | 0 | 0 | 0 | 0
IL Fac. Spec. - NOX Rate Summer v3.1, Unit 1480 and retrofits | 495 | 7305 | Rate Constraint in lbs/MMBtu | FALSE | L | Annual | Allowances Withdrawn (1:1) | Thousand Tons | 0 | 0 | 0 | 0 | 0 | 0 | 0
IL Fac. Spec. - NOX Rate Summer v3.1, Unit 1480 and retrofits | 495 | 7305 | Rate Constraint in lbs/MMBtu | FALSE | L | Annual | Allowances Withdrawn (1:n) | Thousand Tons | 0 | 0 | 0 | 0 | 0 | 0 | 0
IL Fac. Spec. - NOX Rate Summer v3.1, Unit 1480 and retrofits | 495 | 7305 | Rate Constraint in lbs/MMBtu | FALSE | L | Annual | Total | Thousand Tons | 0.022965 | 0.019644 | 0.015433 | 0.0033644 | 0 | 0 | 0
IL Fac. Spec. - NOX Rate Summer v3.1, Unit 1480 and retrofits | 495 | 7305 | Rate Constraint in lbs/MMBtu | FALSE | L | Annual | Fuel Consumed | TBtu | 3.4148 | 2.921 | 2.2948 | 0.50028 | 0 | 0 | 0
IL Fac. Spec. - NOX Rate Summer v3.1, Unit 1480 and retrofits | 495 | 7305 | Rate Constraint in lbs/MMBtu | FALSE | L | Annual | Rate | lb/MMBtu | 0.01345 | 0.01345 | 0.01345 | 0.01345 | 0 | 0 | 0
IL Fac. Spec. - NOX Rate Summer v3.1, Unit 1480 and retrofits | 495 | 7305 | Rate Constraint in lbs/MMBtu | FALSE | L | Annual | Generation | TWh | 0.45338 | 0.38781 | 0.30468 | 0.066421 | 0 | 0 | 0
IL Fac. Spec. - NOX Rate Summer v3.1, Unit 1480 and retrofits | 495 | 7305 | Rate Constraint in lbs/MMBtu | FALSE | L | Annual | Qualifying Generation | TWh | 0.45338 | 0.38781 | 0.30468 | 0.066421 | 0 | 0 | 0
IL Fac. Spec. - NOX Rate Summer v3.1, Unit 1480 and retrofits | 495 | 7305 | Rate Constraint in lbs/MMBtu | FALSE | L | Annual | Rate | lb/MWh | 0.10131 | 0.10131 | 0.10131 | 0.10131 | 0 | 0 | 0
IL Fac. Spec. - NOX Rate Summer v3.1, Unit 1480 and retrofits | 495 | 7305 | Rate Constraint in lbs/MMBtu | FALSE | L | Annual | Constraint Shadow Price | US2022$/Ton | 0 | 0 | 0 | 0 | 0 | 0 | 0
IL Fac. Spec. - NOX Rate Summer v3.1, Unit 1481 and retrofits | 496 | 7305 | Rate Constraint in lbs/MMBtu | FALSE | L | Annual | Seasons Included | Seasons | Summer | Summer | Summer | Summer | Summer | Summer | Summer
IL Fac. Spec. - NOX Rate Summer v3.1, Unit 1481 and retrofits | 496 | 7305 | Rate Constraint in lbs/MMBtu | FALSE | L | Annual | Standard NOX | lb/MMBtu | 0.25 | 0.25 | 0.25 | 0.25 | 0.25 | 0.25 | 0.25
IL Fac. Spec. - NOX Rate Summer v3.1, Unit 1481 and retrofits | 496 | 7305 | Rate Constraint in lbs/MMBtu | FALSE | L | Annual | Emissions at Affected Plants NOX | Thousand Tons | 0.022282 | 0.01906 | 0.014974 | 0.0032643 | 0 | 0 | 0
IL Fac. Spec. - NOX Rate Summer v3.1, Unit 1481 and retrofits | 496 | 7305 | Rate Constraint in lbs/MMBtu | FALSE | L | Annual | Allowances Purchased NOX | Thousand Tons | 0 | 0 | 0 | 0 | 0 | 0 | 0
IL Fac. Spec. - NOX Rate Summer v3.1, Unit 1481 and retrofits | 496 | 7305 | Rate Constraint in lbs/MMBtu | FALSE | L | Annual | Allowances Sold NOX | Thousand Tons | 0 | 0 | 0 | 0 | 0 | 0 | 0
IL Fac. Spec. - NOX Rate Summer v3.1, Unit 1481 and retrofits | 496 | 7305 | Rate Constraint in lbs/MMBtu | FALSE | L | Annual | Allowances Banked | Thousand Tons | 0 | 0 | 0 | 0 | 0 | 0 | 0
IL Fac. Spec. - NOX Rate Summer v3.1, Unit 1481 and retrofits | 496 | 7305 | Rate Constraint in lbs/MMBtu | FALSE | L | Annual | Allowances Withdrawn (1:1) | Thousand Tons | 0 | 0 | 0 | 0 | 0 | 0 | 0
IL Fac. Spec. - NOX Rate Summer v3.1, Unit 1481 and retrofits | 496 | 7305 | Rate Constraint in lbs/MMBtu | FALSE | L | Annual | Allowances Withdrawn (1:n) | Thousand Tons | 0 | 0 | 0 | 0 | 0 | 0 | 0
IL Fac. Spec. - NOX Rate Summer v3.1, Unit 1481 and retrofits | 496 | 7305 | Rate Constraint in lbs/MMBtu | FALSE | L | Annual | Total | Thousand Tons | 0.022282 | 0.01906 | 0.014974 | 0.0032643 | 0 | 0 | 0
IL Fac. Spec. - NOX Rate Summer v3.1, Unit 1481 and retrofits | 496 | 7305 | Rate Constraint in lbs/MMBtu | FALSE | L | Annual | Fuel Consumed | TBtu | 3.4148 | 2.921 | 2.2948 | 0.50028 | 0 | 0 | 0
IL Fac. Spec. - NOX Rate Summer v3.1, Unit 1481 and retrofits | 496 | 7305 | Rate Constraint in lbs/MMBtu | FALSE | L | Annual | Rate | lb/MMBtu | 0.01305 | 0.01305 | 0.01305 | 0.01305 | 0 | 0 | 0
IL Fac. Spec. - NOX Rate Summer v3.1, Unit 1481 and retrofits | 496 | 7305 | Rate Constraint in lbs/MMBtu | FALSE | L | Annual | Generation | TWh | 0.45338 | 0.38781 | 0.30468 | 0.066421 | 0 | 0 | 0
IL Fac. Spec. - NOX Rate Summer v3.1, Unit 1481 and retrofits | 496 | 7305 | Rate Constraint in lbs/MMBtu | FALSE | L | Annual | Qualifying Generation | TWh | 0.45338 | 0.38781 | 0.30468 | 0.066421 | 0 | 0 | 0
IL Fac. Spec. - NOX Rate Summer v3.1, Unit 1481 and retrofits | 496 | 7305 | Rate Constraint in lbs/MMBtu | FALSE | L | Annual | Rate | lb/MWh | 0.098293 | 0.098293 | 0.098293 | 0.098293 | 0 | 0 | 0
IL Fac. Spec. - NOX Rate Summer v3.1, Unit 1481 and retrofits | 496 | 7305 | Rate Constraint in lbs/MMBtu | FALSE | L | Annual | Constraint Shadow Price | US2022$/Ton | 0 | 0 | 0 | 0 | 0 | 0 | 0
IL Fac. Spec. - NOX Rate Summer v3.1, Unit 1482 and retrofits | 497 | 7305 | Rate Constraint in lbs/MMBtu | FALSE | L | Annual | Seasons Included | Seasons | Summer | Summer | Summer | Summer | Summer | Summer | Summer
IL Fac. Spec. - NOX Rate Summer v3.1, Unit 1482 and retrofits | 497 | 7305 | Rate Constraint in lbs/MMBtu | FALSE | L | Annual | Standard NOX | lb/MMBtu | 0.25 | 0.25 | 0.25 | 0.25 | 0.25 | 0.25 | 0.25
IL Fac. Spec. - NOX Rate Summer v3.1, Unit 1482 and retrofits | 497 | 7305 | Rate Constraint in lbs/MMBtu | FALSE | L | Annual | Emissions at Affected Plants NOX | Thousand Tons | 0.0157 | 0.01343 | 0.010551 | 0.0046119 | 0 | 0 | 0
IL Fac. Spec. - NOX Rate Summer v3.1, Unit 1482 and retrofits | 497 | 7305 | Rate Constraint in lbs/MMBtu | FALSE | L | Annual | Allowances Purchased NOX | Thousand Tons | 0 | 0 | 0 | 0 | 0 | 0 | 0
IL Fac. Spec. - NOX Rate Summer v3.1, Unit 1482 and retrofits | 497 | 7305 | Rate Constraint in lbs/MMBtu | FALSE | L | Annual | Allowances Sold NOX | Thousand Tons | 0 | 0 | 0 | 0 | 0 | 0 | 0
IL Fac. Spec. - NOX Rate Summer v3.1, Unit 1482 and retrofits | 497 | 7305 | Rate Constraint in lbs/MMBtu | FALSE | L | Annual | Allowances Banked | Thousand Tons | 0 | 0 | 0 | 0 | 0 | 0 | 0
IL Fac. Spec. - NOX Rate Summer v3.1, Unit 1482 and retrofits | 497 | 7305 | Rate Constraint in lbs/MMBtu | FALSE | L | Annual | Allowances Withdrawn (1:1) | Thousand Tons | 0 | 0 | 0 | 0 | 0 | 0 | 0
IL Fac. Spec. - NOX Rate Summer v3.1, Unit 1482 and retrofits | 497 | 7305 | Rate Constraint in lbs/MMBtu | FALSE | L | Annual | Allowances Withdrawn (1:n) | Thousand Tons | 0 | 0 | 0 | 0 | 0 | 0 | 0
IL Fac. Spec. - NOX Rate Summer v3.1, Unit 1482 and retrofits | 497 | 7305 | Rate Constraint in lbs/MMBtu | FALSE | L | Annual | Total | Thousand Tons | 0.0157 | 0.01343 | 0.010551 | 0.0046119 | 0 | 0 | 0
IL Fac. Spec. - NOX Rate Summer v3.1, Unit 1482 and retrofits | 497 | 7305 | Rate Constraint in lbs/MMBtu | FALSE | L | Annual | Fuel Consumed | TBtu | 2.6678 | 2.282 | 1.7929 | 0.78367 | 0 | 0 | 0
IL Fac. Spec. - NOX Rate Summer v3.1, Unit 1482 and retrofits | 497 | 7305 | Rate Constraint in lbs/MMBtu | FALSE | L | Annual | Rate | lb/MMBtu | 0.01177 | 0.01177 | 0.01177 | 0.01177 | 0 | 0 | 0
IL Fac. Spec. - NOX Rate Summer v3.1, Unit 1482 and retrofits | 497 | 7305 | Rate Constraint in lbs/MMBtu | FALSE | L | Annual | Generation | TWh | 0.3542 | 0.30298 | 0.23803 | 0.10405 | 0 | 0 | 0
IL Fac. Spec. - NOX Rate Summer v3.1, Unit 1482 and retrofits | 497 | 7305 | Rate Constraint in lbs/MMBtu | FALSE | L | Annual | Qualifying Generation | TWh | 0.3542 | 0.30298 | 0.23803 | 0.10405 | 0 | 0 | 0
IL Fac. Spec. - NOX Rate Summer v3.1, Unit 1482 and retrofits | 497 | 7305 | Rate Constraint in lbs/MMBtu | FALSE | L | Annual | Rate | lb/MWh | 0.088652 | 0.088652 | 0.088652 | 0.088652 | 0 | 0 | 0
IL Fac. Spec. - NOX Rate Summer v3.1, Unit 1482 and retrofits | 497 | 7305 | Rate Constraint in lbs/MMBtu | FALSE | L | Annual | Constraint Shadow Price | US2022$/Ton | 0 | 0 | 0 | 0 | 0 | 0 | 0
IL Fac. Spec. - NOX Rate Summer v3.1, Unit 1483 and retrofits | 498 | 7305 | Rate Constraint in lbs/MMBtu | FALSE | L | Annual | Seasons Included | Seasons | Summer | Summer | Summer | Summer | Summer | Summer | Summer
IL Fac. Spec. - NOX Rate Summer v3.1, Unit 1483 and retrofits | 498 | 7305 | Rate Constraint in lbs/MMBtu | FALSE | L | Annual | Standard NOX | lb/MMBtu | 0.25 | 0.25 | 0.25 | 0.25 | 0.25 | 0.25 | 0.25
IL Fac. Spec. - NOX Rate Summer v3.1, Unit 1483 and retrofits | 498 | 7305 | Rate Constraint in lbs/MMBtu | FALSE | L | Annual | Emissions at Affected Plants NOX | Thousand Tons | 0.016941 | 0.014491 | 0.011385 | 0.0024819 | 0 | 0 | 0
IL Fac. Spec. - NOX Rate Summer v3.1, Unit 1483 and retrofits | 498 | 7305 | Rate Constraint in lbs/MMBtu | FALSE | L | Annual | Allowances Purchased NOX | Thousand Tons | 0 | 0 | 0 | 0 | 0 | 0 | 0
IL Fac. Spec. - NOX Rate Summer v3.1, Unit 1483 and retrofits | 498 | 7305 | Rate Constraint in lbs/MMBtu | FALSE | L | Annual | Allowances Sold NOX | Thousand Tons | 0 | 0 | 0 | 0 | 0 | 0 | 0
IL Fac. Spec. - NOX Rate Summer v3.1, Unit 1483 and retrofits | 498 | 7305 | Rate Constraint in lbs/MMBtu | FALSE | L | Annual | Allowances Banked | Thousand Tons | 0 | 0 | 0 | 0 | 0 | 0 | 0
IL Fac. Spec. - NOX Rate Summer v3.1, Unit 1483 and retrofits | 498 | 7305 | Rate Constraint in lbs/MMBtu | FALSE | L | Annual | Allowances Withdrawn (1:1) | Thousand Tons | 0 | 0 | 0 | 0 | 0 | 0 | 0
IL Fac. Spec. - NOX Rate Summer v3.1, Unit 1483 and retrofits | 498 | 7305 | Rate Constraint in lbs/MMBtu | FALSE | L | Annual | Allowances Withdrawn (1:n) | Thousand Tons | 0 | 0 | 0 | 0 | 0 | 0 | 0
IL Fac. Spec. - NOX Rate Summer v3.1, Unit 1483 and retrofits | 498 | 7305 | Rate Constraint in lbs/MMBtu | FALSE | L | Annual | Total | Thousand Tons | 0.016941 | 0.014491 | 0.011385 | 0.0024819 | 0 | 0 | 0
IL Fac. Spec. - NOX Rate Summer v3.1, Unit 1483 and retrofits | 498 | 7305 | Rate Constraint in lbs/MMBtu | FALSE | L | Annual | Fuel Consumed | TBtu | 2.6678 | 2.282 | 1.7929 | 0.39085 | 0 | 0 | 0
IL Fac. Spec. - NOX Rate Summer v3.1, Unit 1483 and retrofits | 498 | 7305 | Rate Constraint in lbs/MMBtu | FALSE | L | Annual | Rate | lb/MMBtu | 0.0127 | 0.0127 | 0.0127 | 0.0127 | 0 | 0 | 0
IL Fac. Spec. - NOX Rate Summer v3.1, Unit 1483 and retrofits | 498 | 7305 | Rate Constraint in lbs/MMBtu | FALSE | L | Annual | Generation | TWh | 0.3542 | 0.30298 | 0.23803 | 0.051891 | 0 | 0 | 0
IL Fac. Spec. - NOX Rate Summer v3.1, Unit 1483 and retrofits | 498 | 7305 | Rate Constraint in lbs/MMBtu | FALSE | L | Annual | Qualifying Generation | TWh | 0.3542 | 0.30298 | 0.23803 | 0.051891 | 0 | 0 | 0
IL Fac. Spec. - NOX Rate Summer v3.1, Unit 1483 and retrofits | 498 | 7305 | Rate Constraint in lbs/MMBtu | FALSE | L | Annual | Rate | lb/MWh | 0.095656 | 0.095656 | 0.095656 | 0.095656 | 0 | 0 | 0
IL Fac. Spec. - NOX Rate Summer v3.1, Unit 1483 and retrofits | 498 | 7305 | Rate Constraint in lbs/MMBtu | FALSE | L | Annual | Constraint Shadow Price | US2022$/Ton | 0 | 0 | 0 | 0 | 0 | 0 | 0
IL Fac. Spec. - NOX Rate Summer v3.1, Unit 1484 and retrofits | 499 | 7305 | Rate Constraint in lbs/MMBtu | FALSE | L | Annual | Seasons Included | Seasons | Summer | Summer | Summer | Summer | Summer | Summer | Summer
IL Fac. Spec. - NOX Rate Summer v3.1, Unit 1484 and retrofits | 499 | 7305 | Rate Constraint in lbs/MMBtu | FALSE | L | Annual | Standard NOX | lb/MMBtu | 0.25 | 0.25 | 0.25 | 0.25 | 0.25 | 0.25 | 0.25
IL Fac. Spec. - NOX Rate Summer v3.1, Unit 1484 and retrofits | 499 | 7305 | Rate Constraint in lbs/MMBtu | FALSE | L | Annual | Emissions at Affected Plants NOX | Thousand Tons | 0.017941 | 0.015347 | 0.012057 | 0.0026284 | 0 | 0 | 0
IL Fac. Spec. - NOX Rate Summer v3.1, Unit 1484 and retrofits | 499 | 7305 | Rate Constraint in lbs/MMBtu | FALSE | L | Annual | Allowances Purchased NOX | Thousand Tons | 0 | 0 | 0 | 0 | 0 | 0 | 0
IL Fac. Spec. - NOX Rate Summer v3.1, Unit 1484 and retrofits | 499 | 7305 | Rate Constraint in lbs/MMBtu | FALSE | L | Annual | Allowances Sold NOX | Thousand Tons | 0 | 0 | 0 | 0 | 0 | 0 | 0
IL Fac. Spec. - NOX Rate Summer v3.1, Unit 1484 and retrofits | 499 | 7305 | Rate Constraint in lbs/MMBtu | FALSE | L | Annual | Allowances Banked | Thousand Tons | 0 | 0 | 0 | 0 | 0 | 0 | 0
IL Fac. Spec. - NOX Rate Summer v3.1, Unit 1484 and retrofits | 499 | 7305 | Rate Constraint in lbs/MMBtu | FALSE | L | Annual | Allowances Withdrawn (1:1) | Thousand Tons | 0 | 0 | 0 | 0 | 0 | 0 | 0
IL Fac. Spec. - NOX Rate Summer v3.1, Unit 1484 and retrofits | 499 | 7305 | Rate Constraint in lbs/MMBtu | FALSE | L | Annual | Allowances Withdrawn (1:n) | Thousand Tons | 0 | 0 | 0 | 0 | 0 | 0 | 0
IL Fac. Spec. - NOX Rate Summer v3.1, Unit 1484 and retrofits | 499 | 7305 | Rate Constraint in lbs/MMBtu | FALSE | L | Annual | Total | Thousand Tons | 0.017941 | 0.015347 | 0.012057 | 0.0026284 | 0 | 0 | 0
IL Fac. Spec. - NOX Rate Summer v3.1, Unit 1484 and retrofits | 499 | 7305 | Rate Constraint in lbs/MMBtu | FALSE | L | Annual | Fuel Consumed | TBtu | 2.6678 | 2.282 | 1.7929 | 0.39085 | 0 | 0 | 0
IL Fac. Spec. - NOX Rate Summer v3.1, Unit 1484 and retrofits | 499 | 7305 | Rate Constraint in lbs/MMBtu | FALSE | L | Annual | Rate | lb/MMBtu | 0.01345 | 0.01345 | 0.01345 | 0.01345 | 0 | 0 | 0
IL Fac. Spec. - NOX Rate Summer v3.1, Unit 1484 and retrofits | 499 | 7305 | Rate Constraint in lbs/MMBtu | FALSE | L | Annual | Generation | TWh | 0.3542 | 0.30298 | 0.23803 | 0.051891 | 0 | 0 | 0
IL Fac. Spec. - NOX Rate Summer v3.1, Unit 1484 and retrofits | 499 | 7305 | Rate Constraint in lbs/MMBtu | FALSE | L | Annual | Qualifying Generation | TWh | 0.3542 | 0.30298 | 0.23803 | 0.051891 | 0 | 0 | 0
IL Fac. Spec. - NOX Rate Summer v3.1, Unit 1484 and retrofits | 499 | 7305 | Rate Constraint in lbs/MMBtu | FALSE | L | Annual | Rate | lb/MWh | 0.10131 | 0.10131 | 0.10131 | 0.10131 | 0 | 0 | 0
IL Fac. Spec. - NOX Rate Summer v3.1, Unit 1484 and retrofits | 499 | 7305 | Rate Constraint in lbs/MMBtu | FALSE | L | Annual | Constraint Shadow Price | US2022$/Ton | 0 | 0 | 0 | 0 | 0 | 0 | 0
IL Fac. Spec. - NOX Rate Summer v3.1, Unit 1485 and retrofits | 500 | 7305 | Rate Constraint in lbs/MMBtu | FALSE | L | Annual | Seasons Included | Seasons | Summer | Summer | Summer | Summer | Summer | Summer | Summer
IL Fac. Spec. - NOX Rate Summer v3.1, Unit 1485 and retrofits | 500 | 7305 | Rate Constraint in lbs/MMBtu | FALSE | L | Annual | Standard NOX | lb/MMBtu | 0.25 | 0.25 | 0.25 | 0.25 | 0.25 | 0.25 | 0.25
IL Fac. Spec. - NOX Rate Summer v3.1, Unit 1485 and retrofits | 500 | 7305 | Rate Constraint in lbs/MMBtu | FALSE | L | Annual | Emissions at Affected Plants NOX | Thousand Tons | 0.017408 | 0.01489 | 0.011698 | 0.0025503 | 0 | 0 | 0
IL Fac. Spec. - NOX Rate Summer v3.1, Unit 1485 and retrofits | 500 | 7305 | Rate Constraint in lbs/MMBtu | FALSE | L | Annual | Allowances Purchased NOX | Thousand Tons | 0 | 0 | 0 | 0 | 0 | 0 | 0
IL Fac. Spec. - NOX Rate Summer v3.1, Unit 1485 and retrofits | 500 | 7305 | Rate Constraint in lbs/MMBtu | FALSE | L | Annual | Allowances Sold NOX | Thousand Tons | 0 | 0 | 0 | 0 | 0 | 0 | 0
IL Fac. Spec. - NOX Rate Summer v3.1, Unit 1485 and retrofits | 500 | 7305 | Rate Constraint in lbs/MMBtu | FALSE | L | Annual | Allowances Banked | Thousand Tons | 0 | 0 | 0 | 0 | 0 | 0 | 0
IL Fac. Spec. - NOX Rate Summer v3.1, Unit 1485 and retrofits | 500 | 7305 | Rate Constraint in lbs/MMBtu | FALSE | L | Annual | Allowances Withdrawn (1:1) | Thousand Tons | 0 | 0 | 0 | 0 | 0 | 0 | 0
IL Fac. Spec. - NOX Rate Summer v3.1, Unit 1485 and retrofits | 500 | 7305 | Rate Constraint in lbs/MMBtu | FALSE | L | Annual | Allowances Withdrawn (1:n) | Thousand Tons | 0 | 0 | 0 | 0 | 0 | 0 | 0
IL Fac. Spec. - NOX Rate Summer v3.1, Unit 1485 and retrofits | 500 | 7305 | Rate Constraint in lbs/MMBtu | FALSE | L | Annual | Total | Thousand Tons | 0.017408 | 0.01489 | 0.011698 | 0.0025503 | 0 | 0 | 0
IL Fac. Spec. - NOX Rate Summer v3.1, Unit 1485 and retrofits | 500 | 7305 | Rate Constraint in lbs/MMBtu | FALSE | L | Annual | Fuel Consumed | TBtu | 2.6678 | 2.282 | 1.7929 | 0.39085 | 0 | 0 | 0
IL Fac. Spec. - NOX Rate Summer v3.1, Unit 1485 and retrofits | 500 | 7305 | Rate Constraint in lbs/MMBtu | FALSE | L | Annual | Rate | lb/MMBtu | 0.01305 | 0.01305 | 0.01305 | 0.01305 | 0 | 0 | 0
IL Fac. Spec. - NOX Rate Summer v3.1, Unit 1485 and retrofits | 500 | 7305 | Rate Constraint in lbs/MMBtu | FALSE | L | Annual | Generation | TWh | 0.3542 | 0.30298 | 0.23803 | 0.051891 | 0 | 0 | 0
IL Fac. Spec. - NOX Rate Summer v3.1, Unit 1485 and retrofits | 500 | 7305 | Rate Constraint in lbs/MMBtu | FALSE | L | Annual | Qualifying Generation | TWh | 0.3542 | 0.30298 | 0.23803 | 0.051891 | 0 | 0 | 0
IL Fac. Spec. - NOX Rate Summer v3.1, Unit 1485 and retrofits | 500 | 7305 | Rate Constraint in lbs/MMBtu | FALSE | L | Annual | Rate | lb/MWh | 0.098293 | 0.098293 | 0.098293 | 0.098293 | 0 | 0 | 0
IL Fac. Spec. - NOX Rate Summer v3.1, Unit 1485 and retrofits | 500 | 7305 | Rate Constraint in lbs/MMBtu | FALSE | L | Annual | Constraint Shadow Price | US2022$/Ton | 0 | 0 | 0 | 0 | 0 | 0 | 0
IL Fac. Spec. - NOX Rate Summer v3.1, Unit 1486 and retrofits | 501 | 7305 | Rate Constraint in lbs/MMBtu | FALSE | L | Annual | Seasons Included | Seasons | Summer | Summer | Summer | Summer | Summer | Summer | Summer
IL Fac. Spec. - NOX Rate Summer v3.1, Unit 1486 and retrofits | 501 | 7305 | Rate Constraint in lbs/MMBtu | FALSE | L | Annual | Standard NOX | lb/MMBtu | 0.25 | 0.25 | 0.25 | 0.25 | 0.25 | 0.25 | 0.25
IL Fac. Spec. - NOX Rate Summer v3.1, Unit 1486 and retrofits | 501 | 7305 | Rate Constraint in lbs/MMBtu | FALSE | L | Annual | Emissions at Affected Plants NOX | Thousand Tons | 0.01665 | 0.014242 | 0.0092433 | 0.0059119 | 0 | 0 | 0
IL Fac. Spec. - NOX Rate Summer v3.1, Unit 1486 and retrofits | 501 | 7305 | Rate Constraint in lbs/MMBtu | FALSE | L | Annual | Allowances Purchased NOX | Thousand Tons | 0 | 0 | 0 | 0 | 0 | 0 | 0
IL Fac. Spec. - NOX Rate Summer v3.1, Unit 1486 and retrofits | 501 | 7305 | Rate Constraint in lbs/MMBtu | FALSE | L | Annual | Allowances Sold NOX | Thousand Tons | 0 | 0 | 0 | 0 | 0 | 0 | 0
IL Fac. Spec. - NOX Rate Summer v3.1, Unit 1486 and retrofits | 501 | 7305 | Rate Constraint in lbs/MMBtu | FALSE | L | Annual | Allowances Banked | Thousand Tons | 0 | 0 | 0 | 0 | 0 | 0 | 0
IL Fac. Spec. - NOX Rate Summer v3.1, Unit 1486 and retrofits | 501 | 7305 | Rate Constraint in lbs/MMBtu | FALSE | L | Annual | Allowances Withdrawn (1:1) | Thousand Tons | 0 | 0 | 0 | 0 | 0 | 0 | 0
IL Fac. Spec. - NOX Rate Summer v3.1, Unit 1486 and retrofits | 501 | 7305 | Rate Constraint in lbs/MMBtu | FALSE | L | Annual | Allowances Withdrawn (1:n) | Thousand Tons | 0 | 0 | 0 | 0 | 0 | 0 | 0
IL Fac. Spec. - NOX Rate Summer v3.1, Unit 1486 and retrofits | 501 | 7305 | Rate Constraint in lbs/MMBtu | FALSE | L | Annual | Total | Thousand Tons | 0.01665 | 0.014242 | 0.0092433 | 0.0059119 | 0 | 0 | 0
IL Fac. Spec. - NOX Rate Summer v3.1, Unit 1486 and retrofits | 501 | 7305 | Rate Constraint in lbs/MMBtu | FALSE | L | Annual | Fuel Consumed | TBtu | 3.4294 | 2.9335 | 1.9039 | 1.2177 | 0 | 0 | 0
IL Fac. Spec. - NOX Rate Summer v3.1, Unit 1486 and retrofits | 501 | 7305 | Rate Constraint in lbs/MMBtu | FALSE | L | Annual | Rate | lb/MMBtu | 0.00971 | 0.00971 | 0.00971 | 0.00971 | 0 | 0 | 0
IL Fac. Spec. - NOX Rate Summer v3.1, Unit 1486 and retrofits | 501 | 7305 | Rate Constraint in lbs/MMBtu | FALSE | L | Annual | Generation | TWh | 0.46755 | 0.39993 | 0.25956 | 0.16601 | 0 | 0 | 0
IL Fac. Spec. - NOX Rate Summer v3.1, Unit 1486 and retrofits | 501 | 7305 | Rate Constraint in lbs/MMBtu | FALSE | L | Annual | Qualifying Generation | TWh | 0.46755 | 0.39993 | 0.25956 | 0.16601 | 0 | 0 | 0
IL Fac. Spec. - NOX Rate Summer v3.1, Unit 1486 and retrofits | 501 | 7305 | Rate Constraint in lbs/MMBtu | FALSE | L | Annual | Rate | lb/MWh | 0.071223 | 0.071223 | 0.071223 | 0.071223 | 0 | 0 | 0
IL Fac. Spec. - NOX Rate Summer v3.1, Unit 1486 and retrofits | 501 | 7305 | Rate Constraint in lbs/MMBtu | FALSE | L | Annual | Constraint Shadow Price | US2022$/Ton | 0 | 0 | 0 | 0 | 0 | 0 | 0
IL Fac. Spec. - NOX Rate Summer v3.1, Unit 1487 and retrofits | 502 | 7305 | Rate Constraint in lbs/MMBtu | FALSE | L | Annual | Seasons Included | Seasons | Summer | Summer | Summer | Summer | Summer | Summer | Summer
IL Fac. Spec. - NOX Rate Summer v3.1, Unit 1487 and retrofits | 502 | 7305 | Rate Constraint in lbs/MMBtu | FALSE | L | Annual | Standard NOX | lb/MMBtu | 0.25 | 0.25 | 0.25 | 0.25 | 0.25 | 0.25 | 0.25
IL Fac. Spec. - NOX Rate Summer v3.1, Unit 1487 and retrofits | 502 | 7305 | Rate Constraint in lbs/MMBtu | FALSE | L | Annual | Emissions at Affected Plants NOX | Thousand Tons | 0.021711 | 0.018571 | 0.01459 | 0.007709 | 0 | 0 | 0
IL Fac. Spec. - NOX Rate Summer v3.1, Unit 1487 and retrofits | 502 | 7305 | Rate Constraint in lbs/MMBtu | FALSE | L | Annual | Allowances Purchased NOX | Thousand Tons | 0 | 0 | 0 | 0 | 0 | 0 | 0
IL Fac. Spec. - NOX Rate Summer v3.1, Unit 1487 and retrofits | 502 | 7305 | Rate Constraint in lbs/MMBtu | FALSE | L | Annual | Allowances Sold NOX | Thousand Tons | 0 | 0 | 0 | 0 | 0 | 0 | 0
IL Fac. Spec. - NOX Rate Summer v3.1, Unit 1487 and retrofits | 502 | 7305 | Rate Constraint in lbs/MMBtu | FALSE | L | Annual | Allowances Banked | Thousand Tons | 0 | 0 | 0 | 0 | 0 | 0 | 0
IL Fac. Spec. - NOX Rate Summer v3.1, Unit 1487 and retrofits | 502 | 7305 | Rate Constraint in lbs/MMBtu | FALSE | L | Annual | Allowances Withdrawn (1:1) | Thousand Tons | 0 | 0 | 0 | 0 | 0 | 0 | 0
IL Fac. Spec. - NOX Rate Summer v3.1, Unit 1487 and retrofits | 502 | 7305 | Rate Constraint in lbs/MMBtu | FALSE | L | Annual | Allowances Withdrawn (1:n) | Thousand Tons | 0 | 0 | 0 | 0 | 0 | 0 | 0
IL Fac. Spec. - NOX Rate Summer v3.1, Unit 1487 and retrofits | 502 | 7305 | Rate Constraint in lbs/MMBtu | FALSE | L | Annual | Total | Thousand Tons | 0.021711 | 0.018571 | 0.01459 | 0.007709 | 0 | 0 | 0
IL Fac. Spec. - NOX Rate Summer v3.1, Unit 1487 and retrofits | 502 | 7305 | Rate Constraint in lbs/MMBtu | FALSE | L | Annual | Fuel Consumed | TBtu | 2.597 | 2.2214 | 1.7452 | 0.92212 | 0 | 0 | 0
IL Fac. Spec. - NOX Rate Summer v3.1, Unit 1487 and retrofits | 502 | 7305 | Rate Constraint in lbs/MMBtu | FALSE | L | Annual | Rate | lb/MMBtu | 0.01672 | 0.01672 | 0.01672 | 0.01672 | 0 | 0 | 0
IL Fac. Spec. - NOX Rate Summer v3.1, Unit 1487 and retrofits | 502 | 7305 | Rate Constraint in lbs/MMBtu | FALSE | L | Annual | Generation | TWh | 0.3542 | 0.30298 | 0.23803 | 0.12577 | 0 | 0 | 0
IL Fac. Spec. - NOX Rate Summer v3.1, Unit 1487 and retrofits | 502 | 7305 | Rate Constraint in lbs/MMBtu | FALSE | L | Annual | Qualifying Generation | TWh | 0.3542 | 0.30298 | 0.23803 | 0.12577 | 0 | 0 | 0
IL Fac. Spec. - NOX Rate Summer v3.1, Unit 1487 and retrofits | 502 | 7305 | Rate Constraint in lbs/MMBtu | FALSE | L | Annual | Rate | lb/MWh | 0.12259 | 0.12259 | 0.12259 | 0.12259 | 0 | 0 | 0
IL Fac. Spec. - NOX Rate Summer v3.1, Unit 1487 and retrofits | 502 | 7305 | Rate Constraint in lbs/MMBtu | FALSE | L | Annual | Constraint Shadow Price | US2022$/Ton | 0 | 0 | 0 | 0 | 0 | 0 | 0
IL Fac. Spec. - NOX Rate Summer v3.1, Unit 1488 and retrofits | 503 | 7305 | Rate Constraint in lbs/MMBtu | FALSE | L | Annual | Seasons Included | Seasons | Summer | Summer | Summer | Summer | Summer | Summer | Summer
IL Fac. Spec. - NOX Rate Summer v3.1, Unit 1488 and retrofits | 503 | 7305 | Rate Constraint in lbs/MMBtu | FALSE | L | Annual | Standard NOX | lb/MMBtu | 0.25 | 0.25 | 0.25 | 0.25 | 0.25 | 0.25 | 0.25
IL Fac. Spec. - NOX Rate Summer v3.1, Unit 1488 and retrofits | 503 | 7305 | Rate Constraint in lbs/MMBtu | FALSE | L | Annual | Emissions at Affected Plants NOX | Thousand Tons | 0.021906 | 0.018738 | 0.014721 | 0.0077781 | 0 | 0 | 0
IL Fac. Spec. - NOX Rate Summer v3.1, Unit 1488 and retrofits | 503 | 7305 | Rate Constraint in lbs/MMBtu | FALSE | L | Annual | Allowances Purchased NOX | Thousand Tons | 0 | 0 | 0 | 0 | 0 | 0 | 0
IL Fac. Spec. - NOX Rate Summer v3.1, Unit 1488 and retrofits | 503 | 7305 | Rate Constraint in lbs/MMBtu | FALSE | L | Annual | Allowances Sold NOX | Thousand Tons | 0 | 0 | 0 | 0 | 0 | 0 | 0
IL Fac. Spec. - NOX Rate Summer v3.1, Unit 1488 and retrofits | 503 | 7305 | Rate Constraint in lbs/MMBtu | FALSE | L | Annual | Allowances Banked | Thousand Tons | 0 | 0 | 0 | 0 | 0 | 0 | 0
IL Fac. Spec. - NOX Rate Summer v3.1, Unit 1488 and retrofits | 503 | 7305 | Rate Constraint in lbs/MMBtu | FALSE | L | Annual | Allowances Withdrawn (1:1) | Thousand Tons | 0 | 0 | 0 | 0 | 0 | 0 | 0
IL Fac. Spec. - NOX Rate Summer v3.1, Unit 1488 and retrofits | 503 | 7305 | Rate Constraint in lbs/MMBtu | FALSE | L | Annual | Allowances Withdrawn (1:n) | Thousand Tons | 0 | 0 | 0 | 0 | 0 | 0 | 0
IL Fac. Spec. - NOX Rate Summer v3.1, Unit 1488 and retrofits | 503 | 7305 | Rate Constraint in lbs/MMBtu | FALSE | L | Annual | Total | Thousand Tons | 0.021906 | 0.018738 | 0.014721 | 0.0077781 | 0 | 0 | 0
IL Fac. Spec. - NOX Rate Summer v3.1, Unit 1488 and retrofits | 503 | 7305 | Rate Constraint in lbs/MMBtu | FALSE | L | Annual | Fuel Consumed | TBtu | 2.597 | 2.2214 | 1.7452 | 0.92212 | 0 | 0 | 0
IL Fac. Spec. - NOX Rate Summer v3.1, Unit 1488 and retrofits | 503 | 7305 | Rate Constraint in lbs/MMBtu | FALSE | L | Annual | Rate | lb/MMBtu | 0.01687 | 0.01687 | 0.01687 | 0.01687 | 0 | 0 | 0
IL Fac. Spec. - NOX Rate Summer v3.1, Unit 1488 and retrofits | 503 | 7305 | Rate Constraint in lbs/MMBtu | FALSE | L | Annual | Generation | TWh | 0.3542 | 0.30298 | 0.23803 | 0.12577 | 0 | 0 | 0
IL Fac. Spec. - NOX Rate Summer v3.1, Unit 1488 and retrofits | 503 | 7305 | Rate Constraint in lbs/MMBtu | FALSE | L | Annual | Qualifying Generation | TWh | 0.3542 | 0.30298 | 0.23803 | 0.12577 | 0 | 0 | 0
IL Fac. Spec. - NOX Rate Summer v3.1, Unit 1488 and retrofits | 503 | 7305 | Rate Constraint in lbs/MMBtu | FALSE | L | Annual | Rate | lb/MWh | 0.12369 | 0.12369 | 0.12369 | 0.12369 | 0 | 0 | 0
IL Fac. Spec. - NOX Rate Summer v3.1, Unit 1488 and retrofits | 503 | 7305 | Rate Constraint in lbs/MMBtu | FALSE | L | Annual | Constraint Shadow Price | US2022$/Ton | 0 | 0 | 0 | 0 | 0 | 0 | 0
IL Fac. Spec. - NOX Rate Summer v3.1, Unit 1489 and retrofits | 504 | 7305 | Rate Constraint in lbs/MMBtu | FALSE | L | Annual | Seasons Included | Seasons | Summer | Summer | Summer | Summer | Summer | Summer | Summer
IL Fac. Spec. - NOX Rate Summer v3.1, Unit 1489 and retrofits | 504 | 7305 | Rate Constraint in lbs/MMBtu | FALSE | L | Annual | Standard NOX | lb/MMBtu | 0.25 | 0.25 | 0.25 | 0.25 | 0.25 | 0.25 | 0.25
IL Fac. Spec. - NOX Rate Summer v3.1, Unit 1489 and retrofits | 504 | 7305 | Rate Constraint in lbs/MMBtu | FALSE | L | Annual | Emissions at Affected Plants NOX | Thousand Tons | 0.029179 | 0.02496 | 0.019609 | 0.010361 | 0 | 0 | 0
IL Fac. Spec. - NOX Rate Summer v3.1, Unit 1489 and retrofits | 504 | 7305 | Rate Constraint in lbs/MMBtu | FALSE | L | Annual | Allowances Purchased NOX | Thousand Tons | 0 | 0 | 0 | 0 | 0 | 0 | 0
IL Fac. Spec. - NOX Rate Summer v3.1, Unit 1489 and retrofits | 504 | 7305 | Rate Constraint in lbs/MMBtu | FALSE | L | Annual | Allowances Sold NOX | Thousand Tons | 0 | 0 | 0 | 0 | 0 | 0 | 0
IL Fac. Spec. - NOX Rate Summer v3.1, Unit 1489 and retrofits | 504 | 7305 | Rate Constraint in lbs/MMBtu | FALSE | L | Annual | Allowances Banked | Thousand Tons | 0 | 0 | 0 | 0 | 0 | 0 | 0
IL Fac. Spec. - NOX Rate Summer v3.1, Unit 1489 and retrofits | 504 | 7305 | Rate Constraint in lbs/MMBtu | FALSE | L | Annual | Allowances Withdrawn (1:1) | Thousand Tons | 0 | 0 | 0 | 0 | 0 | 0 | 0
IL Fac. Spec. - NOX Rate Summer v3.1, Unit 1489 and retrofits | 504 | 7305 | Rate Constraint in lbs/MMBtu | FALSE | L | Annual | Allowances Withdrawn (1:n) | Thousand Tons | 0 | 0 | 0 | 0 | 0 | 0 | 0
IL Fac. Spec. - NOX Rate Summer v3.1, Unit 1489 and retrofits | 504 | 7305 | Rate Constraint in lbs/MMBtu | FALSE | L | Annual | Total | Thousand Tons | 0.029179 | 0.02496 | 0.019609 | 0.010361 | 0 | 0 | 0
IL Fac. Spec. - NOX Rate Summer v3.1, Unit 1489 and retrofits | 504 | 7305 | Rate Constraint in lbs/MMBtu | FALSE | L | Annual | Fuel Consumed | TBtu | 3.4904 | 2.9856 | 2.3456 | 1.2393 | 0 | 0 | 0
IL Fac. Spec. - NOX Rate Summer v3.1, Unit 1489 and retrofits | 504 | 7305 | Rate Constraint in lbs/MMBtu | FALSE | L | Annual | Rate | lb/MMBtu | 0.01672 | 0.01672 | 0.01672 | 0.01672 | 0 | 0 | 0
IL Fac. Spec. - NOX Rate Summer v3.1, Unit 1489 and retrofits | 504 | 7305 | Rate Constraint in lbs/MMBtu | FALSE | L | Annual | Generation | TWh | 0.47605 | 0.4072 | 0.31991 | 0.16903 | 0 | 0 | 0
IL Fac. Spec. - NOX Rate Summer v3.1, Unit 1489 and retrofits | 504 | 7305 | Rate Constraint in lbs/MMBtu | FALSE | L | Annual | Qualifying Generation | TWh | 0.47605 | 0.4072 | 0.31991 | 0.16903 | 0 | 0 | 0
IL Fac. Spec. - NOX Rate Summer v3.1, Unit 1489 and retrofits | 504 | 7305 | Rate Constraint in lbs/MMBtu | FALSE | L | Annual | Rate | lb/MWh | 0.12259 | 0.12259 | 0.12259 | 0.12259 | 0 | 0 | 0
IL Fac. Spec. - NOX Rate Summer v3.1, Unit 1489 and retrofits | 504 | 7305 | Rate Constraint in lbs/MMBtu | FALSE | L | Annual | Constraint Shadow Price | US2022$/Ton | 0 | 0 | 0 | 0 | 0 | 0 | 0
IL Fac. Spec. - NOX Rate Summer v3.1, Unit 1490 and retrofits | 505 | 7305 | Rate Constraint in lbs/MMBtu | FALSE | L | Annual | Seasons Included | Seasons | Summer | Summer | Summer | Summer | Summer | Summer | Summer
IL Fac. Spec. - NOX Rate Summer v3.1, Unit 1490 and retrofits | 505 | 7305 | Rate Constraint in lbs/MMBtu | FALSE | L | Annual | Standard NOX | lb/MMBtu | 0.25 | 0.25 | 0.25 | 0.25 | 0.25 | 0.25 | 0.25
IL Fac. Spec. - NOX Rate Summer v3.1, Unit 1490 and retrofits | 505 | 7305 | Rate Constraint in lbs/MMBtu | FALSE | L | Annual | Emissions at Affected Plants NOX | Thousand Tons | 0.029441 | 0.025184 | 0.019785 | 0.010454 | 0 | 0 | 0
IL Fac. Spec. - NOX Rate Summer v3.1, Unit 1490 and retrofits | 505 | 7305 | Rate Constraint in lbs/MMBtu | FALSE | L | Annual | Allowances Purchased NOX | Thousand Tons | 0 | 0 | 0 | 0 | 0 | 0 | 0
IL Fac. Spec. - NOX Rate Summer v3.1, Unit 1490 and retrofits | 505 | 7305 | Rate Constraint in lbs/MMBtu | FALSE | L | Annual | Allowances Sold NOX | Thousand Tons | 0 | 0 | 0 | 0 | 0 | 0 | 0
IL Fac. Spec. - NOX Rate Summer v3.1, Unit 1490 and retrofits | 505 | 7305 | Rate Constraint in lbs/MMBtu | FALSE | L | Annual | Allowances Banked | Thousand Tons | 0 | 0 | 0 | 0 | 0 | 0 | 0
IL Fac. Spec. - NOX Rate Summer v3.1, Unit 1490 and retrofits | 505 | 7305 | Rate Constraint in lbs/MMBtu | FALSE | L | Annual | Allowances Withdrawn (1:1) | Thousand Tons | 0 | 0 | 0 | 0 | 0 | 0 | 0
IL Fac. Spec. - NOX Rate Summer v3.1, Unit 1490 and retrofits | 505 | 7305 | Rate Constraint in lbs/MMBtu | FALSE | L | Annual | Allowances Withdrawn (1:n) | Thousand Tons | 0 | 0 | 0 | 0 | 0 | 0 | 0
IL Fac. Spec. - NOX Rate Summer v3.1, Unit 1490 and retrofits | 505 | 7305 | Rate Constraint in lbs/MMBtu | FALSE | L | Annual | Total | Thousand Tons | 0.029441 | 0.025184 | 0.019785 | 0.010454 | 0 | 0 | 0
IL Fac. Spec. - NOX Rate Summer v3.1, Unit 1490 and retrofits | 505 | 7305 | Rate Constraint in lbs/MMBtu | FALSE | L | Annual | Fuel Consumed | TBtu | 3.4904 | 2.9856 | 2.3456 | 1.2393 | 0 | 0 | 0
IL Fac. Spec. - NOX Rate Summer v3.1, Unit 1490 and retrofits | 505 | 7305 | Rate Constraint in lbs/MMBtu | FALSE | L | Annual | Rate | lb/MMBtu | 0.01687 | 0.01687 | 0.01687 | 0.01687 | 0 | 0 | 0
IL Fac. Spec. - NOX Rate Summer v3.1, Unit 1490 and retrofits | 505 | 7305 | Rate Constraint in lbs/MMBtu | FALSE | L | Annual | Generation | TWh | 0.47605 | 0.4072 | 0.31991 | 0.16903 | 0 | 0 | 0
IL Fac. Spec. - NOX Rate Summer v3.1, Unit 1490 and retrofits | 505 | 7305 | Rate Constraint in lbs/MMBtu | FALSE | L | Annual | Qualifying Generation | TWh | 0.47605 | 0.4072 | 0.31991 | 0.16903 | 0 | 0 | 0
IL Fac. Spec. - NOX Rate Summer v3.1, Unit 1490 and retrofits | 505 | 7305 | Rate Constraint in lbs/MMBtu | FALSE | L | Annual | Rate | lb/MWh | 0.12369 | 0.12369 | 0.12369 | 0.12369 | 0 | 0 | 0
IL Fac. Spec. - NOX Rate Summer v3.1, Unit 1490 and retrofits | 505 | 7305 | Rate Constraint in lbs/MMBtu | FALSE | L | Annual | Constraint Shadow Price | US2022$/Ton | 0 | 0 | 0 | 0 | 0 | 0 | 0
IL Fac. Spec. - NOX Rate Summer v3.1, Unit 1491 and retrofits | 506 | 7305 | Rate Constraint in lbs/MMBtu | FALSE | L | Annual | Seasons Included | Seasons | Summer | Summer | Summer | Summer | Summer | Summer | Summer
IL Fac. Spec. - NOX Rate Summer v3.1, Unit 1491 and retrofits | 506 | 7305 | Rate Constraint in lbs/MMBtu | FALSE | L | Annual | Standard NOX | lb/MMBtu | 0.25 | 0.25 | 0.25 | 0.25 | 0.25 | 0.25 | 0.25
IL Fac. Spec. - NOX Rate Summer v3.1, Unit 1491 and retrofits | 506 | 7305 | Rate Constraint in lbs/MMBtu | FALSE | L | Annual | Emissions at Affected Plants NOX | Thousand Tons | 0.068911 | 0.068911 | 0.068911 | 0.059565 | 0 | 0 | 0
IL Fac. Spec. - NOX Rate Summer v3.1, Unit 1491 and retrofits | 506 | 7305 | Rate Constraint in lbs/MMBtu | FALSE | L | Annual | Allowances Purchased NOX | Thousand Tons | 0 | 0 | 0 | 0 | 0 | 0 | 0
IL Fac. Spec. - NOX Rate Summer v3.1, Unit 1491 and retrofits | 506 | 7305 | Rate Constraint in lbs/MMBtu | FALSE | L | Annual | Allowances Sold NOX | Thousand Tons | 0 | 0 | 0 | 0 | 0 | 0 | 0
IL Fac. Spec. - NOX Rate Summer v3.1, Unit 1491 and retrofits | 506 | 7305 | Rate Constraint in lbs/MMBtu | FALSE | L | Annual | Allowances Banked | Thousand Tons | 0 | 0 | 0 | 0 | 0 | 0 | 0
IL Fac. Spec. - NOX Rate Summer v3.1, Unit 1491 and retrofits | 506 | 7305 | Rate Constraint in lbs/MMBtu | FALSE | L | Annual | Allowances Withdrawn (1:1) | Thousand Tons | 0 | 0 | 0 | 0 | 0 | 0 | 0
IL Fac. Spec. - NOX Rate Summer v3.1, Unit 1491 and retrofits | 506 | 7305 | Rate Constraint in lbs/MMBtu | FALSE | L | Annual | Allowances Withdrawn (1:n) | Thousand Tons | 0 | 0 | 0 | 0 | 0 | 0 | 0
IL Fac. Spec. - NOX Rate Summer v3.1, Unit 1491 and retrofits | 506 | 7305 | Rate Constraint in lbs/MMBtu | FALSE | L | Annual | Total | Thousand Tons | 0.068911 | 0.068911 | 0.068911 | 0.059565 | 0 | 0 | 0
IL Fac. Spec. - NOX Rate Summer v3.1, Unit 1491 and retrofits | 506 | 7305 | Rate Constraint in lbs/MMBtu | FALSE | L | Annual | Fuel Consumed | TBtu | 12.5293 | 12.5293 | 12.5293 | 10.83 | 0 | 0 | 0
IL Fac. Spec. - NOX Rate Summer v3.1, Unit 1491 and retrofits | 506 | 7305 | Rate Constraint in lbs/MMBtu | FALSE | L | Annual | Rate | lb/MMBtu | 0.011 | 0.011 | 0.011 | 0.011 | 0 | 0 | 0
IL Fac. Spec. - NOX Rate Summer v3.1, Unit 1491 and retrofits | 506 | 7305 | Rate Constraint in lbs/MMBtu | FALSE | L | Annual | Generation | TWh | 1.9669 | 1.9669 | 1.9669 | 1.7002 | 0 | 0 | 0
IL Fac. Spec. - NOX Rate Summer v3.1, Unit 1491 and retrofits | 506 | 7305 | Rate Constraint in lbs/MMBtu | FALSE | L | Annual | Qualifying Generation | TWh | 1.9669 | 1.9669 | 1.9669 | 1.7002 | 0 | 0 | 0
IL Fac. Spec. - NOX Rate Summer v3.1, Unit 1491 and retrofits | 506 | 7305 | Rate Constraint in lbs/MMBtu | FALSE | L | Annual | Rate | lb/MWh | 0.07007 | 0.07007 | 0.07007 | 0.07007 | 0 | 0 | 0
IL Fac. Spec. - NOX Rate Summer v3.1, Unit 1491 and retrofits | 506 | 7305 | Rate Constraint in lbs/MMBtu | FALSE | L | Annual | Constraint Shadow Price | US2022$/Ton | 0 | 0 | 0 | 0 | 0 | 0 | 0
IL Fac. Spec. - NOX Rate Summer v3.1, Unit 1492 and retrofits | 507 | 7305 | Rate Constraint in lbs/MMBtu | FALSE | L | Annual | Seasons Included | Seasons | Summer | Summer | Summer | Summer | Summer | Summer | Summer
IL Fac. Spec. - NOX Rate Summer v3.1, Unit 1492 and retrofits | 507 | 7305 | Rate Constraint in lbs/MMBtu | FALSE | L | Annual | Standard NOX | lb/MMBtu | 0.25 | 0.25 | 0.25 | 0.25 | 0.25 | 0.25 | 0.25
IL Fac. Spec. - NOX Rate Summer v3.1, Unit 1492 and retrofits | 507 | 7305 | Rate Constraint in lbs/MMBtu | FALSE | L | Annual | Emissions at Affected Plants NOX | Thousand Tons | 0.068911 | 0.068911 | 0.068911 | 0.059565 | 0 | 0 | 0
IL Fac. Spec. - NOX Rate Summer v3.1, Unit 1492 and retrofits | 507 | 7305 | Rate Constraint in lbs/MMBtu | FALSE | L | Annual | Allowances Purchased NOX | Thousand Tons | 0 | 0 | 0 | 0 | 0 | 0 | 0
IL Fac. Spec. - NOX Rate Summer v3.1, Unit 1492 and retrofits | 507 | 7305 | Rate Constraint in lbs/MMBtu | FALSE | L | Annual | Allowances Sold NOX | Thousand Tons | 0 | 0 | 0 | 0 | 0 | 0 | 0
IL Fac. Spec. - NOX Rate Summer v3.1, Unit 1492 and retrofits | 507 | 7305 | Rate Constraint in lbs/MMBtu | FALSE | L | Annual | Allowances Banked | Thousand Tons | 0 | 0 | 0 | 0 | 0 | 0 | 0
IL Fac. Spec. - NOX Rate Summer v3.1, Unit 1492 and retrofits | 507 | 7305 | Rate Constraint in lbs/MMBtu | FALSE | L | Annual | Allowances Withdrawn (1:1) | Thousand Tons | 0 | 0 | 0 | 0 | 0 | 0 | 0
IL Fac. Spec. - NOX Rate Summer v3.1, Unit 1492 and retrofits | 507 | 7305 | Rate Constraint in lbs/MMBtu | FALSE | L | Annual | Allowances Withdrawn (1:n) | Thousand Tons | 0 | 0 | 0 | 0 | 0 | 0 | 0
IL Fac. Spec. - NOX Rate Summer v3.1, Unit 1492 and retrofits | 507 | 7305 | Rate Constraint in lbs/MMBtu | FALSE | L | Annual | Total | Thousand Tons | 0.068911 | 0.068911 | 0.068911 | 0.059565 | 0 | 0 | 0
IL Fac. Spec. - NOX Rate Summer v3.1, Unit 1492 and retrofits | 507 | 7305 | Rate Constraint in lbs/MMBtu | FALSE | L | Annual | Fuel Consumed | TBtu | 12.5293 | 12.5293 | 12.5293 | 10.83 | 0 | 0 | 0
IL Fac. Spec. - NOX Rate Summer v3.1, Unit 1492 and retrofits | 507 | 7305 | Rate Constraint in lbs/MMBtu | FALSE | L | Annual | Rate | lb/MMBtu | 0.011 | 0.011 | 0.011 | 0.011 | 0 | 0 | 0
IL Fac. Spec. - NOX Rate Summer v3.1, Unit 1492 and retrofits | 507 | 7305 | Rate Constraint in lbs/MMBtu | FALSE | L | Annual | Generation | TWh | 1.9669 | 1.9669 | 1.9669 | 1.7002 | 0 | 0 | 0
IL Fac. Spec. - NOX Rate Summer v3.1, Unit 1492 and retrofits | 507 | 7305 | Rate Constraint in lbs/MMBtu | FALSE | L | Annual | Qualifying Generation | TWh | 1.9669 | 1.9669 | 1.9669 | 1.7002 | 0 | 0 | 0
IL Fac. Spec. - NOX Rate Summer v3.1, Unit 1492 and retrofits | 507 | 7305 | Rate Constraint in lbs/MMBtu | FALSE | L | Annual | Rate | lb/MWh | 0.07007 | 0.07007 | 0.07007 | 0.07007 | 0 | 0 | 0
IL Fac. Spec. - NOX Rate Summer v3.1, Unit 1492 and retrofits | 507 | 7305 | Rate Constraint in lbs/MMBtu | FALSE | L | Annual | Constraint Shadow Price | US2022$/Ton | 0 | 0 | 0 | 0 | 0 | 0 | 0
IL Fac. Spec. - NOX Rate Summer v3.1, Unit 1494 and retrofits | 508 | 7305 | Rate Constraint in lbs/MMBtu | FALSE | L | Annual | Seasons Included | Seasons | Summer | Summer | Summer | Summer | Summer | Summer | Summer
IL Fac. Spec. - NOX Rate Summer v3.1, Unit 1494 and retrofits | 508 | 7305 | Rate Constraint in lbs/MMBtu | FALSE | L | Annual | Standard NOX | lb/MMBtu | 0.25 | 0.25 | 0.25 | 0.25 | 0.25 | 0.25 | 0.25
IL Fac. Spec. - NOX Rate Summer v3.1, Unit 1494 and retrofits | 508 | 7305 | Rate Constraint in lbs/MMBtu | FALSE | L | Annual | Emissions at Affected Plants NOX | Thousand Tons | 0.043343 | 0.032047 | 0.037465 | 0.013303 | 0 | 0 | 0
IL Fac. Spec. - NOX Rate Summer v3.1, Unit 1494 and retrofits | 508 | 7305 | Rate Constraint in lbs/MMBtu | FALSE | L | Annual | Allowances Purchased NOX | Thousand Tons | 0 | 0 | 0 | 0 | 0 | 0 | 0
IL Fac. Spec. - NOX Rate Summer v3.1, Unit 1494 and retrofits | 508 | 7305 | Rate Constraint in lbs/MMBtu | FALSE | L | Annual | Allowances Sold NOX | Thousand Tons | 0 | 0 | 0 | 0 | 0 | 0 | 0
IL Fac. Spec. - NOX Rate Summer v3.1, Unit 1494 and retrofits | 508 | 7305 | Rate Constraint in lbs/MMBtu | FALSE | L | Annual | Allowances Banked | Thousand Tons | 0 | 0 | 0 | 0 | 0 | 0 | 0
IL Fac. Spec. - NOX Rate Summer v3.1, Unit 1494 and retrofits | 508 | 7305 | Rate Constraint in lbs/MMBtu | FALSE | L | Annual | Allowances Withdrawn (1:1) | Thousand Tons | 0 | 0 | 0 | 0 | 0 | 0 | 0
IL Fac. Spec. - NOX Rate Summer v3.1, Unit 1494 and retrofits | 508 | 7305 | Rate Constraint in lbs/MMBtu | FALSE | L | Annual | Allowances Withdrawn (1:n) | Thousand Tons | 0 | 0 | 0 | 0 | 0 | 0 | 0
IL Fac. Spec. - NOX Rate Summer v3.1, Unit 1494 and retrofits | 508 | 7305 | Rate Constraint in lbs/MMBtu | FALSE | L | Annual | Total | Thousand Tons | 0.043343 | 0.032047 | 0.037465 | 0.013303 | 0 | 0 | 0
IL Fac. Spec. - NOX Rate Summer v3.1, Unit 1494 and retrofits | 508 | 7305 | Rate Constraint in lbs/MMBtu | FALSE | L | Annual | Fuel Consumed | TBtu | 1.0217 | 0.75539 | 0.8831 | 0.31356 | 0 | 0 | 0
IL Fac. Spec. - NOX Rate Summer v3.1, Unit 1494 and retrofits | 508 | 7305 | Rate Constraint in lbs/MMBtu | FALSE | L | Annual | Rate | lb/MMBtu | 0.084848 | 0.084848 | 0.084848 | 0.084848 | 0 | 0 | 0
IL Fac. Spec. - NOX Rate Summer v3.1, Unit 1494 and retrofits | 508 | 7305 | Rate Constraint in lbs/MMBtu | FALSE | L | Annual | Generation | TWh | 0.14424 | 0.10665 | 0.12468 | 0.04427 | 0 | 0 | 0
IL Fac. Spec. - NOX Rate Summer v3.1, Unit 1494 and retrofits | 508 | 7305 | Rate Constraint in lbs/MMBtu | FALSE | L | Annual | Qualifying Generation | TWh | 0.14424 | 0.10665 | 0.12468 | 0.04427 | 0 | 0 | 0
IL Fac. Spec. - NOX Rate Summer v3.1, Unit 1494 and retrofits | 508 | 7305 | Rate Constraint in lbs/MMBtu | FALSE | L | Annual | Rate | lb/MWh | 0.60098 | 0.60098 | 0.60098 | 0.60098 | 0 | 0 | 0
IL Fac. Spec. - NOX Rate Summer v3.1, Unit 1494 and retrofits | 508 | 7305 | Rate Constraint in lbs/MMBtu | FALSE | L | Annual | Constraint Shadow Price | US2022$/Ton | 0 | 0 | 0 | 0 | 0 | 0 | 0
IL Fac. Spec. - NOX Rate Summer v3.1, Unit 1495 and retrofits | 509 | 7305 | Rate Constraint in lbs/MMBtu | FALSE | L | Annual | Seasons Included | Seasons | Summer | Summer | Summer | Summer | Summer | Summer | Summer
IL Fac. Spec. - NOX Rate Summer v3.1, Unit 1495 and retrofits | 509 | 7305 | Rate Constraint in lbs/MMBtu | FALSE | L | Annual | Standard NOX | lb/MMBtu | 0.25 | 0.25 | 0.25 | 0.25 | 0.25 | 0.25 | 0.25
IL Fac. Spec. - NOX Rate Summer v3.1, Unit 1495 and retrofits | 509 | 7305 | Rate Constraint in lbs/MMBtu | FALSE | L | Annual | Emissions at Affected Plants NOX | Thousand Tons | 0.043343 | 0.032047 | 0.037465 | 0.013303 | 0 | 0 | 0
IL Fac. Spec. - NOX Rate Summer v3.1, Unit 1495 and retrofits | 509 | 7305 | Rate Constraint in lbs/MMBtu | FALSE | L | Annual | Allowances Purchased NOX | Thousand Tons | 0 | 0 | 0 | 0 | 0 | 0 | 0
IL Fac. Spec. - NOX Rate Summer v3.1, Unit 1495 and retrofits | 509 | 7305 | Rate Constraint in lbs/MMBtu | FALSE | L | Annual | Allowances Sold NOX | Thousand Tons | 0 | 0 | 0 | 0 | 0 | 0 | 0
IL Fac. Spec. - NOX Rate Summer v3.1, Unit 1495 and retrofits | 509 | 7305 | Rate Constraint in lbs/MMBtu | FALSE | L | Annual | Allowances Banked | Thousand Tons | 0 | 0 | 0 | 0 | 0 | 0 | 0
IL Fac. Spec. - NOX Rate Summer v3.1, Unit 1495 and retrofits | 509 | 7305 | Rate Constraint in lbs/MMBtu | FALSE | L | Annual | Allowances Withdrawn (1:1) | Thousand Tons | 0 | 0 | 0 | 0 | 0 | 0 | 0
IL Fac. Spec. - NOX Rate Summer v3.1, Unit 1495 and retrofits | 509 | 7305 | Rate Constraint in lbs/MMBtu | FALSE | L | Annual | Allowances Withdrawn (1:n) | Thousand Tons | 0 | 0 | 0 | 0 | 0 | 0 | 0
IL Fac. Spec. - NOX Rate Summer v3.1, Unit 1495 and retrofits | 509 | 7305 | Rate Constraint in lbs/MMBtu | FALSE | L | Annual | Total | Thousand Tons | 0.043343 | 0.032047 | 0.037465 | 0.013303 | 0 | 0 | 0
IL Fac. Spec. - NOX Rate Summer v3.1, Unit 1495 and retrofits | 509 | 7305 | Rate Constraint in lbs/MMBtu | FALSE | L | Annual | Fuel Consumed | TBtu | 1.0217 | 0.75539 | 0.8831 | 0.31356 | 0 | 0 | 0
IL Fac. Spec. - NOX Rate Summer v3.1, Unit 1495 and retrofits | 509 | 7305 | Rate Constraint in lbs/MMBtu | FALSE | L | Annual | Rate | lb/MMBtu | 0.084848 | 0.084848 | 0.084848 | 0.084848 | 0 | 0 | 0
IL Fac. Spec. - NOX Rate Summer v3.1, Unit 1495 and retrofits | 509 | 7305 | Rate Constraint in lbs/MMBtu | FALSE | L | Annual | Generation | TWh | 0.14424 | 0.10665 | 0.12468 | 0.04427 | 0 | 0 | 0
IL Fac. Spec. - NOX Rate Summer v3.1, Unit 1495 and retrofits | 509 | 7305 | Rate Constraint in lbs/MMBtu | FALSE | L | Annual | Qualifying Generation | TWh | 0.14424 | 0.10665 | 0.12468 | 0.04427 | 0 | 0 | 0
IL Fac. Spec. - NOX Rate Summer v3.1, Unit 1495 and retrofits | 509 | 7305 | Rate Constraint in lbs/MMBtu | FALSE | L | Annual | Rate | lb/MWh | 0.60098 | 0.60098 | 0.60098 | 0.60098 | 0 | 0 | 0
IL Fac. Spec. - NOX Rate Summer v3.1, Unit 1495 and retrofits | 509 | 7305 | Rate Constraint in lbs/MMBtu | FALSE | L | Annual | Constraint Shadow Price | US2022$/Ton | 0 | 0 | 0 | 0 | 0 | 0 | 0
IL Fac. Spec. - NOX Rate Summer v3.1, Unit 1496 and retrofits | 510 | 7305 | Rate Constraint in lbs/MMBtu | FALSE | L | Annual | Seasons Included | Seasons | Summer | Summer | Summer | Summer | Summer | Summer | Summer
IL Fac. Spec. - NOX Rate Summer v3.1, Unit 1496 and retrofits | 510 | 7305 | Rate Constraint in lbs/MMBtu | FALSE | L | Annual | Standard NOX | lb/MMBtu | 0.25 | 0.25 | 0.25 | 0.25 | 0.25 | 0.25 | 0.25
IL Fac. Spec. - NOX Rate Summer v3.1, Unit 1496 and retrofits | 510 | 7305 | Rate Constraint in lbs/MMBtu | FALSE | L | Annual | Emissions at Affected Plants NOX | Thousand Tons | 0.043343 | 0.032047 | 0.037465 | 0.013303 | 0 | 0 | 0
IL Fac. Spec. - NOX Rate Summer v3.1, Unit 1496 and retrofits | 510 | 7305 | Rate Constraint in lbs/MMBtu | FALSE | L | Annual | Allowances Purchased NOX | Thousand Tons | 0 | 0 | 0 | 0 | 0 | 0 | 0
IL Fac. Spec. - NOX Rate Summer v3.1, Unit 1496 and retrofits | 510 | 7305 | Rate Constraint in lbs/MMBtu | FALSE | L | Annual | Allowances Sold NOX | Thousand Tons | 0 | 0 | 0 | 0 | 0 | 0 | 0
IL Fac. Spec. - NOX Rate Summer v3.1, Unit 1496 and retrofits | 510 | 7305 | Rate Constraint in lbs/MMBtu | FALSE | L | Annual | Allowances Banked | Thousand Tons | 0 | 0 | 0 | 0 | 0 | 0 | 0
IL Fac. Spec. - NOX Rate Summer v3.1, Unit 1496 and retrofits | 510 | 7305 | Rate Constraint in lbs/MMBtu | FALSE | L | Annual | Allowances Withdrawn (1:1) | Thousand Tons | 0 | 0 | 0 | 0 | 0 | 0 | 0
IL Fac. Spec. - NOX Rate Summer v3.1, Unit 1496 and retrofits | 510 | 7305 | Rate Constraint in lbs/MMBtu | FALSE | L | Annual | Allowances Withdrawn (1:n) | Thousand Tons | 0 | 0 | 0 | 0 | 0 | 0 | 0
IL Fac. Spec. - NOX Rate Summer v3.1, Unit 1496 and retrofits | 510 | 7305 | Rate Constraint in lbs/MMBtu | FALSE | L | Annual | Total | Thousand Tons | 0.043343 | 0.032047 | 0.037465 | 0.013303 | 0 | 0 | 0
IL Fac. Spec. - NOX Rate Summer v3.1, Unit 1496 and retrofits | 510 | 7305 | Rate Constraint in lbs/MMBtu | FALSE | L | Annual | Fuel Consumed | TBtu | 1.0217 | 0.75539 | 0.8831 | 0.31356 | 0 | 0 | 0
IL Fac. Spec. - NOX Rate Summer v3.1, Unit 1496 and retrofits | 510 | 7305 | Rate Constraint in lbs/MMBtu | FALSE | L | Annual | Rate | lb/MMBtu | 0.084848 | 0.084848 | 0.084848 | 0.084848 | 0 | 0 | 0
IL Fac. Spec. - NOX Rate Summer v3.1, Unit 1496 and retrofits | 510 | 7305 | Rate Constraint in lbs/MMBtu | FALSE | L | Annual | Generation | TWh | 0.14424 | 0.10665 | 0.12468 | 0.04427 | 0 | 0 | 0
IL Fac. Spec. - NOX Rate Summer v3.1, Unit 1496 and retrofits | 510 | 7305 | Rate Constraint in lbs/MMBtu | FALSE | L | Annual | Qualifying Generation | TWh | 0.14424 | 0.10665 | 0.12468 | 0.04427 | 0 | 0 | 0
IL Fac. Spec. - NOX Rate Summer v3.1, Unit 1496 and retrofits | 510 | 7305 | Rate Constraint in lbs/MMBtu | FALSE | L | Annual | Rate | lb/MWh | 0.60098 | 0.60098 | 0.60098 | 0.60098 | 0 | 0 | 0
IL Fac. Spec. - NOX Rate Summer v3.1, Unit 1496 and retrofits | 510 | 7305 | Rate Constraint in lbs/MMBtu | FALSE | L | Annual | Constraint Shadow Price | US2022$/Ton | 0 | 0 | 0 | 0 | 0 | 0 | 0
IL Fac. Spec. - NOX Rate Summer v3.1, Unit 1497 and retrofits | 511 | 7305 | Rate Constraint in lbs/MMBtu | FALSE | L | Annual | Seasons Included | Seasons | Summer | Summer | Summer | Summer | Summer | Summer | Summer
IL Fac. Spec. - NOX Rate Summer v3.1, Unit 1497 and retrofits | 511 | 7305 | Rate Constraint in lbs/MMBtu | FALSE | L | Annual | Standard NOX | lb/MMBtu | 0.25 | 0.25 | 0.25 | 0.25 | 0.25 | 0.25 | 0.25
IL Fac. Spec. - NOX Rate Summer v3.1, Unit 1497 and retrofits | 511 | 7305 | Rate Constraint in lbs/MMBtu | FALSE | L | Annual | Emissions at Affected Plants NOX | Thousand Tons | 0.061074 | 0.045157 | 0.052791 | 0.018745 | 0.001814 | 0.00074846 | 0.00074846
IL Fac. Spec. - NOX Rate Summer v3.1, Unit 1497 and retrofits | 511 | 7305 | Rate Constraint in lbs/MMBtu | FALSE | L | Annual | Allowances Purchased NOX | Thousand Tons | 0 | 0 | 0 | 0 | 0 | 0 | 0
IL Fac. Spec. - NOX Rate Summer v3.1, Unit 1497 and retrofits | 511 | 7305 | Rate Constraint in lbs/MMBtu | FALSE | L | Annual | Allowances Sold NOX | Thousand Tons | 0 | 0 | 0 | 0 | 0 | 0 | 0
IL Fac. Spec. - NOX Rate Summer v3.1, Unit 1497 and retrofits | 511 | 7305 | Rate Constraint in lbs/MMBtu | FALSE | L | Annual | Allowances Banked | Thousand Tons | 0 | 0 | 0 | 0 | 0 | 0 | 0
IL Fac. Spec. - NOX Rate Summer v3.1, Unit 1497 and retrofits | 511 | 7305 | Rate Constraint in lbs/MMBtu | FALSE | L | Annual | Allowances Withdrawn (1:1) | Thousand Tons | 0 | 0 | 0 | 0 | 0 | 0 | 0
IL Fac. Spec. - NOX Rate Summer v3.1, Unit 1497 and retrofits | 511 | 7305 | Rate Constraint in lbs/MMBtu | FALSE | L | Annual | Allowances Withdrawn (1:n) | Thousand Tons | 0 | 0 | 0 | 0 | 0 | 0 | 0
IL Fac. Spec. - NOX Rate Summer v3.1, Unit 1497 and retrofits | 511 | 7305 | Rate Constraint in lbs/MMBtu | FALSE | L | Annual | Total | Thousand Tons | 0.061074 | 0.045157 | 0.052791 | 0.018745 | 0.001814 | 0.00074846 | 0.00074846
IL Fac. Spec. - NOX Rate Summer v3.1, Unit 1497 and retrofits | 511 | 7305 | Rate Constraint in lbs/MMBtu | FALSE | L | Annual | Fuel Consumed | TBtu | 1.4396 | 1.0644 | 1.2444 | 0.44184 | 0.042759 | 0.017642 | 0.017642
IL Fac. Spec. - NOX Rate Summer v3.1, Unit 1497 and retrofits | 511 | 7305 | Rate Constraint in lbs/MMBtu | FALSE | L | Annual | Rate | lb/MMBtu | 0.084848 | 0.084848 | 0.084848 | 0.084848 | 0.084848 | 0.084848 | 0.084848
IL Fac. Spec. - NOX Rate Summer v3.1, Unit 1497 and retrofits | 511 | 7305 | Rate Constraint in lbs/MMBtu | FALSE | L | Annual | Generation | TWh | 0.20325 | 0.15028 | 0.17568 | 0.06238 | 0.0060368 | 0.0024908 | 0.0024908
IL Fac. Spec. - NOX Rate Summer v3.1, Unit 1497 and retrofits | 511 | 7305 | Rate Constraint in lbs/MMBtu | FALSE | L | Annual | Qualifying Generation | TWh | 0.20325 | 0.15028 | 0.17568 | 0.06238 | 0.0060368 | 0.0024908 | 0.0024908
IL Fac. Spec. - NOX Rate Summer v3.1, Unit 1497 and retrofits | 511 | 7305 | Rate Constraint in lbs/MMBtu | FALSE | L | Annual | Rate | lb/MWh | 0.60098 | 0.60098 | 0.60098 | 0.60098 | 0.60098 | 0.60098 | 0.60098
IL Fac. Spec. - NOX Rate Summer v3.1, Unit 1497 and retrofits | 511 | 7305 | Rate Constraint in lbs/MMBtu | FALSE | L | Annual | Constraint Shadow Price | US2022$/Ton | 0 | 0 | 0 | 0 | 0 | 0 | 0
IL Fac. Spec. - NOX Rate Summer v3.1, Unit 1498 and retrofits | 512 | 7305 | Rate Constraint in lbs/MMBtu | FALSE | L | Annual | Seasons Included | Seasons | Summer | Summer | Summer | Summer | Summer | Summer | Summer
IL Fac. Spec. - NOX Rate Summer v3.1, Unit 1498 and retrofits | 512 | 7305 | Rate Constraint in lbs/MMBtu | FALSE | L | Annual | Standard NOX | lb/MMBtu | 0.25 | 0.25 | 0.25 | 0.25 | 0.25 | 0.25 | 0.25
IL Fac. Spec. - NOX Rate Summer v3.1, Unit 1498 and retrofits | 512 | 7305 | Rate Constraint in lbs/MMBtu | FALSE | L | Annual | Emissions at Affected Plants NOX | Thousand Tons | 0.069715 | 0.069715 | 0.069715 | 0.068727 | 0.00066715 | 0.00066715 | 0.00066715
IL Fac. Spec. - NOX Rate Summer v3.1, Unit 1498 and retrofits | 512 | 7305 | Rate Constraint in lbs/MMBtu | FALSE | L | Annual | Allowances Purchased NOX | Thousand Tons | 0 | 0 | 0 | 0 | 0 | 0 | 0
IL Fac. Spec. - NOX Rate Summer v3.1, Unit 1498 and retrofits | 512 | 7305 | Rate Constraint in lbs/MMBtu | FALSE | L | Annual | Allowances Sold NOX | Thousand Tons | 0 | 0 | 0 | 0 | 0 | 0 | 0
IL Fac. Spec. - NOX Rate Summer v3.1, Unit 1498 and retrofits | 512 | 7305 | Rate Constraint in lbs/MMBtu | FALSE | L | Annual | Allowances Banked | Thousand Tons | 0 | 0 | 0 | 0 | 0 | 0 | 0
IL Fac. Spec. - NOX Rate Summer v3.1, Unit 1498 and retrofits | 512 | 7305 | Rate Constraint in lbs/MMBtu | FALSE | L | Annual | Allowances Withdrawn (1:1) | Thousand Tons | 0 | 0 | 0 | 0 | 0 | 0 | 0
IL Fac. Spec. - NOX Rate Summer v3.1, Unit 1498 and retrofits | 512 | 7305 | Rate Constraint in lbs/MMBtu | FALSE | L | Annual | Allowances Withdrawn (1:n) | Thousand Tons | 0 | 0 | 0 | 0 | 0 | 0 | 0
IL Fac. Spec. - NOX Rate Summer v3.1, Unit 1498 and retrofits | 512 | 7305 | Rate Constraint in lbs/MMBtu | FALSE | L | Annual | Total | Thousand Tons | 0.069715 | 0.069715 | 0.069715 | 0.068727 | 0.00066715 | 0.00066715 | 0.00066715
IL Fac. Spec. - NOX Rate Summer v3.1, Unit 1498 and retrofits | 512 | 7305 | Rate Constraint in lbs/MMBtu | FALSE | L | Annual | Fuel Consumed | TBtu | 12.6755 | 12.6755 | 12.6755 | 12.4958 | 0.1213 | 0.1213 | 0.1213
IL Fac. Spec. - NOX Rate Summer v3.1, Unit 1498 and retrofits | 512 | 7305 | Rate Constraint in lbs/MMBtu | FALSE | L | Annual | Rate | lb/MMBtu | 0.011 | 0.011 | 0.011 | 0.011 | 0.011 | 0.011 | 0.011
IL Fac. Spec. - NOX Rate Summer v3.1, Unit 1498 and retrofits | 512 | 7305 | Rate Constraint in lbs/MMBtu | FALSE | L | Annual | Generation | TWh | 1.9899 | 1.9899 | 1.9899 | 1.9617 | 0.019042 | 0.019042 | 0.019042
IL Fac. Spec. - NOX Rate Summer v3.1, Unit 1498 and retrofits | 512 | 7305 | Rate Constraint in lbs/MMBtu | FALSE | L | Annual | Qualifying Generation | TWh | 1.9899 | 1.9899 | 1.9899 | 1.9617 | 0.019042 | 0.019042 | 0.019042
IL Fac. Spec. - NOX Rate Summer v3.1, Unit 1498 and retrofits | 512 | 7305 | Rate Constraint in lbs/MMBtu | FALSE | L | Annual | Rate | lb/MWh | 0.07007 | 0.07007 | 0.07007 | 0.07007 | 0.07007 | 0.07007 | 0.07007
IL Fac. Spec. - NOX Rate Summer v3.1, Unit 1498 and retrofits | 512 | 7305 | Rate Constraint in lbs/MMBtu | FALSE | L | Annual | Constraint Shadow Price | US2022$/Ton | 0 | 0 | 0 | 0 | 0 | 0 | 0
IL Fac. Spec. - NOX Rate Summer v3.1, Unit 1499 and retrofits | 513 | 7305 | Rate Constraint in lbs/MMBtu | FALSE | L | Annual | Seasons Included | Seasons | Summer | Summer | Summer | Summer | Summer | Summer | Summer
IL Fac. Spec. - NOX Rate Summer v3.1, Unit 1499 and retrofits | 513 | 7305 | Rate Constraint in lbs/MMBtu | FALSE | L | Annual | Standard NOX | lb/MMBtu | 0.25 | 0.25 | 0.25 | 0.25 | 0.25 | 0.25 | 0.25
IL Fac. Spec. - NOX Rate Summer v3.1, Unit 1499 and retrofits | 513 | 7305 | Rate Constraint in lbs/MMBtu | FALSE | L | Annual | Emissions at Affected Plants NOX | Thousand Tons | 0.069715 | 0.069715 | 0.069715 | 0.06026 | 0 | 0 | 0
IL Fac. Spec. - NOX Rate Summer v3.1, Unit 1499 and retrofits | 513 | 7305 | Rate Constraint in lbs/MMBtu | FALSE | L | Annual | Allowances Purchased NOX | Thousand Tons | 0 | 0 | 0 | 0 | 0 | 0 | 0
IL Fac. Spec. - NOX Rate Summer v3.1, Unit 1499 and retrofits | 513 | 7305 | Rate Constraint in lbs/MMBtu | FALSE | L | Annual | Allowances Sold NOX | Thousand Tons | 0 | 0 | 0 | 0 | 0 | 0 | 0
IL Fac. Spec. - NOX Rate Summer v3.1, Unit 1499 and retrofits | 513 | 7305 | Rate Constraint in lbs/MMBtu | FALSE | L | Annual | Allowances Banked | Thousand Tons | 0 | 0 | 0 | 0 | 0 | 0 | 0
IL Fac. Spec. - NOX Rate Summer v3.1, Unit 1499 and retrofits | 513 | 7305 | Rate Constraint in lbs/MMBtu | FALSE | L | Annual | Allowances Withdrawn (1:1) | Thousand Tons | 0 | 0 | 0 | 0 | 0 | 0 | 0
IL Fac. Spec. - NOX Rate Summer v3.1, Unit 1499 and retrofits | 513 | 7305 | Rate Constraint in lbs/MMBtu | FALSE | L | Annual | Allowances Withdrawn (1:n) | Thousand Tons | 0 | 0 | 0 | 0 | 0 | 0 | 0
IL Fac. Spec. - NOX Rate Summer v3.1, Unit 1499 and retrofits | 513 | 7305 | Rate Constraint in lbs/MMBtu | FALSE | L | Annual | Total | Thousand Tons | 0.069715 | 0.069715 | 0.069715 | 0.06026 | 0 | 0 | 0
IL Fac. Spec. - NOX Rate Summer v3.1, Unit 1499 and retrofits | 513 | 7305 | Rate Constraint in lbs/MMBtu | FALSE | L | Annual | Fuel Consumed | TBtu | 12.6755 | 12.6755 | 12.6755 | 10.9564 | 0 | 0 | 0
IL Fac. Spec. - NOX Rate Summer v3.1, Unit 1499 and retrofits | 513 | 7305 | Rate Constraint in lbs/MMBtu | FALSE | L | Annual | Rate | lb/MMBtu | 0.011 | 0.011 | 0.011 | 0.011 | 0 | 0 | 0
IL Fac. Spec. - NOX Rate Summer v3.1, Unit 1499 and retrofits | 513 | 7305 | Rate Constraint in lbs/MMBtu | FALSE | L | Annual | Generation | TWh | 1.9899 | 1.9899 | 1.9899 | 1.72 | 0 | 0 | 0
IL Fac. Spec. - NOX Rate Summer v3.1, Unit 1499 and retrofits | 513 | 7305 | Rate Constraint in lbs/MMBtu | FALSE | L | Annual | Qualifying Generation | TWh | 1.9899 | 1.9899 | 1.9899 | 1.72 | 0 | 0 | 0
IL Fac. Spec. - NOX Rate Summer v3.1, Unit 1499 and retrofits | 513 | 7305 | Rate Constraint in lbs/MMBtu | FALSE | L | Annual | Rate | lb/MWh | 0.07007 | 0.07007 | 0.07007 | 0.07007 | 0 | 0 | 0
IL Fac. Spec. - NOX Rate Summer v3.1, Unit 1499 and retrofits | 513 | 7305 | Rate Constraint in lbs/MMBtu | FALSE | L | Annual | Constraint Shadow Price | US2022$/Ton | 0 | 0 | 0 | 0 | 0 | 0 | 0
IL Fac. Spec. - NOX Rate Summer v3.1, Unit 1637 and retrofits | 514 | 7305 | Rate Constraint in lbs/MMBtu | FALSE | L | Annual | Seasons Included | Seasons | Summer | Summer | Summer | Summer | Summer | Summer | Summer
IL Fac. Spec. - NOX Rate Summer v3.1, Unit 1637 and retrofits | 514 | 7305 | Rate Constraint in lbs/MMBtu | FALSE | L | Annual | Standard NOX | lb/MMBtu | 0.25 | 0.25 | 0.25 | 0.25 | 0.25 | 0.25 | 0.25
IL Fac. Spec. - NOX Rate Summer v3.1, Unit 1637 and retrofits | 514 | 7305 | Rate Constraint in lbs/MMBtu | FALSE | L | Annual | Emissions at Affected Plants NOX | Thousand Tons | 0.028242 | 0.028242 | 0.0086681 | 0.0035764 | 0 | 0 | 0
IL Fac. Spec. - NOX Rate Summer v3.1, Unit 1637 and retrofits | 514 | 7305 | Rate Constraint in lbs/MMBtu | FALSE | L | Annual | Allowances Purchased NOX | Thousand Tons | 0 | 0 | 0 | 0 | 0 | 0 | 0
IL Fac. Spec. - NOX Rate Summer v3.1, Unit 1637 and retrofits | 514 | 7305 | Rate Constraint in lbs/MMBtu | FALSE | L | Annual | Allowances Sold NOX | Thousand Tons | 0 | 0 | 0 | 0 | 0 | 0 | 0
IL Fac. Spec. - NOX Rate Summer v3.1, Unit 1637 and retrofits | 514 | 7305 | Rate Constraint in lbs/MMBtu | FALSE | L | Annual | Allowances Banked | Thousand Tons | 0 | 0 | 0 | 0 | 0 | 0 | 0
IL Fac. Spec. - NOX Rate Summer v3.1, Unit 1637 and retrofits | 514 | 7305 | Rate Constraint in lbs/MMBtu | FALSE | L | Annual | Allowances Withdrawn (1:1) | Thousand Tons | 0 | 0 | 0 | 0 | 0 | 0 | 0
IL Fac. Spec. - NOX Rate Summer v3.1, Unit 1637 and retrofits | 514 | 7305 | Rate Constraint in lbs/MMBtu | FALSE | L | Annual | Allowances Withdrawn (1:n) | Thousand Tons | 0 | 0 | 0 | 0 | 0 | 0 | 0
IL Fac. Spec. - NOX Rate Summer v3.1, Unit 1637 and retrofits | 514 | 7305 | Rate Constraint in lbs/MMBtu | FALSE | L | Annual | Total | Thousand Tons | 0.028242 | 0.028242 | 0.0086681 | 0.0035764 | 0 | 0 | 0
IL Fac. Spec. - NOX Rate Summer v3.1, Unit 1637 and retrofits | 514 | 7305 | Rate Constraint in lbs/MMBtu | FALSE | L | Annual | Fuel Consumed | TBtu | 3.8011 | 3.8011 | 1.1666 | 0.48135 | 0 | 0 | 0
IL Fac. Spec. - NOX Rate Summer v3.1, Unit 1637 and retrofits | 514 | 7305 | Rate Constraint in lbs/MMBtu | FALSE | L | Annual | Rate | lb/MMBtu | 0.01486 | 0.01486 | 0.01486 | 0.01486 | 0 | 0 | 0
IL Fac. Spec. - NOX Rate Summer v3.1, Unit 1637 and retrofits | 514 | 7305 | Rate Constraint in lbs/MMBtu | FALSE | L | Annual | Generation | TWh | 0.49468 | 0.49468 | 0.15183 | 0.062643 | 0 | 0 | 0
IL Fac. Spec. - NOX Rate Summer v3.1, Unit 1637 and retrofits | 514 | 7305 | Rate Constraint in lbs/MMBtu | FALSE | L | Annual | Qualifying Generation | TWh | 0.49468 | 0.49468 | 0.15183 | 0.062643 | 0 | 0 | 0
IL Fac. Spec. - NOX Rate Summer v3.1, Unit 1637 and retrofits | 514 | 7305 | Rate Constraint in lbs/MMBtu | FALSE | L | Annual | Rate | lb/MWh | 0.11418 | 0.11418 | 0.11418 | 0.11418 | 0 | 0 | 0
IL Fac. Spec. - NOX Rate Summer v3.1, Unit 1637 and retrofits | 514 | 7305 | Rate Constraint in lbs/MMBtu | FALSE | L | Annual | Constraint Shadow Price | US2022$/Ton | 0 | 0 | 0 | 0 | 0 | 0 | 0
IL Fac. Spec. - NOX Rate Summer v3.1, Unit 1638 and retrofits | 515 | 7305 | Rate Constraint in lbs/MMBtu | FALSE | L | Annual | Seasons Included | Seasons | Summer | Summer | Summer | Summer | Summer | Summer | Summer
IL Fac. Spec. - NOX Rate Summer v3.1, Unit 1638 and retrofits | 515 | 7305 | Rate Constraint in lbs/MMBtu | FALSE | L | Annual | Standard NOX | lb/MMBtu | 0.25 | 0.25 | 0.25 | 0.25 | 0.25 | 0.25 | 0.25
IL Fac. Spec. - NOX Rate Summer v3.1, Unit 1638 and retrofits | 515 | 7305 | Rate Constraint in lbs/MMBtu | FALSE | L | Annual | Emissions at Affected Plants NOX | Thousand Tons | 0.027232 | 0.027232 | 0.0083579 | 0.0034485 | 0 | 0 | 0
IL Fac. Spec. - NOX Rate Summer v3.1, Unit 1638 and retrofits | 515 | 7305 | Rate Constraint in lbs/MMBtu | FALSE | L | Annual | Allowances Purchased NOX | Thousand Tons | 0 | 0 | 0 | 0 | 0 | 0 | 0
IL Fac. Spec. - NOX Rate Summer v3.1, Unit 1638 and retrofits | 515 | 7305 | Rate Constraint in lbs/MMBtu | FALSE | L | Annual | Allowances Sold NOX | Thousand Tons | 0 | 0 | 0 | 0 | 0 | 0 | 0
IL Fac. Spec. - NOX Rate Summer v3.1, Unit 1638 and retrofits | 515 | 7305 | Rate Constraint in lbs/MMBtu | FALSE | L | Annual | Allowances Banked | Thousand Tons | 0 | 0 | 0 | 0 | 0 | 0 | 0
IL Fac. Spec. - NOX Rate Summer v3.1, Unit 1638 and retrofits | 515 | 7305 | Rate Constraint in lbs/MMBtu | FALSE | L | Annual | Allowances Withdrawn (1:1) | Thousand Tons | 0 | 0 | 0 | 0 | 0 | 0 | 0
IL Fac. Spec. - NOX Rate Summer v3.1, Unit 1638 and retrofits | 515 | 7305 | Rate Constraint in lbs/MMBtu | FALSE | L | Annual | Allowances Withdrawn (1:n) | Thousand Tons | 0 | 0 | 0 | 0 | 0 | 0 | 0
IL Fac. Spec. - NOX Rate Summer v3.1, Unit 1638 and retrofits | 515 | 7305 | Rate Constraint in lbs/MMBtu | FALSE | L | Annual | Total | Thousand Tons | 0.027232 | 0.027232 | 0.0083579 | 0.0034485 | 0 | 0 | 0
IL Fac. Spec. - NOX Rate Summer v3.1, Unit 1638 and retrofits | 515 | 7305 | Rate Constraint in lbs/MMBtu | FALSE | L | Annual | Fuel Consumed | TBtu | 3.6651 | 3.6651 | 1.1249 | 0.46413 | 0 | 0 | 0
IL Fac. Spec. - NOX Rate Summer v3.1, Unit 1638 and retrofits | 515 | 7305 | Rate Constraint in lbs/MMBtu | FALSE | L | Annual | Rate | lb/MMBtu | 0.01486 | 0.01486 | 0.01486 | 0.01486 | 0 | 0 | 0
IL Fac. Spec. - NOX Rate Summer v3.1, Unit 1638 and retrofits | 515 | 7305 | Rate Constraint in lbs/MMBtu | FALSE | L | Annual | Generation | TWh | 0.47698 | 0.47698 | 0.14639 | 0.060402 | 0 | 0 | 0
IL Fac. Spec. - NOX Rate Summer v3.1, Unit 1638 and retrofits | 515 | 7305 | Rate Constraint in lbs/MMBtu | FALSE | L | Annual | Qualifying Generation | TWh | 0.47698 | 0.47698 | 0.14639 | 0.060402 | 0 | 0 | 0
IL Fac. Spec. - NOX Rate Summer v3.1, Unit 1638 and retrofits | 515 | 7305 | Rate Constraint in lbs/MMBtu | FALSE | L | Annual | Rate | lb/MWh | 0.11418 | 0.11418 | 0.11418 | 0.11418 | 0 | 0 | 0
IL Fac. Spec. - NOX Rate Summer v3.1, Unit 1638 and retrofits | 515 | 7305 | Rate Constraint in lbs/MMBtu | FALSE | L | Annual | Constraint Shadow Price | US2022$/Ton | 0 | 0 | 0 | 0 | 0 | 0 | 0
IL Fac. Spec. - NOX Rate Summer v3.1, Unit 1639 and retrofits | 516 | 7305 | Rate Constraint in lbs/MMBtu | FALSE | L | Annual | Seasons Included | Seasons | Summer | Summer | Summer | Summer | Summer | Summer | Summer
IL Fac. Spec. - NOX Rate Summer v3.1, Unit 1639 and retrofits | 516 | 7305 | Rate Constraint in lbs/MMBtu | FALSE | L | Annual | Standard NOX | lb/MMBtu | 0.25 | 0.25 | 0.25 | 0.25 | 0.25 | 0.25 | 0.25
IL Fac. Spec. - NOX Rate Summer v3.1, Unit 1639 and retrofits | 516 | 7305 | Rate Constraint in lbs/MMBtu | FALSE | L | Annual | Emissions at Affected Plants NOX | Thousand Tons | 0.05991 | 0.05991 | 0.011055 | 0.0075866 | 0 | 0 | 0
IL Fac. Spec. - NOX Rate Summer v3.1, Unit 1639 and retrofits | 516 | 7305 | Rate Constraint in lbs/MMBtu | FALSE | L | Annual | Allowances Purchased NOX | Thousand Tons | 0 | 0 | 0 | 0 | 0 | 0 | 0
IL Fac. Spec. - NOX Rate Summer v3.1, Unit 1639 and retrofits | 516 | 7305 | Rate Constraint in lbs/MMBtu | FALSE | L | Annual | Allowances Sold NOX | Thousand Tons | 0 | 0 | 0 | 0 | 0 | 0 | 0
IL Fac. Spec. - NOX Rate Summer v3.1, Unit 1639 and retrofits | 516 | 7305 | Rate Constraint in lbs/MMBtu | FALSE | L | Annual | Allowances Banked | Thousand Tons | 0 | 0 | 0 | 0 | 0 | 0 | 0
IL Fac. Spec. - NOX Rate Summer v3.1, Unit 1639 and retrofits | 516 | 7305 | Rate Constraint in lbs/MMBtu | FALSE | L | Annual | Allowances Withdrawn (1:1) | Thousand Tons | 0 | 0 | 0 | 0 | 0 | 0 | 0
IL Fac. Spec. - NOX Rate Summer v3.1, Unit 1639 and retrofits | 516 | 7305 | Rate Constraint in lbs/MMBtu | FALSE | L | Annual | Allowances Withdrawn (1:n) | Thousand Tons | 0 | 0 | 0 | 0 | 0 | 0 | 0
IL Fac. Spec. - NOX Rate Summer v3.1, Unit 1639 and retrofits | 516 | 7305 | Rate Constraint in lbs/MMBtu | FALSE | L | Annual | Total | Thousand Tons | 0.05991 | 0.05991 | 0.011055 | 0.0075866 | 0 | 0 | 0
IL Fac. Spec. - NOX Rate Summer v3.1, Unit 1639 and retrofits | 516 | 7305 | Rate Constraint in lbs/MMBtu | FALSE | L | Annual | Fuel Consumed | TBtu | 8.0632 | 8.0632 | 1.4879 | 1.0211 | 0 | 0 | 0
IL Fac. Spec. - NOX Rate Summer v3.1, Unit 1639 and retrofits | 516 | 7305 | Rate Constraint in lbs/MMBtu | FALSE | L | Annual | Rate | lb/MMBtu | 0.01486 | 0.01486 | 0.01486 | 0.01486 | 0 | 0 | 0
IL Fac. Spec. - NOX Rate Summer v3.1, Unit 1639 and retrofits | 516 | 7305 | Rate Constraint in lbs/MMBtu | FALSE | L | Annual | Generation | TWh | 1.0494 | 1.0494 | 0.19364 | 0.13288 | 0 | 0 | 0
IL Fac. Spec. - NOX Rate Summer v3.1, Unit 1639 and retrofits | 516 | 7305 | Rate Constraint in lbs/MMBtu | FALSE | L | Annual | Qualifying Generation | TWh | 1.0494 | 1.0494 | 0.19364 | 0.13288 | 0 | 0 | 0
IL Fac. Spec. - NOX Rate Summer v3.1, Unit 1639 and retrofits | 516 | 7305 | Rate Constraint in lbs/MMBtu | FALSE | L | Annual | Rate | lb/MWh | 0.11418 | 0.11418 | 0.11418 | 0.11418 | 0 | 0 | 0
IL Fac. Spec. - NOX Rate Summer v3.1, Unit 1639 and retrofits | 516 | 7305 | Rate Constraint in lbs/MMBtu | FALSE | L | Annual | Constraint Shadow Price | US2022$/Ton | 0 | 0 | 0 | 0 | 0 | 0 | 0
IL Fac. Spec. - NOX Rate Summer v3.1, Unit 2497 and retrofits | 517 | 7305 | Rate Constraint in lbs/MMBtu | FALSE | L | Annual | Seasons Included | Seasons | Summer | Summer | Summer | Summer | Summer | Summer | Summer
IL Fac. Spec. - NOX Rate Summer v3.1, Unit 2497 and retrofits | 517 | 7305 | Rate Constraint in lbs/MMBtu | FALSE | L | Annual | Standard NOX | lb/MMBtu | 0.25 | 0.25 | 0.25 | 0.25 | 0.25 | 0.25 | 0.25
IL Fac. Spec. - NOX Rate Summer v3.1, Unit 2497 and retrofits | 517 | 7305 | Rate Constraint in lbs/MMBtu | FALSE | L | Annual | Emissions at Affected Plants NOX | Thousand Tons | 0.14265 | 0.20279 | 0.22699 | 0.22699 | 0 | 0 | 0
IL Fac. Spec. - NOX Rate Summer v3.1, Unit 2497 and retrofits | 517 | 7305 | Rate Constraint in lbs/MMBtu | FALSE | L | Annual | Allowances Purchased NOX | Thousand Tons | 0 | 0 | 0 | 0 | 0 | 0 | 0
IL Fac. Spec. - NOX Rate Summer v3.1, Unit 2497 and retrofits | 517 | 7305 | Rate Constraint in lbs/MMBtu | FALSE | L | Annual | Allowances Sold NOX | Thousand Tons | 0 | 0 | 0 | 0 | 0 | 0 | 0
IL Fac. Spec. - NOX Rate Summer v3.1, Unit 2497 and retrofits | 517 | 7305 | Rate Constraint in lbs/MMBtu | FALSE | L | Annual | Allowances Banked | Thousand Tons | 0 | 0 | 0 | 0 | 0 | 0 | 0
IL Fac. Spec. - NOX Rate Summer v3.1, Unit 2497 and retrofits | 517 | 7305 | Rate Constraint in lbs/MMBtu | FALSE | L | Annual | Allowances Withdrawn (1:1) | Thousand Tons | 0 | 0 | 0 | 0 | 0 | 0 | 0
IL Fac. Spec. - NOX Rate Summer v3.1, Unit 2497 and retrofits | 517 | 7305 | Rate Constraint in lbs/MMBtu | FALSE | L | Annual | Allowances Withdrawn (1:n) | Thousand Tons | 0 | 0 | 0 | 0 | 0 | 0 | 0
IL Fac. Spec. - NOX Rate Summer v3.1, Unit 2497 and retrofits | 517 | 7305 | Rate Constraint in lbs/MMBtu | FALSE | L | Annual | Total | Thousand Tons | 0.14265 | 0.20279 | 0.22699 | 0.22699 | 0 | 0 | 0
IL Fac. Spec. - NOX Rate Summer v3.1, Unit 2497 and retrofits | 517 | 7305 | Rate Constraint in lbs/MMBtu | FALSE | L | Annual | Fuel Consumed | TBtu | 4.3059 | 6.1212 | 6.8514 | 6.8514 | 0 | 0 | 0
IL Fac. Spec. - NOX Rate Summer v3.1, Unit 2497 and retrofits | 517 | 7305 | Rate Constraint in lbs/MMBtu | FALSE | L | Annual | Rate | lb/MMBtu | 0.06626 | 0.06626 | 0.06626 | 0.06626 | 0 | 0 | 0
IL Fac. Spec. - NOX Rate Summer v3.1, Unit 2497 and retrofits | 517 | 7305 | Rate Constraint in lbs/MMBtu | FALSE | L | Annual | Generation | TWh | 0.37606 | 0.5346 | 0.38823 | 0.38823 | 0 | 0 | 0
IL Fac. Spec. - NOX Rate Summer v3.1, Unit 2497 and retrofits | 517 | 7305 | Rate Constraint in lbs/MMBtu | FALSE | L | Annual | Qualifying Generation | TWh | 0.37606 | 0.5346 | 0.38823 | 0.38823 | 0 | 0 | 0
IL Fac. Spec. - NOX Rate Summer v3.1, Unit 2497 and retrofits | 517 | 7305 | Rate Constraint in lbs/MMBtu | FALSE | L | Annual | Rate | lb/MWh | 0.75868 | 0.75868 | 1.1693 | 1.1693 | 0 | 0 | 0
IL Fac. Spec. - NOX Rate Summer v3.1, Unit 2497 and retrofits | 517 | 7305 | Rate Constraint in lbs/MMBtu | FALSE | L | Annual | Constraint Shadow Price | US2022$/Ton | 0 | 0 | 0 | 0 | 0 | 0 | 0
IL Fac. Spec. - NOX Rate Summer v3.1, Unit 3423 and retrofits | 518 | 7305 | Rate Constraint in lbs/MMBtu | FALSE | L | Annual | Seasons Included | Seasons | Summer | Summer | Summer | Summer | Summer | Summer | Summer
IL Fac. Spec. - NOX Rate Summer v3.1, Unit 3423 and retrofits | 518 | 7305 | Rate Constraint in lbs/MMBtu | FALSE | L | Annual | Standard NOX | lb/MMBtu | 0.25 | 0.25 | 0.25 | 0.25 | 0.25 | 0.25 | 0.25
IL Fac. Spec. - NOX Rate Summer v3.1, Unit 3423 and retrofits | 518 | 7305 | Rate Constraint in lbs/MMBtu | FALSE | L | Annual | Emissions at Affected Plants NOX | Thousand Tons | 0.67116 | 0.70966 | 0.70966 | 0.70966 | 0 | 0 | 0
IL Fac. Spec. - NOX Rate Summer v3.1, Unit 3423 and retrofits | 518 | 7305 | Rate Constraint in lbs/MMBtu | FALSE | L | Annual | Allowances Purchased NOX | Thousand Tons | 0 | 0 | 0 | 0 | 0 | 0 | 0
IL Fac. Spec. - NOX Rate Summer v3.1, Unit 3423 and retrofits | 518 | 7305 | Rate Constraint in lbs/MMBtu | FALSE | L | Annual | Allowances Sold NOX | Thousand Tons | 0 | 0 | 0 | 0 | 0 | 0 | 0
IL Fac. Spec. - NOX Rate Summer v3.1, Unit 3423 and retrofits | 518 | 7305 | Rate Constraint in lbs/MMBtu | FALSE | L | Annual | Allowances Banked | Thousand Tons | 0 | 0 | 0 | 0 | 0 | 0 | 0
IL Fac. Spec. - NOX Rate Summer v3.1, Unit 3423 and retrofits | 518 | 7305 | Rate Constraint in lbs/MMBtu | FALSE | L | Annual | Allowances Withdrawn (1:1) | Thousand Tons | 0 | 0 | 0 | 0 | 0 | 0 | 0
IL Fac. Spec. - NOX Rate Summer v3.1, Unit 3423 and retrofits | 518 | 7305 | Rate Constraint in lbs/MMBtu | FALSE | L | Annual | Allowances Withdrawn (1:n) | Thousand Tons | 0 | 0 | 0 | 0 | 0 | 0 | 0
IL Fac. Spec. - NOX Rate Summer v3.1, Unit 3423 and retrofits | 518 | 7305 | Rate Constraint in lbs/MMBtu | FALSE | L | Annual | Total | Thousand Tons | 0.67116 | 0.70966 | 0.70966 | 0.70966 | 0 | 0 | 0
IL Fac. Spec. - NOX Rate Summer v3.1, Unit 3423 and retrofits | 518 | 7305 | Rate Constraint in lbs/MMBtu | FALSE | L | Annual | Fuel Consumed | TBtu | 21.9263 | 23.184 | 23.184 | 23.184 | 0 | 0 | 0
IL Fac. Spec. - NOX Rate Summer v3.1, Unit 3423 and retrofits | 518 | 7305 | Rate Constraint in lbs/MMBtu | FALSE | L | Annual | Rate | lb/MMBtu | 0.06122 | 0.06122 | 0.06122 | 0.06122 | 0 | 0 | 0
IL Fac. Spec. - NOX Rate Summer v3.1, Unit 3423 and retrofits | 518 | 7305 | Rate Constraint in lbs/MMBtu | FALSE | L | Annual | Generation | TWh | 2.3348 | 2.4687 | 1.7573 | 1.7573 | 0 | 0 | 0
IL Fac. Spec. - NOX Rate Summer v3.1, Unit 3423 and retrofits | 518 | 7305 | Rate Constraint in lbs/MMBtu | FALSE | L | Annual | Qualifying Generation | TWh | 2.3348 | 2.4687 | 1.7573 | 1.7573 | 0 | 0 | 0
IL Fac. Spec. - NOX Rate Summer v3.1, Unit 3423 and retrofits | 518 | 7305 | Rate Constraint in lbs/MMBtu | FALSE | L | Annual | Rate | lb/MWh | 0.57492 | 0.57492 | 0.80769 | 0.80769 | 0 | 0 | 0
IL Fac. Spec. - NOX Rate Summer v3.1, Unit 3423 and retrofits | 518 | 7305 | Rate Constraint in lbs/MMBtu | FALSE | L | Annual | Constraint Shadow Price | US2022$/Ton | 0 | 0 | 0 | 0 | 0 | 0 | 0
IL Fac. Spec. - NOX Rate Summer v3.1, Unit 3424 and retrofits | 519 | 7305 | Rate Constraint in lbs/MMBtu | FALSE | L | Annual | Seasons Included | Seasons | Summer | Summer | Summer | Summer | Summer | Summer | Summer
IL Fac. Spec. - NOX Rate Summer v3.1, Unit 3424 and retrofits | 519 | 7305 | Rate Constraint in lbs/MMBtu | FALSE | L | Annual | Standard NOX | lb/MMBtu | 0.25 | 0.25 | 0.25 | 0.25 | 0.25 | 0.25 | 0.25
IL Fac. Spec. - NOX Rate Summer v3.1, Unit 3424 and retrofits | 519 | 7305 | Rate Constraint in lbs/MMBtu | FALSE | L | Annual | Emissions at Affected Plants NOX | Thousand Tons | 0.66511 | 0.70326 | 0.70326 | 0.70326 | 0 | 0 | 0
IL Fac. Spec. - NOX Rate Summer v3.1, Unit 3424 and retrofits | 519 | 7305 | Rate Constraint in lbs/MMBtu | FALSE | L | Annual | Allowances Purchased NOX | Thousand Tons | 0 | 0 | 0 | 0 | 0 | 0 | 0
IL Fac. Spec. - NOX Rate Summer v3.1, Unit 3424 and retrofits | 519 | 7305 | Rate Constraint in lbs/MMBtu | FALSE | L | Annual | Allowances Sold NOX | Thousand Tons | 0 | 0 | 0 | 0 | 0 | 0 | 0
IL Fac. Spec. - NOX Rate Summer v3.1, Unit 3424 and retrofits | 519 | 7305 | Rate Constraint in lbs/MMBtu | FALSE | L | Annual | Allowances Banked | Thousand Tons | 0 | 0 | 0 | 0 | 0 | 0 | 0
IL Fac. Spec. - NOX Rate Summer v3.1, Unit 3424 and retrofits | 519 | 7305 | Rate Constraint in lbs/MMBtu | FALSE | L | Annual | Allowances Withdrawn (1:1) | Thousand Tons | 0 | 0 | 0 | 0 | 0 | 0 | 0
IL Fac. Spec. - NOX Rate Summer v3.1, Unit 3424 and retrofits | 519 | 7305 | Rate Constraint in lbs/MMBtu | FALSE | L | Annual | Allowances Withdrawn (1:n) | Thousand Tons | 0 | 0 | 0 | 0 | 0 | 0 | 0
IL Fac. Spec. - NOX Rate Summer v3.1, Unit 3424 and retrofits | 519 | 7305 | Rate Constraint in lbs/MMBtu | FALSE | L | Annual | Total | Thousand Tons | 0.66511 | 0.70326 | 0.70326 | 0.70326 | 0 | 0 | 0
IL Fac. Spec. - NOX Rate Summer v3.1, Unit 3424 and retrofits | 519 | 7305 | Rate Constraint in lbs/MMBtu | FALSE | L | Annual | Fuel Consumed | TBtu | 21.8213 | 23.0729 | 23.0729 | 23.0729 | 0 | 0 | 0
IL Fac. Spec. - NOX Rate Summer v3.1, Unit 3424 and retrofits | 519 | 7305 | Rate Constraint in lbs/MMBtu | FALSE | L | Annual | Rate | lb/MMBtu | 0.06096 | 0.06096 | 0.06096 | 0.06096 | 0 | 0 | 0
IL Fac. Spec. - NOX Rate Summer v3.1, Unit 3424 and retrofits | 519 | 7305 | Rate Constraint in lbs/MMBtu | FALSE | L | Annual | Generation | TWh | 2.3348 | 2.4687 | 2.2122 | 2.2122 | 0 | 0 | 0
IL Fac. Spec. - NOX Rate Summer v3.1, Unit 3424 and retrofits | 519 | 7305 | Rate Constraint in lbs/MMBtu | FALSE | L | Annual | Qualifying Generation | TWh | 2.3348 | 2.4687 | 2.2122 | 2.2122 | 0 | 0 | 0
IL Fac. Spec. - NOX Rate Summer v3.1, Unit 3424 and retrofits | 519 | 7305 | Rate Constraint in lbs/MMBtu | FALSE | L | Annual | Rate | lb/MWh | 0.56973 | 0.56973 | 0.63579 | 0.63579 | 0 | 0 | 0
IL Fac. Spec. - NOX Rate Summer v3.1, Unit 3424 and retrofits | 519 | 7305 | Rate Constraint in lbs/MMBtu | FALSE | L | Annual | Constraint Shadow Price | US2022$/Ton | 0 | 0 | 0 | 0 | 0 | 0 | 0
IL Facility Average - NOX Rate Summer v3.1 | 520 | 7306 | Rate Constraint in lbs/MMBtu | FALSE | L | Annual | Seasons Included | Seasons | Summer | Summer | Summer | Summer | Summer | Summer | Summer
IL Facility Average - NOX Rate Summer v3.1 | 520 | 7306 | Rate Constraint in lbs/MMBtu | FALSE | L | Annual | Standard NOX | lb/MMBtu | 0.25 | 0.25 | 0.25 | 0.25 | 0.25 | 0.25 | 0.25
IL Facility Average - NOX Rate Summer v3.1 | 520 | 7306 | Rate Constraint in lbs/MMBtu | FALSE | L | Annual | Emissions at Affected Plants NOX | Thousand Tons | 0.93869 | 0.013627 | 0.0018438 | 0 | 0 | 0 | 0
IL Facility Average - NOX Rate Summer v3.1 | 520 | 7306 | Rate Constraint in lbs/MMBtu | FALSE | L | Annual | Allowances Purchased NOX | Thousand Tons | 0 | 0 | 0 | 0 | 0 | 0 | 0
IL Facility Average - NOX Rate Summer v3.1 | 520 | 7306 | Rate Constraint in lbs/MMBtu | FALSE | L | Annual | Allowances Sold NOX | Thousand Tons | 0 | 0 | 0 | 0 | 0 | 0 | 0
IL Facility Average - NOX Rate Summer v3.1 | 520 | 7306 | Rate Constraint in lbs/MMBtu | FALSE | L | Annual | Allowances Banked | Thousand Tons | 0 | 0 | 0 | 0 | 0 | 0 | 0
IL Facility Average - NOX Rate Summer v3.1 | 520 | 7306 | Rate Constraint in lbs/MMBtu | FALSE | L | Annual | Allowances Withdrawn (1:1) | Thousand Tons | 0 | 0 | 0 | 0 | 0 | 0 | 0
IL Facility Average - NOX Rate Summer v3.1 | 520 | 7306 | Rate Constraint in lbs/MMBtu | FALSE | L | Annual | Allowances Withdrawn (1:n) | Thousand Tons | 0 | 0 | 0 | 0 | 0 | 0 | 0
IL Facility Average - NOX Rate Summer v3.1 | 520 | 7306 | Rate Constraint in lbs/MMBtu | FALSE | L | Annual | Total | Thousand Tons | 0.93869 | 0.013627 | 0.0018438 | 0 | 0 | 0 | 0
IL Facility Average - NOX Rate Summer v3.1 | 520 | 7306 | Rate Constraint in lbs/MMBtu | FALSE | L | Annual | Fuel Consumed | TBtu | 21.1166 | 0.4078 | 0.062379 | 0 | 0 | 0 | 0
IL Facility Average - NOX Rate Summer v3.1 | 520 | 7306 | Rate Constraint in lbs/MMBtu | FALSE | L | Annual | Rate | lb/MMBtu | 0.088905 | 0.06683 | 0.059116 | 0 | 0 | 0 | 0
IL Facility Average - NOX Rate Summer v3.1 | 520 | 7306 | Rate Constraint in lbs/MMBtu | FALSE | L | Annual | Generation | TWh | 1.8428 | 0.035648 | 0.0054666 | 0 | 0 | 0 | 0
IL Facility Average - NOX Rate Summer v3.1 | 520 | 7306 | Rate Constraint in lbs/MMBtu | FALSE | L | Annual | Qualifying Generation | TWh | 1.8428 | 0.035648 | 0.0054666 | 0 | 0 | 0 | 0
IL Facility Average - NOX Rate Summer v3.1 | 520 | 7306 | Rate Constraint in lbs/MMBtu | FALSE | L | Annual | Rate | lb/MWh | 1.0188 | 0.7645 | 0.67457 | 0 | 0 | 0 | 0
IL Facility Average - NOX Rate Summer v3.1 | 520 | 7306 | Rate Constraint in lbs/MMBtu | FALSE | L | Annual | Constraint Shadow Price | US2022$/Ton | 0 | 0 | 0 | 0 | 0 | 0 | 0
Jim Bridger 1,2- NOX Cap Annual v7.23 | 521 | 7971 | Rate Constraint in MTons | FALSE | L | Annual | Seasons Included | Seasons | Winter, Spring, Summer, Fall | Winter, Spring, Summer, Fall | Winter, Spring, Summer, Fall | Winter, Spring, Summer, Fall | Winter, Spring, Summer, Fall | Winter, Spring, Summer, Fall | Winter, Spring, Summer, Fall
Jim Bridger 1,2- NOX Cap Annual v7.23 | 521 | 7971 | Rate Constraint in MTons | FALSE | L | Annual | Standard NOX | Thousand Tons | 1314 | 1314 | 1314 | 1314 | 1314 | 1314 | 1314
Jim Bridger 1,2- NOX Cap Annual v7.23 | 521 | 7971 | Rate Constraint in MTons | FALSE | L | Annual | Emissions at Affected Plants NOX | Thousand Tons | 1.0595 | 1.0595 | 1.0595 | 1.0595 | 1.0595 | 1.0595 | 1.0595
Jim Bridger 1,2- NOX Cap Annual v7.23 | 521 | 7971 | Rate Constraint in MTons | FALSE | L | Annual | Allowances Purchased NOX | Thousand Tons | 0 | 0 | 0 | 0 | 0 | 0 | 0
Jim Bridger 1,2- NOX Cap Annual v7.23 | 521 | 7971 | Rate Constraint in MTons | FALSE | L | Annual | Allowances Sold NOX | Thousand Tons | 0 | 0 | 0 | 0 | 0 | 0 | 0
Jim Bridger 1,2- NOX Cap Annual v7.23 | 521 | 7971 | Rate Constraint in MTons | FALSE | L | Annual | Allowances Banked | Thousand Tons | 0 | 0 | 0 | 0 | 0 | 0 | 0
Jim Bridger 1,2- NOX Cap Annual v7.23 | 521 | 7971 | Rate Constraint in MTons | FALSE | L | Annual | Allowances Withdrawn (1:1) | Thousand Tons | 0 | 0 | 0 | 0 | 0 | 0 | 0
Jim Bridger 1,2- NOX Cap Annual v7.23 | 521 | 7971 | Rate Constraint in MTons | FALSE | L | Annual | Allowances Withdrawn (1:n) | Thousand Tons | 0 | 0 | 0 | 0 | 0 | 0 | 0
Jim Bridger 1,2- NOX Cap Annual v7.23 | 521 | 7971 | Rate Constraint in MTons | FALSE | L | Annual | Total | Thousand Tons | 1.0595 | 1.0595 | 1.0595 | 1.0595 | 1.0595 | 1.0595 | 1.0595
Jim Bridger 1,2- NOX Cap Annual v7.23 | 521 | 7971 | Rate Constraint in MTons | FALSE | L | Annual | Fuel Consumed | TBtu | 38.5027 | 38.5027 | 38.5027 | 38.5027 | 38.5027 | 38.5027 | 38.5027
Jim Bridger 1,2- NOX Cap Annual v7.23 | 521 | 7971 | Rate Constraint in MTons | FALSE | L | Annual | Rate | lb/MMBtu | 0.055037 | 0.055037 | 0.055037 | 0.055037 | 0.055037 | 0.055037 | 0.055037
Jim Bridger 1,2- NOX Cap Annual v7.23 | 521 | 7971 | Rate Constraint in MTons | FALSE | L | Annual | Generation | TWh | 3.6751 | 3.6751 | 3.4837 | 3.4837 | 3.4837 | 3.4837 | 3.4837
Jim Bridger 1,2- NOX Cap Annual v7.23 | 521 | 7971 | Rate Constraint in MTons | FALSE | L | Annual | Qualifying Generation | TWh | 3.6751 | 3.6751 | 3.4837 | 3.4837 | 3.4837 | 3.4837 | 3.4837
Jim Bridger 1,2- NOX Cap Annual v7.23 | 521 | 7971 | Rate Constraint in MTons | FALSE | L | Annual | Rate | lb/MWh | 0.57659 | 0.57659 | 0.60828 | 0.60828 | 0.60828 | 0.60828 | 0.60828
Jim Bridger 1,2- NOX Cap Annual v7.23 | 521 | 7971 | Rate Constraint in MTons | FALSE | L | Annual | Constraint Shadow Price | US2022$/Ton | 0 | 0 | 0 | 0 | 0 | 0 | 0
Kansas Nearman Unit 1NOx Rate Annual v4.10 | 522 | 7320 | Rate Constraint in lbs/MMBtu | FALSE | L | Annual | Seasons Included | Seasons | Winter, Spring, Summer, Fall | Winter, Spring, Summer, Fall | Winter, Spring, Summer, Fall | Winter, Spring, Summer, Fall | Winter, Spring, Summer, Fall | Winter, Spring, Summer, Fall | Winter, Spring, Summer, Fall
Kansas Nearman Unit 1NOx Rate Annual v4.10 | 522 | 7320 | Rate Constraint in lbs/MMBtu | FALSE | L | Annual | Standard NOX | lb/MMBtu | 0.26 | 0.26 | 0.26 | 0.26 | 0.26 | 0.26 | 0.26
Kansas Nearman Unit 1NOx Rate Annual v4.10 | 522 | 7320 | Rate Constraint in lbs/MMBtu | FALSE | L | Annual | Emissions at Affected Plants NOX | Thousand Tons | 1.4054 | 1.984 | 2.1061 | 1.7665 | 1.6506 | 1.3242 | 1.3089
Kansas Nearman Unit 1NOx Rate Annual v4.10 | 522 | 7320 | Rate Constraint in lbs/MMBtu | FALSE | L | Annual | Allowances Purchased NOX | Thousand Tons | 0 | 0 | 0 | 0 | 0 | 0 | 0
Kansas Nearman Unit 1NOx Rate Annual v4.10 | 522 | 7320 | Rate Constraint in lbs/MMBtu | FALSE | L | Annual | Allowances Sold NOX | Thousand Tons | 0 | 0 | 0 | 0 | 0 | 0 | 0
Kansas Nearman Unit 1NOx Rate Annual v4.10 | 522 | 7320 | Rate Constraint in lbs/MMBtu | FALSE | L | Annual | Allowances Banked | Thousand Tons | 0 | 0 | 0 | 0 | 0 | 0 | 0
Kansas Nearman Unit 1NOx Rate Annual v4.10 | 522 | 7320 | Rate Constraint in lbs/MMBtu | FALSE | L | Annual | Allowances Withdrawn (1:1) | Thousand Tons | 0 | 0 | 0 | 0 | 0 | 0 | 0
Kansas Nearman Unit 1NOx Rate Annual v4.10 | 522 | 7320 | Rate Constraint in lbs/MMBtu | FALSE | L | Annual | Allowances Withdrawn (1:n) | Thousand Tons | 0 | 0 | 0 | 0 | 0 | 0 | 0
Kansas Nearman Unit 1NOx Rate Annual v4.10 | 522 | 7320 | Rate Constraint in lbs/MMBtu | FALSE | L | Annual | Total | Thousand Tons | 1.4054 | 1.984 | 2.1061 | 1.7665 | 1.6506 | 1.3242 | 1.3089
Kansas Nearman Unit 1NOx Rate Annual v4.10 | 522 | 7320 | Rate Constraint in lbs/MMBtu | FALSE | L | Annual | Fuel Consumed | TBtu | 12.9325 | 18.2559 | 19.38 | 16.2553 | 15.1884 | 12.185 | 12.0441
Kansas Nearman Unit 1NOx Rate Annual v4.10 | 522 | 7320 | Rate Constraint in lbs/MMBtu | FALSE | L | Annual | Rate | lb/MMBtu | 0.21735 | 0.21735 | 0.21735 | 0.21735 | 0.21735 | 0.21735 | 0.21735
Kansas Nearman Unit 1NOx Rate Annual v4.10 | 522 | 7320 | Rate Constraint in lbs/MMBtu | FALSE | L | Annual | Generation | TWh | 1.1319 | 1.5977 | 1.6961 | 1.4227 | 1.3293 | 1.0664 | 1.0541
Kansas Nearman Unit 1NOx Rate Annual v4.10 | 522 | 7320 | Rate Constraint in lbs/MMBtu | FALSE | L | Annual | Qualifying Generation | TWh | 1.1319 | 1.5977 | 1.6961 | 1.4227 | 1.3293 | 1.0664 | 1.0541
Kansas Nearman Unit 1NOx Rate Annual v4.10 | 522 | 7320 | Rate Constraint in lbs/MMBtu | FALSE | L | Annual | Rate | lb/MWh | 2.4834 | 2.4834 | 2.4834 | 2.4834 | 2.4834 | 2.4834 | 2.4834
Kansas Nearman Unit 1NOx Rate Annual v4.10 | 522 | 7320 | Rate Constraint in lbs/MMBtu | FALSE | L | Annual | Constraint Shadow Price | US2022$/Ton | 0 | 0 | 0 | 0 | 0 | 0 | 0
KS La Cygne NOX Rate Annual v5.14 | 523 | 7274 | Rate Constraint in lbs/MMBtu | FALSE | L | Annual | Seasons Included | Seasons | Winter, Spring, Summer, Fall | Winter, Spring, Summer, Fall | Winter, Spring, Summer, Fall | Winter, Spring, Summer, Fall | Winter, Spring, Summer, Fall | Winter, Spring, Summer, Fall | Winter, Spring, Summer, Fall
KS La Cygne NOX Rate Annual v5.14 | 523 | 7274 | Rate Constraint in lbs/MMBtu | FALSE | L | Annual | Standard NOX | lb/MMBtu | 0.13 | 0.13 | 0.13 | 0.13 | 0.13 | 0.13 | 0.13
KS La Cygne NOX Rate Annual v5.14 | 523 | 7274 | Rate Constraint in lbs/MMBtu | FALSE | L | Annual | Emissions at Affected Plants NOX | Thousand Tons | 4.2616 | 5.0005 | 5.0005 | 4.4642 | 2.0706 | 0.98646 | 1.1368
KS La Cygne NOX Rate Annual v5.14 | 523 | 7274 | Rate Constraint in lbs/MMBtu | FALSE | L | Annual | Allowances Purchased NOX | Thousand Tons | 0 | 0 | 0 | 0 | 0 | 0 | 0
KS La Cygne NOX Rate Annual v5.14 | 523 | 7274 | Rate Constraint in lbs/MMBtu | FALSE | L | Annual | Allowances Sold NOX | Thousand Tons | 0 | 0 | 0 | 0 | 0 | 0 | 0
KS La Cygne NOX Rate Annual v5.14 | 523 | 7274 | Rate Constraint in lbs/MMBtu | FALSE | L | Annual | Allowances Banked | Thousand Tons | 0 | 0 | 0 | 0 | 0 | 0 | 0
KS La Cygne NOX Rate Annual v5.14 | 523 | 7274 | Rate Constraint in lbs/MMBtu | FALSE | L | Annual | Allowances Withdrawn (1:1) | Thousand Tons | 0 | 0 | 0 | 0 | 0 | 0 | 0
KS La Cygne NOX Rate Annual v5.14 | 523 | 7274 | Rate Constraint in lbs/MMBtu | FALSE | L | Annual | Allowances Withdrawn (1:n) | Thousand Tons | 0 | 0 | 0 | 0 | 0 | 0 | 0
KS La Cygne NOX Rate Annual v5.14 | 523 | 7274 | Rate Constraint in lbs/MMBtu | FALSE | L | Annual | Total | Thousand Tons | 4.2616 | 5.0005 | 5.0005 | 4.4642 | 2.0706 | 0.98646 | 1.1368
KS La Cygne NOX Rate Annual v5.14 | 523 | 7274 | Rate Constraint in lbs/MMBtu | FALSE | L | Annual | Fuel Consumed | TBtu | 92.261 | 109.0715 | 109.0715 | 97.1118 | 44.7845 | 20.5384 | 23.669
KS La Cygne NOX Rate Annual v5.14 | 523 | 7274 | Rate Constraint in lbs/MMBtu | FALSE | L | Annual | Rate | lb/MMBtu | 0.092382 | 0.091692 | 0.091692 | 0.091939 | 0.092468 | 0.09606 | 0.09606
KS La Cygne NOX Rate Annual v5.14 | 523 | 7274 | Rate Constraint in lbs/MMBtu | FALSE | L | Annual | Generation | TWh | 8.3663 | 9.8767 | 9.2474 | 8.1689 | 4.0618 | 1.8765 | 2.1625
KS La Cygne NOX Rate Annual v5.14 | 523 | 7274 | Rate Constraint in lbs/MMBtu | FALSE | L | Annual | Qualifying Generation | TWh | 8.3663 | 9.8767 | 9.2474 | 8.1689 | 4.0618 | 1.8765 | 2.1625
KS La Cygne NOX Rate Annual v5.14 | 523 | 7274 | Rate Constraint in lbs/MMBtu | FALSE | L | Annual | Rate | lb/MWh | 1.0188 | 1.0126 | 1.0815 | 1.093 | 1.0195 | 1.0514 | 1.0514
KS La Cygne NOX Rate Annual v5.14 | 523 | 7274 | Rate Constraint in lbs/MMBtu | FALSE | L | Annual | Constraint Shadow Price | US2022$/Ton | 0 | 0 | 0 | 0 | 0 | 0 | 0
KS La Cygne SO2 Rate Annual v5.14 | 524 | 7275 | Rate Constraint in lbs/MMBtu | FALSE | L | Annual | Seasons Included | Seasons | Winter, Spring, Summer, Fall | Winter, Spring, Summer, Fall | Winter, Spring, Summer, Fall | Winter, Spring, Summer, Fall | Winter, Spring, Summer, Fall | Winter, Spring, Summer, Fall | Winter, Spring, Summer, Fall
KS La Cygne SO2 Rate Annual v5.14 | 524 | 7275 | Rate Constraint in lbs/MMBtu | FALSE | L | Annual | Standard SO2 | lb/MMBtu | 0.1 | 0.1 | 0.1 | 0.1 | 0.1 | 0.1 | 0.1
KS La Cygne SO2 Rate Annual v5.14 | 524 | 7275 | Rate Constraint in lbs/MMBtu | FALSE | L | Annual | Emissions at Affected Plants SO2 | Thousand Tons | 1.0013 | 1.2142 | 1.2142 | 1.0714 | 0.48448 | 0.19233 | 0.22165
KS La Cygne SO2 Rate Annual v5.14 | 524 | 7275 | Rate Constraint in lbs/MMBtu | FALSE | L | Annual | Allowances Purchased SO2 | Thousand Tons | 0 | 0 | 0 | 0 | 0 | 0 | 0
KS La Cygne SO2 Rate Annual v5.14 | 524 | 7275 | Rate Constraint in lbs/MMBtu | FALSE | L | Annual | Allowances Sold SO2 | Thousand Tons | 0 | 0 | 0 | 0 | 0 | 0 | 0
KS La Cygne SO2 Rate Annual v5.14 | 524 | 7275 | Rate Constraint in lbs/MMBtu | FALSE | L | Annual | Allowances Banked | Thousand Tons | 0 | 0 | 0 | 0 | 0 | 0 | 0
KS La Cygne SO2 Rate Annual v5.14 | 524 | 7275 | Rate Constraint in lbs/MMBtu | FALSE | L | Annual | Allowances Withdrawn (1:1) | Thousand Tons | 0 | 0 | 0 | 0 | 0 | 0 | 0
KS La Cygne SO2 Rate Annual v5.14 | 524 | 7275 | Rate Constraint in lbs/MMBtu | FALSE | L | Annual | Allowances Withdrawn (1:n) | Thousand Tons | 0 | 0 | 0 | 0 | 0 | 0 | 0
KS La Cygne SO2 Rate Annual v5.14 | 524 | 7275 | Rate Constraint in lbs/MMBtu | FALSE | L | Annual | Total | Thousand Tons | 1.0013 | 1.2142 | 1.2142 | 1.0714 | 0.48448 | 0.19233 | 0.22165
KS La Cygne SO2 Rate Annual v5.14 | 524 | 7275 | Rate Constraint in lbs/MMBtu | FALSE | L | Annual | Fuel Consumed | TBtu | 92.261 | 109.0715 | 109.0715 | 97.1118 | 44.7845 | 20.5384 | 23.669
KS La Cygne SO2 Rate Annual v5.14 | 524 | 7275 | Rate Constraint in lbs/MMBtu | FALSE | L | Annual | Rate | lb/MMBtu | 0.021706 | 0.022265 | 0.022265 | 0.022064 | 0.021636 | 0.018729 | 0.018729
KS La Cygne SO2 Rate Annual v5.14 | 524 | 7275 | Rate Constraint in lbs/MMBtu | FALSE | L | Annual | Generation | TWh | 8.3663 | 9.8767 | 9.2474 | 8.1689 | 4.0618 | 1.8765 | 2.1625
KS La Cygne SO2 Rate Annual v5.14 | 524 | 7275 | Rate Constraint in lbs/MMBtu | FALSE | L | Annual | Qualifying Generation | TWh | 8.3663 | 9.8767 | 9.2474 | 8.1689 | 4.0618 | 1.8765 | 2.1625
KS La Cygne SO2 Rate Annual v5.14 | 524 | 7275 | Rate Constraint in lbs/MMBtu | FALSE | L | Annual | Rate | lb/MWh | 0.23936 | 0.24588 | 0.26261 | 0.2623 | 0.23855 | 0.205 | 0.205
KS La Cygne SO2 Rate Annual v5.14 | 524 | 7275 | Rate Constraint in lbs/MMBtu | FALSE | L | Annual | Constraint Shadow Price | US2022$/Ton | 0 | 0 | 0 | 0 | 0 | 0 | 0
KY Bluegrass - NOX Cap Annual v6.21 | 525 | 7743 | Rate Constraint in MTons | FALSE | L | Annual | Seasons Included | Seasons | Winter, Spring, Summer, Fall | Winter, Spring, Summer, Fall | Winter, Spring, Summer, Fall | Winter, Spring, Summer, Fall | Winter, Spring, Summer, Fall | Winter, Spring, Summer, Fall | Winter, Spring, Summer, Fall
KY Bluegrass - NOX Cap Annual v6.21 | 525 | 7743 | Rate Constraint in MTons | FALSE | L | Annual | Standard NOX | Thousand Tons | 0.095 | 0.095 | 0.095 | 0.095 | 0.095 | 0.095 | 0.095
KY Bluegrass - NOX Cap Annual v6.21 | 525 | 7743 | Rate Constraint in MTons | FALSE | L | Annual | Emissions at Affected Plants NOX | Thousand Tons | 0.033836 | 0.025692 | 0.0029472 | 0.0023267 | 0.002295 | 0 | 0
KY Bluegrass - NOX Cap Annual v6.21 | 525 | 7743 | Rate Constraint in MTons | FALSE | L | Annual | Allowances Purchased NOX | Thousand Tons | 0 | 0 | 0 | 0 | 0 | 0 | 0
KY Bluegrass - NOX Cap Annual v6.21 | 525 | 7743 | Rate Constraint in MTons | FALSE | L | Annual | Allowances Sold NOX | Thousand Tons | 0 | 0 | 0 | 0 | 0 | 0 | 0
KY Bluegrass - NOX Cap Annual v6.21 | 525 | 7743 | Rate Constraint in MTons | FALSE | L | Annual | Allowances Banked | Thousand Tons | 0 | 0 | 0 | 0 | 0 | 0 | 0
KY Bluegrass - NOX Cap Annual v6.21 | 525 | 7743 | Rate Constraint in MTons | FALSE | L | Annual | Allowances Withdrawn (1:1) | Thousand Tons | 0 | 0 | 0 | 0 | 0 | 0 | 0
KY Bluegrass - NOX Cap Annual v6.21 | 525 | 7743 | Rate Constraint in MTons | FALSE | L | Annual | Allowances Withdrawn (1:n) | Thousand Tons | 0 | 0 | 0 | 0 | 0 | 0 | 0
KY Bluegrass - NOX Cap Annual v6.21 | 525 | 7743 | Rate Constraint in MTons | FALSE | L | Annual | Total | Thousand Tons | 0.033836 | 0.025692 | 0.0029472 | 0.0023267 | 0.002295 | 0 | 0
KY Bluegrass - NOX Cap Annual v6.21 | 525 | 7743 | Rate Constraint in MTons | FALSE | L | Annual | Fuel Consumed | TBtu | 1.012 | 0.76445 | 0.088143 | 0.069587 | 0.068593 | 0 | 0
KY Bluegrass - NOX Cap Annual v6.21 | 525 | 7743 | Rate Constraint in MTons | FALSE | L | Annual | Rate | lb/MMBtu | 0.066873 | 0.067216 | 0.066873 | 0.066873 | 0.066915 | 0 | 0
KY Bluegrass - NOX Cap Annual v6.21 | 525 | 7743 | Rate Constraint in MTons | FALSE | L | Annual | Generation | TWh | 0.091225 | 0.068913 | 0.0079458 | 0.006273 | 0.0061835 | 0 | 0
KY Bluegrass - NOX Cap Annual v6.21 | 525 | 7743 | Rate Constraint in MTons | FALSE | L | Annual | Qualifying Generation | TWh | 0.091225 | 0.068913 | 0.0079458 | 0.006273 | 0.0061835 | 0 | 0
KY Bluegrass - NOX Cap Annual v6.21 | 525 | 7743 | Rate Constraint in MTons | FALSE | L | Annual | Rate | lb/MWh | 0.74183 | 0.74563 | 0.74183 | 0.74183 | 0.74229 | 0 | 0
KY Bluegrass - NOX Cap Annual v6.21 | 525 | 7743 | Rate Constraint in MTons | FALSE | L | Annual | Constraint Shadow Price | US2022$/Ton | 0 | 0 | 0 | 0 | 0 | 0 | 0
KY Paddys Run - NOX Cap Annual v6.21 | 526 | 7741 | Rate Constraint in MTons | FALSE | L | Annual | Seasons Included | Seasons | Winter, Spring, Summer, Fall | Winter, Spring, Summer, Fall | Winter, Spring, Summer, Fall | Winter, Spring, Summer, Fall | Winter, Spring, Summer, Fall | Winter, Spring, Summer, Fall | Winter, Spring, Summer, Fall
KY Paddys Run - NOX Cap Annual v6.21 | 526 | 7741 | Rate Constraint in MTons | FALSE | L | Annual | Standard NOX | Thousand Tons | 0.1 | 0.1 | 0.1 | 0.1 | 0.1 | 0.1 | 0.1
KY Paddys Run - NOX Cap Annual v6.21 | 526 | 7741 | Rate Constraint in MTons | FALSE | L | Annual | Emissions at Affected Plants NOX | Thousand Tons | 0.1 | 0.044827 | 0.017938 | 0.011578 | 0.0043803 | 0.0021082 | 0.00018821
KY Paddys Run - NOX Cap Annual v6.21 | 526 | 7741 | Rate Constraint in MTons | FALSE | L | Annual | Allowances Purchased NOX | Thousand Tons | 0 | 0 | 0 | 0 | 0 | 0 | 0
KY Paddys Run - NOX Cap Annual v6.21 | 526 | 7741 | Rate Constraint in MTons | FALSE | L | Annual | Allowances Sold NOX | Thousand Tons | 0 | 0 | 0 | 0 | 0 | 0 | 0
KY Paddys Run - NOX Cap Annual v6.21 | 526 | 7741 | Rate Constraint in MTons | FALSE | L | Annual | Allowances Banked | Thousand Tons | 0 | 0 | 0 | 0 | 0 | 0 | 0
KY Paddys Run - NOX Cap Annual v6.21 | 526 | 7741 | Rate Constraint in MTons | FALSE | L | Annual | Allowances Withdrawn (1:1) | Thousand Tons | 0 | 0 | 0 | 0 | 0 | 0 | 0
KY Paddys Run - NOX Cap Annual v6.21 | 526 | 7741 | Rate Constraint in MTons | FALSE | L | Annual | Allowances Withdrawn (1:n) | Thousand Tons | 0 | 0 | 0 | 0 | 0 | 0 | 0
KY Paddys Run - NOX Cap Annual v6.21 | 526 | 7741 | Rate Constraint in MTons | FALSE | L | Annual | Total | Thousand Tons | 0.1 | 0.044827 | 0.017938 | 0.011578 | 0.0043803 | 0.0021082 | 0.00018821
KY Paddys Run - NOX Cap Annual v6.21 | 526 | 7741 | Rate Constraint in MTons | FALSE | L | Annual | Fuel Consumed | TBtu | 1.4068 | 0.46124 | 0.20085 | 0.13162 | 0.033856 | 0.020057 | 0.0012387
KY Paddys Run - NOX Cap Annual v6.21 | 526 | 7741 | Rate Constraint in MTons | FALSE | L | Annual | Rate | lb/MMBtu | 0.14216 | 0.19438 | 0.17863 | 0.17594 | 0.25876 | 0.21022 | 0.30388
KY Paddys Run - NOX Cap Annual v6.21 | 526 | 7741 | Rate Constraint in MTons | FALSE | L | Annual | Generation | TWh | 0.12655 | 0.04149 | 0.018067 | 0.011839 | 0.0030454 | 0.0018042 | 0.00011142
KY Paddys Run - NOX Cap Annual v6.21 | 526 | 7741 | Rate Constraint in MTons | FALSE | L | Annual | Qualifying Generation | TWh | 0.12655 | 0.04149 | 0.018067 | 0.011839 | 0.0030454 | 0.0018042 | 0.00011142
KY Paddys Run - NOX Cap Annual v6.21 | 526 | 7741 | Rate Constraint in MTons | FALSE | L | Annual | Rate | lb/MWh | 1.5804 | 2.1609 | 1.9858 | 1.9559 | 2.8767 | 2.337 | 3.3783
KY Paddys Run - NOX Cap Annual v6.21 | 526 | 7741 | Rate Constraint in MTons | FALSE | L | Annual | Constraint Shadow Price | US2022$/Ton | 294.0422 | 0 | 0 | 0 | 0 | 0 | 0
LA Big Cajun 1 CT- NOx Summer v4.10 | 527 | 7519 | Rate Constraint in lbs/MMBtu | FALSE | L | Annual | Seasons Included | Seasons | Summer | Summer | Summer | Summer | Summer | Summer | Summer
LA Big Cajun 1 CT- NOx Summer v4.10 | 527 | 7519 | Rate Constraint in lbs/MMBtu | FALSE | L | Annual | Standard NOX | lb/MMBtu | 0.2 | 0.2 | 0.2 | 0.2 | 0.2 | 0.2 | 0.2
LA Big Cajun 1 CT- NOx Summer v4.10 | 527 | 7519 | Rate Constraint in lbs/MMBtu | FALSE | L | Annual | Emissions at Affected Plants NOX | Thousand Tons | 0.0016419 | 0.0016419 | 0.0012962 | 0 | 0.0012962 | 0 | 0
LA Big Cajun 1 CT- NOx Summer v4.10 | 527 | 7519 | Rate Constraint in lbs/MMBtu | FALSE | L | Annual | Allowances Purchased NOX | Thousand Tons | 0 | 0 | 0 | 0 | 0 | 0 | 0
LA Big Cajun 1 CT- NOx Summer v4.10 | 527 | 7519 | Rate Constraint in lbs/MMBtu | FALSE | L | Annual | Allowances Sold NOX | Thousand Tons | 0 | 0 | 0 | 0 | 0 | 0 | 0
LA Big Cajun 1 CT- NOx Summer v4.10 | 527 | 7519 | Rate Constraint in lbs/MMBtu | FALSE | L | Annual | Allowances Banked | Thousand Tons | 0 | 0 | 0 | 0 | 0 | 0 | 0
LA Big Cajun 1 CT- NOx Summer v4.10 | 527 | 7519 | Rate Constraint in lbs/MMBtu | FALSE | L | Annual | Allowances Withdrawn (1:1) | Thousand Tons | 0 | 0 | 0 | 0 | 0 | 0 | 0
LA Big Cajun 1 CT- NOx Summer v4.10 | 527 | 7519 | Rate Constraint in lbs/MMBtu | FALSE | L | Annual | Allowances Withdrawn (1:n) | Thousand Tons | 0 | 0 | 0 | 0 | 0 | 0 | 0
LA Big Cajun 1 CT- NOx Summer v4.10 | 527 | 7519 | Rate Constraint in lbs/MMBtu | FALSE | L | Annual | Total | Thousand Tons | 0.0016419 | 0.0016419 | 0.0012962 | 0 | 0.0012962 | 0 | 0
LA Big Cajun 1 CT- NOx Summer v4.10 | 527 | 7519 | Rate Constraint in lbs/MMBtu | FALSE | L | Annual | Fuel Consumed | TBtu | 0.045209 | 0.045209 | 0.035691 | 0 | 0.035691 | 0 | 0
LA Big Cajun 1 CT- NOx Summer v4.10 | 527 | 7519 | Rate Constraint in lbs/MMBtu | FALSE | L | Annual | Rate | lb/MMBtu | 0.072635 | 0.072635 | 0.072635 | 0 | 0.072635 | 0 | 0
LA Big Cajun 1 CT- NOx Summer v4.10 | 527 | 7519 | Rate Constraint in lbs/MMBtu | FALSE | L | Annual | Generation | TWh | 0.0035743 | 0.0035743 | 0.0028218 | 0 | 0.0028218 | 0 | 0
LA Big Cajun 1 CT- NOx Summer v4.10 | 527 | 7519 | Rate Constraint in lbs/MMBtu | FALSE | L | Annual | Qualifying Generation | TWh | 0.0035743 | 0.0035743 | 0.0028218 | 0 | 0.0028218 | 0 | 0
LA Big Cajun 1 CT- NOx Summer v4.10 | 527 | 7519 | Rate Constraint in lbs/MMBtu | FALSE | L | Annual | Rate | lb/MWh | 0.91872 | 0.91872 | 0.91872 | 0 | 0.91872 | 0 | 0
LA Big Cajun 1 CT- NOx Summer v4.10 | 527 | 7519 | Rate Constraint in lbs/MMBtu | FALSE | L | Annual | Constraint Shadow Price | US2022$/Ton | 0 | 0 | 0 | 0 | 0 | 0 | 0
LA Big Cajun 1 OGS- NOx Summer v4.10 | 528 | 7520 | Rate Constraint in lbs/MMBtu | FALSE | L | Annual | Seasons Included | Seasons | Summer | Summer | Summer | Summer | Summer | Summer | Summer
LA Big Cajun 1 OGS- NOx Summer v4.10 | 528 | 7520 | Rate Constraint in lbs/MMBtu | FALSE | L | Annual | Standard NOX | lb/MMBtu | 0.1 | 0.1 | 0.1 | 0.1 | 0.1 | 0.1 | 0.1
LA Big Cajun 1 OGS- NOx Summer v4.10 | 528 | 7520 | Rate Constraint in lbs/MMBtu | FALSE | L | Annual | Emissions at Affected Plants NOX | Thousand Tons | 0 | 0 | 0 | 0 | 0 | 0 | 0
LA Big Cajun 1 OGS- NOx Summer v4.10 | 528 | 7520 | Rate Constraint in lbs/MMBtu | FALSE | L | Annual | Allowances Purchased NOX | Thousand Tons | 0 | 0 | 0 | 0 | 0 | 0 | 0
LA Big Cajun 1 OGS- NOx Summer v4.10 | 528 | 7520 | Rate Constraint in lbs/MMBtu | FALSE | L | Annual | Allowances Sold NOX | Thousand Tons | 0 | 0 | 0 | 0 | 0 | 0 | 0
LA Big Cajun 1 OGS- NOx Summer v4.10 | 528 | 7520 | Rate Constraint in lbs/MMBtu | FALSE | L | Annual | Allowances Banked | Thousand Tons | 0 | 0 | 0 | 0 | 0 | 0 | 0
LA Big Cajun 1 OGS- NOx Summer v4.10 | 528 | 7520 | Rate Constraint in lbs/MMBtu | FALSE | L | Annual | Allowances Withdrawn (1:1) | Thousand Tons | 0 | 0 | 0 | 0 | 0 | 0 | 0
LA Big Cajun 1 OGS- NOx Summer v4.10 | 528 | 7520 | Rate Constraint in lbs/MMBtu | FALSE | L | Annual | Allowances Withdrawn (1:n) | Thousand Tons | 0 | 0 | 0 | 0 | 0 | 0 | 0
LA Big Cajun 1 OGS- NOx Summer v4.10 | 528 | 7520 | Rate Constraint in lbs/MMBtu | FALSE | L | Annual | Total | Thousand Tons | 0 | 0 | 0 | 0 | 0 | 0 | 0
LA Big Cajun 1 OGS- NOx Summer v4.10 | 528 | 7520 | Rate Constraint in lbs/MMBtu | FALSE | L | Annual | Fuel Consumed | TBtu | 0 | 0 | 0 | 0 | 0 | 0 | 0
LA Big Cajun 1 OGS- NOx Summer v4.10 | 528 | 7520 | Rate Constraint in lbs/MMBtu | FALSE | L | Annual | Rate | lb/MMBtu | 0 | 0 | 0 | 0 | 0 | 0 | 0
LA Big Cajun 1 OGS- NOx Summer v4.10 | 528 | 7520 | Rate Constraint in lbs/MMBtu | FALSE | L | Annual | Generation | TWh | 0 | 0 | 0 | 0 | 0 | 0 | 0
LA Big Cajun 1 OGS- NOx Summer v4.10 | 528 | 7520 | Rate Constraint in lbs/MMBtu | FALSE | L | Annual | Qualifying Generation | TWh | 0 | 0 | 0 | 0 | 0 | 0 | 0
LA Big Cajun 1 OGS- NOx Summer v4.10 | 528 | 7520 | Rate Constraint in lbs/MMBtu | FALSE | L | Annual | Rate | lb/MWh | 0 | 0 | 0 | 0 | 0 | 0 | 0
LA Big Cajun 1 OGS- NOx Summer v4.10 | 528 | 7520 | Rate Constraint in lbs/MMBtu | FALSE | L | Annual | Constraint Shadow Price | US2022$/Ton | 0 | 0 | 0 | 0 | 0 | 0 | 0
LA Big Cajun 2- NOx Summer v4.10 | 529 | 7521 | Rate Constraint in lbs/MMBtu | FALSE | L | Annual | Seasons Included | Seasons | Summer | Summer | Summer | Summer | Summer | Summer | Summer
LA Big Cajun 2- NOx Summer v4.10 | 529 | 7521 | Rate Constraint in lbs/MMBtu | FALSE | L | Annual | Standard NOX | lb/MMBtu | 0.21 | 0.21 | 0.21 | 0.21 | 0.21 | 0.21 | 0.21
LA Big Cajun 2- NOx Summer v4.10 | 529 | 7521 | Rate Constraint in lbs/MMBtu | FALSE | L | Annual | Emissions at Affected Plants NOX | Thousand Tons | 0 | 0.75459 | 1.0732 | 1.0732 | 1.0732 | 1.0732 | 1.0732
LA Big Cajun 2- NOx Summer v4.10 | 529 | 7521 | Rate Constraint in lbs/MMBtu | FALSE | L | Annual | Allowances Purchased NOX | Thousand Tons | 0 | 0 | 0 | 0 | 0 | 0 | 0
LA Big Cajun 2- NOx Summer v4.10 | 529 | 7521 | Rate Constraint in lbs/MMBtu | FALSE | L | Annual | Allowances Sold NOX | Thousand Tons | 0 | 0 | 0 | 0 | 0 | 0 | 0
LA Big Cajun 2- NOx Summer v4.10 | 529 | 7521 | Rate Constraint in lbs/MMBtu | FALSE | L | Annual | Allowances Banked | Thousand Tons | 0 | 0 | 0 | 0 | 0 | 0 | 0
LA Big Cajun 2- NOx Summer v4.10 | 529 | 7521 | Rate Constraint in lbs/MMBtu | FALSE | L | Annual | Allowances Withdrawn (1:1) | Thousand Tons | 0 | 0 | 0 | 0 | 0 | 0 | 0
LA Big Cajun 2- NOx Summer v4.10 | 529 | 7521 | Rate Constraint in lbs/MMBtu | FALSE | L | Annual | Allowances Withdrawn (1:n) | Thousand Tons | 0 | 0 | 0 | 0 | 0 | 0 | 0
LA Big Cajun 2- NOx Summer v4.10 | 529 | 7521 | Rate Constraint in lbs/MMBtu | FALSE | L | Annual | Total | Thousand Tons | 0 | 0.75459 | 1.0732 | 1.0732 | 1.0732 | 1.0732 | 1.0732
LA Big Cajun 2- NOx Summer v4.10 | 529 | 7521 | Rate Constraint in lbs/MMBtu | FALSE | L | Annual | Fuel Consumed | TBtu | 0 | 12.3551 | 17.5712 | 17.5712 | 17.5712 | 17.5712 | 17.5712
LA Big Cajun 2- NOx Summer v4.10 | 529 | 7521 | Rate Constraint in lbs/MMBtu | FALSE | L | Annual | Rate | lb/MMBtu | 0 | 0.12215 | 0.12215 | 0.12215 | 0.12215 | 0.12215 | 0.12215
LA Big Cajun 2- NOx Summer v4.10 | 529 | 7521 | Rate Constraint in lbs/MMBtu | FALSE | L | Annual | Generation | TWh | 0 | 1.1837 | 1.6834 | 1.6834 | 1.6834 | 1.6834 | 1.6834
LA Big Cajun 2- NOx Summer v4.10 | 529 | 7521 | Rate Constraint in lbs/MMBtu | FALSE | L | Annual | Qualifying Generation | TWh | 0 | 1.1837 | 1.6834 | 1.6834 | 1.6834 | 1.6834 | 1.6834
LA Big Cajun 2- NOx Summer v4.10 | 529 | 7521 | Rate Constraint in lbs/MMBtu | FALSE | L | Annual | Rate | lb/MWh | 0 | 1.275 | 1.275 | 1.275 | 1.275 | 1.275 | 1.275
LA Big Cajun 2- NOx Summer v4.10 | 529 | 7521 | Rate Constraint in lbs/MMBtu | FALSE | L | Annual | Constraint Shadow Price | US2022$/Ton | 0 | 0 | 0 | 0 | 0 | 0 | 0
LA Carville Energy LLC -Nox Summer v5.12 | 530 | 7522 | Rate Constraint in lbs/MMBtu | FALSE | L | Annual | Seasons Included | Seasons | Summer | Summer | Summer | Summer | Summer | Summer | Summer
LA Carville Energy LLC -Nox Summer v5.12 | 530 | 7522 | Rate Constraint in lbs/MMBtu | FALSE | L | Annual | Standard NOX | lb/MMBtu | 0.2 | 0.2 | 0.2 | 0.2 | 0.2 | 0.2 | 0.2
LA Carville Energy LLC -Nox Summer v5.12 | 530 | 7522 | Rate Constraint in lbs/MMBtu | FALSE | L | Annual | Emissions at Affected Plants NOX | Thousand Tons | 0.23677 | 0.23677 | 0.23677 | 0.22314 | 0.13457 | 0.13457 | 0.13457
LA Carville Energy LLC -Nox Summer v5.12 | 530 | 7522 | Rate Constraint in lbs/MMBtu | FALSE | L | Annual | Allowances Purchased NOX | Thousand Tons | 0 | 0 | 0 | 0 | 0 | 0 | 0
LA Carville Energy LLC -Nox Summer v5.12 | 530 | 7522 | Rate Constraint in lbs/MMBtu | FALSE | L | Annual | Allowances Sold NOX | Thousand Tons | 0 | 0 | 0 | 0 | 0 | 0 | 0
LA Carville Energy LLC -Nox Summer v5.12 | 530 | 7522 | Rate Constraint in lbs/MMBtu | FALSE | L | Annual | Allowances Banked | Thousand Tons | 0 | 0 | 0 | 0 | 0 | 0 | 0
LA Carville Energy LLC -Nox Summer v5.12 | 530 | 7522 | Rate Constraint in lbs/MMBtu | FALSE | L | Annual | Allowances Withdrawn (1:1) | Thousand Tons | 0 | 0 | 0 | 0 | 0 | 0 | 0
LA Carville Energy LLC -Nox Summer v5.12 | 530 | 7522 | Rate Constraint in lbs/MMBtu | FALSE | L | Annual | Allowances Withdrawn (1:n) | Thousand Tons | 0 | 0 | 0 | 0 | 0 | 0 | 0
LA Carville Energy LLC -Nox Summer v5.12 | 530 | 7522 | Rate Constraint in lbs/MMBtu | FALSE | L | Annual | Total | Thousand Tons | 0.23677 | 0.23677 | 0.23677 | 0.22314 | 0.13457 | 0.13457 | 0.13457
LA Carville Energy LLC -Nox Summer v5.12 | 530 | 7522 | Rate Constraint in lbs/MMBtu | FALSE | L | Annual | Fuel Consumed | TBtu | 11.1921 | 11.1921 | 11.1921 | 10.5477 | 6.3611 | 6.3611 | 6.3611
LA Carville Energy LLC -Nox Summer v5.12 | 530 | 7522 | Rate Constraint in lbs/MMBtu | FALSE | L | Annual | Rate | lb/MMBtu | 0.04231 | 0.04231 | 0.04231 | 0.04231 | 0.04231 | 0.04231 | 0.04231
LA Carville Energy LLC -Nox Summer v5.12 | 530 | 7522 | Rate Constraint in lbs/MMBtu | FALSE | L | Annual | Generation | TWh | 1.7079 | 1.7079 | 1.7079 | 1.6096 | 0.97072 | 0.97072 | 0.97072
LA Carville Energy LLC -Nox Summer v5.12 | 530 | 7522 | Rate Constraint in lbs/MMBtu | FALSE | L | Annual | Qualifying Generation | TWh | 1.7079 | 1.7079 | 1.7079 | 1.6096 | 0.97072 | 0.97072 | 0.97072
LA Carville Energy LLC -Nox Summer v5.12 | 530 | 7522 | Rate Constraint in lbs/MMBtu | FALSE | L | Annual | Rate | lb/MWh | 0.27725 | 0.27725 | 0.27725 | 0.27725 | 0.27725 | 0.27725 | 0.27725
LA Carville Energy LLC -Nox Summer v5.12 | 530 | 7522 | Rate Constraint in lbs/MMBtu | FALSE | L | Annual | Constraint Shadow Price | US2022$/Ton | 0 | 0 | 0 | 0 | 0 | 0 | 0
LA Formosa Plastics High - NOx Summer v4.10 | 531 | 7523 | Rate Constraint in lbs/MMBtu | FALSE | L | Annual | Seasons Included | Seasons | Summer | Summer | Summer | Summer | Summer | Summer | Summer
LA Formosa Plastics High - NOx Summer v4.10 | 531 | 7523 | Rate Constraint in lbs/MMBtu | FALSE | L | Annual | Standard NOX | lb/MMBtu | 0.52663 | 0.52663 | 0.52663 | 0.52663 | 0.52663 | 0.52663 | 0.52663
LA Formosa Plastics High - NOx Summer v4.10 | 531 | 7523 | Rate Constraint in lbs/MMBtu | FALSE | L | Annual | Emissions at Affected Plants NOX | Thousand Tons | 0.029781 | 0.029528 | 0.016025 | 0.005765 | 0.00048517 | 5.7079e-05 | 5.7079e-05
LA Formosa Plastics High - NOx Summer v4.10 | 531 | 7523 | Rate Constraint in lbs/MMBtu | FALSE | L | Annual | Allowances Purchased NOX | Thousand Tons | 0 | 0 | 0 | 0 | 0 | 0 | 0
LA Formosa Plastics High - NOx Summer v4.10 | 531 | 7523 | Rate Constraint in lbs/MMBtu | FALSE | L | Annual | Allowances Sold NOX | Thousand Tons | 0 | 0 | 0 | 0 | 0 | 0 | 0
LA Formosa Plastics High - NOx Summer v4.10 | 531 | 7523 | Rate Constraint in lbs/MMBtu | FALSE | L | Annual | Allowances Banked | Thousand Tons | 0 | 0 | 0 | 0 | 0 | 0 | 0
LA Formosa Plastics High - NOx Summer v4.10 | 531 | 7523 | Rate Constraint in lbs/MMBtu | FALSE | L | Annual | Allowances Withdrawn (1:1) | Thousand Tons | 0 | 0 | 0 | 0 | 0 | 0 | 0
LA Formosa Plastics High - NOx Summer v4.10 | 531 | 7523 | Rate Constraint in lbs/MMBtu | FALSE | L | Annual | Allowances Withdrawn (1:n) | Thousand Tons | 0 | 0 | 0 | 0 | 0 | 0 | 0
LA Formosa Plastics High - NOx Summer v4.10 | 531 | 7523 | Rate Constraint in lbs/MMBtu | FALSE | L | Annual | Total | Thousand Tons | 0.029781 | 0.029528 | 0.016025 | 0.005765 | 0.00048517 | 5.7079e-05 | 5.7079e-05
LA Formosa Plastics High - NOx Summer v4.10 | 531 | 7523 | Rate Constraint in lbs/MMBtu | FALSE | L | Annual | Fuel Consumed | TBtu | 0.22526 | 0.22334 | 0.12121 | 0.043605 | 0.0036697 | 0.00043173 | 0.00043173
LA Formosa Plastics High - NOx Summer v4.10 | 531 | 7523 | Rate Constraint in lbs/MMBtu | FALSE | L | Annual | Rate | lb/MMBtu | 0.26442 | 0.26442 | 0.26442 | 0.26442 | 0.26442 | 0.26442 | 0.26442
LA Formosa Plastics High - NOx Summer v4.10 | 531 | 7523 | Rate Constraint in lbs/MMBtu | FALSE | L | Annual | Generation | TWh | 0.027139 | 0.026909 | 0.014603 | 0.0052536 | 0.00044213 | 5.2016e-05 | 5.2016e-05
LA Formosa Plastics High - NOx Summer v4.10 | 531 | 7523 | Rate Constraint in lbs/MMBtu | FALSE | L | Annual | Qualifying Generation | TWh | 0.027139 | 0.026909 | 0.014603 | 0.0052536 | 0.00044213 | 5.2016e-05 | 5.2016e-05
LA Formosa Plastics High - NOx Summer v4.10 | 531 | 7523 | Rate Constraint in lbs/MMBtu | FALSE | L | Annual | Rate | lb/MWh | 2.1947 | 2.1947 | 2.1947 | 2.1947 | 2.1947 | 2.1947 | 2.1947
LA Formosa Plastics High - NOx Summer v4.10 | 531 | 7523 | Rate Constraint in lbs/MMBtu | FALSE | L | Annual | Constraint Shadow Price | US2022$/Ton | 0 | 0 | 0 | 0 | 0 | 0 | 0
LA Formosa Plastics Low - NOx Summer v4.10 | 532 | 7524 | Rate Constraint in lbs/MMBtu | FALSE | L | Annual | Seasons Included | Seasons | Summer | Summer | Summer | Summer | Summer | Summer | Summer
LA Formosa Plastics Low - NOx Summer v4.10 | 532 | 7524 | Rate Constraint in lbs/MMBtu | FALSE | L | Annual | Standard NOX | lb/MMBtu | 0.28506 | 0.28506 | 0.28506 | 0.28506 | 0.28506 | 0.28506 | 0.28506
LA Formosa Plastics Low - NOx Summer v4.10 | 532 | 7524 | Rate Constraint in lbs/MMBtu | FALSE | L | Annual | Emissions at Affected Plants NOX | Thousand Tons | 0.016821 | 0.016821 | 0.0084007 | 0.0027809 | 0.0024333 | 0.011066 | 0.013287
LA Formosa Plastics Low - NOx Summer v4.10 | 532 | 7524 | Rate Constraint in lbs/MMBtu | FALSE | L | Annual | Allowances Purchased NOX | Thousand Tons | 0 | 0 | 0 | 0 | 0 | 0 | 0
LA Formosa Plastics Low - NOx Summer v4.10 | 532 | 7524 | Rate Constraint in lbs/MMBtu | FALSE | L | Annual | Allowances Sold NOX | Thousand Tons | 0 | 0 | 0 | 0 | 0 | 0 | 0
LA Formosa Plastics Low - NOx Summer v4.10 | 532 | 7524 | Rate Constraint in lbs/MMBtu | FALSE | L | Annual | Allowances Banked | Thousand Tons | 0 | 0 | 0 | 0 | 0 | 0 | 0
LA Formosa Plastics Low - NOx Summer v4.10 | 532 | 7524 | Rate Constraint in lbs/MMBtu | FALSE | L | Annual | Allowances Withdrawn (1:1) | Thousand Tons | 0 | 0 | 0 | 0 | 0 | 0 | 0
LA Formosa Plastics Low - NOx Summer v4.10 | 532 | 7524 | Rate Constraint in lbs/MMBtu | FALSE | L | Annual | Allowances Withdrawn (1:n) | Thousand Tons | 0 | 0 | 0 | 0 | 0 | 0 | 0
LA Formosa Plastics Low - NOx Summer v4.10 | 532 | 7524 | Rate Constraint in lbs/MMBtu | FALSE | L | Annual | Total | Thousand Tons | 0.016821 | 0.016821 | 0.0084007 | 0.0027809 | 0.0024333 | 0.011066 | 0.013287
LA Formosa Plastics Low - NOx Summer v4.10 | 532 | 7524 | Rate Constraint in lbs/MMBtu | FALSE | L | Annual | Fuel Consumed | TBtu | 0.44284 | 0.44284 | 0.22117 | 0.073213 | 0.064062 | 0.29133 | 0.3498
LA Formosa Plastics Low - NOx Summer v4.10 | 532 | 7524 | Rate Constraint in lbs/MMBtu | FALSE | L | Annual | Rate | lb/MMBtu | 0.075968 | 0.075968 | 0.075968 | 0.075968 | 0.075968 | 0.075968 | 0.075968
LA Formosa Plastics Low - NOx Summer v4.10 | 532 | 7524 | Rate Constraint in lbs/MMBtu | FALSE | L | Annual | Generation | TWh | 0.050901 | 0.050901 | 0.025421 | 0.0084153 | 0.0073634 | 0.033486 | 0.040207
LA Formosa Plastics Low - NOx Summer v4.10 | 532 | 7524 | Rate Constraint in lbs/MMBtu | FALSE | L | Annual | Qualifying Generation | TWh | 0.050901 | 0.050901 | 0.025421 | 0.0084153 | 0.0073634 | 0.033486 | 0.040207
LA Formosa Plastics Low - NOx Summer v4.10 | 532 | 7524 | Rate Constraint in lbs/MMBtu | FALSE | L | Annual | Rate | lb/MWh | 0.66092 | 0.66092 | 0.66092 | 0.66092 | 0.66092 | 0.66092 | 0.66092
LA Formosa Plastics Low - NOx Summer v4.10 | 532 | 7524 | Rate Constraint in lbs/MMBtu | FALSE | L | Annual | Constraint Shadow Price | US2022$/Ton | 0 | 0 | 0 | 0 | 0 | 0 | 0
LA Geismar Cogen -Nox Summer v5.12 | 533 | 7525 | Rate Constraint in lbs/MMBtu | FALSE | L | Annual | Seasons Included | Seasons | Summer | Summer | Summer | Summer | Summer | Summer | Summer
LA Geismar Cogen -Nox Summer v5.12 | 533 | 7525 | Rate Constraint in lbs/MMBtu | FALSE | L | Annual | Standard NOX | lb/MMBtu | 0.2 | 0.2 | 0.2 | 0.2 | 0.2 | 0.2 | 0.2
LA Geismar Cogen -Nox Summer v5.12 | 533 | 7525 | Rate Constraint in lbs/MMBtu | FALSE | L | Annual | Emissions at Affected Plants NOX | Thousand Tons | 0.017901 | 0 | 0 | 0 | 0 | 0 | 0
LA Geismar Cogen -Nox Summer v5.12 | 533 | 7525 | Rate Constraint in lbs/MMBtu | FALSE | L | Annual | Allowances Purchased NOX | Thousand Tons | 0 | 0 | 0 | 0 | 0 | 0 | 0
LA Geismar Cogen -Nox Summer v5.12 | 533 | 7525 | Rate Constraint in lbs/MMBtu | FALSE | L | Annual | Allowances Sold NOX | Thousand Tons | 0 | 0 | 0 | 0 | 0 | 0 | 0
LA Geismar Cogen -Nox Summer v5.12 | 533 | 7525 | Rate Constraint in lbs/MMBtu | FALSE | L | Annual | Allowances Banked | Thousand Tons | 0 | 0 | 0 | 0 | 0 | 0 | 0
LA Geismar Cogen -Nox Summer v5.12 | 533 | 7525 | Rate Constraint in lbs/MMBtu | FALSE | L | Annual | Allowances Withdrawn (1:1) | Thousand Tons | 0 | 0 | 0 | 0 | 0 | 0 | 0
LA Geismar Cogen -Nox Summer v5.12 | 533 | 7525 | Rate Constraint in lbs/MMBtu | FALSE | L | Annual | Allowances Withdrawn (1:n) | Thousand Tons | 0 | 0 | 0 | 0 | 0 | 0 | 0
LA Geismar Cogen -Nox Summer v5.12 | 533 | 7525 | Rate Constraint in lbs/MMBtu | FALSE | L | Annual | Total | Thousand Tons | 0.017901 | 0 | 0 | 0 | 0 | 0 | 0
LA Geismar Cogen -Nox Summer v5.12 | 533 | 7525 | Rate Constraint in lbs/MMBtu | FALSE | L | Annual | Fuel Consumed | TBtu | 0.49214 | 0 | 0 | 0 | 0 | 0 | 0
LA Geismar Cogen -Nox Summer v5.12 | 533 | 7525 | Rate Constraint in lbs/MMBtu | FALSE | L | Annual | Rate | lb/MMBtu | 0.072747 | 0 | 0 | 0 | 0 | 0 | 0
LA Geismar Cogen -Nox Summer v5.12 | 533 | 7525 | Rate Constraint in lbs/MMBtu | FALSE | L | Annual | Generation | TWh | 0.056568 | 0 | 0 | 0 | 0 | 0 | 0
LA Geismar Cogen -Nox Summer v5.12 | 533 | 7525 | Rate Constraint in lbs/MMBtu | FALSE | L | Annual | Qualifying Generation | TWh | 0.056568 | 0 | 0 | 0 | 0 | 0 | 0
LA Geismar Cogen -Nox Summer v5.12 | 533 | 7525 | Rate Constraint in lbs/MMBtu | FALSE | L | Annual | Rate | lb/MWh | 0.6329 | 0 | 0 | 0 | 0 | 0 | 0
LA Geismar Cogen -Nox Summer v5.12 | 533 | 7525 | Rate Constraint in lbs/MMBtu | FALSE | L | Annual | Constraint Shadow Price | US2022$/Ton | 0 | 0 | 0 | 0 | 0 | 0 | 0
LA Georgia Gulf Plaquemine -Nox Summer v5.12 | 534 | 7526 | Rate Constraint in lbs/MMBtu | FALSE | L | Annual | Seasons Included | Seasons | Summer | Summer | Summer | Summer | Summer | Summer | Summer
LA Georgia Gulf Plaquemine -Nox Summer v5.12 | 534 | 7526 | Rate Constraint in lbs/MMBtu | FALSE | L | Annual | Standard NOX | lb/MMBtu | 0.2 | 0.2 | 0.2 | 0.2 | 0.2 | 0.2 | 0.2
LA Georgia Gulf Plaquemine -Nox Summer v5.12 | 534 | 7526 | Rate Constraint in lbs/MMBtu | FALSE | L | Annual | Emissions at Affected Plants NOX | Thousand Tons | 0.050223 | 0.049993 | 0.018165 | 0.013365 | 0.015894 | 0.070011 | 0.084518
LA Georgia Gulf Plaquemine -Nox Summer v5.12 | 534 | 7526 | Rate Constraint in lbs/MMBtu | FALSE | L | Annual | Allowances Purchased NOX | Thousand Tons | 0 | 0 | 0 | 0 | 0 | 0 | 0
LA Georgia Gulf Plaquemine -Nox Summer v5.12 | 534 | 7526 | Rate Constraint in lbs/MMBtu | FALSE | L | Annual | Allowances Sold NOX | Thousand Tons | 0 | 0 | 0 | 0 | 0 | 0 | 0
LA Georgia Gulf Plaquemine -Nox Summer v5.12 | 534 | 7526 | Rate Constraint in lbs/MMBtu | FALSE | L | Annual | Allowances Banked | Thousand Tons | 0 | 0 | 0 | 0 | 0 | 0 | 0
LA Georgia Gulf Plaquemine -Nox Summer v5.12 | 534 | 7526 | Rate Constraint in lbs/MMBtu | FALSE | L | Annual | Allowances Withdrawn (1:1) | Thousand Tons | 0 | 0 | 0 | 0 | 0 | 0 | 0
LA Georgia Gulf Plaquemine -Nox Summer v5.12 | 534 | 7526 | Rate Constraint in lbs/MMBtu | FALSE | L | Annual | Allowances Withdrawn (1:n) | Thousand Tons | 0 | 0 | 0 | 0 | 0 | 0 | 0
LA Georgia Gulf Plaquemine -Nox Summer v5.12 | 534 | 7526 | Rate Constraint in lbs/MMBtu | FALSE | L | Annual | Total | Thousand Tons | 0.050223 | 0.049993 | 0.018165 | 0.013365 | 0.015894 | 0.070011 | 0.084518
LA Georgia Gulf Plaquemine -Nox Summer v5.12 | 534 | 7526 | Rate Constraint in lbs/MMBtu | FALSE | L | Annual | Fuel Consumed | TBtu | 0.69815 | 0.69495 | 0.25251 | 0.18579 | 0.22095 | 0.97322 | 1.1749
LA Georgia Gulf Plaquemine -Nox Summer v5.12 | 534 | 7526 | Rate Constraint in lbs/MMBtu | FALSE | L | Annual | Rate | lb/MMBtu | 0.14388 | 0.14388 | 0.14388 | 0.14388 | 0.14388 | 0.14388 | 0.14388
LA Georgia Gulf Plaquemine -Nox Summer v5.12 | 534 | 7526 | Rate Constraint in lbs/MMBtu | FALSE | L | Annual | Generation | TWh | 0.080247 | 0.079879 | 0.029024 | 0.021355 | 0.025396 | 0.11186 | 0.13504
LA Georgia Gulf Plaquemine -Nox Summer v5.12 | 534 | 7526 | Rate Constraint in lbs/MMBtu | FALSE | L | Annual | Qualifying Generation | TWh | 0.080247 | 0.079879 | 0.029024 | 0.021355 | 0.025396 | 0.11186 | 0.13504
LA Georgia Gulf Plaquemine -Nox Summer v5.12 | 534 | 7526 | Rate Constraint in lbs/MMBtu | FALSE | L | Annual | Rate | lb/MWh | 1.2517 | 1.2517 | 1.2517 | 1.2517 | 1.2517 | 1.2517 | 1.2517
LA Georgia Gulf Plaquemine -Nox Summer v5.12 | 534 | 7526 | Rate Constraint in lbs/MMBtu | FALSE | L | Annual | Constraint Shadow Price | US2022$/Ton | 0 | 0 | 0 | 0 | 0 | 0 | 0
LA Louisiana 1 - NOx Summer v4.10 | 535 | 7527 | Rate Constraint in lbs/MMBtu | FALSE | L | Annual | Seasons Included | Seasons | Summer | Summer | Summer | Summer | Summer | Summer | Summer
LA Louisiana 1 - NOx Summer v4.10 | 535 | 7527 | Rate Constraint in lbs/MMBtu | FALSE | L | Annual | Standard NOX | lb/MMBtu | 0.24144 | 0.24144 | 0.24144 | 0.24144 | 0.24144 | 0.24144 | 0.24144
LA Louisiana 1 - NOx Summer v4.10 | 535 | 7527 | Rate Constraint in lbs/MMBtu | FALSE | L | Annual | Emissions at Affected Plants NOX | Thousand Tons | 0.5676 | 0.5676 | 0.5676 | 0.56576 | 0.56719 | 0.40205 | 0.40138
LA Louisiana 1 - NOx Summer v4.10 | 535 | 7527 | Rate Constraint in lbs/MMBtu | FALSE | L | Annual | Allowances Purchased NOX | Thousand Tons | 0 | 0 | 0 | 0 | 0 | 0 | 0
LA Louisiana 1 - NOx Summer v4.10 | 535 | 7527 | Rate Constraint in lbs/MMBtu | FALSE | L | Annual | Allowances Sold NOX | Thousand Tons | 0 | 0 | 0 | 0 | 0 | 0 | 0
LA Louisiana 1 - NOx Summer v4.10 | 535 | 7527 | Rate Constraint in lbs/MMBtu | FALSE | L | Annual | Allowances Banked | Thousand Tons | 0 | 0 | 0 | 0 | 0 | 0 | 0
LA Louisiana 1 - NOx Summer v4.10 | 535 | 7527 | Rate Constraint in lbs/MMBtu | FALSE | L | Annual | Allowances Withdrawn (1:1) | Thousand Tons | 0 | 0 | 0 | 0 | 0 | 0 | 0
LA Louisiana 1 - NOx Summer v4.10 | 535 | 7527 | Rate Constraint in lbs/MMBtu | FALSE | L | Annual | Allowances Withdrawn (1:n) | Thousand Tons | 0 | 0 | 0 | 0 | 0 | 0 | 0
LA Louisiana 1 - NOx Summer v4.10 | 535 | 7527 | Rate Constraint in lbs/MMBtu | FALSE | L | Annual | Total | Thousand Tons | 0.5676 | 0.5676 | 0.5676 | 0.56576 | 0.56719 | 0.40205 | 0.40138
LA Louisiana 1 - NOx Summer v4.10 | 535 | 7527 | Rate Constraint in lbs/MMBtu | FALSE | L | Annual | Fuel Consumed | TBtu | 5.6619 | 5.6619 | 5.6619 | 5.6432 | 5.6577 | 3.9803 | 3.9735
LA Louisiana 1 - NOx Summer v4.10 | 535 | 7527 | Rate Constraint in lbs/MMBtu | FALSE | L | Annual | Rate | lb/MMBtu | 0.2005 | 0.2005 | 0.2005 | 0.20051 | 0.2005 | 0.20202 | 0.20203
LA Louisiana 1 - NOx Summer v4.10 | 535 | 7527 | Rate Constraint in lbs/MMBtu | FALSE | L | Annual | Generation | TWh | 1.2446 | 1.2446 | 1.2446 | 1.2405 | 1.2437 | 0.87499 | 0.87348
LA Louisiana 1 - NOx Summer v4.10 | 535 | 7527 | Rate Constraint in lbs/MMBtu | FALSE | L | Annual | Qualifying Generation | TWh | 1.2446 | 1.2446 | 1.2446 | 1.2405 | 1.2437 | 0.87499 | 0.87348
LA Louisiana 1 - NOx Summer v4.10 | 535 | 7527 | Rate Constraint in lbs/MMBtu | FALSE | L | Annual | Rate | lb/MWh | 0.91207 | 0.91207 | 0.91207 | 0.91213 | 0.91209 | 0.91899 | 0.91903
LA Louisiana 1 - NOx Summer v4.10 | 535 | 7527 | Rate Constraint in lbs/MMBtu | FALSE | L | Annual | Constraint Shadow Price | US2022$/Ton | 0 | 0 | 0 | 0 | 0 | 0 | 0
LA New Roads - NOx Summer v4.10 | 536 | 7528 | Rate Constraint in lbs/MMBtu | FALSE | L | Annual | Seasons Included | Seasons | Summer | Summer | Summer | Summer | Summer | Summer | Summer
LA New Roads - NOx Summer v4.10 | 536 | 7528 | Rate Constraint in lbs/MMBtu | FALSE | L | Annual | Standard NOX | lb/MMBtu | 0.2 | 0.2 | 0.2 | 0.2 | 0.2 | 0.2 | 0.2
LA New Roads - NOx Summer v4.10 | 536 | 7528 | Rate Constraint in lbs/MMBtu | FALSE | L | Annual | Emissions at Affected Plants NOX | Thousand Tons | 0.00016593 | 0.00016593 | 0.000131 | 0 | 0.000131 | 0 | 0
LA New Roads - NOx Summer v4.10 | 536 | 7528 | Rate Constraint in lbs/MMBtu | FALSE | L | Annual | Allowances Purchased NOX | Thousand Tons | 0 | 0 | 0 | 0 | 0 | 0 | 0
LA New Roads - NOx Summer v4.10 | 536 | 7528 | Rate Constraint in lbs/MMBtu | FALSE | L | Annual | Allowances Sold NOX | Thousand Tons | 0 | 0 | 0 | 0 | 0 | 0 | 0
LA New Roads - NOx Summer v4.10 | 536 | 7528 | Rate Constraint in lbs/MMBtu | FALSE | L | Annual | Allowances Banked | Thousand Tons | 0 | 0 | 0 | 0 | 0 | 0 | 0
LA New Roads - NOx Summer v4.10 | 536 | 7528 | Rate Constraint in lbs/MMBtu | FALSE | L | Annual | Allowances Withdrawn (1:1) | Thousand Tons | 0 | 0 | 0 | 0 | 0 | 0 | 0
LA New Roads - NOx Summer v4.10 | 536 | 7528 | Rate Constraint in lbs/MMBtu | FALSE | L | Annual | Allowances Withdrawn (1:n) | Thousand Tons | 0 | 0 | 0 | 0 | 0 | 0 | 0
LA New Roads - NOx Summer v4.10 | 536 | 7528 | Rate Constraint in lbs/MMBtu | FALSE | L | Annual | Total | Thousand Tons | 0.00016593 | 0.00016593 | 0.000131 | 0 | 0.000131 | 0 | 0
LA New Roads - NOx Summer v4.10 | 536 | 7528 | Rate Constraint in lbs/MMBtu | FALSE | L | Annual | Fuel Consumed | TBtu | 0.0016594 | 0.0016594 | 0.00131 | 0 | 0.00131 | 0 | 0
LA New Roads - NOx Summer v4.10 | 536 | 7528 | Rate Constraint in lbs/MMBtu | FALSE | L | Annual | Rate | lb/MMBtu | 0.19999 | 0.19999 | 0.19999 | 0 | 0.19999 | 0 | 0
LA New Roads - NOx Summer v4.10 | 536 | 7528 | Rate Constraint in lbs/MMBtu | FALSE | L | Annual | Generation | TWh | 0.00012557 | 0.00012557 | 9.9134e-05 | 0 | 9.9134e-05 | 0 | 0
LA New Roads - NOx Summer v4.10 | 536 | 7528 | Rate Constraint in lbs/MMBtu | FALSE | L | Annual | Qualifying Generation | TWh | 0.00012557 | 0.00012557 | 9.9134e-05 | 0 | 9.9134e-05 | 0 | 0
LA New Roads - NOx Summer v4.10 | 536 | 7528 | Rate Constraint in lbs/MMBtu | FALSE | L | Annual | Rate | lb/MWh | 2.6428 | 2.6428 | 2.6428 | 0 | 2.6428 | 0 | 0
LA New Roads - NOx Summer v4.10 | 536 | 7528 | Rate Constraint in lbs/MMBtu | FALSE | L | Annual | Constraint Shadow Price | US2022$/Ton | 0 | 0 | 0 | 0 | 0 | 0 | 0
LA Plaquemine Cogeneration Plant -Nox Summer v5.12 | 537 | 7529 | Rate Constraint in lbs/MMBtu | FALSE | L | Annual | Seasons Included | Seasons | Summer | Summer | Summer | Summer | Summer | Summer | Summer
LA Plaquemine Cogeneration Plant -Nox Summer v5.12 | 537 | 7529 | Rate Constraint in lbs/MMBtu | FALSE | L | Annual | Standard NOX | lb/MMBtu | 0.2 | 0.2 | 0.2 | 0.2 | 0.2 | 0.2 | 0.2
LA Plaquemine Cogeneration Plant -Nox Summer v5.12 | 537 | 7529 | Rate Constraint in lbs/MMBtu | FALSE | L | Annual | Emissions at Affected Plants NOX | Thousand Tons | 0.13091 | 0.11433 | 0.097748 | 0.023422 | 0.00020148 | 0.00020148 | 0.00020148
LA Plaquemine Cogeneration Plant -Nox Summer v5.12 | 537 | 7529 | Rate Constraint in lbs/MMBtu | FALSE | L | Annual | Allowances Purchased NOX | Thousand Tons | 0 | 0 | 0 | 0 | 0 | 0 | 0
LA Plaquemine Cogeneration Plant -Nox Summer v5.12 | 537 | 7529 | Rate Constraint in lbs/MMBtu | FALSE | L | Annual | Allowances Sold NOX | Thousand Tons | 0 | 0 | 0 | 0 | 0 | 0 | 0
LA Plaquemine Cogeneration Plant -Nox Summer v5.12 | 537 | 7529 | Rate Constraint in lbs/MMBtu | FALSE | L | Annual | Allowances Banked | Thousand Tons | 0 | 0 | 0 | 0 | 0 | 0 | 0
LA Plaquemine Cogeneration Plant -Nox Summer v5.12 | 537 | 7529 | Rate Constraint in lbs/MMBtu | FALSE | L | Annual | Allowances Withdrawn (1:1) | Thousand Tons | 0 | 0 | 0 | 0 | 0 | 0 | 0
LA Plaquemine Cogeneration Plant -Nox Summer v5.12 | 537 | 7529 | Rate Constraint in lbs/MMBtu | FALSE | L | Annual | Allowances Withdrawn (1:n) | Thousand Tons | 0 | 0 | 0 | 0 | 0 | 0 | 0
LA Plaquemine Cogeneration Plant -Nox Summer v5.12 | 537 | 7529 | Rate Constraint in lbs/MMBtu | FALSE | L | Annual | Total | Thousand Tons | 0.13091 | 0.11433 | 0.097748 | 0.023422 | 0.00020148 | 0.00020148 | 0.00020148
LA Plaquemine Cogeneration Plant -Nox Summer v5.12 | 537 | 7529 | Rate Constraint in lbs/MMBtu | FALSE | L | Annual | Fuel Consumed | TBtu | 14.335 | 12.5199 | 10.7038 | 2.5648 | 0.022063 | 0.022063 | 0.022063
LA Plaquemine Cogeneration Plant -Nox Summer v5.12 | 537 | 7529 | Rate Constraint in lbs/MMBtu | FALSE | L | Annual | Rate | lb/MMBtu | 0.018264 | 0.018264 | 0.018264 | 0.018264 | 0.018264 | 0.018264 | 0.018264
LA Plaquemine Cogeneration Plant -Nox Summer v5.12 | 537 | 7529 | Rate Constraint in lbs/MMBtu | FALSE | L | Annual | Generation | TWh | 1.8399 | 1.607 | 1.3739 | 0.3292 | 0.0028318 | 0.0028318 | 0.0028318
LA Plaquemine Cogeneration Plant -Nox Summer v5.12 | 537 | 7529 | Rate Constraint in lbs/MMBtu | FALSE | L | Annual | Qualifying Generation | TWh | 1.8399 | 1.607 | 1.3739 | 0.3292 | 0.0028318 | 0.0028318 | 0.0028318
LA Plaquemine Cogeneration Plant -Nox Summer v5.12 | 537 | 7529 | Rate Constraint in lbs/MMBtu | FALSE | L | Annual | Rate | lb/MWh | 0.14229 | 0.14229 | 0.14229 | 0.14229 | 0.14229 | 0.14229 | 0.14229
LA Plaquemine Cogeneration Plant -Nox Summer v5.12 | 537 | 7529 | Rate Constraint in lbs/MMBtu | FALSE | L | Annual | Constraint Shadow Price | US2022$/Ton | 0 | 0 | 0 | 0 | 0 | 0 | 0
LA Shell Chemical - NOx Summer v4.10 | 538 | 7530 | Rate Constraint in lbs/MMBtu | FALSE | L | Annual | Seasons Included | Seasons | Summer | Summer | Summer | Summer | Summer | Summer | Summer
LA Shell Chemical - NOx Summer v4.10 | 538 | 7530 | Rate Constraint in lbs/MMBtu | FALSE | L | Annual | Standard NOX | lb/MMBtu | 0.29434 | 0.29434 | 0.29434 | 0.29434 | 0.29434 | 0.29434 | 0.29434
LA Shell Chemical - NOx Summer v4.10 | 538 | 7530 | Rate Constraint in lbs/MMBtu | FALSE | L | Annual | Emissions at Affected Plants NOX | Thousand Tons | 0.068133 | 0.068133 | 0.034027 | 0.011264 | 0.0098562 | 0.044822 | 0.053818
LA Shell Chemical - NOx Summer v4.10 | 538 | 7530 | Rate Constraint in lbs/MMBtu | FALSE | L | Annual | Allowances Purchased NOX | Thousand Tons | 0 | 0 | 0 | 0 | 0 | 0 | 0
LA Shell Chemical - NOx Summer v4.10 | 538 | 7530 | Rate Constraint in lbs/MMBtu | FALSE | L | Annual | Allowances Sold NOX | Thousand Tons | 0 | 0 | 0 | 0 | 0 | 0 | 0
LA Shell Chemical - NOx Summer v4.10 | 538 | 7530 | Rate Constraint in lbs/MMBtu | FALSE | L | Annual | Allowances Banked | Thousand Tons | 0 | 0 | 0 | 0 | 0 | 0 | 0
LA Shell Chemical - NOx Summer v4.10 | 538 | 7530 | Rate Constraint in lbs/MMBtu | FALSE | L | Annual | Allowances Withdrawn (1:1) | Thousand Tons | 0 | 0 | 0 | 0 | 0 | 0 | 0
LA Shell Chemical - NOx Summer v4.10 | 538 | 7530 | Rate Constraint in lbs/MMBtu | FALSE | L | Annual | Allowances Withdrawn (1:n) | Thousand Tons | 0 | 0 | 0 | 0 | 0 | 0 | 0
LA Shell Chemical - NOx Summer v4.10 | 538 | 7530 | Rate Constraint in lbs/MMBtu | FALSE | L | Annual | Total | Thousand Tons | 0.068133 | 0.068133 | 0.034027 | 0.011264 | 0.0098562 | 0.044822 | 0.053818
LA Shell Chemical - NOx Summer v4.10 | 538 | 7530 | Rate Constraint in lbs/MMBtu | FALSE | L | Annual | Fuel Consumed | TBtu | 0.46297 | 0.46297 | 0.23122 | 0.076541 | 0.066974 | 0.30457 | 0.3657
LA Shell Chemical - NOx Summer v4.10 | 538 | 7530 | Rate Constraint in lbs/MMBtu | FALSE | L | Annual | Rate | lb/MMBtu | 0.29433 | 0.29433 | 0.29433 | 0.29433 | 0.29433 | 0.29433 | 0.29433
LA Shell Chemical - NOx Summer v4.10 | 538 | 7530 | Rate Constraint in lbs/MMBtu | FALSE | L | Annual | Generation | TWh | 0.053215 | 0.053215 | 0.026577 | 0.0087978 | 0.0076981 | 0.035008 | 0.042034
LA Shell Chemical - NOx Summer v4.10 | 538 | 7530 | Rate Constraint in lbs/MMBtu | FALSE | L | Annual | Qualifying Generation | TWh | 0.053215 | 0.053215 | 0.026577 | 0.0087978 | 0.0076981 | 0.035008 | 0.042034
LA Shell Chemical - NOx Summer v4.10 | 538 | 7530 | Rate Constraint in lbs/MMBtu | FALSE | L | Annual | Rate | lb/MWh | 2.5607 | 2.5607 | 2.5607 | 2.5607 | 2.5607 | 2.5607 | 2.5607
LA Shell Chemical - NOx Summer v4.10 | 538 | 7530 | Rate Constraint in lbs/MMBtu | FALSE | L | Annual | Constraint Shadow Price | US2022$/Ton | 0 | 0 | 0 | 0 | 0 | 0 | 0
Louisiana Coal Units - SO2 Rate Annual v3.1, Unit 2604 and retrofits | 539 | 7321 | Rate Constraint in lbs/MMBtu | FALSE | L | Annual | Seasons Included | Seasons | Winter, Spring, Summer, Fall | Winter, Spring, Summer, Fall | Winter, Spring, Summer, Fall | Winter, Spring, Summer, Fall | Winter, Spring, Summer, Fall | Winter, Spring, Summer, Fall | Winter, Spring, Summer, Fall
Louisiana Coal Units - SO2 Rate Annual v3.1, Unit 2604 and retrofits | 539 | 7321 | Rate Constraint in lbs/MMBtu | FALSE | L | Annual | Standard SO2 | lb/MMBtu | 1.2 | 1.2 | 1.2 | 1.2 | 1.2 | 1.2 | 1.2
Louisiana Coal Units - SO2 Rate Annual v3.1, Unit 2604 and retrofits | 539 | 7321 | Rate Constraint in lbs/MMBtu | FALSE | L | Annual | Emissions at Affected Plants SO2 | Thousand Tons | 2.0983 | 6.2163 | 8.8891 | 8.8891 | 8.1387 | 7.023 | 7.023
Louisiana Coal Units - SO2 Rate Annual v3.1, Unit 2604 and retrofits | 539 | 7321 | Rate Constraint in lbs/MMBtu | FALSE | L | Annual | Allowances Purchased SO2 | Thousand Tons | 0 | 0 | 0 | 0 | 0 | 0 | 0
Louisiana Coal Units - SO2 Rate Annual v3.1, Unit 2604 and retrofits | 539 | 7321 | Rate Constraint in lbs/MMBtu | FALSE | L | Annual | Allowances Sold SO2 | Thousand Tons | 0 | 0 | 0 | 0 | 0 | 0 | 0
Louisiana Coal Units - SO2 Rate Annual v3.1, Unit 2604 and retrofits | 539 | 7321 | Rate Constraint in lbs/MMBtu | FALSE | L | Annual | Allowances Banked | Thousand Tons | 0 | 0 | 0 | 0 | 0 | 0 | 0
Louisiana Coal Units - SO2 Rate Annual v3.1, Unit 2604 and retrofits | 539 | 7321 | Rate Constraint in lbs/MMBtu | FALSE | L | Annual | Allowances Withdrawn (1:1) | Thousand Tons | 0 | 0 | 0 | 0 | 0 | 0 | 0
Louisiana Coal Units - SO2 Rate Annual v3.1, Unit 2604 and retrofits | 539 | 7321 | Rate Constraint in lbs/MMBtu | FALSE | L | Annual | Allowances Withdrawn (1:n) | Thousand Tons | 0 | 0 | 0 | 0 | 0 | 0 | 0
Louisiana Coal Units - SO2 Rate Annual v3.1, Unit 2604 and retrofits | 539 | 7321 | Rate Constraint in lbs/MMBtu | FALSE | L | Annual | Total | Thousand Tons | 2.0983 | 6.2163 | 8.8891 | 8.8891 | 8.1387 | 7.023 | 7.023
Louisiana Coal Units - SO2 Rate Annual v3.1, Unit 2604 and retrofits | 539 | 7321 | Rate Constraint in lbs/MMBtu | FALSE | L | Annual | Fuel Consumed | TBtu | 9.3425 | 27.6777 | 39.578 | 39.578 | 36.2368 | 31.2694 | 31.2694
Louisiana Coal Units - SO2 Rate Annual v3.1, Unit 2604 and retrofits | 539 | 7321 | Rate Constraint in lbs/MMBtu | FALSE | L | Annual | Rate | lb/MMBtu | 0.44919 | 0.44919 | 0.44919 | 0.44919 | 0.44919 | 0.44919 | 0.44919
Louisiana Coal Units - SO2 Rate Annual v3.1, Unit 2604 and retrofits | 539 | 7321 | Rate Constraint in lbs/MMBtu | FALSE | L | Annual | Generation | TWh | 0.89505 | 2.6516 | 3.7917 | 3.7917 | 3.4716 | 2.9957 | 2.9957
Louisiana Coal Units - SO2 Rate Annual v3.1, Unit 2604 and retrofits | 539 | 7321 | Rate Constraint in lbs/MMBtu | FALSE | L | Annual | Qualifying Generation | TWh | 0.89505 | 2.6516 | 3.7917 | 3.7917 | 3.4716 | 2.9957 | 2.9957
Louisiana Coal Units - SO2 Rate Annual v3.1, Unit 2604 and retrofits | 539 | 7321 | Rate Constraint in lbs/MMBtu | FALSE | L | Annual | Rate | lb/MWh | 4.6887 | 4.6887 | 4.6887 | 4.6887 | 4.6887 | 4.6887 | 4.6887
Louisiana Coal Units - SO2 Rate Annual v3.1, Unit 2604 and retrofits | 539 | 7321 | Rate Constraint in lbs/MMBtu | FALSE | L | Annual | Constraint Shadow Price | US2022$/Ton | 0 | 0 | 0 | 0 | 0 | 0 | 0
Louisiana Coal Units - SO2 Rate Annual v3.1, Unit 2621 and retrofits | 540 | 7321 | Rate Constraint in lbs/MMBtu | FALSE | L | Annual | Seasons Included | Seasons | Winter, Spring, Summer, Fall | Winter, Spring, Summer, Fall | Winter, Spring, Summer, Fall | Winter, Spring, Summer, Fall | Winter, Spring, Summer, Fall | Winter, Spring, Summer, Fall | Winter, Spring, Summer, Fall
Louisiana Coal Units - SO2 Rate Annual v3.1, Unit 2621 and retrofits | 540 | 7321 | Rate Constraint in lbs/MMBtu | FALSE | L | Annual | Standard SO2 | lb/MMBtu | 1.2 | 1.2 | 1.2 | 1.2 | 1.2 | 1.2 | 1.2
Louisiana Coal Units - SO2 Rate Annual v3.1, Unit 2621 and retrofits | 540 | 7321 | Rate Constraint in lbs/MMBtu | FALSE | L | Annual | Emissions at Affected Plants SO2 | Thousand Tons | 2.6067 | 7.7191 | 11.0429 | 11.0429 | 10.3466 | 9.0203 | 9.0203
Louisiana Coal Units - SO2 Rate Annual v3.1, Unit 2621 and retrofits | 540 | 7321 | Rate Constraint in lbs/MMBtu | FALSE | L | Annual | Allowances Purchased SO2 | Thousand Tons | 0 | 0 | 0 | 0 | 0 | 0 | 0
Louisiana Coal Units - SO2 Rate Annual v3.1, Unit 2621 and retrofits | 540 | 7321 | Rate Constraint in lbs/MMBtu | FALSE | L | Annual | Allowances Sold SO2 | Thousand Tons | 0 | 0 | 0 | 0 | 0 | 0 | 0
Louisiana Coal Units - SO2 Rate Annual v3.1, Unit 2621 and retrofits | 540 | 7321 | Rate Constraint in lbs/MMBtu | FALSE | L | Annual | Allowances Banked | Thousand Tons | 0 | 0 | 0 | 0 | 0 | 0 | 0
Louisiana Coal Units - SO2 Rate Annual v3.1, Unit 2621 and retrofits | 540 | 7321 | Rate Constraint in lbs/MMBtu | FALSE | L | Annual | Allowances Withdrawn (1:1) | Thousand Tons | 0 | 0 | 0 | 0 | 0 | 0 | 0
Louisiana Coal Units - SO2 Rate Annual v3.1, Unit 2621 and retrofits | 540 | 7321 | Rate Constraint in lbs/MMBtu | FALSE | L | Annual | Allowances Withdrawn (1:n) | Thousand Tons | 0 | 0 | 0 | 0 | 0 | 0 | 0
Louisiana Coal Units - SO2 Rate Annual v3.1, Unit 2621 and retrofits | 540 | 7321 | Rate Constraint in lbs/MMBtu | FALSE | L | Annual | Total | Thousand Tons | 2.6067 | 7.7191 | 11.0429 | 11.0429 | 10.3466 | 9.0203 | 9.0203
Louisiana Coal Units - SO2 Rate Annual v3.1, Unit 2621 and retrofits | 540 | 7321 | Rate Constraint in lbs/MMBtu | FALSE | L | Annual | Fuel Consumed | TBtu | 9.9813 | 29.5569 | 42.2841 | 42.2841 | 39.6178 | 34.5394 | 34.5394
Louisiana Coal Units - SO2 Rate Annual v3.1, Unit 2621 and retrofits | 540 | 7321 | Rate Constraint in lbs/MMBtu | FALSE | L | Annual | Rate | lb/MMBtu | 0.52232 | 0.52232 | 0.52232 | 0.52232 | 0.52232 | 0.52232 | 0.52232
Louisiana Coal Units - SO2 Rate Annual v3.1, Unit 2621 and retrofits | 540 | 7321 | Rate Constraint in lbs/MMBtu | FALSE | L | Annual | Generation | TWh | 0.84202 | 2.4934 | 3.5671 | 3.5671 | 3.3421 | 2.9137 | 2.9137
Louisiana Coal Units - SO2 Rate Annual v3.1, Unit 2621 and retrofits | 540 | 7321 | Rate Constraint in lbs/MMBtu | FALSE | L | Annual | Qualifying Generation | TWh | 0.84202 | 2.4934 | 3.5671 | 3.5671 | 3.3421 | 2.9137 | 2.9137
Louisiana Coal Units - SO2 Rate Annual v3.1, Unit 2621 and retrofits | 540 | 7321 | Rate Constraint in lbs/MMBtu | FALSE | L | Annual | Rate | lb/MWh | 6.1916 | 6.1916 | 6.1916 | 6.1916 | 6.1916 | 6.1916 | 6.1916
Louisiana Coal Units - SO2 Rate Annual v3.1, Unit 2621 and retrofits | 540 | 7321 | Rate Constraint in lbs/MMBtu | FALSE | L | Annual | Constraint Shadow Price | US2022$/Ton | 0 | 0 | 0 | 0 | 0 | 0 | 0
Louisiana Coal Units - SO2 Rate Annual v3.1, Unit 3152 and retrofits | 541 | 7321 | Rate Constraint in lbs/MMBtu | FALSE | L | Annual | Seasons Included | Seasons | Winter, Spring, Summer, Fall | Winter, Spring, Summer, Fall | Winter, Spring, Summer, Fall | Winter, Spring, Summer, Fall | Winter, Spring, Summer, Fall | Winter, Spring, Summer, Fall | Winter, Spring, Summer, Fall
Louisiana Coal Units - SO2 Rate Annual v3.1, Unit 3152 and retrofits | 541 | 7321 | Rate Constraint in lbs/MMBtu | FALSE | L | Annual | Standard SO2 | lb/MMBtu | 1.2 | 1.2 | 1.2 | 1.2 | 1.2 | 1.2 | 1.2
Louisiana Coal Units - SO2 Rate Annual v3.1, Unit 3152 and retrofits | 541 | 7321 | Rate Constraint in lbs/MMBtu | FALSE | L | Annual | Emissions at Affected Plants SO2 | Thousand Tons | 0 | 0 | 0 | 0 | 0 | 0 | 0
Louisiana Coal Units - SO2 Rate Annual v3.1, Unit 3152 and retrofits | 541 | 7321 | Rate Constraint in lbs/MMBtu | FALSE | L | Annual | Allowances Purchased SO2 | Thousand Tons | 0 | 0 | 0 | 0 | 0 | 0 | 0
Louisiana Coal Units - SO2 Rate Annual v3.1, Unit 3152 and retrofits | 541 | 7321 | Rate Constraint in lbs/MMBtu | FALSE | L | Annual | Allowances Sold SO2 | Thousand Tons | 0 | 0 | 0 | 0 | 0 | 0 | 0
Louisiana Coal Units - SO2 Rate Annual v3.1, Unit 3152 and retrofits | 541 | 7321 | Rate Constraint in lbs/MMBtu | FALSE | L | Annual | Allowances Banked | Thousand Tons | 0 | 0 | 0 | 0 | 0 | 0 | 0
Louisiana Coal Units - SO2 Rate Annual v3.1, Unit 3152 and retrofits | 541 | 7321 | Rate Constraint in lbs/MMBtu | FALSE | L | Annual | Allowances Withdrawn (1:1) | Thousand Tons | 0 | 0 | 0 | 0 | 0 | 0 | 0
Louisiana Coal Units - SO2 Rate Annual v3.1, Unit 3152 and retrofits | 541 | 7321 | Rate Constraint in lbs/MMBtu | FALSE | L | Annual | Allowances Withdrawn (1:n) | Thousand Tons | 0 | 0 | 0 | 0 | 0 | 0 | 0
Louisiana Coal Units - SO2 Rate Annual v3.1, Unit 3152 and retrofits | 541 | 7321 | Rate Constraint in lbs/MMBtu | FALSE | L | Annual | Total | Thousand Tons | 0 | 0 | 0 | 0 | 0 | 0 | 0
Louisiana Coal Units - SO2 Rate Annual v3.1, Unit 3152 and retrofits | 541 | 7321 | Rate Constraint in lbs/MMBtu | FALSE | L | Annual | Fuel Consumed | TBtu | 0 | 0 | 0 | 0 | 0 | 0 | 0
Louisiana Coal Units - SO2 Rate Annual v3.1, Unit 3152 and retrofits | 541 | 7321 | Rate Constraint in lbs/MMBtu | FALSE | L | Annual | Rate | lb/MMBtu | 0 | 0 | 0 | 0 | 0 | 0 | 0
Louisiana Coal Units - SO2 Rate Annual v3.1, Unit 3152 and retrofits | 541 | 7321 | Rate Constraint in lbs/MMBtu | FALSE | L | Annual | Generation | TWh | 0 | 0 | 0 | 0 | 0 | 0 | 0
Louisiana Coal Units - SO2 Rate Annual v3.1, Unit 3152 and retrofits | 541 | 7321 | Rate Constraint in lbs/MMBtu | FALSE | L | Annual | Qualifying Generation | TWh | 0 | 0 | 0 | 0 | 0 | 0 | 0
Louisiana Coal Units - SO2 Rate Annual v3.1, Unit 3152 and retrofits | 541 | 7321 | Rate Constraint in lbs/MMBtu | FALSE | L | Annual | Rate | lb/MWh | 0 | 0 | 0 | 0 | 0 | 0 | 0
Louisiana Coal Units - SO2 Rate Annual v3.1, Unit 3152 and retrofits | 541 | 7321 | Rate Constraint in lbs/MMBtu | FALSE | L | Annual | Constraint Shadow Price | US2022$/Ton | 0 | 0 | 0 | 0 | 0 | 0 | 0
Louisiana Coal Units - SO2 Rate Annual v3.1, Unit 3153 and retrofits | 542 | 7321 | Rate Constraint in lbs/MMBtu | FALSE | L | Annual | Seasons Included | Seasons | Winter, Spring, Summer, Fall | Winter, Spring, Summer, Fall | Winter, Spring, Summer, Fall | Winter, Spring, Summer, Fall | Winter, Spring, Summer, Fall | Winter, Spring, Summer, Fall | Winter, Spring, Summer, Fall
Louisiana Coal Units - SO2 Rate Annual v3.1, Unit 3153 and retrofits | 542 | 7321 | Rate Constraint in lbs/MMBtu | FALSE | L | Annual | Standard SO2 | lb/MMBtu | 1.2 | 1.2 | 1.2 | 1.2 | 1.2 | 1.2 | 1.2
Louisiana Coal Units - SO2 Rate Annual v3.1, Unit 3153 and retrofits | 542 | 7321 | Rate Constraint in lbs/MMBtu | FALSE | L | Annual | Emissions at Affected Plants SO2 | Thousand Tons | 0 | 0 | 0 | 0 | 0 | 0 | 0
Louisiana Coal Units - SO2 Rate Annual v3.1, Unit 3153 and retrofits | 542 | 7321 | Rate Constraint in lbs/MMBtu | FALSE | L | Annual | Allowances Purchased SO2 | Thousand Tons | 0 | 0 | 0 | 0 | 0 | 0 | 0
Louisiana Coal Units - SO2 Rate Annual v3.1, Unit 3153 and retrofits | 542 | 7321 | Rate Constraint in lbs/MMBtu | FALSE | L | Annual | Allowances Sold SO2 | Thousand Tons | 0 | 0 | 0 | 0 | 0 | 0 | 0
Louisiana Coal Units - SO2 Rate Annual v3.1, Unit 3153 and retrofits | 542 | 7321 | Rate Constraint in lbs/MMBtu | FALSE | L | Annual | Allowances Banked | Thousand Tons | 0 | 0 | 0 | 0 | 0 | 0 | 0
Louisiana Coal Units - SO2 Rate Annual v3.1, Unit 3153 and retrofits | 542 | 7321 | Rate Constraint in lbs/MMBtu | FALSE | L | Annual | Allowances Withdrawn (1:1) | Thousand Tons | 0 | 0 | 0 | 0 | 0 | 0 | 0
Louisiana Coal Units - SO2 Rate Annual v3.1, Unit 3153 and retrofits | 542 | 7321 | Rate Constraint in lbs/MMBtu | FALSE | L | Annual | Allowances Withdrawn (1:n) | Thousand Tons | 0 | 0 | 0 | 0 | 0 | 0 | 0
Louisiana Coal Units - SO2 Rate Annual v3.1, Unit 3153 and retrofits | 542 | 7321 | Rate Constraint in lbs/MMBtu | FALSE | L | Annual | Total | Thousand Tons | 0 | 0 | 0 | 0 | 0 | 0 | 0
Louisiana Coal Units - SO2 Rate Annual v3.1, Unit 3153 and retrofits | 542 | 7321 | Rate Constraint in lbs/MMBtu | FALSE | L | Annual | Fuel Consumed | TBtu | 0 | 0 | 0 | 0 | 0 | 0 | 0
Louisiana Coal Units - SO2 Rate Annual v3.1, Unit 3153 and retrofits | 542 | 7321 | Rate Constraint in lbs/MMBtu | FALSE | L | Annual | Rate | lb/MMBtu | 0 | 0 | 0 | 0 | 0 | 0 | 0
Louisiana Coal Units - SO2 Rate Annual v3.1, Unit 3153 and retrofits | 542 | 7321 | Rate Constraint in lbs/MMBtu | FALSE | L | Annual | Generation | TWh | 0 | 0 | 0 | 0 | 0 | 0 | 0
Louisiana Coal Units - SO2 Rate Annual v3.1, Unit 3153 and retrofits | 542 | 7321 | Rate Constraint in lbs/MMBtu | FALSE | L | Annual | Qualifying Generation | TWh | 0 | 0 | 0 | 0 | 0 | 0 | 0
Louisiana Coal Units - SO2 Rate Annual v3.1, Unit 3153 and retrofits | 542 | 7321 | Rate Constraint in lbs/MMBtu | FALSE | L | Annual | Rate | lb/MWh | 0 | 0 | 0 | 0 | 0 | 0 | 0
Louisiana Coal Units - SO2 Rate Annual v3.1, Unit 3153 and retrofits | 542 | 7321 | Rate Constraint in lbs/MMBtu | FALSE | L | Annual | Constraint Shadow Price | US2022$/Ton | 0 | 0 | 0 | 0 | 0 | 0 | 0
Louisiana Coal Units - SO2 Rate Annual v3.1, Unit 3448 and retrofits | 543 | 7321 | Rate Constraint in lbs/MMBtu | FALSE | L | Annual | Seasons Included | Seasons | Winter, Spring, Summer, Fall | Winter, Spring, Summer, Fall | Winter, Spring, Summer, Fall | Winter, Spring, Summer, Fall | Winter, Spring, Summer, Fall | Winter, Spring, Summer, Fall | Winter, Spring, Summer, Fall
Louisiana Coal Units - SO2 Rate Annual v3.1, Unit 3448 and retrofits | 543 | 7321 | Rate Constraint in lbs/MMBtu | FALSE | L | Annual | Standard SO2 | lb/MMBtu | 1.2 | 1.2 | 1.2 | 1.2 | 1.2 | 1.2 | 1.2
Louisiana Coal Units - SO2 Rate Annual v3.1, Unit 3448 and retrofits | 543 | 7321 | Rate Constraint in lbs/MMBtu | FALSE | L | Annual | Emissions at Affected Plants SO2 | Thousand Tons | 5.9472 | 6.5975 | 6.5975 | 6.5975 | 6.3178 | 0 | 0
Louisiana Coal Units - SO2 Rate Annual v3.1, Unit 3448 and retrofits | 543 | 7321 | Rate Constraint in lbs/MMBtu | FALSE | L | Annual | Allowances Purchased SO2 | Thousand Tons | 0 | 0 | 0 | 0 | 0 | 0 | 0
Louisiana Coal Units - SO2 Rate Annual v3.1, Unit 3448 and retrofits | 543 | 7321 | Rate Constraint in lbs/MMBtu | FALSE | L | Annual | Allowances Sold SO2 | Thousand Tons | 0 | 0 | 0 | 0 | 0 | 0 | 0
Louisiana Coal Units - SO2 Rate Annual v3.1, Unit 3448 and retrofits | 543 | 7321 | Rate Constraint in lbs/MMBtu | FALSE | L | Annual | Allowances Banked | Thousand Tons | 0 | 0 | 0 | 0 | 0 | 0 | 0
Louisiana Coal Units - SO2 Rate Annual v3.1, Unit 3448 and retrofits | 543 | 7321 | Rate Constraint in lbs/MMBtu | FALSE | L | Annual | Allowances Withdrawn (1:1) | Thousand Tons | 0 | 0 | 0 | 0 | 0 | 0 | 0
Louisiana Coal Units - SO2 Rate Annual v3.1, Unit 3448 and retrofits | 543 | 7321 | Rate Constraint in lbs/MMBtu | FALSE | L | Annual | Allowances Withdrawn (1:n) | Thousand Tons | 0 | 0 | 0 | 0 | 0 | 0 | 0
Louisiana Coal Units - SO2 Rate Annual v3.1, Unit 3448 and retrofits | 543 | 7321 | Rate Constraint in lbs/MMBtu | FALSE | L | Annual | Total | Thousand Tons | 5.9472 | 6.5975 | 6.5975 | 6.5975 | 6.3178 | 0 | 0
Louisiana Coal Units - SO2 Rate Annual v3.1, Unit 3448 and retrofits | 543 | 7321 | Rate Constraint in lbs/MMBtu | FALSE | L | Annual | Fuel Consumed | TBtu | 19.309 | 21.4203 | 21.4203 | 21.4203 | 20.5123 | 0 | 0
Louisiana Coal Units - SO2 Rate Annual v3.1, Unit 3448 and retrofits | 543 | 7321 | Rate Constraint in lbs/MMBtu | FALSE | L | Annual | Rate | lb/MMBtu | 0.616 | 0.616 | 0.616 | 0.616 | 0.616 | 0 | 0
Louisiana Coal Units - SO2 Rate Annual v3.1, Unit 3448 and retrofits | 543 | 7321 | Rate Constraint in lbs/MMBtu | FALSE | L | Annual | Generation | TWh | 1.8973 | 1.4475 | 1.4475 | 1.4475 | 1.3862 | 0 | 0
Louisiana Coal Units - SO2 Rate Annual v3.1, Unit 3448 and retrofits | 543 | 7321 | Rate Constraint in lbs/MMBtu | FALSE | L | Annual | Qualifying Generation | TWh | 1.8973 | 1.4475 | 1.4475 | 1.4475 | 1.3862 | 0 | 0
Louisiana Coal Units - SO2 Rate Annual v3.1, Unit 3448 and retrofits | 543 | 7321 | Rate Constraint in lbs/MMBtu | FALSE | L | Annual | Rate | lb/MWh | 6.269 | 9.1154 | 9.1154 | 9.1154 | 9.1154 | 0 | 0
Louisiana Coal Units - SO2 Rate Annual v3.1, Unit 3448 and retrofits | 543 | 7321 | Rate Constraint in lbs/MMBtu | FALSE | L | Annual | Constraint Shadow Price | US2022$/Ton | 0 | 0 | 0 | 0 | 0 | 0 | 0
Louisiana Coal Units - SO2 Rate Annual v3.1, Unit 3449 and retrofits | 544 | 7321 | Rate Constraint in lbs/MMBtu | FALSE | L | Annual | Seasons Included | Seasons | Winter, Spring, Summer, Fall | Winter, Spring, Summer, Fall | Winter, Spring, Summer, Fall | Winter, Spring, Summer, Fall | Winter, Spring, Summer, Fall | Winter, Spring, Summer, Fall | Winter, Spring, Summer, Fall
Louisiana Coal Units - SO2 Rate Annual v3.1, Unit 3449 and retrofits | 544 | 7321 | Rate Constraint in lbs/MMBtu | FALSE | L | Annual | Standard SO2 | lb/MMBtu | 1.2 | 1.2 | 1.2 | 1.2 | 1.2 | 1.2 | 1.2
Louisiana Coal Units - SO2 Rate Annual v3.1, Unit 3449 and retrofits | 544 | 7321 | Rate Constraint in lbs/MMBtu | FALSE | L | Annual | Emissions at Affected Plants SO2 | Thousand Tons | 5.9472 | 6.5975 | 6.5975 | 6.5975 | 6.5975 | 2.7519 | 2.7519
Louisiana Coal Units - SO2 Rate Annual v3.1, Unit 3449 and retrofits | 544 | 7321 | Rate Constraint in lbs/MMBtu | FALSE | L | Annual | Allowances Purchased SO2 | Thousand Tons | 0 | 0 | 0 | 0 | 0 | 0 | 0
Louisiana Coal Units - SO2 Rate Annual v3.1, Unit 3449 and retrofits | 544 | 7321 | Rate Constraint in lbs/MMBtu | FALSE | L | Annual | Allowances Sold SO2 | Thousand Tons | 0 | 0 | 0 | 0 | 0 | 0 | 0
Louisiana Coal Units - SO2 Rate Annual v3.1, Unit 3449 and retrofits | 544 | 7321 | Rate Constraint in lbs/MMBtu | FALSE | L | Annual | Allowances Banked | Thousand Tons | 0 | 0 | 0 | 0 | 0 | 0 | 0
Louisiana Coal Units - SO2 Rate Annual v3.1, Unit 3449 and retrofits | 544 | 7321 | Rate Constraint in lbs/MMBtu | FALSE | L | Annual | Allowances Withdrawn (1:1) | Thousand Tons | 0 | 0 | 0 | 0 | 0 | 0 | 0
Louisiana Coal Units - SO2 Rate Annual v3.1, Unit 3449 and retrofits | 544 | 7321 | Rate Constraint in lbs/MMBtu | FALSE | L | Annual | Allowances Withdrawn (1:n) | Thousand Tons | 0 | 0 | 0 | 0 | 0 | 0 | 0
Louisiana Coal Units - SO2 Rate Annual v3.1, Unit 3449 and retrofits | 544 | 7321 | Rate Constraint in lbs/MMBtu | FALSE | L | Annual | Total | Thousand Tons | 5.9472 | 6.5975 | 6.5975 | 6.5975 | 6.5975 | 2.7519 | 2.7519
Louisiana Coal Units - SO2 Rate Annual v3.1, Unit 3449 and retrofits | 544 | 7321 | Rate Constraint in lbs/MMBtu | FALSE | L | Annual | Fuel Consumed | TBtu | 19.309 | 21.4203 | 21.4203 | 21.4203 | 21.4203 | 8.9347 | 8.9347
Louisiana Coal Units - SO2 Rate Annual v3.1, Unit 3449 and retrofits | 544 | 7321 | Rate Constraint in lbs/MMBtu | FALSE | L | Annual | Rate | lb/MMBtu | 0.616 | 0.616 | 0.616 | 0.616 | 0.616 | 0.616 | 0.616
Louisiana Coal Units - SO2 Rate Annual v3.1, Unit 3449 and retrofits | 544 | 7321 | Rate Constraint in lbs/MMBtu | FALSE | L | Annual | Generation | TWh | 1.8973 | 1.4475 | 1.4475 | 1.4475 | 1.4475 | 0.60379 | 0.60379
Louisiana Coal Units - SO2 Rate Annual v3.1, Unit 3449 and retrofits | 544 | 7321 | Rate Constraint in lbs/MMBtu | FALSE | L | Annual | Qualifying Generation | TWh | 1.8973 | 1.4475 | 1.4475 | 1.4475 | 1.4475 | 0.60379 | 0.60379
Louisiana Coal Units - SO2 Rate Annual v3.1, Unit 3449 and retrofits | 544 | 7321 | Rate Constraint in lbs/MMBtu | FALSE | L | Annual | Rate | lb/MWh | 6.269 | 9.1154 | 9.1154 | 9.1154 | 9.1154 | 9.1154 | 9.1154
Louisiana Coal Units - SO2 Rate Annual v3.1, Unit 3449 and retrofits | 544 | 7321 | Rate Constraint in lbs/MMBtu | FALSE | L | Annual | Constraint Shadow Price | US2022$/Ton | 0 | 0 | 0 | 0 | 0 | 0 | 0
Louisiana Coal Units - SO2 Rate Annual v3.1, Unit 3456 and retrofits | 545 | 7321 | Rate Constraint in lbs/MMBtu | FALSE | L | Annual | Seasons Included | Seasons | Winter, Spring, Summer, Fall | Winter, Spring, Summer, Fall | Winter, Spring, Summer, Fall | Winter, Spring, Summer, Fall | Winter, Spring, Summer, Fall | Winter, Spring, Summer, Fall | Winter, Spring, Summer, Fall
Louisiana Coal Units - SO2 Rate Annual v3.1, Unit 3456 and retrofits | 545 | 7321 | Rate Constraint in lbs/MMBtu | FALSE | L | Annual | Standard SO2 | lb/MMBtu | 1.2 | 1.2 | 1.2 | 1.2 | 1.2 | 1.2 | 1.2
Louisiana Coal Units - SO2 Rate Annual v3.1, Unit 3456 and retrofits | 545 | 7321 | Rate Constraint in lbs/MMBtu | FALSE | L | Annual | Emissions at Affected Plants SO2 | Thousand Tons | 3.6172 | 3.6172 | 3.6172 | 3.6172 | 3.6172 | 3.3866 | 3.0321
Louisiana Coal Units - SO2 Rate Annual v3.1, Unit 3456 and retrofits | 545 | 7321 | Rate Constraint in lbs/MMBtu | FALSE | L | Annual | Allowances Purchased SO2 | Thousand Tons | 0 | 0 | 0 | 0 | 0 | 0 | 0
Louisiana Coal Units - SO2 Rate Annual v3.1, Unit 3456 and retrofits | 545 | 7321 | Rate Constraint in lbs/MMBtu | FALSE | L | Annual | Allowances Sold SO2 | Thousand Tons | 0 | 0 | 0 | 0 | 0 | 0 | 0
Louisiana Coal Units - SO2 Rate Annual v3.1, Unit 3456 and retrofits | 545 | 7321 | Rate Constraint in lbs/MMBtu | FALSE | L | Annual | Allowances Banked | Thousand Tons | 0 | 0 | 0 | 0 | 0 | 0 | 0
Louisiana Coal Units - SO2 Rate Annual v3.1, Unit 3456 and retrofits | 545 | 7321 | Rate Constraint in lbs/MMBtu | FALSE | L | Annual | Allowances Withdrawn (1:1) | Thousand Tons | 0 | 0 | 0 | 0 | 0 | 0 | 0
Louisiana Coal Units - SO2 Rate Annual v3.1, Unit 3456 and retrofits | 545 | 7321 | Rate Constraint in lbs/MMBtu | FALSE | L | Annual | Allowances Withdrawn (1:n) | Thousand Tons | 0 | 0 | 0 | 0 | 0 | 0 | 0
Louisiana Coal Units - SO2 Rate Annual v3.1, Unit 3456 and retrofits | 545 | 7321 | Rate Constraint in lbs/MMBtu | FALSE | L | Annual | Total | Thousand Tons | 3.6172 | 3.6172 | 3.6172 | 3.6172 | 3.6172 | 3.3866 | 3.0321
Louisiana Coal Units - SO2 Rate Annual v3.1, Unit 3456 and retrofits | 545 | 7321 | Rate Constraint in lbs/MMBtu | FALSE | L | Annual | Fuel Consumed | TBtu | 8.7078 | 8.7078 | 8.7078 | 8.7078 | 8.7078 | 8.1527 | 7.2993
Louisiana Coal Units - SO2 Rate Annual v3.1, Unit 3456 and retrofits | 545 | 7321 | Rate Constraint in lbs/MMBtu | FALSE | L | Annual | Rate | lb/MMBtu | 0.8308 | 0.8308 | 0.8308 | 0.8308 | 0.8308 | 0.8308 | 0.8308
Louisiana Coal Units - SO2 Rate Annual v3.1, Unit 3456 and retrofits | 545 | 7321 | Rate Constraint in lbs/MMBtu | FALSE | L | Annual | Generation | TWh | 0.70841 | 0.70841 | 0.70841 | 0.70841 | 0.70841 | 0.66325 | 0.59382
Louisiana Coal Units - SO2 Rate Annual v3.1, Unit 3456 and retrofits | 545 | 7321 | Rate Constraint in lbs/MMBtu | FALSE | L | Annual | Qualifying Generation | TWh | 0.70841 | 0.70841 | 0.70841 | 0.70841 | 0.70841 | 0.66325 | 0.59382
Louisiana Coal Units - SO2 Rate Annual v3.1, Unit 3456 and retrofits | 545 | 7321 | Rate Constraint in lbs/MMBtu | FALSE | L | Annual | Rate | lb/MWh | 10.2122 | 10.2122 | 10.2122 | 10.2122 | 10.2122 | 10.2122 | 10.2122
Louisiana Coal Units - SO2 Rate Annual v3.1, Unit 3456 and retrofits | 545 | 7321 | Rate Constraint in lbs/MMBtu | FALSE | L | Annual | Constraint Shadow Price | US2022$/Ton | 0 | 0 | 0 | 0 | 0 | 0 | 0
Louisiana Coal Units - SO2 Rate Annual v3.1, Unit 3457 and retrofits | 546 | 7321 | Rate Constraint in lbs/MMBtu | FALSE | L | Annual | Seasons Included | Seasons | Winter, Spring, Summer, Fall | Winter, Spring, Summer, Fall | Winter, Spring, Summer, Fall | Winter, Spring, Summer, Fall | Winter, Spring, Summer, Fall | Winter, Spring, Summer, Fall | Winter, Spring, Summer, Fall
Louisiana Coal Units - SO2 Rate Annual v3.1, Unit 3457 and retrofits | 546 | 7321 | Rate Constraint in lbs/MMBtu | FALSE | L | Annual | Standard SO2 | lb/MMBtu | 1.2 | 1.2 | 1.2 | 1.2 | 1.2 | 1.2 | 1.2
Louisiana Coal Units - SO2 Rate Annual v3.1, Unit 3457 and retrofits | 546 | 7321 | Rate Constraint in lbs/MMBtu | FALSE | L | Annual | Emissions at Affected Plants SO2 | Thousand Tons | 3.4588 | 3.4588 | 3.4588 | 3.4588 | 3.4588 | 3.2383 | 2.8994
Louisiana Coal Units - SO2 Rate Annual v3.1, Unit 3457 and retrofits | 546 | 7321 | Rate Constraint in lbs/MMBtu | FALSE | L | Annual | Allowances Purchased SO2 | Thousand Tons | 0 | 0 | 0 | 0 | 0 | 0 | 0
Louisiana Coal Units - SO2 Rate Annual v3.1, Unit 3457 and retrofits | 546 | 7321 | Rate Constraint in lbs/MMBtu | FALSE | L | Annual | Allowances Sold SO2 | Thousand Tons | 0 | 0 | 0 | 0 | 0 | 0 | 0
Louisiana Coal Units - SO2 Rate Annual v3.1, Unit 3457 and retrofits | 546 | 7321 | Rate Constraint in lbs/MMBtu | FALSE | L | Annual | Allowances Banked | Thousand Tons | 0 | 0 | 0 | 0 | 0 | 0 | 0
Louisiana Coal Units - SO2 Rate Annual v3.1, Unit 3457 and retrofits | 546 | 7321 | Rate Constraint in lbs/MMBtu | FALSE | L | Annual | Allowances Withdrawn (1:1) | Thousand Tons | 0 | 0 | 0 | 0 | 0 | 0 | 0
Louisiana Coal Units - SO2 Rate Annual v3.1, Unit 3457 and retrofits | 546 | 7321 | Rate Constraint in lbs/MMBtu | FALSE | L | Annual | Allowances Withdrawn (1:n) | Thousand Tons | 0 | 0 | 0 | 0 | 0 | 0 | 0
Louisiana Coal Units - SO2 Rate Annual v3.1, Unit 3457 and retrofits | 546 | 7321 | Rate Constraint in lbs/MMBtu | FALSE | L | Annual | Total | Thousand Tons | 3.4588 | 3.4588 | 3.4588 | 3.4588 | 3.4588 | 3.2383 | 2.8994
Louisiana Coal Units - SO2 Rate Annual v3.1, Unit 3457 and retrofits | 546 | 7321 | Rate Constraint in lbs/MMBtu | FALSE | L | Annual | Fuel Consumed | TBtu | 8.3487 | 8.3487 | 8.3487 | 8.3487 | 8.3487 | 7.8165 | 6.9983
Louisiana Coal Units - SO2 Rate Annual v3.1, Unit 3457 and retrofits | 546 | 7321 | Rate Constraint in lbs/MMBtu | FALSE | L | Annual | Rate | lb/MMBtu | 0.82859 | 0.82859 | 0.82859 | 0.82859 | 0.82859 | 0.82859 | 0.82859
Louisiana Coal Units - SO2 Rate Annual v3.1, Unit 3457 and retrofits | 546 | 7321 | Rate Constraint in lbs/MMBtu | FALSE | L | Annual | Generation | TWh | 0.6792 | 0.6792 | 0.6792 | 0.6792 | 0.6792 | 0.6359 | 0.56934
Louisiana Coal Units - SO2 Rate Annual v3.1, Unit 3457 and retrofits | 546 | 7321 | Rate Constraint in lbs/MMBtu | FALSE | L | Annual | Qualifying Generation | TWh | 0.6792 | 0.6792 | 0.6792 | 0.6792 | 0.6792 | 0.6359 | 0.56934
Louisiana Coal Units - SO2 Rate Annual v3.1, Unit 3457 and retrofits | 546 | 7321 | Rate Constraint in lbs/MMBtu | FALSE | L | Annual | Rate | lb/MWh | 10.1851 | 10.1851 | 10.1851 | 10.1851 | 10.1851 | 10.1851 | 10.1851
Louisiana Coal Units - SO2 Rate Annual v3.1, Unit 3457 and retrofits | 546 | 7321 | Rate Constraint in lbs/MMBtu | FALSE | L | Annual | Constraint Shadow Price | US2022$/Ton | 0 | 0 | 0 | 0 | 0 | 0 | 0
MA - CO2 Cap Annual v6.21 | 547 | 7738 | Rate Constraint in MTons | FALSE | L | Annual | Seasons Included | Seasons | Winter, Spring, Summer, Fall | Winter, Spring, Summer, Fall | Winter, Spring, Summer, Fall | Winter, Spring, Summer, Fall | Winter, Spring, Summer, Fall | Winter, Spring, Summer, Fall | Winter, Spring, Summer, Fall
MA - CO2 Cap Annual v6.21 | 547 | 7738 | Rate Constraint in MTons | FALSE | L | Annual | Standard CO2 | Thousand Tons | NA | 14228.6304 | 10671.4728 | 7114.3152 | 5691.4522 | 4268.5891 | 4268.5891
MA - CO2 Cap Annual v6.21 | 547 | 7738 | Rate Constraint in MTons | FALSE | L | Annual | Emissions at Affected Plants CO2 | Thousand Tons | 0 | 6777.7171 | 5259.6787 | 6538.6926 | 4780.6353 | 3621.6053 | 3944.6691
MA - CO2 Cap Annual v6.21 | 547 | 7738 | Rate Constraint in MTons | FALSE | L | Annual | Allowances Purchased CO2 | Thousand Tons | 0 | 0 | 0 | 0 | 0 | 0 | 0
MA - CO2 Cap Annual v6.21 | 547 | 7738 | Rate Constraint in MTons | FALSE | L | Annual | Allowances Sold CO2 | Thousand Tons | 0 | 0 | 0 | 0 | 0 | 0 | 0
MA - CO2 Cap Annual v6.21 | 547 | 7738 | Rate Constraint in MTons | FALSE | L | Annual | Allowances Banked | Thousand Tons | 0 | 0 | 0 | 0 | 0 | 0 | 0
MA - CO2 Cap Annual v6.21 | 547 | 7738 | Rate Constraint in MTons | FALSE | L | Annual | Allowances Withdrawn (1:1) | Thousand Tons | 0 | 0 | 0 | 0 | 0 | 0 | 0
MA - CO2 Cap Annual v6.21 | 547 | 7738 | Rate Constraint in MTons | FALSE | L | Annual | Allowances Withdrawn (1:n) | Thousand Tons | 0 | 0 | 0 | 0 | 0 | 0 | 0
MA - CO2 Cap Annual v6.21 | 547 | 7738 | Rate Constraint in MTons | FALSE | L | Annual | Total | Thousand Tons | 0 | 6777.7171 | 5259.6787 | 6538.6926 | 4780.6353 | 3621.6053 | 3944.6691
MA - CO2 Cap Annual v6.21 | 547 | 7738 | Rate Constraint in MTons | FALSE | L | Annual | Fuel Consumed | TBtu | 0 | 114.8222 | 89.8228 | 113.0346 | 83.1724 | 63.4833 | 69.002
MA - CO2 Cap Annual v6.21 | 547 | 7738 | Rate Constraint in MTons | FALSE | L | Annual | Rate | lb/MMBtu | 0 | 118.0558 | 117.1123 | 115.6936 | 114.9573 | 114.0963 | 114.3349
MA - CO2 Cap Annual v6.21 | 547 | 7738 | Rate Constraint in MTons | FALSE | L | Annual | Generation | TWh | 0 | 13.3244 | 10.2046 | 16.1454 | 11.9349 | 7.3445 | 9.152
MA - CO2 Cap Annual v6.21 | 547 | 7738 | Rate Constraint in MTons | FALSE | L | Annual | Qualifying Generation | TWh | 0 | 13.3244 | 10.2046 | 13.6688 | 9.5819 | 6.5166 | 7.4546
MA - CO2 Cap Annual v6.21 | 547 | 7738 | Rate Constraint in MTons | FALSE | L | Annual | Rate | lb/MWh | 0 | 1017.3428 | 1030.8397 | 956.7342 | 997.845 | 1111.4937 | 1058.3173
MA - CO2 Cap Annual v6.21 | 547 | 7738 | Rate Constraint in MTons | FALSE | L | Annual | Constraint Shadow Price | US2022$/Ton | 0 | 0 | 0 | 0 | 0 | 0 | 0
MA- CO2 Cap Annual v6.20 | 548 | 7665 | Rate Constraint in MTons | FALSE | L | Annual | Seasons Included | Seasons | Winter, Spring, Summer, Fall | Winter, Spring, Summer, Fall | Winter, Spring, Summer, Fall | Winter, Spring, Summer, Fall | Winter, Spring, Summer, Fall | Winter, Spring, Summer, Fall | Winter, Spring, Summer, Fall
MA- CO2 Cap Annual v6.20 | 548 | 7665 | Rate Constraint in MTons | FALSE | L | Annual | Standard CO2 | Thousand Tons | 7280.0444 | 6786.4828 | 5799.3598 | 4565.4561 | 3331.5523 | 2122.3266 | 1974.2582
MA- CO2 Cap Annual v6.20 | 548 | 7665 | Rate Constraint in MTons | FALSE | L | Annual | Emissions at Affected Plants CO2 | Thousand Tons | 3423.1481 | 3862.8153 | 2277.6473 | 4105.0625 | 2746.3293 | 1802.336 | 2175.2885
MA- CO2 Cap Annual v6.20 | 548 | 7665 | Rate Constraint in MTons | FALSE | L | Annual | Allowances Purchased CO2 | Thousand Tons | 0 | 0 | 0 | 0 | 0 | 0 | 0
MA- CO2 Cap Annual v6.20 | 548 | 7665 | Rate Constraint in MTons | FALSE | L | Annual | Allowances Sold CO2 | Thousand Tons | 0 | 0 | 0 | 0 | 0 | 0 | 0
MA- CO2 Cap Annual v6.20 | 548 | 7665 | Rate Constraint in MTons | FALSE | L | Annual | Allowances Banked | Thousand Tons | 0 | 0 | 3043.6375 | 0 | 0 | 281.4424 | 0
MA- CO2 Cap Annual v6.20 | 548 | 7665 | Rate Constraint in MTons | FALSE | L | Annual | Allowances Withdrawn (1:1) | Thousand Tons | 0 | 0 | 0 | -4565.4561 | 0 | 0 | -201.0303
MA- CO2 Cap Annual v6.20 | 548 | 7665 | Rate Constraint in MTons | FALSE | L | Annual | Allowances Withdrawn (1:n) | Thousand Tons | 0 | 0 | 0 | 0 | 0 | 0 | 0
MA- CO2 Cap Annual v6.20 | 548 | 7665 | Rate Constraint in MTons | FALSE | L | Annual | Total | Thousand Tons | 3423.1481 | 3862.8153 | 5321.2848 | -460.3936 | 2746.3293 | 2083.7784 | 1974.2581
MA- CO2 Cap Annual v6.20 | 548 | 7665 | Rate Constraint in MTons | FALSE | L | Annual | Fuel Consumed | TBtu | 52.7978 | 60.3287 | 33.2617 | 65.4491 | 42.3835 | 26.2579 | 32.6288
MA- CO2 Cap Annual v6.20 | 548 | 7665 | Rate Constraint in MTons | FALSE | L | Annual | Rate | lb/MMBtu | 129.6702 | 128.059 | 136.953 | 125.443 | 129.5943 | 137.2796 | 133.3355
MA- CO2 Cap Annual v6.20 | 548 | 7665 | Rate Constraint in MTons | FALSE | L | Annual | Generation | TWh | 7.3899 | 8.3126 | 4.836 | 12.0658 | 8.8095 | 4.7528 | 6.6813
MA- CO2 Cap Annual v6.20 | 548 | 7665 | Rate Constraint in MTons | FALSE | L | Annual | Qualifying Generation | TWh | 7.3899 | 8.3126 | 4.836 | 9.5892 | 6.4565 | 3.925 | 4.9839
MA- CO2 Cap Annual v6.20 | 548 | 7665 | Rate Constraint in MTons | FALSE | L | Annual | Rate | lb/MWh | 926.4436 | 929.3852 | 941.9483 | 856.1845 | 850.7117 | 918.3906 | 872.9182
MA- CO2 Cap Annual v6.20 | 548 | 7665 | Rate Constraint in MTons | FALSE | L | Annual | Constraint Shadow Price | US2022$/Ton | 0 | 0 | 0 | 0 | 0 | 0 | 0
MA Fac. Spec. - Canal NOx v3.1 | 549 | 7531 | Rate Constraint in lbs/MWh | FALSE | L | Annual | Seasons Included | Seasons | Winter, Spring, Summer, Fall | Winter, Spring, Summer, Fall | Winter, Spring, Summer, Fall | Winter, Spring, Summer, Fall | Winter, Spring, Summer, Fall | Winter, Spring, Summer, Fall | Winter, Spring, Summer, Fall
MA Fac. Spec. - Canal NOx v3.1 | 549 | 7531 | Rate Constraint in lbs/MWh | FALSE | L | Annual | Standard NOX | lb/MWh | 1.5 | 1.5 | 1.5 | 1.5 | 1.5 | 1.5 | 1.5
MA Fac. Spec. - Canal NOx v3.1 | 549 | 7531 | Rate Constraint in lbs/MWh | FALSE | L | Annual | Emissions at Affected Plants NOX | Thousand Tons | 0.0036477 | 0.0038396 | 0 | 0.0017789 | 6.1683e-05 | 0 | 0
MA Fac. Spec. - Canal NOx v3.1 | 549 | 7531 | Rate Constraint in lbs/MWh | FALSE | L | Annual | Allowances Purchased NOX | Thousand Tons | 0 | 0 | 0 | 0 | 0 | 0 | 0
MA Fac. Spec. - Canal NOx v3.1 | 549 | 7531 | Rate Constraint in lbs/MWh | FALSE | L | Annual | Allowances Sold NOX | Thousand Tons | 0 | 0 | 0 | 0 | 0 | 0 | 0
MA Fac. Spec. - Canal NOx v3.1 | 549 | 7531 | Rate Constraint in lbs/MWh | FALSE | L | Annual | Allowances Banked | Thousand Tons | 0 | 0 | 0 | 0 | 0 | 0 | 0
MA Fac. Spec. - Canal NOx v3.1 | 549 | 7531 | Rate Constraint in lbs/MWh | FALSE | L | Annual | Allowances Withdrawn (1:1) | Thousand Tons | 0 | 0 | 0 | 0 | 0 | 0 | 0
MA Fac. Spec. - Canal NOx v3.1 | 549 | 7531 | Rate Constraint in lbs/MWh | FALSE | L | Annual | Allowances Withdrawn (1:n) | Thousand Tons | 0 | 0 | 0 | 0 | 0 | 0 | 0
MA Fac. Spec. - Canal NOx v3.1 | 549 | 7531 | Rate Constraint in lbs/MWh | FALSE | L | Annual | Total | Thousand Tons | 0.0036477 | 0.0038396 | 0 | 0.0017789 | 6.1683e-05 | 0 | 0
MA Fac. Spec. - Canal NOx v3.1 | 549 | 7531 | Rate Constraint in lbs/MWh | FALSE | L | Annual | Fuel Consumed | TBtu | 0.24141 | 0.25411 | 0 | 0.11773 | 0.0040823 | 0 | 0
MA Fac. Spec. - Canal NOx v3.1 | 549 | 7531 | Rate Constraint in lbs/MWh | FALSE | L | Annual | Rate | lb/MMBtu | 0.03022 | 0.03022 | 0 | 0.03022 | 0.03022 | 0 | 0
MA Fac. Spec. - Canal NOx v3.1 | 549 | 7531 | Rate Constraint in lbs/MWh | FALSE | L | Annual | Generation | TWh | 0.022467 | 0.023649 | 0 | 0.010956 | 0.00037992 | 0 | 0
MA Fac. Spec. - Canal NOx v3.1 | 549 | 7531 | Rate Constraint in lbs/MWh | FALSE | L | Annual | Qualifying Generation | TWh | 0.022467 | 0.023649 | 0 | 0.010956 | 0.00037992 | 0 | 0
MA Fac. Spec. - Canal NOx v3.1 | 549 | 7531 | Rate Constraint in lbs/MWh | FALSE | L | Annual | Constraint Shadow Price | US2022$/Ton | 0 | 0 | 0 | 0 | 0 | 0 | 0
MA Fac. Spec. - Canal SO2 Annual v3.1 | 550 | 7532 | Rate Constraint in lbs/MWh | FALSE | L | Annual | Seasons Included | Seasons | Winter, Spring, Summer, Fall | Winter, Spring, Summer, Fall | Winter, Spring, Summer, Fall | Winter, Spring, Summer, Fall | Winter, Spring, Summer, Fall | Winter, Spring, Summer, Fall | Winter, Spring, Summer, Fall
MA Fac. Spec. - Canal SO2 Annual v3.1 | 550 | 7532 | Rate Constraint in lbs/MWh | FALSE | L | Annual | Standard SO2 | lb/MWh | 3 | 3 | 3 | 3 | 3 | 3 | 3
MA Fac. Spec. - Canal SO2 Annual v3.1 | 550 | 7532 | Rate Constraint in lbs/MWh | FALSE | L | Annual | Emissions at Affected Plants SO2 | Thousand Tons | 0 | 0 | 0 | 0 | 0 | 0 | 0
MA Fac. Spec. - Canal SO2 Annual v3.1 | 550 | 7532 | Rate Constraint in lbs/MWh | FALSE | L | Annual | Allowances Purchased SO2 | Thousand Tons | 0 | 0 | 0 | 0 | 0 | 0 | 0
MA Fac. Spec. - Canal SO2 Annual v3.1 | 550 | 7532 | Rate Constraint in lbs/MWh | FALSE | L | Annual | Allowances Sold SO2 | Thousand Tons | 0 | 0 | 0 | 0 | 0 | 0 | 0
MA Fac. Spec. - Canal SO2 Annual v3.1 | 550 | 7532 | Rate Constraint in lbs/MWh | FALSE | L | Annual | Allowances Banked | Thousand Tons | 0 | 0 | 0 | 0 | 0 | 0 | 0
MA Fac. Spec. - Canal SO2 Annual v3.1 | 550 | 7532 | Rate Constraint in lbs/MWh | FALSE | L | Annual | Allowances Withdrawn (1:1) | Thousand Tons | 0 | 0 | 0 | 0 | 0 | 0 | 0
MA Fac. Spec. - Canal SO2 Annual v3.1 | 550 | 7532 | Rate Constraint in lbs/MWh | FALSE | L | Annual | Allowances Withdrawn (1:n) | Thousand Tons | 0 | 0 | 0 | 0 | 0 | 0 | 0
MA Fac. Spec. - Canal SO2 Annual v3.1 | 550 | 7532 | Rate Constraint in lbs/MWh | FALSE | L | Annual | Total | Thousand Tons | 0 | 0 | 0 | 0 | 0 | 0 | 0
MA Fac. Spec. - Canal SO2 Annual v3.1 | 550 | 7532 | Rate Constraint in lbs/MWh | FALSE | L | Annual | Fuel Consumed | TBtu | 0 | 0 | 0 | 0 | 0 | 0 | 0
MA Fac. Spec. - Canal SO2 Annual v3.1 | 550 | 7532 | Rate Constraint in lbs/MWh | FALSE | L | Annual | Rate | lb/MMBtu | 0 | 0 | 0 | 0 | 0 | 0 | 0
MA Fac. Spec. - Canal SO2 Annual v3.1 | 550 | 7532 | Rate Constraint in lbs/MWh | FALSE | L | Annual | Generation | TWh | 0 | 0 | 0 | 0 | 0 | 0 | 0
MA Fac. Spec. - Canal SO2 Annual v3.1 | 550 | 7532 | Rate Constraint in lbs/MWh | FALSE | L | Annual | Qualifying Generation | TWh | 0 | 0 | 0 | 0 | 0 | 0 | 0
MA Fac. Spec. - Canal SO2 Annual v3.1 | 550 | 7532 | Rate Constraint in lbs/MWh | FALSE | L | Annual | Constraint Shadow Price | US2022$/Ton | 0 | 357.5749 | 0 | 265.0796 | 0 | 1936.1742 | 2340.6519
MA Fac. Spec. - MER Output Annual v3.1 | 551 | 7335 | Rate Constraint in lbs/MWh | FALSE | L | Annual | Seasons Included | Seasons | Winter, Spring, Summer, Fall | Winter, Spring, Summer, Fall | Winter, Spring, Summer, Fall | Winter, Spring, Summer, Fall | Winter, Spring, Summer, Fall | Winter, Spring, Summer, Fall | Winter, Spring, Summer, Fall
MA Fac. Spec. - MER Output Annual v3.1 | 551 | 7335 | Rate Constraint in lbs/MWh | FALSE | L | Annual | Standard MER | lb/MWh | 2.5e-06 | 2.5e-06 | 2.5e-06 | 2.5e-06 | 2.5e-06 | 2.5e-06 | 2.5e-06
MA Fac. Spec. - MER Output Annual v3.1 | 551 | 7335 | Rate Constraint in lbs/MWh | FALSE | L | Annual | Emissions at Affected Plants MER | Lb | 0 | 0 | 0 | 0 | 0 | 0 | 0
MA Fac. Spec. - MER Output Annual v3.1 | 551 | 7335 | Rate Constraint in lbs/MWh | FALSE | L | Annual | Allowances Purchased MER | Lb | 0 | 0 | 0 | 0 | 0 | 0 | 0
MA Fac. Spec. - MER Output Annual v3.1 | 551 | 7335 | Rate Constraint in lbs/MWh | FALSE | L | Annual | Allowances Sold MER | Lb | 0 | 0 | 0 | 0 | 0 | 0 | 0
MA Fac. Spec. - MER Output Annual v3.1 | 551 | 7335 | Rate Constraint in lbs/MWh | FALSE | L | Annual | Allowances Banked | Lb | 0 | 0 | 0 | 0 | 0 | 0 | 0
MA Fac. Spec. - MER Output Annual v3.1 | 551 | 7335 | Rate Constraint in lbs/MWh | FALSE | L | Annual | Allowances Withdrawn (1:1) | Lb | 0 | 0 | 0 | 0 | 0 | 0 | 0
MA Fac. Spec. - MER Output Annual v3.1 | 551 | 7335 | Rate Constraint in lbs/MWh | FALSE | L | Annual | Allowances Withdrawn (1:n) | Lb | 0 | 0 | 0 | 0 | 0 | 0 | 0
MA Fac. Spec. - MER Output Annual v3.1 | 551 | 7335 | Rate Constraint in lbs/MWh | FALSE | L | Annual | Total | Lb | 0 | 0 | 0 | 0 | 0 | 0 | 0
MA Fac. Spec. - MER Output Annual v3.1 | 551 | 7335 | Rate Constraint in lbs/MWh | FALSE | L | Annual | Fuel Consumed | TBtu | 0 | 0 | 0 | 0 | 0 | 0 | 0
MA Fac. Spec. - MER Output Annual v3.1 | 551 | 7335 | Rate Constraint in lbs/MWh | FALSE | L | Annual | Rate | lb/MMBtu | 0 | 0 | 0 | 0 | 0 | 0 | 0
MA Fac. Spec. - MER Output Annual v3.1 | 551 | 7335 | Rate Constraint in lbs/MWh | FALSE | L | Annual | Generation | TWh | 0 | 0 | 0 | 0 | 0 | 0 | 0
MA Fac. Spec. - MER Output Annual v3.1 | 551 | 7335 | Rate Constraint in lbs/MWh | FALSE | L | Annual | Qualifying Generation | TWh | 0 | 0 | 0 | 0 | 0 | 0 | 0
MA Fac. Spec. - MER Output Annual v3.1 | 551 | 7335 | Rate Constraint in lbs/MWh | FALSE | L | Annual | Constraint Shadow Price | US2022$/Lb | 0 | 0 | 0 | 0 | 0 | 0 | 0
ME Fac. Spec. - NOX 0.15 Rate Annual v3.1, Unit 2403 and retrofits | 552 | 7323 | Rate Constraint in lbs/MMBtu | FALSE | L | Annual | Seasons Included | Seasons | Winter, Spring, Summer, Fall | Winter, Spring, Summer, Fall | Winter, Spring, Summer, Fall | Winter, Spring, Summer, Fall | Winter, Spring, Summer, Fall | Winter, Spring, Summer, Fall | Winter, Spring, Summer, Fall
ME Fac. Spec. - NOX 0.15 Rate Annual v3.1, Unit 2403 and retrofits | 552 | 7323 | Rate Constraint in lbs/MMBtu | FALSE | L | Annual | Standard NOX | lb/MMBtu | 0.15 | 0.15 | 0.15 | 0.15 | 0.15 | 0.15 | 0.15
ME Fac. Spec. - NOX 0.15 Rate Annual v3.1, Unit 2403 and retrofits | 552 | 7323 | Rate Constraint in lbs/MMBtu | FALSE | L | Annual | Emissions at Affected Plants NOX | Thousand Tons | 0 | 0 | 0 | 0 | 0 | 0 | 0
ME Fac. Spec. - NOX 0.15 Rate Annual v3.1, Unit 2403 and retrofits | 552 | 7323 | Rate Constraint in lbs/MMBtu | FALSE | L | Annual | Allowances Purchased NOX | Thousand Tons | 0 | 0 | 0 | 0 | 0 | 0 | 0
ME Fac. Spec. - NOX 0.15 Rate Annual v3.1, Unit 2403 and retrofits | 552 | 7323 | Rate Constraint in lbs/MMBtu | FALSE | L | Annual | Allowances Sold NOX | Thousand Tons | 0 | 0 | 0 | 0 | 0 | 0 | 0
ME Fac. Spec. - NOX 0.15 Rate Annual v3.1, Unit 2403 and retrofits | 552 | 7323 | Rate Constraint in lbs/MMBtu | FALSE | L | Annual | Allowances Banked | Thousand Tons | 0 | 0 | 0 | 0 | 0 | 0 | 0
ME Fac. Spec. - NOX 0.15 Rate Annual v3.1, Unit 2403 and retrofits | 552 | 7323 | Rate Constraint in lbs/MMBtu | FALSE | L | Annual | Allowances Withdrawn (1:1) | Thousand Tons | 0 | 0 | 0 | 0 | 0 | 0 | 0
ME Fac. Spec. - NOX 0.15 Rate Annual v3.1, Unit 2403 and retrofits | 552 | 7323 | Rate Constraint in lbs/MMBtu | FALSE | L | Annual | Allowances Withdrawn (1:n) | Thousand Tons | 0 | 0 | 0 | 0 | 0 | 0 | 0
ME Fac. Spec. - NOX 0.15 Rate Annual v3.1, Unit 2403 and retrofits | 552 | 7323 | Rate Constraint in lbs/MMBtu | FALSE | L | Annual | Total | Thousand Tons | 0 | 0 | 0 | 0 | 0 | 0 | 0
ME Fac. Spec. - NOX 0.15 Rate Annual v3.1, Unit 2403 and retrofits | 552 | 7323 | Rate Constraint in lbs/MMBtu | FALSE | L | Annual | Fuel Consumed | TBtu | 0 | 0 | 0 | 0 | 0 | 0 | 0
ME Fac. Spec. - NOX 0.15 Rate Annual v3.1, Unit 2403 and retrofits | 552 | 7323 | Rate Constraint in lbs/MMBtu | FALSE | L | Annual | Rate | lb/MMBtu | 0 | 0 | 0 | 0 | 0 | 0 | 0
ME Fac. Spec. - NOX 0.15 Rate Annual v3.1, Unit 2403 and retrofits | 552 | 7323 | Rate Constraint in lbs/MMBtu | FALSE | L | Annual | Generation | TWh | 0 | 0 | 0 | 0 | 0 | 0 | 0
ME Fac. Spec. - NOX 0.15 Rate Annual v3.1, Unit 2403 and retrofits | 552 | 7323 | Rate Constraint in lbs/MMBtu | FALSE | L | Annual | Qualifying Generation | TWh | 0 | 0 | 0 | 0 | 0 | 0 | 0
ME Fac. Spec. - NOX 0.15 Rate Annual v3.1, Unit 2403 and retrofits | 552 | 7323 | Rate Constraint in lbs/MMBtu | FALSE | L | Annual | Rate | lb/MWh | 0 | 0 | 0 | 0 | 0 | 0 | 0
ME Fac. Spec. - NOX 0.15 Rate Annual v3.1, Unit 2403 and retrofits | 552 | 7323 | Rate Constraint in lbs/MMBtu | FALSE | L | Annual | Constraint Shadow Price | US2022$/Ton | 0 | 0 | 0 | 0 | 0 | 0 | 0
ME Fac. Spec. - NOX 0.15 Rate Annual v3.1, Unit 2404 and retrofits | 553 | 7323 | Rate Constraint in lbs/MMBtu | FALSE | L | Annual | Seasons Included | Seasons | Winter, Spring, Summer, Fall | Winter, Spring, Summer, Fall | Winter, Spring, Summer, Fall | Winter, Spring, Summer, Fall | Winter, Spring, Summer, Fall | Winter, Spring, Summer, Fall | Winter, Spring, Summer, Fall
ME Fac. Spec. - NOX 0.15 Rate Annual v3.1, Unit 2404 and retrofits | 553 | 7323 | Rate Constraint in lbs/MMBtu | FALSE | L | Annual | Standard NOX | lb/MMBtu | 0.15 | 0.15 | 0.15 | 0.15 | 0.15 | 0.15 | 0.15
ME Fac. Spec. - NOX 0.15 Rate Annual v3.1, Unit 2404 and retrofits | 553 | 7323 | Rate Constraint in lbs/MMBtu | FALSE | L | Annual | Emissions at Affected Plants NOX | Thousand Tons | 0 | 0 | 0 | 0 | 0 | 0 | 0
ME Fac. Spec. - NOX 0.15 Rate Annual v3.1, Unit 2404 and retrofits | 553 | 7323 | Rate Constraint in lbs/MMBtu | FALSE | L | Annual | Allowances Purchased NOX | Thousand Tons | 0 | 0 | 0 | 0 | 0 | 0 | 0
ME Fac. Spec. - NOX 0.15 Rate Annual v3.1, Unit 2404 and retrofits | 553 | 7323 | Rate Constraint in lbs/MMBtu | FALSE | L | Annual | Allowances Sold NOX | Thousand Tons | 0 | 0 | 0 | 0 | 0 | 0 | 0
ME Fac. Spec. - NOX 0.15 Rate Annual v3.1, Unit 2404 and retrofits | 553 | 7323 | Rate Constraint in lbs/MMBtu | FALSE | L | Annual | Allowances Banked | Thousand Tons | 0 | 0 | 0 | 0 | 0 | 0 | 0
ME Fac. Spec. - NOX 0.15 Rate Annual v3.1, Unit 2404 and retrofits | 553 | 7323 | Rate Constraint in lbs/MMBtu | FALSE | L | Annual | Allowances Withdrawn (1:1) | Thousand Tons | 0 | 0 | 0 | 0 | 0 | 0 | 0
ME Fac. Spec. - NOX 0.15 Rate Annual v3.1, Unit 2404 and retrofits | 553 | 7323 | Rate Constraint in lbs/MMBtu | FALSE | L | Annual | Allowances Withdrawn (1:n) | Thousand Tons | 0 | 0 | 0 | 0 | 0 | 0 | 0
ME Fac. Spec. - NOX 0.15 Rate Annual v3.1, Unit 2404 and retrofits | 553 | 7323 | Rate Constraint in lbs/MMBtu | FALSE | L | Annual | Total | Thousand Tons | 0 | 0 | 0 | 0 | 0 | 0 | 0
ME Fac. Spec. - NOX 0.15 Rate Annual v3.1, Unit 2404 and retrofits | 553 | 7323 | Rate Constraint in lbs/MMBtu | FALSE | L | Annual | Fuel Consumed | TBtu | 0 | 0 | 0 | 0 | 0 | 0 | 0
ME Fac. Spec. - NOX 0.15 Rate Annual v3.1, Unit 2404 and retrofits | 553 | 7323 | Rate Constraint in lbs/MMBtu | FALSE | L | Annual | Rate | lb/MMBtu | 0 | 0 | 0 | 0 | 0 | 0 | 0
ME Fac. Spec. - NOX 0.15 Rate Annual v3.1, Unit 2404 and retrofits | 553 | 7323 | Rate Constraint in lbs/MMBtu | FALSE | L | Annual | Generation | TWh | 0 | 0 | 0 | 0 | 0 | 0 | 0
ME Fac. Spec. - NOX 0.15 Rate Annual v3.1, Unit 2404 and retrofits | 553 | 7323 | Rate Constraint in lbs/MMBtu | FALSE | L | Annual | Qualifying Generation | TWh | 0 | 0 | 0 | 0 | 0 | 0 | 0
ME Fac. Spec. - NOX 0.15 Rate Annual v3.1, Unit 2404 and retrofits | 553 | 7323 | Rate Constraint in lbs/MMBtu | FALSE | L | Annual | Rate | lb/MWh | 0 | 0 | 0 | 0 | 0 | 0 | 0
ME Fac. Spec. - NOX 0.15 Rate Annual v3.1, Unit 2404 and retrofits | 553 | 7323 | Rate Constraint in lbs/MMBtu | FALSE | L | Annual | Constraint Shadow Price | US2022$/Ton | 0 | 0 | 0 | 0 | 0 | 0 | 0
ME Fac. Spec. - NOx 0.20 Rate Annual v3.1, Unit 1135 and retrofits | 554 | 7324 | Rate Constraint in lbs/MMBtu | FALSE | L | Annual | Seasons Included | Seasons | Winter, Spring, Summer, Fall | Winter, Spring, Summer, Fall | Winter, Spring, Summer, Fall | Winter, Spring, Summer, Fall | Winter, Spring, Summer, Fall | Winter, Spring, Summer, Fall | Winter, Spring, Summer, Fall
ME Fac. Spec. - NOx 0.20 Rate Annual v3.1, Unit 1135 and retrofits | 554 | 7324 | Rate Constraint in lbs/MMBtu | FALSE | L | Annual | Standard NOX | lb/MMBtu | 0.2 | 0.2 | 0.2 | 0.2 | 0.2 | 0.2 | 0.2
ME Fac. Spec. - NOx 0.20 Rate Annual v3.1, Unit 1135 and retrofits | 554 | 7324 | Rate Constraint in lbs/MMBtu | FALSE | L | Annual | Emissions at Affected Plants NOX | Thousand Tons | 0 | 0 | 0 | 0 | 0 | 0 | 0
ME Fac. Spec. - NOx 0.20 Rate Annual v3.1, Unit 1135 and retrofits | 554 | 7324 | Rate Constraint in lbs/MMBtu | FALSE | L | Annual | Allowances Purchased NOX | Thousand Tons | 0 | 0 | 0 | 0 | 0 | 0 | 0
ME Fac. Spec. - NOx 0.20 Rate Annual v3.1, Unit 1135 and retrofits | 554 | 7324 | Rate Constraint in lbs/MMBtu | FALSE | L | Annual | Allowances Sold NOX | Thousand Tons | 0 | 0 | 0 | 0 | 0 | 0 | 0
ME Fac. Spec. - NOx 0.20 Rate Annual v3.1, Unit 1135 and retrofits | 554 | 7324 | Rate Constraint in lbs/MMBtu | FALSE | L | Annual | Allowances Banked | Thousand Tons | 0 | 0 | 0 | 0 | 0 | 0 | 0
ME Fac. Spec. - NOx 0.20 Rate Annual v3.1, Unit 1135 and retrofits | 554 | 7324 | Rate Constraint in lbs/MMBtu | FALSE | L | Annual | Allowances Withdrawn (1:1) | Thousand Tons | 0 | 0 | 0 | 0 | 0 | 0 | 0
ME Fac. Spec. - NOx 0.20 Rate Annual v3.1, Unit 1135 and retrofits | 554 | 7324 | Rate Constraint in lbs/MMBtu | FALSE | L | Annual | Allowances Withdrawn (1:n) | Thousand Tons | 0 | 0 | 0 | 0 | 0 | 0 | 0
ME Fac. Spec. - NOx 0.20 Rate Annual v3.1, Unit 1135 and retrofits | 554 | 7324 | Rate Constraint in lbs/MMBtu | FALSE | L | Annual | Total | Thousand Tons | 0 | 0 | 0 | 0 | 0 | 0 | 0
ME Fac. Spec. - NOx 0.20 Rate Annual v3.1, Unit 1135 and retrofits | 554 | 7324 | Rate Constraint in lbs/MMBtu | FALSE | L | Annual | Fuel Consumed | TBtu | 0 | 0 | 0 | 0 | 0 | 0 | 0
ME Fac. Spec. - NOx 0.20 Rate Annual v3.1, Unit 1135 and retrofits | 554 | 7324 | Rate Constraint in lbs/MMBtu | FALSE | L | Annual | Rate | lb/MMBtu | 0 | 0 | 0 | 0 | 0 | 0 | 0
ME Fac. Spec. - NOx 0.20 Rate Annual v3.1, Unit 1135 and retrofits | 554 | 7324 | Rate Constraint in lbs/MMBtu | FALSE | L | Annual | Generation | TWh | 0 | 0 | 0 | 0 | 0 | 0 | 0
ME Fac. Spec. - NOx 0.20 Rate Annual v3.1, Unit 1135 and retrofits | 554 | 7324 | Rate Constraint in lbs/MMBtu | FALSE | L | Annual | Qualifying Generation | TWh | 0 | 0 | 0 | 0 | 0 | 0 | 0
ME Fac. Spec. - NOx 0.20 Rate Annual v3.1, Unit 1135 and retrofits | 554 | 7324 | Rate Constraint in lbs/MMBtu | FALSE | L | Annual | Rate | lb/MWh | 0 | 0 | 0 | 0 | 0 | 0 | 0
ME Fac. Spec. - NOx 0.20 Rate Annual v3.1, Unit 1135 and retrofits | 554 | 7324 | Rate Constraint in lbs/MMBtu | FALSE | L | Annual | Constraint Shadow Price | US2022$/Ton | 0 | 0 | 0 | 0 | 0 | 0 | 0
ME Fac. Spec. - NOx 0.20 Rate Annual v3.1, Unit 1136 and retrofits | 555 | 7324 | Rate Constraint in lbs/MMBtu | FALSE | L | Annual | Seasons Included | Seasons | Winter, Spring, Summer, Fall | Winter, Spring, Summer, Fall | Winter, Spring, Summer, Fall | Winter, Spring, Summer, Fall | Winter, Spring, Summer, Fall | Winter, Spring, Summer, Fall | Winter, Spring, Summer, Fall
ME Fac. Spec. - NOx 0.20 Rate Annual v3.1, Unit 1136 and retrofits | 555 | 7324 | Rate Constraint in lbs/MMBtu | FALSE | L | Annual | Standard NOX | lb/MMBtu | 0.2 | 0.2 | 0.2 | 0.2 | 0.2 | 0.2 | 0.2
ME Fac. Spec. - NOx 0.20 Rate Annual v3.1, Unit 1136 and retrofits | 555 | 7324 | Rate Constraint in lbs/MMBtu | FALSE | L | Annual | Emissions at Affected Plants NOX | Thousand Tons | 0 | 0 | 0 | 0 | 0 | 0 | 0
ME Fac. Spec. - NOx 0.20 Rate Annual v3.1, Unit 1136 and retrofits | 555 | 7324 | Rate Constraint in lbs/MMBtu | FALSE | L | Annual | Allowances Purchased NOX | Thousand Tons | 0 | 0 | 0 | 0 | 0 | 0 | 0
ME Fac. Spec. - NOx 0.20 Rate Annual v3.1, Unit 1136 and retrofits | 555 | 7324 | Rate Constraint in lbs/MMBtu | FALSE | L | Annual | Allowances Sold NOX | Thousand Tons | 0 | 0 | 0 | 0 | 0 | 0 | 0
ME Fac. Spec. - NOx 0.20 Rate Annual v3.1, Unit 1136 and retrofits | 555 | 7324 | Rate Constraint in lbs/MMBtu | FALSE | L | Annual | Allowances Banked | Thousand Tons | 0 | 0 | 0 | 0 | 0 | 0 | 0
ME Fac. Spec. - NOx 0.20 Rate Annual v3.1, Unit 1136 and retrofits | 555 | 7324 | Rate Constraint in lbs/MMBtu | FALSE | L | Annual | Allowances Withdrawn (1:1) | Thousand Tons | 0 | 0 | 0 | 0 | 0 | 0 | 0
ME Fac. Spec. - NOx 0.20 Rate Annual v3.1, Unit 1136 and retrofits | 555 | 7324 | Rate Constraint in lbs/MMBtu | FALSE | L | Annual | Allowances Withdrawn (1:n) | Thousand Tons | 0 | 0 | 0 | 0 | 0 | 0 | 0
ME Fac. Spec. - NOx 0.20 Rate Annual v3.1, Unit 1136 and retrofits | 555 | 7324 | Rate Constraint in lbs/MMBtu | FALSE | L | Annual | Total | Thousand Tons | 0 | 0 | 0 | 0 | 0 | 0 | 0
ME Fac. Spec. - NOx 0.20 Rate Annual v3.1, Unit 1136 and retrofits | 555 | 7324 | Rate Constraint in lbs/MMBtu | FALSE | L | Annual | Fuel Consumed | TBtu | 0 | 0 | 0 | 0 | 0 | 0 | 0
ME Fac. Spec. - NOx 0.20 Rate Annual v3.1, Unit 1136 and retrofits | 555 | 7324 | Rate Constraint in lbs/MMBtu | FALSE | L | Annual | Rate | lb/MMBtu | 0 | 0 | 0 | 0 | 0 | 0 | 0
ME Fac. Spec. - NOx 0.20 Rate Annual v3.1, Unit 1136 and retrofits | 555 | 7324 | Rate Constraint in lbs/MMBtu | FALSE | L | Annual | Generation | TWh | 0 | 0 | 0 | 0 | 0 | 0 | 0
ME Fac. Spec. - NOx 0.20 Rate Annual v3.1, Unit 1136 and retrofits | 555 | 7324 | Rate Constraint in lbs/MMBtu | FALSE | L | Annual | Qualifying Generation | TWh | 0 | 0 | 0 | 0 | 0 | 0 | 0
ME Fac. Spec. - NOx 0.20 Rate Annual v3.1, Unit 1136 and retrofits | 555 | 7324 | Rate Constraint in lbs/MMBtu | FALSE | L | Annual | Rate | lb/MWh | 0 | 0 | 0 | 0 | 0 | 0 | 0
ME Fac. Spec. - NOx 0.20 Rate Annual v3.1, Unit 1136 and retrofits | 555 | 7324 | Rate Constraint in lbs/MMBtu | FALSE | L | Annual | Constraint Shadow Price | US2022$/Ton | 0 | 0 | 0 | 0 | 0 | 0 | 0
ME Mercury Cap Annual v3.1 | 556 | 7325 | Rate Constraint in MTons | FALSE | L | Annual | Seasons Included | Seasons | Winter, Spring, Summer, Fall | Winter, Spring, Summer, Fall | Winter, Spring, Summer, Fall | Winter, Spring, Summer, Fall | Winter, Spring, Summer, Fall | Winter, Spring, Summer, Fall | Winter, Spring, Summer, Fall
ME Mercury Cap Annual v3.1 | 556 | 7325 | Rate Constraint in MTons | FALSE | L | Annual | Standard MER | Lb | 26 | 26 | 26 | 26 | 26 | 26 | 26
ME Mercury Cap Annual v3.1 | 556 | 7325 | Rate Constraint in MTons | FALSE | L | Annual | Emissions at Affected Plants MER | Lb | 0 | 0 | 0 | 0 | 0 | 0 | 0
ME Mercury Cap Annual v3.1 | 556 | 7325 | Rate Constraint in MTons | FALSE | L | Annual | Allowances Purchased MER | Lb | 0 | 0 | 0 | 0 | 0 | 0 | 0
ME Mercury Cap Annual v3.1 | 556 | 7325 | Rate Constraint in MTons | FALSE | L | Annual | Allowances Sold MER | Lb | 0 | 0 | 0 | 0 | 0 | 0 | 0
ME Mercury Cap Annual v3.1 | 556 | 7325 | Rate Constraint in MTons | FALSE | L | Annual | Allowances Banked | Lb | 0 | 0 | 0 | 0 | 0 | 0 | 0
ME Mercury Cap Annual v3.1 | 556 | 7325 | Rate Constraint in MTons | FALSE | L | Annual | Allowances Withdrawn (1:1) | Lb | 0 | 0 | 0 | 0 | 0 | 0 | 0
ME Mercury Cap Annual v3.1 | 556 | 7325 | Rate Constraint in MTons | FALSE | L | Annual | Allowances Withdrawn (1:n) | Lb | 0 | 0 | 0 | 0 | 0 | 0 | 0
ME Mercury Cap Annual v3.1 | 556 | 7325 | Rate Constraint in MTons | FALSE | L | Annual | Total | Lb | 0 | 0 | 0 | 0 | 0 | 0 | 0
ME Mercury Cap Annual v3.1 | 556 | 7325 | Rate Constraint in MTons | FALSE | L | Annual | Fuel Consumed | TBtu | 0 | 0 | 0 | 0 | 0 | 0 | 0
ME Mercury Cap Annual v3.1 | 556 | 7325 | Rate Constraint in MTons | FALSE | L | Annual | Rate | lb/MMBtu | 0 | 0 | 0 | 0 | 0 | 0 | 0
ME Mercury Cap Annual v3.1 | 556 | 7325 | Rate Constraint in MTons | FALSE | L | Annual | Generation | TWh | 0 | 0 | 0 | 0 | 0 | 0 | 0
ME Mercury Cap Annual v3.1 | 556 | 7325 | Rate Constraint in MTons | FALSE | L | Annual | Qualifying Generation | TWh | 0 | 0 | 0 | 0 | 0 | 0 | 0
ME Mercury Cap Annual v3.1 | 556 | 7325 | Rate Constraint in MTons | FALSE | L | Annual | Rate | lb/MWh | 0 | 0 | 0 | 0 | 0 | 0 | 0
ME Mercury Cap Annual v3.1 | 556 | 7325 | Rate Constraint in MTons | FALSE | L | Annual | Constraint Shadow Price | US2022$/Lb | 0 | 0 | 0 | 0 | 0 | 0 | 0
MI Hg Rule - MER Annual Reduction v4.10 | 557 | 7336 | MACT Fuel Choice Floor in lbs/MMBtu | FALSE | L | Annual | Seasons Included | Seasons | Winter, Spring, Summer, Fall | Winter, Spring, Summer, Fall | Winter, Spring, Summer, Fall | Winter, Spring, Summer, Fall | Winter, Spring, Summer, Fall | Winter, Spring, Summer, Fall | Winter, Spring, Summer, Fall
MI Hg Rule - MER Annual Reduction v4.10 | 557 | 7336 | MACT Fuel Choice Floor in lbs/MMBtu | FALSE | L | Annual | Emission Floor MER | lbs/MMBtu | 8.07e-07 | 8.07e-07 | 8.07e-07 | 8.07e-07 | 8.07e-07 | 8.07e-07 | 8.07e-07
MI Hg Rule - MER Annual Reduction v4.10 | 557 | 7336 | MACT Fuel Choice Floor in lbs/MMBtu | FALSE | L | Annual | Emissions at Affected Plants MER | Lb | 66.4929 | 50.3594 | 56.192 | 56.192 | 56.192 | 56.192 | 56.192
MI Hg Rule - MER Annual Reduction v4.10 | 557 | 7336 | MACT Fuel Choice Floor in lbs/MMBtu | FALSE | L | Annual | Allowances Purchased MER | Lb | 0 | 0 | 0 | 0 | 0 | 0 | 0
MI Hg Rule - MER Annual Reduction v4.10 | 557 | 7336 | MACT Fuel Choice Floor in lbs/MMBtu | FALSE | L | Annual | Allowances Sold MER | Lb | 0 | 0 | 0 | 0 | 0 | 0 | 0
MI Hg Rule - MER Annual Reduction v4.10 | 557 | 7336 | MACT Fuel Choice Floor in lbs/MMBtu | FALSE | L | Annual | Allowances Banked | Lb | 0 | 0 | 0 | 0 | 0 | 0 | 0
MI Hg Rule - MER Annual Reduction v4.10 | 557 | 7336 | MACT Fuel Choice Floor in lbs/MMBtu | FALSE | L | Annual | Allowances Withdrawn (1:1) | Lb | 0 | 0 | 0 | 0 | 0 | 0 | 0
MI Hg Rule - MER Annual Reduction v4.10 | 557 | 7336 | MACT Fuel Choice Floor in lbs/MMBtu | FALSE | L | Annual | Allowances Withdrawn (1:n) | Lb | 0 | 0 | 0 | 0 | 0 | 0 | 0
MI Hg Rule - MER Annual Reduction v4.10 | 557 | 7336 | MACT Fuel Choice Floor in lbs/MMBtu | FALSE | L | Annual | Total | Lb | 66.4929 | 50.3594 | 56.192 | 56.192 | 56.192 | 56.192 | 56.192
MI Hg Rule - MER Annual Reduction v4.10 | 557 | 7336 | MACT Fuel Choice Floor in lbs/MMBtu | FALSE | L | Annual | Fuel Consumed | TBtu | 201.7791 | 101.7117 | 113.935 | 113.935 | 113.935 | 113.935 | 113.935
MI Hg Rule - MER Annual Reduction v4.10 | 557 | 7336 | MACT Fuel Choice Floor in lbs/MMBtu | FALSE | L | Annual | Rate | lbs/MMBtu | 3.2953e-07 | 4.9512e-07 | 4.9319e-07 | 4.9319e-07 | 4.9319e-07 | 4.9319e-07 | 4.9319e-07
MI Hg Rule - MER Annual Reduction v4.10 | 557 | 7336 | MACT Fuel Choice Floor in lbs/MMBtu | FALSE | L | Annual | Generation | TWh | 19.3769 | 9.497 | 10.638 | 10.638 | 10.638 | 10.638 | 10.638
MI Hg Rule - MER Annual Reduction v4.10 | 557 | 7336 | MACT Fuel Choice Floor in lbs/MMBtu | FALSE | L | Annual | Qualifying Generation | TWh | 19.3769 | 9.497 | 10.638 | 10.638 | 10.638 | 10.638 | 10.638
MI Hg Rule - MER Annual Reduction v4.10 | 557 | 7336 | MACT Fuel Choice Floor in lbs/MMBtu | FALSE | L | Annual | Constraint Shadow Price | US2022$/Lb | 0 | 0 | 0 | 0 | 0 | 0 | 0
MN Hg Emis Red Act - MER Removal Annual v3.1 | 558 | 7337 | MACT Fuel Choice Floor in lbs/MMBtu | FALSE | L | Annual | Seasons Included | Seasons | Winter, Spring, Summer, Fall | Winter, Spring, Summer, Fall | Winter, Spring, Summer, Fall | Winter, Spring, Summer, Fall | Winter, Spring, Summer, Fall | Winter, Spring, Summer, Fall | Winter, Spring, Summer, Fall
MN Hg Emis Red Act - MER Removal Annual v3.1 | 558 | 7337 | MACT Fuel Choice Floor in lbs/MMBtu | FALSE | L | Annual | Emission Floor MER | lbs/MMBtu | 0 | 0 | 0 | 0 | 0 | 0 | 0
MN Hg Emis Red Act - MER Removal Annual v3.1 | 558 | 7337 | MACT Fuel Choice Floor in lbs/MMBtu | FALSE | L | Annual | Emissions at Affected Plants MER | Lb | 59.4994 | 62.9248 | 62.9248 | 62.9248 | 55.3993 | 49.2909 | 50.1428
MN Hg Emis Red Act - MER Removal Annual v3.1 | 558 | 7337 | MACT Fuel Choice Floor in lbs/MMBtu | FALSE | L | Annual | Allowances Purchased MER | Lb | 0 | 0 | 0 | 0 | 0 | 0 | 0
MN Hg Emis Red Act - MER Removal Annual v3.1 | 558 | 7337 | MACT Fuel Choice Floor in lbs/MMBtu | FALSE | L | Annual | Allowances Sold MER | Lb | 0 | 0 | 0 | 0 | 0 | 0 | 0
MN Hg Emis Red Act - MER Removal Annual v3.1 | 558 | 7337 | MACT Fuel Choice Floor in lbs/MMBtu | FALSE | L | Annual | Allowances Banked | Lb | 0 | 0 | 0 | 0 | 0 | 0 | 0
MN Hg Emis Red Act - MER Removal Annual v3.1 | 558 | 7337 | MACT Fuel Choice Floor in lbs/MMBtu | FALSE | L | Annual | Allowances Withdrawn (1:1) | Lb | 0 | 0 | 0 | 0 | 0 | 0 | 0
MN Hg Emis Red Act - MER Removal Annual v3.1 | 558 | 7337 | MACT Fuel Choice Floor in lbs/MMBtu | FALSE | L | Annual | Allowances Withdrawn (1:n) | Lb | 0 | 0 | 0 | 0 | 0 | 0 | 0
MN Hg Emis Red Act - MER Removal Annual v3.1 | 558 | 7337 | MACT Fuel Choice Floor in lbs/MMBtu | FALSE | L | Annual | Total | Lb | 59.4994 | 62.9248 | 62.9248 | 62.9248 | 55.3993 | 49.2909 | 50.1428
MN Hg Emis Red Act - MER Removal Annual v3.1 | 558 | 7337 | MACT Fuel Choice Floor in lbs/MMBtu | FALSE | L | Annual | Fuel Consumed | TBtu | 120.3626 | 127.2921 | 127.2921 | 127.2921 | 112.0684 | 99.7116 | 101.435
MN Hg Emis Red Act - MER Removal Annual v3.1 | 558 | 7337 | MACT Fuel Choice Floor in lbs/MMBtu | FALSE | L | Annual | Rate | lbs/MMBtu | 4.9433e-07 | 4.9433e-07 | 4.9433e-07 | 4.9433e-07 | 4.9433e-07 | 4.9433e-07 | 4.9433e-07
MN Hg Emis Red Act - MER Removal Annual v3.1 | 558 | 7337 | MACT Fuel Choice Floor in lbs/MMBtu | FALSE | L | Annual | Generation | TWh | 11.6697 | 12.3218 | 12.3218 | 12.3218 | 10.8637 | 9.6716 | 9.8341
MN Hg Emis Red Act - MER Removal Annual v3.1 | 558 | 7337 | MACT Fuel Choice Floor in lbs/MMBtu | FALSE | L | Annual | Qualifying Generation | TWh | 11.6697 | 12.3218 | 12.3218 | 12.3218 | 10.8637 | 9.6716 | 9.8341
MN Hg Emis Red Act - MER Removal Annual v3.1 | 558 | 7337 | MACT Fuel Choice Floor in lbs/MMBtu | FALSE | L | Annual | Constraint Shadow Price | US2022$/Lb | 0 | 0 | 0 | 0 | 0 | 0 | 0
MT Hg Rate Lignite Annual v3.1 | 559 | 7342 | Rate Constraint in lbs/MMBtu | FALSE | L | Annual | Seasons Included | Seasons | Winter, Spring, Summer, Fall | Winter, Spring, Summer, Fall | Winter, Spring, Summer, Fall | Winter, Spring, Summer, Fall | Winter, Spring, Summer, Fall | Winter, Spring, Summer, Fall | Winter, Spring, Summer, Fall
MT Hg Rate Lignite Annual v3.1 | 559 | 7342 | Rate Constraint in lbs/MMBtu | FALSE | L | Annual | Standard MER | lb/MMBtu | 1.5e-06 | 1.5e-06 | 1.5e-06 | 1.5e-06 | 1.5e-06 | 1.5e-06 | 1.5e-06
MT Hg Rate Lignite Annual v3.1 | 559 | 7342 | Rate Constraint in lbs/MMBtu | FALSE | L | Annual | Emissions at Affected Plants MER | Lb | 0 | 0 | 0 | 0 | 0 | 0 | 0
MT Hg Rate Lignite Annual v3.1 | 559 | 7342 | Rate Constraint in lbs/MMBtu | FALSE | L | Annual | Allowances Purchased MER | Lb | 0 | 0 | 0 | 0 | 0 | 0 | 0
MT Hg Rate Lignite Annual v3.1 | 559 | 7342 | Rate Constraint in lbs/MMBtu | FALSE | L | Annual | Allowances Sold MER | Lb | 0 | 0 | 0 | 0 | 0 | 0 | 0
MT Hg Rate Lignite Annual v3.1 | 559 | 7342 | Rate Constraint in lbs/MMBtu | FALSE | L | Annual | Allowances Banked | Lb | 0 | 0 | 0 | 0 | 0 | 0 | 0
MT Hg Rate Lignite Annual v3.1 | 559 | 7342 | Rate Constraint in lbs/MMBtu | FALSE | L | Annual | Allowances Withdrawn (1:1) | Lb | 0 | 0 | 0 | 0 | 0 | 0 | 0
MT Hg Rate Lignite Annual v3.1 | 559 | 7342 | Rate Constraint in lbs/MMBtu | FALSE | L | Annual | Allowances Withdrawn (1:n) | Lb | 0 | 0 | 0 | 0 | 0 | 0 | 0
MT Hg Rate Lignite Annual v3.1 | 559 | 7342 | Rate Constraint in lbs/MMBtu | FALSE | L | Annual | Total | Lb | 0 | 0 | 0 | 0 | 0 | 0 | 0
MT Hg Rate Lignite Annual v3.1 | 559 | 7342 | Rate Constraint in lbs/MMBtu | FALSE | L | Annual | Fuel Consumed | TBtu | 0 | 0 | 0 | 0 | 0 | 0 | 0
MT Hg Rate Lignite Annual v3.1 | 559 | 7342 | Rate Constraint in lbs/MMBtu | FALSE | L | Annual | Rate | lb/MMBtu | 0 | 0 | 0 | 0 | 0 | 0 | 0
MT Hg Rate Lignite Annual v3.1 | 559 | 7342 | Rate Constraint in lbs/MMBtu | FALSE | L | Annual | Generation | TWh | 0 | 0 | 0 | 0 | 0 | 0 | 0
MT Hg Rate Lignite Annual v3.1 | 559 | 7342 | Rate Constraint in lbs/MMBtu | FALSE | L | Annual | Qualifying Generation | TWh | 0 | 0 | 0 | 0 | 0 | 0 | 0
MT Hg Rate Lignite Annual v3.1 | 559 | 7342 | Rate Constraint in lbs/MMBtu | FALSE | L | Annual | Rate | lb/MWh | 0 | 0 | 0 | 0 | 0 | 0 | 0
MT Hg Rate Lignite Annual v3.1 | 559 | 7342 | Rate Constraint in lbs/MMBtu | FALSE | L | Annual | Constraint Shadow Price | US2022$/Lb | 2.9827e-06 | 3.2112e-06 | 3.7153e-06 | 4.4734e-06 | 5.374e-06 | 6.5877e-06 | 0
MT Hg Rate Non Lignite Annual v3.1 | 560 | 7341 | Rate Constraint in lbs/MMBtu | FALSE | L | Annual | Seasons Included | Seasons | Winter, Spring, Summer, Fall | Winter, Spring, Summer, Fall | Winter, Spring, Summer, Fall | Winter, Spring, Summer, Fall | Winter, Spring, Summer, Fall | Winter, Spring, Summer, Fall | Winter, Spring, Summer, Fall
MT Hg Rate Non Lignite Annual v3.1 | 560 | 7341 | Rate Constraint in lbs/MMBtu | FALSE | L | Annual | Standard MER | lb/MMBtu | 9e-07 | 9e-07 | 9e-07 | 9e-07 | 9e-07 | 9e-07 | 9e-07
MT Hg Rate Non Lignite Annual v3.1 | 560 | 7341 | Rate Constraint in lbs/MMBtu | FALSE | L | Annual | Emissions at Affected Plants MER | Lb | 59.8158 | 59.8157 | 59.8157 | 59.8341 | 53.1786 | 53.1786 | 53.1786
MT Hg Rate Non Lignite Annual v3.1 | 560 | 7341 | Rate Constraint in lbs/MMBtu | FALSE | L | Annual | Allowances Purchased MER | Lb | 0 | 0 | 0 | 0 | 0 | 0 | 0
MT Hg Rate Non Lignite Annual v3.1 | 560 | 7341 | Rate Constraint in lbs/MMBtu | FALSE | L | Annual | Allowances Sold MER | Lb | 0 | 0 | 0 | 0 | 0 | 0 | 0
MT Hg Rate Non Lignite Annual v3.1 | 560 | 7341 | Rate Constraint in lbs/MMBtu | FALSE | L | Annual | Allowances Banked | Lb | 0 | 0 | 0 | 0 | 0 | 0 | 0
MT Hg Rate Non Lignite Annual v3.1 | 560 | 7341 | Rate Constraint in lbs/MMBtu | FALSE | L | Annual | Allowances Withdrawn (1:1) | Lb | 0 | 0 | 0 | 0 | 0 | 0 | 0
MT Hg Rate Non Lignite Annual v3.1 | 560 | 7341 | Rate Constraint in lbs/MMBtu | FALSE | L | Annual | Allowances Withdrawn (1:n) | Lb | 0 | 0 | 0 | 0 | 0 | 0 | 0
MT Hg Rate Non Lignite Annual v3.1 | 560 | 7341 | Rate Constraint in lbs/MMBtu | FALSE | L | Annual | Total | Lb | 59.8158 | 59.8157 | 59.8157 | 59.8341 | 53.1786 | 53.1786 | 53.1786
MT Hg Rate Non Lignite Annual v3.1 | 560 | 7341 | Rate Constraint in lbs/MMBtu | FALSE | L | Annual | Fuel Consumed | TBtu | 127.648 | 127.648 | 127.648 | 123.7804 | 114.5671 | 114.5671 | 114.5671
MT Hg Rate Non Lignite Annual v3.1 | 560 | 7341 | Rate Constraint in lbs/MMBtu | FALSE | L | Annual | Rate | lb/MMBtu | 4.686e-07 | 4.686e-07 | 4.686e-07 | 4.8339e-07 | 4.6417e-07 | 4.6417e-07 | 4.6417e-07
MT Hg Rate Non Lignite Annual v3.1 | 560 | 7341 | Rate Constraint in lbs/MMBtu | FALSE | L | Annual | Generation | TWh | 11.6399 | 11.5786 | 11.2865 | 11.0089 | 10.562 | 10.562 | 10.562
MT Hg Rate Non Lignite Annual v3.1 | 560 | 7341 | Rate Constraint in lbs/MMBtu | FALSE | L | Annual | Qualifying Generation | TWh | 11.6399 | 11.5786 | 11.2865 | 11.0089 | 10.562 | 10.562 | 10.562
MT Hg Rate Non Lignite Annual v3.1 | 560 | 7341 | Rate Constraint in lbs/MMBtu | FALSE | L | Annual | Rate | lb/MWh | 10.2777 | 10.3321 | 10.5996 | 10.8701 | 10.0698 | 10.0698 | 10.0698
MT Hg Rate Non Lignite Annual v3.1 | 560 | 7341 | Rate Constraint in lbs/MMBtu | FALSE | L | Annual | Constraint Shadow Price | US2022$/Lb | 0 | 0 | 0 | 0 | 0 | 0 | 0
NC - CO2 Cap Annual v6.21 | 561 | 7737 | Rate Constraint in MTons | FALSE | L | Annual | Seasons Included | Seasons | Winter, Spring, Summer, Fall | Winter, Spring, Summer, Fall | Winter, Spring, Summer, Fall | Winter, Spring, Summer, Fall | Winter, Spring, Summer, Fall | Winter, Spring, Summer, Fall | Winter, Spring, Summer, Fall
NC - CO2 Cap Annual v6.21 | 561 | 7737 | Rate Constraint in MTons | FALSE | L | Annual | Standard CO2 | Thousand Tons | NA | 24956.762 | 24956.762 | 24956.762 | 24956.762 | 24956.762 | 24956.762
NC - CO2 Cap Annual v6.21 | 561 | 7737 | Rate Constraint in MTons | FALSE | L | Annual | Emissions at Affected Plants CO2 | Thousand Tons | 0 | 24956.762 | 24956.762 | 24956.762 | 24956.762 | 24956.762 | 24956.762
NC - CO2 Cap Annual v6.21 | 561 | 7737 | Rate Constraint in MTons | FALSE | L | Annual | Allowances Purchased CO2 | Thousand Tons | 0 | 0 | 0 | 0 | 0 | 0 | 0
NC - CO2 Cap Annual v6.21 | 561 | 7737 | Rate Constraint in MTons | FALSE | L | Annual | Allowances Sold CO2 | Thousand Tons | 0 | 0 | 0 | 0 | 0 | 0 | 0
NC - CO2 Cap Annual v6.21 | 561 | 7737 | Rate Constraint in MTons | FALSE | L | Annual | Allowances Banked | Thousand Tons | 0 | 0 | 0 | 0 | 0 | 0 | 0
NC - CO2 Cap Annual v6.21 | 561 | 7737 | Rate Constraint in MTons | FALSE | L | Annual | Allowances Withdrawn (1:1) | Thousand Tons | 0 | 0 | 0 | 0 | 0 | 0 | 0
NC - CO2 Cap Annual v6.21 | 561 | 7737 | Rate Constraint in MTons | FALSE | L | Annual | Allowances Withdrawn (1:n) | Thousand Tons | 0 | 0 | 0 | 0 | 0 | 0 | 0
NC - CO2 Cap Annual v6.21 | 561 | 7737 | Rate Constraint in MTons | FALSE | L | Annual | Total | Thousand Tons | 0 | 24956.762 | 24956.762 | 24956.762 | 24956.762 | 24956.762 | 24956.762
NC - CO2 Cap Annual v6.21 | 561 | 7737 | Rate Constraint in MTons | FALSE | L | Annual | Fuel Consumed | TBtu | 0 | 358.2984 | 419.2155 | 421.7307 | 421.8073 | 421.5865 | 422.2773
NC - CO2 Cap Annual v6.21 | 561 | 7737 | Rate Constraint in MTons | FALSE | L | Annual | Rate | lb/MMBtu | 0 | 139.3072 | 119.0641 | 118.354 | 118.3325 | 118.3945 | 118.2008
NC - CO2 Cap Annual v6.21 | 561 | 7737 | Rate Constraint in MTons | FALSE | L | Annual | Generation | TWh | 0 | 72.213 | 143.4084 | 166.7293 | 153.7707 | 143.0948 | 142.542
NC - CO2 Cap Annual v6.21 | 561 | 7737 | Rate Constraint in MTons | FALSE | L | Annual | Qualifying Generation | TWh | 0 | 48.565 | 65.5223 | 66.633 | 66.6428 | 66.1587 | 65.9569
NC - CO2 Cap Annual v6.21 | 561 | 7737 | Rate Constraint in MTons | FALSE | L | Annual | Rate | lb/MWh | 0 | 1027.7677 | 761.7787 | 749.0817 | 748.9709 | 754.4519 | 756.7601
NC - CO2 Cap Annual v6.21 | 561 | 7737 | Rate Constraint in MTons | FALSE | L | Annual | Constraint Shadow Price | US2022$/Ton | 0 | 15.0656 | 14.1952 | 17.2727 | 12.6244 | 13.3732 | 24.0824
New Hampshire MER Removal Annual v3.1 | 562 | 7346 | MACT Fuel Choice Floor in lbs/MMBtu | FALSE | L | Annual | Seasons Included | Seasons | Winter, Spring, Summer, Fall | Winter, Spring, Summer, Fall | Winter, Spring, Summer, Fall | Winter, Spring, Summer, Fall | Winter, Spring, Summer, Fall | Winter, Spring, Summer, Fall | Winter, Spring, Summer, Fall
New Hampshire MER Removal Annual v3.1 | 562 | 7346 | MACT Fuel Choice Floor in lbs/MMBtu | FALSE | L | Annual | Emission Floor MER | lbs/MMBtu | 0 | 0 | 0 | 0 | 0 | 0 | 0
New Hampshire MER Removal Annual v3.1 | 562 | 7346 | MACT Fuel Choice Floor in lbs/MMBtu | FALSE | L | Annual | Emissions at Affected Plants MER | Lb | 3.6837 | 4.5534 | 0 | 0 | 0 | 0 | 0
New Hampshire MER Removal Annual v3.1 | 562 | 7346 | MACT Fuel Choice Floor in lbs/MMBtu | FALSE | L | Annual | Allowances Purchased MER | Lb | 0 | 0 | 0 | 0 | 0 | 0 | 0
New Hampshire MER Removal Annual v3.1 | 562 | 7346 | MACT Fuel Choice Floor in lbs/MMBtu | FALSE | L | Annual | Allowances Sold MER | Lb | 0 | 0 | 0 | 0 | 0 | 0 | 0
New Hampshire MER Removal Annual v3.1 | 562 | 7346 | MACT Fuel Choice Floor in lbs/MMBtu | FALSE | L | Annual | Allowances Banked | Lb | 0 | 0 | 0 | 0 | 0 | 0 | 0
New Hampshire MER Removal Annual v3.1 | 562 | 7346 | MACT Fuel Choice Floor in lbs/MMBtu | FALSE | L | Annual | Allowances Withdrawn (1:1) | Lb | 0 | 0 | 0 | 0 | 0 | 0 | 0
New Hampshire MER Removal Annual v3.1 | 562 | 7346 | MACT Fuel Choice Floor in lbs/MMBtu | FALSE | L | Annual | Allowances Withdrawn (1:n) | Lb | 0 | 0 | 0 | 0 | 0 | 0 | 0
New Hampshire MER Removal Annual v3.1 | 562 | 7346 | MACT Fuel Choice Floor in lbs/MMBtu | FALSE | L | Annual | Total | Lb | 3.6837 | 4.5534 | 0 | 0 | 0 | 0 | 0
New Hampshire MER Removal Annual v3.1 | 562 | 7346 | MACT Fuel Choice Floor in lbs/MMBtu | FALSE | L | Annual | Fuel Consumed | TBtu | 7.7879 | 9.3115 | 0 | 0 | 0 | 0 | 0
New Hampshire MER Removal Annual v3.1 | 562 | 7346 | MACT Fuel Choice Floor in lbs/MMBtu | FALSE | L | Annual | Rate | lbs/MMBtu | 4.73e-07 | 4.8901e-07 | 0 | 0 | 0 | 0 | 0
New Hampshire MER Removal Annual v3.1 | 562 | 7346 | MACT Fuel Choice Floor in lbs/MMBtu | FALSE | L | Annual | Generation | TWh | 0.7023 | 0.80737 | 0 | 0 | 0 | 0 | 0
New Hampshire MER Removal Annual v3.1 | 562 | 7346 | MACT Fuel Choice Floor in lbs/MMBtu | FALSE | L | Annual | Qualifying Generation | TWh | 0.7023 | 0.80737 | 0 | 0 | 0 | 0 | 0
New Hampshire MER Removal Annual v3.1 | 562 | 7346 | MACT Fuel Choice Floor in lbs/MMBtu | FALSE | L | Annual | Constraint Shadow Price | US2022$/Lb | 0 | 0 | 0 | 0 | 0 | 0 | 0
New Hampshire 6 Unit - NOX Cap Annual v3.1 | 563 | 7343 | Rate Constraint in MTons | FALSE | L | Annual | Seasons Included | Seasons | Winter, Spring, Summer, Fall | Winter, Spring, Summer, Fall | Winter, Spring, Summer, Fall | Winter, Spring, Summer, Fall | Winter, Spring, Summer, Fall | Winter, Spring, Summer, Fall | Winter, Spring, Summer, Fall
New Hampshire 6 Unit - NOX Cap Annual v3.1 | 563 | 7343 | Rate Constraint in MTons | FALSE | L | Annual | Standard NOX | Thousand Tons | 3.64 | 3.64 | 3.64 | 3.64 | 3.64 | 3.64 | 3.64
New Hampshire 6 Unit - NOX Cap Annual v3.1 | 563 | 7343 | Rate Constraint in MTons | FALSE | L | Annual | Emissions at Affected Plants NOX | Thousand Tons | 0.27258 | 0.41655 | 0 | 0 | 0 | 0 | 0
New Hampshire 6 Unit - NOX Cap Annual v3.1 | 563 | 7343 | Rate Constraint in MTons | FALSE | L | Annual | Allowances Purchased NOX | Thousand Tons | 0 | 0 | 0 | 0 | 0 | 0 | 0
New Hampshire 6 Unit - NOX Cap Annual v3.1 | 563 | 7343 | Rate Constraint in MTons | FALSE | L | Annual | Allowances Sold NOX | Thousand Tons | 0 | 0 | 0 | 0 | 0 | 0 | 0
New Hampshire 6 Unit - NOX Cap Annual v3.1 | 563 | 7343 | Rate Constraint in MTons | FALSE | L | Annual | Allowances Banked | Thousand Tons | 0 | 0 | 2.4267 | 0 | 0 | 0 | 0
New Hampshire 6 Unit - NOX Cap Annual v3.1 | 563 | 7343 | Rate Constraint in MTons | FALSE | L | Annual | Allowances Withdrawn (1:1) | Thousand Tons | 0 | 0 | 0 | -3.64 | 0 | 0 | 0
New Hampshire 6 Unit - NOX Cap Annual v3.1 | 563 | 7343 | Rate Constraint in MTons | FALSE | L | Annual | Allowances Withdrawn (1:n) | Thousand Tons | 0 | 0 | 0 | 0 | 0 | 0 | 0
New Hampshire 6 Unit - NOX Cap Annual v3.1 | 563 | 7343 | Rate Constraint in MTons | FALSE | L | Annual | Total | Thousand Tons | 0.27258 | 0.41655 | 2.4267 | -3.64 | 0 | 0 | 0
New Hampshire 6 Unit - NOX Cap Annual v3.1 | 563 | 7343 | Rate Constraint in MTons | FALSE | L | Annual | Fuel Consumed | TBtu | 7.7879 | 9.3115 | 0 | 0 | 0 | 0 | 0
New Hampshire 6 Unit - NOX Cap Annual v3.1 | 563 | 7343 | Rate Constraint in MTons | FALSE | L | Annual | Rate | lb/MMBtu | 0.07 | 0.08947 | 0 | 0 | 0 | 0 | 0
New Hampshire 6 Unit - NOX Cap Annual v3.1 | 563 | 7343 | Rate Constraint in MTons | FALSE | L | Annual | Generation | TWh | 0.7023 | 0.80737 | 0 | 0 | 0 | 0 | 0
New Hampshire 6 Unit - NOX Cap Annual v3.1 | 563 | 7343 | Rate Constraint in MTons | FALSE | L | Annual | Qualifying Generation | TWh | 0.7023 | 0.80737 | 0 | 0 | 0 | 0 | 0
New Hampshire 6 Unit - NOX Cap Annual v3.1 | 563 | 7343 | Rate Constraint in MTons | FALSE | L | Annual | Rate | lb/MWh | 0.77624 | 1.0319 | 0 | 0 | 0 | 0 | 0
New Hampshire 6 Unit - NOX Cap Annual v3.1 | 563 | 7343 | Rate Constraint in MTons | FALSE | L | Annual | Constraint Shadow Price | US2022$/Ton | 0 | 0 | 0 | 0 | 0 | 0 | 0
New Hampshire 6 Unit - SO2 Cap Annual v3.1 | 564 | 7344 | Rate Constraint in MTons | FALSE | L | Annual | Seasons Included | Seasons | Winter, Spring, Summer, Fall | Winter, Spring, Summer, Fall | Winter, Spring, Summer, Fall | Winter, Spring, Summer, Fall | Winter, Spring, Summer, Fall | Winter, Spring, Summer, Fall | Winter, Spring, Summer, Fall
New Hampshire 6 Unit - SO2 Cap Annual v3.1 | 564 | 7344 | Rate Constraint in MTons | FALSE | L | Annual | Standard SO2 | Thousand Tons | 7.29 | 7.29 | 7.29 | 7.29 | 7.29 | 7.29 | 7.29
New Hampshire 6 Unit - SO2 Cap Annual v3.1 | 564 | 7344 | Rate Constraint in MTons | FALSE | L | Annual | Emissions at Affected Plants SO2 | Thousand Tons | 0.32054 | 0.80202 | 0 | 0 | 0 | 0 | 0
New Hampshire 6 Unit - SO2 Cap Annual v3.1 | 564 | 7344 | Rate Constraint in MTons | FALSE | L | Annual | Allowances Purchased SO2 | Thousand Tons | 0 | 0 | 0 | 0 | 0 | 0 | 0
New Hampshire 6 Unit - SO2 Cap Annual v3.1 | 564 | 7344 | Rate Constraint in MTons | FALSE | L | Annual | Allowances Sold SO2 | Thousand Tons | 0 | 0 | 0 | 0 | 0 | 0 | 0
New Hampshire 6 Unit - SO2 Cap Annual v3.1 | 564 | 7344 | Rate Constraint in MTons | FALSE | L | Annual | Allowances Banked | Thousand Tons | 0 | 0 | 4.86 | 0 | 2.43 | 7.29 | 0
New Hampshire 6 Unit - SO2 Cap Annual v3.1 | 564 | 7344 | Rate Constraint in MTons | FALSE | L | Annual | Allowances Withdrawn (1:1) | Thousand Tons | 0 | 0 | 0 | -7.29 | 0 | 0 | -7.29
New Hampshire 6 Unit - SO2 Cap Annual v3.1 | 564 | 7344 | Rate Constraint in MTons | FALSE | L | Annual | Allowances Withdrawn (1:n) | Thousand Tons | 0 | 0 | 0 | 0 | 0 | 0 | 0
New Hampshire 6 Unit - SO2 Cap Annual v3.1 | 564 | 7344 | Rate Constraint in MTons | FALSE | L | Annual | Total | Thousand Tons | 0.32054 | 0.80202 | 4.86 | -7.29 | 2.43 | 7.29 | -7.29
New Hampshire 6 Unit - SO2 Cap Annual v3.1 | 564 | 7344 | Rate Constraint in MTons | FALSE | L | Annual | Fuel Consumed | TBtu | 7.7879 | 9.3115 | 0 | 0 | 0 | 0 | 0
New Hampshire 6 Unit - SO2 Cap Annual v3.1 | 564 | 7344 | Rate Constraint in MTons | FALSE | L | Annual | Rate | lb/MMBtu | 0.082319 | 0.17226 | 0 | 0 | 0 | 0 | 0
New Hampshire 6 Unit - SO2 Cap Annual v3.1 | 564 | 7344 | Rate Constraint in MTons | FALSE | L | Annual | Generation | TWh | 0.7023 | 0.80737 | 0 | 0 | 0 | 0 | 0
New Hampshire 6 Unit - SO2 Cap Annual v3.1 | 564 | 7344 | Rate Constraint in MTons | FALSE | L | Annual | Qualifying Generation | TWh | 0.7023 | 0.80737 | 0 | 0 | 0 | 0 | 0
New Hampshire 6 Unit - SO2 Cap Annual v3.1 | 564 | 7344 | Rate Constraint in MTons | FALSE | L | Annual | Rate | lb/MWh | 0.91284 | 1.9867 | 0 | 0 | 0 | 0 | 0
New Hampshire 6 Unit - SO2 Cap Annual v3.1 | 564 | 7344 | Rate Constraint in MTons | FALSE | L | Annual | Constraint Shadow Price | US2022$/Ton | 0 | 0 | 0 | 0 | 0 | 0 | 0
New Hampshire State - NOX Cap Summer v3.1 | 565 | 7345 | Rate Constraint in MTons | FALSE | L | Annual | Seasons Included | Seasons | Summer | Summer | Summer | Summer | Summer | Summer | Summer
New Hampshire State - NOX Cap Summer v3.1 | 565 | 7345 | Rate Constraint in MTons | FALSE | L | Annual | Standard NOX | Thousand Tons | 2.4 | 2.4 | 2.4 | 2.4 | 2.4 | 2.4 | 2.4
New Hampshire State - NOX Cap Summer v3.1 | 565 | 7345 | Rate Constraint in MTons | FALSE | L | Annual | Emissions at Affected Plants NOX | Thousand Tons | 0.069693 | 0.07455 | 0.016736 | 0.098744 | 0.050732 | 0.030667 | 0.026311
New Hampshire State - NOX Cap Summer v3.1 | 565 | 7345 | Rate Constraint in MTons | FALSE | L | Annual | Allowances Purchased NOX | Thousand Tons | 0 | 0 | 0 | 0 | 0 | 0 | 0
New Hampshire State - NOX Cap Summer v3.1 | 565 | 7345 | Rate Constraint in MTons | FALSE | L | Annual | Allowances Sold NOX | Thousand Tons | 0 | 0 | 0 | 0 | 0 | 0 | 0
New Hampshire State - NOX Cap Summer v3.1 | 565 | 7345 | Rate Constraint in MTons | FALSE | L | Annual | Allowances Banked | Thousand Tons | 0 | 2.3255 | 0.82485 | 0 | 2 | 0 | 0
New Hampshire State - NOX Cap Summer v3.1 | 565 | 7345 | Rate Constraint in MTons | FALSE | L | Annual | Allowances Withdrawn (1:1) | Thousand Tons | 0 | 0 | 0 | -2.4 | 0 | -2.4 | 0
New Hampshire State - NOX Cap Summer v3.1 | 565 | 7345 | Rate Constraint in MTons | FALSE | L | Annual | Allowances Withdrawn (1:n) | Thousand Tons | 0 | 0 | 0 | 0 | 0 | 0 | 0
New Hampshire State - NOX Cap Summer v3.1 | 565 | 7345 | Rate Constraint in MTons | FALSE | L | Annual | Total | Thousand Tons | 0.069693 | 2.4 | 0.84159 | -2.3013 | 2.0507 | -2.3693 | 0.026311
New Hampshire State - NOX Cap Summer v3.1 | 565 | 7345 | Rate Constraint in MTons | FALSE | L | Annual | Fuel Consumed | TBtu | 13.5549 | 14.4996 | 3.5388 | 18.8986 | 9.557 | 5.9067 | 5.3189
New Hampshire State - NOX Cap Summer v3.1 | 565 | 7345 | Rate Constraint in MTons | FALSE | L | Annual | Rate | lb/MMBtu | 0.010283 | 0.010283 | 0.0094586 | 0.01045 | 0.010617 | 0.010384 | 0.0098933
New Hampshire State - NOX Cap Summer v3.1 | 565 | 7345 | Rate Constraint in MTons | FALSE | L | Annual | Generation | TWh | 1.8244 | 1.9515 | 0.47907 | 5.1997 | 3.9715 | 1.296 | 2.0552
New Hampshire State - NOX Cap Summer v3.1 | 565 | 7345 | Rate Constraint in MTons | FALSE | L | Annual | Qualifying Generation | TWh | 1.8244 | 1.9515 | 0.47907 | 2.6581 | 1.402 | 0.81659 | 0.77694
New Hampshire State - NOX Cap Summer v3.1 | 565 | 7345 | Rate Constraint in MTons | FALSE | L | Annual | Rate | lb/MWh | 0.076402 | 0.076402 | 0.069868 | 0.074298 | 0.072369 | 0.07511 | 0.067729
New Hampshire State - NOX Cap Summer v3.1 | 565 | 7345 | Rate Constraint in MTons | FALSE | L | Annual | Constraint Shadow Price | US2022$/Ton | 0 | 0 | 0 | 0 | 0 | 0 | 0
New Jersey - MER Removal Annual v3.1 | 566 | 7348 | MACT Fuel Choice Floor in lbs/MMBtu | FALSE | L | Annual | Seasons Included | Seasons | Winter, Spring, Summer, Fall | Winter, Spring, Summer, Fall | Winter, Spring, Summer, Fall | Winter, Spring, Summer, Fall | Winter, Spring, Summer, Fall | Winter, Spring, Summer, Fall | Winter, Spring, Summer, Fall
New Jersey - MER Removal Annual v3.1 | 566 | 7348 | MACT Fuel Choice Floor in lbs/MMBtu | FALSE | L | Annual | Emission Floor MER | lbs/MMBtu | 0 | 0 | 0 | 0 | 0 | 0 | 0
New Jersey - MER Removal Annual v3.1 | 566 | 7348 | MACT Fuel Choice Floor in lbs/MMBtu | FALSE | L | Annual | Emissions at Affected Plants MER | Lb | 0 | 0 | 0 | 0 | 0 | 0 | 0
New Jersey - MER Removal Annual v3.1 | 566 | 7348 | MACT Fuel Choice Floor in lbs/MMBtu | FALSE | L | Annual | Allowances Purchased MER | Lb | 0 | 0 | 0 | 0 | 0 | 0 | 0
New Jersey - MER Removal Annual v3.1 | 566 | 7348 | MACT Fuel Choice Floor in lbs/MMBtu | FALSE | L | Annual | Allowances Sold MER | Lb | 0 | 0 | 0 | 0 | 0 | 0 | 0
New Jersey - MER Removal Annual v3.1 | 566 | 7348 | MACT Fuel Choice Floor in lbs/MMBtu | FALSE | L | Annual | Allowances Banked | Lb | 0 | 0 | 0 | 0 | 0 | 0 | 0
New Jersey - MER Removal Annual v3.1 | 566 | 7348 | MACT Fuel Choice Floor in lbs/MMBtu | FALSE | L | Annual | Allowances Withdrawn (1:1) | Lb | 0 | 0 | 0 | 0 | 0 | 0 | 0
New Jersey - MER Removal Annual v3.1 | 566 | 7348 | MACT Fuel Choice Floor in lbs/MMBtu | FALSE | L | Annual | Allowances Withdrawn (1:n) | Lb | 0 | 0 | 0 | 0 | 0 | 0 | 0
New Jersey - MER Removal Annual v3.1 | 566 | 7348 | MACT Fuel Choice Floor in lbs/MMBtu | FALSE | L | Annual | Total | Lb | 0 | 0 | 0 | 0 | 0 | 0 | 0
New Jersey - MER Removal Annual v3.1 | 566 | 7348 | MACT Fuel Choice Floor in lbs/MMBtu | FALSE | L | Annual | Fuel Consumed | TBtu | 0 | 0 | 0 | 0 | 0 | 0 | 0
New Jersey - MER Removal Annual v3.1 | 566 | 7348 | MACT Fuel Choice Floor in lbs/MMBtu | FALSE | L | Annual | Rate | lbs/MMBtu | 0 | 0 | 0 | 0 | 0 | 0 | 0
New Jersey - MER Removal Annual v3.1 | 566 | 7348 | MACT Fuel Choice Floor in lbs/MMBtu | FALSE | L | Annual | Generation | TWh | 0 | 0 | 0 | 0 | 0 | 0 | 0
New Jersey - MER Removal Annual v3.1 | 566 | 7348 | MACT Fuel Choice Floor in lbs/MMBtu | FALSE | L | Annual | Qualifying Generation | TWh | 0 | 0 | 0 | 0 | 0 | 0 | 0
New Jersey - MER Removal Annual v3.1 | 566 | 7348 | MACT Fuel Choice Floor in lbs/MMBtu | FALSE | L | Annual | Constraint Shadow Price | US2022$/Lb | 0 | 0 | 0 | 0 | 0 | 0 | 0
Newington Station 1 - SO2 Rate v5.12 | 567 | 7347 | Rate Constraint in lbs/MMBtu | FALSE | L | Annual | Seasons Included | Seasons | Winter, Spring, Summer, Fall | Winter, Spring, Summer, Fall | Winter, Spring, Summer, Fall | Winter, Spring, Summer, Fall | Winter, Spring, Summer, Fall | Winter, Spring, Summer, Fall | Winter, Spring, Summer, Fall
Newington Station 1 - SO2 Rate v5.12 | 567 | 7347 | Rate Constraint in lbs/MMBtu | FALSE | L | Annual | Standard SO2 | lb/MMBtu | 0.5 | 0.5 | 0.5 | 0.5 | 0.5 | 0.5 | 0.5
Newington Station 1 - SO2 Rate v5.12 | 567 | 7347 | Rate Constraint in lbs/MMBtu | FALSE | L | Annual | Emissions at Affected Plants SO2 | Thousand Tons | 0 | 0 | 0 | 0 | 0 | 0 | 0
Newington Station 1 - SO2 Rate v5.12 | 567 | 7347 | Rate Constraint in lbs/MMBtu | FALSE | L | Annual | Allowances Purchased SO2 | Thousand Tons | 0 | 0 | 0 | 0 | 0 | 0 | 0
Newington Station 1 - SO2 Rate v5.12 | 567 | 7347 | Rate Constraint in lbs/MMBtu | FALSE | L | Annual | Allowances Sold SO2 | Thousand Tons | 0 | 0 | 0 | 0 | 0 | 0 | 0
Newington Station 1 - SO2 Rate v5.12 | 567 | 7347 | Rate Constraint in lbs/MMBtu | FALSE | L | Annual | Allowances Banked | Thousand Tons | 0 | 0 | 0 | 0 | 0 | 0 | 0
Newington Station 1 - SO2 Rate v5.12 | 567 | 7347 | Rate Constraint in lbs/MMBtu | FALSE | L | Annual | Allowances Withdrawn (1:1) | Thousand Tons | 0 | 0 | 0 | 0 | 0 | 0 | 0
Newington Station 1 - SO2 Rate v5.12 | 567 | 7347 | Rate Constraint in lbs/MMBtu | FALSE | L | Annual | Allowances Withdrawn (1:n) | Thousand Tons | 0 | 0 | 0 | 0 | 0 | 0 | 0
Newington Station 1 - SO2 Rate v5.12 | 567 | 7347 | Rate Constraint in lbs/MMBtu | FALSE | L | Annual | Total | Thousand Tons | 0 | 0 | 0 | 0 | 0 | 0 | 0
Newington Station 1 - SO2 Rate v5.12 | 567 | 7347 | Rate Constraint in lbs/MMBtu | FALSE | L | Annual | Fuel Consumed | TBtu | 0 | 0 | 0 | 0 | 0 | 0 | 0
Newington Station 1 - SO2 Rate v5.12 | 567 | 7347 | Rate Constraint in lbs/MMBtu | FALSE | L | Annual | Rate | lb/MMBtu | 0 | 0 | 0 | 0 | 0 | 0 | 0
Newington Station 1 - SO2 Rate v5.12 | 567 | 7347 | Rate Constraint in lbs/MMBtu | FALSE | L | Annual | Generation | TWh | 0 | 0 | 0 | 0 | 0 | 0 | 0
Newington Station 1 - SO2 Rate v5.12 | 567 | 7347 | Rate Constraint in lbs/MMBtu | FALSE | L | Annual | Qualifying Generation | TWh | 0 | 0 | 0 | 0 | 0 | 0 | 0
Newington Station 1 - SO2 Rate v5.12 | 567 | 7347 | Rate Constraint in lbs/MMBtu | FALSE | L | Annual | Rate | lb/MWh | 0 | 0 | 0 | 0 | 0 | 0 | 0
Newington Station 1 - SO2 Rate v5.12 | 567 | 7347 | Rate Constraint in lbs/MMBtu | FALSE | L | Annual | Constraint Shadow Price | US2022$/Ton | 0 | 0 | 0 | 0 | 0 | 0 | 0
NJ SO2 Constraint v5.14 | 568 | 7349 | Rate Constraint in lbs/MMBtu | FALSE | L | Annual | Seasons Included | Seasons | Winter, Spring, Summer, Fall | Winter, Spring, Summer, Fall | Winter, Spring, Summer, Fall | Winter, Spring, Summer, Fall | Winter, Spring, Summer, Fall | Winter, Spring, Summer, Fall | Winter, Spring, Summer, Fall
NJ SO2 Constraint v5.14 | 568 | 7349 | Rate Constraint in lbs/MMBtu | FALSE | L | Annual | Standard SO2 | lb/MMBtu | 0.15 | 0.15 | 0.15 | 0.15 | 0.15 | 0.15 | 0.15
NJ SO2 Constraint v5.14 | 568 | 7349 | Rate Constraint in lbs/MMBtu | FALSE | L | Annual | Emissions at Affected Plants SO2 | Thousand Tons | 0 | 0 | 0 | 0 | 0 | 0 | 0
NJ SO2 Constraint v5.14 | 568 | 7349 | Rate Constraint in lbs/MMBtu | FALSE | L | Annual | Allowances Purchased SO2 | Thousand Tons | 0 | 0 | 0 | 0 | 0 | 0 | 0
NJ SO2 Constraint v5.14 | 568 | 7349 | Rate Constraint in lbs/MMBtu | FALSE | L | Annual | Allowances Sold SO2 | Thousand Tons | 0 | 0 | 0 | 0 | 0 | 0 | 0
NJ SO2 Constraint v5.14 | 568 | 7349 | Rate Constraint in lbs/MMBtu | FALSE | L | Annual | Allowances Banked | Thousand Tons | 0 | 0 | 0 | 0 | 0 | 0 | 0
NJ SO2 Constraint v5.14 | 568 | 7349 | Rate Constraint in lbs/MMBtu | FALSE | L | Annual | Allowances Withdrawn (1:1) | Thousand Tons | 0 | 0 | 0 | 0 | 0 | 0 | 0
NJ SO2 Constraint v5.14 | 568 | 7349 | Rate Constraint in lbs/MMBtu | FALSE | L | Annual | Allowances Withdrawn (1:n) | Thousand Tons | 0 | 0 | 0 | 0 | 0 | 0 | 0
NJ SO2 Constraint v5.14 | 568 | 7349 | Rate Constraint in lbs/MMBtu | FALSE | L | Annual | Total | Thousand Tons | 0 | 0 | 0 | 0 | 0 | 0 | 0
NJ SO2 Constraint v5.14 | 568 | 7349 | Rate Constraint in lbs/MMBtu | FALSE | L | Annual | Fuel Consumed | TBtu | 0 | 0 | 0 | 0 | 0 | 0 | 0
NJ SO2 Constraint v5.14 | 568 | 7349 | Rate Constraint in lbs/MMBtu | FALSE | L | Annual | Rate | lb/MMBtu | 0 | 0 | 0 | 0 | 0 | 0 | 0
NJ SO2 Constraint v5.14 | 568 | 7349 | Rate Constraint in lbs/MMBtu | FALSE | L | Annual | Generation | TWh | 0 | 0 | 0 | 0 | 0 | 0 | 0
NJ SO2 Constraint v5.14 | 568 | 7349 | Rate Constraint in lbs/MMBtu | FALSE | L | Annual | Qualifying Generation | TWh | 0 | 0 | 0 | 0 | 0 | 0 | 0
NJ SO2 Constraint v5.14 | 568 | 7349 | Rate Constraint in lbs/MMBtu | FALSE | L | Annual | Rate | lb/MWh | 0 | 0 | 0 | 0 | 0 | 0 | 0
NJ SO2 Constraint v5.14 | 568 | 7349 | Rate Constraint in lbs/MMBtu | FALSE | L | Annual | Constraint Shadow Price | US2022$/Ton | 19964.9629 | 17606.2548 | 18653.8762 | 19284.7931 | 16241.7181 | 15636.8377 | 16834.006
NODA Covanta Bristol 1 NOX Cap Annual v5.15 | 569 | 7255 | Rate Constraint in MTons | FALSE | L | Annual | Seasons Included | Seasons | Winter, Spring, Summer, Fall | Winter, Spring, Summer, Fall | Winter, Spring, Summer, Fall | Winter, Spring, Summer, Fall | Winter, Spring, Summer, Fall | Winter, Spring, Summer, Fall | Winter, Spring, Summer, Fall
NODA Covanta Bristol 1 NOX Cap Annual v5.15 | 569 | 7255 | Rate Constraint in MTons | FALSE | L | Annual | Standard NOX | Thousand Tons | 0.112 | 0.112 | 0.112 | 0.112 | 0.112 | 0.112 | 0.112
NODA Covanta Bristol 1 NOX Cap Annual v5.15 | 569 | 7255 | Rate Constraint in MTons | FALSE | L | Annual | Emissions at Affected Plants NOX | Thousand Tons | 0.10182 | 0.10182 | 0.10182 | 0 | 0 | 0 | 0
NODA Covanta Bristol 1 NOX Cap Annual v5.15 | 569 | 7255 | Rate Constraint in MTons | FALSE | L | Annual | Allowances Purchased NOX | Thousand Tons | 0 | 0 | 0 | 0 | 0 | 0 | 0
NODA Covanta Bristol 1 NOX Cap Annual v5.15 | 569 | 7255 | Rate Constraint in MTons | FALSE | L | Annual | Allowances Sold NOX | Thousand Tons | 0 | 0 | 0 | 0 | 0 | 0 | 0
NODA Covanta Bristol 1 NOX Cap Annual v5.15 | 569 | 7255 | Rate Constraint in MTons | FALSE | L | Annual | Allowances Banked | Thousand Tons | 0 | 0 | 0 | 0 | 0 | 0 | 0
NODA Covanta Bristol 1 NOX Cap Annual v5.15 | 569 | 7255 | Rate Constraint in MTons | FALSE | L | Annual | Allowances Withdrawn (1:1) | Thousand Tons | 0 | 0 | 0 | 0 | 0 | 0 | 0
NODA Covanta Bristol 1 NOX Cap Annual v5.15 | 569 | 7255 | Rate Constraint in MTons | FALSE | L | Annual | Allowances Withdrawn (1:n) | Thousand Tons | 0 | 0 | 0 | 0 | 0 | 0 | 0
NODA Covanta Bristol 1 NOX Cap Annual v5.15 | 569 | 7255 | Rate Constraint in MTons | FALSE | L | Annual | Total | Thousand Tons | 0.10182 | 0.10182 | 0.10182 | 0 | 0 | 0 | 0
NODA Covanta Bristol 1 NOX Cap Annual v5.15 | 569 | 7255 | Rate Constraint in MTons | FALSE | L | Annual | Fuel Consumed | TBtu | 0.93936 | 0.93936 | 0.93936 | 0 | 0 | 0 | 0
NODA Covanta Bristol 1 NOX Cap Annual v5.15 | 569 | 7255 | Rate Constraint in MTons | FALSE | L | Annual | Rate | lb/MMBtu | 0.21679 | 0.21679 | 0.21679 | 0 | 0 | 0 | 0
NODA Covanta Bristol 1 NOX Cap Annual v5.15 | 569 | 7255 | Rate Constraint in MTons | FALSE | L | Annual | Generation | TWh | 0.050699 | 0.050699 | 0.050699 | 0 | 0 | 0 | 0
NODA Covanta Bristol 1 NOX Cap Annual v5.15 | 569 | 7255 | Rate Constraint in MTons | FALSE | L | Annual | Qualifying Generation | TWh | 0.050699 | 0.050699 | 0.050699 | 0 | 0 | 0 | 0
NODA Covanta Bristol 1 NOX Cap Annual v5.15 | 569 | 7255 | Rate Constraint in MTons | FALSE | L | Annual | Rate | lb/MWh | 4.0167 | 4.0167 | 4.0167 | 0 | 0 | 0 | 0
NODA Covanta Bristol 1 NOX Cap Annual v5.15 | 569 | 7255 | Rate Constraint in MTons | FALSE | L | Annual | Constraint Shadow Price | US2022$/Ton | 0 | 0 | 0 | 0 | 0 | 0 | 0
NODA Covanta Bristol 2 NOX Cap Annual v5.15 | 570 | 7256 | Rate Constraint in MTons | FALSE | L | Annual | Seasons Included | Seasons | Winter, Spring, Summer, Fall | Winter, Spring, Summer, Fall | Winter, Spring, Summer, Fall | Winter, Spring, Summer, Fall | Winter, Spring, Summer, Fall | Winter, Spring, Summer, Fall | Winter, Spring, Summer, Fall
NODA Covanta Bristol 2 NOX Cap Annual v5.15 | 570 | 7256 | Rate Constraint in MTons | FALSE | L | Annual | Standard NOX | Thousand Tons | 0.1917 | 0.1917 | 0.1917 | 0.1917 | 0.1917 | 0.1917 | 0.1917
NODA Covanta Bristol 2 NOX Cap Annual v5.15 | 570 | 7256 | Rate Constraint in MTons | FALSE | L | Annual | Emissions at Affected Plants NOX | Thousand Tons | 0.12298 | 0.12298 | 0.12298 | 0 | 0 | 0 | 0
NODA Covanta Bristol 2 NOX Cap Annual v5.15 | 570 | 7256 | Rate Constraint in MTons | FALSE | L | Annual | Allowances Purchased NOX | Thousand Tons | 0 | 0 | 0 | 0 | 0 | 0 | 0
NODA Covanta Bristol 2 NOX Cap Annual v5.15 | 570 | 7256 | Rate Constraint in MTons | FALSE | L | Annual | Allowances Sold NOX | Thousand Tons | 0 | 0 | 0 | 0 | 0 | 0 | 0
NODA Covanta Bristol 2 NOX Cap Annual v5.15 | 570 | 7256 | Rate Constraint in MTons | FALSE | L | Annual | Allowances Banked | Thousand Tons | 0 | 0 | 0 | 0 | 0 | 0 | 0
NODA Covanta Bristol 2 NOX Cap Annual v5.15 | 570 | 7256 | Rate Constraint in MTons | FALSE | L | Annual | Allowances Withdrawn (1:1) | Thousand Tons | 0 | 0 | 0 | 0 | 0 | 0 | 0
NODA Covanta Bristol 2 NOX Cap Annual v5.15 | 570 | 7256 | Rate Constraint in MTons | FALSE | L | Annual | Allowances Withdrawn (1:n) | Thousand Tons | 0 | 0 | 0 | 0 | 0 | 0 | 0
NODA Covanta Bristol 2 NOX Cap Annual v5.15 | 570 | 7256 | Rate Constraint in MTons | FALSE | L | Annual | Total | Thousand Tons | 0.12298 | 0.12298 | 0.12298 | 0 | 0 | 0 | 0
NODA Covanta Bristol 2 NOX Cap Annual v5.15 | 570 | 7256 | Rate Constraint in MTons | FALSE | L | Annual | Fuel Consumed | TBtu | 0.93936 | 0.93936 | 0.93936 | 0 | 0 | 0 | 0
NODA Covanta Bristol 2 NOX Cap Annual v5.15 | 570 | 7256 | Rate Constraint in MTons | FALSE | L | Annual | Rate | lb/MMBtu | 0.26183 | 0.26183 | 0.26183 | 0 | 0 | 0 | 0
NODA Covanta Bristol 2 NOX Cap Annual v5.15 | 570 | 7256 | Rate Constraint in MTons | FALSE | L | Annual | Generation | TWh | 0.050699 | 0.050699 | 0.050699 | 0 | 0 | 0 | 0
NODA Covanta Bristol 2 NOX Cap Annual v5.15 | 570 | 7256 | Rate Constraint in MTons | FALSE | L | Annual | Qualifying Generation | TWh | 0.050699 | 0.050699 | 0.050699 | 0 | 0 | 0 | 0
NODA Covanta Bristol 2 NOX Cap Annual v5.15 | 570 | 7256 | Rate Constraint in MTons | FALSE | L | Annual | Rate | lb/MWh | 4.8512 | 4.8512 | 4.8512 | 0 | 0 | 0 | 0
NODA Covanta Bristol 2 NOX Cap Annual v5.15 | 570 | 7256 | Rate Constraint in MTons | FALSE | L | Annual | Constraint Shadow Price | US2022$/Ton | 0 | 0 | 0 | 0 | 0 | 0 | 0
NODA Greene County NOx Cap Annual v5.15 | 571 | 7254 | Rate Constraint in MTons | FALSE | L | Annual | Seasons Included | Seasons | Winter, Spring, Summer, Fall | Winter, Spring, Summer, Fall | Winter, Spring, Summer, Fall | Winter, Spring, Summer, Fall | Winter, Spring, Summer, Fall | Winter, Spring, Summer, Fall | Winter, Spring, Summer, Fall
NODA Greene County NOx Cap Annual v5.15 | 571 | 7254 | Rate Constraint in MTons | FALSE | L | Annual | Standard NOX | Thousand Tons | 4.79 | 4.79 | 4.79 | 4.79 | 4.79 | 4.79 | 4.79
NODA Greene County NOx Cap Annual v5.15 | 571 | 7254 | Rate Constraint in MTons | FALSE | L | Annual | Emissions at Affected Plants NOX | Thousand Tons | 0.45074 | 0.42927 | 0 | 0 | 0 | 0 | 0
NODA Greene County NOx Cap Annual v5.15 | 571 | 7254 | Rate Constraint in MTons | FALSE | L | Annual | Allowances Purchased NOX | Thousand Tons | 0 | 0 | 0 | 0 | 0 | 0 | 0
NODA Greene County NOx Cap Annual v5.15 | 571 | 7254 | Rate Constraint in MTons | FALSE | L | Annual | Allowances Sold NOX | Thousand Tons | 0 | 0 | 0 | 0 | 0 | 0 | 0
NODA Greene County NOx Cap Annual v5.15 | 571 | 7254 | Rate Constraint in MTons | FALSE | L | Annual | Allowances Banked | Thousand Tons | 0 | 0 | 0 | 0 | 0 | 0 | 0
NODA Greene County NOx Cap Annual v5.15 | 571 | 7254 | Rate Constraint in MTons | FALSE | L | Annual | Allowances Withdrawn (1:1) | Thousand Tons | 0 | 0 | 0 | 0 | 0 | 0 | 0
NODA Greene County NOx Cap Annual v5.15 | 571 | 7254 | Rate Constraint in MTons | FALSE | L | Annual | Allowances Withdrawn (1:n) | Thousand Tons | 0 | 0 | 0 | 0 | 0 | 0 | 0
NODA Greene County NOx Cap Annual v5.15 | 571 | 7254 | Rate Constraint in MTons | FALSE | L | Annual | Total | Thousand Tons | 0.45074 | 0.42927 | 0 | 0 | 0 | 0 | 0
NODA Greene County NOx Cap Annual v5.15 | 571 | 7254 | Rate Constraint in MTons | FALSE | L | Annual | Fuel Consumed | TBtu | 5.2873 | 5.0326 | 0 | 0 | 0 | 0 | 0
NODA Greene County NOx Cap Annual v5.15 | 571 | 7254 | Rate Constraint in MTons | FALSE | L | Annual | Rate | lb/MMBtu | 0.1705 | 0.1706 | 0 | 0 | 0 | 0 | 0
NODA Greene County NOx Cap Annual v5.15 | 571 | 7254 | Rate Constraint in MTons | FALSE | L | Annual | Generation | TWh | 0.50914 | 0.48444 | 0 | 0 | 0 | 0 | 0
NODA Greene County NOx Cap Annual v5.15 | 571 | 7254 | Rate Constraint in MTons | FALSE | L | Annual | Qualifying Generation | TWh | 0.50914 | 0.48444 | 0 | 0 | 0 | 0 | 0
NODA Greene County NOx Cap Annual v5.15 | 571 | 7254 | Rate Constraint in MTons | FALSE | L | Annual | Rate | lb/MWh | 1.7706 | 1.7723 | 0 | 0 | 0 | 0 | 0
NODA Greene County NOx Cap Annual v5.15 | 571 | 7254 | Rate Constraint in MTons | FALSE | L | Annual | Constraint Shadow Price | US2022$/Ton | 0 | 0 | 0 | 0 | 0 | 0 | 0
NODA Kemper County IGCC SO2 Cap Annual v5.15 | 572 | 7262 | Rate Constraint in MTons | FALSE | L | Annual | Seasons Included | Seasons | Winter, Spring, Summer, Fall | Winter, Spring, Summer, Fall | Winter, Spring, Summer, Fall | Winter, Spring, Summer, Fall | Winter, Spring, Summer, Fall | Winter, Spring, Summer, Fall | Winter, Spring, Summer, Fall
NODA Kemper County IGCC SO2 Cap Annual v5.15 | 572 | 7262 | Rate Constraint in MTons | FALSE | L | Annual | Standard SO2 | Thousand Tons | 0.116 | 0.116 | 0.116 | 0.116 | 0.116 | 0.116 | 0.116
NODA Kemper County IGCC SO2 Cap Annual v5.15 | 572 | 7262 | Rate Constraint in MTons | FALSE | L | Annual | Emissions at Affected Plants SO2 | Thousand Tons | 0 | 0 | 0 | 0 | 0 | 0 | 0
NODA Kemper County IGCC SO2 Cap Annual v5.15 | 572 | 7262 | Rate Constraint in MTons | FALSE | L | Annual | Allowances Purchased SO2 | Thousand Tons | 0 | 0 | 0 | 0 | 0 | 0 | 0
NODA Kemper County IGCC SO2 Cap Annual v5.15 | 572 | 7262 | Rate Constraint in MTons | FALSE | L | Annual | Allowances Sold SO2 | Thousand Tons | 0 | 0 | 0 | 0 | 0 | 0 | 0
NODA Kemper County IGCC SO2 Cap Annual v5.15 | 572 | 7262 | Rate Constraint in MTons | FALSE | L | Annual | Allowances Banked | Thousand Tons | 0 | 0 | 0 | 0 | 0 | 0 | 0
NODA Kemper County IGCC SO2 Cap Annual v5.15 | 572 | 7262 | Rate Constraint in MTons | FALSE | L | Annual | Allowances Withdrawn (1:1) | Thousand Tons | 0 | 0 | 0 | 0 | 0 | 0 | 0
NODA Kemper County IGCC SO2 Cap Annual v5.15 | 572 | 7262 | Rate Constraint in MTons | FALSE | L | Annual | Allowances Withdrawn (1:n) | Thousand Tons | 0 | 0 | 0 | 0 | 0 | 0 | 0
NODA Kemper County IGCC SO2 Cap Annual v5.15 | 572 | 7262 | Rate Constraint in MTons | FALSE | L | Annual | Total | Thousand Tons | 0 | 0 | 0 | 0 | 0 | 0 | 0
NODA Kemper County IGCC SO2 Cap Annual v5.15 | 572 | 7262 | Rate Constraint in MTons | FALSE | L | Annual | Fuel Consumed | TBtu | 9.384 | 11.0222 | 5.8552 | 2.9061 | 0.052795 | 0.0093208 | 0
NODA Kemper County IGCC SO2 Cap Annual v5.15 | 572 | 7262 | Rate Constraint in MTons | FALSE | L | Annual | Rate | lb/MMBtu | 0 | 0 | 0 | 0 | 0 | 0 | 0
NODA Kemper County IGCC SO2 Cap Annual v5.15 | 572 | 7262 | Rate Constraint in MTons | FALSE | L | Annual | Generation | TWh | 1.2341 | 1.4495 | 0.77001 | 0.38217 | 0.006943 | 0.0012258 | 0
NODA Kemper County IGCC SO2 Cap Annual v5.15 | 572 | 7262 | Rate Constraint in MTons | FALSE | L | Annual | Qualifying Generation | TWh | 1.2341 | 1.4495 | 0.77001 | 0.38217 | 0.006943 | 0.0012258 | 0
NODA Kemper County IGCC SO2 Cap Annual v5.15 | 572 | 7262 | Rate Constraint in MTons | FALSE | L | Annual | Rate | lb/MWh | 0 | 0 | 0 | 0 | 0 | 0 | 0
NODA Kemper County IGCC SO2 Cap Annual v5.15 | 572 | 7262 | Rate Constraint in MTons | FALSE | L | Annual | Constraint Shadow Price | US2022$/Ton | 0 | 0 | 0 | 0 | 0 | 0 | 0
NODA Marshalltown NOx Cap Annual v5.15 | 573 | 7252 | Rate Constraint in MTons | FALSE | L | Annual | Seasons Included | Seasons | Winter, Spring, Summer, Fall | Winter, Spring, Summer, Fall | Winter, Spring, Summer, Fall | Winter, Spring, Summer, Fall | Winter, Spring, Summer, Fall | Winter, Spring, Summer, Fall | Winter, Spring, Summer, Fall
NODA Marshalltown NOx Cap Annual v5.15 | 573 | 7252 | Rate Constraint in MTons | FALSE | L | Annual | Standard NOX | Thousand Tons | 0.229 | 0.229 | 0.229 | 0.229 | 0.229 | 0.229 | 0.229
NODA Marshalltown NOx Cap Annual v5.15 | 573 | 7252 | Rate Constraint in MTons | FALSE | L | Annual | Emissions at Affected Plants NOX | Thousand Tons | 0.067543 | 0.08354 | 0.066134 | 0.012611 | 0.005 | 0.00047203 | 0.00082486
NODA Marshalltown NOx Cap Annual v5.15 | 573 | 7252 | Rate Constraint in MTons | FALSE | L | Annual | Allowances Purchased NOX | Thousand Tons | 0 | 0 | 0 | 0 | 0 | 0 | 0
NODA Marshalltown NOx Cap Annual v5.15 | 573 | 7252 | Rate Constraint in MTons | FALSE | L | Annual | Allowances Sold NOX | Thousand Tons | 0 | 0 | 0 | 0 | 0 | 0 | 0
NODA Marshalltown NOx Cap Annual v5.15 | 573 | 7252 | Rate Constraint in MTons | FALSE | L | Annual | Allowances Banked | Thousand Tons | 0 | 0 | 0 | 0 | 0 | 0 | 0
NODA Marshalltown NOx Cap Annual v5.15 | 573 | 7252 | Rate Constraint in MTons | FALSE | L | Annual | Allowances Withdrawn (1:1) | Thousand Tons | 0 | 0 | 0 | 0 | 0 | 0 | 0
NODA Marshalltown NOx Cap Annual v5.15 | 573 | 7252 | Rate Constraint in MTons | FALSE | L | Annual | Allowances Withdrawn (1:n) | Thousand Tons | 0 | 0 | 0 | 0 | 0 | 0 | 0
NODA Marshalltown NOx Cap Annual v5.15 | 573 | 7252 | Rate Constraint in MTons | FALSE | L | Annual | Total | Thousand Tons | 0.067543 | 0.08354 | 0.066134 | 0.012611 | 0.005 | 0.00047203 | 0.00082486
NODA Marshalltown NOx Cap Annual v5.15 | 573 | 7252 | Rate Constraint in MTons | FALSE | L | Annual | Fuel Consumed | TBtu | 27.5122 | 34.0286 | 26.9384 | 5.1367 | 2.0367 | 0.19227 | 0.33599
NODA Marshalltown NOx Cap Annual v5.15 | 573 | 7252 | Rate Constraint in MTons | FALSE | L | Annual | Rate | lb/MMBtu | 0.00491 | 0.00491 | 0.00491 | 0.00491 | 0.00491 | 0.00491 | 0.00491
NODA Marshalltown NOx Cap Annual v5.15 | 573 | 7252 | Rate Constraint in MTons | FALSE | L | Annual | Generation | TWh | 3.8744 | 4.7921 | 3.7936 | 0.72338 | 0.28682 | 0.027077 | 0.047316
NODA Marshalltown NOx Cap Annual v5.15 | 573 | 7252 | Rate Constraint in MTons | FALSE | L | Annual | Qualifying Generation | TWh | 3.8744 | 4.7921 | 3.7936 | 0.72338 | 0.28682 | 0.027077 | 0.047316
NODA Marshalltown NOx Cap Annual v5.15 | 573 | 7252 | Rate Constraint in MTons | FALSE | L | Annual | Rate | lb/MWh | 0.034866 | 0.034866 | 0.034866 | 0.034866 | 0.034866 | 0.034866 | 0.034866
NODA Marshalltown NOx Cap Annual v5.15 | 573 | 7252 | Rate Constraint in MTons | FALSE | L | Annual | Constraint Shadow Price | US2022$/Ton | 0 | 0 | 0 | 0 | 0 | 0 | 0
NODA Nacogdoches SO2 Cap Annual v5.15 | 574 | 7253 | Rate Constraint in MTons | FALSE | L | Annual | Seasons Included | Seasons | Winter, Spring, Summer, Fall | Winter, Spring, Summer, Fall | Winter, Spring, Summer, Fall | Winter, Spring, Summer, Fall | Winter, Spring, Summer, Fall | Winter, Spring, Summer, Fall | Winter, Spring, Summer, Fall
NODA Nacogdoches SO2 Cap Annual v5.15 | 574 | 7253 | Rate Constraint in MTons | FALSE | L | Annual | Standard SO2 | Thousand Tons | 0.277 | 0.277 | 0.277 | 0.277 | 0.277 | 0.277 | 0.277
NODA Nacogdoches SO2 Cap Annual v5.15 | 574 | 7253 | Rate Constraint in MTons | FALSE | L | Annual | Emissions at Affected Plants SO2 | Thousand Tons | 0 | 0 | 0 | 0 | 0 | 0 | 0
NODA Nacogdoches SO2 Cap Annual v5.15 | 574 | 7253 | Rate Constraint in MTons | FALSE | L | Annual | Allowances Purchased SO2 | Thousand Tons | 0 | 0 | 0 | 0 | 0 | 0 | 0
NODA Nacogdoches SO2 Cap Annual v5.15 | 574 | 7253 | Rate Constraint in MTons | FALSE | L | Annual | Allowances Sold SO2 | Thousand Tons | 0 | 0 | 0 | 0 | 0 | 0 | 0
NODA Nacogdoches SO2 Cap Annual v5.15 | 574 | 7253 | Rate Constraint in MTons | FALSE | L | Annual | Allowances Banked | Thousand Tons | 0 | 0 | 0 | 0 | 0 | 0 | 0
NODA Nacogdoches SO2 Cap Annual v5.15 | 574 | 7253 | Rate Constraint in MTons | FALSE | L | Annual | Allowances Withdrawn (1:1) | Thousand Tons | 0 | 0 | 0 | 0 | 0 | 0 | 0
NODA Nacogdoches SO2 Cap Annual v5.15 | 574 | 7253 | Rate Constraint in MTons | FALSE | L | Annual | Allowances Withdrawn (1:n) | Thousand Tons | 0 | 0 | 0 | 0 | 0 | 0 | 0
NODA Nacogdoches SO2 Cap Annual v5.15 | 574 | 7253 | Rate Constraint in MTons | FALSE | L | Annual | Total | Thousand Tons | 0 | 0 | 0 | 0 | 0 | 0 | 0
NODA Nacogdoches SO2 Cap Annual v5.15 | 574 | 7253 | Rate Constraint in MTons | FALSE | L | Annual | Fuel Consumed | TBtu | 0 | 0 | 0 | 0 | 0 | 0 | 0
NODA Nacogdoches SO2 Cap Annual v5.15 | 574 | 7253 | Rate Constraint in MTons | FALSE | L | Annual | Rate | lb/MMBtu | 0 | 0 | 0 | 0 | 0 | 0 | 0
NODA Nacogdoches SO2 Cap Annual v5.15 | 574 | 7253 | Rate Constraint in MTons | FALSE | L | Annual | Generation | TWh | 0 | 0 | 0 | 0 | 0 | 0 | 0
NODA Nacogdoches SO2 Cap Annual v5.15 | 574 | 7253 | Rate Constraint in MTons | FALSE | L | Annual | Qualifying Generation | TWh | 0 | 0 | 0 | 0 | 0 | 0 | 0
NODA Nacogdoches SO2 Cap Annual v5.15 | 574 | 7253 | Rate Constraint in MTons | FALSE | L | Annual | Rate | lb/MWh | 0 | 0 | 0 | 0 | 0 | 0 | 0
NODA Nacogdoches SO2 Cap Annual v5.15 | 574 | 7253 | Rate Constraint in MTons | FALSE | L | Annual | Constraint Shadow Price | US2022$/Ton | 0 | 0 | 0 | 0 | 0 | 0 | 0
NODA Newark NOx Cap Annual v5.15 | 575 | 7249 | Rate Constraint in MTons | FALSE | L | Annual | Seasons Included | Seasons | Winter, Spring, Summer, Fall | Winter, Spring, Summer, Fall | Winter, Spring, Summer, Fall | Winter, Spring, Summer, Fall | Winter, Spring, Summer, Fall | Winter, Spring, Summer, Fall | Winter, Spring, Summer, Fall
NODA Newark NOx Cap Annual v5.15 | 575 | 7249 | Rate Constraint in MTons | FALSE | L | Annual | Standard NOX | Thousand Tons | 0.278 | 0.278 | 0.278 | 0.278 | 0.278 | 0.278 | 0.278
NODA Newark NOx Cap Annual v5.15 | 575 | 7249 | Rate Constraint in MTons | FALSE | L | Annual | Emissions at Affected Plants NOX | Thousand Tons | 0.10547 | 0.10118 | 0.061098 | 0.048405 | 0.048405 | 0.025733 | 0.016877
NODA Newark NOx Cap Annual v5.15 | 575 | 7249 | Rate Constraint in MTons | FALSE | L | Annual | Allowances Purchased NOX | Thousand Tons | 0 | 0 | 0 | 0 | 0 | 0 | 0
NODA Newark NOx Cap Annual v5.15 | 575 | 7249 | Rate Constraint in MTons | FALSE | L | Annual | Allowances Sold NOX | Thousand Tons | 0 | 0 | 0 | 0 | 0 | 0 | 0
NODA Newark NOx Cap Annual v5.15 | 575 | 7249 | Rate Constraint in MTons | FALSE | L | Annual | Allowances Banked | Thousand Tons | 0 | 0 | 0 | 0 | 0 | 0 | 0
NODA Newark NOx Cap Annual v5.15 | 575 | 7249 | Rate Constraint in MTons | FALSE | L | Annual | Allowances Withdrawn (1:1) | Thousand Tons | 0 | 0 | 0 | 0 | 0 | 0 | 0
NODA Newark NOx Cap Annual v5.15 | 575 | 7249 | Rate Constraint in MTons | FALSE | L | Annual | Allowances Withdrawn (1:n) | Thousand Tons | 0 | 0 | 0 | 0 | 0 | 0 | 0
NODA Newark NOx Cap Annual v5.15 | 575 | 7249 | Rate Constraint in MTons | FALSE | L | Annual | Total | Thousand Tons | 0.10547 | 0.10118 | 0.061098 | 0.048405 | 0.048405 | 0.025733 | 0.016877
NODA Newark NOx Cap Annual v5.15 | 575 | 7249 | Rate Constraint in MTons | FALSE | L | Annual | Fuel Consumed | TBtu | 34.9819 | 33.5595 | 20.2646 | 16.0548 | 16.0548 | 8.5351 | 5.5976
NODA Newark NOx Cap Annual v5.15 | 575 | 7249 | Rate Constraint in MTons | FALSE | L | Annual | Rate | lb/MMBtu | 0.00603 | 0.00603 | 0.00603 | 0.00603 | 0.00603 | 0.00603 | 0.00603
NODA Newark NOx Cap Annual v5.15 | 575 | 7249 | Rate Constraint in MTons | FALSE | L | Annual | Generation | TWh | 4.962 | 4.7602 | 2.8744 | 2.2773 | 2.2773 | 1.2106 | 0.79399
NODA Newark NOx Cap Annual v5.15 | 575 | 7249 | Rate Constraint in MTons | FALSE | L | Annual | Qualifying Generation | TWh | 4.962 | 4.7602 | 2.8744 | 2.2773 | 2.2773 | 1.2106 | 0.79399
NODA Newark NOx Cap Annual v5.15 | 575 | 7249 | Rate Constraint in MTons | FALSE | L | Annual | Rate | lb/MWh | 0.042511 | 0.042511 | 0.042511 | 0.042511 | 0.042511 | 0.042511 | 0.042511
NODA Newark NOx Cap Annual v5.15 | 575 | 7249 | Rate Constraint in MTons | FALSE | L | Annual | Constraint Shadow Price | US2022$/Ton | 0 | 0 | 0 | 0 | 0 | 0 | 0
NODA West Deptford NOx Cap Annual v5.15 | 576 | 7250 | Rate Constraint in MTons | FALSE | L | Annual | Seasons Included | Seasons | Winter, Spring, Summer, Fall | Winter, Spring, Summer, Fall | Winter, Spring, Summer, Fall | Winter, Spring, Summer, Fall | Winter, Spring, Summer, Fall | Winter, Spring, Summer, Fall | Winter, Spring, Summer, Fall
NODA West Deptford NOx Cap Annual v5.15 | 576 | 7250 | Rate Constraint in MTons | FALSE | L | Annual | Standard NOX | Thousand Tons | 0.717 | 0.717 | 0.717 | 0.717 | 0.717 | 0.717 | 0.717
NODA West Deptford NOx Cap Annual v5.15 | 576 | 7250 | Rate Constraint in MTons | FALSE | L | Annual | Emissions at Affected Plants NOX | Thousand Tons | 0.11084 | 0.098764 | 0.054322 | 0.051498 | 0.026318 | 0.015492 | 0.016201
NODA West Deptford NOx Cap Annual v5.15 | 576 | 7250 | Rate Constraint in MTons | FALSE | L | Annual | Allowances Purchased NOX | Thousand Tons | 0 | 0 | 0 | 0 | 0 | 0 | 0
NODA West Deptford NOx Cap Annual v5.15 | 576 | 7250 | Rate Constraint in MTons | FALSE | L | Annual | Allowances Sold NOX | Thousand Tons | 0 | 0 | 0 | 0 | 0 | 0 | 0
NODA West Deptford NOx Cap Annual v5.15 | 576 | 7250 | Rate Constraint in MTons | FALSE | L | Annual | Allowances Banked | Thousand Tons | 0 | 0 | 0 | 0 | 0 | 0 | 0
NODA West Deptford NOx Cap Annual v5.15 | 576 | 7250 | Rate Constraint in MTons | FALSE | L | Annual | Allowances Withdrawn (1:1) | Thousand Tons | 0 | 0 | 0 | 0 | 0 | 0 | 0
NODA West Deptford NOx Cap Annual v5.15 | 576 | 7250 | Rate Constraint in MTons | FALSE | L | Annual | Allowances Withdrawn (1:n) | Thousand Tons | 0 | 0 | 0 | 0 | 0 | 0 | 0
NODA West Deptford NOx Cap Annual v5.15 | 576 | 7250 | Rate Constraint in MTons | FALSE | L | Annual | Total | Thousand Tons | 0.11084 | 0.098764 | 0.054322 | 0.051498 | 0.026318 | 0.015492 | 0.016201
NODA West Deptford NOx Cap Annual v5.15 | 576 | 7250 | Rate Constraint in MTons | FALSE | L | Annual | Fuel Consumed | TBtu | 36.1641 | 32.2231 | 17.7233 | 16.8018 | 8.5865 | 5.0544 | 5.2858
NODA West Deptford NOx Cap Annual v5.15 | 576 | 7250 | Rate Constraint in MTons | FALSE | L | Annual | Rate | lb/MMBtu | 0.00613 | 0.00613 | 0.00613 | 0.00613 | 0.00613 | 0.00613 | 0.00613
NODA West Deptford NOx Cap Annual v5.15 | 576 | 7250 | Rate Constraint in MTons | FALSE | L | Annual | Generation | TWh | 5.1123 | 4.5551 | 2.5054 | 2.3751 | 1.2138 | 0.7145 | 0.74722
NODA West Deptford NOx Cap Annual v5.15 | 576 | 7250 | Rate Constraint in MTons | FALSE | L | Annual | Qualifying Generation | TWh | 5.1123 | 4.5551 | 2.5054 | 2.3751 | 1.2138 | 0.7145 | 0.74722
NODA West Deptford NOx Cap Annual v5.15 | 576 | 7250 | Rate Constraint in MTons | FALSE | L | Annual | Rate | lb/MWh | 0.043364 | 0.043364 | 0.043364 | 0.043364 | 0.043364 | 0.043364 | 0.043364
NODA West Deptford NOx Cap Annual v5.15 | 576 | 7250 | Rate Constraint in MTons | FALSE | L | Annual | Constraint Shadow Price | US2022$/Ton | 0 | 0 | 0 | 0 | 0 | 0 | 0
NODA Wheelabrator Lisbon 1 NOX Cap Annual v5.15 | 577 | 7260 | Rate Constraint in MTons | FALSE | L | Annual | Seasons Included | Seasons | Winter, Spring, Summer, Fall | Winter, Spring, Summer, Fall | Winter, Spring, Summer, Fall | Winter, Spring, Summer, Fall | Winter, Spring, Summer, Fall | Winter, Spring, Summer, Fall | Winter, Spring, Summer, Fall
NODA Wheelabrator Lisbon 1 NOX Cap Annual v5.15 | 577 | 7260 | Rate Constraint in MTons | FALSE | L | Annual | Standard NOX | Thousand Tons | 0.148 | 0.148 | 0.148 | 0.148 | 0.148 | 0.148 | 0.148
NODA Wheelabrator Lisbon 1 NOX Cap Annual v5.15 | 577 | 7260 | Rate Constraint in MTons | FALSE | L | Annual | Emissions at Affected Plants NOX | Thousand Tons | 0.1311 | 0.1311 | 0.1311 | 0 | 0 | 0 | 0
NODA Wheelabrator Lisbon 1 NOX Cap Annual v5.15 | 577 | 7260 | Rate Constraint in MTons | FALSE | L | Annual | Allowances Purchased NOX | Thousand Tons | 0 | 0 | 0 | 0 | 0 | 0 | 0
NODA Wheelabrator Lisbon 1 NOX Cap Annual v5.15 | 577 | 7260 | Rate Constraint in MTons | FALSE | L | Annual | Allowances Sold NOX | Thousand Tons | 0 | 0 | 0 | 0 | 0 | 0 | 0
NODA Wheelabrator Lisbon 1 NOX Cap Annual v5.15 | 577 | 7260 | Rate Constraint in MTons | FALSE | L | Annual | Allowances Banked | Thousand Tons | 0 | 0 | 0 | 0 | 0 | 0 | 0
NODA Wheelabrator Lisbon 1 NOX Cap Annual v5.15 | 577 | 7260 | Rate Constraint in MTons | FALSE | L | Annual | Allowances Withdrawn (1:1) | Thousand Tons | 0 | 0 | 0 | 0 | 0 | 0 | 0
NODA Wheelabrator Lisbon 1 NOX Cap Annual v5.15 | 577 | 7260 | Rate Constraint in MTons | FALSE | L | Annual | Allowances Withdrawn (1:n) | Thousand Tons | 0 | 0 | 0 | 0 | 0 | 0 | 0
NODA Wheelabrator Lisbon 1 NOX Cap Annual v5.15 | 577 | 7260 | Rate Constraint in MTons | FALSE | L | Annual | Total | Thousand Tons | 0.1311 | 0.1311 | 0.1311 | 0 | 0 | 0 | 0
NODA Wheelabrator Lisbon 1 NOX Cap Annual v5.15 | 577 | 7260 | Rate Constraint in MTons | FALSE | L | Annual | Fuel Consumed | TBtu | 0.98736 | 0.98736 | 0.98736 | 0 | 0 | 0 | 0
NODA Wheelabrator Lisbon 1 NOX Cap Annual v5.15 | 577 | 7260 | Rate Constraint in MTons | FALSE | L | Annual | Rate | lb/MMBtu | 0.26556 | 0.26556 | 0.26556 | 0 | 0 | 0 | 0
NODA Wheelabrator Lisbon 1 NOX Cap Annual v5.15 | 577 | 7260 | Rate Constraint in MTons | FALSE | L | Annual | Generation | TWh | 0.053772 | 0.053772 | 0.053772 | 0 | 0 | 0 | 0
NODA Wheelabrator Lisbon 1 NOX Cap Annual v5.15 | 577 | 7260 | Rate Constraint in MTons | FALSE | L | Annual | Qualifying Generation | TWh | 0.053772 | 0.053772 | 0.053772 | 0 | 0 | 0 | 0
NODA Wheelabrator Lisbon 1 NOX Cap Annual v5.15 | 577 | 7260 | Rate Constraint in MTons | FALSE | L | Annual | Rate | lb/MWh | 4.8762 | 4.8762 | 4.8762 | 0 | 0 | 0 | 0
NODA Wheelabrator Lisbon 1 NOX Cap Annual v5.15 | 577 | 7260 | Rate Constraint in MTons | FALSE | L | Annual | Constraint Shadow Price | US2022$/Ton | 0 | 0 | 0 | 0 | 0 | 0 | 0
NODA WheelabratorBridgeport 1 NOX Cap Annual v5.15 | 578 | 7257 | Rate Constraint in MTons | FALSE | L | Annual | Seasons Included | Seasons | Winter, Spring, Summer, Fall | Winter, Spring, Summer, Fall | Winter, Spring, Summer, Fall | Winter, Spring, Summer, Fall | Winter, Spring, Summer, Fall | Winter, Spring, Summer, Fall | Winter, Spring, Summer, Fall
NODA WheelabratorBridgeport 1 NOX Cap Annual v5.15 | 578 | 7257 | Rate Constraint in MTons | FALSE | L | Annual | Standard NOX | Thousand Tons | 0.501 | 0.501 | 0.501 | 0.501 | 0.501 | 0.501 | 0.501
NODA WheelabratorBridgeport 1 NOX Cap Annual v5.15 | 578 | 7257 | Rate Constraint in MTons | FALSE | L | Annual | Emissions at Affected Plants NOX | Thousand Tons | 0.30164 | 0.30164 | 0.30164 | 0 | 0 | 0 | 0
NODA WheelabratorBridgeport 1 NOX Cap Annual v5.15 | 578 | 7257 | Rate Constraint in MTons | FALSE | L | Annual | Allowances Purchased NOX | Thousand Tons | 0 | 0 | 0 | 0 | 0 | 0 | 0
NODA WheelabratorBridgeport 1 NOX Cap Annual v5.15 | 578 | 7257 | Rate Constraint in MTons | FALSE | L | Annual | Allowances Sold NOX | Thousand Tons | 0 | 0 | 0 | 0 | 0 | 0 | 0
NODA WheelabratorBridgeport 1 NOX Cap Annual v5.15 | 578 | 7257 | Rate Constraint in MTons | FALSE | L | Annual | Allowances Banked | Thousand Tons | 0 | 0 | 0 | 0 | 0 | 0 | 0
NODA WheelabratorBridgeport 1 NOX Cap Annual v5.15 | 578 | 7257 | Rate Constraint in MTons | FALSE | L | Annual | Allowances Withdrawn (1:1) | Thousand Tons | 0 | 0 | 0 | 0 | 0 | 0 | 0
NODA WheelabratorBridgeport 1 NOX Cap Annual v5.15 | 578 | 7257 | Rate Constraint in MTons | FALSE | L | Annual | Allowances Withdrawn (1:n) | Thousand Tons | 0 | 0 | 0 | 0 | 0 | 0 | 0
NODA WheelabratorBridgeport 1 NOX Cap Annual v5.15 | 578 | 7257 | Rate Constraint in MTons | FALSE | L | Annual | Total | Thousand Tons | 0.30164 | 0.30164 | 0.30164 | 0 | 0 | 0 | 0
NODA WheelabratorBridgeport 1 NOX Cap Annual v5.15 | 578 | 7257 | Rate Constraint in MTons | FALSE | L | Annual | Fuel Consumed | TBtu | 2.4858 | 2.4858 | 2.4858 | 0 | 0 | 0 | 0
NODA WheelabratorBridgeport 1 NOX Cap Annual v5.15 | 578 | 7257 | Rate Constraint in MTons | FALSE | L | Annual | Rate | lb/MMBtu | 0.24269 | 0.24269 | 0.24269 | 0 | 0 | 0 | 0
NODA WheelabratorBridgeport 1 NOX Cap Annual v5.15 | 578 | 7257 | Rate Constraint in MTons | FALSE | L | Annual | Generation | TWh | 0.14826 | 0.14826 | 0.14826 | 0 | 0 | 0 | 0
NODA WheelabratorBridgeport 1 NOX Cap Annual v5.15 | 578 | 7257 | Rate Constraint in MTons | FALSE | L | Annual | Qualifying Generation | TWh | 0.14826 | 0.14826 | 0.14826 | 0 | 0 | 0 | 0
NODA WheelabratorBridgeport 1 NOX Cap Annual v5.15 | 578 | 7257 | Rate Constraint in MTons | FALSE | L | Annual | Rate | lb/MWh | 4.0692 | 4.0692 | 4.0692 | 0 | 0 | 0 | 0
NODA WheelabratorBridgeport 1 NOX Cap Annual v5.15 | 578 | 7257 | Rate Constraint in MTons | FALSE | L | Annual | Constraint Shadow Price | US2022$/Ton | 0 | 0 | 0 | 0 | 0 | 0 | 0
NODA WheelabratorBridgeport 2 NOX Cap Annual v5.15 | 579 | 7258 | Rate Constraint in MTons | FALSE | L | Annual | Seasons Included | Seasons | Winter, Spring, Summer, Fall | Winter, Spring, Summer, Fall | Winter, Spring, Summer, Fall | Winter, Spring, Summer, Fall | Winter, Spring, Summer, Fall | Winter, Spring, Summer, Fall | Winter, Spring, Summer, Fall
NODA WheelabratorBridgeport 2 NOX Cap Annual v5.15 | 579 | 7258 | Rate Constraint in MTons | FALSE | L | Annual | Standard NOX | Thousand Tons | 0.501 | 0.501 | 0.501 | 0.501 | 0.501 | 0.501 | 0.501
NODA WheelabratorBridgeport 2 NOX Cap Annual v5.15 | 579 | 7258 | Rate Constraint in MTons | FALSE | L | Annual | Emissions at Affected Plants NOX | Thousand Tons | 0.30952 | 0.30952 | 0.30952 | 0 | 0 | 0 | 0
NODA WheelabratorBridgeport 2 NOX Cap Annual v5.15 | 579 | 7258 | Rate Constraint in MTons | FALSE | L | Annual | Allowances Purchased NOX | Thousand Tons | 0 | 0 | 0 | 0 | 0 | 0 | 0
NODA WheelabratorBridgeport 2 NOX Cap Annual v5.15 | 579 | 7258 | Rate Constraint in MTons | FALSE | L | Annual | Allowances Sold NOX | Thousand Tons | 0 | 0 | 0 | 0 | 0 | 0 | 0
NODA WheelabratorBridgeport 2 NOX Cap Annual v5.15 | 579 | 7258 | Rate Constraint in MTons | FALSE | L | Annual | Allowances Banked | Thousand Tons | 0 | 0 | 0 | 0 | 0 | 0 | 0
NODA WheelabratorBridgeport 2 NOX Cap Annual v5.15 | 579 | 7258 | Rate Constraint in MTons | FALSE | L | Annual | Allowances Withdrawn (1:1) | Thousand Tons | 0 | 0 | 0 | 0 | 0 | 0 | 0
NODA WheelabratorBridgeport 2 NOX Cap Annual v5.15 | 579 | 7258 | Rate Constraint in MTons | FALSE | L | Annual | Allowances Withdrawn (1:n) | Thousand Tons | 0 | 0 | 0 | 0 | 0 | 0 | 0
NODA WheelabratorBridgeport 2 NOX Cap Annual v5.15 | 579 | 7258 | Rate Constraint in MTons | FALSE | L | Annual | Total | Thousand Tons | 0.30952 | 0.30952 | 0.30952 | 0 | 0 | 0 | 0
NODA WheelabratorBridgeport 2 NOX Cap Annual v5.15 | 579 | 7258 | Rate Constraint in MTons | FALSE | L | Annual | Fuel Consumed | TBtu | 2.4858 | 2.4858 | 2.4858 | 0 | 0 | 0 | 0
NODA WheelabratorBridgeport 2 NOX Cap Annual v5.15 | 579 | 7258 | Rate Constraint in MTons | FALSE | L | Annual | Rate | lb/MMBtu | 0.24903 | 0.24903 | 0.24903 | 0 | 0 | 0 | 0
NODA WheelabratorBridgeport 2 NOX Cap Annual v5.15 | 579 | 7258 | Rate Constraint in MTons | FALSE | L | Annual | Generation | TWh | 0.14826 | 0.14826 | 0.14826 | 0 | 0 | 0 | 0
NODA WheelabratorBridgeport 2 NOX Cap Annual v5.15 | 579 | 7258 | Rate Constraint in MTons | FALSE | L | Annual | Qualifying Generation | TWh | 0.14826 | 0.14826 | 0.14826 | 0 | 0 | 0 | 0
NODA WheelabratorBridgeport 2 NOX Cap Annual v5.15 | 579 | 7258 | Rate Constraint in MTons | FALSE | L | Annual | Rate | lb/MWh | 4.1755 | 4.1755 | 4.1755 | 0 | 0 | 0 | 0
NODA WheelabratorBridgeport 2 NOX Cap Annual v5.15 | 579 | 7258 | Rate Constraint in MTons | FALSE | L | Annual | Constraint Shadow Price | US2022$/Ton | 0 | 0 | 0 | 0 | 0 | 0 | 0
NODA WheelabratorBridgeport 3 NOX Cap Annual v5.15 | 580 | 7259 | Rate Constraint in MTons | FALSE | L | Annual | Seasons Included | Seasons | Winter, Spring, Summer, Fall | Winter, Spring, Summer, Fall | Winter, Spring, Summer, Fall | Winter, Spring, Summer, Fall | Winter, Spring, Summer, Fall | Winter, Spring, Summer, Fall | Winter, Spring, Summer, Fall
NODA WheelabratorBridgeport 3 NOX Cap Annual v5.15 | 580 | 7259 | Rate Constraint in MTons | FALSE | L | Annual | Standard NOX | Thousand Tons | 0.501 | 0.501 | 0.501 | 0.501 | 0.501 | 0.501 | 0.501
NODA WheelabratorBridgeport 3 NOX Cap Annual v5.15 | 580 | 7259 | Rate Constraint in MTons | FALSE | L | Annual | Emissions at Affected Plants NOX | Thousand Tons | 0.29852 | 0.29852 | 0.29852 | 0 | 0 | 0 | 0
NODA WheelabratorBridgeport 3 NOX Cap Annual v5.15 | 580 | 7259 | Rate Constraint in MTons | FALSE | L | Annual | Allowances Purchased NOX | Thousand Tons | 0 | 0 | 0 | 0 | 0 | 0 | 0
NODA WheelabratorBridgeport 3 NOX Cap Annual v5.15 | 580 | 7259 | Rate Constraint in MTons | FALSE | L | Annual | Allowances Sold NOX | Thousand Tons | 0 | 0 | 0 | 0 | 0 | 0 | 0
NODA WheelabratorBridgeport 3 NOX Cap Annual v5.15 | 580 | 7259 | Rate Constraint in MTons | FALSE | L | Annual | Allowances Banked | Thousand Tons | 0 | 0 | 0 | 0 | 0 | 0 | 0
NODA WheelabratorBridgeport 3 NOX Cap Annual v5.15 | 580 | 7259 | Rate Constraint in MTons | FALSE | L | Annual | Allowances Withdrawn (1:1) | Thousand Tons | 0 | 0 | 0 | 0 | 0 | 0 | 0
NODA WheelabratorBridgeport 3 NOX Cap Annual v5.15 | 580 | 7259 | Rate Constraint in MTons | FALSE | L | Annual | Allowances Withdrawn (1:n) | Thousand Tons | 0 | 0 | 0 | 0 | 0 | 0 | 0
NODA WheelabratorBridgeport 3 NOX Cap Annual v5.15 | 580 | 7259 | Rate Constraint in MTons | FALSE | L | Annual | Total | Thousand Tons | 0.29852 | 0.29852 | 0.29852 | 0 | 0 | 0 | 0
NODA WheelabratorBridgeport 3 NOX Cap Annual v5.15 | 580 | 7259 | Rate Constraint in MTons | FALSE | L | Annual | Fuel Consumed | TBtu | 2.4858 | 2.4858 | 2.4858 | 0 | 0 | 0 | 0
NODA WheelabratorBridgeport 3 NOX Cap Annual v5.15 | 580 | 7259 | Rate Constraint in MTons | FALSE | L | Annual | Rate | lb/MMBtu | 0.24018 | 0.24018 | 0.24018 | 0 | 0 | 0 | 0
NODA WheelabratorBridgeport 3 NOX Cap Annual v5.15 | 580 | 7259 | Rate Constraint in MTons | FALSE | L | Annual | Generation | TWh | 0.14826 | 0.14826 | 0.14826 | 0 | 0 | 0 | 0
NODA WheelabratorBridgeport 3 NOX Cap Annual v5.15 | 580 | 7259 | Rate Constraint in MTons | FALSE | L | Annual | Qualifying Generation | TWh | 0.14826 | 0.14826 | 0.14826 | 0 | 0 | 0 | 0
NODA WheelabratorBridgeport 3 NOX Cap Annual v5.15 | 580 | 7259 | Rate Constraint in MTons | FALSE | L | Annual | Rate | lb/MWh | 4.0271 | 4.0271 | 4.0271 | 0 | 0 | 0 | 0
NODA WheelabratorBridgeport 3 NOX Cap Annual v5.15 | 580 | 7259 | Rate Constraint in MTons | FALSE | L | Annual | Constraint Shadow Price | US2022$/Ton | 0 | 0 | 0 | 0 | 0 | 0 | 0
NODA Woodbridge NOx Cap Annual v5.15 | 581 | 7251 | Rate Constraint in MTons | FALSE | L | Annual | Seasons Included | Seasons | Winter, Spring, Summer, Fall | Winter, Spring, Summer, Fall | Winter, Spring, Summer, Fall | Winter, Spring, Summer, Fall | Winter, Spring, Summer, Fall | Winter, Spring, Summer, Fall | Winter, Spring, Summer, Fall
NODA Woodbridge NOx Cap Annual v5.15 | 581 | 7251 | Rate Constraint in MTons | FALSE | L | Annual | Standard NOX | Thousand Tons | 0.297 | 0.297 | 0.297 | 0.297 | 0.297 | 0.297 | 0.297
NODA Woodbridge NOx Cap Annual v5.15 | 581 | 7251 | Rate Constraint in MTons | FALSE | L | Annual | Emissions at Affected Plants NOX | Thousand Tons | 0.05749 | 0.054583 | 0.032854 | 0.026028 | 0.026028 | 0.017919 | 0.009075
NODA Woodbridge NOx Cap Annual v5.15 | 581 | 7251 | Rate Constraint in MTons | FALSE | L | Annual | Allowances Purchased NOX | Thousand Tons | 0 | 0 | 0 | 0 | 0 | 0 | 0
NODA Woodbridge NOx Cap Annual v5.15 | 581 | 7251 | Rate Constraint in MTons | FALSE | L | Annual | Allowances Sold NOX | Thousand Tons | 0 | 0 | 0 | 0 | 0 | 0 | 0
NODA Woodbridge NOx Cap Annual v5.15 | 581 | 7251 | Rate Constraint in MTons | FALSE | L | Annual | Allowances Banked | Thousand Tons | 0 | 0 | 0 | 0 | 0 | 0 | 0
NODA Woodbridge NOx Cap Annual v5.15 | 581 | 7251 | Rate Constraint in MTons | FALSE | L | Annual | Allowances Withdrawn (1:1) | Thousand Tons | 0 | 0 | 0 | 0 | 0 | 0 | 0
NODA Woodbridge NOx Cap Annual v5.15 | 581 | 7251 | Rate Constraint in MTons | FALSE | L | Annual | Allowances Withdrawn (1:n) | Thousand Tons | 0 | 0 | 0 | 0 | 0 | 0 | 0
NODA Woodbridge NOx Cap Annual v5.15 | 581 | 7251 | Rate Constraint in MTons | FALSE | L | Annual | Total | Thousand Tons | 0.05749 | 0.054583 | 0.032854 | 0.026028 | 0.026028 | 0.017919 | 0.009075
NODA Woodbridge NOx Cap Annual v5.15 | 581 | 7251 | Rate Constraint in MTons | FALSE | L | Annual | Fuel Consumed | TBtu | 20.6428 | 19.5988 | 11.7966 | 9.3459 | 9.3459 | 6.434 | 3.2585
NODA Woodbridge NOx Cap Annual v5.15 | 581 | 7251 | Rate Constraint in MTons | FALSE | L | Annual | Rate | lb/MMBtu | 0.00557 | 0.00557 | 0.00557 | 0.00557 | 0.00557 | 0.00557 | 0.00557
NODA Woodbridge NOx Cap Annual v5.15 | 581 | 7251 | Rate Constraint in MTons | FALSE | L | Annual | Generation | TWh | 2.9281 | 2.78 | 1.6733 | 1.3257 | 1.3257 | 0.91262 | 0.4622
NODA Woodbridge NOx Cap Annual v5.15 | 581 | 7251 | Rate Constraint in MTons | FALSE | L | Annual | Qualifying Generation | TWh | 2.9281 | 2.78 | 1.6733 | 1.3257 | 1.3257 | 0.91262 | 0.4622
NODA Woodbridge NOx Cap Annual v5.15 | 581 | 7251 | Rate Constraint in MTons | FALSE | L | Annual | Rate | lb/MWh | 0.039268 | 0.039268 | 0.039268 | 0.039268 | 0.039268 | 0.039268 | 0.039268
NODA Woodbridge NOx Cap Annual v5.15 | 581 | 7251 | Rate Constraint in MTons | FALSE | L | Annual | Constraint Shadow Price | US2022$/Ton | 0 | 0 | 0 | 0 | 0 | 0 | 0
North Carolina Duke - NOX Cap Annual v3.1 | 582 | 7354 | Rate Constraint in MTons | FALSE | L | Annual | Seasons Included | Seasons | Winter, Spring, Summer, Fall | Winter, Spring, Summer, Fall | Winter, Spring, Summer, Fall | Winter, Spring, Summer, Fall | Winter, Spring, Summer, Fall | Winter, Spring, Summer, Fall | Winter, Spring, Summer, Fall
North Carolina Duke - NOX Cap Annual v3.1 | 582 | 7354 | Rate Constraint in MTons | FALSE | L | Annual | Standard NOX | Thousand Tons | 31 | 31 | 31 | 31 | 31 | 31 | 31
North Carolina Duke - NOX Cap Annual v3.1 | 582 | 7354 | Rate Constraint in MTons | FALSE | L | Annual | Emissions at Affected Plants NOX | Thousand Tons | 14.2574 | 6.1824 | 2.6935 | 2.5991 | 2.5991 | 2.6073 | 2.5811
North Carolina Duke - NOX Cap Annual v3.1 | 582 | 7354 | Rate Constraint in MTons | FALSE | L | Annual | Allowances Purchased NOX | Thousand Tons | 0 | 0 | 0 | 0 | 0 | 0 | 0
North Carolina Duke - NOX Cap Annual v3.1 | 582 | 7354 | Rate Constraint in MTons | FALSE | L | Annual | Allowances Sold NOX | Thousand Tons | 0 | 0 | 0 | 0 | 0 | 0 | 0
North Carolina Duke - NOX Cap Annual v3.1 | 582 | 7354 | Rate Constraint in MTons | FALSE | L | Annual | Allowances Banked | Thousand Tons | 0 | 0 | 0 | 0 | 0 | 0 | 0
North Carolina Duke - NOX Cap Annual v3.1 | 582 | 7354 | Rate Constraint in MTons | FALSE | L | Annual | Allowances Withdrawn (1:1) | Thousand Tons | 0 | 0 | 0 | 0 | 0 | 0 | 0
North Carolina Duke - NOX Cap Annual v3.1 | 582 | 7354 | Rate Constraint in MTons | FALSE | L | Annual | Allowances Withdrawn (1:n) | Thousand Tons | 0 | 0 | 0 | 0 | 0 | 0 | 0
North Carolina Duke - NOX Cap Annual v3.1 | 582 | 7354 | Rate Constraint in MTons | FALSE | L | Annual | Total | Thousand Tons | 14.2574 | 6.1824 | 2.6935 | 2.5991 | 2.5991 | 2.6073 | 2.5811
North Carolina Duke - NOX Cap Annual v3.1 | 582 | 7354 | Rate Constraint in MTons | FALSE | L | Annual | Fuel Consumed | TBtu | 189.4045 | 83.1484 | 45.3946 | 42.1011 | 42.1011 | 42.3873 | 41.4754
North Carolina Duke - NOX Cap Annual v3.1 | 582 | 7354 | Rate Constraint in MTons | FALSE | L | Annual | Rate | lb/MMBtu | 0.15055 | 0.14871 | 0.11867 | 0.12347 | 0.12347 | 0.12302 | 0.12447
North Carolina Duke - NOX Cap Annual v3.1 | 582 | 7354 | Rate Constraint in MTons | FALSE | L | Annual | Generation | TWh | 20.4494 | 8.9473 | 4.8737 | 4.5114 | 4.5114 | 4.5429 | 4.4426
North Carolina Duke - NOX Cap Annual v3.1 | 582 | 7354 | Rate Constraint in MTons | FALSE | L | Annual | Qualifying Generation | TWh | 20.4494 | 8.9473 | 4.8737 | 4.5114 | 4.5114 | 4.5429 | 4.4426
North Carolina Duke - NOX Cap Annual v3.1 | 582 | 7354 | Rate Constraint in MTons | FALSE | L | Annual | Rate | lb/MWh | 1.3944 | 1.382 | 1.1053 | 1.1522 | 1.1522 | 1.1478 | 1.162
North Carolina Duke - NOX Cap Annual v3.1 | 582 | 7354 | Rate Constraint in MTons | FALSE | L | Annual | Constraint Shadow Price | US2022$/Ton | 0 | 0 | 0 | 0 | 0 | 0 | 0
North Carolina Duke - SO2 Cap Annual v3.1 | 583 | 7356 | Rate Constraint in MTons | FALSE | L | Annual | Seasons Included | Seasons | Winter, Spring, Summer, Fall | Winter, Spring, Summer, Fall | Winter, Spring, Summer, Fall | Winter, Spring, Summer, Fall | Winter, Spring, Summer, Fall | Winter, Spring, Summer, Fall | Winter, Spring, Summer, Fall
North Carolina Duke - SO2 Cap Annual v3.1 | 583 | 7356 | Rate Constraint in MTons | FALSE | L | Annual | Standard SO2 | Thousand Tons | 80 | 80 | 80 | 80 | 80 | 80 | 80
North Carolina Duke - SO2 Cap Annual v3.1 | 583 | 7356 | Rate Constraint in MTons | FALSE | L | Annual | Emissions at Affected Plants SO2 | Thousand Tons | 5.056 | 2.5591 | 1.5066 | 1.4453 | 1.4453 | 1.4507 | 1.4337
North Carolina Duke - SO2 Cap Annual v3.1 | 583 | 7356 | Rate Constraint in MTons | FALSE | L | Annual | Allowances Purchased SO2 | Thousand Tons | 0 | 0 | 0 | 0 | 0 | 0 | 0
North Carolina Duke - SO2 Cap Annual v3.1 | 583 | 7356 | Rate Constraint in MTons | FALSE | L | Annual | Allowances Sold SO2 | Thousand Tons | 0 | 0 | 0 | 0 | 0 | 0 | 0
North Carolina Duke - SO2 Cap Annual v3.1 | 583 | 7356 | Rate Constraint in MTons | FALSE | L | Annual | Allowances Banked | Thousand Tons | 0 | 0 | 0 | 0 | 0 | 0 | 0
North Carolina Duke - SO2 Cap Annual v3.1 | 583 | 7356 | Rate Constraint in MTons | FALSE | L | Annual | Allowances Withdrawn (1:1) | Thousand Tons | 0 | 0 | 0 | 0 | 0 | 0 | 0
North Carolina Duke - SO2 Cap Annual v3.1 | 583 | 7356 | Rate Constraint in MTons | FALSE | L | Annual | Allowances Withdrawn (1:n) | Thousand Tons | 0 | 0 | 0 | 0 | 0 | 0 | 0
North Carolina Duke - SO2 Cap Annual v3.1 | 583 | 7356 | Rate Constraint in MTons | FALSE | L | Annual | Total | Thousand Tons | 5.056 | 2.5591 | 1.5066 | 1.4453 | 1.4453 | 1.4507 | 1.4337
North Carolina Duke - SO2 Cap Annual v3.1 | 583 | 7356 | Rate Constraint in MTons | FALSE | L | Annual | Fuel Consumed | TBtu | 189.4045 | 83.1484 | 45.3946 | 42.1011 | 42.1011 | 42.3873 | 41.4754
North Carolina Duke - SO2 Cap Annual v3.1 | 583 | 7356 | Rate Constraint in MTons | FALSE | L | Annual | Rate | lb/MMBtu | 0.053388 | 0.061556 | 0.066379 | 0.068661 | 0.068661 | 0.068448 | 0.069135
North Carolina Duke - SO2 Cap Annual v3.1 | 583 | 7356 | Rate Constraint in MTons | FALSE | L | Annual | Generation | TWh | 20.4494 | 8.9473 | 4.8737 | 4.5114 | 4.5114 | 4.5429 | 4.4426
North Carolina Duke - SO2 Cap Annual v3.1 | 583 | 7356 | Rate Constraint in MTons | FALSE | L | Annual | Qualifying Generation | TWh | 20.4494 | 8.9473 | 4.8737 | 4.5114 | 4.5114 | 4.5429 | 4.4426
North Carolina Duke - SO2 Cap Annual v3.1 | 583 | 7356 | Rate Constraint in MTons | FALSE | L | Annual | Rate | lb/MWh | 0.49448 | 0.57205 | 0.61826 | 0.64075 | 0.64075 | 0.63866 | 0.64544
North Carolina Duke - SO2 Cap Annual v3.1 | 583 | 7356 | Rate Constraint in MTons | FALSE | L | Annual | Constraint Shadow Price | US2022$/Ton | 0 | 0 | 0 | 0 | 0 | 0 | 0
North Carolina Progress - NOX Cap Annual v3.1 | 584 | 7353 | Rate Constraint in MTons | FALSE | L | Annual | Seasons Included | Seasons | Winter, Spring, Summer, Fall | Winter, Spring, Summer, Fall | Winter, Spring, Summer, Fall | Winter, Spring, Summer, Fall | Winter, Spring, Summer, Fall | Winter, Spring, Summer, Fall | Winter, Spring, Summer, Fall
North Carolina Progress - NOX Cap Annual v3.1 | 584 | 7353 | Rate Constraint in MTons | FALSE | L | Annual | Standard NOX | Thousand Tons | 25 | 25 | 25 | 25 | 25 | 25 | 25
North Carolina Progress - NOX Cap Annual v3.1 | 584 | 7353 | Rate Constraint in MTons | FALSE | L | Annual | Emissions at Affected Plants NOX | Thousand Tons | 10.7726 | 1.942 | 0 | 0 | 0 | 0 | 0
North Carolina Progress - NOX Cap Annual v3.1 | 584 | 7353 | Rate Constraint in MTons | FALSE | L | Annual | Allowances Purchased NOX | Thousand Tons | 0 | 0 | 0 | 0 | 0 | 0 | 0
North Carolina Progress - NOX Cap Annual v3.1 | 584 | 7353 | Rate Constraint in MTons | FALSE | L | Annual | Allowances Sold NOX | Thousand Tons | 0 | 0 | 0 | 0 | 0 | 0 | 0
North Carolina Progress - NOX Cap Annual v3.1 | 584 | 7353 | Rate Constraint in MTons | FALSE | L | Annual | Allowances Banked | Thousand Tons | 0 | 0 | 0 | 0 | 0 | 0 | 0
North Carolina Progress - NOX Cap Annual v3.1 | 584 | 7353 | Rate Constraint in MTons | FALSE | L | Annual | Allowances Withdrawn (1:1) | Thousand Tons | 0 | 0 | 0 | 0 | 0 | 0 | 0
North Carolina Progress - NOX Cap Annual v3.1 | 584 | 7353 | Rate Constraint in MTons | FALSE | L | Annual | Allowances Withdrawn (1:n) | Thousand Tons | 0 | 0 | 0 | 0 | 0 | 0 | 0
North Carolina Progress - NOX Cap Annual v3.1 | 584 | 7353 | Rate Constraint in MTons | FALSE | L | Annual | Total | Thousand Tons | 10.7726 | 1.942 | 0 | 0 | 0 | 0 | 0
North Carolina Progress - NOX Cap Annual v3.1 | 584 | 7353 | Rate Constraint in MTons | FALSE | L | Annual | Fuel Consumed | TBtu | 160.8117 | 28.9514 | 0 | 0 | 0 | 0 | 0
North Carolina Progress - NOX Cap Annual v3.1 | 584 | 7353 | Rate Constraint in MTons | FALSE | L | Annual | Rate | lb/MMBtu | 0.13398 | 0.13416 | 0 | 0 | 0 | 0 | 0
North Carolina Progress - NOX Cap Annual v3.1 | 584 | 7353 | Rate Constraint in MTons | FALSE | L | Annual | Generation | TWh | 15.3936 | 2.7533 | 0 | 0 | 0 | 0 | 0
North Carolina Progress - NOX Cap Annual v3.1 | 584 | 7353 | Rate Constraint in MTons | FALSE | L | Annual | Qualifying Generation | TWh | 15.3936 | 2.7533 | 0 | 0 | 0 | 0 | 0
North Carolina Progress - NOX Cap Annual v3.1 | 584 | 7353 | Rate Constraint in MTons | FALSE | L | Annual | Rate | lb/MWh | 1.3996 | 1.4107 | 0 | 0 | 0 | 0 | 0
North Carolina Progress - NOX Cap Annual v3.1 | 584 | 7353 | Rate Constraint in MTons | FALSE | L | Annual | Constraint Shadow Price | US2022$/Ton | 0 | 0 | 0 | 0 | 0 | 0 | 0
North Carolina Progress - SO2 Cap Annual v3.1 | 585 | 7355 | Rate Constraint in MTons | FALSE | L | Annual | Seasons Included | Seasons | Winter, Spring, Summer, Fall | Winter, Spring, Summer, Fall | Winter, Spring, Summer, Fall | Winter, Spring, Summer, Fall | Winter, Spring, Summer, Fall | Winter, Spring, Summer, Fall | Winter, Spring, Summer, Fall
North Carolina Progress - SO2 Cap Annual v3.1 | 585 | 7355 | Rate Constraint in MTons | FALSE | L | Annual | Standard SO2 | Thousand Tons | 50 | 50 | 50 | 50 | 50 | 50 | 50
North Carolina Progress - SO2 Cap Annual v3.1 | 585 | 7355 | Rate Constraint in MTons | FALSE | L | Annual | Emissions at Affected Plants SO2 | Thousand Tons | 5.2398 | 0.9446 | 0 | 0 | 0 | 0 | 0
North Carolina Progress - SO2 Cap Annual v3.1 | 585 | 7355 | Rate Constraint in MTons | FALSE | L | Annual | Allowances Purchased SO2 | Thousand Tons | 0 | 0 | 0 | 0 | 0 | 0 | 0
North Carolina Progress - SO2 Cap Annual v3.1 | 585 | 7355 | Rate Constraint in MTons | FALSE | L | Annual | Allowances Sold SO2 | Thousand Tons | 0 | 0 | 0 | 0 | 0 | 0 | 0
North Carolina Progress - SO2 Cap Annual v3.1 | 585 | 7355 | Rate Constraint in MTons | FALSE | L | Annual | Allowances Banked | Thousand Tons | 0 | 0 | 0 | 0 | 0 | 0 | 0
North Carolina Progress - SO2 Cap Annual v3.1 | 585 | 7355 | Rate Constraint in MTons | FALSE | L | Annual | Allowances Withdrawn (1:1) | Thousand Tons | 0 | 0 | 0 | 0 | 0 | 0 | 0
North Carolina Progress - SO2 Cap Annual v3.1 | 585 | 7355 | Rate Constraint in MTons | FALSE | L | Annual | Allowances Withdrawn (1:n) | Thousand Tons | 0 | 0 | 0 | 0 | 0 | 0 | 0
North Carolina Progress - SO2 Cap Annual v3.1 | 585 | 7355 | Rate Constraint in MTons | FALSE | L | Annual | Total | Thousand Tons | 5.2398 | 0.9446 | 0 | 0 | 0 | 0 | 0
North Carolina Progress - SO2 Cap Annual v3.1 | 585 | 7355 | Rate Constraint in MTons | FALSE | L | Annual | Fuel Consumed | TBtu | 160.8117 | 28.9514 | 0 | 0 | 0 | 0 | 0
North Carolina Progress - SO2 Cap Annual v3.1 | 585 | 7355 | Rate Constraint in MTons | FALSE | L | Annual | Rate | lb/MMBtu | 0.065167 | 0.065254 | 0 | 0 | 0 | 0 | 0
North Carolina Progress - SO2 Cap Annual v3.1 | 585 | 7355 | Rate Constraint in MTons | FALSE | L | Annual | Generation | TWh | 15.3936 | 2.7533 | 0 | 0 | 0 | 0 | 0
North Carolina Progress - SO2 Cap Annual v3.1 | 585 | 7355 | Rate Constraint in MTons | FALSE | L | Annual | Qualifying Generation | TWh | 15.3936 | 2.7533 | 0 | 0 | 0 | 0 | 0
North Carolina Progress - SO2 Cap Annual v3.1 | 585 | 7355 | Rate Constraint in MTons | FALSE | L | Annual | Rate | lb/MWh | 0.68077 | 0.68617 | 0 | 0 | 0 | 0 | 0
North Carolina Progress - SO2 Cap Annual v3.1 | 585 | 7355 | Rate Constraint in MTons | FALSE | L | Annual | Constraint Shadow Price | US2022$/Ton | 0 | 0 | 0 | 0 | 0 | 0 | 0
NSR AEP Consent - NOX Cap Annual v3.1 | 586 | 7372 | Rate Constraint in MTons | FALSE | L | Annual | Seasons Included | Seasons | Winter, Spring, Summer, Fall | Winter, Spring, Summer, Fall | Winter, Spring, Summer, Fall | Winter, Spring, Summer, Fall | Winter, Spring, Summer, Fall | Winter, Spring, Summer, Fall | Winter, Spring, Summer, Fall
NSR AEP Consent - NOX Cap Annual v3.1 | 586 | 7372 | Rate Constraint in MTons | FALSE | L | Annual | Standard NOX | Thousand Tons | 52 | 44 | 44 | 44 | 44 | 44 | 44
NSR AEP Consent - NOX Cap Annual v3.1 | 586 | 7372 | Rate Constraint in MTons | FALSE | L | Annual | Emissions at Affected Plants NOX | Thousand Tons | 30.4891 | 27.4599 | 27.4474 | 27.4474 | 22.9443 | 13.7809 | 15.2806
NSR AEP Consent - NOX Cap Annual v3.1 | 586 | 7372 | Rate Constraint in MTons | FALSE | L | Annual | Allowances Purchased NOX | Thousand Tons | 0 | 0 | 0 | 0 | 0 | 0 | 0
NSR AEP Consent - NOX Cap Annual v3.1 | 586 | 7372 | Rate Constraint in MTons | FALSE | L | Annual | Allowances Sold NOX | Thousand Tons | 0 | 0 | 0 | 0 | 0 | 0 | 0
NSR AEP Consent - NOX Cap Annual v3.1 | 586 | 7372 | Rate Constraint in MTons | FALSE | L | Annual | Allowances Banked | Thousand Tons | 0 | 0 | 0 | 0 | 0 | 0 | 0
NSR AEP Consent - NOX Cap Annual v3.1 | 586 | 7372 | Rate Constraint in MTons | FALSE | L | Annual | Allowances Withdrawn (1:1) | Thousand Tons | 0 | 0 | 0 | 0 | 0 | 0 | 0
NSR AEP Consent - NOX Cap Annual v3.1 | 586 | 7372 | Rate Constraint in MTons | FALSE | L | Annual | Allowances Withdrawn (1:n) | Thousand Tons | 0 | 0 | 0 | 0 | 0 | 0 | 0
NSR AEP Consent - NOX Cap Annual v3.1 | 586 | 7372 | Rate Constraint in MTons | FALSE | L | Annual | Total | Thousand Tons | 30.4891 | 27.4599 | 27.4474 | 27.4474 | 22.9443 | 13.7809 | 15.2806
NSR AEP Consent - NOX Cap Annual v3.1 | 586 | 7372 | Rate Constraint in MTons | FALSE | L | Annual | Fuel Consumed | TBtu | 653.651 | 602.5548 | 602.6028 | 602.6028 | 493.2581 | 300.322 | 328.712
NSR AEP Consent - NOX Cap Annual v3.1 | 586 | 7372 | Rate Constraint in MTons | FALSE | L | Annual | Rate | lb/MMBtu | 0.093289 | 0.091145 | 0.091096 | 0.091096 | 0.093032 | 0.091774 | 0.092973
NSR AEP Consent - NOX Cap Annual v3.1 | 586 | 7372 | Rate Constraint in MTons | FALSE | L | Annual | Generation | TWh | 65.5603 | 60.5203 | 57.1727 | 57.1727 | 49.6874 | 30.2861 | 33.1556
NSR AEP Consent - NOX Cap Annual v3.1 | 586 | 7372 | Rate Constraint in MTons | FALSE | L | Annual | Qualifying Generation | TWh | 65.5603 | 60.5203 | 57.1727 | 57.1727 | 49.6874 | 30.2861 | 33.1556
NSR AEP Consent - NOX Cap Annual v3.1 | 586 | 7372 | Rate Constraint in MTons | FALSE | L | Annual | Rate | lb/MWh | 0.93011 | 0.90746 | 0.96016 | 0.96016 | 0.92355 | 0.91005 | 0.92175
NSR AEP Consent - NOX Cap Annual v3.1 | 586 | 7372 | Rate Constraint in MTons | FALSE | L | Annual | Constraint Shadow Price | US2022$/Ton | 0 | 0 | 0 | 0 | 0 | 0 | 0
NSR AEP Consent - SO2 Cap Annual v5.13 | 587 | 7371 | Rate Constraint in MTons | FALSE | L | Annual | Seasons Included | Seasons | Winter, Spring, Summer, Fall | Winter, Spring, Summer, Fall | Winter, Spring, Summer, Fall | Winter, Spring, Summer, Fall | Winter, Spring, Summer, Fall | Winter, Spring, Summer, Fall | Winter, Spring, Summer, Fall
NSR AEP Consent - SO2 Cap Annual v5.13 | 587 | 7371 | Rate Constraint in MTons | FALSE | L | Annual | Standard SO2 | Thousand Tons | 94 | 89 | 89 | 89 | 89 | 89 | 89
NSR AEP Consent - SO2 Cap Annual v5.13 | 587 | 7371 | Rate Constraint in MTons | FALSE | L | Annual | Emissions at Affected Plants SO2 | Thousand Tons | 48.7941 | 47.1326 | 45.3374 | 45.8806 | 43.5681 | 29.5233 | 33.7739
NSR AEP Consent - SO2 Cap Annual v5.13 | 587 | 7371 | Rate Constraint in MTons | FALSE | L | Annual | Allowances Purchased SO2 | Thousand Tons | 0 | 0 | 0 | 0 | 0 | 0 | 0
NSR AEP Consent - SO2 Cap Annual v5.13 | 587 | 7371 | Rate Constraint in MTons | FALSE | L | Annual | Allowances Sold SO2 | Thousand Tons | 0 | 0 | 0 | 0 | 0 | 0 | 0
NSR AEP Consent - SO2 Cap Annual v5.13 | 587 | 7371 | Rate Constraint in MTons | FALSE | L | Annual | Allowances Banked | Thousand Tons | 0 | 0 | 0 | 0 | 0 | 0 | 0
NSR AEP Consent - SO2 Cap Annual v5.13 | 587 | 7371 | Rate Constraint in MTons | FALSE | L | Annual | Allowances Withdrawn (1:1) | Thousand Tons | 0 | 0 | 0 | 0 | 0 | 0 | 0
NSR AEP Consent - SO2 Cap Annual v5.13 | 587 | 7371 | Rate Constraint in MTons | FALSE | L | Annual | Allowances Withdrawn (1:n) | Thousand Tons | 0 | 0 | 0 | 0 | 0 | 0 | 0
NSR AEP Consent - SO2 Cap Annual v5.13 | 587 | 7371 | Rate Constraint in MTons | FALSE | L | Annual | Total | Thousand Tons | 48.7941 | 47.1326 | 45.3374 | 45.8806 | 43.5681 | 29.5233 | 33.7739
NSR AEP Consent - SO2 Cap Annual v5.13 | 587 | 7371 | Rate Constraint in MTons | FALSE | L | Annual | Fuel Consumed | TBtu | 653.651 | 602.5548 | 602.6028 | 602.6028 | 493.2581 | 300.322 | 328.712
NSR AEP Consent - SO2 Cap Annual v5.13 | 587 | 7371 | Rate Constraint in MTons | FALSE | L | Annual | Rate | lb/MMBtu | 0.1493 | 0.15644 | 0.15047 | 0.15227 | 0.17665 | 0.19661 | 0.20549
NSR AEP Consent - SO2 Cap Annual v5.13 | 587 | 7371 | Rate Constraint in MTons | FALSE | L | Annual | Generation | TWh | 65.5603 | 60.5203 | 57.1727 | 57.1727 | 49.6874 | 30.2861 | 33.1556
NSR AEP Consent - SO2 Cap Annual v5.13 | 587 | 7371 | Rate Constraint in MTons | FALSE | L | Annual | Qualifying Generation | TWh | 65.5603 | 60.5203 | 57.1727 | 57.1727 | 49.6874 | 30.2861 | 33.1556
NSR AEP Consent - SO2 Cap Annual v5.13 | 587 | 7371 | Rate Constraint in MTons | FALSE | L | Annual | Rate | lb/MWh | 1.4885 | 1.5576 | 1.586 | 1.605 | 1.7537 | 1.9496 | 2.0373
NSR AEP Consent - SO2 Cap Annual v5.13 | 587 | 7371 | Rate Constraint in MTons | FALSE | L | Annual | Constraint Shadow Price | US2022$/Ton | 0 | 0 | 0 | 0 | 0 | 0 | 0
NSR Big Cajun 2- NOx Cap Annual v5.13 | 588 | 7460 | Rate Constraint in MTons | FALSE | L | Annual | Seasons Included | Seasons | Winter, Spring, Summer, Fall | Winter, Spring, Summer, Fall | Winter, Spring, Summer, Fall | Winter, Spring, Summer, Fall | Winter, Spring, Summer, Fall | Winter, Spring, Summer, Fall | Winter, Spring, Summer, Fall
NSR Big Cajun 2- NOx Cap Annual v5.13 | 588 | 7460 | Rate Constraint in MTons | FALSE | L | Annual | Standard NOX | Thousand Tons | 8.95 | 8.95 | 8.95 | 8.95 | 8.95 | 8.95 | 8.95
NSR Big Cajun 2- NOx Cap Annual v5.13 | 588 | 7460 | Rate Constraint in MTons | FALSE | L | Annual | Emissions at Affected Plants NOX | Thousand Tons | 0.57059 | 1.6904 | 2.4172 | 2.4172 | 2.2132 | 1.9098 | 1.9098
NSR Big Cajun 2- NOx Cap Annual v5.13 | 588 | 7460 | Rate Constraint in MTons | FALSE | L | Annual | Allowances Purchased NOX | Thousand Tons | 0 | 0 | 0 | 0 | 0 | 0 | 0
NSR Big Cajun 2- NOx Cap Annual v5.13 | 588 | 7460 | Rate Constraint in MTons | FALSE | L | Annual | Allowances Sold NOX | Thousand Tons | 0 | 0 | 0 | 0 | 0 | 0 | 0
NSR Big Cajun 2- NOx Cap Annual v5.13 | 588 | 7460 | Rate Constraint in MTons | FALSE | L | Annual | Allowances Banked | Thousand Tons | 0 | 0 | 0 | 0 | 0 | 0 | 0
NSR Big Cajun 2- NOx Cap Annual v5.13 | 588 | 7460 | Rate Constraint in MTons | FALSE | L | Annual | Allowances Withdrawn (1:1) | Thousand Tons | 0 | 0 | 0 | 0 | 0 | 0 | 0
NSR Big Cajun 2- NOx Cap Annual v5.13 | 588 | 7460 | Rate Constraint in MTons | FALSE | L | Annual | Allowances Withdrawn (1:n) | Thousand Tons | 0 | 0 | 0 | 0 | 0 | 0 | 0
NSR Big Cajun 2- NOx Cap Annual v5.13 | 588 | 7460 | Rate Constraint in MTons | FALSE | L | Annual | Total | Thousand Tons | 0.57059 | 1.6904 | 2.4172 | 2.4172 | 2.2132 | 1.9098 | 1.9098
NSR Big Cajun 2- NOx Cap Annual v5.13 | 588 | 7460 | Rate Constraint in MTons | FALSE | L | Annual | Fuel Consumed | TBtu | 9.3425 | 27.6777 | 39.578 | 39.578 | 36.2368 | 31.2694 | 31.2694
NSR Big Cajun 2- NOx Cap Annual v5.13 | 588 | 7460 | Rate Constraint in MTons | FALSE | L | Annual | Rate | lb/MMBtu | 0.12215 | 0.12215 | 0.12215 | 0.12215 | 0.12215 | 0.12215 | 0.12215
NSR Big Cajun 2- NOx Cap Annual v5.13 | 588 | 7460 | Rate Constraint in MTons | FALSE | L | Annual | Generation | TWh | 0.89505 | 2.6516 | 3.7917 | 3.7917 | 3.4716 | 2.9957 | 2.9957
NSR Big Cajun 2- NOx Cap Annual v5.13 | 588 | 7460 | Rate Constraint in MTons | FALSE | L | Annual | Qualifying Generation | TWh | 0.89505 | 2.6516 | 3.7917 | 3.7917 | 3.4716 | 2.9957 | 2.9957
NSR Big Cajun 2- NOx Cap Annual v5.13 | 588 | 7460 | Rate Constraint in MTons | FALSE | L | Annual | Rate | lb/MWh | 1.275 | 1.275 | 1.275 | 1.275 | 1.275 | 1.275 | 1.275
NSR Big Cajun 2- NOx Cap Annual v5.13 | 588 | 7460 | Rate Constraint in MTons | FALSE | L | Annual | Constraint Shadow Price | US2022$/Ton | 0 | 0 | 0 | 0 | 0 | 0 | 0
NSR Big Cajun 2- SO2 Cap Annual v5.13 | 589 | 7458 | Rate Constraint in MTons | FALSE | L | Annual | Seasons Included | Seasons | Winter, Spring, Summer, Fall | Winter, Spring, Summer, Fall | Winter, Spring, Summer, Fall | Winter, Spring, Summer, Fall | Winter, Spring, Summer, Fall | Winter, Spring, Summer, Fall | Winter, Spring, Summer, Fall
NSR Big Cajun 2- SO2 Cap Annual v5.13 | 589 | 7458 | Rate Constraint in MTons | FALSE | L | Annual | Standard SO2 | Thousand Tons | 18.95 | 18.95 | 18.95 | 18.95 | 18.95 | 18.95 | 18.95
NSR Big Cajun 2- SO2 Cap Annual v5.13 | 589 | 7458 | Rate Constraint in MTons | FALSE | L | Annual | Emissions at Affected Plants SO2 | Thousand Tons | 2.0983 | 6.2163 | 8.8891 | 8.8891 | 8.1387 | 7.023 | 7.023
NSR Big Cajun 2- SO2 Cap Annual v5.13 | 589 | 7458 | Rate Constraint in MTons | FALSE | L | Annual | Allowances Purchased SO2 | Thousand Tons | 0 | 0 | 0 | 0 | 0 | 0 | 0
NSR Big Cajun 2- SO2 Cap Annual v5.13 | 589 | 7458 | Rate Constraint in MTons | FALSE | L | Annual | Allowances Sold SO2 | Thousand Tons | 0 | 0 | 0 | 0 | 0 | 0 | 0
NSR Big Cajun 2- SO2 Cap Annual v5.13 | 589 | 7458 | Rate Constraint in MTons | FALSE | L | Annual | Allowances Banked | Thousand Tons | 0 | 0 | 0 | 0 | 0 | 0 | 0
NSR Big Cajun 2- SO2 Cap Annual v5.13 | 589 | 7458 | Rate Constraint in MTons | FALSE | L | Annual | Allowances Withdrawn (1:1) | Thousand Tons | 0 | 0 | 0 | 0 | 0 | 0 | 0
NSR Big Cajun 2- SO2 Cap Annual v5.13 | 589 | 7458 | Rate Constraint in MTons | FALSE | L | Annual | Allowances Withdrawn (1:n) | Thousand Tons | 0 | 0 | 0 | 0 | 0 | 0 | 0
NSR Big Cajun 2- SO2 Cap Annual v5.13 | 589 | 7458 | Rate Constraint in MTons | FALSE | L | Annual | Total | Thousand Tons | 2.0983 | 6.2163 | 8.8891 | 8.8891 | 8.1387 | 7.023 | 7.023
NSR Big Cajun 2- SO2 Cap Annual v5.13 | 589 | 7458 | Rate Constraint in MTons | FALSE | L | Annual | Fuel Consumed | TBtu | 9.3425 | 27.6777 | 39.578 | 39.578 | 36.2368 | 31.2694 | 31.2694
NSR Big Cajun 2- SO2 Cap Annual v5.13 | 589 | 7458 | Rate Constraint in MTons | FALSE | L | Annual | Rate | lb/MMBtu | 0.44919 | 0.44919 | 0.44919 | 0.44919 | 0.44919 | 0.44919 | 0.44919
NSR Big Cajun 2- SO2 Cap Annual v5.13 | 589 | 7458 | Rate Constraint in MTons | FALSE | L | Annual | Generation | TWh | 0.89505 | 2.6516 | 3.7917 | 3.7917 | 3.4716 | 2.9957 | 2.9957
NSR Big Cajun 2- SO2 Cap Annual v5.13 | 589 | 7458 | Rate Constraint in MTons | FALSE | L | Annual | Qualifying Generation | TWh | 0.89505 | 2.6516 | 3.7917 | 3.7917 | 3.4716 | 2.9957 | 2.9957
NSR Big Cajun 2- SO2 Cap Annual v5.13 | 589 | 7458 | Rate Constraint in MTons | FALSE | L | Annual | Rate | lb/MWh | 4.6887 | 4.6887 | 4.6887 | 4.6887 | 4.6887 | 4.6887 | 4.6887
NSR Big Cajun 2- SO2 Cap Annual v5.13 | 589 | 7458 | Rate Constraint in MTons | FALSE | L | Annual | Constraint Shadow Price | US2022$/Ton | 0 | 0 | 0 | 0 | 0 | 0 | 0
NSR Big Cajun 2- Unit 1 - NOx Rate Annual v5.13 | 591 | 7459 | Rate Constraint in lbs/MMBtu | FALSE | L | Annual | Seasons Included | Seasons | Winter, Spring, Summer, Fall | Winter, Spring, Summer, Fall | Winter, Spring, Summer, Fall | Winter, Spring, Summer, Fall | Winter, Spring, Summer, Fall | Winter, Spring, Summer, Fall | Winter, Spring, Summer, Fall
NSR Big Cajun 2- Unit 1 - NOx Rate Annual v5.13 | 591 | 7459 | Rate Constraint in lbs/MMBtu | FALSE | L | Annual | Standard NOX | lb/MMBtu | 0.15 | 0.15 | 0.15 | 0.15 | 0.15 | 0.15 | 0.15
NSR Big Cajun 2- Unit 1 - NOx Rate Annual v5.13 | 591 | 7459 | Rate Constraint in lbs/MMBtu | FALSE | L | Annual | Emissions at Affected Plants NOX | Thousand Tons | 0 | 0 | 0 | 0 | 0 | 0 | 0
NSR Big Cajun 2- Unit 1 - NOx Rate Annual v5.13 | 591 | 7459 | Rate Constraint in lbs/MMBtu | FALSE | L | Annual | Allowances Purchased NOX | Thousand Tons | 0 | 0 | 0 | 0 | 0 | 0 | 0
NSR Big Cajun 2- Unit 1 - NOx Rate Annual v5.13 | 591 | 7459 | Rate Constraint in lbs/MMBtu | FALSE | L | Annual | Allowances Sold NOX | Thousand Tons | 0 | 0 | 0 | 0 | 0 | 0 | 0
NSR Big Cajun 2- Unit 1 - NOx Rate Annual v5.13 | 591 | 7459 | Rate Constraint in lbs/MMBtu | FALSE | L | Annual | Allowances Banked | Thousand Tons | 0 | 0 | 0 | 0 | 0 | 0 | 0
NSR Big Cajun 2- Unit 1 - NOx Rate Annual v5.13 | 591 | 7459 | Rate Constraint in lbs/MMBtu | FALSE | L | Annual | Allowances Withdrawn (1:1) | Thousand Tons | 0 | 0 | 0 | 0 | 0 | 0 | 0
NSR Big Cajun 2- Unit 1 - NOx Rate Annual v5.13 | 591 | 7459 | Rate Constraint in lbs/MMBtu | FALSE | L | Annual | Allowances Withdrawn (1:n) | Thousand Tons | 0 | 0 | 0 | 0 | 0 | 0 | 0
NSR Big Cajun 2- Unit 1 - NOx Rate Annual v5.13 | 591 | 7459 | Rate Constraint in lbs/MMBtu | FALSE | L | Annual | Total | Thousand Tons | 0 | 0 | 0 | 0 | 0 | 0 | 0
NSR Big Cajun 2- Unit 1 - NOx Rate Annual v5.13 | 591 | 7459 | Rate Constraint in lbs/MMBtu | FALSE | L | Annual | Fuel Consumed | TBtu | 0 | 0 | 0 | 0 | 0 | 0 | 0
NSR Big Cajun 2- Unit 1 - NOx Rate Annual v5.13 | 591 | 7459 | Rate Constraint in lbs/MMBtu | FALSE | L | Annual | Rate | lb/MMBtu | 0 | 0 | 0 | 0 | 0 | 0 | 0
NSR Big Cajun 2- Unit 1 - NOx Rate Annual v5.13 | 591 | 7459 | Rate Constraint in lbs/MMBtu | FALSE | L | Annual | Generation | TWh | 0 | 0 | 0 | 0 | 0 | 0 | 0
NSR Big Cajun 2- Unit 1 - NOx Rate Annual v5.13 | 591 | 7459 | Rate Constraint in lbs/MMBtu | FALSE | L | Annual | Qualifying Generation | TWh | 0 | 0 | 0 | 0 | 0 | 0 | 0
NSR Big Cajun 2- Unit 1 - NOx Rate Annual v5.13 | 591 | 7459 | Rate Constraint in lbs/MMBtu | FALSE | L | Annual | Rate | lb/MWh | 0 | 0 | 0 | 0 | 0 | 0 | 0
NSR Big Cajun 2- Unit 1 - NOx Rate Annual v5.13 | 591 | 7459 | Rate Constraint in lbs/MMBtu | FALSE | L | Annual | Constraint Shadow Price | US2022$/Ton | 0 | 0 | 0 | 0 | 0 | 0 | 0
NSR Big Cajun 2- Unit 1 - SO2 Rate Annual v5.13 | 592 | 7457 | Rate Constraint in lbs/MMBtu | FALSE | L | Annual | Seasons Included | Seasons | Winter, Spring, Summer, Fall | Winter, Spring, Summer, Fall | Winter, Spring, Summer, Fall | Winter, Spring, Summer, Fall | Winter, Spring, Summer, Fall | Winter, Spring, Summer, Fall | Winter, Spring, Summer, Fall
NSR Big Cajun 2- Unit 1 - SO2 Rate Annual v5.13 | 592 | 7457 | Rate Constraint in lbs/MMBtu | FALSE | L | Annual | Standard SO2 | lb/MMBtu | 0.07 | 0.07 | 0.07 | 0.07 | 0.07 | 0.07 | 0.07
NSR Big Cajun 2- Unit 1 - SO2 Rate Annual v5.13 | 592 | 7457 | Rate Constraint in lbs/MMBtu | FALSE | L | Annual | Emissions at Affected Plants SO2 | Thousand Tons | 0 | 0 | 0 | 0 | 0 | 0 | 0
NSR Big Cajun 2- Unit 1 - SO2 Rate Annual v5.13 | 592 | 7457 | Rate Constraint in lbs/MMBtu | FALSE | L | Annual | Allowances Purchased SO2 | Thousand Tons | 0 | 0 | 0 | 0 | 0 | 0 | 0
NSR Big Cajun 2- Unit 1 - SO2 Rate Annual v5.13 | 592 | 7457 | Rate Constraint in lbs/MMBtu | FALSE | L | Annual | Allowances Sold SO2 | Thousand Tons | 0 | 0 | 0 | 0 | 0 | 0 | 0
NSR Big Cajun 2- Unit 1 - SO2 Rate Annual v5.13 | 592 | 7457 | Rate Constraint in lbs/MMBtu | FALSE | L | Annual | Allowances Banked | Thousand Tons | 0 | 0 | 0 | 0 | 0 | 0 | 0
NSR Big Cajun 2- Unit 1 - SO2 Rate Annual v5.13 | 592 | 7457 | Rate Constraint in lbs/MMBtu | FALSE | L | Annual | Allowances Withdrawn (1:1) | Thousand Tons | 0 | 0 | 0 | 0 | 0 | 0 | 0
NSR Big Cajun 2- Unit 1 - SO2 Rate Annual v5.13 | 592 | 7457 | Rate Constraint in lbs/MMBtu | FALSE | L | Annual | Allowances Withdrawn (1:n) | Thousand Tons | 0 | 0 | 0 | 0 | 0 | 0 | 0
NSR Big Cajun 2- Unit 1 - SO2 Rate Annual v5.13 | 592 | 7457 | Rate Constraint in lbs/MMBtu | FALSE | L | Annual | Total | Thousand Tons | 0 | 0 | 0 | 0 | 0 | 0 | 0
NSR Big Cajun 2- Unit 1 - SO2 Rate Annual v5.13 | 592 | 7457 | Rate Constraint in lbs/MMBtu | FALSE | L | Annual | Fuel Consumed | TBtu | 0 | 0 | 0 | 0 | 0 | 0 | 0
NSR Big Cajun 2- Unit 1 - SO2 Rate Annual v5.13 | 592 | 7457 | Rate Constraint in lbs/MMBtu | FALSE | L | Annual | Rate | lb/MMBtu | 0 | 0 | 0 | 0 | 0 | 0 | 0
NSR Big Cajun 2- Unit 1 - SO2 Rate Annual v5.13 | 592 | 7457 | Rate Constraint in lbs/MMBtu | FALSE | L | Annual | Generation | TWh | 0 | 0 | 0 | 0 | 0 | 0 | 0
NSR Big Cajun 2- Unit 1 - SO2 Rate Annual v5.13 | 592 | 7457 | Rate Constraint in lbs/MMBtu | FALSE | L | Annual | Qualifying Generation | TWh | 0 | 0 | 0 | 0 | 0 | 0 | 0
NSR Big Cajun 2- Unit 1 - SO2 Rate Annual v5.13 | 592 | 7457 | Rate Constraint in lbs/MMBtu | FALSE | L | Annual | Rate | lb/MWh | 0 | 0 | 0 | 0 | 0 | 0 | 0
NSR Big Cajun 2- Unit 1 - SO2 Rate Annual v5.13 | 592 | 7457 | Rate Constraint in lbs/MMBtu | FALSE | L | Annual | Constraint Shadow Price | US2022$/Ton | 0 | 6244.8112 | 22028.5928 | 23400.7114 | 39663.2117 | 30564.8982 | 12285.6984
NSR Big Cajun 2- Unit 3 - NOx Rate Annual v5.13 | 594 | 7461 | Rate Constraint in lbs/MMBtu | FALSE | L | Annual | Seasons Included | Seasons | Winter, Spring, Summer, Fall | Winter, Spring, Summer, Fall | Winter, Spring, Summer, Fall | Winter, Spring, Summer, Fall | Winter, Spring, Summer, Fall | Winter, Spring, Summer, Fall | Winter, Spring, Summer, Fall
NSR Big Cajun 2- Unit 3 - NOx Rate Annual v5.13 | 594 | 7461 | Rate Constraint in lbs/MMBtu | FALSE | L | Annual | Standard NOX | lb/MMBtu | 0.135 | 0.135 | 0.135 | 0.135 | 0.135 | 0.135 | 0.135
NSR Big Cajun 2- Unit 3 - NOx Rate Annual v5.13 | 594 | 7461 | Rate Constraint in lbs/MMBtu | FALSE | L | Annual | Emissions at Affected Plants NOX | Thousand Tons | 0.57059 | 1.6904 | 2.4172 | 2.4172 | 2.2132 | 1.9098 | 1.9098
NSR Big Cajun 2- Unit 3 - NOx Rate Annual v5.13 | 594 | 7461 | Rate Constraint in lbs/MMBtu | FALSE | L | Annual | Allowances Purchased NOX | Thousand Tons | 0 | 0 | 0 | 0 | 0 | 0 | 0
NSR Big Cajun 2- Unit 3 - NOx Rate Annual v5.13 | 594 | 7461 | Rate Constraint in lbs/MMBtu | FALSE | L | Annual | Allowances Sold NOX | Thousand Tons | 0 | 0 | 0 | 0 | 0 | 0 | 0
NSR Big Cajun 2- Unit 3 - NOx Rate Annual v5.13 | 594 | 7461 | Rate Constraint in lbs/MMBtu | FALSE | L | Annual | Allowances Banked | Thousand Tons | 0 | 0 | 0 | 0 | 0 | 0 | 0
NSR Big Cajun 2- Unit 3 - NOx Rate Annual v5.13 | 594 | 7461 | Rate Constraint in lbs/MMBtu | FALSE | L | Annual | Allowances Withdrawn (1:1) | Thousand Tons | 0 | 0 | 0 | 0 | 0 | 0 | 0
NSR Big Cajun 2- Unit 3 - NOx Rate Annual v5.13 | 594 | 7461 | Rate Constraint in lbs/MMBtu | FALSE | L | Annual | Allowances Withdrawn (1:n) | Thousand Tons | 0 | 0 | 0 | 0 | 0 | 0 | 0
NSR Big Cajun 2- Unit 3 - NOx Rate Annual v5.13 | 594 | 7461 | Rate Constraint in lbs/MMBtu | FALSE | L | Annual | Total | Thousand Tons | 0.57059 | 1.6904 | 2.4172 | 2.4172 | 2.2132 | 1.9098 | 1.9098
NSR Big Cajun 2- Unit 3 - NOx Rate Annual v5.13 | 594 | 7461 | Rate Constraint in lbs/MMBtu | FALSE | L | Annual | Fuel Consumed | TBtu | 9.3425 | 27.6777 | 39.578 | 39.578 | 36.2368 | 31.2694 | 31.2694
NSR Big Cajun 2- Unit 3 - NOx Rate Annual v5.13 | 594 | 7461 | Rate Constraint in lbs/MMBtu | FALSE | L | Annual | Rate | lb/MMBtu | 0.12215 | 0.12215 | 0.12215 | 0.12215 | 0.12215 | 0.12215 | 0.12215
NSR Big Cajun 2- Unit 3 - NOx Rate Annual v5.13 | 594 | 7461 | Rate Constraint in lbs/MMBtu | FALSE | L | Annual | Generation | TWh | 0.89505 | 2.6516 | 3.7917 | 3.7917 | 3.4716 | 2.9957 | 2.9957
NSR Big Cajun 2- Unit 3 - NOx Rate Annual v5.13 | 594 | 7461 | Rate Constraint in lbs/MMBtu | FALSE | L | Annual | Qualifying Generation | TWh | 0.89505 | 2.6516 | 3.7917 | 3.7917 | 3.4716 | 2.9957 | 2.9957
NSR Big Cajun 2- Unit 3 - NOx Rate Annual v5.13 | 594 | 7461 | Rate Constraint in lbs/MMBtu | FALSE | L | Annual | Rate | lb/MWh | 1.275 | 1.275 | 1.275 | 1.275 | 1.275 | 1.275 | 1.275
NSR Big Cajun 2- Unit 3 - NOx Rate Annual v5.13 | 594 | 7461 | Rate Constraint in lbs/MMBtu | FALSE | L | Annual | Constraint Shadow Price | US2022$/Ton | 0 | 0 | 0 | 0 | 0 | 0 | 0
NSR Boswell 1-3 - SO2 Rate Annual v5.14 | 596 | 7484 | Rate Constraint in lbs/MMBtu | FALSE | L | Annual | Seasons Included | Seasons | Winter, Spring, Summer, Fall | Winter, Spring, Summer, Fall | Winter, Spring, Summer, Fall | Winter, Spring, Summer, Fall | Winter, Spring, Summer, Fall | Winter, Spring, Summer, Fall | Winter, Spring, Summer, Fall
NSR Boswell 1-3 - SO2 Rate Annual v5.14 | 596 | 7484 | Rate Constraint in lbs/MMBtu | FALSE | L | Annual | Standard SO2 | lb/MMBtu | 0.03 | 0.03 | 0.03 | 0.03 | 0.03 | 0.03 | 0.03
NSR Boswell 1-3 - SO2 Rate Annual v5.14 | 596 | 7484 | Rate Constraint in lbs/MMBtu | FALSE | L | Annual | Emissions at Affected Plants SO2 | Thousand Tons | 0.17092 | 0.1874 | 0.1874 | 0.1874 | 0.15741 | 0.14213 | 0.15214
NSR Boswell 1-3 - SO2 Rate Annual v5.14 | 596 | 7484 | Rate Constraint in lbs/MMBtu | FALSE | L | Annual | Allowances Purchased SO2 | Thousand Tons | 0 | 0 | 0 | 0 | 0 | 0 | 0
NSR Boswell 1-3 - SO2 Rate Annual v5.14 | 596 | 7484 | Rate Constraint in lbs/MMBtu | FALSE | L | Annual | Allowances Sold SO2 | Thousand Tons | 0 | 0 | 0 | 0 | 0 | 0 | 0
NSR Boswell 1-3 - SO2 Rate Annual v5.14 | 596 | 7484 | Rate Constraint in lbs/MMBtu | FALSE | L | Annual | Allowances Banked | Thousand Tons | 0 | 0 | 0 | 0 | 0 | 0 | 0
NSR Boswell 1-3 - SO2 Rate Annual v5.14 | 596 | 7484 | Rate Constraint in lbs/MMBtu | FALSE | L | Annual | Allowances Withdrawn (1:1) | Thousand Tons | 0 | 0 | 0 | 0 | 0 | 0 | 0
NSR Boswell 1-3 - SO2 Rate Annual v5.14 | 596 | 7484 | Rate Constraint in lbs/MMBtu | FALSE | L | Annual | Allowances Withdrawn (1:n) | Thousand Tons | 0 | 0 | 0 | 0 | 0 | 0 | 0
NSR Boswell 1-3 - SO2 Rate Annual v5.14 | 596 | 7484 | Rate Constraint in lbs/MMBtu | FALSE | L | Annual | Total | Thousand Tons | 0.17092 | 0.1874 | 0.1874 | 0.1874 | 0.15741 | 0.14213 | 0.15214
NSR Boswell 1-3 - SO2 Rate Annual v5.14 | 596 | 7484 | Rate Constraint in lbs/MMBtu | FALSE | L | Annual | Fuel Consumed | TBtu | 22.956 | 25.1686 | 25.1686 | 25.1686 | 21.1412 | 19.0892 | 20.4339
NSR Boswell 1-3 - SO2 Rate Annual v5.14 | 596 | 7484 | Rate Constraint in lbs/MMBtu | FALSE | L | Annual | Rate | lb/MMBtu | 0.014891 | 0.014891 | 0.014891 | 0.014891 | 0.014891 | 0.014891 | 0.014891
NSR Boswell 1-3 - SO2 Rate Annual v5.14 | 596 | 7484 | Rate Constraint in lbs/MMBtu | FALSE | L | Annual | Generation | TWh | 2.1659 | 2.3746 | 2.3746 | 2.3746 | 1.9946 | 1.801 | 1.9279
NSR Boswell 1-3 - SO2 Rate Annual v5.14 | 596 | 7484 | Rate Constraint in lbs/MMBtu | FALSE | L | Annual | Qualifying Generation | TWh | 2.1659 | 2.3746 | 2.3746 | 2.3746 | 1.9946 | 1.801 | 1.9279
NSR Boswell 1-3 - SO2 Rate Annual v5.14 | 596 | 7484 | Rate Constraint in lbs/MMBtu | FALSE | L | Annual | Rate | lb/MWh | 0.15783 | 0.15783 | 0.15783 | 0.15783 | 0.15783 | 0.15783 | 0.15783
NSR Boswell 1-3 - SO2 Rate Annual v5.14 | 596 | 7484 | Rate Constraint in lbs/MMBtu | FALSE | L | Annual | Constraint Shadow Price | US2022$/Ton | 0 | 0 | 0 | 0 | 0 | 0 | 0
NSR Boswell 3 - NOX Rate Annual v5.14 | 597 | 7485 | Rate Constraint in lbs/MMBtu | FALSE | L | Annual | Seasons Included | Seasons | Winter, Spring, Summer, Fall | Winter, Spring, Summer, Fall | Winter, Spring, Summer, Fall | Winter, Spring, Summer, Fall | Winter, Spring, Summer, Fall | Winter, Spring, Summer, Fall | Winter, Spring, Summer, Fall
NSR Boswell 3 - NOX Rate Annual v5.14 | 597 | 7485 | Rate Constraint in lbs/MMBtu | FALSE | L | Annual | Standard NOX | lb/MMBtu | 0.06 | 0.06 | 0.06 | 0.06 | 0.06 | 0.06 | 0.06
NSR Boswell 3 - NOX Rate Annual v5.14 | 597 | 7485 | Rate Constraint in lbs/MMBtu | FALSE | L | Annual | Emissions at Affected Plants NOX | Thousand Tons | 0.65241 | 0.71529 | 0.71529 | 0.71529 | 0.60083 | 0.54251 | 0.58073
NSR Boswell 3 - NOX Rate Annual v5.14 | 597 | 7485 | Rate Constraint in lbs/MMBtu | FALSE | L | Annual | Allowances Purchased NOX | Thousand Tons | 0 | 0 | 0 | 0 | 0 | 0 | 0
NSR Boswell 3 - NOX Rate Annual v5.14 | 597 | 7485 | Rate Constraint in lbs/MMBtu | FALSE | L | Annual | Allowances Sold NOX | Thousand Tons | 0 | 0 | 0 | 0 | 0 | 0 | 0
NSR Boswell 3 - NOX Rate Annual v5.14 | 597 | 7485 | Rate Constraint in lbs/MMBtu | FALSE | L | Annual | Allowances Banked | Thousand Tons | 0 | 0 | 0 | 0 | 0 | 0 | 0
NSR Boswell 3 - NOX Rate Annual v5.14 | 597 | 7485 | Rate Constraint in lbs/MMBtu | FALSE | L | Annual | Allowances Withdrawn (1:1) | Thousand Tons | 0 | 0 | 0 | 0 | 0 | 0 | 0
NSR Boswell 3 - NOX Rate Annual v5.14 | 597 | 7485 | Rate Constraint in lbs/MMBtu | FALSE | L | Annual | Allowances Withdrawn (1:n) | Thousand Tons | 0 | 0 | 0 | 0 | 0 | 0 | 0
NSR Boswell 3 - NOX Rate Annual v5.14 | 597 | 7485 | Rate Constraint in lbs/MMBtu | FALSE | L | Annual | Total | Thousand Tons | 0.65241 | 0.71529 | 0.71529 | 0.71529 | 0.60083 | 0.54251 | 0.58073
NSR Boswell 3 - NOX Rate Annual v5.14 | 597 | 7485 | Rate Constraint in lbs/MMBtu | FALSE | L | Annual | Fuel Consumed | TBtu | 22.956 | 25.1686 | 25.1686 | 25.1686 | 21.1412 | 19.0892 | 20.4339
NSR Boswell 3 - NOX Rate Annual v5.14 | 597 | 7485 | Rate Constraint in lbs/MMBtu | FALSE | L | Annual | Rate | lb/MMBtu | 0.05684 | 0.05684 | 0.05684 | 0.05684 | 0.05684 | 0.05684 | 0.05684
NSR Boswell 3 - NOX Rate Annual v5.14 | 597 | 7485 | Rate Constraint in lbs/MMBtu | FALSE | L | Annual | Generation | TWh | 2.1659 | 2.3746 | 2.3746 | 2.3746 | 1.9946 | 1.801 | 1.9279
NSR Boswell 3 - NOX Rate Annual v5.14 | 597 | 7485 | Rate Constraint in lbs/MMBtu | FALSE | L | Annual | Qualifying Generation | TWh | 2.1659 | 2.3746 | 2.3746 | 2.3746 | 1.9946 | 1.801 | 1.9279
NSR Boswell 3 - NOX Rate Annual v5.14 | 597 | 7485 | Rate Constraint in lbs/MMBtu | FALSE | L | Annual | Rate | lb/MWh | 0.60245 | 0.60245 | 0.60245 | 0.60245 | 0.60245 | 0.60245 | 0.60245
NSR Boswell 3 - NOX Rate Annual v5.14 | 597 | 7485 | Rate Constraint in lbs/MMBtu | FALSE | L | Annual | Constraint Shadow Price | US2022$/Ton | 0 | 0 | 0 | 0 | 0 | 0 | 0
NSR Boswell 4 - NOX Rate Annual v5.14 | 598 | 7487 | Rate Constraint in lbs/MMBtu | FALSE | L | Annual | Seasons Included | Seasons | Winter, Spring, Summer, Fall | Winter, Spring, Summer, Fall | Winter, Spring, Summer, Fall | Winter, Spring, Summer, Fall | Winter, Spring, Summer, Fall | Winter, Spring, Summer, Fall | Winter, Spring, Summer, Fall
NSR Boswell 4 - NOX Rate Annual v5.14 | 598 | 7487 | Rate Constraint in lbs/MMBtu | FALSE | L | Annual | Standard NOX | lb/MMBtu | 0.12 | 0.12 | 0.12 | 0.12 | 0.12 | 0.12 | 0.12
NSR Boswell 4 - NOX Rate Annual v5.14 | 598 | 7487 | Rate Constraint in lbs/MMBtu | FALSE | L | Annual | Emissions at Affected Plants NOX | Thousand Tons | 1.9522 | 2.1968 | 2.1968 | 2.1968 | 1.8453 | 1.5769 | 1.5965
NSR Boswell 4 - NOX Rate Annual v5.14 | 598 | 7487 | Rate Constraint in lbs/MMBtu | FALSE | L | Annual | Allowances Purchased NOX | Thousand Tons | 0 | 0 | 0 | 0 | 0 | 0 | 0
NSR Boswell 4 - NOX Rate Annual v5.14 | 598 | 7487 | Rate Constraint in lbs/MMBtu | FALSE | L | Annual | Allowances Sold NOX | Thousand Tons | 0 | 0 | 0 | 0 | 0 | 0 | 0
NSR Boswell 4 - NOX Rate Annual v5.14 | 598 | 7487 | Rate Constraint in lbs/MMBtu | FALSE | L | Annual | Allowances Banked | Thousand Tons | 0 | 0 | 0 | 0 | 0 | 0 | 0
NSR Boswell 4 - NOX Rate Annual v5.14 | 598 | 7487 | Rate Constraint in lbs/MMBtu | FALSE | L | Annual | Allowances Withdrawn (1:1) | Thousand Tons | 0 | 0 | 0 | 0 | 0 | 0 | 0
NSR Boswell 4 - NOX Rate Annual v5.14 | 598 | 7487 | Rate Constraint in lbs/MMBtu | FALSE | L | Annual | Allowances Withdrawn (1:n) | Thousand Tons | 0 | 0 | 0 | 0 | 0 | 0 | 0
NSR Boswell 4 - NOX Rate Annual v5.14 | 598 | 7487 | Rate Constraint in lbs/MMBtu | FALSE | L | Annual | Total | Thousand Tons | 1.9522 | 2.1968 | 2.1968 | 2.1968 | 1.8453 | 1.5769 | 1.5965
NSR Boswell 4 - NOX Rate Annual v5.14 | 598 | 7487 | Rate Constraint in lbs/MMBtu | FALSE | L | Annual | Fuel Consumed | TBtu | 37.6511 | 42.368 | 42.368 | 42.368 | 35.5894 | 30.4118 | 30.7906
NSR Boswell 4 - NOX Rate Annual v5.14 | 598 | 7487 | Rate Constraint in lbs/MMBtu | FALSE | L | Annual | Rate | lb/MMBtu | 0.1037 | 0.1037 | 0.1037 | 0.1037 | 0.1037 | 0.1037 | 0.1037
NSR Boswell 4 - NOX Rate Annual v5.14 | 598 | 7487 | Rate Constraint in lbs/MMBtu | FALSE | L | Annual | Generation | TWh | 3.539 | 3.9823 | 3.9823 | 3.9823 | 3.3452 | 2.8585 | 2.8941
NSR Boswell 4 - NOX Rate Annual v5.14 | 598 | 7487 | Rate Constraint in lbs/MMBtu | FALSE | L | Annual | Qualifying Generation | TWh | 3.539 | 3.9823 | 3.9823 | 3.9823 | 3.3452 | 2.8585 | 2.8941
NSR Boswell 4 - NOX Rate Annual v5.14 | 598 | 7487 | Rate Constraint in lbs/MMBtu | FALSE | L | Annual | Rate | lb/MWh | 1.1033 | 1.1033 | 1.1033 | 1.1033 | 1.1033 | 1.1033 | 1.1033
NSR Boswell 4 - NOX Rate Annual v5.14 | 598 | 7487 | Rate Constraint in lbs/MMBtu | FALSE | L | Annual | Constraint Shadow Price | US2022$/Ton | 0 | 0 | 0 | 0 | 0 | 0 | 0
NSR Boswell 4 - SO2 Rate Annual v5.14 | 599 | 7486 | Rate Constraint in lbs/MMBtu | FALSE | L | Annual | Seasons Included | Seasons | Winter, Spring, Summer, Fall | Winter, Spring, Summer, Fall | Winter, Spring, Summer, Fall | Winter, Spring, Summer, Fall | Winter, Spring, Summer, Fall | Winter, Spring, Summer, Fall | Winter, Spring, Summer, Fall
NSR Boswell 4 - SO2 Rate Annual v5.14 | 599 | 7486 | Rate Constraint in lbs/MMBtu | FALSE | L | Annual | Standard SO2 | lb/MMBtu | 0.03 | 0.03 | 0.03 | 0.03 | 0.03 | 0.03 | 0.03
NSR Boswell 4 - SO2 Rate Annual v5.14 | 599 | 7486 | Rate Constraint in lbs/MMBtu | FALSE | L | Annual | Emissions at Affected Plants SO2 | Thousand Tons | 0.51142 | 0.57548 | 0.57548 | 0.57548 | 0.48341 | 0.41308 | 0.41823
NSR Boswell 4 - SO2 Rate Annual v5.14 | 599 | 7486 | Rate Constraint in lbs/MMBtu | FALSE | L | Annual | Allowances Purchased SO2 | Thousand Tons | 0 | 0 | 0 | 0 | 0 | 0 | 0
NSR Boswell 4 - SO2 Rate Annual v5.14 | 599 | 7486 | Rate Constraint in lbs/MMBtu | FALSE | L | Annual | Allowances Sold SO2 | Thousand Tons | 0 | 0 | 0 | 0 | 0 | 0 | 0
NSR Boswell 4 - SO2 Rate Annual v5.14 | 599 | 7486 | Rate Constraint in lbs/MMBtu | FALSE | L | Annual | Allowances Banked | Thousand Tons | 0 | 0 | 0 | 0 | 0 | 0 | 0
NSR Boswell 4 - SO2 Rate Annual v5.14 | 599 | 7486 | Rate Constraint in lbs/MMBtu | FALSE | L | Annual | Allowances Withdrawn (1:1) | Thousand Tons | 0 | 0 | 0 | 0 | 0 | 0 | 0
NSR Boswell 4 - SO2 Rate Annual v5.14 | 599 | 7486 | Rate Constraint in lbs/MMBtu | FALSE | L | Annual | Allowances Withdrawn (1:n) | Thousand Tons | 0 | 0 | 0 | 0 | 0 | 0 | 0
NSR Boswell 4 - SO2 Rate Annual v5.14 | 599 | 7486 | Rate Constraint in lbs/MMBtu | FALSE | L | Annual | Total | Thousand Tons | 0.51142 | 0.57548 | 0.57548 | 0.57548 | 0.48341 | 0.41308 | 0.41823
NSR Boswell 4 - SO2 Rate Annual v5.14 | 599 | 7486 | Rate Constraint in lbs/MMBtu | FALSE | L | Annual | Fuel Consumed | TBtu | 37.6511 | 42.368 | 42.368 | 42.368 | 35.5894 | 30.4118 | 30.7906
NSR Boswell 4 - SO2 Rate Annual v5.14 | 599 | 7486 | Rate Constraint in lbs/MMBtu | FALSE | L | Annual | Rate | lb/MMBtu | 0.027166 | 0.027166 | 0.027166 | 0.027166 | 0.027166 | 0.027166 | 0.027166
NSR Boswell 4 - SO2 Rate Annual v5.14 | 599 | 7486 | Rate Constraint in lbs/MMBtu | FALSE | L | Annual | Generation | TWh | 3.539 | 3.9823 | 3.9823 | 3.9823 | 3.3452 | 2.8585 | 2.8941
NSR Boswell 4 - SO2 Rate Annual v5.14 | 599 | 7486 | Rate Constraint in lbs/MMBtu | FALSE | L | Annual | Qualifying Generation | TWh | 3.539 | 3.9823 | 3.9823 | 3.9823 | 3.3452 | 2.8585 | 2.8941
NSR Boswell 4 - SO2 Rate Annual v5.14 | 599 | 7486 | Rate Constraint in lbs/MMBtu | FALSE | L | Annual | Rate | lb/MWh | 0.28902 | 0.28902 | 0.28902 | 0.28902 | 0.28902 | 0.28902 | 0.28902
NSR Boswell 4 - SO2 Rate Annual v5.14 | 599 | 7486 | Rate Constraint in lbs/MMBtu | FALSE | L | Annual | Constraint Shadow Price | US2022$/Ton | 0 | 0 | 0 | 0 | 0 | 0 | 0
NSR Burlington Unit 1 SO2 Rate v5.16 | 600 | 7672 | Rate Constraint in lbs/MMBtu | FALSE | L | Annual | Seasons Included | Seasons | Winter, Spring, Summer, Fall | Winter, Spring, Summer, Fall | Winter, Spring, Summer, Fall | Winter, Spring, Summer, Fall | Winter, Spring, Summer, Fall | Winter, Spring, Summer, Fall | Winter, Spring, Summer, Fall
NSR Burlington Unit 1 SO2 Rate v5.16 | 600 | 7672 | Rate Constraint in lbs/MMBtu | FALSE | L | Annual | Standard SO2 | lb/MMBtu | 0.75 | 0.75 | 0.75 | 0.75 | 0.75 | 0.75 | 0.75
NSR Burlington Unit 1 SO2 Rate v5.16 | 600 | 7672 | Rate Constraint in lbs/MMBtu | FALSE | L | Annual | Emissions at Affected Plants SO2 | Thousand Tons | 0 | 0 | 0 | 0 | 0 | 0 | 0
NSR Burlington Unit 1 SO2 Rate v5.16 | 600 | 7672 | Rate Constraint in lbs/MMBtu | FALSE | L | Annual | Allowances Purchased SO2 | Thousand Tons | 0 | 0 | 0 | 0 | 0 | 0 | 0
NSR Burlington Unit 1 SO2 Rate v5.16 | 600 | 7672 | Rate Constraint in lbs/MMBtu | FALSE | L | Annual | Allowances Sold SO2 | Thousand Tons | 0 | 0 | 0 | 0 | 0 | 0 | 0
NSR Burlington Unit 1 SO2 Rate v5.16 | 600 | 7672 | Rate Constraint in lbs/MMBtu | FALSE | L | Annual | Allowances Banked | Thousand Tons | 0 | 0 | 0 | 0 | 0 | 0 | 0
NSR Burlington Unit 1 SO2 Rate v5.16 | 600 | 7672 | Rate Constraint in lbs/MMBtu | FALSE | L | Annual | Allowances Withdrawn (1:1) | Thousand Tons | 0 | 0 | 0 | 0 | 0 | 0 | 0
NSR Burlington Unit 1 SO2 Rate v5.16 | 600 | 7672 | Rate Constraint in lbs/MMBtu | FALSE | L | Annual | Allowances Withdrawn (1:n) | Thousand Tons | 0 | 0 | 0 | 0 | 0 | 0 | 0
NSR Burlington Unit 1 SO2 Rate v5.16 | 600 | 7672 | Rate Constraint in lbs/MMBtu | FALSE | L | Annual | Total | Thousand Tons | 0 | 0 | 0 | 0 | 0 | 0 | 0
NSR Burlington Unit 1 SO2 Rate v5.16 | 600 | 7672 | Rate Constraint in lbs/MMBtu | FALSE | L | Annual | Fuel Consumed | TBtu | 0 | 0 | 0 | 0 | 0 | 0 | 0
NSR Burlington Unit 1 SO2 Rate v5.16 | 600 | 7672 | Rate Constraint in lbs/MMBtu | FALSE | L | Annual | Rate | lb/MMBtu | 0 | 0 | 0 | 0 | 0 | 0 | 0
NSR Burlington Unit 1 SO2 Rate v5.16 | 600 | 7672 | Rate Constraint in lbs/MMBtu | FALSE | L | Annual | Generation | TWh | 0 | 0 | 0 | 0 | 0 | 0 | 0
NSR Burlington Unit 1 SO2 Rate v5.16 | 600 | 7672 | Rate Constraint in lbs/MMBtu | FALSE | L | Annual | Qualifying Generation | TWh | 0 | 0 | 0 | 0 | 0 | 0 | 0
NSR Burlington Unit 1 SO2 Rate v5.16 | 600 | 7672 | Rate Constraint in lbs/MMBtu | FALSE | L | Annual | Rate | lb/MWh | 0 | 0 | 0 | 0 | 0 | 0 | 0
NSR Burlington Unit 1 SO2 Rate v5.16 | 600 | 7672 | Rate Constraint in lbs/MMBtu | FALSE | L | Annual | Constraint Shadow Price | US2022$/Ton | 0 | 0 | 0 | 0 | 0 | 0 | 0
NSR Clifty Creek 1-6 - SO2 Cap Annual v5.16 | 601 | 7502 | Rate Constraint in MTons | FALSE | L | Annual | Seasons Included | Seasons | Winter, Spring, Summer, Fall | Winter, Spring, Summer, Fall | Winter, Spring, Summer, Fall | Winter, Spring, Summer, Fall | Winter, Spring, Summer, Fall | Winter, Spring, Summer, Fall | Winter, Spring, Summer, Fall
NSR Clifty Creek 1-6 - SO2 Cap Annual v5.16 | 601 | 7502 | Rate Constraint in MTons | FALSE | L | Annual | Standard SO2 | Thousand Tons | 11.503 | 11.503 | 11.503 | 11.503 | 11.503 | 11.503 | 11.503
NSR Clifty Creek 1-6 - SO2 Cap Annual v5.16 | 601 | 7502 | Rate Constraint in MTons | FALSE | L | Annual | Emissions at Affected Plants SO2 | Thousand Tons | 3.2117 | 2.8629 | 0 | 0 | 0 | 0 | 0
NSR Clifty Creek 1-6 - SO2 Cap Annual v5.16 | 601 | 7502 | Rate Constraint in MTons | FALSE | L | Annual | Allowances Purchased SO2 | Thousand Tons | 0 | 0 | 0 | 0 | 0 | 0 | 0
NSR Clifty Creek 1-6 - SO2 Cap Annual v5.16 | 601 | 7502 | Rate Constraint in MTons | FALSE | L | Annual | Allowances Sold SO2 | Thousand Tons | 0 | 0 | 0 | 0 | 0 | 0 | 0
NSR Clifty Creek 1-6 - SO2 Cap Annual v5.16 | 601 | 7502 | Rate Constraint in MTons | FALSE | L | Annual | Allowances Banked | Thousand Tons | 0 | 0 | 0 | 0 | 0 | 0 | 0
NSR Clifty Creek 1-6 - SO2 Cap Annual v5.16 | 601 | 7502 | Rate Constraint in MTons | FALSE | L | Annual | Allowances Withdrawn (1:1) | Thousand Tons | 0 | 0 | 0 | 0 | 0 | 0 | 0
NSR Clifty Creek 1-6 - SO2 Cap Annual v5.16 | 601 | 7502 | Rate Constraint in MTons | FALSE | L | Annual | Allowances Withdrawn (1:n) | Thousand Tons | 0 | 0 | 0 | 0 | 0 | 0 | 0
NSR Clifty Creek 1-6 - SO2 Cap Annual v5.16 | 601 | 7502 | Rate Constraint in MTons | FALSE | L | Annual | Total | Thousand Tons | 3.2117 | 2.8629 | 0 | 0 | 0 | 0 | 0
NSR Clifty Creek 1-6 - SO2 Cap Annual v5.16 | 601 | 7502 | Rate Constraint in MTons | FALSE | L | Annual | Fuel Consumed | TBtu | 53.6283 | 54.2707 | 0 | 0 | 0 | 0 | 0
NSR Clifty Creek 1-6 - SO2 Cap Annual v5.16 | 601 | 7502 | Rate Constraint in MTons | FALSE | L | Annual | Rate | lb/MMBtu | 0.11978 | 0.1055 | 0 | 0 | 0 | 0 | 0
NSR Clifty Creek 1-6 - SO2 Cap Annual v5.16 | 601 | 7502 | Rate Constraint in MTons | FALSE | L | Annual | Generation | TWh | 4.9869 | 5.0464 | 0 | 0 | 0 | 0 | 0
NSR Clifty Creek 1-6 - SO2 Cap Annual v5.16 | 601 | 7502 | Rate Constraint in MTons | FALSE | L | Annual | Qualifying Generation | TWh | 4.9869 | 5.0464 | 0 | 0 | 0 | 0 | 0
NSR Clifty Creek 1-6 - SO2 Cap Annual v5.16 | 601 | 7502 | Rate Constraint in MTons | FALSE | L | Annual | Rate | lb/MWh | 1.2881 | 1.1346 | 0 | 0 | 0 | 0 | 0
NSR Clifty Creek 1-6 - SO2 Cap Annual v5.16 | 601 | 7502 | Rate Constraint in MTons | FALSE | L | Annual | Constraint Shadow Price | US2022$/Ton | 0 | 0 | 0 | 0 | 0 | 0 | 0
NSR ClinchRiver 1-3 - SO2 Cap Annual v3.1 | 602 | 7373 | Rate Constraint in MTons | FALSE | L | Annual | Seasons Included | Seasons | Winter, Spring, Summer, Fall | Winter, Spring, Summer, Fall | Winter, Spring, Summer, Fall | Winter, Spring, Summer, Fall | Winter, Spring, Summer, Fall | Winter, Spring, Summer, Fall | Winter, Spring, Summer, Fall
NSR ClinchRiver 1-3 - SO2 Cap Annual v3.1 | 602 | 7373 | Rate Constraint in MTons | FALSE | L | Annual | Standard SO2 | Thousand Tons | 16.3 | 16.3 | 16.3 | 16.3 | 16.3 | 16.3 | 16.3
NSR ClinchRiver 1-3 - SO2 Cap Annual v3.1 | 602 | 7373 | Rate Constraint in MTons | FALSE | L | Annual | Emissions at Affected Plants SO2 | Thousand Tons | 0 | 0 | 0 | 0 | 0 | 0 | 0
NSR ClinchRiver 1-3 - SO2 Cap Annual v3.1 | 602 | 7373 | Rate Constraint in MTons | FALSE | L | Annual | Allowances Purchased SO2 | Thousand Tons | 0 | 0 | 0 | 0 | 0 | 0 | 0
NSR ClinchRiver 1-3 - SO2 Cap Annual v3.1 | 602 | 7373 | Rate Constraint in MTons | FALSE | L | Annual | Allowances Sold SO2 | Thousand Tons | 0 | 0 | 0 | 0 | 0 | 0 | 0
NSR ClinchRiver 1-3 - SO2 Cap Annual v3.1 | 602 | 7373 | Rate Constraint in MTons | FALSE | L | Annual | Allowances Banked | Thousand Tons | 0 | 0 | 0 | 0 | 0 | 0 | 0
NSR ClinchRiver 1-3 - SO2 Cap Annual v3.1 | 602 | 7373 | Rate Constraint in MTons | FALSE | L | Annual | Allowances Withdrawn (1:1) | Thousand Tons | 0 | 0 | 0 | 0 | 0 | 0 | 0
NSR ClinchRiver 1-3 - SO2 Cap Annual v3.1 | 602 | 7373 | Rate Constraint in MTons | FALSE | L | Annual | Allowances Withdrawn (1:n) | Thousand Tons | 0 | 0 | 0 | 0 | 0 | 0 | 0
NSR ClinchRiver 1-3 - SO2 Cap Annual v3.1 | 602 | 7373 | Rate Constraint in MTons | FALSE | L | Annual | Total | Thousand Tons | 0 | 0 | 0 | 0 | 0 | 0 | 0
NSR ClinchRiver 1-3 - SO2 Cap Annual v3.1 | 602 | 7373 | Rate Constraint in MTons | FALSE | L | Annual | Fuel Consumed | TBtu | 0 | 0 | 0 | 0 | 0 | 0 | 0
NSR ClinchRiver 1-3 - SO2 Cap Annual v3.1 | 602 | 7373 | Rate Constraint in MTons | FALSE | L | Annual | Rate | lb/MMBtu | 0 | 0 | 0 | 0 | 0 | 0 | 0
NSR ClinchRiver 1-3 - SO2 Cap Annual v3.1 | 602 | 7373 | Rate Constraint in MTons | FALSE | L | Annual | Generation | TWh | 0 | 0 | 0 | 0 | 0 | 0 | 0
NSR ClinchRiver 1-3 - SO2 Cap Annual v3.1 | 602 | 7373 | Rate Constraint in MTons | FALSE | L | Annual | Qualifying Generation | TWh | 0 | 0 | 0 | 0 | 0 | 0 | 0
NSR ClinchRiver 1-3 - SO2 Cap Annual v3.1 | 602 | 7373 | Rate Constraint in MTons | FALSE | L | Annual | Rate | lb/MWh | 0 | 0 | 0 | 0 | 0 | 0 | 0
NSR ClinchRiver 1-3 - SO2 Cap Annual v3.1 | 602 | 7373 | Rate Constraint in MTons | FALSE | L | Annual | Constraint Shadow Price | US2022$/Ton | 0 | 0 | 0 | 0 | 0 | 0 | 0
NSR Cooper 2 - NOX Rate Annual v3.1, Unit 2557 and retrofits | 603 | 7447 | Rate Constraint in lbs/MMBtu | FALSE | L | Annual | Seasons Included | Seasons | Winter, Spring, Summer, Fall | Winter, Spring, Summer, Fall | Winter, Spring, Summer, Fall | Winter, Spring, Summer, Fall | Winter, Spring, Summer, Fall | Winter, Spring, Summer, Fall | Winter, Spring, Summer, Fall
NSR Cooper 2 - NOX Rate Annual v3.1, Unit 2557 and retrofits | 603 | 7447 | Rate Constraint in lbs/MMBtu | FALSE | L | Annual | Standard NOX | lb/MMBtu | 0.08 | 0.08 | 0.08 | 0.08 | 0.08 | 0.08 | 0.08
NSR Cooper 2 - NOX Rate Annual v3.1, Unit 2557 and retrofits | 603 | 7447 | Rate Constraint in lbs/MMBtu | FALSE | L | Annual | Emissions at Affected Plants NOX | Thousand Tons | 0.17132 | 0.39772 | 0 | 0 | 0 | 0 | 0
NSR Cooper 2 - NOX Rate Annual v3.1, Unit 2557 and retrofits | 603 | 7447 | Rate Constraint in lbs/MMBtu | FALSE | L | Annual | Allowances Purchased NOX | Thousand Tons | 0 | 0 | 0 | 0 | 0 | 0 | 0
NSR Cooper 2 - NOX Rate Annual v3.1, Unit 2557 and retrofits | 603 | 7447 | Rate Constraint in lbs/MMBtu | FALSE | L | Annual | Allowances Sold NOX | Thousand Tons | 0 | 0 | 0 | 0 | 0 | 0 | 0
NSR Cooper 2 - NOX Rate Annual v3.1, Unit 2557 and retrofits | 603 | 7447 | Rate Constraint in lbs/MMBtu | FALSE | L | Annual | Allowances Banked | Thousand Tons | 0 | 0 | 0 | 0 | 0 | 0 | 0
NSR Cooper 2 - NOX Rate Annual v3.1, Unit 2557 and retrofits | 603 | 7447 | Rate Constraint in lbs/MMBtu | FALSE | L | Annual | Allowances Withdrawn (1:1) | Thousand Tons | 0 | 0 | 0 | 0 | 0 | 0 | 0
NSR Cooper 2 - NOX Rate Annual v3.1, Unit 2557 and retrofits | 603 | 7447 | Rate Constraint in lbs/MMBtu | FALSE | L | Annual | Allowances Withdrawn (1:n) | Thousand Tons | 0 | 0 | 0 | 0 | 0 | 0 | 0
NSR Cooper 2 - NOX Rate Annual v3.1, Unit 2557 and retrofits | 603 | 7447 | Rate Constraint in lbs/MMBtu | FALSE | L | Annual | Total | Thousand Tons | 0.17132 | 0.39772 | 0 | 0 | 0 | 0 | 0
NSR Cooper 2 - NOX Rate Annual v3.1, Unit 2557 and retrofits | 603 | 7447 | Rate Constraint in lbs/MMBtu | FALSE | L | Annual | Fuel Consumed | TBtu | 4.5686 | 10.6059 | 0 | 0 | 0 | 0 | 0
NSR Cooper 2 - NOX Rate Annual v3.1, Unit 2557 and retrofits | 603 | 7447 | Rate Constraint in lbs/MMBtu | FALSE | L | Annual | Rate | lb/MMBtu | 0.075 | 0.075 | 0 | 0 | 0 | 0 | 0
NSR Cooper 2 - NOX Rate Annual v3.1, Unit 2557 and retrofits | 603 | 7447 | Rate Constraint in lbs/MMBtu | FALSE | L | Annual | Generation | TWh | 0.42773 | 0.99297 | 0 | 0 | 0 | 0 | 0
NSR Cooper 2 - NOX Rate Annual v3.1, Unit 2557 and retrofits | 603 | 7447 | Rate Constraint in lbs/MMBtu | FALSE | L | Annual | Qualifying Generation | TWh | 0.42773 | 0.99297 | 0 | 0 | 0 | 0 | 0
NSR Cooper 2 - NOX Rate Annual v3.1, Unit 2557 and retrofits | 603 | 7447 | Rate Constraint in lbs/MMBtu | FALSE | L | Annual | Rate | lb/MWh | 0.80107 | 0.80107 | 0 | 0 | 0 | 0 | 0
NSR Cooper 2 - NOX Rate Annual v3.1, Unit 2557 and retrofits | 603 | 7447 | Rate Constraint in lbs/MMBtu | FALSE | L | Annual | Constraint Shadow Price | US2022$/Ton | 0 | 0 | 0 | 0 | 0 | 0 | 0
NSR Cooper 2 - SO2 Rate Annual v3.1, Unit 2557 and retrofits | 604 | 7446 | Rate Constraint in lbs/MMBtu | FALSE | L | Annual | Seasons Included | Seasons | Winter, Spring, Summer, Fall | Winter, Spring, Summer, Fall | Winter, Spring, Summer, Fall | Winter, Spring, Summer, Fall | Winter, Spring, Summer, Fall | Winter, Spring, Summer, Fall | Winter, Spring, Summer, Fall
NSR Cooper 2 - SO2 Rate Annual v3.1, Unit 2557 and retrofits | 604 | 7446 | Rate Constraint in lbs/MMBtu | FALSE | L | Annual | Standard SO2 | lb/MMBtu | 0.1 | 0.1 | 0.1 | 0.1 | 0.1 | 0.1 | 0.1
NSR Cooper 2 - SO2 Rate Annual v3.1, Unit 2557 and retrofits | 604 | 7446 | Rate Constraint in lbs/MMBtu | FALSE | L | Annual | Emissions at Affected Plants SO2 | Thousand Tons | 0.15044 | 0.34924 | 0 | 0 | 0 | 0 | 0
NSR Cooper 2 - SO2 Rate Annual v3.1, Unit 2557 and retrofits | 604 | 7446 | Rate Constraint in lbs/MMBtu | FALSE | L | Annual | Allowances Purchased SO2 | Thousand Tons | 0 | 0 | 0 | 0 | 0 | 0 | 0
NSR Cooper 2 - SO2 Rate Annual v3.1, Unit 2557 and retrofits | 604 | 7446 | Rate Constraint in lbs/MMBtu | FALSE | L | Annual | Allowances Sold SO2 | Thousand Tons | 0 | 0 | 0 | 0 | 0 | 0 | 0
NSR Cooper 2 - SO2 Rate Annual v3.1, Unit 2557 and retrofits | 604 | 7446 | Rate Constraint in lbs/MMBtu | FALSE | L | Annual | Allowances Banked | Thousand Tons | 0 | 0 | 0 | 0 | 0 | 0 | 0
NSR Cooper 2 - SO2 Rate Annual v3.1, Unit 2557 and retrofits | 604 | 7446 | Rate Constraint in lbs/MMBtu | FALSE | L | Annual | Allowances Withdrawn (1:1) | Thousand Tons | 0 | 0 | 0 | 0 | 0 | 0 | 0
NSR Cooper 2 - SO2 Rate Annual v3.1, Unit 2557 and retrofits | 604 | 7446 | Rate Constraint in lbs/MMBtu | FALSE | L | Annual | Allowances Withdrawn (1:n) | Thousand Tons | 0 | 0 | 0 | 0 | 0 | 0 | 0
NSR Cooper 2 - SO2 Rate Annual v3.1, Unit 2557 and retrofits | 604 | 7446 | Rate Constraint in lbs/MMBtu | FALSE | L | Annual | Total | Thousand Tons | 0.15044 | 0.34924 | 0 | 0 | 0 | 0 | 0
NSR Cooper 2 - SO2 Rate Annual v3.1, Unit 2557 and retrofits | 604 | 7446 | Rate Constraint in lbs/MMBtu | FALSE | L | Annual | Fuel Consumed | TBtu | 4.5686 | 10.6059 | 0 | 0 | 0 | 0 | 0
NSR Cooper 2 - SO2 Rate Annual v3.1, Unit 2557 and retrofits | 604 | 7446 | Rate Constraint in lbs/MMBtu | FALSE | L | Annual | Rate | lb/MMBtu | 0.065859 | 0.065859 | 0 | 0 | 0 | 0 | 0
NSR Cooper 2 - SO2 Rate Annual v3.1, Unit 2557 and retrofits | 604 | 7446 | Rate Constraint in lbs/MMBtu | FALSE | L | Annual | Generation | TWh | 0.42773 | 0.99297 | 0 | 0 | 0 | 0 | 0
NSR Cooper 2 - SO2 Rate Annual v3.1, Unit 2557 and retrofits | 604 | 7446 | Rate Constraint in lbs/MMBtu | FALSE | L | Annual | Qualifying Generation | TWh | 0.42773 | 0.99297 | 0 | 0 | 0 | 0 | 0
NSR Cooper 2 - SO2 Rate Annual v3.1, Unit 2557 and retrofits | 604 | 7446 | Rate Constraint in lbs/MMBtu | FALSE | L | Annual | Rate | lb/MWh | 0.70344 | 0.70344 | 0 | 0 | 0 | 0 | 0
NSR Cooper 2 - SO2 Rate Annual v3.1, Unit 2557 and retrofits | 604 | 7446 | Rate Constraint in lbs/MMBtu | FALSE | L | Annual | Constraint Shadow Price | US2022$/Ton | 0 | 0 | 0 | 0 | 0 | 0 | 0
NSR Coronado 1,2 - NOX Cap Annual v6.17 | 605 | 7394 | Rate Constraint in MTons | FALSE | L | Annual | Seasons Included | Seasons | Winter, Spring, Summer, Fall | Winter, Spring, Summer, Fall | Winter, Spring, Summer, Fall | Winter, Spring, Summer, Fall | Winter, Spring, Summer, Fall | Winter, Spring, Summer, Fall | Winter, Spring, Summer, Fall
NSR Coronado 1,2 - NOX Cap Annual v6.17 | 605 | 7394 | Rate Constraint in MTons | FALSE | L | Annual | Standard NOX | Thousand Tons | 7.3 | 7.3 | 7.3 | 7.3 | 7.3 | 7.3 | 7.3
NSR Coronado 1,2 - NOX Cap Annual v6.17 | 605 | 7394 | Rate Constraint in MTons | FALSE | L | Annual | Emissions at Affected Plants NOX | Thousand Tons | 0.35153 | 1.489 | 1.489 | 1.489 | 1.489 | 1.489 | 1.489
NSR Coronado 1,2 - NOX Cap Annual v6.17 | 605 | 7394 | Rate Constraint in MTons | FALSE | L | Annual | Allowances Purchased NOX | Thousand Tons | 0 | 0 | 0 | 0 | 0 | 0 | 0
NSR Coronado 1,2 - NOX Cap Annual v6.17 | 605 | 7394 | Rate Constraint in MTons | FALSE | L | Annual | Allowances Sold NOX | Thousand Tons | 0 | 0 | 0 | 0 | 0 | 0 | 0
NSR Coronado 1,2 - NOX Cap Annual v6.17 | 605 | 7394 | Rate Constraint in MTons | FALSE | L | Annual | Allowances Banked | Thousand Tons | 0 | 0 | 0 | 0 | 0 | 0 | 0
NSR Coronado 1,2 - NOX Cap Annual v6.17 | 605 | 7394 | Rate Constraint in MTons | FALSE | L | Annual | Allowances Withdrawn (1:1) | Thousand Tons | 0 | 0 | 0 | 0 | 0 | 0 | 0
NSR Coronado 1,2 - NOX Cap Annual v6.17 | 605 | 7394 | Rate Constraint in MTons | FALSE | L | Annual | Allowances Withdrawn (1:n) | Thousand Tons | 0 | 0 | 0 | 0 | 0 | 0 | 0
NSR Coronado 1,2 - NOX Cap Annual v6.17 | 605 | 7394 | Rate Constraint in MTons | FALSE | L | Annual | Total | Thousand Tons | 0.35153 | 1.489 | 1.489 | 1.489 | 1.489 | 1.489 | 1.489
NSR Coronado 1,2 - NOX Cap Annual v6.17 | 605 | 7394 | Rate Constraint in MTons | FALSE | L | Annual | Fuel Consumed | TBtu | 12.9299 | 54.7675 | 54.7675 | 54.7675 | 54.7675 | 54.7675 | 54.7675
NSR Coronado 1,2 - NOX Cap Annual v6.17 | 605 | 7394 | Rate Constraint in MTons | FALSE | L | Annual | Rate | lb/MMBtu | 0.054375 | 0.054375 | 0.054375 | 0.054375 | 0.054375 | 0.054375 | 0.054375
NSR Coronado 1,2 - NOX Cap Annual v6.17 | 605 | 7394 | Rate Constraint in MTons | FALSE | L | Annual | Generation | TWh | 1.2101 | 5.1256 | 5.1256 | 5.1256 | 5.1256 | 5.1256 | 5.1256
NSR Coronado 1,2 - NOX Cap Annual v6.17 | 605 | 7394 | Rate Constraint in MTons | FALSE | L | Annual | Qualifying Generation | TWh | 1.2101 | 5.1256 | 5.1256 | 5.1256 | 5.1256 | 5.1256 | 5.1256
NSR Coronado 1,2 - NOX Cap Annual v6.17 | 605 | 7394 | Rate Constraint in MTons | FALSE | L | Annual | Rate | lb/MWh | 0.581 | 0.581 | 0.581 | 0.581 | 0.581 | 0.581 | 0.581
NSR Coronado 1,2 - NOX Cap Annual v6.17 | 605 | 7394 | Rate Constraint in MTons | FALSE | L | Annual | Constraint Shadow Price | US2022$/Ton | 0 | 0 | 0 | 0 | 0 | 0 | 0
NSR Cross 1,2 - NOX Rate Annual v3.1, Unit 4700 and retrofits | 606 | 7432 | Rate Constraint in lbs/MMBtu | FALSE | L | Annual | Seasons Included | Seasons | Winter, Spring, Summer, Fall | Winter, Spring, Summer, Fall | Winter, Spring, Summer, Fall | Winter, Spring, Summer, Fall | Winter, Spring, Summer, Fall | Winter, Spring, Summer, Fall | Winter, Spring, Summer, Fall
NSR Cross 1,2 - NOX Rate Annual v3.1, Unit 4700 and retrofits | 606 | 7432 | Rate Constraint in lbs/MMBtu | FALSE | L | Annual | Standard NOX | lb/MMBtu | 0.1 | 0.1 | 0.1 | 0.1 | 0.1 | 0.1 | 0.1
NSR Cross 1,2 - NOX Rate Annual v3.1, Unit 4700 and retrofits | 606 | 7432 | Rate Constraint in lbs/MMBtu | FALSE | L | Annual | Emissions at Affected Plants NOX | Thousand Tons | 0.72823 | 1.6415 | 1.7177 | 1.7177 | 0 | 0 | 0
NSR Cross 1,2 - NOX Rate Annual v3.1, Unit 4700 and retrofits | 606 | 7432 | Rate Constraint in lbs/MMBtu | FALSE | L | Annual | Allowances Purchased NOX | Thousand Tons | 0 | 0 | 0 | 0 | 0 | 0 | 0
NSR Cross 1,2 - NOX Rate Annual v3.1, Unit 4700 and retrofits | 606 | 7432 | Rate Constraint in lbs/MMBtu | FALSE | L | Annual | Allowances Sold NOX | Thousand Tons | 0 | 0 | 0 | 0 | 0 | 0 | 0
NSR Cross 1,2 - NOX Rate Annual v3.1, Unit 4700 and retrofits | 606 | 7432 | Rate Constraint in lbs/MMBtu | FALSE | L | Annual | Allowances Banked | Thousand Tons | 0 | 0 | 0 | 0 | 0 | 0 | 0
NSR Cross 1,2 - NOX Rate Annual v3.1, Unit 4700 and retrofits | 606 | 7432 | Rate Constraint in lbs/MMBtu | FALSE | L | Annual | Allowances Withdrawn (1:1) | Thousand Tons | 0 | 0 | 0 | 0 | 0 | 0 | 0
NSR Cross 1,2 - NOX Rate Annual v3.1, Unit 4700 and retrofits | 606 | 7432 | Rate Constraint in lbs/MMBtu | FALSE | L | Annual | Allowances Withdrawn (1:n) | Thousand Tons | 0 | 0 | 0 | 0 | 0 | 0 | 0
NSR Cross 1,2 - NOX Rate Annual v3.1, Unit 4700 and retrofits | 606 | 7432 | Rate Constraint in lbs/MMBtu | FALSE | L | Annual | Total | Thousand Tons | 0.72823 | 1.6415 | 1.7177 | 1.7177 | 0 | 0 | 0
NSR Cross 1,2 - NOX Rate Annual v3.1, Unit 4700 and retrofits | 606 | 7432 | Rate Constraint in lbs/MMBtu | FALSE | L | Annual | Fuel Consumed | TBtu | 17.6927 | 39.8814 | 41.7334 | 41.7334 | 0 | 0 | 0
NSR Cross 1,2 - NOX Rate Annual v3.1, Unit 4700 and retrofits | 606 | 7432 | Rate Constraint in lbs/MMBtu | FALSE | L | Annual | Rate | lb/MMBtu | 0.08232 | 0.08232 | 0.08232 | 0.08232 | 0 | 0 | 0
NSR Cross 1,2 - NOX Rate Annual v3.1, Unit 4700 and retrofits | 606 | 7432 | Rate Constraint in lbs/MMBtu | FALSE | L | Annual | Generation | TWh | 1.6739 | 3.7731 | 2.6676 | 2.6676 | 0 | 0 | 0
NSR Cross 1,2 - NOX Rate Annual v3.1, Unit 4700 and retrofits | 606 | 7432 | Rate Constraint in lbs/MMBtu | FALSE | L | Annual | Qualifying Generation | TWh | 1.6739 | 3.7731 | 2.6676 | 2.6676 | 0 | 0 | 0
NSR Cross 1,2 - NOX Rate Annual v3.1, Unit 4700 and retrofits | 606 | 7432 | Rate Constraint in lbs/MMBtu | FALSE | L | Annual | Rate | lb/MWh | 0.87012 | 0.87012 | 1.2879 | 1.2879 | 0 | 0 | 0
NSR Cross 1,2 - NOX Rate Annual v3.1, Unit 4700 and retrofits | 606 | 7432 | Rate Constraint in lbs/MMBtu | FALSE | L | Annual | Constraint Shadow Price | US2022$/Ton | 0 | 0 | 0 | 0 | 0 | 0 | 0
NSR Cross 1,2 - NOX Rate Annual v3.1, Unit 4701 and retrofits | 607 | 7432 | Rate Constraint in lbs/MMBtu | FALSE | L | Annual | Seasons Included | Seasons | Winter, Spring, Summer, Fall | Winter, Spring, Summer, Fall | Winter, Spring, Summer, Fall | Winter, Spring, Summer, Fall | Winter, Spring, Summer, Fall | Winter, Spring, Summer, Fall | Winter, Spring, Summer, Fall
NSR Cross 1,2 - NOX Rate Annual v3.1, Unit 4701 and retrofits | 607 | 7432 | Rate Constraint in lbs/MMBtu | FALSE | L | Annual | Standard NOX | lb/MMBtu | 0.1 | 0.1 | 0.1 | 0.1 | 0.1 | 0.1 | 0.1
NSR Cross 1,2 - NOX Rate Annual v3.1, Unit 4701 and retrofits | 607 | 7432 | Rate Constraint in lbs/MMBtu | FALSE | L | Annual | Emissions at Affected Plants NOX | Thousand Tons | 0.88167 | 1.394 | 1.394 | 1.394 | 0 | 0 | 0
NSR Cross 1,2 - NOX Rate Annual v3.1, Unit 4701 and retrofits | 607 | 7432 | Rate Constraint in lbs/MMBtu | FALSE | L | Annual | Allowances Purchased NOX | Thousand Tons | 0 | 0 | 0 | 0 | 0 | 0 | 0
NSR Cross 1,2 - NOX Rate Annual v3.1, Unit 4701 and retrofits | 607 | 7432 | Rate Constraint in lbs/MMBtu | FALSE | L | Annual | Allowances Sold NOX | Thousand Tons | 0 | 0 | 0 | 0 | 0 | 0 | 0
NSR Cross 1,2 - NOX Rate Annual v3.1, Unit 4701 and retrofits | 607 | 7432 | Rate Constraint in lbs/MMBtu | FALSE | L | Annual | Allowances Banked | Thousand Tons | 0 | 0 | 0 | 0 | 0 | 0 | 0
NSR Cross 1,2 - NOX Rate Annual v3.1, Unit 4701 and retrofits | 607 | 7432 | Rate Constraint in lbs/MMBtu | FALSE | L | Annual | Allowances Withdrawn (1:1) | Thousand Tons | 0 | 0 | 0 | 0 | 0 | 0 | 0
NSR Cross 1,2 - NOX Rate Annual v3.1, Unit 4701 and retrofits | 607 | 7432 | Rate Constraint in lbs/MMBtu | FALSE | L | Annual | Allowances Withdrawn (1:n) | Thousand Tons | 0 | 0 | 0 | 0 | 0 | 0 | 0
NSR Cross 1,2 - NOX Rate Annual v3.1, Unit 4701 and retrofits | 607 | 7432 | Rate Constraint in lbs/MMBtu | FALSE | L | Annual | Total | Thousand Tons | 0.88167 | 1.394 | 1.394 | 1.394 | 0 | 0 | 0
NSR Cross 1,2 - NOX Rate Annual v3.1, Unit 4701 and retrofits | 607 | 7432 | Rate Constraint in lbs/MMBtu | FALSE | L | Annual | Fuel Consumed | TBtu | 25.4818 | 40.2887 | 40.2887 | 40.2887 | 0 | 0 | 0
NSR Cross 1,2 - NOX Rate Annual v3.1, Unit 4701 and retrofits | 607 | 7432 | Rate Constraint in lbs/MMBtu | FALSE | L | Annual | Rate | lb/MMBtu | 0.0692 | 0.0692 | 0.0692 | 0.0692 | 0 | 0 | 0
NSR Cross 1,2 - NOX Rate Annual v3.1, Unit 4701 and retrofits | 607 | 7432 | Rate Constraint in lbs/MMBtu | FALSE | L | Annual | Generation | TWh | 2.4326 | 3.8462 | 2.61 | 2.61 | 0 | 0 | 0
NSR Cross 1,2 - NOX Rate Annual v3.1, Unit 4701 and retrofits | 607 | 7432 | Rate Constraint in lbs/MMBtu | FALSE | L | Annual | Qualifying Generation | TWh | 2.4326 | 3.8462 | 2.61 | 2.61 | 0 | 0 | 0
NSR Cross 1,2 - NOX Rate Annual v3.1, Unit 4701 and retrofits | 607 | 7432 | Rate Constraint in lbs/MMBtu | FALSE | L | Annual | Rate | lb/MWh | 0.72487 | 0.72487 | 1.0682 | 1.0682 | 0 | 0 | 0
NSR Cross 1,2 - NOX Rate Annual v3.1, Unit 4701 and retrofits | 607 | 7432 | Rate Constraint in lbs/MMBtu | FALSE | L | Annual | Constraint Shadow Price | US2022$/Ton | 0 | 0 | 0 | 0 | 0 | 0 | 0
NSR Dairyland- NOx Cap Annual v5.13 | 608 | 7414 | Rate Constraint in MTons | FALSE | L | Annual | Seasons Included | Seasons | Winter, Spring, Summer, Fall | Winter, Spring, Summer, Fall | Winter, Spring, Summer, Fall | Winter, Spring, Summer, Fall | Winter, Spring, Summer, Fall | Winter, Spring, Summer, Fall | Winter, Spring, Summer, Fall
NSR Dairyland- NOx Cap Annual v5.13 | 608 | 7414 | Rate Constraint in MTons | FALSE | L | Annual | Standard NOX | Thousand Tons | 3.236 | 3.236 | 3.236 | 3.236 | 3.236 | 3.236 | 3.236
NSR Dairyland- NOx Cap Annual v5.13 | 608 | 7414 | Rate Constraint in MTons | FALSE | L | Annual | Emissions at Affected Plants NOX | Thousand Tons | 0.73218 | 1.1235 | 1.1235 | 1.0224 | 0.92714 | 0.48447 | 0.65249
NSR Dairyland- NOx Cap Annual v5.13 | 608 | 7414 | Rate Constraint in MTons | FALSE | L | Annual | Allowances Purchased NOX | Thousand Tons | 0 | 0 | 0 | 0 | 0 | 0 | 0
NSR Dairyland- NOx Cap Annual v5.13 | 608 | 7414 | Rate Constraint in MTons | FALSE | L | Annual | Allowances Sold NOX | Thousand Tons | 0 | 0 | 0 | 0 | 0 | 0 | 0
NSR Dairyland- NOx Cap Annual v5.13 | 608 | 7414 | Rate Constraint in MTons | FALSE | L | Annual | Allowances Banked | Thousand Tons | 0 | 0 | 0 | 0 | 0 | 0 | 0
NSR Dairyland- NOx Cap Annual v5.13 | 608 | 7414 | Rate Constraint in MTons | FALSE | L | Annual | Allowances Withdrawn (1:1) | Thousand Tons | 0 | 0 | 0 | 0 | 0 | 0 | 0
NSR Dairyland- NOx Cap Annual v5.13 | 608 | 7414 | Rate Constraint in MTons | FALSE | L | Annual | Allowances Withdrawn (1:n) | Thousand Tons | 0 | 0 | 0 | 0 | 0 | 0 | 0
NSR Dairyland- NOx Cap Annual v5.13 | 608 | 7414 | Rate Constraint in MTons | FALSE | L | Annual | Total | Thousand Tons | 0.73218 | 1.1235 | 1.1235 | 1.0224 | 0.92714 | 0.48447 | 0.65249
NSR Dairyland- NOx Cap Annual v5.13 | 608 | 7414 | Rate Constraint in MTons | FALSE | L | Annual | Fuel Consumed | TBtu | 19.2729 | 29.5747 | 29.5747 | 26.9128 | 24.4049 | 12.7527 | 17.1754
NSR Dairyland- NOx Cap Annual v5.13 | 608 | 7414 | Rate Constraint in MTons | FALSE | L | Annual | Rate | lb/MMBtu | 0.07598 | 0.07598 | 0.07598 | 0.07598 | 0.07598 | 0.07598 | 0.07598
NSR Dairyland- NOx Cap Annual v5.13 | 608 | 7414 | Rate Constraint in MTons | FALSE | L | Annual | Generation | TWh | 1.7145 | 2.631 | 2.631 | 2.3942 | 2.1711 | 1.1345 | 1.5279
NSR Dairyland- NOx Cap Annual v5.13 | 608 | 7414 | Rate Constraint in MTons | FALSE | L | Annual | Qualifying Generation | TWh | 1.7145 | 2.631 | 2.631 | 2.3942 | 2.1711 | 1.1345 | 1.5279
NSR Dairyland- NOx Cap Annual v5.13 | 608 | 7414 | Rate Constraint in MTons | FALSE | L | Annual | Rate | lb/MWh | 0.85409 | 0.85409 | 0.85409 | 0.85409 | 0.85409 | 0.85409 | 0.85409
NSR Dairyland- NOx Cap Annual v5.13 | 608 | 7414 | Rate Constraint in MTons | FALSE | L | Annual | Constraint Shadow Price | US2022$/Ton | 0 | 0 | 0 | 0 | 0 | 0 | 0
NSR Dairyland- SO2 Cap Annual v5.13 | 609 | 7415 | Rate Constraint in MTons | FALSE | L | Annual | Seasons Included | Seasons | Winter, Spring, Summer, Fall | Winter, Spring, Summer, Fall | Winter, Spring, Summer, Fall | Winter, Spring, Summer, Fall | Winter, Spring, Summer, Fall | Winter, Spring, Summer, Fall | Winter, Spring, Summer, Fall
NSR Dairyland- SO2 Cap Annual v5.13 | 609 | 7415 | Rate Constraint in MTons | FALSE | L | Annual | Standard SO2 | Thousand Tons | 4.578 | 4.578 | 4.578 | 4.578 | 4.578 | 4.578 | 4.578
NSR Dairyland- SO2 Cap Annual v5.13 | 609 | 7415 | Rate Constraint in MTons | FALSE | L | Annual | Emissions at Affected Plants SO2 | Thousand Tons | 0.65433 | 1.0041 | 1.0041 | 0.91371 | 0.82856 | 0.43296 | 0.58312
NSR Dairyland- SO2 Cap Annual v5.13 | 609 | 7415 | Rate Constraint in MTons | FALSE | L | Annual | Allowances Purchased SO2 | Thousand Tons | 0 | 0 | 0 | 0 | 0 | 0 | 0
NSR Dairyland- SO2 Cap Annual v5.13 | 609 | 7415 | Rate Constraint in MTons | FALSE | L | Annual | Allowances Sold SO2 | Thousand Tons | 0 | 0 | 0 | 0 | 0 | 0 | 0
NSR Dairyland- SO2 Cap Annual v5.13 | 609 | 7415 | Rate Constraint in MTons | FALSE | L | Annual | Allowances Banked | Thousand Tons | 0 | 0 | 0 | 0 | 0 | 0 | 0
NSR Dairyland- SO2 Cap Annual v5.13 | 609 | 7415 | Rate Constraint in MTons | FALSE | L | Annual | Allowances Withdrawn (1:1) | Thousand Tons | 0 | 0 | 0 | 0 | 0 | 0 | 0
NSR Dairyland- SO2 Cap Annual v5.13 | 609 | 7415 | Rate Constraint in MTons | FALSE | L | Annual | Allowances Withdrawn (1:n) | Thousand Tons | 0 | 0 | 0 | 0 | 0 | 0 | 0
NSR Dairyland- SO2 Cap Annual v5.13 | 609 | 7415 | Rate Constraint in MTons | FALSE | L | Annual | Total | Thousand Tons | 0.65433 | 1.0041 | 1.0041 | 0.91371 | 0.82856 | 0.43296 | 0.58312
NSR Dairyland- SO2 Cap Annual v5.13 | 609 | 7415 | Rate Constraint in MTons | FALSE | L | Annual | Fuel Consumed | TBtu | 19.2729 | 29.5747 | 29.5747 | 26.9128 | 24.4049 | 12.7527 | 17.1754
NSR Dairyland- SO2 Cap Annual v5.13 | 609 | 7415 | Rate Constraint in MTons | FALSE | L | Annual | Rate | lb/MMBtu | 0.067901 | 0.067901 | 0.067901 | 0.067901 | 0.067901 | 0.067901 | 0.067901
NSR Dairyland- SO2 Cap Annual v5.13 | 609 | 7415 | Rate Constraint in MTons | FALSE | L | Annual | Generation | TWh | 1.7145 | 2.631 | 2.631 | 2.3942 | 2.1711 | 1.1345 | 1.5279
NSR Dairyland- SO2 Cap Annual v5.13 | 609 | 7415 | Rate Constraint in MTons | FALSE | L | Annual | Qualifying Generation | TWh | 1.7145 | 2.631 | 2.631 | 2.3942 | 2.1711 | 1.1345 | 1.5279
NSR Dairyland- SO2 Cap Annual v5.13 | 609 | 7415 | Rate Constraint in MTons | FALSE | L | Annual | Rate | lb/MWh | 0.76328 | 0.76328 | 0.76328 | 0.76328 | 0.76328 | 0.76328 | 0.76328
NSR Dairyland- SO2 Cap Annual v5.13 | 609 | 7415 | Rate Constraint in MTons | FALSE | L | Annual | Constraint Shadow Price | US2022$/Ton | 0 | 0 | 0 | 0 | 0 | 0 | 0
NSR Dominion Consent - NOX Cap Annual v3.1 | 610 | 7375 | Rate Constraint in MTons | FALSE | L | Annual | Seasons Included | Seasons | Winter, Spring, Summer, Fall | Winter, Spring, Summer, Fall | Winter, Spring, Summer, Fall | Winter, Spring, Summer, Fall | Winter, Spring, Summer, Fall | Winter, Spring, Summer, Fall | Winter, Spring, Summer, Fall
NSR Dominion Consent - NOX Cap Annual v3.1 | 610 | 7375 | Rate Constraint in MTons | FALSE | L | Annual | Standard NOX | Thousand Tons | 30.25 | 30.25 | 30.25 | 30.25 | 30.25 | 30.25 | 30.25
NSR Dominion Consent - NOX Cap Annual v3.1 | 610 | 7375 | Rate Constraint in MTons | FALSE | L | Annual | Emissions at Affected Plants NOX | Thousand Tons | 3.2364 | 3.3129 | 2.953 | 2.9715 | 0.17674 | 0.15813 | 0.16343
NSR Dominion Consent - NOX Cap Annual v3.1 | 610 | 7375 | Rate Constraint in MTons | FALSE | L | Annual | Allowances Purchased NOX | Thousand Tons | 0 | 0 | 0 | 0 | 0 | 0 | 0
NSR Dominion Consent - NOX Cap Annual v3.1 | 610 | 7375 | Rate Constraint in MTons | FALSE | L | Annual | Allowances Sold NOX | Thousand Tons | 0 | 0 | 0 | 0 | 0 | 0 | 0
NSR Dominion Consent - NOX Cap Annual v3.1 | 610 | 7375 | Rate Constraint in MTons | FALSE | L | Annual | Allowances Banked | Thousand Tons | 0 | 0 | 0 | 0 | 0 | 0 | 0
NSR Dominion Consent - NOX Cap Annual v3.1 | 610 | 7375 | Rate Constraint in MTons | FALSE | L | Annual | Allowances Withdrawn (1:1) | Thousand Tons | 0 | 0 | 0 | 0 | 0 | 0 | 0
NSR Dominion Consent - NOX Cap Annual v3.1 | 610 | 7375 | Rate Constraint in MTons | FALSE | L | Annual | Allowances Withdrawn (1:n) | Thousand Tons | 0 | 0 | 0 | 0 | 0 | 0 | 0
NSR Dominion Consent - NOX Cap Annual v3.1 | 610 | 7375 | Rate Constraint in MTons | FALSE | L | Annual | Total | Thousand Tons | 3.2364 | 3.3129 | 2.953 | 2.9715 | 0.17674 | 0.15813 | 0.16343
NSR Dominion Consent - NOX Cap Annual v3.1 | 610 | 7375 | Rate Constraint in MTons | FALSE | L | Annual | Fuel Consumed | TBtu | 111.9997 | 109.7661 | 86.276 | 87.9539 | 6.5075 | 3.9856 | 4.0628
NSR Dominion Consent - NOX Cap Annual v3.1 | 610 | 7375 | Rate Constraint in MTons | FALSE | L | Annual | Rate | lb/MMBtu | 0.057794 | 0.060362 | 0.068455 | 0.067569 | 0.054318 | 0.079352 | 0.08045
NSR Dominion Consent - NOX Cap Annual v3.1 | 610 | 7375 | Rate Constraint in MTons | FALSE | L | Annual | Generation | TWh | 12.2799 | 11.8707 | 6.7266 | 6.9528 | 0.74161 | 0.39581 | 0.40347
NSR Dominion Consent - NOX Cap Annual v3.1 | 610 | 7375 | Rate Constraint in MTons | FALSE | L | Annual | Qualifying Generation | TWh | 12.2799 | 11.8707 | 6.7266 | 6.9528 | 0.74161 | 0.39581 | 0.40347
NSR Dominion Consent - NOX Cap Annual v3.1 | 610 | 7375 | Rate Constraint in MTons | FALSE | L | Annual | Rate | lb/MWh | 0.52711 | 0.55816 | 0.87802 | 0.85476 | 0.47664 | 0.79902 | 0.8101
NSR Dominion Consent - NOX Cap Annual v3.1 | 610 | 7375 | Rate Constraint in MTons | FALSE | L | Annual | Constraint Shadow Price | US2022$/Ton | 0 | 0 | 0 | 0 | 0 | 0 | 0
NSR Dominion Consent - NOX Rate Annual v3.1 | 611 | 7376 | Rate Constraint in lbs/MMBtu | FALSE | L | Annual | Seasons Included | Seasons | Winter, Spring, Summer, Fall | Winter, Spring, Summer, Fall | Winter, Spring, Summer, Fall | Winter, Spring, Summer, Fall | Winter, Spring, Summer, Fall | Winter, Spring, Summer, Fall | Winter, Spring, Summer, Fall
NSR Dominion Consent - NOX Rate Annual v3.1 | 611 | 7376 | Rate Constraint in lbs/MMBtu | FALSE | L | Annual | Standard NOX | lb/MMBtu | 0.15 | 0.15 | 0.15 | 0.15 | 0.15 | 0.15 | 0.15
NSR Dominion Consent - NOX Rate Annual v3.1 | 611 | 7376 | Rate Constraint in lbs/MMBtu | FALSE | L | Annual | Emissions at Affected Plants NOX | Thousand Tons | 3.2364 | 3.3129 | 2.953 | 2.9715 | 0.17674 | 0.15813 | 0.16343
NSR Dominion Consent - NOX Rate Annual v3.1 | 611 | 7376 | Rate Constraint in lbs/MMBtu | FALSE | L | Annual | Allowances Purchased NOX | Thousand Tons | 0 | 0 | 0 | 0 | 0 | 0 | 0
NSR Dominion Consent - NOX Rate Annual v3.1 | 611 | 7376 | Rate Constraint in lbs/MMBtu | FALSE | L | Annual | Allowances Sold NOX | Thousand Tons | 0 | 0 | 0 | 0 | 0 | 0 | 0
NSR Dominion Consent - NOX Rate Annual v3.1 | 611 | 7376 | Rate Constraint in lbs/MMBtu | FALSE | L | Annual | Allowances Banked | Thousand Tons | 0 | 0 | 0 | 0 | 0 | 0 | 0
NSR Dominion Consent - NOX Rate Annual v3.1 | 611 | 7376 | Rate Constraint in lbs/MMBtu | FALSE | L | Annual | Allowances Withdrawn (1:1) | Thousand Tons | 0 | 0 | 0 | 0 | 0 | 0 | 0
NSR Dominion Consent - NOX Rate Annual v3.1 | 611 | 7376 | Rate Constraint in lbs/MMBtu | FALSE | L | Annual | Allowances Withdrawn (1:n) | Thousand Tons | 0 | 0 | 0 | 0 | 0 | 0 | 0
NSR Dominion Consent - NOX Rate Annual v3.1 | 611 | 7376 | Rate Constraint in lbs/MMBtu | FALSE | L | Annual | Total | Thousand Tons | 3.2364 | 3.3129 | 2.953 | 2.9715 | 0.17674 | 0.15813 | 0.16343
NSR Dominion Consent - NOX Rate Annual v3.1 | 611 | 7376 | Rate Constraint in lbs/MMBtu | FALSE | L | Annual | Fuel Consumed | TBtu | 111.9997 | 109.7661 | 86.276 | 87.9539 | 6.5075 | 3.9856 | 4.0628
NSR Dominion Consent - NOX Rate Annual v3.1 | 611 | 7376 | Rate Constraint in lbs/MMBtu | FALSE | L | Annual | Rate | lb/MMBtu | 0.057794 | 0.060362 | 0.068455 | 0.067569 | 0.054318 | 0.079352 | 0.08045
NSR Dominion Consent - NOX Rate Annual v3.1 | 611 | 7376 | Rate Constraint in lbs/MMBtu | FALSE | L | Annual | Generation | TWh | 12.2799 | 11.8707 | 6.7266 | 6.9528 | 0.74161 | 0.39581 | 0.40347
NSR Dominion Consent - NOX Rate Annual v3.1 | 611 | 7376 | Rate Constraint in lbs/MMBtu | FALSE | L | Annual | Qualifying Generation | TWh | 12.2799 | 11.8707 | 6.7266 | 6.9528 | 0.74161 | 0.39581 | 0.40347
NSR Dominion Consent - NOX Rate Annual v3.1 | 611 | 7376 | Rate Constraint in lbs/MMBtu | FALSE | L | Annual | Rate | lb/MWh | 0.52711 | 0.55816 | 0.87802 | 0.85476 | 0.47664 | 0.79902 | 0.8101
NSR Dominion Consent - NOX Rate Annual v3.1 | 611 | 7376 | Rate Constraint in lbs/MMBtu | FALSE | L | Annual | Constraint Shadow Price | US2022$/Ton | 0 | 0 | 0 | 0 | 0 | 0 | 0
NSR EKPC Consent - NOX Cap Annual v3.1 | 612 | 7378 | Rate Constraint in MTons | FALSE | L | Annual | Seasons Included | Seasons | Winter, Spring, Summer, Fall | Winter, Spring, Summer, Fall | Winter, Spring, Summer, Fall | Winter, Spring, Summer, Fall | Winter, Spring, Summer, Fall | Winter, Spring, Summer, Fall | Winter, Spring, Summer, Fall
NSR EKPC Consent - NOX Cap Annual v3.1 | 612 | 7378 | Rate Constraint in MTons | FALSE | L | Annual | Standard NOX | Thousand Tons | 8 | 8 | 8 | 8 | 8 | 8 | 8
NSR EKPC Consent - NOX Cap Annual v3.1 | 612 | 7378 | Rate Constraint in MTons | FALSE | L | Annual | Emissions at Affected Plants NOX | Thousand Tons | 3.2771 | 3.6306 | 2.8453 | 2.7751 | 2.4982 | 2.4982 | 1.5754
NSR EKPC Consent - NOX Cap Annual v3.1 | 612 | 7378 | Rate Constraint in MTons | FALSE | L | Annual | Allowances Purchased NOX | Thousand Tons | 0 | 0 | 0 | 0 | 0 | 0 | 0
NSR EKPC Consent - NOX Cap Annual v3.1 | 612 | 7378 | Rate Constraint in MTons | FALSE | L | Annual | Allowances Sold NOX | Thousand Tons | 0 | 0 | 0 | 0 | 0 | 0 | 0
NSR EKPC Consent - NOX Cap Annual v3.1 | 612 | 7378 | Rate Constraint in MTons | FALSE | L | Annual | Allowances Banked | Thousand Tons | 0 | 0 | 0 | 0 | 0 | 0 | 0
NSR EKPC Consent - NOX Cap Annual v3.1 | 612 | 7378 | Rate Constraint in MTons | FALSE | L | Annual | Allowances Withdrawn (1:1) | Thousand Tons | 0 | 0 | 0 | 0 | 0 | 0 | 0
NSR EKPC Consent - NOX Cap Annual v3.1 | 612 | 7378 | Rate Constraint in MTons | FALSE | L | Annual | Allowances Withdrawn (1:n) | Thousand Tons | 0 | 0 | 0 | 0 | 0 | 0 | 0
NSR EKPC Consent - NOX Cap Annual v3.1 | 612 | 7378 | Rate Constraint in MTons | FALSE | L | Annual | Total | Thousand Tons | 3.2771 | 3.6306 | 2.8453 | 2.7751 | 2.4982 | 2.4982 | 1.5754
NSR EKPC Consent - NOX Cap Annual v3.1 | 612 | 7378 | Rate Constraint in MTons | FALSE | L | Annual | Fuel Consumed | TBtu | 71.6132 | 75.5465 | 65.8114 | 63.707 | 55.3675 | 55.3675 | 34.8844
NSR EKPC Consent - NOX Cap Annual v3.1 | 612 | 7378 | Rate Constraint in MTons | FALSE | L | Annual | Rate | lb/MMBtu | 0.091522 | 0.096116 | 0.086467 | 0.08712 | 0.090241 | 0.090241 | 0.09032
NSR EKPC Consent - NOX Cap Annual v3.1 | 612 | 7378 | Rate Constraint in MTons | FALSE | L | Annual | Generation | TWh | 7.0611 | 7.4043 | 6.522 | 6.314 | 5.4956 | 5.4956 | 3.4718
NSR EKPC Consent - NOX Cap Annual v3.1 | 612 | 7378 | Rate Constraint in MTons | FALSE | L | Annual | Qualifying Generation | TWh | 7.0611 | 7.4043 | 6.522 | 6.314 | 5.4956 | 5.4956 | 3.4718
NSR EKPC Consent - NOX Cap Annual v3.1 | 612 | 7378 | Rate Constraint in MTons | FALSE | L | Annual | Rate | lb/MWh | 0.92822 | 0.98067 | 0.87252 | 0.87902 | 0.90917 | 0.90917 | 0.90754
NSR EKPC Consent - NOX Cap Annual v3.1 | 612 | 7378 | Rate Constraint in MTons | FALSE | L | Annual | Constraint Shadow Price | US2022$/Ton | 0 | 0 | 0 | 0 | 0 | 0 | 0
NSR EKPC Consent - SO2 Cap Annual v3.1 | 613 | 7377 | Rate Constraint in MTons | FALSE | L | Annual | Seasons Included | Seasons | Winter, Spring, Summer, Fall | Winter, Spring, Summer, Fall | Winter, Spring, Summer, Fall | Winter, Spring, Summer, Fall | Winter, Spring, Summer, Fall | Winter, Spring, Summer, Fall | Winter, Spring, Summer, Fall
NSR EKPC Consent - SO2 Cap Annual v3.1 | 613 | 7377 | Rate Constraint in MTons | FALSE | L | Annual | Standard SO2 | Thousand Tons | 28 | 28 | 28 | 28 | 28 | 28 | 28
NSR EKPC Consent - SO2 Cap Annual v3.1 | 613 | 7377 | Rate Constraint in MTons | FALSE | L | Annual | Emissions at Affected Plants SO2 | Thousand Tons | 2.5877 | 2.7102 | 2.3791 | 2.2949 | 1.9613 | 1.7572 | 1.3468
NSR EKPC Consent - SO2 Cap Annual v3.1 | 613 | 7377 | Rate Constraint in MTons | FALSE | L | Annual | Allowances Purchased SO2 | Thousand Tons | 0 | 0 | 0 | 0 | 0 | 0 | 0
NSR EKPC Consent - SO2 Cap Annual v3.1 | 613 | 7377 | Rate Constraint in MTons | FALSE | L | Annual | Allowances Sold SO2 | Thousand Tons | 0 | 0 | 0 | 0 | 0 | 0 | 0
NSR EKPC Consent - SO2 Cap Annual v3.1 | 613 | 7377 | Rate Constraint in MTons | FALSE | L | Annual | Allowances Banked | Thousand Tons | 0 | 0 | 0 | 0 | 0 | 0 | 0
NSR EKPC Consent - SO2 Cap Annual v3.1 | 613 | 7377 | Rate Constraint in MTons | FALSE | L | Annual | Allowances Withdrawn (1:1) | Thousand Tons | 0 | 0 | 0 | 0 | 0 | 0 | 0
NSR EKPC Consent - SO2 Cap Annual v3.1 | 613 | 7377 | Rate Constraint in MTons | FALSE | L | Annual | Allowances Withdrawn (1:n) | Thousand Tons | 0 | 0 | 0 | 0 | 0 | 0 | 0
NSR EKPC Consent - SO2 Cap Annual v3.1 | 613 | 7377 | Rate Constraint in MTons | FALSE | L | Annual | Total | Thousand Tons | 2.5877 | 2.7102 | 2.3791 | 2.2949 | 1.9613 | 1.7572 | 1.3468
NSR EKPC Consent - SO2 Cap Annual v3.1 | 613 | 7377 | Rate Constraint in MTons | FALSE | L | Annual | Fuel Consumed | TBtu | 71.6132 | 75.5465 | 65.8114 | 63.707 | 55.3675 | 55.3675 | 34.8844
NSR EKPC Consent - SO2 Cap Annual v3.1 | 613 | 7377 | Rate Constraint in MTons | FALSE | L | Annual | Rate | lb/MMBtu | 0.07227 | 0.071749 | 0.0723 | 0.072046 | 0.070848 | 0.063476 | 0.077217
NSR EKPC Consent - SO2 Cap Annual v3.1 | 613 | 7377 | Rate Constraint in MTons | FALSE | L | Annual | Generation | TWh | 7.0611 | 7.4043 | 6.522 | 6.314 | 5.4956 | 5.4956 | 3.4718
NSR EKPC Consent - SO2 Cap Annual v3.1 | 613 | 7377 | Rate Constraint in MTons | FALSE | L | Annual | Qualifying Generation | TWh | 7.0611 | 7.4043 | 6.522 | 6.314 | 5.4956 | 5.4956 | 3.4718
NSR EKPC Consent - SO2 Cap Annual v3.1 | 613 | 7377 | Rate Constraint in MTons | FALSE | L | Annual | Rate | lb/MWh | 0.73295 | 0.73205 | 0.72956 | 0.72692 | 0.71378 | 0.63951 | 0.77588
NSR EKPC Consent - SO2 Cap Annual v3.1 | 613 | 7377 | Rate Constraint in MTons | FALSE | L | Annual | Constraint Shadow Price | US2022$/Ton | 0 | 0 | 0 | 0 | 0 | 0 | 0
NSR FB Culley 3 - NOX Rate Annual v3.1, Unit 3428 and retrofits | 614 | 7424 | Rate Constraint in lbs/MMBtu | FALSE | L | Annual | Seasons Included | Seasons | Winter, Spring, Summer, Fall | Winter, Spring, Summer, Fall | Winter, Spring, Summer, Fall | Winter, Spring, Summer, Fall | Winter, Spring, Summer, Fall | Winter, Spring, Summer, Fall | Winter, Spring, Summer, Fall
NSR FB Culley 3 - NOX Rate Annual v3.1, Unit 3428 and retrofits | 614 | 7424 | Rate Constraint in lbs/MMBtu | FALSE | L | Annual | Standard NOX | lb/MMBtu | 0.121 | 0.121 | 0.121 | 0.121 | 0.121 | 0.121 | 0.121
NSR FB Culley 3 - NOX Rate Annual v3.1, Unit 3428 and retrofits | 614 | 7424 | Rate Constraint in lbs/MMBtu | FALSE | L | Annual | Emissions at Affected Plants NOX | Thousand Tons | 0 | 0 | 0 | 0 | 0 | 0 | 0
NSR FB Culley 3 - NOX Rate Annual v3.1, Unit 3428 and retrofits | 614 | 7424 | Rate Constraint in lbs/MMBtu | FALSE | L | Annual | Allowances Purchased NOX | Thousand Tons | 0 | 0 | 0 | 0 | 0 | 0 | 0
NSR FB Culley 3 - NOX Rate Annual v3.1, Unit 3428 and retrofits | 614 | 7424 | Rate Constraint in lbs/MMBtu | FALSE | L | Annual | Allowances Sold NOX | Thousand Tons | 0 | 0 | 0 | 0 | 0 | 0 | 0
NSR FB Culley 3 - NOX Rate Annual v3.1, Unit 3428 and retrofits | 614 | 7424 | Rate Constraint in lbs/MMBtu | FALSE | L | Annual | Allowances Banked | Thousand Tons | 0 | 0 | 0 | 0 | 0 | 0 | 0
NSR FB Culley 3 - NOX Rate Annual v3.1, Unit 3428 and retrofits | 614 | 7424 | Rate Constraint in lbs/MMBtu | FALSE | L | Annual | Allowances Withdrawn (1:1) | Thousand Tons | 0 | 0 | 0 | 0 | 0 | 0 | 0
NSR FB Culley 3 - NOX Rate Annual v3.1, Unit 3428 and retrofits | 614 | 7424 | Rate Constraint in lbs/MMBtu | FALSE | L | Annual | Allowances Withdrawn (1:n) | Thousand Tons | 0 | 0 | 0 | 0 | 0 | 0 | 0
NSR FB Culley 3 - NOX Rate Annual v3.1, Unit 3428 and retrofits | 614 | 7424 | Rate Constraint in lbs/MMBtu | FALSE | L | Annual | Total | Thousand Tons | 0 | 0 | 0 | 0 | 0 | 0 | 0
NSR FB Culley 3 - NOX Rate Annual v3.1, Unit 3428 and retrofits | 614 | 7424 | Rate Constraint in lbs/MMBtu | FALSE | L | Annual | Fuel Consumed | TBtu | 0 | 0 | 0 | 0 | 0 | 0 | 0
NSR FB Culley 3 - NOX Rate Annual v3.1, Unit 3428 and retrofits | 614 | 7424 | Rate Constraint in lbs/MMBtu | FALSE | L | Annual | Rate | lb/MMBtu | 0 | 0 | 0 | 0 | 0 | 0 | 0
NSR FB Culley 3 - NOX Rate Annual v3.1, Unit 3428 and retrofits | 614 | 7424 | Rate Constraint in lbs/MMBtu | FALSE | L | Annual | Generation | TWh | 0 | 0 | 0 | 0 | 0 | 0 | 0
NSR FB Culley 3 - NOX Rate Annual v3.1, Unit 3428 and retrofits | 614 | 7424 | Rate Constraint in lbs/MMBtu | FALSE | L | Annual | Qualifying Generation | TWh | 0 | 0 | 0 | 0 | 0 | 0 | 0
NSR FB Culley 3 - NOX Rate Annual v3.1, Unit 3428 and retrofits | 614 | 7424 | Rate Constraint in lbs/MMBtu | FALSE | L | Annual | Rate | lb/MWh | 0 | 0 | 0 | 0 | 0 | 0 | 0
NSR FB Culley 3 - NOX Rate Annual v3.1, Unit 3428 and retrofits | 614 | 7424 | Rate Constraint in lbs/MMBtu | FALSE | L | Annual | Constraint Shadow Price | US2022$/Ton | 0 | 0 | 0 | 0 | 0 | 0 | 0
NSR Four Corners 4,5 - NOX Cap Annual v5.16 | 615 | 7501 | Rate Constraint in MTons | FALSE | L | Annual | Seasons Included | Seasons | Winter, Spring, Summer, Fall | Winter, Spring, Summer, Fall | Winter, Spring, Summer, Fall | Winter, Spring, Summer, Fall | Winter, Spring, Summer, Fall | Winter, Spring, Summer, Fall | Winter, Spring, Summer, Fall
NSR Four Corners 4,5 - NOX Cap Annual v5.16 | 615 | 7501 | Rate Constraint in MTons | FALSE | L | Annual | Standard NOX | Thousand Tons | 4.968 | 4.968 | 4.968 | 4.968 | 4.968 | 4.968 | 4.968
NSR Four Corners 4,5 - NOX Cap Annual v5.16 | 615 | 7501 | Rate Constraint in MTons | FALSE | L | Annual | Emissions at Affected Plants NOX | Thousand Tons | 3.0852 | 3.1959 | 3.1959 | 3.1959 | 2.5095 | 2.1 | 2.3037
NSR Four Corners 4,5 - NOX Cap Annual v5.16 | 615 | 7501 | Rate Constraint in MTons | FALSE | L | Annual | Allowances Purchased NOX | Thousand Tons | 0 | 0 | 0 | 0 | 0 | 0 | 0
NSR Four Corners 4,5 - NOX Cap Annual v5.16 | 615 | 7501 | Rate Constraint in MTons | FALSE | L | Annual | Allowances Sold NOX | Thousand Tons | 0 | 0 | 0 | 0 | 0 | 0 | 0
NSR Four Corners 4,5 - NOX Cap Annual v5.16 | 615 | 7501 | Rate Constraint in MTons | FALSE | L | Annual | Allowances Banked | Thousand Tons | 0 | 0 | 0 | 0 | 0 | 0 | 0
NSR Four Corners 4,5 - NOX Cap Annual v5.16 | 615 | 7501 | Rate Constraint in MTons | FALSE | L | Annual | Allowances Withdrawn (1:1) | Thousand Tons | 0 | 0 | 0 | 0 | 0 | 0 | 0
NSR Four Corners 4,5 - NOX Cap Annual v5.16 | 615 | 7501 | Rate Constraint in MTons | FALSE | L | Annual | Allowances Withdrawn (1:n) | Thousand Tons | 0 | 0 | 0 | 0 | 0 | 0 | 0
NSR Four Corners 4,5 - NOX Cap Annual v5.16 | 615 | 7501 | Rate Constraint in MTons | FALSE | L | Annual | Total | Thousand Tons | 3.0852 | 3.1959 | 3.1959 | 3.1959 | 2.5095 | 2.1 | 2.3037
NSR Four Corners 4,5 - NOX Cap Annual v5.16 | 615 | 7501 | Rate Constraint in MTons | FALSE | L | Annual | Fuel Consumed | TBtu | 100.5752 | 104.1201 | 104.1201 | 104.1201 | 82.8645 | 69.4761 | 75.9757
NSR Four Corners 4,5 - NOX Cap Annual v5.16 | 615 | 7501 | Rate Constraint in MTons | FALSE | L | Annual | Rate | lb/MMBtu | 0.06135 | 0.061389 | 0.061389 | 0.061389 | 0.060568 | 0.060451 | 0.060643
NSR Four Corners 4,5 - NOX Cap Annual v5.16 | 615 | 7501 | Rate Constraint in MTons | FALSE | L | Annual | Generation | TWh | 10.2958 | 9.7433 | 9.7433 | 9.7433 | 8.241 | 6.8748 | 7.5403
NSR Four Corners 4,5 - NOX Cap Annual v5.16 | 615 | 7501 | Rate Constraint in MTons | FALSE | L | Annual | Qualifying Generation | TWh | 10.2958 | 9.7433 | 9.7433 | 9.7433 | 8.241 | 6.8748 | 7.5403
NSR Four Corners 4,5 - NOX Cap Annual v5.16 | 615 | 7501 | Rate Constraint in MTons | FALSE | L | Annual | Rate | lb/MWh | 0.5993 | 0.65603 | 0.65603 | 0.65603 | 0.60902 | 0.61091 | 0.61103
NSR Four Corners 4,5 - NOX Cap Annual v5.16 | 615 | 7501 | Rate Constraint in MTons | FALSE | L | Annual | Constraint Shadow Price | US2022$/Ton | 0 | 0 | 0 | 0 | 0 | 0 | 0
NSR Four Corners 4,5 - NOX Rate Annual v5.16 | 616 | 7500 | Rate Constraint in lbs/MMBtu | FALSE | L | Annual | Seasons Included | Seasons | Winter, Spring, Summer, Fall | Winter, Spring, Summer, Fall | Winter, Spring, Summer, Fall | Winter, Spring, Summer, Fall | Winter, Spring, Summer, Fall | Winter, Spring, Summer, Fall | Winter, Spring, Summer, Fall
NSR Four Corners 4,5 - NOX Rate Annual v5.16 | 616 | 7500 | Rate Constraint in lbs/MMBtu | FALSE | L | Annual | Standard NOX | lb/MMBtu | 0.08 | 0.08 | 0.08 | 0.08 | 0.08 | 0.08 | 0.08
NSR Four Corners 4,5 - NOX Rate Annual v5.16 | 616 | 7500 | Rate Constraint in lbs/MMBtu | FALSE | L | Annual | Emissions at Affected Plants NOX | Thousand Tons | 3.0852 | 3.1959 | 3.1959 | 3.1959 | 2.5095 | 2.1 | 2.3037
NSR Four Corners 4,5 - NOX Rate Annual v5.16 | 616 | 7500 | Rate Constraint in lbs/MMBtu | FALSE | L | Annual | Allowances Purchased NOX | Thousand Tons | 0 | 0 | 0 | 0 | 0 | 0 | 0
NSR Four Corners 4,5 - NOX Rate Annual v5.16 | 616 | 7500 | Rate Constraint in lbs/MMBtu | FALSE | L | Annual | Allowances Sold NOX | Thousand Tons | 0 | 0 | 0 | 0 | 0 | 0 | 0
NSR Four Corners 4,5 - NOX Rate Annual v5.16 | 616 | 7500 | Rate Constraint in lbs/MMBtu | FALSE | L | Annual | Allowances Banked | Thousand Tons | 0 | 0 | 0 | 0 | 0 | 0 | 0
NSR Four Corners 4,5 - NOX Rate Annual v5.16 | 616 | 7500 | Rate Constraint in lbs/MMBtu | FALSE | L | Annual | Allowances Withdrawn (1:1) | Thousand Tons | 0 | 0 | 0 | 0 | 0 | 0 | 0
NSR Four Corners 4,5 - NOX Rate Annual v5.16 | 616 | 7500 | Rate Constraint in lbs/MMBtu | FALSE | L | Annual | Allowances Withdrawn (1:n) | Thousand Tons | 0 | 0 | 0 | 0 | 0 | 0 | 0
NSR Four Corners 4,5 - NOX Rate Annual v5.16 | 616 | 7500 | Rate Constraint in lbs/MMBtu | FALSE | L | Annual | Total | Thousand Tons | 3.0852 | 3.1959 | 3.1959 | 3.1959 | 2.5095 | 2.1 | 2.3037
NSR Four Corners 4,5 - NOX Rate Annual v5.16 | 616 | 7500 | Rate Constraint in lbs/MMBtu | FALSE | L | Annual | Fuel Consumed | TBtu | 100.5752 | 104.1201 | 104.1201 | 104.1201 | 82.8645 | 69.4761 | 75.9757
NSR Four Corners 4,5 - NOX Rate Annual v5.16 | 616 | 7500 | Rate Constraint in lbs/MMBtu | FALSE | L | Annual | Rate | lb/MMBtu | 0.06135 | 0.061389 | 0.061389 | 0.061389 | 0.060568 | 0.060451 | 0.060643
NSR Four Corners 4,5 - NOX Rate Annual v5.16 | 616 | 7500 | Rate Constraint in lbs/MMBtu | FALSE | L | Annual | Generation | TWh | 10.2958 | 9.7433 | 9.7433 | 9.7433 | 8.241 | 6.8748 | 7.5403
NSR Four Corners 4,5 - NOX Rate Annual v5.16 | 616 | 7500 | Rate Constraint in lbs/MMBtu | FALSE | L | Annual | Qualifying Generation | TWh | 10.2958 | 9.7433 | 9.7433 | 9.7433 | 8.241 | 6.8748 | 7.5403
NSR Four Corners 4,5 - NOX Rate Annual v5.16 | 616 | 7500 | Rate Constraint in lbs/MMBtu | FALSE | L | Annual | Rate | lb/MWh | 0.5993 | 0.65603 | 0.65603 | 0.65603 | 0.60902 | 0.61091 | 0.61103
NSR Four Corners 4,5 - NOX Rate Annual v5.16 | 616 | 7500 | Rate Constraint in lbs/MMBtu | FALSE | L | Annual | Constraint Shadow Price | US2022$/Ton | 0 | 0 | 0 | 0 | 0 | 0 | 0
NSR Four Corners 4,5 - SO2 Cap Annual v5.16 | 617 | 7499 | Rate Constraint in MTons | FALSE | L | Annual | Seasons Included | Seasons | Winter, Spring, Summer, Fall | Winter, Spring, Summer, Fall | Winter, Spring, Summer, Fall | Winter, Spring, Summer, Fall | Winter, Spring, Summer, Fall | Winter, Spring, Summer, Fall | Winter, Spring, Summer, Fall
NSR Four Corners 4,5 - SO2 Cap Annual v5.16 | 617 | 7499 | Rate Constraint in MTons | FALSE | L | Annual | Standard SO2 | Thousand Tons | 6.8 | 6.8 | 6.8 | 6.8 | 6.8 | 6.8 | 6.8
NSR Four Corners 4,5 - SO2 Cap Annual v5.16 | 617 | 7499 | Rate Constraint in MTons | FALSE | L | Annual | Emissions at Affected Plants SO2 | Thousand Tons | 4.2441 | 4.3843 | 4.3843 | 4.3843 | 3.6469 | 3.0765 | 3.3306
NSR Four Corners 4,5 - SO2 Cap Annual v5.16 | 617 | 7499 | Rate Constraint in MTons | FALSE | L | Annual | Allowances Purchased SO2 | Thousand Tons | 0 | 0 | 0 | 0 | 0 | 0 | 0
NSR Four Corners 4,5 - SO2 Cap Annual v5.16 | 617 | 7499 | Rate Constraint in MTons | FALSE | L | Annual | Allowances Sold SO2 | Thousand Tons | 0 | 0 | 0 | 0 | 0 | 0 | 0
NSR Four Corners 4,5 - SO2 Cap Annual v5.16 | 617 | 7499 | Rate Constraint in MTons | FALSE | L | Annual | Allowances Banked | Thousand Tons | 0 | 0 | 0 | 0 | 0 | 0 | 0
NSR Four Corners 4,5 - SO2 Cap Annual v5.16 | 617 | 7499 | Rate Constraint in MTons | FALSE | L | Annual | Allowances Withdrawn (1:1) | Thousand Tons | 0 | 0 | 0 | 0 | 0 | 0 | 0
NSR Four Corners 4,5 - SO2 Cap Annual v5.16 | 617 | 7499 | Rate Constraint in MTons | FALSE | L | Annual | Allowances Withdrawn (1:n) | Thousand Tons | 0 | 0 | 0 | 0 | 0 | 0 | 0
NSR Four Corners 4,5 - SO2 Cap Annual v5.16 | 617 | 7499 | Rate Constraint in MTons | FALSE | L | Annual | Total | Thousand Tons | 4.2441 | 4.3843 | 4.3843 | 4.3843 | 3.6469 | 3.0765 | 3.3306
NSR Four Corners 4,5 - SO2 Cap Annual v5.16 | 617 | 7499 | Rate Constraint in MTons | FALSE | L | Annual | Fuel Consumed | TBtu | 100.5752 | 104.1201 | 104.1201 | 104.1201 | 82.8645 | 69.4761 | 75.9757
NSR Four Corners 4,5 - SO2 Cap Annual v5.16 | 617 | 7499 | Rate Constraint in MTons | FALSE | L | Annual | Rate | lb/MMBtu | 0.084396 | 0.084216 | 0.084216 | 0.084216 | 0.088021 | 0.088563 | 0.087675
NSR Four Corners 4,5 - SO2 Cap Annual v5.16 | 617 | 7499 | Rate Constraint in MTons | FALSE | L | Annual | Generation | TWh | 10.2958 | 9.7433 | 9.7433 | 9.7433 | 8.241 | 6.8748 | 7.5403
NSR Four Corners 4,5 - SO2 Cap Annual v5.16 | 617 | 7499 | Rate Constraint in MTons | FALSE | L | Annual | Qualifying Generation | TWh | 10.2958 | 9.7433 | 9.7433 | 9.7433 | 8.241 | 6.8748 | 7.5403
NSR Four Corners 4,5 - SO2 Cap Annual v5.16 | 617 | 7499 | Rate Constraint in MTons | FALSE | L | Annual | Rate | lb/MWh | 0.82443 | 0.89997 | 0.89997 | 0.89997 | 0.88506 | 0.895 | 0.88341
NSR Four Corners 4,5 - SO2 Cap Annual v5.16 | 617 | 7499 | Rate Constraint in MTons | FALSE | L | Annual | Constraint Shadow Price | US2022$/Ton | 0 | 0 | 0 | 0 | 0 | 0 | 0
NSR Harrison 1-3 - NOX Rate Annual v5.16 | 618 | 7268 | Rate Constraint in lbs/MMBtu | FALSE | L | Annual | Seasons Included | Seasons | Winter, Spring, Summer, Fall | Winter, Spring, Summer, Fall | Winter, Spring, Summer, Fall | Winter, Spring, Summer, Fall | Winter, Spring, Summer, Fall | Winter, Spring, Summer, Fall | Winter, Spring, Summer, Fall
NSR Harrison 1-3 - NOX Rate Annual v5.16 | 618 | 7268 | Rate Constraint in lbs/MMBtu | FALSE | L | Annual | Standard NOX | lb/MMBtu | 0.25 | 0.25 | 0.25 | 0.25 | 0.25 | 0.25 | 0.25
NSR Harrison 1-3 - NOX Rate Annual v5.16 | 618 | 7268 | Rate Constraint in lbs/MMBtu | FALSE | L | Annual | Emissions at Affected Plants NOX | Thousand Tons | 6.0878 | 6.0878 | 6.0878 | 6.0878 | 0.0093467 | 0.0093467 | 0.0093467
NSR Harrison 1-3 - NOX Rate Annual v5.16 | 618 | 7268 | Rate Constraint in lbs/MMBtu | FALSE | L | Annual | Allowances Purchased NOX | Thousand Tons | 0 | 0 | 0 | 0 | 0 | 0 | 0
NSR Harrison 1-3 - NOX Rate Annual v5.16 | 618 | 7268 | Rate Constraint in lbs/MMBtu | FALSE | L | Annual | Allowances Sold NOX | Thousand Tons | 0 | 0 | 0 | 0 | 0 | 0 | 0
NSR Harrison 1-3 - NOX Rate Annual v5.16 | 618 | 7268 | Rate Constraint in lbs/MMBtu | FALSE | L | Annual | Allowances Banked | Thousand Tons | 0 | 0 | 0 | 0 | 0 | 0 | 0
NSR Harrison 1-3 - NOX Rate Annual v5.16 | 618 | 7268 | Rate Constraint in lbs/MMBtu | FALSE | L | Annual | Allowances Withdrawn (1:1) | Thousand Tons | 0 | 0 | 0 | 0 | 0 | 0 | 0
NSR Harrison 1-3 - NOX Rate Annual v5.16 | 618 | 7268 | Rate Constraint in lbs/MMBtu | FALSE | L | Annual | Allowances Withdrawn (1:n) | Thousand Tons | 0 | 0 | 0 | 0 | 0 | 0 | 0
NSR Harrison 1-3 - NOX Rate Annual v5.16 | 618 | 7268 | Rate Constraint in lbs/MMBtu | FALSE | L | Annual | Total | Thousand Tons | 6.0878 | 6.0878 | 6.0878 | 6.0878 | 0.0093467 | 0.0093467 | 0.0093467
NSR Harrison 1-3 - NOX Rate Annual v5.16 | 618 | 7268 | Rate Constraint in lbs/MMBtu | FALSE | L | Annual | Fuel Consumed | TBtu | 137.1354 | 137.1354 | 137.1357 | 137.1357 | 0.21055 | 0.21055 | 0.21055
NSR Harrison 1-3 - NOX Rate Annual v5.16 | 618 | 7268 | Rate Constraint in lbs/MMBtu | FALSE | L | Annual | Rate | lb/MMBtu | 0.088786 | 0.088786 | 0.088786 | 0.088786 | 0.088786 | 0.088786 | 0.088786
NSR Harrison 1-3 - NOX Rate Annual v5.16 | 618 | 7268 | Rate Constraint in lbs/MMBtu | FALSE | L | Annual | Generation | TWh | 13.5242 | 13.5242 | 9.2973 | 9.2973 | 0.020764 | 0.020764 | 0.020764
NSR Harrison 1-3 - NOX Rate Annual v5.16 | 618 | 7268 | Rate Constraint in lbs/MMBtu | FALSE | L | Annual | Qualifying Generation | TWh | 13.5242 | 13.5242 | 9.2973 | 9.2973 | 0.020764 | 0.020764 | 0.020764
NSR Harrison 1-3 - NOX Rate Annual v5.16 | 618 | 7268 | Rate Constraint in lbs/MMBtu | FALSE | L | Annual | Rate | lb/MWh | 0.90029 | 0.90029 | 1.3096 | 1.3096 | 0.90029 | 0.90029 | 0.90029
NSR Harrison 1-3 - NOX Rate Annual v5.16 | 618 | 7268 | Rate Constraint in lbs/MMBtu | FALSE | L | Annual | Constraint Shadow Price | US2022$/Ton | 0 | 0 | 0 | 0 | 0 | 0 | 0
NSR Harrison 1-3 - NOX Rate Summer v5.16 | 619 | 7269 | Rate Constraint in lbs/MMBtu | FALSE | L | Annual | Seasons Included | Seasons | Summer | Summer | Summer | Summer | Summer | Summer | Summer
NSR Harrison 1-3 - NOX Rate Summer v5.16 | 619 | 7269 | Rate Constraint in lbs/MMBtu | FALSE | L | Annual | Standard NOX | lb/MMBtu | 0.2 | 0.2 | 0.2 | 0.2 | 0.2 | 0.2 | 0.2
NSR Harrison 1-3 - NOX Rate Summer v5.16 | 619 | 7269 | Rate Constraint in lbs/MMBtu | FALSE | L | Annual | Emissions at Affected Plants NOX | Thousand Tons | 2.4481 | 2.4481 | 2.4481 | 2.4481 | 0.0037586 | 0.0037586 | 0.0037586
NSR Harrison 1-3 - NOX Rate Summer v5.16 | 619 | 7269 | Rate Constraint in lbs/MMBtu | FALSE | L | Annual | Allowances Purchased NOX | Thousand Tons | 0 | 0 | 0 | 0 | 0 | 0 | 0
NSR Harrison 1-3 - NOX Rate Summer v5.16 | 619 | 7269 | Rate Constraint in lbs/MMBtu | FALSE | L | Annual | Allowances Sold NOX | Thousand Tons | 0 | 0 | 0 | 0 | 0 | 0 | 0
NSR Harrison 1-3 - NOX Rate Summer v5.16 | 619 | 7269 | Rate Constraint in lbs/MMBtu | FALSE | L | Annual | Allowances Banked | Thousand Tons | 0 | 0 | 0 | 0 | 0 | 0 | 0
NSR Harrison 1-3 - NOX Rate Summer v5.16 | 619 | 7269 | Rate Constraint in lbs/MMBtu | FALSE | L | Annual | Allowances Withdrawn (1:1) | Thousand Tons | 0 | 0 | 0 | 0 | 0 | 0 | 0
NSR Harrison 1-3 - NOX Rate Summer v5.16 | 619 | 7269 | Rate Constraint in lbs/MMBtu | FALSE | L | Annual | Allowances Withdrawn (1:n) | Thousand Tons | 0 | 0 | 0 | 0 | 0 | 0 | 0
NSR Harrison 1-3 - NOX Rate Summer v5.16 | 619 | 7269 | Rate Constraint in lbs/MMBtu | FALSE | L | Annual | Total | Thousand Tons | 2.4481 | 2.4481 | 2.4481 | 2.4481 | 0.0037586 | 0.0037586 | 0.0037586
NSR Harrison 1-3 - NOX Rate Summer v5.16 | 619 | 7269 | Rate Constraint in lbs/MMBtu | FALSE | L | Annual | Fuel Consumed | TBtu | 55.1459 | 55.1459 | 55.146 | 55.146 | 0.084666 | 0.084666 | 0.084666
NSR Harrison 1-3 - NOX Rate Summer v5.16 | 619 | 7269 | Rate Constraint in lbs/MMBtu | FALSE | L | Annual | Rate | lb/MMBtu | 0.088786 | 0.088786 | 0.088786 | 0.088786 | 0.088786 | 0.088786 | 0.088786
NSR Harrison 1-3 - NOX Rate Summer v5.16 | 619 | 7269 | Rate Constraint in lbs/MMBtu | FALSE | L | Annual | Generation | TWh | 5.4384 | 5.4384 | 3.7387 | 3.7387 | 0.0083497 | 0.0083497 | 0.0083497
NSR Harrison 1-3 - NOX Rate Summer v5.16 | 619 | 7269 | Rate Constraint in lbs/MMBtu | FALSE | L | Annual | Qualifying Generation | TWh | 5.4384 | 5.4384 | 3.7387 | 3.7387 | 0.0083497 | 0.0083497 | 0.0083497
NSR Harrison 1-3 - NOX Rate Summer v5.16 | 619 | 7269 | Rate Constraint in lbs/MMBtu | FALSE | L | Annual | Rate | lb/MWh | 0.90029 | 0.90029 | 1.3096 | 1.3096 | 0.90029 | 0.90029 | 0.90029
NSR Harrison 1-3 - NOX Rate Summer v5.16 | 619 | 7269 | Rate Constraint in lbs/MMBtu | FALSE | L | Annual | Constraint Shadow Price | US2022$/Ton | 0 | 0 | 0 | 0 | 0 | 0 | 0
NSR HL Spurlock 1 - NOX Rate Annual v3.1, Unit 4695 and retrofits | 620 | 7444 | Rate Constraint in lbs/MMBtu | FALSE | L | Annual | Seasons Included | Seasons | Winter, Spring, Summer, Fall | Winter, Spring, Summer, Fall | Winter, Spring, Summer, Fall | Winter, Spring, Summer, Fall | Winter, Spring, Summer, Fall | Winter, Spring, Summer, Fall | Winter, Spring, Summer, Fall
NSR HL Spurlock 1 - NOX Rate Annual v3.1, Unit 4695 and retrofits | 620 | 7444 | Rate Constraint in lbs/MMBtu | FALSE | L | Annual | Standard NOX | lb/MMBtu | 0.1 | 0.1 | 0.1 | 0.1 | 0.1 | 0.1 | 0.1
NSR HL Spurlock 1 - NOX Rate Annual v3.1, Unit 4695 and retrofits | 620 | 7444 | Rate Constraint in lbs/MMBtu | FALSE | L | Annual | Emissions at Affected Plants NOX | Thousand Tons | 0.92282 | 0.92282 | 0.92282 | 0.92282 | 0.92282 | 0.92282 | 0
NSR HL Spurlock 1 - NOX Rate Annual v3.1, Unit 4695 and retrofits | 620 | 7444 | Rate Constraint in lbs/MMBtu | FALSE | L | Annual | Allowances Purchased NOX | Thousand Tons | 0 | 0 | 0 | 0 | 0 | 0 | 0
NSR HL Spurlock 1 - NOX Rate Annual v3.1, Unit 4695 and retrofits | 620 | 7444 | Rate Constraint in lbs/MMBtu | FALSE | L | Annual | Allowances Sold NOX | Thousand Tons | 0 | 0 | 0 | 0 | 0 | 0 | 0
NSR HL Spurlock 1 - NOX Rate Annual v3.1, Unit 4695 and retrofits | 620 | 7444 | Rate Constraint in lbs/MMBtu | FALSE | L | Annual | Allowances Banked | Thousand Tons | 0 | 0 | 0 | 0 | 0 | 0 | 0
NSR HL Spurlock 1 - NOX Rate Annual v3.1, Unit 4695 and retrofits | 620 | 7444 | Rate Constraint in lbs/MMBtu | FALSE | L | Annual | Allowances Withdrawn (1:1) | Thousand Tons | 0 | 0 | 0 | 0 | 0 | 0 | 0
NSR HL Spurlock 1 - NOX Rate Annual v3.1, Unit 4695 and retrofits | 620 | 7444 | Rate Constraint in lbs/MMBtu | FALSE | L | Annual | Allowances Withdrawn (1:n) | Thousand Tons | 0 | 0 | 0 | 0 | 0 | 0 | 0
NSR HL Spurlock 1 - NOX Rate Annual v3.1, Unit 4695 and retrofits | 620 | 7444 | Rate Constraint in lbs/MMBtu | FALSE | L | Annual | Total | Thousand Tons | 0.92282 | 0.92282 | 0.92282 | 0.92282 | 0.92282 | 0.92282 | 0
NSR HL Spurlock 1 - NOX Rate Annual v3.1, Unit 4695 and retrofits | 620 | 7444 | Rate Constraint in lbs/MMBtu | FALSE | L | Annual | Fuel Consumed | TBtu | 20.4831 | 20.4831 | 20.4831 | 20.4831 | 20.4831 | 20.4831 | 0
NSR HL Spurlock 1 - NOX Rate Annual v3.1, Unit 4695 and retrofits | 620 | 7444 | Rate Constraint in lbs/MMBtu | FALSE | L | Annual | Rate | lb/MMBtu | 0.090106 | 0.090106 | 0.090106 | 0.090106 | 0.090106 | 0.090106 | 0
NSR HL Spurlock 1 - NOX Rate Annual v3.1, Unit 4695 and retrofits | 620 | 7444 | Rate Constraint in lbs/MMBtu | FALSE | L | Annual | Generation | TWh | 2.0238 | 2.0238 | 2.0238 | 2.0238 | 2.0238 | 2.0238 | 0
NSR HL Spurlock 1 - NOX Rate Annual v3.1, Unit 4695 and retrofits | 620 | 7444 | Rate Constraint in lbs/MMBtu | FALSE | L | Annual | Qualifying Generation | TWh | 2.0238 | 2.0238 | 2.0238 | 2.0238 | 2.0238 | 2.0238 | 0
NSR HL Spurlock 1 - NOX Rate Annual v3.1, Unit 4695 and retrofits | 620 | 7444 | Rate Constraint in lbs/MMBtu | FALSE | L | Annual | Rate | lb/MWh | 0.91196 | 0.91196 | 0.91196 | 0.91196 | 0.91196 | 0.91196 | 0
NSR HL Spurlock 1 - NOX Rate Annual v3.1, Unit 4695 and retrofits | 620 | 7444 | Rate Constraint in lbs/MMBtu | FALSE | L | Annual | Constraint Shadow Price | US2022$/Ton | 0 | 0 | 0 | 0 | 0 | 0 | 0
NSR HL Spurlock 2 - NOX Rate Annual v3.1, Unit 4694 and retrofits | 621 | 7445 | Rate Constraint in lbs/MMBtu | FALSE | L | Annual | Seasons Included | Seasons | Winter, Spring, Summer, Fall | Winter, Spring, Summer, Fall | Winter, Spring, Summer, Fall | Winter, Spring, Summer, Fall | Winter, Spring, Summer, Fall | Winter, Spring, Summer, Fall | Winter, Spring, Summer, Fall
NSR HL Spurlock 2 - NOX Rate Annual v3.1, Unit 4694 and retrofits | 621 | 7445 | Rate Constraint in lbs/MMBtu | FALSE | L | Annual | Standard NOX | lb/MMBtu | 0.1 | 0.1 | 0.1 | 0.1 | 0.1 | 0.1 | 0.1
NSR HL Spurlock 2 - NOX Rate Annual v3.1, Unit 4694 and retrofits | 621 | 7445 | Rate Constraint in lbs/MMBtu | FALSE | L | Annual | Emissions at Affected Plants NOX | Thousand Tons | 1.5754 | 1.5754 | 1.5754 | 1.5754 | 1.5754 | 1.5754 | 1.5754
NSR HL Spurlock 2 - NOX Rate Annual v3.1, Unit 4694 and retrofits | 621 | 7445 | Rate Constraint in lbs/MMBtu | FALSE | L | Annual | Allowances Purchased NOX | Thousand Tons | 0 | 0 | 0 | 0 | 0 | 0 | 0
NSR HL Spurlock 2 - NOX Rate Annual v3.1, Unit 4694 and retrofits | 621 | 7445 | Rate Constraint in lbs/MMBtu | FALSE | L | Annual | Allowances Sold NOX | Thousand Tons | 0 | 0 | 0 | 0 | 0 | 0 | 0
NSR HL Spurlock 2 - NOX Rate Annual v3.1, Unit 4694 and retrofits | 621 | 7445 | Rate Constraint in lbs/MMBtu | FALSE | L | Annual | Allowances Banked | Thousand Tons | 0 | 0 | 0 | 0 | 0 | 0 | 0
NSR HL Spurlock 2 - NOX Rate Annual v3.1, Unit 4694 and retrofits | 621 | 7445 | Rate Constraint in lbs/MMBtu | FALSE | L | Annual | Allowances Withdrawn (1:1) | Thousand Tons | 0 | 0 | 0 | 0 | 0 | 0 | 0
NSR HL Spurlock 2 - NOX Rate Annual v3.1, Unit 4694 and retrofits | 621 | 7445 | Rate Constraint in lbs/MMBtu | FALSE | L | Annual | Allowances Withdrawn (1:n) | Thousand Tons | 0 | 0 | 0 | 0 | 0 | 0 | 0
NSR HL Spurlock 2 - NOX Rate Annual v3.1, Unit 4694 and retrofits | 621 | 7445 | Rate Constraint in lbs/MMBtu | FALSE | L | Annual | Total | Thousand Tons | 1.5754 | 1.5754 | 1.5754 | 1.5754 | 1.5754 | 1.5754 | 1.5754
NSR HL Spurlock 2 - NOX Rate Annual v3.1, Unit 4694 and retrofits | 621 | 7445 | Rate Constraint in lbs/MMBtu | FALSE | L | Annual | Fuel Consumed | TBtu | 34.8844 | 34.8844 | 34.8844 | 34.8844 | 34.8844 | 34.8844 | 34.8844
NSR HL Spurlock 2 - NOX Rate Annual v3.1, Unit 4694 and retrofits | 621 | 7445 | Rate Constraint in lbs/MMBtu | FALSE | L | Annual | Rate | lb/MMBtu | 0.09032 | 0.09032 | 0.09032 | 0.09032 | 0.09032 | 0.09032 | 0.09032
NSR HL Spurlock 2 - NOX Rate Annual v3.1, Unit 4694 and retrofits | 621 | 7445 | Rate Constraint in lbs/MMBtu | FALSE | L | Annual | Generation | TWh | 3.4718 | 3.4718 | 3.4718 | 3.4718 | 3.4718 | 3.4718 | 3.4718
NSR HL Spurlock 2 - NOX Rate Annual v3.1, Unit 4694 and retrofits | 621 | 7445 | Rate Constraint in lbs/MMBtu | FALSE | L | Annual | Qualifying Generation | TWh | 3.4718 | 3.4718 | 3.4718 | 3.4718 | 3.4718 | 3.4718 | 3.4718
NSR HL Spurlock 2 - NOX Rate Annual v3.1, Unit 4694 and retrofits | 621 | 7445 | Rate Constraint in lbs/MMBtu | FALSE | L | Annual | Rate | lb/MWh | 0.90754 | 0.90754 | 0.90754 | 0.90754 | 0.90754 | 0.90754 | 0.90754
NSR HL Spurlock 2 - NOX Rate Annual v3.1, Unit 4694 and retrofits | 621 | 7445 | Rate Constraint in lbs/MMBtu | FALSE | L | Annual | Constraint Shadow Price | US2022$/Ton | 0 | 0 | 0 | 0 | 0 | 0 | 0
NSR HL Spurlock 2 - SO2 Rate Annual v3.1, Unit 4694 and retrofits | 622 | 7443 | Rate Constraint in lbs/MMBtu | FALSE | L | Annual | Seasons Included | Seasons | Winter, Spring, Summer, Fall | Winter, Spring, Summer, Fall | Winter, Spring, Summer, Fall | Winter, Spring, Summer, Fall | Winter, Spring, Summer, Fall | Winter, Spring, Summer, Fall | Winter, Spring, Summer, Fall
NSR HL Spurlock 2 - SO2 Rate Annual v3.1, Unit 4694 and retrofits | 622 | 7443 | Rate Constraint in lbs/MMBtu | FALSE | L | Annual | Standard SO2 | lb/MMBtu | 0.1 | 0.1 | 0.1 | 0.1 | 0.1 | 0.1 | 0.1
NSR HL Spurlock 2 - SO2 Rate Annual v3.1, Unit 4694 and retrofits | 622 | 7443 | Rate Constraint in lbs/MMBtu | FALSE | L | Annual | Emissions at Affected Plants SO2 | Thousand Tons | 1.3468 | 1.3468 | 1.3468 | 1.3468 | 1.3468 | 1.1427 | 1.3468
NSR HL Spurlock 2 - SO2 Rate Annual v3.1, Unit 4694 and retrofits | 622 | 7443 | Rate Constraint in lbs/MMBtu | FALSE | L | Annual | Allowances Purchased SO2 | Thousand Tons | 0 | 0 | 0 | 0 | 0 | 0 | 0
NSR HL Spurlock 2 - SO2 Rate Annual v3.1, Unit 4694 and retrofits | 622 | 7443 | Rate Constraint in lbs/MMBtu | FALSE | L | Annual | Allowances Sold SO2 | Thousand Tons | 0 | 0 | 0 | 0 | 0 | 0 | 0
NSR HL Spurlock 2 - SO2 Rate Annual v3.1, Unit 4694 and retrofits | 622 | 7443 | Rate Constraint in lbs/MMBtu | FALSE | L | Annual | Allowances Banked | Thousand Tons | 0 | 0 | 0 | 0 | 0 | 0 | 0
NSR HL Spurlock 2 - SO2 Rate Annual v3.1, Unit 4694 and retrofits | 622 | 7443 | Rate Constraint in lbs/MMBtu | FALSE | L | Annual | Allowances Withdrawn (1:1) | Thousand Tons | 0 | 0 | 0 | 0 | 0 | 0 | 0
NSR HL Spurlock 2 - SO2 Rate Annual v3.1, Unit 4694 and retrofits | 622 | 7443 | Rate Constraint in lbs/MMBtu | FALSE | L | Annual | Allowances Withdrawn (1:n) | Thousand Tons | 0 | 0 | 0 | 0 | 0 | 0 | 0
NSR HL Spurlock 2 - SO2 Rate Annual v3.1, Unit 4694 and retrofits | 622 | 7443 | Rate Constraint in lbs/MMBtu | FALSE | L | Annual | Total | Thousand Tons | 1.3468 | 1.3468 | 1.3468 | 1.3468 | 1.3468 | 1.1427 | 1.3468
NSR HL Spurlock 2 - SO2 Rate Annual v3.1, Unit 4694 and retrofits | 622 | 7443 | Rate Constraint in lbs/MMBtu | FALSE | L | Annual | Fuel Consumed | TBtu | 34.8844 | 34.8844 | 34.8844 | 34.8844 | 34.8844 | 34.8844 | 34.8844
NSR HL Spurlock 2 - SO2 Rate Annual v3.1, Unit 4694 and retrofits | 622 | 7443 | Rate Constraint in lbs/MMBtu | FALSE | L | Annual | Rate | lb/MMBtu | 0.077217 | 0.077217 | 0.077217 | 0.077217 | 0.077217 | 0.065516 | 0.077217
NSR HL Spurlock 2 - SO2 Rate Annual v3.1, Unit 4694 and retrofits | 622 | 7443 | Rate Constraint in lbs/MMBtu | FALSE | L | Annual | Generation | TWh | 3.4718 | 3.4718 | 3.4718 | 3.4718 | 3.4718 | 3.4718 | 3.4718
NSR HL Spurlock 2 - SO2 Rate Annual v3.1, Unit 4694 and retrofits | 622 | 7443 | Rate Constraint in lbs/MMBtu | FALSE | L | Annual | Qualifying Generation | TWh | 3.4718 | 3.4718 | 3.4718 | 3.4718 | 3.4718 | 3.4718 | 3.4718
NSR HL Spurlock 2 - SO2 Rate Annual v3.1, Unit 4694 and retrofits | 622 | 7443 | Rate Constraint in lbs/MMBtu | FALSE | L | Annual | Rate | lb/MWh | 0.77588 | 0.77588 | 0.77588 | 0.77588 | 0.77588 | 0.65831 | 0.77588
NSR HL Spurlock 2 - SO2 Rate Annual v3.1, Unit 4694 and retrofits | 622 | 7443 | Rate Constraint in lbs/MMBtu | FALSE | L | Annual | Constraint Shadow Price | US2022$/Ton | 0 | 0 | 0 | 0 | 0 | 0 | 0
NSR Hoosier - NOX Cap Annual v4.10 Final | 623 | 7379 | Rate Constraint in MTons | FALSE | L | Annual | Seasons Included | Seasons | Winter, Spring, Summer, Fall | Winter, Spring, Summer, Fall | Winter, Spring, Summer, Fall | Winter, Spring, Summer, Fall | Winter, Spring, Summer, Fall | Winter, Spring, Summer, Fall | Winter, Spring, Summer, Fall
NSR Hoosier - NOX Cap Annual v4.10 Final | 623 | 7379 | Rate Constraint in MTons | FALSE | L | Annual | Standard NOX | Thousand Tons | 4.8 | 4.8 | 4.8 | 4.8 | 4.8 | 4.8 | 4.8
NSR Hoosier - NOX Cap Annual v4.10 Final | 623 | 7379 | Rate Constraint in MTons | FALSE | L | Annual | Emissions at Affected Plants NOX | Thousand Tons | 1.7069 | 1.7602 | 2.0664 | 2.0664 | 0 | 0 | 0
NSR Hoosier - NOX Cap Annual v4.10 Final | 623 | 7379 | Rate Constraint in MTons | FALSE | L | Annual | Allowances Purchased NOX | Thousand Tons | 0 | 0 | 0 | 0 | 0 | 0 | 0
NSR Hoosier - NOX Cap Annual v4.10 Final | 623 | 7379 | Rate Constraint in MTons | FALSE | L | Annual | Allowances Sold NOX | Thousand Tons | 0 | 0 | 0 | 0 | 0 | 0 | 0
NSR Hoosier - NOX Cap Annual v4.10 Final | 623 | 7379 | Rate Constraint in MTons | FALSE | L | Annual | Allowances Banked | Thousand Tons | 0 | 0 | 0 | 0 | 0 | 0 | 0
NSR Hoosier - NOX Cap Annual v4.10 Final | 623 | 7379 | Rate Constraint in MTons | FALSE | L | Annual | Allowances Withdrawn (1:1) | Thousand Tons | 0 | 0 | 0 | 0 | 0 | 0 | 0
NSR Hoosier - NOX Cap Annual v4.10 Final | 623 | 7379 | Rate Constraint in MTons | FALSE | L | Annual | Allowances Withdrawn (1:n) | Thousand Tons | 0 | 0 | 0 | 0 | 0 | 0 | 0
NSR Hoosier - NOX Cap Annual v4.10 Final | 623 | 7379 | Rate Constraint in MTons | FALSE | L | Annual | Total | Thousand Tons | 1.7069 | 1.7602 | 2.0664 | 2.0664 | 0 | 0 | 0
NSR Hoosier - NOX Cap Annual v4.10 Final | 623 | 7379 | Rate Constraint in MTons | FALSE | L | Annual | Fuel Consumed | TBtu | 57.0242 | 58.8073 | 69.0361 | 69.0361 | 0 | 0 | 0
NSR Hoosier - NOX Cap Annual v4.10 Final | 623 | 7379 | Rate Constraint in MTons | FALSE | L | Annual | Rate | lb/MMBtu | 0.059865 | 0.059865 | 0.059865 | 0.059865 | 0 | 0 | 0
NSR Hoosier - NOX Cap Annual v4.10 Final | 623 | 7379 | Rate Constraint in MTons | FALSE | L | Annual | Generation | TWh | 5.4936 | 5.6654 | 4.5322 | 4.5322 | 0 | 0 | 0
NSR Hoosier - NOX Cap Annual v4.10 Final | 623 | 7379 | Rate Constraint in MTons | FALSE | L | Annual | Qualifying Generation | TWh | 5.4936 | 5.6654 | 4.5322 | 4.5322 | 0 | 0 | 0
NSR Hoosier - NOX Cap Annual v4.10 Final | 623 | 7379 | Rate Constraint in MTons | FALSE | L | Annual | Rate | lb/MWh | 0.6214 | 0.6214 | 0.91187 | 0.91187 | 0 | 0 | 0
NSR Hoosier - NOX Cap Annual v4.10 Final | 623 | 7379 | Rate Constraint in MTons | FALSE | L | Annual | Constraint Shadow Price | US2022$/Ton | 0 | 0 | 0 | 0 | 0 | 0 | 0
NSR Hoosier System - SO2 Cap Annual v4.10 Final | 624 | 7380 | Rate Constraint in MTons | FALSE | L | Annual | Seasons Included | Seasons | Winter, Spring, Summer, Fall | Winter, Spring, Summer, Fall | Winter, Spring, Summer, Fall | Winter, Spring, Summer, Fall | Winter, Spring, Summer, Fall | Winter, Spring, Summer, Fall | Winter, Spring, Summer, Fall
NSR Hoosier System - SO2 Cap Annual v4.10 Final | 624 | 7380 | Rate Constraint in MTons | FALSE | L | Annual | Standard SO2 | Thousand Tons | 18.75 | 18.75 | 18.75 | 18.75 | 18.75 | 18.75 | 18.75
NSR Hoosier System - SO2 Cap Annual v4.10 Final | 624 | 7380 | Rate Constraint in MTons | FALSE | L | Annual | Emissions at Affected Plants SO2 | Thousand Tons | 3.0408 | 3.296 | 4.1344 | 4.1344 | 0 | 0 | 0
NSR Hoosier System - SO2 Cap Annual v4.10 Final | 624 | 7380 | Rate Constraint in MTons | FALSE | L | Annual | Allowances Purchased SO2 | Thousand Tons | 0 | 0 | 0 | 0 | 0 | 0 | 0
NSR Hoosier System - SO2 Cap Annual v4.10 Final | 624 | 7380 | Rate Constraint in MTons | FALSE | L | Annual | Allowances Sold SO2 | Thousand Tons | 0 | 0 | 0 | 0 | 0 | 0 | 0
NSR Hoosier System - SO2 Cap Annual v4.10 Final | 624 | 7380 | Rate Constraint in MTons | FALSE | L | Annual | Allowances Banked | Thousand Tons | 0 | 0 | 0 | 0 | 0 | 0 | 0
NSR Hoosier System - SO2 Cap Annual v4.10 Final | 624 | 7380 | Rate Constraint in MTons | FALSE | L | Annual | Allowances Withdrawn (1:1) | Thousand Tons | 0 | 0 | 0 | 0 | 0 | 0 | 0
NSR Hoosier System - SO2 Cap Annual v4.10 Final | 624 | 7380 | Rate Constraint in MTons | FALSE | L | Annual | Allowances Withdrawn (1:n) | Thousand Tons | 0 | 0 | 0 | 0 | 0 | 0 | 0
NSR Hoosier System - SO2 Cap Annual v4.10 Final | 624 | 7380 | Rate Constraint in MTons | FALSE | L | Annual | Total | Thousand Tons | 3.0408 | 3.296 | 4.1344 | 4.1344 | 0 | 0 | 0
NSR Hoosier System - SO2 Cap Annual v4.10 Final | 624 | 7380 | Rate Constraint in MTons | FALSE | L | Annual | Fuel Consumed | TBtu | 57.0242 | 58.8073 | 69.0361 | 69.0361 | 0 | 0 | 0
NSR Hoosier System - SO2 Cap Annual v4.10 Final | 624 | 7380 | Rate Constraint in MTons | FALSE | L | Annual | Rate | lb/MMBtu | 0.10665 | 0.1121 | 0.11978 | 0.11978 | 0 | 0 | 0
NSR Hoosier System - SO2 Cap Annual v4.10 Final | 624 | 7380 | Rate Constraint in MTons | FALSE | L | Annual | Generation | TWh | 5.4936 | 5.6654 | 4.5322 | 4.5322 | 0 | 0 | 0
NSR Hoosier System - SO2 Cap Annual v4.10 Final | 624 | 7380 | Rate Constraint in MTons | FALSE | L | Annual | Qualifying Generation | TWh | 5.4936 | 5.6654 | 4.5322 | 4.5322 | 0 | 0 | 0
NSR Hoosier System - SO2 Cap Annual v4.10 Final | 624 | 7380 | Rate Constraint in MTons | FALSE | L | Annual | Rate | lb/MWh | 1.107 | 1.1636 | 1.8245 | 1.8245 | 0 | 0 | 0
NSR Hoosier System - SO2 Cap Annual v4.10 Final | 624 | 7380 | Rate Constraint in MTons | FALSE | L | Annual | Constraint Shadow Price | US2022$/Ton | 0 | 0 | 0 | 0 | 0 | 0 | 0
NSR Interstate System-Wide NOX Cap v5.16 | 625 | 7515 | Rate Constraint in MTons | FALSE | L | Annual | Seasons Included | Seasons | Winter, Spring, Summer, Fall | Winter, Spring, Summer, Fall | Winter, Spring, Summer, Fall | Winter, Spring, Summer, Fall | Winter, Spring, Summer, Fall | Winter, Spring, Summer, Fall | Winter, Spring, Summer, Fall
NSR Interstate System-Wide NOX Cap v5.16 | 625 | 7515 | Rate Constraint in MTons | FALSE | L | Annual | Standard NOX | Thousand Tons | 6.8 | 6.8 | 6.8 | 6.8 | 6.8 | 6.8 | 6.8
NSR Interstate System-Wide NOX Cap v5.16 | 625 | 7515 | Rate Constraint in MTons | FALSE | L | Annual | Emissions at Affected Plants NOX | Thousand Tons | 2.1948 | 2.2121 | 2.0437 | 2.0437 | 1.8683 | 1.7164 | 1.7164
NSR Interstate System-Wide NOX Cap v5.16 | 625 | 7515 | Rate Constraint in MTons | FALSE | L | Annual | Allowances Purchased NOX | Thousand Tons | 0 | 0 | 0 | 0 | 0 | 0 | 0
NSR Interstate System-Wide NOX Cap v5.16 | 625 | 7515 | Rate Constraint in MTons | FALSE | L | Annual | Allowances Sold NOX | Thousand Tons | 0 | 0 | 0 | 0 | 0 | 0 | 0
NSR Interstate System-Wide NOX Cap v5.16 | 625 | 7515 | Rate Constraint in MTons | FALSE | L | Annual | Allowances Banked | Thousand Tons | 0 | 0 | 0 | 0 | 0 | 0 | 0
NSR Interstate System-Wide NOX Cap v5.16 | 625 | 7515 | Rate Constraint in MTons | FALSE | L | Annual | Allowances Withdrawn (1:1) | Thousand Tons | 0 | 0 | 0 | 0 | 0 | 0 | 0
NSR Interstate System-Wide NOX Cap v5.16 | 625 | 7515 | Rate Constraint in MTons | FALSE | L | Annual | Allowances Withdrawn (1:n) | Thousand Tons | 0 | 0 | 0 | 0 | 0 | 0 | 0
NSR Interstate System-Wide NOX Cap v5.16 | 625 | 7515 | Rate Constraint in MTons | FALSE | L | Annual | Total | Thousand Tons | 2.1948 | 2.2121 | 2.0437 | 2.0437 | 1.8683 | 1.7164 | 1.7164
NSR Interstate System-Wide NOX Cap v5.16 | 625 | 7515 | Rate Constraint in MTons | FALSE | L | Annual | Fuel Consumed | TBtu | 52.5065 | 52.9379 | 51.0979 | 51.0979 | 46.7123 | 42.9159 | 42.9159
NSR Interstate System-Wide NOX Cap v5.16 | 625 | 7515 | Rate Constraint in MTons | FALSE | L | Annual | Rate | lb/MMBtu | 0.083602 | 0.083572 | 0.07999 | 0.07999 | 0.07999 | 0.07999 | 0.07999
NSR Interstate System-Wide NOX Cap v5.16 | 625 | 7515 | Rate Constraint in MTons | FALSE | L | Annual | Generation | TWh | 5.0737 | 5.1153 | 4.9279 | 4.9279 | 4.505 | 4.1389 | 4.1389
NSR Interstate System-Wide NOX Cap v5.16 | 625 | 7515 | Rate Constraint in MTons | FALSE | L | Annual | Qualifying Generation | TWh | 5.0737 | 5.1153 | 4.9279 | 4.9279 | 4.505 | 4.1389 | 4.1389
NSR Interstate System-Wide NOX Cap v5.16 | 625 | 7515 | Rate Constraint in MTons | FALSE | L | Annual | Rate | lb/MWh | 0.86518 | 0.86489 | 0.82942 | 0.82942 | 0.82942 | 0.82942 | 0.82942
NSR Interstate System-Wide NOX Cap v5.16 | 625 | 7515 | Rate Constraint in MTons | FALSE | L | Annual | Constraint Shadow Price | US2022$/Ton | 0 | 0 | 0 | 0 | 0 | 0 | 0
NSR Interstate System-Wide SO2 Cap v5.16 | 626 | 7514 | Rate Constraint in MTons | FALSE | L | Annual | Seasons Included | Seasons | Winter, Spring, Summer, Fall | Winter, Spring, Summer, Fall | Winter, Spring, Summer, Fall | Winter, Spring, Summer, Fall | Winter, Spring, Summer, Fall | Winter, Spring, Summer, Fall | Winter, Spring, Summer, Fall
NSR Interstate System-Wide SO2 Cap v5.16 | 626 | 7514 | Rate Constraint in MTons | FALSE | L | Annual | Standard SO2 | Thousand Tons | 3.25 | 3.25 | 3.25 | 3.25 | 3.25 | 3.25 | 3.25
NSR Interstate System-Wide SO2 Cap v5.16 | 626 | 7514 | Rate Constraint in MTons | FALSE | L | Annual | Emissions at Affected Plants SO2 | Thousand Tons | 1.3401 | 1.3515 | 1.7325 | 1.7325 | 1.5838 | 1.1351 | 1.1351
NSR Interstate System-Wide SO2 Cap v5.16 | 626 | 7514 | Rate Constraint in MTons | FALSE | L | Annual | Allowances Purchased SO2 | Thousand Tons | 0 | 0 | 0 | 0 | 0 | 0 | 0
NSR Interstate System-Wide SO2 Cap v5.16 | 626 | 7514 | Rate Constraint in MTons | FALSE | L | Annual | Allowances Sold SO2 | Thousand Tons | 0 | 0 | 0 | 0 | 0 | 0 | 0
NSR Interstate System-Wide SO2 Cap v5.16 | 626 | 7514 | Rate Constraint in MTons | FALSE | L | Annual | Allowances Banked | Thousand Tons | 0 | 0 | 0 | 0 | 0 | 0 | 0
NSR Interstate System-Wide SO2 Cap v5.16 | 626 | 7514 | Rate Constraint in MTons | FALSE | L | Annual | Allowances Withdrawn (1:1) | Thousand Tons | 0 | 0 | 0 | 0 | 0 | 0 | 0
NSR Interstate System-Wide SO2 Cap v5.16 | 626 | 7514 | Rate Constraint in MTons | FALSE | L | Annual | Allowances Withdrawn (1:n) | Thousand Tons | 0 | 0 | 0 | 0 | 0 | 0 | 0
NSR Interstate System-Wide SO2 Cap v5.16 | 626 | 7514 | Rate Constraint in MTons | FALSE | L | Annual | Total | Thousand Tons | 1.3401 | 1.3515 | 1.7325 | 1.7325 | 1.5838 | 1.1351 | 1.1351
NSR Interstate System-Wide SO2 Cap v5.16 | 626 | 7514 | Rate Constraint in MTons | FALSE | L | Annual | Fuel Consumed | TBtu | 52.5065 | 52.9379 | 51.0979 | 51.0979 | 46.7123 | 42.9159 | 42.9159
NSR Interstate System-Wide SO2 Cap v5.16 | 626 | 7514 | Rate Constraint in MTons | FALSE | L | Annual | Rate | lb/MMBtu | 0.051046 | 0.051061 | 0.067812 | 0.067812 | 0.067812 | 0.0529 | 0.0529
NSR Interstate System-Wide SO2 Cap v5.16 | 626 | 7514 | Rate Constraint in MTons | FALSE | L | Annual | Generation | TWh | 5.0737 | 5.1153 | 4.9279 | 4.9279 | 4.505 | 4.1389 | 4.1389
NSR Interstate System-Wide SO2 Cap v5.16 | 626 | 7514 | Rate Constraint in MTons | FALSE | L | Annual | Qualifying Generation | TWh | 5.0737 | 5.1153 | 4.9279 | 4.9279 | 4.505 | 4.1389 | 4.1389
NSR Interstate System-Wide SO2 Cap v5.16 | 626 | 7514 | Rate Constraint in MTons | FALSE | L | Annual | Rate | lb/MWh | 0.52827 | 0.52843 | 0.70315 | 0.70315 | 0.70315 | 0.54852 | 0.54852
NSR Interstate System-Wide SO2 Cap v5.16 | 626 | 7514 | Rate Constraint in MTons | FALSE | L | Annual | Constraint Shadow Price | US2022$/Ton | 0 | 0 | 0 | 0 | 0 | 0 | 0
NSR J P Madgett 1 - NOx Rate Annual v5.13 | 628 | 7466 | Rate Constraint in lbs/MMBtu | FALSE | L | Annual | Seasons Included | Seasons | Winter, Spring, Summer, Fall | Winter, Spring, Summer, Fall | Winter, Spring, Summer, Fall | Winter, Spring, Summer, Fall | Winter, Spring, Summer, Fall | Winter, Spring, Summer, Fall | Winter, Spring, Summer, Fall
NSR J P Madgett 1 - NOx Rate Annual v5.13 | 628 | 7466 | Rate Constraint in lbs/MMBtu | FALSE | L | Annual | Standard NOX | lb/MMBtu | 0.08 | 0.08 | 0.08 | 0.08 | 0.08 | 0.08 | 0.08
NSR J P Madgett 1 - NOx Rate Annual v5.13 | 628 | 7466 | Rate Constraint in lbs/MMBtu | FALSE | L | Annual | Emissions at Affected Plants NOX | Thousand Tons | 0.73218 | 1.1235 | 1.1235 | 1.0224 | 0.92714 | 0.48447 | 0.65249
NSR J P Madgett 1 - NOx Rate Annual v5.13 | 628 | 7466 | Rate Constraint in lbs/MMBtu | FALSE | L | Annual | Allowances Purchased NOX | Thousand Tons | 0 | 0 | 0 | 0 | 0 | 0 | 0
NSR J P Madgett 1 - NOx Rate Annual v5.13 | 628 | 7466 | Rate Constraint in lbs/MMBtu | FALSE | L | Annual | Allowances Sold NOX | Thousand Tons | 0 | 0 | 0 | 0 | 0 | 0 | 0
NSR J P Madgett 1 - NOx Rate Annual v5.13 | 628 | 7466 | Rate Constraint in lbs/MMBtu | FALSE | L | Annual | Allowances Banked | Thousand Tons | 0 | 0 | 0 | 0 | 0 | 0 | 0
NSR J P Madgett 1 - NOx Rate Annual v5.13 | 628 | 7466 | Rate Constraint in lbs/MMBtu | FALSE | L | Annual | Allowances Withdrawn (1:1) | Thousand Tons | 0 | 0 | 0 | 0 | 0 | 0 | 0
NSR J P Madgett 1 - NOx Rate Annual v5.13 | 628 | 7466 | Rate Constraint in lbs/MMBtu | FALSE | L | Annual | Allowances Withdrawn (1:n) | Thousand Tons | 0 | 0 | 0 | 0 | 0 | 0 | 0
NSR J P Madgett 1 - NOx Rate Annual v5.13 | 628 | 7466 | Rate Constraint in lbs/MMBtu | FALSE | L | Annual | Total | Thousand Tons | 0.73218 | 1.1235 | 1.1235 | 1.0224 | 0.92714 | 0.48447 | 0.65249
NSR J P Madgett 1 - NOx Rate Annual v5.13 | 628 | 7466 | Rate Constraint in lbs/MMBtu | FALSE | L | Annual | Fuel Consumed | TBtu | 19.2729 | 29.5747 | 29.5747 | 26.9128 | 24.4049 | 12.7527 | 17.1754
NSR J P Madgett 1 - NOx Rate Annual v5.13 | 628 | 7466 | Rate Constraint in lbs/MMBtu | FALSE | L | Annual | Rate | lb/MMBtu | 0.07598 | 0.07598 | 0.07598 | 0.07598 | 0.07598 | 0.07598 | 0.07598
NSR J P Madgett 1 - NOx Rate Annual v5.13 | 628 | 7466 | Rate Constraint in lbs/MMBtu | FALSE | L | Annual | Generation | TWh | 1.7145 | 2.631 | 2.631 | 2.3942 | 2.1711 | 1.1345 | 1.5279
NSR J P Madgett 1 - NOx Rate Annual v5.13 | 628 | 7466 | Rate Constraint in lbs/MMBtu | FALSE | L | Annual | Qualifying Generation | TWh | 1.7145 | 2.631 | 2.631 | 2.3942 | 2.1711 | 1.1345 | 1.5279
NSR J P Madgett 1 - NOx Rate Annual v5.13 | 628 | 7466 | Rate Constraint in lbs/MMBtu | FALSE | L | Annual | Rate | lb/MWh | 0.85409 | 0.85409 | 0.85409 | 0.85409 | 0.85409 | 0.85409 | 0.85409
NSR J P Madgett 1 - NOx Rate Annual v5.13 | 628 | 7466 | Rate Constraint in lbs/MMBtu | FALSE | L | Annual | Constraint Shadow Price | US2022$/Ton | 0 | 0 | 0 | 0 | 0 | 0 | 0
NSR J P Madgett 1 - SO2 Rate Annual v5.13 | 629 | 7464 | Rate Constraint in lbs/MMBtu | FALSE | L | Annual | Seasons Included | Seasons | Winter, Spring, Summer, Fall | Winter, Spring, Summer, Fall | Winter, Spring, Summer, Fall | Winter, Spring, Summer, Fall | Winter, Spring, Summer, Fall | Winter, Spring, Summer, Fall | Winter, Spring, Summer, Fall
NSR J P Madgett 1 - SO2 Rate Annual v5.13 | 629 | 7464 | Rate Constraint in lbs/MMBtu | FALSE | L | Annual | Standard SO2 | lb/MMBtu | 0.09 | 0.09 | 0.09 | 0.09 | 0.09 | 0.09 | 0.09
NSR J P Madgett 1 - SO2 Rate Annual v5.13 | 629 | 7464 | Rate Constraint in lbs/MMBtu | FALSE | L | Annual | Emissions at Affected Plants SO2 | Thousand Tons | 0.65433 | 1.0041 | 1.0041 | 0.91371 | 0.82856 | 0.43296 | 0.58312
NSR J P Madgett 1 - SO2 Rate Annual v5.13 | 629 | 7464 | Rate Constraint in lbs/MMBtu | FALSE | L | Annual | Allowances Purchased SO2 | Thousand Tons | 0 | 0 | 0 | 0 | 0 | 0 | 0
NSR J P Madgett 1 - SO2 Rate Annual v5.13 | 629 | 7464 | Rate Constraint in lbs/MMBtu | FALSE | L | Annual | Allowances Sold SO2 | Thousand Tons | 0 | 0 | 0 | 0 | 0 | 0 | 0
NSR J P Madgett 1 - SO2 Rate Annual v5.13 | 629 | 7464 | Rate Constraint in lbs/MMBtu | FALSE | L | Annual | Allowances Banked | Thousand Tons | 0 | 0 | 0 | 0 | 0 | 0 | 0
NSR J P Madgett 1 - SO2 Rate Annual v5.13 | 629 | 7464 | Rate Constraint in lbs/MMBtu | FALSE | L | Annual | Allowances Withdrawn (1:1) | Thousand Tons | 0 | 0 | 0 | 0 | 0 | 0 | 0
NSR J P Madgett 1 - SO2 Rate Annual v5.13 | 629 | 7464 | Rate Constraint in lbs/MMBtu | FALSE | L | Annual | Allowances Withdrawn (1:n) | Thousand Tons | 0 | 0 | 0 | 0 | 0 | 0 | 0
NSR J P Madgett 1 - SO2 Rate Annual v5.13 | 629 | 7464 | Rate Constraint in lbs/MMBtu | FALSE | L | Annual | Total | Thousand Tons | 0.65433 | 1.0041 | 1.0041 | 0.91371 | 0.82856 | 0.43296 | 0.58312
NSR J P Madgett 1 - SO2 Rate Annual v5.13 | 629 | 7464 | Rate Constraint in lbs/MMBtu | FALSE | L | Annual | Fuel Consumed | TBtu | 19.2729 | 29.5747 | 29.5747 | 26.9128 | 24.4049 | 12.7527 | 17.1754
NSR J P Madgett 1 - SO2 Rate Annual v5.13 | 629 | 7464 | Rate Constraint in lbs/MMBtu | FALSE | L | Annual | Rate | lb/MMBtu | 0.067901 | 0.067901 | 0.067901 | 0.067901 | 0.067901 | 0.067901 | 0.067901
NSR J P Madgett 1 - SO2 Rate Annual v5.13 | 629 | 7464 | Rate Constraint in lbs/MMBtu | FALSE | L | Annual | Generation | TWh | 1.7145 | 2.631 | 2.631 | 2.3942 | 2.1711 | 1.1345 | 1.5279
NSR J P Madgett 1 - SO2 Rate Annual v5.13 | 629 | 7464 | Rate Constraint in lbs/MMBtu | FALSE | L | Annual | Qualifying Generation | TWh | 1.7145 | 2.631 | 2.631 | 2.3942 | 2.1711 | 1.1345 | 1.5279
NSR J P Madgett 1 - SO2 Rate Annual v5.13 | 629 | 7464 | Rate Constraint in lbs/MMBtu | FALSE | L | Annual | Rate | lb/MWh | 0.76328 | 0.76328 | 0.76328 | 0.76328 | 0.76328 | 0.76328 | 0.76328
NSR J P Madgett 1 - SO2 Rate Annual v5.13 | 629 | 7464 | Rate Constraint in lbs/MMBtu | FALSE | L | Annual | Constraint Shadow Price | US2022$/Ton | 0 | 0 | 0 | 0 | 0 | 0 | 0
NSR James Miller 3,4 - NOX Rate Annual v3.1, Unit 2509 and retrofits | 630 | 7422 | Rate Constraint in lbs/MMBtu | FALSE | L | Annual | Seasons Included | Seasons | Winter, Spring, Summer, Fall | Winter, Spring, Summer, Fall | Winter, Spring, Summer, Fall | Winter, Spring, Summer, Fall | Winter, Spring, Summer, Fall | Winter, Spring, Summer, Fall | Winter, Spring, Summer, Fall
NSR James Miller 3,4 - NOX Rate Annual v3.1, Unit 2509 and retrofits | 630 | 7422 | Rate Constraint in lbs/MMBtu | FALSE | L | Annual | Standard NOX | lb/MMBtu | 0.1 | 0.1 | 0.1 | 0.1 | 0.1 | 0.1 | 0.1
NSR James Miller 3,4 - NOX Rate Annual v3.1, Unit 2509 and retrofits | 630 | 7422 | Rate Constraint in lbs/MMBtu | FALSE | L | Annual | Emissions at Affected Plants NOX | Thousand Tons | 1.798 | 1.8595 | 1.8595 | 1.8595 | 1.8595 | 1.7209 | 1.7209
NSR James Miller 3,4 - NOX Rate Annual v3.1, Unit 2509 and retrofits | 630 | 7422 | Rate Constraint in lbs/MMBtu | FALSE | L | Annual | Allowances Purchased NOX | Thousand Tons | 0 | 0 | 0 | 0 | 0 | 0 | 0
NSR James Miller 3,4 - NOX Rate Annual v3.1, Unit 2509 and retrofits | 630 | 7422 | Rate Constraint in lbs/MMBtu | FALSE | L | Annual | Allowances Sold NOX | Thousand Tons | 0 | 0 | 0 | 0 | 0 | 0 | 0
NSR James Miller 3,4 - NOX Rate Annual v3.1, Unit 2509 and retrofits | 630 | 7422 | Rate Constraint in lbs/MMBtu | FALSE | L | Annual | Allowances Banked | Thousand Tons | 0 | 0 | 0 | 0 | 0 | 0 | 0
NSR James Miller 3,4 - NOX Rate Annual v3.1, Unit 2509 and retrofits | 630 | 7422 | Rate Constraint in lbs/MMBtu | FALSE | L | Annual | Allowances Withdrawn (1:1) | Thousand Tons | 0 | 0 | 0 | 0 | 0 | 0 | 0
NSR James Miller 3,4 - NOX Rate Annual v3.1, Unit 2509 and retrofits | 630 | 7422 | Rate Constraint in lbs/MMBtu | FALSE | L | Annual | Allowances Withdrawn (1:n) | Thousand Tons | 0 | 0 | 0 | 0 | 0 | 0 | 0
NSR James Miller 3,4 - NOX Rate Annual v3.1, Unit 2509 and retrofits | 630 | 7422 | Rate Constraint in lbs/MMBtu | FALSE | L | Annual | Total | Thousand Tons | 1.798 | 1.8595 | 1.8595 | 1.8595 | 1.8595 | 1.7209 | 1.7209
NSR James Miller 3,4 - NOX Rate Annual v3.1, Unit 2509 and retrofits | 630 | 7422 | Rate Constraint in lbs/MMBtu | FALSE | L | Annual | Fuel Consumed | TBtu | 46.3827 | 47.9692 | 47.9692 | 47.9692 | 47.9692 | 44.3932 | 44.3932
NSR James Miller 3,4 - NOX Rate Annual v3.1, Unit 2509 and retrofits | 630 | 7422 | Rate Constraint in lbs/MMBtu | FALSE | L | Annual | Rate | lb/MMBtu | 0.07753 | 0.07753 | 0.07753 | 0.07753 | 0.07753 | 0.07753 | 0.07753
NSR James Miller 3,4 - NOX Rate Annual v3.1, Unit 2509 and retrofits | 630 | 7422 | Rate Constraint in lbs/MMBtu | FALSE | L | Annual | Generation | TWh | 4.6378 | 4.7964 | 4.7964 | 4.7964 | 4.7964 | 4.4389 | 4.4389
NSR James Miller 3,4 - NOX Rate Annual v3.1, Unit 2509 and retrofits | 630 | 7422 | Rate Constraint in lbs/MMBtu | FALSE | L | Annual | Qualifying Generation | TWh | 4.6378 | 4.7964 | 4.7964 | 4.7964 | 4.7964 | 4.4389 | 4.4389
NSR James Miller 3,4 - NOX Rate Annual v3.1, Unit 2509 and retrofits | 630 | 7422 | Rate Constraint in lbs/MMBtu | FALSE | L | Annual | Rate | lb/MWh | 0.77538 | 0.77538 | 0.77538 | 0.77538 | 0.77538 | 0.77538 | 0.77538
NSR James Miller 3,4 - NOX Rate Annual v3.1, Unit 2509 and retrofits | 630 | 7422 | Rate Constraint in lbs/MMBtu | FALSE | L | Annual | Constraint Shadow Price | US2022$/Ton | 0 | 0 | 0 | 0 | 0 | 0 | 0
NSR James Miller 3,4 - NOX Rate Annual v3.1, Unit 2510 and retrofits | 631 | 7422 | Rate Constraint in lbs/MMBtu | FALSE | L | Annual | Seasons Included | Seasons | Winter, Spring, Summer, Fall | Winter, Spring, Summer, Fall | Winter, Spring, Summer, Fall | Winter, Spring, Summer, Fall | Winter, Spring, Summer, Fall | Winter, Spring, Summer, Fall | Winter, Spring, Summer, Fall
NSR James Miller 3,4 - NOX Rate Annual v3.1, Unit 2510 and retrofits | 631 | 7422 | Rate Constraint in lbs/MMBtu | FALSE | L | Annual | Standard NOX | lb/MMBtu | 0.1 | 0.1 | 0.1 | 0.1 | 0.1 | 0.1 | 0.1
NSR James Miller 3,4 - NOX Rate Annual v3.1, Unit 2510 and retrofits | 631 | 7422 | Rate Constraint in lbs/MMBtu | FALSE | L | Annual | Emissions at Affected Plants NOX | Thousand Tons | 1.548 | 1.6009 | 1.6009 | 1.6009 | 1.6009 | 1.4816 | 1.4816
NSR James Miller 3,4 - NOX Rate Annual v3.1, Unit 2510 and retrofits | 631 | 7422 | Rate Constraint in lbs/MMBtu | FALSE | L | Annual | Allowances Purchased NOX | Thousand Tons | 0 | 0 | 0 | 0 | 0 | 0 | 0
NSR James Miller 3,4 - NOX Rate Annual v3.1, Unit 2510 and retrofits | 631 | 7422 | Rate Constraint in lbs/MMBtu | FALSE | L | Annual | Allowances Sold NOX | Thousand Tons | 0 | 0 | 0 | 0 | 0 | 0 | 0
NSR James Miller 3,4 - NOX Rate Annual v3.1, Unit 2510 and retrofits | 631 | 7422 | Rate Constraint in lbs/MMBtu | FALSE | L | Annual | Allowances Banked | Thousand Tons | 0 | 0 | 0 | 0 | 0 | 0 | 0
NSR James Miller 3,4 - NOX Rate Annual v3.1, Unit 2510 and retrofits | 631 | 7422 | Rate Constraint in lbs/MMBtu | FALSE | L | Annual | Allowances Withdrawn (1:1) | Thousand Tons | 0 | 0 | 0 | 0 | 0 | 0 | 0
NSR James Miller 3,4 - NOX Rate Annual v3.1, Unit 2510 and retrofits | 631 | 7422 | Rate Constraint in lbs/MMBtu | FALSE | L | Annual | Allowances Withdrawn (1:n) | Thousand Tons | 0 | 0 | 0 | 0 | 0 | 0 | 0
NSR James Miller 3,4 - NOX Rate Annual v3.1, Unit 2510 and retrofits | 631 | 7422 | Rate Constraint in lbs/MMBtu | FALSE | L | Annual | Total | Thousand Tons | 1.548 | 1.6009 | 1.6009 | 1.6009 | 1.6009 | 1.4816 | 1.4816
NSR James Miller 3,4 - NOX Rate Annual v3.1, Unit 2510 and retrofits | 631 | 7422 | Rate Constraint in lbs/MMBtu | FALSE | L | Annual | Fuel Consumed | TBtu | 47.166 | 48.7794 | 48.7794 | 48.7794 | 48.7794 | 45.1429 | 45.1429
NSR James Miller 3,4 - NOX Rate Annual v3.1, Unit 2510 and retrofits | 631 | 7422 | Rate Constraint in lbs/MMBtu | FALSE | L | Annual | Rate | lb/MMBtu | 0.06564 | 0.06564 | 0.06564 | 0.06564 | 0.06564 | 0.06564 | 0.06564
NSR James Miller 3,4 - NOX Rate Annual v3.1, Unit 2510 and retrofits | 631 | 7422 | Rate Constraint in lbs/MMBtu | FALSE | L | Annual | Generation | TWh | 4.7114 | 4.8726 | 4.8726 | 4.8726 | 4.8726 | 4.5093 | 4.5093
NSR James Miller 3,4 - NOX Rate Annual v3.1, Unit 2510 and retrofits | 631 | 7422 | Rate Constraint in lbs/MMBtu | FALSE | L | Annual | Qualifying Generation | TWh | 4.7114 | 4.8726 | 4.8726 | 4.8726 | 4.8726 | 4.5093 | 4.5093
NSR James Miller 3,4 - NOX Rate Annual v3.1, Unit 2510 and retrofits | 631 | 7422 | Rate Constraint in lbs/MMBtu | FALSE | L | Annual | Rate | lb/MWh | 0.65712 | 0.65712 | 0.65712 | 0.65712 | 0.65712 | 0.65712 | 0.65712
NSR James Miller 3,4 - NOX Rate Annual v3.1, Unit 2510 and retrofits | 631 | 7422 | Rate Constraint in lbs/MMBtu | FALSE | L | Annual | Constraint Shadow Price | US2022$/Ton | 0 | 0 | 0 | 0 | 0 | 0 | 0
NSR KU Brown Unit 3 - SO2 Cap Annual v3.1 | 632 | 7383 | Rate Constraint in MTons | FALSE | L | Annual | Seasons Included | Seasons | Winter, Spring, Summer, Fall | Winter, Spring, Summer, Fall | Winter, Spring, Summer, Fall | Winter, Spring, Summer, Fall | Winter, Spring, Summer, Fall | Winter, Spring, Summer, Fall | Winter, Spring, Summer, Fall
NSR KU Brown Unit 3 - SO2 Cap Annual v3.1 | 632 | 7383 | Rate Constraint in MTons | FALSE | L | Annual | Standard SO2 | Thousand Tons | 2.3 | 2.3 | 2.3 | 2.3 | 2.3 | 2.3 | 2.3
NSR KU Brown Unit 3 - SO2 Cap Annual v3.1 | 632 | 7383 | Rate Constraint in MTons | FALSE | L | Annual | Emissions at Affected Plants SO2 | Thousand Tons | 0.11996 | 0.11996 | 0 | 0 | 0 | 0 | 0
NSR KU Brown Unit 3 - SO2 Cap Annual v3.1 | 632 | 7383 | Rate Constraint in MTons | FALSE | L | Annual | Allowances Purchased SO2 | Thousand Tons | 0 | 0 | 0 | 0 | 0 | 0 | 0
NSR KU Brown Unit 3 - SO2 Cap Annual v3.1 | 632 | 7383 | Rate Constraint in MTons | FALSE | L | Annual | Allowances Sold SO2 | Thousand Tons | 0 | 0 | 0 | 0 | 0 | 0 | 0
NSR KU Brown Unit 3 - SO2 Cap Annual v3.1 | 632 | 7383 | Rate Constraint in MTons | FALSE | L | Annual | Allowances Banked | Thousand Tons | 0 | 0 | 0 | 0 | 0 | 0 | 0
NSR KU Brown Unit 3 - SO2 Cap Annual v3.1 | 632 | 7383 | Rate Constraint in MTons | FALSE | L | Annual | Allowances Withdrawn (1:1) | Thousand Tons | 0 | 0 | 0 | 0 | 0 | 0 | 0
NSR KU Brown Unit 3 - SO2 Cap Annual v3.1 | 632 | 7383 | Rate Constraint in MTons | FALSE | L | Annual | Allowances Withdrawn (1:n) | Thousand Tons | 0 | 0 | 0 | 0 | 0 | 0 | 0
NSR KU Brown Unit 3 - SO2 Cap Annual v3.1 | 632 | 7383 | Rate Constraint in MTons | FALSE | L | Annual | Total | Thousand Tons | 0.11996 | 0.11996 | 0 | 0 | 0 | 0 | 0
NSR KU Brown Unit 3 - SO2 Cap Annual v3.1 | 632 | 7383 | Rate Constraint in MTons | FALSE | L | Annual | Fuel Consumed | TBtu | 4.166 | 4.166 | 0 | 0 | 0 | 0 | 0
NSR KU Brown Unit 3 - SO2 Cap Annual v3.1 | 632 | 7383 | Rate Constraint in MTons | FALSE | L | Annual | Rate | lb/MMBtu | 0.057589 | 0.057589 | 0 | 0 | 0 | 0 | 0
NSR KU Brown Unit 3 - SO2 Cap Annual v3.1 | 632 | 7383 | Rate Constraint in MTons | FALSE | L | Annual | Generation | TWh | 0.36091 | 0.36091 | 0 | 0 | 0 | 0 | 0
NSR KU Brown Unit 3 - SO2 Cap Annual v3.1 | 632 | 7383 | Rate Constraint in MTons | FALSE | L | Annual | Qualifying Generation | TWh | 0.36091 | 0.36091 | 0 | 0 | 0 | 0 | 0
NSR KU Brown Unit 3 - SO2 Cap Annual v3.1 | 632 | 7383 | Rate Constraint in MTons | FALSE | L | Annual | Rate | lb/MWh | 0.66475 | 0.66475 | 0 | 0 | 0 | 0 | 0
NSR KU Brown Unit 3 - SO2 Cap Annual v3.1 | 632 | 7383 | Rate Constraint in MTons | FALSE | L | Annual | Constraint Shadow Price | US2022$/Ton | 0 | 0 | 0 | 0 | 0 | 0 | 0
NSR KU Brown Unit 3 - SO2 Rate Annual v3.1 | 633 | 7384 | Rate Constraint in lbs/MMBtu | FALSE | L | Annual | Seasons Included | Seasons | Winter, Spring, Summer, Fall | Winter, Spring, Summer, Fall | Winter, Spring, Summer, Fall | Winter, Spring, Summer, Fall | Winter, Spring, Summer, Fall | Winter, Spring, Summer, Fall | Winter, Spring, Summer, Fall
NSR KU Brown Unit 3 - SO2 Rate Annual v3.1 | 633 | 7384 | Rate Constraint in lbs/MMBtu | FALSE | L | Annual | Standard SO2 | lb/MMBtu | 0.1 | 0.1 | 0.1 | 0.1 | 0.1 | 0.1 | 0.1
NSR KU Brown Unit 3 - SO2 Rate Annual v3.1 | 633 | 7384 | Rate Constraint in lbs/MMBtu | FALSE | L | Annual | Emissions at Affected Plants SO2 | Thousand Tons | 0.11996 | 0.11996 | 0 | 0 | 0 | 0 | 0
NSR KU Brown Unit 3 - SO2 Rate Annual v3.1 | 633 | 7384 | Rate Constraint in lbs/MMBtu | FALSE | L | Annual | Allowances Purchased SO2 | Thousand Tons | 0 | 0 | 0 | 0 | 0 | 0 | 0
NSR KU Brown Unit 3 - SO2 Rate Annual v3.1 | 633 | 7384 | Rate Constraint in lbs/MMBtu | FALSE | L | Annual | Allowances Sold SO2 | Thousand Tons | 0 | 0 | 0 | 0 | 0 | 0 | 0
NSR KU Brown Unit 3 - SO2 Rate Annual v3.1 | 633 | 7384 | Rate Constraint in lbs/MMBtu | FALSE | L | Annual | Allowances Banked | Thousand Tons | 0 | 0 | 0 | 0 | 0 | 0 | 0
NSR KU Brown Unit 3 - SO2 Rate Annual v3.1 | 633 | 7384 | Rate Constraint in lbs/MMBtu | FALSE | L | Annual | Allowances Withdrawn (1:1) | Thousand Tons | 0 | 0 | 0 | 0 | 0 | 0 | 0
NSR KU Brown Unit 3 - SO2 Rate Annual v3.1 | 633 | 7384 | Rate Constraint in lbs/MMBtu | FALSE | L | Annual | Allowances Withdrawn (1:n) | Thousand Tons | 0 | 0 | 0 | 0 | 0 | 0 | 0
NSR KU Brown Unit 3 - SO2 Rate Annual v3.1 | 633 | 7384 | Rate Constraint in lbs/MMBtu | FALSE | L | Annual | Total | Thousand Tons | 0.11996 | 0.11996 | 0 | 0 | 0 | 0 | 0
NSR KU Brown Unit 3 - SO2 Rate Annual v3.1 | 633 | 7384 | Rate Constraint in lbs/MMBtu | FALSE | L | Annual | Fuel Consumed | TBtu | 4.166 | 4.166 | 0 | 0 | 0 | 0 | 0
NSR KU Brown Unit 3 - SO2 Rate Annual v3.1 | 633 | 7384 | Rate Constraint in lbs/MMBtu | FALSE | L | Annual | Rate | lb/MMBtu | 0.057589 | 0.057589 | 0 | 0 | 0 | 0 | 0
NSR KU Brown Unit 3 - SO2 Rate Annual v3.1 | 633 | 7384 | Rate Constraint in lbs/MMBtu | FALSE | L | Annual | Generation | TWh | 0.36091 | 0.36091 | 0 | 0 | 0 | 0 | 0
NSR KU Brown Unit 3 - SO2 Rate Annual v3.1 | 633 | 7384 | Rate Constraint in lbs/MMBtu | FALSE | L | Annual | Qualifying Generation | TWh | 0.36091 | 0.36091 | 0 | 0 | 0 | 0 | 0
NSR KU Brown Unit 3 - SO2 Rate Annual v3.1 | 633 | 7384 | Rate Constraint in lbs/MMBtu | FALSE | L | Annual | Rate | lb/MWh | 0.66475 | 0.66475 | 0 | 0 | 0 | 0 | 0
NSR KU Brown Unit 3 - SO2 Rate Annual v3.1 | 633 | 7384 | Rate Constraint in lbs/MMBtu | FALSE | L | Annual | Constraint Shadow Price | US2022$/Ton | 0 | 0 | 0 | 0 | 0 | 0 | 0
NSR Laskin 1,2 - NOX Rate Annual v5.14 | 634 | 7491 | Rate Constraint in lbs/MMBtu | FALSE | L | Annual | Seasons Included | Seasons | Winter, Spring, Summer, Fall | Winter, Spring, Summer, Fall | Winter, Spring, Summer, Fall | Winter, Spring, Summer, Fall | Winter, Spring, Summer, Fall | Winter, Spring, Summer, Fall | Winter, Spring, Summer, Fall
NSR Laskin 1,2 - NOX Rate Annual v5.14 | 634 | 7491 | Rate Constraint in lbs/MMBtu | FALSE | L | Annual | Standard NOX | lb/MMBtu | 0.19 | 0.19 | 0.19 | 0.19 | 0.19 | 0.19 | 0.19
NSR Laskin 1,2 - NOX Rate Annual v5.14 | 634 | 7491 | Rate Constraint in lbs/MMBtu | FALSE | L | Annual | Emissions at Affected Plants NOX | Thousand Tons | 0 | 0 | 0 | 0 | 0 | 0 | 0
NSR Laskin 1,2 - NOX Rate Annual v5.14 | 634 | 7491 | Rate Constraint in lbs/MMBtu | FALSE | L | Annual | Allowances Purchased NOX | Thousand Tons | 0 | 0 | 0 | 0 | 0 | 0 | 0
NSR Laskin 1,2 - NOX Rate Annual v5.14 | 634 | 7491 | Rate Constraint in lbs/MMBtu | FALSE | L | Annual | Allowances Sold NOX | Thousand Tons | 0 | 0 | 0 | 0 | 0 | 0 | 0
NSR Laskin 1,2 - NOX Rate Annual v5.14 | 634 | 7491 | Rate Constraint in lbs/MMBtu | FALSE | L | Annual | Allowances Banked | Thousand Tons | 0 | 0 | 0 | 0 | 0 | 0 | 0
NSR Laskin 1,2 - NOX Rate Annual v5.14 | 634 | 7491 | Rate Constraint in lbs/MMBtu | FALSE | L | Annual | Allowances Withdrawn (1:1) | Thousand Tons | 0 | 0 | 0 | 0 | 0 | 0 | 0
NSR Laskin 1,2 - NOX Rate Annual v5.14 | 634 | 7491 | Rate Constraint in lbs/MMBtu | FALSE | L | Annual | Allowances Withdrawn (1:n) | Thousand Tons | 0 | 0 | 0 | 0 | 0 | 0 | 0
NSR Laskin 1,2 - NOX Rate Annual v5.14 | 634 | 7491 | Rate Constraint in lbs/MMBtu | FALSE | L | Annual | Total | Thousand Tons | 0 | 0 | 0 | 0 | 0 | 0 | 0
NSR Laskin 1,2 - NOX Rate Annual v5.14 | 634 | 7491 | Rate Constraint in lbs/MMBtu | FALSE | L | Annual | Fuel Consumed | TBtu | 0 | 0 | 0 | 0 | 0 | 0 | 0
NSR Laskin 1,2 - NOX Rate Annual v5.14 | 634 | 7491 | Rate Constraint in lbs/MMBtu | FALSE | L | Annual | Rate | lb/MMBtu | 0 | 0 | 0 | 0 | 0 | 0 | 0
NSR Laskin 1,2 - NOX Rate Annual v5.14 | 634 | 7491 | Rate Constraint in lbs/MMBtu | FALSE | L | Annual | Generation | TWh | 0 | 0 | 0 | 0 | 0 | 0 | 0
NSR Laskin 1,2 - NOX Rate Annual v5.14 | 634 | 7491 | Rate Constraint in lbs/MMBtu | FALSE | L | Annual | Qualifying Generation | TWh | 0 | 0 | 0 | 0 | 0 | 0 | 0
NSR Laskin 1,2 - NOX Rate Annual v5.14 | 634 | 7491 | Rate Constraint in lbs/MMBtu | FALSE | L | Annual | Rate | lb/MWh | 0 | 0 | 0 | 0 | 0 | 0 | 0
NSR Laskin 1,2 - NOX Rate Annual v5.14 | 634 | 7491 | Rate Constraint in lbs/MMBtu | FALSE | L | Annual | Constraint Shadow Price | US2022$/Ton | 0 | 0 | 0 | 0 | 0 | 0 | 0
NSR Laskin 1,2 - SO2 Rate Annual v5.14 | 635 | 7490 | Rate Constraint in lbs/MMBtu | FALSE | L | Annual | Seasons Included | Seasons | Winter, Spring, Summer, Fall | Winter, Spring, Summer, Fall | Winter, Spring, Summer, Fall | Winter, Spring, Summer, Fall | Winter, Spring, Summer, Fall | Winter, Spring, Summer, Fall | Winter, Spring, Summer, Fall
NSR Laskin 1,2 - SO2 Rate Annual v5.14 | 635 | 7490 | Rate Constraint in lbs/MMBtu | FALSE | L | Annual | Standard SO2 | lb/MMBtu | 0.2 | 0.2 | 0.2 | 0.2 | 0.2 | 0.2 | 0.2
NSR Laskin 1,2 - SO2 Rate Annual v5.14 | 635 | 7490 | Rate Constraint in lbs/MMBtu | FALSE | L | Annual | Emissions at Affected Plants SO2 | Thousand Tons | 0 | 0 | 0 | 0 | 0 | 0 | 0
NSR Laskin 1,2 - SO2 Rate Annual v5.14 | 635 | 7490 | Rate Constraint in lbs/MMBtu | FALSE | L | Annual | Allowances Purchased SO2 | Thousand Tons | 0 | 0 | 0 | 0 | 0 | 0 | 0
NSR Laskin 1,2 - SO2 Rate Annual v5.14 | 635 | 7490 | Rate Constraint in lbs/MMBtu | FALSE | L | Annual | Allowances Sold SO2 | Thousand Tons | 0 | 0 | 0 | 0 | 0 | 0 | 0
NSR Laskin 1,2 - SO2 Rate Annual v5.14 | 635 | 7490 | Rate Constraint in lbs/MMBtu | FALSE | L | Annual | Allowances Banked | Thousand Tons | 0 | 0 | 0 | 0 | 0 | 0 | 0
NSR Laskin 1,2 - SO2 Rate Annual v5.14 | 635 | 7490 | Rate Constraint in lbs/MMBtu | FALSE | L | Annual | Allowances Withdrawn (1:1) | Thousand Tons | 0 | 0 | 0 | 0 | 0 | 0 | 0
NSR Laskin 1,2 - SO2 Rate Annual v5.14 | 635 | 7490 | Rate Constraint in lbs/MMBtu | FALSE | L | Annual | Allowances Withdrawn (1:n) | Thousand Tons | 0 | 0 | 0 | 0 | 0 | 0 | 0
NSR Laskin 1,2 - SO2 Rate Annual v5.14 | 635 | 7490 | Rate Constraint in lbs/MMBtu | FALSE | L | Annual | Total | Thousand Tons | 0 | 0 | 0 | 0 | 0 | 0 | 0
NSR Laskin 1,2 - SO2 Rate Annual v5.14 | 635 | 7490 | Rate Constraint in lbs/MMBtu | FALSE | L | Annual | Fuel Consumed | TBtu | 0 | 0 | 0 | 0 | 0 | 0 | 0
NSR Laskin 1,2 - SO2 Rate Annual v5.14 | 635 | 7490 | Rate Constraint in lbs/MMBtu | FALSE | L | Annual | Rate | lb/MMBtu | 0 | 0 | 0 | 0 | 0 | 0 | 0
NSR Laskin 1,2 - SO2 Rate Annual v5.14 | 635 | 7490 | Rate Constraint in lbs/MMBtu | FALSE | L | Annual | Generation | TWh | 0 | 0 | 0 | 0 | 0 | 0 | 0
NSR Laskin 1,2 - SO2 Rate Annual v5.14 | 635 | 7490 | Rate Constraint in lbs/MMBtu | FALSE | L | Annual | Qualifying Generation | TWh | 0 | 0 | 0 | 0 | 0 | 0 | 0
NSR Laskin 1,2 - SO2 Rate Annual v5.14 | 635 | 7490 | Rate Constraint in lbs/MMBtu | FALSE | L | Annual | Rate | lb/MWh | 0 | 0 | 0 | 0 | 0 | 0 | 0
NSR Laskin 1,2 - SO2 Rate Annual v5.14 | 635 | 7490 | Rate Constraint in lbs/MMBtu | FALSE | L | Annual | Constraint Shadow Price | US2022$/Ton | 0 | 0 | 0 | 0 | 0 | 0 | 0
NSR Milton Young 1 - NOX Rate Annual v3.1 | 636 | 7423 | Rate Constraint in lbs/MMBtu | FALSE | L | Annual | Seasons Included | Seasons | Winter, Spring, Summer, Fall | Winter, Spring, Summer, Fall | Winter, Spring, Summer, Fall | Winter, Spring, Summer, Fall | Winter, Spring, Summer, Fall | Winter, Spring, Summer, Fall | Winter, Spring, Summer, Fall
NSR Milton Young 1 - NOX Rate Annual v3.1 | 636 | 7423 | Rate Constraint in lbs/MMBtu | FALSE | L | Annual | Standard NOX | lb/MMBtu | 0.36 | 0.36 | 0.36 | 0.36 | 0.36 | 0.36 | 0.36
NSR Milton Young 1 - NOX Rate Annual v3.1 | 636 | 7423 | Rate Constraint in lbs/MMBtu | FALSE | L | Annual | Emissions at Affected Plants NOX | Thousand Tons | 2.5412 | 1.6178 | 1.2528 | 1.2528 | 0.78436 | 0.78102 | 0.78102
NSR Milton Young 1 - NOX Rate Annual v3.1 | 636 | 7423 | Rate Constraint in lbs/MMBtu | FALSE | L | Annual | Allowances Purchased NOX | Thousand Tons | 0 | 0 | 0 | 0 | 0 | 0 | 0
NSR Milton Young 1 - NOX Rate Annual v3.1 | 636 | 7423 | Rate Constraint in lbs/MMBtu | FALSE | L | Annual | Allowances Sold NOX | Thousand Tons | 0 | 0 | 0 | 0 | 0 | 0 | 0
NSR Milton Young 1 - NOX Rate Annual v3.1 | 636 | 7423 | Rate Constraint in lbs/MMBtu | FALSE | L | Annual | Allowances Banked | Thousand Tons | 0 | 0 | 0 | 0 | 0 | 0 | 0
NSR Milton Young 1 - NOX Rate Annual v3.1 | 636 | 7423 | Rate Constraint in lbs/MMBtu | FALSE | L | Annual | Allowances Withdrawn (1:1) | Thousand Tons | 0 | 0 | 0 | 0 | 0 | 0 | 0
NSR Milton Young 1 - NOX Rate Annual v3.1 | 636 | 7423 | Rate Constraint in lbs/MMBtu | FALSE | L | Annual | Allowances Withdrawn (1:n) | Thousand Tons | 0 | 0 | 0 | 0 | 0 | 0 | 0
NSR Milton Young 1 - NOX Rate Annual v3.1 | 636 | 7423 | Rate Constraint in lbs/MMBtu | FALSE | L | Annual | Total | Thousand Tons | 2.5412 | 1.6178 | 1.2528 | 1.2528 | 0.78436 | 0.78102 | 0.78102
NSR Milton Young 1 - NOX Rate Annual v3.1 | 636 | 7423 | Rate Constraint in lbs/MMBtu | FALSE | L | Annual | Fuel Consumed | TBtu | 19.0186 | 19.6873 | 19.6873 | 19.6873 | 5.8703 | 5.8453 | 5.8453
NSR Milton Young 1 - NOX Rate Annual v3.1 | 636 | 7423 | Rate Constraint in lbs/MMBtu | FALSE | L | Annual | Rate | lb/MMBtu | 0.26723 | 0.16435 | 0.12726 | 0.12726 | 0.26723 | 0.26723 | 0.26723
NSR Milton Young 1 - NOX Rate Annual v3.1 | 636 | 7423 | Rate Constraint in lbs/MMBtu | FALSE | L | Annual | Generation | TWh | 1.6352 | 1.3921 | 1.2837 | 1.2837 | 0.50471 | 0.50257 | 0.50257
NSR Milton Young 1 - NOX Rate Annual v3.1 | 636 | 7423 | Rate Constraint in lbs/MMBtu | FALSE | L | Annual | Qualifying Generation | TWh | 1.6352 | 1.3921 | 1.2837 | 1.2837 | 0.50471 | 0.50257 | 0.50257
NSR Milton Young 1 - NOX Rate Annual v3.1 | 636 | 7423 | Rate Constraint in lbs/MMBtu | FALSE | L | Annual | Rate | lb/MWh | 3.1082 | 2.3243 | 1.9517 | 1.9517 | 3.1082 | 3.1082 | 3.1082
NSR Milton Young 1 - NOX Rate Annual v3.1 | 636 | 7423 | Rate Constraint in lbs/MMBtu | FALSE | L | Annual | Constraint Shadow Price | US2022$/Ton | 0 | 0 | 0 | 0 | 0 | 0 | 0
NSR Milton Young 2 - NOX Rate Annual v3.1 | 637 | 7974 | Rate Constraint in lbs/MMBtu | FALSE | L | Annual | Seasons Included | Seasons | Winter, Spring, Summer, Fall | Winter, Spring, Summer, Fall | Winter, Spring, Summer, Fall | Winter, Spring, Summer, Fall | Winter, Spring, Summer, Fall | Winter, Spring, Summer, Fall | Winter, Spring, Summer, Fall
NSR Milton Young 2 - NOX Rate Annual v3.1 | 637 | 7974 | Rate Constraint in lbs/MMBtu | FALSE | L | Annual | Standard NOX | lb/MMBtu | 0.35 | 0.35 | 0.35 | 0.35 | 0.35 | 0.35 | 0.35
NSR Milton Young 2 - NOX Rate Annual v3.1 | 637 | 7974 | Rate Constraint in lbs/MMBtu | FALSE | L | Annual | Emissions at Affected Plants NOX | Thousand Tons | 5.0022 | 5.1554 | 5.1554 | 5.1554 | 4.3219 | 4.2865 | 4.2865
NSR Milton Young 2 - NOX Rate Annual v3.1 | 637 | 7974 | Rate Constraint in lbs/MMBtu | FALSE | L | Annual | Allowances Purchased NOX | Thousand Tons | 0 | 0 | 0 | 0 | 0 | 0 | 0
NSR Milton Young 2 - NOX Rate Annual v3.1 | 637 | 7974 | Rate Constraint in lbs/MMBtu | FALSE | L | Annual | Allowances Sold NOX | Thousand Tons | 0 | 0 | 0 | 0 | 0 | 0 | 0
NSR Milton Young 2 - NOX Rate Annual v3.1 | 637 | 7974 | Rate Constraint in lbs/MMBtu | FALSE | L | Annual | Allowances Banked | Thousand Tons | 0 | 0 | 0 | 0 | 0 | 0 | 0
NSR Milton Young 2 - NOX Rate Annual v3.1 | 637 | 7974 | Rate Constraint in lbs/MMBtu | FALSE | L | Annual | Allowances Withdrawn (1:1) | Thousand Tons | 0 | 0 | 0 | 0 | 0 | 0 | 0
NSR Milton Young 2 - NOX Rate Annual v3.1 | 637 | 7974 | Rate Constraint in lbs/MMBtu | FALSE | L | Annual | Allowances Withdrawn (1:n) | Thousand Tons | 0 | 0 | 0 | 0 | 0 | 0 | 0
NSR Milton Young 2 - NOX Rate Annual v3.1 | 637 | 7974 | Rate Constraint in lbs/MMBtu | FALSE | L | Annual | Total | Thousand Tons | 5.0022 | 5.1554 | 5.1554 | 5.1554 | 4.3219 | 4.2865 | 4.2865
NSR Milton Young 2 - NOX Rate Annual v3.1 | 637 | 7974 | Rate Constraint in lbs/MMBtu | FALSE | L | Annual | Fuel Consumed | TBtu | 35.2852 | 36.3656 | 36.3656 | 36.3656 | 30.4863 | 30.2368 | 30.2368
NSR Milton Young 2 - NOX Rate Annual v3.1 | 637 | 7974 | Rate Constraint in lbs/MMBtu | FALSE | L | Annual | Rate | lb/MMBtu | 0.28353 | 0.28353 | 0.28353 | 0.28353 | 0.28353 | 0.28353 | 0.28353
NSR Milton Young 2 - NOX Rate Annual v3.1 | 637 | 7974 | Rate Constraint in lbs/MMBtu | FALSE | L | Annual | Generation | TWh | 3.0976 | 3.1925 | 3.1925 | 3.1925 | 2.6763 | 2.6544 | 2.6544
NSR Milton Young 2 - NOX Rate Annual v3.1 | 637 | 7974 | Rate Constraint in lbs/MMBtu | FALSE | L | Annual | Qualifying Generation | TWh | 3.0976 | 3.1925 | 3.1925 | 3.1925 | 2.6763 | 2.6544 | 2.6544
NSR Milton Young 2 - NOX Rate Annual v3.1 | 637 | 7974 | Rate Constraint in lbs/MMBtu | FALSE | L | Annual | Rate | lb/MWh | 3.2297 | 3.2297 | 3.2297 | 3.2297 | 3.2297 | 3.2297 | 3.2297
NSR Milton Young 2 - NOX Rate Annual v3.1 | 637 | 7974 | Rate Constraint in lbs/MMBtu | FALSE | L | Annual | Constraint Shadow Price | US2022$/Ton | 0 | 0 | 0 | 0 | 0 | 0 | 0
NSR Minnkota Power - SO2 Cap Annual v3.1 | 638 | 7385 | Rate Constraint in MTons | FALSE | L | Annual | Seasons Included | Seasons | Winter, Spring, Summer, Fall | Winter, Spring, Summer, Fall | Winter, Spring, Summer, Fall | Winter, Spring, Summer, Fall | Winter, Spring, Summer, Fall | Winter, Spring, Summer, Fall | Winter, Spring, Summer, Fall
NSR Minnkota Power - SO2 Cap Annual v3.1 | 638 | 7385 | Rate Constraint in MTons | FALSE | L | Annual | Standard SO2 | Thousand Tons | 8.5 | 8.5 | 8.5 | 8.5 | 8.5 | 8.5 | 8.5
NSR Minnkota Power - SO2 Cap Annual v3.1 | 638 | 7385 | Rate Constraint in MTons | FALSE | L | Annual | Emissions at Affected Plants SO2 | Thousand Tons | 1.7411 | 1.7964 | 1.7964 | 1.7964 | 1.2605 | 1.2507 | 1.2507
NSR Minnkota Power - SO2 Cap Annual v3.1 | 638 | 7385 | Rate Constraint in MTons | FALSE | L | Annual | Allowances Purchased SO2 | Thousand Tons | 0 | 0 | 0 | 0 | 0 | 0 | 0
NSR Minnkota Power - SO2 Cap Annual v3.1 | 638 | 7385 | Rate Constraint in MTons | FALSE | L | Annual | Allowances Sold SO2 | Thousand Tons | 0 | 0 | 0 | 0 | 0 | 0 | 0
NSR Minnkota Power - SO2 Cap Annual v3.1 | 638 | 7385 | Rate Constraint in MTons | FALSE | L | Annual | Allowances Banked | Thousand Tons | 0 | 0 | 0 | 0 | 0 | 0 | 0
NSR Minnkota Power - SO2 Cap Annual v3.1 | 638 | 7385 | Rate Constraint in MTons | FALSE | L | Annual | Allowances Withdrawn (1:1) | Thousand Tons | 0 | 0 | 0 | 0 | 0 | 0 | 0
NSR Minnkota Power - SO2 Cap Annual v3.1 | 638 | 7385 | Rate Constraint in MTons | FALSE | L | Annual | Allowances Withdrawn (1:n) | Thousand Tons | 0 | 0 | 0 | 0 | 0 | 0 | 0
NSR Minnkota Power - SO2 Cap Annual v3.1 | 638 | 7385 | Rate Constraint in MTons | FALSE | L | Annual | Total | Thousand Tons | 1.7411 | 1.7964 | 1.7964 | 1.7964 | 1.2605 | 1.2507 | 1.2507
NSR Minnkota Power - SO2 Cap Annual v3.1 | 638 | 7385 | Rate Constraint in MTons | FALSE | L | Annual | Fuel Consumed | TBtu | 54.3038 | 56.0529 | 56.0529 | 56.0529 | 36.3566 | 36.0821 | 36.0821
NSR Minnkota Power - SO2 Cap Annual v3.1 | 638 | 7385 | Rate Constraint in MTons | FALSE | L | Annual | Rate | lb/MMBtu | 0.064126 | 0.064098 | 0.064098 | 0.064098 | 0.069338 | 0.069324 | 0.069324
NSR Minnkota Power - SO2 Cap Annual v3.1 | 638 | 7385 | Rate Constraint in MTons | FALSE | L | Annual | Generation | TWh | 4.7328 | 4.5846 | 4.4762 | 4.4762 | 3.1811 | 3.157 | 3.157
NSR Minnkota Power - SO2 Cap Annual v3.1 | 638 | 7385 | Rate Constraint in MTons | FALSE | L | Annual | Qualifying Generation | TWh | 4.7328 | 4.5846 | 4.4762 | 4.4762 | 3.1811 | 3.157 | 3.157
NSR Minnkota Power - SO2 Cap Annual v3.1 | 638 | 7385 | Rate Constraint in MTons | FALSE | L | Annual | Rate | lb/MWh | 0.73578 | 0.78369 | 0.80266 | 0.80266 | 0.79247 | 0.79231 | 0.79231
NSR Minnkota Power - SO2 Cap Annual v3.1 | 638 | 7385 | Rate Constraint in MTons | FALSE | L | Annual | Constraint Shadow Price | US2022$/Ton | 0 | 0 | 0 | 0 | 0 | 0 | 0
NSR Mt Storm 1-3 - NOX Rate Annual v3.1, Unit 4722 and retrofits | 639 | 7430 | Rate Constraint in lbs/MMBtu | FALSE | L | Annual | Seasons Included | Seasons | Winter, Spring, Summer, Fall | Winter, Spring, Summer, Fall | Winter, Spring, Summer, Fall | Winter, Spring, Summer, Fall | Winter, Spring, Summer, Fall | Winter, Spring, Summer, Fall | Winter, Spring, Summer, Fall
NSR Mt Storm 1-3 - NOX Rate Annual v3.1, Unit 4722 and retrofits | 639 | 7430 | Rate Constraint in lbs/MMBtu | FALSE | L | Annual | Standard NOX | lb/MMBtu | 0.11 | 0.11 | 0.11 | 0.11 | 0.11 | 0.11 | 0.11
NSR Mt Storm 1-3 - NOX Rate Annual v3.1, Unit 4722 and retrofits | 639 | 7430 | Rate Constraint in lbs/MMBtu | FALSE | L | Annual | Emissions at Affected Plants NOX | Thousand Tons | 1.3133 | 1.4087 | 1.4087 | 1.4087 | 0 | 0 | 0
NSR Mt Storm 1-3 - NOX Rate Annual v3.1, Unit 4722 and retrofits | 639 | 7430 | Rate Constraint in lbs/MMBtu | FALSE | L | Annual | Allowances Purchased NOX | Thousand Tons | 0 | 0 | 0 | 0 | 0 | 0 | 0
NSR Mt Storm 1-3 - NOX Rate Annual v3.1, Unit 4722 and retrofits | 639 | 7430 | Rate Constraint in lbs/MMBtu | FALSE | L | Annual | Allowances Sold NOX | Thousand Tons | 0 | 0 | 0 | 0 | 0 | 0 | 0
NSR Mt Storm 1-3 - NOX Rate Annual v3.1, Unit 4722 and retrofits | 639 | 7430 | Rate Constraint in lbs/MMBtu | FALSE | L | Annual | Allowances Banked | Thousand Tons | 0 | 0 | 0 | 0 | 0 | 0 | 0
NSR Mt Storm 1-3 - NOX Rate Annual v3.1, Unit 4722 and retrofits | 639 | 7430 | Rate Constraint in lbs/MMBtu | FALSE | L | Annual | Allowances Withdrawn (1:1) | Thousand Tons | 0 | 0 | 0 | 0 | 0 | 0 | 0
NSR Mt Storm 1-3 - NOX Rate Annual v3.1, Unit 4722 and retrofits | 639 | 7430 | Rate Constraint in lbs/MMBtu | FALSE | L | Annual | Allowances Withdrawn (1:n) | Thousand Tons | 0 | 0 | 0 | 0 | 0 | 0 | 0
NSR Mt Storm 1-3 - NOX Rate Annual v3.1, Unit 4722 and retrofits | 639 | 7430 | Rate Constraint in lbs/MMBtu | FALSE | L | Annual | Total | Thousand Tons | 1.3133 | 1.4087 | 1.4087 | 1.4087 | 0 | 0 | 0
NSR Mt Storm 1-3 - NOX Rate Annual v3.1, Unit 4722 and retrofits | 639 | 7430 | Rate Constraint in lbs/MMBtu | FALSE | L | Annual | Fuel Consumed | TBtu | 35.4909 | 38.0675 | 38.0675 | 38.0675 | 0 | 0 | 0
NSR Mt Storm 1-3 - NOX Rate Annual v3.1, Unit 4722 and retrofits | 639 | 7430 | Rate Constraint in lbs/MMBtu | FALSE | L | Annual | Rate | lb/MMBtu | 0.07401 | 0.07401 | 0.07401 | 0.07401 | 0 | 0 | 0
NSR Mt Storm 1-3 - NOX Rate Annual v3.1, Unit 4722 and retrofits | 639 | 7430 | Rate Constraint in lbs/MMBtu | FALSE | L | Annual | Generation | TWh | 3.516 | 3.7713 | 2.5964 | 2.5964 | 0 | 0 | 0
NSR Mt Storm 1-3 - NOX Rate Annual v3.1, Unit 4722 and retrofits | 639 | 7430 | Rate Constraint in lbs/MMBtu | FALSE | L | Annual | Qualifying Generation | TWh | 3.516 | 3.7713 | 2.5964 | 2.5964 | 0 | 0 | 0
NSR Mt Storm 1-3 - NOX Rate Annual v3.1, Unit 4722 and retrofits | 639 | 7430 | Rate Constraint in lbs/MMBtu | FALSE | L | Annual | Rate | lb/MWh | 0.74706 | 0.74706 | 1.0851 | 1.0851 | 0 | 0 | 0
NSR Mt Storm 1-3 - NOX Rate Annual v3.1, Unit 4722 and retrofits | 639 | 7430 | Rate Constraint in lbs/MMBtu | FALSE | L | Annual | Constraint Shadow Price | US2022$/Ton | 0 | 0 | 0 | 0 | 0 | 0 | 0
NSR Mt Storm 1-3 - NOX Rate Annual v3.1, Unit 4723 and retrofits | 640 | 7430 | Rate Constraint in lbs/MMBtu | FALSE | L | Annual | Seasons Included | Seasons | Winter, Spring, Summer, Fall | Winter, Spring, Summer, Fall | Winter, Spring, Summer, Fall | Winter, Spring, Summer, Fall | Winter, Spring, Summer, Fall | Winter, Spring, Summer, Fall | Winter, Spring, Summer, Fall
NSR Mt Storm 1-3 - NOX Rate Annual v3.1, Unit 4723 and retrofits | 640 | 7430 | Rate Constraint in lbs/MMBtu | FALSE | L | Annual | Standard NOX | lb/MMBtu | 0.11 | 0.11 | 0.11 | 0.11 | 0.11 | 0.11 | 0.11
NSR Mt Storm 1-3 - NOX Rate Annual v3.1, Unit 4723 and retrofits | 640 | 7430 | Rate Constraint in lbs/MMBtu | FALSE | L | Annual | Emissions at Affected Plants NOX | Thousand Tons | 1.4311 | 1.4878 | 1.4878 | 1.4878 | 0.15288 | 0.15288 | 0.15288
NSR Mt Storm 1-3 - NOX Rate Annual v3.1, Unit 4723 and retrofits | 640 | 7430 | Rate Constraint in lbs/MMBtu | FALSE | L | Annual | Allowances Purchased NOX | Thousand Tons | 0 | 0 | 0 | 0 | 0 | 0 | 0
NSR Mt Storm 1-3 - NOX Rate Annual v3.1, Unit 4723 and retrofits | 640 | 7430 | Rate Constraint in lbs/MMBtu | FALSE | L | Annual | Allowances Sold NOX | Thousand Tons | 0 | 0 | 0 | 0 | 0 | 0 | 0
NSR Mt Storm 1-3 - NOX Rate Annual v3.1, Unit 4723 and retrofits | 640 | 7430 | Rate Constraint in lbs/MMBtu | FALSE | L | Annual | Allowances Banked | Thousand Tons | 0 | 0 | 0 | 0 | 0 | 0 | 0
NSR Mt Storm 1-3 - NOX Rate Annual v3.1, Unit 4723 and retrofits | 640 | 7430 | Rate Constraint in lbs/MMBtu | FALSE | L | Annual | Allowances Withdrawn (1:1) | Thousand Tons | 0 | 0 | 0 | 0 | 0 | 0 | 0
NSR Mt Storm 1-3 - NOX Rate Annual v3.1, Unit 4723 and retrofits | 640 | 7430 | Rate Constraint in lbs/MMBtu | FALSE | L | Annual | Allowances Withdrawn (1:n) | Thousand Tons | 0 | 0 | 0 | 0 | 0 | 0 | 0
NSR Mt Storm 1-3 - NOX Rate Annual v3.1, Unit 4723 and retrofits | 640 | 7430 | Rate Constraint in lbs/MMBtu | FALSE | L | Annual | Total | Thousand Tons | 1.4311 | 1.4878 | 1.4878 | 1.4878 | 0.15288 | 0.15288 | 0.15288
NSR Mt Storm 1-3 - NOX Rate Annual v3.1, Unit 4723 and retrofits | 640 | 7430 | Rate Constraint in lbs/MMBtu | FALSE | L | Annual | Fuel Consumed | TBtu | 36.591 | 38.0417 | 38.0417 | 38.0417 | 3.909 | 3.909 | 3.909
NSR Mt Storm 1-3 - NOX Rate Annual v3.1, Unit 4723 and retrofits | 640 | 7430 | Rate Constraint in lbs/MMBtu | FALSE | L | Annual | Rate | lb/MMBtu | 0.07822 | 0.07822 | 0.07822 | 0.07822 | 0.07822 | 0.07822 | 0.07822
NSR Mt Storm 1-3 - NOX Rate Annual v3.1, Unit 4723 and retrofits | 640 | 7430 | Rate Constraint in lbs/MMBtu | FALSE | L | Annual | Generation | TWh | 3.634 | 3.7781 | 2.7247 | 2.7247 | 0.38822 | 0.38822 | 0.38822
NSR Mt Storm 1-3 - NOX Rate Annual v3.1, Unit 4723 and retrofits | 640 | 7430 | Rate Constraint in lbs/MMBtu | FALSE | L | Annual | Qualifying Generation | TWh | 3.634 | 3.7781 | 2.7247 | 2.7247 | 0.38822 | 0.38822 | 0.38822
NSR Mt Storm 1-3 - NOX Rate Annual v3.1, Unit 4723 and retrofits | 640 | 7430 | Rate Constraint in lbs/MMBtu | FALSE | L | Annual | Rate | lb/MWh | 0.7876 | 0.7876 | 1.0921 | 1.0921 | 0.7876 | 0.7876 | 0.7876
NSR Mt Storm 1-3 - NOX Rate Annual v3.1, Unit 4723 and retrofits | 640 | 7430 | Rate Constraint in lbs/MMBtu | FALSE | L | Annual | Constraint Shadow Price | US2022$/Ton | 0 | 0 | 0 | 0 | 0 | 0 | 0
NSR Mt Storm 1-3 - NOX Rate Annual v3.1, Unit 4724 and retrofits | 641 | 7430 | Rate Constraint in lbs/MMBtu | FALSE | L | Annual | Seasons Included | Seasons | Winter, Spring, Summer, Fall | Winter, Spring, Summer, Fall | Winter, Spring, Summer, Fall | Winter, Spring, Summer, Fall | Winter, Spring, Summer, Fall | Winter, Spring, Summer, Fall | Winter, Spring, Summer, Fall
NSR Mt Storm 1-3 - NOX Rate Annual v3.1, Unit 4724 and retrofits | 641 | 7430 | Rate Constraint in lbs/MMBtu | FALSE | L | Annual | Standard NOX | lb/MMBtu | 0.11 | 0.11 | 0.11 | 0.11 | 0.11 | 0.11 | 0.11
NSR Mt Storm 1-3 - NOX Rate Annual v3.1, Unit 4724 and retrofits | 641 | 7430 | Rate Constraint in lbs/MMBtu | FALSE | L | Annual | Emissions at Affected Plants NOX | Thousand Tons | 0.32898 | 0.28189 | 0 | 0 | 0 | 0 | 0
NSR Mt Storm 1-3 - NOX Rate Annual v3.1, Unit 4724 and retrofits | 641 | 7430 | Rate Constraint in lbs/MMBtu | FALSE | L | Annual | Allowances Purchased NOX | Thousand Tons | 0 | 0 | 0 | 0 | 0 | 0 | 0
NSR Mt Storm 1-3 - NOX Rate Annual v3.1, Unit 4724 and retrofits | 641 | 7430 | Rate Constraint in lbs/MMBtu | FALSE | L | Annual | Allowances Sold NOX | Thousand Tons | 0 | 0 | 0 | 0 | 0 | 0 | 0
NSR Mt Storm 1-3 - NOX Rate Annual v3.1, Unit 4724 and retrofits | 641 | 7430 | Rate Constraint in lbs/MMBtu | FALSE | L | Annual | Allowances Banked | Thousand Tons | 0 | 0 | 0 | 0 | 0 | 0 | 0
NSR Mt Storm 1-3 - NOX Rate Annual v3.1, Unit 4724 and retrofits | 641 | 7430 | Rate Constraint in lbs/MMBtu | FALSE | L | Annual | Allowances Withdrawn (1:1) | Thousand Tons | 0 | 0 | 0 | 0 | 0 | 0 | 0
NSR Mt Storm 1-3 - NOX Rate Annual v3.1, Unit 4724 and retrofits | 641 | 7430 | Rate Constraint in lbs/MMBtu | FALSE | L | Annual | Allowances Withdrawn (1:n) | Thousand Tons | 0 | 0 | 0 | 0 | 0 | 0 | 0
NSR Mt Storm 1-3 - NOX Rate Annual v3.1, Unit 4724 and retrofits | 641 | 7430 | Rate Constraint in lbs/MMBtu | FALSE | L | Annual | Total | Thousand Tons | 0.32898 | 0.28189 | 0 | 0 | 0 | 0 | 0
NSR Mt Storm 1-3 - NOX Rate Annual v3.1, Unit 4724 and retrofits | 641 | 7430 | Rate Constraint in lbs/MMBtu | FALSE | L | Annual | Fuel Consumed | TBtu | 9.2709 | 7.9438 | 0 | 0 | 0 | 0 | 0
NSR Mt Storm 1-3 - NOX Rate Annual v3.1, Unit 4724 and retrofits | 641 | 7430 | Rate Constraint in lbs/MMBtu | FALSE | L | Annual | Rate | lb/MMBtu | 0.07097 | 0.07097 | 0 | 0 | 0 | 0 | 0
NSR Mt Storm 1-3 - NOX Rate Annual v3.1, Unit 4724 and retrofits | 641 | 7430 | Rate Constraint in lbs/MMBtu | FALSE | L | Annual | Generation | TWh | 0.88861 | 0.76141 | 0 | 0 | 0 | 0 | 0
NSR Mt Storm 1-3 - NOX Rate Annual v3.1, Unit 4724 and retrofits | 641 | 7430 | Rate Constraint in lbs/MMBtu | FALSE | L | Annual | Qualifying Generation | TWh | 0.88861 | 0.76141 | 0 | 0 | 0 | 0 | 0
NSR Mt Storm 1-3 - NOX Rate Annual v3.1, Unit 4724 and retrofits | 641 | 7430 | Rate Constraint in lbs/MMBtu | FALSE | L | Annual | Rate | lb/MWh | 0.74043 | 0.74043 | 0 | 0 | 0 | 0 | 0
NSR Mt Storm 1-3 - NOX Rate Annual v3.1, Unit 4724 and retrofits | 641 | 7430 | Rate Constraint in lbs/MMBtu | FALSE | L | Annual | Constraint Shadow Price | US2022$/Ton | 0 | 0 | 0 | 0 | 0 | 0 | 0
NSR NV Power Consent - NOX Cap Annual v3.1 | 642 | 7389 | Rate Constraint in MTons | FALSE | L | Annual | Seasons Included | Seasons | Winter, Spring, Summer, Fall | Winter, Spring, Summer, Fall | Winter, Spring, Summer, Fall | Winter, Spring, Summer, Fall | Winter, Spring, Summer, Fall | Winter, Spring, Summer, Fall | Winter, Spring, Summer, Fall
NSR NV Power Consent - NOX Cap Annual v3.1 | 642 | 7389 | Rate Constraint in MTons | FALSE | L | Annual | Standard NOX | Thousand Tons | 0.36 | 0.36 | 0.36 | 0.36 | 0.36 | 0.36 | 0.36
NSR NV Power Consent - NOX Cap Annual v3.1 | 642 | 7389 | Rate Constraint in MTons | FALSE | L | Annual | Emissions at Affected Plants NOX | Thousand Tons | 0.002155 | 0.21844 | 0.082395 | 0.016507 | 0.016507 | 0 | 0
NSR NV Power Consent - NOX Cap Annual v3.1 | 642 | 7389 | Rate Constraint in MTons | FALSE | L | Annual | Allowances Purchased NOX | Thousand Tons | 0 | 0 | 0 | 0 | 0 | 0 | 0
NSR NV Power Consent - NOX Cap Annual v3.1 | 642 | 7389 | Rate Constraint in MTons | FALSE | L | Annual | Allowances Sold NOX | Thousand Tons | 0 | 0 | 0 | 0 | 0 | 0 | 0
NSR NV Power Consent - NOX Cap Annual v3.1 | 642 | 7389 | Rate Constraint in MTons | FALSE | L | Annual | Allowances Banked | Thousand Tons | 0 | 0 | 0 | 0 | 0 | 0 | 0
NSR NV Power Consent - NOX Cap Annual v3.1 | 642 | 7389 | Rate Constraint in MTons | FALSE | L | Annual | Allowances Withdrawn (1:1) | Thousand Tons | 0 | 0 | 0 | 0 | 0 | 0 | 0
NSR NV Power Consent - NOX Cap Annual v3.1 | 642 | 7389 | Rate Constraint in MTons | FALSE | L | Annual | Allowances Withdrawn (1:n) | Thousand Tons | 0 | 0 | 0 | 0 | 0 | 0 | 0
NSR NV Power Consent - NOX Cap Annual v3.1 | 642 | 7389 | Rate Constraint in MTons | FALSE | L | Annual | Total | Thousand Tons | 0.002155 | 0.21844 | 0.082395 | 0.016507 | 0.016507 | 0 | 0
NSR NV Power Consent - NOX Cap Annual v3.1 | 642 | 7389 | Rate Constraint in MTons | FALSE | L | Annual | Fuel Consumed | TBtu | 0.05689 | 5.7666 | 2.1752 | 0.43577 | 0.43577 | 0 | 0
NSR NV Power Consent - NOX Cap Annual v3.1 | 642 | 7389 | Rate Constraint in MTons | FALSE | L | Annual | Rate | lb/MMBtu | 0.07576 | 0.07576 | 0.07576 | 0.07576 | 0.07576 | 0 | 0
NSR NV Power Consent - NOX Cap Annual v3.1 | 642 | 7389 | Rate Constraint in MTons | FALSE | L | Annual | Generation | TWh | 0.0060573 | 0.61399 | 0.2316 | 0.046398 | 0.046398 | 0 | 0
NSR NV Power Consent - NOX Cap Annual v3.1 | 642 | 7389 | Rate Constraint in MTons | FALSE | L | Annual | Qualifying Generation | TWh | 0.0060573 | 0.61399 | 0.2316 | 0.046398 | 0.046398 | 0 | 0
NSR NV Power Consent - NOX Cap Annual v3.1 | 642 | 7389 | Rate Constraint in MTons | FALSE | L | Annual | Rate | lb/MWh | 0.71154 | 0.71154 | 0.71154 | 0.71154 | 0.71154 | 0 | 0
NSR NV Power Consent - NOX Cap Annual v3.1 | 642 | 7389 | Rate Constraint in MTons | FALSE | L | Annual | Constraint Shadow Price | US2022$/Ton | 0 | 0 | 0 | 0 | 0 | 0 | 0
NSR Ottumwa Unit 1 NOX Rate v5.16 | 643 | 7510 | Rate Constraint in lbs/MMBtu | FALSE | L | Annual | Seasons Included | Seasons | Winter, Spring, Summer, Fall | Winter, Spring, Summer, Fall | Winter, Spring, Summer, Fall | Winter, Spring, Summer, Fall | Winter, Spring, Summer, Fall | Winter, Spring, Summer, Fall | Winter, Spring, Summer, Fall
NSR Ottumwa Unit 1 NOX Rate v5.16 | 643 | 7510 | Rate Constraint in lbs/MMBtu | FALSE | L | Annual | Standard NOX | lb/MMBtu | 0.08 | 0.08 | 0.08 | 0.08 | 0.08 | 0.08 | 0.08
NSR Ottumwa Unit 1 NOX Rate v5.16 | 643 | 7510 | Rate Constraint in lbs/MMBtu | FALSE | L | Annual | Emissions at Affected Plants NOX | Thousand Tons | 2.0264 | 2.0437 | 2.0437 | 2.0437 | 1.8683 | 1.7164 | 1.7164
NSR Ottumwa Unit 1 NOX Rate v5.16 | 643 | 7510 | Rate Constraint in lbs/MMBtu | FALSE | L | Annual | Allowances Purchased NOX | Thousand Tons | 0 | 0 | 0 | 0 | 0 | 0 | 0
NSR Ottumwa Unit 1 NOX Rate v5.16 | 643 | 7510 | Rate Constraint in lbs/MMBtu | FALSE | L | Annual | Allowances Sold NOX | Thousand Tons | 0 | 0 | 0 | 0 | 0 | 0 | 0
NSR Ottumwa Unit 1 NOX Rate v5.16 | 643 | 7510 | Rate Constraint in lbs/MMBtu | FALSE | L | Annual | Allowances Banked | Thousand Tons | 0 | 0 | 0 | 0 | 0 | 0 | 0
NSR Ottumwa Unit 1 NOX Rate v5.16 | 643 | 7510 | Rate Constraint in lbs/MMBtu | FALSE | L | Annual | Allowances Withdrawn (1:1) | Thousand Tons | 0 | 0 | 0 | 0 | 0 | 0 | 0
NSR Ottumwa Unit 1 NOX Rate v5.16 | 643 | 7510 | Rate Constraint in lbs/MMBtu | FALSE | L | Annual | Allowances Withdrawn (1:n) | Thousand Tons | 0 | 0 | 0 | 0 | 0 | 0 | 0
NSR Ottumwa Unit 1 NOX Rate v5.16 | 643 | 7510 | Rate Constraint in lbs/MMBtu | FALSE | L | Annual | Total | Thousand Tons | 2.0264 | 2.0437 | 2.0437 | 2.0437 | 1.8683 | 1.7164 | 1.7164
NSR Ottumwa Unit 1 NOX Rate v5.16 | 643 | 7510 | Rate Constraint in lbs/MMBtu | FALSE | L | Annual | Fuel Consumed | TBtu | 50.6665 | 51.0979 | 51.0979 | 51.0979 | 46.7123 | 42.9159 | 42.9159
NSR Ottumwa Unit 1 NOX Rate v5.16 | 643 | 7510 | Rate Constraint in lbs/MMBtu | FALSE | L | Annual | Rate | lb/MMBtu | 0.07999 | 0.07999 | 0.07999 | 0.07999 | 0.07999 | 0.07999 | 0.07999
NSR Ottumwa Unit 1 NOX Rate v5.16 | 643 | 7510 | Rate Constraint in lbs/MMBtu | FALSE | L | Annual | Generation | TWh | 4.8863 | 4.9279 | 4.9279 | 4.9279 | 4.505 | 4.1389 | 4.1389
NSR Ottumwa Unit 1 NOX Rate v5.16 | 643 | 7510 | Rate Constraint in lbs/MMBtu | FALSE | L | Annual | Qualifying Generation | TWh | 4.8863 | 4.9279 | 4.9279 | 4.9279 | 4.505 | 4.1389 | 4.1389
NSR Ottumwa Unit 1 NOX Rate v5.16 | 643 | 7510 | Rate Constraint in lbs/MMBtu | FALSE | L | Annual | Rate | lb/MWh | 0.82942 | 0.82942 | 0.82942 | 0.82942 | 0.82942 | 0.82942 | 0.82942
NSR Ottumwa Unit 1 NOX Rate v5.16 | 643 | 7510 | Rate Constraint in lbs/MMBtu | FALSE | L | Annual | Constraint Shadow Price | US2022$/Ton | 0 | 0 | 0 | 0 | 0 | 0 | 0
NSR Ottumwa Unit 1 SO2 Rate v5.16 | 644 | 7509 | Rate Constraint in lbs/MMBtu | FALSE | L | Annual | Seasons Included | Seasons | Winter, Spring, Summer, Fall | Winter, Spring, Summer, Fall | Winter, Spring, Summer, Fall | Winter, Spring, Summer, Fall | Winter, Spring, Summer, Fall | Winter, Spring, Summer, Fall | Winter, Spring, Summer, Fall
NSR Ottumwa Unit 1 SO2 Rate v5.16 | 644 | 7509 | Rate Constraint in lbs/MMBtu | FALSE | L | Annual | Standard SO2 | lb/MMBtu | 0.075 | 0.075 | 0.075 | 0.075 | 0.075 | 0.075 | 0.075
NSR Ottumwa Unit 1 SO2 Rate v5.16 | 644 | 7509 | Rate Constraint in lbs/MMBtu | FALSE | L | Annual | Emissions at Affected Plants SO2 | Thousand Tons | 1.3401 | 1.3515 | 1.7325 | 1.7325 | 1.5838 | 1.1351 | 1.1351
NSR Ottumwa Unit 1 SO2 Rate v5.16 | 644 | 7509 | Rate Constraint in lbs/MMBtu | FALSE | L | Annual | Allowances Purchased SO2 | Thousand Tons | 0 | 0 | 0 | 0 | 0 | 0 | 0
NSR Ottumwa Unit 1 SO2 Rate v5.16 | 644 | 7509 | Rate Constraint in lbs/MMBtu | FALSE | L | Annual | Allowances Sold SO2 | Thousand Tons | 0 | 0 | 0 | 0 | 0 | 0 | 0
NSR Ottumwa Unit 1 SO2 Rate v5.16 | 644 | 7509 | Rate Constraint in lbs/MMBtu | FALSE | L | Annual | Allowances Banked | Thousand Tons | 0 | 0 | 0 | 0 | 0 | 0 | 0
NSR Ottumwa Unit 1 SO2 Rate v5.16 | 644 | 7509 | Rate Constraint in lbs/MMBtu | FALSE | L | Annual | Allowances Withdrawn (1:1) | Thousand Tons | 0 | 0 | 0 | 0 | 0 | 0 | 0
NSR Ottumwa Unit 1 SO2 Rate v5.16 | 644 | 7509 | Rate Constraint in lbs/MMBtu | FALSE | L | Annual | Allowances Withdrawn (1:n) | Thousand Tons | 0 | 0 | 0 | 0 | 0 | 0 | 0
NSR Ottumwa Unit 1 SO2 Rate v5.16 | 644 | 7509 | Rate Constraint in lbs/MMBtu | FALSE | L | Annual | Total | Thousand Tons | 1.3401 | 1.3515 | 1.7325 | 1.7325 | 1.5838 | 1.1351 | 1.1351
NSR Ottumwa Unit 1 SO2 Rate v5.16 | 644 | 7509 | Rate Constraint in lbs/MMBtu | FALSE | L | Annual | Fuel Consumed | TBtu | 50.6665 | 51.0979 | 51.0979 | 51.0979 | 46.7123 | 42.9159 | 42.9159
NSR Ottumwa Unit 1 SO2 Rate v5.16 | 644 | 7509 | Rate Constraint in lbs/MMBtu | FALSE | L | Annual | Rate | lb/MMBtu | 0.0529 | 0.0529 | 0.067812 | 0.067812 | 0.067812 | 0.0529 | 0.0529
NSR Ottumwa Unit 1 SO2 Rate v5.16 | 644 | 7509 | Rate Constraint in lbs/MMBtu | FALSE | L | Annual | Generation | TWh | 4.8863 | 4.9279 | 4.9279 | 4.9279 | 4.505 | 4.1389 | 4.1389
NSR Ottumwa Unit 1 SO2 Rate v5.16 | 644 | 7509 | Rate Constraint in lbs/MMBtu | FALSE | L | Annual | Qualifying Generation | TWh | 4.8863 | 4.9279 | 4.9279 | 4.9279 | 4.505 | 4.1389 | 4.1389
NSR Ottumwa Unit 1 SO2 Rate v5.16 | 644 | 7509 | Rate Constraint in lbs/MMBtu | FALSE | L | Annual | Rate | lb/MWh | 0.54852 | 0.54852 | 0.70315 | 0.70315 | 0.70315 | 0.54852 | 0.54852
NSR Ottumwa Unit 1 SO2 Rate v5.16 | 644 | 7509 | Rate Constraint in lbs/MMBtu | FALSE | L | Annual | Constraint Shadow Price | US2022$/Ton | 0 | 0 | 0 | 0 | 0 | 0 | 0
NSR Prairie Creek NOX Cap v5.16 | 645 | 7513 | Rate Constraint in MTons | FALSE | L | Annual | Seasons Included | Seasons | Winter, Spring, Summer, Fall | Winter, Spring, Summer, Fall | Winter, Spring, Summer, Fall | Winter, Spring, Summer, Fall | Winter, Spring, Summer, Fall | Winter, Spring, Summer, Fall | Winter, Spring, Summer, Fall
NSR Prairie Creek NOX Cap v5.16 | 645 | 7513 | Rate Constraint in MTons | FALSE | L | Annual | Standard NOX | Thousand Tons | 1.5 | 1.5 | 1.5 | 1.5 | 1.5 | 1.5 | 1.5
NSR Prairie Creek NOX Cap v5.16 | 645 | 7513 | Rate Constraint in MTons | FALSE | L | Annual | Emissions at Affected Plants NOX | Thousand Tons | 0.16841 | 0.16841 | 0 | 0 | 0 | 0 | 0
NSR Prairie Creek NOX Cap v5.16 | 645 | 7513 | Rate Constraint in MTons | FALSE | L | Annual | Allowances Purchased NOX | Thousand Tons | 0 | 0 | 0 | 0 | 0 | 0 | 0
NSR Prairie Creek NOX Cap v5.16 | 645 | 7513 | Rate Constraint in MTons | FALSE | L | Annual | Allowances Sold NOX | Thousand Tons | 0 | 0 | 0 | 0 | 0 | 0 | 0
NSR Prairie Creek NOX Cap v5.16 | 645 | 7513 | Rate Constraint in MTons | FALSE | L | Annual | Allowances Banked | Thousand Tons | 0 | 0 | 0 | 0 | 0 | 0 | 0
NSR Prairie Creek NOX Cap v5.16 | 645 | 7513 | Rate Constraint in MTons | FALSE | L | Annual | Allowances Withdrawn (1:1) | Thousand Tons | 0 | 0 | 0 | 0 | 0 | 0 | 0
NSR Prairie Creek NOX Cap v5.16 | 645 | 7513 | Rate Constraint in MTons | FALSE | L | Annual | Allowances Withdrawn (1:n) | Thousand Tons | 0 | 0 | 0 | 0 | 0 | 0 | 0
NSR Prairie Creek NOX Cap v5.16 | 645 | 7513 | Rate Constraint in MTons | FALSE | L | Annual | Total | Thousand Tons | 0.16841 | 0.16841 | 0 | 0 | 0 | 0 | 0
NSR Prairie Creek NOX Cap v5.16 | 645 | 7513 | Rate Constraint in MTons | FALSE | L | Annual | Fuel Consumed | TBtu | 1.84 | 1.84 | 0 | 0 | 0 | 0 | 0
NSR Prairie Creek NOX Cap v5.16 | 645 | 7513 | Rate Constraint in MTons | FALSE | L | Annual | Rate | lb/MMBtu | 0.18305 | 0.18305 | 0 | 0 | 0 | 0 | 0
NSR Prairie Creek NOX Cap v5.16 | 645 | 7513 | Rate Constraint in MTons | FALSE | L | Annual | Generation | TWh | 0.18734 | 0.18734 | 0 | 0 | 0 | 0 | 0
NSR Prairie Creek NOX Cap v5.16 | 645 | 7513 | Rate Constraint in MTons | FALSE | L | Annual | Qualifying Generation | TWh | 0.18734 | 0.18734 | 0 | 0 | 0 | 0 | 0
NSR Prairie Creek NOX Cap v5.16 | 645 | 7513 | Rate Constraint in MTons | FALSE | L | Annual | Rate | lb/MWh | 1.7979 | 1.7979 | 0 | 0 | 0 | 0 | 0
NSR Prairie Creek NOX Cap v5.16 | 645 | 7513 | Rate Constraint in MTons | FALSE | L | Annual | Constraint Shadow Price | US2022$/Ton | 0 | 0 | 0 | 0 | 0 | 0 | 0
NSR Prairie Creek SO2 Cap v5.16 | 646 | 7505 | Rate Constraint in MTons | FALSE | L | Annual | Seasons Included | Seasons | Winter, Spring, Summer, Fall | Winter, Spring, Summer, Fall | Winter, Spring, Summer, Fall | Winter, Spring, Summer, Fall | Winter, Spring, Summer, Fall | Winter, Spring, Summer, Fall | Winter, Spring, Summer, Fall
NSR Prairie Creek SO2 Cap v5.16 | 646 | 7505 | Rate Constraint in MTons | FALSE | L | Annual | Standard SO2 | Thousand Tons | 0.1 | 0.1 | 0.1 | 0.1 | 0.1 | 0.1 | 0.1
NSR Prairie Creek SO2 Cap v5.16 | 646 | 7505 | Rate Constraint in MTons | FALSE | L | Annual | Emissions at Affected Plants SO2 | Thousand Tons | 0 | 0 | 0 | 0 | 0 | 0 | 0
NSR Prairie Creek SO2 Cap v5.16 | 646 | 7505 | Rate Constraint in MTons | FALSE | L | Annual | Allowances Purchased SO2 | Thousand Tons | 0 | 0 | 0 | 0 | 0 | 0 | 0
NSR Prairie Creek SO2 Cap v5.16 | 646 | 7505 | Rate Constraint in MTons | FALSE | L | Annual | Allowances Sold SO2 | Thousand Tons | 0 | 0 | 0 | 0 | 0 | 0 | 0
NSR Prairie Creek SO2 Cap v5.16 | 646 | 7505 | Rate Constraint in MTons | FALSE | L | Annual | Allowances Banked | Thousand Tons | 0 | 0 | 0 | 0 | 0 | 0 | 0
NSR Prairie Creek SO2 Cap v5.16 | 646 | 7505 | Rate Constraint in MTons | FALSE | L | Annual | Allowances Withdrawn (1:1) | Thousand Tons | 0 | 0 | 0 | 0 | 0 | 0 | 0
NSR Prairie Creek SO2 Cap v5.16 | 646 | 7505 | Rate Constraint in MTons | FALSE | L | Annual | Allowances Withdrawn (1:n) | Thousand Tons | 0 | 0 | 0 | 0 | 0 | 0 | 0
NSR Prairie Creek SO2 Cap v5.16 | 646 | 7505 | Rate Constraint in MTons | FALSE | L | Annual | Total | Thousand Tons | 0 | 0 | 0 | 0 | 0 | 0 | 0
NSR Prairie Creek SO2 Cap v5.16 | 646 | 7505 | Rate Constraint in MTons | FALSE | L | Annual | Fuel Consumed | TBtu | 1.84 | 1.84 | 0 | 0 | 0 | 0 | 0
NSR Prairie Creek SO2 Cap v5.16 | 646 | 7505 | Rate Constraint in MTons | FALSE | L | Annual | Rate | lb/MMBtu | 0 | 0 | 0 | 0 | 0 | 0 | 0
NSR Prairie Creek SO2 Cap v5.16 | 646 | 7505 | Rate Constraint in MTons | FALSE | L | Annual | Generation | TWh | 0.18734 | 0.18734 | 0 | 0 | 0 | 0 | 0
NSR Prairie Creek SO2 Cap v5.16 | 646 | 7505 | Rate Constraint in MTons | FALSE | L | Annual | Qualifying Generation | TWh | 0.18734 | 0.18734 | 0 | 0 | 0 | 0 | 0
NSR Prairie Creek SO2 Cap v5.16 | 646 | 7505 | Rate Constraint in MTons | FALSE | L | Annual | Rate | lb/MWh | 0 | 0 | 0 | 0 | 0 | 0 | 0
NSR Prairie Creek SO2 Cap v5.16 | 646 | 7505 | Rate Constraint in MTons | FALSE | L | Annual | Constraint Shadow Price | US2022$/Ton | 0 | 0 | 0 | 0 | 0 | 0 | 0
NSR Prairie Creek Unit 3 SO2 Rate v5.16 | 647 | 7507 | Rate Constraint in lbs/MMBtu | FALSE | L | Annual | Seasons Included | Seasons | Winter, Spring, Summer, Fall | Winter, Spring, Summer, Fall | Winter, Spring, Summer, Fall | Winter, Spring, Summer, Fall | Winter, Spring, Summer, Fall | Winter, Spring, Summer, Fall | Winter, Spring, Summer, Fall
NSR Prairie Creek Unit 3 SO2 Rate v5.16 | 647 | 7507 | Rate Constraint in lbs/MMBtu | FALSE | L | Annual | Standard SO2 | lb/MMBtu | 0.7 | 0.7 | 0.7 | 0.7 | 0.7 | 0.7 | 0.7
NSR Prairie Creek Unit 3 SO2 Rate v5.16 | 647 | 7507 | Rate Constraint in lbs/MMBtu | FALSE | L | Annual | Emissions at Affected Plants SO2 | Thousand Tons | 0 | 0 | 0 | 0 | 0 | 0 | 0
NSR Prairie Creek Unit 3 SO2 Rate v5.16 | 647 | 7507 | Rate Constraint in lbs/MMBtu | FALSE | L | Annual | Allowances Purchased SO2 | Thousand Tons | 0 | 0 | 0 | 0 | 0 | 0 | 0
NSR Prairie Creek Unit 3 SO2 Rate v5.16 | 647 | 7507 | Rate Constraint in lbs/MMBtu | FALSE | L | Annual | Allowances Sold SO2 | Thousand Tons | 0 | 0 | 0 | 0 | 0 | 0 | 0
NSR Prairie Creek Unit 3 SO2 Rate v5.16 | 647 | 7507 | Rate Constraint in lbs/MMBtu | FALSE | L | Annual | Allowances Banked | Thousand Tons | 0 | 0 | 0 | 0 | 0 | 0 | 0
NSR Prairie Creek Unit 3 SO2 Rate v5.16 | 647 | 7507 | Rate Constraint in lbs/MMBtu | FALSE | L | Annual | Allowances Withdrawn (1:1) | Thousand Tons | 0 | 0 | 0 | 0 | 0 | 0 | 0
NSR Prairie Creek Unit 3 SO2 Rate v5.16 | 647 | 7507 | Rate Constraint in lbs/MMBtu | FALSE | L | Annual | Allowances Withdrawn (1:n) | Thousand Tons | 0 | 0 | 0 | 0 | 0 | 0 | 0
NSR Prairie Creek Unit 3 SO2 Rate v5.16 | 647 | 7507 | Rate Constraint in lbs/MMBtu | FALSE | L | Annual | Total | Thousand Tons | 0 | 0 | 0 | 0 | 0 | 0 | 0
NSR Prairie Creek Unit 3 SO2 Rate v5.16 | 647 | 7507 | Rate Constraint in lbs/MMBtu | FALSE | L | Annual | Fuel Consumed | TBtu | 0 | 0 | 0 | 0 | 0 | 0 | 0
NSR Prairie Creek Unit 3 SO2 Rate v5.16 | 647 | 7507 | Rate Constraint in lbs/MMBtu | FALSE | L | Annual | Rate | lb/MMBtu | 0 | 0 | 0 | 0 | 0 | 0 | 0
NSR Prairie Creek Unit 3 SO2 Rate v5.16 | 647 | 7507 | Rate Constraint in lbs/MMBtu | FALSE | L | Annual | Generation | TWh | 0 | 0 | 0 | 0 | 0 | 0 | 0
NSR Prairie Creek Unit 3 SO2 Rate v5.16 | 647 | 7507 | Rate Constraint in lbs/MMBtu | FALSE | L | Annual | Qualifying Generation | TWh | 0 | 0 | 0 | 0 | 0 | 0 | 0
NSR Prairie Creek Unit 3 SO2 Rate v5.16 | 647 | 7507 | Rate Constraint in lbs/MMBtu | FALSE | L | Annual | Rate | lb/MWh | 0 | 0 | 0 | 0 | 0 | 0 | 0
NSR Prairie Creek Unit 3 SO2 Rate v5.16 | 647 | 7507 | Rate Constraint in lbs/MMBtu | FALSE | L | Annual | Constraint Shadow Price | US2022$/Ton | 0 | 0 | 0 | 0 | 0 | 0 | 0
NSR Prairie Creek Unit 4 SO2 Rate v5.16 | 648 | 7508 | Rate Constraint in lbs/MMBtu | FALSE | L | Annual | Seasons Included | Seasons | Winter, Spring, Summer, Fall | Winter, Spring, Summer, Fall | Winter, Spring, Summer, Fall | Winter, Spring, Summer, Fall | Winter, Spring, Summer, Fall | Winter, Spring, Summer, Fall | Winter, Spring, Summer, Fall
NSR Prairie Creek Unit 4 SO2 Rate v5.16 | 648 | 7508 | Rate Constraint in lbs/MMBtu | FALSE | L | Annual | Standard SO2 | lb/MMBtu | 0.7 | 0.7 | 0.7 | 0.7 | 0.7 | 0.7 | 0.7
NSR Prairie Creek Unit 4 SO2 Rate v5.16 | 648 | 7508 | Rate Constraint in lbs/MMBtu | FALSE | L | Annual | Emissions at Affected Plants SO2 | Thousand Tons | 0 | 0 | 0 | 0 | 0 | 0 | 0
NSR Prairie Creek Unit 4 SO2 Rate v5.16 | 648 | 7508 | Rate Constraint in lbs/MMBtu | FALSE | L | Annual | Allowances Purchased SO2 | Thousand Tons | 0 | 0 | 0 | 0 | 0 | 0 | 0
NSR Prairie Creek Unit 4 SO2 Rate v5.16 | 648 | 7508 | Rate Constraint in lbs/MMBtu | FALSE | L | Annual | Allowances Sold SO2 | Thousand Tons | 0 | 0 | 0 | 0 | 0 | 0 | 0
NSR Prairie Creek Unit 4 SO2 Rate v5.16 | 648 | 7508 | Rate Constraint in lbs/MMBtu | FALSE | L | Annual | Allowances Banked | Thousand Tons | 0 | 0 | 0 | 0 | 0 | 0 | 0
NSR Prairie Creek Unit 4 SO2 Rate v5.16 | 648 | 7508 | Rate Constraint in lbs/MMBtu | FALSE | L | Annual | Allowances Withdrawn (1:1) | Thousand Tons | 0 | 0 | 0 | 0 | 0 | 0 | 0
NSR Prairie Creek Unit 4 SO2 Rate v5.16 | 648 | 7508 | Rate Constraint in lbs/MMBtu | FALSE | L | Annual | Allowances Withdrawn (1:n) | Thousand Tons | 0 | 0 | 0 | 0 | 0 | 0 | 0
NSR Prairie Creek Unit 4 SO2 Rate v5.16 | 648 | 7508 | Rate Constraint in lbs/MMBtu | FALSE | L | Annual | Total | Thousand Tons | 0 | 0 | 0 | 0 | 0 | 0 | 0
NSR Prairie Creek Unit 4 SO2 Rate v5.16 | 648 | 7508 | Rate Constraint in lbs/MMBtu | FALSE | L | Annual | Fuel Consumed | TBtu | 1.84 | 1.84 | 0 | 0 | 0 | 0 | 0
NSR Prairie Creek Unit 4 SO2 Rate v5.16 | 648 | 7508 | Rate Constraint in lbs/MMBtu | FALSE | L | Annual | Rate | lb/MMBtu | 0 | 0 | 0 | 0 | 0 | 0 | 0
NSR Prairie Creek Unit 4 SO2 Rate v5.16 | 648 | 7508 | Rate Constraint in lbs/MMBtu | FALSE | L | Annual | Generation | TWh | 0.18734 | 0.18734 | 0 | 0 | 0 | 0 | 0
NSR Prairie Creek Unit 4 SO2 Rate v5.16 | 648 | 7508 | Rate Constraint in lbs/MMBtu | FALSE | L | Annual | Qualifying Generation | TWh | 0.18734 | 0.18734 | 0 | 0 | 0 | 0 | 0
NSR Prairie Creek Unit 4 SO2 Rate v5.16 | 648 | 7508 | Rate Constraint in lbs/MMBtu | FALSE | L | Annual | Rate | lb/MWh | 0 | 0 | 0 | 0 | 0 | 0 | 0
NSR Prairie Creek Unit 4 SO2 Rate v5.16 | 648 | 7508 | Rate Constraint in lbs/MMBtu | FALSE | L | Annual | Constraint Shadow Price | US2022$/Ton | 0 | 0 | 0 | 0 | 0 | 0 | 0
NSR Rockport 1 & 2 - SO2 Cap Annual v5.13 | 651 | 7374 | Rate Constraint in MTons | FALSE | L | Annual | Seasons Included | Seasons | Winter, Spring, Summer, Fall | Winter, Spring, Summer, Fall | Winter, Spring, Summer, Fall | Winter, Spring, Summer, Fall | Winter, Spring, Summer, Fall | Winter, Spring, Summer, Fall | Winter, Spring, Summer, Fall
NSR Rockport 1 & 2 - SO2 Cap Annual v5.13 | 651 | 7374 | Rate Constraint in MTons | FALSE | L | Annual | Standard SO2 | Thousand Tons | 10 | 5 | 5 | 5 | 5 | 5 | 5
NSR Rockport 1 & 2 - SO2 Cap Annual v5.13 | 651 | 7374 | Rate Constraint in MTons | FALSE | L | Annual | Emissions at Affected Plants SO2 | Thousand Tons | 2.355 | 0 | 0 | 0 | 0 | 0 | 0
NSR Rockport 1 & 2 - SO2 Cap Annual v5.13 | 651 | 7374 | Rate Constraint in MTons | FALSE | L | Annual | Allowances Purchased SO2 | Thousand Tons | 0 | 0 | 0 | 0 | 0 | 0 | 0
NSR Rockport 1 & 2 - SO2 Cap Annual v5.13 | 651 | 7374 | Rate Constraint in MTons | FALSE | L | Annual | Allowances Sold SO2 | Thousand Tons | 0 | 0 | 0 | 0 | 0 | 0 | 0
NSR Rockport 1 & 2 - SO2 Cap Annual v5.13 | 651 | 7374 | Rate Constraint in MTons | FALSE | L | Annual | Allowances Banked | Thousand Tons | 0 | 0 | 0 | 0 | 0 | 0 | 0
NSR Rockport 1 & 2 - SO2 Cap Annual v5.13 | 651 | 7374 | Rate Constraint in MTons | FALSE | L | Annual | Allowances Withdrawn (1:1) | Thousand Tons | 0 | 0 | 0 | 0 | 0 | 0 | 0
NSR Rockport 1 & 2 - SO2 Cap Annual v5.13 | 651 | 7374 | Rate Constraint in MTons | FALSE | L | Annual | Allowances Withdrawn (1:n) | Thousand Tons | 0 | 0 | 0 | 0 | 0 | 0 | 0
NSR Rockport 1 & 2 - SO2 Cap Annual v5.13 | 651 | 7374 | Rate Constraint in MTons | FALSE | L | Annual | Total | Thousand Tons | 2.355 | 0 | 0 | 0 | 0 | 0 | 0
NSR Rockport 1 & 2 - SO2 Cap Annual v5.13 | 651 | 7374 | Rate Constraint in MTons | FALSE | L | Annual | Fuel Consumed | TBtu | 31.582 | 0 | 0 | 0 | 0 | 0 | 0
NSR Rockport 1 & 2 - SO2 Cap Annual v5.13 | 651 | 7374 | Rate Constraint in MTons | FALSE | L | Annual | Rate | lb/MMBtu | 0.14914 | 0 | 0 | 0 | 0 | 0 | 0
NSR Rockport 1 & 2 - SO2 Cap Annual v5.13 | 651 | 7374 | Rate Constraint in MTons | FALSE | L | Annual | Generation | TWh | 3.1521 | 0 | 0 | 0 | 0 | 0 | 0
NSR Rockport 1 & 2 - SO2 Cap Annual v5.13 | 651 | 7374 | Rate Constraint in MTons | FALSE | L | Annual | Qualifying Generation | TWh | 3.1521 | 0 | 0 | 0 | 0 | 0 | 0
NSR Rockport 1 & 2 - SO2 Cap Annual v5.13 | 651 | 7374 | Rate Constraint in MTons | FALSE | L | Annual | Rate | lb/MWh | 1.4943 | 0 | 0 | 0 | 0 | 0 | 0
NSR Rockport 1 & 2 - SO2 Cap Annual v5.13 | 651 | 7374 | Rate Constraint in MTons | FALSE | L | Annual | Constraint Shadow Price | US2022$/Ton | 0 | 0 | 0 | 0 | 0 | 0 | 0
NSR Santee Cooper - NOX Cap Annual v3.1 | 652 | 7395 | Rate Constraint in MTons | FALSE | L | Annual | Seasons Included | Seasons | Winter, Spring, Summer, Fall | Winter, Spring, Summer, Fall | Winter, Spring, Summer, Fall | Winter, Spring, Summer, Fall | Winter, Spring, Summer, Fall | Winter, Spring, Summer, Fall | Winter, Spring, Summer, Fall
NSR Santee Cooper - NOX Cap Annual v3.1 | 652 | 7395 | Rate Constraint in MTons | FALSE | L | Annual | Standard NOX | Thousand Tons | 20 | 20 | 20 | 20 | 20 | 20 | 20
NSR Santee Cooper - NOX Cap Annual v3.1 | 652 | 7395 | Rate Constraint in MTons | FALSE | L | Annual | Emissions at Affected Plants NOX | Thousand Tons | 4.3846 | 9.0189 | 5.7979 | 5.8002 | 2.6843 | 2.6813 | 2.6878
NSR Santee Cooper - NOX Cap Annual v3.1 | 652 | 7395 | Rate Constraint in MTons | FALSE | L | Annual | Allowances Purchased NOX | Thousand Tons | 0 | 0 | 0 | 0 | 0 | 0 | 0
NSR Santee Cooper - NOX Cap Annual v3.1 | 652 | 7395 | Rate Constraint in MTons | FALSE | L | Annual | Allowances Sold NOX | Thousand Tons | 0 | 0 | 0 | 0 | 0 | 0 | 0
NSR Santee Cooper - NOX Cap Annual v3.1 | 652 | 7395 | Rate Constraint in MTons | FALSE | L | Annual | Allowances Banked | Thousand Tons | 0 | 0 | 0 | 0 | 0 | 0 | 0
NSR Santee Cooper - NOX Cap Annual v3.1 | 652 | 7395 | Rate Constraint in MTons | FALSE | L | Annual | Allowances Withdrawn (1:1) | Thousand Tons | 0 | 0 | 0 | 0 | 0 | 0 | 0
NSR Santee Cooper - NOX Cap Annual v3.1 | 652 | 7395 | Rate Constraint in MTons | FALSE | L | Annual | Allowances Withdrawn (1:n) | Thousand Tons | 0 | 0 | 0 | 0 | 0 | 0 | 0
NSR Santee Cooper - NOX Cap Annual v3.1 | 652 | 7395 | Rate Constraint in MTons | FALSE | L | Annual | Total | Thousand Tons | 4.3846 | 9.0189 | 5.7979 | 5.8002 | 2.6843 | 2.6813 | 2.6878
NSR Santee Cooper - NOX Cap Annual v3.1 | 652 | 7395 | Rate Constraint in MTons | FALSE | L | Annual | Fuel Consumed | TBtu | 124.082 | 238.1891 | 165.4041 | 165.4505 | 83.3454 | 83.286 | 83.4143
NSR Santee Cooper - NOX Cap Annual v3.1 | 652 | 7395 | Rate Constraint in MTons | FALSE | L | Annual | Rate | lb/MMBtu | 0.070673 | 0.075729 | 0.070106 | 0.070114 | 0.064414 | 0.064389 | 0.064444
NSR Santee Cooper - NOX Cap Annual v3.1 | 652 | 7395 | Rate Constraint in MTons | FALSE | L | Annual | Generation | TWh | 12.2397 | 23.0739 | 13.7938 | 13.7981 | 8.5128 | 8.5073 | 8.5191
NSR Santee Cooper - NOX Cap Annual v3.1 | 652 | 7395 | Rate Constraint in MTons | FALSE | L | Annual | Qualifying Generation | TWh | 12.2397 | 23.0739 | 13.7938 | 13.7981 | 8.5128 | 8.5073 | 8.5191
NSR Santee Cooper - NOX Cap Annual v3.1 | 652 | 7395 | Rate Constraint in MTons | FALSE | L | Annual | Rate | lb/MWh | 0.71645 | 0.78174 | 0.84066 | 0.84073 | 0.63066 | 0.63036 | 0.631
NSR Santee Cooper - NOX Cap Annual v3.1 | 652 | 7395 | Rate Constraint in MTons | FALSE | L | Annual | Constraint Shadow Price | US2022$/Ton | 0 | 0 | 0 | 0 | 0 | 0 | 0
NSR Santee Cooper - NOX Rate Annual v3.1 | 653 | 7396 | Rate Constraint in lbs/MMBtu | FALSE | L | Annual | Seasons Included | Seasons | Winter, Spring, Summer, Fall | Winter, Spring, Summer, Fall | Winter, Spring, Summer, Fall | Winter, Spring, Summer, Fall | Winter, Spring, Summer, Fall | Winter, Spring, Summer, Fall | Winter, Spring, Summer, Fall
NSR Santee Cooper - NOX Rate Annual v3.1 | 653 | 7396 | Rate Constraint in lbs/MMBtu | FALSE | L | Annual | Standard NOX | lb/MMBtu | 0.15 | 0.15 | 0.15 | 0.15 | 0.15 | 0.15 | 0.15
NSR Santee Cooper - NOX Rate Annual v3.1 | 653 | 7396 | Rate Constraint in lbs/MMBtu | FALSE | L | Annual | Emissions at Affected Plants NOX | Thousand Tons | 4.3846 | 9.0189 | 5.7979 | 5.8002 | 2.6843 | 2.6813 | 2.6878
NSR Santee Cooper - NOX Rate Annual v3.1 | 653 | 7396 | Rate Constraint in lbs/MMBtu | FALSE | L | Annual | Allowances Purchased NOX | Thousand Tons | 0 | 0 | 0 | 0 | 0 | 0 | 0
NSR Santee Cooper - NOX Rate Annual v3.1 | 653 | 7396 | Rate Constraint in lbs/MMBtu | FALSE | L | Annual | Allowances Sold NOX | Thousand Tons | 0 | 0 | 0 | 0 | 0 | 0 | 0
NSR Santee Cooper - NOX Rate Annual v3.1 | 653 | 7396 | Rate Constraint in lbs/MMBtu | FALSE | L | Annual | Allowances Banked | Thousand Tons | 0 | 0 | 0 | 0 | 0 | 0 | 0
NSR Santee Cooper - NOX Rate Annual v3.1 | 653 | 7396 | Rate Constraint in lbs/MMBtu | FALSE | L | Annual | Allowances Withdrawn (1:1) | Thousand Tons | 0 | 0 | 0 | 0 | 0 | 0 | 0
NSR Santee Cooper - NOX Rate Annual v3.1 | 653 | 7396 | Rate Constraint in lbs/MMBtu | FALSE | L | Annual | Allowances Withdrawn (1:n) | Thousand Tons | 0 | 0 | 0 | 0 | 0 | 0 | 0
NSR Santee Cooper - NOX Rate Annual v3.1 | 653 | 7396 | Rate Constraint in lbs/MMBtu | FALSE | L | Annual | Total | Thousand Tons | 4.3846 | 9.0189 | 5.7979 | 5.8002 | 2.6843 | 2.6813 | 2.6878
NSR Santee Cooper - NOX Rate Annual v3.1 | 653 | 7396 | Rate Constraint in lbs/MMBtu | FALSE | L | Annual | Fuel Consumed | TBtu | 124.082 | 238.1891 | 165.4041 | 165.4505 | 83.3454 | 83.286 | 83.4143
NSR Santee Cooper - NOX Rate Annual v3.1 | 653 | 7396 | Rate Constraint in lbs/MMBtu | FALSE | L | Annual | Rate | lb/MMBtu | 0.070673 | 0.075729 | 0.070106 | 0.070114 | 0.064414 | 0.064389 | 0.064444
NSR Santee Cooper - NOX Rate Annual v3.1 | 653 | 7396 | Rate Constraint in lbs/MMBtu | FALSE | L | Annual | Generation | TWh | 12.2397 | 23.0739 | 13.7938 | 13.7981 | 8.5128 | 8.5073 | 8.5191
NSR Santee Cooper - NOX Rate Annual v3.1 | 653 | 7396 | Rate Constraint in lbs/MMBtu | FALSE | L | Annual | Qualifying Generation | TWh | 12.2397 | 23.0739 | 13.7938 | 13.7981 | 8.5128 | 8.5073 | 8.5191
NSR Santee Cooper - NOX Rate Annual v3.1 | 653 | 7396 | Rate Constraint in lbs/MMBtu | FALSE | L | Annual | Rate | lb/MWh | 0.71645 | 0.78174 | 0.84066 | 0.84073 | 0.63066 | 0.63036 | 0.631
NSR Santee Cooper - NOX Rate Annual v3.1 | 653 | 7396 | Rate Constraint in lbs/MMBtu | FALSE | L | Annual | Constraint Shadow Price | US2022$/Ton | 0 | 0 | 0 | 0 | 0 | 0 | 0
NSR Santee Cooper - SO2 Cap Annual v3.1 | 654 | 7397 | Rate Constraint in MTons | FALSE | L | Annual | Seasons Included | Seasons | Winter, Spring, Summer, Fall | Winter, Spring, Summer, Fall | Winter, Spring, Summer, Fall | Winter, Spring, Summer, Fall | Winter, Spring, Summer, Fall | Winter, Spring, Summer, Fall | Winter, Spring, Summer, Fall
NSR Santee Cooper - SO2 Cap Annual v3.1 | 654 | 7397 | Rate Constraint in MTons | FALSE | L | Annual | Standard SO2 | Thousand Tons | 65 | 65 | 65 | 65 | 65 | 65 | 65
NSR Santee Cooper - SO2 Cap Annual v3.1 | 654 | 7397 | Rate Constraint in MTons | FALSE | L | Annual | Emissions at Affected Plants SO2 | Thousand Tons | 4.8816 | 11.0909 | 7.6728 | 7.6761 | 3.4697 | 3.6901 | 4.1223
NSR Santee Cooper - SO2 Cap Annual v3.1 | 654 | 7397 | Rate Constraint in MTons | FALSE | L | Annual | Allowances Purchased SO2 | Thousand Tons | 0 | 0 | 0 | 0 | 0 | 0 | 0
NSR Santee Cooper - SO2 Cap Annual v3.1 | 654 | 7397 | Rate Constraint in MTons | FALSE | L | Annual | Allowances Sold SO2 | Thousand Tons | 0 | 0 | 0 | 0 | 0 | 0 | 0
NSR Santee Cooper - SO2 Cap Annual v3.1 | 654 | 7397 | Rate Constraint in MTons | FALSE | L | Annual | Allowances Banked | Thousand Tons | 0 | 0 | 0 | 0 | 0 | 0 | 0
NSR Santee Cooper - SO2 Cap Annual v3.1 | 654 | 7397 | Rate Constraint in MTons | FALSE | L | Annual | Allowances Withdrawn (1:1) | Thousand Tons | 0 | 0 | 0 | 0 | 0 | 0 | 0
NSR Santee Cooper - SO2 Cap Annual v3.1 | 654 | 7397 | Rate Constraint in MTons | FALSE | L | Annual | Allowances Withdrawn (1:n) | Thousand Tons | 0 | 0 | 0 | 0 | 0 | 0 | 0
NSR Santee Cooper - SO2 Cap Annual v3.1 | 654 | 7397 | Rate Constraint in MTons | FALSE | L | Annual | Total | Thousand Tons | 4.8816 | 11.0909 | 7.6728 | 7.6761 | 3.4697 | 3.6901 | 4.1223
NSR Santee Cooper - SO2 Cap Annual v3.1 | 654 | 7397 | Rate Constraint in MTons | FALSE | L | Annual | Fuel Consumed | TBtu | 124.082 | 238.1891 | 165.4041 | 165.4505 | 83.3454 | 83.286 | 83.4143
NSR Santee Cooper - SO2 Cap Annual v3.1 | 654 | 7397 | Rate Constraint in MTons | FALSE | L | Annual | Rate | lb/MMBtu | 0.078684 | 0.093127 | 0.092776 | 0.09279 | 0.083261 | 0.088614 | 0.098839
NSR Santee Cooper - SO2 Cap Annual v3.1 | 654 | 7397 | Rate Constraint in MTons | FALSE | L | Annual | Generation | TWh | 12.2397 | 23.0739 | 13.7938 | 13.7981 | 8.5128 | 8.5073 | 8.5191
NSR Santee Cooper - SO2 Cap Annual v3.1 | 654 | 7397 | Rate Constraint in MTons | FALSE | L | Annual | Qualifying Generation | TWh | 12.2397 | 23.0739 | 13.7938 | 13.7981 | 8.5128 | 8.5073 | 8.5191
NSR Santee Cooper - SO2 Cap Annual v3.1 | 654 | 7397 | Rate Constraint in MTons | FALSE | L | Annual | Rate | lb/MWh | 0.79767 | 0.96134 | 1.1125 | 1.1126 | 0.81518 | 0.86753 | 0.96777
NSR Santee Cooper - SO2 Cap Annual v3.1 | 654 | 7397 | Rate Constraint in MTons | FALSE | L | Annual | Constraint Shadow Price | US2022$/Ton | 0 | 0 | 0 | 0 | 0 | 0 | 0
NSR Santee Cooper - SO2 Rate Annual v3.1 | 655 | 7398 | Rate Constraint in lbs/MMBtu | FALSE | L | Annual | Seasons Included | Seasons | Winter, Spring, Summer, Fall | Winter, Spring, Summer, Fall | Winter, Spring, Summer, Fall | Winter, Spring, Summer, Fall | Winter, Spring, Summer, Fall | Winter, Spring, Summer, Fall | Winter, Spring, Summer, Fall
NSR Santee Cooper - SO2 Rate Annual v3.1 | 655 | 7398 | Rate Constraint in lbs/MMBtu | FALSE | L | Annual | Standard SO2 | lb/MMBtu | 0.5 | 0.5 | 0.5 | 0.5 | 0.5 | 0.5 | 0.5
NSR Santee Cooper - SO2 Rate Annual v3.1 | 655 | 7398 | Rate Constraint in lbs/MMBtu | FALSE | L | Annual | Emissions at Affected Plants SO2 | Thousand Tons | 4.8816 | 11.0909 | 7.6728 | 7.6761 | 3.4697 | 3.6901 | 4.1223
NSR Santee Cooper - SO2 Rate Annual v3.1 | 655 | 7398 | Rate Constraint in lbs/MMBtu | FALSE | L | Annual | Allowances Purchased SO2 | Thousand Tons | 0 | 0 | 0 | 0 | 0 | 0 | 0
NSR Santee Cooper - SO2 Rate Annual v3.1 | 655 | 7398 | Rate Constraint in lbs/MMBtu | FALSE | L | Annual | Allowances Sold SO2 | Thousand Tons | 0 | 0 | 0 | 0 | 0 | 0 | 0
NSR Santee Cooper - SO2 Rate Annual v3.1 | 655 | 7398 | Rate Constraint in lbs/MMBtu | FALSE | L | Annual | Allowances Banked | Thousand Tons | 0 | 0 | 0 | 0 | 0 | 0 | 0
NSR Santee Cooper - SO2 Rate Annual v3.1 | 655 | 7398 | Rate Constraint in lbs/MMBtu | FALSE | L | Annual | Allowances Withdrawn (1:1) | Thousand Tons | 0 | 0 | 0 | 0 | 0 | 0 | 0
NSR Santee Cooper - SO2 Rate Annual v3.1 | 655 | 7398 | Rate Constraint in lbs/MMBtu | FALSE | L | Annual | Allowances Withdrawn (1:n) | Thousand Tons | 0 | 0 | 0 | 0 | 0 | 0 | 0
NSR Santee Cooper - SO2 Rate Annual v3.1 | 655 | 7398 | Rate Constraint in lbs/MMBtu | FALSE | L | Annual | Total | Thousand Tons | 4.8816 | 11.0909 | 7.6728 | 7.6761 | 3.4697 | 3.6901 | 4.1223
NSR Santee Cooper - SO2 Rate Annual v3.1 | 655 | 7398 | Rate Constraint in lbs/MMBtu | FALSE | L | Annual | Fuel Consumed | TBtu | 124.082 | 238.1891 | 165.4041 | 165.4505 | 83.3454 | 83.286 | 83.4143
NSR Santee Cooper - SO2 Rate Annual v3.1 | 655 | 7398 | Rate Constraint in lbs/MMBtu | FALSE | L | Annual | Rate | lb/MMBtu | 0.078684 | 0.093127 | 0.092776 | 0.09279 | 0.083261 | 0.088614 | 0.098839
NSR Santee Cooper - SO2 Rate Annual v3.1 | 655 | 7398 | Rate Constraint in lbs/MMBtu | FALSE | L | Annual | Generation | TWh | 12.2397 | 23.0739 | 13.7938 | 13.7981 | 8.5128 | 8.5073 | 8.5191
NSR Santee Cooper - SO2 Rate Annual v3.1 | 655 | 7398 | Rate Constraint in lbs/MMBtu | FALSE | L | Annual | Qualifying Generation | TWh | 12.2397 | 23.0739 | 13.7938 | 13.7981 | 8.5128 | 8.5073 | 8.5191
NSR Santee Cooper - SO2 Rate Annual v3.1 | 655 | 7398 | Rate Constraint in lbs/MMBtu | FALSE | L | Annual | Rate | lb/MWh | 0.79767 | 0.96134 | 1.1125 | 1.1126 | 0.81518 | 0.86753 | 0.96777
NSR Santee Cooper - SO2 Rate Annual v3.1 | 655 | 7398 | Rate Constraint in lbs/MMBtu | FALSE | L | Annual | Constraint Shadow Price | US2022$/Ton | 0 | 0 | 0 | 0 | 0 | 0 | 0
NSR Shawnee 1& 4 - SO2 Rate Annual v4.11 | 656 | 7455 | Rate Constraint in lbs/MMBtu | FALSE | L | Annual | Seasons Included | Seasons | Winter, Spring, Summer, Fall | Winter, Spring, Summer, Fall | Winter, Spring, Summer, Fall | Winter, Spring, Summer, Fall | Winter, Spring, Summer, Fall | Winter, Spring, Summer, Fall | Winter, Spring, Summer, Fall
NSR Shawnee 1& 4 - SO2 Rate Annual v4.11 | 656 | 7455 | Rate Constraint in lbs/MMBtu | FALSE | L | Annual | Standard SO2 | lb/MMBtu | 1.2 | 1.2 | 1.2 | 1.2 | 1.2 | 1.2 | 1.2
NSR Shawnee 1& 4 - SO2 Rate Annual v4.11 | 656 | 7455 | Rate Constraint in lbs/MMBtu | FALSE | L | Annual | Emissions at Affected Plants SO2 | Thousand Tons | 0.8262 | 0.8262 | 0.8262 | 0.8262 | 0.78259 | 0.69355 | 0.69355
NSR Shawnee 1& 4 - SO2 Rate Annual v4.11 | 656 | 7455 | Rate Constraint in lbs/MMBtu | FALSE | L | Annual | Allowances Purchased SO2 | Thousand Tons | 0 | 0 | 0 | 0 | 0 | 0 | 0
NSR Shawnee 1& 4 - SO2 Rate Annual v4.11 | 656 | 7455 | Rate Constraint in lbs/MMBtu | FALSE | L | Annual | Allowances Sold SO2 | Thousand Tons | 0 | 0 | 0 | 0 | 0 | 0 | 0
NSR Shawnee 1& 4 - SO2 Rate Annual v4.11 | 656 | 7455 | Rate Constraint in lbs/MMBtu | FALSE | L | Annual | Allowances Banked | Thousand Tons | 0 | 0 | 0 | 0 | 0 | 0 | 0
NSR Shawnee 1& 4 - SO2 Rate Annual v4.11 | 656 | 7455 | Rate Constraint in lbs/MMBtu | FALSE | L | Annual | Allowances Withdrawn (1:1) | Thousand Tons | 0 | 0 | 0 | 0 | 0 | 0 | 0
NSR Shawnee 1& 4 - SO2 Rate Annual v4.11 | 656 | 7455 | Rate Constraint in lbs/MMBtu | FALSE | L | Annual | Allowances Withdrawn (1:n) | Thousand Tons | 0 | 0 | 0 | 0 | 0 | 0 | 0
NSR Shawnee 1& 4 - SO2 Rate Annual v4.11 | 656 | 7455 | Rate Constraint in lbs/MMBtu | FALSE | L | Annual | Total | Thousand Tons | 0.8262 | 0.8262 | 0.8262 | 0.8262 | 0.78259 | 0.69355 | 0.69355
NSR Shawnee 1& 4 - SO2 Rate Annual v4.11 | 656 | 7455 | Rate Constraint in lbs/MMBtu | FALSE | L | Annual | Fuel Consumed | TBtu | 21.6878 | 21.6878 | 21.6878 | 21.6878 | 20.5431 | 18.2057 | 18.2057
NSR Shawnee 1& 4 - SO2 Rate Annual v4.11 | 656 | 7455 | Rate Constraint in lbs/MMBtu | FALSE | L | Annual | Rate | lb/MMBtu | 0.07619 | 0.07619 | 0.07619 | 0.07619 | 0.07619 | 0.07619 | 0.07619
NSR Shawnee 1& 4 - SO2 Rate Annual v4.11 | 656 | 7455 | Rate Constraint in lbs/MMBtu | FALSE | L | Annual | Generation | TWh | 1.8511 | 1.8511 | 1.8511 | 1.8511 | 1.7534 | 1.5539 | 1.5539
NSR Shawnee 1& 4 - SO2 Rate Annual v4.11 | 656 | 7455 | Rate Constraint in lbs/MMBtu | FALSE | L | Annual | Qualifying Generation | TWh | 1.8511 | 1.8511 | 1.8511 | 1.8511 | 1.7534 | 1.5539 | 1.5539
NSR Shawnee 1& 4 - SO2 Rate Annual v4.11 | 656 | 7455 | Rate Constraint in lbs/MMBtu | FALSE | L | Annual | Rate | lb/MWh | 0.89264 | 0.89264 | 0.89264 | 0.89264 | 0.89264 | 0.89264 | 0.89264
NSR Shawnee 1& 4 - SO2 Rate Annual v4.11 | 656 | 7455 | Rate Constraint in lbs/MMBtu | FALSE | L | Annual | Constraint Shadow Price | US2022$/Ton | 0 | 0 | 0 | 0 | 0 | 0 | 0
NSR Shawnee 5-10 - SO2 Rate Annual v4.11 | 657 | 7456 | Rate Constraint in lbs/MMBtu | FALSE | L | Annual | Seasons Included | Seasons | Winter, Spring, Summer, Fall | Winter, Spring, Summer, Fall | Winter, Spring, Summer, Fall | Winter, Spring, Summer, Fall | Winter, Spring, Summer, Fall | Winter, Spring, Summer, Fall | Winter, Spring, Summer, Fall
NSR Shawnee 5-10 - SO2 Rate Annual v4.11 | 657 | 7456 | Rate Constraint in lbs/MMBtu | FALSE | L | Annual | Standard SO2 | lb/MMBtu | 1.2 | 1.2 | 1.2 | 1.2 | 1.2 | 1.2 | 1.2
NSR Shawnee 5-10 - SO2 Rate Annual v4.11 | 657 | 7456 | Rate Constraint in lbs/MMBtu | FALSE | L | Annual | Emissions at Affected Plants SO2 | Thousand Tons | 14.8018 | 17.4991 | 21.654 | 21.654 | 19.0069 | 9.6237 | 10.1384
NSR Shawnee 5-10 - SO2 Rate Annual v4.11 | 657 | 7456 | Rate Constraint in lbs/MMBtu | FALSE | L | Annual | Allowances Purchased SO2 | Thousand Tons | 0 | 0 | 0 | 0 | 0 | 0 | 0
NSR Shawnee 5-10 - SO2 Rate Annual v4.11 | 657 | 7456 | Rate Constraint in lbs/MMBtu | FALSE | L | Annual | Allowances Sold SO2 | Thousand Tons | 0 | 0 | 0 | 0 | 0 | 0 | 0
NSR Shawnee 5-10 - SO2 Rate Annual v4.11 | 657 | 7456 | Rate Constraint in lbs/MMBtu | FALSE | L | Annual | Allowances Banked | Thousand Tons | 0 | 0 | 0 | 0 | 0 | 0 | 0
NSR Shawnee 5-10 - SO2 Rate Annual v4.11 | 657 | 7456 | Rate Constraint in lbs/MMBtu | FALSE | L | Annual | Allowances Withdrawn (1:1) | Thousand Tons | 0 | 0 | 0 | 0 | 0 | 0 | 0
NSR Shawnee 5-10 - SO2 Rate Annual v4.11 | 657 | 7456 | Rate Constraint in lbs/MMBtu | FALSE | L | Annual | Allowances Withdrawn (1:n) | Thousand Tons | 0 | 0 | 0 | 0 | 0 | 0 | 0
NSR Shawnee 5-10 - SO2 Rate Annual v4.11 | 657 | 7456 | Rate Constraint in lbs/MMBtu | FALSE | L | Annual | Total | Thousand Tons | 14.8018 | 17.4991 | 21.654 | 21.654 | 19.0069 | 9.6237 | 10.1384
NSR Shawnee 5-10 - SO2 Rate Annual v4.11 | 657 | 7456 | Rate Constraint in lbs/MMBtu | FALSE | L | Annual | Fuel Consumed | TBtu | 37.1415 | 43.8817 | 54.4042 | 54.4042 | 47.66 | 43.3395 | 45.6691
NSR Shawnee 5-10 - SO2 Rate Annual v4.11 | 657 | 7456 | Rate Constraint in lbs/MMBtu | FALSE | L | Annual | Rate | lb/MMBtu | 0.79705 | 0.79756 | 0.79604 | 0.79604 | 0.7976 | 0.44411 | 0.44399
NSR Shawnee 5-10 - SO2 Rate Annual v4.11 | 657 | 7456 | Rate Constraint in lbs/MMBtu | FALSE | L | Annual | Generation | TWh | 3.1594 | 3.7328 | 4.6279 | 4.6279 | 4.0542 | 3.6867 | 3.8848
NSR Shawnee 5-10 - SO2 Rate Annual v4.11 | 657 | 7456 | Rate Constraint in lbs/MMBtu | FALSE | L | Annual | Qualifying Generation | TWh | 3.1594 | 3.7328 | 4.6279 | 4.6279 | 4.0542 | 3.6867 | 3.8848
NSR Shawnee 5-10 - SO2 Rate Annual v4.11 | 657 | 7456 | Rate Constraint in lbs/MMBtu | FALSE | L | Annual | Rate | lb/MWh | 9.37 | 9.3759 | 9.3581 | 9.3581 | 9.3764 | 5.2208 | 5.2195
NSR Shawnee 5-10 - SO2 Rate Annual v4.11 | 657 | 7456 | Rate Constraint in lbs/MMBtu | FALSE | L | Annual | Constraint Shadow Price | US2022$/Ton | 0 | 0 | 0 | 0 | 0 | 0 | 0
NSR Tucson Electric - SO2 Cap Annual v4.0 | 658 | 7276 | Rate Constraint in MTons | FALSE | L | Annual | Seasons Included | Seasons | Winter, Spring, Summer, Fall | Winter, Spring, Summer, Fall | Winter, Spring, Summer, Fall | Winter, Spring, Summer, Fall | Winter, Spring, Summer, Fall | Winter, Spring, Summer, Fall | Winter, Spring, Summer, Fall
NSR Tucson Electric - SO2 Cap Annual v4.0 | 658 | 7276 | Rate Constraint in MTons | FALSE | L | Annual | Standard SO2 | Thousand Tons | 10.66 | 10.66 | 10.66 | 10.66 | 10.66 | 10.66 | 10.66
NSR Tucson Electric - SO2 Cap Annual v4.0 | 658 | 7276 | Rate Constraint in MTons | FALSE | L | Annual | Emissions at Affected Plants SO2 | Thousand Tons | 0.81486 | 10.4071 | 3.452 | 3.452 | 3.452 | 4.8834 | 4.198
NSR Tucson Electric - SO2 Cap Annual v4.0 | 658 | 7276 | Rate Constraint in MTons | FALSE | L | Annual | Allowances Purchased SO2 | Thousand Tons | 0 | 0 | 0 | 0 | 0 | 0 | 0
NSR Tucson Electric - SO2 Cap Annual v4.0 | 658 | 7276 | Rate Constraint in MTons | FALSE | L | Annual | Allowances Sold SO2 | Thousand Tons | 0 | 0 | 0 | 0 | 0 | 0 | 0
NSR Tucson Electric - SO2 Cap Annual v4.0 | 658 | 7276 | Rate Constraint in MTons | FALSE | L | Annual | Allowances Banked | Thousand Tons | 0 | 0 | 0 | 0 | 0 | 0 | 0
NSR Tucson Electric - SO2 Cap Annual v4.0 | 658 | 7276 | Rate Constraint in MTons | FALSE | L | Annual | Allowances Withdrawn (1:1) | Thousand Tons | 0 | 0 | 0 | 0 | 0 | 0 | 0
NSR Tucson Electric - SO2 Cap Annual v4.0 | 658 | 7276 | Rate Constraint in MTons | FALSE | L | Annual | Allowances Withdrawn (1:n) | Thousand Tons | 0 | 0 | 0 | 0 | 0 | 0 | 0
NSR Tucson Electric - SO2 Cap Annual v4.0 | 658 | 7276 | Rate Constraint in MTons | FALSE | L | Annual | Total | Thousand Tons | 0.81486 | 10.4071 | 3.452 | 3.452 | 3.452 | 4.8834 | 4.198
NSR Tucson Electric - SO2 Cap Annual v4.0 | 658 | 7276 | Rate Constraint in MTons | FALSE | L | Annual | Fuel Consumed | TBtu | 20.3861 | 78.2802 | 86.3621 | 86.3621 | 86.3621 | 86.3621 | 86.3621
NSR Tucson Electric - SO2 Cap Annual v4.0 | 658 | 7276 | Rate Constraint in MTons | FALSE | L | Annual | Rate | lb/MMBtu | 0.079943 | 0.26589 | 0.079943 | 0.079943 | 0.079943 | 0.11309 | 0.097218
NSR Tucson Electric - SO2 Cap Annual v4.0 | 658 | 7276 | Rate Constraint in MTons | FALSE | L | Annual | Generation | TWh | 1.9894 | 7.6401 | 8.4276 | 8.4276 | 8.4276 | 8.4276 | 8.4276
NSR Tucson Electric - SO2 Cap Annual v4.0 | 658 | 7276 | Rate Constraint in MTons | FALSE | L | Annual | Qualifying Generation | TWh | 1.9894 | 7.6401 | 8.4276 | 8.4276 | 8.4276 | 8.4276 | 8.4276
NSR Tucson Electric - SO2 Cap Annual v4.0 | 658 | 7276 | Rate Constraint in MTons | FALSE | L | Annual | Rate | lb/MWh | 0.81922 | 2.7243 | 0.81922 | 0.81922 | 0.81922 | 1.1589 | 0.99624
NSR Tucson Electric - SO2 Cap Annual v4.0 | 658 | 7276 | Rate Constraint in MTons | FALSE | L | Annual | Constraint Shadow Price | US2022$/Ton | 0 | 0 | 0 | 0 | 0 | 0 | 0
NSR Tucson Electric NOx Cap Annual - v4.0 | 659 | 7277 | Rate Constraint in MTons | FALSE | L | Annual | Seasons Included | Seasons | Winter, Spring, Summer, Fall | Winter, Spring, Summer, Fall | Winter, Spring, Summer, Fall | Winter, Spring, Summer, Fall | Winter, Spring, Summer, Fall | Winter, Spring, Summer, Fall | Winter, Spring, Summer, Fall
NSR Tucson Electric NOx Cap Annual - v4.0 | 659 | 7277 | Rate Constraint in MTons | FALSE | L | Annual | Standard NOX | Thousand Tons | 8.94 | 8.94 | 8.94 | 8.94 | 8.94 | 8.94 | 8.94
NSR Tucson Electric NOx Cap Annual - v4.0 | 659 | 7277 | Rate Constraint in MTons | FALSE | L | Annual | Emissions at Affected Plants NOX | Thousand Tons | 1.0152 | 3.8318 | 4.3009 | 4.3009 | 4.3009 | 4.3009 | 4.3009
NSR Tucson Electric NOx Cap Annual - v4.0 | 659 | 7277 | Rate Constraint in MTons | FALSE | L | Annual | Allowances Purchased NOX | Thousand Tons | 0 | 0 | 0 | 0 | 0 | 0 | 0
NSR Tucson Electric NOx Cap Annual - v4.0 | 659 | 7277 | Rate Constraint in MTons | FALSE | L | Annual | Allowances Sold NOX | Thousand Tons | 0 | 0 | 0 | 0 | 0 | 0 | 0
NSR Tucson Electric NOx Cap Annual - v4.0 | 659 | 7277 | Rate Constraint in MTons | FALSE | L | Annual | Allowances Banked | Thousand Tons | 0 | 0 | 0 | 0 | 0 | 0 | 0
NSR Tucson Electric NOx Cap Annual - v4.0 | 659 | 7277 | Rate Constraint in MTons | FALSE | L | Annual | Allowances Withdrawn (1:1) | Thousand Tons | 0 | 0 | 0 | 0 | 0 | 0 | 0
NSR Tucson Electric NOx Cap Annual - v4.0 | 659 | 7277 | Rate Constraint in MTons | FALSE | L | Annual | Allowances Withdrawn (1:n) | Thousand Tons | 0 | 0 | 0 | 0 | 0 | 0 | 0
NSR Tucson Electric NOx Cap Annual - v4.0 | 659 | 7277 | Rate Constraint in MTons | FALSE | L | Annual | Total | Thousand Tons | 1.0152 | 3.8318 | 4.3009 | 4.3009 | 4.3009 | 4.3009 | 4.3009
NSR Tucson Electric NOx Cap Annual - v4.0 | 659 | 7277 | Rate Constraint in MTons | FALSE | L | Annual | Fuel Consumed | TBtu | 20.3861 | 78.2802 | 86.3621 | 86.3621 | 86.3621 | 86.3621 | 86.3621
NSR Tucson Electric NOx Cap Annual - v4.0 | 659 | 7277 | Rate Constraint in MTons | FALSE | L | Annual | Rate | lb/MMBtu | 0.099602 | 0.0979 | 0.099602 | 0.099602 | 0.099602 | 0.099602 | 0.099602
NSR Tucson Electric NOx Cap Annual - v4.0 | 659 | 7277 | Rate Constraint in MTons | FALSE | L | Annual | Generation | TWh | 1.9894 | 7.6401 | 8.4276 | 8.4276 | 8.4276 | 8.4276 | 8.4276
NSR Tucson Electric NOx Cap Annual - v4.0 | 659 | 7277 | Rate Constraint in MTons | FALSE | L | Annual | Qualifying Generation | TWh | 1.9894 | 7.6401 | 8.4276 | 8.4276 | 8.4276 | 8.4276 | 8.4276
NSR Tucson Electric NOx Cap Annual - v4.0 | 659 | 7277 | Rate Constraint in MTons | FALSE | L | Annual | Rate | lb/MWh | 1.0207 | 1.0031 | 1.0207 | 1.0207 | 1.0207 | 1.0207 | 1.0207
NSR Tucson Electric NOx Cap Annual - v4.0 | 659 | 7277 | Rate Constraint in MTons | FALSE | L | Annual | Constraint Shadow Price | US2022$/Ton | 0 | 0 | 0 | 0 | 0 | 0 | 0
NSR TVA System - NOX Cap Annual v4.11 | 660 | 7400 | Rate Constraint in MTons | FALSE | L | Annual | Seasons Included | Seasons | Winter, Spring, Summer, Fall | Winter, Spring, Summer, Fall | Winter, Spring, Summer, Fall | Winter, Spring, Summer, Fall | Winter, Spring, Summer, Fall | Winter, Spring, Summer, Fall | Winter, Spring, Summer, Fall
NSR TVA System - NOX Cap Annual v4.11 | 660 | 7400 | Rate Constraint in MTons | FALSE | L | Annual | Standard NOX | Thousand Tons | 52 | 52 | 52 | 52 | 52 | 52 | 52
NSR TVA System - NOX Cap Annual v4.11 | 660 | 7400 | Rate Constraint in MTons | FALSE | L | Annual | Emissions at Affected Plants NOX | Thousand Tons | 10.5021 | 9.3009 | 9.5154 | 9.5154 | 8.634 | 7.6885 | 7.9876
NSR TVA System - NOX Cap Annual v4.11 | 660 | 7400 | Rate Constraint in MTons | FALSE | L | Annual | Allowances Purchased NOX | Thousand Tons | 0 | 0 | 0 | 0 | 0 | 0 | 0
NSR TVA System - NOX Cap Annual v4.11 | 660 | 7400 | Rate Constraint in MTons | FALSE | L | Annual | Allowances Sold NOX | Thousand Tons | 0 | 0 | 0 | 0 | 0 | 0 | 0
NSR TVA System - NOX Cap Annual v4.11 | 660 | 7400 | Rate Constraint in MTons | FALSE | L | Annual | Allowances Banked | Thousand Tons | 0 | 0 | 0 | 0 | 0 | 0 | 0
NSR TVA System - NOX Cap Annual v4.11 | 660 | 7400 | Rate Constraint in MTons | FALSE | L | Annual | Allowances Withdrawn (1:1) | Thousand Tons | 0 | 0 | 0 | 0 | 0 | 0 | 0
NSR TVA System - NOX Cap Annual v4.11 | 660 | 7400 | Rate Constraint in MTons | FALSE | L | Annual | Allowances Withdrawn (1:n) | Thousand Tons | 0 | 0 | 0 | 0 | 0 | 0 | 0
NSR TVA System - NOX Cap Annual v4.11 | 660 | 7400 | Rate Constraint in MTons | FALSE | L | Annual | Total | Thousand Tons | 10.5021 | 9.3009 | 9.5154 | 9.5154 | 8.634 | 7.6885 | 7.9876
NSR TVA System - NOX Cap Annual v4.11 | 660 | 7400 | Rate Constraint in MTons | FALSE | L | Annual | Fuel Consumed | TBtu | 168.4087 | 124.776 | 97.8159 | 97.8159 | 88.8161 | 79.0823 | 82.1106
NSR TVA System - NOX Cap Annual v4.11 | 660 | 7400 | Rate Constraint in MTons | FALSE | L | Annual | Rate | lb/MMBtu | 0.12472 | 0.14908 | 0.19456 | 0.19456 | 0.19442 | 0.19444 | 0.19456
NSR TVA System - NOX Cap Annual v4.11 | 660 | 7400 | Rate Constraint in MTons | FALSE | L | Annual | Generation | TWh | 15.3414 | 10.8327 | 8.3302 | 8.3302 | 7.5641 | 6.735 | 6.9927
NSR TVA System - NOX Cap Annual v4.11 | 660 | 7400 | Rate Constraint in MTons | FALSE | L | Annual | Qualifying Generation | TWh | 15.3414 | 10.8327 | 8.3302 | 8.3302 | 7.5641 | 6.735 | 6.9927
NSR TVA System - NOX Cap Annual v4.11 | 660 | 7400 | Rate Constraint in MTons | FALSE | L | Annual | Rate | lb/MWh | 1.3691 | 1.7172 | 2.2846 | 2.2846 | 2.2829 | 2.2832 | 2.2846
NSR TVA System - NOX Cap Annual v4.11 | 660 | 7400 | Rate Constraint in MTons | FALSE | L | Annual | Constraint Shadow Price | US2022$/Ton | 0 | 0 | 0 | 0 | 0 | 0 | 0
NSR TVA System - SO2 Cap Annual v4.11 | 661 | 7399 | Rate Constraint in MTons | FALSE | L | Annual | Seasons Included | Seasons | Winter, Spring, Summer, Fall | Winter, Spring, Summer, Fall | Winter, Spring, Summer, Fall | Winter, Spring, Summer, Fall | Winter, Spring, Summer, Fall | Winter, Spring, Summer, Fall | Winter, Spring, Summer, Fall
NSR TVA System - SO2 Cap Annual v4.11 | 661 | 7399 | Rate Constraint in MTons | FALSE | L | Annual | Standard SO2 | Thousand Tons | 100 | 100 | 100 | 100 | 100 | 100 | 100
NSR TVA System - SO2 Cap Annual v4.11 | 661 | 7399 | Rate Constraint in MTons | FALSE | L | Annual | Emissions at Affected Plants SO2 | Thousand Tons | 26.4346 | 25.9485 | 29.5048 | 29.5048 | 26.4549 | 13.4802 | 14.1209
NSR TVA System - SO2 Cap Annual v4.11 | 661 | 7399 | Rate Constraint in MTons | FALSE | L | Annual | Allowances Purchased SO2 | Thousand Tons | 0 | 0 | 0 | 0 | 0 | 0 | 0
NSR TVA System - SO2 Cap Annual v4.11 | 661 | 7399 | Rate Constraint in MTons | FALSE | L | Annual | Allowances Sold SO2 | Thousand Tons | 0 | 0 | 0 | 0 | 0 | 0 | 0
NSR TVA System - SO2 Cap Annual v4.11 | 661 | 7399 | Rate Constraint in MTons | FALSE | L | Annual | Allowances Banked | Thousand Tons | 0 | 0 | 0 | 0 | 0 | 0 | 0
NSR TVA System - SO2 Cap Annual v4.11 | 661 | 7399 | Rate Constraint in MTons | FALSE | L | Annual | Allowances Withdrawn (1:1) | Thousand Tons | 0 | 0 | 0 | 0 | 0 | 0 | 0
NSR TVA System - SO2 Cap Annual v4.11 | 661 | 7399 | Rate Constraint in MTons | FALSE | L | Annual | Allowances Withdrawn (1:n) | Thousand Tons | 0 | 0 | 0 | 0 | 0 | 0 | 0
NSR TVA System - SO2 Cap Annual v4.11 | 661 | 7399 | Rate Constraint in MTons | FALSE | L | Annual | Total | Thousand Tons | 26.4346 | 25.9485 | 29.5048 | 29.5048 | 26.4549 | 13.4802 | 14.1209
NSR TVA System - SO2 Cap Annual v4.11 | 661 | 7399 | Rate Constraint in MTons | FALSE | L | Annual | Fuel Consumed | TBtu | 168.4087 | 124.776 | 97.8159 | 97.8159 | 88.8161 | 79.0823 | 82.1106
NSR TVA System - SO2 Cap Annual v4.11 | 661 | 7399 | Rate Constraint in MTons | FALSE | L | Annual | Rate | lb/MMBtu | 0.31393 | 0.41592 | 0.60327 | 0.60327 | 0.59572 | 0.34092 | 0.34395
NSR TVA System - SO2 Cap Annual v4.11 | 661 | 7399 | Rate Constraint in MTons | FALSE | L | Annual | Generation | TWh | 15.3414 | 10.8327 | 8.3302 | 8.3302 | 7.5641 | 6.735 | 6.9927
NSR TVA System - SO2 Cap Annual v4.11 | 661 | 7399 | Rate Constraint in MTons | FALSE | L | Annual | Qualifying Generation | TWh | 15.3414 | 10.8327 | 8.3302 | 8.3302 | 7.5641 | 6.735 | 6.9927
NSR TVA System - SO2 Cap Annual v4.11 | 661 | 7399 | Rate Constraint in MTons | FALSE | L | Annual | Rate | lb/MWh | 3.4462 | 4.7908 | 7.0839 | 7.0839 | 6.9949 | 4.0031 | 4.0388
NSR TVA System - SO2 Cap Annual v4.11 | 661 | 7399 | Rate Constraint in MTons | FALSE | L | Annual | Constraint Shadow Price | US2022$/Ton | 0 | 0 | 0 | 0 | 0 | 0 | 0
NSR Valley 1-4 - NOX Rate Annual v5.16 | 662 | 7429 | Rate Constraint in lbs/MMBtu | FALSE | L | Annual | Seasons Included | Seasons | Winter, Spring, Summer, Fall | Winter, Spring, Summer, Fall | Winter, Spring, Summer, Fall | Winter, Spring, Summer, Fall | Winter, Spring, Summer, Fall | Winter, Spring, Summer, Fall | Winter, Spring, Summer, Fall
NSR Valley 1-4 - NOX Rate Annual v5.16 | 662 | 7429 | Rate Constraint in lbs/MMBtu | FALSE | L | Annual | Standard NOX | lb/MMBtu | 0.08 | 0.08 | 0.08 | 0.08 | 0.08 | 0.08 | 0.08
NSR Valley 1-4 - NOX Rate Annual v5.16 | 662 | 7429 | Rate Constraint in lbs/MMBtu | FALSE | L | Annual | Emissions at Affected Plants NOX | Thousand Tons | 0.13924 | 0.13924 | 0 | 0 | 0 | 0 | 0
NSR Valley 1-4 - NOX Rate Annual v5.16 | 662 | 7429 | Rate Constraint in lbs/MMBtu | FALSE | L | Annual | Allowances Purchased NOX | Thousand Tons | 0 | 0 | 0 | 0 | 0 | 0 | 0
NSR Valley 1-4 - NOX Rate Annual v5.16 | 662 | 7429 | Rate Constraint in lbs/MMBtu | FALSE | L | Annual | Allowances Sold NOX | Thousand Tons | 0 | 0 | 0 | 0 | 0 | 0 | 0
NSR Valley 1-4 - NOX Rate Annual v5.16 | 662 | 7429 | Rate Constraint in lbs/MMBtu | FALSE | L | Annual | Allowances Banked | Thousand Tons | 0 | 0 | 0 | 0 | 0 | 0 | 0
NSR Valley 1-4 - NOX Rate Annual v5.16 | 662 | 7429 | Rate Constraint in lbs/MMBtu | FALSE | L | Annual | Allowances Withdrawn (1:1) | Thousand Tons | 0 | 0 | 0 | 0 | 0 | 0 | 0
NSR Valley 1-4 - NOX Rate Annual v5.16 | 662 | 7429 | Rate Constraint in lbs/MMBtu | FALSE | L | Annual | Allowances Withdrawn (1:n) | Thousand Tons | 0 | 0 | 0 | 0 | 0 | 0 | 0
NSR Valley 1-4 - NOX Rate Annual v5.16 | 662 | 7429 | Rate Constraint in lbs/MMBtu | FALSE | L | Annual | Total | Thousand Tons | 0.13924 | 0.13924 | 0 | 0 | 0 | 0 | 0
NSR Valley 1-4 - NOX Rate Annual v5.16 | 662 | 7429 | Rate Constraint in lbs/MMBtu | FALSE | L | Annual | Fuel Consumed | TBtu | 3.7717 | 3.7717 | 0 | 0 | 0 | 0 | 0
NSR Valley 1-4 - NOX Rate Annual v5.16 | 662 | 7429 | Rate Constraint in lbs/MMBtu | FALSE | L | Annual | Rate | lb/MMBtu | 0.073832 | 0.073832 | 0 | 0 | 0 | 0 | 0
NSR Valley 1-4 - NOX Rate Annual v5.16 | 662 | 7429 | Rate Constraint in lbs/MMBtu | FALSE | L | Annual | Generation | TWh | 0.39158 | 0.39158 | 0 | 0 | 0 | 0 | 0
NSR Valley 1-4 - NOX Rate Annual v5.16 | 662 | 7429 | Rate Constraint in lbs/MMBtu | FALSE | L | Annual | Qualifying Generation | TWh | 0.39158 | 0.39158 | 0 | 0 | 0 | 0 | 0
NSR Valley 1-4 - NOX Rate Annual v5.16 | 662 | 7429 | Rate Constraint in lbs/MMBtu | FALSE | L | Annual | Rate | lb/MWh | 0.71115 | 0.71115 | 0 | 0 | 0 | 0 | 0
NSR Valley 1-4 - NOX Rate Annual v5.16 | 662 | 7429 | Rate Constraint in lbs/MMBtu | FALSE | L | Annual | Constraint Shadow Price | US2022$/Ton | 0 | 0 | 0 | 0 | 0 | 0 | 0
NSR Valley 1-4 - SO2 Cap Annual v5.16 | 663 | 7428 | Rate Constraint in MTons | FALSE | L | Annual | Seasons Included | Seasons | Winter, Spring, Summer, Fall | Winter, Spring, Summer, Fall | Winter, Spring, Summer, Fall | Winter, Spring, Summer, Fall | Winter, Spring, Summer, Fall | Winter, Spring, Summer, Fall | Winter, Spring, Summer, Fall
NSR Valley 1-4 - SO2 Cap Annual v5.16 | 663 | 7428 | Rate Constraint in MTons | FALSE | L | Annual | Standard SO2 | Thousand Tons | 0.0095 | 0.0095 | 0.0095 | 0.0095 | 0.0095 | 0.0095 | 0.0095
NSR Valley 1-4 - SO2 Cap Annual v5.16 | 663 | 7428 | Rate Constraint in MTons | FALSE | L | Annual | Emissions at Affected Plants SO2 | Thousand Tons | 0 | 0 | 0 | 0 | 0 | 0 | 0
NSR Valley 1-4 - SO2 Cap Annual v5.16 | 663 | 7428 | Rate Constraint in MTons | FALSE | L | Annual | Allowances Purchased SO2 | Thousand Tons | 0 | 0 | 0 | 0 | 0 | 0 | 0
NSR Valley 1-4 - SO2 Cap Annual v5.16 | 663 | 7428 | Rate Constraint in MTons | FALSE | L | Annual | Allowances Sold SO2 | Thousand Tons | 0 | 0 | 0 | 0 | 0 | 0 | 0
NSR Valley 1-4 - SO2 Cap Annual v5.16 | 663 | 7428 | Rate Constraint in MTons | FALSE | L | Annual | Allowances Banked | Thousand Tons | 0 | 0 | 0 | 0 | 0 | 0 | 0
NSR Valley 1-4 - SO2 Cap Annual v5.16 | 663 | 7428 | Rate Constraint in MTons | FALSE | L | Annual | Allowances Withdrawn (1:1) | Thousand Tons | 0 | 0 | 0 | 0 | 0 | 0 | 0
NSR Valley 1-4 - SO2 Cap Annual v5.16 | 663 | 7428 | Rate Constraint in MTons | FALSE | L | Annual | Allowances Withdrawn (1:n) | Thousand Tons | 0 | 0 | 0 | 0 | 0 | 0 | 0
NSR Valley 1-4 - SO2 Cap Annual v5.16 | 663 | 7428 | Rate Constraint in MTons | FALSE | L | Annual | Total | Thousand Tons | 0 | 0 | 0 | 0 | 0 | 0 | 0
NSR Valley 1-4 - SO2 Cap Annual v5.16 | 663 | 7428 | Rate Constraint in MTons | FALSE | L | Annual | Fuel Consumed | TBtu | 3.7717 | 3.7717 | 0 | 0 | 0 | 0 | 0
NSR Valley 1-4 - SO2 Cap Annual v5.16 | 663 | 7428 | Rate Constraint in MTons | FALSE | L | Annual | Rate | lb/MMBtu | 0 | 0 | 0 | 0 | 0 | 0 | 0
NSR Valley 1-4 - SO2 Cap Annual v5.16 | 663 | 7428 | Rate Constraint in MTons | FALSE | L | Annual | Generation | TWh | 0.39158 | 0.39158 | 0 | 0 | 0 | 0 | 0
NSR Valley 1-4 - SO2 Cap Annual v5.16 | 663 | 7428 | Rate Constraint in MTons | FALSE | L | Annual | Qualifying Generation | TWh | 0.39158 | 0.39158 | 0 | 0 | 0 | 0 | 0
NSR Valley 1-4 - SO2 Cap Annual v5.16 | 663 | 7428 | Rate Constraint in MTons | FALSE | L | Annual | Rate | lb/MWh | 0 | 0 | 0 | 0 | 0 | 0 | 0
NSR Valley 1-4 - SO2 Cap Annual v5.16 | 663 | 7428 | Rate Constraint in MTons | FALSE | L | Annual | Constraint Shadow Price | US2022$/Ton | 0 | 0 | 0 | 0 | 0 | 0 | 0
NSR WEPCO Settlement - NOX Cap Annual v3.1 | 664 | 7401 | Rate Constraint in MTons | FALSE | L | Annual | Seasons Included | Seasons | Winter, Spring, Summer, Fall | Winter, Spring, Summer, Fall | Winter, Spring, Summer, Fall | Winter, Spring, Summer, Fall | Winter, Spring, Summer, Fall | Winter, Spring, Summer, Fall | Winter, Spring, Summer, Fall
NSR WEPCO Settlement - NOX Cap Annual v3.1 | 664 | 7401 | Rate Constraint in MTons | FALSE | L | Annual | Standard NOX | Thousand Tons | 17.4 | 17.4 | 17.4 | 17.4 | 17.4 | 17.4 | 17.4
NSR WEPCO Settlement - NOX Cap Annual v3.1 | 664 | 7401 | Rate Constraint in MTons | FALSE | L | Annual | Emissions at Affected Plants NOX | Thousand Tons | 0.13924 | 0.13924 | 0 | 0 | 0 | 0 | 0
NSR WEPCO Settlement - NOX Cap Annual v3.1 | 664 | 7401 | Rate Constraint in MTons | FALSE | L | Annual | Allowances Purchased NOX | Thousand Tons | 0 | 0 | 0 | 0 | 0 | 0 | 0
NSR WEPCO Settlement - NOX Cap Annual v3.1 | 664 | 7401 | Rate Constraint in MTons | FALSE | L | Annual | Allowances Sold NOX | Thousand Tons | 0 | 0 | 0 | 0 | 0 | 0 | 0
NSR WEPCO Settlement - NOX Cap Annual v3.1 | 664 | 7401 | Rate Constraint in MTons | FALSE | L | Annual | Allowances Banked | Thousand Tons | 0 | 0 | 0 | 0 | 0 | 0 | 0
NSR WEPCO Settlement - NOX Cap Annual v3.1 | 664 | 7401 | Rate Constraint in MTons | FALSE | L | Annual | Allowances Withdrawn (1:1) | Thousand Tons | 0 | 0 | 0 | 0 | 0 | 0 | 0
NSR WEPCO Settlement - NOX Cap Annual v3.1 | 664 | 7401 | Rate Constraint in MTons | FALSE | L | Annual | Allowances Withdrawn (1:n) | Thousand Tons | 0 | 0 | 0 | 0 | 0 | 0 | 0
NSR WEPCO Settlement - NOX Cap Annual v3.1 | 664 | 7401 | Rate Constraint in MTons | FALSE | L | Annual | Total | Thousand Tons | 0.13924 | 0.13924 | 0 | 0 | 0 | 0 | 0
NSR WEPCO Settlement - NOX Cap Annual v3.1 | 664 | 7401 | Rate Constraint in MTons | FALSE | L | Annual | Fuel Consumed | TBtu | 3.7717 | 3.7717 | 0 | 0 | 0 | 0 | 0
NSR WEPCO Settlement - NOX Cap Annual v3.1 | 664 | 7401 | Rate Constraint in MTons | FALSE | L | Annual | Rate | lb/MMBtu | 0.073832 | 0.073832 | 0 | 0 | 0 | 0 | 0
NSR WEPCO Settlement - NOX Cap Annual v3.1 | 664 | 7401 | Rate Constraint in MTons | FALSE | L | Annual | Generation | TWh | 0.39158 | 0.39158 | 0 | 0 | 0 | 0 | 0
NSR WEPCO Settlement - NOX Cap Annual v3.1 | 664 | 7401 | Rate Constraint in MTons | FALSE | L | Annual | Qualifying Generation | TWh | 0.39158 | 0.39158 | 0 | 0 | 0 | 0 | 0
NSR WEPCO Settlement - NOX Cap Annual v3.1 | 664 | 7401 | Rate Constraint in MTons | FALSE | L | Annual | Rate | lb/MWh | 0.71115 | 0.71115 | 0 | 0 | 0 | 0 | 0
NSR WEPCO Settlement - NOX Cap Annual v3.1 | 664 | 7401 | Rate Constraint in MTons | FALSE | L | Annual | Constraint Shadow Price | US2022$/Ton | 0 | 0 | 0 | 0 | 0 | 0 | 0
NSR WEPCO Settlement - NOX Rate Annual v3.1 | 665 | 7402 | Rate Constraint in lbs/MMBtu | FALSE | L | Annual | Seasons Included | Seasons | Winter, Spring, Summer, Fall | Winter, Spring, Summer, Fall | Winter, Spring, Summer, Fall | Winter, Spring, Summer, Fall | Winter, Spring, Summer, Fall | Winter, Spring, Summer, Fall | Winter, Spring, Summer, Fall
NSR WEPCO Settlement - NOX Rate Annual v3.1 | 665 | 7402 | Rate Constraint in lbs/MMBtu | FALSE | L | Annual | Standard NOX | lb/MMBtu | 0.17 | 0.17 | 0.17 | 0.17 | 0.17 | 0.17 | 0.17
NSR WEPCO Settlement - NOX Rate Annual v3.1 | 665 | 7402 | Rate Constraint in lbs/MMBtu | FALSE | L | Annual | Emissions at Affected Plants NOX | Thousand Tons | 0.13924 | 0.13924 | 0 | 0 | 0 | 0 | 0
NSR WEPCO Settlement - NOX Rate Annual v3.1 | 665 | 7402 | Rate Constraint in lbs/MMBtu | FALSE | L | Annual | Allowances Purchased NOX | Thousand Tons | 0 | 0 | 0 | 0 | 0 | 0 | 0
NSR WEPCO Settlement - NOX Rate Annual v3.1 | 665 | 7402 | Rate Constraint in lbs/MMBtu | FALSE | L | Annual | Allowances Sold NOX | Thousand Tons | 0 | 0 | 0 | 0 | 0 | 0 | 0
NSR WEPCO Settlement - NOX Rate Annual v3.1 | 665 | 7402 | Rate Constraint in lbs/MMBtu | FALSE | L | Annual | Allowances Banked | Thousand Tons | 0 | 0 | 0 | 0 | 0 | 0 | 0
NSR WEPCO Settlement - NOX Rate Annual v3.1 | 665 | 7402 | Rate Constraint in lbs/MMBtu | FALSE | L | Annual | Allowances Withdrawn (1:1) | Thousand Tons | 0 | 0 | 0 | 0 | 0 | 0 | 0
NSR WEPCO Settlement - NOX Rate Annual v3.1 | 665 | 7402 | Rate Constraint in lbs/MMBtu | FALSE | L | Annual | Allowances Withdrawn (1:n) | Thousand Tons | 0 | 0 | 0 | 0 | 0 | 0 | 0
NSR WEPCO Settlement - NOX Rate Annual v3.1 | 665 | 7402 | Rate Constraint in lbs/MMBtu | FALSE | L | Annual | Total | Thousand Tons | 0.13924 | 0.13924 | 0 | 0 | 0 | 0 | 0
NSR WEPCO Settlement - NOX Rate Annual v3.1 | 665 | 7402 | Rate Constraint in lbs/MMBtu | FALSE | L | Annual | Fuel Consumed | TBtu | 3.7717 | 3.7717 | 0 | 0 | 0 | 0 | 0
NSR WEPCO Settlement - NOX Rate Annual v3.1 | 665 | 7402 | Rate Constraint in lbs/MMBtu | FALSE | L | Annual | Rate | lb/MMBtu | 0.073832 | 0.073832 | 0 | 0 | 0 | 0 | 0
NSR WEPCO Settlement - NOX Rate Annual v3.1 | 665 | 7402 | Rate Constraint in lbs/MMBtu | FALSE | L | Annual | Generation | TWh | 0.39158 | 0.39158 | 0 | 0 | 0 | 0 | 0
NSR WEPCO Settlement - NOX Rate Annual v3.1 | 665 | 7402 | Rate Constraint in lbs/MMBtu | FALSE | L | Annual | Qualifying Generation | TWh | 0.39158 | 0.39158 | 0 | 0 | 0 | 0 | 0
NSR WEPCO Settlement - NOX Rate Annual v3.1 | 665 | 7402 | Rate Constraint in lbs/MMBtu | FALSE | L | Annual | Rate | lb/MWh | 0.71115 | 0.71115 | 0 | 0 | 0 | 0 | 0
NSR WEPCO Settlement - NOX Rate Annual v3.1 | 665 | 7402 | Rate Constraint in lbs/MMBtu | FALSE | L | Annual | Constraint Shadow Price | US2022$/Ton | 0 | 0 | 0 | 0 | 0 | 0 | 0
NSR WEPCO Settlement - SO2 Cap Annual v3.1 | 666 | 7403 | Rate Constraint in MTons | FALSE | L | Annual | Seasons Included | Seasons | Winter, Spring, Summer, Fall | Winter, Spring, Summer, Fall | Winter, Spring, Summer, Fall | Winter, Spring, Summer, Fall | Winter, Spring, Summer, Fall | Winter, Spring, Summer, Fall | Winter, Spring, Summer, Fall
NSR WEPCO Settlement - SO2 Cap Annual v3.1 | 666 | 7403 | Rate Constraint in MTons | FALSE | L | Annual | Standard SO2 | Thousand Tons | 33.3 | 33.3 | 33.3 | 33.3 | 33.3 | 33.3 | 33.3
NSR WEPCO Settlement - SO2 Cap Annual v3.1 | 666 | 7403 | Rate Constraint in MTons | FALSE | L | Annual | Emissions at Affected Plants SO2 | Thousand Tons | 0 | 0 | 0 | 0 | 0 | 0 | 0
NSR WEPCO Settlement - SO2 Cap Annual v3.1 | 666 | 7403 | Rate Constraint in MTons | FALSE | L | Annual | Allowances Purchased SO2 | Thousand Tons | 0 | 0 | 0 | 0 | 0 | 0 | 0
NSR WEPCO Settlement - SO2 Cap Annual v3.1 | 666 | 7403 | Rate Constraint in MTons | FALSE | L | Annual | Allowances Sold SO2 | Thousand Tons | 0 | 0 | 0 | 0 | 0 | 0 | 0
NSR WEPCO Settlement - SO2 Cap Annual v3.1 | 666 | 7403 | Rate Constraint in MTons | FALSE | L | Annual | Allowances Banked | Thousand Tons | 0 | 0 | 0 | 0 | 0 | 0 | 0
NSR WEPCO Settlement - SO2 Cap Annual v3.1 | 666 | 7403 | Rate Constraint in MTons | FALSE | L | Annual | Allowances Withdrawn (1:1) | Thousand Tons | 0 | 0 | 0 | 0 | 0 | 0 | 0
NSR WEPCO Settlement - SO2 Cap Annual v3.1 | 666 | 7403 | Rate Constraint in MTons | FALSE | L | Annual | Allowances Withdrawn (1:n) | Thousand Tons | 0 | 0 | 0 | 0 | 0 | 0 | 0
NSR WEPCO Settlement - SO2 Cap Annual v3.1 | 666 | 7403 | Rate Constraint in MTons | FALSE | L | Annual | Total | Thousand Tons | 0 | 0 | 0 | 0 | 0 | 0 | 0
NSR WEPCO Settlement - SO2 Cap Annual v3.1 | 666 | 7403 | Rate Constraint in MTons | FALSE | L | Annual | Fuel Consumed | TBtu | 3.7717 | 3.7717 | 0 | 0 | 0 | 0 | 0
NSR WEPCO Settlement - SO2 Cap Annual v3.1 | 666 | 7403 | Rate Constraint in MTons | FALSE | L | Annual | Rate | lb/MMBtu | 0 | 0 | 0 | 0 | 0 | 0 | 0
NSR WEPCO Settlement - SO2 Cap Annual v3.1 | 666 | 7403 | Rate Constraint in MTons | FALSE | L | Annual | Generation | TWh | 0.39158 | 0.39158 | 0 | 0 | 0 | 0 | 0
NSR WEPCO Settlement - SO2 Cap Annual v3.1 | 666 | 7403 | Rate Constraint in MTons | FALSE | L | Annual | Qualifying Generation | TWh | 0.39158 | 0.39158 | 0 | 0 | 0 | 0 | 0
NSR WEPCO Settlement - SO2 Cap Annual v3.1 | 666 | 7403 | Rate Constraint in MTons | FALSE | L | Annual | Rate | lb/MWh | 0 | 0 | 0 | 0 | 0 | 0 | 0
NSR WEPCO Settlement - SO2 Cap Annual v3.1 | 666 | 7403 | Rate Constraint in MTons | FALSE | L | Annual | Constraint Shadow Price | US2022$/Ton | 0 | 0 | 0 | 0 | 0 | 0 | 0
NSR WEPCO Settlement - SO2 Rate Annual v3.1 | 667 | 7404 | Rate Constraint in lbs/MMBtu | FALSE | L | Annual | Seasons Included | Seasons | Winter, Spring, Summer, Fall | Winter, Spring, Summer, Fall | Winter, Spring, Summer, Fall | Winter, Spring, Summer, Fall | Winter, Spring, Summer, Fall | Winter, Spring, Summer, Fall | Winter, Spring, Summer, Fall
NSR WEPCO Settlement - SO2 Rate Annual v3.1 | 667 | 7404 | Rate Constraint in lbs/MMBtu | FALSE | L | Annual | Standard SO2 | lb/MMBtu | 0.32 | 0.32 | 0.32 | 0.32 | 0.32 | 0.32 | 0.32
NSR WEPCO Settlement - SO2 Rate Annual v3.1 | 667 | 7404 | Rate Constraint in lbs/MMBtu | FALSE | L | Annual | Emissions at Affected Plants SO2 | Thousand Tons | 0 | 0 | 0 | 0 | 0 | 0 | 0
NSR WEPCO Settlement - SO2 Rate Annual v3.1 | 667 | 7404 | Rate Constraint in lbs/MMBtu | FALSE | L | Annual | Allowances Purchased SO2 | Thousand Tons | 0 | 0 | 0 | 0 | 0 | 0 | 0
NSR WEPCO Settlement - SO2 Rate Annual v3.1 | 667 | 7404 | Rate Constraint in lbs/MMBtu | FALSE | L | Annual | Allowances Sold SO2 | Thousand Tons | 0 | 0 | 0 | 0 | 0 | 0 | 0
NSR WEPCO Settlement - SO2 Rate Annual v3.1 | 667 | 7404 | Rate Constraint in lbs/MMBtu | FALSE | L | Annual | Allowances Banked | Thousand Tons | 0 | 0 | 0 | 0 | 0 | 0 | 0
NSR WEPCO Settlement - SO2 Rate Annual v3.1 | 667 | 7404 | Rate Constraint in lbs/MMBtu | FALSE | L | Annual | Allowances Withdrawn (1:1) | Thousand Tons | 0 | 0 | 0 | 0 | 0 | 0 | 0
NSR WEPCO Settlement - SO2 Rate Annual v3.1 | 667 | 7404 | Rate Constraint in lbs/MMBtu | FALSE | L | Annual | Allowances Withdrawn (1:n) | Thousand Tons | 0 | 0 | 0 | 0 | 0 | 0 | 0
NSR WEPCO Settlement - SO2 Rate Annual v3.1 | 667 | 7404 | Rate Constraint in lbs/MMBtu | FALSE | L | Annual | Total | Thousand Tons | 0 | 0 | 0 | 0 | 0 | 0 | 0
NSR WEPCO Settlement - SO2 Rate Annual v3.1 | 667 | 7404 | Rate Constraint in lbs/MMBtu | FALSE | L | Annual | Fuel Consumed | TBtu | 3.7717 | 3.7717 | 0 | 0 | 0 | 0 | 0
NSR WEPCO Settlement - SO2 Rate Annual v3.1 | 667 | 7404 | Rate Constraint in lbs/MMBtu | FALSE | L | Annual | Rate | lb/MMBtu | 0 | 0 | 0 | 0 | 0 | 0 | 0
NSR WEPCO Settlement - SO2 Rate Annual v3.1 | 667 | 7404 | Rate Constraint in lbs/MMBtu | FALSE | L | Annual | Generation | TWh | 0.39158 | 0.39158 | 0 | 0 | 0 | 0 | 0
NSR WEPCO Settlement - SO2 Rate Annual v3.1 | 667 | 7404 | Rate Constraint in lbs/MMBtu | FALSE | L | Annual | Qualifying Generation | TWh | 0.39158 | 0.39158 | 0 | 0 | 0 | 0 | 0
NSR WEPCO Settlement - SO2 Rate Annual v3.1 | 667 | 7404 | Rate Constraint in lbs/MMBtu | FALSE | L | Annual | Rate | lb/MWh | 0 | 0 | 0 | 0 | 0 | 0 | 0
NSR WEPCO Settlement - SO2 Rate Annual v3.1 | 667 | 7404 | Rate Constraint in lbs/MMBtu | FALSE | L | Annual | Constraint Shadow Price | US2022$/Ton | 0 | 0 | 0 | 0 | 0 | 0 | 0
NSR Westar Consent - NOX Cap Annual v4.10 | 668 | 7405 | Rate Constraint in MTons | FALSE | L | Annual | Seasons Included | Seasons | Winter, Spring, Summer, Fall | Winter, Spring, Summer, Fall | Winter, Spring, Summer, Fall | Winter, Spring, Summer, Fall | Winter, Spring, Summer, Fall | Winter, Spring, Summer, Fall | Winter, Spring, Summer, Fall
NSR Westar Consent - NOX Cap Annual v4.10 | 668 | 7405 | Rate Constraint in MTons | FALSE | L | Annual | Standard NOX | Thousand Tons | 9.6 | 9.6 | 9.6 | 9.6 | 9.6 | 9.6 | 9.6
NSR Westar Consent - NOX Cap Annual v4.10 | 668 | 7405 | Rate Constraint in MTons | FALSE | L | Annual | Emissions at Affected Plants NOX | Thousand Tons | 5.4544 | 6.1944 | 6.1944 | 5.6258 | 4.2236 | 3.3899 | 3.3309
NSR Westar Consent - NOX Cap Annual v4.10 | 668 | 7405 | Rate Constraint in MTons | FALSE | L | Annual | Allowances Purchased NOX | Thousand Tons | 0 | 0 | 0 | 0 | 0 | 0 | 0
NSR Westar Consent - NOX Cap Annual v4.10 | 668 | 7405 | Rate Constraint in MTons | FALSE | L | Annual | Allowances Sold NOX | Thousand Tons | 0 | 0 | 0 | 0 | 0 | 0 | 0
NSR Westar Consent - NOX Cap Annual v4.10 | 668 | 7405 | Rate Constraint in MTons | FALSE | L | Annual | Allowances Banked | Thousand Tons | 0 | 0 | 0 | 0 | 0 | 0 | 0
NSR Westar Consent - NOX Cap Annual v4.10 | 668 | 7405 | Rate Constraint in MTons | FALSE | L | Annual | Allowances Withdrawn (1:1) | Thousand Tons | 0 | 0 | 0 | 0 | 0 | 0 | 0
NSR Westar Consent - NOX Cap Annual v4.10 | 668 | 7405 | Rate Constraint in MTons | FALSE | L | Annual | Allowances Withdrawn (1:n) | Thousand Tons | 0 | 0 | 0 | 0 | 0 | 0 | 0
NSR Westar Consent - NOX Cap Annual v4.10 | 668 | 7405 | Rate Constraint in MTons | FALSE | L | Annual | Total | Thousand Tons | 5.4544 | 6.1944 | 6.1944 | 5.6258 | 4.2236 | 3.3899 | 3.3309
NSR Westar Consent - NOX Cap Annual v4.10 | 668 | 7405 | Rate Constraint in MTons | FALSE | L | Annual | Fuel Consumed | TBtu | 139.7061 | 154.5066 | 154.5066 | 143.9138 | 84.4712 | 68.6499 | 68.0898
NSR Westar Consent - NOX Cap Annual v4.10 | 668 | 7405 | Rate Constraint in MTons | FALSE | L | Annual | Rate | lb/MMBtu | 0.078083 | 0.080183 | 0.080183 | 0.078183 | 0.1 | 0.09876 | 0.097839
NSR Westar Consent - NOX Cap Annual v4.10 | 668 | 7405 | Rate Constraint in MTons | FALSE | L | Annual | Generation | TWh | 12.5776 | 13.9017 | 12.2134 | 11.2645 | 7.5575 | 6.1418 | 6.0906
NSR Westar Consent - NOX Cap Annual v4.10 | 668 | 7405 | Rate Constraint in MTons | FALSE | L | Annual | Qualifying Generation | TWh | 12.5776 | 13.9017 | 12.2134 | 11.2645 | 7.5575 | 6.1418 | 6.0906
NSR Westar Consent - NOX Cap Annual v4.10 | 668 | 7405 | Rate Constraint in MTons | FALSE | L | Annual | Rate | lb/MWh | 0.86732 | 0.89117 | 1.0144 | 0.99886 | 1.1177 | 1.1039 | 1.0938
NSR Westar Consent - NOX Cap Annual v4.10 | 668 | 7405 | Rate Constraint in MTons | FALSE | L | Annual | Constraint Shadow Price | US2022$/Ton | 0 | 0 | 0 | 0 | 0 | 0 | 0
NSR Westar Consent - NOX Rate Annual v4.10, Unit 2516 and retrofits | 669 | 7406 | Rate Constraint in lbs/MMBtu | FALSE | L | Annual | Seasons Included | Seasons | Winter, Spring, Summer, Fall | Winter, Spring, Summer, Fall | Winter, Spring, Summer, Fall | Winter, Spring, Summer, Fall | Winter, Spring, Summer, Fall | Winter, Spring, Summer, Fall | Winter, Spring, Summer, Fall
NSR Westar Consent - NOX Rate Annual v4.10, Unit 2516 and retrofits | 669 | 7406 | Rate Constraint in lbs/MMBtu | FALSE | L | Annual | Standard NOX | lb/MMBtu | 0.1 | 0.1 | 0.1 | 0.1 | 0.1 | 0.1 | 0.1
NSR Westar Consent - NOX Rate Annual v4.10, Unit 2516 and retrofits | 669 | 7406 | Rate Constraint in lbs/MMBtu | FALSE | L | Annual | Emissions at Affected Plants NOX | Thousand Tons | 1.0172 | 1.0172 | 1.0172 | 1.0172 | 0 | 0 | 0
NSR Westar Consent - NOX Rate Annual v4.10, Unit 2516 and retrofits | 669 | 7406 | Rate Constraint in lbs/MMBtu | FALSE | L | Annual | Allowances Purchased NOX | Thousand Tons | 0 | 0 | 0 | 0 | 0 | 0 | 0
NSR Westar Consent - NOX Rate Annual v4.10, Unit 2516 and retrofits | 669 | 7406 | Rate Constraint in lbs/MMBtu | FALSE | L | Annual | Allowances Sold NOX | Thousand Tons | 0 | 0 | 0 | 0 | 0 | 0 | 0
NSR Westar Consent - NOX Rate Annual v4.10, Unit 2516 and retrofits | 669 | 7406 | Rate Constraint in lbs/MMBtu | FALSE | L | Annual | Allowances Banked | Thousand Tons | 0 | 0 | 0 | 0 | 0 | 0 | 0
NSR Westar Consent - NOX Rate Annual v4.10, Unit 2516 and retrofits | 669 | 7406 | Rate Constraint in lbs/MMBtu | FALSE | L | Annual | Allowances Withdrawn (1:1) | Thousand Tons | 0 | 0 | 0 | 0 | 0 | 0 | 0
NSR Westar Consent - NOX Rate Annual v4.10, Unit 2516 and retrofits | 669 | 7406 | Rate Constraint in lbs/MMBtu | FALSE | L | Annual | Allowances Withdrawn (1:n) | Thousand Tons | 0 | 0 | 0 | 0 | 0 | 0 | 0
NSR Westar Consent - NOX Rate Annual v4.10, Unit 2516 and retrofits | 669 | 7406 | Rate Constraint in lbs/MMBtu | FALSE | L | Annual | Total | Thousand Tons | 1.0172 | 1.0172 | 1.0172 | 1.0172 | 0 | 0 | 0
NSR Westar Consent - NOX Rate Annual v4.10, Unit 2516 and retrofits | 669 | 7406 | Rate Constraint in lbs/MMBtu | FALSE | L | Annual | Fuel Consumed | TBtu | 50.9634 | 50.9634 | 50.9634 | 50.9634 | 0 | 0 | 0
NSR Westar Consent - NOX Rate Annual v4.10, Unit 2516 and retrofits | 669 | 7406 | Rate Constraint in lbs/MMBtu | FALSE | L | Annual | Rate | lb/MMBtu | 0.03992 | 0.03992 | 0.03992 | 0.03992 | 0 | 0 | 0
NSR Westar Consent - NOX Rate Annual v4.10, Unit 2516 and retrofits | 669 | 7406 | Rate Constraint in lbs/MMBtu | FALSE | L | Annual | Generation | TWh | 4.6373 | 4.6373 | 3.0209 | 3.0209 | 0 | 0 | 0
NSR Westar Consent - NOX Rate Annual v4.10, Unit 2516 and retrofits | 669 | 7406 | Rate Constraint in lbs/MMBtu | FALSE | L | Annual | Qualifying Generation | TWh | 4.6373 | 4.6373 | 3.0209 | 3.0209 | 0 | 0 | 0
NSR Westar Consent - NOX Rate Annual v4.10, Unit 2516 and retrofits | 669 | 7406 | Rate Constraint in lbs/MMBtu | FALSE | L | Annual | Rate | lb/MWh | 0.43872 | 0.43872 | 0.67347 | 0.67347 | 0 | 0 | 0
NSR Westar Consent - NOX Rate Annual v4.10, Unit 2516 and retrofits | 669 | 7406 | Rate Constraint in lbs/MMBtu | FALSE | L | Annual | Constraint Shadow Price | US2022$/Ton | 0 | 0 | 0 | 0 | 0 | 0 | 0
NSR Westar Consent - NOX Rate Annual v4.10, Unit 2530 and retrofits | 670 | 7406 | Rate Constraint in lbs/MMBtu | FALSE | L | Annual | Seasons Included | Seasons | Winter, Spring, Summer, Fall | Winter, Spring, Summer, Fall | Winter, Spring, Summer, Fall | Winter, Spring, Summer, Fall | Winter, Spring, Summer, Fall | Winter, Spring, Summer, Fall | Winter, Spring, Summer, Fall
NSR Westar Consent - NOX Rate Annual v4.10, Unit 2530 and retrofits | 670 | 7406 | Rate Constraint in lbs/MMBtu | FALSE | L | Annual | Standard NOX | lb/MMBtu | 0.1 | 0.1 | 0.1 | 0.1 | 0.1 | 0.1 | 0.1
NSR Westar Consent - NOX Rate Annual v4.10, Unit 2530 and retrofits | 670 | 7406 | Rate Constraint in lbs/MMBtu | FALSE | L | Annual | Emissions at Affected Plants NOX | Thousand Tons | 2.2092 | 2.5884 | 2.5884 | 2.3954 | 2.1739 | 1.6804 | 1.7195
NSR Westar Consent - NOX Rate Annual v4.10, Unit 2530 and retrofits | 670 | 7406 | Rate Constraint in lbs/MMBtu | FALSE | L | Annual | Allowances Purchased NOX | Thousand Tons | 0 | 0 | 0 | 0 | 0 | 0 | 0
NSR Westar Consent - NOX Rate Annual v4.10, Unit 2530 and retrofits | 670 | 7406 | Rate Constraint in lbs/MMBtu | FALSE | L | Annual | Allowances Sold NOX | Thousand Tons | 0 | 0 | 0 | 0 | 0 | 0 | 0
NSR Westar Consent - NOX Rate Annual v4.10, Unit 2530 and retrofits | 670 | 7406 | Rate Constraint in lbs/MMBtu | FALSE | L | Annual | Allowances Banked | Thousand Tons | 0 | 0 | 0 | 0 | 0 | 0 | 0
NSR Westar Consent - NOX Rate Annual v4.10, Unit 2530 and retrofits | 670 | 7406 | Rate Constraint in lbs/MMBtu | FALSE | L | Annual | Allowances Withdrawn (1:1) | Thousand Tons | 0 | 0 | 0 | 0 | 0 | 0 | 0
NSR Westar Consent - NOX Rate Annual v4.10, Unit 2530 and retrofits | 670 | 7406 | Rate Constraint in lbs/MMBtu | FALSE | L | Annual | Allowances Withdrawn (1:n) | Thousand Tons | 0 | 0 | 0 | 0 | 0 | 0 | 0
NSR Westar Consent - NOX Rate Annual v4.10, Unit 2530 and retrofits | 670 | 7406 | Rate Constraint in lbs/MMBtu | FALSE | L | Annual | Total | Thousand Tons | 2.2092 | 2.5884 | 2.5884 | 2.3954 | 2.1739 | 1.6804 | 1.7195
NSR Westar Consent - NOX Rate Annual v4.10, Unit 2530 and retrofits | 670 | 7406 | Rate Constraint in lbs/MMBtu | FALSE | L | Annual | Fuel Consumed | TBtu | 44.1838 | 51.7671 | 51.7671 | 47.9079 | 43.478 | 34.4583 | 35.5041
NSR Westar Consent - NOX Rate Annual v4.10, Unit 2530 and retrofits | 670 | 7406 | Rate Constraint in lbs/MMBtu | FALSE | L | Annual | Rate | lb/MMBtu | 0.1 | 0.1 | 0.1 | 0.1 | 0.1 | 0.09753 | 0.09686
NSR Westar Consent - NOX Rate Annual v4.10, Unit 2530 and retrofits | 670 | 7406 | Rate Constraint in lbs/MMBtu | FALSE | L | Annual | Generation | TWh | 3.9444 | 4.6213 | 4.6213 | 4.2768 | 3.8814 | 3.0755 | 3.1687
NSR Westar Consent - NOX Rate Annual v4.10, Unit 2530 and retrofits | 670 | 7406 | Rate Constraint in lbs/MMBtu | FALSE | L | Annual | Qualifying Generation | TWh | 3.9444 | 4.6213 | 4.6213 | 4.2768 | 3.8814 | 3.0755 | 3.1687
NSR Westar Consent - NOX Rate Annual v4.10, Unit 2530 and retrofits | 670 | 7406 | Rate Constraint in lbs/MMBtu | FALSE | L | Annual | Rate | lb/MWh | 1.1202 | 1.1202 | 1.1202 | 1.1202 | 1.1202 | 1.0927 | 1.0853
NSR Westar Consent - NOX Rate Annual v4.10, Unit 2530 and retrofits | 670 | 7406 | Rate Constraint in lbs/MMBtu | FALSE | L | Annual | Constraint Shadow Price | US2022$/Ton | 5543.4972 | 10910.2753 | 25377.4158 | 356.5683 | 4516.644 | 0 | 0
NSR Westar Consent - NOX Rate Annual v4.10, Unit 2531 and retrofits | 671 | 7406 | Rate Constraint in lbs/MMBtu | FALSE | L | Annual | Seasons Included | Seasons | Winter, Spring, Summer, Fall | Winter, Spring, Summer, Fall | Winter, Spring, Summer, Fall | Winter, Spring, Summer, Fall | Winter, Spring, Summer, Fall | Winter, Spring, Summer, Fall | Winter, Spring, Summer, Fall
NSR Westar Consent - NOX Rate Annual v4.10, Unit 2531 and retrofits | 671 | 7406 | Rate Constraint in lbs/MMBtu | FALSE | L | Annual | Standard NOX | lb/MMBtu | 0.1 | 0.1 | 0.1 | 0.1 | 0.1 | 0.1 | 0.1
NSR Westar Consent - NOX Rate Annual v4.10, Unit 2531 and retrofits | 671 | 7406 | Rate Constraint in lbs/MMBtu | FALSE | L | Annual | Emissions at Affected Plants NOX | Thousand Tons | 2.2279 | 2.5888 | 2.5888 | 2.2132 | 2.0497 | 1.7096 | 1.6115
NSR Westar Consent - NOX Rate Annual v4.10, Unit 2531 and retrofits | 671 | 7406 | Rate Constraint in lbs/MMBtu | FALSE | L | Annual | Allowances Purchased NOX | Thousand Tons | 0 | 0 | 0 | 0 | 0 | 0 | 0
NSR Westar Consent - NOX Rate Annual v4.10, Unit 2531 and retrofits | 671 | 7406 | Rate Constraint in lbs/MMBtu | FALSE | L | Annual | Allowances Sold NOX | Thousand Tons | 0 | 0 | 0 | 0 | 0 | 0 | 0
NSR Westar Consent - NOX Rate Annual v4.10, Unit 2531 and retrofits | 671 | 7406 | Rate Constraint in lbs/MMBtu | FALSE | L | Annual | Allowances Banked | Thousand Tons | 0 | 0 | 0 | 0 | 0 | 0 | 0
NSR Westar Consent - NOX Rate Annual v4.10, Unit 2531 and retrofits | 671 | 7406 | Rate Constraint in lbs/MMBtu | FALSE | L | Annual | Allowances Withdrawn (1:1) | Thousand Tons | 0 | 0 | 0 | 0 | 0 | 0 | 0
NSR Westar Consent - NOX Rate Annual v4.10, Unit 2531 and retrofits | 671 | 7406 | Rate Constraint in lbs/MMBtu | FALSE | L | Annual | Allowances Withdrawn (1:n) | Thousand Tons | 0 | 0 | 0 | 0 | 0 | 0 | 0
NSR Westar Consent - NOX Rate Annual v4.10, Unit 2531 and retrofits | 671 | 7406 | Rate Constraint in lbs/MMBtu | FALSE | L | Annual | Total | Thousand Tons | 2.2279 | 2.5888 | 2.5888 | 2.2132 | 2.0497 | 1.7096 | 1.6115
NSR Westar Consent - NOX Rate Annual v4.10, Unit 2531 and retrofits | 671 | 7406 | Rate Constraint in lbs/MMBtu | FALSE | L | Annual | Fuel Consumed | TBtu | 44.5589 | 51.776 | 51.776 | 45.0424 | 40.9932 | 34.1916 | 32.5857
NSR Westar Consent - NOX Rate Annual v4.10, Unit 2531 and retrofits | 671 | 7406 | Rate Constraint in lbs/MMBtu | FALSE | L | Annual | Rate | lb/MMBtu | 0.1 | 0.1 | 0.1 | 0.098272 | 0.1 | 0.1 | 0.098906
NSR Westar Consent - NOX Rate Annual v4.10, Unit 2531 and retrofits | 671 | 7406 | Rate Constraint in lbs/MMBtu | FALSE | L | Annual | Generation | TWh | 3.9959 | 4.6432 | 4.5712 | 3.9668 | 3.6762 | 3.0662 | 2.9219
NSR Westar Consent - NOX Rate Annual v4.10, Unit 2531 and retrofits | 671 | 7406 | Rate Constraint in lbs/MMBtu | FALSE | L | Annual | Qualifying Generation | TWh | 3.9959 | 4.6432 | 4.5712 | 3.9668 | 3.6762 | 3.0662 | 2.9219
NSR Westar Consent - NOX Rate Annual v4.10, Unit 2531 and retrofits | 671 | 7406 | Rate Constraint in lbs/MMBtu | FALSE | L | Annual | Rate | lb/MWh | 1.1151 | 1.1151 | 1.1327 | 1.1159 | 1.1151 | 1.1151 | 1.103
NSR Westar Consent - NOX Rate Annual v4.10, Unit 2531 and retrofits | 671 | 7406 | Rate Constraint in lbs/MMBtu | FALSE | L | Annual | Constraint Shadow Price | US2022$/Ton | 6535.0249 | 11339.3512 | 22171.3246 | 0 | 17575.449 | 1279.3973 | 0
NSR Westar Consent - SO2 Cap Annual v4.10 | 672 | 7407 | Rate Constraint in MTons | FALSE | L | Annual | Seasons Included | Seasons | Winter, Spring, Summer, Fall | Winter, Spring, Summer, Fall | Winter, Spring, Summer, Fall | Winter, Spring, Summer, Fall | Winter, Spring, Summer, Fall | Winter, Spring, Summer, Fall | Winter, Spring, Summer, Fall
NSR Westar Consent - SO2 Cap Annual v4.10 | 672 | 7407 | Rate Constraint in MTons | FALSE | L | Annual | Standard SO2 | Thousand Tons | 6.6 | 6.6 | 6.6 | 6.6 | 6.6 | 6.6 | 6.6
NSR Westar Consent - SO2 Cap Annual v4.10 | 672 | 7407 | Rate Constraint in MTons | FALSE | L | Annual | Emissions at Affected Plants SO2 | Thousand Tons | 0.66489 | 0.73826 | 0.73826 | 0.68734 | 0.41895 | 0.3396 | 0.33817
NSR Westar Consent - SO2 Cap Annual v4.10 | 672 | 7407 | Rate Constraint in MTons | FALSE | L | Annual | Allowances Purchased SO2 | Thousand Tons | 0 | 0 | 0 | 0 | 0 | 0 | 0
NSR Westar Consent - SO2 Cap Annual v4.10 | 672 | 7407 | Rate Constraint in MTons | FALSE | L | Annual | Allowances Sold SO2 | Thousand Tons | 0 | 0 | 0 | 0 | 0 | 0 | 0
NSR Westar Consent - SO2 Cap Annual v4.10 | 672 | 7407 | Rate Constraint in MTons | FALSE | L | Annual | Allowances Banked | Thousand Tons | 0 | 0 | 0 | 0 | 0 | 0 | 0
NSR Westar Consent - SO2 Cap Annual v4.10 | 672 | 7407 | Rate Constraint in MTons | FALSE | L | Annual | Allowances Withdrawn (1:1) | Thousand Tons | 0 | 0 | 0 | 0 | 0 | 0 | 0
NSR Westar Consent - SO2 Cap Annual v4.10 | 672 | 7407 | Rate Constraint in MTons | FALSE | L | Annual | Allowances Withdrawn (1:n) | Thousand Tons | 0 | 0 | 0 | 0 | 0 | 0 | 0
NSR Westar Consent - SO2 Cap Annual v4.10 | 672 | 7407 | Rate Constraint in MTons | FALSE | L | Annual | Total | Thousand Tons | 0.66489 | 0.73826 | 0.73826 | 0.68734 | 0.41895 | 0.3396 | 0.33817
NSR Westar Consent - SO2 Cap Annual v4.10 | 672 | 7407 | Rate Constraint in MTons | FALSE | L | Annual | Fuel Consumed | TBtu | 139.7061 | 154.5066 | 154.5066 | 143.9138 | 84.4712 | 68.6499 | 68.0898
NSR Westar Consent - SO2 Cap Annual v4.10 | 672 | 7407 | Rate Constraint in MTons | FALSE | L | Annual | Rate | lb/MMBtu | 0.0095184 | 0.0095564 | 0.0095564 | 0.0095521 | 0.0099194 | 0.0098936 | 0.009933
NSR Westar Consent - SO2 Cap Annual v4.10 | 672 | 7407 | Rate Constraint in MTons | FALSE | L | Annual | Generation | TWh | 12.5776 | 13.9017 | 12.2134 | 11.2645 | 7.5575 | 6.1418 | 6.0906
NSR Westar Consent - SO2 Cap Annual v4.10 | 672 | 7407 | Rate Constraint in MTons | FALSE | L | Annual | Qualifying Generation | TWh | 12.5776 | 13.9017 | 12.2134 | 11.2645 | 7.5575 | 6.1418 | 6.0906
NSR Westar Consent - SO2 Cap Annual v4.10 | 672 | 7407 | Rate Constraint in MTons | FALSE | L | Annual | Rate | lb/MWh | 0.10573 | 0.10621 | 0.12089 | 0.12204 | 0.11087 | 0.11059 | 0.11105
NSR Westar Consent - SO2 Cap Annual v4.10 | 672 | 7407 | Rate Constraint in MTons | FALSE | L | Annual | Constraint Shadow Price | US2022$/Ton | 0 | 0 | 0 | 0 | 0 | 0 | 0
NSR Westar Consent - SO2 Rate Annual v4.10 | 673 | 7408 | MACT Fuel Choice Floor in lbs/MMBtu | FALSE | L | Annual | Seasons Included | Seasons | Winter, Spring, Summer, Fall | Winter, Spring, Summer, Fall | Winter, Spring, Summer, Fall | Winter, Spring, Summer, Fall | Winter, Spring, Summer, Fall | Winter, Spring, Summer, Fall | Winter, Spring, Summer, Fall
NSR Westar Consent - SO2 Rate Annual v4.10 | 673 | 7408 | MACT Fuel Choice Floor in lbs/MMBtu | FALSE | L | Annual | Emission Floor SO2 | lbs/MMBtu | 0.07 | 0.07 | 0.07 | 0.07 | 0.07 | 0.07 | 0.07
NSR Westar Consent - SO2 Rate Annual v4.10 | 673 | 7408 | MACT Fuel Choice Floor in lbs/MMBtu | FALSE | L | Annual | Emissions at Affected Plants SO2 | Thousand Tons | 0.66489 | 0.73826 | 0.73826 | 0.68734 | 0.41895 | 0.3396 | 0.33817
NSR Westar Consent - SO2 Rate Annual v4.10 | 673 | 7408 | MACT Fuel Choice Floor in lbs/MMBtu | FALSE | L | Annual | Allowances Purchased SO2 | Thousand Tons | 0 | 0 | 0 | 0 | 0 | 0 | 0
NSR Westar Consent - SO2 Rate Annual v4.10 | 673 | 7408 | MACT Fuel Choice Floor in lbs/MMBtu | FALSE | L | Annual | Allowances Sold SO2 | Thousand Tons | 0 | 0 | 0 | 0 | 0 | 0 | 0
NSR Westar Consent - SO2 Rate Annual v4.10 | 673 | 7408 | MACT Fuel Choice Floor in lbs/MMBtu | FALSE | L | Annual | Allowances Banked | Thousand Tons | 0 | 0 | 0 | 0 | 0 | 0 | 0
NSR Westar Consent - SO2 Rate Annual v4.10 | 673 | 7408 | MACT Fuel Choice Floor in lbs/MMBtu | FALSE | L | Annual | Allowances Withdrawn (1:1) | Thousand Tons | 0 | 0 | 0 | 0 | 0 | 0 | 0
NSR Westar Consent - SO2 Rate Annual v4.10 | 673 | 7408 | MACT Fuel Choice Floor in lbs/MMBtu | FALSE | L | Annual | Allowances Withdrawn (1:n) | Thousand Tons | 0 | 0 | 0 | 0 | 0 | 0 | 0
NSR Westar Consent - SO2 Rate Annual v4.10 | 673 | 7408 | MACT Fuel Choice Floor in lbs/MMBtu | FALSE | L | Annual | Total | Thousand Tons | 0.66489 | 0.73826 | 0.73826 | 0.68734 | 0.41895 | 0.3396 | 0.33817
NSR Westar Consent - SO2 Rate Annual v4.10 | 673 | 7408 | MACT Fuel Choice Floor in lbs/MMBtu | FALSE | L | Annual | Fuel Consumed | TBtu | 139.7061 | 154.5066 | 154.5066 | 143.9138 | 84.4712 | 68.6499 | 68.0898
NSR Westar Consent - SO2 Rate Annual v4.10 | 673 | 7408 | MACT Fuel Choice Floor in lbs/MMBtu | FALSE | L | Annual | Rate | lbs/MMBtu | 0.0095184 | 0.0095564 | 0.0095564 | 0.0095521 | 0.0099194 | 0.0098936 | 0.009933
NSR Westar Consent - SO2 Rate Annual v4.10 | 673 | 7408 | MACT Fuel Choice Floor in lbs/MMBtu | FALSE | L | Annual | Generation | TWh | 12.5776 | 13.9017 | 12.2134 | 11.2645 | 7.5575 | 6.1418 | 6.0906
NSR Westar Consent - SO2 Rate Annual v4.10 | 673 | 7408 | MACT Fuel Choice Floor in lbs/MMBtu | FALSE | L | Annual | Qualifying Generation | TWh | 12.5776 | 13.9017 | 12.2134 | 11.2645 | 7.5575 | 6.1418 | 6.0906
NSR Westar Consent - SO2 Rate Annual v4.10 | 673 | 7408 | MACT Fuel Choice Floor in lbs/MMBtu | FALSE | L | Annual | Constraint Shadow Price | US2022$/Ton | 0 | 0 | 0 | 0 | 0 | 0 | 0
NSR Winyah 1 - NOX Rate Annual v3.1, Unit 4712 and retrofits | 674 | 7433 | Rate Constraint in lbs/MMBtu | FALSE | L | Annual | Seasons Included | Seasons | Winter, Spring, Summer, Fall | Winter, Spring, Summer, Fall | Winter, Spring, Summer, Fall | Winter, Spring, Summer, Fall | Winter, Spring, Summer, Fall | Winter, Spring, Summer, Fall | Winter, Spring, Summer, Fall
NSR Winyah 1 - NOX Rate Annual v3.1, Unit 4712 and retrofits | 674 | 7433 | Rate Constraint in lbs/MMBtu | FALSE | L | Annual | Standard NOX | lb/MMBtu | 0.1 | 0.1 | 0.1 | 0.1 | 0.1 | 0.1 | 0.1
NSR Winyah 1 - NOX Rate Annual v3.1, Unit 4712 and retrofits | 674 | 7433 | Rate Constraint in lbs/MMBtu | FALSE | L | Annual | Emissions at Affected Plants NOX | Thousand Tons | 0.144 | 0.73946 | 0 | 0 | 0 | 0 | 0
NSR Winyah 1 - NOX Rate Annual v3.1, Unit 4712 and retrofits | 674 | 7433 | Rate Constraint in lbs/MMBtu | FALSE | L | Annual | Allowances Purchased NOX | Thousand Tons | 0 | 0 | 0 | 0 | 0 | 0 | 0
NSR Winyah 1 - NOX Rate Annual v3.1, Unit 4712 and retrofits | 674 | 7433 | Rate Constraint in lbs/MMBtu | FALSE | L | Annual | Allowances Sold NOX | Thousand Tons | 0 | 0 | 0 | 0 | 0 | 0 | 0
NSR Winyah 1 - NOX Rate Annual v3.1, Unit 4712 and retrofits | 674 | 7433 | Rate Constraint in lbs/MMBtu | FALSE | L | Annual | Allowances Banked | Thousand Tons | 0 | 0 | 0 | 0 | 0 | 0 | 0
NSR Winyah 1 - NOX Rate Annual v3.1, Unit 4712 and retrofits | 674 | 7433 | Rate Constraint in lbs/MMBtu | FALSE | L | Annual | Allowances Withdrawn (1:1) | Thousand Tons | 0 | 0 | 0 | 0 | 0 | 0 | 0
NSR Winyah 1 - NOX Rate Annual v3.1, Unit 4712 and retrofits | 674 | 7433 | Rate Constraint in lbs/MMBtu | FALSE | L | Annual | Allowances Withdrawn (1:n) | Thousand Tons | 0 | 0 | 0 | 0 | 0 | 0 | 0
NSR Winyah 1 - NOX Rate Annual v3.1, Unit 4712 and retrofits | 674 | 7433 | Rate Constraint in lbs/MMBtu | FALSE | L | Annual | Total | Thousand Tons | 0.144 | 0.73946 | 0 | 0 | 0 | 0 | 0
NSR Winyah 1 - NOX Rate Annual v3.1, Unit 4712 and retrofits | 674 | 7433 | Rate Constraint in lbs/MMBtu | FALSE | L | Annual | Fuel Consumed | TBtu | 3.568 | 18.3216 | 0 | 0 | 0 | 0 | 0
NSR Winyah 1 - NOX Rate Annual v3.1, Unit 4712 and retrofits | 674 | 7433 | Rate Constraint in lbs/MMBtu | FALSE | L | Annual | Rate | lb/MMBtu | 0.08072 | 0.08072 | 0 | 0 | 0 | 0 | 0
NSR Winyah 1 - NOX Rate Annual v3.1, Unit 4712 and retrofits | 674 | 7433 | Rate Constraint in lbs/MMBtu | FALSE | L | Annual | Generation | TWh | 0.33188 | 1.7042 | 0 | 0 | 0 | 0 | 0
NSR Winyah 1 - NOX Rate Annual v3.1, Unit 4712 and retrofits | 674 | 7433 | Rate Constraint in lbs/MMBtu | FALSE | L | Annual | Qualifying Generation | TWh | 0.33188 | 1.7042 | 0 | 0 | 0 | 0 | 0
NSR Winyah 1 - NOX Rate Annual v3.1, Unit 4712 and retrofits | 674 | 7433 | Rate Constraint in lbs/MMBtu | FALSE | L | Annual | Rate | lb/MWh | 0.86782 | 0.86782 | 0 | 0 | 0 | 0 | 0
NSR Winyah 1 - NOX Rate Annual v3.1, Unit 4712 and retrofits | 674 | 7433 | Rate Constraint in lbs/MMBtu | FALSE | L | Annual | Constraint Shadow Price | US2022$/Ton | 0 | 0 | 0 | 0 | 0 | 0 | 0
NSR Winyah 2-4 - NOX Rate Annual v3.1, Unit 4709 and retrofits | 675 | 7434 | Rate Constraint in lbs/MMBtu | FALSE | L | Annual | Seasons Included | Seasons | Winter, Spring, Summer, Fall | Winter, Spring, Summer, Fall | Winter, Spring, Summer, Fall | Winter, Spring, Summer, Fall | Winter, Spring, Summer, Fall | Winter, Spring, Summer, Fall | Winter, Spring, Summer, Fall
NSR Winyah 2-4 - NOX Rate Annual v3.1, Unit 4709 and retrofits | 675 | 7434 | Rate Constraint in lbs/MMBtu | FALSE | L | Annual | Standard NOX | lb/MMBtu | 0.12 | 0.12 | 0.12 | 0.12 | 0.12 | 0.12 | 0.12
NSR Winyah 2-4 - NOX Rate Annual v3.1, Unit 4709 and retrofits | 675 | 7434 | Rate Constraint in lbs/MMBtu | FALSE | L | Annual | Emissions at Affected Plants NOX | Thousand Tons | 0.16672 | 0.82261 | 0 | 0 | 0 | 0 | 0
NSR Winyah 2-4 - NOX Rate Annual v3.1, Unit 4709 and retrofits | 675 | 7434 | Rate Constraint in lbs/MMBtu | FALSE | L | Annual | Allowances Purchased NOX | Thousand Tons | 0 | 0 | 0 | 0 | 0 | 0 | 0
NSR Winyah 2-4 - NOX Rate Annual v3.1, Unit 4709 and retrofits | 675 | 7434 | Rate Constraint in lbs/MMBtu | FALSE | L | Annual | Allowances Sold NOX | Thousand Tons | 0 | 0 | 0 | 0 | 0 | 0 | 0
NSR Winyah 2-4 - NOX Rate Annual v3.1, Unit 4709 and retrofits | 675 | 7434 | Rate Constraint in lbs/MMBtu | FALSE | L | Annual | Allowances Banked | Thousand Tons | 0 | 0 | 0 | 0 | 0 | 0 | 0
NSR Winyah 2-4 - NOX Rate Annual v3.1, Unit 4709 and retrofits | 675 | 7434 | Rate Constraint in lbs/MMBtu | FALSE | L | Annual | Allowances Withdrawn (1:1) | Thousand Tons | 0 | 0 | 0 | 0 | 0 | 0 | 0
NSR Winyah 2-4 - NOX Rate Annual v3.1, Unit 4709 and retrofits | 675 | 7434 | Rate Constraint in lbs/MMBtu | FALSE | L | Annual | Allowances Withdrawn (1:n) | Thousand Tons | 0 | 0 | 0 | 0 | 0 | 0 | 0
NSR Winyah 2-4 - NOX Rate Annual v3.1, Unit 4709 and retrofits | 675 | 7434 | Rate Constraint in lbs/MMBtu | FALSE | L | Annual | Total | Thousand Tons | 0.16672 | 0.82261 | 0 | 0 | 0 | 0 | 0
NSR Winyah 2-4 - NOX Rate Annual v3.1, Unit 4709 and retrofits | 675 | 7434 | Rate Constraint in lbs/MMBtu | FALSE | L | Annual | Fuel Consumed | TBtu | 3.9415 | 19.4472 | 0 | 0 | 0 | 0 | 0
NSR Winyah 2-4 - NOX Rate Annual v3.1, Unit 4709 and retrofits | 675 | 7434 | Rate Constraint in lbs/MMBtu | FALSE | L | Annual | Rate | lb/MMBtu | 0.0846 | 0.0846 | 0 | 0 | 0 | 0 | 0
NSR Winyah 2-4 - NOX Rate Annual v3.1, Unit 4709 and retrofits | 675 | 7434 | Rate Constraint in lbs/MMBtu | FALSE | L | Annual | Generation | TWh | 0.36549 | 1.8033 | 0 | 0 | 0 | 0 | 0
NSR Winyah 2-4 - NOX Rate Annual v3.1, Unit 4709 and retrofits | 675 | 7434 | Rate Constraint in lbs/MMBtu | FALSE | L | Annual | Qualifying Generation | TWh | 0.36549 | 1.8033 | 0 | 0 | 0 | 0 | 0
NSR Winyah 2-4 - NOX Rate Annual v3.1, Unit 4709 and retrofits | 675 | 7434 | Rate Constraint in lbs/MMBtu | FALSE | L | Annual | Rate | lb/MWh | 0.91233 | 0.91233 | 0 | 0 | 0 | 0 | 0
NSR Winyah 2-4 - NOX Rate Annual v3.1, Unit 4709 and retrofits | 675 | 7434 | Rate Constraint in lbs/MMBtu | FALSE | L | Annual | Constraint Shadow Price | US2022$/Ton | 0 | 0 | 0 | 0 | 0 | 0 | 0
NSR Winyah 2-4 - NOX Rate Annual v3.1, Unit 4710 and retrofits | 676 | 7434 | Rate Constraint in lbs/MMBtu | FALSE | L | Annual | Seasons Included | Seasons | Winter, Spring, Summer, Fall | Winter, Spring, Summer, Fall | Winter, Spring, Summer, Fall | Winter, Spring, Summer, Fall | Winter, Spring, Summer, Fall | Winter, Spring, Summer, Fall | Winter, Spring, Summer, Fall
NSR Winyah 2-4 - NOX Rate Annual v3.1, Unit 4710 and retrofits | 676 | 7434 | Rate Constraint in lbs/MMBtu | FALSE | L | Annual | Standard NOX | lb/MMBtu | 0.12 | 0.12 | 0.12 | 0.12 | 0.12 | 0.12 | 0.12
NSR Winyah 2-4 - NOX Rate Annual v3.1, Unit 4710 and retrofits | 676 | 7434 | Rate Constraint in lbs/MMBtu | FALSE | L | Annual | Emissions at Affected Plants NOX | Thousand Tons | 0.19005 | 0.96452 | 0.020403 | 0.022734 | 0.018563 | 0.015577 | 0.022027
NSR Winyah 2-4 - NOX Rate Annual v3.1, Unit 4710 and retrofits | 676 | 7434 | Rate Constraint in lbs/MMBtu | FALSE | L | Annual | Allowances Purchased NOX | Thousand Tons | 0 | 0 | 0 | 0 | 0 | 0 | 0
NSR Winyah 2-4 - NOX Rate Annual v3.1, Unit 4710 and retrofits | 676 | 7434 | Rate Constraint in lbs/MMBtu | FALSE | L | Annual | Allowances Sold NOX | Thousand Tons | 0 | 0 | 0 | 0 | 0 | 0 | 0
NSR Winyah 2-4 - NOX Rate Annual v3.1, Unit 4710 and retrofits | 676 | 7434 | Rate Constraint in lbs/MMBtu | FALSE | L | Annual | Allowances Banked | Thousand Tons | 0 | 0 | 0 | 0 | 0 | 0 | 0
NSR Winyah 2-4 - NOX Rate Annual v3.1, Unit 4710 and retrofits | 676 | 7434 | Rate Constraint in lbs/MMBtu | FALSE | L | Annual | Allowances Withdrawn (1:1) | Thousand Tons | 0 | 0 | 0 | 0 | 0 | 0 | 0
NSR Winyah 2-4 - NOX Rate Annual v3.1, Unit 4710 and retrofits | 676 | 7434 | Rate Constraint in lbs/MMBtu | FALSE | L | Annual | Allowances Withdrawn (1:n) | Thousand Tons | 0 | 0 | 0 | 0 | 0 | 0 | 0
NSR Winyah 2-4 - NOX Rate Annual v3.1, Unit 4710 and retrofits | 676 | 7434 | Rate Constraint in lbs/MMBtu | FALSE | L | Annual | Total | Thousand Tons | 0.19005 | 0.96452 | 0.020403 | 0.022734 | 0.018563 | 0.015577 | 0.022027
NSR Winyah 2-4 - NOX Rate Annual v3.1, Unit 4710 and retrofits | 676 | 7434 | Rate Constraint in lbs/MMBtu | FALSE | L | Annual | Fuel Consumed | TBtu | 3.7822 | 19.1944 | 0.40602 | 0.45243 | 0.36941 | 0.30999 | 0.43836
NSR Winyah 2-4 - NOX Rate Annual v3.1, Unit 4710 and retrofits | 676 | 7434 | Rate Constraint in lbs/MMBtu | FALSE | L | Annual | Rate | lb/MMBtu | 0.1005 | 0.1005 | 0.1005 | 0.1005 | 0.1005 | 0.1005 | 0.1005
NSR Winyah 2-4 - NOX Rate Annual v3.1, Unit 4710 and retrofits | 676 | 7434 | Rate Constraint in lbs/MMBtu | FALSE | L | Annual | Generation | TWh | 0.3501 | 1.7768 | 0.037584 | 0.04188 | 0.034195 | 0.028695 | 0.040577
NSR Winyah 2-4 - NOX Rate Annual v3.1, Unit 4710 and retrofits | 676 | 7434 | Rate Constraint in lbs/MMBtu | FALSE | L | Annual | Qualifying Generation | TWh | 0.3501 | 1.7768 | 0.037584 | 0.04188 | 0.034195 | 0.028695 | 0.040577
NSR Winyah 2-4 - NOX Rate Annual v3.1, Unit 4710 and retrofits | 676 | 7434 | Rate Constraint in lbs/MMBtu | FALSE | L | Annual | Rate | lb/MWh | 1.0857 | 1.0857 | 1.0857 | 1.0857 | 1.0857 | 1.0857 | 1.0857
NSR Winyah 2-4 - NOX Rate Annual v3.1, Unit 4710 and retrofits | 676 | 7434 | Rate Constraint in lbs/MMBtu | FALSE | L | Annual | Constraint Shadow Price | US2022$/Ton | 0 | 0 | 0 | 0 | 0 | 0 | 0
NSR Winyah 2-4 - NOX Rate Annual v3.1, Unit 4711 and retrofits | 677 | 7434 | Rate Constraint in lbs/MMBtu | FALSE | L | Annual | Seasons Included | Seasons | Winter, Spring, Summer, Fall | Winter, Spring, Summer, Fall | Winter, Spring, Summer, Fall | Winter, Spring, Summer, Fall | Winter, Spring, Summer, Fall | Winter, Spring, Summer, Fall | Winter, Spring, Summer, Fall
NSR Winyah 2-4 - NOX Rate Annual v3.1, Unit 4711 and retrofits | 677 | 7434 | Rate Constraint in lbs/MMBtu | FALSE | L | Annual | Standard NOX | lb/MMBtu | 0.12 | 0.12 | 0.12 | 0.12 | 0.12 | 0.12 | 0.12
NSR Winyah 2-4 - NOX Rate Annual v3.1, Unit 4711 and retrofits | 677 | 7434 | Rate Constraint in lbs/MMBtu | FALSE | L | Annual | Emissions at Affected Plants NOX | Thousand Tons | 0.14066 | 0.79099 | 0 | 0 | 0 | 0 | 0
NSR Winyah 2-4 - NOX Rate Annual v3.1, Unit 4711 and retrofits | 677 | 7434 | Rate Constraint in lbs/MMBtu | FALSE | L | Annual | Allowances Purchased NOX | Thousand Tons | 0 | 0 | 0 | 0 | 0 | 0 | 0
NSR Winyah 2-4 - NOX Rate Annual v3.1, Unit 4711 and retrofits | 677 | 7434 | Rate Constraint in lbs/MMBtu | FALSE | L | Annual | Allowances Sold NOX | Thousand Tons | 0 | 0 | 0 | 0 | 0 | 0 | 0
NSR Winyah 2-4 - NOX Rate Annual v3.1, Unit 4711 and retrofits | 677 | 7434 | Rate Constraint in lbs/MMBtu | FALSE | L | Annual | Allowances Banked | Thousand Tons | 0 | 0 | 0 | 0 | 0 | 0 | 0
NSR Winyah 2-4 - NOX Rate Annual v3.1, Unit 4711 and retrofits | 677 | 7434 | Rate Constraint in lbs/MMBtu | FALSE | L | Annual | Allowances Withdrawn (1:1) | Thousand Tons | 0 | 0 | 0 | 0 | 0 | 0 | 0
NSR Winyah 2-4 - NOX Rate Annual v3.1, Unit 4711 and retrofits | 677 | 7434 | Rate Constraint in lbs/MMBtu | FALSE | L | Annual | Allowances Withdrawn (1:n) | Thousand Tons | 0 | 0 | 0 | 0 | 0 | 0 | 0
NSR Winyah 2-4 - NOX Rate Annual v3.1, Unit 4711 and retrofits | 677 | 7434 | Rate Constraint in lbs/MMBtu | FALSE | L | Annual | Total | Thousand Tons | 0.14066 | 0.79099 | 0 | 0 | 0 | 0 | 0
NSR Winyah 2-4 - NOX Rate Annual v3.1, Unit 4711 and retrofits | 677 | 7434 | Rate Constraint in lbs/MMBtu | FALSE | L | Annual | Fuel Consumed | TBtu | 3.2152 | 18.0799 | 0 | 0 | 0 | 0 | 0
NSR Winyah 2-4 - NOX Rate Annual v3.1, Unit 4711 and retrofits | 677 | 7434 | Rate Constraint in lbs/MMBtu | FALSE | L | Annual | Rate | lb/MMBtu | 0.0875 | 0.0875 | 0 | 0 | 0 | 0 | 0
NSR Winyah 2-4 - NOX Rate Annual v3.1, Unit 4711 and retrofits | 677 | 7434 | Rate Constraint in lbs/MMBtu | FALSE | L | Annual | Generation | TWh | 0.30085 | 1.6918 | 0 | 0 | 0 | 0 | 0
NSR Winyah 2-4 - NOX Rate Annual v3.1, Unit 4711 and retrofits | 677 | 7434 | Rate Constraint in lbs/MMBtu | FALSE | L | Annual | Qualifying Generation | TWh | 0.30085 | 1.6918 | 0 | 0 | 0 | 0 | 0
NSR Winyah 2-4 - NOX Rate Annual v3.1, Unit 4711 and retrofits | 677 | 7434 | Rate Constraint in lbs/MMBtu | FALSE | L | Annual | Rate | lb/MWh | 0.93511 | 0.93511 | 0 | 0 | 0 | 0 | 0
NSR Winyah 2-4 - NOX Rate Annual v3.1, Unit 4711 and retrofits | 677 | 7434 | Rate Constraint in lbs/MMBtu | FALSE | L | Annual | Constraint Shadow Price | US2022$/Ton | 0 | 0 | 0 | 0 | 0 | 0 | 0
NSR WPS Consent - NOX Cap Annual v5.12 | 678 | 7409 | Rate Constraint in MTons | FALSE | L | Annual | Seasons Included | Seasons | Winter, Spring, Summer, Fall | Winter, Spring, Summer, Fall | Winter, Spring, Summer, Fall | Winter, Spring, Summer, Fall | Winter, Spring, Summer, Fall | Winter, Spring, Summer, Fall | Winter, Spring, Summer, Fall
NSR WPS Consent - NOX Cap Annual v5.12 | 678 | 7409 | Rate Constraint in MTons | FALSE | L | Annual | Standard NOX | Thousand Tons | 3.7 | 3.7 | 3.7 | 3.7 | 3.7 | 3.7 | 3.7
NSR WPS Consent - NOX Cap Annual v5.12 | 678 | 7409 | Rate Constraint in MTons | FALSE | L | Annual | Emissions at Affected Plants NOX | Thousand Tons | 1.3657 | 1.5756 | 1.6203 | 1.6203 | 1.6203 | 1.4079 | 1.4214
NSR WPS Consent - NOX Cap Annual v5.12 | 678 | 7409 | Rate Constraint in MTons | FALSE | L | Annual | Allowances Purchased NOX | Thousand Tons | 0 | 0 | 0 | 0 | 0 | 0 | 0
NSR WPS Consent - NOX Cap Annual v5.12 | 678 | 7409 | Rate Constraint in MTons | FALSE | L | Annual | Allowances Sold NOX | Thousand Tons | 0 | 0 | 0 | 0 | 0 | 0 | 0
NSR WPS Consent - NOX Cap Annual v5.12 | 678 | 7409 | Rate Constraint in MTons | FALSE | L | Annual | Allowances Banked | Thousand Tons | 0 | 0 | 0 | 0 | 0 | 0 | 0
NSR WPS Consent - NOX Cap Annual v5.12 | 678 | 7409 | Rate Constraint in MTons | FALSE | L | Annual | Allowances Withdrawn (1:1) | Thousand Tons | 0 | 0 | 0 | 0 | 0 | 0 | 0
NSR WPS Consent - NOX Cap Annual v5.12 | 678 | 7409 | Rate Constraint in MTons | FALSE | L | Annual | Allowances Withdrawn (1:n) | Thousand Tons | 0 | 0 | 0 | 0 | 0 | 0 | 0
NSR WPS Consent - NOX Cap Annual v5.12 | 678 | 7409 | Rate Constraint in MTons | FALSE | L | Annual | Total | Thousand Tons | 1.3657 | 1.5756 | 1.6203 | 1.6203 | 1.6203 | 1.4079 | 1.4214
NSR WPS Consent - NOX Cap Annual v5.12 | 678 | 7409 | Rate Constraint in MTons | FALSE | L | Annual | Fuel Consumed | TBtu | 49.9471 | 57.5133 | 59.0943 | 59.0943 | 59.0943 | 51.4631 | 51.9419
NSR WPS Consent - NOX Cap Annual v5.12 | 678 | 7409 | Rate Constraint in MTons | FALSE | L | Annual | Rate | lb/MMBtu | 0.054687 | 0.054791 | 0.054837 | 0.054837 | 0.054837 | 0.054715 | 0.054732
NSR WPS Consent - NOX Cap Annual v5.12 | 678 | 7409 | Rate Constraint in MTons | FALSE | L | Annual | Generation | TWh | 5.1063 | 5.8728 | 6.031 | 6.031 | 6.031 | 5.2596 | 5.3075
NSR WPS Consent - NOX Cap Annual v5.12 | 678 | 7409 | Rate Constraint in MTons | FALSE | L | Annual | Qualifying Generation | TWh | 5.1063 | 5.8728 | 6.031 | 6.031 | 6.031 | 5.2596 | 5.3075
NSR WPS Consent - NOX Cap Annual v5.12 | 678 | 7409 | Rate Constraint in MTons | FALSE | L | Annual | Rate | lb/MWh | 0.53491 | 0.53658 | 0.53732 | 0.53732 | 0.53732 | 0.53536 | 0.53563
NSR WPS Consent - NOX Cap Annual v5.12 | 678 | 7409 | Rate Constraint in MTons | FALSE | L | Annual | Constraint Shadow Price | US2022$/Ton | 0 | 0 | 0 | 0 | 0 | 0 | 0
NSR WPS Consent - SO2 Cap Annual v5.12 | 679 | 7410 | Rate Constraint in MTons | FALSE | L | Annual | Seasons Included | Seasons | Winter, Spring, Summer, Fall | Winter, Spring, Summer, Fall | Winter, Spring, Summer, Fall | Winter, Spring, Summer, Fall | Winter, Spring, Summer, Fall | Winter, Spring, Summer, Fall | Winter, Spring, Summer, Fall
NSR WPS Consent - SO2 Cap Annual v5.12 | 679 | 7410 | Rate Constraint in MTons | FALSE | L | Annual | Standard SO2 | Thousand Tons | 4.25 | 4.25 | 4.25 | 4.25 | 4.25 | 4.25 | 4.25
NSR WPS Consent - SO2 Cap Annual v5.12 | 679 | 7410 | Rate Constraint in MTons | FALSE | L | Annual | Emissions at Affected Plants SO2 | Thousand Tons | 0.79874 | 0.87478 | 0.87825 | 0.87825 | 0.87825 | 0.81207 | 0.81312
NSR WPS Consent - SO2 Cap Annual v5.12 | 679 | 7410 | Rate Constraint in MTons | FALSE | L | Annual | Allowances Purchased SO2 | Thousand Tons | 0 | 0 | 0 | 0 | 0 | 0 | 0
NSR WPS Consent - SO2 Cap Annual v5.12 | 679 | 7410 | Rate Constraint in MTons | FALSE | L | Annual | Allowances Sold SO2 | Thousand Tons | 0 | 0 | 0 | 0 | 0 | 0 | 0
NSR WPS Consent - SO2 Cap Annual v5.12 | 679 | 7410 | Rate Constraint in MTons | FALSE | L | Annual | Allowances Banked | Thousand Tons | 0 | 0 | 0 | 0 | 0 | 0 | 0
NSR WPS Consent - SO2 Cap Annual v5.12 | 679 | 7410 | Rate Constraint in MTons | FALSE | L | Annual | Allowances Withdrawn (1:1) | Thousand Tons | 0 | 0 | 0 | 0 | 0 | 0 | 0
NSR WPS Consent - SO2 Cap Annual v5.12 | 679 | 7410 | Rate Constraint in MTons | FALSE | L | Annual | Allowances Withdrawn (1:n) | Thousand Tons | 0 | 0 | 0 | 0 | 0 | 0 | 0
NSR WPS Consent - SO2 Cap Annual v5.12 | 679 | 7410 | Rate Constraint in MTons | FALSE | L | Annual | Total | Thousand Tons | 0.79874 | 0.87478 | 0.87825 | 0.87825 | 0.87825 | 0.81207 | 0.81312
NSR WPS Consent - SO2 Cap Annual v5.12 | 679 | 7410 | Rate Constraint in MTons | FALSE | L | Annual | Fuel Consumed | TBtu | 49.9471 | 57.5133 | 59.0943 | 59.0943 | 59.0943 | 51.4631 | 51.9419
NSR WPS Consent - SO2 Cap Annual v5.12 | 679 | 7410 | Rate Constraint in MTons | FALSE | L | Annual | Rate | lb/MMBtu | 0.031983 | 0.03042 | 0.029724 | 0.029724 | 0.029724 | 0.031559 | 0.031309
NSR WPS Consent - SO2 Cap Annual v5.12 | 679 | 7410 | Rate Constraint in MTons | FALSE | L | Annual | Generation | TWh | 5.1063 | 5.8728 | 6.031 | 6.031 | 6.031 | 5.2596 | 5.3075
NSR WPS Consent - SO2 Cap Annual v5.12 | 679 | 7410 | Rate Constraint in MTons | FALSE | L | Annual | Qualifying Generation | TWh | 5.1063 | 5.8728 | 6.031 | 6.031 | 6.031 | 5.2596 | 5.3075
NSR WPS Consent - SO2 Cap Annual v5.12 | 679 | 7410 | Rate Constraint in MTons | FALSE | L | Annual | Rate | lb/MWh | 0.31284 | 0.29791 | 0.29125 | 0.29125 | 0.29125 | 0.3088 | 0.3064
NSR WPS Consent - SO2 Cap Annual v5.12 | 679 | 7410 | Rate Constraint in MTons | FALSE | L | Annual | Constraint Shadow Price | US2022$/Ton | 0 | 0 | 0 | 0 | 0 | 0 | 0
NSR WPS Weston 3 - NOX Rate Annual v5.12, Unit 3161 and retrofits | 680 | 7411 | Rate Constraint in lbs/MMBtu | FALSE | L | Annual | Seasons Included | Seasons | Winter, Spring, Summer, Fall | Winter, Spring, Summer, Fall | Winter, Spring, Summer, Fall | Winter, Spring, Summer, Fall | Winter, Spring, Summer, Fall | Winter, Spring, Summer, Fall | Winter, Spring, Summer, Fall
NSR WPS Weston 3 - NOX Rate Annual v5.12, Unit 3161 and retrofits | 680 | 7411 | Rate Constraint in lbs/MMBtu | FALSE | L | Annual | Standard NOX | lb/MMBtu | 0.1 | 0.1 | 0.1 | 0.1 | 0.1 | 0.1 | 0.1
NSR WPS Weston 3 - NOX Rate Annual v5.12, Unit 3161 and retrofits | 680 | 7411 | Rate Constraint in lbs/MMBtu | FALSE | L | Annual | Emissions at Affected Plants NOX | Thousand Tons | 0.4688 | 0.60132 | 0.64601 | 0.64601 | 0.64601 | 0.49795 | 0.51149
NSR WPS Weston 3 - NOX Rate Annual v5.12, Unit 3161 and retrofits | 680 | 7411 | Rate Constraint in lbs/MMBtu | FALSE | L | Annual | Allowances Purchased NOX | Thousand Tons | 0 | 0 | 0 | 0 | 0 | 0 | 0
NSR WPS Weston 3 - NOX Rate Annual v5.12, Unit 3161 and retrofits | 680 | 7411 | Rate Constraint in lbs/MMBtu | FALSE | L | Annual | Allowances Sold NOX | Thousand Tons | 0 | 0 | 0 | 0 | 0 | 0 | 0
NSR WPS Weston 3 - NOX Rate Annual v5.12, Unit 3161 and retrofits | 680 | 7411 | Rate Constraint in lbs/MMBtu | FALSE | L | Annual | Allowances Banked | Thousand Tons | 0 | 0 | 0 | 0 | 0 | 0 | 0
NSR WPS Weston 3 - NOX Rate Annual v5.12, Unit 3161 and retrofits | 680 | 7411 | Rate Constraint in lbs/MMBtu | FALSE | L | Annual | Allowances Withdrawn (1:1) | Thousand Tons | 0 | 0 | 0 | 0 | 0 | 0 | 0
NSR WPS Weston 3 - NOX Rate Annual v5.12, Unit 3161 and retrofits | 680 | 7411 | Rate Constraint in lbs/MMBtu | FALSE | L | Annual | Allowances Withdrawn (1:n) | Thousand Tons | 0 | 0 | 0 | 0 | 0 | 0 | 0
NSR WPS Weston 3 - NOX Rate Annual v5.12, Unit 3161 and retrofits | 680 | 7411 | Rate Constraint in lbs/MMBtu | FALSE | L | Annual | Total | Thousand Tons | 0.4688 | 0.60132 | 0.64601 | 0.64601 | 0.64601 | 0.49795 | 0.51149
NSR WPS Weston 3 - NOX Rate Annual v5.12, Unit 3161 and retrofits | 680 | 7411 | Rate Constraint in lbs/MMBtu | FALSE | L | Annual | Fuel Consumed | TBtu | 16.5859 | 21.2745 | 22.8555 | 22.8555 | 22.8555 | 17.6173 | 18.0961
NSR WPS Weston 3 - NOX Rate Annual v5.12, Unit 3161 and retrofits | 680 | 7411 | Rate Constraint in lbs/MMBtu | FALSE | L | Annual | Rate | lb/MMBtu | 0.05653 | 0.05653 | 0.05653 | 0.05653 | 0.05653 | 0.05653 | 0.05653
NSR WPS Weston 3 - NOX Rate Annual v5.12, Unit 3161 and retrofits | 680 | 7411 | Rate Constraint in lbs/MMBtu | FALSE | L | Annual | Generation | TWh | 1.6596 | 2.1287 | 2.2869 | 2.2869 | 2.2869 | 1.7628 | 1.8107
NSR WPS Weston 3 - NOX Rate Annual v5.12, Unit 3161 and retrofits | 680 | 7411 | Rate Constraint in lbs/MMBtu | FALSE | L | Annual | Qualifying Generation | TWh | 1.6596 | 2.1287 | 2.2869 | 2.2869 | 2.2869 | 1.7628 | 1.8107
NSR WPS Weston 3 - NOX Rate Annual v5.12, Unit 3161 and retrofits | 680 | 7411 | Rate Constraint in lbs/MMBtu | FALSE | L | Annual | Rate | lb/MWh | 0.56496 | 0.56496 | 0.56496 | 0.56496 | 0.56496 | 0.56496 | 0.56496
NSR WPS Weston 3 - NOX Rate Annual v5.12, Unit 3161 and retrofits | 680 | 7411 | Rate Constraint in lbs/MMBtu | FALSE | L | Annual | Constraint Shadow Price | US2022$/Ton | 0 | 0 | 0 | 0 | 0 | 0 | 0
NSR WPS Weston 3 - SO2 Rate Annual v5.12, Unit 3161 and retrofits | 681 | 7412 | Rate Constraint in lbs/MMBtu | FALSE | L | Annual | Seasons Included | Seasons | Winter, Spring, Summer, Fall | Winter, Spring, Summer, Fall | Winter, Spring, Summer, Fall | Winter, Spring, Summer, Fall | Winter, Spring, Summer, Fall | Winter, Spring, Summer, Fall | Winter, Spring, Summer, Fall
NSR WPS Weston 3 - SO2 Rate Annual v5.12, Unit 3161 and retrofits | 681 | 7412 | Rate Constraint in lbs/MMBtu | FALSE | L | Annual | Standard SO2 | lb/MMBtu | 0.08 | 0.08 | 0.08 | 0.08 | 0.08 | 0.08 | 0.08
NSR WPS Weston 3 - SO2 Rate Annual v5.12, Unit 3161 and retrofits | 681 | 7412 | Rate Constraint in lbs/MMBtu | FALSE | L | Annual | Emissions at Affected Plants SO2 | Thousand Tons | 0.036385 | 0.046671 | 0.050139 | 0.050139 | 0.050139 | 0.038648 | 0.039698
NSR WPS Weston 3 - SO2 Rate Annual v5.12, Unit 3161 and retrofits | 681 | 7412 | Rate Constraint in lbs/MMBtu | FALSE | L | Annual | Allowances Purchased SO2 | Thousand Tons | 0 | 0 | 0 | 0 | 0 | 0 | 0
NSR WPS Weston 3 - SO2 Rate Annual v5.12, Unit 3161 and retrofits | 681 | 7412 | Rate Constraint in lbs/MMBtu | FALSE | L | Annual | Allowances Sold SO2 | Thousand Tons | 0 | 0 | 0 | 0 | 0 | 0 | 0
NSR WPS Weston 3 - SO2 Rate Annual v5.12, Unit 3161 and retrofits | 681 | 7412 | Rate Constraint in lbs/MMBtu | FALSE | L | Annual | Allowances Banked | Thousand Tons | 0 | 0 | 0 | 0 | 0 | 0 | 0
NSR WPS Weston 3 - SO2 Rate Annual v5.12, Unit 3161 and retrofits | 681 | 7412 | Rate Constraint in lbs/MMBtu | FALSE | L | Annual | Allowances Withdrawn (1:1) | Thousand Tons | 0 | 0 | 0 | 0 | 0 | 0 | 0
NSR WPS Weston 3 - SO2 Rate Annual v5.12, Unit 3161 and retrofits | 681 | 7412 | Rate Constraint in lbs/MMBtu | FALSE | L | Annual | Allowances Withdrawn (1:n) | Thousand Tons | 0 | 0 | 0 | 0 | 0 | 0 | 0
NSR WPS Weston 3 - SO2 Rate Annual v5.12, Unit 3161 and retrofits | 681 | 7412 | Rate Constraint in lbs/MMBtu | FALSE | L | Annual | Total | Thousand Tons | 0.036385 | 0.046671 | 0.050139 | 0.050139 | 0.050139 | 0.038648 | 0.039698
NSR WPS Weston 3 - SO2 Rate Annual v5.12, Unit 3161 and retrofits | 681 | 7412 | Rate Constraint in lbs/MMBtu | FALSE | L | Annual | Fuel Consumed | TBtu | 16.5859 | 21.2745 | 22.8555 | 22.8555 | 22.8555 | 17.6173 | 18.0961
NSR WPS Weston 3 - SO2 Rate Annual v5.12, Unit 3161 and retrofits | 681 | 7412 | Rate Constraint in lbs/MMBtu | FALSE | L | Annual | Rate | lb/MMBtu | 0.0043875 | 0.0043875 | 0.0043875 | 0.0043875 | 0.0043875 | 0.0043875 | 0.0043875
NSR WPS Weston 3 - SO2 Rate Annual v5.12, Unit 3161 and retrofits | 681 | 7412 | Rate Constraint in lbs/MMBtu | FALSE | L | Annual | Generation | TWh | 1.6596 | 2.1287 | 2.2869 | 2.2869 | 2.2869 | 1.7628 | 1.8107
NSR WPS Weston 3 - SO2 Rate Annual v5.12, Unit 3161 and retrofits | 681 | 7412 | Rate Constraint in lbs/MMBtu | FALSE | L | Annual | Qualifying Generation | TWh | 1.6596 | 2.1287 | 2.2869 | 2.2869 | 2.2869 | 1.7628 | 1.8107
NSR WPS Weston 3 - SO2 Rate Annual v5.12, Unit 3161 and retrofits | 681 | 7412 | Rate Constraint in lbs/MMBtu | FALSE | L | Annual | Rate | lb/MWh | 0.043848 | 0.043848 | 0.043848 | 0.043848 | 0.043848 | 0.043848 | 0.043848
NSR WPS Weston 3 - SO2 Rate Annual v5.12, Unit 3161 and retrofits | 681 | 7412 | Rate Constraint in lbs/MMBtu | FALSE | L | Annual | Constraint Shadow Price | US2022$/Ton | 0 | 0 | 0 | 0 | 0 | 0 | 0
NSR WPS Weston 4 - SO2 Rate Annual v5.12, Unit 2563 and retrofits | 682 | 7413 | Rate Constraint in lbs/MMBtu | FALSE | L | Annual | Seasons Included | Seasons | Winter, Spring, Summer, Fall | Winter, Spring, Summer, Fall | Winter, Spring, Summer, Fall | Winter, Spring, Summer, Fall | Winter, Spring, Summer, Fall | Winter, Spring, Summer, Fall | Winter, Spring, Summer, Fall
NSR WPS Weston 4 - SO2 Rate Annual v5.12, Unit 2563 and retrofits | 682 | 7413 | Rate Constraint in lbs/MMBtu | FALSE | L | Annual | Standard SO2 | lb/MMBtu | 0.08 | 0.08 | 0.08 | 0.08 | 0.08 | 0.08 | 0.08
NSR WPS Weston 4 - SO2 Rate Annual v5.12, Unit 2563 and retrofits | 682 | 7413 | Rate Constraint in lbs/MMBtu | FALSE | L | Annual | Emissions at Affected Plants SO2 | Thousand Tons | 0.76235 | 0.82811 | 0.82811 | 0.82811 | 0.82811 | 0.77343 | 0.77343
NSR WPS Weston 4 - SO2 Rate Annual v5.12, Unit 2563 and retrofits | 682 | 7413 | Rate Constraint in lbs/MMBtu | FALSE | L | Annual | Allowances Purchased SO2 | Thousand Tons | 0 | 0 | 0 | 0 | 0 | 0 | 0
NSR WPS Weston 4 - SO2 Rate Annual v5.12, Unit 2563 and retrofits | 682 | 7413 | Rate Constraint in lbs/MMBtu | FALSE | L | Annual | Allowances Sold SO2 | Thousand Tons | 0 | 0 | 0 | 0 | 0 | 0 | 0
NSR WPS Weston 4 - SO2 Rate Annual v5.12, Unit 2563 and retrofits | 682 | 7413 | Rate Constraint in lbs/MMBtu | FALSE | L | Annual | Allowances Banked | Thousand Tons | 0 | 0 | 0 | 0 | 0 | 0 | 0
NSR WPS Weston 4 - SO2 Rate Annual v5.12, Unit 2563 and retrofits | 682 | 7413 | Rate Constraint in lbs/MMBtu | FALSE | L | Annual | Allowances Withdrawn (1:1) | Thousand Tons | 0 | 0 | 0 | 0 | 0 | 0 | 0
NSR WPS Weston 4 - SO2 Rate Annual v5.12, Unit 2563 and retrofits | 682 | 7413 | Rate Constraint in lbs/MMBtu | FALSE | L | Annual | Allowances Withdrawn (1:n) | Thousand Tons | 0 | 0 | 0 | 0 | 0 | 0 | 0
NSR WPS Weston 4 - SO2 Rate Annual v5.12, Unit 2563 and retrofits | 682 | 7413 | Rate Constraint in lbs/MMBtu | FALSE | L | Annual | Total | Thousand Tons | 0.76235 | 0.82811 | 0.82811 | 0.82811 | 0.82811 | 0.77343 | 0.77343
NSR WPS Weston 4 - SO2 Rate Annual v5.12, Unit 2563 and retrofits | 682 | 7413 | Rate Constraint in lbs/MMBtu | FALSE | L | Annual | Fuel Consumed | TBtu | 33.3613 | 36.2388 | 36.2388 | 36.2388 | 36.2388 | 33.8458 | 33.8458
NSR WPS Weston 4 - SO2 Rate Annual v5.12, Unit 2563 and retrofits | 682 | 7413 | Rate Constraint in lbs/MMBtu | FALSE | L | Annual | Rate | lb/MMBtu | 0.045703 | 0.045703 | 0.045703 | 0.045703 | 0.045703 | 0.045703 | 0.045703
NSR WPS Weston 4 - SO2 Rate Annual v5.12, Unit 2563 and retrofits | 682 | 7413 | Rate Constraint in lbs/MMBtu | FALSE | L | Annual | Generation | TWh | 3.4468 | 3.7441 | 3.7441 | 3.7441 | 3.7441 | 3.4968 | 3.4968
NSR WPS Weston 4 - SO2 Rate Annual v5.12, Unit 2563 and retrofits | 682 | 7413 | Rate Constraint in lbs/MMBtu | FALSE | L | Annual | Qualifying Generation | TWh | 3.4468 | 3.7441 | 3.7441 | 3.7441 | 3.7441 | 3.4968 | 3.4968
NSR WPS Weston 4 - SO2 Rate Annual v5.12, Unit 2563 and retrofits | 682 | 7413 | Rate Constraint in lbs/MMBtu | FALSE | L | Annual | Rate | lb/MWh | 0.44236 | 0.44236 | 0.44236 | 0.44236 | 0.44236 | 0.44236 | 0.44236
NSR WPS Weston 4 - SO2 Rate Annual v5.12, Unit 2563 and retrofits | 682 | 7413 | Rate Constraint in lbs/MMBtu | FALSE | L | Annual | Constraint Shadow Price | US2022$/Ton | 0 | 0 | 0 | 0 | 0 | 0 | 0
NY- CO2 Budget- v5.16 | 683 | 7537 | Rate Constraint in MTons | FALSE | L | Annual | Seasons Included | Seasons | Winter, Spring, Summer, Fall | Winter, Spring, Summer, Fall | Winter, Spring, Summer, Fall | Winter, Spring, Summer, Fall | Winter, Spring, Summer, Fall | Winter, Spring, Summer, Fall | Winter, Spring, Summer, Fall
NY- CO2 Budget- v5.16 | 683 | 7537 | Rate Constraint in MTons | FALSE | L | Annual | Standard CO2 | Thousand Tons | 22892.819 | 21131.833 | 21131.833 | 21131.833 | 21131.833 | 21131.833 | 21131.833
NY- CO2 Budget- v5.16 | 683 | 7537 | Rate Constraint in MTons | FALSE | L | Annual | Emissions at Affected Plants CO2 | Thousand Tons | 21883.882 | 22140.77 | 21131.833 | 7319.3911 | 7646.7778 | 8108.5435 | 8660.7237
NY- CO2 Budget- v5.16 | 683 | 7537 | Rate Constraint in MTons | FALSE | L | Annual | Allowances Purchased CO2 | Thousand Tons | 0 | 0 | 0 | 0 | 0 | 0 | 0
NY- CO2 Budget- v5.16 | 683 | 7537 | Rate Constraint in MTons | FALSE | L | Annual | Allowances Sold CO2 | Thousand Tons | 0 | 0 | 0 | 0 | 0 | 0 | 0
NY- CO2 Budget- v5.16 | 683 | 7537 | Rate Constraint in MTons | FALSE | L | Annual | Allowances Banked | Thousand Tons | 1008.937 | 0 | 0 | 0 | 0 | 0 | 0
NY- CO2 Budget- v5.16 | 683 | 7537 | Rate Constraint in MTons | FALSE | L | Annual | Allowances Withdrawn (1:1) | Thousand Tons | 0 | -1008.937 | 0 | 0 | 0 | 0 | 0
NY- CO2 Budget- v5.16 | 683 | 7537 | Rate Constraint in MTons | FALSE | L | Annual | Allowances Withdrawn (1:n) | Thousand Tons | 0 | 0 | 0 | 0 | 0 | 0 | 0
NY- CO2 Budget- v5.16 | 683 | 7537 | Rate Constraint in MTons | FALSE | L | Annual | Total | Thousand Tons | 22892.819 | 21131.833 | 21131.833 | 7319.3911 | 7646.7778 | 8108.5435 | 8660.7237
NY- CO2 Budget- v5.16 | 683 | 7537 | Rate Constraint in MTons | FALSE | L | Annual | Fuel Consumed | TBtu | 359.0435 | 362.4296 | 346.302 | 118.8276 | 124.77 | 133.7067 | 143.3419
NY- CO2 Budget- v5.16 | 683 | 7537 | Rate Constraint in MTons | FALSE | L | Annual | Rate | lb/MMBtu | 121.901 | 122.1797 | 122.0428 | 123.1935 | 122.574 | 121.2885 | 120.8401
NY- CO2 Budget- v5.16 | 683 | 7537 | Rate Constraint in MTons | FALSE | L | Annual | Generation | TWh | 60.2971 | 73.4922 | 112.4578 | 179.0966 | 191.6934 | 215.5517 | 231.0369
NY- CO2 Budget- v5.16 | 683 | 7537 | Rate Constraint in MTons | FALSE | L | Annual | Qualifying Generation | TWh | 60.2971 | 73.4922 | 112.4578 | 178.2557 | 190.6681 | 214.3844 | 229.8841
NY- CO2 Budget- v5.16 | 683 | 7537 | Rate Constraint in MTons | FALSE | L | Annual | Rate | lb/MWh | 725.8682 | 602.5337 | 375.8179 | 82.1224 | 80.2104 | 75.6449 | 75.3486
NY- CO2 Budget- v5.16 | 683 | 7537 | Rate Constraint in MTons | FALSE | L | Annual | Constraint Shadow Price | US2022$/Ton | 10.1906 | 10.9714 | 5.9016 | 0 | 0 | 0 | 0
NY- CO2 Rate Limit- Existing Fossil Units- v6.20 | 684 | 7561 | Rate Constraint in lbs/MWh | FALSE | L | Annual | Seasons Included | Seasons | Winter, Spring, Summer, Fall | Winter, Spring, Summer, Fall | Winter, Spring, Summer, Fall | Winter, Spring, Summer, Fall | Winter, Spring, Summer, Fall | Winter, Spring, Summer, Fall | Winter, Spring, Summer, Fall
NY- CO2 Rate Limit- Existing Fossil Units- v6.20 | 684 | 7561 | Rate Constraint in lbs/MWh | FALSE | L | Annual | Standard CO2 | lb/MWh | 1800 | 1800 | 1800 | 1800 | 1800 | 1800 | 1800
NY- CO2 Rate Limit- Existing Fossil Units- v6.20 | 684 | 7561 | Rate Constraint in lbs/MWh | FALSE | L | Annual | Emissions at Affected Plants CO2 | Thousand Tons | 21867.7772 | 21956.342 | 18056.1675 | 2865.4032 | 2606.3878 | 2322.2629 | 1990.4867
NY- CO2 Rate Limit- Existing Fossil Units- v6.20 | 684 | 7561 | Rate Constraint in lbs/MWh | FALSE | L | Annual | Allowances Purchased CO2 | Thousand Tons | 0 | 0 | 0 | 0 | 0 | 0 | 0
NY- CO2 Rate Limit- Existing Fossil Units- v6.20 | 684 | 7561 | Rate Constraint in lbs/MWh | FALSE | L | Annual | Allowances Sold CO2 | Thousand Tons | 0 | 0 | 0 | 0 | 0 | 0 | 0
NY- CO2 Rate Limit- Existing Fossil Units- v6.20 | 684 | 7561 | Rate Constraint in lbs/MWh | FALSE | L | Annual | Allowances Banked | Thousand Tons | 0 | 0 | 0 | 0 | 0 | 0 | 0
NY- CO2 Rate Limit- Existing Fossil Units- v6.20 | 684 | 7561 | Rate Constraint in lbs/MWh | FALSE | L | Annual | Allowances Withdrawn (1:1) | Thousand Tons | 0 | 0 | 0 | 0 | 0 | 0 | 0
NY- CO2 Rate Limit- Existing Fossil Units- v6.20 | 684 | 7561 | Rate Constraint in lbs/MWh | FALSE | L | Annual | Allowances Withdrawn (1:n) | Thousand Tons | 0 | 0 | 0 | 0 | 0 | 0 | 0
NY- CO2 Rate Limit- Existing Fossil Units- v6.20 | 684 | 7561 | Rate Constraint in lbs/MWh | FALSE | L | Annual | Total | Thousand Tons | 21867.7772 | 21956.342 | 18056.1675 | 2865.4032 | 2606.3878 | 2322.2629 | 1990.4867
NY- CO2 Rate Limit- Existing Fossil Units- v6.20 | 684 | 7561 | Rate Constraint in lbs/MWh | FALSE | L | Annual | Fuel Consumed | TBtu | 358.7684 | 359.234 | 293.7013 | 42.5122 | 38.4375 | 34.6327 | 29.1679
NY- CO2 Rate Limit- Existing Fossil Units- v6.20 | 684 | 7561 | Rate Constraint in lbs/MWh | FALSE | L | Annual | Rate | lb/MMBtu | 121.9047 | 122.2398 | 122.956 | 134.8038 | 135.617 | 134.1081 | 136.485
NY- CO2 Rate Limit- Existing Fossil Units- v6.20 | 684 | 7561 | Rate Constraint in lbs/MWh | FALSE | L | Annual | Generation | TWh | 49.0815 | 49.7002 | 40.9113 | 5.9819 | 5.4117 | 4.7724 | 4.0217
NY- CO2 Rate Limit- Existing Fossil Units- v6.20 | 684 | 7561 | Rate Constraint in lbs/MWh | FALSE | L | Annual | Qualifying Generation | TWh | 49.0815 | 49.7002 | 40.9113 | 5.9819 | 5.4117 | 4.7724 | 4.0217
NY- CO2 Rate Limit- Existing Fossil Units- v6.20 | 684 | 7561 | Rate Constraint in lbs/MWh | FALSE | L | Annual | Constraint Shadow Price | US2022$/Ton | 0 | 0 | 0 | 0 | 0 | 0 | 0
NY- CO2 Rate Limit- New CT Units- v5.12 | 685 | 7352 | Rate Constraint in lbs/MWh | FALSE | L | Annual | Seasons Included | Seasons | Winter, Spring, Summer, Fall | Winter, Spring, Summer, Fall | Winter, Spring, Summer, Fall | Winter, Spring, Summer, Fall | Winter, Spring, Summer, Fall | Winter, Spring, Summer, Fall | Winter, Spring, Summer, Fall
NY- CO2 Rate Limit- New CT Units- v5.12 | 685 | 7352 | Rate Constraint in lbs/MWh | FALSE | L | Annual | Standard CO2 | lb/MWh | 1450 | 1450 | 1450 | 1450 | 1450 | 1450 | 1450
NY- CO2 Rate Limit- New CT Units- v5.12 | 685 | 7352 | Rate Constraint in lbs/MWh | FALSE | L | Annual | Emissions at Affected Plants CO2 | Thousand Tons | 16.1048 | 17.1727 | 4.8841 | 81.8056 | 178.546 | 644.8779 | 1221.2453
NY- CO2 Rate Limit- New CT Units- v5.12 | 685 | 7352 | Rate Constraint in lbs/MWh | FALSE | L | Annual | Allowances Purchased CO2 | Thousand Tons | 0 | 0 | 0 | 0 | 0 | 0 | 0
NY- CO2 Rate Limit- New CT Units- v5.12 | 685 | 7352 | Rate Constraint in lbs/MWh | FALSE | L | Annual | Allowances Sold CO2 | Thousand Tons | 0 | 0 | 0 | 0 | 0 | 0 | 0
NY- CO2 Rate Limit- New CT Units- v5.12 | 685 | 7352 | Rate Constraint in lbs/MWh | FALSE | L | Annual | Allowances Banked | Thousand Tons | 0 | 0 | 0 | 0 | 0 | 0 | 0
NY- CO2 Rate Limit- New CT Units- v5.12 | 685 | 7352 | Rate Constraint in lbs/MWh | FALSE | L | Annual | Allowances Withdrawn (1:1) | Thousand Tons | 0 | 0 | 0 | 0 | 0 | 0 | 0
NY- CO2 Rate Limit- New CT Units- v5.12 | 685 | 7352 | Rate Constraint in lbs/MWh | FALSE | L | Annual | Allowances Withdrawn (1:n) | Thousand Tons | 0 | 0 | 0 | 0 | 0 | 0 | 0
NY- CO2 Rate Limit- New CT Units- v5.12 | 685 | 7352 | Rate Constraint in lbs/MWh | FALSE | L | Annual | Total | Thousand Tons | 16.1048 | 17.1727 | 4.8841 | 81.8056 | 178.546 | 644.8779 | 1221.2453
NY- CO2 Rate Limit- New CT Units- v5.12 | 685 | 7352 | Rate Constraint in lbs/MWh | FALSE | L | Annual | Fuel Consumed | TBtu | 0.27511 | 0.29335 | 0.083433 | 1.3974 | 3.05 | 11.016 | 20.8617
NY- CO2 Rate Limit- New CT Units- v5.12 | 685 | 7352 | Rate Constraint in lbs/MWh | FALSE | L | Annual | Rate | lb/MMBtu | 117.08 | 117.08 | 117.08 | 117.08 | 117.08 | 117.08 | 117.08
NY- CO2 Rate Limit- New CT Units- v5.12 | 685 | 7352 | Rate Constraint in lbs/MWh | FALSE | L | Annual | Generation | TWh | 0.030037 | 0.032047 | 0.0091078 | 0.15284 | 0.3336 | 1.205 | 2.2819
NY- CO2 Rate Limit- New CT Units- v5.12 | 685 | 7352 | Rate Constraint in lbs/MWh | FALSE | L | Annual | Qualifying Generation | TWh | 0.030037 | 0.032047 | 0.0091078 | 0.15284 | 0.3336 | 1.205 | 2.2819
NY- CO2 Rate Limit- New CT Units- v5.12 | 685 | 7352 | Rate Constraint in lbs/MWh | FALSE | L | Annual | Constraint Shadow Price | US2022$/Ton | 0 | 0 | 0 | 0 | 0 | 0 | 0
NY- CO2 Rate Limit- New Fossil Units- v5.12 | 686 | 7351 | Rate Constraint in lbs/MWh | FALSE | L | Annual | Seasons Included | Seasons | Winter, Spring, Summer, Fall | Winter, Spring, Summer, Fall | Winter, Spring, Summer, Fall | Winter, Spring, Summer, Fall | Winter, Spring, Summer, Fall | Winter, Spring, Summer, Fall | Winter, Spring, Summer, Fall
NY- CO2 Rate Limit- New Fossil Units- v5.12 | 686 | 7351 | Rate Constraint in lbs/MWh | FALSE | L | Annual | Standard CO2 | lb/MWh | 925 | 925 | 925 | 925 | 925 | 925 | 925
NY- CO2 Rate Limit- New Fossil Units- v5.12 | 686 | 7351 | Rate Constraint in lbs/MWh | FALSE | L | Annual | Emissions at Affected Plants CO2 | Thousand Tons | 5055.1178 | 4974.1084 | 7218.503 | 4127.6134 | 4529.846 | 4649.1423 | 4910.5782
NY- CO2 Rate Limit- New Fossil Units- v5.12 | 686 | 7351 | Rate Constraint in lbs/MWh | FALSE | L | Annual | Allowances Purchased CO2 | Thousand Tons | 0 | 0 | 0 | 0 | 0 | 0 | 0
NY- CO2 Rate Limit- New Fossil Units- v5.12 | 686 | 7351 | Rate Constraint in lbs/MWh | FALSE | L | Annual | Allowances Sold CO2 | Thousand Tons | 0 | 0 | 0 | 0 | 0 | 0 | 0
NY- CO2 Rate Limit- New Fossil Units- v5.12 | 686 | 7351 | Rate Constraint in lbs/MWh | FALSE | L | Annual | Allowances Banked | Thousand Tons | 0 | 0 | 0 | 0 | 0 | 0 | 0
NY- CO2 Rate Limit- New Fossil Units- v5.12 | 686 | 7351 | Rate Constraint in lbs/MWh | FALSE | L | Annual | Allowances Withdrawn (1:1) | Thousand Tons | 0 | 0 | 0 | 0 | 0 | 0 | 0
NY- CO2 Rate Limit- New Fossil Units- v5.12 | 686 | 7351 | Rate Constraint in lbs/MWh | FALSE | L | Annual | Allowances Withdrawn (1:n) | Thousand Tons | 0 | 0 | 0 | 0 | 0 | 0 | 0
NY- CO2 Rate Limit- New Fossil Units- v5.12 | 686 | 7351 | Rate Constraint in lbs/MWh | FALSE | L | Annual | Total | Thousand Tons | 5055.1178 | 4974.1084 | 7218.503 | 4127.6134 | 4529.846 | 4649.1423 | 4910.5782
NY- CO2 Rate Limit- New Fossil Units- v5.12 | 686 | 7351 | Rate Constraint in lbs/MWh | FALSE | L | Annual | Fuel Consumed | TBtu | 86.3532 | 84.9694 | 123.3089 | 70.5093 | 77.3804 | 79.4182 | 83.8842
NY- CO2 Rate Limit- New Fossil Units- v5.12 | 686 | 7351 | Rate Constraint in lbs/MWh | FALSE | L | Annual | Rate | lb/MMBtu | 117.08 | 117.08 | 117.08 | 117.08 | 117.08 | 117.08 | 117.08
NY- CO2 Rate Limit- New Fossil Units- v5.12 | 686 | 7351 | Rate Constraint in lbs/MWh | FALSE | L | Annual | Generation | TWh | 12.2487 | 12.0524 | 18.4028 | 11.9702 | 13.2862 | 13.8069 | 14.5246
NY- CO2 Rate Limit- New Fossil Units- v5.12 | 686 | 7351 | Rate Constraint in lbs/MWh | FALSE | L | Annual | Qualifying Generation | TWh | 12.2487 | 12.0524 | 18.4028 | 11.1293 | 12.2609 | 12.6396 | 13.3717
NY- CO2 Rate Limit- New Fossil Units- v5.12 | 686 | 7351 | Rate Constraint in lbs/MWh | FALSE | L | Annual | Constraint Shadow Price | US2022$/Ton | 0 | 0 | 0 | 0 | 0 | 0 | 0
NY Min Oil Burn - Astoria - Summer | 687 | 7541 | Generation Constraint in GWh | FALSE | G | Annual | Seasons Included | Seasons | Winter, Spring, Summer, Fall | Winter, Spring, Summer, Fall | Winter, Spring, Summer, Fall | Winter, Spring, Summer, Fall | Winter, Spring, Summer, Fall | Winter, Spring, Summer, Fall | Winter, Spring, Summer, Fall
NY Min Oil Burn - Astoria - Summer | 687 | 7541 | Generation Constraint in GWh | FALSE | G | Annual | Standard GWh | GWh | 0 | 0 | 0 | 0 | 0 | 0 | 0
NY Min Oil Burn - Astoria - Summer | 687 | 7541 | Generation Constraint in GWh | FALSE | G | Annual | Generation at Eligible Plants | GWh | 0 | 0 | 0 | 0 | 0 | 0 | 0
NY Min Oil Burn - Astoria - Summer | 687 | 7541 | Generation Constraint in GWh | FALSE | G | Annual | Allowances Purchased | GWh | 0 | 0 | 0 | 0 | 0 | 0 | 0
NY Min Oil Burn - Astoria - Summer | 687 | 7541 | Generation Constraint in GWh | FALSE | G | Annual | Allowances Sold | GWh | 0 | 0 | 0 | 0 | 0 | 0 | 0
NY Min Oil Burn - Astoria - Summer | 687 | 7541 | Generation Constraint in GWh | FALSE | G | Annual | Allowances Banked | GWh | 0 | 0 | 0 | 0 | 0 | 0 | 0
NY Min Oil Burn - Astoria - Summer | 687 | 7541 | Generation Constraint in GWh | FALSE | G | Annual | Allowances Withdrawn (1:1) | GWh | 0 | 0 | 0 | 0 | 0 | 0 | 0
NY Min Oil Burn - Astoria - Summer | 687 | 7541 | Generation Constraint in GWh | FALSE | G | Annual | Allowances Withdrawn (1:n) | GWh | 0 | 0 | 0 | 0 | 0 | 0 | 0
NY Min Oil Burn - Astoria - Summer | 687 | 7541 | Generation Constraint in GWh | FALSE | G | Annual | Net Emissions Allowance Position | GWh | 0 | 0 | 0 | 0 | 0 | 0 | 0
NY Min Oil Burn - Astoria - Summer | 687 | 7541 | Generation Constraint in GWh | FALSE | G | Annual | Constraint Shadow Price | US2022$/MWh | 0 | 0 | 0 | 0 | 0 | 0 | 0
NY Min Oil Burn - Astoria - Winter | 688 | 7539 | Generation Constraint in GWh | FALSE | G | Annual | Seasons Included | Seasons | Winter, Spring, Summer, Fall | Winter, Spring, Summer, Fall | Winter, Spring, Summer, Fall | Winter, Spring, Summer, Fall | Winter, Spring, Summer, Fall | Winter, Spring, Summer, Fall | Winter, Spring, Summer, Fall
NY Min Oil Burn - Astoria - Winter | 688 | 7539 | Generation Constraint in GWh | FALSE | G | Annual | Standard GWh | GWh | 0 | 0 | 0 | 0 | 0 | 0 | 0
NY Min Oil Burn - Astoria - Winter | 688 | 7539 | Generation Constraint in GWh | FALSE | G | Annual | Generation at Eligible Plants | GWh | 0 | 0 | 0 | 0 | 0 | 0 | 0
NY Min Oil Burn - Astoria - Winter | 688 | 7539 | Generation Constraint in GWh | FALSE | G | Annual | Allowances Purchased | GWh | 0 | 0 | 0 | 0 | 0 | 0 | 0
NY Min Oil Burn - Astoria - Winter | 688 | 7539 | Generation Constraint in GWh | FALSE | G | Annual | Allowances Sold | GWh | 0 | 0 | 0 | 0 | 0 | 0 | 0
NY Min Oil Burn - Astoria - Winter | 688 | 7539 | Generation Constraint in GWh | FALSE | G | Annual | Allowances Banked | GWh | 0 | 0 | 0 | 0 | 0 | 0 | 0
NY Min Oil Burn - Astoria - Winter | 688 | 7539 | Generation Constraint in GWh | FALSE | G | Annual | Allowances Withdrawn (1:1) | GWh | 0 | 0 | 0 | 0 | 0 | 0 | 0
NY Min Oil Burn - Astoria - Winter | 688 | 7539 | Generation Constraint in GWh | FALSE | G | Annual | Allowances Withdrawn (1:n) | GWh | 0 | 0 | 0 | 0 | 0 | 0 | 0
NY Min Oil Burn - Astoria - Winter | 688 | 7539 | Generation Constraint in GWh | FALSE | G | Annual | Net Emissions Allowance Position | GWh | 0 | 0 | 0 | 0 | 0 | 0 | 0
NY Min Oil Burn - Astoria - Winter | 688 | 7539 | Generation Constraint in GWh | FALSE | G | Annual | Constraint Shadow Price | US2022$/MWh | 0 | 0 | 0 | 0 | 0 | 0 | 0
NY Min Oil Burn - Astoria - Winter Shldr | 689 | 7540 | Generation Constraint in GWh | FALSE | G | Annual | Seasons Included | Seasons | Winter, Spring, Summer, Fall | Winter, Spring, Summer, Fall | Winter, Spring, Summer, Fall | Winter, Spring, Summer, Fall | Winter, Spring, Summer, Fall | Winter, Spring, Summer, Fall | Winter, Spring, Summer, Fall
NY Min Oil Burn - Astoria - Winter Shldr | 689 | 7540 | Generation Constraint in GWh | FALSE | G | Annual | Standard GWh | GWh | 0 | 0 | 0 | 0 | 0 | 0 | 0
NY Min Oil Burn - Astoria - Winter Shldr | 689 | 7540 | Generation Constraint in GWh | FALSE | G | Annual | Generation at Eligible Plants | GWh | 0 | 0 | 0 | 0 | 0 | 0 | 0
NY Min Oil Burn - Astoria - Winter Shldr | 689 | 7540 | Generation Constraint in GWh | FALSE | G | Annual | Allowances Purchased | GWh | 0 | 0 | 0 | 0 | 0 | 0 | 0
NY Min Oil Burn - Astoria - Winter Shldr | 689 | 7540 | Generation Constraint in GWh | FALSE | G | Annual | Allowances Sold | GWh | 0 | 0 | 0 | 0 | 0 | 0 | 0
NY Min Oil Burn - Astoria - Winter Shldr | 689 | 7540 | Generation Constraint in GWh | FALSE | G | Annual | Allowances Banked | GWh | 0 | 0 | 0 | 0 | 0 | 0 | 0
NY Min Oil Burn - Astoria - Winter Shldr | 689 | 7540 | Generation Constraint in GWh | FALSE | G | Annual | Allowances Withdrawn (1:1) | GWh | 0 | 0 | 0 | 0 | 0 | 0 | 0
NY Min Oil Burn - Astoria - Winter Shldr | 689 | 7540 | Generation Constraint in GWh | FALSE | G | Annual | Allowances Withdrawn (1:n) | GWh | 0 | 0 | 0 | 0 | 0 | 0 | 0
NY Min Oil Burn - Astoria - Winter Shldr | 689 | 7540 | Generation Constraint in GWh | FALSE | G | Annual | Net Emissions Allowance Position | GWh | 0 | 0 | 0 | 0 | 0 | 0 | 0
NY Min Oil Burn - Astoria - Winter Shldr | 689 | 7540 | Generation Constraint in GWh | FALSE | G | Annual | Constraint Shadow Price | US2022$/MWh | 0 | 0 | 0 | 0 | 0 | 0 | 0
NY Min Oil Burn - Astoria Energy - Summer | 690 | 7553 | Generation Constraint in GWh | FALSE | G | Annual | Seasons Included | Seasons | Winter, Spring, Summer, Fall | Winter, Spring, Summer, Fall | Winter, Spring, Summer, Fall | Winter, Spring, Summer, Fall | Winter, Spring, Summer, Fall | Winter, Spring, Summer, Fall | Winter, Spring, Summer, Fall
NY Min Oil Burn - Astoria Energy - Summer | 690 | 7553 | Generation Constraint in GWh | FALSE | G | Annual | Standard GWh | GWh | 0 | 0 | 0 | 0 | 0 | 0 | 0
NY Min Oil Burn - Astoria Energy - Summer | 690 | 7553 | Generation Constraint in GWh | FALSE | G | Annual | Generation at Eligible Plants | GWh | 3305.5145 | 3118.2798 | 2245.3339 | 635.4326 | 607.8866 | 310.7664 | 310.3149
NY Min Oil Burn - Astoria Energy - Summer | 690 | 7553 | Generation Constraint in GWh | FALSE | G | Annual | Allowances Purchased | GWh | 0 | 0 | 0 | 0 | 0 | 0 | 0
NY Min Oil Burn - Astoria Energy - Summer | 690 | 7553 | Generation Constraint in GWh | FALSE | G | Annual | Allowances Sold | GWh | 0 | 0 | 0 | 0 | 0 | 0 | 0
NY Min Oil Burn - Astoria Energy - Summer | 690 | 7553 | Generation Constraint in GWh | FALSE | G | Annual | Allowances Banked | GWh | 0 | 0 | 0 | 0 | 0 | 0 | 0
NY Min Oil Burn - Astoria Energy - Summer | 690 | 7553 | Generation Constraint in GWh | FALSE | G | Annual | Allowances Withdrawn (1:1) | GWh | 0 | 0 | 0 | 0 | 0 | 0 | 0
NY Min Oil Burn - Astoria Energy - Summer | 690 | 7553 | Generation Constraint in GWh | FALSE | G | Annual | Allowances Withdrawn (1:n) | GWh | 0 | 0 | 0 | 0 | 0 | 0 | 0
NY Min Oil Burn - Astoria Energy - Summer | 690 | 7553 | Generation Constraint in GWh | FALSE | G | Annual | Net Emissions Allowance Position | GWh | 3305.5145 | 3118.2798 | 2245.3339 | 635.4326 | 607.8866 | 310.7664 | 310.3149
NY Min Oil Burn - Astoria Energy - Summer | 690 | 7553 | Generation Constraint in GWh | FALSE | G | Annual | Constraint Shadow Price | US2022$/MWh | 0 | 0 | 0 | 0 | 0 | 0 | 0
NY Min Oil Burn - Astoria Energy - Winter | 691 | 7551 | Generation Constraint in GWh | FALSE | G | Annual | Seasons Included | Seasons | Winter, Spring, Summer, Fall | Winter, Spring, Summer, Fall | Winter, Spring, Summer, Fall | Winter, Spring, Summer, Fall | Winter, Spring, Summer, Fall | Winter, Spring, Summer, Fall | Winter, Spring, Summer, Fall
NY Min Oil Burn - Astoria Energy - Winter | 691 | 7551 | Generation Constraint in GWh | FALSE | G | Annual | Standard GWh | GWh | 0 | 0 | 0 | 0 | 0 | 0 | 0
NY Min Oil Burn - Astoria Energy - Winter | 691 | 7551 | Generation Constraint in GWh | FALSE | G | Annual | Generation at Eligible Plants | GWh | 3305.5145 | 3118.2798 | 2245.3339 | 635.4326 | 607.8866 | 310.7664 | 310.3149
NY Min Oil Burn - Astoria Energy - Winter | 691 | 7551 | Generation Constraint in GWh | FALSE | G | Annual | Allowances Purchased | GWh | 0 | 0 | 0 | 0 | 0 | 0 | 0
NY Min Oil Burn - Astoria Energy - Winter | 691 | 7551 | Generation Constraint in GWh | FALSE | G | Annual | Allowances Sold | GWh | 0 | 0 | 0 | 0 | 0 | 0 | 0
NY Min Oil Burn - Astoria Energy - Winter | 691 | 7551 | Generation Constraint in GWh | FALSE | G | Annual | Allowances Banked | GWh | 0 | 0 | 0 | 0 | 0 | 0 | 0
NY Min Oil Burn - Astoria Energy - Winter | 691 | 7551 | Generation Constraint in GWh | FALSE | G | Annual | Allowances Withdrawn (1:1) | GWh | 0 | 0 | 0 | 0 | 0 | 0 | 0
NY Min Oil Burn - Astoria Energy - Winter | 691 | 7551 | Generation Constraint in GWh | FALSE | G | Annual | Allowances Withdrawn (1:n) | GWh | 0 | 0 | 0 | 0 | 0 | 0 | 0
NY Min Oil Burn - Astoria Energy - Winter | 691 | 7551 | Generation Constraint in GWh | FALSE | G | Annual | Net Emissions Allowance Position | GWh | 3305.5145 | 3118.2798 | 2245.3339 | 635.4326 | 607.8866 | 310.7664 | 310.3149
NY Min Oil Burn - Astoria Energy - Winter | 691 | 7551 | Generation Constraint in GWh | FALSE | G | Annual | Constraint Shadow Price | US2022$/MWh | 0 | 0 | 0 | 0 | 0 | 0 | 0
NY Min Oil Burn - Astoria Energy - Winter Shldr | 692 | 7552 | Generation Constraint in GWh | FALSE | G | Annual | Seasons Included | Seasons | Winter, Spring, Summer, Fall | Winter, Spring, Summer, Fall | Winter, Spring, Summer, Fall | Winter, Spring, Summer, Fall | Winter, Spring, Summer, Fall | Winter, Spring, Summer, Fall | Winter, Spring, Summer, Fall
NY Min Oil Burn - Astoria Energy - Winter Shldr | 692 | 7552 | Generation Constraint in GWh | FALSE | G | Annual | Standard GWh | GWh | 0 | 0 | 0 | 0 | 0 | 0 | 0
NY Min Oil Burn - Astoria Energy - Winter Shldr | 692 | 7552 | Generation Constraint in GWh | FALSE | G | Annual | Generation at Eligible Plants | GWh | 3305.5145 | 3118.2798 | 2245.3339 | 635.4326 | 607.8866 | 310.7664 | 310.3149
NY Min Oil Burn - Astoria Energy - Winter Shldr | 692 | 7552 | Generation Constraint in GWh | FALSE | G | Annual | Allowances Purchased | GWh | 0 | 0 | 0 | 0 | 0 | 0 | 0
NY Min Oil Burn - Astoria Energy - Winter Shldr | 692 | 7552 | Generation Constraint in GWh | FALSE | G | Annual | Allowances Sold | GWh | 0 | 0 | 0 | 0 | 0 | 0 | 0
NY Min Oil Burn - Astoria Energy - Winter Shldr | 692 | 7552 | Generation Constraint in GWh | FALSE | G | Annual | Allowances Banked | GWh | 0 | 0 | 0 | 0 | 0 | 0 | 0
NY Min Oil Burn - Astoria Energy - Winter Shldr | 692 | 7552 | Generation Constraint in GWh | FALSE | G | Annual | Allowances Withdrawn (1:1) | GWh | 0 | 0 | 0 | 0 | 0 | 0 | 0
NY Min Oil Burn - Astoria Energy - Winter Shldr | 692 | 7552 | Generation Constraint in GWh | FALSE | G | Annual | Allowances Withdrawn (1:n) | GWh | 0 | 0 | 0 | 0 | 0 | 0 | 0
NY Min Oil Burn - Astoria Energy - Winter Shldr | 692 | 7552 | Generation Constraint in GWh | FALSE | G | Annual | Net Emissions Allowance Position | GWh | 3305.5145 | 3118.2798 | 2245.3339 | 635.4326 | 607.8866 | 310.7664 | 310.3149
NY Min Oil Burn - Astoria Energy - Winter Shldr | 692 | 7552 | Generation Constraint in GWh | FALSE | G | Annual | Constraint Shadow Price | US2022$/MWh | 0 | 0 | 0 | 0 | 0 | 0 | 0
NY Min Oil Burn - East River - Summer | 693 | 7544 | Generation Constraint in GWh | FALSE | G | Annual | Seasons Included | Seasons | Winter, Spring, Summer, Fall | Winter, Spring, Summer, Fall | Winter, Spring, Summer, Fall | Winter, Spring, Summer, Fall | Winter, Spring, Summer, Fall | Winter, Spring, Summer, Fall | Winter, Spring, Summer, Fall
NY Min Oil Burn - East River - Summer | 693 | 7544 | Generation Constraint in GWh | FALSE | G | Annual | Standard GWh | GWh | 0 | 0 | 0 | 0 | 0 | 0 | 0
NY Min Oil Burn - East River - Summer | 693 | 7544 | Generation Constraint in GWh | FALSE | G | Annual | Generation at Eligible Plants | GWh | 619.1492 | 635.1568 | 395.0414 | 331.9997 | 280.2834 | 280.2834 | 280.2834
NY Min Oil Burn - East River - Summer | 693 | 7544 | Generation Constraint in GWh | FALSE | G | Annual | Allowances Purchased | GWh | 0 | 0 | 0 | 0 | 0 | 0 | 0
NY Min Oil Burn - East River - Summer | 693 | 7544 | Generation Constraint in GWh | FALSE | G | Annual | Allowances Sold | GWh | 0 | 0 | 0 | 0 | 0 | 0 | 0
NY Min Oil Burn - East River - Summer | 693 | 7544 | Generation Constraint in GWh | FALSE | G | Annual | Allowances Banked | GWh | 0 | 0 | 0 | 0 | 0 | 0 | 0
NY Min Oil Burn - East River - Summer | 693 | 7544 | Generation Constraint in GWh | FALSE | G | Annual | Allowances Withdrawn (1:1) | GWh | 0 | 0 | 0 | 0 | 0 | 0 | 0
NY Min Oil Burn - East River - Summer | 693 | 7544 | Generation Constraint in GWh | FALSE | G | Annual | Allowances Withdrawn (1:n) | GWh | 0 | 0 | 0 | 0 | 0 | 0 | 0
NY Min Oil Burn - East River - Summer | 693 | 7544 | Generation Constraint in GWh | FALSE | G | Annual | Net Emissions Allowance Position | GWh | 619.1492 | 635.1568 | 395.0414 | 331.9997 | 280.2834 | 280.2834 | 280.2834
NY Min Oil Burn - East River - Summer | 693 | 7544 | Generation Constraint in GWh | FALSE | G | Annual | Constraint Shadow Price | US2022$/MWh | 0 | 0 | 0 | 0 | 0 | 0 | 0
NY Min Oil Burn - East River - Winter | 694 | 7542 | Generation Constraint in GWh | FALSE | G | Annual | Seasons Included | Seasons | Winter, Spring, Summer, Fall | Winter, Spring, Summer, Fall | Winter, Spring, Summer, Fall | Winter, Spring, Summer, Fall | Winter, Spring, Summer, Fall | Winter, Spring, Summer, Fall | Winter, Spring, Summer, Fall
NY Min Oil Burn - East River - Winter | 694 | 7542 | Generation Constraint in GWh | FALSE | G | Annual | Standard GWh | GWh | 0 | 0 | 0 | 0 | 0 | 0 | 0
NY Min Oil Burn - East River - Winter | 694 | 7542 | Generation Constraint in GWh | FALSE | G | Annual | Generation at Eligible Plants | GWh | 619.1492 | 635.1568 | 395.0414 | 331.9997 | 280.2834 | 280.2834 | 280.2834
NY Min Oil Burn - East River - Winter | 694 | 7542 | Generation Constraint in GWh | FALSE | G | Annual | Allowances Purchased | GWh | 0 | 0 | 0 | 0 | 0 | 0 | 0
NY Min Oil Burn - East River - Winter | 694 | 7542 | Generation Constraint in GWh | FALSE | G | Annual | Allowances Sold | GWh | 0 | 0 | 0 | 0 | 0 | 0 | 0
NY Min Oil Burn - East River - Winter | 694 | 7542 | Generation Constraint in GWh | FALSE | G | Annual | Allowances Banked | GWh | 0 | 0 | 0 | 0 | 0 | 0 | 0
NY Min Oil Burn - East River - Winter | 694 | 7542 | Generation Constraint in GWh | FALSE | G | Annual | Allowances Withdrawn (1:1) | GWh | 0 | 0 | 0 | 0 | 0 | 0 | 0
NY Min Oil Burn - East River - Winter | 694 | 7542 | Generation Constraint in GWh | FALSE | G | Annual | Allowances Withdrawn (1:n) | GWh | 0 | 0 | 0 | 0 | 0 | 0 | 0
NY Min Oil Burn - East River - Winter | 694 | 7542 | Generation Constraint in GWh | FALSE | G | Annual | Net Emissions Allowance Position | GWh | 619.1492 | 635.1568 | 395.0414 | 331.9997 | 280.2834 | 280.2834 | 280.2834
NY Min Oil Burn - East River - Winter | 694 | 7542 | Generation Constraint in GWh | FALSE | G | Annual | Constraint Shadow Price | US2022$/MWh | 0 | 0 | 0 | 0 | 0 | 0 | 0
NY Min Oil Burn - East River - Winter Shldr | 695 | 7543 | Generation Constraint in GWh | FALSE | G | Annual | Seasons Included | Seasons | Winter, Spring, Summer, Fall | Winter, Spring, Summer, Fall | Winter, Spring, Summer, Fall | Winter, Spring, Summer, Fall | Winter, Spring, Summer, Fall | Winter, Spring, Summer, Fall | Winter, Spring, Summer, Fall
NY Min Oil Burn - East River - Winter Shldr | 695 | 7543 | Generation Constraint in GWh | FALSE | G | Annual | Standard GWh | GWh | 0 | 0 | 0 | 0 | 0 | 0 | 0
NY Min Oil Burn - East River - Winter Shldr | 695 | 7543 | Generation Constraint in GWh | FALSE | G | Annual | Generation at Eligible Plants | GWh | 619.1492 | 635.1568 | 395.0414 | 331.9997 | 280.2834 | 280.2834 | 280.2834
NY Min Oil Burn - East River - Winter Shldr | 695 | 7543 | Generation Constraint in GWh | FALSE | G | Annual | Allowances Purchased | GWh | 0 | 0 | 0 | 0 | 0 | 0 | 0
NY Min Oil Burn - East River - Winter Shldr | 695 | 7543 | Generation Constraint in GWh | FALSE | G | Annual | Allowances Sold | GWh | 0 | 0 | 0 | 0 | 0 | 0 | 0
NY Min Oil Burn - East River - Winter Shldr | 695 | 7543 | Generation Constraint in GWh | FALSE | G | Annual | Allowances Banked | GWh | 0 | 0 | 0 | 0 | 0 | 0 | 0
NY Min Oil Burn - East River - Winter Shldr | 695 | 7543 | Generation Constraint in GWh | FALSE | G | Annual | Allowances Withdrawn (1:1) | GWh | 0 | 0 | 0 | 0 | 0 | 0 | 0
NY Min Oil Burn - East River - Winter Shldr | 695 | 7543 | Generation Constraint in GWh | FALSE | G | Annual | Allowances Withdrawn (1:n) | GWh | 0 | 0 | 0 | 0 | 0 | 0 | 0
NY Min Oil Burn - East River - Winter Shldr | 695 | 7543 | Generation Constraint in GWh | FALSE | G | Annual | Net Emissions Allowance Position | GWh | 619.1492 | 635.1568 | 395.0414 | 331.9997 | 280.2834 | 280.2834 | 280.2834
NY Min Oil Burn - East River - Winter Shldr | 695 | 7543 | Generation Constraint in GWh | FALSE | G | Annual | Constraint Shadow Price | US2022$/MWh | 0 | 0 | 0 | 0 | 0 | 0 | 0
NY Min Oil Burn - Northport - Summer | 696 | 7547 | Generation Constraint in GWh | FALSE | G | Annual | Seasons Included | Seasons | Winter, Spring, Summer, Fall | Winter, Spring, Summer, Fall | Winter, Spring, Summer, Fall | Winter, Spring, Summer, Fall | Winter, Spring, Summer, Fall | Winter, Spring, Summer, Fall | Winter, Spring, Summer, Fall
NY Min Oil Burn - Northport - Summer | 696 | 7547 | Generation Constraint in GWh | FALSE | G | Annual | Standard GWh | GWh | 0 | 0 | 0 | 0 | 0 | 0 | 0
NY Min Oil Burn - Northport - Summer | 696 | 7547 | Generation Constraint in GWh | FALSE | G | Annual | Generation at Eligible Plants | GWh | 1503.0896 | 439.823 | 0 | 0 | 0 | 0 | 0
NY Min Oil Burn - Northport - Summer | 696 | 7547 | Generation Constraint in GWh | FALSE | G | Annual | Allowances Purchased | GWh | 0 | 0 | 0 | 0 | 0 | 0 | 0
NY Min Oil Burn - Northport - Summer | 696 | 7547 | Generation Constraint in GWh | FALSE | G | Annual | Allowances Sold | GWh | 0 | 0 | 0 | 0 | 0 | 0 | 0
NY Min Oil Burn - Northport - Summer | 696 | 7547 | Generation Constraint in GWh | FALSE | G | Annual | Allowances Banked | GWh | 0 | 0 | 0 | 0 | 0 | 0 | 0
NY Min Oil Burn - Northport - Summer | 696 | 7547 | Generation Constraint in GWh | FALSE | G | Annual | Allowances Withdrawn (1:1) | GWh | 0 | 0 | 0 | 0 | 0 | 0 | 0
NY Min Oil Burn - Northport - Summer | 696 | 7547 | Generation Constraint in GWh | FALSE | G | Annual | Allowances Withdrawn (1:n) | GWh | 0 | 0 | 0 | 0 | 0 | 0 | 0
NY Min Oil Burn - Northport - Summer | 696 | 7547 | Generation Constraint in GWh | FALSE | G | Annual | Net Emissions Allowance Position | GWh | 1503.0896 | 439.823 | 0 | 0 | 0 | 0 | 0
NY Min Oil Burn - Northport - Summer | 696 | 7547 | Generation Constraint in GWh | FALSE | G | Annual | Constraint Shadow Price | US2022$/MWh | 0 | 0 | 0 | 0 | 0 | 0 | 0
NY Min Oil Burn - Northport - Winter | 697 | 7545 | Generation Constraint in GWh | FALSE | G | Annual | Seasons Included | Seasons | Winter, Spring, Summer, Fall | Winter, Spring, Summer, Fall | Winter, Spring, Summer, Fall | Winter, Spring, Summer, Fall | Winter, Spring, Summer, Fall | Winter, Spring, Summer, Fall | Winter, Spring, Summer, Fall
NY Min Oil Burn - Northport - Winter | 697 | 7545 | Generation Constraint in GWh | FALSE | G | Annual | Standard GWh | GWh | 0 | 0 | 0 | 0 | 0 | 0 | 0
NY Min Oil Burn - Northport - Winter | 697 | 7545 | Generation Constraint in GWh | FALSE | G | Annual | Generation at Eligible Plants | GWh | 1503.0896 | 439.823 | 0 | 0 | 0 | 0 | 0
NY Min Oil Burn - Northport - Winter | 697 | 7545 | Generation Constraint in GWh | FALSE | G | Annual | Allowances Purchased | GWh | 0 | 0 | 0 | 0 | 0 | 0 | 0
NY Min Oil Burn - Northport - Winter | 697 | 7545 | Generation Constraint in GWh | FALSE | G | Annual | Allowances Sold | GWh | 0 | 0 | 0 | 0 | 0 | 0 | 0
NY Min Oil Burn - Northport - Winter | 697 | 7545 | Generation Constraint in GWh | FALSE | G | Annual | Allowances Banked | GWh | 0 | 0 | 0 | 0 | 0 | 0 | 0
NY Min Oil Burn - Northport - Winter | 697 | 7545 | Generation Constraint in GWh | FALSE | G | Annual | Allowances Withdrawn (1:1) | GWh | 0 | 0 | 0 | 0 | 0 | 0 | 0
NY Min Oil Burn - Northport - Winter | 697 | 7545 | Generation Constraint in GWh | FALSE | G | Annual | Allowances Withdrawn (1:n) | GWh | 0 | 0 | 0 | 0 | 0 | 0 | 0
NY Min Oil Burn - Northport - Winter | 697 | 7545 | Generation Constraint in GWh | FALSE | G | Annual | Net Emissions Allowance Position | GWh | 1503.0896 | 439.823 | 0 | 0 | 0 | 0 | 0
NY Min Oil Burn - Northport - Winter | 697 | 7545 | Generation Constraint in GWh | FALSE | G | Annual | Constraint Shadow Price | US2022$/MWh | 0 | 0 | 0 | 0 | 0 | 0 | 0
NY Min Oil Burn - Northport - Winter Shldr | 698 | 7546 | Generation Constraint in GWh | FALSE | G | Annual | Seasons Included | Seasons | Winter, Spring, Summer, Fall | Winter, Spring, Summer, Fall | Winter, Spring, Summer, Fall | Winter, Spring, Summer, Fall | Winter, Spring, Summer, Fall | Winter, Spring, Summer, Fall | Winter, Spring, Summer, Fall
NY Min Oil Burn - Northport - Winter Shldr | 698 | 7546 | Generation Constraint in GWh | FALSE | G | Annual | Standard GWh | GWh | 0 | 0 | 0 | 0 | 0 | 0 | 0
NY Min Oil Burn - Northport - Winter Shldr | 698 | 7546 | Generation Constraint in GWh | FALSE | G | Annual | Generation at Eligible Plants | GWh | 1503.0896 | 439.823 | 0 | 0 | 0 | 0 | 0
NY Min Oil Burn - Northport - Winter Shldr | 698 | 7546 | Generation Constraint in GWh | FALSE | G | Annual | Allowances Purchased | GWh | 0 | 0 | 0 | 0 | 0 | 0 | 0
NY Min Oil Burn - Northport - Winter Shldr | 698 | 7546 | Generation Constraint in GWh | FALSE | G | Annual | Allowances Sold | GWh | 0 | 0 | 0 | 0 | 0 | 0 | 0
NY Min Oil Burn - Northport - Winter Shldr | 698 | 7546 | Generation Constraint in GWh | FALSE | G | Annual | Allowances Banked | GWh | 0 | 0 | 0 | 0 | 0 | 0 | 0
NY Min Oil Burn - Northport - Winter Shldr | 698 | 7546 | Generation Constraint in GWh | FALSE | G | Annual | Allowances Withdrawn (1:1) | GWh | 0 | 0 | 0 | 0 | 0 | 0 | 0
NY Min Oil Burn - Northport - Winter Shldr | 698 | 7546 | Generation Constraint in GWh | FALSE | G | Annual | Allowances Withdrawn (1:n) | GWh | 0 | 0 | 0 | 0 | 0 | 0 | 0
NY Min Oil Burn - Northport - Winter Shldr | 698 | 7546 | Generation Constraint in GWh | FALSE | G | Annual | Net Emissions Allowance Position | GWh | 1503.0896 | 439.823 | 0 | 0 | 0 | 0 | 0
NY Min Oil Burn - Northport - Winter Shldr | 698 | 7546 | Generation Constraint in GWh | FALSE | G | Annual | Constraint Shadow Price | US2022$/MWh | 0 | 0 | 0 | 0 | 0 | 0 | 0
NY Min Oil Burn - Ravenswood CC - Summer | 699 | 7556 | Generation Constraint in GWh | FALSE | G | Annual | Seasons Included | Seasons | Winter, Spring, Summer, Fall | Winter, Spring, Summer, Fall | Winter, Spring, Summer, Fall | Winter, Spring, Summer, Fall | Winter, Spring, Summer, Fall | Winter, Spring, Summer, Fall | Winter, Spring, Summer, Fall
NY Min Oil Burn - Ravenswood CC - Summer | 699 | 7556 | Generation Constraint in GWh | FALSE | G | Annual | Standard GWh | GWh | 0 | 0 | 0 | 0 | 0 | 0 | 0
NY Min Oil Burn - Ravenswood CC - Summer | 699 | 7556 | Generation Constraint in GWh | FALSE | G | Annual | Generation at Eligible Plants | GWh | 1017.6489 | 1268.0275 | 928.5845 | 249.5174 | 116.9672 | 123.0356 | 122.8414
NY Min Oil Burn - Ravenswood CC - Summer | 699 | 7556 | Generation Constraint in GWh | FALSE | G | Annual | Allowances Purchased | GWh | 0 | 0 | 0 | 0 | 0 | 0 | 0
NY Min Oil Burn - Ravenswood CC - Summer | 699 | 7556 | Generation Constraint in GWh | FALSE | G | Annual | Allowances Sold | GWh | 0 | 0 | 0 | 0 | 0 | 0 | 0
NY Min Oil Burn - Ravenswood CC - Summer | 699 | 7556 | Generation Constraint in GWh | FALSE | G | Annual | Allowances Banked | GWh | 0 | 0 | 0 | 0 | 0 | 0 | 0
NY Min Oil Burn - Ravenswood CC - Summer | 699 | 7556 | Generation Constraint in GWh | FALSE | G | Annual | Allowances Withdrawn (1:1) | GWh | 0 | 0 | 0 | 0 | 0 | 0 | 0
NY Min Oil Burn - Ravenswood CC - Summer | 699 | 7556 | Generation Constraint in GWh | FALSE | G | Annual | Allowances Withdrawn (1:n) | GWh | 0 | 0 | 0 | 0 | 0 | 0 | 0
NY Min Oil Burn - Ravenswood CC - Summer | 699 | 7556 | Generation Constraint in GWh | FALSE | G | Annual | Net Emissions Allowance Position | GWh | 1017.6489 | 1268.0275 | 928.5845 | 249.5174 | 116.9672 | 123.0356 | 122.8414
NY Min Oil Burn - Ravenswood CC - Summer | 699 | 7556 | Generation Constraint in GWh | FALSE | G | Annual | Constraint Shadow Price | US2022$/MWh | 0 | 0 | 0 | 0 | 0 | 0 | 0
NY Min Oil Burn - Ravenswood CC - Winter | 700 | 7554 | Generation Constraint in GWh | FALSE | G | Annual | Seasons Included | Seasons | Winter, Spring, Summer, Fall | Winter, Spring, Summer, Fall | Winter, Spring, Summer, Fall | Winter, Spring, Summer, Fall | Winter, Spring, Summer, Fall | Winter, Spring, Summer, Fall | Winter, Spring, Summer, Fall
NY Min Oil Burn - Ravenswood CC - Winter | 700 | 7554 | Generation Constraint in GWh | FALSE | G | Annual | Standard GWh | GWh | 0 | 0 | 0 | 0 | 0 | 0 | 0
NY Min Oil Burn - Ravenswood CC - Winter | 700 | 7554 | Generation Constraint in GWh | FALSE | G | Annual | Generation at Eligible Plants | GWh | 1017.6489 | 1268.0275 | 928.5845 | 249.5174 | 116.9672 | 123.0356 | 122.8414
NY Min Oil Burn - Ravenswood CC - Winter | 700 | 7554 | Generation Constraint in GWh | FALSE | G | Annual | Allowances Purchased | GWh | 0 | 0 | 0 | 0 | 0 | 0 | 0
NY Min Oil Burn - Ravenswood CC - Winter | 700 | 7554 | Generation Constraint in GWh | FALSE | G | Annual | Allowances Sold | GWh | 0 | 0 | 0 | 0 | 0 | 0 | 0
NY Min Oil Burn - Ravenswood CC - Winter | 700 | 7554 | Generation Constraint in GWh | FALSE | G | Annual | Allowances Banked | GWh | 0 | 0 | 0 | 0 | 0 | 0 | 0
NY Min Oil Burn - Ravenswood CC - Winter | 700 | 7554 | Generation Constraint in GWh | FALSE | G | Annual | Allowances Withdrawn (1:1) | GWh | 0 | 0 | 0 | 0 | 0 | 0 | 0
NY Min Oil Burn - Ravenswood CC - Winter | 700 | 7554 | Generation Constraint in GWh | FALSE | G | Annual | Allowances Withdrawn (1:n) | GWh | 0 | 0 | 0 | 0 | 0 | 0 | 0
NY Min Oil Burn - Ravenswood CC - Winter | 700 | 7554 | Generation Constraint in GWh | FALSE | G | Annual | Net Emissions Allowance Position | GWh | 1017.6489 | 1268.0275 | 928.5845 | 249.5174 | 116.9672 | 123.0356 | 122.8414
NY Min Oil Burn - Ravenswood CC - Winter | 700 | 7554 | Generation Constraint in GWh | FALSE | G | Annual | Constraint Shadow Price | US2022$/MWh | 0 | 0 | 0 | 0 | 0 | 0 | 0
NY Min Oil Burn - Ravenswood CC - Winter Shldr | 701 | 7555 | Generation Constraint in GWh | FALSE | G | Annual | Seasons Included | Seasons | Winter, Spring, Summer, Fall | Winter, Spring, Summer, Fall | Winter, Spring, Summer, Fall | Winter, Spring, Summer, Fall | Winter, Spring, Summer, Fall | Winter, Spring, Summer, Fall | Winter, Spring, Summer, Fall
NY Min Oil Burn - Ravenswood CC - Winter Shldr | 701 | 7555 | Generation Constraint in GWh | FALSE | G | Annual | Standard GWh | GWh | 0 | 0 | 0 | 0 | 0 | 0 | 0
NY Min Oil Burn - Ravenswood CC - Winter Shldr | 701 | 7555 | Generation Constraint in GWh | FALSE | G | Annual | Generation at Eligible Plants | GWh | 1017.6489 | 1268.0275 | 928.5845 | 249.5174 | 116.9672 | 123.0356 | 122.8414
NY Min Oil Burn - Ravenswood CC - Winter Shldr | 701 | 7555 | Generation Constraint in GWh | FALSE | G | Annual | Allowances Purchased | GWh | 0 | 0 | 0 | 0 | 0 | 0 | 0
NY Min Oil Burn - Ravenswood CC - Winter Shldr | 701 | 7555 | Generation Constraint in GWh | FALSE | G | Annual | Allowances Sold | GWh | 0 | 0 | 0 | 0 | 0 | 0 | 0
NY Min Oil Burn - Ravenswood CC - Winter Shldr | 701 | 7555 | Generation Constraint in GWh | FALSE | G | Annual | Allowances Banked | GWh | 0 | 0 | 0 | 0 | 0 | 0 | 0
NY Min Oil Burn - Ravenswood CC - Winter Shldr | 701 | 7555 | Generation Constraint in GWh | FALSE | G | Annual | Allowances Withdrawn (1:1) | GWh | 0 | 0 | 0 | 0 | 0 | 0 | 0
NY Min Oil Burn - Ravenswood CC - Winter Shldr | 701 | 7555 | Generation Constraint in GWh | FALSE | G | Annual | Allowances Withdrawn (1:n) | GWh | 0 | 0 | 0 | 0 | 0 | 0 | 0
NY Min Oil Burn - Ravenswood CC - Winter Shldr | 701 | 7555 | Generation Constraint in GWh | FALSE | G | Annual | Net Emissions Allowance Position | GWh | 1017.6489 | 1268.0275 | 928.5845 | 249.5174 | 116.9672 | 123.0356 | 122.8414
NY Min Oil Burn - Ravenswood CC - Winter Shldr | 701 | 7555 | Generation Constraint in GWh | FALSE | G | Annual | Constraint Shadow Price | US2022$/MWh | 0 | 0 | 0 | 0 | 0 | 0 | 0
NY Min Oil Burn - Ravenswood Oil - Summer | 702 | 7550 | Generation Constraint in GWh | FALSE | G | Annual | Seasons Included | Seasons | Winter, Spring, Summer, Fall | Winter, Spring, Summer, Fall | Winter, Spring, Summer, Fall | Winter, Spring, Summer, Fall | Winter, Spring, Summer, Fall | Winter, Spring, Summer, Fall | Winter, Spring, Summer, Fall
NY Min Oil Burn - Ravenswood Oil - Summer | 702 | 7550 | Generation Constraint in GWh | FALSE | G | Annual | Standard GWh | GWh | 0 | 0 | 0 | 0 | 0 | 0 | 0
NY Min Oil Burn - Ravenswood Oil - Summer | 702 | 7550 | Generation Constraint in GWh | FALSE | G | Annual | Generation at Eligible Plants | GWh | 0 | 0 | 774.9518 | 0 | 0 | 0 | 0
NY Min Oil Burn - Ravenswood Oil - Summer | 702 | 7550 | Generation Constraint in GWh | FALSE | G | Annual | Allowances Purchased | GWh | 0 | 0 | 0 | 0 | 0 | 0 | 0
NY Min Oil Burn - Ravenswood Oil - Summer | 702 | 7550 | Generation Constraint in GWh | FALSE | G | Annual | Allowances Sold | GWh | 0 | 0 | 0 | 0 | 0 | 0 | 0
NY Min Oil Burn - Ravenswood Oil - Summer | 702 | 7550 | Generation Constraint in GWh | FALSE | G | Annual | Allowances Banked | GWh | 0 | 0 | 0 | 0 | 0 | 0 | 0
NY Min Oil Burn - Ravenswood Oil - Summer | 702 | 7550 | Generation Constraint in GWh | FALSE | G | Annual | Allowances Withdrawn (1:1) | GWh | 0 | 0 | 0 | 0 | 0 | 0 | 0
NY Min Oil Burn - Ravenswood Oil - Summer | 702 | 7550 | Generation Constraint in GWh | FALSE | G | Annual | Allowances Withdrawn (1:n) | GWh | 0 | 0 | 0 | 0 | 0 | 0 | 0
NY Min Oil Burn - Ravenswood Oil - Summer | 702 | 7550 | Generation Constraint in GWh | FALSE | G | Annual | Net Emissions Allowance Position | GWh | 0 | 0 | 774.9518 | 0 | 0 | 0 | 0
NY Min Oil Burn - Ravenswood Oil - Summer | 702 | 7550 | Generation Constraint in GWh | FALSE | G | Annual | Constraint Shadow Price | US2022$/MWh | 0 | 0 | 0 | 0 | 0 | 0 | 0
NY Min Oil Burn - Ravenswood Oil - Winter | 703 | 7548 | Generation Constraint in GWh | FALSE | G | Annual | Seasons Included | Seasons | Winter, Spring, Summer, Fall | Winter, Spring, Summer, Fall | Winter, Spring, Summer, Fall | Winter, Spring, Summer, Fall | Winter, Spring, Summer, Fall | Winter, Spring, Summer, Fall | Winter, Spring, Summer, Fall
NY Min Oil Burn - Ravenswood Oil - Winter | 703 | 7548 | Generation Constraint in GWh | FALSE | G | Annual | Standard GWh | GWh | 0 | 0 | 0 | 0 | 0 | 0 | 0
NY Min Oil Burn - Ravenswood Oil - Winter | 703 | 7548 | Generation Constraint in GWh | FALSE | G | Annual | Generation at Eligible Plants | GWh | 0 | 0 | 774.9518 | 0 | 0 | 0 | 0
NY Min Oil Burn - Ravenswood Oil - Winter | 703 | 7548 | Generation Constraint in GWh | FALSE | G | Annual | Allowances Purchased | GWh | 0 | 0 | 0 | 0 | 0 | 0 | 0
NY Min Oil Burn - Ravenswood Oil - Winter | 703 | 7548 | Generation Constraint in GWh | FALSE | G | Annual | Allowances Sold | GWh | 0 | 0 | 0 | 0 | 0 | 0 | 0
NY Min Oil Burn - Ravenswood Oil - Winter | 703 | 7548 | Generation Constraint in GWh | FALSE | G | Annual | Allowances Banked | GWh | 0 | 0 | 0 | 0 | 0 | 0 | 0
NY Min Oil Burn - Ravenswood Oil - Winter | 703 | 7548 | Generation Constraint in GWh | FALSE | G | Annual | Allowances Withdrawn (1:1) | GWh | 0 | 0 | 0 | 0 | 0 | 0 | 0
NY Min Oil Burn - Ravenswood Oil - Winter | 703 | 7548 | Generation Constraint in GWh | FALSE | G | Annual | Allowances Withdrawn (1:n) | GWh | 0 | 0 | 0 | 0 | 0 | 0 | 0
NY Min Oil Burn - Ravenswood Oil - Winter | 703 | 7548 | Generation Constraint in GWh | FALSE | G | Annual | Net Emissions Allowance Position | GWh | 0 | 0 | 774.9518 | 0 | 0 | 0 | 0
NY Min Oil Burn - Ravenswood Oil - Winter | 703 | 7548 | Generation Constraint in GWh | FALSE | G | Annual | Constraint Shadow Price | US2022$/MWh | 0 | 0 | 0 | 0 | 0 | 0 | 0
NY Min Oil Burn - Ravenswood Oil - Winter Shldr | 704 | 7549 | Generation Constraint in GWh | FALSE | G | Annual | Seasons Included | Seasons | Winter, Spring, Summer, Fall | Winter, Spring, Summer, Fall | Winter, Spring, Summer, Fall | Winter, Spring, Summer, Fall | Winter, Spring, Summer, Fall | Winter, Spring, Summer, Fall | Winter, Spring, Summer, Fall
NY Min Oil Burn - Ravenswood Oil - Winter Shldr | 704 | 7549 | Generation Constraint in GWh | FALSE | G | Annual | Standard GWh | GWh | 0 | 0 | 0 | 0 | 0 | 0 | 0
NY Min Oil Burn - Ravenswood Oil - Winter Shldr | 704 | 7549 | Generation Constraint in GWh | FALSE | G | Annual | Generation at Eligible Plants | GWh | 0 | 0 | 774.9518 | 0 | 0 | 0 | 0
NY Min Oil Burn - Ravenswood Oil - Winter Shldr | 704 | 7549 | Generation Constraint in GWh | FALSE | G | Annual | Allowances Purchased | GWh | 0 | 0 | 0 | 0 | 0 | 0 | 0
NY Min Oil Burn - Ravenswood Oil - Winter Shldr | 704 | 7549 | Generation Constraint in GWh | FALSE | G | Annual | Allowances Sold | GWh | 0 | 0 | 0 | 0 | 0 | 0 | 0
NY Min Oil Burn - Ravenswood Oil - Winter Shldr | 704 | 7549 | Generation Constraint in GWh | FALSE | G | Annual | Allowances Banked | GWh | 0 | 0 | 0 | 0 | 0 | 0 | 0
NY Min Oil Burn - Ravenswood Oil - Winter Shldr | 704 | 7549 | Generation Constraint in GWh | FALSE | G | Annual | Allowances Withdrawn (1:1) | GWh | 0 | 0 | 0 | 0 | 0 | 0 | 0
NY Min Oil Burn - Ravenswood Oil - Winter Shldr | 704 | 7549 | Generation Constraint in GWh | FALSE | G | Annual | Allowances Withdrawn (1:n) | GWh | 0 | 0 | 0 | 0 | 0 | 0 | 0
NY Min Oil Burn - Ravenswood Oil - Winter Shldr | 704 | 7549 | Generation Constraint in GWh | FALSE | G | Annual | Net Emissions Allowance Position | GWh | 0 | 0 | 774.9518 | 0 | 0 | 0 | 0
NY Min Oil Burn - Ravenswood Oil - Winter Shldr | 704 | 7549 | Generation Constraint in GWh | FALSE | G | Annual | Constraint Shadow Price | US2022$/MWh | 0 | 0 | 0 | 0 | 0 | 0 | 0
NY New Units MER Rate Limit v3.1 | 705 | 7350 | MACT Fuel Choice Floor in lbs/MMBtu | FALSE | L | Annual | Seasons Included | Seasons | Winter, Spring, Summer, Fall | Winter, Spring, Summer, Fall | Winter, Spring, Summer, Fall | Winter, Spring, Summer, Fall | Winter, Spring, Summer, Fall | Winter, Spring, Summer, Fall | Winter, Spring, Summer, Fall
NY New Units MER Rate Limit v3.1 | 705 | 7350 | MACT Fuel Choice Floor in lbs/MMBtu | FALSE | L | Annual | Emission Floor MER | lbs/MMBtu | 6e-07 | 6e-07 | 6e-07 | 6e-07 | 6e-07 | 6e-07 | 6e-07
NY New Units MER Rate Limit v3.1 | 705 | 7350 | MACT Fuel Choice Floor in lbs/MMBtu | FALSE | L | Annual | Emissions at Affected Plants MER | Lb | 0 | 0 | 0 | 0 | 0 | 0 | 0
NY New Units MER Rate Limit v3.1 | 705 | 7350 | MACT Fuel Choice Floor in lbs/MMBtu | FALSE | L | Annual | Allowances Purchased MER | Lb | 0 | 0 | 0 | 0 | 0 | 0 | 0
NY New Units MER Rate Limit v3.1 | 705 | 7350 | MACT Fuel Choice Floor in lbs/MMBtu | FALSE | L | Annual | Allowances Sold MER | Lb | 0 | 0 | 0 | 0 | 0 | 0 | 0
NY New Units MER Rate Limit v3.1 | 705 | 7350 | MACT Fuel Choice Floor in lbs/MMBtu | FALSE | L | Annual | Allowances Banked | Lb | 0 | 0 | 0 | 0 | 0 | 0 | 0
NY New Units MER Rate Limit v3.1 | 705 | 7350 | MACT Fuel Choice Floor in lbs/MMBtu | FALSE | L | Annual | Allowances Withdrawn (1:1) | Lb | 0 | 0 | 0 | 0 | 0 | 0 | 0
NY New Units MER Rate Limit v3.1 | 705 | 7350 | MACT Fuel Choice Floor in lbs/MMBtu | FALSE | L | Annual | Allowances Withdrawn (1:n) | Lb | 0 | 0 | 0 | 0 | 0 | 0 | 0
NY New Units MER Rate Limit v3.1 | 705 | 7350 | MACT Fuel Choice Floor in lbs/MMBtu | FALSE | L | Annual | Total | Lb | 0 | 0 | 0 | 0 | 0 | 0 | 0
NY New Units MER Rate Limit v3.1 | 705 | 7350 | MACT Fuel Choice Floor in lbs/MMBtu | FALSE | L | Annual | Fuel Consumed | TBtu | 0 | 0 | 0 | 0 | 0 | 0 | 0
NY New Units MER Rate Limit v3.1 | 705 | 7350 | MACT Fuel Choice Floor in lbs/MMBtu | FALSE | L | Annual | Rate | lbs/MMBtu | 0 | 0 | 0 | 0 | 0 | 0 | 0
NY New Units MER Rate Limit v3.1 | 705 | 7350 | MACT Fuel Choice Floor in lbs/MMBtu | FALSE | L | Annual | Generation | TWh | 0 | 0 | 0 | 0 | 0 | 0 | 0
NY New Units MER Rate Limit v3.1 | 705 | 7350 | MACT Fuel Choice Floor in lbs/MMBtu | FALSE | L | Annual | Qualifying Generation | TWh | 0 | 0 | 0 | 0 | 0 | 0 | 0
NY New Units MER Rate Limit v3.1 | 705 | 7350 | MACT Fuel Choice Floor in lbs/MMBtu | FALSE | L | Annual | Constraint Shadow Price | US2022$/Lb | 0 | 0 | 0 | 0 | 0 | 0 | 0
NY New Units MER Rate Limit v3.1 | 706 | 7350 | MACT Fuel Choice Floor in lbs/MMBtu | FALSE | L | Annual | Seasons Included | Seasons | Winter, Spring, Summer, Fall | Winter, Spring, Summer, Fall | Winter, Spring, Summer, Fall | Winter, Spring, Summer, Fall | Winter, Spring, Summer, Fall | Winter, Spring, Summer, Fall | Winter, Spring, Summer, Fall
NY New Units MER Rate Limit v3.1 | 706 | 7350 | MACT Fuel Choice Floor in lbs/MMBtu | FALSE | L | Annual | Emission Floor MER | lbs/MMBtu | 6e-07 | 6e-07 | 6e-07 | 6e-07 | 6e-07 | 6e-07 | 6e-07
NY New Units MER Rate Limit v3.1 | 706 | 7350 | MACT Fuel Choice Floor in lbs/MMBtu | FALSE | L | Annual | Emissions at Affected Plants MER | Lb | 0 | 0 | 0 | 0 | 0 | 0 | 0
NY New Units MER Rate Limit v3.1 | 706 | 7350 | MACT Fuel Choice Floor in lbs/MMBtu | FALSE | L | Annual | Allowances Purchased MER | Lb | 0 | 0 | 0 | 0 | 0 | 0 | 0
NY New Units MER Rate Limit v3.1 | 706 | 7350 | MACT Fuel Choice Floor in lbs/MMBtu | FALSE | L | Annual | Allowances Sold MER | Lb | 0 | 0 | 0 | 0 | 0 | 0 | 0
NY New Units MER Rate Limit v3.1 | 706 | 7350 | MACT Fuel Choice Floor in lbs/MMBtu | FALSE | L | Annual | Allowances Banked | Lb | 0 | 0 | 0 | 0 | 0 | 0 | 0
NY New Units MER Rate Limit v3.1 | 706 | 7350 | MACT Fuel Choice Floor in lbs/MMBtu | FALSE | L | Annual | Allowances Withdrawn (1:1) | Lb | 0 | 0 | 0 | 0 | 0 | 0 | 0
NY New Units MER Rate Limit v3.1 | 706 | 7350 | MACT Fuel Choice Floor in lbs/MMBtu | FALSE | L | Annual | Allowances Withdrawn (1:n) | Lb | 0 | 0 | 0 | 0 | 0 | 0 | 0
NY New Units MER Rate Limit v3.1 | 706 | 7350 | MACT Fuel Choice Floor in lbs/MMBtu | FALSE | L | Annual | Total | Lb | 0 | 0 | 0 | 0 | 0 | 0 | 0
NY New Units MER Rate Limit v3.1 | 706 | 7350 | MACT Fuel Choice Floor in lbs/MMBtu | FALSE | L | Annual | Fuel Consumed | TBtu | 0 | 0 | 0 | 0 | 0 | 0 | 0
NY New Units MER Rate Limit v3.1 | 706 | 7350 | MACT Fuel Choice Floor in lbs/MMBtu | FALSE | L | Annual | Rate | lbs/MMBtu | 0 | 0 | 0 | 0 | 0 | 0 | 0
NY New Units MER Rate Limit v3.1 | 706 | 7350 | MACT Fuel Choice Floor in lbs/MMBtu | FALSE | L | Annual | Generation | TWh | 0 | 0 | 0 | 0 | 0 | 0 | 0
NY New Units MER Rate Limit v3.1 | 706 | 7350 | MACT Fuel Choice Floor in lbs/MMBtu | FALSE | L | Annual | Qualifying Generation | TWh | 0 | 0 | 0 | 0 | 0 | 0 | 0
NY New Units MER Rate Limit v3.1 | 706 | 7350 | MACT Fuel Choice Floor in lbs/MMBtu | FALSE | L | Annual | Constraint Shadow Price | US2022$/Lb | 0 | 0 | 0 | 0 | 0 | 0 | 0
NY New Units MER Rate Limit v3.1 | 707 | 7350 | MACT Fuel Choice Floor in lbs/MMBtu | FALSE | L | Annual | Seasons Included | Seasons | Winter, Spring, Summer, Fall | Winter, Spring, Summer, Fall | Winter, Spring, Summer, Fall | Winter, Spring, Summer, Fall | Winter, Spring, Summer, Fall | Winter, Spring, Summer, Fall | Winter, Spring, Summer, Fall
NY New Units MER Rate Limit v3.1 | 707 | 7350 | MACT Fuel Choice Floor in lbs/MMBtu | FALSE | L | Annual | Emission Floor MER | lbs/MMBtu | 6e-07 | 6e-07 | 6e-07 | 6e-07 | 6e-07 | 6e-07 | 6e-07
NY New Units MER Rate Limit v3.1 | 707 | 7350 | MACT Fuel Choice Floor in lbs/MMBtu | FALSE | L | Annual | Emissions at Affected Plants MER | Lb | 0 | 0 | 0 | 0 | 0 | 0 | 0
NY New Units MER Rate Limit v3.1 | 707 | 7350 | MACT Fuel Choice Floor in lbs/MMBtu | FALSE | L | Annual | Allowances Purchased MER | Lb | 0 | 0 | 0 | 0 | 0 | 0 | 0
NY New Units MER Rate Limit v3.1 | 707 | 7350 | MACT Fuel Choice Floor in lbs/MMBtu | FALSE | L | Annual | Allowances Sold MER | Lb | 0 | 0 | 0 | 0 | 0 | 0 | 0
NY New Units MER Rate Limit v3.1 | 707 | 7350 | MACT Fuel Choice Floor in lbs/MMBtu | FALSE | L | Annual | Allowances Banked | Lb | 0 | 0 | 0 | 0 | 0 | 0 | 0
NY New Units MER Rate Limit v3.1 | 707 | 7350 | MACT Fuel Choice Floor in lbs/MMBtu | FALSE | L | Annual | Allowances Withdrawn (1:1) | Lb | 0 | 0 | 0 | 0 | 0 | 0 | 0
NY New Units MER Rate Limit v3.1 | 707 | 7350 | MACT Fuel Choice Floor in lbs/MMBtu | FALSE | L | Annual | Allowances Withdrawn (1:n) | Lb | 0 | 0 | 0 | 0 | 0 | 0 | 0
NY New Units MER Rate Limit v3.1 | 707 | 7350 | MACT Fuel Choice Floor in lbs/MMBtu | FALSE | L | Annual | Total | Lb | 0 | 0 | 0 | 0 | 0 | 0 | 0
NY New Units MER Rate Limit v3.1 | 707 | 7350 | MACT Fuel Choice Floor in lbs/MMBtu | FALSE | L | Annual | Fuel Consumed | TBtu | 0 | 0 | 0 | 0 | 0 | 0 | 0
NY New Units MER Rate Limit v3.1 | 707 | 7350 | MACT Fuel Choice Floor in lbs/MMBtu | FALSE | L | Annual | Rate | lbs/MMBtu | 0 | 0 | 0 | 0 | 0 | 0 | 0
NY New Units MER Rate Limit v3.1 | 707 | 7350 | MACT Fuel Choice Floor in lbs/MMBtu | FALSE | L | Annual | Generation | TWh | 0 | 0 | 0 | 0 | 0 | 0 | 0
NY New Units MER Rate Limit v3.1 | 707 | 7350 | MACT Fuel Choice Floor in lbs/MMBtu | FALSE | L | Annual | Qualifying Generation | TWh | 0 | 0 | 0 | 0 | 0 | 0 | 0
NY New Units MER Rate Limit v3.1 | 707 | 7350 | MACT Fuel Choice Floor in lbs/MMBtu | FALSE | L | Annual | Constraint Shadow Price | US2022$/Lb | 0 | 0 | 0 | 0 | 0 | 0 | 0
NY New Units MER Rate Limit v3.1 | 708 | 7350 | MACT Fuel Choice Floor in lbs/MMBtu | FALSE | L | Annual | Seasons Included | Seasons | Winter, Spring, Summer, Fall | Winter, Spring, Summer, Fall | Winter, Spring, Summer, Fall | Winter, Spring, Summer, Fall | Winter, Spring, Summer, Fall | Winter, Spring, Summer, Fall | Winter, Spring, Summer, Fall
NY New Units MER Rate Limit v3.1 | 708 | 7350 | MACT Fuel Choice Floor in lbs/MMBtu | FALSE | L | Annual | Emission Floor MER | lbs/MMBtu | 6e-07 | 6e-07 | 6e-07 | 6e-07 | 6e-07 | 6e-07 | 6e-07
NY New Units MER Rate Limit v3.1 | 708 | 7350 | MACT Fuel Choice Floor in lbs/MMBtu | FALSE | L | Annual | Emissions at Affected Plants MER | Lb | 0 | 0 | 0 | 0 | 0 | 0 | 0
NY New Units MER Rate Limit v3.1 | 708 | 7350 | MACT Fuel Choice Floor in lbs/MMBtu | FALSE | L | Annual | Allowances Purchased MER | Lb | 0 | 0 | 0 | 0 | 0 | 0 | 0
NY New Units MER Rate Limit v3.1 | 708 | 7350 | MACT Fuel Choice Floor in lbs/MMBtu | FALSE | L | Annual | Allowances Sold MER | Lb | 0 | 0 | 0 | 0 | 0 | 0 | 0
NY New Units MER Rate Limit v3.1 | 708 | 7350 | MACT Fuel Choice Floor in lbs/MMBtu | FALSE | L | Annual | Allowances Banked | Lb | 0 | 0 | 0 | 0 | 0 | 0 | 0
NY New Units MER Rate Limit v3.1 | 708 | 7350 | MACT Fuel Choice Floor in lbs/MMBtu | FALSE | L | Annual | Allowances Withdrawn (1:1) | Lb | 0 | 0 | 0 | 0 | 0 | 0 | 0
NY New Units MER Rate Limit v3.1 | 708 | 7350 | MACT Fuel Choice Floor in lbs/MMBtu | FALSE | L | Annual | Allowances Withdrawn (1:n) | Lb | 0 | 0 | 0 | 0 | 0 | 0 | 0
NY New Units MER Rate Limit v3.1 | 708 | 7350 | MACT Fuel Choice Floor in lbs/MMBtu | FALSE | L | Annual | Total | Lb | 0 | 0 | 0 | 0 | 0 | 0 | 0
NY New Units MER Rate Limit v3.1 | 708 | 7350 | MACT Fuel Choice Floor in lbs/MMBtu | FALSE | L | Annual | Fuel Consumed | TBtu | 0 | 0 | 0 | 0 | 0 | 0 | 0
NY New Units MER Rate Limit v3.1 | 708 | 7350 | MACT Fuel Choice Floor in lbs/MMBtu | FALSE | L | Annual | Rate | lbs/MMBtu | 0 | 0 | 0 | 0 | 0 | 0 | 0
NY New Units MER Rate Limit v3.1 | 708 | 7350 | MACT Fuel Choice Floor in lbs/MMBtu | FALSE | L | Annual | Generation | TWh | 0 | 0 | 0 | 0 | 0 | 0 | 0
NY New Units MER Rate Limit v3.1 | 708 | 7350 | MACT Fuel Choice Floor in lbs/MMBtu | FALSE | L | Annual | Qualifying Generation | TWh | 0 | 0 | 0 | 0 | 0 | 0 | 0
NY New Units MER Rate Limit v3.1 | 708 | 7350 | MACT Fuel Choice Floor in lbs/MMBtu | FALSE | L | Annual | Constraint Shadow Price | US2022$/Lb | 0 | 0 | 0 | 0 | 0 | 0 | 0
NY New Units MER Rate Limit v3.1 | 709 | 7350 | MACT Fuel Choice Floor in lbs/MMBtu | FALSE | L | Annual | Seasons Included | Seasons | Winter, Spring, Summer, Fall | Winter, Spring, Summer, Fall | Winter, Spring, Summer, Fall | Winter, Spring, Summer, Fall | Winter, Spring, Summer, Fall | Winter, Spring, Summer, Fall | Winter, Spring, Summer, Fall
NY New Units MER Rate Limit v3.1 | 709 | 7350 | MACT Fuel Choice Floor in lbs/MMBtu | FALSE | L | Annual | Emission Floor MER | lbs/MMBtu | 6e-07 | 6e-07 | 6e-07 | 6e-07 | 6e-07 | 6e-07 | 6e-07
NY New Units MER Rate Limit v3.1 | 709 | 7350 | MACT Fuel Choice Floor in lbs/MMBtu | FALSE | L | Annual | Emissions at Affected Plants MER | Lb | 0 | 0 | 0 | 0 | 0 | 0 | 0
NY New Units MER Rate Limit v3.1 | 709 | 7350 | MACT Fuel Choice Floor in lbs/MMBtu | FALSE | L | Annual | Allowances Purchased MER | Lb | 0 | 0 | 0 | 0 | 0 | 0 | 0
NY New Units MER Rate Limit v3.1 | 709 | 7350 | MACT Fuel Choice Floor in lbs/MMBtu | FALSE | L | Annual | Allowances Sold MER | Lb | 0 | 0 | 0 | 0 | 0 | 0 | 0
NY New Units MER Rate Limit v3.1 | 709 | 7350 | MACT Fuel Choice Floor in lbs/MMBtu | FALSE | L | Annual | Allowances Banked | Lb | 0 | 0 | 0 | 0 | 0 | 0 | 0
NY New Units MER Rate Limit v3.1 | 709 | 7350 | MACT Fuel Choice Floor in lbs/MMBtu | FALSE | L | Annual | Allowances Withdrawn (1:1) | Lb | 0 | 0 | 0 | 0 | 0 | 0 | 0
NY New Units MER Rate Limit v3.1 | 709 | 7350 | MACT Fuel Choice Floor in lbs/MMBtu | FALSE | L | Annual | Allowances Withdrawn (1:n) | Lb | 0 | 0 | 0 | 0 | 0 | 0 | 0
NY New Units MER Rate Limit v3.1 | 709 | 7350 | MACT Fuel Choice Floor in lbs/MMBtu | FALSE | L | Annual | Total | Lb | 0 | 0 | 0 | 0 | 0 | 0 | 0
NY New Units MER Rate Limit v3.1 | 709 | 7350 | MACT Fuel Choice Floor in lbs/MMBtu | FALSE | L | Annual | Fuel Consumed | TBtu | 0 | 0 | 0 | 0 | 0 | 0 | 0
NY New Units MER Rate Limit v3.1 | 709 | 7350 | MACT Fuel Choice Floor in lbs/MMBtu | FALSE | L | Annual | Rate | lbs/MMBtu | 0 | 0 | 0 | 0 | 0 | 0 | 0
NY New Units MER Rate Limit v3.1 | 709 | 7350 | MACT Fuel Choice Floor in lbs/MMBtu | FALSE | L | Annual | Generation | TWh | 0 | 0 | 0 | 0 | 0 | 0 | 0
NY New Units MER Rate Limit v3.1 | 709 | 7350 | MACT Fuel Choice Floor in lbs/MMBtu | FALSE | L | Annual | Qualifying Generation | TWh | 0 | 0 | 0 | 0 | 0 | 0 | 0
NY New Units MER Rate Limit v3.1 | 709 | 7350 | MACT Fuel Choice Floor in lbs/MMBtu | FALSE | L | Annual | Constraint Shadow Price | US2022$/Lb | 0 | 0 | 0 | 0 | 0 | 0 | 0
NY New Units MER Rate Limit v3.1 | 710 | 7350 | MACT Fuel Choice Floor in lbs/MMBtu | FALSE | L | Annual | Seasons Included | Seasons | Winter, Spring, Summer, Fall | Winter, Spring, Summer, Fall | Winter, Spring, Summer, Fall | Winter, Spring, Summer, Fall | Winter, Spring, Summer, Fall | Winter, Spring, Summer, Fall | Winter, Spring, Summer, Fall
NY New Units MER Rate Limit v3.1 | 710 | 7350 | MACT Fuel Choice Floor in lbs/MMBtu | FALSE | L | Annual | Emission Floor MER | lbs/MMBtu | 6e-07 | 6e-07 | 6e-07 | 6e-07 | 6e-07 | 6e-07 | 6e-07
NY New Units MER Rate Limit v3.1 | 710 | 7350 | MACT Fuel Choice Floor in lbs/MMBtu | FALSE | L | Annual | Emissions at Affected Plants MER | Lb | 0 | 0 | 0 | 0 | 0 | 0 | 0
NY New Units MER Rate Limit v3.1 | 710 | 7350 | MACT Fuel Choice Floor in lbs/MMBtu | FALSE | L | Annual | Allowances Purchased MER | Lb | 0 | 0 | 0 | 0 | 0 | 0 | 0
NY New Units MER Rate Limit v3.1 | 710 | 7350 | MACT Fuel Choice Floor in lbs/MMBtu | FALSE | L | Annual | Allowances Sold MER | Lb | 0 | 0 | 0 | 0 | 0 | 0 | 0
NY New Units MER Rate Limit v3.1 | 710 | 7350 | MACT Fuel Choice Floor in lbs/MMBtu | FALSE | L | Annual | Allowances Banked | Lb | 0 | 0 | 0 | 0 | 0 | 0 | 0
NY New Units MER Rate Limit v3.1 | 710 | 7350 | MACT Fuel Choice Floor in lbs/MMBtu | FALSE | L | Annual | Allowances Withdrawn (1:1) | Lb | 0 | 0 | 0 | 0 | 0 | 0 | 0
NY New Units MER Rate Limit v3.1 | 710 | 7350 | MACT Fuel Choice Floor in lbs/MMBtu | FALSE | L | Annual | Allowances Withdrawn (1:n) | Lb | 0 | 0 | 0 | 0 | 0 | 0 | 0
NY New Units MER Rate Limit v3.1 | 710 | 7350 | MACT Fuel Choice Floor in lbs/MMBtu | FALSE | L | Annual | Total | Lb | 0 | 0 | 0 | 0 | 0 | 0 | 0
NY New Units MER Rate Limit v3.1 | 710 | 7350 | MACT Fuel Choice Floor in lbs/MMBtu | FALSE | L | Annual | Fuel Consumed | TBtu | 0 | 0 | 0 | 0 | 0 | 0 | 0
NY New Units MER Rate Limit v3.1 | 710 | 7350 | MACT Fuel Choice Floor in lbs/MMBtu | FALSE | L | Annual | Rate | lbs/MMBtu | 0 | 0 | 0 | 0 | 0 | 0 | 0
NY New Units MER Rate Limit v3.1 | 710 | 7350 | MACT Fuel Choice Floor in lbs/MMBtu | FALSE | L | Annual | Generation | TWh | 0 | 0 | 0 | 0 | 0 | 0 | 0
NY New Units MER Rate Limit v3.1 | 710 | 7350 | MACT Fuel Choice Floor in lbs/MMBtu | FALSE | L | Annual | Qualifying Generation | TWh | 0 | 0 | 0 | 0 | 0 | 0 | 0
NY New Units MER Rate Limit v3.1 | 710 | 7350 | MACT Fuel Choice Floor in lbs/MMBtu | FALSE | L | Annual | Constraint Shadow Price | US2022$/Lb | 0 | 0 | 0 | 0 | 0 | 0 | 0
NY New Units MER Rate Limit v3.1 | 711 | 7350 | MACT Fuel Choice Floor in lbs/MMBtu | FALSE | L | Annual | Seasons Included | Seasons | Winter, Spring, Summer, Fall | Winter, Spring, Summer, Fall | Winter, Spring, Summer, Fall | Winter, Spring, Summer, Fall | Winter, Spring, Summer, Fall | Winter, Spring, Summer, Fall | Winter, Spring, Summer, Fall
NY New Units MER Rate Limit v3.1 | 711 | 7350 | MACT Fuel Choice Floor in lbs/MMBtu | FALSE | L | Annual | Emission Floor MER | lbs/MMBtu | 6e-07 | 6e-07 | 6e-07 | 6e-07 | 6e-07 | 6e-07 | 6e-07
NY New Units MER Rate Limit v3.1 | 711 | 7350 | MACT Fuel Choice Floor in lbs/MMBtu | FALSE | L | Annual | Emissions at Affected Plants MER | Lb | 0 | 0 | 0 | 0 | 0 | 0 | 0
NY New Units MER Rate Limit v3.1 | 711 | 7350 | MACT Fuel Choice Floor in lbs/MMBtu | FALSE | L | Annual | Allowances Purchased MER | Lb | 0 | 0 | 0 | 0 | 0 | 0 | 0
NY New Units MER Rate Limit v3.1 | 711 | 7350 | MACT Fuel Choice Floor in lbs/MMBtu | FALSE | L | Annual | Allowances Sold MER | Lb | 0 | 0 | 0 | 0 | 0 | 0 | 0
NY New Units MER Rate Limit v3.1 | 711 | 7350 | MACT Fuel Choice Floor in lbs/MMBtu | FALSE | L | Annual | Allowances Banked | Lb | 0 | 0 | 0 | 0 | 0 | 0 | 0
NY New Units MER Rate Limit v3.1 | 711 | 7350 | MACT Fuel Choice Floor in lbs/MMBtu | FALSE | L | Annual | Allowances Withdrawn (1:1) | Lb | 0 | 0 | 0 | 0 | 0 | 0 | 0
NY New Units MER Rate Limit v3.1 | 711 | 7350 | MACT Fuel Choice Floor in lbs/MMBtu | FALSE | L | Annual | Allowances Withdrawn (1:n) | Lb | 0 | 0 | 0 | 0 | 0 | 0 | 0
NY New Units MER Rate Limit v3.1 | 711 | 7350 | MACT Fuel Choice Floor in lbs/MMBtu | FALSE | L | Annual | Total | Lb | 0 | 0 | 0 | 0 | 0 | 0 | 0
NY New Units MER Rate Limit v3.1 | 711 | 7350 | MACT Fuel Choice Floor in lbs/MMBtu | FALSE | L | Annual | Fuel Consumed | TBtu | 0 | 0 | 0 | 0 | 0 | 0 | 0
NY New Units MER Rate Limit v3.1 | 711 | 7350 | MACT Fuel Choice Floor in lbs/MMBtu | FALSE | L | Annual | Rate | lbs/MMBtu | 0 | 0 | 0 | 0 | 0 | 0 | 0
NY New Units MER Rate Limit v3.1 | 711 | 7350 | MACT Fuel Choice Floor in lbs/MMBtu | FALSE | L | Annual | Generation | TWh | 0 | 0 | 0 | 0 | 0 | 0 | 0
NY New Units MER Rate Limit v3.1 | 711 | 7350 | MACT Fuel Choice Floor in lbs/MMBtu | FALSE | L | Annual | Qualifying Generation | TWh | 0 | 0 | 0 | 0 | 0 | 0 | 0
NY New Units MER Rate Limit v3.1 | 711 | 7350 | MACT Fuel Choice Floor in lbs/MMBtu | FALSE | L | Annual | Constraint Shadow Price | US2022$/Lb | 0 | 0 | 0 | 0 | 0 | 0 | 0
NY New Units MER Rate Limit v3.1 | 712 | 7350 | MACT Fuel Choice Floor in lbs/MMBtu | FALSE | L | Annual | Seasons Included | Seasons | Winter, Spring, Summer, Fall | Winter, Spring, Summer, Fall | Winter, Spring, Summer, Fall | Winter, Spring, Summer, Fall | Winter, Spring, Summer, Fall | Winter, Spring, Summer, Fall | Winter, Spring, Summer, Fall
NY New Units MER Rate Limit v3.1 | 712 | 7350 | MACT Fuel Choice Floor in lbs/MMBtu | FALSE | L | Annual | Emission Floor MER | lbs/MMBtu | 6e-07 | 6e-07 | 6e-07 | 6e-07 | 6e-07 | 6e-07 | 6e-07
NY New Units MER Rate Limit v3.1 | 712 | 7350 | MACT Fuel Choice Floor in lbs/MMBtu | FALSE | L | Annual | Emissions at Affected Plants MER | Lb | 0 | 0 | 0 | 0 | 0 | 0 | 0
NY New Units MER Rate Limit v3.1 | 712 | 7350 | MACT Fuel Choice Floor in lbs/MMBtu | FALSE | L | Annual | Allowances Purchased MER | Lb | 0 | 0 | 0 | 0 | 0 | 0 | 0
NY New Units MER Rate Limit v3.1 | 712 | 7350 | MACT Fuel Choice Floor in lbs/MMBtu | FALSE | L | Annual | Allowances Sold MER | Lb | 0 | 0 | 0 | 0 | 0 | 0 | 0
NY New Units MER Rate Limit v3.1 | 712 | 7350 | MACT Fuel Choice Floor in lbs/MMBtu | FALSE | L | Annual | Allowances Banked | Lb | 0 | 0 | 0 | 0 | 0 | 0 | 0
NY New Units MER Rate Limit v3.1 | 712 | 7350 | MACT Fuel Choice Floor in lbs/MMBtu | FALSE | L | Annual | Allowances Withdrawn (1:1) | Lb | 0 | 0 | 0 | 0 | 0 | 0 | 0
NY New Units MER Rate Limit v3.1 | 712 | 7350 | MACT Fuel Choice Floor in lbs/MMBtu | FALSE | L | Annual | Allowances Withdrawn (1:n) | Lb | 0 | 0 | 0 | 0 | 0 | 0 | 0
NY New Units MER Rate Limit v3.1 | 712 | 7350 | MACT Fuel Choice Floor in lbs/MMBtu | FALSE | L | Annual | Total | Lb | 0 | 0 | 0 | 0 | 0 | 0 | 0
NY New Units MER Rate Limit v3.1 | 712 | 7350 | MACT Fuel Choice Floor in lbs/MMBtu | FALSE | L | Annual | Fuel Consumed | TBtu | 0 | 0 | 0 | 0 | 0 | 0 | 0
NY New Units MER Rate Limit v3.1 | 712 | 7350 | MACT Fuel Choice Floor in lbs/MMBtu | FALSE | L | Annual | Rate | lbs/MMBtu | 0 | 0 | 0 | 0 | 0 | 0 | 0
NY New Units MER Rate Limit v3.1 | 712 | 7350 | MACT Fuel Choice Floor in lbs/MMBtu | FALSE | L | Annual | Generation | TWh | 0 | 0 | 0 | 0 | 0 | 0 | 0
NY New Units MER Rate Limit v3.1 | 712 | 7350 | MACT Fuel Choice Floor in lbs/MMBtu | FALSE | L | Annual | Qualifying Generation | TWh | 0 | 0 | 0 | 0 | 0 | 0 | 0
NY New Units MER Rate Limit v3.1 | 712 | 7350 | MACT Fuel Choice Floor in lbs/MMBtu | FALSE | L | Annual | Constraint Shadow Price | US2022$/Lb | 0 | 0 | 0 | 0 | 0 | 0 | 0
NY New Units MER Rate Limit v3.1 | 713 | 7350 | MACT Fuel Choice Floor in lbs/MMBtu | FALSE | L | Annual | Seasons Included | Seasons | Winter, Spring, Summer, Fall | Winter, Spring, Summer, Fall | Winter, Spring, Summer, Fall | Winter, Spring, Summer, Fall | Winter, Spring, Summer, Fall | Winter, Spring, Summer, Fall | Winter, Spring, Summer, Fall
NY New Units MER Rate Limit v3.1 | 713 | 7350 | MACT Fuel Choice Floor in lbs/MMBtu | FALSE | L | Annual | Emission Floor MER | lbs/MMBtu | 6e-07 | 6e-07 | 6e-07 | 6e-07 | 6e-07 | 6e-07 | 6e-07
NY New Units MER Rate Limit v3.1 | 713 | 7350 | MACT Fuel Choice Floor in lbs/MMBtu | FALSE | L | Annual | Emissions at Affected Plants MER | Lb | 0 | 0 | 0 | 0 | 0 | 0 | 0
NY New Units MER Rate Limit v3.1 | 713 | 7350 | MACT Fuel Choice Floor in lbs/MMBtu | FALSE | L | Annual | Allowances Purchased MER | Lb | 0 | 0 | 0 | 0 | 0 | 0 | 0
NY New Units MER Rate Limit v3.1 | 713 | 7350 | MACT Fuel Choice Floor in lbs/MMBtu | FALSE | L | Annual | Allowances Sold MER | Lb | 0 | 0 | 0 | 0 | 0 | 0 | 0
NY New Units MER Rate Limit v3.1 | 713 | 7350 | MACT Fuel Choice Floor in lbs/MMBtu | FALSE | L | Annual | Allowances Banked | Lb | 0 | 0 | 0 | 0 | 0 | 0 | 0
NY New Units MER Rate Limit v3.1 | 713 | 7350 | MACT Fuel Choice Floor in lbs/MMBtu | FALSE | L | Annual | Allowances Withdrawn (1:1) | Lb | 0 | 0 | 0 | 0 | 0 | 0 | 0
NY New Units MER Rate Limit v3.1 | 713 | 7350 | MACT Fuel Choice Floor in lbs/MMBtu | FALSE | L | Annual | Allowances Withdrawn (1:n) | Lb | 0 | 0 | 0 | 0 | 0 | 0 | 0
NY New Units MER Rate Limit v3.1 | 713 | 7350 | MACT Fuel Choice Floor in lbs/MMBtu | FALSE | L | Annual | Total | Lb | 0 | 0 | 0 | 0 | 0 | 0 | 0
NY New Units MER Rate Limit v3.1 | 713 | 7350 | MACT Fuel Choice Floor in lbs/MMBtu | FALSE | L | Annual | Fuel Consumed | TBtu | 0 | 0 | 0 | 0 | 0 | 0 | 0
NY New Units MER Rate Limit v3.1 | 713 | 7350 | MACT Fuel Choice Floor in lbs/MMBtu | FALSE | L | Annual | Rate | lbs/MMBtu | 0 | 0 | 0 | 0 | 0 | 0 | 0
NY New Units MER Rate Limit v3.1 | 713 | 7350 | MACT Fuel Choice Floor in lbs/MMBtu | FALSE | L | Annual | Generation | TWh | 0 | 0 | 0 | 0 | 0 | 0 | 0
NY New Units MER Rate Limit v3.1 | 713 | 7350 | MACT Fuel Choice Floor in lbs/MMBtu | FALSE | L | Annual | Qualifying Generation | TWh | 0 | 0 | 0 | 0 | 0 | 0 | 0
NY New Units MER Rate Limit v3.1 | 713 | 7350 | MACT Fuel Choice Floor in lbs/MMBtu | FALSE | L | Annual | Constraint Shadow Price | US2022$/Lb | 0 | 0 | 0 | 0 | 0 | 0 | 0
NY New Units MER Rate Limit v3.1 | 714 | 7350 | MACT Fuel Choice Floor in lbs/MMBtu | FALSE | L | Annual | Seasons Included | Seasons | Winter, Spring, Summer, Fall | Winter, Spring, Summer, Fall | Winter, Spring, Summer, Fall | Winter, Spring, Summer, Fall | Winter, Spring, Summer, Fall | Winter, Spring, Summer, Fall | Winter, Spring, Summer, Fall
NY New Units MER Rate Limit v3.1 | 714 | 7350 | MACT Fuel Choice Floor in lbs/MMBtu | FALSE | L | Annual | Emission Floor MER | lbs/MMBtu | 6e-07 | 6e-07 | 6e-07 | 6e-07 | 6e-07 | 6e-07 | 6e-07
NY New Units MER Rate Limit v3.1 | 714 | 7350 | MACT Fuel Choice Floor in lbs/MMBtu | FALSE | L | Annual | Emissions at Affected Plants MER | Lb | 0 | 0 | 0 | 0 | 0 | 0 | 0
NY New Units MER Rate Limit v3.1 | 714 | 7350 | MACT Fuel Choice Floor in lbs/MMBtu | FALSE | L | Annual | Allowances Purchased MER | Lb | 0 | 0 | 0 | 0 | 0 | 0 | 0
NY New Units MER Rate Limit v3.1 | 714 | 7350 | MACT Fuel Choice Floor in lbs/MMBtu | FALSE | L | Annual | Allowances Sold MER | Lb | 0 | 0 | 0 | 0 | 0 | 0 | 0
NY New Units MER Rate Limit v3.1 | 714 | 7350 | MACT Fuel Choice Floor in lbs/MMBtu | FALSE | L | Annual | Allowances Banked | Lb | 0 | 0 | 0 | 0 | 0 | 0 | 0
NY New Units MER Rate Limit v3.1 | 714 | 7350 | MACT Fuel Choice Floor in lbs/MMBtu | FALSE | L | Annual | Allowances Withdrawn (1:1) | Lb | 0 | 0 | 0 | 0 | 0 | 0 | 0
NY New Units MER Rate Limit v3.1 | 714 | 7350 | MACT Fuel Choice Floor in lbs/MMBtu | FALSE | L | Annual | Allowances Withdrawn (1:n) | Lb | 0 | 0 | 0 | 0 | 0 | 0 | 0
NY New Units MER Rate Limit v3.1 | 714 | 7350 | MACT Fuel Choice Floor in lbs/MMBtu | FALSE | L | Annual | Total | Lb | 0 | 0 | 0 | 0 | 0 | 0 | 0
NY New Units MER Rate Limit v3.1 | 714 | 7350 | MACT Fuel Choice Floor in lbs/MMBtu | FALSE | L | Annual | Fuel Consumed | TBtu | 0 | 0 | 0 | 0 | 0 | 0 | 0
NY New Units MER Rate Limit v3.1 | 714 | 7350 | MACT Fuel Choice Floor in lbs/MMBtu | FALSE | L | Annual | Rate | lbs/MMBtu | 0 | 0 | 0 | 0 | 0 | 0 | 0
NY New Units MER Rate Limit v3.1 | 714 | 7350 | MACT Fuel Choice Floor in lbs/MMBtu | FALSE | L | Annual | Generation | TWh | 0 | 0 | 0 | 0 | 0 | 0 | 0
NY New Units MER Rate Limit v3.1 | 714 | 7350 | MACT Fuel Choice Floor in lbs/MMBtu | FALSE | L | Annual | Qualifying Generation | TWh | 0 | 0 | 0 | 0 | 0 | 0 | 0
NY New Units MER Rate Limit v3.1 | 714 | 7350 | MACT Fuel Choice Floor in lbs/MMBtu | FALSE | L | Annual | Constraint Shadow Price | US2022$/Lb | 0 | 0 | 0 | 0 | 0 | 0 | 0
NY New Units MER Rate Limit v3.1 | 715 | 7350 | MACT Fuel Choice Floor in lbs/MMBtu | FALSE | L | Annual | Seasons Included | Seasons | Winter, Spring, Summer, Fall | Winter, Spring, Summer, Fall | Winter, Spring, Summer, Fall | Winter, Spring, Summer, Fall | Winter, Spring, Summer, Fall | Winter, Spring, Summer, Fall | Winter, Spring, Summer, Fall
NY New Units MER Rate Limit v3.1 | 715 | 7350 | MACT Fuel Choice Floor in lbs/MMBtu | FALSE | L | Annual | Emission Floor MER | lbs/MMBtu | 6e-07 | 6e-07 | 6e-07 | 6e-07 | 6e-07 | 6e-07 | 6e-07
NY New Units MER Rate Limit v3.1 | 715 | 7350 | MACT Fuel Choice Floor in lbs/MMBtu | FALSE | L | Annual | Emissions at Affected Plants MER | Lb | 0 | 0 | 0 | 0 | 0 | 0 | 0
NY New Units MER Rate Limit v3.1 | 715 | 7350 | MACT Fuel Choice Floor in lbs/MMBtu | FALSE | L | Annual | Allowances Purchased MER | Lb | 0 | 0 | 0 | 0 | 0 | 0 | 0
NY New Units MER Rate Limit v3.1 | 715 | 7350 | MACT Fuel Choice Floor in lbs/MMBtu | FALSE | L | Annual | Allowances Sold MER | Lb | 0 | 0 | 0 | 0 | 0 | 0 | 0
NY New Units MER Rate Limit v3.1 | 715 | 7350 | MACT Fuel Choice Floor in lbs/MMBtu | FALSE | L | Annual | Allowances Banked | Lb | 0 | 0 | 0 | 0 | 0 | 0 | 0
NY New Units MER Rate Limit v3.1 | 715 | 7350 | MACT Fuel Choice Floor in lbs/MMBtu | FALSE | L | Annual | Allowances Withdrawn (1:1) | Lb | 0 | 0 | 0 | 0 | 0 | 0 | 0
NY New Units MER Rate Limit v3.1 | 715 | 7350 | MACT Fuel Choice Floor in lbs/MMBtu | FALSE | L | Annual | Allowances Withdrawn (1:n) | Lb | 0 | 0 | 0 | 0 | 0 | 0 | 0
NY New Units MER Rate Limit v3.1 | 715 | 7350 | MACT Fuel Choice Floor in lbs/MMBtu | FALSE | L | Annual | Total | Lb | 0 | 0 | 0 | 0 | 0 | 0 | 0
NY New Units MER Rate Limit v3.1 | 715 | 7350 | MACT Fuel Choice Floor in lbs/MMBtu | FALSE | L | Annual | Fuel Consumed | TBtu | 0 | 0 | 0 | 0 | 0 | 0 | 0
NY New Units MER Rate Limit v3.1 | 715 | 7350 | MACT Fuel Choice Floor in lbs/MMBtu | FALSE | L | Annual | Rate | lbs/MMBtu | 0 | 0 | 0 | 0 | 0 | 0 | 0
NY New Units MER Rate Limit v3.1 | 715 | 7350 | MACT Fuel Choice Floor in lbs/MMBtu | FALSE | L | Annual | Generation | TWh | 0 | 0 | 0 | 0 | 0 | 0 | 0
NY New Units MER Rate Limit v3.1 | 715 | 7350 | MACT Fuel Choice Floor in lbs/MMBtu | FALSE | L | Annual | Qualifying Generation | TWh | 0 | 0 | 0 | 0 | 0 | 0 | 0
NY New Units MER Rate Limit v3.1 | 715 | 7350 | MACT Fuel Choice Floor in lbs/MMBtu | FALSE | L | Annual | Constraint Shadow Price | US2022$/Lb | 0 | 0 | 0 | 0 | 0 | 0 | 0
NY New Units MER Rate Limit v3.1 | 716 | 7350 | MACT Fuel Choice Floor in lbs/MMBtu | FALSE | L | Annual | Seasons Included | Seasons | Winter, Spring, Summer, Fall | Winter, Spring, Summer, Fall | Winter, Spring, Summer, Fall | Winter, Spring, Summer, Fall | Winter, Spring, Summer, Fall | Winter, Spring, Summer, Fall | Winter, Spring, Summer, Fall
NY New Units MER Rate Limit v3.1 | 716 | 7350 | MACT Fuel Choice Floor in lbs/MMBtu | FALSE | L | Annual | Emission Floor MER | lbs/MMBtu | 6e-07 | 6e-07 | 6e-07 | 6e-07 | 6e-07 | 6e-07 | 6e-07
NY New Units MER Rate Limit v3.1 | 716 | 7350 | MACT Fuel Choice Floor in lbs/MMBtu | FALSE | L | Annual | Emissions at Affected Plants MER | Lb | 0 | 0 | 0 | 0 | 0 | 0 | 0
NY New Units MER Rate Limit v3.1 | 716 | 7350 | MACT Fuel Choice Floor in lbs/MMBtu | FALSE | L | Annual | Allowances Purchased MER | Lb | 0 | 0 | 0 | 0 | 0 | 0 | 0
NY New Units MER Rate Limit v3.1 | 716 | 7350 | MACT Fuel Choice Floor in lbs/MMBtu | FALSE | L | Annual | Allowances Sold MER | Lb | 0 | 0 | 0 | 0 | 0 | 0 | 0
NY New Units MER Rate Limit v3.1 | 716 | 7350 | MACT Fuel Choice Floor in lbs/MMBtu | FALSE | L | Annual | Allowances Banked | Lb | 0 | 0 | 0 | 0 | 0 | 0 | 0
NY New Units MER Rate Limit v3.1 | 716 | 7350 | MACT Fuel Choice Floor in lbs/MMBtu | FALSE | L | Annual | Allowances Withdrawn (1:1) | Lb | 0 | 0 | 0 | 0 | 0 | 0 | 0
NY New Units MER Rate Limit v3.1 | 716 | 7350 | MACT Fuel Choice Floor in lbs/MMBtu | FALSE | L | Annual | Allowances Withdrawn (1:n) | Lb | 0 | 0 | 0 | 0 | 0 | 0 | 0
NY New Units MER Rate Limit v3.1 | 716 | 7350 | MACT Fuel Choice Floor in lbs/MMBtu | FALSE | L | Annual | Total | Lb | 0 | 0 | 0 | 0 | 0 | 0 | 0
NY New Units MER Rate Limit v3.1 | 716 | 7350 | MACT Fuel Choice Floor in lbs/MMBtu | FALSE | L | Annual | Fuel Consumed | TBtu | 0 | 0 | 0 | 0 | 0 | 0 | 0
NY New Units MER Rate Limit v3.1 | 716 | 7350 | MACT Fuel Choice Floor in lbs/MMBtu | FALSE | L | Annual | Rate | lbs/MMBtu | 0 | 0 | 0 | 0 | 0 | 0 | 0
NY New Units MER Rate Limit v3.1 | 716 | 7350 | MACT Fuel Choice Floor in lbs/MMBtu | FALSE | L | Annual | Generation | TWh | 0 | 0 | 0 | 0 | 0 | 0 | 0
NY New Units MER Rate Limit v3.1 | 716 | 7350 | MACT Fuel Choice Floor in lbs/MMBtu | FALSE | L | Annual | Qualifying Generation | TWh | 0 | 0 | 0 | 0 | 0 | 0 | 0
NY New Units MER Rate Limit v3.1 | 716 | 7350 | MACT Fuel Choice Floor in lbs/MMBtu | FALSE | L | Annual | Constraint Shadow Price | US2022$/Lb | 0 | 0 | 0 | 0 | 0 | 0 | 0
NY New Units MER Rate Limit v3.1 | 717 | 7350 | MACT Fuel Choice Floor in lbs/MMBtu | FALSE | L | Annual | Seasons Included | Seasons | Winter, Spring, Summer, Fall | Winter, Spring, Summer, Fall | Winter, Spring, Summer, Fall | Winter, Spring, Summer, Fall | Winter, Spring, Summer, Fall | Winter, Spring, Summer, Fall | Winter, Spring, Summer, Fall
NY New Units MER Rate Limit v3.1 | 717 | 7350 | MACT Fuel Choice Floor in lbs/MMBtu | FALSE | L | Annual | Emission Floor MER | lbs/MMBtu | 6e-07 | 6e-07 | 6e-07 | 6e-07 | 6e-07 | 6e-07 | 6e-07
NY New Units MER Rate Limit v3.1 | 717 | 7350 | MACT Fuel Choice Floor in lbs/MMBtu | FALSE | L | Annual | Emissions at Affected Plants MER | Lb | 0 | 0 | 0 | 0 | 0 | 0 | 0
NY New Units MER Rate Limit v3.1 | 717 | 7350 | MACT Fuel Choice Floor in lbs/MMBtu | FALSE | L | Annual | Allowances Purchased MER | Lb | 0 | 0 | 0 | 0 | 0 | 0 | 0
NY New Units MER Rate Limit v3.1 | 717 | 7350 | MACT Fuel Choice Floor in lbs/MMBtu | FALSE | L | Annual | Allowances Sold MER | Lb | 0 | 0 | 0 | 0 | 0 | 0 | 0
NY New Units MER Rate Limit v3.1 | 717 | 7350 | MACT Fuel Choice Floor in lbs/MMBtu | FALSE | L | Annual | Allowances Banked | Lb | 0 | 0 | 0 | 0 | 0 | 0 | 0
NY New Units MER Rate Limit v3.1 | 717 | 7350 | MACT Fuel Choice Floor in lbs/MMBtu | FALSE | L | Annual | Allowances Withdrawn (1:1) | Lb | 0 | 0 | 0 | 0 | 0 | 0 | 0
NY New Units MER Rate Limit v3.1 | 717 | 7350 | MACT Fuel Choice Floor in lbs/MMBtu | FALSE | L | Annual | Allowances Withdrawn (1:n) | Lb | 0 | 0 | 0 | 0 | 0 | 0 | 0
NY New Units MER Rate Limit v3.1 | 717 | 7350 | MACT Fuel Choice Floor in lbs/MMBtu | FALSE | L | Annual | Total | Lb | 0 | 0 | 0 | 0 | 0 | 0 | 0
NY New Units MER Rate Limit v3.1 | 717 | 7350 | MACT Fuel Choice Floor in lbs/MMBtu | FALSE | L | Annual | Fuel Consumed | TBtu | 0 | 0 | 0 | 0 | 0 | 0 | 0
NY New Units MER Rate Limit v3.1 | 717 | 7350 | MACT Fuel Choice Floor in lbs/MMBtu | FALSE | L | Annual | Rate | lbs/MMBtu | 0 | 0 | 0 | 0 | 0 | 0 | 0
NY New Units MER Rate Limit v3.1 | 717 | 7350 | MACT Fuel Choice Floor in lbs/MMBtu | FALSE | L | Annual | Generation | TWh | 0 | 0 | 0 | 0 | 0 | 0 | 0
NY New Units MER Rate Limit v3.1 | 717 | 7350 | MACT Fuel Choice Floor in lbs/MMBtu | FALSE | L | Annual | Qualifying Generation | TWh | 0 | 0 | 0 | 0 | 0 | 0 | 0
NY New Units MER Rate Limit v3.1 | 717 | 7350 | MACT Fuel Choice Floor in lbs/MMBtu | FALSE | L | Annual | Constraint Shadow Price | US2022$/Lb | 0 | 0 | 0 | 0 | 0 | 0 | 0
NY New Units MER Rate Limit v3.1 | 718 | 7350 | MACT Fuel Choice Floor in lbs/MMBtu | FALSE | L | Annual | Seasons Included | Seasons | Winter, Spring, Summer, Fall | Winter, Spring, Summer, Fall | Winter, Spring, Summer, Fall | Winter, Spring, Summer, Fall | Winter, Spring, Summer, Fall | Winter, Spring, Summer, Fall | Winter, Spring, Summer, Fall
NY New Units MER Rate Limit v3.1 | 718 | 7350 | MACT Fuel Choice Floor in lbs/MMBtu | FALSE | L | Annual | Emission Floor MER | lbs/MMBtu | 6e-07 | 6e-07 | 6e-07 | 6e-07 | 6e-07 | 6e-07 | 6e-07
NY New Units MER Rate Limit v3.1 | 718 | 7350 | MACT Fuel Choice Floor in lbs/MMBtu | FALSE | L | Annual | Emissions at Affected Plants MER | Lb | 0 | 0 | 0 | 0 | 0 | 0 | 0
NY New Units MER Rate Limit v3.1 | 718 | 7350 | MACT Fuel Choice Floor in lbs/MMBtu | FALSE | L | Annual | Allowances Purchased MER | Lb | 0 | 0 | 0 | 0 | 0 | 0 | 0
NY New Units MER Rate Limit v3.1 | 718 | 7350 | MACT Fuel Choice Floor in lbs/MMBtu | FALSE | L | Annual | Allowances Sold MER | Lb | 0 | 0 | 0 | 0 | 0 | 0 | 0
NY New Units MER Rate Limit v3.1 | 718 | 7350 | MACT Fuel Choice Floor in lbs/MMBtu | FALSE | L | Annual | Allowances Banked | Lb | 0 | 0 | 0 | 0 | 0 | 0 | 0
NY New Units MER Rate Limit v3.1 | 718 | 7350 | MACT Fuel Choice Floor in lbs/MMBtu | FALSE | L | Annual | Allowances Withdrawn (1:1) | Lb | 0 | 0 | 0 | 0 | 0 | 0 | 0
NY New Units MER Rate Limit v3.1 | 718 | 7350 | MACT Fuel Choice Floor in lbs/MMBtu | FALSE | L | Annual | Allowances Withdrawn (1:n) | Lb | 0 | 0 | 0 | 0 | 0 | 0 | 0
NY New Units MER Rate Limit v3.1 | 718 | 7350 | MACT Fuel Choice Floor in lbs/MMBtu | FALSE | L | Annual | Total | Lb | 0 | 0 | 0 | 0 | 0 | 0 | 0
NY New Units MER Rate Limit v3.1 | 718 | 7350 | MACT Fuel Choice Floor in lbs/MMBtu | FALSE | L | Annual | Fuel Consumed | TBtu | 0 | 0 | 0 | 0 | 0 | 0 | 0
NY New Units MER Rate Limit v3.1 | 718 | 7350 | MACT Fuel Choice Floor in lbs/MMBtu | FALSE | L | Annual | Rate | lbs/MMBtu | 0 | 0 | 0 | 0 | 0 | 0 | 0
NY New Units MER Rate Limit v3.1 | 718 | 7350 | MACT Fuel Choice Floor in lbs/MMBtu | FALSE | L | Annual | Generation | TWh | 0 | 0 | 0 | 0 | 0 | 0 | 0
NY New Units MER Rate Limit v3.1 | 718 | 7350 | MACT Fuel Choice Floor in lbs/MMBtu | FALSE | L | Annual | Qualifying Generation | TWh | 0 | 0 | 0 | 0 | 0 | 0 | 0
NY New Units MER Rate Limit v3.1 | 718 | 7350 | MACT Fuel Choice Floor in lbs/MMBtu | FALSE | L | Annual | Constraint Shadow Price | US2022$/Lb | 0 | 0 | 0 | 0 | 0 | 0 | 0
NY New Units MER Rate Limit v3.1 | 719 | 7350 | MACT Fuel Choice Floor in lbs/MMBtu | FALSE | L | Annual | Seasons Included | Seasons | Winter, Spring, Summer, Fall | Winter, Spring, Summer, Fall | Winter, Spring, Summer, Fall | Winter, Spring, Summer, Fall | Winter, Spring, Summer, Fall | Winter, Spring, Summer, Fall | Winter, Spring, Summer, Fall
NY New Units MER Rate Limit v3.1 | 719 | 7350 | MACT Fuel Choice Floor in lbs/MMBtu | FALSE | L | Annual | Emission Floor MER | lbs/MMBtu | 6e-07 | 6e-07 | 6e-07 | 6e-07 | 6e-07 | 6e-07 | 6e-07
NY New Units MER Rate Limit v3.1 | 719 | 7350 | MACT Fuel Choice Floor in lbs/MMBtu | FALSE | L | Annual | Emissions at Affected Plants MER | Lb | 0 | 0 | 0 | 0 | 0 | 0 | 0
NY New Units MER Rate Limit v3.1 | 719 | 7350 | MACT Fuel Choice Floor in lbs/MMBtu | FALSE | L | Annual | Allowances Purchased MER | Lb | 0 | 0 | 0 | 0 | 0 | 0 | 0
NY New Units MER Rate Limit v3.1 | 719 | 7350 | MACT Fuel Choice Floor in lbs/MMBtu | FALSE | L | Annual | Allowances Sold MER | Lb | 0 | 0 | 0 | 0 | 0 | 0 | 0
NY New Units MER Rate Limit v3.1 | 719 | 7350 | MACT Fuel Choice Floor in lbs/MMBtu | FALSE | L | Annual | Allowances Banked | Lb | 0 | 0 | 0 | 0 | 0 | 0 | 0
NY New Units MER Rate Limit v3.1 | 719 | 7350 | MACT Fuel Choice Floor in lbs/MMBtu | FALSE | L | Annual | Allowances Withdrawn (1:1) | Lb | 0 | 0 | 0 | 0 | 0 | 0 | 0
NY New Units MER Rate Limit v3.1 | 719 | 7350 | MACT Fuel Choice Floor in lbs/MMBtu | FALSE | L | Annual | Allowances Withdrawn (1:n) | Lb | 0 | 0 | 0 | 0 | 0 | 0 | 0
NY New Units MER Rate Limit v3.1 | 719 | 7350 | MACT Fuel Choice Floor in lbs/MMBtu | FALSE | L | Annual | Total | Lb | 0 | 0 | 0 | 0 | 0 | 0 | 0
NY New Units MER Rate Limit v3.1 | 719 | 7350 | MACT Fuel Choice Floor in lbs/MMBtu | FALSE | L | Annual | Fuel Consumed | TBtu | 0 | 0 | 0 | 0 | 0 | 0 | 0
NY New Units MER Rate Limit v3.1 | 719 | 7350 | MACT Fuel Choice Floor in lbs/MMBtu | FALSE | L | Annual | Rate | lbs/MMBtu | 0 | 0 | 0 | 0 | 0 | 0 | 0
NY New Units MER Rate Limit v3.1 | 719 | 7350 | MACT Fuel Choice Floor in lbs/MMBtu | FALSE | L | Annual | Generation | TWh | 0 | 0 | 0 | 0 | 0 | 0 | 0
NY New Units MER Rate Limit v3.1 | 719 | 7350 | MACT Fuel Choice Floor in lbs/MMBtu | FALSE | L | Annual | Qualifying Generation | TWh | 0 | 0 | 0 | 0 | 0 | 0 | 0
NY New Units MER Rate Limit v3.1 | 719 | 7350 | MACT Fuel Choice Floor in lbs/MMBtu | FALSE | L | Annual | Constraint Shadow Price | US2022$/Lb | 0 | 0 | 0 | 0 | 0 | 0 | 0
NY New Units MER Rate Limit v3.1 | 720 | 7350 | MACT Fuel Choice Floor in lbs/MMBtu | FALSE | L | Annual | Seasons Included | Seasons | Winter, Spring, Summer, Fall | Winter, Spring, Summer, Fall | Winter, Spring, Summer, Fall | Winter, Spring, Summer, Fall | Winter, Spring, Summer, Fall | Winter, Spring, Summer, Fall | Winter, Spring, Summer, Fall
NY New Units MER Rate Limit v3.1 | 720 | 7350 | MACT Fuel Choice Floor in lbs/MMBtu | FALSE | L | Annual | Emission Floor MER | lbs/MMBtu | 6e-07 | 6e-07 | 6e-07 | 6e-07 | 6e-07 | 6e-07 | 6e-07
NY New Units MER Rate Limit v3.1 | 720 | 7350 | MACT Fuel Choice Floor in lbs/MMBtu | FALSE | L | Annual | Emissions at Affected Plants MER | Lb | 0 | 0 | 0 | 0 | 0 | 0 | 0
NY New Units MER Rate Limit v3.1 | 720 | 7350 | MACT Fuel Choice Floor in lbs/MMBtu | FALSE | L | Annual | Allowances Purchased MER | Lb | 0 | 0 | 0 | 0 | 0 | 0 | 0
NY New Units MER Rate Limit v3.1 | 720 | 7350 | MACT Fuel Choice Floor in lbs/MMBtu | FALSE | L | Annual | Allowances Sold MER | Lb | 0 | 0 | 0 | 0 | 0 | 0 | 0
NY New Units MER Rate Limit v3.1 | 720 | 7350 | MACT Fuel Choice Floor in lbs/MMBtu | FALSE | L | Annual | Allowances Banked | Lb | 0 | 0 | 0 | 0 | 0 | 0 | 0
NY New Units MER Rate Limit v3.1 | 720 | 7350 | MACT Fuel Choice Floor in lbs/MMBtu | FALSE | L | Annual | Allowances Withdrawn (1:1) | Lb | 0 | 0 | 0 | 0 | 0 | 0 | 0
NY New Units MER Rate Limit v3.1 | 720 | 7350 | MACT Fuel Choice Floor in lbs/MMBtu | FALSE | L | Annual | Allowances Withdrawn (1:n) | Lb | 0 | 0 | 0 | 0 | 0 | 0 | 0
NY New Units MER Rate Limit v3.1 | 720 | 7350 | MACT Fuel Choice Floor in lbs/MMBtu | FALSE | L | Annual | Total | Lb | 0 | 0 | 0 | 0 | 0 | 0 | 0
NY New Units MER Rate Limit v3.1 | 720 | 7350 | MACT Fuel Choice Floor in lbs/MMBtu | FALSE | L | Annual | Fuel Consumed | TBtu | 0 | 0 | 0 | 0 | 0 | 0 | 0
NY New Units MER Rate Limit v3.1 | 720 | 7350 | MACT Fuel Choice Floor in lbs/MMBtu | FALSE | L | Annual | Rate | lbs/MMBtu | 0 | 0 | 0 | 0 | 0 | 0 | 0
NY New Units MER Rate Limit v3.1 | 720 | 7350 | MACT Fuel Choice Floor in lbs/MMBtu | FALSE | L | Annual | Generation | TWh | 0 | 0 | 0 | 0 | 0 | 0 | 0
NY New Units MER Rate Limit v3.1 | 720 | 7350 | MACT Fuel Choice Floor in lbs/MMBtu | FALSE | L | Annual | Qualifying Generation | TWh | 0 | 0 | 0 | 0 | 0 | 0 | 0
NY New Units MER Rate Limit v3.1 | 720 | 7350 | MACT Fuel Choice Floor in lbs/MMBtu | FALSE | L | Annual | Constraint Shadow Price | US2022$/Lb | 0 | 0 | 0 | 0 | 0 | 0 | 0
NY New Units MER Rate Limit v3.1 | 721 | 7350 | MACT Fuel Choice Floor in lbs/MMBtu | FALSE | L | Annual | Seasons Included | Seasons | Winter, Spring, Summer, Fall | Winter, Spring, Summer, Fall | Winter, Spring, Summer, Fall | Winter, Spring, Summer, Fall | Winter, Spring, Summer, Fall | Winter, Spring, Summer, Fall | Winter, Spring, Summer, Fall
NY New Units MER Rate Limit v3.1 | 721 | 7350 | MACT Fuel Choice Floor in lbs/MMBtu | FALSE | L | Annual | Emission Floor MER | lbs/MMBtu | 6e-07 | 6e-07 | 6e-07 | 6e-07 | 6e-07 | 6e-07 | 6e-07
NY New Units MER Rate Limit v3.1 | 721 | 7350 | MACT Fuel Choice Floor in lbs/MMBtu | FALSE | L | Annual | Emissions at Affected Plants MER | Lb | 0 | 0 | 0 | 0 | 0 | 0 | 0
NY New Units MER Rate Limit v3.1 | 721 | 7350 | MACT Fuel Choice Floor in lbs/MMBtu | FALSE | L | Annual | Allowances Purchased MER | Lb | 0 | 0 | 0 | 0 | 0 | 0 | 0
NY New Units MER Rate Limit v3.1 | 721 | 7350 | MACT Fuel Choice Floor in lbs/MMBtu | FALSE | L | Annual | Allowances Sold MER | Lb | 0 | 0 | 0 | 0 | 0 | 0 | 0
NY New Units MER Rate Limit v3.1 | 721 | 7350 | MACT Fuel Choice Floor in lbs/MMBtu | FALSE | L | Annual | Allowances Banked | Lb | 0 | 0 | 0 | 0 | 0 | 0 | 0
NY New Units MER Rate Limit v3.1 | 721 | 7350 | MACT Fuel Choice Floor in lbs/MMBtu | FALSE | L | Annual | Allowances Withdrawn (1:1) | Lb | 0 | 0 | 0 | 0 | 0 | 0 | 0
NY New Units MER Rate Limit v3.1 | 721 | 7350 | MACT Fuel Choice Floor in lbs/MMBtu | FALSE | L | Annual | Allowances Withdrawn (1:n) | Lb | 0 | 0 | 0 | 0 | 0 | 0 | 0
NY New Units MER Rate Limit v3.1 | 721 | 7350 | MACT Fuel Choice Floor in lbs/MMBtu | FALSE | L | Annual | Total | Lb | 0 | 0 | 0 | 0 | 0 | 0 | 0
NY New Units MER Rate Limit v3.1 | 721 | 7350 | MACT Fuel Choice Floor in lbs/MMBtu | FALSE | L | Annual | Fuel Consumed | TBtu | 0 | 0 | 0 | 0 | 0 | 0 | 0
NY New Units MER Rate Limit v3.1 | 721 | 7350 | MACT Fuel Choice Floor in lbs/MMBtu | FALSE | L | Annual | Rate | lbs/MMBtu | 0 | 0 | 0 | 0 | 0 | 0 | 0
NY New Units MER Rate Limit v3.1 | 721 | 7350 | MACT Fuel Choice Floor in lbs/MMBtu | FALSE | L | Annual | Generation | TWh | 0 | 0 | 0 | 0 | 0 | 0 | 0
NY New Units MER Rate Limit v3.1 | 721 | 7350 | MACT Fuel Choice Floor in lbs/MMBtu | FALSE | L | Annual | Qualifying Generation | TWh | 0 | 0 | 0 | 0 | 0 | 0 | 0
NY New Units MER Rate Limit v3.1 | 721 | 7350 | MACT Fuel Choice Floor in lbs/MMBtu | FALSE | L | Annual | Constraint Shadow Price | US2022$/Lb | 0 | 0 | 0 | 0 | 0 | 0 | 0
NY New Units MER Rate Limit v3.1 | 722 | 7350 | MACT Fuel Choice Floor in lbs/MMBtu | FALSE | L | Annual | Seasons Included | Seasons | Winter, Spring, Summer, Fall | Winter, Spring, Summer, Fall | Winter, Spring, Summer, Fall | Winter, Spring, Summer, Fall | Winter, Spring, Summer, Fall | Winter, Spring, Summer, Fall | Winter, Spring, Summer, Fall
NY New Units MER Rate Limit v3.1 | 722 | 7350 | MACT Fuel Choice Floor in lbs/MMBtu | FALSE | L | Annual | Emission Floor MER | lbs/MMBtu | 6e-07 | 6e-07 | 6e-07 | 6e-07 | 6e-07 | 6e-07 | 6e-07
NY New Units MER Rate Limit v3.1 | 722 | 7350 | MACT Fuel Choice Floor in lbs/MMBtu | FALSE | L | Annual | Emissions at Affected Plants MER | Lb | 0 | 0 | 0 | 0 | 0 | 0 | 0
NY New Units MER Rate Limit v3.1 | 722 | 7350 | MACT Fuel Choice Floor in lbs/MMBtu | FALSE | L | Annual | Allowances Purchased MER | Lb | 0 | 0 | 0 | 0 | 0 | 0 | 0
NY New Units MER Rate Limit v3.1 | 722 | 7350 | MACT Fuel Choice Floor in lbs/MMBtu | FALSE | L | Annual | Allowances Sold MER | Lb | 0 | 0 | 0 | 0 | 0 | 0 | 0
NY New Units MER Rate Limit v3.1 | 722 | 7350 | MACT Fuel Choice Floor in lbs/MMBtu | FALSE | L | Annual | Allowances Banked | Lb | 0 | 0 | 0 | 0 | 0 | 0 | 0
NY New Units MER Rate Limit v3.1 | 722 | 7350 | MACT Fuel Choice Floor in lbs/MMBtu | FALSE | L | Annual | Allowances Withdrawn (1:1) | Lb | 0 | 0 | 0 | 0 | 0 | 0 | 0
NY New Units MER Rate Limit v3.1 | 722 | 7350 | MACT Fuel Choice Floor in lbs/MMBtu | FALSE | L | Annual | Allowances Withdrawn (1:n) | Lb | 0 | 0 | 0 | 0 | 0 | 0 | 0
NY New Units MER Rate Limit v3.1 | 722 | 7350 | MACT Fuel Choice Floor in lbs/MMBtu | FALSE | L | Annual | Total | Lb | 0 | 0 | 0 | 0 | 0 | 0 | 0
NY New Units MER Rate Limit v3.1 | 722 | 7350 | MACT Fuel Choice Floor in lbs/MMBtu | FALSE | L | Annual | Fuel Consumed | TBtu | 0 | 0 | 0 | 0 | 0 | 0 | 0
NY New Units MER Rate Limit v3.1 | 722 | 7350 | MACT Fuel Choice Floor in lbs/MMBtu | FALSE | L | Annual | Rate | lbs/MMBtu | 0 | 0 | 0 | 0 | 0 | 0 | 0
NY New Units MER Rate Limit v3.1 | 722 | 7350 | MACT Fuel Choice Floor in lbs/MMBtu | FALSE | L | Annual | Generation | TWh | 0 | 0 | 0 | 0 | 0 | 0 | 0
NY New Units MER Rate Limit v3.1 | 722 | 7350 | MACT Fuel Choice Floor in lbs/MMBtu | FALSE | L | Annual | Qualifying Generation | TWh | 0 | 0 | 0 | 0 | 0 | 0 | 0
NY New Units MER Rate Limit v3.1 | 722 | 7350 | MACT Fuel Choice Floor in lbs/MMBtu | FALSE | L | Annual | Constraint Shadow Price | US2022$/Lb | 0 | 0 | 0 | 0 | 0 | 0 | 0
NY New Units MER Rate Limit v3.1 | 723 | 7350 | MACT Fuel Choice Floor in lbs/MMBtu | FALSE | L | Annual | Seasons Included | Seasons | Winter, Spring, Summer, Fall | Winter, Spring, Summer, Fall | Winter, Spring, Summer, Fall | Winter, Spring, Summer, Fall | Winter, Spring, Summer, Fall | Winter, Spring, Summer, Fall | Winter, Spring, Summer, Fall
NY New Units MER Rate Limit v3.1 | 723 | 7350 | MACT Fuel Choice Floor in lbs/MMBtu | FALSE | L | Annual | Emission Floor MER | lbs/MMBtu | 6e-07 | 6e-07 | 6e-07 | 6e-07 | 6e-07 | 6e-07 | 6e-07
NY New Units MER Rate Limit v3.1 | 723 | 7350 | MACT Fuel Choice Floor in lbs/MMBtu | FALSE | L | Annual | Emissions at Affected Plants MER | Lb | 0 | 0 | 0 | 0 | 0 | 0 | 0
NY New Units MER Rate Limit v3.1 | 723 | 7350 | MACT Fuel Choice Floor in lbs/MMBtu | FALSE | L | Annual | Allowances Purchased MER | Lb | 0 | 0 | 0 | 0 | 0 | 0 | 0
NY New Units MER Rate Limit v3.1 | 723 | 7350 | MACT Fuel Choice Floor in lbs/MMBtu | FALSE | L | Annual | Allowances Sold MER | Lb | 0 | 0 | 0 | 0 | 0 | 0 | 0
NY New Units MER Rate Limit v3.1 | 723 | 7350 | MACT Fuel Choice Floor in lbs/MMBtu | FALSE | L | Annual | Allowances Banked | Lb | 0 | 0 | 0 | 0 | 0 | 0 | 0
NY New Units MER Rate Limit v3.1 | 723 | 7350 | MACT Fuel Choice Floor in lbs/MMBtu | FALSE | L | Annual | Allowances Withdrawn (1:1) | Lb | 0 | 0 | 0 | 0 | 0 | 0 | 0
NY New Units MER Rate Limit v3.1 | 723 | 7350 | MACT Fuel Choice Floor in lbs/MMBtu | FALSE | L | Annual | Allowances Withdrawn (1:n) | Lb | 0 | 0 | 0 | 0 | 0 | 0 | 0
NY New Units MER Rate Limit v3.1 | 723 | 7350 | MACT Fuel Choice Floor in lbs/MMBtu | FALSE | L | Annual | Total | Lb | 0 | 0 | 0 | 0 | 0 | 0 | 0
NY New Units MER Rate Limit v3.1 | 723 | 7350 | MACT Fuel Choice Floor in lbs/MMBtu | FALSE | L | Annual | Fuel Consumed | TBtu | 0 | 0 | 0 | 0 | 0 | 0 | 0
NY New Units MER Rate Limit v3.1 | 723 | 7350 | MACT Fuel Choice Floor in lbs/MMBtu | FALSE | L | Annual | Rate | lbs/MMBtu | 0 | 0 | 0 | 0 | 0 | 0 | 0
NY New Units MER Rate Limit v3.1 | 723 | 7350 | MACT Fuel Choice Floor in lbs/MMBtu | FALSE | L | Annual | Generation | TWh | 0 | 0 | 0 | 0 | 0 | 0 | 0
NY New Units MER Rate Limit v3.1 | 723 | 7350 | MACT Fuel Choice Floor in lbs/MMBtu | FALSE | L | Annual | Qualifying Generation | TWh | 0 | 0 | 0 | 0 | 0 | 0 | 0
NY New Units MER Rate Limit v3.1 | 723 | 7350 | MACT Fuel Choice Floor in lbs/MMBtu | FALSE | L | Annual | Constraint Shadow Price | US2022$/Lb | 0 | 0 | 0 | 0 | 0 | 0 | 0
NY New Units MER Rate Limit v3.1 | 724 | 7350 | MACT Fuel Choice Floor in lbs/MMBtu | FALSE | L | Annual | Seasons Included | Seasons | Winter, Spring, Summer, Fall | Winter, Spring, Summer, Fall | Winter, Spring, Summer, Fall | Winter, Spring, Summer, Fall | Winter, Spring, Summer, Fall | Winter, Spring, Summer, Fall | Winter, Spring, Summer, Fall
NY New Units MER Rate Limit v3.1 | 724 | 7350 | MACT Fuel Choice Floor in lbs/MMBtu | FALSE | L | Annual | Emission Floor MER | lbs/MMBtu | 6e-07 | 6e-07 | 6e-07 | 6e-07 | 6e-07 | 6e-07 | 6e-07
NY New Units MER Rate Limit v3.1 | 724 | 7350 | MACT Fuel Choice Floor in lbs/MMBtu | FALSE | L | Annual | Emissions at Affected Plants MER | Lb | 0 | 0 | 0 | 0 | 0 | 0 | 0
NY New Units MER Rate Limit v3.1 | 724 | 7350 | MACT Fuel Choice Floor in lbs/MMBtu | FALSE | L | Annual | Allowances Purchased MER | Lb | 0 | 0 | 0 | 0 | 0 | 0 | 0
NY New Units MER Rate Limit v3.1 | 724 | 7350 | MACT Fuel Choice Floor in lbs/MMBtu | FALSE | L | Annual | Allowances Sold MER | Lb | 0 | 0 | 0 | 0 | 0 | 0 | 0
NY New Units MER Rate Limit v3.1 | 724 | 7350 | MACT Fuel Choice Floor in lbs/MMBtu | FALSE | L | Annual | Allowances Banked | Lb | 0 | 0 | 0 | 0 | 0 | 0 | 0
NY New Units MER Rate Limit v3.1 | 724 | 7350 | MACT Fuel Choice Floor in lbs/MMBtu | FALSE | L | Annual | Allowances Withdrawn (1:1) | Lb | 0 | 0 | 0 | 0 | 0 | 0 | 0
NY New Units MER Rate Limit v3.1 | 724 | 7350 | MACT Fuel Choice Floor in lbs/MMBtu | FALSE | L | Annual | Allowances Withdrawn (1:n) | Lb | 0 | 0 | 0 | 0 | 0 | 0 | 0
NY New Units MER Rate Limit v3.1 | 724 | 7350 | MACT Fuel Choice Floor in lbs/MMBtu | FALSE | L | Annual | Total | Lb | 0 | 0 | 0 | 0 | 0 | 0 | 0
NY New Units MER Rate Limit v3.1 | 724 | 7350 | MACT Fuel Choice Floor in lbs/MMBtu | FALSE | L | Annual | Fuel Consumed | TBtu | 0 | 0 | 0 | 0 | 0 | 0 | 0
NY New Units MER Rate Limit v3.1 | 724 | 7350 | MACT Fuel Choice Floor in lbs/MMBtu | FALSE | L | Annual | Rate | lbs/MMBtu | 0 | 0 | 0 | 0 | 0 | 0 | 0
NY New Units MER Rate Limit v3.1 | 724 | 7350 | MACT Fuel Choice Floor in lbs/MMBtu | FALSE | L | Annual | Generation | TWh | 0 | 0 | 0 | 0 | 0 | 0 | 0
NY New Units MER Rate Limit v3.1 | 724 | 7350 | MACT Fuel Choice Floor in lbs/MMBtu | FALSE | L | Annual | Qualifying Generation | TWh | 0 | 0 | 0 | 0 | 0 | 0 | 0
NY New Units MER Rate Limit v3.1 | 724 | 7350 | MACT Fuel Choice Floor in lbs/MMBtu | FALSE | L | Annual | Constraint Shadow Price | US2022$/Lb | 0 | 0 | 0 | 0 | 0 | 0 | 0
NY New Units MER Rate Limit v3.1 | 725 | 7350 | MACT Fuel Choice Floor in lbs/MMBtu | FALSE | L | Annual | Seasons Included | Seasons | Winter, Spring, Summer, Fall | Winter, Spring, Summer, Fall | Winter, Spring, Summer, Fall | Winter, Spring, Summer, Fall | Winter, Spring, Summer, Fall | Winter, Spring, Summer, Fall | Winter, Spring, Summer, Fall
NY New Units MER Rate Limit v3.1 | 725 | 7350 | MACT Fuel Choice Floor in lbs/MMBtu | FALSE | L | Annual | Emission Floor MER | lbs/MMBtu | 6e-07 | 6e-07 | 6e-07 | 6e-07 | 6e-07 | 6e-07 | 6e-07
NY New Units MER Rate Limit v3.1 | 725 | 7350 | MACT Fuel Choice Floor in lbs/MMBtu | FALSE | L | Annual | Emissions at Affected Plants MER | Lb | 0 | 0 | 0 | 0 | 0 | 0 | 0
NY New Units MER Rate Limit v3.1 | 725 | 7350 | MACT Fuel Choice Floor in lbs/MMBtu | FALSE | L | Annual | Allowances Purchased MER | Lb | 0 | 0 | 0 | 0 | 0 | 0 | 0
NY New Units MER Rate Limit v3.1 | 725 | 7350 | MACT Fuel Choice Floor in lbs/MMBtu | FALSE | L | Annual | Allowances Sold MER | Lb | 0 | 0 | 0 | 0 | 0 | 0 | 0
NY New Units MER Rate Limit v3.1 | 725 | 7350 | MACT Fuel Choice Floor in lbs/MMBtu | FALSE | L | Annual | Allowances Banked | Lb | 0 | 0 | 0 | 0 | 0 | 0 | 0
NY New Units MER Rate Limit v3.1 | 725 | 7350 | MACT Fuel Choice Floor in lbs/MMBtu | FALSE | L | Annual | Allowances Withdrawn (1:1) | Lb | 0 | 0 | 0 | 0 | 0 | 0 | 0
NY New Units MER Rate Limit v3.1 | 725 | 7350 | MACT Fuel Choice Floor in lbs/MMBtu | FALSE | L | Annual | Allowances Withdrawn (1:n) | Lb | 0 | 0 | 0 | 0 | 0 | 0 | 0
NY New Units MER Rate Limit v3.1 | 725 | 7350 | MACT Fuel Choice Floor in lbs/MMBtu | FALSE | L | Annual | Total | Lb | 0 | 0 | 0 | 0 | 0 | 0 | 0
NY New Units MER Rate Limit v3.1 | 725 | 7350 | MACT Fuel Choice Floor in lbs/MMBtu | FALSE | L | Annual | Fuel Consumed | TBtu | 0 | 0 | 0 | 0 | 0 | 0 | 0
NY New Units MER Rate Limit v3.1 | 725 | 7350 | MACT Fuel Choice Floor in lbs/MMBtu | FALSE | L | Annual | Rate | lbs/MMBtu | 0 | 0 | 0 | 0 | 0 | 0 | 0
NY New Units MER Rate Limit v3.1 | 725 | 7350 | MACT Fuel Choice Floor in lbs/MMBtu | FALSE | L | Annual | Generation | TWh | 0 | 0 | 0 | 0 | 0 | 0 | 0
NY New Units MER Rate Limit v3.1 | 725 | 7350 | MACT Fuel Choice Floor in lbs/MMBtu | FALSE | L | Annual | Qualifying Generation | TWh | 0 | 0 | 0 | 0 | 0 | 0 | 0
NY New Units MER Rate Limit v3.1 | 725 | 7350 | MACT Fuel Choice Floor in lbs/MMBtu | FALSE | L | Annual | Constraint Shadow Price | US2022$/Lb | 0 | 0 | 0 | 0 | 0 | 0 | 0
NY New Units MER Rate Limit v3.1 | 726 | 7350 | MACT Fuel Choice Floor in lbs/MMBtu | FALSE | L | Annual | Seasons Included | Seasons | Winter, Spring, Summer, Fall | Winter, Spring, Summer, Fall | Winter, Spring, Summer, Fall | Winter, Spring, Summer, Fall | Winter, Spring, Summer, Fall | Winter, Spring, Summer, Fall | Winter, Spring, Summer, Fall
NY New Units MER Rate Limit v3.1 | 726 | 7350 | MACT Fuel Choice Floor in lbs/MMBtu | FALSE | L | Annual | Emission Floor MER | lbs/MMBtu | 6e-07 | 6e-07 | 6e-07 | 6e-07 | 6e-07 | 6e-07 | 6e-07
NY New Units MER Rate Limit v3.1 | 726 | 7350 | MACT Fuel Choice Floor in lbs/MMBtu | FALSE | L | Annual | Emissions at Affected Plants MER | Lb | 0 | 0 | 0 | 0 | 0 | 0 | 0
NY New Units MER Rate Limit v3.1 | 726 | 7350 | MACT Fuel Choice Floor in lbs/MMBtu | FALSE | L | Annual | Allowances Purchased MER | Lb | 0 | 0 | 0 | 0 | 0 | 0 | 0
NY New Units MER Rate Limit v3.1 | 726 | 7350 | MACT Fuel Choice Floor in lbs/MMBtu | FALSE | L | Annual | Allowances Sold MER | Lb | 0 | 0 | 0 | 0 | 0 | 0 | 0
NY New Units MER Rate Limit v3.1 | 726 | 7350 | MACT Fuel Choice Floor in lbs/MMBtu | FALSE | L | Annual | Allowances Banked | Lb | 0 | 0 | 0 | 0 | 0 | 0 | 0
NY New Units MER Rate Limit v3.1 | 726 | 7350 | MACT Fuel Choice Floor in lbs/MMBtu | FALSE | L | Annual | Allowances Withdrawn (1:1) | Lb | 0 | 0 | 0 | 0 | 0 | 0 | 0
NY New Units MER Rate Limit v3.1 | 726 | 7350 | MACT Fuel Choice Floor in lbs/MMBtu | FALSE | L | Annual | Allowances Withdrawn (1:n) | Lb | 0 | 0 | 0 | 0 | 0 | 0 | 0
NY New Units MER Rate Limit v3.1 | 726 | 7350 | MACT Fuel Choice Floor in lbs/MMBtu | FALSE | L | Annual | Total | Lb | 0 | 0 | 0 | 0 | 0 | 0 | 0
NY New Units MER Rate Limit v3.1 | 726 | 7350 | MACT Fuel Choice Floor in lbs/MMBtu | FALSE | L | Annual | Fuel Consumed | TBtu | 0 | 0 | 0 | 0 | 0 | 0 | 0
NY New Units MER Rate Limit v3.1 | 726 | 7350 | MACT Fuel Choice Floor in lbs/MMBtu | FALSE | L | Annual | Rate | lbs/MMBtu | 0 | 0 | 0 | 0 | 0 | 0 | 0
NY New Units MER Rate Limit v3.1 | 726 | 7350 | MACT Fuel Choice Floor in lbs/MMBtu | FALSE | L | Annual | Generation | TWh | 0 | 0 | 0 | 0 | 0 | 0 | 0
NY New Units MER Rate Limit v3.1 | 726 | 7350 | MACT Fuel Choice Floor in lbs/MMBtu | FALSE | L | Annual | Qualifying Generation | TWh | 0 | 0 | 0 | 0 | 0 | 0 | 0
NY New Units MER Rate Limit v3.1 | 726 | 7350 | MACT Fuel Choice Floor in lbs/MMBtu | FALSE | L | Annual | Constraint Shadow Price | US2022$/Lb | 0 | 0 | 0 | 0 | 0 | 0 | 0
NY New Units MER Rate Limit v3.1 | 727 | 7350 | MACT Fuel Choice Floor in lbs/MMBtu | FALSE | L | Annual | Seasons Included | Seasons | Winter, Spring, Summer, Fall | Winter, Spring, Summer, Fall | Winter, Spring, Summer, Fall | Winter, Spring, Summer, Fall | Winter, Spring, Summer, Fall | Winter, Spring, Summer, Fall | Winter, Spring, Summer, Fall
NY New Units MER Rate Limit v3.1 | 727 | 7350 | MACT Fuel Choice Floor in lbs/MMBtu | FALSE | L | Annual | Emission Floor MER | lbs/MMBtu | 6e-07 | 6e-07 | 6e-07 | 6e-07 | 6e-07 | 6e-07 | 6e-07
NY New Units MER Rate Limit v3.1 | 727 | 7350 | MACT Fuel Choice Floor in lbs/MMBtu | FALSE | L | Annual | Emissions at Affected Plants MER | Lb | 0 | 0 | 0 | 0 | 0 | 0 | 0
NY New Units MER Rate Limit v3.1 | 727 | 7350 | MACT Fuel Choice Floor in lbs/MMBtu | FALSE | L | Annual | Allowances Purchased MER | Lb | 0 | 0 | 0 | 0 | 0 | 0 | 0
NY New Units MER Rate Limit v3.1 | 727 | 7350 | MACT Fuel Choice Floor in lbs/MMBtu | FALSE | L | Annual | Allowances Sold MER | Lb | 0 | 0 | 0 | 0 | 0 | 0 | 0
NY New Units MER Rate Limit v3.1 | 727 | 7350 | MACT Fuel Choice Floor in lbs/MMBtu | FALSE | L | Annual | Allowances Banked | Lb | 0 | 0 | 0 | 0 | 0 | 0 | 0
NY New Units MER Rate Limit v3.1 | 727 | 7350 | MACT Fuel Choice Floor in lbs/MMBtu | FALSE | L | Annual | Allowances Withdrawn (1:1) | Lb | 0 | 0 | 0 | 0 | 0 | 0 | 0
NY New Units MER Rate Limit v3.1 | 727 | 7350 | MACT Fuel Choice Floor in lbs/MMBtu | FALSE | L | Annual | Allowances Withdrawn (1:n) | Lb | 0 | 0 | 0 | 0 | 0 | 0 | 0
NY New Units MER Rate Limit v3.1 | 727 | 7350 | MACT Fuel Choice Floor in lbs/MMBtu | FALSE | L | Annual | Total | Lb | 0 | 0 | 0 | 0 | 0 | 0 | 0
NY New Units MER Rate Limit v3.1 | 727 | 7350 | MACT Fuel Choice Floor in lbs/MMBtu | FALSE | L | Annual | Fuel Consumed | TBtu | 0 | 0 | 0 | 0 | 0 | 0 | 0
NY New Units MER Rate Limit v3.1 | 727 | 7350 | MACT Fuel Choice Floor in lbs/MMBtu | FALSE | L | Annual | Rate | lbs/MMBtu | 0 | 0 | 0 | 0 | 0 | 0 | 0
NY New Units MER Rate Limit v3.1 | 727 | 7350 | MACT Fuel Choice Floor in lbs/MMBtu | FALSE | L | Annual | Generation | TWh | 0 | 0 | 0 | 0 | 0 | 0 | 0
NY New Units MER Rate Limit v3.1 | 727 | 7350 | MACT Fuel Choice Floor in lbs/MMBtu | FALSE | L | Annual | Qualifying Generation | TWh | 0 | 0 | 0 | 0 | 0 | 0 | 0
NY New Units MER Rate Limit v3.1 | 727 | 7350 | MACT Fuel Choice Floor in lbs/MMBtu | FALSE | L | Annual | Constraint Shadow Price | US2022$/Lb | 0 | 0 | 0 | 0 | 0 | 0 | 0
NY New Units MER Rate Limit v3.1 | 728 | 7350 | MACT Fuel Choice Floor in lbs/MMBtu | FALSE | L | Annual | Seasons Included | Seasons | Winter, Spring, Summer, Fall | Winter, Spring, Summer, Fall | Winter, Spring, Summer, Fall | Winter, Spring, Summer, Fall | Winter, Spring, Summer, Fall | Winter, Spring, Summer, Fall | Winter, Spring, Summer, Fall
NY New Units MER Rate Limit v3.1 | 728 | 7350 | MACT Fuel Choice Floor in lbs/MMBtu | FALSE | L | Annual | Emission Floor MER | lbs/MMBtu | 6e-07 | 6e-07 | 6e-07 | 6e-07 | 6e-07 | 6e-07 | 6e-07
NY New Units MER Rate Limit v3.1 | 728 | 7350 | MACT Fuel Choice Floor in lbs/MMBtu | FALSE | L | Annual | Emissions at Affected Plants MER | Lb | 0 | 0 | 0 | 0 | 0 | 0 | 0
NY New Units MER Rate Limit v3.1 | 728 | 7350 | MACT Fuel Choice Floor in lbs/MMBtu | FALSE | L | Annual | Allowances Purchased MER | Lb | 0 | 0 | 0 | 0 | 0 | 0 | 0
NY New Units MER Rate Limit v3.1 | 728 | 7350 | MACT Fuel Choice Floor in lbs/MMBtu | FALSE | L | Annual | Allowances Sold MER | Lb | 0 | 0 | 0 | 0 | 0 | 0 | 0
NY New Units MER Rate Limit v3.1 | 728 | 7350 | MACT Fuel Choice Floor in lbs/MMBtu | FALSE | L | Annual | Allowances Banked | Lb | 0 | 0 | 0 | 0 | 0 | 0 | 0
NY New Units MER Rate Limit v3.1 | 728 | 7350 | MACT Fuel Choice Floor in lbs/MMBtu | FALSE | L | Annual | Allowances Withdrawn (1:1) | Lb | 0 | 0 | 0 | 0 | 0 | 0 | 0
NY New Units MER Rate Limit v3.1 | 728 | 7350 | MACT Fuel Choice Floor in lbs/MMBtu | FALSE | L | Annual | Allowances Withdrawn (1:n) | Lb | 0 | 0 | 0 | 0 | 0 | 0 | 0
NY New Units MER Rate Limit v3.1 | 728 | 7350 | MACT Fuel Choice Floor in lbs/MMBtu | FALSE | L | Annual | Total | Lb | 0 | 0 | 0 | 0 | 0 | 0 | 0
NY New Units MER Rate Limit v3.1 | 728 | 7350 | MACT Fuel Choice Floor in lbs/MMBtu | FALSE | L | Annual | Fuel Consumed | TBtu | 0 | 0 | 0 | 0 | 0 | 0 | 0
NY New Units MER Rate Limit v3.1 | 728 | 7350 | MACT Fuel Choice Floor in lbs/MMBtu | FALSE | L | Annual | Rate | lbs/MMBtu | 0 | 0 | 0 | 0 | 0 | 0 | 0
NY New Units MER Rate Limit v3.1 | 728 | 7350 | MACT Fuel Choice Floor in lbs/MMBtu | FALSE | L | Annual | Generation | TWh | 0 | 0 | 0 | 0 | 0 | 0 | 0
NY New Units MER Rate Limit v3.1 | 728 | 7350 | MACT Fuel Choice Floor in lbs/MMBtu | FALSE | L | Annual | Qualifying Generation | TWh | 0 | 0 | 0 | 0 | 0 | 0 | 0
NY New Units MER Rate Limit v3.1 | 728 | 7350 | MACT Fuel Choice Floor in lbs/MMBtu | FALSE | L | Annual | Constraint Shadow Price | US2022$/Lb | 0 | 0 | 0 | 0 | 0 | 0 | 0
NY New Units MER Rate Limit v3.1 | 729 | 7350 | MACT Fuel Choice Floor in lbs/MMBtu | FALSE | L | Annual | Seasons Included | Seasons | Winter, Spring, Summer, Fall | Winter, Spring, Summer, Fall | Winter, Spring, Summer, Fall | Winter, Spring, Summer, Fall | Winter, Spring, Summer, Fall | Winter, Spring, Summer, Fall | Winter, Spring, Summer, Fall
NY New Units MER Rate Limit v3.1 | 729 | 7350 | MACT Fuel Choice Floor in lbs/MMBtu | FALSE | L | Annual | Emission Floor MER | lbs/MMBtu | 6e-07 | 6e-07 | 6e-07 | 6e-07 | 6e-07 | 6e-07 | 6e-07
NY New Units MER Rate Limit v3.1 | 729 | 7350 | MACT Fuel Choice Floor in lbs/MMBtu | FALSE | L | Annual | Emissions at Affected Plants MER | Lb | 0 | 0 | 0 | 0 | 0 | 0 | 0
NY New Units MER Rate Limit v3.1 | 729 | 7350 | MACT Fuel Choice Floor in lbs/MMBtu | FALSE | L | Annual | Allowances Purchased MER | Lb | 0 | 0 | 0 | 0 | 0 | 0 | 0
NY New Units MER Rate Limit v3.1 | 729 | 7350 | MACT Fuel Choice Floor in lbs/MMBtu | FALSE | L | Annual | Allowances Sold MER | Lb | 0 | 0 | 0 | 0 | 0 | 0 | 0
NY New Units MER Rate Limit v3.1 | 729 | 7350 | MACT Fuel Choice Floor in lbs/MMBtu | FALSE | L | Annual | Allowances Banked | Lb | 0 | 0 | 0 | 0 | 0 | 0 | 0
NY New Units MER Rate Limit v3.1 | 729 | 7350 | MACT Fuel Choice Floor in lbs/MMBtu | FALSE | L | Annual | Allowances Withdrawn (1:1) | Lb | 0 | 0 | 0 | 0 | 0 | 0 | 0
NY New Units MER Rate Limit v3.1 | 729 | 7350 | MACT Fuel Choice Floor in lbs/MMBtu | FALSE | L | Annual | Allowances Withdrawn (1:n) | Lb | 0 | 0 | 0 | 0 | 0 | 0 | 0
NY New Units MER Rate Limit v3.1 | 729 | 7350 | MACT Fuel Choice Floor in lbs/MMBtu | FALSE | L | Annual | Total | Lb | 0 | 0 | 0 | 0 | 0 | 0 | 0
NY New Units MER Rate Limit v3.1 | 729 | 7350 | MACT Fuel Choice Floor in lbs/MMBtu | FALSE | L | Annual | Fuel Consumed | TBtu | 0 | 0 | 0 | 0 | 0 | 0 | 0
NY New Units MER Rate Limit v3.1 | 729 | 7350 | MACT Fuel Choice Floor in lbs/MMBtu | FALSE | L | Annual | Rate | lbs/MMBtu | 0 | 0 | 0 | 0 | 0 | 0 | 0
NY New Units MER Rate Limit v3.1 | 729 | 7350 | MACT Fuel Choice Floor in lbs/MMBtu | FALSE | L | Annual | Generation | TWh | 0 | 0 | 0 | 0 | 0 | 0 | 0
NY New Units MER Rate Limit v3.1 | 729 | 7350 | MACT Fuel Choice Floor in lbs/MMBtu | FALSE | L | Annual | Qualifying Generation | TWh | 0 | 0 | 0 | 0 | 0 | 0 | 0
NY New Units MER Rate Limit v3.1 | 729 | 7350 | MACT Fuel Choice Floor in lbs/MMBtu | FALSE | L | Annual | Constraint Shadow Price | US2022$/Lb | 0 | 0 | 0 | 0 | 0 | 0 | 0
NY New Units MER Rate Limit v3.1 | 730 | 7350 | MACT Fuel Choice Floor in lbs/MMBtu | FALSE | L | Annual | Seasons Included | Seasons | Winter, Spring, Summer, Fall | Winter, Spring, Summer, Fall | Winter, Spring, Summer, Fall | Winter, Spring, Summer, Fall | Winter, Spring, Summer, Fall | Winter, Spring, Summer, Fall | Winter, Spring, Summer, Fall
NY New Units MER Rate Limit v3.1 | 730 | 7350 | MACT Fuel Choice Floor in lbs/MMBtu | FALSE | L | Annual | Emission Floor MER | lbs/MMBtu | 6e-07 | 6e-07 | 6e-07 | 6e-07 | 6e-07 | 6e-07 | 6e-07
NY New Units MER Rate Limit v3.1 | 730 | 7350 | MACT Fuel Choice Floor in lbs/MMBtu | FALSE | L | Annual | Emissions at Affected Plants MER | Lb | 0 | 0 | 0 | 0 | 0 | 0 | 0
NY New Units MER Rate Limit v3.1 | 730 | 7350 | MACT Fuel Choice Floor in lbs/MMBtu | FALSE | L | Annual | Allowances Purchased MER | Lb | 0 | 0 | 0 | 0 | 0 | 0 | 0
NY New Units MER Rate Limit v3.1 | 730 | 7350 | MACT Fuel Choice Floor in lbs/MMBtu | FALSE | L | Annual | Allowances Sold MER | Lb | 0 | 0 | 0 | 0 | 0 | 0 | 0
NY New Units MER Rate Limit v3.1 | 730 | 7350 | MACT Fuel Choice Floor in lbs/MMBtu | FALSE | L | Annual | Allowances Banked | Lb | 0 | 0 | 0 | 0 | 0 | 0 | 0
NY New Units MER Rate Limit v3.1 | 730 | 7350 | MACT Fuel Choice Floor in lbs/MMBtu | FALSE | L | Annual | Allowances Withdrawn (1:1) | Lb | 0 | 0 | 0 | 0 | 0 | 0 | 0
NY New Units MER Rate Limit v3.1 | 730 | 7350 | MACT Fuel Choice Floor in lbs/MMBtu | FALSE | L | Annual | Allowances Withdrawn (1:n) | Lb | 0 | 0 | 0 | 0 | 0 | 0 | 0
NY New Units MER Rate Limit v3.1 | 730 | 7350 | MACT Fuel Choice Floor in lbs/MMBtu | FALSE | L | Annual | Total | Lb | 0 | 0 | 0 | 0 | 0 | 0 | 0
NY New Units MER Rate Limit v3.1 | 730 | 7350 | MACT Fuel Choice Floor in lbs/MMBtu | FALSE | L | Annual | Fuel Consumed | TBtu | 0 | 0 | 0 | 0 | 0 | 0 | 0
NY New Units MER Rate Limit v3.1 | 730 | 7350 | MACT Fuel Choice Floor in lbs/MMBtu | FALSE | L | Annual | Rate | lbs/MMBtu | 0 | 0 | 0 | 0 | 0 | 0 | 0
NY New Units MER Rate Limit v3.1 | 730 | 7350 | MACT Fuel Choice Floor in lbs/MMBtu | FALSE | L | Annual | Generation | TWh | 0 | 0 | 0 | 0 | 0 | 0 | 0
NY New Units MER Rate Limit v3.1 | 730 | 7350 | MACT Fuel Choice Floor in lbs/MMBtu | FALSE | L | Annual | Qualifying Generation | TWh | 0 | 0 | 0 | 0 | 0 | 0 | 0
NY New Units MER Rate Limit v3.1 | 730 | 7350 | MACT Fuel Choice Floor in lbs/MMBtu | FALSE | L | Annual | Constraint Shadow Price | US2022$/Lb | 0 | 0 | 0 | 0 | 0 | 0 | 0
NY New Units MER Rate Limit v3.1 | 731 | 7350 | MACT Fuel Choice Floor in lbs/MMBtu | FALSE | L | Annual | Seasons Included | Seasons | Winter, Spring, Summer, Fall | Winter, Spring, Summer, Fall | Winter, Spring, Summer, Fall | Winter, Spring, Summer, Fall | Winter, Spring, Summer, Fall | Winter, Spring, Summer, Fall | Winter, Spring, Summer, Fall
NY New Units MER Rate Limit v3.1 | 731 | 7350 | MACT Fuel Choice Floor in lbs/MMBtu | FALSE | L | Annual | Emission Floor MER | lbs/MMBtu | 6e-07 | 6e-07 | 6e-07 | 6e-07 | 6e-07 | 6e-07 | 6e-07
NY New Units MER Rate Limit v3.1 | 731 | 7350 | MACT Fuel Choice Floor in lbs/MMBtu | FALSE | L | Annual | Emissions at Affected Plants MER | Lb | 0 | 0 | 0 | 0 | 0 | 0 | 0
NY New Units MER Rate Limit v3.1 | 731 | 7350 | MACT Fuel Choice Floor in lbs/MMBtu | FALSE | L | Annual | Allowances Purchased MER | Lb | 0 | 0 | 0 | 0 | 0 | 0 | 0
NY New Units MER Rate Limit v3.1 | 731 | 7350 | MACT Fuel Choice Floor in lbs/MMBtu | FALSE | L | Annual | Allowances Sold MER | Lb | 0 | 0 | 0 | 0 | 0 | 0 | 0
NY New Units MER Rate Limit v3.1 | 731 | 7350 | MACT Fuel Choice Floor in lbs/MMBtu | FALSE | L | Annual | Allowances Banked | Lb | 0 | 0 | 0 | 0 | 0 | 0 | 0
NY New Units MER Rate Limit v3.1 | 731 | 7350 | MACT Fuel Choice Floor in lbs/MMBtu | FALSE | L | Annual | Allowances Withdrawn (1:1) | Lb | 0 | 0 | 0 | 0 | 0 | 0 | 0
NY New Units MER Rate Limit v3.1 | 731 | 7350 | MACT Fuel Choice Floor in lbs/MMBtu | FALSE | L | Annual | Allowances Withdrawn (1:n) | Lb | 0 | 0 | 0 | 0 | 0 | 0 | 0
NY New Units MER Rate Limit v3.1 | 731 | 7350 | MACT Fuel Choice Floor in lbs/MMBtu | FALSE | L | Annual | Total | Lb | 0 | 0 | 0 | 0 | 0 | 0 | 0
NY New Units MER Rate Limit v3.1 | 731 | 7350 | MACT Fuel Choice Floor in lbs/MMBtu | FALSE | L | Annual | Fuel Consumed | TBtu | 0 | 0 | 0 | 0 | 0 | 0 | 0
NY New Units MER Rate Limit v3.1 | 731 | 7350 | MACT Fuel Choice Floor in lbs/MMBtu | FALSE | L | Annual | Rate | lbs/MMBtu | 0 | 0 | 0 | 0 | 0 | 0 | 0
NY New Units MER Rate Limit v3.1 | 731 | 7350 | MACT Fuel Choice Floor in lbs/MMBtu | FALSE | L | Annual | Generation | TWh | 0 | 0 | 0 | 0 | 0 | 0 | 0
NY New Units MER Rate Limit v3.1 | 731 | 7350 | MACT Fuel Choice Floor in lbs/MMBtu | FALSE | L | Annual | Qualifying Generation | TWh | 0 | 0 | 0 | 0 | 0 | 0 | 0
NY New Units MER Rate Limit v3.1 | 731 | 7350 | MACT Fuel Choice Floor in lbs/MMBtu | FALSE | L | Annual | Constraint Shadow Price | US2022$/Lb | 0 | 0 | 0 | 0 | 0 | 0 | 0
NY New Units MER Rate Limit v3.1 | 732 | 7350 | MACT Fuel Choice Floor in lbs/MMBtu | FALSE | L | Annual | Seasons Included | Seasons | Winter, Spring, Summer, Fall | Winter, Spring, Summer, Fall | Winter, Spring, Summer, Fall | Winter, Spring, Summer, Fall | Winter, Spring, Summer, Fall | Winter, Spring, Summer, Fall | Winter, Spring, Summer, Fall
NY New Units MER Rate Limit v3.1 | 732 | 7350 | MACT Fuel Choice Floor in lbs/MMBtu | FALSE | L | Annual | Emission Floor MER | lbs/MMBtu | 6e-07 | 6e-07 | 6e-07 | 6e-07 | 6e-07 | 6e-07 | 6e-07
NY New Units MER Rate Limit v3.1 | 732 | 7350 | MACT Fuel Choice Floor in lbs/MMBtu | FALSE | L | Annual | Emissions at Affected Plants MER | Lb | 0 | 0 | 0 | 0 | 0 | 0 | 0
NY New Units MER Rate Limit v3.1 | 732 | 7350 | MACT Fuel Choice Floor in lbs/MMBtu | FALSE | L | Annual | Allowances Purchased MER | Lb | 0 | 0 | 0 | 0 | 0 | 0 | 0
NY New Units MER Rate Limit v3.1 | 732 | 7350 | MACT Fuel Choice Floor in lbs/MMBtu | FALSE | L | Annual | Allowances Sold MER | Lb | 0 | 0 | 0 | 0 | 0 | 0 | 0
NY New Units MER Rate Limit v3.1 | 732 | 7350 | MACT Fuel Choice Floor in lbs/MMBtu | FALSE | L | Annual | Allowances Banked | Lb | 0 | 0 | 0 | 0 | 0 | 0 | 0
NY New Units MER Rate Limit v3.1 | 732 | 7350 | MACT Fuel Choice Floor in lbs/MMBtu | FALSE | L | Annual | Allowances Withdrawn (1:1) | Lb | 0 | 0 | 0 | 0 | 0 | 0 | 0
NY New Units MER Rate Limit v3.1 | 732 | 7350 | MACT Fuel Choice Floor in lbs/MMBtu | FALSE | L | Annual | Allowances Withdrawn (1:n) | Lb | 0 | 0 | 0 | 0 | 0 | 0 | 0
NY New Units MER Rate Limit v3.1 | 732 | 7350 | MACT Fuel Choice Floor in lbs/MMBtu | FALSE | L | Annual | Total | Lb | 0 | 0 | 0 | 0 | 0 | 0 | 0
NY New Units MER Rate Limit v3.1 | 732 | 7350 | MACT Fuel Choice Floor in lbs/MMBtu | FALSE | L | Annual | Fuel Consumed | TBtu | 0 | 0 | 0 | 0 | 0 | 0 | 0
NY New Units MER Rate Limit v3.1 | 732 | 7350 | MACT Fuel Choice Floor in lbs/MMBtu | FALSE | L | Annual | Rate | lbs/MMBtu | 0 | 0 | 0 | 0 | 0 | 0 | 0
NY New Units MER Rate Limit v3.1 | 732 | 7350 | MACT Fuel Choice Floor in lbs/MMBtu | FALSE | L | Annual | Generation | TWh | 0 | 0 | 0 | 0 | 0 | 0 | 0
NY New Units MER Rate Limit v3.1 | 732 | 7350 | MACT Fuel Choice Floor in lbs/MMBtu | FALSE | L | Annual | Qualifying Generation | TWh | 0 | 0 | 0 | 0 | 0 | 0 | 0
NY New Units MER Rate Limit v3.1 | 732 | 7350 | MACT Fuel Choice Floor in lbs/MMBtu | FALSE | L | Annual | Constraint Shadow Price | US2022$/Lb | 0 | 0 | 0 | 0 | 0 | 0 | 0
NY New Units MER Rate Limit v3.1 | 733 | 7350 | MACT Fuel Choice Floor in lbs/MMBtu | FALSE | L | Annual | Seasons Included | Seasons | Winter, Spring, Summer, Fall | Winter, Spring, Summer, Fall | Winter, Spring, Summer, Fall | Winter, Spring, Summer, Fall | Winter, Spring, Summer, Fall | Winter, Spring, Summer, Fall | Winter, Spring, Summer, Fall
NY New Units MER Rate Limit v3.1 | 733 | 7350 | MACT Fuel Choice Floor in lbs/MMBtu | FALSE | L | Annual | Emission Floor MER | lbs/MMBtu | 6e-07 | 6e-07 | 6e-07 | 6e-07 | 6e-07 | 6e-07 | 6e-07
NY New Units MER Rate Limit v3.1 | 733 | 7350 | MACT Fuel Choice Floor in lbs/MMBtu | FALSE | L | Annual | Emissions at Affected Plants MER | Lb | 0 | 0 | 0 | 0 | 0 | 0 | 0
NY New Units MER Rate Limit v3.1 | 733 | 7350 | MACT Fuel Choice Floor in lbs/MMBtu | FALSE | L | Annual | Allowances Purchased MER | Lb | 0 | 0 | 0 | 0 | 0 | 0 | 0
NY New Units MER Rate Limit v3.1 | 733 | 7350 | MACT Fuel Choice Floor in lbs/MMBtu | FALSE | L | Annual | Allowances Sold MER | Lb | 0 | 0 | 0 | 0 | 0 | 0 | 0
NY New Units MER Rate Limit v3.1 | 733 | 7350 | MACT Fuel Choice Floor in lbs/MMBtu | FALSE | L | Annual | Allowances Banked | Lb | 0 | 0 | 0 | 0 | 0 | 0 | 0
NY New Units MER Rate Limit v3.1 | 733 | 7350 | MACT Fuel Choice Floor in lbs/MMBtu | FALSE | L | Annual | Allowances Withdrawn (1:1) | Lb | 0 | 0 | 0 | 0 | 0 | 0 | 0
NY New Units MER Rate Limit v3.1 | 733 | 7350 | MACT Fuel Choice Floor in lbs/MMBtu | FALSE | L | Annual | Allowances Withdrawn (1:n) | Lb | 0 | 0 | 0 | 0 | 0 | 0 | 0
NY New Units MER Rate Limit v3.1 | 733 | 7350 | MACT Fuel Choice Floor in lbs/MMBtu | FALSE | L | Annual | Total | Lb | 0 | 0 | 0 | 0 | 0 | 0 | 0
NY New Units MER Rate Limit v3.1 | 733 | 7350 | MACT Fuel Choice Floor in lbs/MMBtu | FALSE | L | Annual | Fuel Consumed | TBtu | 0 | 0 | 0 | 0 | 0 | 0 | 0
NY New Units MER Rate Limit v3.1 | 733 | 7350 | MACT Fuel Choice Floor in lbs/MMBtu | FALSE | L | Annual | Rate | lbs/MMBtu | 0 | 0 | 0 | 0 | 0 | 0 | 0
NY New Units MER Rate Limit v3.1 | 733 | 7350 | MACT Fuel Choice Floor in lbs/MMBtu | FALSE | L | Annual | Generation | TWh | 0 | 0 | 0 | 0 | 0 | 0 | 0
NY New Units MER Rate Limit v3.1 | 733 | 7350 | MACT Fuel Choice Floor in lbs/MMBtu | FALSE | L | Annual | Qualifying Generation | TWh | 0 | 0 | 0 | 0 | 0 | 0 | 0
NY New Units MER Rate Limit v3.1 | 733 | 7350 | MACT Fuel Choice Floor in lbs/MMBtu | FALSE | L | Annual | Constraint Shadow Price | US2022$/Lb | 0 | 0 | 0 | 0 | 0 | 0 | 0
NY New Units MER Rate Limit v3.1 | 734 | 7350 | MACT Fuel Choice Floor in lbs/MMBtu | FALSE | L | Annual | Seasons Included | Seasons | Winter, Spring, Summer, Fall | Winter, Spring, Summer, Fall | Winter, Spring, Summer, Fall | Winter, Spring, Summer, Fall | Winter, Spring, Summer, Fall | Winter, Spring, Summer, Fall | Winter, Spring, Summer, Fall
NY New Units MER Rate Limit v3.1 | 734 | 7350 | MACT Fuel Choice Floor in lbs/MMBtu | FALSE | L | Annual | Emission Floor MER | lbs/MMBtu | 6e-07 | 6e-07 | 6e-07 | 6e-07 | 6e-07 | 6e-07 | 6e-07
NY New Units MER Rate Limit v3.1 | 734 | 7350 | MACT Fuel Choice Floor in lbs/MMBtu | FALSE | L | Annual | Emissions at Affected Plants MER | Lb | 0 | 0 | 0 | 0 | 0 | 0 | 0
NY New Units MER Rate Limit v3.1 | 734 | 7350 | MACT Fuel Choice Floor in lbs/MMBtu | FALSE | L | Annual | Allowances Purchased MER | Lb | 0 | 0 | 0 | 0 | 0 | 0 | 0
NY New Units MER Rate Limit v3.1 | 734 | 7350 | MACT Fuel Choice Floor in lbs/MMBtu | FALSE | L | Annual | Allowances Sold MER | Lb | 0 | 0 | 0 | 0 | 0 | 0 | 0
NY New Units MER Rate Limit v3.1 | 734 | 7350 | MACT Fuel Choice Floor in lbs/MMBtu | FALSE | L | Annual | Allowances Banked | Lb | 0 | 0 | 0 | 0 | 0 | 0 | 0
NY New Units MER Rate Limit v3.1 | 734 | 7350 | MACT Fuel Choice Floor in lbs/MMBtu | FALSE | L | Annual | Allowances Withdrawn (1:1) | Lb | 0 | 0 | 0 | 0 | 0 | 0 | 0
NY New Units MER Rate Limit v3.1 | 734 | 7350 | MACT Fuel Choice Floor in lbs/MMBtu | FALSE | L | Annual | Allowances Withdrawn (1:n) | Lb | 0 | 0 | 0 | 0 | 0 | 0 | 0
NY New Units MER Rate Limit v3.1 | 734 | 7350 | MACT Fuel Choice Floor in lbs/MMBtu | FALSE | L | Annual | Total | Lb | 0 | 0 | 0 | 0 | 0 | 0 | 0
NY New Units MER Rate Limit v3.1 | 734 | 7350 | MACT Fuel Choice Floor in lbs/MMBtu | FALSE | L | Annual | Fuel Consumed | TBtu | 0 | 0 | 0 | 0 | 0 | 0 | 0
NY New Units MER Rate Limit v3.1 | 734 | 7350 | MACT Fuel Choice Floor in lbs/MMBtu | FALSE | L | Annual | Rate | lbs/MMBtu | 0 | 0 | 0 | 0 | 0 | 0 | 0
NY New Units MER Rate Limit v3.1 | 734 | 7350 | MACT Fuel Choice Floor in lbs/MMBtu | FALSE | L | Annual | Generation | TWh | 0 | 0 | 0 | 0 | 0 | 0 | 0
NY New Units MER Rate Limit v3.1 | 734 | 7350 | MACT Fuel Choice Floor in lbs/MMBtu | FALSE | L | Annual | Qualifying Generation | TWh | 0 | 0 | 0 | 0 | 0 | 0 | 0
NY New Units MER Rate Limit v3.1 | 734 | 7350 | MACT Fuel Choice Floor in lbs/MMBtu | FALSE | L | Annual | Constraint Shadow Price | US2022$/Lb | 0 | 0 | 0 | 0 | 0 | 0 | 0
NY New Units MER Rate Limit v3.1 | 735 | 7350 | MACT Fuel Choice Floor in lbs/MMBtu | FALSE | L | Annual | Seasons Included | Seasons | Winter, Spring, Summer, Fall | Winter, Spring, Summer, Fall | Winter, Spring, Summer, Fall | Winter, Spring, Summer, Fall | Winter, Spring, Summer, Fall | Winter, Spring, Summer, Fall | Winter, Spring, Summer, Fall
NY New Units MER Rate Limit v3.1 | 735 | 7350 | MACT Fuel Choice Floor in lbs/MMBtu | FALSE | L | Annual | Emission Floor MER | lbs/MMBtu | 6e-07 | 6e-07 | 6e-07 | 6e-07 | 6e-07 | 6e-07 | 6e-07
NY New Units MER Rate Limit v3.1 | 735 | 7350 | MACT Fuel Choice Floor in lbs/MMBtu | FALSE | L | Annual | Emissions at Affected Plants MER | Lb | 0 | 0 | 0 | 0 | 0 | 0 | 0
NY New Units MER Rate Limit v3.1 | 735 | 7350 | MACT Fuel Choice Floor in lbs/MMBtu | FALSE | L | Annual | Allowances Purchased MER | Lb | 0 | 0 | 0 | 0 | 0 | 0 | 0
NY New Units MER Rate Limit v3.1 | 735 | 7350 | MACT Fuel Choice Floor in lbs/MMBtu | FALSE | L | Annual | Allowances Sold MER | Lb | 0 | 0 | 0 | 0 | 0 | 0 | 0
NY New Units MER Rate Limit v3.1 | 735 | 7350 | MACT Fuel Choice Floor in lbs/MMBtu | FALSE | L | Annual | Allowances Banked | Lb | 0 | 0 | 0 | 0 | 0 | 0 | 0
NY New Units MER Rate Limit v3.1 | 735 | 7350 | MACT Fuel Choice Floor in lbs/MMBtu | FALSE | L | Annual | Allowances Withdrawn (1:1) | Lb | 0 | 0 | 0 | 0 | 0 | 0 | 0
NY New Units MER Rate Limit v3.1 | 735 | 7350 | MACT Fuel Choice Floor in lbs/MMBtu | FALSE | L | Annual | Allowances Withdrawn (1:n) | Lb | 0 | 0 | 0 | 0 | 0 | 0 | 0
NY New Units MER Rate Limit v3.1 | 735 | 7350 | MACT Fuel Choice Floor in lbs/MMBtu | FALSE | L | Annual | Total | Lb | 0 | 0 | 0 | 0 | 0 | 0 | 0
NY New Units MER Rate Limit v3.1 | 735 | 7350 | MACT Fuel Choice Floor in lbs/MMBtu | FALSE | L | Annual | Fuel Consumed | TBtu | 0 | 0 | 0 | 0 | 0 | 0 | 0
NY New Units MER Rate Limit v3.1 | 735 | 7350 | MACT Fuel Choice Floor in lbs/MMBtu | FALSE | L | Annual | Rate | lbs/MMBtu | 0 | 0 | 0 | 0 | 0 | 0 | 0
NY New Units MER Rate Limit v3.1 | 735 | 7350 | MACT Fuel Choice Floor in lbs/MMBtu | FALSE | L | Annual | Generation | TWh | 0 | 0 | 0 | 0 | 0 | 0 | 0
NY New Units MER Rate Limit v3.1 | 735 | 7350 | MACT Fuel Choice Floor in lbs/MMBtu | FALSE | L | Annual | Qualifying Generation | TWh | 0 | 0 | 0 | 0 | 0 | 0 | 0
NY New Units MER Rate Limit v3.1 | 735 | 7350 | MACT Fuel Choice Floor in lbs/MMBtu | FALSE | L | Annual | Constraint Shadow Price | US2022$/Lb | 0 | 0 | 0 | 0 | 0 | 0 | 0
NY New Units MER Rate Limit v3.1 | 736 | 7350 | MACT Fuel Choice Floor in lbs/MMBtu | FALSE | L | Annual | Seasons Included | Seasons | Winter, Spring, Summer, Fall | Winter, Spring, Summer, Fall | Winter, Spring, Summer, Fall | Winter, Spring, Summer, Fall | Winter, Spring, Summer, Fall | Winter, Spring, Summer, Fall | Winter, Spring, Summer, Fall
NY New Units MER Rate Limit v3.1 | 736 | 7350 | MACT Fuel Choice Floor in lbs/MMBtu | FALSE | L | Annual | Emission Floor MER | lbs/MMBtu | 6e-07 | 6e-07 | 6e-07 | 6e-07 | 6e-07 | 6e-07 | 6e-07
NY New Units MER Rate Limit v3.1 | 736 | 7350 | MACT Fuel Choice Floor in lbs/MMBtu | FALSE | L | Annual | Emissions at Affected Plants MER | Lb | 0 | 0 | 0 | 0 | 0 | 0 | 0
NY New Units MER Rate Limit v3.1 | 736 | 7350 | MACT Fuel Choice Floor in lbs/MMBtu | FALSE | L | Annual | Allowances Purchased MER | Lb | 0 | 0 | 0 | 0 | 0 | 0 | 0
NY New Units MER Rate Limit v3.1 | 736 | 7350 | MACT Fuel Choice Floor in lbs/MMBtu | FALSE | L | Annual | Allowances Sold MER | Lb | 0 | 0 | 0 | 0 | 0 | 0 | 0
NY New Units MER Rate Limit v3.1 | 736 | 7350 | MACT Fuel Choice Floor in lbs/MMBtu | FALSE | L | Annual | Allowances Banked | Lb | 0 | 0 | 0 | 0 | 0 | 0 | 0
NY New Units MER Rate Limit v3.1 | 736 | 7350 | MACT Fuel Choice Floor in lbs/MMBtu | FALSE | L | Annual | Allowances Withdrawn (1:1) | Lb | 0 | 0 | 0 | 0 | 0 | 0 | 0
NY New Units MER Rate Limit v3.1 | 736 | 7350 | MACT Fuel Choice Floor in lbs/MMBtu | FALSE | L | Annual | Allowances Withdrawn (1:n) | Lb | 0 | 0 | 0 | 0 | 0 | 0 | 0
NY New Units MER Rate Limit v3.1 | 736 | 7350 | MACT Fuel Choice Floor in lbs/MMBtu | FALSE | L | Annual | Total | Lb | 0 | 0 | 0 | 0 | 0 | 0 | 0
NY New Units MER Rate Limit v3.1 | 736 | 7350 | MACT Fuel Choice Floor in lbs/MMBtu | FALSE | L | Annual | Fuel Consumed | TBtu | 0 | 0 | 0 | 0 | 0 | 0 | 0
NY New Units MER Rate Limit v3.1 | 736 | 7350 | MACT Fuel Choice Floor in lbs/MMBtu | FALSE | L | Annual | Rate | lbs/MMBtu | 0 | 0 | 0 | 0 | 0 | 0 | 0
NY New Units MER Rate Limit v3.1 | 736 | 7350 | MACT Fuel Choice Floor in lbs/MMBtu | FALSE | L | Annual | Generation | TWh | 0 | 0 | 0 | 0 | 0 | 0 | 0
NY New Units MER Rate Limit v3.1 | 736 | 7350 | MACT Fuel Choice Floor in lbs/MMBtu | FALSE | L | Annual | Qualifying Generation | TWh | 0 | 0 | 0 | 0 | 0 | 0 | 0
NY New Units MER Rate Limit v3.1 | 736 | 7350 | MACT Fuel Choice Floor in lbs/MMBtu | FALSE | L | Annual | Constraint Shadow Price | US2022$/Lb | 0 | 0 | 0 | 0 | 0 | 0 | 0
NY New Units MER Rate Limit v3.1 | 737 | 7350 | MACT Fuel Choice Floor in lbs/MMBtu | FALSE | L | Annual | Seasons Included | Seasons | Winter, Spring, Summer, Fall | Winter, Spring, Summer, Fall | Winter, Spring, Summer, Fall | Winter, Spring, Summer, Fall | Winter, Spring, Summer, Fall | Winter, Spring, Summer, Fall | Winter, Spring, Summer, Fall
NY New Units MER Rate Limit v3.1 | 737 | 7350 | MACT Fuel Choice Floor in lbs/MMBtu | FALSE | L | Annual | Emission Floor MER | lbs/MMBtu | 6e-07 | 6e-07 | 6e-07 | 6e-07 | 6e-07 | 6e-07 | 6e-07
NY New Units MER Rate Limit v3.1 | 737 | 7350 | MACT Fuel Choice Floor in lbs/MMBtu | FALSE | L | Annual | Emissions at Affected Plants MER | Lb | 0 | 0 | 0 | 0 | 0 | 0 | 0
NY New Units MER Rate Limit v3.1 | 737 | 7350 | MACT Fuel Choice Floor in lbs/MMBtu | FALSE | L | Annual | Allowances Purchased MER | Lb | 0 | 0 | 0 | 0 | 0 | 0 | 0
NY New Units MER Rate Limit v3.1 | 737 | 7350 | MACT Fuel Choice Floor in lbs/MMBtu | FALSE | L | Annual | Allowances Sold MER | Lb | 0 | 0 | 0 | 0 | 0 | 0 | 0
NY New Units MER Rate Limit v3.1 | 737 | 7350 | MACT Fuel Choice Floor in lbs/MMBtu | FALSE | L | Annual | Allowances Banked | Lb | 0 | 0 | 0 | 0 | 0 | 0 | 0
NY New Units MER Rate Limit v3.1 | 737 | 7350 | MACT Fuel Choice Floor in lbs/MMBtu | FALSE | L | Annual | Allowances Withdrawn (1:1) | Lb | 0 | 0 | 0 | 0 | 0 | 0 | 0
NY New Units MER Rate Limit v3.1 | 737 | 7350 | MACT Fuel Choice Floor in lbs/MMBtu | FALSE | L | Annual | Allowances Withdrawn (1:n) | Lb | 0 | 0 | 0 | 0 | 0 | 0 | 0
NY New Units MER Rate Limit v3.1 | 737 | 7350 | MACT Fuel Choice Floor in lbs/MMBtu | FALSE | L | Annual | Total | Lb | 0 | 0 | 0 | 0 | 0 | 0 | 0
NY New Units MER Rate Limit v3.1 | 737 | 7350 | MACT Fuel Choice Floor in lbs/MMBtu | FALSE | L | Annual | Fuel Consumed | TBtu | 0 | 0 | 0 | 0 | 0 | 0 | 0
NY New Units MER Rate Limit v3.1 | 737 | 7350 | MACT Fuel Choice Floor in lbs/MMBtu | FALSE | L | Annual | Rate | lbs/MMBtu | 0 | 0 | 0 | 0 | 0 | 0 | 0
NY New Units MER Rate Limit v3.1 | 737 | 7350 | MACT Fuel Choice Floor in lbs/MMBtu | FALSE | L | Annual | Generation | TWh | 0 | 0 | 0 | 0 | 0 | 0 | 0
NY New Units MER Rate Limit v3.1 | 737 | 7350 | MACT Fuel Choice Floor in lbs/MMBtu | FALSE | L | Annual | Qualifying Generation | TWh | 0 | 0 | 0 | 0 | 0 | 0 | 0
NY New Units MER Rate Limit v3.1 | 737 | 7350 | MACT Fuel Choice Floor in lbs/MMBtu | FALSE | L | Annual | Constraint Shadow Price | US2022$/Lb | 0 | 0 | 0 | 0 | 0 | 0 | 0
NY New Units MER Rate Limit v3.1 | 738 | 7350 | MACT Fuel Choice Floor in lbs/MMBtu | FALSE | L | Annual | Seasons Included | Seasons | Winter, Spring, Summer, Fall | Winter, Spring, Summer, Fall | Winter, Spring, Summer, Fall | Winter, Spring, Summer, Fall | Winter, Spring, Summer, Fall | Winter, Spring, Summer, Fall | Winter, Spring, Summer, Fall
NY New Units MER Rate Limit v3.1 | 738 | 7350 | MACT Fuel Choice Floor in lbs/MMBtu | FALSE | L | Annual | Emission Floor MER | lbs/MMBtu | 6e-07 | 6e-07 | 6e-07 | 6e-07 | 6e-07 | 6e-07 | 6e-07
NY New Units MER Rate Limit v3.1 | 738 | 7350 | MACT Fuel Choice Floor in lbs/MMBtu | FALSE | L | Annual | Emissions at Affected Plants MER | Lb | 0 | 0 | 0 | 0 | 0 | 0 | 0
NY New Units MER Rate Limit v3.1 | 738 | 7350 | MACT Fuel Choice Floor in lbs/MMBtu | FALSE | L | Annual | Allowances Purchased MER | Lb | 0 | 0 | 0 | 0 | 0 | 0 | 0
NY New Units MER Rate Limit v3.1 | 738 | 7350 | MACT Fuel Choice Floor in lbs/MMBtu | FALSE | L | Annual | Allowances Sold MER | Lb | 0 | 0 | 0 | 0 | 0 | 0 | 0
NY New Units MER Rate Limit v3.1 | 738 | 7350 | MACT Fuel Choice Floor in lbs/MMBtu | FALSE | L | Annual | Allowances Banked | Lb | 0 | 0 | 0 | 0 | 0 | 0 | 0
NY New Units MER Rate Limit v3.1 | 738 | 7350 | MACT Fuel Choice Floor in lbs/MMBtu | FALSE | L | Annual | Allowances Withdrawn (1:1) | Lb | 0 | 0 | 0 | 0 | 0 | 0 | 0
NY New Units MER Rate Limit v3.1 | 738 | 7350 | MACT Fuel Choice Floor in lbs/MMBtu | FALSE | L | Annual | Allowances Withdrawn (1:n) | Lb | 0 | 0 | 0 | 0 | 0 | 0 | 0
NY New Units MER Rate Limit v3.1 | 738 | 7350 | MACT Fuel Choice Floor in lbs/MMBtu | FALSE | L | Annual | Total | Lb | 0 | 0 | 0 | 0 | 0 | 0 | 0
NY New Units MER Rate Limit v3.1 | 738 | 7350 | MACT Fuel Choice Floor in lbs/MMBtu | FALSE | L | Annual | Fuel Consumed | TBtu | 0 | 0 | 0 | 0 | 0 | 0 | 0
NY New Units MER Rate Limit v3.1 | 738 | 7350 | MACT Fuel Choice Floor in lbs/MMBtu | FALSE | L | Annual | Rate | lbs/MMBtu | 0 | 0 | 0 | 0 | 0 | 0 | 0
NY New Units MER Rate Limit v3.1 | 738 | 7350 | MACT Fuel Choice Floor in lbs/MMBtu | FALSE | L | Annual | Generation | TWh | 0 | 0 | 0 | 0 | 0 | 0 | 0
NY New Units MER Rate Limit v3.1 | 738 | 7350 | MACT Fuel Choice Floor in lbs/MMBtu | FALSE | L | Annual | Qualifying Generation | TWh | 0 | 0 | 0 | 0 | 0 | 0 | 0
NY New Units MER Rate Limit v3.1 | 738 | 7350 | MACT Fuel Choice Floor in lbs/MMBtu | FALSE | L | Annual | Constraint Shadow Price | US2022$/Lb | 0 | 0 | 0 | 0 | 0 | 0 | 0
NY New Units MER Rate Limit v3.1 | 739 | 7350 | MACT Fuel Choice Floor in lbs/MMBtu | FALSE | L | Annual | Seasons Included | Seasons | Winter, Spring, Summer, Fall | Winter, Spring, Summer, Fall | Winter, Spring, Summer, Fall | Winter, Spring, Summer, Fall | Winter, Spring, Summer, Fall | Winter, Spring, Summer, Fall | Winter, Spring, Summer, Fall
NY New Units MER Rate Limit v3.1 | 739 | 7350 | MACT Fuel Choice Floor in lbs/MMBtu | FALSE | L | Annual | Emission Floor MER | lbs/MMBtu | 6e-07 | 6e-07 | 6e-07 | 6e-07 | 6e-07 | 6e-07 | 6e-07
NY New Units MER Rate Limit v3.1 | 739 | 7350 | MACT Fuel Choice Floor in lbs/MMBtu | FALSE | L | Annual | Emissions at Affected Plants MER | Lb | 0 | 0 | 0 | 0 | 0 | 0 | 0
NY New Units MER Rate Limit v3.1 | 739 | 7350 | MACT Fuel Choice Floor in lbs/MMBtu | FALSE | L | Annual | Allowances Purchased MER | Lb | 0 | 0 | 0 | 0 | 0 | 0 | 0
NY New Units MER Rate Limit v3.1 | 739 | 7350 | MACT Fuel Choice Floor in lbs/MMBtu | FALSE | L | Annual | Allowances Sold MER | Lb | 0 | 0 | 0 | 0 | 0 | 0 | 0
NY New Units MER Rate Limit v3.1 | 739 | 7350 | MACT Fuel Choice Floor in lbs/MMBtu | FALSE | L | Annual | Allowances Banked | Lb | 0 | 0 | 0 | 0 | 0 | 0 | 0
NY New Units MER Rate Limit v3.1 | 739 | 7350 | MACT Fuel Choice Floor in lbs/MMBtu | FALSE | L | Annual | Allowances Withdrawn (1:1) | Lb | 0 | 0 | 0 | 0 | 0 | 0 | 0
NY New Units MER Rate Limit v3.1 | 739 | 7350 | MACT Fuel Choice Floor in lbs/MMBtu | FALSE | L | Annual | Allowances Withdrawn (1:n) | Lb | 0 | 0 | 0 | 0 | 0 | 0 | 0
NY New Units MER Rate Limit v3.1 | 739 | 7350 | MACT Fuel Choice Floor in lbs/MMBtu | FALSE | L | Annual | Total | Lb | 0 | 0 | 0 | 0 | 0 | 0 | 0
NY New Units MER Rate Limit v3.1 | 739 | 7350 | MACT Fuel Choice Floor in lbs/MMBtu | FALSE | L | Annual | Fuel Consumed | TBtu | 0 | 0 | 0 | 0 | 0 | 0 | 0
NY New Units MER Rate Limit v3.1 | 739 | 7350 | MACT Fuel Choice Floor in lbs/MMBtu | FALSE | L | Annual | Rate | lbs/MMBtu | 0 | 0 | 0 | 0 | 0 | 0 | 0
NY New Units MER Rate Limit v3.1 | 739 | 7350 | MACT Fuel Choice Floor in lbs/MMBtu | FALSE | L | Annual | Generation | TWh | 0 | 0 | 0 | 0 | 0 | 0 | 0
NY New Units MER Rate Limit v3.1 | 739 | 7350 | MACT Fuel Choice Floor in lbs/MMBtu | FALSE | L | Annual | Qualifying Generation | TWh | 0 | 0 | 0 | 0 | 0 | 0 | 0
NY New Units MER Rate Limit v3.1 | 739 | 7350 | MACT Fuel Choice Floor in lbs/MMBtu | FALSE | L | Annual | Constraint Shadow Price | US2022$/Lb | 0 | 0 | 0 | 0 | 0 | 0 | 0
NY New Units MER Rate Limit v3.1 | 740 | 7350 | MACT Fuel Choice Floor in lbs/MMBtu | FALSE | L | Annual | Seasons Included | Seasons | Winter, Spring, Summer, Fall | Winter, Spring, Summer, Fall | Winter, Spring, Summer, Fall | Winter, Spring, Summer, Fall | Winter, Spring, Summer, Fall | Winter, Spring, Summer, Fall | Winter, Spring, Summer, Fall
NY New Units MER Rate Limit v3.1 | 740 | 7350 | MACT Fuel Choice Floor in lbs/MMBtu | FALSE | L | Annual | Emission Floor MER | lbs/MMBtu | 6e-07 | 6e-07 | 6e-07 | 6e-07 | 6e-07 | 6e-07 | 6e-07
NY New Units MER Rate Limit v3.1 | 740 | 7350 | MACT Fuel Choice Floor in lbs/MMBtu | FALSE | L | Annual | Emissions at Affected Plants MER | Lb | 0 | 0 | 0 | 0 | 0 | 0 | 0
NY New Units MER Rate Limit v3.1 | 740 | 7350 | MACT Fuel Choice Floor in lbs/MMBtu | FALSE | L | Annual | Allowances Purchased MER | Lb | 0 | 0 | 0 | 0 | 0 | 0 | 0
NY New Units MER Rate Limit v3.1 | 740 | 7350 | MACT Fuel Choice Floor in lbs/MMBtu | FALSE | L | Annual | Allowances Sold MER | Lb | 0 | 0 | 0 | 0 | 0 | 0 | 0
NY New Units MER Rate Limit v3.1 | 740 | 7350 | MACT Fuel Choice Floor in lbs/MMBtu | FALSE | L | Annual | Allowances Banked | Lb | 0 | 0 | 0 | 0 | 0 | 0 | 0
NY New Units MER Rate Limit v3.1 | 740 | 7350 | MACT Fuel Choice Floor in lbs/MMBtu | FALSE | L | Annual | Allowances Withdrawn (1:1) | Lb | 0 | 0 | 0 | 0 | 0 | 0 | 0
NY New Units MER Rate Limit v3.1 | 740 | 7350 | MACT Fuel Choice Floor in lbs/MMBtu | FALSE | L | Annual | Allowances Withdrawn (1:n) | Lb | 0 | 0 | 0 | 0 | 0 | 0 | 0
NY New Units MER Rate Limit v3.1 | 740 | 7350 | MACT Fuel Choice Floor in lbs/MMBtu | FALSE | L | Annual | Total | Lb | 0 | 0 | 0 | 0 | 0 | 0 | 0
NY New Units MER Rate Limit v3.1 | 740 | 7350 | MACT Fuel Choice Floor in lbs/MMBtu | FALSE | L | Annual | Fuel Consumed | TBtu | 0 | 0 | 0 | 0 | 0 | 0 | 0
NY New Units MER Rate Limit v3.1 | 740 | 7350 | MACT Fuel Choice Floor in lbs/MMBtu | FALSE | L | Annual | Rate | lbs/MMBtu | 0 | 0 | 0 | 0 | 0 | 0 | 0
NY New Units MER Rate Limit v3.1 | 740 | 7350 | MACT Fuel Choice Floor in lbs/MMBtu | FALSE | L | Annual | Generation | TWh | 0 | 0 | 0 | 0 | 0 | 0 | 0
NY New Units MER Rate Limit v3.1 | 740 | 7350 | MACT Fuel Choice Floor in lbs/MMBtu | FALSE | L | Annual | Qualifying Generation | TWh | 0 | 0 | 0 | 0 | 0 | 0 | 0
NY New Units MER Rate Limit v3.1 | 740 | 7350 | MACT Fuel Choice Floor in lbs/MMBtu | FALSE | L | Annual | Constraint Shadow Price | US2022$/Lb | 0 | 0 | 0 | 0 | 0 | 0 | 0
NY New Units MER Rate Limit v3.1 | 741 | 7350 | MACT Fuel Choice Floor in lbs/MMBtu | FALSE | L | Annual | Seasons Included | Seasons | Winter, Spring, Summer, Fall | Winter, Spring, Summer, Fall | Winter, Spring, Summer, Fall | Winter, Spring, Summer, Fall | Winter, Spring, Summer, Fall | Winter, Spring, Summer, Fall | Winter, Spring, Summer, Fall
NY New Units MER Rate Limit v3.1 | 741 | 7350 | MACT Fuel Choice Floor in lbs/MMBtu | FALSE | L | Annual | Emission Floor MER | lbs/MMBtu | 6e-07 | 6e-07 | 6e-07 | 6e-07 | 6e-07 | 6e-07 | 6e-07
NY New Units MER Rate Limit v3.1 | 741 | 7350 | MACT Fuel Choice Floor in lbs/MMBtu | FALSE | L | Annual | Emissions at Affected Plants MER | Lb | 0 | 0 | 0 | 0 | 0 | 0 | 0
NY New Units MER Rate Limit v3.1 | 741 | 7350 | MACT Fuel Choice Floor in lbs/MMBtu | FALSE | L | Annual | Allowances Purchased MER | Lb | 0 | 0 | 0 | 0 | 0 | 0 | 0
NY New Units MER Rate Limit v3.1 | 741 | 7350 | MACT Fuel Choice Floor in lbs/MMBtu | FALSE | L | Annual | Allowances Sold MER | Lb | 0 | 0 | 0 | 0 | 0 | 0 | 0
NY New Units MER Rate Limit v3.1 | 741 | 7350 | MACT Fuel Choice Floor in lbs/MMBtu | FALSE | L | Annual | Allowances Banked | Lb | 0 | 0 | 0 | 0 | 0 | 0 | 0
NY New Units MER Rate Limit v3.1 | 741 | 7350 | MACT Fuel Choice Floor in lbs/MMBtu | FALSE | L | Annual | Allowances Withdrawn (1:1) | Lb | 0 | 0 | 0 | 0 | 0 | 0 | 0
NY New Units MER Rate Limit v3.1 | 741 | 7350 | MACT Fuel Choice Floor in lbs/MMBtu | FALSE | L | Annual | Allowances Withdrawn (1:n) | Lb | 0 | 0 | 0 | 0 | 0 | 0 | 0
NY New Units MER Rate Limit v3.1 | 741 | 7350 | MACT Fuel Choice Floor in lbs/MMBtu | FALSE | L | Annual | Total | Lb | 0 | 0 | 0 | 0 | 0 | 0 | 0
NY New Units MER Rate Limit v3.1 | 741 | 7350 | MACT Fuel Choice Floor in lbs/MMBtu | FALSE | L | Annual | Fuel Consumed | TBtu | 0 | 0 | 0 | 0 | 0 | 0 | 0
NY New Units MER Rate Limit v3.1 | 741 | 7350 | MACT Fuel Choice Floor in lbs/MMBtu | FALSE | L | Annual | Rate | lbs/MMBtu | 0 | 0 | 0 | 0 | 0 | 0 | 0
NY New Units MER Rate Limit v3.1 | 741 | 7350 | MACT Fuel Choice Floor in lbs/MMBtu | FALSE | L | Annual | Generation | TWh | 0 | 0 | 0 | 0 | 0 | 0 | 0
NY New Units MER Rate Limit v3.1 | 741 | 7350 | MACT Fuel Choice Floor in lbs/MMBtu | FALSE | L | Annual | Qualifying Generation | TWh | 0 | 0 | 0 | 0 | 0 | 0 | 0
NY New Units MER Rate Limit v3.1 | 741 | 7350 | MACT Fuel Choice Floor in lbs/MMBtu | FALSE | L | Annual | Constraint Shadow Price | US2022$/Lb | 0 | 0 | 0 | 0 | 0 | 0 | 0
NY New Units MER Rate Limit v3.1 | 742 | 7350 | MACT Fuel Choice Floor in lbs/MMBtu | FALSE | L | Annual | Seasons Included | Seasons | Winter, Spring, Summer, Fall | Winter, Spring, Summer, Fall | Winter, Spring, Summer, Fall | Winter, Spring, Summer, Fall | Winter, Spring, Summer, Fall | Winter, Spring, Summer, Fall | Winter, Spring, Summer, Fall
NY New Units MER Rate Limit v3.1 | 742 | 7350 | MACT Fuel Choice Floor in lbs/MMBtu | FALSE | L | Annual | Emission Floor MER | lbs/MMBtu | 6e-07 | 6e-07 | 6e-07 | 6e-07 | 6e-07 | 6e-07 | 6e-07
NY New Units MER Rate Limit v3.1 | 742 | 7350 | MACT Fuel Choice Floor in lbs/MMBtu | FALSE | L | Annual | Emissions at Affected Plants MER | Lb | 0 | 0 | 0 | 0 | 0 | 0 | 0
NY New Units MER Rate Limit v3.1 | 742 | 7350 | MACT Fuel Choice Floor in lbs/MMBtu | FALSE | L | Annual | Allowances Purchased MER | Lb | 0 | 0 | 0 | 0 | 0 | 0 | 0
NY New Units MER Rate Limit v3.1 | 742 | 7350 | MACT Fuel Choice Floor in lbs/MMBtu | FALSE | L | Annual | Allowances Sold MER | Lb | 0 | 0 | 0 | 0 | 0 | 0 | 0
NY New Units MER Rate Limit v3.1 | 742 | 7350 | MACT Fuel Choice Floor in lbs/MMBtu | FALSE | L | Annual | Allowances Banked | Lb | 0 | 0 | 0 | 0 | 0 | 0 | 0
NY New Units MER Rate Limit v3.1 | 742 | 7350 | MACT Fuel Choice Floor in lbs/MMBtu | FALSE | L | Annual | Allowances Withdrawn (1:1) | Lb | 0 | 0 | 0 | 0 | 0 | 0 | 0
NY New Units MER Rate Limit v3.1 | 742 | 7350 | MACT Fuel Choice Floor in lbs/MMBtu | FALSE | L | Annual | Allowances Withdrawn (1:n) | Lb | 0 | 0 | 0 | 0 | 0 | 0 | 0
NY New Units MER Rate Limit v3.1 | 742 | 7350 | MACT Fuel Choice Floor in lbs/MMBtu | FALSE | L | Annual | Total | Lb | 0 | 0 | 0 | 0 | 0 | 0 | 0
NY New Units MER Rate Limit v3.1 | 742 | 7350 | MACT Fuel Choice Floor in lbs/MMBtu | FALSE | L | Annual | Fuel Consumed | TBtu | 0 | 0 | 0 | 0 | 0 | 0 | 0
NY New Units MER Rate Limit v3.1 | 742 | 7350 | MACT Fuel Choice Floor in lbs/MMBtu | FALSE | L | Annual | Rate | lbs/MMBtu | 0 | 0 | 0 | 0 | 0 | 0 | 0
NY New Units MER Rate Limit v3.1 | 742 | 7350 | MACT Fuel Choice Floor in lbs/MMBtu | FALSE | L | Annual | Generation | TWh | 0 | 0 | 0 | 0 | 0 | 0 | 0
NY New Units MER Rate Limit v3.1 | 742 | 7350 | MACT Fuel Choice Floor in lbs/MMBtu | FALSE | L | Annual | Qualifying Generation | TWh | 0 | 0 | 0 | 0 | 0 | 0 | 0
NY New Units MER Rate Limit v3.1 | 742 | 7350 | MACT Fuel Choice Floor in lbs/MMBtu | FALSE | L | Annual | Constraint Shadow Price | US2022$/Lb | 0 | 0 | 0 | 0 | 0 | 0 | 0
NY New Units MER Rate Limit v3.1 | 743 | 7350 | MACT Fuel Choice Floor in lbs/MMBtu | FALSE | L | Annual | Seasons Included | Seasons | Winter, Spring, Summer, Fall | Winter, Spring, Summer, Fall | Winter, Spring, Summer, Fall | Winter, Spring, Summer, Fall | Winter, Spring, Summer, Fall | Winter, Spring, Summer, Fall | Winter, Spring, Summer, Fall
NY New Units MER Rate Limit v3.1 | 743 | 7350 | MACT Fuel Choice Floor in lbs/MMBtu | FALSE | L | Annual | Emission Floor MER | lbs/MMBtu | 6e-07 | 6e-07 | 6e-07 | 6e-07 | 6e-07 | 6e-07 | 6e-07
NY New Units MER Rate Limit v3.1 | 743 | 7350 | MACT Fuel Choice Floor in lbs/MMBtu | FALSE | L | Annual | Emissions at Affected Plants MER | Lb | 0 | 0 | 0 | 0 | 0 | 0 | 0
NY New Units MER Rate Limit v3.1 | 743 | 7350 | MACT Fuel Choice Floor in lbs/MMBtu | FALSE | L | Annual | Allowances Purchased MER | Lb | 0 | 0 | 0 | 0 | 0 | 0 | 0
NY New Units MER Rate Limit v3.1 | 743 | 7350 | MACT Fuel Choice Floor in lbs/MMBtu | FALSE | L | Annual | Allowances Sold MER | Lb | 0 | 0 | 0 | 0 | 0 | 0 | 0
NY New Units MER Rate Limit v3.1 | 743 | 7350 | MACT Fuel Choice Floor in lbs/MMBtu | FALSE | L | Annual | Allowances Banked | Lb | 0 | 0 | 0 | 0 | 0 | 0 | 0
NY New Units MER Rate Limit v3.1 | 743 | 7350 | MACT Fuel Choice Floor in lbs/MMBtu | FALSE | L | Annual | Allowances Withdrawn (1:1) | Lb | 0 | 0 | 0 | 0 | 0 | 0 | 0
NY New Units MER Rate Limit v3.1 | 743 | 7350 | MACT Fuel Choice Floor in lbs/MMBtu | FALSE | L | Annual | Allowances Withdrawn (1:n) | Lb | 0 | 0 | 0 | 0 | 0 | 0 | 0
NY New Units MER Rate Limit v3.1 | 743 | 7350 | MACT Fuel Choice Floor in lbs/MMBtu | FALSE | L | Annual | Total | Lb | 0 | 0 | 0 | 0 | 0 | 0 | 0
NY New Units MER Rate Limit v3.1 | 743 | 7350 | MACT Fuel Choice Floor in lbs/MMBtu | FALSE | L | Annual | Fuel Consumed | TBtu | 0 | 0 | 0 | 0 | 0 | 0 | 0
NY New Units MER Rate Limit v3.1 | 743 | 7350 | MACT Fuel Choice Floor in lbs/MMBtu | FALSE | L | Annual | Rate | lbs/MMBtu | 0 | 0 | 0 | 0 | 0 | 0 | 0
NY New Units MER Rate Limit v3.1 | 743 | 7350 | MACT Fuel Choice Floor in lbs/MMBtu | FALSE | L | Annual | Generation | TWh | 0 | 0 | 0 | 0 | 0 | 0 | 0
NY New Units MER Rate Limit v3.1 | 743 | 7350 | MACT Fuel Choice Floor in lbs/MMBtu | FALSE | L | Annual | Qualifying Generation | TWh | 0 | 0 | 0 | 0 | 0 | 0 | 0
NY New Units MER Rate Limit v3.1 | 743 | 7350 | MACT Fuel Choice Floor in lbs/MMBtu | FALSE | L | Annual | Constraint Shadow Price | US2022$/Lb | 0 | 0 | 0 | 0 | 0 | 0 | 0
NY New Units MER Rate Limit v3.1 | 744 | 7350 | MACT Fuel Choice Floor in lbs/MMBtu | FALSE | L | Annual | Seasons Included | Seasons | Winter, Spring, Summer, Fall | Winter, Spring, Summer, Fall | Winter, Spring, Summer, Fall | Winter, Spring, Summer, Fall | Winter, Spring, Summer, Fall | Winter, Spring, Summer, Fall | Winter, Spring, Summer, Fall
NY New Units MER Rate Limit v3.1 | 744 | 7350 | MACT Fuel Choice Floor in lbs/MMBtu | FALSE | L | Annual | Emission Floor MER | lbs/MMBtu | 6e-07 | 6e-07 | 6e-07 | 6e-07 | 6e-07 | 6e-07 | 6e-07
NY New Units MER Rate Limit v3.1 | 744 | 7350 | MACT Fuel Choice Floor in lbs/MMBtu | FALSE | L | Annual | Emissions at Affected Plants MER | Lb | 0 | 0 | 0 | 0 | 0 | 0 | 0
NY New Units MER Rate Limit v3.1 | 744 | 7350 | MACT Fuel Choice Floor in lbs/MMBtu | FALSE | L | Annual | Allowances Purchased MER | Lb | 0 | 0 | 0 | 0 | 0 | 0 | 0
NY New Units MER Rate Limit v3.1 | 744 | 7350 | MACT Fuel Choice Floor in lbs/MMBtu | FALSE | L | Annual | Allowances Sold MER | Lb | 0 | 0 | 0 | 0 | 0 | 0 | 0
NY New Units MER Rate Limit v3.1 | 744 | 7350 | MACT Fuel Choice Floor in lbs/MMBtu | FALSE | L | Annual | Allowances Banked | Lb | 0 | 0 | 0 | 0 | 0 | 0 | 0
NY New Units MER Rate Limit v3.1 | 744 | 7350 | MACT Fuel Choice Floor in lbs/MMBtu | FALSE | L | Annual | Allowances Withdrawn (1:1) | Lb | 0 | 0 | 0 | 0 | 0 | 0 | 0
NY New Units MER Rate Limit v3.1 | 744 | 7350 | MACT Fuel Choice Floor in lbs/MMBtu | FALSE | L | Annual | Allowances Withdrawn (1:n) | Lb | 0 | 0 | 0 | 0 | 0 | 0 | 0
NY New Units MER Rate Limit v3.1 | 744 | 7350 | MACT Fuel Choice Floor in lbs/MMBtu | FALSE | L | Annual | Total | Lb | 0 | 0 | 0 | 0 | 0 | 0 | 0
NY New Units MER Rate Limit v3.1 | 744 | 7350 | MACT Fuel Choice Floor in lbs/MMBtu | FALSE | L | Annual | Fuel Consumed | TBtu | 0 | 0 | 0 | 0 | 0 | 0 | 0
NY New Units MER Rate Limit v3.1 | 744 | 7350 | MACT Fuel Choice Floor in lbs/MMBtu | FALSE | L | Annual | Rate | lbs/MMBtu | 0 | 0 | 0 | 0 | 0 | 0 | 0
NY New Units MER Rate Limit v3.1 | 744 | 7350 | MACT Fuel Choice Floor in lbs/MMBtu | FALSE | L | Annual | Generation | TWh | 0 | 0 | 0 | 0 | 0 | 0 | 0
NY New Units MER Rate Limit v3.1 | 744 | 7350 | MACT Fuel Choice Floor in lbs/MMBtu | FALSE | L | Annual | Qualifying Generation | TWh | 0 | 0 | 0 | 0 | 0 | 0 | 0
NY New Units MER Rate Limit v3.1 | 744 | 7350 | MACT Fuel Choice Floor in lbs/MMBtu | FALSE | L | Annual | Constraint Shadow Price | US2022$/Lb | 0 | 0 | 0 | 0 | 0 | 0 | 0
NY New Units MER Rate Limit v3.1 | 745 | 7350 | MACT Fuel Choice Floor in lbs/MMBtu | FALSE | L | Annual | Seasons Included | Seasons | Winter, Spring, Summer, Fall | Winter, Spring, Summer, Fall | Winter, Spring, Summer, Fall | Winter, Spring, Summer, Fall | Winter, Spring, Summer, Fall | Winter, Spring, Summer, Fall | Winter, Spring, Summer, Fall
NY New Units MER Rate Limit v3.1 | 745 | 7350 | MACT Fuel Choice Floor in lbs/MMBtu | FALSE | L | Annual | Emission Floor MER | lbs/MMBtu | 6e-07 | 6e-07 | 6e-07 | 6e-07 | 6e-07 | 6e-07 | 6e-07
NY New Units MER Rate Limit v3.1 | 745 | 7350 | MACT Fuel Choice Floor in lbs/MMBtu | FALSE | L | Annual | Emissions at Affected Plants MER | Lb | 0 | 0 | 0 | 0 | 0 | 0 | 0
NY New Units MER Rate Limit v3.1 | 745 | 7350 | MACT Fuel Choice Floor in lbs/MMBtu | FALSE | L | Annual | Allowances Purchased MER | Lb | 0 | 0 | 0 | 0 | 0 | 0 | 0
NY New Units MER Rate Limit v3.1 | 745 | 7350 | MACT Fuel Choice Floor in lbs/MMBtu | FALSE | L | Annual | Allowances Sold MER | Lb | 0 | 0 | 0 | 0 | 0 | 0 | 0
NY New Units MER Rate Limit v3.1 | 745 | 7350 | MACT Fuel Choice Floor in lbs/MMBtu | FALSE | L | Annual | Allowances Banked | Lb | 0 | 0 | 0 | 0 | 0 | 0 | 0
NY New Units MER Rate Limit v3.1 | 745 | 7350 | MACT Fuel Choice Floor in lbs/MMBtu | FALSE | L | Annual | Allowances Withdrawn (1:1) | Lb | 0 | 0 | 0 | 0 | 0 | 0 | 0
NY New Units MER Rate Limit v3.1 | 745 | 7350 | MACT Fuel Choice Floor in lbs/MMBtu | FALSE | L | Annual | Allowances Withdrawn (1:n) | Lb | 0 | 0 | 0 | 0 | 0 | 0 | 0
NY New Units MER Rate Limit v3.1 | 745 | 7350 | MACT Fuel Choice Floor in lbs/MMBtu | FALSE | L | Annual | Total | Lb | 0 | 0 | 0 | 0 | 0 | 0 | 0
NY New Units MER Rate Limit v3.1 | 745 | 7350 | MACT Fuel Choice Floor in lbs/MMBtu | FALSE | L | Annual | Fuel Consumed | TBtu | 0 | 0 | 0 | 0 | 0 | 0 | 0
NY New Units MER Rate Limit v3.1 | 745 | 7350 | MACT Fuel Choice Floor in lbs/MMBtu | FALSE | L | Annual | Rate | lbs/MMBtu | 0 | 0 | 0 | 0 | 0 | 0 | 0
NY New Units MER Rate Limit v3.1 | 745 | 7350 | MACT Fuel Choice Floor in lbs/MMBtu | FALSE | L | Annual | Generation | TWh | 0 | 0 | 0 | 0 | 0 | 0 | 0
NY New Units MER Rate Limit v3.1 | 745 | 7350 | MACT Fuel Choice Floor in lbs/MMBtu | FALSE | L | Annual | Qualifying Generation | TWh | 0 | 0 | 0 | 0 | 0 | 0 | 0
NY New Units MER Rate Limit v3.1 | 745 | 7350 | MACT Fuel Choice Floor in lbs/MMBtu | FALSE | L | Annual | Constraint Shadow Price | US2022$/Lb | 0 | 0 | 0 | 0 | 0 | 0 | 0
NY New Units MER Rate Limit v3.1 | 746 | 7350 | MACT Fuel Choice Floor in lbs/MMBtu | FALSE | L | Annual | Seasons Included | Seasons | Winter, Spring, Summer, Fall | Winter, Spring, Summer, Fall | Winter, Spring, Summer, Fall | Winter, Spring, Summer, Fall | Winter, Spring, Summer, Fall | Winter, Spring, Summer, Fall | Winter, Spring, Summer, Fall
NY New Units MER Rate Limit v3.1 | 746 | 7350 | MACT Fuel Choice Floor in lbs/MMBtu | FALSE | L | Annual | Emission Floor MER | lbs/MMBtu | 6e-07 | 6e-07 | 6e-07 | 6e-07 | 6e-07 | 6e-07 | 6e-07
NY New Units MER Rate Limit v3.1 | 746 | 7350 | MACT Fuel Choice Floor in lbs/MMBtu | FALSE | L | Annual | Emissions at Affected Plants MER | Lb | 0 | 0 | 0 | 0 | 0 | 0 | 0
NY New Units MER Rate Limit v3.1 | 746 | 7350 | MACT Fuel Choice Floor in lbs/MMBtu | FALSE | L | Annual | Allowances Purchased MER | Lb | 0 | 0 | 0 | 0 | 0 | 0 | 0
NY New Units MER Rate Limit v3.1 | 746 | 7350 | MACT Fuel Choice Floor in lbs/MMBtu | FALSE | L | Annual | Allowances Sold MER | Lb | 0 | 0 | 0 | 0 | 0 | 0 | 0
NY New Units MER Rate Limit v3.1 | 746 | 7350 | MACT Fuel Choice Floor in lbs/MMBtu | FALSE | L | Annual | Allowances Banked | Lb | 0 | 0 | 0 | 0 | 0 | 0 | 0
NY New Units MER Rate Limit v3.1 | 746 | 7350 | MACT Fuel Choice Floor in lbs/MMBtu | FALSE | L | Annual | Allowances Withdrawn (1:1) | Lb | 0 | 0 | 0 | 0 | 0 | 0 | 0
NY New Units MER Rate Limit v3.1 | 746 | 7350 | MACT Fuel Choice Floor in lbs/MMBtu | FALSE | L | Annual | Allowances Withdrawn (1:n) | Lb | 0 | 0 | 0 | 0 | 0 | 0 | 0
NY New Units MER Rate Limit v3.1 | 746 | 7350 | MACT Fuel Choice Floor in lbs/MMBtu | FALSE | L | Annual | Total | Lb | 0 | 0 | 0 | 0 | 0 | 0 | 0
NY New Units MER Rate Limit v3.1 | 746 | 7350 | MACT Fuel Choice Floor in lbs/MMBtu | FALSE | L | Annual | Fuel Consumed | TBtu | 0 | 0 | 0 | 0 | 0 | 0 | 0
NY New Units MER Rate Limit v3.1 | 746 | 7350 | MACT Fuel Choice Floor in lbs/MMBtu | FALSE | L | Annual | Rate | lbs/MMBtu | 0 | 0 | 0 | 0 | 0 | 0 | 0
NY New Units MER Rate Limit v3.1 | 746 | 7350 | MACT Fuel Choice Floor in lbs/MMBtu | FALSE | L | Annual | Generation | TWh | 0 | 0 | 0 | 0 | 0 | 0 | 0
NY New Units MER Rate Limit v3.1 | 746 | 7350 | MACT Fuel Choice Floor in lbs/MMBtu | FALSE | L | Annual | Qualifying Generation | TWh | 0 | 0 | 0 | 0 | 0 | 0 | 0
NY New Units MER Rate Limit v3.1 | 746 | 7350 | MACT Fuel Choice Floor in lbs/MMBtu | FALSE | L | Annual | Constraint Shadow Price | US2022$/Lb | 0 | 0 | 0 | 0 | 0 | 0 | 0
NY New Units MER Rate Limit v3.1 | 747 | 7350 | MACT Fuel Choice Floor in lbs/MMBtu | FALSE | L | Annual | Seasons Included | Seasons | Winter, Spring, Summer, Fall | Winter, Spring, Summer, Fall | Winter, Spring, Summer, Fall | Winter, Spring, Summer, Fall | Winter, Spring, Summer, Fall | Winter, Spring, Summer, Fall | Winter, Spring, Summer, Fall
NY New Units MER Rate Limit v3.1 | 747 | 7350 | MACT Fuel Choice Floor in lbs/MMBtu | FALSE | L | Annual | Emission Floor MER | lbs/MMBtu | 6e-07 | 6e-07 | 6e-07 | 6e-07 | 6e-07 | 6e-07 | 6e-07
NY New Units MER Rate Limit v3.1 | 747 | 7350 | MACT Fuel Choice Floor in lbs/MMBtu | FALSE | L | Annual | Emissions at Affected Plants MER | Lb | 0 | 0 | 0 | 0 | 0 | 0 | 0
NY New Units MER Rate Limit v3.1 | 747 | 7350 | MACT Fuel Choice Floor in lbs/MMBtu | FALSE | L | Annual | Allowances Purchased MER | Lb | 0 | 0 | 0 | 0 | 0 | 0 | 0
NY New Units MER Rate Limit v3.1 | 747 | 7350 | MACT Fuel Choice Floor in lbs/MMBtu | FALSE | L | Annual | Allowances Sold MER | Lb | 0 | 0 | 0 | 0 | 0 | 0 | 0
NY New Units MER Rate Limit v3.1 | 747 | 7350 | MACT Fuel Choice Floor in lbs/MMBtu | FALSE | L | Annual | Allowances Banked | Lb | 0 | 0 | 0 | 0 | 0 | 0 | 0
NY New Units MER Rate Limit v3.1 | 747 | 7350 | MACT Fuel Choice Floor in lbs/MMBtu | FALSE | L | Annual | Allowances Withdrawn (1:1) | Lb | 0 | 0 | 0 | 0 | 0 | 0 | 0
NY New Units MER Rate Limit v3.1 | 747 | 7350 | MACT Fuel Choice Floor in lbs/MMBtu | FALSE | L | Annual | Allowances Withdrawn (1:n) | Lb | 0 | 0 | 0 | 0 | 0 | 0 | 0
NY New Units MER Rate Limit v3.1 | 747 | 7350 | MACT Fuel Choice Floor in lbs/MMBtu | FALSE | L | Annual | Total | Lb | 0 | 0 | 0 | 0 | 0 | 0 | 0
NY New Units MER Rate Limit v3.1 | 747 | 7350 | MACT Fuel Choice Floor in lbs/MMBtu | FALSE | L | Annual | Fuel Consumed | TBtu | 0 | 0 | 0 | 0 | 0 | 0 | 0
NY New Units MER Rate Limit v3.1 | 747 | 7350 | MACT Fuel Choice Floor in lbs/MMBtu | FALSE | L | Annual | Rate | lbs/MMBtu | 0 | 0 | 0 | 0 | 0 | 0 | 0
NY New Units MER Rate Limit v3.1 | 747 | 7350 | MACT Fuel Choice Floor in lbs/MMBtu | FALSE | L | Annual | Generation | TWh | 0 | 0 | 0 | 0 | 0 | 0 | 0
NY New Units MER Rate Limit v3.1 | 747 | 7350 | MACT Fuel Choice Floor in lbs/MMBtu | FALSE | L | Annual | Qualifying Generation | TWh | 0 | 0 | 0 | 0 | 0 | 0 | 0
NY New Units MER Rate Limit v3.1 | 747 | 7350 | MACT Fuel Choice Floor in lbs/MMBtu | FALSE | L | Annual | Constraint Shadow Price | US2022$/Lb | 0 | 0 | 0 | 0 | 0 | 0 | 0
NY New Units MER Rate Limit v3.1 | 748 | 7350 | MACT Fuel Choice Floor in lbs/MMBtu | FALSE | L | Annual | Seasons Included | Seasons | Winter, Spring, Summer, Fall | Winter, Spring, Summer, Fall | Winter, Spring, Summer, Fall | Winter, Spring, Summer, Fall | Winter, Spring, Summer, Fall | Winter, Spring, Summer, Fall | Winter, Spring, Summer, Fall
NY New Units MER Rate Limit v3.1 | 748 | 7350 | MACT Fuel Choice Floor in lbs/MMBtu | FALSE | L | Annual | Emission Floor MER | lbs/MMBtu | 6e-07 | 6e-07 | 6e-07 | 6e-07 | 6e-07 | 6e-07 | 6e-07
NY New Units MER Rate Limit v3.1 | 748 | 7350 | MACT Fuel Choice Floor in lbs/MMBtu | FALSE | L | Annual | Emissions at Affected Plants MER | Lb | 0 | 0 | 0 | 0 | 0 | 0 | 0
NY New Units MER Rate Limit v3.1 | 748 | 7350 | MACT Fuel Choice Floor in lbs/MMBtu | FALSE | L | Annual | Allowances Purchased MER | Lb | 0 | 0 | 0 | 0 | 0 | 0 | 0
NY New Units MER Rate Limit v3.1 | 748 | 7350 | MACT Fuel Choice Floor in lbs/MMBtu | FALSE | L | Annual | Allowances Sold MER | Lb | 0 | 0 | 0 | 0 | 0 | 0 | 0
NY New Units MER Rate Limit v3.1 | 748 | 7350 | MACT Fuel Choice Floor in lbs/MMBtu | FALSE | L | Annual | Allowances Banked | Lb | 0 | 0 | 0 | 0 | 0 | 0 | 0
NY New Units MER Rate Limit v3.1 | 748 | 7350 | MACT Fuel Choice Floor in lbs/MMBtu | FALSE | L | Annual | Allowances Withdrawn (1:1) | Lb | 0 | 0 | 0 | 0 | 0 | 0 | 0
NY New Units MER Rate Limit v3.1 | 748 | 7350 | MACT Fuel Choice Floor in lbs/MMBtu | FALSE | L | Annual | Allowances Withdrawn (1:n) | Lb | 0 | 0 | 0 | 0 | 0 | 0 | 0
NY New Units MER Rate Limit v3.1 | 748 | 7350 | MACT Fuel Choice Floor in lbs/MMBtu | FALSE | L | Annual | Total | Lb | 0 | 0 | 0 | 0 | 0 | 0 | 0
NY New Units MER Rate Limit v3.1 | 748 | 7350 | MACT Fuel Choice Floor in lbs/MMBtu | FALSE | L | Annual | Fuel Consumed | TBtu | 0 | 0 | 0 | 0 | 0 | 0 | 0
NY New Units MER Rate Limit v3.1 | 748 | 7350 | MACT Fuel Choice Floor in lbs/MMBtu | FALSE | L | Annual | Rate | lbs/MMBtu | 0 | 0 | 0 | 0 | 0 | 0 | 0
NY New Units MER Rate Limit v3.1 | 748 | 7350 | MACT Fuel Choice Floor in lbs/MMBtu | FALSE | L | Annual | Generation | TWh | 0 | 0 | 0 | 0 | 0 | 0 | 0
NY New Units MER Rate Limit v3.1 | 748 | 7350 | MACT Fuel Choice Floor in lbs/MMBtu | FALSE | L | Annual | Qualifying Generation | TWh | 0 | 0 | 0 | 0 | 0 | 0 | 0
NY New Units MER Rate Limit v3.1 | 748 | 7350 | MACT Fuel Choice Floor in lbs/MMBtu | FALSE | L | Annual | Constraint Shadow Price | US2022$/Lb | 0 | 0 | 0 | 0 | 0 | 0 | 0
NY New Units MER Rate Limit v3.1 | 749 | 7350 | MACT Fuel Choice Floor in lbs/MMBtu | FALSE | L | Annual | Seasons Included | Seasons | Winter, Spring, Summer, Fall | Winter, Spring, Summer, Fall | Winter, Spring, Summer, Fall | Winter, Spring, Summer, Fall | Winter, Spring, Summer, Fall | Winter, Spring, Summer, Fall | Winter, Spring, Summer, Fall
NY New Units MER Rate Limit v3.1 | 749 | 7350 | MACT Fuel Choice Floor in lbs/MMBtu | FALSE | L | Annual | Emission Floor MER | lbs/MMBtu | 6e-07 | 6e-07 | 6e-07 | 6e-07 | 6e-07 | 6e-07 | 6e-07
NY New Units MER Rate Limit v3.1 | 749 | 7350 | MACT Fuel Choice Floor in lbs/MMBtu | FALSE | L | Annual | Emissions at Affected Plants MER | Lb | 0 | 0 | 0 | 0 | 0 | 0 | 0
NY New Units MER Rate Limit v3.1 | 749 | 7350 | MACT Fuel Choice Floor in lbs/MMBtu | FALSE | L | Annual | Allowances Purchased MER | Lb | 0 | 0 | 0 | 0 | 0 | 0 | 0
NY New Units MER Rate Limit v3.1 | 749 | 7350 | MACT Fuel Choice Floor in lbs/MMBtu | FALSE | L | Annual | Allowances Sold MER | Lb | 0 | 0 | 0 | 0 | 0 | 0 | 0
NY New Units MER Rate Limit v3.1 | 749 | 7350 | MACT Fuel Choice Floor in lbs/MMBtu | FALSE | L | Annual | Allowances Banked | Lb | 0 | 0 | 0 | 0 | 0 | 0 | 0
NY New Units MER Rate Limit v3.1 | 749 | 7350 | MACT Fuel Choice Floor in lbs/MMBtu | FALSE | L | Annual | Allowances Withdrawn (1:1) | Lb | 0 | 0 | 0 | 0 | 0 | 0 | 0
NY New Units MER Rate Limit v3.1 | 749 | 7350 | MACT Fuel Choice Floor in lbs/MMBtu | FALSE | L | Annual | Allowances Withdrawn (1:n) | Lb | 0 | 0 | 0 | 0 | 0 | 0 | 0
NY New Units MER Rate Limit v3.1 | 749 | 7350 | MACT Fuel Choice Floor in lbs/MMBtu | FALSE | L | Annual | Total | Lb | 0 | 0 | 0 | 0 | 0 | 0 | 0
NY New Units MER Rate Limit v3.1 | 749 | 7350 | MACT Fuel Choice Floor in lbs/MMBtu | FALSE | L | Annual | Fuel Consumed | TBtu | 0 | 0 | 0 | 0 | 0 | 0 | 0
NY New Units MER Rate Limit v3.1 | 749 | 7350 | MACT Fuel Choice Floor in lbs/MMBtu | FALSE | L | Annual | Rate | lbs/MMBtu | 0 | 0 | 0 | 0 | 0 | 0 | 0
NY New Units MER Rate Limit v3.1 | 749 | 7350 | MACT Fuel Choice Floor in lbs/MMBtu | FALSE | L | Annual | Generation | TWh | 0 | 0 | 0 | 0 | 0 | 0 | 0
NY New Units MER Rate Limit v3.1 | 749 | 7350 | MACT Fuel Choice Floor in lbs/MMBtu | FALSE | L | Annual | Qualifying Generation | TWh | 0 | 0 | 0 | 0 | 0 | 0 | 0
NY New Units MER Rate Limit v3.1 | 749 | 7350 | MACT Fuel Choice Floor in lbs/MMBtu | FALSE | L | Annual | Constraint Shadow Price | US2022$/Lb | 0 | 0 | 0 | 0 | 0 | 0 | 0
NY New Units MER Rate Limit v3.1 | 750 | 7350 | MACT Fuel Choice Floor in lbs/MMBtu | FALSE | L | Annual | Seasons Included | Seasons | Winter, Spring, Summer, Fall | Winter, Spring, Summer, Fall | Winter, Spring, Summer, Fall | Winter, Spring, Summer, Fall | Winter, Spring, Summer, Fall | Winter, Spring, Summer, Fall | Winter, Spring, Summer, Fall
NY New Units MER Rate Limit v3.1 | 750 | 7350 | MACT Fuel Choice Floor in lbs/MMBtu | FALSE | L | Annual | Emission Floor MER | lbs/MMBtu | 6e-07 | 6e-07 | 6e-07 | 6e-07 | 6e-07 | 6e-07 | 6e-07
NY New Units MER Rate Limit v3.1 | 750 | 7350 | MACT Fuel Choice Floor in lbs/MMBtu | FALSE | L | Annual | Emissions at Affected Plants MER | Lb | 0 | 0 | 0 | 0 | 0 | 0 | 0
NY New Units MER Rate Limit v3.1 | 750 | 7350 | MACT Fuel Choice Floor in lbs/MMBtu | FALSE | L | Annual | Allowances Purchased MER | Lb | 0 | 0 | 0 | 0 | 0 | 0 | 0
NY New Units MER Rate Limit v3.1 | 750 | 7350 | MACT Fuel Choice Floor in lbs/MMBtu | FALSE | L | Annual | Allowances Sold MER | Lb | 0 | 0 | 0 | 0 | 0 | 0 | 0
NY New Units MER Rate Limit v3.1 | 750 | 7350 | MACT Fuel Choice Floor in lbs/MMBtu | FALSE | L | Annual | Allowances Banked | Lb | 0 | 0 | 0 | 0 | 0 | 0 | 0
NY New Units MER Rate Limit v3.1 | 750 | 7350 | MACT Fuel Choice Floor in lbs/MMBtu | FALSE | L | Annual | Allowances Withdrawn (1:1) | Lb | 0 | 0 | 0 | 0 | 0 | 0 | 0
NY New Units MER Rate Limit v3.1 | 750 | 7350 | MACT Fuel Choice Floor in lbs/MMBtu | FALSE | L | Annual | Allowances Withdrawn (1:n) | Lb | 0 | 0 | 0 | 0 | 0 | 0 | 0
NY New Units MER Rate Limit v3.1 | 750 | 7350 | MACT Fuel Choice Floor in lbs/MMBtu | FALSE | L | Annual | Total | Lb | 0 | 0 | 0 | 0 | 0 | 0 | 0
NY New Units MER Rate Limit v3.1 | 750 | 7350 | MACT Fuel Choice Floor in lbs/MMBtu | FALSE | L | Annual | Fuel Consumed | TBtu | 0 | 0 | 0 | 0 | 0 | 0 | 0
NY New Units MER Rate Limit v3.1 | 750 | 7350 | MACT Fuel Choice Floor in lbs/MMBtu | FALSE | L | Annual | Rate | lbs/MMBtu | 0 | 0 | 0 | 0 | 0 | 0 | 0
NY New Units MER Rate Limit v3.1 | 750 | 7350 | MACT Fuel Choice Floor in lbs/MMBtu | FALSE | L | Annual | Generation | TWh | 0 | 0 | 0 | 0 | 0 | 0 | 0
NY New Units MER Rate Limit v3.1 | 750 | 7350 | MACT Fuel Choice Floor in lbs/MMBtu | FALSE | L | Annual | Qualifying Generation | TWh | 0 | 0 | 0 | 0 | 0 | 0 | 0
NY New Units MER Rate Limit v3.1 | 750 | 7350 | MACT Fuel Choice Floor in lbs/MMBtu | FALSE | L | Annual | Constraint Shadow Price | US2022$/Lb | 0 | 0 | 0 | 0 | 0 | 0 | 0
NY New Units MER Rate Limit v3.1 | 751 | 7350 | MACT Fuel Choice Floor in lbs/MMBtu | FALSE | L | Annual | Seasons Included | Seasons | Winter, Spring, Summer, Fall | Winter, Spring, Summer, Fall | Winter, Spring, Summer, Fall | Winter, Spring, Summer, Fall | Winter, Spring, Summer, Fall | Winter, Spring, Summer, Fall | Winter, Spring, Summer, Fall
NY New Units MER Rate Limit v3.1 | 751 | 7350 | MACT Fuel Choice Floor in lbs/MMBtu | FALSE | L | Annual | Emission Floor MER | lbs/MMBtu | 6e-07 | 6e-07 | 6e-07 | 6e-07 | 6e-07 | 6e-07 | 6e-07
NY New Units MER Rate Limit v3.1 | 751 | 7350 | MACT Fuel Choice Floor in lbs/MMBtu | FALSE | L | Annual | Emissions at Affected Plants MER | Lb | 0 | 0 | 0 | 0 | 0 | 0 | 0
NY New Units MER Rate Limit v3.1 | 751 | 7350 | MACT Fuel Choice Floor in lbs/MMBtu | FALSE | L | Annual | Allowances Purchased MER | Lb | 0 | 0 | 0 | 0 | 0 | 0 | 0
NY New Units MER Rate Limit v3.1 | 751 | 7350 | MACT Fuel Choice Floor in lbs/MMBtu | FALSE | L | Annual | Allowances Sold MER | Lb | 0 | 0 | 0 | 0 | 0 | 0 | 0
NY New Units MER Rate Limit v3.1 | 751 | 7350 | MACT Fuel Choice Floor in lbs/MMBtu | FALSE | L | Annual | Allowances Banked | Lb | 0 | 0 | 0 | 0 | 0 | 0 | 0
NY New Units MER Rate Limit v3.1 | 751 | 7350 | MACT Fuel Choice Floor in lbs/MMBtu | FALSE | L | Annual | Allowances Withdrawn (1:1) | Lb | 0 | 0 | 0 | 0 | 0 | 0 | 0
NY New Units MER Rate Limit v3.1 | 751 | 7350 | MACT Fuel Choice Floor in lbs/MMBtu | FALSE | L | Annual | Allowances Withdrawn (1:n) | Lb | 0 | 0 | 0 | 0 | 0 | 0 | 0
NY New Units MER Rate Limit v3.1 | 751 | 7350 | MACT Fuel Choice Floor in lbs/MMBtu | FALSE | L | Annual | Total | Lb | 0 | 0 | 0 | 0 | 0 | 0 | 0
NY New Units MER Rate Limit v3.1 | 751 | 7350 | MACT Fuel Choice Floor in lbs/MMBtu | FALSE | L | Annual | Fuel Consumed | TBtu | 0 | 0 | 0 | 0 | 0 | 0 | 0
NY New Units MER Rate Limit v3.1 | 751 | 7350 | MACT Fuel Choice Floor in lbs/MMBtu | FALSE | L | Annual | Rate | lbs/MMBtu | 0 | 0 | 0 | 0 | 0 | 0 | 0
NY New Units MER Rate Limit v3.1 | 751 | 7350 | MACT Fuel Choice Floor in lbs/MMBtu | FALSE | L | Annual | Generation | TWh | 0 | 0 | 0 | 0 | 0 | 0 | 0
NY New Units MER Rate Limit v3.1 | 751 | 7350 | MACT Fuel Choice Floor in lbs/MMBtu | FALSE | L | Annual | Qualifying Generation | TWh | 0 | 0 | 0 | 0 | 0 | 0 | 0
NY New Units MER Rate Limit v3.1 | 751 | 7350 | MACT Fuel Choice Floor in lbs/MMBtu | FALSE | L | Annual | Constraint Shadow Price | US2022$/Lb | 0 | 0 | 0 | 0 | 0 | 0 | 0
NY New Units MER Rate Limit v3.1 | 752 | 7350 | MACT Fuel Choice Floor in lbs/MMBtu | FALSE | L | Annual | Seasons Included | Seasons | Winter, Spring, Summer, Fall | Winter, Spring, Summer, Fall | Winter, Spring, Summer, Fall | Winter, Spring, Summer, Fall | Winter, Spring, Summer, Fall | Winter, Spring, Summer, Fall | Winter, Spring, Summer, Fall
NY New Units MER Rate Limit v3.1 | 752 | 7350 | MACT Fuel Choice Floor in lbs/MMBtu | FALSE | L | Annual | Emission Floor MER | lbs/MMBtu | 6e-07 | 6e-07 | 6e-07 | 6e-07 | 6e-07 | 6e-07 | 6e-07
NY New Units MER Rate Limit v3.1 | 752 | 7350 | MACT Fuel Choice Floor in lbs/MMBtu | FALSE | L | Annual | Emissions at Affected Plants MER | Lb | 0 | 0 | 0 | 0 | 0 | 0 | 0
NY New Units MER Rate Limit v3.1 | 752 | 7350 | MACT Fuel Choice Floor in lbs/MMBtu | FALSE | L | Annual | Allowances Purchased MER | Lb | 0 | 0 | 0 | 0 | 0 | 0 | 0
NY New Units MER Rate Limit v3.1 | 752 | 7350 | MACT Fuel Choice Floor in lbs/MMBtu | FALSE | L | Annual | Allowances Sold MER | Lb | 0 | 0 | 0 | 0 | 0 | 0 | 0
NY New Units MER Rate Limit v3.1 | 752 | 7350 | MACT Fuel Choice Floor in lbs/MMBtu | FALSE | L | Annual | Allowances Banked | Lb | 0 | 0 | 0 | 0 | 0 | 0 | 0
NY New Units MER Rate Limit v3.1 | 752 | 7350 | MACT Fuel Choice Floor in lbs/MMBtu | FALSE | L | Annual | Allowances Withdrawn (1:1) | Lb | 0 | 0 | 0 | 0 | 0 | 0 | 0
NY New Units MER Rate Limit v3.1 | 752 | 7350 | MACT Fuel Choice Floor in lbs/MMBtu | FALSE | L | Annual | Allowances Withdrawn (1:n) | Lb | 0 | 0 | 0 | 0 | 0 | 0 | 0
NY New Units MER Rate Limit v3.1 | 752 | 7350 | MACT Fuel Choice Floor in lbs/MMBtu | FALSE | L | Annual | Total | Lb | 0 | 0 | 0 | 0 | 0 | 0 | 0
NY New Units MER Rate Limit v3.1 | 752 | 7350 | MACT Fuel Choice Floor in lbs/MMBtu | FALSE | L | Annual | Fuel Consumed | TBtu | 0 | 0 | 0 | 0 | 0 | 0 | 0
NY New Units MER Rate Limit v3.1 | 752 | 7350 | MACT Fuel Choice Floor in lbs/MMBtu | FALSE | L | Annual | Rate | lbs/MMBtu | 0 | 0 | 0 | 0 | 0 | 0 | 0
NY New Units MER Rate Limit v3.1 | 752 | 7350 | MACT Fuel Choice Floor in lbs/MMBtu | FALSE | L | Annual | Generation | TWh | 0 | 0 | 0 | 0 | 0 | 0 | 0
NY New Units MER Rate Limit v3.1 | 752 | 7350 | MACT Fuel Choice Floor in lbs/MMBtu | FALSE | L | Annual | Qualifying Generation | TWh | 0 | 0 | 0 | 0 | 0 | 0 | 0
NY New Units MER Rate Limit v3.1 | 752 | 7350 | MACT Fuel Choice Floor in lbs/MMBtu | FALSE | L | Annual | Constraint Shadow Price | US2022$/Lb | 0 | 0 | 0 | 0 | 0 | 0 | 0
NY New Units MER Rate Limit v3.1 | 753 | 7350 | MACT Fuel Choice Floor in lbs/MMBtu | FALSE | L | Annual | Seasons Included | Seasons | Winter, Spring, Summer, Fall | Winter, Spring, Summer, Fall | Winter, Spring, Summer, Fall | Winter, Spring, Summer, Fall | Winter, Spring, Summer, Fall | Winter, Spring, Summer, Fall | Winter, Spring, Summer, Fall
NY New Units MER Rate Limit v3.1 | 753 | 7350 | MACT Fuel Choice Floor in lbs/MMBtu | FALSE | L | Annual | Emission Floor MER | lbs/MMBtu | 6e-07 | 6e-07 | 6e-07 | 6e-07 | 6e-07 | 6e-07 | 6e-07
NY New Units MER Rate Limit v3.1 | 753 | 7350 | MACT Fuel Choice Floor in lbs/MMBtu | FALSE | L | Annual | Emissions at Affected Plants MER | Lb | 0 | 0 | 0 | 0 | 0 | 0 | 0
NY New Units MER Rate Limit v3.1 | 753 | 7350 | MACT Fuel Choice Floor in lbs/MMBtu | FALSE | L | Annual | Allowances Purchased MER | Lb | 0 | 0 | 0 | 0 | 0 | 0 | 0
NY New Units MER Rate Limit v3.1 | 753 | 7350 | MACT Fuel Choice Floor in lbs/MMBtu | FALSE | L | Annual | Allowances Sold MER | Lb | 0 | 0 | 0 | 0 | 0 | 0 | 0
NY New Units MER Rate Limit v3.1 | 753 | 7350 | MACT Fuel Choice Floor in lbs/MMBtu | FALSE | L | Annual | Allowances Banked | Lb | 0 | 0 | 0 | 0 | 0 | 0 | 0
NY New Units MER Rate Limit v3.1 | 753 | 7350 | MACT Fuel Choice Floor in lbs/MMBtu | FALSE | L | Annual | Allowances Withdrawn (1:1) | Lb | 0 | 0 | 0 | 0 | 0 | 0 | 0
NY New Units MER Rate Limit v3.1 | 753 | 7350 | MACT Fuel Choice Floor in lbs/MMBtu | FALSE | L | Annual | Allowances Withdrawn (1:n) | Lb | 0 | 0 | 0 | 0 | 0 | 0 | 0
NY New Units MER Rate Limit v3.1 | 753 | 7350 | MACT Fuel Choice Floor in lbs/MMBtu | FALSE | L | Annual | Total | Lb | 0 | 0 | 0 | 0 | 0 | 0 | 0
NY New Units MER Rate Limit v3.1 | 753 | 7350 | MACT Fuel Choice Floor in lbs/MMBtu | FALSE | L | Annual | Fuel Consumed | TBtu | 0 | 0 | 0 | 0 | 0 | 0 | 0
NY New Units MER Rate Limit v3.1 | 753 | 7350 | MACT Fuel Choice Floor in lbs/MMBtu | FALSE | L | Annual | Rate | lbs/MMBtu | 0 | 0 | 0 | 0 | 0 | 0 | 0
NY New Units MER Rate Limit v3.1 | 753 | 7350 | MACT Fuel Choice Floor in lbs/MMBtu | FALSE | L | Annual | Generation | TWh | 0 | 0 | 0 | 0 | 0 | 0 | 0
NY New Units MER Rate Limit v3.1 | 753 | 7350 | MACT Fuel Choice Floor in lbs/MMBtu | FALSE | L | Annual | Qualifying Generation | TWh | 0 | 0 | 0 | 0 | 0 | 0 | 0
NY New Units MER Rate Limit v3.1 | 753 | 7350 | MACT Fuel Choice Floor in lbs/MMBtu | FALSE | L | Annual | Constraint Shadow Price | US2022$/Lb | 0 | 0 | 0 | 0 | 0 | 0 | 0
NY New Units MER Rate Limit v3.1 | 754 | 7350 | MACT Fuel Choice Floor in lbs/MMBtu | FALSE | L | Annual | Seasons Included | Seasons | Winter, Spring, Summer, Fall | Winter, Spring, Summer, Fall | Winter, Spring, Summer, Fall | Winter, Spring, Summer, Fall | Winter, Spring, Summer, Fall | Winter, Spring, Summer, Fall | Winter, Spring, Summer, Fall
NY New Units MER Rate Limit v3.1 | 754 | 7350 | MACT Fuel Choice Floor in lbs/MMBtu | FALSE | L | Annual | Emission Floor MER | lbs/MMBtu | 6e-07 | 6e-07 | 6e-07 | 6e-07 | 6e-07 | 6e-07 | 6e-07
NY New Units MER Rate Limit v3.1 | 754 | 7350 | MACT Fuel Choice Floor in lbs/MMBtu | FALSE | L | Annual | Emissions at Affected Plants MER | Lb | 0 | 0 | 0 | 0 | 0 | 0 | 0
NY New Units MER Rate Limit v3.1 | 754 | 7350 | MACT Fuel Choice Floor in lbs/MMBtu | FALSE | L | Annual | Allowances Purchased MER | Lb | 0 | 0 | 0 | 0 | 0 | 0 | 0
NY New Units MER Rate Limit v3.1 | 754 | 7350 | MACT Fuel Choice Floor in lbs/MMBtu | FALSE | L | Annual | Allowances Sold MER | Lb | 0 | 0 | 0 | 0 | 0 | 0 | 0
NY New Units MER Rate Limit v3.1 | 754 | 7350 | MACT Fuel Choice Floor in lbs/MMBtu | FALSE | L | Annual | Allowances Banked | Lb | 0 | 0 | 0 | 0 | 0 | 0 | 0
NY New Units MER Rate Limit v3.1 | 754 | 7350 | MACT Fuel Choice Floor in lbs/MMBtu | FALSE | L | Annual | Allowances Withdrawn (1:1) | Lb | 0 | 0 | 0 | 0 | 0 | 0 | 0
NY New Units MER Rate Limit v3.1 | 754 | 7350 | MACT Fuel Choice Floor in lbs/MMBtu | FALSE | L | Annual | Allowances Withdrawn (1:n) | Lb | 0 | 0 | 0 | 0 | 0 | 0 | 0
NY New Units MER Rate Limit v3.1 | 754 | 7350 | MACT Fuel Choice Floor in lbs/MMBtu | FALSE | L | Annual | Total | Lb | 0 | 0 | 0 | 0 | 0 | 0 | 0
NY New Units MER Rate Limit v3.1 | 754 | 7350 | MACT Fuel Choice Floor in lbs/MMBtu | FALSE | L | Annual | Fuel Consumed | TBtu | 0 | 0 | 0 | 0 | 0 | 0 | 0
NY New Units MER Rate Limit v3.1 | 754 | 7350 | MACT Fuel Choice Floor in lbs/MMBtu | FALSE | L | Annual | Rate | lbs/MMBtu | 0 | 0 | 0 | 0 | 0 | 0 | 0
NY New Units MER Rate Limit v3.1 | 754 | 7350 | MACT Fuel Choice Floor in lbs/MMBtu | FALSE | L | Annual | Generation | TWh | 0 | 0 | 0 | 0 | 0 | 0 | 0
NY New Units MER Rate Limit v3.1 | 754 | 7350 | MACT Fuel Choice Floor in lbs/MMBtu | FALSE | L | Annual | Qualifying Generation | TWh | 0 | 0 | 0 | 0 | 0 | 0 | 0
NY New Units MER Rate Limit v3.1 | 754 | 7350 | MACT Fuel Choice Floor in lbs/MMBtu | FALSE | L | Annual | Constraint Shadow Price | US2022$/Lb | 0 | 0 | 0 | 0 | 0 | 0 | 0
NY New Units MER Rate Limit v3.1 | 755 | 7350 | MACT Fuel Choice Floor in lbs/MMBtu | FALSE | L | Annual | Seasons Included | Seasons | Winter, Spring, Summer, Fall | Winter, Spring, Summer, Fall | Winter, Spring, Summer, Fall | Winter, Spring, Summer, Fall | Winter, Spring, Summer, Fall | Winter, Spring, Summer, Fall | Winter, Spring, Summer, Fall
NY New Units MER Rate Limit v3.1 | 755 | 7350 | MACT Fuel Choice Floor in lbs/MMBtu | FALSE | L | Annual | Emission Floor MER | lbs/MMBtu | 6e-07 | 6e-07 | 6e-07 | 6e-07 | 6e-07 | 6e-07 | 6e-07
NY New Units MER Rate Limit v3.1 | 755 | 7350 | MACT Fuel Choice Floor in lbs/MMBtu | FALSE | L | Annual | Emissions at Affected Plants MER | Lb | 0 | 0 | 0 | 0 | 0 | 0 | 0
NY New Units MER Rate Limit v3.1 | 755 | 7350 | MACT Fuel Choice Floor in lbs/MMBtu | FALSE | L | Annual | Allowances Purchased MER | Lb | 0 | 0 | 0 | 0 | 0 | 0 | 0
NY New Units MER Rate Limit v3.1 | 755 | 7350 | MACT Fuel Choice Floor in lbs/MMBtu | FALSE | L | Annual | Allowances Sold MER | Lb | 0 | 0 | 0 | 0 | 0 | 0 | 0
NY New Units MER Rate Limit v3.1 | 755 | 7350 | MACT Fuel Choice Floor in lbs/MMBtu | FALSE | L | Annual | Allowances Banked | Lb | 0 | 0 | 0 | 0 | 0 | 0 | 0
NY New Units MER Rate Limit v3.1 | 755 | 7350 | MACT Fuel Choice Floor in lbs/MMBtu | FALSE | L | Annual | Allowances Withdrawn (1:1) | Lb | 0 | 0 | 0 | 0 | 0 | 0 | 0
NY New Units MER Rate Limit v3.1 | 755 | 7350 | MACT Fuel Choice Floor in lbs/MMBtu | FALSE | L | Annual | Allowances Withdrawn (1:n) | Lb | 0 | 0 | 0 | 0 | 0 | 0 | 0
NY New Units MER Rate Limit v3.1 | 755 | 7350 | MACT Fuel Choice Floor in lbs/MMBtu | FALSE | L | Annual | Total | Lb | 0 | 0 | 0 | 0 | 0 | 0 | 0
NY New Units MER Rate Limit v3.1 | 755 | 7350 | MACT Fuel Choice Floor in lbs/MMBtu | FALSE | L | Annual | Fuel Consumed | TBtu | 0 | 0 | 0 | 0 | 0 | 0 | 0
NY New Units MER Rate Limit v3.1 | 755 | 7350 | MACT Fuel Choice Floor in lbs/MMBtu | FALSE | L | Annual | Rate | lbs/MMBtu | 0 | 0 | 0 | 0 | 0 | 0 | 0
NY New Units MER Rate Limit v3.1 | 755 | 7350 | MACT Fuel Choice Floor in lbs/MMBtu | FALSE | L | Annual | Generation | TWh | 0 | 0 | 0 | 0 | 0 | 0 | 0
NY New Units MER Rate Limit v3.1 | 755 | 7350 | MACT Fuel Choice Floor in lbs/MMBtu | FALSE | L | Annual | Qualifying Generation | TWh | 0 | 0 | 0 | 0 | 0 | 0 | 0
NY New Units MER Rate Limit v3.1 | 755 | 7350 | MACT Fuel Choice Floor in lbs/MMBtu | FALSE | L | Annual | Constraint Shadow Price | US2022$/Lb | 0 | 0 | 0 | 0 | 0 | 0 | 0
NY New Units MER Rate Limit v3.1 | 756 | 7350 | MACT Fuel Choice Floor in lbs/MMBtu | FALSE | L | Annual | Seasons Included | Seasons | Winter, Spring, Summer, Fall | Winter, Spring, Summer, Fall | Winter, Spring, Summer, Fall | Winter, Spring, Summer, Fall | Winter, Spring, Summer, Fall | Winter, Spring, Summer, Fall | Winter, Spring, Summer, Fall
NY New Units MER Rate Limit v3.1 | 756 | 7350 | MACT Fuel Choice Floor in lbs/MMBtu | FALSE | L | Annual | Emission Floor MER | lbs/MMBtu | 6e-07 | 6e-07 | 6e-07 | 6e-07 | 6e-07 | 6e-07 | 6e-07
NY New Units MER Rate Limit v3.1 | 756 | 7350 | MACT Fuel Choice Floor in lbs/MMBtu | FALSE | L | Annual | Emissions at Affected Plants MER | Lb | 0 | 0 | 0 | 0 | 0 | 0 | 0
NY New Units MER Rate Limit v3.1 | 756 | 7350 | MACT Fuel Choice Floor in lbs/MMBtu | FALSE | L | Annual | Allowances Purchased MER | Lb | 0 | 0 | 0 | 0 | 0 | 0 | 0
NY New Units MER Rate Limit v3.1 | 756 | 7350 | MACT Fuel Choice Floor in lbs/MMBtu | FALSE | L | Annual | Allowances Sold MER | Lb | 0 | 0 | 0 | 0 | 0 | 0 | 0
NY New Units MER Rate Limit v3.1 | 756 | 7350 | MACT Fuel Choice Floor in lbs/MMBtu | FALSE | L | Annual | Allowances Banked | Lb | 0 | 0 | 0 | 0 | 0 | 0 | 0
NY New Units MER Rate Limit v3.1 | 756 | 7350 | MACT Fuel Choice Floor in lbs/MMBtu | FALSE | L | Annual | Allowances Withdrawn (1:1) | Lb | 0 | 0 | 0 | 0 | 0 | 0 | 0
NY New Units MER Rate Limit v3.1 | 756 | 7350 | MACT Fuel Choice Floor in lbs/MMBtu | FALSE | L | Annual | Allowances Withdrawn (1:n) | Lb | 0 | 0 | 0 | 0 | 0 | 0 | 0
NY New Units MER Rate Limit v3.1 | 756 | 7350 | MACT Fuel Choice Floor in lbs/MMBtu | FALSE | L | Annual | Total | Lb | 0 | 0 | 0 | 0 | 0 | 0 | 0
NY New Units MER Rate Limit v3.1 | 756 | 7350 | MACT Fuel Choice Floor in lbs/MMBtu | FALSE | L | Annual | Fuel Consumed | TBtu | 0 | 0 | 0 | 0 | 0 | 0 | 0
NY New Units MER Rate Limit v3.1 | 756 | 7350 | MACT Fuel Choice Floor in lbs/MMBtu | FALSE | L | Annual | Rate | lbs/MMBtu | 0 | 0 | 0 | 0 | 0 | 0 | 0
NY New Units MER Rate Limit v3.1 | 756 | 7350 | MACT Fuel Choice Floor in lbs/MMBtu | FALSE | L | Annual | Generation | TWh | 0 | 0 | 0 | 0 | 0 | 0 | 0
NY New Units MER Rate Limit v3.1 | 756 | 7350 | MACT Fuel Choice Floor in lbs/MMBtu | FALSE | L | Annual | Qualifying Generation | TWh | 0 | 0 | 0 | 0 | 0 | 0 | 0
NY New Units MER Rate Limit v3.1 | 756 | 7350 | MACT Fuel Choice Floor in lbs/MMBtu | FALSE | L | Annual | Constraint Shadow Price | US2022$/Lb | 0 | 0 | 0 | 0 | 0 | 0 | 0
NY New Units MER Rate Limit v3.1 | 757 | 7350 | MACT Fuel Choice Floor in lbs/MMBtu | FALSE | L | Annual | Seasons Included | Seasons | Winter, Spring, Summer, Fall | Winter, Spring, Summer, Fall | Winter, Spring, Summer, Fall | Winter, Spring, Summer, Fall | Winter, Spring, Summer, Fall | Winter, Spring, Summer, Fall | Winter, Spring, Summer, Fall
NY New Units MER Rate Limit v3.1 | 757 | 7350 | MACT Fuel Choice Floor in lbs/MMBtu | FALSE | L | Annual | Emission Floor MER | lbs/MMBtu | 6e-07 | 6e-07 | 6e-07 | 6e-07 | 6e-07 | 6e-07 | 6e-07
NY New Units MER Rate Limit v3.1 | 757 | 7350 | MACT Fuel Choice Floor in lbs/MMBtu | FALSE | L | Annual | Emissions at Affected Plants MER | Lb | 0 | 0 | 0 | 0 | 0 | 0 | 0
NY New Units MER Rate Limit v3.1 | 757 | 7350 | MACT Fuel Choice Floor in lbs/MMBtu | FALSE | L | Annual | Allowances Purchased MER | Lb | 0 | 0 | 0 | 0 | 0 | 0 | 0
NY New Units MER Rate Limit v3.1 | 757 | 7350 | MACT Fuel Choice Floor in lbs/MMBtu | FALSE | L | Annual | Allowances Sold MER | Lb | 0 | 0 | 0 | 0 | 0 | 0 | 0
NY New Units MER Rate Limit v3.1 | 757 | 7350 | MACT Fuel Choice Floor in lbs/MMBtu | FALSE | L | Annual | Allowances Banked | Lb | 0 | 0 | 0 | 0 | 0 | 0 | 0
NY New Units MER Rate Limit v3.1 | 757 | 7350 | MACT Fuel Choice Floor in lbs/MMBtu | FALSE | L | Annual | Allowances Withdrawn (1:1) | Lb | 0 | 0 | 0 | 0 | 0 | 0 | 0
NY New Units MER Rate Limit v3.1 | 757 | 7350 | MACT Fuel Choice Floor in lbs/MMBtu | FALSE | L | Annual | Allowances Withdrawn (1:n) | Lb | 0 | 0 | 0 | 0 | 0 | 0 | 0
NY New Units MER Rate Limit v3.1 | 757 | 7350 | MACT Fuel Choice Floor in lbs/MMBtu | FALSE | L | Annual | Total | Lb | 0 | 0 | 0 | 0 | 0 | 0 | 0
NY New Units MER Rate Limit v3.1 | 757 | 7350 | MACT Fuel Choice Floor in lbs/MMBtu | FALSE | L | Annual | Fuel Consumed | TBtu | 0 | 0 | 0 | 0 | 0 | 0 | 0
NY New Units MER Rate Limit v3.1 | 757 | 7350 | MACT Fuel Choice Floor in lbs/MMBtu | FALSE | L | Annual | Rate | lbs/MMBtu | 0 | 0 | 0 | 0 | 0 | 0 | 0
NY New Units MER Rate Limit v3.1 | 757 | 7350 | MACT Fuel Choice Floor in lbs/MMBtu | FALSE | L | Annual | Generation | TWh | 0 | 0 | 0 | 0 | 0 | 0 | 0
NY New Units MER Rate Limit v3.1 | 757 | 7350 | MACT Fuel Choice Floor in lbs/MMBtu | FALSE | L | Annual | Qualifying Generation | TWh | 0 | 0 | 0 | 0 | 0 | 0 | 0
NY New Units MER Rate Limit v3.1 | 757 | 7350 | MACT Fuel Choice Floor in lbs/MMBtu | FALSE | L | Annual | Constraint Shadow Price | US2022$/Lb | 0 | 0 | 0 | 0 | 0 | 0 | 0
NY New Units MER Rate Limit v3.1 | 758 | 7350 | MACT Fuel Choice Floor in lbs/MMBtu | FALSE | L | Annual | Seasons Included | Seasons | Winter, Spring, Summer, Fall | Winter, Spring, Summer, Fall | Winter, Spring, Summer, Fall | Winter, Spring, Summer, Fall | Winter, Spring, Summer, Fall | Winter, Spring, Summer, Fall | Winter, Spring, Summer, Fall
NY New Units MER Rate Limit v3.1 | 758 | 7350 | MACT Fuel Choice Floor in lbs/MMBtu | FALSE | L | Annual | Emission Floor MER | lbs/MMBtu | 6e-07 | 6e-07 | 6e-07 | 6e-07 | 6e-07 | 6e-07 | 6e-07
NY New Units MER Rate Limit v3.1 | 758 | 7350 | MACT Fuel Choice Floor in lbs/MMBtu | FALSE | L | Annual | Emissions at Affected Plants MER | Lb | 0 | 0 | 0 | 0 | 0 | 0 | 0
NY New Units MER Rate Limit v3.1 | 758 | 7350 | MACT Fuel Choice Floor in lbs/MMBtu | FALSE | L | Annual | Allowances Purchased MER | Lb | 0 | 0 | 0 | 0 | 0 | 0 | 0
NY New Units MER Rate Limit v3.1 | 758 | 7350 | MACT Fuel Choice Floor in lbs/MMBtu | FALSE | L | Annual | Allowances Sold MER | Lb | 0 | 0 | 0 | 0 | 0 | 0 | 0
NY New Units MER Rate Limit v3.1 | 758 | 7350 | MACT Fuel Choice Floor in lbs/MMBtu | FALSE | L | Annual | Allowances Banked | Lb | 0 | 0 | 0 | 0 | 0 | 0 | 0
NY New Units MER Rate Limit v3.1 | 758 | 7350 | MACT Fuel Choice Floor in lbs/MMBtu | FALSE | L | Annual | Allowances Withdrawn (1:1) | Lb | 0 | 0 | 0 | 0 | 0 | 0 | 0
NY New Units MER Rate Limit v3.1 | 758 | 7350 | MACT Fuel Choice Floor in lbs/MMBtu | FALSE | L | Annual | Allowances Withdrawn (1:n) | Lb | 0 | 0 | 0 | 0 | 0 | 0 | 0
NY New Units MER Rate Limit v3.1 | 758 | 7350 | MACT Fuel Choice Floor in lbs/MMBtu | FALSE | L | Annual | Total | Lb | 0 | 0 | 0 | 0 | 0 | 0 | 0
NY New Units MER Rate Limit v3.1 | 758 | 7350 | MACT Fuel Choice Floor in lbs/MMBtu | FALSE | L | Annual | Fuel Consumed | TBtu | 0 | 0 | 0 | 0 | 0 | 0 | 0
NY New Units MER Rate Limit v3.1 | 758 | 7350 | MACT Fuel Choice Floor in lbs/MMBtu | FALSE | L | Annual | Rate | lbs/MMBtu | 0 | 0 | 0 | 0 | 0 | 0 | 0
NY New Units MER Rate Limit v3.1 | 758 | 7350 | MACT Fuel Choice Floor in lbs/MMBtu | FALSE | L | Annual | Generation | TWh | 0 | 0 | 0 | 0 | 0 | 0 | 0
NY New Units MER Rate Limit v3.1 | 758 | 7350 | MACT Fuel Choice Floor in lbs/MMBtu | FALSE | L | Annual | Qualifying Generation | TWh | 0 | 0 | 0 | 0 | 0 | 0 | 0
NY New Units MER Rate Limit v3.1 | 758 | 7350 | MACT Fuel Choice Floor in lbs/MMBtu | FALSE | L | Annual | Constraint Shadow Price | US2022$/Lb | 0 | 0 | 0 | 0 | 0 | 0 | 0
NY New Units MER Rate Limit v3.1 | 759 | 7350 | MACT Fuel Choice Floor in lbs/MMBtu | FALSE | L | Annual | Seasons Included | Seasons | Winter, Spring, Summer, Fall | Winter, Spring, Summer, Fall | Winter, Spring, Summer, Fall | Winter, Spring, Summer, Fall | Winter, Spring, Summer, Fall | Winter, Spring, Summer, Fall | Winter, Spring, Summer, Fall
NY New Units MER Rate Limit v3.1 | 759 | 7350 | MACT Fuel Choice Floor in lbs/MMBtu | FALSE | L | Annual | Emission Floor MER | lbs/MMBtu | 6e-07 | 6e-07 | 6e-07 | 6e-07 | 6e-07 | 6e-07 | 6e-07
NY New Units MER Rate Limit v3.1 | 759 | 7350 | MACT Fuel Choice Floor in lbs/MMBtu | FALSE | L | Annual | Emissions at Affected Plants MER | Lb | 0 | 0 | 0 | 0 | 0 | 0 | 0
NY New Units MER Rate Limit v3.1 | 759 | 7350 | MACT Fuel Choice Floor in lbs/MMBtu | FALSE | L | Annual | Allowances Purchased MER | Lb | 0 | 0 | 0 | 0 | 0 | 0 | 0
NY New Units MER Rate Limit v3.1 | 759 | 7350 | MACT Fuel Choice Floor in lbs/MMBtu | FALSE | L | Annual | Allowances Sold MER | Lb | 0 | 0 | 0 | 0 | 0 | 0 | 0
NY New Units MER Rate Limit v3.1 | 759 | 7350 | MACT Fuel Choice Floor in lbs/MMBtu | FALSE | L | Annual | Allowances Banked | Lb | 0 | 0 | 0 | 0 | 0 | 0 | 0
NY New Units MER Rate Limit v3.1 | 759 | 7350 | MACT Fuel Choice Floor in lbs/MMBtu | FALSE | L | Annual | Allowances Withdrawn (1:1) | Lb | 0 | 0 | 0 | 0 | 0 | 0 | 0
NY New Units MER Rate Limit v3.1 | 759 | 7350 | MACT Fuel Choice Floor in lbs/MMBtu | FALSE | L | Annual | Allowances Withdrawn (1:n) | Lb | 0 | 0 | 0 | 0 | 0 | 0 | 0
NY New Units MER Rate Limit v3.1 | 759 | 7350 | MACT Fuel Choice Floor in lbs/MMBtu | FALSE | L | Annual | Total | Lb | 0 | 0 | 0 | 0 | 0 | 0 | 0
NY New Units MER Rate Limit v3.1 | 759 | 7350 | MACT Fuel Choice Floor in lbs/MMBtu | FALSE | L | Annual | Fuel Consumed | TBtu | 0 | 0 | 0 | 0 | 0 | 0 | 0
NY New Units MER Rate Limit v3.1 | 759 | 7350 | MACT Fuel Choice Floor in lbs/MMBtu | FALSE | L | Annual | Rate | lbs/MMBtu | 0 | 0 | 0 | 0 | 0 | 0 | 0
NY New Units MER Rate Limit v3.1 | 759 | 7350 | MACT Fuel Choice Floor in lbs/MMBtu | FALSE | L | Annual | Generation | TWh | 0 | 0 | 0 | 0 | 0 | 0 | 0
NY New Units MER Rate Limit v3.1 | 759 | 7350 | MACT Fuel Choice Floor in lbs/MMBtu | FALSE | L | Annual | Qualifying Generation | TWh | 0 | 0 | 0 | 0 | 0 | 0 | 0
NY New Units MER Rate Limit v3.1 | 759 | 7350 | MACT Fuel Choice Floor in lbs/MMBtu | FALSE | L | Annual | Constraint Shadow Price | US2022$/Lb | 0 | 0 | 0 | 0 | 0 | 0 | 0
NY New Units MER Rate Limit v3.1 | 760 | 7350 | MACT Fuel Choice Floor in lbs/MMBtu | FALSE | L | Annual | Seasons Included | Seasons | Winter, Spring, Summer, Fall | Winter, Spring, Summer, Fall | Winter, Spring, Summer, Fall | Winter, Spring, Summer, Fall | Winter, Spring, Summer, Fall | Winter, Spring, Summer, Fall | Winter, Spring, Summer, Fall
NY New Units MER Rate Limit v3.1 | 760 | 7350 | MACT Fuel Choice Floor in lbs/MMBtu | FALSE | L | Annual | Emission Floor MER | lbs/MMBtu | 6e-07 | 6e-07 | 6e-07 | 6e-07 | 6e-07 | 6e-07 | 6e-07
NY New Units MER Rate Limit v3.1 | 760 | 7350 | MACT Fuel Choice Floor in lbs/MMBtu | FALSE | L | Annual | Emissions at Affected Plants MER | Lb | 0 | 0 | 0 | 0 | 0 | 0 | 0
NY New Units MER Rate Limit v3.1 | 760 | 7350 | MACT Fuel Choice Floor in lbs/MMBtu | FALSE | L | Annual | Allowances Purchased MER | Lb | 0 | 0 | 0 | 0 | 0 | 0 | 0
NY New Units MER Rate Limit v3.1 | 760 | 7350 | MACT Fuel Choice Floor in lbs/MMBtu | FALSE | L | Annual | Allowances Sold MER | Lb | 0 | 0 | 0 | 0 | 0 | 0 | 0
NY New Units MER Rate Limit v3.1 | 760 | 7350 | MACT Fuel Choice Floor in lbs/MMBtu | FALSE | L | Annual | Allowances Banked | Lb | 0 | 0 | 0 | 0 | 0 | 0 | 0
NY New Units MER Rate Limit v3.1 | 760 | 7350 | MACT Fuel Choice Floor in lbs/MMBtu | FALSE | L | Annual | Allowances Withdrawn (1:1) | Lb | 0 | 0 | 0 | 0 | 0 | 0 | 0
NY New Units MER Rate Limit v3.1 | 760 | 7350 | MACT Fuel Choice Floor in lbs/MMBtu | FALSE | L | Annual | Allowances Withdrawn (1:n) | Lb | 0 | 0 | 0 | 0 | 0 | 0 | 0
NY New Units MER Rate Limit v3.1 | 760 | 7350 | MACT Fuel Choice Floor in lbs/MMBtu | FALSE | L | Annual | Total | Lb | 0 | 0 | 0 | 0 | 0 | 0 | 0
NY New Units MER Rate Limit v3.1 | 760 | 7350 | MACT Fuel Choice Floor in lbs/MMBtu | FALSE | L | Annual | Fuel Consumed | TBtu | 0 | 0 | 0 | 0 | 0 | 0 | 0
NY New Units MER Rate Limit v3.1 | 760 | 7350 | MACT Fuel Choice Floor in lbs/MMBtu | FALSE | L | Annual | Rate | lbs/MMBtu | 0 | 0 | 0 | 0 | 0 | 0 | 0
NY New Units MER Rate Limit v3.1 | 760 | 7350 | MACT Fuel Choice Floor in lbs/MMBtu | FALSE | L | Annual | Generation | TWh | 0 | 0 | 0 | 0 | 0 | 0 | 0
NY New Units MER Rate Limit v3.1 | 760 | 7350 | MACT Fuel Choice Floor in lbs/MMBtu | FALSE | L | Annual | Qualifying Generation | TWh | 0 | 0 | 0 | 0 | 0 | 0 | 0
NY New Units MER Rate Limit v3.1 | 760 | 7350 | MACT Fuel Choice Floor in lbs/MMBtu | FALSE | L | Annual | Constraint Shadow Price | US2022$/Lb | 0 | 0 | 0 | 0 | 0 | 0 | 0
NY- NOx Annual Budget- v6.20 | 761 | 7559 | Rate Constraint in MTons | FALSE | L | Annual | Seasons Included | Seasons | Winter, Spring, Summer, Fall | Winter, Spring, Summer, Fall | Winter, Spring, Summer, Fall | Winter, Spring, Summer, Fall | Winter, Spring, Summer, Fall | Winter, Spring, Summer, Fall | Winter, Spring, Summer, Fall
NY- NOx Annual Budget- v6.20 | 761 | 7559 | Rate Constraint in MTons | FALSE | L | Annual | Standard NOX | Thousand Tons | 16.081 | 16.081 | 16.081 | 16.081 | 16.081 | 16.081 | 16.081
NY- NOx Annual Budget- v6.20 | 761 | 7559 | Rate Constraint in MTons | FALSE | L | Annual | Emissions at Affected Plants NOX | Thousand Tons | 2.9915 | 2.6742 | 2.403 | 0.72377 | 0.71744 | 0.76481 | 0.82378
NY- NOx Annual Budget- v6.20 | 761 | 7559 | Rate Constraint in MTons | FALSE | L | Annual | Allowances Purchased NOX | Thousand Tons | 0 | 0 | 0 | 0 | 0 | 0 | 0
NY- NOx Annual Budget- v6.20 | 761 | 7559 | Rate Constraint in MTons | FALSE | L | Annual | Allowances Sold NOX | Thousand Tons | 0 | 0 | 0 | 0 | 0 | 0 | 0
NY- NOx Annual Budget- v6.20 | 761 | 7559 | Rate Constraint in MTons | FALSE | L | Annual | Allowances Banked | Thousand Tons | 0 | 0 | 0 | 0 | 0 | 0 | 0
NY- NOx Annual Budget- v6.20 | 761 | 7559 | Rate Constraint in MTons | FALSE | L | Annual | Allowances Withdrawn (1:1) | Thousand Tons | 0 | 0 | 0 | 0 | 0 | 0 | 0
NY- NOx Annual Budget- v6.20 | 761 | 7559 | Rate Constraint in MTons | FALSE | L | Annual | Allowances Withdrawn (1:n) | Thousand Tons | 0 | 0 | 0 | 0 | 0 | 0 | 0
NY- NOx Annual Budget- v6.20 | 761 | 7559 | Rate Constraint in MTons | FALSE | L | Annual | Total | Thousand Tons | 2.9915 | 2.6742 | 2.403 | 0.72377 | 0.71744 | 0.76481 | 0.82378
NY- NOx Annual Budget- v6.20 | 761 | 7559 | Rate Constraint in MTons | FALSE | L | Annual | Fuel Consumed | TBtu | 359.0435 | 359.5273 | 342.3727 | 103.9948 | 109.9372 | 118.874 | 128.5092
NY- NOx Annual Budget- v6.20 | 761 | 7559 | Rate Constraint in MTons | FALSE | L | Annual | Rate | lb/MMBtu | 0.016664 | 0.014876 | 0.014037 | 0.013919 | 0.013052 | 0.012868 | 0.012821
NY- NOx Annual Budget- v6.20 | 761 | 7559 | Rate Constraint in MTons | FALSE | L | Annual | Generation | TWh | 49.1116 | 49.7323 | 48.7245 | 16.6263 | 17.7648 | 18.9059 | 20.0616
NY- NOx Annual Budget- v6.20 | 761 | 7559 | Rate Constraint in MTons | FALSE | L | Annual | Qualifying Generation | TWh | 49.1116 | 49.7323 | 48.7245 | 15.7854 | 16.7395 | 17.7386 | 18.9087
NY- NOx Annual Budget- v6.20 | 761 | 7559 | Rate Constraint in MTons | FALSE | L | Annual | Rate | lb/MWh | 0.12182 | 0.10754 | 0.098636 | 0.091701 | 0.085718 | 0.086231 | 0.087132
NY- NOx Annual Budget- v6.20 | 761 | 7559 | Rate Constraint in MTons | FALSE | L | Annual | Constraint Shadow Price | US2022$/Ton | 0 | 0 | 0 | 0 | 0 | 0 | 0
NY- NOx Ozone Season Budget- v6.20 | 762 | 7558 | Rate Constraint in MTons | FALSE | L | Annual | Seasons Included | Seasons | Summer | Summer | Summer | Summer | Summer | Summer | Summer
NY- NOx Ozone Season Budget- v6.20 | 762 | 7558 | Rate Constraint in MTons | FALSE | L | Annual | Standard NOX | Thousand Tons | 5.135 | 5.135 | 5.135 | 5.135 | 5.135 | 5.135 | 5.135
NY- NOx Ozone Season Budget- v6.20 | 762 | 7558 | Rate Constraint in MTons | FALSE | L | Annual | Emissions at Affected Plants NOX | Thousand Tons | 1.7073 | 1.5916 | 1.4433 | 0.5018 | 0.49702 | 0.59785 | 0.6683
NY- NOx Ozone Season Budget- v6.20 | 762 | 7558 | Rate Constraint in MTons | FALSE | L | Annual | Allowances Purchased NOX | Thousand Tons | 0 | 0 | 0 | 0 | 0 | 0 | 0
NY- NOx Ozone Season Budget- v6.20 | 762 | 7558 | Rate Constraint in MTons | FALSE | L | Annual | Allowances Sold NOX | Thousand Tons | 0 | 0 | 0 | 0 | 0 | 0 | 0
NY- NOx Ozone Season Budget- v6.20 | 762 | 7558 | Rate Constraint in MTons | FALSE | L | Annual | Allowances Banked | Thousand Tons | 0 | 3.5434 | 2.2422 | 0 | 4.638 | 6.7584 | 0
NY- NOx Ozone Season Budget- v6.20 | 762 | 7558 | Rate Constraint in MTons | FALSE | L | Annual | Allowances Withdrawn (1:1) | Thousand Tons | 0 | 0 | 0 | -5.135 | 0 | -5.135 | -5.135
NY- NOx Ozone Season Budget- v6.20 | 762 | 7558 | Rate Constraint in MTons | FALSE | L | Annual | Allowances Withdrawn (1:n) | Thousand Tons | 0 | 0 | 0 | 0 | 0 | 0 | 0
NY- NOx Ozone Season Budget- v6.20 | 762 | 7558 | Rate Constraint in MTons | FALSE | L | Annual | Total | Thousand Tons | 1.7073 | 5.135 | 3.6855 | -4.6332 | 5.135 | 2.2213 | -4.4667
NY- NOx Ozone Season Budget- v6.20 | 762 | 7558 | Rate Constraint in MTons | FALSE | L | Annual | Fuel Consumed | TBtu | 194.6406 | 195.3883 | 190.0461 | 68.0974 | 72.0168 | 87.7776 | 99.5185
NY- NOx Ozone Season Budget- v6.20 | 762 | 7558 | Rate Constraint in MTons | FALSE | L | Annual | Rate | lb/MMBtu | 0.017543 | 0.016291 | 0.015189 | 0.014738 | 0.013803 | 0.013622 | 0.013431
NY- NOx Ozone Season Budget- v6.20 | 762 | 7558 | Rate Constraint in MTons | FALSE | L | Annual | Generation | TWh | 26.1189 | 26.5616 | 26.5354 | 10.6824 | 11.5613 | 13.821 | 15.3022
NY- NOx Ozone Season Budget- v6.20 | 762 | 7558 | Rate Constraint in MTons | FALSE | L | Annual | Qualifying Generation | TWh | 26.1189 | 26.5616 | 26.5354 | 10.1416 | 10.7836 | 12.88 | 14.367
NY- NOx Ozone Season Budget- v6.20 | 762 | 7558 | Rate Constraint in MTons | FALSE | L | Annual | Rate | lb/MWh | 0.13073 | 0.11984 | 0.10878 | 0.098958 | 0.09218 | 0.092834 | 0.093033
NY- NOx Ozone Season Budget- v6.20 | 762 | 7558 | Rate Constraint in MTons | FALSE | L | Annual | Constraint Shadow Price | US2022$/Ton | 0 | 0 | 0 | 0 | 0 | 0 | 0
NY- NOx Ozone Season Limit- CT Gas Units- v6.20 | 763 | 7639 | Rate Constraint in lbs/MMBtu | FALSE | L | Annual | Seasons Included | Seasons | Summer | Summer | Summer | Summer | Summer | Summer | Summer
NY- NOx Ozone Season Limit- CT Gas Units- v6.20 | 763 | 7639 | Rate Constraint in lbs/MMBtu | FALSE | L | Annual | Standard NOX | lb/MMBtu | 0.09191 | 0.09191 | 0.09191 | 0.09191 | 0.09191 | 0.09191 | 0.09191
NY- NOx Ozone Season Limit- CT Gas Units- v6.20 | 763 | 7639 | Rate Constraint in lbs/MMBtu | FALSE | L | Annual | Emissions at Affected Plants NOX | Thousand Tons | 0.087648 | 0.056469 | 0.037945 | 0.046845 | 0.035952 | 0.062153 | 0.05844
NY- NOx Ozone Season Limit- CT Gas Units- v6.20 | 763 | 7639 | Rate Constraint in lbs/MMBtu | FALSE | L | Annual | Allowances Purchased NOX | Thousand Tons | 0 | 0 | 0 | 0 | 0 | 0 | 0
NY- NOx Ozone Season Limit- CT Gas Units- v6.20 | 763 | 7639 | Rate Constraint in lbs/MMBtu | FALSE | L | Annual | Allowances Sold NOX | Thousand Tons | 0 | 0 | 0 | 0 | 0 | 0 | 0
NY- NOx Ozone Season Limit- CT Gas Units- v6.20 | 763 | 7639 | Rate Constraint in lbs/MMBtu | FALSE | L | Annual | Allowances Banked | Thousand Tons | 0 | 0 | 0 | 0 | 0 | 0 | 0
NY- NOx Ozone Season Limit- CT Gas Units- v6.20 | 763 | 7639 | Rate Constraint in lbs/MMBtu | FALSE | L | Annual | Allowances Withdrawn (1:1) | Thousand Tons | 0 | 0 | 0 | 0 | 0 | 0 | 0
NY- NOx Ozone Season Limit- CT Gas Units- v6.20 | 763 | 7639 | Rate Constraint in lbs/MMBtu | FALSE | L | Annual | Allowances Withdrawn (1:n) | Thousand Tons | 0 | 0 | 0 | 0 | 0 | 0 | 0
NY- NOx Ozone Season Limit- CT Gas Units- v6.20 | 763 | 7639 | Rate Constraint in lbs/MMBtu | FALSE | L | Annual | Total | Thousand Tons | 0.087648 | 0.056469 | 0.037945 | 0.046845 | 0.035952 | 0.062153 | 0.05844
NY- NOx Ozone Season Limit- CT Gas Units- v6.20 | 763 | 7639 | Rate Constraint in lbs/MMBtu | FALSE | L | Annual | Fuel Consumed | TBtu | 4.1872 | 3.3705 | 2.2117 | 2.0187 | 2.3141 | 3.7844 | 3.1816
NY- NOx Ozone Season Limit- CT Gas Units- v6.20 | 763 | 7639 | Rate Constraint in lbs/MMBtu | FALSE | L | Annual | Rate | lb/MMBtu | 0.041864 | 0.033508 | 0.034313 | 0.046411 | 0.031072 | 0.032847 | 0.036735
NY- NOx Ozone Season Limit- CT Gas Units- v6.20 | 763 | 7639 | Rate Constraint in lbs/MMBtu | FALSE | L | Annual | Generation | TWh | 0.34394 | 0.28514 | 0.18625 | 0.17795 | 0.19966 | 0.34505 | 0.28902
NY- NOx Ozone Season Limit- CT Gas Units- v6.20 | 763 | 7639 | Rate Constraint in lbs/MMBtu | FALSE | L | Annual | Qualifying Generation | TWh | 0.34394 | 0.28514 | 0.18625 | 0.17795 | 0.19966 | 0.34505 | 0.28902
NY- NOx Ozone Season Limit- CT Gas Units- v6.20 | 763 | 7639 | Rate Constraint in lbs/MMBtu | FALSE | L | Annual | Rate | lb/MWh | 0.50967 | 0.39607 | 0.40746 | 0.52649 | 0.36014 | 0.36026 | 0.4044
NY- NOx Ozone Season Limit- CT Gas Units- v6.20 | 763 | 7639 | Rate Constraint in lbs/MMBtu | FALSE | L | Annual | Constraint Shadow Price | US2022$/Ton | 0 | 0 | 0 | 0 | 0 | 0 | 0
NY- NOx Ozone Season Limit- CT Oil Units- v6.20 | 764 | 7640 | Rate Constraint in lbs/MMBtu | FALSE | L | Annual | Seasons Included | Seasons | Summer | Summer | Summer | Summer | Summer | Summer | Summer
NY- NOx Ozone Season Limit- CT Oil Units- v6.20 | 764 | 7640 | Rate Constraint in lbs/MMBtu | FALSE | L | Annual | Standard NOX | lb/MMBtu | 0.16279 | 0.16279 | 0.16279 | 0.16279 | 0.16279 | 0.16279 | 0.16279
NY- NOx Ozone Season Limit- CT Oil Units- v6.20 | 764 | 7640 | Rate Constraint in lbs/MMBtu | FALSE | L | Annual | Emissions at Affected Plants NOX | Thousand Tons | 0.0016432 | 0.0037476 | 0.0059001 | 0.018427 | 0.013037 | 0.0017209 | 0.0015889
NY- NOx Ozone Season Limit- CT Oil Units- v6.20 | 764 | 7640 | Rate Constraint in lbs/MMBtu | FALSE | L | Annual | Allowances Purchased NOX | Thousand Tons | 0 | 0 | 0 | 0 | 0 | 0 | 0
NY- NOx Ozone Season Limit- CT Oil Units- v6.20 | 764 | 7640 | Rate Constraint in lbs/MMBtu | FALSE | L | Annual | Allowances Sold NOX | Thousand Tons | 0 | 0 | 0 | 0 | 0 | 0 | 0
NY- NOx Ozone Season Limit- CT Oil Units- v6.20 | 764 | 7640 | Rate Constraint in lbs/MMBtu | FALSE | L | Annual | Allowances Banked | Thousand Tons | 0 | 0 | 0 | 0 | 0 | 0 | 0
NY- NOx Ozone Season Limit- CT Oil Units- v6.20 | 764 | 7640 | Rate Constraint in lbs/MMBtu | FALSE | L | Annual | Allowances Withdrawn (1:1) | Thousand Tons | 0 | 0 | 0 | 0 | 0 | 0 | 0
NY- NOx Ozone Season Limit- CT Oil Units- v6.20 | 764 | 7640 | Rate Constraint in lbs/MMBtu | FALSE | L | Annual | Allowances Withdrawn (1:n) | Thousand Tons | 0 | 0 | 0 | 0 | 0 | 0 | 0
NY- NOx Ozone Season Limit- CT Oil Units- v6.20 | 764 | 7640 | Rate Constraint in lbs/MMBtu | FALSE | L | Annual | Total | Thousand Tons | 0.0016432 | 0.0037476 | 0.0059001 | 0.018427 | 0.013037 | 0.0017209 | 0.0015889
NY- NOx Ozone Season Limit- CT Oil Units- v6.20 | 764 | 7640 | Rate Constraint in lbs/MMBtu | FALSE | L | Annual | Fuel Consumed | TBtu | 0.025846 | 0.051729 | 0.080567 | 0.26234 | 0.18705 | 0.0268 | 0.025009
NY- NOx Ozone Season Limit- CT Oil Units- v6.20 | 764 | 7640 | Rate Constraint in lbs/MMBtu | FALSE | L | Annual | Rate | lb/MMBtu | 0.12716 | 0.14489 | 0.14646 | 0.14048 | 0.1394 | 0.12843 | 0.12707
NY- NOx Ozone Season Limit- CT Oil Units- v6.20 | 764 | 7640 | Rate Constraint in lbs/MMBtu | FALSE | L | Annual | Generation | TWh | 0.001773 | 0.0036472 | 0.0053795 | 0.018126 | 0.013304 | 0.0018281 | 0.0016828
NY- NOx Ozone Season Limit- CT Oil Units- v6.20 | 764 | 7640 | Rate Constraint in lbs/MMBtu | FALSE | L | Annual | Qualifying Generation | TWh | 0.001773 | 0.0036472 | 0.0053795 | 0.018126 | 0.013304 | 0.0018281 | 0.0016828
NY- NOx Ozone Season Limit- CT Oil Units- v6.20 | 764 | 7640 | Rate Constraint in lbs/MMBtu | FALSE | L | Annual | Rate | lb/MWh | 1.8536 | 2.0551 | 2.1936 | 2.0332 | 1.9599 | 1.8827 | 1.8884
NY- NOx Ozone Season Limit- CT Oil Units- v6.20 | 764 | 7640 | Rate Constraint in lbs/MMBtu | FALSE | L | Annual | Constraint Shadow Price | US2022$/Ton | 0 | 0 | 0 | 0 | 0 | 0 | 0
NY- SO2 Annual Budget- v6.20 | 765 | 7560 | Rate Constraint in MTons | FALSE | L | Annual | Seasons Included | Seasons | Winter, Spring, Summer, Fall | Winter, Spring, Summer, Fall | Winter, Spring, Summer, Fall | Winter, Spring, Summer, Fall | Winter, Spring, Summer, Fall | Winter, Spring, Summer, Fall | Winter, Spring, Summer, Fall
NY- SO2 Annual Budget- v6.20 | 765 | 7560 | Rate Constraint in MTons | FALSE | L | Annual | Standard SO2 | Thousand Tons | 27.556 | 27.556 | 27.556 | 27.556 | 27.556 | 27.556 | 27.556
NY- SO2 Annual Budget- v6.20 | 765 | 7560 | Rate Constraint in MTons | FALSE | L | Annual | Emissions at Affected Plants SO2 | Thousand Tons | 0 | 0 | 0 | 0 | 0 | 0 | 0
NY- SO2 Annual Budget- v6.20 | 765 | 7560 | Rate Constraint in MTons | FALSE | L | Annual | Allowances Purchased SO2 | Thousand Tons | 0 | 0 | 0 | 0 | 0 | 0 | 0
NY- SO2 Annual Budget- v6.20 | 765 | 7560 | Rate Constraint in MTons | FALSE | L | Annual | Allowances Sold SO2 | Thousand Tons | 0 | 0 | 0 | 0 | 0 | 0 | 0
NY- SO2 Annual Budget- v6.20 | 765 | 7560 | Rate Constraint in MTons | FALSE | L | Annual | Allowances Banked | Thousand Tons | 0 | 0 | 0 | 0 | 22.9633 | 0 | 0
NY- SO2 Annual Budget- v6.20 | 765 | 7560 | Rate Constraint in MTons | FALSE | L | Annual | Allowances Withdrawn (1:1) | Thousand Tons | 0 | 0 | 0 | 0 | 0 | -27.556 | 0
NY- SO2 Annual Budget- v6.20 | 765 | 7560 | Rate Constraint in MTons | FALSE | L | Annual | Allowances Withdrawn (1:n) | Thousand Tons | 0 | 0 | 0 | 0 | 0 | 0 | 0
NY- SO2 Annual Budget- v6.20 | 765 | 7560 | Rate Constraint in MTons | FALSE | L | Annual | Total | Thousand Tons | 0 | 0 | 0 | 0 | 22.9633 | -27.556 | 0
NY- SO2 Annual Budget- v6.20 | 765 | 7560 | Rate Constraint in MTons | FALSE | L | Annual | Fuel Consumed | TBtu | 359.0435 | 359.5273 | 342.3727 | 103.9948 | 109.9372 | 118.874 | 128.5092
NY- SO2 Annual Budget- v6.20 | 765 | 7560 | Rate Constraint in MTons | FALSE | L | Annual | Rate | lb/MMBtu | 0 | 0 | 0 | 0 | 0 | 0 | 0
NY- SO2 Annual Budget- v6.20 | 765 | 7560 | Rate Constraint in MTons | FALSE | L | Annual | Generation | TWh | 49.1116 | 49.7323 | 48.7245 | 16.6263 | 17.7648 | 18.9059 | 20.0616
NY- SO2 Annual Budget- v6.20 | 765 | 7560 | Rate Constraint in MTons | FALSE | L | Annual | Qualifying Generation | TWh | 49.1116 | 49.7323 | 48.7245 | 15.7854 | 16.7395 | 17.7386 | 18.9087
NY- SO2 Annual Budget- v6.20 | 765 | 7560 | Rate Constraint in MTons | FALSE | L | Annual | Rate | lb/MWh | 0 | 0 | 0 | 0 | 0 | 0 | 0
NY- SO2 Annual Budget- v6.20 | 765 | 7560 | Rate Constraint in MTons | FALSE | L | Annual | Constraint Shadow Price | US2022$/Ton | 0 | 0 | 0 | 0 | 0 | 0 | 0
OR - CO2 Cap Annual v6.21 | 766 | 7736 | Rate Constraint in MTons | FALSE | L | Annual | Seasons Included | Seasons | Winter, Spring, Summer, Fall | Winter, Spring, Summer, Fall | Winter, Spring, Summer, Fall | Winter, Spring, Summer, Fall | Winter, Spring, Summer, Fall | Winter, Spring, Summer, Fall | Winter, Spring, Summer, Fall
OR - CO2 Cap Annual v6.21 | 766 | 7736 | Rate Constraint in MTons | FALSE | L | Annual | Standard CO2 | Thousand Tons | NA | 1847.1125 | 923.5562 | 0 | 0 | 0 | 0
OR - CO2 Cap Annual v6.21 | 766 | 7736 | Rate Constraint in MTons | FALSE | L | Annual | Emissions at Affected Plants CO2 | Thousand Tons | 0 | 1847.1125 | 923.5562 | 0 | 0 | 0 | 0
OR - CO2 Cap Annual v6.21 | 766 | 7736 | Rate Constraint in MTons | FALSE | L | Annual | Allowances Purchased CO2 | Thousand Tons | 0 | 0 | 0 | 0 | 0 | 0 | 0
OR - CO2 Cap Annual v6.21 | 766 | 7736 | Rate Constraint in MTons | FALSE | L | Annual | Allowances Sold CO2 | Thousand Tons | 0 | 0 | 0 | 0 | 0 | 0 | 0
OR - CO2 Cap Annual v6.21 | 766 | 7736 | Rate Constraint in MTons | FALSE | L | Annual | Allowances Banked | Thousand Tons | 0 | 0 | 0 | 0 | 0 | 0 | 0
OR - CO2 Cap Annual v6.21 | 766 | 7736 | Rate Constraint in MTons | FALSE | L | Annual | Allowances Withdrawn (1:1) | Thousand Tons | 0 | 0 | 0 | 0 | 0 | 0 | 0
OR - CO2 Cap Annual v6.21 | 766 | 7736 | Rate Constraint in MTons | FALSE | L | Annual | Allowances Withdrawn (1:n) | Thousand Tons | 0 | 0 | 0 | 0 | 0 | 0 | 0
OR - CO2 Cap Annual v6.21 | 766 | 7736 | Rate Constraint in MTons | FALSE | L | Annual | Total | Thousand Tons | 0 | 1847.1125 | 923.5562 | 0 | 0 | 0 | 0
OR - CO2 Cap Annual v6.21 | 766 | 7736 | Rate Constraint in MTons | FALSE | L | Annual | Fuel Consumed | TBtu | 0 | 32.8841 | 46.5757 | 30.9286 | 30.9286 | 30.9286 | 30.9466
OR - CO2 Cap Annual v6.21 | 766 | 7736 | Rate Constraint in MTons | FALSE | L | Annual | Rate | lb/MMBtu | 0 | 112.3409 | 39.6583 | 0 | 0 | 0 | 0
OR - CO2 Cap Annual v6.21 | 766 | 7736 | Rate Constraint in MTons | FALSE | L | Annual | Generation | TWh | 0 | 4.5715 | 4.1135 | 1.1356 | 1.1356 | 1.1356 | 1.1382
OR - CO2 Cap Annual v6.21 | 766 | 7736 | Rate Constraint in MTons | FALSE | L | Annual | Qualifying Generation | TWh | 0 | 4.5414 | 3.1903 | 1.1356 | 1.1356 | 1.1356 | 1.1382
OR - CO2 Cap Annual v6.21 | 766 | 7736 | Rate Constraint in MTons | FALSE | L | Annual | Rate | lb/MWh | 0 | 813.4571 | 578.9716 | 0 | 0 | 0 | 0
OR - CO2 Cap Annual v6.21 | 766 | 7736 | Rate Constraint in MTons | FALSE | L | Annual | Constraint Shadow Price | US2022$/Ton | 0 | 45.7528 | 52.112 | 5257.2774 | 2303.5858 | 2345.789 | 4372.0303
OR Utility Hg Rule - MER Removal New Units v3.1 | 767 | 7563 | MACT Fuel Choice Floor in lbs/MMBtu | FALSE | L | Annual | Seasons Included | Seasons | Winter, Spring, Summer, Fall | Winter, Spring, Summer, Fall | Winter, Spring, Summer, Fall | Winter, Spring, Summer, Fall | Winter, Spring, Summer, Fall | Winter, Spring, Summer, Fall | Winter, Spring, Summer, Fall
OR Utility Hg Rule - MER Removal New Units v3.1 | 767 | 7563 | MACT Fuel Choice Floor in lbs/MMBtu | FALSE | L | Annual | Emission Floor MER | lbs/MMBtu | 6e-07 | 6e-07 | 6e-07 | 6e-07 | 6e-07 | 6e-07 | 6e-07
OR Utility Hg Rule - MER Removal New Units v3.1 | 767 | 7563 | MACT Fuel Choice Floor in lbs/MMBtu | FALSE | L | Annual | Emissions at Affected Plants MER | Lb | 0 | 0 | 0 | 0 | 0 | 0 | 0
OR Utility Hg Rule - MER Removal New Units v3.1 | 767 | 7563 | MACT Fuel Choice Floor in lbs/MMBtu | FALSE | L | Annual | Allowances Purchased MER | Lb | 0 | 0 | 0 | 0 | 0 | 0 | 0
OR Utility Hg Rule - MER Removal New Units v3.1 | 767 | 7563 | MACT Fuel Choice Floor in lbs/MMBtu | FALSE | L | Annual | Allowances Sold MER | Lb | 0 | 0 | 0 | 0 | 0 | 0 | 0
OR Utility Hg Rule - MER Removal New Units v3.1 | 767 | 7563 | MACT Fuel Choice Floor in lbs/MMBtu | FALSE | L | Annual | Allowances Banked | Lb | 0 | 0 | 0 | 0 | 0 | 0 | 0
OR Utility Hg Rule - MER Removal New Units v3.1 | 767 | 7563 | MACT Fuel Choice Floor in lbs/MMBtu | FALSE | L | Annual | Allowances Withdrawn (1:1) | Lb | 0 | 0 | 0 | 0 | 0 | 0 | 0
OR Utility Hg Rule - MER Removal New Units v3.1 | 767 | 7563 | MACT Fuel Choice Floor in lbs/MMBtu | FALSE | L | Annual | Allowances Withdrawn (1:n) | Lb | 0 | 0 | 0 | 0 | 0 | 0 | 0
OR Utility Hg Rule - MER Removal New Units v3.1 | 767 | 7563 | MACT Fuel Choice Floor in lbs/MMBtu | FALSE | L | Annual | Total | Lb | 0 | 0 | 0 | 0 | 0 | 0 | 0
OR Utility Hg Rule - MER Removal New Units v3.1 | 767 | 7563 | MACT Fuel Choice Floor in lbs/MMBtu | FALSE | L | Annual | Fuel Consumed | TBtu | 0 | 0 | 0 | 0 | 0 | 0 | 0
OR Utility Hg Rule - MER Removal New Units v3.1 | 767 | 7563 | MACT Fuel Choice Floor in lbs/MMBtu | FALSE | L | Annual | Rate | lbs/MMBtu | 0 | 0 | 0 | 0 | 0 | 0 | 0
OR Utility Hg Rule - MER Removal New Units v3.1 | 767 | 7563 | MACT Fuel Choice Floor in lbs/MMBtu | FALSE | L | Annual | Generation | TWh | 0 | 0 | 0 | 0 | 0 | 0 | 0
OR Utility Hg Rule - MER Removal New Units v3.1 | 767 | 7563 | MACT Fuel Choice Floor in lbs/MMBtu | FALSE | L | Annual | Qualifying Generation | TWh | 0 | 0 | 0 | 0 | 0 | 0 | 0
OR Utility Hg Rule - MER Removal New Units v3.1 | 767 | 7563 | MACT Fuel Choice Floor in lbs/MMBtu | FALSE | L | Annual | Constraint Shadow Price | US2022$/Lb | 0 | 0 | 0 | 0 | 0 | 0 | 0
Ozone Season NOX Cap RCU - IL | 768 | 7687 | Rate Constraint in MTons | FALSE | L | Annual | Seasons Included | Seasons | Summer | Summer | Summer | Summer | Summer | Summer | Summer
Ozone Season NOX Cap RCU - IL | 768 | 7687 | Rate Constraint in MTons | FALSE | L | Annual | Standard NOX | Thousand Tons | 9.751 | 9.751 | 9.751 | 9.751 | 9.751 | 9.751 | 9.751
Ozone Season NOX Cap RCU - IL | 768 | 7687 | Rate Constraint in MTons | FALSE | L | Annual | Emissions at Affected Plants NOX | Thousand Tons | 3.5317 | 2.5895 | 2.3698 | 2.0616 | 0.015815 | 0.013904 | 0.011573
Ozone Season NOX Cap RCU - IL | 768 | 7687 | Rate Constraint in MTons | FALSE | L | Annual | Allowances Purchased NOX | Thousand Tons | 0 | 0 | 0 | 0 | 0 | 0 | 0
Ozone Season NOX Cap RCU - IL | 768 | 7687 | Rate Constraint in MTons | FALSE | L | Annual | Allowances Sold NOX | Thousand Tons | 0 | 0 | 0 | 0 | 0 | 0 | 0
Ozone Season NOX Cap RCU - IL | 768 | 7687 | Rate Constraint in MTons | FALSE | L | Annual | Allowances Banked | Thousand Tons | 0 | 0 | 0 | 0 | 0 | 0 | 0
Ozone Season NOX Cap RCU - IL | 768 | 7687 | Rate Constraint in MTons | FALSE | L | Annual | Allowances Withdrawn (1:1) | Thousand Tons | 0 | 0 | 0 | 0 | 0 | 0 | 0
Ozone Season NOX Cap RCU - IL | 768 | 7687 | Rate Constraint in MTons | FALSE | L | Annual | Allowances Withdrawn (1:n) | Thousand Tons | 0 | 0 | 0 | 0 | 0 | 0 | 0
Ozone Season NOX Cap RCU - IL | 768 | 7687 | Rate Constraint in MTons | FALSE | L | Annual | Total | Thousand Tons | 3.5317 | 2.5895 | 2.3698 | 2.0616 | 0.015815 | 0.013904 | 0.011573
Ozone Season NOX Cap RCU - IL | 768 | 7687 | Rate Constraint in MTons | FALSE | L | Annual | Fuel Consumed | TBtu | 194.3139 | 168.5128 | 144.988 | 115.9223 | 2.5883 | 2.4095 | 1.9857
Ozone Season NOX Cap RCU - IL | 768 | 7687 | Rate Constraint in MTons | FALSE | L | Annual | Rate | lb/MMBtu | 0.03635 | 0.030733 | 0.032689 | 0.035568 | 0.01222 | 0.011541 | 0.011656
Ozone Season NOX Cap RCU - IL | 768 | 7687 | Rate Constraint in MTons | FALSE | L | Annual | Generation | TWh | 24.6221 | 23.1518 | 25.2443 | 18.8585 | 4.6229 | 3.647 | 2.5295
Ozone Season NOX Cap RCU - IL | 768 | 7687 | Rate Constraint in MTons | FALSE | L | Annual | Qualifying Generation | TWh | 24.518 | 21.9507 | 17.8433 | 13.8673 | 0.37538 | 0.33284 | 0.25973
Ozone Season NOX Cap RCU - IL | 768 | 7687 | Rate Constraint in MTons | FALSE | L | Annual | Rate | lb/MWh | 0.28809 | 0.23594 | 0.26562 | 0.29733 | 0.084261 | 0.083547 | 0.089112
Ozone Season NOX Cap RCU - IL | 768 | 7687 | Rate Constraint in MTons | FALSE | L | Annual | Constraint Shadow Price | US2022$/Ton | 0 | 0 | 0 | 0 | 0 | 0 | 0
Ozone Season NOX Cap RCU - IN | 769 | 7688 | Rate Constraint in MTons | FALSE | L | Annual | Seasons Included | Seasons | Summer | Summer | Summer | Summer | Summer | Summer | Summer
Ozone Season NOX Cap RCU - IN | 769 | 7688 | Rate Constraint in MTons | FALSE | L | Annual | Standard NOX | Thousand Tons | 11.573 | 11.573 | 11.573 | 11.573 | 11.573 | 11.573 | 11.573
Ozone Season NOX Cap RCU - IN | 769 | 7688 | Rate Constraint in MTons | FALSE | L | Annual | Emissions at Affected Plants NOX | Thousand Tons | 11.573 | 11.573 | 11.573 | 11.573 | 7.2798 | 2.8305 | 2.8244
Ozone Season NOX Cap RCU - IN | 769 | 7688 | Rate Constraint in MTons | FALSE | L | Annual | Allowances Purchased NOX | Thousand Tons | 0 | 0 | 0 | 0 | 0 | 0 | 0
Ozone Season NOX Cap RCU - IN | 769 | 7688 | Rate Constraint in MTons | FALSE | L | Annual | Allowances Sold NOX | Thousand Tons | 0 | 0 | 0 | 0 | 0 | 0 | 0
Ozone Season NOX Cap RCU - IN | 769 | 7688 | Rate Constraint in MTons | FALSE | L | Annual | Allowances Banked | Thousand Tons | 0 | 0 | 0 | 0 | 0 | 0 | 0
Ozone Season NOX Cap RCU - IN | 769 | 7688 | Rate Constraint in MTons | FALSE | L | Annual | Allowances Withdrawn (1:1) | Thousand Tons | 0 | 0 | 0 | 0 | 0 | 0 | 0
Ozone Season NOX Cap RCU - IN | 769 | 7688 | Rate Constraint in MTons | FALSE | L | Annual | Allowances Withdrawn (1:n) | Thousand Tons | 0 | 0 | 0 | 0 | 0 | 0 | 0
Ozone Season NOX Cap RCU - IN | 769 | 7688 | Rate Constraint in MTons | FALSE | L | Annual | Total | Thousand Tons | 11.573 | 11.573 | 11.573 | 11.573 | 7.2798 | 2.8305 | 2.8244
Ozone Season NOX Cap RCU - IN | 769 | 7688 | Rate Constraint in MTons | FALSE | L | Annual | Fuel Consumed | TBtu | 304.986 | 327.8985 | 399.2088 | 364.9677 | 231.7628 | 164.6602 | 162.2993
Ozone Season NOX Cap RCU - IN | 769 | 7688 | Rate Constraint in MTons | FALSE | L | Annual | Rate | lb/MMBtu | 0.075892 | 0.070589 | 0.05798 | 0.063419 | 0.062821 | 0.03438 | 0.034805
Ozone Season NOX Cap RCU - IN | 769 | 7688 | Rate Constraint in MTons | FALSE | L | Annual | Generation | TWh | 34.485 | 45.0605 | 85.3704 | 91.6349 | 84.2005 | 82.684 | 79.5576
Ozone Season NOX Cap RCU - IN | 769 | 7688 | Rate Constraint in MTons | FALSE | L | Annual | Qualifying Generation | TWh | 32.8542 | 37.0511 | 49.2214 | 44.585 | 30.0722 | 23.9101 | 23.1438
Ozone Season NOX Cap RCU - IN | 769 | 7688 | Rate Constraint in MTons | FALSE | L | Annual | Rate | lb/MWh | 0.70451 | 0.6247 | 0.47024 | 0.51914 | 0.48415 | 0.23677 | 0.24408
Ozone Season NOX Cap RCU - IN | 769 | 7688 | Rate Constraint in MTons | FALSE | L | Annual | Constraint Shadow Price | US2022$/Ton | 611.7822 | 3668.4272 | 1926.6542 | 373.7157 | 0 | 0 | 0
Ozone Season NOX Cap RCU - KY | 770 | 7689 | Rate Constraint in MTons | FALSE | L | Annual | Seasons Included | Seasons | Summer | Summer | Summer | Summer | Summer | Summer | Summer
Ozone Season NOX Cap RCU - KY | 770 | 7689 | Rate Constraint in MTons | FALSE | L | Annual | Standard NOX | Thousand Tons | 17.001 | 17.001 | 17.001 | 17.001 | 17.001 | 17.001 | 17.001
Ozone Season NOX Cap RCU - KY | 770 | 7689 | Rate Constraint in MTons | FALSE | L | Annual | Emissions at Affected Plants NOX | Thousand Tons | 11.1032 | 13.6834 | 10.5571 | 10.4291 | 6.3386 | 6.1954 | 5.8155
Ozone Season NOX Cap RCU - KY | 770 | 7689 | Rate Constraint in MTons | FALSE | L | Annual | Allowances Purchased NOX | Thousand Tons | 0 | 0 | 0 | 0 | 0 | 0 | 0
Ozone Season NOX Cap RCU - KY | 770 | 7689 | Rate Constraint in MTons | FALSE | L | Annual | Allowances Sold NOX | Thousand Tons | 0 | 0 | 0 | 0 | 0 | 0 | 0
Ozone Season NOX Cap RCU - KY | 770 | 7689 | Rate Constraint in MTons | FALSE | L | Annual | Allowances Banked | Thousand Tons | 0 | 0 | 0 | 0 | 0 | 0 | 0
Ozone Season NOX Cap RCU - KY | 770 | 7689 | Rate Constraint in MTons | FALSE | L | Annual | Allowances Withdrawn (1:1) | Thousand Tons | 0 | 0 | 0 | 0 | 0 | 0 | 0
Ozone Season NOX Cap RCU - KY | 770 | 7689 | Rate Constraint in MTons | FALSE | L | Annual | Allowances Withdrawn (1:n) | Thousand Tons | 0 | 0 | 0 | 0 | 0 | 0 | 0
Ozone Season NOX Cap RCU - KY | 770 | 7689 | Rate Constraint in MTons | FALSE | L | Annual | Total | Thousand Tons | 11.1032 | 13.6834 | 10.5571 | 10.4291 | 6.3386 | 6.1954 | 5.8155
Ozone Season NOX Cap RCU - KY | 770 | 7689 | Rate Constraint in MTons | FALSE | L | Annual | Fuel Consumed | TBtu | 243.5575 | 296.7726 | 330.9566 | 342.9866 | 252.7831 | 233.0503 | 223.2493
Ozone Season NOX Cap RCU - KY | 770 | 7689 | Rate Constraint in MTons | FALSE | L | Annual | Rate | lb/MMBtu | 0.091175 | 0.092215 | 0.063797 | 0.060814 | 0.05015 | 0.053168 | 0.052098
Ozone Season NOX Cap RCU - KY | 770 | 7689 | Rate Constraint in MTons | FALSE | L | Annual | Generation | TWh | 29.3022 | 52.0153 | 106.375 | 127.9122 | 127.4158 | 125.9284 | 121.7756
Ozone Season NOX Cap RCU - KY | 770 | 7689 | Rate Constraint in MTons | FALSE | L | Annual | Qualifying Generation | TWh | 25.8318 | 31.8012 | 37.5665 | 39.6676 | 35.8011 | 32.4985 | 31.1907
Ozone Season NOX Cap RCU - KY | 770 | 7689 | Rate Constraint in MTons | FALSE | L | Annual | Rate | lb/MWh | 0.85965 | 0.86056 | 0.56205 | 0.52583 | 0.3541 | 0.38127 | 0.3729
Ozone Season NOX Cap RCU - KY | 770 | 7689 | Rate Constraint in MTons | FALSE | L | Annual | Constraint Shadow Price | US2022$/Ton | 0 | 0 | 0 | 0 | 0 | 0 | 0
Ozone Season NOX Cap RCU - LA | 771 | 7690 | Rate Constraint in MTons | FALSE | L | Annual | Seasons Included | Seasons | Summer | Summer | Summer | Summer | Summer | Summer | Summer
Ozone Season NOX Cap RCU - LA | 771 | 7690 | Rate Constraint in MTons | FALSE | L | Annual | Standard NOX | Thousand Tons | 17.929 | 17.929 | 17.929 | 17.929 | 17.929 | 17.929 | 17.929
Ozone Season NOX Cap RCU - LA | 771 | 7690 | Rate Constraint in MTons | FALSE | L | Annual | Emissions at Affected Plants NOX | Thousand Tons | 8.3067 | 9.8317 | 6.5507 | 5.8324 | 5.4462 | 5.2418 | 5.348
Ozone Season NOX Cap RCU - LA | 771 | 7690 | Rate Constraint in MTons | FALSE | L | Annual | Allowances Purchased NOX | Thousand Tons | 0 | 0 | 0 | 0 | 0 | 0 | 0
Ozone Season NOX Cap RCU - LA | 771 | 7690 | Rate Constraint in MTons | FALSE | L | Annual | Allowances Sold NOX | Thousand Tons | 0 | 0 | 0 | 0 | 0 | 0 | 0
Ozone Season NOX Cap RCU - LA | 771 | 7690 | Rate Constraint in MTons | FALSE | L | Annual | Allowances Banked | Thousand Tons | 0 | 0 | 0 | 0 | 0 | 0 | 0
Ozone Season NOX Cap RCU - LA | 771 | 7690 | Rate Constraint in MTons | FALSE | L | Annual | Allowances Withdrawn (1:1) | Thousand Tons | 0 | 0 | 0 | 0 | 0 | 0 | 0
Ozone Season NOX Cap RCU - LA | 771 | 7690 | Rate Constraint in MTons | FALSE | L | Annual | Allowances Withdrawn (1:n) | Thousand Tons | 0 | 0 | 0 | 0 | 0 | 0 | 0
Ozone Season NOX Cap RCU - LA | 771 | 7690 | Rate Constraint in MTons | FALSE | L | Annual | Total | Thousand Tons | 8.3067 | 9.8317 | 6.5507 | 5.8324 | 5.4462 | 5.2418 | 5.348
Ozone Season NOX Cap RCU - LA | 771 | 7690 | Rate Constraint in MTons | FALSE | L | Annual | Fuel Consumed | TBtu | 287.3447 | 307.193 | 340.1103 | 313.1972 | 278.7015 | 241.4907 | 265.937
Ozone Season NOX Cap RCU - LA | 771 | 7690 | Rate Constraint in MTons | FALSE | L | Annual | Rate | lb/MMBtu | 0.057817 | 0.06401 | 0.038521 | 0.037245 | 0.039083 | 0.043412 | 0.04022
Ozone Season NOX Cap RCU - LA | 771 | 7690 | Rate Constraint in MTons | FALSE | L | Annual | Generation | TWh | 38.4464 | 39.3902 | 45.5594 | 42.7062 | 40.0273 | 35.5578 | 40.4084
Ozone Season NOX Cap RCU - LA | 771 | 7690 | Rate Constraint in MTons | FALSE | L | Annual | Qualifying Generation | TWh | 38.4464 | 39.3902 | 45.5594 | 42.7062 | 39.2594 | 34.7676 | 38.821
Ozone Season NOX Cap RCU - LA | 771 | 7690 | Rate Constraint in MTons | FALSE | L | Annual | Rate | lb/MWh | 0.43212 | 0.4992 | 0.28757 | 0.27314 | 0.27745 | 0.30153 | 0.27552
Ozone Season NOX Cap RCU - LA | 771 | 7690 | Rate Constraint in MTons | FALSE | L | Annual | Constraint Shadow Price | US2022$/Ton | 0 | 0 | 0 | 0 | 0 | 0 | 0
Ozone Season NOX Cap RCU - MD | 772 | 7691 | Rate Constraint in MTons | FALSE | L | Annual | Seasons Included | Seasons | Summer | Summer | Summer | Summer | Summer | Summer | Summer
Ozone Season NOX Cap RCU - MD | 772 | 7691 | Rate Constraint in MTons | FALSE | L | Annual | Standard NOX | Thousand Tons | 1.631 | 1.631 | 1.631 | 1.631 | 1.631 | 1.631 | 1.631
Ozone Season NOX Cap RCU - MD | 772 | 7691 | Rate Constraint in MTons | FALSE | L | Annual | Emissions at Affected Plants NOX | Thousand Tons | 0.50075 | 0.32634 | 0.25541 | 0.69111 | 0.66626 | 0.71395 | 0.94323
Ozone Season NOX Cap RCU - MD | 772 | 7691 | Rate Constraint in MTons | FALSE | L | Annual | Allowances Purchased NOX | Thousand Tons | 0 | 0 | 0 | 0 | 0 | 0 | 0
Ozone Season NOX Cap RCU - MD | 772 | 7691 | Rate Constraint in MTons | FALSE | L | Annual | Allowances Sold NOX | Thousand Tons | 0 | 0 | 0 | 0 | 0 | 0 | 0
Ozone Season NOX Cap RCU - MD | 772 | 7691 | Rate Constraint in MTons | FALSE | L | Annual | Allowances Banked | Thousand Tons | 0 | 0 | 0 | 0 | 0 | 0 | 0
Ozone Season NOX Cap RCU - MD | 772 | 7691 | Rate Constraint in MTons | FALSE | L | Annual | Allowances Withdrawn (1:1) | Thousand Tons | 0 | 0 | 0 | 0 | 0 | 0 | 0
Ozone Season NOX Cap RCU - MD | 772 | 7691 | Rate Constraint in MTons | FALSE | L | Annual | Allowances Withdrawn (1:n) | Thousand Tons | 0 | 0 | 0 | 0 | 0 | 0 | 0
Ozone Season NOX Cap RCU - MD | 772 | 7691 | Rate Constraint in MTons | FALSE | L | Annual | Total | Thousand Tons | 0.50075 | 0.32634 | 0.25541 | 0.69111 | 0.66626 | 0.71395 | 0.94323
Ozone Season NOX Cap RCU - MD | 772 | 7691 | Rate Constraint in MTons | FALSE | L | Annual | Fuel Consumed | TBtu | 100.7907 | 78.418 | 58.9441 | 137.1328 | 132.6231 | 132.8516 | 171.9413
Ozone Season NOX Cap RCU - MD | 772 | 7691 | Rate Constraint in MTons | FALSE | L | Annual | Rate | lb/MMBtu | 0.0099364 | 0.0083231 | 0.0086662 | 0.010079 | 0.010047 | 0.010748 | 0.010972
Ozone Season NOX Cap RCU - MD | 772 | 7691 | Rate Constraint in MTons | FALSE | L | Annual | Generation | TWh | 12.941 | 38.0425 | 91.3494 | 124.3764 | 143.1336 | 165.857 | 191.8296
Ozone Season NOX Cap RCU - MD | 772 | 7691 | Rate Constraint in MTons | FALSE | L | Annual | Qualifying Generation | TWh | 12.9114 | 10.7053 | 8.4991 | 20.8842 | 20.3129 | 20.6626 | 26.8896
Ozone Season NOX Cap RCU - MD | 772 | 7691 | Rate Constraint in MTons | FALSE | L | Annual | Rate | lb/MWh | 0.077567 | 0.060968 | 0.060103 | 0.066185 | 0.0656 | 0.069106 | 0.070156
Ozone Season NOX Cap RCU - MD | 772 | 7691 | Rate Constraint in MTons | FALSE | L | Annual | Constraint Shadow Price | US2022$/Ton | 0 | 0 | 0 | 0 | 0 | 0 | 0
Ozone Season NOX Cap RCU - MI | 773 | 7692 | Rate Constraint in MTons | FALSE | L | Annual | Seasons Included | Seasons | Summer | Summer | Summer | Summer | Summer | Summer | Summer
Ozone Season NOX Cap RCU - MI | 773 | 7692 | Rate Constraint in MTons | FALSE | L | Annual | Standard NOX | Thousand Tons | 11.841 | 11.841 | 11.841 | 11.841 | 11.841 | 11.841 | 11.841
Ozone Season NOX Cap RCU - MI | 773 | 7692 | Rate Constraint in MTons | FALSE | L | Annual | Emissions at Affected Plants NOX | Thousand Tons | 6.9953 | 5.2257 | 4.4739 | 3.3245 | 2.7481 | 2.8783 | 2.8647
Ozone Season NOX Cap RCU - MI | 773 | 7692 | Rate Constraint in MTons | FALSE | L | Annual | Allowances Purchased NOX | Thousand Tons | 0 | 0 | 0 | 0 | 0 | 0 | 0
Ozone Season NOX Cap RCU - MI | 773 | 7692 | Rate Constraint in MTons | FALSE | L | Annual | Allowances Sold NOX | Thousand Tons | 0 | 0 | 0 | 0 | 0 | 0 | 0
Ozone Season NOX Cap RCU - MI | 773 | 7692 | Rate Constraint in MTons | FALSE | L | Annual | Allowances Banked | Thousand Tons | 0 | 0 | 0 | 0 | 0 | 0 | 0
Ozone Season NOX Cap RCU - MI | 773 | 7692 | Rate Constraint in MTons | FALSE | L | Annual | Allowances Withdrawn (1:1) | Thousand Tons | 0 | 0 | 0 | 0 | 0 | 0 | 0
Ozone Season NOX Cap RCU - MI | 773 | 7692 | Rate Constraint in MTons | FALSE | L | Annual | Allowances Withdrawn (1:n) | Thousand Tons | 0 | 0 | 0 | 0 | 0 | 0 | 0
Ozone Season NOX Cap RCU - MI | 773 | 7692 | Rate Constraint in MTons | FALSE | L | Annual | Total | Thousand Tons | 6.9953 | 5.2257 | 4.4739 | 3.3245 | 2.7481 | 2.8783 | 2.8647
Ozone Season NOX Cap RCU - MI | 773 | 7692 | Rate Constraint in MTons | FALSE | L | Annual | Fuel Consumed | TBtu | 255.6995 | 249.2307 | 278.2731 | 299.1554 | 242.3628 | 264.3904 | 260.8012
Ozone Season NOX Cap RCU - MI | 773 | 7692 | Rate Constraint in MTons | FALSE | L | Annual | Rate | lb/MMBtu | 0.054715 | 0.041934 | 0.032155 | 0.022226 | 0.022678 | 0.021773 | 0.021968
Ozone Season NOX Cap RCU - MI | 773 | 7692 | Rate Constraint in MTons | FALSE | L | Annual | Generation | TWh | 35.7647 | 47.8627 | 96.3179 | 114.0485 | 107.0098 | 111.6752 | 108.6755
Ozone Season NOX Cap RCU - MI | 773 | 7692 | Rate Constraint in MTons | FALSE | L | Annual | Qualifying Generation | TWh | 31.6843 | 33.8086 | 38.8623 | 43.5087 | 35.0655 | 38.6678 | 37.8412
Ozone Season NOX Cap RCU - MI | 773 | 7692 | Rate Constraint in MTons | FALSE | L | Annual | Rate | lb/MWh | 0.44156 | 0.30913 | 0.23024 | 0.15282 | 0.15674 | 0.14887 | 0.1514
Ozone Season NOX Cap RCU - MI | 773 | 7692 | Rate Constraint in MTons | FALSE | L | Annual | Constraint Shadow Price | US2022$/Ton | 0 | 0 | 0 | 0 | 0 | 0 | 0
Ozone Season NOX Cap RCU - NJ | 774 | 7693 | Rate Constraint in MTons | FALSE | L | Annual | Seasons Included | Seasons | Summer | Summer | Summer | Summer | Summer | Summer | Summer
Ozone Season NOX Cap RCU - NJ | 774 | 7693 | Rate Constraint in MTons | FALSE | L | Annual | Standard NOX | Thousand Tons | 1.517 | 1.517 | 1.517 | 1.517 | 1.517 | 1.517 | 1.517
Ozone Season NOX Cap RCU - NJ | 774 | 7693 | Rate Constraint in MTons | FALSE | L | Annual | Emissions at Affected Plants NOX | Thousand Tons | 1.1016 | 1.049 | 0.74227 | 0.99773 | 1.0428 | 1.3214 | 1.517
Ozone Season NOX Cap RCU - NJ | 774 | 7693 | Rate Constraint in MTons | FALSE | L | Annual | Allowances Purchased NOX | Thousand Tons | 0 | 0 | 0 | 0 | 0 | 0 | 0
Ozone Season NOX Cap RCU - NJ | 774 | 7693 | Rate Constraint in MTons | FALSE | L | Annual | Allowances Sold NOX | Thousand Tons | 0 | 0 | 0 | 0 | 0 | 0 | 0
Ozone Season NOX Cap RCU - NJ | 774 | 7693 | Rate Constraint in MTons | FALSE | L | Annual | Allowances Banked | Thousand Tons | 0 | 0 | 0 | 0 | 0 | 0 | 0
Ozone Season NOX Cap RCU - NJ | 774 | 7693 | Rate Constraint in MTons | FALSE | L | Annual | Allowances Withdrawn (1:1) | Thousand Tons | 0 | 0 | 0 | 0 | 0 | 0 | 0
Ozone Season NOX Cap RCU - NJ | 774 | 7693 | Rate Constraint in MTons | FALSE | L | Annual | Allowances Withdrawn (1:n) | Thousand Tons | 0 | 0 | 0 | 0 | 0 | 0 | 0
Ozone Season NOX Cap RCU - NJ | 774 | 7693 | Rate Constraint in MTons | FALSE | L | Annual | Total | Thousand Tons | 1.1016 | 1.049 | 0.74227 | 0.99773 | 1.0428 | 1.3214 | 1.517
Ozone Season NOX Cap RCU - NJ | 774 | 7693 | Rate Constraint in MTons | FALSE | L | Annual | Fuel Consumed | TBtu | 157.104 | 150.976 | 113.743 | 163.8684 | 171.6003 | 217.1889 | 248.9262
Ozone Season NOX Cap RCU - NJ | 774 | 7693 | Rate Constraint in MTons | FALSE | L | Annual | Rate | lb/MMBtu | 0.014024 | 0.013896 | 0.013052 | 0.012177 | 0.012154 | 0.012168 | 0.012188
Ozone Season NOX Cap RCU - NJ | 774 | 7693 | Rate Constraint in MTons | FALSE | L | Annual | Generation | TWh | 21.8472 | 21.083 | 24.8929 | 45.1872 | 50.4535 | 69.5427 | 82.466
Ozone Season NOX Cap RCU - NJ | 774 | 7693 | Rate Constraint in MTons | FALSE | L | Annual | Qualifying Generation | TWh | 21.8472 | 21.083 | 17.2581 | 25.4719 | 26.8943 | 34.5355 | 39.853
Ozone Season NOX Cap RCU - NJ | 774 | 7693 | Rate Constraint in MTons | FALSE | L | Annual | Rate | lb/MWh | 0.10085 | 0.099507 | 0.08602 | 0.07834 | 0.077547 | 0.076525 | 0.07613
Ozone Season NOX Cap RCU - NJ | 774 | 7693 | Rate Constraint in MTons | FALSE | L | Annual | Constraint Shadow Price | US2022$/Ton | 0 | 0 | 0 | 0 | 0 | 0 | 30832.5629
Ozone Season NOX Cap RCU - NY | 775 | 7694 | Rate Constraint in MTons | FALSE | L | Annual | Seasons Included | Seasons | Summer | Summer | Summer | Summer | Summer | Summer | Summer
Ozone Season NOX Cap RCU - NY | 775 | 7694 | Rate Constraint in MTons | FALSE | L | Annual | Standard NOX | Thousand Tons | 4.117 | 4.117 | 4.117 | 4.117 | 4.117 | 4.117 | 4.117
Ozone Season NOX Cap RCU - NY | 775 | 7694 | Rate Constraint in MTons | FALSE | L | Annual | Emissions at Affected Plants NOX | Thousand Tons | 1.7073 | 1.5916 | 1.4433 | 0.5018 | 0.49702 | 0.59785 | 0.6683
Ozone Season NOX Cap RCU - NY | 775 | 7694 | Rate Constraint in MTons | FALSE | L | Annual | Allowances Purchased NOX | Thousand Tons | 0 | 0 | 0 | 0 | 0 | 0 | 0
Ozone Season NOX Cap RCU - NY | 775 | 7694 | Rate Constraint in MTons | FALSE | L | Annual | Allowances Sold NOX | Thousand Tons | 0 | 0 | 0 | 0 | 0 | 0 | 0
Ozone Season NOX Cap RCU - NY | 775 | 7694 | Rate Constraint in MTons | FALSE | L | Annual | Allowances Banked | Thousand Tons | 0 | 0 | 0 | 0 | 0 | 0 | 0
Ozone Season NOX Cap RCU - NY | 775 | 7694 | Rate Constraint in MTons | FALSE | L | Annual | Allowances Withdrawn (1:1) | Thousand Tons | 0 | 0 | 0 | 0 | 0 | 0 | 0
Ozone Season NOX Cap RCU - NY | 775 | 7694 | Rate Constraint in MTons | FALSE | L | Annual | Allowances Withdrawn (1:n) | Thousand Tons | 0 | 0 | 0 | 0 | 0 | 0 | 0
Ozone Season NOX Cap RCU - NY | 775 | 7694 | Rate Constraint in MTons | FALSE | L | Annual | Total | Thousand Tons | 1.7073 | 1.5916 | 1.4433 | 0.5018 | 0.49702 | 0.59785 | 0.6683
Ozone Season NOX Cap RCU - NY | 775 | 7694 | Rate Constraint in MTons | FALSE | L | Annual | Fuel Consumed | TBtu | 194.6406 | 195.3883 | 190.0461 | 68.0974 | 72.0168 | 87.7776 | 99.5185
Ozone Season NOX Cap RCU - NY | 775 | 7694 | Rate Constraint in MTons | FALSE | L | Annual | Rate | lb/MMBtu | 0.017543 | 0.016291 | 0.015189 | 0.014738 | 0.013803 | 0.013622 | 0.013431
Ozone Season NOX Cap RCU - NY | 775 | 7694 | Rate Constraint in MTons | FALSE | L | Annual | Generation | TWh | 26.1189 | 26.5616 | 26.5354 | 10.6824 | 11.5613 | 13.821 | 15.3022
Ozone Season NOX Cap RCU - NY | 775 | 7694 | Rate Constraint in MTons | FALSE | L | Annual | Qualifying Generation | TWh | 26.1189 | 26.5616 | 26.5354 | 10.1416 | 10.7836 | 12.88 | 14.367
Ozone Season NOX Cap RCU - NY | 775 | 7694 | Rate Constraint in MTons | FALSE | L | Annual | Rate | lb/MWh | 0.13073 | 0.11984 | 0.10878 | 0.098958 | 0.09218 | 0.092834 | 0.093033
Ozone Season NOX Cap RCU - NY | 775 | 7694 | Rate Constraint in MTons | FALSE | L | Annual | Constraint Shadow Price | US2022$/Ton | 0 | 0 | 0 | 0 | 0 | 0 | 0
Ozone Season NOX Cap RCU - OH | 776 | 7695 | Rate Constraint in MTons | FALSE | L | Annual | Seasons Included | Seasons | Summer | Summer | Summer | Summer | Summer | Summer | Summer
Ozone Season NOX Cap RCU - OH | 776 | 7695 | Rate Constraint in MTons | FALSE | L | Annual | Standard NOX | Thousand Tons | 11.825 | 11.825 | 11.825 | 11.825 | 11.825 | 11.825 | 11.825
Ozone Season NOX Cap RCU - OH | 776 | 7695 | Rate Constraint in MTons | FALSE | L | Annual | Emissions at Affected Plants NOX | Thousand Tons | 6.7216 | 7.386 | 6.8761 | 6.9726 | 7.2202 | 6.3383 | 7.0404
Ozone Season NOX Cap RCU - OH | 776 | 7695 | Rate Constraint in MTons | FALSE | L | Annual | Allowances Purchased NOX | Thousand Tons | 0 | 0 | 0 | 0 | 0 | 0 | 0
Ozone Season NOX Cap RCU - OH | 776 | 7695 | Rate Constraint in MTons | FALSE | L | Annual | Allowances Sold NOX | Thousand Tons | 0 | 0 | 0 | 0 | 0 | 0 | 0
Ozone Season NOX Cap RCU - OH | 776 | 7695 | Rate Constraint in MTons | FALSE | L | Annual | Allowances Banked | Thousand Tons | 0 | 0 | 0 | 0 | 0 | 0 | 0
Ozone Season NOX Cap RCU - OH | 776 | 7695 | Rate Constraint in MTons | FALSE | L | Annual | Allowances Withdrawn (1:1) | Thousand Tons | 0 | 0 | 0 | 0 | 0 | 0 | 0
Ozone Season NOX Cap RCU - OH | 776 | 7695 | Rate Constraint in MTons | FALSE | L | Annual | Allowances Withdrawn (1:n) | Thousand Tons | 0 | 0 | 0 | 0 | 0 | 0 | 0
Ozone Season NOX Cap RCU - OH | 776 | 7695 | Rate Constraint in MTons | FALSE | L | Annual | Total | Thousand Tons | 6.7216 | 7.386 | 6.8761 | 6.9726 | 7.2202 | 6.3383 | 7.0404
Ozone Season NOX Cap RCU - OH | 776 | 7695 | Rate Constraint in MTons | FALSE | L | Annual | Fuel Consumed | TBtu | 377.4585 | 463.611 | 545.6432 | 545.2952 | 576.7933 | 537.3363 | 541.4233
Ozone Season NOX Cap RCU - OH | 776 | 7695 | Rate Constraint in MTons | FALSE | L | Annual | Rate | lb/MMBtu | 0.035615 | 0.031863 | 0.025204 | 0.025574 | 0.025036 | 0.023592 | 0.026007
Ozone Season NOX Cap RCU - OH | 776 | 7695 | Rate Constraint in MTons | FALSE | L | Annual | Generation | TWh | 48.9346 | 69.6016 | 104.0569 | 114.6267 | 127.2637 | 123.8055 | 121.9675
Ozone Season NOX Cap RCU - OH | 776 | 7695 | Rate Constraint in MTons | FALSE | L | Annual | Qualifying Generation | TWh | 47.9298 | 62.5415 | 78.1141 | 80.0146 | 86.0495 | 80.1134 | 79.7501
Ozone Season NOX Cap RCU - OH | 776 | 7695 | Rate Constraint in MTons | FALSE | L | Annual | Rate | lb/MWh | 0.28048 | 0.23619 | 0.17605 | 0.17428 | 0.16781 | 0.15823 | 0.17656
Ozone Season NOX Cap RCU - OH | 776 | 7695 | Rate Constraint in MTons | FALSE | L | Annual | Constraint Shadow Price | US2022$/Ton | 0 | 0 | 0 | 0 | 0 | 0 | 0
Ozone Season NOX Cap RCU - PA | 777 | 7696 | Rate Constraint in MTons | FALSE | L | Annual | Seasons Included | Seasons | Summer | Summer | Summer | Summer | Summer | Summer | Summer
Ozone Season NOX Cap RCU - PA | 777 | 7696 | Rate Constraint in MTons | FALSE | L | Annual | Standard NOX | Thousand Tons | 10.131 | 10.131 | 10.131 | 10.131 | 10.131 | 10.131 | 10.131
Ozone Season NOX Cap RCU - PA | 777 | 7696 | Rate Constraint in MTons | FALSE | L | Annual | Emissions at Affected Plants NOX | Thousand Tons | 10.131 | 10.0666 | 8.3049 | 6.9256 | 6.938 | 5.4604 | 5.5776
Ozone Season NOX Cap RCU - PA | 777 | 7696 | Rate Constraint in MTons | FALSE | L | Annual | Allowances Purchased NOX | Thousand Tons | 0 | 0 | 0 | 0 | 0 | 0 | 0
Ozone Season NOX Cap RCU - PA | 777 | 7696 | Rate Constraint in MTons | FALSE | L | Annual | Allowances Sold NOX | Thousand Tons | 0 | 0 | 0 | 0 | 0 | 0 | 0
Ozone Season NOX Cap RCU - PA | 777 | 7696 | Rate Constraint in MTons | FALSE | L | Annual | Allowances Banked | Thousand Tons | 0 | 0 | 0 | 0 | 0 | 0 | 0
Ozone Season NOX Cap RCU - PA | 777 | 7696 | Rate Constraint in MTons | FALSE | L | Annual | Allowances Withdrawn (1:1) | Thousand Tons | 0 | 0 | 0 | 0 | 0 | 0 | 0
Ozone Season NOX Cap RCU - PA | 777 | 7696 | Rate Constraint in MTons | FALSE | L | Annual | Allowances Withdrawn (1:n) | Thousand Tons | 0 | 0 | 0 | 0 | 0 | 0 | 0
Ozone Season NOX Cap RCU - PA | 777 | 7696 | Rate Constraint in MTons | FALSE | L | Annual | Total | Thousand Tons | 10.131 | 10.0666 | 8.3049 | 6.9256 | 6.938 | 5.4604 | 5.5776
Ozone Season NOX Cap RCU - PA | 777 | 7696 | Rate Constraint in MTons | FALSE | L | Annual | Fuel Consumed | TBtu | 635.7089 | 678.7025 | 827.1052 | 744.5526 | 696.4074 | 649.5128 | 680.9632
Ozone Season NOX Cap RCU - PA | 777 | 7696 | Rate Constraint in MTons | FALSE | L | Annual | Rate | lb/MMBtu | 0.031873 | 0.029664 | 0.020082 | 0.018603 | 0.019925 | 0.016814 | 0.016381
Ozone Season NOX Cap RCU - PA | 777 | 7696 | Rate Constraint in MTons | FALSE | L | Annual | Generation | TWh | 80.4324 | 128.7228 | 235.7309 | 263.0906 | 291.0997 | 305.209 | 322.7231
Ozone Season NOX Cap RCU - PA | 777 | 7696 | Rate Constraint in MTons | FALSE | L | Annual | Qualifying Generation | TWh | 78.6963 | 87.296 | 117.2312 | 108.6335 | 103.8608 | 100.0346 | 105.4348
Ozone Season NOX Cap RCU - PA | 777 | 7696 | Rate Constraint in MTons | FALSE | L | Annual | Rate | lb/MWh | 0.25747 | 0.23063 | 0.14168 | 0.1275 | 0.1336 | 0.10917 | 0.1058
Ozone Season NOX Cap RCU - PA | 777 | 7696 | Rate Constraint in MTons | FALSE | L | Annual | Constraint Shadow Price | US2022$/Ton | 1369.1732 | 0 | 0 | 0 | 0 | 0 | 0
Ozone Season NOX Cap RCU - Region | 778 | 7699 | Rate Constraint in MTons | FALSE | L | Annual | Seasons Included | Seasons | Summer | Summer | Summer | Summer | Summer | Summer | Summer
Ozone Season NOX Cap RCU - Region | 778 | 7699 | Rate Constraint in MTons | FALSE | L | Annual | Standard NOX | Thousand Tons | 96.974 | 96.974 | 96.974 | 96.974 | 96.974 | 96.974 | 96.974
Ozone Season NOX Cap RCU - Region | 778 | 7699 | Rate Constraint in MTons | FALSE | L | Annual | Emissions at Affected Plants NOX | Thousand Tons | 77.6865 | 79.6102 | 69.8134 | 65.9487 | 49.5619 | 39.6891 | 40.8608
Ozone Season NOX Cap RCU - Region | 778 | 7699 | Rate Constraint in MTons | FALSE | L | Annual | Allowances Purchased NOX | Thousand Tons | 0 | 0 | 0 | 0 | 0 | 0 | 0
Ozone Season NOX Cap RCU - Region | 778 | 7699 | Rate Constraint in MTons | FALSE | L | Annual | Allowances Sold NOX | Thousand Tons | 0 | 0 | 0 | 0 | 0 | 0 | 0
Ozone Season NOX Cap RCU - Region | 778 | 7699 | Rate Constraint in MTons | FALSE | L | Annual | Allowances Banked | Thousand Tons | 0 | 17.3638 | 0 | 0 | 0 | 0 | 0
Ozone Season NOX Cap RCU - Region | 778 | 7699 | Rate Constraint in MTons | FALSE | L | Annual | Allowances Withdrawn (1:1) | Thousand Tons | 0 | 0 | 0 | 0 | 0 | 0 | -4.9611
Ozone Season NOX Cap RCU - Region | 778 | 7699 | Rate Constraint in MTons | FALSE | L | Annual | Allowances Withdrawn (1:n) | Thousand Tons | 0 | 0 | 0 | 0 | 0 | 0 | 0
Ozone Season NOX Cap RCU - Region | 778 | 7699 | Rate Constraint in MTons | FALSE | L | Annual | Total | Thousand Tons | 77.6865 | 96.974 | 69.8134 | 65.9487 | 49.5619 | 39.6891 | 35.8997
Ozone Season NOX Cap RCU - Region | 778 | 7699 | Rate Constraint in MTons | FALSE | L | Annual | Fuel Consumed | TBtu | 3235.4402 | 3515.469 | 3993.9073 | 3889.6605 | 3311.891 | 3109.3209 | 3262.9784
Ozone Season NOX Cap RCU - Region | 778 | 7699 | Rate Constraint in MTons | FALSE | L | Annual | Rate | lb/MMBtu | 0.048022 | 0.045291 | 0.03496 | 0.03391 | 0.02993 | 0.025529 | 0.025045
Ozone Season NOX Cap RCU - Region | 778 | 7699 | Rate Constraint in MTons | FALSE | L | Annual | Generation | TWh | 398.6592 | 459.7398 | 576.8874 | 583.9578 | 530.8216 | 506.2471 | 530.9157
Ozone Season NOX Cap RCU - Region | 778 | 7699 | Rate Constraint in MTons | FALSE | L | Annual | Qualifying Generation | TWh | 396.1303 | 446.6459 | 535.579 | 533.3599 | 483.4533 | 465.9414 | 489.3796
Ozone Season NOX Cap RCU - Region | 778 | 7699 | Rate Constraint in MTons | FALSE | L | Annual | Rate | lb/MWh | 0.39223 | 0.35648 | 0.2607 | 0.2473 | 0.20503 | 0.17036 | 0.16699
Ozone Season NOX Cap RCU - Region | 778 | 7699 | Rate Constraint in MTons | FALSE | L | Annual | Constraint Shadow Price | US2022$/Ton | 0 | 0 | 0 | 0 | 0 | 0 | 0
Ozone Season NOX Cap RCU - VA | 779 | 7697 | Rate Constraint in MTons | FALSE | L | Annual | Seasons Included | Seasons | Summer | Summer | Summer | Summer | Summer | Summer | Summer
Ozone Season NOX Cap RCU - VA | 779 | 7697 | Rate Constraint in MTons | FALSE | L | Annual | Standard NOX | Thousand Tons | 4.432 | 4.432 | 4.432 | 4.432 | 4.432 | 4.432 | 4.432
Ozone Season NOX Cap RCU - VA | 779 | 7697 | Rate Constraint in MTons | FALSE | L | Annual | Emissions at Affected Plants NOX | Thousand Tons | 2.1335 | 1.5868 | 1.078 | 1.0991 | 0.85232 | 0.48668 | 0.52736
Ozone Season NOX Cap RCU - VA | 779 | 7697 | Rate Constraint in MTons | FALSE | L | Annual | Allowances Purchased NOX | Thousand Tons | 0 | 0 | 0 | 0 | 0 | 0 | 0
Ozone Season NOX Cap RCU - VA | 779 | 7697 | Rate Constraint in MTons | FALSE | L | Annual | Allowances Sold NOX | Thousand Tons | 0 | 0 | 0 | 0 | 0 | 0 | 0
Ozone Season NOX Cap RCU - VA | 779 | 7697 | Rate Constraint in MTons | FALSE | L | Annual | Allowances Banked | Thousand Tons | 0 | 0 | 0 | 0 | 0 | 0 | 0
Ozone Season NOX Cap RCU - VA | 779 | 7697 | Rate Constraint in MTons | FALSE | L | Annual | Allowances Withdrawn (1:1) | Thousand Tons | 0 | 0 | 0 | 0 | 0 | 0 | 0
Ozone Season NOX Cap RCU - VA | 779 | 7697 | Rate Constraint in MTons | FALSE | L | Annual | Allowances Withdrawn (1:n) | Thousand Tons | 0 | 0 | 0 | 0 | 0 | 0 | 0
Ozone Season NOX Cap RCU - VA | 779 | 7697 | Rate Constraint in MTons | FALSE | L | Annual | Total | Thousand Tons | 2.1335 | 1.5868 | 1.078 | 1.0991 | 0.85232 | 0.48668 | 0.52736
Ozone Season NOX Cap RCU - VA | 779 | 7697 | Rate Constraint in MTons | FALSE | L | Annual | Fuel Consumed | TBtu | 200.3565 | 205.6839 | 191.2314 | 195.2854 | 121.2226 | 90.4059 | 97.283
Ozone Season NOX Cap RCU - VA | 779 | 7697 | Rate Constraint in MTons | FALSE | L | Annual | Rate | lb/MMBtu | 0.021297 | 0.015429 | 0.011274 | 0.011256 | 0.014062 | 0.010766 | 0.010842
Ozone Season NOX Cap RCU - VA | 779 | 7697 | Rate Constraint in MTons | FALSE | L | Annual | Generation | TWh | 28.8068 | 69.1817 | 161.5035 | 206.7442 | 227.2912 | 247.7603 | 265.6388
Ozone Season NOX Cap RCU - VA | 779 | 7697 | Rate Constraint in MTons | FALSE | L | Annual | Qualifying Generation | TWh | 26.9848 | 28.7067 | 27.8139 | 28.4742 | 18.3419 | 14.4473 | 15.5491
Ozone Season NOX Cap RCU - VA | 779 | 7697 | Rate Constraint in MTons | FALSE | L | Annual | Rate | lb/MWh | 0.15813 | 0.11055 | 0.077514 | 0.077201 | 0.092938 | 0.067373 | 0.067832
Ozone Season NOX Cap RCU - VA | 779 | 7697 | Rate Constraint in MTons | FALSE | L | Annual | Constraint Shadow Price | US2022$/Ton | 0 | 0 | 0 | 0 | 0 | 0 | 0
Ozone Season NOX Cap RCU - WV | 780 | 7698 | Rate Constraint in MTons | FALSE | L | Annual | Seasons Included | Seasons | Summer | Summer | Summer | Summer | Summer | Summer | Summer
Ozone Season NOX Cap RCU - WV | 780 | 7698 | Rate Constraint in MTons | FALSE | L | Annual | Standard NOX | Thousand Tons | 15.589 | 15.589 | 15.589 | 15.589 | 15.589 | 15.589 | 15.589
Ozone Season NOX Cap RCU - WV | 780 | 7698 | Rate Constraint in MTons | FALSE | L | Annual | Emissions at Affected Plants NOX | Thousand Tons | 13.8809 | 14.7007 | 15.589 | 15.54 | 10.5168 | 7.6106 | 7.7228
Ozone Season NOX Cap RCU - WV | 780 | 7698 | Rate Constraint in MTons | FALSE | L | Annual | Allowances Purchased NOX | Thousand Tons | 0 | 0 | 0 | 0 | 0 | 0 | 0
Ozone Season NOX Cap RCU - WV | 780 | 7698 | Rate Constraint in MTons | FALSE | L | Annual | Allowances Sold NOX | Thousand Tons | 0 | 0 | 0 | 0 | 0 | 0 | 0
Ozone Season NOX Cap RCU - WV | 780 | 7698 | Rate Constraint in MTons | FALSE | L | Annual | Allowances Banked | Thousand Tons | 0 | 0 | 0 | 0 | 0 | 0 | 0
Ozone Season NOX Cap RCU - WV | 780 | 7698 | Rate Constraint in MTons | FALSE | L | Annual | Allowances Withdrawn (1:1) | Thousand Tons | 0 | 0 | 0 | 0 | 0 | 0 | 0
Ozone Season NOX Cap RCU - WV | 780 | 7698 | Rate Constraint in MTons | FALSE | L | Annual | Allowances Withdrawn (1:n) | Thousand Tons | 0 | 0 | 0 | 0 | 0 | 0 | 0
Ozone Season NOX Cap RCU - WV | 780 | 7698 | Rate Constraint in MTons | FALSE | L | Annual | Total | Thousand Tons | 13.8809 | 14.7007 | 15.589 | 15.54 | 10.5168 | 7.6106 | 7.7228
Ozone Season NOX Cap RCU - WV | 780 | 7698 | Rate Constraint in MTons | FALSE | L | Annual | Fuel Consumed | TBtu | 283.4794 | 393.0817 | 573.6575 | 599.1995 | 533.0291 | 488.2469 | 508.6503
Ozone Season NOX Cap RCU - WV | 780 | 7698 | Rate Constraint in MTons | FALSE | L | Annual | Rate | lb/MMBtu | 0.097932 | 0.074797 | 0.05435 | 0.051869 | 0.03946 | 0.031175 | 0.030366
Ozone Season NOX Cap RCU - WV | 780 | 7698 | Rate Constraint in MTons | FALSE | L | Annual | Generation | TWh | 29.8486 | 65.7172 | 137.6276 | 155.0105 | 170.4858 | 173.242 | 176.8194
Ozone Season NOX Cap RCU - WV | 780 | 7698 | Rate Constraint in MTons | FALSE | L | Annual | Qualifying Generation | TWh | 28.3072 | 45.75 | 71.0743 | 75.405 | 76.6368 | 73.0912 | 76.2797
Ozone Season NOX Cap RCU - WV | 780 | 7698 | Rate Constraint in MTons | FALSE | L | Annual | Rate | lb/MWh | 0.98073 | 0.64266 | 0.43867 | 0.41217 | 0.27446 | 0.20825 | 0.20249
Ozone Season NOX Cap RCU - WV | 780 | 7698 | Rate Constraint in MTons | FALSE | L | Annual | Constraint Shadow Price | US2022$/Ton | 0 | 0 | 904.2909 | 0 | 0 | 0 | 0
Ozone Season NOX Transport - AL | 804 | 7044 | Rate Constraint in MTons | FALSE | L | Annual | Seasons Included | Seasons | Summer | Summer | Summer | Summer | Summer | Summer | Summer
Ozone Season NOX Transport - AL | 804 | 7044 | Rate Constraint in MTons | FALSE | L | Annual | Standard NOX | Thousand Tons | 15.985 | 15.985 | 15.985 | 15.985 | 15.985 | 15.985 | 15.985
Ozone Season NOX Transport - AL | 804 | 7044 | Rate Constraint in MTons | FALSE | L | Annual | Emissions at Affected Plants NOX | Thousand Tons | 5.1841 | 5.4307 | 5.1827 | 5.0847 | 3.9425 | 3.9488 | 4.1212
Ozone Season NOX Transport - AL | 804 | 7044 | Rate Constraint in MTons | FALSE | L | Annual | Allowances Purchased NOX | Thousand Tons | 0 | 0 | 0 | 0 | 0 | 0 | 0
Ozone Season NOX Transport - AL | 804 | 7044 | Rate Constraint in MTons | FALSE | L | Annual | Allowances Sold NOX | Thousand Tons | 0 | 0 | 0 | 0 | 0 | 0 | 0
Ozone Season NOX Transport - AL | 804 | 7044 | Rate Constraint in MTons | FALSE | L | Annual | Allowances Banked | Thousand Tons | 0 | 0 | 0 | 0 | 0 | 0 | 0
Ozone Season NOX Transport - AL | 804 | 7044 | Rate Constraint in MTons | FALSE | L | Annual | Allowances Withdrawn (1:1) | Thousand Tons | 0 | 0 | 0 | 0 | 0 | 0 | 0
Ozone Season NOX Transport - AL | 804 | 7044 | Rate Constraint in MTons | FALSE | L | Annual | Allowances Withdrawn (1:n) | Thousand Tons | 0 | 0 | 0 | 0 | 0 | 0 | 0
Ozone Season NOX Transport - AL | 804 | 7044 | Rate Constraint in MTons | FALSE | L | Annual | Total | Thousand Tons | 5.1841 | 5.4307 | 5.1827 | 5.0847 | 3.9425 | 3.9488 | 4.1212
Ozone Season NOX Transport - AL | 804 | 7044 | Rate Constraint in MTons | FALSE | L | Annual | Fuel Consumed | TBtu | 358.4176 | 369.3651 | 372.8814 | 373.1546 | 269.0531 | 247.5158 | 274.7009
Ozone Season NOX Transport - AL | 804 | 7044 | Rate Constraint in MTons | FALSE | L | Annual | Rate | lb/MMBtu | 0.028928 | 0.029405 | 0.027798 | 0.027252 | 0.029306 | 0.031908 | 0.030005
Ozone Season NOX Transport - AL | 804 | 7044 | Rate Constraint in MTons | FALSE | L | Annual | Generation | TWh | 46.0518 | 53.1441 | 68.813 | 81.4729 | 80.8704 | 79.1286 | 93.9975
Ozone Season NOX Transport - AL | 804 | 7044 | Rate Constraint in MTons | FALSE | L | Annual | Qualifying Generation | TWh | 46.0518 | 47.516 | 48.5463 | 49.2475 | 37.0519 | 34.1249 | 38.3494
Ozone Season NOX Transport - AL | 804 | 7044 | Rate Constraint in MTons | FALSE | L | Annual | Rate | lb/MWh | 0.22514 | 0.22858 | 0.21352 | 0.2065 | 0.21281 | 0.23143 | 0.21493
Ozone Season NOX Transport - AL | 804 | 7044 | Rate Constraint in MTons | FALSE | L | Annual | Constraint Shadow Price | US2022$/Ton | 0 | 0 | 0 | 0 | 0 | 0 | 0
Ozone Season NOX Transport - AR | 805 | 7045 | Rate Constraint in MTons | FALSE | L | Annual | Seasons Included | Seasons | Summer | Summer | Summer | Summer | Summer | Summer | Summer
Ozone Season NOX Transport - AR | 805 | 7045 | Rate Constraint in MTons | FALSE | L | Annual | Standard NOX | Thousand Tons | 11.144 | 11.144 | 11.144 | 11.144 | 11.144 | 11.144 | 11.144
Ozone Season NOX Transport - AR | 805 | 7045 | Rate Constraint in MTons | FALSE | L | Annual | Emissions at Affected Plants NOX | Thousand Tons | 7.7237 | 7.5118 | 7.1895 | 6.9316 | 6.0648 | 6.0292 | 6.0376
Ozone Season NOX Transport - AR | 805 | 7045 | Rate Constraint in MTons | FALSE | L | Annual | Allowances Purchased NOX | Thousand Tons | 0 | 0 | 0 | 0 | 0 | 0 | 0
Ozone Season NOX Transport - AR | 805 | 7045 | Rate Constraint in MTons | FALSE | L | Annual | Allowances Sold NOX | Thousand Tons | 0 | 0 | 0 | 0 | 0 | 0 | 0
Ozone Season NOX Transport - AR | 805 | 7045 | Rate Constraint in MTons | FALSE | L | Annual | Allowances Banked | Thousand Tons | 0 | 0 | 0 | 0 | 0 | 0 | 0
Ozone Season NOX Transport - AR | 805 | 7045 | Rate Constraint in MTons | FALSE | L | Annual | Allowances Withdrawn (1:1) | Thousand Tons | 0 | 0 | 0 | 0 | 0 | 0 | 0
Ozone Season NOX Transport - AR | 805 | 7045 | Rate Constraint in MTons | FALSE | L | Annual | Allowances Withdrawn (1:n) | Thousand Tons | 0 | 0 | 0 | 0 | 0 | 0 | 0
Ozone Season NOX Transport - AR | 805 | 7045 | Rate Constraint in MTons | FALSE | L | Annual | Total | Thousand Tons | 7.7237 | 7.5118 | 7.1895 | 6.9316 | 6.0648 | 6.0292 | 6.0376
Ozone Season NOX Transport - AR | 805 | 7045 | Rate Constraint in MTons | FALSE | L | Annual | Fuel Consumed | TBtu | 195.7619 | 187.1808 | 164.0607 | 134.8049 | 91.1614 | 89.8118 | 91.4241
Ozone Season NOX Transport - AR | 805 | 7045 | Rate Constraint in MTons | FALSE | L | Annual | Rate | lb/MMBtu | 0.078909 | 0.080263 | 0.087645 | 0.10284 | 0.13306 | 0.13426 | 0.13208
Ozone Season NOX Transport - AR | 805 | 7045 | Rate Constraint in MTons | FALSE | L | Annual | Generation | TWh | 22.8809 | 21.6412 | 17.9976 | 14.0204 | 9.2686 | 9.0768 | 9.4046
Ozone Season NOX Transport - AR | 805 | 7045 | Rate Constraint in MTons | FALSE | L | Annual | Qualifying Generation | TWh | 22.8809 | 21.6412 | 17.9976 | 14.0204 | 9.2686 | 9.0714 | 9.2537
Ozone Season NOX Transport - AR | 805 | 7045 | Rate Constraint in MTons | FALSE | L | Annual | Rate | lb/MWh | 0.67512 | 0.69422 | 0.79895 | 0.98879 | 1.3087 | 1.3293 | 1.3049
Ozone Season NOX Transport - AR | 805 | 7045 | Rate Constraint in MTons | FALSE | L | Annual | Constraint Shadow Price | US2022$/Ton | 0 | 0 | 0 | 0 | 0 | 0 | 0
Ozone Season NOX Transport - GA | 806 | 7046 | Rate Constraint in MTons | FALSE | L | Annual | Seasons Included | Seasons | Summer | Summer | Summer | Summer | Summer | Summer | Summer
Ozone Season NOX Transport - GA | 806 | 7046 | Rate Constraint in MTons | FALSE | L | Annual | Standard NOX | Thousand Tons | 29.09 | 29.09 | 29.09 | 29.09 | 29.09 | 29.09 | 29.09
Ozone Season NOX Transport - GA | 806 | 7046 | Rate Constraint in MTons | FALSE | L | Annual | Emissions at Affected Plants NOX | Thousand Tons | 1.2415 | 4.2462 | 5.4619 | 5.5116 | 5.3237 | 4.0723 | 4.3388
Ozone Season NOX Transport - GA | 806 | 7046 | Rate Constraint in MTons | FALSE | L | Annual | Allowances Purchased NOX | Thousand Tons | 0 | 0 | 0 | 0 | 0 | 0 | 0
Ozone Season NOX Transport - GA | 806 | 7046 | Rate Constraint in MTons | FALSE | L | Annual | Allowances Sold NOX | Thousand Tons | 0 | 0 | 0 | 0 | 0 | 0 | 0
Ozone Season NOX Transport - GA | 806 | 7046 | Rate Constraint in MTons | FALSE | L | Annual | Allowances Banked | Thousand Tons | 0 | 0 | 0 | 0 | 0 | 0 | 0
Ozone Season NOX Transport - GA | 806 | 7046 | Rate Constraint in MTons | FALSE | L | Annual | Allowances Withdrawn (1:1) | Thousand Tons | 0 | 0 | 0 | 0 | 0 | 0 | 0
Ozone Season NOX Transport - GA | 806 | 7046 | Rate Constraint in MTons | FALSE | L | Annual | Allowances Withdrawn (1:n) | Thousand Tons | 0 | 0 | 0 | 0 | 0 | 0 | 0
Ozone Season NOX Transport - GA | 806 | 7046 | Rate Constraint in MTons | FALSE | L | Annual | Total | Thousand Tons | 1.2415 | 4.2462 | 5.4619 | 5.5116 | 5.3237 | 4.0723 | 4.3388
Ozone Season NOX Transport - GA | 806 | 7046 | Rate Constraint in MTons | FALSE | L | Annual | Fuel Consumed | TBtu | 188.1725 | 268.6181 | 337.1783 | 344.3652 | 298.0725 | 261.3879 | 301.7983
Ozone Season NOX Transport - GA | 806 | 7046 | Rate Constraint in MTons | FALSE | L | Annual | Rate | lb/MMBtu | 0.013196 | 0.031615 | 0.032398 | 0.03201 | 0.035721 | 0.031159 | 0.028753
Ozone Season NOX Transport - GA | 806 | 7046 | Rate Constraint in MTons | FALSE | L | Annual | Generation | TWh | 26.5765 | 49.4244 | 109.2575 | 128.8939 | 136.4004 | 132.9714 | 150.0705
Ozone Season NOX Transport - GA | 806 | 7046 | Rate Constraint in MTons | FALSE | L | Annual | Qualifying Generation | TWh | 26.1283 | 33.8882 | 42.8858 | 44.3589 | 38.8055 | 35.0535 | 41.8108
Ozone Season NOX Transport - GA | 806 | 7046 | Rate Constraint in MTons | FALSE | L | Annual | Rate | lb/MWh | 0.095034 | 0.2506 | 0.25472 | 0.2485 | 0.27438 | 0.23235 | 0.20754
Ozone Season NOX Transport - GA | 806 | 7046 | Rate Constraint in MTons | FALSE | L | Annual | Constraint Shadow Price | US2022$/Ton | 0 | 0 | 0 | 0 | 0 | 0 | 0
Ozone Season NOX Transport - IA | 807 | 7047 | Rate Constraint in MTons | FALSE | L | Annual | Seasons Included | Seasons | Summer | Summer | Summer | Summer | Summer | Summer | Summer
Ozone Season NOX Transport - IA | 807 | 7047 | Rate Constraint in MTons | FALSE | L | Annual | Standard NOX | Thousand Tons | 13.639 | 13.639 | 13.639 | 13.639 | 13.639 | 13.639 | 13.639
Ozone Season NOX Transport - IA | 807 | 7047 | Rate Constraint in MTons | FALSE | L | Annual | Emissions at Affected Plants NOX | Thousand Tons | 10.1197 | 10.6673 | 10.4859 | 10.4017 | 10.3776 | 10.3686 | 10.3652
Ozone Season NOX Transport - IA | 807 | 7047 | Rate Constraint in MTons | FALSE | L | Annual | Allowances Purchased NOX | Thousand Tons | 0 | 0 | 0 | 0 | 0 | 0 | 0
Ozone Season NOX Transport - IA | 807 | 7047 | Rate Constraint in MTons | FALSE | L | Annual | Allowances Sold NOX | Thousand Tons | 0 | 0 | 0 | 0 | 0 | 0 | 0
Ozone Season NOX Transport - IA | 807 | 7047 | Rate Constraint in MTons | FALSE | L | Annual | Allowances Banked | Thousand Tons | 0 | 0 | 0 | 0 | 0 | 0 | 0
Ozone Season NOX Transport - IA | 807 | 7047 | Rate Constraint in MTons | FALSE | L | Annual | Allowances Withdrawn (1:1) | Thousand Tons | 0 | 0 | 0 | 0 | 0 | 0 | 0
Ozone Season NOX Transport - IA | 807 | 7047 | Rate Constraint in MTons | FALSE | L | Annual | Allowances Withdrawn (1:n) | Thousand Tons | 0 | 0 | 0 | 0 | 0 | 0 | 0
Ozone Season NOX Transport - IA | 807 | 7047 | Rate Constraint in MTons | FALSE | L | Annual | Total | Thousand Tons | 10.1197 | 10.6673 | 10.4859 | 10.4017 | 10.3776 | 10.3686 | 10.3652
Ozone Season NOX Transport - IA | 807 | 7047 | Rate Constraint in MTons | FALSE | L | Annual | Fuel Consumed | TBtu | 175.1581 | 182.0617 | 177.06 | 153.293 | 146.389 | 144.418 | 143.6313
Ozone Season NOX Transport - IA | 807 | 7047 | Rate Constraint in MTons | FALSE | L | Annual | Rate | lb/MMBtu | 0.11555 | 0.11718 | 0.11844 | 0.13571 | 0.14178 | 0.14359 | 0.14433
Ozone Season NOX Transport - IA | 807 | 7047 | Rate Constraint in MTons | FALSE | L | Annual | Generation | TWh | 19.4393 | 21.0818 | 26.8116 | 20.9617 | 19.2526 | 17.9499 | 16.6803
Ozone Season NOX Transport - IA | 807 | 7047 | Rate Constraint in MTons | FALSE | L | Annual | Qualifying Generation | TWh | 18.9561 | 19.624 | 19.0486 | 15.7644 | 14.804 | 14.5142 | 14.3802
Ozone Season NOX Transport - IA | 807 | 7047 | Rate Constraint in MTons | FALSE | L | Annual | Rate | lb/MWh | 1.0677 | 1.0872 | 1.101 | 1.3196 | 1.402 | 1.4287 | 1.4416
Ozone Season NOX Transport - IA | 807 | 7047 | Rate Constraint in MTons | FALSE | L | Annual | Constraint Shadow Price | US2022$/Ton | 0 | 0 | 0 | 0 | 0 | 0 | 0
Ozone Season NOX Transport - KS | 808 | 7050 | Rate Constraint in MTons | FALSE | L | Annual | Seasons Included | Seasons | Summer | Summer | Summer | Summer | Summer | Summer | Summer
Ozone Season NOX Transport - KS | 808 | 7050 | Rate Constraint in MTons | FALSE | L | Annual | Standard NOX | Thousand Tons | 9.713 | 9.713 | 9.713 | 9.713 | 9.713 | 9.713 | 9.713
Ozone Season NOX Transport - KS | 808 | 7050 | Rate Constraint in MTons | FALSE | L | Annual | Emissions at Affected Plants NOX | Thousand Tons | 6.2951 | 7.1589 | 6.2273 | 6.1905 | 4.6069 | 3.4664 | 3.5234
Ozone Season NOX Transport - KS | 808 | 7050 | Rate Constraint in MTons | FALSE | L | Annual | Allowances Purchased NOX | Thousand Tons | 0 | 0 | 0 | 0 | 0 | 0 | 0
Ozone Season NOX Transport - KS | 808 | 7050 | Rate Constraint in MTons | FALSE | L | Annual | Allowances Sold NOX | Thousand Tons | 0 | 0 | 0 | 0 | 0 | 0 | 0
Ozone Season NOX Transport - KS | 808 | 7050 | Rate Constraint in MTons | FALSE | L | Annual | Allowances Banked | Thousand Tons | 0 | 0 | 0 | 0 | 0 | 0 | 0
Ozone Season NOX Transport - KS | 808 | 7050 | Rate Constraint in MTons | FALSE | L | Annual | Allowances Withdrawn (1:1) | Thousand Tons | 0 | 0 | 0 | 0 | 0 | 0 | 0
Ozone Season NOX Transport - KS | 808 | 7050 | Rate Constraint in MTons | FALSE | L | Annual | Allowances Withdrawn (1:n) | Thousand Tons | 0 | 0 | 0 | 0 | 0 | 0 | 0
Ozone Season NOX Transport - KS | 808 | 7050 | Rate Constraint in MTons | FALSE | L | Annual | Total | Thousand Tons | 6.2951 | 7.1589 | 6.2273 | 6.1905 | 4.6069 | 3.4664 | 3.5234
Ozone Season NOX Transport - KS | 808 | 7050 | Rate Constraint in MTons | FALSE | L | Annual | Fuel Consumed | TBtu | 129.5937 | 143.1799 | 139.8907 | 137.4984 | 89.3559 | 70.6168 | 73.2875
Ozone Season NOX Transport - KS | 808 | 7050 | Rate Constraint in MTons | FALSE | L | Annual | Rate | lb/MMBtu | 0.097151 | 0.099999 | 0.08903 | 0.090044 | 0.10311 | 0.098174 | 0.096152
Ozone Season NOX Transport - KS | 808 | 7050 | Rate Constraint in MTons | FALSE | L | Annual | Generation | TWh | 11.8847 | 13.0411 | 11.2968 | 10.9943 | 7.654 | 6.1263 | 6.6057
Ozone Season NOX Transport - KS | 808 | 7050 | Rate Constraint in MTons | FALSE | L | Annual | Qualifying Generation | TWh | 11.8847 | 13.0411 | 11.2968 | 10.9943 | 7.654 | 6.0199 | 6.2925
Ozone Season NOX Transport - KS | 808 | 7050 | Rate Constraint in MTons | FALSE | L | Annual | Rate | lb/MWh | 1.0594 | 1.0979 | 1.1025 | 1.1261 | 1.2038 | 1.1516 | 1.1199
Ozone Season NOX Transport - KS | 808 | 7050 | Rate Constraint in MTons | FALSE | L | Annual | Constraint Shadow Price | US2022$/Ton | 0 | 0 | 0 | 0 | 0 | 0 | 0
Ozone Season NOX Transport - MO | 809 | 7055 | Rate Constraint in MTons | FALSE | L | Annual | Seasons Included | Seasons | Summer | Summer | Summer | Summer | Summer | Summer | Summer
Ozone Season NOX Transport - MO | 809 | 7055 | Rate Constraint in MTons | FALSE | L | Annual | Standard NOX | Thousand Tons | 19.094 | 19.094 | 19.094 | 19.094 | 19.094 | 19.094 | 19.094
Ozone Season NOX Transport - MO | 809 | 7055 | Rate Constraint in MTons | FALSE | L | Annual | Emissions at Affected Plants NOX | Thousand Tons | 13.0873 | 10.9872 | 11.1717 | 11.0379 | 10.7285 | 10.5915 | 10.5379
Ozone Season NOX Transport - MO | 809 | 7055 | Rate Constraint in MTons | FALSE | L | Annual | Allowances Purchased NOX | Thousand Tons | 0 | 0 | 0 | 0 | 0 | 0 | 0
Ozone Season NOX Transport - MO | 809 | 7055 | Rate Constraint in MTons | FALSE | L | Annual | Allowances Sold NOX | Thousand Tons | 0 | 0 | 0 | 0 | 0 | 0 | 0
Ozone Season NOX Transport - MO | 809 | 7055 | Rate Constraint in MTons | FALSE | L | Annual | Allowances Banked | Thousand Tons | 0 | 0 | 0 | 0 | 0 | 0 | 0
Ozone Season NOX Transport - MO | 809 | 7055 | Rate Constraint in MTons | FALSE | L | Annual | Allowances Withdrawn (1:1) | Thousand Tons | 0 | 0 | 0 | 0 | 0 | 0 | 0
Ozone Season NOX Transport - MO | 809 | 7055 | Rate Constraint in MTons | FALSE | L | Annual | Allowances Withdrawn (1:n) | Thousand Tons | 0 | 0 | 0 | 0 | 0 | 0 | 0
Ozone Season NOX Transport - MO | 809 | 7055 | Rate Constraint in MTons | FALSE | L | Annual | Total | Thousand Tons | 13.0873 | 10.9872 | 11.1717 | 11.0379 | 10.7285 | 10.5915 | 10.5379
Ozone Season NOX Transport - MO | 809 | 7055 | Rate Constraint in MTons | FALSE | L | Annual | Fuel Consumed | TBtu | 257.6259 | 250.8518 | 280.9172 | 259.1087 | 246.3212 | 239.1036 | 233.0652
Ozone Season NOX Transport - MO | 809 | 7055 | Rate Constraint in MTons | FALSE | L | Annual | Rate | lb/MMBtu | 0.1016 | 0.087599 | 0.079537 | 0.085199 | 0.08711 | 0.088593 | 0.090429
Ozone Season NOX Transport - MO | 809 | 7055 | Rate Constraint in MTons | FALSE | L | Annual | Generation | TWh | 25.8149 | 25.9466 | 31.6299 | 28.1181 | 26.4781 | 25.6139 | 24.7676
Ozone Season NOX Transport - MO | 809 | 7055 | Rate Constraint in MTons | FALSE | L | Annual | Qualifying Generation | TWh | 25.8048 | 25.8294 | 30.9078 | 27.6311 | 26.0638 | 25.0194 | 23.9844
Ozone Season NOX Transport - MO | 809 | 7055 | Rate Constraint in MTons | FALSE | L | Annual | Rate | lb/MWh | 1.0143 | 0.85075 | 0.7229 | 0.79895 | 0.82325 | 0.84666 | 0.87873
Ozone Season NOX Transport - MO | 809 | 7055 | Rate Constraint in MTons | FALSE | L | Annual | Constraint Shadow Price | US2022$/Ton | 0 | 0 | 0 | 0 | 0 | 0 | 0
Ozone Season NOX Transport - MS | 810 | 7056 | Rate Constraint in MTons | FALSE | L | Annual | Seasons Included | Seasons | Summer | Summer | Summer | Summer | Summer | Summer | Summer
Ozone Season NOX Transport - MS | 810 | 7056 | Rate Constraint in MTons | FALSE | L | Annual | Standard NOX | Thousand Tons | 7.641 | 7.641 | 7.641 | 7.641 | 7.641 | 7.641 | 7.641
Ozone Season NOX Transport - MS | 810 | 7056 | Rate Constraint in MTons | FALSE | L | Annual | Emissions at Affected Plants NOX | Thousand Tons | 2.2092 | 2.0871 | 1.8431 | 1.5599 | 1.0826 | 1.0614 | 1.0614
Ozone Season NOX Transport - MS | 810 | 7056 | Rate Constraint in MTons | FALSE | L | Annual | Allowances Purchased NOX | Thousand Tons | 0 | 0 | 0 | 0 | 0 | 0 | 0
Ozone Season NOX Transport - MS | 810 | 7056 | Rate Constraint in MTons | FALSE | L | Annual | Allowances Sold NOX | Thousand Tons | 0 | 0 | 0 | 0 | 0 | 0 | 0
Ozone Season NOX Transport - MS | 810 | 7056 | Rate Constraint in MTons | FALSE | L | Annual | Allowances Banked | Thousand Tons | 0 | 0 | 0 | 0 | 0 | 0 | 0
Ozone Season NOX Transport - MS | 810 | 7056 | Rate Constraint in MTons | FALSE | L | Annual | Allowances Withdrawn (1:1) | Thousand Tons | 0 | 0 | 0 | 0 | 0 | 0 | 0
Ozone Season NOX Transport - MS | 810 | 7056 | Rate Constraint in MTons | FALSE | L | Annual | Allowances Withdrawn (1:n) | Thousand Tons | 0 | 0 | 0 | 0 | 0 | 0 | 0
Ozone Season NOX Transport - MS | 810 | 7056 | Rate Constraint in MTons | FALSE | L | Annual | Total | Thousand Tons | 2.2092 | 2.0871 | 1.8431 | 1.5599 | 1.0826 | 1.0614 | 1.0614
Ozone Season NOX Transport - MS | 810 | 7056 | Rate Constraint in MTons | FALSE | L | Annual | Fuel Consumed | TBtu | 202.5877 | 209.0322 | 179.4515 | 139.2155 | 95.8705 | 92.0615 | 92.4329
Ozone Season NOX Transport - MS | 810 | 7056 | Rate Constraint in MTons | FALSE | L | Annual | Rate | lb/MMBtu | 0.02181 | 0.019969 | 0.020542 | 0.02241 | 0.022585 | 0.02306 | 0.022966
Ozone Season NOX Transport - MS | 810 | 7056 | Rate Constraint in MTons | FALSE | L | Annual | Generation | TWh | 27.3808 | 34.3235 | 48.0684 | 56.662 | 67.6574 | 70.1815 | 85.6197
Ozone Season NOX Transport - MS | 810 | 7056 | Rate Constraint in MTons | FALSE | L | Annual | Qualifying Generation | TWh | 27.3808 | 28.5379 | 24.0704 | 18.8119 | 14.3428 | 13.7415 | 13.7817
Ozone Season NOX Transport - MS | 810 | 7056 | Rate Constraint in MTons | FALSE | L | Annual | Rate | lb/MWh | 0.16137 | 0.14627 | 0.15314 | 0.16584 | 0.15096 | 0.15449 | 0.15403
Ozone Season NOX Transport - MS | 810 | 7056 | Rate Constraint in MTons | FALSE | L | Annual | Constraint Shadow Price | US2022$/Ton | 0 | 0 | 0 | 0 | 0 | 0 | 0
Ozone Season NOX Transport - OK | 811 | 7060 | Rate Constraint in MTons | FALSE | L | Annual | Seasons Included | Seasons | Summer | Summer | Summer | Summer | Summer | Summer | Summer
Ozone Season NOX Transport - OK | 811 | 7060 | Rate Constraint in MTons | FALSE | L | Annual | Standard NOX | Thousand Tons | 14.086 | 14.086 | 14.086 | 14.086 | 14.086 | 14.086 | 14.086
Ozone Season NOX Transport - OK | 811 | 7060 | Rate Constraint in MTons | FALSE | L | Annual | Emissions at Affected Plants NOX | Thousand Tons | 5.8364 | 8.8774 | 5.9901 | 4.8988 | 3.7696 | 2.6225 | 2.7773
Ozone Season NOX Transport - OK | 811 | 7060 | Rate Constraint in MTons | FALSE | L | Annual | Allowances Purchased NOX | Thousand Tons | 0 | 0 | 0 | 0 | 0 | 0 | 0
Ozone Season NOX Transport - OK | 811 | 7060 | Rate Constraint in MTons | FALSE | L | Annual | Allowances Sold NOX | Thousand Tons | 0 | 0 | 0 | 0 | 0 | 0 | 0
Ozone Season NOX Transport - OK | 811 | 7060 | Rate Constraint in MTons | FALSE | L | Annual | Allowances Banked | Thousand Tons | 0 | 0 | 0 | 0 | 0 | 0 | 0
Ozone Season NOX Transport - OK | 811 | 7060 | Rate Constraint in MTons | FALSE | L | Annual | Allowances Withdrawn (1:1) | Thousand Tons | 0 | 0 | 0 | 0 | 0 | 0 | 0
Ozone Season NOX Transport - OK | 811 | 7060 | Rate Constraint in MTons | FALSE | L | Annual | Allowances Withdrawn (1:n) | Thousand Tons | 0 | 0 | 0 | 0 | 0 | 0 | 0
Ozone Season NOX Transport - OK | 811 | 7060 | Rate Constraint in MTons | FALSE | L | Annual | Total | Thousand Tons | 5.8364 | 8.8774 | 5.9901 | 4.8988 | 3.7696 | 2.6225 | 2.7773
Ozone Season NOX Transport - OK | 811 | 7060 | Rate Constraint in MTons | FALSE | L | Annual | Fuel Consumed | TBtu | 184.1884 | 211.946 | 175.7646 | 95.1698 | 37.0976 | 25.1791 | 28.967
Ozone Season NOX Transport - OK | 811 | 7060 | Rate Constraint in MTons | FALSE | L | Annual | Rate | lb/MMBtu | 0.063374 | 0.083771 | 0.06816 | 0.10295 | 0.20322 | 0.20831 | 0.19175
Ozone Season NOX Transport - OK | 811 | 7060 | Rate Constraint in MTons | FALSE | L | Annual | Generation | TWh | 23.0065 | 24.9408 | 19.4504 | 8.3879 | 3.4 | 2.8215 | 3.4489
Ozone Season NOX Transport - OK | 811 | 7060 | Rate Constraint in MTons | FALSE | L | Annual | Qualifying Generation | TWh | 23.0065 | 24.9408 | 19.4504 | 8.3879 | 3.4 | 2.3108 | 2.6627
Ozone Season NOX Transport - OK | 811 | 7060 | Rate Constraint in MTons | FALSE | L | Annual | Rate | lb/MWh | 0.50737 | 0.71188 | 0.61594 | 1.1681 | 2.2174 | 2.2698 | 2.086
Ozone Season NOX Transport - OK | 811 | 7060 | Rate Constraint in MTons | FALSE | L | Annual | Constraint Shadow Price | US2022$/Ton | 0 | 0 | 0 | 0 | 0 | 0 | 0
Ozone Season NOX Transport - Region 1 | 812 | 7062 | Rate Constraint in MTons | FALSE | L | Annual | Seasons Included | Seasons | Summer | Summer | Summer | Summer | Summer | Summer | Summer
Ozone Season NOX Transport - Region 1 | 812 | 7062 | Rate Constraint in MTons | FALSE | L | Annual | Standard NOX | Thousand Tons | 143.408 | 143.408 | 143.408 | 143.408 | 143.408 | 143.408 | 143.408
Ozone Season NOX Transport - Region 1 | 812 | 7062 | Rate Constraint in MTons | FALSE | L | Annual | Emissions at Affected Plants NOX | Thousand Tons | 86.7284 | 88.7992 | 78.6625 | 73.0908 | 63.6485 | 59.9205 | 60.4302
Ozone Season NOX Transport - Region 1 | 812 | 7062 | Rate Constraint in MTons | FALSE | L | Annual | Allowances Purchased NOX | Thousand Tons | 0 | 0 | 0 | 0 | 0 | 0 | 0
Ozone Season NOX Transport - Region 1 | 812 | 7062 | Rate Constraint in MTons | FALSE | L | Annual | Allowances Sold NOX | Thousand Tons | 0 | 0 | 0 | 0 | 0 | 0 | 0
Ozone Season NOX Transport - Region 1 | 812 | 7062 | Rate Constraint in MTons | FALSE | L | Annual | Allowances Banked | Thousand Tons | 0 | 0 | 0 | 0 | 0 | 0 | 0
Ozone Season NOX Transport - Region 1 | 812 | 7062 | Rate Constraint in MTons | FALSE | L | Annual | Allowances Withdrawn (1:1) | Thousand Tons | 0 | 0 | 0 | 0 | 0 | 0 | 0
Ozone Season NOX Transport - Region 1 | 812 | 7062 | Rate Constraint in MTons | FALSE | L | Annual | Allowances Withdrawn (1:n) | Thousand Tons | 0 | 0 | 0 | 0 | 0 | 0 | 0
Ozone Season NOX Transport - Region 1 | 812 | 7062 | Rate Constraint in MTons | FALSE | L | Annual | Total | Thousand Tons | 86.7284 | 88.7992 | 78.6625 | 73.0908 | 63.6485 | 59.9205 | 60.4302
Ozone Season NOX Transport - Region 1 | 812 | 7062 | Rate Constraint in MTons | FALSE | L | Annual | Fuel Consumed | TBtu | 3075.4186 | 3258.6969 | 3268.247 | 2793.592 | 1977.2104 | 1752.875 | 1803.0162
Ozone Season NOX Transport - Region 1 | 812 | 7062 | Rate Constraint in MTons | FALSE | L | Annual | Rate | lb/MMBtu | 0.056401 | 0.0545 | 0.048137 | 0.052327 | 0.064382 | 0.068368 | 0.067032
Ozone Season NOX Transport - Region 1 | 812 | 7062 | Rate Constraint in MTons | FALSE | L | Annual | Generation | TWh | 373.6739 | 402.1787 | 421.7031 | 365.8109 | 272.8383 | 244.5684 | 261.5623
Ozone Season NOX Transport - Region 1 | 812 | 7062 | Rate Constraint in MTons | FALSE | L | Annual | Qualifying Generation | TWh | 373.2273 | 400.7903 | 409.1994 | 348.4437 | 245.1646 | 216.2316 | 222.6053
Ozone Season NOX Transport - Region 1 | 812 | 7062 | Rate Constraint in MTons | FALSE | L | Annual | Rate | lb/MWh | 0.46475 | 0.44312 | 0.38447 | 0.41953 | 0.51923 | 0.55422 | 0.54294
Ozone Season NOX Transport - Region 1 | 812 | 7062 | Rate Constraint in MTons | FALSE | L | Annual | Constraint Shadow Price | US2022$/Ton | 0 | 0 | 0 | 0 | 0 | 0 | 0
Ozone Season NOX Transport - Region 2 | 813 | 7063 | Rate Constraint in MTons | FALSE | L | Annual | Seasons Included | Seasons | Summer | Summer | Summer | Summer | Summer | Summer | Summer
Ozone Season NOX Transport - Region 2 | 813 | 7063 | Rate Constraint in MTons | FALSE | L | Annual | Standard NOX | Thousand Tons | 24.041 | 24.041 | 24.041 | 24.041 | 24.041 | 24.041 | 24.041
Ozone Season NOX Transport - Region 2 | 813 | 7063 | Rate Constraint in MTons | FALSE | L | Annual | Emissions at Affected Plants NOX | Thousand Tons | 1.2415 | 4.2462 | 5.4619 | 5.5116 | 5.3237 | 4.0723 | 4.3388
Ozone Season NOX Transport - Region 2 | 813 | 7063 | Rate Constraint in MTons | FALSE | L | Annual | Allowances Purchased NOX | Thousand Tons | 0 | 0 | 0 | 0 | 0 | 0 | 0
Ozone Season NOX Transport - Region 2 | 813 | 7063 | Rate Constraint in MTons | FALSE | L | Annual | Allowances Sold NOX | Thousand Tons | 0 | 0 | 0 | 0 | 0 | 0 | 0
Ozone Season NOX Transport - Region 2 | 813 | 7063 | Rate Constraint in MTons | FALSE | L | Annual | Allowances Banked | Thousand Tons | 0 | 3.9505 | 0 | 0 | 18.7173 | 0 | 0
Ozone Season NOX Transport - Region 2 | 813 | 7063 | Rate Constraint in MTons | FALSE | L | Annual | Allowances Withdrawn (1:1) | Thousand Tons | 0 | 0 | 0 | 0 | 0 | -24.041 | 0
Ozone Season NOX Transport - Region 2 | 813 | 7063 | Rate Constraint in MTons | FALSE | L | Annual | Allowances Withdrawn (1:n) | Thousand Tons | 0 | 0 | 0 | 0 | 0 | 0 | 0
Ozone Season NOX Transport - Region 2 | 813 | 7063 | Rate Constraint in MTons | FALSE | L | Annual | Total | Thousand Tons | 1.2415 | 8.1967 | 5.4619 | 5.5116 | 24.041 | -19.9687 | 4.3388
Ozone Season NOX Transport - Region 2 | 813 | 7063 | Rate Constraint in MTons | FALSE | L | Annual | Fuel Consumed | TBtu | 188.1725 | 268.6181 | 337.1783 | 344.3652 | 298.0725 | 261.3879 | 301.7983
Ozone Season NOX Transport - Region 2 | 813 | 7063 | Rate Constraint in MTons | FALSE | L | Annual | Rate | lb/MMBtu | 0.013196 | 0.031615 | 0.032398 | 0.03201 | 0.035721 | 0.031159 | 0.028753
Ozone Season NOX Transport - Region 2 | 813 | 7063 | Rate Constraint in MTons | FALSE | L | Annual | Generation | TWh | 26.5765 | 49.4244 | 109.2575 | 128.8939 | 136.4004 | 132.9714 | 150.0705
Ozone Season NOX Transport - Region 2 | 813 | 7063 | Rate Constraint in MTons | FALSE | L | Annual | Qualifying Generation | TWh | 26.1283 | 33.8882 | 42.8858 | 44.3589 | 38.8055 | 35.0535 | 41.8108
Ozone Season NOX Transport - Region 2 | 813 | 7063 | Rate Constraint in MTons | FALSE | L | Annual | Rate | lb/MWh | 0.095034 | 0.2506 | 0.25472 | 0.2485 | 0.27438 | 0.23235 | 0.20754
Ozone Season NOX Transport - Region 2 | 813 | 7063 | Rate Constraint in MTons | FALSE | L | Annual | Constraint Shadow Price | US2022$/Ton | 0 | 0 | 0 | 0 | 0 | 0 | 0
Ozone Season NOX Transport - TN | 814 | 7064 | Rate Constraint in MTons | FALSE | L | Annual | Seasons Included | Seasons | Summer | Summer | Summer | Summer | Summer | Summer | Summer
Ozone Season NOX Transport - TN | 814 | 7064 | Rate Constraint in MTons | FALSE | L | Annual | Standard NOX | Thousand Tons | 9.361 | 9.361 | 9.361 | 9.361 | 9.361 | 9.361 | 9.361
Ozone Season NOX Transport - TN | 814 | 7064 | Rate Constraint in MTons | FALSE | L | Annual | Emissions at Affected Plants NOX | Thousand Tons | 2.2097 | 1.1436 | 0.59071 | 0.67194 | 0.65966 | 0.52078 | 0.52624
Ozone Season NOX Transport - TN | 814 | 7064 | Rate Constraint in MTons | FALSE | L | Annual | Allowances Purchased NOX | Thousand Tons | 0 | 0 | 0 | 0 | 0 | 0 | 0
Ozone Season NOX Transport - TN | 814 | 7064 | Rate Constraint in MTons | FALSE | L | Annual | Allowances Sold NOX | Thousand Tons | 0 | 0 | 0 | 0 | 0 | 0 | 0
Ozone Season NOX Transport - TN | 814 | 7064 | Rate Constraint in MTons | FALSE | L | Annual | Allowances Banked | Thousand Tons | 0 | 0 | 0 | 0 | 0 | 0 | 0
Ozone Season NOX Transport - TN | 814 | 7064 | Rate Constraint in MTons | FALSE | L | Annual | Allowances Withdrawn (1:1) | Thousand Tons | 0 | 0 | 0 | 0 | 0 | 0 | 0
Ozone Season NOX Transport - TN | 814 | 7064 | Rate Constraint in MTons | FALSE | L | Annual | Allowances Withdrawn (1:n) | Thousand Tons | 0 | 0 | 0 | 0 | 0 | 0 | 0
Ozone Season NOX Transport - TN | 814 | 7064 | Rate Constraint in MTons | FALSE | L | Annual | Total | Thousand Tons | 2.2097 | 1.1436 | 0.59071 | 0.67194 | 0.65966 | 0.52078 | 0.52624
Ozone Season NOX Transport - TN | 814 | 7064 | Rate Constraint in MTons | FALSE | L | Annual | Fuel Consumed | TBtu | 128.0702 | 118.3599 | 107.891 | 122.1918 | 119.417 | 94.7876 | 95.7805
Ozone Season NOX Transport - TN | 814 | 7064 | Rate Constraint in MTons | FALSE | L | Annual | Rate | lb/MMBtu | 0.034508 | 0.019325 | 0.01095 | 0.010998 | 0.011048 | 0.010988 | 0.010989
Ozone Season NOX Transport - TN | 814 | 7064 | Rate Constraint in MTons | FALSE | L | Annual | Generation | TWh | 15.7572 | 19.6755 | 24.3994 | 32.2785 | 33.9861 | 27.9558 | 27.8003
Ozone Season NOX Transport - TN | 814 | 7064 | Rate Constraint in MTons | FALSE | L | Annual | Qualifying Generation | TWh | 15.7572 | 16.0739 | 16.3828 | 19.0493 | 18.8903 | 15.0862 | 15.0937
Ozone Season NOX Transport - TN | 814 | 7064 | Rate Constraint in MTons | FALSE | L | Annual | Rate | lb/MWh | 0.28047 | 0.1423 | 0.072113 | 0.070548 | 0.069841 | 0.069041 | 0.06973
Ozone Season NOX Transport - TN | 814 | 7064 | Rate Constraint in MTons | FALSE | L | Annual | Constraint Shadow Price | US2022$/Ton | 0 | 0 | 0 | 0 | 0 | 0 | 0
Ozone Season NOX Transport - TX | 815 | 7065 | Rate Constraint in MTons | FALSE | L | Annual | Seasons Included | Seasons | Summer | Summer | Summer | Summer | Summer | Summer | Summer
Ozone Season NOX Transport - TX | 815 | 7065 | Rate Constraint in MTons | FALSE | L | Annual | Standard NOX | Thousand Tons | 63.284 | 63.284 | 63.284 | 63.284 | 63.284 | 63.284 | 63.284
Ozone Season NOX Transport - TX | 815 | 7065 | Rate Constraint in MTons | FALSE | L | Annual | Emissions at Affected Plants NOX | Thousand Tons | 31.6013 | 31.724 | 27.7271 | 24.2202 | 20.6499 | 20.0093 | 20.0244
Ozone Season NOX Transport - TX | 815 | 7065 | Rate Constraint in MTons | FALSE | L | Annual | Allowances Purchased NOX | Thousand Tons | 0 | 0 | 0 | 0 | 0 | 0 | 0
Ozone Season NOX Transport - TX | 815 | 7065 | Rate Constraint in MTons | FALSE | L | Annual | Allowances Sold NOX | Thousand Tons | 0 | 0 | 0 | 0 | 0 | 0 | 0
Ozone Season NOX Transport - TX | 815 | 7065 | Rate Constraint in MTons | FALSE | L | Annual | Allowances Banked | Thousand Tons | 0 | 0 | 0 | 0 | 0 | 0 | 0
Ozone Season NOX Transport - TX | 815 | 7065 | Rate Constraint in MTons | FALSE | L | Annual | Allowances Withdrawn (1:1) | Thousand Tons | 0 | 0 | 0 | 0 | 0 | 0 | 0
Ozone Season NOX Transport - TX | 815 | 7065 | Rate Constraint in MTons | FALSE | L | Annual | Allowances Withdrawn (1:n) | Thousand Tons | 0 | 0 | 0 | 0 | 0 | 0 | 0
Ozone Season NOX Transport - TX | 815 | 7065 | Rate Constraint in MTons | FALSE | L | Annual | Total | Thousand Tons | 31.6013 | 31.724 | 27.7271 | 24.2202 | 20.6499 | 20.0093 | 20.0244
Ozone Season NOX Transport - TX | 815 | 7065 | Rate Constraint in MTons | FALSE | L | Annual | Fuel Consumed | TBtu | 1283.3449 | 1385.0561 | 1443.8106 | 1188.187 | 752.0947 | 656.8723 | 669.1378
Ozone Season NOX Transport - TX | 815 | 7065 | Rate Constraint in MTons | FALSE | L | Annual | Rate | lb/MMBtu | 0.049248 | 0.045809 | 0.038408 | 0.040768 | 0.054913 | 0.060923 | 0.059851
Ozone Season NOX Transport - TX | 815 | 7065 | Rate Constraint in MTons | FALSE | L | Annual | Generation | TWh | 162.1304 | 178.8059 | 191.2498 | 159.1995 | 99.7421 | 84.9066 | 86.943
Ozone Season NOX Transport - TX | 815 | 7065 | Rate Constraint in MTons | FALSE | L | Annual | Qualifying Generation | TWh | 162.1304 | 178.8059 | 189.352 | 157.123 | 95.6652 | 83.7219 | 85.1682
Ozone Season NOX Transport - TX | 815 | 7065 | Rate Constraint in MTons | FALSE | L | Annual | Rate | lb/MWh | 0.38983 | 0.35484 | 0.29286 | 0.3083 | 0.43171 | 0.478 | 0.47023
Ozone Season NOX Transport - TX | 815 | 7065 | Rate Constraint in MTons | FALSE | L | Annual | Constraint Shadow Price | US2022$/Ton | 0 | 0 | 0 | 0 | 0 | 0 | 0
Ozone Season NOX Transport - WI | 816 | 7067 | Rate Constraint in MTons | FALSE | L | Annual | Seasons Included | Seasons | Summer | Summer | Summer | Summer | Summer | Summer | Summer
Ozone Season NOX Transport - WI | 816 | 7067 | Rate Constraint in MTons | FALSE | L | Annual | Standard NOX | Thousand Tons | 9.577 | 9.577 | 9.577 | 9.577 | 9.577 | 9.577 | 9.577
Ozone Season NOX Transport - WI | 816 | 7067 | Rate Constraint in MTons | FALSE | L | Annual | Emissions at Affected Plants NOX | Thousand Tons | 2.462 | 3.2111 | 2.2543 | 2.0936 | 1.7663 | 1.3019 | 1.4556
Ozone Season NOX Transport - WI | 816 | 7067 | Rate Constraint in MTons | FALSE | L | Annual | Allowances Purchased NOX | Thousand Tons | 0 | 0 | 0 | 0 | 0 | 0 | 0
Ozone Season NOX Transport - WI | 816 | 7067 | Rate Constraint in MTons | FALSE | L | Annual | Allowances Sold NOX | Thousand Tons | 0 | 0 | 0 | 0 | 0 | 0 | 0
Ozone Season NOX Transport - WI | 816 | 7067 | Rate Constraint in MTons | FALSE | L | Annual | Allowances Banked | Thousand Tons | 0 | 0 | 0 | 0 | 0 | 0 | 0
Ozone Season NOX Transport - WI | 816 | 7067 | Rate Constraint in MTons | FALSE | L | Annual | Allowances Withdrawn (1:1) | Thousand Tons | 0 | 0 | 0 | 0 | 0 | 0 | 0
Ozone Season NOX Transport - WI | 816 | 7067 | Rate Constraint in MTons | FALSE | L | Annual | Allowances Withdrawn (1:n) | Thousand Tons | 0 | 0 | 0 | 0 | 0 | 0 | 0
Ozone Season NOX Transport - WI | 816 | 7067 | Rate Constraint in MTons | FALSE | L | Annual | Total | Thousand Tons | 2.462 | 3.2111 | 2.2543 | 2.0936 | 1.7663 | 1.3019 | 1.4556
Ozone Season NOX Transport - WI | 816 | 7067 | Rate Constraint in MTons | FALSE | L | Annual | Fuel Consumed | TBtu | 160.6702 | 201.6633 | 226.5193 | 190.9683 | 130.45 | 92.5084 | 100.589
Ozone Season NOX Transport - WI | 816 | 7067 | Rate Constraint in MTons | FALSE | L | Annual | Rate | lb/MMBtu | 0.030646 | 0.031846 | 0.019904 | 0.021926 | 0.027081 | 0.028147 | 0.028941
Ozone Season NOX Transport - WI | 816 | 7067 | Rate Constraint in MTons | FALSE | L | Annual | Generation | TWh | 19.8142 | 25.2044 | 32.9984 | 28.2453 | 18.5853 | 12.9755 | 14.0192
Ozone Season NOX Transport - WI | 816 | 7067 | Rate Constraint in MTons | FALSE | L | Annual | Qualifying Generation | TWh | 19.3742 | 24.7801 | 32.1467 | 27.414 | 18.0242 | 12.6214 | 13.6386
Ozone Season NOX Transport - WI | 816 | 7067 | Rate Constraint in MTons | FALSE | L | Annual | Rate | lb/MWh | 0.25415 | 0.25917 | 0.14025 | 0.15274 | 0.196 | 0.20631 | 0.21345
Ozone Season NOX Transport - WI | 816 | 7067 | Rate Constraint in MTons | FALSE | L | Annual | Constraint Shadow Price | US2022$/Ton | 0 | 0 | 0 | 0 | 0 | 0 | 0
PA_RACT Conemaugh 1 & 2-NOx Cap Fall | 817 | 7960 | Rate Constraint in MTons | FALSE | L | Annual | Seasons Included | Seasons | Fall | Fall | Fall | Fall | Fall | Fall | Fall
PA_RACT Conemaugh 1 & 2-NOx Cap Fall | 817 | 7960 | Rate Constraint in MTons | FALSE | L | Annual | Standard NOX | Thousand Tons | 1.3163 | 1.3163 | 1.3163 | 1.3163 | 1.3163 | 1.3163 | 1.3163
PA_RACT Conemaugh 1 & 2-NOx Cap Fall | 817 | 7960 | Rate Constraint in MTons | FALSE | L | Annual | Emissions at Affected Plants NOX | Thousand Tons | 0.51457 | 0.64853 | 0.57216 | 0.57216 | 0.57216 | 0.57216 | 0.57216
PA_RACT Conemaugh 1 & 2-NOx Cap Fall | 817 | 7960 | Rate Constraint in MTons | FALSE | L | Annual | Allowances Purchased NOX | Thousand Tons | 0 | 0 | 0 | 0 | 0 | 0 | 0
PA_RACT Conemaugh 1 & 2-NOx Cap Fall | 817 | 7960 | Rate Constraint in MTons | FALSE | L | Annual | Allowances Sold NOX | Thousand Tons | 0 | 0 | 0 | 0 | 0 | 0 | 0
PA_RACT Conemaugh 1 & 2-NOx Cap Fall | 817 | 7960 | Rate Constraint in MTons | FALSE | L | Annual | Allowances Banked | Thousand Tons | 0 | 0 | 0 | 0 | 0 | 0 | 0
PA_RACT Conemaugh 1 & 2-NOx Cap Fall | 817 | 7960 | Rate Constraint in MTons | FALSE | L | Annual | Allowances Withdrawn (1:1) | Thousand Tons | 0 | 0 | 0 | 0 | 0 | 0 | 0
PA_RACT Conemaugh 1 & 2-NOx Cap Fall | 817 | 7960 | Rate Constraint in MTons | FALSE | L | Annual | Allowances Withdrawn (1:n) | Thousand Tons | 0 | 0 | 0 | 0 | 0 | 0 | 0
PA_RACT Conemaugh 1 & 2-NOx Cap Fall | 817 | 7960 | Rate Constraint in MTons | FALSE | L | Annual | Total | Thousand Tons | 0.51457 | 0.64853 | 0.57216 | 0.57216 | 0.57216 | 0.57216 | 0.57216
PA_RACT Conemaugh 1 & 2-NOx Cap Fall | 817 | 7960 | Rate Constraint in MTons | FALSE | L | Annual | Fuel Consumed | TBtu | 14.2937 | 18.0148 | 15.8934 | 15.8934 | 15.8934 | 15.8934 | 15.8934
PA_RACT Conemaugh 1 & 2-NOx Cap Fall | 817 | 7960 | Rate Constraint in MTons | FALSE | L | Annual | Rate | lb/MMBtu | 0.072 | 0.072 | 0.072 | 0.072 | 0.072 | 0.072 | 0.072
PA_RACT Conemaugh 1 & 2-NOx Cap Fall | 817 | 7960 | Rate Constraint in MTons | FALSE | L | Annual | Generation | TWh | 1.4671 | 1.849 | 1.6313 | 1.6313 | 1.6313 | 1.6313 | 1.6313
PA_RACT Conemaugh 1 & 2-NOx Cap Fall | 817 | 7960 | Rate Constraint in MTons | FALSE | L | Annual | Qualifying Generation | TWh | 1.4671 | 1.849 | 1.6313 | 1.6313 | 1.6313 | 1.6313 | 1.6313
PA_RACT Conemaugh 1 & 2-NOx Cap Fall | 817 | 7960 | Rate Constraint in MTons | FALSE | L | Annual | Rate | lb/MWh | 0.7015 | 0.7015 | 0.7015 | 0.7015 | 0.7015 | 0.7015 | 0.7015
PA_RACT Conemaugh 1 & 2-NOx Cap Fall | 817 | 7960 | Rate Constraint in MTons | FALSE | L | Annual | Constraint Shadow Price | US2022$/Ton | 0 | 0 | 0 | 0 | 0 | 0 | 0
PA_RACT Conemaugh 1 & 2-NOx Cap Spring | 818 | 7958 | Rate Constraint in MTons | FALSE | L | Annual | Seasons Included | Seasons | Spring | Spring | Spring | Spring | Spring | Spring | Spring
PA_RACT Conemaugh 1 & 2-NOx Cap Spring | 818 | 7958 | Rate Constraint in MTons | FALSE | L | Annual | Standard NOX | Thousand Tons | 0.87279 | 0.87279 | 0.87279 | 0.87279 | 0.87279 | 0.87279 | 0.87279
PA_RACT Conemaugh 1 & 2-NOx Cap Spring | 818 | 7958 | Rate Constraint in MTons | FALSE | L | Annual | Emissions at Affected Plants NOX | Thousand Tons | 0.64853 | 0.64853 | 0.57216 | 0.57216 | 0.57216 | 0.25607 | 0.57216
PA_RACT Conemaugh 1 & 2-NOx Cap Spring | 818 | 7958 | Rate Constraint in MTons | FALSE | L | Annual | Allowances Purchased NOX | Thousand Tons | 0 | 0 | 0 | 0 | 0 | 0 | 0
PA_RACT Conemaugh 1 & 2-NOx Cap Spring | 818 | 7958 | Rate Constraint in MTons | FALSE | L | Annual | Allowances Sold NOX | Thousand Tons | 0 | 0 | 0 | 0 | 0 | 0 | 0
PA_RACT Conemaugh 1 & 2-NOx Cap Spring | 818 | 7958 | Rate Constraint in MTons | FALSE | L | Annual | Allowances Banked | Thousand Tons | 0 | 0 | 0 | 0 | 0 | 0 | 0
PA_RACT Conemaugh 1 & 2-NOx Cap Spring | 818 | 7958 | Rate Constraint in MTons | FALSE | L | Annual | Allowances Withdrawn (1:1) | Thousand Tons | 0 | 0 | 0 | 0 | 0 | 0 | 0
PA_RACT Conemaugh 1 & 2-NOx Cap Spring | 818 | 7958 | Rate Constraint in MTons | FALSE | L | Annual | Allowances Withdrawn (1:n) | Thousand Tons | 0 | 0 | 0 | 0 | 0 | 0 | 0
PA_RACT Conemaugh 1 & 2-NOx Cap Spring | 818 | 7958 | Rate Constraint in MTons | FALSE | L | Annual | Total | Thousand Tons | 0.64853 | 0.64853 | 0.57216 | 0.57216 | 0.57216 | 0.25607 | 0.57216
PA_RACT Conemaugh 1 & 2-NOx Cap Spring | 818 | 7958 | Rate Constraint in MTons | FALSE | L | Annual | Fuel Consumed | TBtu | 18.0148 | 18.0148 | 15.8934 | 15.8934 | 15.8934 | 7.1129 | 15.8934
PA_RACT Conemaugh 1 & 2-NOx Cap Spring | 818 | 7958 | Rate Constraint in MTons | FALSE | L | Annual | Rate | lb/MMBtu | 0.072 | 0.072 | 0.072 | 0.072 | 0.072 | 0.072 | 0.072
PA_RACT Conemaugh 1 & 2-NOx Cap Spring | 818 | 7958 | Rate Constraint in MTons | FALSE | L | Annual | Generation | TWh | 1.849 | 1.849 | 1.6313 | 1.6313 | 1.6313 | 0.73006 | 1.6313
PA_RACT Conemaugh 1 & 2-NOx Cap Spring | 818 | 7958 | Rate Constraint in MTons | FALSE | L | Annual | Qualifying Generation | TWh | 1.849 | 1.849 | 1.6313 | 1.6313 | 1.6313 | 0.73006 | 1.6313
PA_RACT Conemaugh 1 & 2-NOx Cap Spring | 818 | 7958 | Rate Constraint in MTons | FALSE | L | Annual | Rate | lb/MWh | 0.7015 | 0.7015 | 0.7015 | 0.7015 | 0.7015 | 0.7015 | 0.7015
PA_RACT Conemaugh 1 & 2-NOx Cap Spring | 818 | 7958 | Rate Constraint in MTons | FALSE | L | Annual | Constraint Shadow Price | US2022$/Ton | 0 | 0 | 0 | 0 | 0 | 0 | 0
PA_RACT Conemaugh 1 & 2-NOx Cap Summer | 819 | 7959 | Rate Constraint in MTons | FALSE | L | Annual | Seasons Included | Seasons | Summer | Summer | Summer | Summer | Summer | Summer | Summer
PA_RACT Conemaugh 1 & 2-NOx Cap Summer | 819 | 7959 | Rate Constraint in MTons | FALSE | L | Annual | Standard NOX | Thousand Tons | 2.1891 | 2.1891 | 2.1891 | 2.1891 | 2.1891 | 2.1891 | 2.1891
PA_RACT Conemaugh 1 & 2-NOx Cap Summer | 819 | 7959 | Rate Constraint in MTons | FALSE | L | Annual | Emissions at Affected Plants NOX | Thousand Tons | 0.97452 | 1.6592 | 1.5935 | 1.5935 | 1.5935 | 1.5935 | 1.5935
PA_RACT Conemaugh 1 & 2-NOx Cap Summer | 819 | 7959 | Rate Constraint in MTons | FALSE | L | Annual | Allowances Purchased NOX | Thousand Tons | 0 | 0 | 0 | 0 | 0 | 0 | 0
PA_RACT Conemaugh 1 & 2-NOx Cap Summer | 819 | 7959 | Rate Constraint in MTons | FALSE | L | Annual | Allowances Sold NOX | Thousand Tons | 0 | 0 | 0 | 0 | 0 | 0 | 0
PA_RACT Conemaugh 1 & 2-NOx Cap Summer | 819 | 7959 | Rate Constraint in MTons | FALSE | L | Annual | Allowances Banked | Thousand Tons | 0 | 0 | 0 | 0 | 0 | 0 | 0
PA_RACT Conemaugh 1 & 2-NOx Cap Summer | 819 | 7959 | Rate Constraint in MTons | FALSE | L | Annual | Allowances Withdrawn (1:1) | Thousand Tons | 0 | 0 | 0 | 0 | 0 | 0 | 0
PA_RACT Conemaugh 1 & 2-NOx Cap Summer | 819 | 7959 | Rate Constraint in MTons | FALSE | L | Annual | Allowances Withdrawn (1:n) | Thousand Tons | 0 | 0 | 0 | 0 | 0 | 0 | 0
PA_RACT Conemaugh 1 & 2-NOx Cap Summer | 819 | 7959 | Rate Constraint in MTons | FALSE | L | Annual | Total | Thousand Tons | 0.97452 | 1.6592 | 1.5935 | 1.5935 | 1.5935 | 1.5935 | 1.5935
PA_RACT Conemaugh 1 & 2-NOx Cap Summer | 819 | 7959 | Rate Constraint in MTons | FALSE | L | Annual | Fuel Consumed | TBtu | 27.0699 | 46.0893 | 44.2637 | 44.2637 | 44.2637 | 44.2637 | 44.2637
PA_RACT Conemaugh 1 & 2-NOx Cap Summer | 819 | 7959 | Rate Constraint in MTons | FALSE | L | Annual | Rate | lb/MMBtu | 0.072 | 0.072 | 0.072 | 0.072 | 0.072 | 0.072 | 0.072
PA_RACT Conemaugh 1 & 2-NOx Cap Summer | 819 | 7959 | Rate Constraint in MTons | FALSE | L | Annual | Generation | TWh | 2.7784 | 4.7305 | 4.5431 | 4.5431 | 4.5431 | 4.5431 | 4.5431
PA_RACT Conemaugh 1 & 2-NOx Cap Summer | 819 | 7959 | Rate Constraint in MTons | FALSE | L | Annual | Qualifying Generation | TWh | 2.7784 | 4.7305 | 4.5431 | 4.5431 | 4.5431 | 4.5431 | 4.5431
PA_RACT Conemaugh 1 & 2-NOx Cap Summer | 819 | 7959 | Rate Constraint in MTons | FALSE | L | Annual | Rate | lb/MWh | 0.7015 | 0.7015 | 0.7015 | 0.7015 | 0.7015 | 0.7015 | 0.7015
PA_RACT Conemaugh 1 & 2-NOx Cap Summer | 819 | 7959 | Rate Constraint in MTons | FALSE | L | Annual | Constraint Shadow Price | US2022$/Ton | 0 | 0 | 0 | 0 | 0 | 0 | 0
PA_RACT Conemaugh 1 & 2-NOx Cap Winter | 820 | 7957 | Rate Constraint in MTons | FALSE | L | Annual | Seasons Included | Seasons | Winter | Winter | Winter | Winter | Winter | Winter | Winter
PA_RACT Conemaugh 1 & 2-NOx Cap Winter | 820 | 7957 | Rate Constraint in MTons | FALSE | L | Annual | Standard NOX | Thousand Tons | 0.84417 | 0.84417 | 0.84417 | 0.84417 | 0.84417 | 0.84417 | 0.84417
PA_RACT Conemaugh 1 & 2-NOx Cap Winter | 820 | 7957 | Rate Constraint in MTons | FALSE | L | Annual | Emissions at Affected Plants NOX | Thousand Tons | 0.84417 | 0.84417 | 0.84417 | 0.84417 | 0.84417 | 0.84417 | 0.84417
PA_RACT Conemaugh 1 & 2-NOx Cap Winter | 820 | 7957 | Rate Constraint in MTons | FALSE | L | Annual | Allowances Purchased NOX | Thousand Tons | 0 | 0 | 0 | 0 | 0 | 0 | 0
PA_RACT Conemaugh 1 & 2-NOx Cap Winter | 820 | 7957 | Rate Constraint in MTons | FALSE | L | Annual | Allowances Sold NOX | Thousand Tons | 0 | 0 | 0 | 0 | 0 | 0 | 0
PA_RACT Conemaugh 1 & 2-NOx Cap Winter | 820 | 7957 | Rate Constraint in MTons | FALSE | L | Annual | Allowances Banked | Thousand Tons | 0 | 0 | 0 | 0 | 0 | 0 | 0
PA_RACT Conemaugh 1 & 2-NOx Cap Winter | 820 | 7957 | Rate Constraint in MTons | FALSE | L | Annual | Allowances Withdrawn (1:1) | Thousand Tons | 0 | 0 | 0 | 0 | 0 | 0 | 0
PA_RACT Conemaugh 1 & 2-NOx Cap Winter | 820 | 7957 | Rate Constraint in MTons | FALSE | L | Annual | Allowances Withdrawn (1:n) | Thousand Tons | 0 | 0 | 0 | 0 | 0 | 0 | 0
PA_RACT Conemaugh 1 & 2-NOx Cap Winter | 820 | 7957 | Rate Constraint in MTons | FALSE | L | Annual | Total | Thousand Tons | 0.84417 | 0.84417 | 0.84417 | 0.84417 | 0.84417 | 0.84417 | 0.84417
PA_RACT Conemaugh 1 & 2-NOx Cap Winter | 820 | 7957 | Rate Constraint in MTons | FALSE | L | Annual | Fuel Consumed | TBtu | 23.4492 | 23.4492 | 23.4492 | 23.4492 | 23.4492 | 23.4492 | 23.4492
PA_RACT Conemaugh 1 & 2-NOx Cap Winter | 820 | 7957 | Rate Constraint in MTons | FALSE | L | Annual | Rate | lb/MMBtu | 0.072 | 0.072 | 0.072 | 0.072 | 0.072 | 0.072 | 0.072
PA_RACT Conemaugh 1 & 2-NOx Cap Winter | 820 | 7957 | Rate Constraint in MTons | FALSE | L | Annual | Generation | TWh | 2.4068 | 2.4068 | 2.4068 | 2.4068 | 2.4068 | 2.4068 | 2.4068
PA_RACT Conemaugh 1 & 2-NOx Cap Winter | 820 | 7957 | Rate Constraint in MTons | FALSE | L | Annual | Qualifying Generation | TWh | 2.4068 | 2.4068 | 2.4068 | 2.4068 | 2.4068 | 2.4068 | 2.4068
PA_RACT Conemaugh 1 & 2-NOx Cap Winter | 820 | 7957 | Rate Constraint in MTons | FALSE | L | Annual | Rate | lb/MWh | 0.7015 | 0.7015 | 0.7015 | 0.7015 | 0.7015 | 0.7015 | 0.7015
PA_RACT Conemaugh 1 & 2-NOx Cap Winter | 820 | 7957 | Rate Constraint in MTons | FALSE | L | Annual | Constraint Shadow Price | US2022$/Ton | 22224.8522 | 14276.7169 | 18875.3091 | 0 | 20725.2247 | 0 | 0
PA_RACT Keystone 1 & 2-NOx Cap Fall | 821 | 7964 | Rate Constraint in MTons | FALSE | L | Annual | Seasons Included | Seasons | Fall | Fall | Fall | Fall | Fall | Fall | Fall
PA_RACT Keystone 1 & 2-NOx Cap Fall | 821 | 7964 | Rate Constraint in MTons | FALSE | L | Annual | Standard NOX | Thousand Tons | 1.4436 | 1.4436 | 1.4436 | 1.4436 | 1.4436 | 1.4436 | 1.4436
PA_RACT Keystone 1 & 2-NOx Cap Fall | 821 | 7964 | Rate Constraint in MTons | FALSE | L | Annual | Emissions at Affected Plants NOX | Thousand Tons | 0.42126 | 0.68027 | 0.62747 | 0.62747 | 0.62747 | 0.020079 | 0.020079
PA_RACT Keystone 1 & 2-NOx Cap Fall | 821 | 7964 | Rate Constraint in MTons | FALSE | L | Annual | Allowances Purchased NOX | Thousand Tons | 0 | 0 | 0 | 0 | 0 | 0 | 0
PA_RACT Keystone 1 & 2-NOx Cap Fall | 821 | 7964 | Rate Constraint in MTons | FALSE | L | Annual | Allowances Sold NOX | Thousand Tons | 0 | 0 | 0 | 0 | 0 | 0 | 0
PA_RACT Keystone 1 & 2-NOx Cap Fall | 821 | 7964 | Rate Constraint in MTons | FALSE | L | Annual | Allowances Banked | Thousand Tons | 0 | 0 | 0 | 0 | 0 | 0 | 0
PA_RACT Keystone 1 & 2-NOx Cap Fall | 821 | 7964 | Rate Constraint in MTons | FALSE | L | Annual | Allowances Withdrawn (1:1) | Thousand Tons | 0 | 0 | 0 | 0 | 0 | 0 | 0
PA_RACT Keystone 1 & 2-NOx Cap Fall | 821 | 7964 | Rate Constraint in MTons | FALSE | L | Annual | Allowances Withdrawn (1:n) | Thousand Tons | 0 | 0 | 0 | 0 | 0 | 0 | 0
PA_RACT Keystone 1 & 2-NOx Cap Fall | 821 | 7964 | Rate Constraint in MTons | FALSE | L | Annual | Total | Thousand Tons | 0.42126 | 0.68027 | 0.62747 | 0.62747 | 0.62747 | 0.020079 | 0.020079
PA_RACT Keystone 1 & 2-NOx Cap Fall | 821 | 7964 | Rate Constraint in MTons | FALSE | L | Annual | Fuel Consumed | TBtu | 11.2336 | 18.1405 | 16.7324 | 16.7324 | 16.7324 | 0.53543 | 0.53543
PA_RACT Keystone 1 & 2-NOx Cap Fall | 821 | 7964 | Rate Constraint in MTons | FALSE | L | Annual | Rate | lb/MMBtu | 0.075 | 0.075 | 0.075 | 0.075 | 0.075 | 0.075 | 0.075
PA_RACT Keystone 1 & 2-NOx Cap Fall | 821 | 7964 | Rate Constraint in MTons | FALSE | L | Annual | Generation | TWh | 1.145 | 1.849 | 1.7055 | 1.7055 | 1.7055 | 0.054575 | 0.054575
PA_RACT Keystone 1 & 2-NOx Cap Fall | 821 | 7964 | Rate Constraint in MTons | FALSE | L | Annual | Qualifying Generation | TWh | 1.145 | 1.849 | 1.7055 | 1.7055 | 1.7055 | 0.054575 | 0.054575
PA_RACT Keystone 1 & 2-NOx Cap Fall | 821 | 7964 | Rate Constraint in MTons | FALSE | L | Annual | Rate | lb/MWh | 0.73582 | 0.73582 | 0.73582 | 0.73582 | 0.73582 | 0.73582 | 0.73582
PA_RACT Keystone 1 & 2-NOx Cap Fall | 821 | 7964 | Rate Constraint in MTons | FALSE | L | Annual | Constraint Shadow Price | US2022$/Ton | 0 | 0 | 0 | 0 | 0 | 0 | 0
PA_RACT Keystone 1 & 2-NOx Cap Spring | 822 | 7962 | Rate Constraint in MTons | FALSE | L | Annual | Seasons Included | Seasons | Spring | Spring | Spring | Spring | Spring | Spring | Spring
PA_RACT Keystone 1 & 2-NOx Cap Spring | 822 | 7962 | Rate Constraint in MTons | FALSE | L | Annual | Standard NOX | Thousand Tons | 0.95715 | 0.95715 | 0.95715 | 0.95715 | 0.95715 | 0.95715 | 0.95715
PA_RACT Keystone 1 & 2-NOx Cap Spring | 822 | 7962 | Rate Constraint in MTons | FALSE | L | Annual | Emissions at Affected Plants NOX | Thousand Tons | 0.68027 | 0.68027 | 0.62747 | 0.62747 | 0.62747 | 0.0089861 | 0.0089861
PA_RACT Keystone 1 & 2-NOx Cap Spring | 822 | 7962 | Rate Constraint in MTons | FALSE | L | Annual | Allowances Purchased NOX | Thousand Tons | 0 | 0 | 0 | 0 | 0 | 0 | 0
PA_RACT Keystone 1 & 2-NOx Cap Spring | 822 | 7962 | Rate Constraint in MTons | FALSE | L | Annual | Allowances Sold NOX | Thousand Tons | 0 | 0 | 0 | 0 | 0 | 0 | 0
PA_RACT Keystone 1 & 2-NOx Cap Spring | 822 | 7962 | Rate Constraint in MTons | FALSE | L | Annual | Allowances Banked | Thousand Tons | 0 | 0 | 0 | 0 | 0 | 0 | 0
PA_RACT Keystone 1 & 2-NOx Cap Spring | 822 | 7962 | Rate Constraint in MTons | FALSE | L | Annual | Allowances Withdrawn (1:1) | Thousand Tons | 0 | 0 | 0 | 0 | 0 | 0 | 0
PA_RACT Keystone 1 & 2-NOx Cap Spring | 822 | 7962 | Rate Constraint in MTons | FALSE | L | Annual | Allowances Withdrawn (1:n) | Thousand Tons | 0 | 0 | 0 | 0 | 0 | 0 | 0
PA_RACT Keystone 1 & 2-NOx Cap Spring | 822 | 7962 | Rate Constraint in MTons | FALSE | L | Annual | Total | Thousand Tons | 0.68027 | 0.68027 | 0.62747 | 0.62747 | 0.62747 | 0.0089861 | 0.0089861
PA_RACT Keystone 1 & 2-NOx Cap Spring | 822 | 7962 | Rate Constraint in MTons | FALSE | L | Annual | Fuel Consumed | TBtu | 18.1405 | 18.1405 | 16.7324 | 16.7324 | 16.7324 | 0.23963 | 0.23963
PA_RACT Keystone 1 & 2-NOx Cap Spring | 822 | 7962 | Rate Constraint in MTons | FALSE | L | Annual | Rate | lb/MMBtu | 0.075 | 0.075 | 0.075 | 0.075 | 0.075 | 0.075 | 0.075
PA_RACT Keystone 1 & 2-NOx Cap Spring | 822 | 7962 | Rate Constraint in MTons | FALSE | L | Annual | Generation | TWh | 1.849 | 1.849 | 1.7055 | 1.7055 | 1.7055 | 0.024425 | 0.024425
PA_RACT Keystone 1 & 2-NOx Cap Spring | 822 | 7962 | Rate Constraint in MTons | FALSE | L | Annual | Qualifying Generation | TWh | 1.849 | 1.849 | 1.7055 | 1.7055 | 1.7055 | 0.024425 | 0.024425
PA_RACT Keystone 1 & 2-NOx Cap Spring | 822 | 7962 | Rate Constraint in MTons | FALSE | L | Annual | Rate | lb/MWh | 0.73582 | 0.73582 | 0.73582 | 0.73582 | 0.73582 | 0.73582 | 0.73582
PA_RACT Keystone 1 & 2-NOx Cap Spring | 822 | 7962 | Rate Constraint in MTons | FALSE | L | Annual | Constraint Shadow Price | US2022$/Ton | 0 | 0 | 0 | 0 | 0 | 0 | 0
PA_RACT Keystone 1 & 2-NOx Cap Summer | 823 | 7963 | Rate Constraint in MTons | FALSE | L | Annual | Seasons Included | Seasons | Summer | Summer | Summer | Summer | Summer | Summer | Summer
PA_RACT Keystone 1 & 2-NOx Cap Summer | 823 | 7963 | Rate Constraint in MTons | FALSE | L | Annual | Standard NOX | Thousand Tons | 2.4007 | 2.4007 | 2.4007 | 2.4007 | 2.4007 | 2.4007 | 2.4007
PA_RACT Keystone 1 & 2-NOx Cap Summer | 823 | 7963 | Rate Constraint in MTons | FALSE | L | Annual | Emissions at Affected Plants NOX | Thousand Tons | 0.79611 | 1.5036 | 1.7475 | 1.7475 | 1.7475 | 0.05592 | 0.05592
PA_RACT Keystone 1 & 2-NOx Cap Summer | 823 | 7963 | Rate Constraint in MTons | FALSE | L | Annual | Allowances Purchased NOX | Thousand Tons | 0 | 0 | 0 | 0 | 0 | 0 | 0
PA_RACT Keystone 1 & 2-NOx Cap Summer | 823 | 7963 | Rate Constraint in MTons | FALSE | L | Annual | Allowances Sold NOX | Thousand Tons | 0 | 0 | 0 | 0 | 0 | 0 | 0
PA_RACT Keystone 1 & 2-NOx Cap Summer | 823 | 7963 | Rate Constraint in MTons | FALSE | L | Annual | Allowances Banked | Thousand Tons | 0 | 0 | 0 | 0 | 0 | 0 | 0
PA_RACT Keystone 1 & 2-NOx Cap Summer | 823 | 7963 | Rate Constraint in MTons | FALSE | L | Annual | Allowances Withdrawn (1:1) | Thousand Tons | 0 | 0 | 0 | 0 | 0 | 0 | 0
PA_RACT Keystone 1 & 2-NOx Cap Summer | 823 | 7963 | Rate Constraint in MTons | FALSE | L | Annual | Allowances Withdrawn (1:n) | Thousand Tons | 0 | 0 | 0 | 0 | 0 | 0 | 0
PA_RACT Keystone 1 & 2-NOx Cap Summer | 823 | 7963 | Rate Constraint in MTons | FALSE | L | Annual | Total | Thousand Tons | 0.79611 | 1.5036 | 1.7475 | 1.7475 | 1.7475 | 0.05592 | 0.05592
PA_RACT Keystone 1 & 2-NOx Cap Summer | 823 | 7963 | Rate Constraint in MTons | FALSE | L | Annual | Fuel Consumed | TBtu | 21.2297 | 40.0957 | 46.6005 | 46.6005 | 46.6005 | 1.4912 | 1.4912
PA_RACT Keystone 1 & 2-NOx Cap Summer | 823 | 7963 | Rate Constraint in MTons | FALSE | L | Annual | Rate | lb/MMBtu | 0.075 | 0.075 | 0.075 | 0.075 | 0.075 | 0.075 | 0.075
PA_RACT Keystone 1 & 2-NOx Cap Summer | 823 | 7963 | Rate Constraint in MTons | FALSE | L | Annual | Generation | TWh | 2.1639 | 4.0868 | 4.7498 | 4.7498 | 4.7498 | 0.15199 | 0.15199
PA_RACT Keystone 1 & 2-NOx Cap Summer | 823 | 7963 | Rate Constraint in MTons | FALSE | L | Annual | Qualifying Generation | TWh | 2.1639 | 4.0868 | 4.7498 | 4.7498 | 4.7498 | 0.15199 | 0.15199
PA_RACT Keystone 1 & 2-NOx Cap Summer | 823 | 7963 | Rate Constraint in MTons | FALSE | L | Annual | Rate | lb/MWh | 0.73582 | 0.73582 | 0.73582 | 0.73582 | 0.73582 | 0.73582 | 0.73582
PA_RACT Keystone 1 & 2-NOx Cap Summer | 823 | 7963 | Rate Constraint in MTons | FALSE | L | Annual | Constraint Shadow Price | US2022$/Ton | 0 | 0 | 0 | 0 | 0 | 0 | 0
PA_RACT Keystone 1 & 2-NOx Cap Winter | 824 | 7961 | Rate Constraint in MTons | FALSE | L | Annual | Seasons Included | Seasons | Winter | Winter | Winter | Winter | Winter | Winter | Winter
PA_RACT Keystone 1 & 2-NOx Cap Winter | 824 | 7961 | Rate Constraint in MTons | FALSE | L | Annual | Standard NOX | Thousand Tons | 0.92577 | 0.92577 | 0.92577 | 0.92577 | 0.92577 | 0.92577 | 0.92577
PA_RACT Keystone 1 & 2-NOx Cap Winter | 824 | 7961 | Rate Constraint in MTons | FALSE | L | Annual | Emissions at Affected Plants NOX | Thousand Tons | 0.92577 | 0.92577 | 0.92577 | 0.92577 | 0.92577 | 0.029624 | 0.029624
PA_RACT Keystone 1 & 2-NOx Cap Winter | 824 | 7961 | Rate Constraint in MTons | FALSE | L | Annual | Allowances Purchased NOX | Thousand Tons | 0 | 0 | 0 | 0 | 0 | 0 | 0
PA_RACT Keystone 1 & 2-NOx Cap Winter | 824 | 7961 | Rate Constraint in MTons | FALSE | L | Annual | Allowances Sold NOX | Thousand Tons | 0 | 0 | 0 | 0 | 0 | 0 | 0
PA_RACT Keystone 1 & 2-NOx Cap Winter | 824 | 7961 | Rate Constraint in MTons | FALSE | L | Annual | Allowances Banked | Thousand Tons | 0 | 0 | 0 | 0 | 0 | 0 | 0
PA_RACT Keystone 1 & 2-NOx Cap Winter | 824 | 7961 | Rate Constraint in MTons | FALSE | L | Annual | Allowances Withdrawn (1:1) | Thousand Tons | 0 | 0 | 0 | 0 | 0 | 0 | 0
PA_RACT Keystone 1 & 2-NOx Cap Winter | 824 | 7961 | Rate Constraint in MTons | FALSE | L | Annual | Allowances Withdrawn (1:n) | Thousand Tons | 0 | 0 | 0 | 0 | 0 | 0 | 0
PA_RACT Keystone 1 & 2-NOx Cap Winter | 824 | 7961 | Rate Constraint in MTons | FALSE | L | Annual | Total | Thousand Tons | 0.92577 | 0.92577 | 0.92577 | 0.92577 | 0.92577 | 0.029624 | 0.029624
PA_RACT Keystone 1 & 2-NOx Cap Winter | 824 | 7961 | Rate Constraint in MTons | FALSE | L | Annual | Fuel Consumed | TBtu | 24.6872 | 24.6872 | 24.6872 | 24.6872 | 24.6872 | 0.78999 | 0.78999
PA_RACT Keystone 1 & 2-NOx Cap Winter | 824 | 7961 | Rate Constraint in MTons | FALSE | L | Annual | Rate | lb/MMBtu | 0.075 | 0.075 | 0.075 | 0.075 | 0.075 | 0.075 | 0.075
PA_RACT Keystone 1 & 2-NOx Cap Winter | 824 | 7961 | Rate Constraint in MTons | FALSE | L | Annual | Generation | TWh | 2.5163 | 2.5163 | 2.5163 | 2.5163 | 2.5163 | 0.08052 | 0.08052
PA_RACT Keystone 1 & 2-NOx Cap Winter | 824 | 7961 | Rate Constraint in MTons | FALSE | L | Annual | Qualifying Generation | TWh | 2.5163 | 2.5163 | 2.5163 | 2.5163 | 2.5163 | 0.08052 | 0.08052
PA_RACT Keystone 1 & 2-NOx Cap Winter | 824 | 7961 | Rate Constraint in MTons | FALSE | L | Annual | Rate | lb/MWh | 0.73582 | 0.73582 | 0.73582 | 0.73582 | 0.73582 | 0.73582 | 0.73582
PA_RACT Keystone 1 & 2-NOx Cap Winter | 824 | 7961 | Rate Constraint in MTons | FALSE | L | Annual | Constraint Shadow Price | US2022$/Ton | 20193.1086 | 12593.7327 | 16814.414 | 0 | 4071.3999 | 0 | 0
PA_RACT Montour 1 & 2-NOx Cap Fall | 825 | 7956 | Rate Constraint in MTons | FALSE | L | Annual | Seasons Included | Seasons | Fall | Fall | Fall | Fall | Fall | Fall | Fall
PA_RACT Montour 1 & 2-NOx Cap Fall | 825 | 7956 | Rate Constraint in MTons | FALSE | L | Annual | Standard NOX | Thousand Tons | 1.6391 | 1.6391 | 1.6391 | 1.6391 | 1.6391 | 1.6391 | 1.6391
PA_RACT Montour 1 & 2-NOx Cap Fall | 825 | 7956 | Rate Constraint in MTons | FALSE | L | Annual | Emissions at Affected Plants NOX | Thousand Tons | 0.35856 | 0 | 0 | 0 | 0 | 0 | 0
PA_RACT Montour 1 & 2-NOx Cap Fall | 825 | 7956 | Rate Constraint in MTons | FALSE | L | Annual | Allowances Purchased NOX | Thousand Tons | 0 | 0 | 0 | 0 | 0 | 0 | 0
PA_RACT Montour 1 & 2-NOx Cap Fall | 825 | 7956 | Rate Constraint in MTons | FALSE | L | Annual | Allowances Sold NOX | Thousand Tons | 0 | 0 | 0 | 0 | 0 | 0 | 0
PA_RACT Montour 1 & 2-NOx Cap Fall | 825 | 7956 | Rate Constraint in MTons | FALSE | L | Annual | Allowances Banked | Thousand Tons | 0 | 0 | 0 | 0 | 0 | 0 | 0
PA_RACT Montour 1 & 2-NOx Cap Fall | 825 | 7956 | Rate Constraint in MTons | FALSE | L | Annual | Allowances Withdrawn (1:1) | Thousand Tons | 0 | 0 | 0 | 0 | 0 | 0 | 0
PA_RACT Montour 1 & 2-NOx Cap Fall | 825 | 7956 | Rate Constraint in MTons | FALSE | L | Annual | Allowances Withdrawn (1:n) | Thousand Tons | 0 | 0 | 0 | 0 | 0 | 0 | 0
PA_RACT Montour 1 & 2-NOx Cap Fall | 825 | 7956 | Rate Constraint in MTons | FALSE | L | Annual | Total | Thousand Tons | 0.35856 | 0 | 0 | 0 | 0 | 0 | 0
PA_RACT Montour 1 & 2-NOx Cap Fall | 825 | 7956 | Rate Constraint in MTons | FALSE | L | Annual | Fuel Consumed | TBtu | 13.239 | 0 | 0 | 0 | 0 | 0 | 0
PA_RACT Montour 1 & 2-NOx Cap Fall | 825 | 7956 | Rate Constraint in MTons | FALSE | L | Annual | Rate | lb/MMBtu | 0.054168 | 0 | 0 | 0 | 0 | 0 | 0
PA_RACT Montour 1 & 2-NOx Cap Fall | 825 | 7956 | Rate Constraint in MTons | FALSE | L | Annual | Generation | TWh | 1.238 | 0 | 0 | 0 | 0 | 0 | 0
PA_RACT Montour 1 & 2-NOx Cap Fall | 825 | 7956 | Rate Constraint in MTons | FALSE | L | Annual | Qualifying Generation | TWh | 1.238 | 0 | 0 | 0 | 0 | 0 | 0
PA_RACT Montour 1 & 2-NOx Cap Fall | 825 | 7956 | Rate Constraint in MTons | FALSE | L | Annual | Rate | lb/MWh | 0.57925 | 0 | 0 | 0 | 0 | 0 | 0
PA_RACT Montour 1 & 2-NOx Cap Fall | 825 | 7956 | Rate Constraint in MTons | FALSE | L | Annual | Constraint Shadow Price | US2022$/Ton | 0 | 0 | 0 | 0 | 0 | 0 | 0
PA_RACT Montour 1 & 2-NOx Cap Spring | 826 | 7954 | Rate Constraint in MTons | FALSE | L | Annual | Seasons Included | Seasons | Spring | Spring | Spring | Spring | Spring | Spring | Spring
PA_RACT Montour 1 & 2-NOx Cap Spring | 826 | 7954 | Rate Constraint in MTons | FALSE | L | Annual | Standard NOX | Thousand Tons | 1.0868 | 1.0868 | 1.0868 | 1.0868 | 1.0868 | 1.0868 | 1.0868
PA_RACT Montour 1 & 2-NOx Cap Spring | 826 | 7954 | Rate Constraint in MTons | FALSE | L | Annual | Emissions at Affected Plants NOX | Thousand Tons | 0 | 0 | 0 | 0 | 0 | 0 | 0
PA_RACT Montour 1 & 2-NOx Cap Spring | 826 | 7954 | Rate Constraint in MTons | FALSE | L | Annual | Allowances Purchased NOX | Thousand Tons | 0 | 0 | 0 | 0 | 0 | 0 | 0
PA_RACT Montour 1 & 2-NOx Cap Spring | 826 | 7954 | Rate Constraint in MTons | FALSE | L | Annual | Allowances Sold NOX | Thousand Tons | 0 | 0 | 0 | 0 | 0 | 0 | 0
PA_RACT Montour 1 & 2-NOx Cap Spring | 826 | 7954 | Rate Constraint in MTons | FALSE | L | Annual | Allowances Banked | Thousand Tons | 0 | 0 | 0 | 0 | 0 | 0 | 0
PA_RACT Montour 1 & 2-NOx Cap Spring | 826 | 7954 | Rate Constraint in MTons | FALSE | L | Annual | Allowances Withdrawn (1:1) | Thousand Tons | 0 | 0 | 0 | 0 | 0 | 0 | 0
PA_RACT Montour 1 & 2-NOx Cap Spring | 826 | 7954 | Rate Constraint in MTons | FALSE | L | Annual | Allowances Withdrawn (1:n) | Thousand Tons | 0 | 0 | 0 | 0 | 0 | 0 | 0
PA_RACT Montour 1 & 2-NOx Cap Spring | 826 | 7954 | Rate Constraint in MTons | FALSE | L | Annual | Total | Thousand Tons | 0 | 0 | 0 | 0 | 0 | 0 | 0
PA_RACT Montour 1 & 2-NOx Cap Spring | 826 | 7954 | Rate Constraint in MTons | FALSE | L | Annual | Fuel Consumed | TBtu | 0 | 0 | 0 | 0 | 0 | 0 | 0
PA_RACT Montour 1 & 2-NOx Cap Spring | 826 | 7954 | Rate Constraint in MTons | FALSE | L | Annual | Rate | lb/MMBtu | 0 | 0 | 0 | 0 | 0 | 0 | 0
PA_RACT Montour 1 & 2-NOx Cap Spring | 826 | 7954 | Rate Constraint in MTons | FALSE | L | Annual | Generation | TWh | 0 | 0 | 0 | 0 | 0 | 0 | 0
PA_RACT Montour 1 & 2-NOx Cap Spring | 826 | 7954 | Rate Constraint in MTons | FALSE | L | Annual | Qualifying Generation | TWh | 0 | 0 | 0 | 0 | 0 | 0 | 0
PA_RACT Montour 1 & 2-NOx Cap Spring | 826 | 7954 | Rate Constraint in MTons | FALSE | L | Annual | Rate | lb/MWh | 0 | 0 | 0 | 0 | 0 | 0 | 0
PA_RACT Montour 1 & 2-NOx Cap Spring | 826 | 7954 | Rate Constraint in MTons | FALSE | L | Annual | Constraint Shadow Price | US2022$/Ton | 0 | 0 | 0 | 0 | 0 | 0 | 0
PA_RACT Montour 1 & 2-NOx Cap Summer | 827 | 7955 | Rate Constraint in MTons | FALSE | L | Annual | Seasons Included | Seasons | Summer | Summer | Summer | Summer | Summer | Summer | Summer
PA_RACT Montour 1 & 2-NOx Cap Summer | 827 | 7955 | Rate Constraint in MTons | FALSE | L | Annual | Standard NOX | Thousand Tons | 2.7259 | 2.7259 | 2.7259 | 2.7259 | 2.7259 | 2.7259 | 2.7259
PA_RACT Montour 1 & 2-NOx Cap Summer | 827 | 7955 | Rate Constraint in MTons | FALSE | L | Annual | Emissions at Affected Plants NOX | Thousand Tons | 0.89962 | 0.59801 | 0 | 0 | 0 | 0 | 0
PA_RACT Montour 1 & 2-NOx Cap Summer | 827 | 7955 | Rate Constraint in MTons | FALSE | L | Annual | Allowances Purchased NOX | Thousand Tons | 0 | 0 | 0 | 0 | 0 | 0 | 0
PA_RACT Montour 1 & 2-NOx Cap Summer | 827 | 7955 | Rate Constraint in MTons | FALSE | L | Annual | Allowances Sold NOX | Thousand Tons | 0 | 0 | 0 | 0 | 0 | 0 | 0
PA_RACT Montour 1 & 2-NOx Cap Summer | 827 | 7955 | Rate Constraint in MTons | FALSE | L | Annual | Allowances Banked | Thousand Tons | 0 | 0 | 0 | 0 | 0 | 0 | 0
PA_RACT Montour 1 & 2-NOx Cap Summer | 827 | 7955 | Rate Constraint in MTons | FALSE | L | Annual | Allowances Withdrawn (1:1) | Thousand Tons | 0 | 0 | 0 | 0 | 0 | 0 | 0
PA_RACT Montour 1 & 2-NOx Cap Summer | 827 | 7955 | Rate Constraint in MTons | FALSE | L | Annual | Allowances Withdrawn (1:n) | Thousand Tons | 0 | 0 | 0 | 0 | 0 | 0 | 0
PA_RACT Montour 1 & 2-NOx Cap Summer | 827 | 7955 | Rate Constraint in MTons | FALSE | L | Annual | Total | Thousand Tons | 0.89962 | 0.59801 | 0 | 0 | 0 | 0 | 0
PA_RACT Montour 1 & 2-NOx Cap Summer | 827 | 7955 | Rate Constraint in MTons | FALSE | L | Annual | Fuel Consumed | TBtu | 33.2163 | 22.0802 | 0 | 0 | 0 | 0 | 0
PA_RACT Montour 1 & 2-NOx Cap Summer | 827 | 7955 | Rate Constraint in MTons | FALSE | L | Annual | Rate | lb/MMBtu | 0.054167 | 0.054168 | 0 | 0 | 0 | 0 | 0
PA_RACT Montour 1 & 2-NOx Cap Summer | 827 | 7955 | Rate Constraint in MTons | FALSE | L | Annual | Generation | TWh | 3.1061 | 2.0648 | 0 | 0 | 0 | 0 | 0
PA_RACT Montour 1 & 2-NOx Cap Summer | 827 | 7955 | Rate Constraint in MTons | FALSE | L | Annual | Qualifying Generation | TWh | 3.1061 | 2.0648 | 0 | 0 | 0 | 0 | 0
PA_RACT Montour 1 & 2-NOx Cap Summer | 827 | 7955 | Rate Constraint in MTons | FALSE | L | Annual | Rate | lb/MWh | 0.57925 | 0.57925 | 0 | 0 | 0 | 0 | 0
PA_RACT Montour 1 & 2-NOx Cap Summer | 827 | 7955 | Rate Constraint in MTons | FALSE | L | Annual | Constraint Shadow Price | US2022$/Ton | 0 | 0 | 0 | 0 | 0 | 0 | 0
PA_RACT Montour 1 & 2-NOx Cap Winter | 828 | 7953 | Rate Constraint in MTons | FALSE | L | Annual | Seasons Included | Seasons | Winter | Winter | Winter | Winter | Winter | Winter | Winter
PA_RACT Montour 1 & 2-NOx Cap Winter | 828 | 7953 | Rate Constraint in MTons | FALSE | L | Annual | Standard NOX | Thousand Tons | 1.0512 | 1.0512 | 1.0512 | 1.0512 | 1.0512 | 1.0512 | 1.0512
PA_RACT Montour 1 & 2-NOx Cap Winter | 828 | 7953 | Rate Constraint in MTons | FALSE | L | Annual | Emissions at Affected Plants NOX | Thousand Tons | 0.3497 | 0 | 0 | 0 | 0 | 0 | 0
PA_RACT Montour 1 & 2-NOx Cap Winter | 828 | 7953 | Rate Constraint in MTons | FALSE | L | Annual | Allowances Purchased NOX | Thousand Tons | 0 | 0 | 0 | 0 | 0 | 0 | 0
PA_RACT Montour 1 & 2-NOx Cap Winter | 828 | 7953 | Rate Constraint in MTons | FALSE | L | Annual | Allowances Sold NOX | Thousand Tons | 0 | 0 | 0 | 0 | 0 | 0 | 0
PA_RACT Montour 1 & 2-NOx Cap Winter | 828 | 7953 | Rate Constraint in MTons | FALSE | L | Annual | Allowances Banked | Thousand Tons | 0 | 0 | 0 | 0 | 0 | 0 | 0
PA_RACT Montour 1 & 2-NOx Cap Winter | 828 | 7953 | Rate Constraint in MTons | FALSE | L | Annual | Allowances Withdrawn (1:1) | Thousand Tons | 0 | 0 | 0 | 0 | 0 | 0 | 0
PA_RACT Montour 1 & 2-NOx Cap Winter | 828 | 7953 | Rate Constraint in MTons | FALSE | L | Annual | Allowances Withdrawn (1:n) | Thousand Tons | 0 | 0 | 0 | 0 | 0 | 0 | 0
PA_RACT Montour 1 & 2-NOx Cap Winter | 828 | 7953 | Rate Constraint in MTons | FALSE | L | Annual | Total | Thousand Tons | 0.3497 | 0 | 0 | 0 | 0 | 0 | 0
PA_RACT Montour 1 & 2-NOx Cap Winter | 828 | 7953 | Rate Constraint in MTons | FALSE | L | Annual | Fuel Consumed | TBtu | 12.9117 | 0 | 0 | 0 | 0 | 0 | 0
PA_RACT Montour 1 & 2-NOx Cap Winter | 828 | 7953 | Rate Constraint in MTons | FALSE | L | Annual | Rate | lb/MMBtu | 0.054167 | 0 | 0 | 0 | 0 | 0 | 0
PA_RACT Montour 1 & 2-NOx Cap Winter | 828 | 7953 | Rate Constraint in MTons | FALSE | L | Annual | Generation | TWh | 1.2074 | 0 | 0 | 0 | 0 | 0 | 0
PA_RACT Montour 1 & 2-NOx Cap Winter | 828 | 7953 | Rate Constraint in MTons | FALSE | L | Annual | Qualifying Generation | TWh | 1.2074 | 0 | 0 | 0 | 0 | 0 | 0
PA_RACT Montour 1 & 2-NOx Cap Winter | 828 | 7953 | Rate Constraint in MTons | FALSE | L | Annual | Rate | lb/MWh | 0.57925 | 0 | 0 | 0 | 0 | 0 | 0
PA_RACT Montour 1 & 2-NOx Cap Winter | 828 | 7953 | Rate Constraint in MTons | FALSE | L | Annual | Constraint Shadow Price | US2022$/Ton | 0 | 0 | 0 | 0 | 0 | 0 | 0
RED-Rochester MER Rate Limit v3.1 | 829 | 7518 | Rate Constraint in lbs/MMBtu | FALSE | L | Annual | Seasons Included | Seasons | Winter, Spring, Summer, Fall | Winter, Spring, Summer, Fall | Winter, Spring, Summer, Fall | Winter, Spring, Summer, Fall | Winter, Spring, Summer, Fall | Winter, Spring, Summer, Fall | Winter, Spring, Summer, Fall
RED-Rochester MER Rate Limit v3.1 | 829 | 7518 | Rate Constraint in lbs/MMBtu | FALSE | L | Annual | Standard MER | lb/MMBtu | 6e-07 | 6e-07 | 6e-07 | 6e-07 | 6e-07 | 6e-07 | 6e-07
RED-Rochester MER Rate Limit v3.1 | 829 | 7518 | Rate Constraint in lbs/MMBtu | FALSE | L | Annual | Emissions at Affected Plants MER | Lb | 0.00015282 | 0.0002259 | 6.1869e-05 | 0 | 0 | 0 | 0
RED-Rochester MER Rate Limit v3.1 | 829 | 7518 | Rate Constraint in lbs/MMBtu | FALSE | L | Annual | Allowances Purchased MER | Lb | 0 | 0 | 0 | 0 | 0 | 0 | 0
RED-Rochester MER Rate Limit v3.1 | 829 | 7518 | Rate Constraint in lbs/MMBtu | FALSE | L | Annual | Allowances Sold MER | Lb | 0 | 0 | 0 | 0 | 0 | 0 | 0
RED-Rochester MER Rate Limit v3.1 | 829 | 7518 | Rate Constraint in lbs/MMBtu | FALSE | L | Annual | Allowances Banked | Lb | 0 | 0 | 0 | 0 | 0 | 0 | 0
RED-Rochester MER Rate Limit v3.1 | 829 | 7518 | Rate Constraint in lbs/MMBtu | FALSE | L | Annual | Allowances Withdrawn (1:1) | Lb | 0 | 0 | 0 | 0 | 0 | 0 | 0
RED-Rochester MER Rate Limit v3.1 | 829 | 7518 | Rate Constraint in lbs/MMBtu | FALSE | L | Annual | Allowances Withdrawn (1:n) | Lb | 0 | 0 | 0 | 0 | 0 | 0 | 0
RED-Rochester MER Rate Limit v3.1 | 829 | 7518 | Rate Constraint in lbs/MMBtu | FALSE | L | Annual | Total | Lb | 0.00015282 | 0.0002259 | 6.1869e-05 | 0 | 0 | 0 | 0
RED-Rochester MER Rate Limit v3.1 | 829 | 7518 | Rate Constraint in lbs/MMBtu | FALSE | L | Annual | Fuel Consumed | TBtu | 0.82764 | 1.2234 | 0.33506 | 0 | 0 | 0 | 0
RED-Rochester MER Rate Limit v3.1 | 829 | 7518 | Rate Constraint in lbs/MMBtu | FALSE | L | Annual | Rate | lb/MMBtu | 1.8465e-10 | 1.8465e-10 | 1.8465e-10 | 0 | 0 | 0 | 0
RED-Rochester MER Rate Limit v3.1 | 829 | 7518 | Rate Constraint in lbs/MMBtu | FALSE | L | Annual | Generation | TWh | 0.099716 | 0.1474 | 0.040369 | 0 | 0 | 0 | 0
RED-Rochester MER Rate Limit v3.1 | 829 | 7518 | Rate Constraint in lbs/MMBtu | FALSE | L | Annual | Qualifying Generation | TWh | 0.099716 | 0.1474 | 0.040369 | 0 | 0 | 0 | 0
RED-Rochester MER Rate Limit v3.1 | 829 | 7518 | Rate Constraint in lbs/MMBtu | FALSE | L | Annual | Rate | lb/MWh | 0.0030652 | 0.0030652 | 0.0030652 | 0 | 0 | 0 | 0
RED-Rochester MER Rate Limit v3.1 | 829 | 7518 | Rate Constraint in lbs/MMBtu | FALSE | L | Annual | Constraint Shadow Price | US2022$/Lb | 0 | 0 | 0 | 0 | 0 | 0 | 0
RGGI CO2 Annual Constraint v5.13 | 830 | 7118 | Rate Constraint in MTons | FALSE | L | Annual | Seasons Included | Seasons | Winter, Spring, Summer, Fall | Winter, Spring, Summer, Fall | Winter, Spring, Summer, Fall | Winter, Spring, Summer, Fall | Winter, Spring, Summer, Fall | Winter, Spring, Summer, Fall | Winter, Spring, Summer, Fall
RGGI CO2 Annual Constraint v5.13 | 830 | 7118 | Rate Constraint in MTons | FALSE | L | Annual | Standard CO2 | Thousand Tons | 117571.4671 | 78610.4021 | 78610.4021 | 78610.4021 | 78610.4021 | 78610.4021 | 78610.4021
RGGI CO2 Annual Constraint v5.13 | 830 | 7118 | Rate Constraint in MTons | FALSE | L | Annual | Emissions at Affected Plants CO2 | Thousand Tons | 100039.7082 | 96142.1609 | 78610.4021 | 78610.4021 | 66376.5784 | 69424.9868 | 81620.768
RGGI CO2 Annual Constraint v5.13 | 830 | 7118 | Rate Constraint in MTons | FALSE | L | Annual | Allowances Purchased CO2 | Thousand Tons | 0 | 0 | 0 | 0 | 0 | 0 | 0
RGGI CO2 Annual Constraint v5.13 | 830 | 7118 | Rate Constraint in MTons | FALSE | L | Annual | Allowances Sold CO2 | Thousand Tons | 0 | 0 | 0 | 0 | 0 | 0 | 0
RGGI CO2 Annual Constraint v5.13 | 830 | 7118 | Rate Constraint in MTons | FALSE | L | Annual | Allowances Banked | Thousand Tons | 17531.7589 | 0 | 0 | 0 | 0 | 4214.5123 | 0
RGGI CO2 Annual Constraint v5.13 | 830 | 7118 | Rate Constraint in MTons | FALSE | L | Annual | Allowances Withdrawn (1:1) | Thousand Tons | 0 | -17531.7589 | 0 | 0 | 0 | 0 | -3010.366
RGGI CO2 Annual Constraint v5.13 | 830 | 7118 | Rate Constraint in MTons | FALSE | L | Annual | Allowances Withdrawn (1:n) | Thousand Tons | 0 | 0 | 0 | 0 | 0 | 0 | 0
RGGI CO2 Annual Constraint v5.13 | 830 | 7118 | Rate Constraint in MTons | FALSE | L | Annual | Total | Thousand Tons | 117571.4671 | 78610.4021 | 78610.4021 | 78610.4021 | 66376.5784 | 73639.4991 | 78610.4019
RGGI CO2 Annual Constraint v5.13 | 830 | 7118 | Rate Constraint in MTons | FALSE | L | Annual | Fuel Consumed | TBtu | 1641.3022 | 1573.0144 | 1282.5274 | 1296.1654 | 1087.6814 | 1156.8417 | 1365.0375
RGGI CO2 Annual Constraint v5.13 | 830 | 7118 | Rate Constraint in MTons | FALSE | L | Annual | Rate | lb/MMBtu | 121.9029 | 122.2394 | 122.5867 | 121.2969 | 122.0515 | 120.025 | 119.5876
RGGI CO2 Annual Constraint v5.13 | 830 | 7118 | Rate Constraint in MTons | FALSE | L | Annual | Generation | TWh | 228.8633 | 316.2576 | 509.8316 | 596.7397 | 585.0011 | 570.8442 | 619.325
RGGI CO2 Annual Constraint v5.13 | 830 | 7118 | Rate Constraint in MTons | FALSE | L | Annual | Qualifying Generation | TWh | 224.783 | 219.2211 | 187.4556 | 196.709 | 168.3335 | 181.2126 | 214.5076
RGGI CO2 Annual Constraint v5.13 | 830 | 7118 | Rate Constraint in MTons | FALSE | L | Annual | Rate | lb/MWh | 890.1004 | 877.125 | 838.7096 | 799.2559 | 788.6316 | 766.2269 | 761.0059
RGGI CO2 Annual Constraint v5.13 | 830 | 7118 | Rate Constraint in MTons | FALSE | L | Annual | Constraint Shadow Price | US2022$/Ton | 7.3828 | 7.9484 | 8.5712 | 0.27497 | 0 | 0 | 0
RI Block Island-NOx Cap Annual v7.23 | 831 | 7967 | Rate Constraint in MTons | FALSE | L | Annual | Seasons Included | Seasons | Winter, Spring, Summer, Fall | Winter, Spring, Summer, Fall | Winter, Spring, Summer, Fall | Winter, Spring, Summer, Fall | Winter, Spring, Summer, Fall | Winter, Spring, Summer, Fall | Winter, Spring, Summer, Fall
RI Block Island-NOx Cap Annual v7.23 | 831 | 7967 | Rate Constraint in MTons | FALSE | L | Annual | Standard NOX | Thousand Tons | 0.035 | 0.035 | 0.035 | 0.035 | 0.035 | 0.035 | 0.035
RI Block Island-NOx Cap Annual v7.23 | 831 | 7967 | Rate Constraint in MTons | FALSE | L | Annual | Emissions at Affected Plants NOX | Thousand Tons | 0 | 0 | 0 | 0 | 0 | 0 | 0
RI Block Island-NOx Cap Annual v7.23 | 831 | 7967 | Rate Constraint in MTons | FALSE | L | Annual | Allowances Purchased NOX | Thousand Tons | 0 | 0 | 0 | 0 | 0 | 0 | 0
RI Block Island-NOx Cap Annual v7.23 | 831 | 7967 | Rate Constraint in MTons | FALSE | L | Annual | Allowances Sold NOX | Thousand Tons | 0 | 0 | 0 | 0 | 0 | 0 | 0
RI Block Island-NOx Cap Annual v7.23 | 831 | 7967 | Rate Constraint in MTons | FALSE | L | Annual | Allowances Banked | Thousand Tons | 0 | 0 | 0 | 0 | 0 | 0 | 0
RI Block Island-NOx Cap Annual v7.23 | 831 | 7967 | Rate Constraint in MTons | FALSE | L | Annual | Allowances Withdrawn (1:1) | Thousand Tons | 0 | 0 | 0 | 0 | 0 | 0 | 0
RI Block Island-NOx Cap Annual v7.23 | 831 | 7967 | Rate Constraint in MTons | FALSE | L | Annual | Allowances Withdrawn (1:n) | Thousand Tons | 0 | 0 | 0 | 0 | 0 | 0 | 0
RI Block Island-NOx Cap Annual v7.23 | 831 | 7967 | Rate Constraint in MTons | FALSE | L | Annual | Total | Thousand Tons | 0 | 0 | 0 | 0 | 0 | 0 | 0
RI Block Island-NOx Cap Annual v7.23 | 831 | 7967 | Rate Constraint in MTons | FALSE | L | Annual | Fuel Consumed | TBtu | 0 | 0 | 0 | 0 | 0 | 0 | 0
RI Block Island-NOx Cap Annual v7.23 | 831 | 7967 | Rate Constraint in MTons | FALSE | L | Annual | Rate | lb/MMBtu | 0 | 0 | 0 | 0 | 0 | 0 | 0
RI Block Island-NOx Cap Annual v7.23 | 831 | 7967 | Rate Constraint in MTons | FALSE | L | Annual | Generation | TWh | 0 | 0 | 0 | 0 | 0 | 0 | 0
RI Block Island-NOx Cap Annual v7.23 | 831 | 7967 | Rate Constraint in MTons | FALSE | L | Annual | Qualifying Generation | TWh | 0 | 0 | 0 | 0 | 0 | 0 | 0
RI Block Island-NOx Cap Annual v7.23 | 831 | 7967 | Rate Constraint in MTons | FALSE | L | Annual | Rate | lb/MWh | 0 | 0 | 0 | 0 | 0 | 0 | 0
RI Block Island-NOx Cap Annual v7.23 | 831 | 7967 | Rate Constraint in MTons | FALSE | L | Annual | Constraint Shadow Price | US2022$/Ton | 0 | 0 | 0 | 0 | 0 | 0 | 0
RI Ocean State Power II(3&4)-NOx Cap Annual v7.23 | 832 | 7965 | Rate Constraint in MTons | FALSE | L | Annual | Seasons Included | Seasons | Winter, Spring, Summer, Fall | Winter, Spring, Summer, Fall | Winter, Spring, Summer, Fall | Winter, Spring, Summer, Fall | Winter, Spring, Summer, Fall | Winter, Spring, Summer, Fall | Winter, Spring, Summer, Fall
RI Ocean State Power II(3&4)-NOx Cap Annual v7.23 | 832 | 7965 | Rate Constraint in MTons | FALSE | L | Annual | Standard NOX | Thousand Tons | 0.09262 | 0.09262 | 0.09262 | 0.09262 | 0.09262 | 0.09262 | 0.09262
RI Ocean State Power II(3&4)-NOx Cap Annual v7.23 | 832 | 7965 | Rate Constraint in MTons | FALSE | L | Annual | Emissions at Affected Plants NOX | Thousand Tons | 0.0022636 | 0.0094302 | 0.0001507 | 0.0036132 | 0.0016701 | 0.00298 | 0.00082884
RI Ocean State Power II(3&4)-NOx Cap Annual v7.23 | 832 | 7965 | Rate Constraint in MTons | FALSE | L | Annual | Allowances Purchased NOX | Thousand Tons | 0 | 0 | 0 | 0 | 0 | 0 | 0
RI Ocean State Power II(3&4)-NOx Cap Annual v7.23 | 832 | 7965 | Rate Constraint in MTons | FALSE | L | Annual | Allowances Sold NOX | Thousand Tons | 0 | 0 | 0 | 0 | 0 | 0 | 0
RI Ocean State Power II(3&4)-NOx Cap Annual v7.23 | 832 | 7965 | Rate Constraint in MTons | FALSE | L | Annual | Allowances Banked | Thousand Tons | 0 | 0 | 0 | 0 | 0 | 0 | 0
RI Ocean State Power II(3&4)-NOx Cap Annual v7.23 | 832 | 7965 | Rate Constraint in MTons | FALSE | L | Annual | Allowances Withdrawn (1:1) | Thousand Tons | 0 | 0 | 0 | 0 | 0 | 0 | 0
RI Ocean State Power II(3&4)-NOx Cap Annual v7.23 | 832 | 7965 | Rate Constraint in MTons | FALSE | L | Annual | Allowances Withdrawn (1:n) | Thousand Tons | 0 | 0 | 0 | 0 | 0 | 0 | 0
RI Ocean State Power II(3&4)-NOx Cap Annual v7.23 | 832 | 7965 | Rate Constraint in MTons | FALSE | L | Annual | Total | Thousand Tons | 0.0022636 | 0.0094302 | 0.0001507 | 0.0036132 | 0.0016701 | 0.00298 | 0.00082884
RI Ocean State Power II(3&4)-NOx Cap Annual v7.23 | 832 | 7965 | Rate Constraint in MTons | FALSE | L | Annual | Fuel Consumed | TBtu | 0.16123 | 0.67167 | 0.010733 | 0.25735 | 0.11895 | 0.21225 | 0.059034
RI Ocean State Power II(3&4)-NOx Cap Annual v7.23 | 832 | 7965 | Rate Constraint in MTons | FALSE | L | Annual | Rate | lb/MMBtu | 0.02808 | 0.02808 | 0.02808 | 0.02808 | 0.02808 | 0.02808 | 0.02808
RI Ocean State Power II(3&4)-NOx Cap Annual v7.23 | 832 | 7965 | Rate Constraint in MTons | FALSE | L | Annual | Generation | TWh | 0.017948 | 0.074771 | 0.0011949 | 0.028649 | 0.013242 | 0.023628 | 0.0065718
RI Ocean State Power II(3&4)-NOx Cap Annual v7.23 | 832 | 7965 | Rate Constraint in MTons | FALSE | L | Annual | Qualifying Generation | TWh | 0.017948 | 0.074771 | 0.0011949 | 0.028649 | 0.013242 | 0.023628 | 0.0065718
RI Ocean State Power II(3&4)-NOx Cap Annual v7.23 | 832 | 7965 | Rate Constraint in MTons | FALSE | L | Annual | Rate | lb/MWh | 0.25224 | 0.25224 | 0.25224 | 0.25224 | 0.25224 | 0.25224 | 0.25224
RI Ocean State Power II(3&4)-NOx Cap Annual v7.23 | 832 | 7965 | Rate Constraint in MTons | FALSE | L | Annual | Constraint Shadow Price | US2022$/Ton | 0 | 0 | 0 | 0 | 0 | 0 | 0
RI State Energy Center-NOx Cap Annual v7.23 | 833 | 7966 | Rate Constraint in MTons | FALSE | L | Annual | Seasons Included | Seasons | Winter, Spring, Summer, Fall | Winter, Spring, Summer, Fall | Winter, Spring, Summer, Fall | Winter, Spring, Summer, Fall | Winter, Spring, Summer, Fall | Winter, Spring, Summer, Fall | Winter, Spring, Summer, Fall
RI State Energy Center-NOx Cap Annual v7.23 | 833 | 7966 | Rate Constraint in MTons | FALSE | L | Annual | Standard NOX | Thousand Tons | 0.156 | 0.156 | 0.156 | 0.156 | 0.156 | 0.156 | 0.156
RI State Energy Center-NOx Cap Annual v7.23 | 833 | 7966 | Rate Constraint in MTons | FALSE | L | Annual | Emissions at Affected Plants NOX | Thousand Tons | 0.059318 | 0.04629 | 0.067181 | 0.042562 | 0.012406 | 0.012149 | 0.0078471
RI State Energy Center-NOx Cap Annual v7.23 | 833 | 7966 | Rate Constraint in MTons | FALSE | L | Annual | Allowances Purchased NOX | Thousand Tons | 0 | 0 | 0 | 0 | 0 | 0 | 0
RI State Energy Center-NOx Cap Annual v7.23 | 833 | 7966 | Rate Constraint in MTons | FALSE | L | Annual | Allowances Sold NOX | Thousand Tons | 0 | 0 | 0 | 0 | 0 | 0 | 0
RI State Energy Center-NOx Cap Annual v7.23 | 833 | 7966 | Rate Constraint in MTons | FALSE | L | Annual | Allowances Banked | Thousand Tons | 0 | 0 | 0 | 0 | 0 | 0 | 0
RI State Energy Center-NOx Cap Annual v7.23 | 833 | 7966 | Rate Constraint in MTons | FALSE | L | Annual | Allowances Withdrawn (1:1) | Thousand Tons | 0 | 0 | 0 | 0 | 0 | 0 | 0
RI State Energy Center-NOx Cap Annual v7.23 | 833 | 7966 | Rate Constraint in MTons | FALSE | L | Annual | Allowances Withdrawn (1:n) | Thousand Tons | 0 | 0 | 0 | 0 | 0 | 0 | 0
RI State Energy Center-NOx Cap Annual v7.23 | 833 | 7966 | Rate Constraint in MTons | FALSE | L | Annual | Total | Thousand Tons | 0.059318 | 0.04629 | 0.067181 | 0.042562 | 0.012406 | 0.012149 | 0.0078471
RI State Energy Center-NOx Cap Annual v7.23 | 833 | 7966 | Rate Constraint in MTons | FALSE | L | Annual | Fuel Consumed | TBtu | 17.1937 | 13.4174 | 19.4727 | 12.3369 | 3.5958 | 3.5215 | 2.2745
RI State Energy Center-NOx Cap Annual v7.23 | 833 | 7966 | Rate Constraint in MTons | FALSE | L | Annual | Rate | lb/MMBtu | 0.0069 | 0.0069 | 0.0069 | 0.0069 | 0.0069 | 0.0069 | 0.0069
RI State Energy Center-NOx Cap Annual v7.23 | 833 | 7966 | Rate Constraint in MTons | FALSE | L | Annual | Generation | TWh | 2.4223 | 1.8903 | 2.7434 | 1.7381 | 0.5066 | 0.49613 | 0.32044
RI State Energy Center-NOx Cap Annual v7.23 | 833 | 7966 | Rate Constraint in MTons | FALSE | L | Annual | Qualifying Generation | TWh | 2.4223 | 1.8903 | 2.7434 | 1.7381 | 0.5066 | 0.49613 | 0.32044
RI State Energy Center-NOx Cap Annual v7.23 | 833 | 7966 | Rate Constraint in MTons | FALSE | L | Annual | Rate | lb/MWh | 0.048976 | 0.048976 | 0.048976 | 0.048976 | 0.048976 | 0.048976 | 0.048976
RI State Energy Center-NOx Cap Annual v7.23 | 833 | 7966 | Rate Constraint in MTons | FALSE | L | Annual | Constraint Shadow Price | US2022$/Ton | 0 | 0 | 0 | 0 | 0 | 0 | 0
RPS Clean Energy v6.20- CO | 834 | 7660 | Generation Constraint in GWh | FALSE | G | Annual | Seasons Included | Seasons | Winter, Spring, Summer, Fall | Winter, Spring, Summer, Fall | Winter, Spring, Summer, Fall | Winter, Spring, Summer, Fall | Winter, Spring, Summer, Fall | Winter, Spring, Summer, Fall | Winter, Spring, Summer, Fall
RPS Clean Energy v6.20- CO | 834 | 7660 | Generation Constraint in GWh | FALSE | G | Annual | Standard GWh | GWh | 0 | 0 | 0 | 0 | 0 | 64520.7651 | 69890.6092
RPS Clean Energy v6.20- CO | 834 | 7660 | Generation Constraint in GWh | FALSE | G | Annual | Generation at Eligible Plants | GWh | 25333.5685 | 25333.5685 | 38039.4143 | 57411.1897 | 76188.3007 | 84021.3503 | 94785.6708
RPS Clean Energy v6.20- CO | 834 | 7660 | Generation Constraint in GWh | FALSE | G | Annual | Allowances Purchased | GWh | 0 | 0 | 0 | 0 | 0 | 0 | 0
RPS Clean Energy v6.20- CO | 834 | 7660 | Generation Constraint in GWh | FALSE | G | Annual | Allowances Sold | GWh | 0 | 0 | 0 | 0 | 0 | 0 | 0
RPS Clean Energy v6.20- CO | 834 | 7660 | Generation Constraint in GWh | FALSE | G | Annual | Allowances Banked | GWh | 0 | 0 | 0 | 0 | 0 | 0 | 0
RPS Clean Energy v6.20- CO | 834 | 7660 | Generation Constraint in GWh | FALSE | G | Annual | Allowances Withdrawn (1:1) | GWh | 0 | 0 | 0 | 0 | 0 | 0 | 0
RPS Clean Energy v6.20- CO | 834 | 7660 | Generation Constraint in GWh | FALSE | G | Annual | Allowances Withdrawn (1:n) | GWh | 0 | 0 | 0 | 0 | 0 | 0 | 0
RPS Clean Energy v6.20- CO | 834 | 7660 | Generation Constraint in GWh | FALSE | G | Annual | Net Emissions Allowance Position | GWh | 25333.5685 | 25333.5685 | 38039.4143 | 57411.1897 | 76188.3007 | 84021.3503 | 94785.6708
RPS Clean Energy v6.20- CO | 834 | 7660 | Generation Constraint in GWh | FALSE | G | Annual | Constraint Shadow Price | US2022$/MWh | 0 | 0 | 0 | 0 | 0 | 0 | 0
RPS Clean Energy v6.20- IL | 835 | 7734 | Generation Constraint in GWh | FALSE | G | Annual | Seasons Included | Seasons | Winter, Spring, Summer, Fall | Winter, Spring, Summer, Fall | Winter, Spring, Summer, Fall | Winter, Spring, Summer, Fall | Winter, Spring, Summer, Fall | Winter, Spring, Summer, Fall | Winter, Spring, Summer, Fall
RPS Clean Energy v6.20- IL | 835 | 7734 | Generation Constraint in GWh | FALSE | G | Annual | Standard GWh | GWh | 0 | 0 | 0 | 0 | 0 | 232064.8285 | 243304.7039
RPS Clean Energy v6.20- IL | 835 | 7734 | Generation Constraint in GWh | FALSE | G | Annual | Generation at Eligible Plants | GWh | 132507.5232 | 177792.9501 | 165544.9466 | 229327.7636 | 308079.1518 | 287982.4822 | 290455.1099
RPS Clean Energy v6.20- IL | 835 | 7734 | Generation Constraint in GWh | FALSE | G | Annual | Allowances Purchased | GWh | 0 | 0 | 0 | 0 | 0 | 0 | 0
RPS Clean Energy v6.20- IL | 835 | 7734 | Generation Constraint in GWh | FALSE | G | Annual | Allowances Sold | GWh | 0 | 0 | 0 | 0 | 0 | 0 | 0
RPS Clean Energy v6.20- IL | 835 | 7734 | Generation Constraint in GWh | FALSE | G | Annual | Allowances Banked | GWh | 0 | 0 | 0 | 0 | 0 | 0 | 0
RPS Clean Energy v6.20- IL | 835 | 7734 | Generation Constraint in GWh | FALSE | G | Annual | Allowances Withdrawn (1:1) | GWh | 0 | 0 | 0 | 0 | 0 | 0 | 0
RPS Clean Energy v6.20- IL | 835 | 7734 | Generation Constraint in GWh | FALSE | G | Annual | Allowances Withdrawn (1:n) | GWh | 0 | 0 | 0 | 0 | 0 | 0 | 0
RPS Clean Energy v6.20- IL | 835 | 7734 | Generation Constraint in GWh | FALSE | G | Annual | Net Emissions Allowance Position | GWh | 132507.5232 | 177792.9501 | 165544.9466 | 229327.7636 | 308079.1518 | 287982.4822 | 290455.1099
RPS Clean Energy v6.20- IL | 835 | 7734 | Generation Constraint in GWh | FALSE | G | Annual | Constraint Shadow Price | US2022$/MWh | 0 | 0 | 0 | 0 | 0 | 0 | 0
RPS Clean Energy v6.20- MA | 836 | 7661 | Generation Constraint in GWh | FALSE | G | Annual | Seasons Included | Seasons | Winter, Spring, Summer, Fall | Winter, Spring, Summer, Fall | Winter, Spring, Summer, Fall | Winter, Spring, Summer, Fall | Winter, Spring, Summer, Fall | Winter, Spring, Summer, Fall | Winter, Spring, Summer, Fall
RPS Clean Energy v6.20- MA | 836 | 7661 | Generation Constraint in GWh | FALSE | G | Annual | Standard GWh | GWh | 26549.2543 | 35451.2237 | 43142.7006 | 50662.0549 | 57190.2412 | 63976.6014 | 67346.9668
RPS Clean Energy v6.20- MA | 836 | 7661 | Generation Constraint in GWh | FALSE | G | Annual | Generation at Eligible Plants | GWh | 26549.2543 | 36675.2321 | 49351.1192 | 50662.0549 | 57190.2412 | 63976.6014 | 67346.9668
RPS Clean Energy v6.20- MA | 836 | 7661 | Generation Constraint in GWh | FALSE | G | Annual | Allowances Purchased | GWh | 0 | 0 | 0 | 0 | 0 | 0 | 0
RPS Clean Energy v6.20- MA | 836 | 7661 | Generation Constraint in GWh | FALSE | G | Annual | Allowances Sold | GWh | 0 | 0 | 0 | 0 | 0 | 0 | 0
RPS Clean Energy v6.20- MA | 836 | 7661 | Generation Constraint in GWh | FALSE | G | Annual | Allowances Banked | GWh | 0 | 0 | 0 | 0 | 0 | 0 | 0
RPS Clean Energy v6.20- MA | 836 | 7661 | Generation Constraint in GWh | FALSE | G | Annual | Allowances Withdrawn (1:1) | GWh | 0 | 0 | 0 | 0 | 0 | 0 | 0
RPS Clean Energy v6.20- MA | 836 | 7661 | Generation Constraint in GWh | FALSE | G | Annual | Allowances Withdrawn (1:n) | GWh | 0 | 0 | 0 | 0 | 0 | 0 | 0
RPS Clean Energy v6.20- MA | 836 | 7661 | Generation Constraint in GWh | FALSE | G | Annual | Net Emissions Allowance Position | GWh | 26549.2543 | 36675.2321 | 49351.1192 | 50662.0549 | 57190.2412 | 63976.6014 | 67346.9668
RPS Clean Energy v6.20- MA | 836 | 7661 | Generation Constraint in GWh | FALSE | G | Annual | Constraint Shadow Price | US2022$/MWh | 119.3204 | 0 | 0 | 13.2268 | 10.1814 | 10.6352 | 8.933
RPS Clean Energy v6.20- NM | 837 | 7571 | Generation Constraint in GWh | FALSE | G | Annual | Seasons Included | Seasons | Winter, Spring, Summer, Fall | Winter, Spring, Summer, Fall | Winter, Spring, Summer, Fall | Winter, Spring, Summer, Fall | Winter, Spring, Summer, Fall | Winter, Spring, Summer, Fall | Winter, Spring, Summer, Fall
RPS Clean Energy v6.20- NM | 837 | 7571 | Generation Constraint in GWh | FALSE | G | Annual | Standard GWh | GWh | 0 | 0 | 0 | 0 | 28739.6476 | 39624.961 | 42441.942
RPS Clean Energy v6.20- NM | 837 | 7571 | Generation Constraint in GWh | FALSE | G | Annual | Generation at Eligible Plants | GWh | 40406.6378 | 43702.083 | 43839.998 | 45265.8058 | 50255.855 | 50250.8912 | 51395.57
RPS Clean Energy v6.20- NM | 837 | 7571 | Generation Constraint in GWh | FALSE | G | Annual | Allowances Purchased | GWh | 0 | 0 | 0 | 0 | 0 | 0 | 0
RPS Clean Energy v6.20- NM | 837 | 7571 | Generation Constraint in GWh | FALSE | G | Annual | Allowances Sold | GWh | 0 | 0 | 0 | 0 | 0 | 0 | 0
RPS Clean Energy v6.20- NM | 837 | 7571 | Generation Constraint in GWh | FALSE | G | Annual | Allowances Banked | GWh | 0 | 0 | 0 | 0 | 0 | 0 | 0
RPS Clean Energy v6.20- NM | 837 | 7571 | Generation Constraint in GWh | FALSE | G | Annual | Allowances Withdrawn (1:1) | GWh | 0 | 0 | 0 | 0 | 0 | 0 | 0
RPS Clean Energy v6.20- NM | 837 | 7571 | Generation Constraint in GWh | FALSE | G | Annual | Allowances Withdrawn (1:n) | GWh | 0 | 0 | 0 | 0 | 0 | 0 | 0
RPS Clean Energy v6.20- NM | 837 | 7571 | Generation Constraint in GWh | FALSE | G | Annual | Net Emissions Allowance Position | GWh | 40406.6378 | 43702.083 | 43839.998 | 45265.8058 | 50255.855 | 50250.8912 | 51395.57
RPS Clean Energy v6.20- NM | 837 | 7571 | Generation Constraint in GWh | FALSE | G | Annual | Constraint Shadow Price | US2022$/MWh | 0 | 0 | 0 | 0 | 0 | 0 | 0
RPS Clean Energy v6.20- NV | 838 | 7572 | Generation Constraint in GWh | FALSE | G | Annual | Seasons Included | Seasons | Winter, Spring, Summer, Fall | Winter, Spring, Summer, Fall | Winter, Spring, Summer, Fall | Winter, Spring, Summer, Fall | Winter, Spring, Summer, Fall | Winter, Spring, Summer, Fall | Winter, Spring, Summer, Fall
RPS Clean Energy v6.20- NV | 838 | 7572 | Generation Constraint in GWh | FALSE | G | Annual | Standard GWh | GWh | 0 | 0 | 0 | 0 | 0 | 81876.2606 | 87926.0067
RPS Clean Energy v6.20- NV | 838 | 7572 | Generation Constraint in GWh | FALSE | G | Annual | Generation at Eligible Plants | GWh | 21601.4423 | 23857.7692 | 30455.1795 | 33276.6712 | 34630.3913 | 81876.2606 | 87926.0067
RPS Clean Energy v6.20- NV | 838 | 7572 | Generation Constraint in GWh | FALSE | G | Annual | Allowances Purchased | GWh | 0 | 0 | 0 | 0 | 0 | 0 | 0
RPS Clean Energy v6.20- NV | 838 | 7572 | Generation Constraint in GWh | FALSE | G | Annual | Allowances Sold | GWh | 0 | 0 | 0 | 0 | 0 | 0 | 0
RPS Clean Energy v6.20- NV | 838 | 7572 | Generation Constraint in GWh | FALSE | G | Annual | Allowances Banked | GWh | 0 | 0 | 0 | 0 | 0 | 0 | 0
RPS Clean Energy v6.20- NV | 838 | 7572 | Generation Constraint in GWh | FALSE | G | Annual | Allowances Withdrawn (1:1) | GWh | 0 | 0 | 0 | 0 | 0 | 0 | 0
RPS Clean Energy v6.20- NV | 838 | 7572 | Generation Constraint in GWh | FALSE | G | Annual | Allowances Withdrawn (1:n) | GWh | 0 | 0 | 0 | 0 | 0 | 0 | 0
RPS Clean Energy v6.20- NV | 838 | 7572 | Generation Constraint in GWh | FALSE | G | Annual | Net Emissions Allowance Position | GWh | 21601.4423 | 23857.7692 | 30455.1795 | 33276.6712 | 34630.3913 | 81876.2606 | 87926.0067
RPS Clean Energy v6.20- NV | 838 | 7572 | Generation Constraint in GWh | FALSE | G | Annual | Constraint Shadow Price | US2022$/MWh | 0 | 0 | 0 | 0 | 0 | 12.2296 | 10.1825
RPS Clean Energy v6.20- NY | 839 | 7573 | Generation Constraint in GWh | FALSE | G | Annual | Seasons Included | Seasons | Winter, Spring, Summer, Fall | Winter, Spring, Summer, Fall | Winter, Spring, Summer, Fall | Winter, Spring, Summer, Fall | Winter, Spring, Summer, Fall | Winter, Spring, Summer, Fall | Winter, Spring, Summer, Fall
RPS Clean Energy v6.20- NY | 839 | 7573 | Generation Constraint in GWh | FALSE | G | Annual | Standard GWh | GWh | 0 | 0 | 0 | 212448.7592 | 223906.9842 | 235926.93 | 250256.4884
RPS Clean Energy v6.20- NY | 839 | 7573 | Generation Constraint in GWh | FALSE | G | Annual | Generation at Eligible Plants | GWh | 77494.7052 | 80478.7971 | 120452.1503 | 212448.7592 | 223906.9841 | 235926.93 | 250256.4884
RPS Clean Energy v6.20- NY | 839 | 7573 | Generation Constraint in GWh | FALSE | G | Annual | Allowances Purchased | GWh | 0 | 0 | 0 | 0 | 0 | 0 | 0
RPS Clean Energy v6.20- NY | 839 | 7573 | Generation Constraint in GWh | FALSE | G | Annual | Allowances Sold | GWh | 0 | 0 | 0 | 0 | 0 | 0 | 0
RPS Clean Energy v6.20- NY | 839 | 7573 | Generation Constraint in GWh | FALSE | G | Annual | Allowances Banked | GWh | 0 | 0 | 0 | 0 | 0 | 0 | 0
RPS Clean Energy v6.20- NY | 839 | 7573 | Generation Constraint in GWh | FALSE | G | Annual | Allowances Withdrawn (1:1) | GWh | 0 | 0 | 0 | 0 | 0 | 0 | 0
RPS Clean Energy v6.20- NY | 839 | 7573 | Generation Constraint in GWh | FALSE | G | Annual | Allowances Withdrawn (1:n) | GWh | 0 | 0 | 0 | 0 | 0 | 0 | 0
RPS Clean Energy v6.20- NY | 839 | 7573 | Generation Constraint in GWh | FALSE | G | Annual | Net Emissions Allowance Position | GWh | 77494.7052 | 80478.7971 | 120452.1503 | 212448.7592 | 223906.9841 | 235926.93 | 250256.4884
RPS Clean Energy v6.20- NY | 839 | 7573 | Generation Constraint in GWh | FALSE | G | Annual | Constraint Shadow Price | US2022$/MWh | 0 | 0 | 0 | 23.8741 | 16.9473 | 13.7574 | 14.2575
RPS Clean Energy v6.20- OR | 840 | 7735 | Generation Constraint in GWh | FALSE | G | Annual | Seasons Included | Seasons | Winter, Spring, Summer, Fall | Winter, Spring, Summer, Fall | Winter, Spring, Summer, Fall | Winter, Spring, Summer, Fall | Winter, Spring, Summer, Fall | Winter, Spring, Summer, Fall | Winter, Spring, Summer, Fall
RPS Clean Energy v6.20- OR | 840 | 7735 | Generation Constraint in GWh | FALSE | G | Annual | Standard GWh | GWh | 0 | 0 | 0 | 100624.1911 | 104779.6554 | 108337.9255 | 115035.4548
RPS Clean Energy v6.20- OR | 840 | 7735 | Generation Constraint in GWh | FALSE | G | Annual | Generation at Eligible Plants | GWh | 48011.9592 | 48510.6256 | 55622.5999 | 100624.1911 | 104779.6554 | 108337.9255 | 115035.4548
RPS Clean Energy v6.20- OR | 840 | 7735 | Generation Constraint in GWh | FALSE | G | Annual | Allowances Purchased | GWh | 0 | 0 | 0 | 0 | 0 | 0 | 0
RPS Clean Energy v6.20- OR | 840 | 7735 | Generation Constraint in GWh | FALSE | G | Annual | Allowances Sold | GWh | 0 | 0 | 0 | 0 | 0 | 0 | 0
RPS Clean Energy v6.20- OR | 840 | 7735 | Generation Constraint in GWh | FALSE | G | Annual | Allowances Banked | GWh | 0 | 0 | 0 | 0 | 0 | 0 | 0
RPS Clean Energy v6.20- OR | 840 | 7735 | Generation Constraint in GWh | FALSE | G | Annual | Allowances Withdrawn (1:1) | GWh | 0 | 0 | 0 | 0 | 0 | 0 | 0
RPS Clean Energy v6.20- OR | 840 | 7735 | Generation Constraint in GWh | FALSE | G | Annual | Allowances Withdrawn (1:n) | GWh | 0 | 0 | 0 | 0 | 0 | 0 | 0
RPS Clean Energy v6.20- OR | 840 | 7735 | Generation Constraint in GWh | FALSE | G | Annual | Net Emissions Allowance Position | GWh | 48011.9592 | 48510.6256 | 55622.5999 | 100624.1911 | 104779.6554 | 108337.9255 | 115035.4548
RPS Clean Energy v6.20- OR | 840 | 7735 | Generation Constraint in GWh | FALSE | G | Annual | Constraint Shadow Price | US2022$/MWh | 0 | 0 | 0 | 15.0865 | 7.1632 | 8.6022 | 10.4484
RPS Clean Energy v6.20- WA | 841 | 7574 | Generation Constraint in GWh | FALSE | G | Annual | Seasons Included | Seasons | Winter, Spring, Summer, Fall | Winter, Spring, Summer, Fall | Winter, Spring, Summer, Fall | Winter, Spring, Summer, Fall | Winter, Spring, Summer, Fall | Winter, Spring, Summer, Fall | Winter, Spring, Summer, Fall
RPS Clean Energy v6.20- WA | 841 | 7574 | Generation Constraint in GWh | FALSE | G | Annual | Standard GWh | GWh | 0 | 123352.1481 | 155760.9011 | 171008.4885 | 178070.6041 | 184117.802 | 195500.0984
RPS Clean Energy v6.20- WA | 841 | 7574 | Generation Constraint in GWh | FALSE | G | Annual | Generation at Eligible Plants | GWh | 94755.2804 | 123352.148 | 155760.9011 | 171008.4885 | 178070.6041 | 184117.802 | 195500.0984
RPS Clean Energy v6.20- WA | 841 | 7574 | Generation Constraint in GWh | FALSE | G | Annual | Allowances Purchased | GWh | 0 | 0 | 0 | 0 | 0 | 0 | 0
RPS Clean Energy v6.20- WA | 841 | 7574 | Generation Constraint in GWh | FALSE | G | Annual | Allowances Sold | GWh | 0 | 0 | 0 | 0 | 0 | 0 | 0
RPS Clean Energy v6.20- WA | 841 | 7574 | Generation Constraint in GWh | FALSE | G | Annual | Allowances Banked | GWh | 0 | 0 | 0 | 0 | 0 | 0 | 0
RPS Clean Energy v6.20- WA | 841 | 7574 | Generation Constraint in GWh | FALSE | G | Annual | Allowances Withdrawn (1:1) | GWh | 0 | 0 | 0 | 0 | 0 | 0 | 0
RPS Clean Energy v6.20- WA | 841 | 7574 | Generation Constraint in GWh | FALSE | G | Annual | Allowances Withdrawn (1:n) | GWh | 0 | 0 | 0 | 0 | 0 | 0 | 0
RPS Clean Energy v6.20- WA | 841 | 7574 | Generation Constraint in GWh | FALSE | G | Annual | Net Emissions Allowance Position | GWh | 94755.2804 | 123352.148 | 155760.9011 | 171008.4885 | 178070.6041 | 184117.802 | 195500.0984
RPS Clean Energy v6.20- WA | 841 | 7574 | Generation Constraint in GWh | FALSE | G | Annual | Constraint Shadow Price | US2022$/MWh | 0 | 62.2817 | 12.6283 | 17.6695 | 7.3772 | 10.6271 | 13.0069
RPS Clean Energy v6.21- CT | 842 | 7788 | Generation Constraint in GWh | FALSE | G | Annual | Seasons Included | Seasons | Winter, Spring, Summer, Fall | Winter, Spring, Summer, Fall | Winter, Spring, Summer, Fall | Winter, Spring, Summer, Fall | Winter, Spring, Summer, Fall | Winter, Spring, Summer, Fall | Winter, Spring, Summer, Fall
RPS Clean Energy v6.21- CT | 842 | 7788 | Generation Constraint in GWh | FALSE | G | Annual | Standard GWh | GWh | NA | 12755.2769 | 24293.4523 | 36975.9359 | 38740.4643 | 40620.5852 | 42761.4075
RPS Clean Energy v6.21- CT | 842 | 7788 | Generation Constraint in GWh | FALSE | G | Annual | Generation at Eligible Plants | GWh | 0 | 18325.7167 | 24293.4523 | 36975.9359 | 38740.4643 | 40620.5852 | 42761.4075
RPS Clean Energy v6.21- CT | 842 | 7788 | Generation Constraint in GWh | FALSE | G | Annual | Allowances Purchased | GWh | 0 | 0 | 0 | 0 | 0 | 0 | 0
RPS Clean Energy v6.21- CT | 842 | 7788 | Generation Constraint in GWh | FALSE | G | Annual | Allowances Sold | GWh | 0 | 0 | 0 | 0 | 0 | 0 | 0
RPS Clean Energy v6.21- CT | 842 | 7788 | Generation Constraint in GWh | FALSE | G | Annual | Allowances Banked | GWh | 0 | 0 | 0 | 0 | 0 | 0 | 0
RPS Clean Energy v6.21- CT | 842 | 7788 | Generation Constraint in GWh | FALSE | G | Annual | Allowances Withdrawn (1:1) | GWh | 0 | 0 | 0 | 0 | 0 | 0 | 0
RPS Clean Energy v6.21- CT | 842 | 7788 | Generation Constraint in GWh | FALSE | G | Annual | Allowances Withdrawn (1:n) | GWh | 0 | 0 | 0 | 0 | 0 | 0 | 0
RPS Clean Energy v6.21- CT | 842 | 7788 | Generation Constraint in GWh | FALSE | G | Annual | Net Emissions Allowance Position | GWh | 0 | 18325.7167 | 24293.4523 | 36975.9359 | 38740.4643 | 40620.5852 | 42761.4075
RPS Clean Energy v6.21- CT | 842 | 7788 | Generation Constraint in GWh | FALSE | G | Annual | Constraint Shadow Price | US2022$/MWh | 0 | 0 | 12.6285 | 26.7542 | 18.522 | 18.3115 | 17.953
RPS Clean Energy v7.23- MN | 843 | 7972 | Generation Constraint in GWh | FALSE | G | Annual | Seasons Included | Seasons |  | Winter, Spring, Summer, Fall | Winter, Spring, Summer, Fall | Winter, Spring, Summer, Fall | Winter, Spring, Summer, Fall | Winter, Spring, Summer, Fall | Winter, Spring, Summer, Fall
RPS Clean Energy v7.23- MN | 843 | 7972 | Generation Constraint in GWh | FALSE | G | Annual | Standard GWh | GWh | NA | 64024.4068 | 87402.9085 | 104938.4425 | 110655.6344 | 116587.304 | 123950.7079
RPS Clean Energy v7.23- MN | 843 | 7972 | Generation Constraint in GWh | FALSE | G | Annual | Generation at Eligible Plants | GWh | 0 | 64024.4068 | 87402.9085 | 104938.4425 | 110655.6344 | 116587.304 | 123950.7079
RPS Clean Energy v7.23- MN | 843 | 7972 | Generation Constraint in GWh | FALSE | G | Annual | Allowances Purchased | GWh | 0 | 0 | 0 | 0 | 0 | 0 | 0
RPS Clean Energy v7.23- MN | 843 | 7972 | Generation Constraint in GWh | FALSE | G | Annual | Allowances Sold | GWh | 0 | 0 | 0 | 0 | 0 | 0 | 0
RPS Clean Energy v7.23- MN | 843 | 7972 | Generation Constraint in GWh | FALSE | G | Annual | Allowances Banked | GWh | 0 | 0 | 0 | 0 | 0 | 0 | 0
RPS Clean Energy v7.23- MN | 843 | 7972 | Generation Constraint in GWh | FALSE | G | Annual | Allowances Withdrawn (1:1) | GWh | 0 | 0 | 0 | 0 | 0 | 0 | 0
RPS Clean Energy v7.23- MN | 843 | 7972 | Generation Constraint in GWh | FALSE | G | Annual | Allowances Withdrawn (1:n) | GWh | 0 | 0 | 0 | 0 | 0 | 0 | 0
RPS Clean Energy v7.23- MN | 843 | 7972 | Generation Constraint in GWh | FALSE | G | Annual | Net Emissions Allowance Position | GWh | 0 | 64024.4068 | 87402.9085 | 104938.4425 | 110655.6344 | 116587.304 | 123950.7079
RPS Clean Energy v7.23- MN | 843 | 7972 | Generation Constraint in GWh | FALSE | G | Annual | Constraint Shadow Price | US2022$/MWh | 0 | 1.3679 | 0.90009 | 0.76068 | 0.83553 | 0.74635 | 0.84537
RPS Solar v6.20- DC | 844 | 7575 | Generation Constraint in GWh | FALSE | G | Annual | Seasons Included | Seasons | Winter, Spring, Summer, Fall | Winter, Spring, Summer, Fall | Winter, Spring, Summer, Fall | Winter, Spring, Summer, Fall | Winter, Spring, Summer, Fall | Winter, Spring, Summer, Fall | Winter, Spring, Summer, Fall
RPS Solar v6.20- DC | 844 | 7575 | Generation Constraint in GWh | FALSE | G | Annual | Standard GWh | GWh | 504.7887 | 580.4044 | 882.9387 | 1300.1941 | 1445.9766 | 1535.7827 | 1620.8742
RPS Solar v6.20- DC | 844 | 7575 | Generation Constraint in GWh | FALSE | G | Annual | Generation at Eligible Plants | GWh | 55.8844 | 55.8844 | 55.8844 | 55.8844 | 55.8844 | 55.8844 | 55.8844
RPS Solar v6.20- DC | 844 | 7575 | Generation Constraint in GWh | FALSE | G | Annual | Allowances Purchased | GWh | 448.9043 | 524.52 | 827.0543 | 1244.3098 | 1390.0922 | 1479.8983 | 1564.9898
RPS Solar v6.20- DC | 844 | 7575 | Generation Constraint in GWh | FALSE | G | Annual | Allowances Sold | GWh | 0 | 0 | 0 | 0 | 0 | 0 | 0
RPS Solar v6.20- DC | 844 | 7575 | Generation Constraint in GWh | FALSE | G | Annual | Allowances Banked | GWh | 0 | 0 | 0 | 0 | 0 | 0 | 0
RPS Solar v6.20- DC | 844 | 7575 | Generation Constraint in GWh | FALSE | G | Annual | Allowances Withdrawn (1:1) | GWh | 0 | 0 | 0 | 0 | 0 | 0 | 0
RPS Solar v6.20- DC | 844 | 7575 | Generation Constraint in GWh | FALSE | G | Annual | Allowances Withdrawn (1:n) | GWh | 0 | 0 | 0 | 0 | 0 | 0 | 0
RPS Solar v6.20- DC | 844 | 7575 | Generation Constraint in GWh | FALSE | G | Annual | Net Emissions Allowance Position | GWh | 504.7887 | 580.4044 | 882.9387 | 1300.1941 | 1445.9766 | 1535.7827 | 1620.8742
RPS Solar v6.20- DC | 844 | 7575 | Generation Constraint in GWh | FALSE | G | Annual | Constraint Shadow Price | US2022$/MWh | 60.157 | 60.1573 | 60.1568 | 60.157 | 60.1568 | 60.1572 | 60.157
RPS Solar v6.20- DE | 845 | 7576 | Generation Constraint in GWh | FALSE | G | Annual | Seasons Included | Seasons | Winter, Spring, Summer, Fall | Winter, Spring, Summer, Fall | Winter, Spring, Summer, Fall | Winter, Spring, Summer, Fall | Winter, Spring, Summer, Fall | Winter, Spring, Summer, Fall | Winter, Spring, Summer, Fall
RPS Solar v6.20- DE | 845 | 7576 | Generation Constraint in GWh | FALSE | G | Annual | Standard GWh | GWh | 480.0663 | 625.8898 | 1506.0478 | 1642.1709 | 1708.3854 | 1772.2775 | 1863.8626
RPS Solar v6.20- DE | 845 | 7576 | Generation Constraint in GWh | FALSE | G | Annual | Generation at Eligible Plants | GWh | 63272.9307 | 61677.1958 | 96032.8448 | 129590.9101 | 140367.0735 | 160596.3354 | 241037.3041
RPS Solar v6.20- DE | 845 | 7576 | Generation Constraint in GWh | FALSE | G | Annual | Allowances Purchased | GWh | 0 | 0 | 0 | 0 | 0 | 0 | 0
RPS Solar v6.20- DE | 845 | 7576 | Generation Constraint in GWh | FALSE | G | Annual | Allowances Sold | GWh | 0 | 0 | 0 | 0 | 0 | 0 | 0
RPS Solar v6.20- DE | 845 | 7576 | Generation Constraint in GWh | FALSE | G | Annual | Allowances Banked | GWh | 0 | 0 | 0 | 0 | 0 | 0 | 0
RPS Solar v6.20- DE | 845 | 7576 | Generation Constraint in GWh | FALSE | G | Annual | Allowances Withdrawn (1:1) | GWh | 0 | 0 | 0 | 0 | 0 | 0 | 0
RPS Solar v6.20- DE | 845 | 7576 | Generation Constraint in GWh | FALSE | G | Annual | Allowances Withdrawn (1:n) | GWh | 0 | 0 | 0 | 0 | 0 | 0 | 0
RPS Solar v6.20- DE | 845 | 7576 | Generation Constraint in GWh | FALSE | G | Annual | Net Emissions Allowance Position | GWh | 63272.9307 | 61677.1958 | 96032.8448 | 129590.9101 | 140367.0735 | 160596.3354 | 241037.3041
RPS Solar v6.20- DE | 845 | 7576 | Generation Constraint in GWh | FALSE | G | Annual | Constraint Shadow Price | US2022$/MWh | 0 | 0 | 0 | 0 | 0 | 0 | 0
RPS Solar v6.20- IL, MO | 846 | 7580 | Generation Constraint in GWh | FALSE | G | Annual | Seasons Included | Seasons | Winter, Spring, Summer, Fall | Winter, Spring, Summer, Fall | Winter, Spring, Summer, Fall | Winter, Spring, Summer, Fall | Winter, Spring, Summer, Fall | Winter, Spring, Summer, Fall | Winter, Spring, Summer, Fall
RPS Solar v6.20- IL, MO | 846 | 7580 | Generation Constraint in GWh | FALSE | G | Annual | Standard GWh | GWh | 2514.7152 | 2769.2533 | 3287.9264 | 3524.2337 | 3632.6211 | 3734.0081 | 3918.238
RPS Solar v6.20- IL, MO | 846 | 7580 | Generation Constraint in GWh | FALSE | G | Annual | Generation at Eligible Plants | GWh | 18140.0241 | 19735.759 | 34313.0856 | 33894.5433 | 60707.0448 | 86682.7226 | 33080.356
RPS Solar v6.20- IL, MO | 846 | 7580 | Generation Constraint in GWh | FALSE | G | Annual | Allowances Purchased | GWh | 0 | 0 | 0 | 0 | 0 | 0 | 0
RPS Solar v6.20- IL, MO | 846 | 7580 | Generation Constraint in GWh | FALSE | G | Annual | Allowances Sold | GWh | 0 | 0 | 0 | 0 | 0 | 0 | 0
RPS Solar v6.20- IL, MO | 846 | 7580 | Generation Constraint in GWh | FALSE | G | Annual | Allowances Banked | GWh | 0 | 0 | 0 | 0 | 0 | 0 | 0
RPS Solar v6.20- IL, MO | 846 | 7580 | Generation Constraint in GWh | FALSE | G | Annual | Allowances Withdrawn (1:1) | GWh | 0 | 0 | 0 | 0 | 0 | 0 | 0
RPS Solar v6.20- IL, MO | 846 | 7580 | Generation Constraint in GWh | FALSE | G | Annual | Allowances Withdrawn (1:n) | GWh | 0 | 0 | 0 | 0 | 0 | 0 | 0
RPS Solar v6.20- IL, MO | 846 | 7580 | Generation Constraint in GWh | FALSE | G | Annual | Net Emissions Allowance Position | GWh | 18140.0241 | 19735.759 | 34313.0856 | 33894.5433 | 60707.0448 | 86682.7226 | 33080.356
RPS Solar v6.20- IL, MO | 846 | 7580 | Generation Constraint in GWh | FALSE | G | Annual | Constraint Shadow Price | US2022$/MWh | 0 | 0 | 0 | 0 | 0 | 0 | 0
RPS Solar v6.20- MA | 847 | 7577 | Generation Constraint in GWh | FALSE | G | Annual | Seasons Included | Seasons | Winter, Spring, Summer, Fall | Winter, Spring, Summer, Fall | Winter, Spring, Summer, Fall | Winter, Spring, Summer, Fall | Winter, Spring, Summer, Fall | Winter, Spring, Summer, Fall | Winter, Spring, Summer, Fall
RPS Solar v6.20- MA | 847 | 7577 | Generation Constraint in GWh | FALSE | G | Annual | Standard GWh | GWh | 0 | 0 | 0 | 0 | 0 | 0 | 0
RPS Solar v6.20- MA | 847 | 7577 | Generation Constraint in GWh | FALSE | G | Annual | Generation at Eligible Plants | GWh | 11036.4665 | 16095.9383 | 6929.2514 | 9998.7376 | 10373.2601 | 10890.6054 | 11485.6479
RPS Solar v6.20- MA | 847 | 7577 | Generation Constraint in GWh | FALSE | G | Annual | Allowances Purchased | GWh | 0 | 0 | 0 | 0 | 0 | 0 | 0
RPS Solar v6.20- MA | 847 | 7577 | Generation Constraint in GWh | FALSE | G | Annual | Allowances Sold | GWh | 0 | 0 | 0 | 0 | 0 | 0 | 0
RPS Solar v6.20- MA | 847 | 7577 | Generation Constraint in GWh | FALSE | G | Annual | Allowances Banked | GWh | 0 | 0 | 0 | 0 | 0 | 0 | 0
RPS Solar v6.20- MA | 847 | 7577 | Generation Constraint in GWh | FALSE | G | Annual | Allowances Withdrawn (1:1) | GWh | 0 | 0 | 0 | 0 | 0 | 0 | 0
RPS Solar v6.20- MA | 847 | 7577 | Generation Constraint in GWh | FALSE | G | Annual | Allowances Withdrawn (1:n) | GWh | 0 | 0 | 0 | 0 | 0 | 0 | 0
RPS Solar v6.20- MA | 847 | 7577 | Generation Constraint in GWh | FALSE | G | Annual | Net Emissions Allowance Position | GWh | 11036.4665 | 16095.9383 | 6929.2514 | 9998.7376 | 10373.2601 | 10890.6054 | 11485.6479
RPS Solar v6.20- MA | 847 | 7577 | Generation Constraint in GWh | FALSE | G | Annual | Constraint Shadow Price | US2022$/MWh | 0 | 0 | 0 | 0 | 0 | 0 | 0
RPS Solar v6.20- MD | 848 | 7578 | Generation Constraint in GWh | FALSE | G | Annual | Seasons Included | Seasons | Winter, Spring, Summer, Fall | Winter, Spring, Summer, Fall | Winter, Spring, Summer, Fall | Winter, Spring, Summer, Fall | Winter, Spring, Summer, Fall | Winter, Spring, Summer, Fall | Winter, Spring, Summer, Fall
RPS Solar v6.20- MD | 848 | 7578 | Generation Constraint in GWh | FALSE | G | Annual | Standard GWh | GWh | 9347.1537 | 9785.2562 | 10829.3861 | 11751.0645 | 12372.1976 | 13074.5926 | 13788.2829
RPS Solar v6.20- MD | 848 | 7578 | Generation Constraint in GWh | FALSE | G | Annual | Generation at Eligible Plants | GWh | 9785.2562 | 9785.2562 | 10829.3861 | 11751.0645 | 12372.1976 | 13074.5926 | 13788.2829
RPS Solar v6.20- MD | 848 | 7578 | Generation Constraint in GWh | FALSE | G | Annual | Allowances Purchased | GWh | 0 | 0 | 0 | 0 | 0 | 0 | 0
RPS Solar v6.20- MD | 848 | 7578 | Generation Constraint in GWh | FALSE | G | Annual | Allowances Sold | GWh | 0 | 0 | 0 | 0 | 0 | 0 | 0
RPS Solar v6.20- MD | 848 | 7578 | Generation Constraint in GWh | FALSE | G | Annual | Allowances Banked | GWh | 0 | 0 | 0 | 0 | 0 | 0 | 0
RPS Solar v6.20- MD | 848 | 7578 | Generation Constraint in GWh | FALSE | G | Annual | Allowances Withdrawn (1:1) | GWh | 0 | 0 | 0 | 0 | 0 | 0 | 0
RPS Solar v6.20- MD | 848 | 7578 | Generation Constraint in GWh | FALSE | G | Annual | Allowances Withdrawn (1:n) | GWh | 0 | 0 | 0 | 0 | 0 | 0 | 0
RPS Solar v6.20- MD | 848 | 7578 | Generation Constraint in GWh | FALSE | G | Annual | Net Emissions Allowance Position | GWh | 9785.2562 | 9785.2562 | 10829.3861 | 11751.0645 | 12372.1976 | 13074.5926 | 13788.2829
RPS Solar v6.20- MD | 848 | 7578 | Generation Constraint in GWh | FALSE | G | Annual | Constraint Shadow Price | US2022$/MWh | 0 | 30.2853 | 6.773 | 11.2262 | 5.3214 | 2.8181 | 2.8216
RPS Solar v6.20- MN | 849 | 7579 | Generation Constraint in GWh | FALSE | G | Annual | Seasons Included | Seasons | Winter, Spring, Summer, Fall | Winter, Spring, Summer, Fall | Winter, Spring, Summer, Fall | Winter, Spring, Summer, Fall | Winter, Spring, Summer, Fall | Winter, Spring, Summer, Fall | Winter, Spring, Summer, Fall
RPS Solar v6.20- MN | 849 | 7579 | Generation Constraint in GWh | FALSE | G | Annual | Standard GWh | GWh | 1220.7709 | 1288.5268 | 1456.7151 | 1574.0766 | 1659.8345 | 1748.8096 | 1859.2606
RPS Solar v6.20- MN | 849 | 7579 | Generation Constraint in GWh | FALSE | G | Annual | Generation at Eligible Plants | GWh | 4237.7496 | 4237.7496 | 5585.3618 | 5585.3618 | 7965.174 | 16719.1513 | 19317.7508
RPS Solar v6.20- MN | 849 | 7579 | Generation Constraint in GWh | FALSE | G | Annual | Allowances Purchased | GWh | 0 | 0 | 0 | 0 | 0 | 0 | 0
RPS Solar v6.20- MN | 849 | 7579 | Generation Constraint in GWh | FALSE | G | Annual | Allowances Sold | GWh | 0 | 0 | 0 | 0 | 0 | 0 | 0
RPS Solar v6.20- MN | 849 | 7579 | Generation Constraint in GWh | FALSE | G | Annual | Allowances Banked | GWh | 0 | 0 | 0 | 0 | 0 | 0 | 0
RPS Solar v6.20- MN | 849 | 7579 | Generation Constraint in GWh | FALSE | G | Annual | Allowances Withdrawn (1:1) | GWh | 0 | 0 | 0 | 0 | 0 | 0 | 0
RPS Solar v6.20- MN | 849 | 7579 | Generation Constraint in GWh | FALSE | G | Annual | Allowances Withdrawn (1:n) | GWh | 0 | 0 | 0 | 0 | 0 | 0 | 0
RPS Solar v6.20- MN | 849 | 7579 | Generation Constraint in GWh | FALSE | G | Annual | Net Emissions Allowance Position | GWh | 4237.7496 | 4237.7496 | 5585.3618 | 5585.3618 | 7965.174 | 16719.1513 | 19317.7508
RPS Solar v6.20- MN | 849 | 7579 | Generation Constraint in GWh | FALSE | G | Annual | Constraint Shadow Price | US2022$/MWh | 0 | 0 | 0 | 0 | 0 | 0 | 0
RPS Solar v6.20- NC 75% limit | 850 | 7583 | Generation Constraint in GWh | FALSE | G | Annual | Seasons Included | Seasons | Winter, Spring, Summer, Fall | Winter, Spring, Summer, Fall | Winter, Spring, Summer, Fall | Winter, Spring, Summer, Fall | Winter, Spring, Summer, Fall | Winter, Spring, Summer, Fall | Winter, Spring, Summer, Fall
RPS Solar v6.20- NC 75% limit | 850 | 7583 | Generation Constraint in GWh | FALSE | G | Annual | Standard GWh | GWh | 225.7915 | 241.9419 | 277.0128 | 298.5984 | 307.566 | 317.5478 | 331.9571
RPS Solar v6.20- NC 75% limit | 850 | 7583 | Generation Constraint in GWh | FALSE | G | Annual | Generation at Eligible Plants | GWh | 12272.5772 | 12272.5772 | 12270.7384 | 12270.7384 | 12270.7384 | 12270.7384 | 12270.7384
RPS Solar v6.20- NC 75% limit | 850 | 7583 | Generation Constraint in GWh | FALSE | G | Annual | Allowances Purchased | GWh | 0 | 0 | 0 | 0 | 0 | 0 | 0
RPS Solar v6.20- NC 75% limit | 850 | 7583 | Generation Constraint in GWh | FALSE | G | Annual | Allowances Sold | GWh | 0 | 0 | 0 | 0 | 0 | 0 | 0
RPS Solar v6.20- NC 75% limit | 850 | 7583 | Generation Constraint in GWh | FALSE | G | Annual | Allowances Banked | GWh | 0 | 0 | 0 | 0 | 0 | 0 | 0
RPS Solar v6.20- NC 75% limit | 850 | 7583 | Generation Constraint in GWh | FALSE | G | Annual | Allowances Withdrawn (1:1) | GWh | 0 | 0 | 0 | 0 | 0 | 0 | 0
RPS Solar v6.20- NC 75% limit | 850 | 7583 | Generation Constraint in GWh | FALSE | G | Annual | Allowances Withdrawn (1:n) | GWh | 0 | 0 | 0 | 0 | 0 | 0 | 0
RPS Solar v6.20- NC 75% limit | 850 | 7583 | Generation Constraint in GWh | FALSE | G | Annual | Net Emissions Allowance Position | GWh | 12272.5772 | 12272.5772 | 12270.7384 | 12270.7384 | 12270.7384 | 12270.7384 | 12270.7384
RPS Solar v6.20- NC 75% limit | 850 | 7583 | Generation Constraint in GWh | FALSE | G | Annual | Constraint Shadow Price | US2022$/MWh | 0 | 0 | 0 | 0 | 0 | 0 | 0
RPS Solar v6.20- NH, MA | 851 | 7581 | Generation Constraint in GWh | FALSE | G | Annual | Seasons Included | Seasons | Winter, Spring, Summer, Fall | Winter, Spring, Summer, Fall | Winter, Spring, Summer, Fall | Winter, Spring, Summer, Fall | Winter, Spring, Summer, Fall | Winter, Spring, Summer, Fall | Winter, Spring, Summer, Fall
RPS Solar v6.20- NH, MA | 851 | 7581 | Generation Constraint in GWh | FALSE | G | Annual | Standard GWh | GWh | 82.7902 | 88.4398 | 99.3486 | 108.331 | 114.1376 | 119.7014 | 126.0074
RPS Solar v6.20- NH, MA | 851 | 7581 | Generation Constraint in GWh | FALSE | G | Annual | Generation at Eligible Plants | GWh | 13925.6103 | 8866.1385 | 24168.5628 | 33788.3752 | 35178.3811 | 46448.4184 | 47994.1982
RPS Solar v6.20- NH, MA | 851 | 7581 | Generation Constraint in GWh | FALSE | G | Annual | Allowances Purchased | GWh | 0 | 0 | 0 | 0 | 0 | 0 | 0
RPS Solar v6.20- NH, MA | 851 | 7581 | Generation Constraint in GWh | FALSE | G | Annual | Allowances Sold | GWh | 0 | 0 | 0 | 0 | 0 | 0 | 0
RPS Solar v6.20- NH, MA | 851 | 7581 | Generation Constraint in GWh | FALSE | G | Annual | Allowances Banked | GWh | 0 | 0 | 0 | 0 | 0 | 0 | 0
RPS Solar v6.20- NH, MA | 851 | 7581 | Generation Constraint in GWh | FALSE | G | Annual | Allowances Withdrawn (1:1) | GWh | 0 | 0 | 0 | 0 | 0 | 0 | 0
RPS Solar v6.20- NH, MA | 851 | 7581 | Generation Constraint in GWh | FALSE | G | Annual | Allowances Withdrawn (1:n) | GWh | 0 | 0 | 0 | 0 | 0 | 0 | 0
RPS Solar v6.20- NH, MA | 851 | 7581 | Generation Constraint in GWh | FALSE | G | Annual | Net Emissions Allowance Position | GWh | 13925.6103 | 8866.1385 | 24168.5628 | 33788.3752 | 35178.3811 | 46448.4184 | 47994.1982
RPS Solar v6.20- NH, MA | 851 | 7581 | Generation Constraint in GWh | FALSE | G | Annual | Constraint Shadow Price | US2022$/MWh | 0 | 0 | 0 | 0 | 0 | 0 | 0
RPS Solar v6.20- NJ | 852 | 7582 | Generation Constraint in GWh | FALSE | G | Annual | Seasons Included | Seasons | Winter, Spring, Summer, Fall | Winter, Spring, Summer, Fall | Winter, Spring, Summer, Fall | Winter, Spring, Summer, Fall | Winter, Spring, Summer, Fall | Winter, Spring, Summer, Fall | Winter, Spring, Summer, Fall
RPS Solar v6.20- NJ | 852 | 7582 | Generation Constraint in GWh | FALSE | G | Annual | Standard GWh | GWh | 2732.864 | 1789.5789 | 1071.6523 | 1168.5091 | 1215.6296 | 1261.1014 | 1326.2775
RPS Solar v6.20- NJ | 852 | 7582 | Generation Constraint in GWh | FALSE | G | Annual | Generation at Eligible Plants | GWh | 2732.864 | 2732.864 | 1463.4951 | 1463.4951 | 1463.4951 | 1463.4951 | 1463.4951
RPS Solar v6.20- NJ | 852 | 7582 | Generation Constraint in GWh | FALSE | G | Annual | Allowances Purchased | GWh | 0 | 0 | 0 | 0 | 0 | 0 | 0
RPS Solar v6.20- NJ | 852 | 7582 | Generation Constraint in GWh | FALSE | G | Annual | Allowances Sold | GWh | 0 | 0 | 0 | 0 | 0 | 0 | 0
RPS Solar v6.20- NJ | 852 | 7582 | Generation Constraint in GWh | FALSE | G | Annual | Allowances Banked | GWh | 0 | 0 | 0 | 0 | 0 | 0 | 0
RPS Solar v6.20- NJ | 852 | 7582 | Generation Constraint in GWh | FALSE | G | Annual | Allowances Withdrawn (1:1) | GWh | 0 | 0 | 0 | 0 | 0 | 0 | 0
RPS Solar v6.20- NJ | 852 | 7582 | Generation Constraint in GWh | FALSE | G | Annual | Allowances Withdrawn (1:n) | GWh | 0 | 0 | 0 | 0 | 0 | 0 | 0
RPS Solar v6.20- NJ | 852 | 7582 | Generation Constraint in GWh | FALSE | G | Annual | Net Emissions Allowance Position | GWh | 2732.864 | 2732.864 | 1463.4951 | 1463.4951 | 1463.4951 | 1463.4951 | 1463.4951
RPS Solar v6.20- NJ | 852 | 7582 | Generation Constraint in GWh | FALSE | G | Annual | Constraint Shadow Price | US2022$/MWh | 116.3079 | 0 | 0 | 0 | 0 | 0 | 0
RPS Solar v6.20- PA | 853 | 7584 | Generation Constraint in GWh | FALSE | G | Annual | Seasons Included | Seasons | Winter, Spring, Summer, Fall | Winter, Spring, Summer, Fall | Winter, Spring, Summer, Fall | Winter, Spring, Summer, Fall | Winter, Spring, Summer, Fall | Winter, Spring, Summer, Fall | Winter, Spring, Summer, Fall
RPS Solar v6.20- PA | 853 | 7584 | Generation Constraint in GWh | FALSE | G | Annual | Standard GWh | GWh | 807.073 | 873.1612 | 1009.3919 | 1088.3232 | 1132.0404 | 1177.6388 | 1240.7834
RPS Solar v6.20- PA | 853 | 7584 | Generation Constraint in GWh | FALSE | G | Annual | Generation at Eligible Plants | GWh | 966.1654 | 966.1654 | 1981.8041 | 1981.8041 | 1981.8041 | 1981.8041 | 1981.8041
RPS Solar v6.20- PA | 853 | 7584 | Generation Constraint in GWh | FALSE | G | Annual | Allowances Purchased | GWh | 0 | 0 | 0 | 0 | 0 | 0 | 0
RPS Solar v6.20- PA | 853 | 7584 | Generation Constraint in GWh | FALSE | G | Annual | Allowances Sold | GWh | 0 | 0 | 0 | 0 | 0 | 0 | 0
RPS Solar v6.20- PA | 853 | 7584 | Generation Constraint in GWh | FALSE | G | Annual | Allowances Banked | GWh | 0 | 0 | 0 | 0 | 0 | 0 | 0
RPS Solar v6.20- PA | 853 | 7584 | Generation Constraint in GWh | FALSE | G | Annual | Allowances Withdrawn (1:1) | GWh | 0 | 0 | 0 | 0 | 0 | 0 | 0
RPS Solar v6.20- PA | 853 | 7584 | Generation Constraint in GWh | FALSE | G | Annual | Allowances Withdrawn (1:n) | GWh | 0 | 0 | 0 | 0 | 0 | 0 | 0
RPS Solar v6.20- PA | 853 | 7584 | Generation Constraint in GWh | FALSE | G | Annual | Net Emissions Allowance Position | GWh | 966.1654 | 966.1654 | 1981.8041 | 1981.8041 | 1981.8041 | 1981.8041 | 1981.8041
RPS Solar v6.20- PA | 853 | 7584 | Generation Constraint in GWh | FALSE | G | Annual | Constraint Shadow Price | US2022$/MWh | 0 | 0 | 0 | 0 | 0 | 0 | 0
RPS Solar v7.23- OR | 854 | 7973 | Generation Constraint in GWh | FALSE | G | Annual | Seasons Included | Seasons | Winter, Spring, Summer, Fall | Winter, Spring, Summer, Fall | Winter, Spring, Summer, Fall | Winter, Spring, Summer, Fall | Winter, Spring, Summer, Fall | Winter, Spring, Summer, Fall | Winter, Spring, Summer, Fall
RPS Solar v7.23- OR | 854 | 7973 | Generation Constraint in GWh | FALSE | G | Annual | Standard GWh | GWh | 5103.0257 | 5806.5937 | 7332.1809 | 8049.9353 | 8382.3724 | 8667.034 | 9202.8364
RPS Solar v7.23- OR | 854 | 7973 | Generation Constraint in GWh | FALSE | G | Annual | Generation at Eligible Plants | GWh | 5103.0257 | 5806.5937 | 7332.1809 | 22470.5525 | 22470.5525 | 26028.8226 | 30892.3589
RPS Solar v7.23- OR | 854 | 7973 | Generation Constraint in GWh | FALSE | G | Annual | Allowances Purchased | GWh | 0 | 0 | 0 | 0 | 0 | 0 | 0
RPS Solar v7.23- OR | 854 | 7973 | Generation Constraint in GWh | FALSE | G | Annual | Allowances Sold | GWh | 0 | 0 | 0 | 0 | 0 | 0 | 0
RPS Solar v7.23- OR | 854 | 7973 | Generation Constraint in GWh | FALSE | G | Annual | Allowances Banked | GWh | 0 | 0 | 0 | 0 | 0 | 0 | 0
RPS Solar v7.23- OR | 854 | 7973 | Generation Constraint in GWh | FALSE | G | Annual | Allowances Withdrawn (1:1) | GWh | 0 | 0 | 0 | 0 | 0 | 0 | 0
RPS Solar v7.23- OR | 854 | 7973 | Generation Constraint in GWh | FALSE | G | Annual | Allowances Withdrawn (1:n) | GWh | 0 | 0 | 0 | 0 | 0 | 0 | 0
RPS Solar v7.23- OR | 854 | 7973 | Generation Constraint in GWh | FALSE | G | Annual | Net Emissions Allowance Position | GWh | 5103.0257 | 5806.5937 | 7332.1809 | 22470.5525 | 22470.5525 | 26028.8226 | 30892.3589
RPS Solar v7.23- OR | 854 | 7973 | Generation Constraint in GWh | FALSE | G | Annual | Constraint Shadow Price | US2022$/MWh | 29.3477 | 57.386 | 7.5035 | 0 | 0 | 0 | 0
RPS v6.20- AZ | 855 | 7585 | Generation Constraint in GWh | FALSE | G | Annual | Seasons Included | Seasons | Winter, Spring, Summer, Fall | Winter, Spring, Summer, Fall | Winter, Spring, Summer, Fall | Winter, Spring, Summer, Fall | Winter, Spring, Summer, Fall | Winter, Spring, Summer, Fall | Winter, Spring, Summer, Fall
RPS v6.20- AZ | 855 | 7585 | Generation Constraint in GWh | FALSE | G | Annual | Standard GWh | GWh | 8492.8949 | 9711.9633 | 12195.8214 | 13319.4787 | 13924.0961 | 14568.7534 | 15606.1534
RPS v6.20- AZ | 855 | 7585 | Generation Constraint in GWh | FALSE | G | Annual | Generation at Eligible Plants | GWh | 23417.4162 | 23392.298 | 23764.1716 | 24076.6185 | 30485.1003 | 46988.6508 | 47061.4945
RPS v6.20- AZ | 855 | 7585 | Generation Constraint in GWh | FALSE | G | Annual | Allowances Purchased | GWh | 0 | 0 | 0 | 0 | 0 | 0 | 0
RPS v6.20- AZ | 855 | 7585 | Generation Constraint in GWh | FALSE | G | Annual | Allowances Sold | GWh | 0 | 0 | 0 | 0 | 0 | 0 | 0
RPS v6.20- AZ | 855 | 7585 | Generation Constraint in GWh | FALSE | G | Annual | Allowances Banked | GWh | 0 | 0 | 0 | 0 | 0 | 0 | 0
RPS v6.20- AZ | 855 | 7585 | Generation Constraint in GWh | FALSE | G | Annual | Allowances Withdrawn (1:1) | GWh | 0 | 0 | 0 | 0 | 0 | 0 | 0
RPS v6.20- AZ | 855 | 7585 | Generation Constraint in GWh | FALSE | G | Annual | Allowances Withdrawn (1:n) | GWh | 0 | 0 | 0 | 0 | 0 | 0 | 0
RPS v6.20- AZ | 855 | 7585 | Generation Constraint in GWh | FALSE | G | Annual | Net Emissions Allowance Position | GWh | 23417.4162 | 23392.298 | 23764.1716 | 24076.6185 | 30485.1003 | 46988.6508 | 47061.4945
RPS v6.20- AZ | 855 | 7585 | Generation Constraint in GWh | FALSE | G | Annual | Constraint Shadow Price | US2022$/MWh | 0 | 0 | 0 | 0 | 0 | 0 | 0
RPS v6.20- CA 10% Unbundled | 856 | 7686 | Generation Constraint in GWh | FALSE | G | Annual | Seasons Included | Seasons | Winter, Spring, Summer, Fall | Winter, Spring, Summer, Fall | Winter, Spring, Summer, Fall | Winter, Spring, Summer, Fall | Winter, Spring, Summer, Fall | Winter, Spring, Summer, Fall | Winter, Spring, Summer, Fall
RPS v6.20- CA 10% Unbundled | 856 | 7686 | Generation Constraint in GWh | FALSE | G | Annual | Standard GWh | GWh | 14217.0082 | 17319.16 | 26105.0806 | 34479.3635 | 42389.9246 | 45830.2907 | 48664.8661
RPS v6.20- CA 10% Unbundled | 856 | 7686 | Generation Constraint in GWh | FALSE | G | Annual | Generation at Eligible Plants | GWh | 99743.817 | 99758.519 | 113643.4447 | 139719.475 | 181771.8544 | 209231.2368 | 222980.1092
RPS v6.20- CA 10% Unbundled | 856 | 7686 | Generation Constraint in GWh | FALSE | G | Annual | Allowances Purchased | GWh | 0 | 0 | 0 | 0 | 0 | 0 | 0
RPS v6.20- CA 10% Unbundled | 856 | 7686 | Generation Constraint in GWh | FALSE | G | Annual | Allowances Sold | GWh | 0 | 0 | 0 | 0 | 0 | 0 | 0
RPS v6.20- CA 10% Unbundled | 856 | 7686 | Generation Constraint in GWh | FALSE | G | Annual | Allowances Banked | GWh | 0 | 0 | 0 | 0 | 0 | 0 | 0
RPS v6.20- CA 10% Unbundled | 856 | 7686 | Generation Constraint in GWh | FALSE | G | Annual | Allowances Withdrawn (1:1) | GWh | 0 | 0 | 0 | 0 | 0 | 0 | 0
RPS v6.20- CA 10% Unbundled | 856 | 7686 | Generation Constraint in GWh | FALSE | G | Annual | Allowances Withdrawn (1:n) | GWh | 0 | 0 | 0 | 0 | 0 | 0 | 0
RPS v6.20- CA 10% Unbundled | 856 | 7686 | Generation Constraint in GWh | FALSE | G | Annual | Net Emissions Allowance Position | GWh | 99743.817 | 99758.519 | 113643.4447 | 139719.475 | 181771.8544 | 209231.2368 | 222980.1092
RPS v6.20- CA 10% Unbundled | 856 | 7686 | Generation Constraint in GWh | FALSE | G | Annual | Constraint Shadow Price | US2022$/MWh | 0 | 0 | 0 | 0 | 0 | 0 | 0
RPS v6.20- CA 15% Bundled | 857 | 7678 | Generation Constraint in GWh | FALSE | G | Annual | Seasons Included | Seasons | Winter, Spring, Summer, Fall | Winter, Spring, Summer, Fall | Winter, Spring, Summer, Fall | Winter, Spring, Summer, Fall | Winter, Spring, Summer, Fall | Winter, Spring, Summer, Fall | Winter, Spring, Summer, Fall
RPS v6.20- CA 15% Bundled | 857 | 7678 | Generation Constraint in GWh | FALSE | G | Annual | Standard GWh | GWh | 21325.5123 | 25978.74 | 39157.6209 | 51719.0453 | 63584.8869 | 68745.4361 | 72997.2992
RPS v6.20- CA 15% Bundled | 857 | 7678 | Generation Constraint in GWh | FALSE | G | Annual | Generation at Eligible Plants | GWh | 69087.3908 | 100456.765 | 146594.6396 | 210328.1327 | 238413.2073 | 312523.1114 | 337946.557
RPS v6.20- CA 15% Bundled | 857 | 7678 | Generation Constraint in GWh | FALSE | G | Annual | Allowances Purchased | GWh | 0 | 0 | 0 | 0 | 0 | 0 | 0
RPS v6.20- CA 15% Bundled | 857 | 7678 | Generation Constraint in GWh | FALSE | G | Annual | Allowances Sold | GWh | 0 | 0 | 0 | 0 | 0 | 0 | 0
RPS v6.20- CA 15% Bundled | 857 | 7678 | Generation Constraint in GWh | FALSE | G | Annual | Allowances Banked | GWh | 0 | 0 | 0 | 0 | 0 | 0 | 0
RPS v6.20- CA 15% Bundled | 857 | 7678 | Generation Constraint in GWh | FALSE | G | Annual | Allowances Withdrawn (1:1) | GWh | 0 | 0 | 0 | 0 | 0 | 0 | 0
RPS v6.20- CA 15% Bundled | 857 | 7678 | Generation Constraint in GWh | FALSE | G | Annual | Allowances Withdrawn (1:n) | GWh | 0 | 0 | 0 | 0 | 0 | 0 | 0
RPS v6.20- CA 15% Bundled | 857 | 7678 | Generation Constraint in GWh | FALSE | G | Annual | Net Emissions Allowance Position | GWh | 69087.3908 | 100456.765 | 146594.6396 | 210328.1327 | 238413.2073 | 312523.1114 | 337946.557
RPS v6.20- CA 15% Bundled | 857 | 7678 | Generation Constraint in GWh | FALSE | G | Annual | Constraint Shadow Price | US2022$/MWh | 0 | 0 | 0 | 0 | 0 | 0 | 0
RPS v6.20- CO | 858 | 7587 | Generation Constraint in GWh | FALSE | G | Annual | Seasons Included | Seasons | Winter, Spring, Summer, Fall | Winter, Spring, Summer, Fall | Winter, Spring, Summer, Fall | Winter, Spring, Summer, Fall | Winter, Spring, Summer, Fall | Winter, Spring, Summer, Fall | Winter, Spring, Summer, Fall
RPS v6.20- CO | 858 | 7587 | Generation Constraint in GWh | FALSE | G | Annual | Standard GWh | GWh | 15155.9303 | 16407.969 | 19900.7523 | 22495.1871 | 24395.8729 | 26261.739 | 28447.4143
RPS v6.20- CO | 858 | 7587 | Generation Constraint in GWh | FALSE | G | Annual | Generation at Eligible Plants | GWh | 23698.265 | 23696.6661 | 36406.7337 | 55775.4914 | 74553.6049 | 82389.0415 | 93152.7341
RPS v6.20- CO | 858 | 7587 | Generation Constraint in GWh | FALSE | G | Annual | Allowances Purchased | GWh | 0 | 0 | 0 | 0 | 0 | 0 | 0
RPS v6.20- CO | 858 | 7587 | Generation Constraint in GWh | FALSE | G | Annual | Allowances Sold | GWh | 0 | 0 | 0 | 0 | 0 | 0 | 0
RPS v6.20- CO | 858 | 7587 | Generation Constraint in GWh | FALSE | G | Annual | Allowances Banked | GWh | 0 | 0 | 0 | 0 | 0 | 0 | 0
RPS v6.20- CO | 858 | 7587 | Generation Constraint in GWh | FALSE | G | Annual | Allowances Withdrawn (1:1) | GWh | 0 | 0 | 0 | 0 | 0 | 0 | 0
RPS v6.20- CO | 858 | 7587 | Generation Constraint in GWh | FALSE | G | Annual | Allowances Withdrawn (1:n) | GWh | 0 | 0 | 0 | 0 | 0 | 0 | 0
RPS v6.20- CO | 858 | 7587 | Generation Constraint in GWh | FALSE | G | Annual | Net Emissions Allowance Position | GWh | 23698.265 | 23696.6661 | 36406.7337 | 55775.4914 | 74553.6049 | 82389.0415 | 93152.7341
RPS v6.20- CO | 858 | 7587 | Generation Constraint in GWh | FALSE | G | Annual | Constraint Shadow Price | US2022$/MWh | 0 | 0 | 0 | 0 | 0 | 0 | 0
RPS v6.20- CT, MA, ME, NH, RI, VT | 859 | 7588 | Generation Constraint in GWh | FALSE | G | Annual | Seasons Included | Seasons | Winter, Spring, Summer, Fall | Winter, Spring, Summer, Fall | Winter, Spring, Summer, Fall | Winter, Spring, Summer, Fall | Winter, Spring, Summer, Fall | Winter, Spring, Summer, Fall | Winter, Spring, Summer, Fall
RPS v6.20- CT, MA, ME, NH, RI, VT | 859 | 7588 | Generation Constraint in GWh | FALSE | G | Annual | Standard GWh | GWh | 50828.0161 | 60243.3347 | 73682.9105 | 84173.7043 | 93274.3821 | 102796.4388 | 108452.7482
RPS v6.20- CT, MA, ME, NH, RI, VT | 859 | 7588 | Generation Constraint in GWh | FALSE | G | Annual | Generation at Eligible Plants | GWh | 34916.3977 | 30623.179 | 79680.6406 | 192858.2712 | 258194.3629 | 333548.6532 | 381776.3044
RPS v6.20- CT, MA, ME, NH, RI, VT | 859 | 7588 | Generation Constraint in GWh | FALSE | G | Annual | Allowances Purchased | GWh | 15911.6184 | 29620.1557 | 0 | 0 | 0 | 0 | 0
RPS v6.20- CT, MA, ME, NH, RI, VT | 859 | 7588 | Generation Constraint in GWh | FALSE | G | Annual | Allowances Sold | GWh | 0 | 0 | 0 | 0 | 0 | 0 | 0
RPS v6.20- CT, MA, ME, NH, RI, VT | 859 | 7588 | Generation Constraint in GWh | FALSE | G | Annual | Allowances Banked | GWh | 0 | 0 | 0 | 0 | 0 | 0 | 0
RPS v6.20- CT, MA, ME, NH, RI, VT | 859 | 7588 | Generation Constraint in GWh | FALSE | G | Annual | Allowances Withdrawn (1:1) | GWh | 0 | 0 | 0 | 0 | 0 | 0 | 0
RPS v6.20- CT, MA, ME, NH, RI, VT | 859 | 7588 | Generation Constraint in GWh | FALSE | G | Annual | Allowances Withdrawn (1:n) | GWh | 0 | 0 | 0 | 0 | 0 | 0 | 0
RPS v6.20- CT, MA, ME, NH, RI, VT | 859 | 7588 | Generation Constraint in GWh | FALSE | G | Annual | Net Emissions Allowance Position | GWh | 50828.0161 | 60243.3347 | 79680.6406 | 192858.2712 | 258194.3629 | 333548.6532 | 381776.3044
RPS v6.20- CT, MA, ME, NH, RI, VT | 859 | 7588 | Generation Constraint in GWh | FALSE | G | Annual | Constraint Shadow Price | US2022$/MWh | 12.032 | 12.0317 | 0 | 0 | 0 | 0 | 0
RPS v6.20- DC, DE, MD, NJ, PA | 860 | 7589 | Generation Constraint in GWh | FALSE | G | Annual | Seasons Included | Seasons | Winter, Spring, Summer, Fall | Winter, Spring, Summer, Fall | Winter, Spring, Summer, Fall | Winter, Spring, Summer, Fall | Winter, Spring, Summer, Fall | Winter, Spring, Summer, Fall | Winter, Spring, Summer, Fall
RPS v6.20- DC, DE, MD, NJ, PA | 860 | 7589 | Generation Constraint in GWh | FALSE | G | Annual | Standard GWh | GWh | 88693.4253 | 103829.4808 | 123277.6239 | 133958.7747 | 140087.3886 | 146562.8921 | 154362.1368
RPS v6.20- DC, DE, MD, NJ, PA | 860 | 7589 | Generation Constraint in GWh | FALSE | G | Annual | Generation at Eligible Plants | GWh | 27618.2192 | 103829.4808 | 123277.6239 | 142428.1553 | 192160.9044 | 293499.9776 | 316352.4295
RPS v6.20- DC, DE, MD, NJ, PA | 860 | 7589 | Generation Constraint in GWh | FALSE | G | Annual | Allowances Purchased | GWh | 61075.2061 | 0 | 0 | 0 | 0 | 0 | 0
RPS v6.20- DC, DE, MD, NJ, PA | 860 | 7589 | Generation Constraint in GWh | FALSE | G | Annual | Allowances Sold | GWh | 0 | 0 | 0 | 0 | 0 | 0 | 0
RPS v6.20- DC, DE, MD, NJ, PA | 860 | 7589 | Generation Constraint in GWh | FALSE | G | Annual | Allowances Banked | GWh | 0 | 0 | 0 | 0 | 0 | 0 | 0
RPS v6.20- DC, DE, MD, NJ, PA | 860 | 7589 | Generation Constraint in GWh | FALSE | G | Annual | Allowances Withdrawn (1:1) | GWh | 0 | 0 | 0 | 0 | 0 | 0 | 0
RPS v6.20- DC, DE, MD, NJ, PA | 860 | 7589 | Generation Constraint in GWh | FALSE | G | Annual | Allowances Withdrawn (1:n) | GWh | 0 | 0 | 0 | 0 | 0 | 0 | 0
RPS v6.20- DC, DE, MD, NJ, PA | 860 | 7589 | Generation Constraint in GWh | FALSE | G | Annual | Net Emissions Allowance Position | GWh | 88693.4253 | 103829.4808 | 123277.6239 | 142428.1553 | 192160.9044 | 293499.9776 | 316352.4295
RPS v6.20- DC, DE, MD, NJ, PA | 860 | 7589 | Generation Constraint in GWh | FALSE | G | Annual | Constraint Shadow Price | US2022$/MWh | 45.118 | 32.1888 | 2.0192 | 0 | 0 | 0 | 0
RPS v6.20- IA | 861 | 7590 | Generation Constraint in GWh | FALSE | G | Annual | Seasons Included | Seasons | Winter, Spring, Summer, Fall | Winter, Spring, Summer, Fall | Winter, Spring, Summer, Fall | Winter, Spring, Summer, Fall | Winter, Spring, Summer, Fall | Winter, Spring, Summer, Fall | Winter, Spring, Summer, Fall
RPS v6.20- IA | 861 | 7590 | Generation Constraint in GWh | FALSE | G | Annual | Standard GWh | GWh | 295.8 | 295.8 | 295.8 | 295.8 | 295.8 | 295.8 | 308.5229
RPS v6.20- IA | 861 | 7590 | Generation Constraint in GWh | FALSE | G | Annual | Generation at Eligible Plants | GWh | 2995.5552 | 2995.5552 | 20664.968 | 33330.1123 | 79285.1098 | 93955.4325 | 123795.77
RPS v6.20- IA | 861 | 7590 | Generation Constraint in GWh | FALSE | G | Annual | Allowances Purchased | GWh | 0 | 0 | 0 | 0 | 0 | 0 | 0
RPS v6.20- IA | 861 | 7590 | Generation Constraint in GWh | FALSE | G | Annual | Allowances Sold | GWh | 0 | 0 | 0 | 0 | 0 | 0 | 0
RPS v6.20- IA | 861 | 7590 | Generation Constraint in GWh | FALSE | G | Annual | Allowances Banked | GWh | 0 | 0 | 0 | 0 | 0 | 0 | 0
RPS v6.20- IA | 861 | 7590 | Generation Constraint in GWh | FALSE | G | Annual | Allowances Withdrawn (1:1) | GWh | 0 | 0 | 0 | 0 | 0 | 0 | 0
RPS v6.20- IA | 861 | 7590 | Generation Constraint in GWh | FALSE | G | Annual | Allowances Withdrawn (1:n) | GWh | 0 | 0 | 0 | 0 | 0 | 0 | 0
RPS v6.20- IA | 861 | 7590 | Generation Constraint in GWh | FALSE | G | Annual | Net Emissions Allowance Position | GWh | 2995.5552 | 2995.5552 | 20664.968 | 33330.1123 | 79285.1098 | 93955.4325 | 123795.77
RPS v6.20- IA | 861 | 7590 | Generation Constraint in GWh | FALSE | G | Annual | Constraint Shadow Price | US2022$/MWh | 0 | 0 | 0 | 0 | 0 | 0 | 0
RPS v6.20- IL | 862 | 7591 | Generation Constraint in GWh | FALSE | G | Annual | Seasons Included | Seasons | Winter, Spring, Summer, Fall | Winter, Spring, Summer, Fall | Winter, Spring, Summer, Fall | Winter, Spring, Summer, Fall | Winter, Spring, Summer, Fall | Winter, Spring, Summer, Fall | Winter, Spring, Summer, Fall
RPS v6.20- IL | 862 | 7591 | Generation Constraint in GWh | FALSE | G | Annual | Standard GWh | GWh | 50455.4796 | 68713.7127 | 92323.1956 | 109918.6776 | 113104.1303 | 116032.4143 | 121652.352
RPS v6.20- IL | 862 | 7591 | Generation Constraint in GWh | FALSE | G | Annual | Generation at Eligible Plants | GWh | 82144.7462 | 81885.2161 | 95431.8371 | 168961.521 | 278324.1177 | 356047.4348 | 375157.7977
RPS v6.20- IL | 862 | 7591 | Generation Constraint in GWh | FALSE | G | Annual | Allowances Purchased | GWh | 0 | 0 | 0 | 0 | 0 | 0 | 0
RPS v6.20- IL | 862 | 7591 | Generation Constraint in GWh | FALSE | G | Annual | Allowances Sold | GWh | 0 | 0 | 0 | 0 | 0 | 0 | 0
RPS v6.20- IL | 862 | 7591 | Generation Constraint in GWh | FALSE | G | Annual | Allowances Banked | GWh | 0 | 0 | 0 | 0 | 0 | 0 | 0
RPS v6.20- IL | 862 | 7591 | Generation Constraint in GWh | FALSE | G | Annual | Allowances Withdrawn (1:1) | GWh | 0 | 0 | 0 | 0 | 0 | 0 | 0
RPS v6.20- IL | 862 | 7591 | Generation Constraint in GWh | FALSE | G | Annual | Allowances Withdrawn (1:n) | GWh | 0 | 0 | 0 | 0 | 0 | 0 | 0
RPS v6.20- IL | 862 | 7591 | Generation Constraint in GWh | FALSE | G | Annual | Net Emissions Allowance Position | GWh | 82144.7462 | 81885.2161 | 95431.8371 | 168961.521 | 278324.1177 | 356047.4348 | 375157.7977
RPS v6.20- IL | 862 | 7591 | Generation Constraint in GWh | FALSE | G | Annual | Constraint Shadow Price | US2022$/MWh | 0 | 0 | 0 | 0 | 0 | 0 | 0
RPS v6.20- MI | 863 | 7592 | Generation Constraint in GWh | FALSE | G | Annual | Seasons Included | Seasons | Winter, Spring, Summer, Fall | Winter, Spring, Summer, Fall | Winter, Spring, Summer, Fall | Winter, Spring, Summer, Fall | Winter, Spring, Summer, Fall | Winter, Spring, Summer, Fall | Winter, Spring, Summer, Fall
RPS v6.20- MI | 863 | 7592 | Generation Constraint in GWh | FALSE | G | Annual | Standard GWh | GWh | 36530.0273 | 37953.8434 | 41598.2754 | 45043.5465 | 47723.8502 | 50465.1845 | 53578.9107
RPS v6.20- MI | 863 | 7592 | Generation Constraint in GWh | FALSE | G | Annual | Generation at Eligible Plants | GWh | 36530.0273 | 37953.8434 | 41598.2754 | 45043.5465 | 68480.4219 | 80951.7156 | 89627.9881
RPS v6.20- MI | 863 | 7592 | Generation Constraint in GWh | FALSE | G | Annual | Allowances Purchased | GWh | 0 | 0 | 0 | 0 | 0 | 0 | 0
RPS v6.20- MI | 863 | 7592 | Generation Constraint in GWh | FALSE | G | Annual | Allowances Sold | GWh | 0 | 0 | 0 | 0 | 0 | 0 | 0
RPS v6.20- MI | 863 | 7592 | Generation Constraint in GWh | FALSE | G | Annual | Allowances Banked | GWh | 0 | 0 | 0 | 0 | 0 | 0 | 0
RPS v6.20- MI | 863 | 7592 | Generation Constraint in GWh | FALSE | G | Annual | Allowances Withdrawn (1:1) | GWh | 0 | 0 | 0 | 0 | 0 | 0 | 0
RPS v6.20- MI | 863 | 7592 | Generation Constraint in GWh | FALSE | G | Annual | Allowances Withdrawn (1:n) | GWh | 0 | 0 | 0 | 0 | 0 | 0 | 0
RPS v6.20- MI | 863 | 7592 | Generation Constraint in GWh | FALSE | G | Annual | Net Emissions Allowance Position | GWh | 36530.0273 | 37953.8434 | 41598.2754 | 45043.5465 | 68480.4219 | 80951.7156 | 89627.9881
RPS v6.20- MI | 863 | 7592 | Generation Constraint in GWh | FALSE | G | Annual | Constraint Shadow Price | US2022$/MWh | 147.4898 | 32.1888 | 2.0192 | 0 | 0 | 0 | 0
RPS v6.20- MN | 864 | 7593 | Generation Constraint in GWh | FALSE | G | Annual | Seasons Included | Seasons | Winter, Spring, Summer, Fall | Winter, Spring, Summer, Fall | Winter, Spring, Summer, Fall | Winter, Spring, Summer, Fall | Winter, Spring, Summer, Fall | Winter, Spring, Summer, Fall | Winter, Spring, Summer, Fall
RPS v6.20- MN | 864 | 7593 | Generation Constraint in GWh | FALSE | G | Annual | Standard GWh | GWh | 27670.8066 | 34360.7156 | 53412.8885 | 57716.1434 | 60860.5989 | 64123.0172 | 68172.8894
RPS v6.20- MN | 864 | 7593 | Generation Constraint in GWh | FALSE | G | Annual | Generation at Eligible Plants | GWh | 27670.8066 | 50258.046 | 78793.4619 | 96895.4356 | 102597.1728 | 108448.5367 | 124543.5596
RPS v6.20- MN | 864 | 7593 | Generation Constraint in GWh | FALSE | G | Annual | Allowances Purchased | GWh | 0 | 0 | 0 | 0 | 0 | 0 | 0
RPS v6.20- MN | 864 | 7593 | Generation Constraint in GWh | FALSE | G | Annual | Allowances Sold | GWh | 0 | 0 | 0 | 0 | 0 | 0 | 0
RPS v6.20- MN | 864 | 7593 | Generation Constraint in GWh | FALSE | G | Annual | Allowances Banked | GWh | 0 | 0 | 0 | 0 | 0 | 0 | 0
RPS v6.20- MN | 864 | 7593 | Generation Constraint in GWh | FALSE | G | Annual | Allowances Withdrawn (1:1) | GWh | 0 | 0 | 0 | 0 | 0 | 0 | 0
RPS v6.20- MN | 864 | 7593 | Generation Constraint in GWh | FALSE | G | Annual | Allowances Withdrawn (1:n) | GWh | 0 | 0 | 0 | 0 | 0 | 0 | 0
RPS v6.20- MN | 864 | 7593 | Generation Constraint in GWh | FALSE | G | Annual | Net Emissions Allowance Position | GWh | 27670.8066 | 50258.046 | 78793.4619 | 96895.4356 | 102597.1728 | 108448.5367 | 124543.5596
RPS v6.20- MN | 864 | 7593 | Generation Constraint in GWh | FALSE | G | Annual | Constraint Shadow Price | US2022$/MWh | 0 | 0 | 0 | 0 | 0 | 0 | 0
RPS v6.20- MO | 865 | 7594 | Generation Constraint in GWh | FALSE | G | Annual | Seasons Included | Seasons | Winter, Spring, Summer, Fall | Winter, Spring, Summer, Fall | Winter, Spring, Summer, Fall | Winter, Spring, Summer, Fall | Winter, Spring, Summer, Fall | Winter, Spring, Summer, Fall | Winter, Spring, Summer, Fall
RPS v6.20- MO | 865 | 7594 | Generation Constraint in GWh | FALSE | G | Annual | Standard GWh | GWh | 7440.0312 | 7699.5613 | 8419.4622 | 9066.9362 | 9579.889 | 10121.4272 | 10746.6974
RPS v6.20- MO | 865 | 7594 | Generation Constraint in GWh | FALSE | G | Annual | Generation at Eligible Plants | GWh | 7440.0312 | 7699.5613 | 8419.4622 | 9066.9362 | 9579.889 | 10121.4272 | 10746.6974
RPS v6.20- MO | 865 | 7594 | Generation Constraint in GWh | FALSE | G | Annual | Allowances Purchased | GWh | 0 | 0 | 0 | 0 | 0 | 0 | 0
RPS v6.20- MO | 865 | 7594 | Generation Constraint in GWh | FALSE | G | Annual | Allowances Sold | GWh | 0 | 0 | 0 | 0 | 0 | 0 | 0
RPS v6.20- MO | 865 | 7594 | Generation Constraint in GWh | FALSE | G | Annual | Allowances Banked | GWh | 0 | 0 | 0 | 0 | 0 | 0 | 0
RPS v6.20- MO | 865 | 7594 | Generation Constraint in GWh | FALSE | G | Annual | Allowances Withdrawn (1:1) | GWh | 0 | 0 | 0 | 0 | 0 | 0 | 0
RPS v6.20- MO | 865 | 7594 | Generation Constraint in GWh | FALSE | G | Annual | Allowances Withdrawn (1:n) | GWh | 0 | 0 | 0 | 0 | 0 | 0 | 0
RPS v6.20- MO | 865 | 7594 | Generation Constraint in GWh | FALSE | G | Annual | Net Emissions Allowance Position | GWh | 7440.0312 | 7699.5613 | 8419.4622 | 9066.9362 | 9579.889 | 10121.4272 | 10746.6974
RPS v6.20- MO | 865 | 7594 | Generation Constraint in GWh | FALSE | G | Annual | Constraint Shadow Price | US2022$/MWh | 0 | 0 | 0 | 0 | 0 | 0 | 0
RPS v6.20- MT | 866 | 7595 | Generation Constraint in GWh | FALSE | G | Annual | Seasons Included | Seasons | Winter, Spring, Summer, Fall | Winter, Spring, Summer, Fall | Winter, Spring, Summer, Fall | Winter, Spring, Summer, Fall | Winter, Spring, Summer, Fall | Winter, Spring, Summer, Fall | Winter, Spring, Summer, Fall
RPS v6.20- MT | 866 | 7595 | Generation Constraint in GWh | FALSE | G | Annual | Standard GWh | GWh | 0 | 0 | 0 | 0 | 0 | 0 | 0
RPS v6.20- MT | 866 | 7595 | Generation Constraint in GWh | FALSE | G | Annual | Generation at Eligible Plants | GWh | 3583.7559 | 3583.7559 | 4874.7842 | 7806.1641 | 7812.0775 | 7811.5061 | 8496.7459
RPS v6.20- MT | 866 | 7595 | Generation Constraint in GWh | FALSE | G | Annual | Allowances Purchased | GWh | 0 | 0 | 0 | 0 | 0 | 0 | 0
RPS v6.20- MT | 866 | 7595 | Generation Constraint in GWh | FALSE | G | Annual | Allowances Sold | GWh | 0 | 0 | 0 | 0 | 0 | 0 | 0
RPS v6.20- MT | 866 | 7595 | Generation Constraint in GWh | FALSE | G | Annual | Allowances Banked | GWh | 0 | 0 | 0 | 0 | 0 | 0 | 0
RPS v6.20- MT | 866 | 7595 | Generation Constraint in GWh | FALSE | G | Annual | Allowances Withdrawn (1:1) | GWh | 0 | 0 | 0 | 0 | 0 | 0 | 0
RPS v6.20- MT | 866 | 7595 | Generation Constraint in GWh | FALSE | G | Annual | Allowances Withdrawn (1:n) | GWh | 0 | 0 | 0 | 0 | 0 | 0 | 0
RPS v6.20- MT | 866 | 7595 | Generation Constraint in GWh | FALSE | G | Annual | Net Emissions Allowance Position | GWh | 3583.7559 | 3583.7559 | 4874.7842 | 7806.1641 | 7812.0775 | 7811.5061 | 8496.7459
RPS v6.20- MT | 866 | 7595 | Generation Constraint in GWh | FALSE | G | Annual | Constraint Shadow Price | US2022$/MWh | 0 | 0 | 0 | 0 | 0 | 0 | 0
RPS v6.20- NC 75% limit | 867 | 7602 | Generation Constraint in GWh | FALSE | G | Annual | Seasons Included | Seasons | Winter, Spring, Summer, Fall | Winter, Spring, Summer, Fall | Winter, Spring, Summer, Fall | Winter, Spring, Summer, Fall | Winter, Spring, Summer, Fall | Winter, Spring, Summer, Fall | Winter, Spring, Summer, Fall
RPS v6.20- NC 75% limit | 867 | 7602 | Generation Constraint in GWh | FALSE | G | Annual | Standard GWh | GWh | 7949.1019 | 8869.5403 | 10868.2822 | 12098.4762 | 12609.5504 | 13178.4254 | 18243.7112
RPS v6.20- NC 75% limit | 867 | 7602 | Generation Constraint in GWh | FALSE | G | Annual | Generation at Eligible Plants | GWh | 11133.9474 | 11133.6296 | 23232.2619 | 31621.2345 | 32176.2545 | 36037.9474 | 48606.2816
RPS v6.20- NC 75% limit | 867 | 7602 | Generation Constraint in GWh | FALSE | G | Annual | Allowances Purchased | GWh | 0 | 0 | 0 | 0 | 0 | 0 | 0
RPS v6.20- NC 75% limit | 867 | 7602 | Generation Constraint in GWh | FALSE | G | Annual | Allowances Sold | GWh | 0 | 0 | 0 | 0 | 0 | 0 | 0
RPS v6.20- NC 75% limit | 867 | 7602 | Generation Constraint in GWh | FALSE | G | Annual | Allowances Banked | GWh | 0 | 0 | 0 | 0 | 0 | 0 | 0
RPS v6.20- NC 75% limit | 867 | 7602 | Generation Constraint in GWh | FALSE | G | Annual | Allowances Withdrawn (1:1) | GWh | 0 | 0 | 0 | 0 | 0 | 0 | 0
RPS v6.20- NC 75% limit | 867 | 7602 | Generation Constraint in GWh | FALSE | G | Annual | Allowances Withdrawn (1:n) | GWh | 0 | 0 | 0 | 0 | 0 | 0 | 0
RPS v6.20- NC 75% limit | 867 | 7602 | Generation Constraint in GWh | FALSE | G | Annual | Net Emissions Allowance Position | GWh | 11133.9474 | 11133.6296 | 23232.2619 | 31621.2345 | 32176.2545 | 36037.9474 | 48606.2816
RPS v6.20- NC 75% limit | 867 | 7602 | Generation Constraint in GWh | FALSE | G | Annual | Constraint Shadow Price | US2022$/MWh | 0 | 0 | 0 | 0 | 0 | 0 | 0
RPS v6.20- NM | 868 | 7596 | Generation Constraint in GWh | FALSE | G | Annual | Seasons Included | Seasons | Winter, Spring, Summer, Fall | Winter, Spring, Summer, Fall | Winter, Spring, Summer, Fall | Winter, Spring, Summer, Fall | Winter, Spring, Summer, Fall | Winter, Spring, Summer, Fall | Winter, Spring, Summer, Fall
RPS v6.20- NM | 868 | 7596 | Generation Constraint in GWh | FALSE | G | Annual | Standard GWh | GWh | 11138.1104 | 13119.3749 | 19866.6321 | 26813.7117 | 29242.1941 | 31699.9688 | 33953.5536
RPS v6.20- NM | 868 | 7596 | Generation Constraint in GWh | FALSE | G | Annual | Generation at Eligible Plants | GWh | 40272.1892 | 43567.6344 | 43705.5495 | 45131.3572 | 50121.4065 | 50116.4427 | 51261.1214
RPS v6.20- NM | 868 | 7596 | Generation Constraint in GWh | FALSE | G | Annual | Allowances Purchased | GWh | 0 | 0 | 0 | 0 | 0 | 0 | 0
RPS v6.20- NM | 868 | 7596 | Generation Constraint in GWh | FALSE | G | Annual | Allowances Sold | GWh | 0 | 0 | 0 | 0 | 0 | 0 | 0
RPS v6.20- NM | 868 | 7596 | Generation Constraint in GWh | FALSE | G | Annual | Allowances Banked | GWh | 0 | 0 | 0 | 0 | 0 | 0 | 0
RPS v6.20- NM | 868 | 7596 | Generation Constraint in GWh | FALSE | G | Annual | Allowances Withdrawn (1:1) | GWh | 0 | 0 | 0 | 0 | 0 | 0 | 0
RPS v6.20- NM | 868 | 7596 | Generation Constraint in GWh | FALSE | G | Annual | Allowances Withdrawn (1:n) | GWh | 0 | 0 | 0 | 0 | 0 | 0 | 0
RPS v6.20- NM | 868 | 7596 | Generation Constraint in GWh | FALSE | G | Annual | Net Emissions Allowance Position | GWh | 40272.1892 | 43567.6344 | 43705.5495 | 45131.3572 | 50121.4065 | 50116.4427 | 51261.1214
RPS v6.20- NM | 868 | 7596 | Generation Constraint in GWh | FALSE | G | Annual | Constraint Shadow Price | US2022$/MWh | 0 | 0 | 0 | 0 | 0 | 0 | 0
RPS v6.20- NV | 869 | 7597 | Generation Constraint in GWh | FALSE | G | Annual | Seasons Included | Seasons | Winter, Spring, Summer, Fall | Winter, Spring, Summer, Fall | Winter, Spring, Summer, Fall | Winter, Spring, Summer, Fall | Winter, Spring, Summer, Fall | Winter, Spring, Summer, Fall | Winter, Spring, Summer, Fall
RPS v6.20- NV | 869 | 7597 | Generation Constraint in GWh | FALSE | G | Annual | Standard GWh | GWh | 15714.5146 | 21794.445 | 28391.8554 | 31213.3471 | 32567.0672 | 33888.0251 | 36391.9737
RPS v6.20- NV | 869 | 7597 | Generation Constraint in GWh | FALSE | G | Annual | Generation at Eligible Plants | GWh | 19534.7265 | 21794.445 | 28391.8554 | 31213.3471 | 32567.0672 | 79484.7371 | 85367.0331
RPS v6.20- NV | 869 | 7597 | Generation Constraint in GWh | FALSE | G | Annual | Allowances Purchased | GWh | 0 | 0 | 0 | 0 | 0 | 0 | 0
RPS v6.20- NV | 869 | 7597 | Generation Constraint in GWh | FALSE | G | Annual | Allowances Sold | GWh | 0 | 0 | 0 | 0 | 0 | 0 | 0
RPS v6.20- NV | 869 | 7597 | Generation Constraint in GWh | FALSE | G | Annual | Allowances Banked | GWh | 0 | 0 | 0 | 0 | 0 | 0 | 0
RPS v6.20- NV | 869 | 7597 | Generation Constraint in GWh | FALSE | G | Annual | Allowances Withdrawn (1:1) | GWh | 0 | 0 | 0 | 0 | 0 | 0 | 0
RPS v6.20- NV | 869 | 7597 | Generation Constraint in GWh | FALSE | G | Annual | Allowances Withdrawn (1:n) | GWh | 0 | 0 | 0 | 0 | 0 | 0 | 0
RPS v6.20- NV | 869 | 7597 | Generation Constraint in GWh | FALSE | G | Annual | Net Emissions Allowance Position | GWh | 19534.7265 | 21794.445 | 28391.8554 | 31213.3471 | 32567.0672 | 79484.7371 | 85367.0331
RPS v6.20- NV | 869 | 7597 | Generation Constraint in GWh | FALSE | G | Annual | Constraint Shadow Price | US2022$/MWh | 0 | 35.845 | 5.6961 | 12.5444 | 7.1002 | 0 | 0
RPS v6.20- NY | 870 | 7598 | Generation Constraint in GWh | FALSE | G | Annual | Seasons Included | Seasons | Winter, Spring, Summer, Fall | Winter, Spring, Summer, Fall | Winter, Spring, Summer, Fall | Winter, Spring, Summer, Fall | Winter, Spring, Summer, Fall | Winter, Spring, Summer, Fall | Winter, Spring, Summer, Fall
RPS v6.20- NY | 870 | 7598 | Generation Constraint in GWh | FALSE | G | Annual | Standard GWh | GWh | 95756.4656 | 118133.3281 | 136349.9967 | 148714.1314 | 156734.8889 | 165148.851 | 175179.5419
RPS v6.20- NY | 870 | 7598 | Generation Constraint in GWh | FALSE | G | Annual | Generation at Eligible Plants | GWh | 95756.4656 | 118133.3281 | 136349.9967 | 148714.1315 | 156734.8889 | 165148.851 | 175179.5419
RPS v6.20- NY | 870 | 7598 | Generation Constraint in GWh | FALSE | G | Annual | Allowances Purchased | GWh | 0 | 0 | 0 | 0 | 0 | 0 | 0
RPS v6.20- NY | 870 | 7598 | Generation Constraint in GWh | FALSE | G | Annual | Allowances Sold | GWh | 0 | 0 | 0 | 0 | 0 | 0 | 0
RPS v6.20- NY | 870 | 7598 | Generation Constraint in GWh | FALSE | G | Annual | Allowances Banked | GWh | 0 | 0 | 0 | 0 | 0 | 0 | 0
RPS v6.20- NY | 870 | 7598 | Generation Constraint in GWh | FALSE | G | Annual | Allowances Withdrawn (1:1) | GWh | 0 | 0 | 0 | 0 | 0 | 0 | 0
RPS v6.20- NY | 870 | 7598 | Generation Constraint in GWh | FALSE | G | Annual | Allowances Withdrawn (1:n) | GWh | 0 | 0 | 0 | 0 | 0 | 0 | 0
RPS v6.20- NY | 870 | 7598 | Generation Constraint in GWh | FALSE | G | Annual | Net Emissions Allowance Position | GWh | 95756.4656 | 118133.3281 | 136349.9967 | 148714.1315 | 156734.8889 | 165148.851 | 175179.5419
RPS v6.20- NY | 870 | 7598 | Generation Constraint in GWh | FALSE | G | Annual | Constraint Shadow Price | US2022$/MWh | 45.118 | 32.1888 | 0 | 0 | 0 | 0 | 0
RPS v6.20- OH 50% limit | 871 | 7603 | Generation Constraint in GWh | FALSE | G | Annual | Seasons Included | Seasons | Winter, Spring, Summer, Fall | Winter, Spring, Summer, Fall | Winter, Spring, Summer, Fall | Winter, Spring, Summer, Fall | Winter, Spring, Summer, Fall | Winter, Spring, Summer, Fall | Winter, Spring, Summer, Fall
RPS v6.20- OH 50% limit | 871 | 7603 | Generation Constraint in GWh | FALSE | G | Annual | Standard GWh | GWh | 6641.3672 | 7090.4042 | 8075.0567 | 8641.0005 | 8946.4929 | 9260.4403 | 9718.2118
RPS v6.20- OH 50% limit | 871 | 7603 | Generation Constraint in GWh | FALSE | G | Annual | Generation at Eligible Plants | GWh | 6641.3672 | 7090.4042 | 8075.0567 | 8641.0005 | 8946.4929 | 9260.4403 | 9718.2118
RPS v6.20- OH 50% limit | 871 | 7603 | Generation Constraint in GWh | FALSE | G | Annual | Allowances Purchased | GWh | 0 | 0 | 0 | 0 | 0 | 0 | 0
RPS v6.20- OH 50% limit | 871 | 7603 | Generation Constraint in GWh | FALSE | G | Annual | Allowances Sold | GWh | 0 | 0 | 0 | 0 | 0 | 0 | 0
RPS v6.20- OH 50% limit | 871 | 7603 | Generation Constraint in GWh | FALSE | G | Annual | Allowances Banked | GWh | 0 | 0 | 0 | 0 | 0 | 0 | 0
RPS v6.20- OH 50% limit | 871 | 7603 | Generation Constraint in GWh | FALSE | G | Annual | Allowances Withdrawn (1:1) | GWh | 0 | 0 | 0 | 0 | 0 | 0 | 0
RPS v6.20- OH 50% limit | 871 | 7603 | Generation Constraint in GWh | FALSE | G | Annual | Allowances Withdrawn (1:n) | GWh | 0 | 0 | 0 | 0 | 0 | 0 | 0
RPS v6.20- OH 50% limit | 871 | 7603 | Generation Constraint in GWh | FALSE | G | Annual | Net Emissions Allowance Position | GWh | 6641.3672 | 7090.4042 | 8075.0567 | 8641.0005 | 8946.4929 | 9260.4403 | 9718.2118
RPS v6.20- OH 50% limit | 871 | 7603 | Generation Constraint in GWh | FALSE | G | Annual | Constraint Shadow Price | US2022$/MWh | 45.118 | 32.1888 | 2.0192 | 0 | 0 | 0 | 0
RPS v6.20- OR,WA | 872 | 7600 | Generation Constraint in GWh | FALSE | G | Annual | Seasons Included | Seasons | Winter, Spring, Summer, Fall | Winter, Spring, Summer, Fall | Winter, Spring, Summer, Fall | Winter, Spring, Summer, Fall | Winter, Spring, Summer, Fall | Winter, Spring, Summer, Fall | Winter, Spring, Summer, Fall
RPS v6.20- OR,WA | 872 | 7600 | Generation Constraint in GWh | FALSE | G | Annual | Standard GWh | GWh | 25120.2154 | 32325.9647 | 47591.9388 | 56687.0565 | 63621.5278 | 65782.0864 | 69848.7828
RPS v6.20- OR,WA | 872 | 7600 | Generation Constraint in GWh | FALSE | G | Annual | Generation at Eligible Plants | GWh | 30016.6017 | 59123.4309 | 98644.0882 | 137891.2372 | 178910.6887 | 188519.2531 | 206594.1147
RPS v6.20- OR,WA | 872 | 7600 | Generation Constraint in GWh | FALSE | G | Annual | Allowances Purchased | GWh | 0 | 0 | 0 | 0 | 0 | 0 | 0
RPS v6.20- OR,WA | 872 | 7600 | Generation Constraint in GWh | FALSE | G | Annual | Allowances Sold | GWh | 0 | 0 | 0 | 0 | 0 | 0 | 0
RPS v6.20- OR,WA | 872 | 7600 | Generation Constraint in GWh | FALSE | G | Annual | Allowances Banked | GWh | 0 | 0 | 0 | 0 | 0 | 0 | 0
RPS v6.20- OR,WA | 872 | 7600 | Generation Constraint in GWh | FALSE | G | Annual | Allowances Withdrawn (1:1) | GWh | 0 | 0 | 0 | 0 | 0 | 0 | 0
RPS v6.20- OR,WA | 872 | 7600 | Generation Constraint in GWh | FALSE | G | Annual | Allowances Withdrawn (1:n) | GWh | 0 | 0 | 0 | 0 | 0 | 0 | 0
RPS v6.20- OR,WA | 872 | 7600 | Generation Constraint in GWh | FALSE | G | Annual | Net Emissions Allowance Position | GWh | 30016.6017 | 59123.4309 | 98644.0882 | 137891.2372 | 178910.6887 | 188519.2531 | 206594.1147
RPS v6.20- OR,WA | 872 | 7600 | Generation Constraint in GWh | FALSE | G | Annual | Constraint Shadow Price | US2022$/MWh | 0 | 0 | 0 | 0 | 0 | 0 | 0
RPS v6.20- TX | 873 | 7599 | Generation Constraint in GWh | FALSE | G | Annual | Seasons Included | Seasons | Winter, Spring, Summer, Fall | Winter, Spring, Summer, Fall | Winter, Spring, Summer, Fall | Winter, Spring, Summer, Fall | Winter, Spring, Summer, Fall | Winter, Spring, Summer, Fall | Winter, Spring, Summer, Fall
RPS v6.20- TX | 873 | 7599 | Generation Constraint in GWh | FALSE | G | Annual | Standard GWh | GWh | 30660 | 30660 | 30660 | 30660 | 30660 | 30660 | 32178.1783
RPS v6.20- TX | 873 | 7599 | Generation Constraint in GWh | FALSE | G | Annual | Generation at Eligible Plants | GWh | 231269.5117 | 231269.5117 | 311312.5119 | 455001.9322 | 629571.6996 | 713637.0907 | 770707.5423
RPS v6.20- TX | 873 | 7599 | Generation Constraint in GWh | FALSE | G | Annual | Allowances Purchased | GWh | 0 | 0 | 0 | 0 | 0 | 0 | 0
RPS v6.20- TX | 873 | 7599 | Generation Constraint in GWh | FALSE | G | Annual | Allowances Sold | GWh | 0 | 0 | 0 | 0 | 0 | 0 | 0
RPS v6.20- TX | 873 | 7599 | Generation Constraint in GWh | FALSE | G | Annual | Allowances Banked | GWh | 0 | 0 | 0 | 0 | 0 | 0 | 0
RPS v6.20- TX | 873 | 7599 | Generation Constraint in GWh | FALSE | G | Annual | Allowances Withdrawn (1:1) | GWh | 0 | 0 | 0 | 0 | 0 | 0 | 0
RPS v6.20- TX | 873 | 7599 | Generation Constraint in GWh | FALSE | G | Annual | Allowances Withdrawn (1:n) | GWh | 0 | 0 | 0 | 0 | 0 | 0 | 0
RPS v6.20- TX | 873 | 7599 | Generation Constraint in GWh | FALSE | G | Annual | Net Emissions Allowance Position | GWh | 231269.5117 | 231269.5117 | 311312.5119 | 455001.9322 | 629571.6996 | 713637.0907 | 770707.5423
RPS v6.20- TX | 873 | 7599 | Generation Constraint in GWh | FALSE | G | Annual | Constraint Shadow Price | US2022$/MWh | 0 | 0 | 0 | 0 | 0 | 0 | 0
RPS v6.20- VA | 874 | 7666 | Generation Constraint in GWh | FALSE | G | Annual | Seasons Included | Seasons | Winter, Spring, Summer, Fall | Winter, Spring, Summer, Fall | Winter, Spring, Summer, Fall | Winter, Spring, Summer, Fall | Winter, Spring, Summer, Fall | Winter, Spring, Summer, Fall | Winter, Spring, Summer, Fall
RPS v6.20- VA | 874 | 7666 | Generation Constraint in GWh | FALSE | G | Annual | Standard GWh | GWh | 37735.0627 | 59721.2344 | 125200.3569 | 180801.9964 | 224903.5674 | 227763.8652 | 236930.7882
RPS v6.20- VA | 874 | 7666 | Generation Constraint in GWh | FALSE | G | Annual | Generation at Eligible Plants | GWh | 37735.0627 | 59721.2344 | 125200.3569 | 180801.9964 | 224903.5674 | 227763.8652 | 236930.7882
RPS v6.20- VA | 874 | 7666 | Generation Constraint in GWh | FALSE | G | Annual | Allowances Purchased | GWh | 0 | 0 | 0 | 0 | 0 | 0 | 0
RPS v6.20- VA | 874 | 7666 | Generation Constraint in GWh | FALSE | G | Annual | Allowances Sold | GWh | 0 | 0 | 0 | 0 | 0 | 0 | 0
RPS v6.20- VA | 874 | 7666 | Generation Constraint in GWh | FALSE | G | Annual | Allowances Banked | GWh | 0 | 0 | 0 | 0 | 0 | 0 | 0
RPS v6.20- VA | 874 | 7666 | Generation Constraint in GWh | FALSE | G | Annual | Allowances Withdrawn (1:1) | GWh | 0 | 0 | 0 | 0 | 0 | 0 | 0
RPS v6.20- VA | 874 | 7666 | Generation Constraint in GWh | FALSE | G | Annual | Allowances Withdrawn (1:n) | GWh | 0 | 0 | 0 | 0 | 0 | 0 | 0
RPS v6.20- VA | 874 | 7666 | Generation Constraint in GWh | FALSE | G | Annual | Net Emissions Allowance Position | GWh | 37735.0627 | 59721.2344 | 125200.3569 | 180801.9964 | 224903.5674 | 227763.8652 | 236930.7882
RPS v6.20- VA | 874 | 7666 | Generation Constraint in GWh | FALSE | G | Annual | Constraint Shadow Price | US2022$/MWh | 45.118 | 32.1888 | 2.0192 | 0 | 0 | 0 | 0
RPS v6.20- VA - Phase II | 875 | 7667 | Generation Constraint in GWh | FALSE | G | Annual | Seasons Included | Seasons | Winter, Spring, Summer, Fall | Winter, Spring, Summer, Fall | Winter, Spring, Summer, Fall | Winter, Spring, Summer, Fall | Winter, Spring, Summer, Fall | Winter, Spring, Summer, Fall | Winter, Spring, Summer, Fall
RPS v6.20- VA - Phase II | 875 | 7667 | Generation Constraint in GWh | FALSE | G | Annual | Standard GWh | GWh | 25146.872 | 39503.2667 | 82402.9554 | 117861.5811 | 147143.6792 | 144406.183 | 150218.1688
RPS v6.20- VA - Phase II | 875 | 7667 | Generation Constraint in GWh | FALSE | G | Annual | Generation at Eligible Plants | GWh | 28298.3187 | 39503.2667 | 82402.9554 | 117861.5811 | 147143.6792 | 144510.8815 | 158241.4651
RPS v6.20- VA - Phase II | 875 | 7667 | Generation Constraint in GWh | FALSE | G | Annual | Allowances Purchased | GWh | 0 | 0 | 0 | 0 | 0 | 0 | 0
RPS v6.20- VA - Phase II | 875 | 7667 | Generation Constraint in GWh | FALSE | G | Annual | Allowances Sold | GWh | 0 | 0 | 0 | 0 | 0 | 0 | 0
RPS v6.20- VA - Phase II | 875 | 7667 | Generation Constraint in GWh | FALSE | G | Annual | Allowances Banked | GWh | 0 | 0 | 0 | 0 | 0 | 0 | 0
RPS v6.20- VA - Phase II | 875 | 7667 | Generation Constraint in GWh | FALSE | G | Annual | Allowances Withdrawn (1:1) | GWh | 0 | 0 | 0 | 0 | 0 | 0 | 0
RPS v6.20- VA - Phase II | 875 | 7667 | Generation Constraint in GWh | FALSE | G | Annual | Allowances Withdrawn (1:n) | GWh | 0 | 0 | 0 | 0 | 0 | 0 | 0
RPS v6.20- VA - Phase II | 875 | 7667 | Generation Constraint in GWh | FALSE | G | Annual | Net Emissions Allowance Position | GWh | 28298.3187 | 39503.2667 | 82402.9554 | 117861.5811 | 147143.6792 | 144510.8815 | 158241.4651
RPS v6.20- VA - Phase II | 875 | 7667 | Generation Constraint in GWh | FALSE | G | Annual | Constraint Shadow Price | US2022$/MWh | 0 | 17.4949 | 5.786 | 9.5895 | 8.9951 | 0 | 0
RPS v6.20- WI | 876 | 7601 | Generation Constraint in GWh | FALSE | G | Annual | Seasons Included | Seasons | Winter, Spring, Summer, Fall | Winter, Spring, Summer, Fall | Winter, Spring, Summer, Fall | Winter, Spring, Summer, Fall | Winter, Spring, Summer, Fall | Winter, Spring, Summer, Fall | Winter, Spring, Summer, Fall
RPS v6.20- WI | 876 | 7601 | Generation Constraint in GWh | FALSE | G | Annual | Standard GWh | GWh | 6814.6787 | 7017.4454 | 7653.1015 | 8268.4718 | 8783.5073 | 9321.1368 | 9912.9599
RPS v6.20- WI | 876 | 7601 | Generation Constraint in GWh | FALSE | G | Annual | Generation at Eligible Plants | GWh | 6814.6787 | 7017.4454 | 7653.1015 | 8268.4718 | 8783.5073 | 9321.1368 | 9912.9598
RPS v6.20- WI | 876 | 7601 | Generation Constraint in GWh | FALSE | G | Annual | Allowances Purchased | GWh | 0 | 0 | 0 | 0 | 0 | 0 | 0
RPS v6.20- WI | 876 | 7601 | Generation Constraint in GWh | FALSE | G | Annual | Allowances Sold | GWh | 0 | 0 | 0 | 0 | 0 | 0 | 0
RPS v6.20- WI | 876 | 7601 | Generation Constraint in GWh | FALSE | G | Annual | Allowances Banked | GWh | 0 | 0 | 0 | 0 | 0 | 0 | 0
RPS v6.20- WI | 876 | 7601 | Generation Constraint in GWh | FALSE | G | Annual | Allowances Withdrawn (1:1) | GWh | 0 | 0 | 0 | 0 | 0 | 0 | 0
RPS v6.20- WI | 876 | 7601 | Generation Constraint in GWh | FALSE | G | Annual | Allowances Withdrawn (1:n) | GWh | 0 | 0 | 0 | 0 | 0 | 0 | 0
RPS v6.20- WI | 876 | 7601 | Generation Constraint in GWh | FALSE | G | Annual | Net Emissions Allowance Position | GWh | 6814.6787 | 7017.4454 | 7653.1015 | 8268.4718 | 8783.5073 | 9321.1368 | 9912.9598
RPS v6.20- WI | 876 | 7601 | Generation Constraint in GWh | FALSE | G | Annual | Constraint Shadow Price | US2022$/MWh | 2.0333 | 5.5104 | 0 | 0 | 0 | 0 | 0
RPS-CES v6.20- CA | 877 | 7658 | Generation Constraint in GWh | FALSE | G | Annual | Seasons Included | Seasons | Winter, Spring, Summer, Fall | Winter, Spring, Summer, Fall | Winter, Spring, Summer, Fall | Winter, Spring, Summer, Fall | Winter, Spring, Summer, Fall | Winter, Spring, Summer, Fall | Winter, Spring, Summer, Fall
RPS-CES v6.20- CA | 877 | 7658 | Generation Constraint in GWh | FALSE | G | Annual | Standard GWh | GWh | 142170.082 | 173191.6 | 261050.8058 | 344793.635 | 423899.2459 | 458302.9074 | 486648.661
RPS-CES v6.20- CA | 877 | 7658 | Generation Constraint in GWh | FALSE | G | Annual | Generation at Eligible Plants | GWh | 188986.2625 | 180781.4231 | 283478.5747 | 365705.4506 | 447261.6484 | 591661.8285 | 628236.3576
RPS-CES v6.20- CA | 877 | 7658 | Generation Constraint in GWh | FALSE | G | Annual | Allowances Purchased | GWh | 0 | 0 | 0 | 0 | 0 | 0 | 0
RPS-CES v6.20- CA | 877 | 7658 | Generation Constraint in GWh | FALSE | G | Annual | Allowances Sold | GWh | 0 | 0 | 0 | 0 | 0 | 0 | 0
RPS-CES v6.20- CA | 877 | 7658 | Generation Constraint in GWh | FALSE | G | Annual | Allowances Banked | GWh | 0 | 0 | 0 | 0 | 0 | 0 | 0
RPS-CES v6.20- CA | 877 | 7658 | Generation Constraint in GWh | FALSE | G | Annual | Allowances Withdrawn (1:1) | GWh | 0 | 0 | 0 | 0 | 0 | 0 | 0
RPS-CES v6.20- CA | 877 | 7658 | Generation Constraint in GWh | FALSE | G | Annual | Allowances Withdrawn (1:n) | GWh | 0 | 0 | 0 | 0 | 0 | 0 | 0
RPS-CES v6.20- CA | 877 | 7658 | Generation Constraint in GWh | FALSE | G | Annual | Net Emissions Allowance Position | GWh | 188986.2625 | 180781.4231 | 283478.5747 | 365705.4506 | 447261.6484 | 591661.8285 | 628236.3576
RPS-CES v6.20- CA | 877 | 7658 | Generation Constraint in GWh | FALSE | G | Annual | Constraint Shadow Price | US2022$/MWh | 0 | 0 | 0 | 0 | 0 | 0 | 0
RPS-CES v6.20- CA In-State limit | 878 | 7671 | Generation Constraint in GWh | FALSE | G | Annual | Seasons Included | Seasons | Winter, Spring, Summer, Fall | Winter, Spring, Summer, Fall | Winter, Spring, Summer, Fall | Winter, Spring, Summer, Fall | Winter, Spring, Summer, Fall | Winter, Spring, Summer, Fall | Winter, Spring, Summer, Fall
RPS-CES v6.20- CA In-State limit | 878 | 7671 | Generation Constraint in GWh | FALSE | G | Annual | Standard GWh | GWh | 106627.5615 | 129893.7 | 195788.1043 | 258595.2263 | 317924.4344 | 343727.1806 | 364986.4958
RPS-CES v6.20- CA In-State limit | 878 | 7671 | Generation Constraint in GWh | FALSE | G | Annual | Generation at Eligible Plants | GWh | 138142.785 | 129893.7 | 230611.2283 | 284838.2636 | 363823.7822 | 487520.2789 | 520878.3585
RPS-CES v6.20- CA In-State limit | 878 | 7671 | Generation Constraint in GWh | FALSE | G | Annual | Allowances Purchased | GWh | 0 | 0 | 0 | 0 | 0 | 0 | 0
RPS-CES v6.20- CA In-State limit | 878 | 7671 | Generation Constraint in GWh | FALSE | G | Annual | Allowances Sold | GWh | 0 | 0 | 0 | 0 | 0 | 0 | 0
RPS-CES v6.20- CA In-State limit | 878 | 7671 | Generation Constraint in GWh | FALSE | G | Annual | Allowances Banked | GWh | 0 | 0 | 0 | 0 | 0 | 0 | 0
RPS-CES v6.20- CA In-State limit | 878 | 7671 | Generation Constraint in GWh | FALSE | G | Annual | Allowances Withdrawn (1:1) | GWh | 0 | 0 | 0 | 0 | 0 | 0 | 0
RPS-CES v6.20- CA In-State limit | 878 | 7671 | Generation Constraint in GWh | FALSE | G | Annual | Allowances Withdrawn (1:n) | GWh | 0 | 0 | 0 | 0 | 0 | 0 | 0
RPS-CES v6.20- CA In-State limit | 878 | 7671 | Generation Constraint in GWh | FALSE | G | Annual | Net Emissions Allowance Position | GWh | 138142.785 | 129893.7 | 230611.2283 | 284838.2636 | 363823.7822 | 487520.2789 | 520878.3585
RPS-CES v6.20- CA In-State limit | 878 | 7671 | Generation Constraint in GWh | FALSE | G | Annual | Constraint Shadow Price | US2022$/MWh | 0 | 5.1091 | 0 | 0 | 0 | 0 | 0
RPS-CES v6.20 Fossil Dispatch Limit - CA | 879 | 7679 | Generation Constraint in GWh | FALSE | L | Annual | Seasons Included | Seasons | Winter, Spring, Summer, Fall | Winter, Spring, Summer, Fall | Winter, Spring, Summer, Fall | Winter, Spring, Summer, Fall | Winter, Spring, Summer, Fall | Winter, Spring, Summer, Fall | Winter, Spring, Summer, Fall
RPS-CES v6.20 Fossil Dispatch Limit - CA | 879 | 7679 | Generation Constraint in GWh | FALSE | L | Annual | Standard GWh | GWh | 152258.5395 | 151890.0187 | 136467.9974 | 97012.8092 | 44953.5184 | 35336.0648 | 37704.1552
RPS-CES v6.20 Fossil Dispatch Limit - CA | 879 | 7679 | Generation Constraint in GWh | FALSE | L | Annual | Generation at Eligible Plants | GWh | 123730.1894 | 151890.0187 | 136467.9974 | 97012.8092 | 44953.5184 | 35336.0648 | 37704.1552
RPS-CES v6.20 Fossil Dispatch Limit - CA | 879 | 7679 | Generation Constraint in GWh | FALSE | L | Annual | Allowances Purchased | GWh | 0 | 0 | 0 | 0 | 0 | 0 | 0
RPS-CES v6.20 Fossil Dispatch Limit - CA | 879 | 7679 | Generation Constraint in GWh | FALSE | L | Annual | Allowances Sold | GWh | 0 | 0 | 0 | 0 | 0 | 0 | 0
RPS-CES v6.20 Fossil Dispatch Limit - CA | 879 | 7679 | Generation Constraint in GWh | FALSE | L | Annual | Allowances Banked | GWh | 0 | 0 | 0 | 0 | 0 | 0 | 0
RPS-CES v6.20 Fossil Dispatch Limit - CA | 879 | 7679 | Generation Constraint in GWh | FALSE | L | Annual | Allowances Withdrawn (1:1) | GWh | 0 | 0 | 0 | 0 | 0 | 0 | 0
RPS-CES v6.20 Fossil Dispatch Limit - CA | 879 | 7679 | Generation Constraint in GWh | FALSE | L | Annual | Allowances Withdrawn (1:n) | GWh | 0 | 0 | 0 | 0 | 0 | 0 | 0
RPS-CES v6.20 Fossil Dispatch Limit - CA | 879 | 7679 | Generation Constraint in GWh | FALSE | L | Annual | Net Emissions Allowance Position | GWh | 123730.1894 | 151890.0187 | 136467.9974 | 97012.8092 | 44953.5184 | 35336.0648 | 37704.1552
RPS-CES v6.20 Fossil Dispatch Limit - CA | 879 | 7679 | Generation Constraint in GWh | FALSE | L | Annual | Constraint Shadow Price | US2022$/MWh | 0 | 5.6419 | 1.8091 | 10.9658 | 18.0831 | 9.5789 | 10.9449
RPS-CES v6.20 Fossil Dispatch Limit - CO | 880 | 7680 | Generation Constraint in GWh | FALSE | L | Annual | Seasons Included | Seasons | Winter, Spring, Summer, Fall | Winter, Spring, Summer, Fall | Winter, Spring, Summer, Fall | Winter, Spring, Summer, Fall | Winter, Spring, Summer, Fall | Winter, Spring, Summer, Fall | Winter, Spring, Summer, Fall
RPS-CES v6.20 Fossil Dispatch Limit - CO | 880 | 7680 | Generation Constraint in GWh | FALSE | L | Annual | Standard GWh | GWh | 0 | 0 | 0 | 0 | 0 | 69684.6251 | 75521.3537
RPS-CES v6.20 Fossil Dispatch Limit - CO | 880 | 7680 | Generation Constraint in GWh | FALSE | L | Annual | Generation at Eligible Plants | GWh | 29606.4249 | 18074.5292 | 25427.4679 | 22668.2116 | 16867.4838 | 17994.6159 | 19496.8789
RPS-CES v6.20 Fossil Dispatch Limit - CO | 880 | 7680 | Generation Constraint in GWh | FALSE | L | Annual | Allowances Purchased | GWh | 0 | 0 | 0 | 0 | 0 | 0 | 0
RPS-CES v6.20 Fossil Dispatch Limit - CO | 880 | 7680 | Generation Constraint in GWh | FALSE | L | Annual | Allowances Sold | GWh | 0 | 0 | 0 | 0 | 0 | 0 | 0
RPS-CES v6.20 Fossil Dispatch Limit - CO | 880 | 7680 | Generation Constraint in GWh | FALSE | L | Annual | Allowances Banked | GWh | 0 | 0 | 0 | 0 | 0 | 0 | 0
RPS-CES v6.20 Fossil Dispatch Limit - CO | 880 | 7680 | Generation Constraint in GWh | FALSE | L | Annual | Allowances Withdrawn (1:1) | GWh | 0 | 0 | 0 | 0 | 0 | 0 | 0
RPS-CES v6.20 Fossil Dispatch Limit - CO | 880 | 7680 | Generation Constraint in GWh | FALSE | L | Annual | Allowances Withdrawn (1:n) | GWh | 0 | 0 | 0 | 0 | 0 | 0 | 0
RPS-CES v6.20 Fossil Dispatch Limit - CO | 880 | 7680 | Generation Constraint in GWh | FALSE | L | Annual | Net Emissions Allowance Position | GWh | 29606.4249 | 18074.5292 | 25427.4679 | 22668.2116 | 16867.4838 | 17994.6159 | 19496.8789
RPS-CES v6.20 Fossil Dispatch Limit - CO | 880 | 7680 | Generation Constraint in GWh | FALSE | L | Annual | Constraint Shadow Price | US2022$/MWh | 0 | 0 | 0 | 0 | 0 | 0 | 0
RPS-CES v6.20 Fossil Dispatch Limit - NM | 881 | 7681 | Generation Constraint in GWh | FALSE | L | Annual | Seasons Included | Seasons | Winter, Spring, Summer, Fall | Winter, Spring, Summer, Fall | Winter, Spring, Summer, Fall | Winter, Spring, Summer, Fall | Winter, Spring, Summer, Fall | Winter, Spring, Summer, Fall | Winter, Spring, Summer, Fall
RPS-CES v6.20 Fossil Dispatch Limit - NM | 881 | 7681 | Generation Constraint in GWh | FALSE | L | Annual | Standard GWh | GWh | 0 | 0 | 17872.8539 | 15314.9107 | 15717.6364 | 8094.9677 | 8707.1816
RPS-CES v6.20 Fossil Dispatch Limit - NM | 881 | 7681 | Generation Constraint in GWh | FALSE | L | Annual | Generation at Eligible Plants | GWh | 15448.3367 | 15266.6774 | 17872.8539 | 15314.9107 | 15717.6364 | 8094.9677 | 8707.1816
RPS-CES v6.20 Fossil Dispatch Limit - NM | 881 | 7681 | Generation Constraint in GWh | FALSE | L | Annual | Allowances Purchased | GWh | 0 | 0 | 0 | 0 | 0 | 0 | 0
RPS-CES v6.20 Fossil Dispatch Limit - NM | 881 | 7681 | Generation Constraint in GWh | FALSE | L | Annual | Allowances Sold | GWh | 0 | 0 | 0 | 0 | 0 | 0 | 0
RPS-CES v6.20 Fossil Dispatch Limit - NM | 881 | 7681 | Generation Constraint in GWh | FALSE | L | Annual | Allowances Banked | GWh | 0 | 0 | 0 | 0 | 0 | 0 | 0
RPS-CES v6.20 Fossil Dispatch Limit - NM | 881 | 7681 | Generation Constraint in GWh | FALSE | L | Annual | Allowances Withdrawn (1:1) | GWh | 0 | 0 | 0 | 0 | 0 | 0 | 0
RPS-CES v6.20 Fossil Dispatch Limit - NM | 881 | 7681 | Generation Constraint in GWh | FALSE | L | Annual | Allowances Withdrawn (1:n) | GWh | 0 | 0 | 0 | 0 | 0 | 0 | 0
RPS-CES v6.20 Fossil Dispatch Limit - NM | 881 | 7681 | Generation Constraint in GWh | FALSE | L | Annual | Net Emissions Allowance Position | GWh | 15448.3367 | 15266.6774 | 17872.8539 | 15314.9107 | 15717.6364 | 8094.9677 | 8707.1816
RPS-CES v6.20 Fossil Dispatch Limit - NM | 881 | 7681 | Generation Constraint in GWh | FALSE | L | Annual | Constraint Shadow Price | US2022$/MWh | 0 | 0 | 1.6391 | 1.0669 | 0.26632 | 11.31 | 12.2757
RPS-CES v6.20 Fossil Dispatch Limit - NV | 882 | 7682 | Generation Constraint in GWh | FALSE | L | Annual | Seasons Included | Seasons | Winter, Spring, Summer, Fall | Winter, Spring, Summer, Fall | Winter, Spring, Summer, Fall | Winter, Spring, Summer, Fall | Winter, Spring, Summer, Fall | Winter, Spring, Summer, Fall | Winter, Spring, Summer, Fall
RPS-CES v6.20 Fossil Dispatch Limit - NV | 882 | 7682 | Generation Constraint in GWh | FALSE | L | Annual | Standard GWh | GWh | 0 | 0 | 0 | 0 | 0 | 8553.4696 | 9227.3632
RPS-CES v6.20 Fossil Dispatch Limit - NV | 882 | 7682 | Generation Constraint in GWh | FALSE | L | Annual | Generation at Eligible Plants | GWh | 28652.8502 | 40858.3017 | 50102.192 | 66524.8701 | 61356.6279 | 8553.4696 | 9227.3632
RPS-CES v6.20 Fossil Dispatch Limit - NV | 882 | 7682 | Generation Constraint in GWh | FALSE | L | Annual | Allowances Purchased | GWh | 0 | 0 | 0 | 0 | 0 | 0 | 0
RPS-CES v6.20 Fossil Dispatch Limit - NV | 882 | 7682 | Generation Constraint in GWh | FALSE | L | Annual | Allowances Sold | GWh | 0 | 0 | 0 | 0 | 0 | 0 | 0
RPS-CES v6.20 Fossil Dispatch Limit - NV | 882 | 7682 | Generation Constraint in GWh | FALSE | L | Annual | Allowances Banked | GWh | 0 | 0 | 0 | 0 | 0 | 0 | 0
RPS-CES v6.20 Fossil Dispatch Limit - NV | 882 | 7682 | Generation Constraint in GWh | FALSE | L | Annual | Allowances Withdrawn (1:1) | GWh | 0 | 0 | 0 | 0 | 0 | 0 | 0
RPS-CES v6.20 Fossil Dispatch Limit - NV | 882 | 7682 | Generation Constraint in GWh | FALSE | L | Annual | Allowances Withdrawn (1:n) | GWh | 0 | 0 | 0 | 0 | 0 | 0 | 0
RPS-CES v6.20 Fossil Dispatch Limit - NV | 882 | 7682 | Generation Constraint in GWh | FALSE | L | Annual | Net Emissions Allowance Position | GWh | 28652.8502 | 40858.3017 | 50102.192 | 66524.8701 | 61356.6279 | 8553.4696 | 9227.3632
RPS-CES v6.20 Fossil Dispatch Limit - NV | 882 | 7682 | Generation Constraint in GWh | FALSE | L | Annual | Constraint Shadow Price | US2022$/MWh | 0 | 0 | 0 | 0 | 0 | 12.2741 | 11.1063
RPS-CES v6.20 Fossil Dispatch Limit - NY | 883 | 7683 | Generation Constraint in GWh | FALSE | L | Annual | Seasons Included | Seasons | Winter, Spring, Summer, Fall | Winter, Spring, Summer, Fall | Winter, Spring, Summer, Fall | Winter, Spring, Summer, Fall | Winter, Spring, Summer, Fall | Winter, Spring, Summer, Fall | Winter, Spring, Summer, Fall
RPS-CES v6.20 Fossil Dispatch Limit - NY | 883 | 7683 | Generation Constraint in GWh | FALSE | L | Annual | Standard GWh | GWh | 72503.4581 | 63508.2197 | 73404.0327 | 16191.7885 | 17119.7924 | 18106.6993 | 19277.8804
RPS-CES v6.20 Fossil Dispatch Limit - NY | 883 | 7683 | Generation Constraint in GWh | FALSE | L | Annual | Generation at Eligible Plants | GWh | 52425.1599 | 53031.0859 | 50990.0784 | 16191.7885 | 17119.7924 | 18106.6993 | 19277.8804
RPS-CES v6.20 Fossil Dispatch Limit - NY | 883 | 7683 | Generation Constraint in GWh | FALSE | L | Annual | Allowances Purchased | GWh | 0 | 0 | 0 | 0 | 0 | 0 | 0
RPS-CES v6.20 Fossil Dispatch Limit - NY | 883 | 7683 | Generation Constraint in GWh | FALSE | L | Annual | Allowances Sold | GWh | 0 | 0 | 0 | 0 | 0 | 0 | 0
RPS-CES v6.20 Fossil Dispatch Limit - NY | 883 | 7683 | Generation Constraint in GWh | FALSE | L | Annual | Allowances Banked | GWh | 0 | 0 | 0 | 0 | 0 | 0 | 0
RPS-CES v6.20 Fossil Dispatch Limit - NY | 883 | 7683 | Generation Constraint in GWh | FALSE | L | Annual | Allowances Withdrawn (1:1) | GWh | 0 | 0 | 0 | 0 | 0 | 0 | 0
RPS-CES v6.20 Fossil Dispatch Limit - NY | 883 | 7683 | Generation Constraint in GWh | FALSE | L | Annual | Allowances Withdrawn (1:n) | GWh | 0 | 0 | 0 | 0 | 0 | 0 | 0
RPS-CES v6.20 Fossil Dispatch Limit - NY | 883 | 7683 | Generation Constraint in GWh | FALSE | L | Annual | Net Emissions Allowance Position | GWh | 52425.1599 | 53031.0859 | 50990.0784 | 16191.7885 | 17119.7924 | 18106.6993 | 19277.8804
RPS-CES v6.20 Fossil Dispatch Limit - NY | 883 | 7683 | Generation Constraint in GWh | FALSE | L | Annual | Constraint Shadow Price | US2022$/MWh | 0 | 0 | 0 | 3.3475 | 2.7467 | 2.2107 | 1.9643
RPS-CES v6.20 Fossil Dispatch Limit - VA | 884 | 7684 | Generation Constraint in GWh | FALSE | L | Annual | Seasons Included | Seasons | Winter, Spring, Summer, Fall | Winter, Spring, Summer, Fall | Winter, Spring, Summer, Fall | Winter, Spring, Summer, Fall | Winter, Spring, Summer, Fall | Winter, Spring, Summer, Fall | Winter, Spring, Summer, Fall
RPS-CES v6.20 Fossil Dispatch Limit - VA | 884 | 7684 | Generation Constraint in GWh | FALSE | L | Annual | Standard GWh | GWh | 0 | 0 | 0 | 150945.9152 | 97597.7914 | 87916.9277 | 90852.0283
RPS-CES v6.20 Fossil Dispatch Limit - VA | 884 | 7684 | Generation Constraint in GWh | FALSE | L | Annual | Generation at Eligible Plants | GWh | 63602.165 | 66541.5484 | 53374.7547 | 56380.9415 | 39739.7472 | 32171.1421 | 33715.9513
RPS-CES v6.20 Fossil Dispatch Limit - VA | 884 | 7684 | Generation Constraint in GWh | FALSE | L | Annual | Allowances Purchased | GWh | 0 | 0 | 0 | 0 | 0 | 0 | 0
RPS-CES v6.20 Fossil Dispatch Limit - VA | 884 | 7684 | Generation Constraint in GWh | FALSE | L | Annual | Allowances Sold | GWh | 0 | 0 | 0 | 0 | 0 | 0 | 0
RPS-CES v6.20 Fossil Dispatch Limit - VA | 884 | 7684 | Generation Constraint in GWh | FALSE | L | Annual | Allowances Banked | GWh | 0 | 0 | 0 | 0 | 0 | 0 | 0
RPS-CES v6.20 Fossil Dispatch Limit - VA | 884 | 7684 | Generation Constraint in GWh | FALSE | L | Annual | Allowances Withdrawn (1:1) | GWh | 0 | 0 | 0 | 0 | 0 | 0 | 0
RPS-CES v6.20 Fossil Dispatch Limit - VA | 884 | 7684 | Generation Constraint in GWh | FALSE | L | Annual | Allowances Withdrawn (1:n) | GWh | 0 | 0 | 0 | 0 | 0 | 0 | 0
RPS-CES v6.20 Fossil Dispatch Limit - VA | 884 | 7684 | Generation Constraint in GWh | FALSE | L | Annual | Net Emissions Allowance Position | GWh | 63602.165 | 66541.5484 | 53374.7547 | 56380.9415 | 39739.7472 | 32171.1421 | 33715.9513
RPS-CES v6.20 Fossil Dispatch Limit - VA | 884 | 7684 | Generation Constraint in GWh | FALSE | L | Annual | Constraint Shadow Price | US2022$/MWh | 0 | 0 | 0 | 0 | 0 | 0 | 0
RPS-CES v6.20 Fossil Dispatch Limit - WA | 885 | 7685 | Generation Constraint in GWh | FALSE | L | Annual | Seasons Included | Seasons | Winter, Spring, Summer, Fall | Winter, Spring, Summer, Fall | Winter, Spring, Summer, Fall | Winter, Spring, Summer, Fall | Winter, Spring, Summer, Fall | Winter, Spring, Summer, Fall | Winter, Spring, Summer, Fall
RPS-CES v6.20 Fossil Dispatch Limit - WA | 885 | 7685 | Generation Constraint in GWh | FALSE | L | Annual | Standard GWh | GWh | 0 | 14168.4912 | 18316.9406 | 20042.4957 | 20907.7847 | 21602.0804 | 22949.8284
RPS-CES v6.20 Fossil Dispatch Limit - WA | 885 | 7685 | Generation Constraint in GWh | FALSE | L | Annual | Generation at Eligible Plants | GWh | 23077.5016 | 14168.4912 | 18316.9406 | 10605.5691 | 10773.1821 | 7422.0503 | 7660.9797
RPS-CES v6.20 Fossil Dispatch Limit - WA | 885 | 7685 | Generation Constraint in GWh | FALSE | L | Annual | Allowances Purchased | GWh | 0 | 0 | 0 | 0 | 0 | 0 | 0
RPS-CES v6.20 Fossil Dispatch Limit - WA | 885 | 7685 | Generation Constraint in GWh | FALSE | L | Annual | Allowances Sold | GWh | 0 | 0 | 0 | 0 | 0 | 0 | 0
RPS-CES v6.20 Fossil Dispatch Limit - WA | 885 | 7685 | Generation Constraint in GWh | FALSE | L | Annual | Allowances Banked | GWh | 0 | 0 | 0 | 0 | 0 | 0 | 0
RPS-CES v6.20 Fossil Dispatch Limit - WA | 885 | 7685 | Generation Constraint in GWh | FALSE | L | Annual | Allowances Withdrawn (1:1) | GWh | 0 | 0 | 0 | 0 | 0 | 0 | 0
RPS-CES v6.20 Fossil Dispatch Limit - WA | 885 | 7685 | Generation Constraint in GWh | FALSE | L | Annual | Allowances Withdrawn (1:n) | GWh | 0 | 0 | 0 | 0 | 0 | 0 | 0
RPS-CES v6.20 Fossil Dispatch Limit - WA | 885 | 7685 | Generation Constraint in GWh | FALSE | L | Annual | Net Emissions Allowance Position | GWh | 23077.5016 | 14168.4912 | 18316.9406 | 10605.5691 | 10773.1821 | 7422.0503 | 7660.9797
RPS-CES v6.20 Fossil Dispatch Limit - WA | 885 | 7685 | Generation Constraint in GWh | FALSE | L | Annual | Constraint Shadow Price | US2022$/MWh | 0 | 5.3168 | 1.9112 | 0 | 0 | 0 | 0
RPS-CES v6.21 Fossil Dispatch Limit - IL | 886 | 7739 | Generation Constraint in GWh | FALSE | L | Annual | Seasons Included | Seasons | Winter, Spring, Summer, Fall | Winter, Spring, Summer, Fall | Winter, Spring, Summer, Fall | Winter, Spring, Summer, Fall | Winter, Spring, Summer, Fall | Winter, Spring, Summer, Fall | Winter, Spring, Summer, Fall
RPS-CES v6.21 Fossil Dispatch Limit - IL | 886 | 7739 | Generation Constraint in GWh | FALSE | L | Annual | Standard GWh | GWh | 0 | 0 | 0 | 123741.8859 | 127323.4893 | 14706.6979 | 15478.6453
RPS-CES v6.21 Fossil Dispatch Limit - IL | 886 | 7739 | Generation Constraint in GWh | FALSE | L | Annual | Generation at Eligible Plants | GWh | 0 | 0 | 0 | 26075.9383 | 417.9462 | 363.3549 | 296.4757
RPS-CES v6.21 Fossil Dispatch Limit - IL | 886 | 7739 | Generation Constraint in GWh | FALSE | L | Annual | Allowances Purchased | GWh | 0 | 0 | 0 | 0 | 0 | 0 | 0
RPS-CES v6.21 Fossil Dispatch Limit - IL | 886 | 7739 | Generation Constraint in GWh | FALSE | L | Annual | Allowances Sold | GWh | 0 | 0 | 0 | 0 | 0 | 0 | 0
RPS-CES v6.21 Fossil Dispatch Limit - IL | 886 | 7739 | Generation Constraint in GWh | FALSE | L | Annual | Allowances Banked | GWh | 0 | 0 | 0 | 0 | 0 | 0 | 0
RPS-CES v6.21 Fossil Dispatch Limit - IL | 886 | 7739 | Generation Constraint in GWh | FALSE | L | Annual | Allowances Withdrawn (1:1) | GWh | 0 | 0 | 0 | 0 | 0 | 0 | 0
RPS-CES v6.21 Fossil Dispatch Limit - IL | 886 | 7739 | Generation Constraint in GWh | FALSE | L | Annual | Allowances Withdrawn (1:n) | GWh | 0 | 0 | 0 | 0 | 0 | 0 | 0
RPS-CES v6.21 Fossil Dispatch Limit - IL | 886 | 7739 | Generation Constraint in GWh | FALSE | L | Annual | Net Emissions Allowance Position | GWh | 0 | 0 | 0 | 26075.9383 | 417.9462 | 363.3549 | 296.4757
RPS-CES v6.21 Fossil Dispatch Limit - IL | 886 | 7739 | Generation Constraint in GWh | FALSE | L | Annual | Constraint Shadow Price | US2022$/MWh | 0 | 0 | 0 | 0 | 0 | 0 | 0
RPS-CES v6.21 Fossil Dispatch Limit - OR | 887 | 7740 | Generation Constraint in GWh | FALSE | L | Annual | Seasons Included | Seasons | Winter, Spring, Summer, Fall | Winter, Spring, Summer, Fall | Winter, Spring, Summer, Fall | Winter, Spring, Summer, Fall | Winter, Spring, Summer, Fall | Winter, Spring, Summer, Fall | Winter, Spring, Summer, Fall
RPS-CES v6.21 Fossil Dispatch Limit - OR | 887 | 7740 | Generation Constraint in GWh | FALSE | L | Annual | Standard GWh | GWh | 0 | 0 | 0 | 11793.3322 | 12302.4824 | 12711.0174 | 13504.0543
RPS-CES v6.21 Fossil Dispatch Limit - OR | 887 | 7740 | Generation Constraint in GWh | FALSE | L | Annual | Generation at Eligible Plants | GWh | 23981.8178 | 4358.0201 | 2033.3038 | 0 | 0 | 0 | 2.6018
RPS-CES v6.21 Fossil Dispatch Limit - OR | 887 | 7740 | Generation Constraint in GWh | FALSE | L | Annual | Allowances Purchased | GWh | 0 | 0 | 0 | 0 | 0 | 0 | 0
RPS-CES v6.21 Fossil Dispatch Limit - OR | 887 | 7740 | Generation Constraint in GWh | FALSE | L | Annual | Allowances Sold | GWh | 0 | 0 | 0 | 0 | 0 | 0 | 0
RPS-CES v6.21 Fossil Dispatch Limit - OR | 887 | 7740 | Generation Constraint in GWh | FALSE | L | Annual | Allowances Banked | GWh | 0 | 0 | 0 | 0 | 0 | 0 | 0
RPS-CES v6.21 Fossil Dispatch Limit - OR | 887 | 7740 | Generation Constraint in GWh | FALSE | L | Annual | Allowances Withdrawn (1:1) | GWh | 0 | 0 | 0 | 0 | 0 | 0 | 0
RPS-CES v6.21 Fossil Dispatch Limit - OR | 887 | 7740 | Generation Constraint in GWh | FALSE | L | Annual | Allowances Withdrawn (1:n) | GWh | 0 | 0 | 0 | 0 | 0 | 0 | 0
RPS-CES v6.21 Fossil Dispatch Limit - OR | 887 | 7740 | Generation Constraint in GWh | FALSE | L | Annual | Net Emissions Allowance Position | GWh | 23981.8178 | 4358.0201 | 2033.3038 | 0 | 0 | 0 | 2.6018
RPS-CES v6.21 Fossil Dispatch Limit - OR | 887 | 7740 | Generation Constraint in GWh | FALSE | L | Annual | Constraint Shadow Price | US2022$/MWh | 0 | 0 | 0 | 0 | 0 | 0 | 0
Texas BART FIP v6.17 | 888 | 7538 | Rate Constraint in MTons | FALSE | L | Annual | Seasons Included | Seasons | Winter, Spring, Summer, Fall | Winter, Spring, Summer, Fall | Winter, Spring, Summer, Fall | Winter, Spring, Summer, Fall | Winter, Spring, Summer, Fall | Winter, Spring, Summer, Fall | Winter, Spring, Summer, Fall
Texas BART FIP v6.17 | 888 | 7538 | Rate Constraint in MTons | FALSE | L | Annual | Standard SO2 | Thousand Tons | 248.393 | 248.393 | 248.393 | 248.393 | 248.393 | 248.393 | 248.393
Texas BART FIP v6.17 | 888 | 7538 | Rate Constraint in MTons | FALSE | L | Annual | Emissions at Affected Plants SO2 | Thousand Tons | 56.922 | 45.2483 | 45.6873 | 45.6873 | 38.2851 | 37.4976 | 34.7544
Texas BART FIP v6.17 | 888 | 7538 | Rate Constraint in MTons | FALSE | L | Annual | Allowances Purchased SO2 | Thousand Tons | 0 | 0 | 0 | 0 | 0 | 0 | 0
Texas BART FIP v6.17 | 888 | 7538 | Rate Constraint in MTons | FALSE | L | Annual | Allowances Sold SO2 | Thousand Tons | 0 | 0 | 0 | 0 | 0 | 0 | 0
Texas BART FIP v6.17 | 888 | 7538 | Rate Constraint in MTons | FALSE | L | Annual | Allowances Banked | Thousand Tons | 0 | 0 | 0 | 0 | 0 | 0 | 0
Texas BART FIP v6.17 | 888 | 7538 | Rate Constraint in MTons | FALSE | L | Annual | Allowances Withdrawn (1:1) | Thousand Tons | 0 | 0 | 0 | 0 | 0 | 0 | 0
Texas BART FIP v6.17 | 888 | 7538 | Rate Constraint in MTons | FALSE | L | Annual | Allowances Withdrawn (1:n) | Thousand Tons | 0 | 0 | 0 | 0 | 0 | 0 | 0
Texas BART FIP v6.17 | 888 | 7538 | Rate Constraint in MTons | FALSE | L | Annual | Total | Thousand Tons | 56.922 | 45.2483 | 45.6873 | 45.6873 | 38.2851 | 37.4976 | 34.7544
Texas BART FIP v6.17 | 888 | 7538 | Rate Constraint in MTons | FALSE | L | Annual | Fuel Consumed | TBtu | 518.069 | 854.0689 | 1373.3558 | 1498.1811 | 787.8119 | 646.8013 | 640.6756
Texas BART FIP v6.17 | 888 | 7538 | Rate Constraint in MTons | FALSE | L | Annual | Rate | lb/MMBtu | 0.21975 | 0.10596 | 0.066534 | 0.06099 | 0.097193 | 0.11595 | 0.10849
Texas BART FIP v6.17 | 888 | 7538 | Rate Constraint in MTons | FALSE | L | Annual | Generation | TWh | 48.6913 | 100.4926 | 180.4348 | 201.4095 | 101.4477 | 79.4763 | 79.9933
Texas BART FIP v6.17 | 888 | 7538 | Rate Constraint in MTons | FALSE | L | Annual | Qualifying Generation | TWh | 48.6913 | 100.4926 | 176.2344 | 196.7256 | 93.6953 | 77.4692 | 77.2412
Texas BART FIP v6.17 | 888 | 7538 | Rate Constraint in MTons | FALSE | L | Annual | Rate | lb/MWh | 2.3381 | 0.90053 | 0.51848 | 0.46448 | 0.81723 | 0.96806 | 0.89989
Texas BART FIP v6.17 | 888 | 7538 | Rate Constraint in MTons | FALSE | L | Annual | Constraint Shadow Price | US2022$/Ton | 0 | 0 | 0 | 0 | 0 | 0 | 0
Texas East - NOX Cap Annual v3.1 | 889 | 7358 | Rate Constraint in MTons | FALSE | L | Annual | Seasons Included | Seasons | Winter, Spring, Summer, Fall | Winter, Spring, Summer, Fall | Winter, Spring, Summer, Fall | Winter, Spring, Summer, Fall | Winter, Spring, Summer, Fall | Winter, Spring, Summer, Fall | Winter, Spring, Summer, Fall
Texas East - NOX Cap Annual v3.1 | 889 | 7358 | Rate Constraint in MTons | FALSE | L | Annual | Standard NOX | Thousand Tons | 84.5 | 84.5 | 84.5 | 84.5 | 84.5 | 84.5 | 84.5
Texas East - NOX Cap Annual v3.1 | 889 | 7358 | Rate Constraint in MTons | FALSE | L | Annual | Emissions at Affected Plants NOX | Thousand Tons | 0.71165 | 0.69797 | 0.38055 | 0.37686 | 0.37494 | 0.37103 | 0.36931
Texas East - NOX Cap Annual v3.1 | 889 | 7358 | Rate Constraint in MTons | FALSE | L | Annual | Allowances Purchased NOX | Thousand Tons | 0 | 0 | 0 | 0 | 0 | 0 | 0
Texas East - NOX Cap Annual v3.1 | 889 | 7358 | Rate Constraint in MTons | FALSE | L | Annual | Allowances Sold NOX | Thousand Tons | 0 | 0 | 0 | 0 | 0 | 0 | 0
Texas East - NOX Cap Annual v3.1 | 889 | 7358 | Rate Constraint in MTons | FALSE | L | Annual | Allowances Banked | Thousand Tons | 0 | 0 | 0 | 0 | 0 | 0 | 0
Texas East - NOX Cap Annual v3.1 | 889 | 7358 | Rate Constraint in MTons | FALSE | L | Annual | Allowances Withdrawn (1:1) | Thousand Tons | 0 | 0 | 0 | 0 | 0 | 0 | 0
Texas East - NOX Cap Annual v3.1 | 889 | 7358 | Rate Constraint in MTons | FALSE | L | Annual | Allowances Withdrawn (1:n) | Thousand Tons | 0 | 0 | 0 | 0 | 0 | 0 | 0
Texas East - NOX Cap Annual v3.1 | 889 | 7358 | Rate Constraint in MTons | FALSE | L | Annual | Total | Thousand Tons | 0.71165 | 0.69797 | 0.38055 | 0.37686 | 0.37494 | 0.37103 | 0.36931
Texas East - NOX Cap Annual v3.1 | 889 | 7358 | Rate Constraint in MTons | FALSE | L | Annual | Fuel Consumed | TBtu | 24.0709 | 22.7349 | 9.027 | 8.6556 | 8.5841 | 8.4393 | 8.3754
Texas East - NOX Cap Annual v3.1 | 889 | 7358 | Rate Constraint in MTons | FALSE | L | Annual | Rate | lb/MMBtu | 0.05913 | 0.061401 | 0.084312 | 0.08708 | 0.087356 | 0.08793 | 0.088189
Texas East - NOX Cap Annual v3.1 | 889 | 7358 | Rate Constraint in MTons | FALSE | L | Annual | Generation | TWh | 2.2296 | 2.0816 | 0.80233 | 0.75475 | 0.74176 | 0.71543 | 0.70381
Texas East - NOX Cap Annual v3.1 | 889 | 7358 | Rate Constraint in MTons | FALSE | L | Annual | Qualifying Generation | TWh | 2.2296 | 2.0816 | 0.80233 | 0.75475 | 0.74176 | 0.71543 | 0.70381
Texas East - NOX Cap Annual v3.1 | 889 | 7358 | Rate Constraint in MTons | FALSE | L | Annual | Rate | lb/MWh | 0.63835 | 0.67062 | 0.9486 | 0.99863 | 1.0109 | 1.0372 | 1.0495
Texas East - NOX Cap Annual v3.1 | 889 | 7358 | Rate Constraint in MTons | FALSE | L | Annual | Constraint Shadow Price | US2022$/Ton | 0 | 0 | 0 | 0 | 0 | 0 | 0
Texas East - SO2 Cap Annual v3.1 | 890 | 7359 | Rate Constraint in MTons | FALSE | L | Annual | Seasons Included | Seasons | Winter, Spring, Summer, Fall | Winter, Spring, Summer, Fall | Winter, Spring, Summer, Fall | Winter, Spring, Summer, Fall | Winter, Spring, Summer, Fall | Winter, Spring, Summer, Fall | Winter, Spring, Summer, Fall
Texas East - SO2 Cap Annual v3.1 | 890 | 7359 | Rate Constraint in MTons | FALSE | L | Annual | Standard SO2 | Thousand Tons | 273.95 | 273.95 | 273.95 | 273.95 | 273.95 | 273.95 | 273.95
Texas East - SO2 Cap Annual v3.1 | 890 | 7359 | Rate Constraint in MTons | FALSE | L | Annual | Emissions at Affected Plants SO2 | Thousand Tons | 0 | 0 | 0 | 0 | 0 | 0 | 0
Texas East - SO2 Cap Annual v3.1 | 890 | 7359 | Rate Constraint in MTons | FALSE | L | Annual | Allowances Purchased SO2 | Thousand Tons | 0 | 0 | 0 | 0 | 0 | 0 | 0
Texas East - SO2 Cap Annual v3.1 | 890 | 7359 | Rate Constraint in MTons | FALSE | L | Annual | Allowances Sold SO2 | Thousand Tons | 0 | 0 | 0 | 0 | 0 | 0 | 0
Texas East - SO2 Cap Annual v3.1 | 890 | 7359 | Rate Constraint in MTons | FALSE | L | Annual | Allowances Banked | Thousand Tons | 273.95 | 273.95 | 456.5833 | 547.9 | 547.9 | 547.9 | 0
Texas East - SO2 Cap Annual v3.1 | 890 | 7359 | Rate Constraint in MTons | FALSE | L | Annual | Allowances Withdrawn (1:1) | Thousand Tons | 0 | 0 | -182.6333 | -273.95 | -273.95 | -273.95 | 0
Texas East - SO2 Cap Annual v3.1 | 890 | 7359 | Rate Constraint in MTons | FALSE | L | Annual | Allowances Withdrawn (1:n) | Thousand Tons | 0 | 0 | 0 | 0 | 0 | 0 | 0
Texas East - SO2 Cap Annual v3.1 | 890 | 7359 | Rate Constraint in MTons | FALSE | L | Annual | Total | Thousand Tons | 273.95 | 273.95 | 273.95 | 273.95 | 273.95 | 273.95 | 0
Texas East - SO2 Cap Annual v3.1 | 890 | 7359 | Rate Constraint in MTons | FALSE | L | Annual | Fuel Consumed | TBtu | 24.0709 | 22.7349 | 9.027 | 8.6556 | 8.5841 | 8.4393 | 8.3754
Texas East - SO2 Cap Annual v3.1 | 890 | 7359 | Rate Constraint in MTons | FALSE | L | Annual | Rate | lb/MMBtu | 0 | 0 | 0 | 0 | 0 | 0 | 0
Texas East - SO2 Cap Annual v3.1 | 890 | 7359 | Rate Constraint in MTons | FALSE | L | Annual | Generation | TWh | 2.2296 | 2.0816 | 0.80233 | 0.75475 | 0.74176 | 0.71543 | 0.70381
Texas East - SO2 Cap Annual v3.1 | 890 | 7359 | Rate Constraint in MTons | FALSE | L | Annual | Qualifying Generation | TWh | 2.2296 | 2.0816 | 0.80233 | 0.75475 | 0.74176 | 0.71543 | 0.70381
Texas East - SO2 Cap Annual v3.1 | 890 | 7359 | Rate Constraint in MTons | FALSE | L | Annual | Rate | lb/MWh | 0 | 0 | 0 | 0 | 0 | 0 | 0
Texas East - SO2 Cap Annual v3.1 | 890 | 7359 | Rate Constraint in MTons | FALSE | L | Annual | Constraint Shadow Price | US2022$/Ton | 0 | 0 | 0 | 0 | 0 | 0 | 0
Texas El Paso - NOX Cap Annual v3.1 | 891 | 7361 | Rate Constraint in MTons | FALSE | L | Annual | Seasons Included | Seasons | Winter, Spring, Summer, Fall | Winter, Spring, Summer, Fall | Winter, Spring, Summer, Fall | Winter, Spring, Summer, Fall | Winter, Spring, Summer, Fall | Winter, Spring, Summer, Fall | Winter, Spring, Summer, Fall
Texas El Paso - NOX Cap Annual v3.1 | 891 | 7361 | Rate Constraint in MTons | FALSE | L | Annual | Standard NOX | Thousand Tons | 1.06 | 1.06 | 1.06 | 1.06 | 1.06 | 1.06 | 1.06
Texas El Paso - NOX Cap Annual v3.1 | 891 | 7361 | Rate Constraint in MTons | FALSE | L | Annual | Emissions at Affected Plants NOX | Thousand Tons | 0.016913 | 0.042176 | 0.029959 | 0.0015812 | 0.0076951 | 0.010867 | 0.010521
Texas El Paso - NOX Cap Annual v3.1 | 891 | 7361 | Rate Constraint in MTons | FALSE | L | Annual | Allowances Purchased NOX | Thousand Tons | 0 | 0 | 0 | 0 | 0 | 0 | 0
Texas El Paso - NOX Cap Annual v3.1 | 891 | 7361 | Rate Constraint in MTons | FALSE | L | Annual | Allowances Sold NOX | Thousand Tons | 0 | 0 | 0 | 0 | 0 | 0 | 0
Texas El Paso - NOX Cap Annual v3.1 | 891 | 7361 | Rate Constraint in MTons | FALSE | L | Annual | Allowances Banked | Thousand Tons | 0 | 1.0178 | 0.36739 | 0 | 0.88333 | 1.484 | 0
Texas El Paso - NOX Cap Annual v3.1 | 891 | 7361 | Rate Constraint in MTons | FALSE | L | Annual | Allowances Withdrawn (1:1) | Thousand Tons | 0 | 0 | 0 | -1.06 | 0 | -1.06 | -1.06
Texas El Paso - NOX Cap Annual v3.1 | 891 | 7361 | Rate Constraint in MTons | FALSE | L | Annual | Allowances Withdrawn (1:n) | Thousand Tons | 0 | 0 | 0 | 0 | 0 | 0 | 0
Texas El Paso - NOX Cap Annual v3.1 | 891 | 7361 | Rate Constraint in MTons | FALSE | L | Annual | Total | Thousand Tons | 0.016913 | 1.06 | 0.39735 | -1.0584 | 0.89103 | 0.43487 | -1.0495
Texas El Paso - NOX Cap Annual v3.1 | 891 | 7361 | Rate Constraint in MTons | FALSE | L | Annual | Fuel Consumed | TBtu | 0.21296 | 0.50067 | 0.34118 | 0.018007 | 0.087634 | 0.12376 | 0.11981
Texas El Paso - NOX Cap Annual v3.1 | 891 | 7361 | Rate Constraint in MTons | FALSE | L | Annual | Rate | lb/MMBtu | 0.15883 | 0.16848 | 0.17562 | 0.17562 | 0.17562 | 0.17562 | 0.17562
Texas El Paso - NOX Cap Annual v3.1 | 891 | 7361 | Rate Constraint in MTons | FALSE | L | Annual | Generation | TWh | 0.018228 | 0.049764 | 0.037398 | 0.0019738 | 0.0096058 | 0.013566 | 0.013133
Texas El Paso - NOX Cap Annual v3.1 | 891 | 7361 | Rate Constraint in MTons | FALSE | L | Annual | Qualifying Generation | TWh | 0.018228 | 0.049764 | 0.037398 | 0.0019738 | 0.0096058 | 0.013566 | 0.013133
Texas El Paso - NOX Cap Annual v3.1 | 891 | 7361 | Rate Constraint in MTons | FALSE | L | Annual | Rate | lb/MWh | 1.8557 | 1.695 | 1.6022 | 1.6022 | 1.6022 | 1.6022 | 1.6022
Texas El Paso - NOX Cap Annual v3.1 | 891 | 7361 | Rate Constraint in MTons | FALSE | L | Annual | Constraint Shadow Price | US2022$/Ton | 0 | 0 | 0 | 0 | 0 | 0 | 0
Texas Houston - NOX Cap Annual v3.1 | 892 | 7362 | Rate Constraint in MTons | FALSE | L | Annual | Seasons Included | Seasons | Winter, Spring, Summer, Fall | Winter, Spring, Summer, Fall | Winter, Spring, Summer, Fall | Winter, Spring, Summer, Fall | Winter, Spring, Summer, Fall | Winter, Spring, Summer, Fall | Winter, Spring, Summer, Fall
Texas Houston - NOX Cap Annual v3.1 | 892 | 7362 | Rate Constraint in MTons | FALSE | L | Annual | Standard NOX | Thousand Tons | 17.57 | 17.57 | 17.57 | 17.57 | 17.57 | 17.57 | 17.57
Texas Houston - NOX Cap Annual v3.1 | 892 | 7362 | Rate Constraint in MTons | FALSE | L | Annual | Emissions at Affected Plants NOX | Thousand Tons | 9.8313 | 10.3977 | 9.4684 | 8.2428 | 5.8018 | 5.2185 | 4.8323
Texas Houston - NOX Cap Annual v3.1 | 892 | 7362 | Rate Constraint in MTons | FALSE | L | Annual | Allowances Purchased NOX | Thousand Tons | 0 | 0 | 0 | 0 | 0 | 0 | 0
Texas Houston - NOX Cap Annual v3.1 | 892 | 7362 | Rate Constraint in MTons | FALSE | L | Annual | Allowances Sold NOX | Thousand Tons | 0 | 0 | 0 | 0 | 0 | 0 | 0
Texas Houston - NOX Cap Annual v3.1 | 892 | 7362 | Rate Constraint in MTons | FALSE | L | Annual | Allowances Banked | Thousand Tons | 0 | 0 | 0 | 4.3102 | 11.7682 | 0 | 0
Texas Houston - NOX Cap Annual v3.1 | 892 | 7362 | Rate Constraint in MTons | FALSE | L | Annual | Allowances Withdrawn (1:1) | Thousand Tons | 0 | 0 | 0 | 0 | 0 | -17.57 | 0
Texas Houston - NOX Cap Annual v3.1 | 892 | 7362 | Rate Constraint in MTons | FALSE | L | Annual | Allowances Withdrawn (1:n) | Thousand Tons | 0 | 0 | 0 | 0 | 0 | 0 | 0
Texas Houston - NOX Cap Annual v3.1 | 892 | 7362 | Rate Constraint in MTons | FALSE | L | Annual | Total | Thousand Tons | 9.8313 | 10.3977 | 9.4684 | 12.553 | 17.57 | -12.3515 | 4.8323
Texas Houston - NOX Cap Annual v3.1 | 892 | 7362 | Rate Constraint in MTons | FALSE | L | Annual | Fuel Consumed | TBtu | 576.2696 | 597.6523 | 538.8266 | 417.5806 | 271.8073 | 239.2541 | 221.1204
Texas Houston - NOX Cap Annual v3.1 | 892 | 7362 | Rate Constraint in MTons | FALSE | L | Annual | Rate | lb/MMBtu | 0.034121 | 0.034795 | 0.035144 | 0.039479 | 0.04269 | 0.043623 | 0.043707
Texas Houston - NOX Cap Annual v3.1 | 892 | 7362 | Rate Constraint in MTons | FALSE | L | Annual | Generation | TWh | 80.0659 | 81.941 | 73.5236 | 55.3939 | 37.6008 | 31.8698 | 29.2927
Texas Houston - NOX Cap Annual v3.1 | 892 | 7362 | Rate Constraint in MTons | FALSE | L | Annual | Qualifying Generation | TWh | 80.0659 | 81.941 | 73.5236 | 55.3939 | 37.6008 | 31.8698 | 29.2927
Texas Houston - NOX Cap Annual v3.1 | 892 | 7362 | Rate Constraint in MTons | FALSE | L | Annual | Rate | lb/MWh | 0.24558 | 0.25379 | 0.25756 | 0.29761 | 0.3086 | 0.32749 | 0.32993
Texas Houston - NOX Cap Annual v3.1 | 892 | 7362 | Rate Constraint in MTons | FALSE | L | Annual | Constraint Shadow Price | US2022$/Ton | 0 | 0 | 0 | 0 | 0 | 0 | 0
Texas West - NOX Cap Annual v3.1 | 893 | 7360 | Rate Constraint in MTons | FALSE | L | Annual | Seasons Included | Seasons | Winter, Spring, Summer, Fall | Winter, Spring, Summer, Fall | Winter, Spring, Summer, Fall | Winter, Spring, Summer, Fall | Winter, Spring, Summer, Fall | Winter, Spring, Summer, Fall | Winter, Spring, Summer, Fall
Texas West - NOX Cap Annual v3.1 | 893 | 7360 | Rate Constraint in MTons | FALSE | L | Annual | Standard NOX | Thousand Tons | 18.1 | 18.1 | 18.1 | 18.1 | 18.1 | 18.1 | 18.1
Texas West - NOX Cap Annual v3.1 | 893 | 7360 | Rate Constraint in MTons | FALSE | L | Annual | Emissions at Affected Plants NOX | Thousand Tons | 0.56608 | 0.44002 | 0.1919 | 0.1919 | 0.1919 | 0.1919 | 0.1919
Texas West - NOX Cap Annual v3.1 | 893 | 7360 | Rate Constraint in MTons | FALSE | L | Annual | Allowances Purchased NOX | Thousand Tons | 0 | 0 | 0 | 0 | 0 | 0 | 0
Texas West - NOX Cap Annual v3.1 | 893 | 7360 | Rate Constraint in MTons | FALSE | L | Annual | Allowances Sold NOX | Thousand Tons | 0 | 0 | 0 | 0 | 0 | 0 | 0
Texas West - NOX Cap Annual v3.1 | 893 | 7360 | Rate Constraint in MTons | FALSE | L | Annual | Allowances Banked | Thousand Tons | 0 | 0 | 6.3532 | 17.9081 | 36.0081 | 0 | 0
Texas West - NOX Cap Annual v3.1 | 893 | 7360 | Rate Constraint in MTons | FALSE | L | Annual | Allowances Withdrawn (1:1) | Thousand Tons | 0 | 0 | 0 | 0 | -18.1 | -18.1 | -18.1
Texas West - NOX Cap Annual v3.1 | 893 | 7360 | Rate Constraint in MTons | FALSE | L | Annual | Allowances Withdrawn (1:n) | Thousand Tons | 0 | 0 | 0 | 0 | 0 | 0 | 0
Texas West - NOX Cap Annual v3.1 | 893 | 7360 | Rate Constraint in MTons | FALSE | L | Annual | Total | Thousand Tons | 0.56608 | 0.44002 | 6.5451 | 18.1 | 18.1 | -17.9081 | -17.9081
Texas West - NOX Cap Annual v3.1 | 893 | 7360 | Rate Constraint in MTons | FALSE | L | Annual | Fuel Consumed | TBtu | 6.6954 | 4.9044 | 1.4596 | 1.4596 | 1.4596 | 1.4596 | 1.4596
Texas West - NOX Cap Annual v3.1 | 893 | 7360 | Rate Constraint in MTons | FALSE | L | Annual | Rate | lb/MMBtu | 0.16909 | 0.17944 | 0.26294 | 0.26294 | 0.26294 | 0.26294 | 0.26294
Texas West - NOX Cap Annual v3.1 | 893 | 7360 | Rate Constraint in MTons | FALSE | L | Annual | Generation | TWh | 0.57979 | 0.42712 | 0.12176 | 0.12176 | 0.12176 | 0.12176 | 0.12176
Texas West - NOX Cap Annual v3.1 | 893 | 7360 | Rate Constraint in MTons | FALSE | L | Annual | Qualifying Generation | TWh | 0.57979 | 0.42712 | 0.12176 | 0.12176 | 0.12176 | 0.12176 | 0.12176
Texas West - NOX Cap Annual v3.1 | 893 | 7360 | Rate Constraint in MTons | FALSE | L | Annual | Rate | lb/MWh | 1.9527 | 2.0604 | 3.1519 | 3.1519 | 3.1519 | 3.1519 | 3.1519
Texas West - NOX Cap Annual v3.1 | 893 | 7360 | Rate Constraint in MTons | FALSE | L | Annual | Constraint Shadow Price | US2022$/Ton | 0 | 0 | 0 | 0 | 0 | 0 | 0
Unit Comanche 3 - NOX Rate Annual v3.1, Unit 2559 and retrofits | 894 | 7267 | Rate Constraint in lbs/MMBtu | FALSE | L | Annual | Seasons Included | Seasons | Winter, Spring, Summer, Fall | Winter, Spring, Summer, Fall | Winter, Spring, Summer, Fall | Winter, Spring, Summer, Fall | Winter, Spring, Summer, Fall | Winter, Spring, Summer, Fall | Winter, Spring, Summer, Fall
Unit Comanche 3 - NOX Rate Annual v3.1, Unit 2559 and retrofits | 894 | 7267 | Rate Constraint in lbs/MMBtu | FALSE | L | Annual | Standard NOX | lb/MMBtu | 0.08 | 0.08 | 0.08 | 0.08 | 0.08 | 0.08 | 0.08
Unit Comanche 3 - NOX Rate Annual v3.1, Unit 2559 and retrofits | 894 | 7267 | Rate Constraint in lbs/MMBtu | FALSE | L | Annual | Emissions at Affected Plants NOX | Thousand Tons | 0.42308 | 0.52009 | 0.42308 | 0.94832 | 1.5041 | 1.3534 | 1.2037
Unit Comanche 3 - NOX Rate Annual v3.1, Unit 2559 and retrofits | 894 | 7267 | Rate Constraint in lbs/MMBtu | FALSE | L | Annual | Allowances Purchased NOX | Thousand Tons | 0 | 0 | 0 | 0 | 0 | 0 | 0
Unit Comanche 3 - NOX Rate Annual v3.1, Unit 2559 and retrofits | 894 | 7267 | Rate Constraint in lbs/MMBtu | FALSE | L | Annual | Allowances Sold NOX | Thousand Tons | 0 | 0 | 0 | 0 | 0 | 0 | 0
Unit Comanche 3 - NOX Rate Annual v3.1, Unit 2559 and retrofits | 894 | 7267 | Rate Constraint in lbs/MMBtu | FALSE | L | Annual | Allowances Banked | Thousand Tons | 0 | 0 | 0 | 0 | 0 | 0 | 0
Unit Comanche 3 - NOX Rate Annual v3.1, Unit 2559 and retrofits | 894 | 7267 | Rate Constraint in lbs/MMBtu | FALSE | L | Annual | Allowances Withdrawn (1:1) | Thousand Tons | 0 | 0 | 0 | 0 | 0 | 0 | 0
Unit Comanche 3 - NOX Rate Annual v3.1, Unit 2559 and retrofits | 894 | 7267 | Rate Constraint in lbs/MMBtu | FALSE | L | Annual | Allowances Withdrawn (1:n) | Thousand Tons | 0 | 0 | 0 | 0 | 0 | 0 | 0
Unit Comanche 3 - NOX Rate Annual v3.1, Unit 2559 and retrofits | 894 | 7267 | Rate Constraint in lbs/MMBtu | FALSE | L | Annual | Total | Thousand Tons | 0.42308 | 0.52009 | 0.42308 | 0.94832 | 1.5041 | 1.3534 | 1.2037
Unit Comanche 3 - NOX Rate Annual v3.1, Unit 2559 and retrofits | 894 | 7267 | Rate Constraint in lbs/MMBtu | FALSE | L | Annual | Fuel Consumed | TBtu | 12.8264 | 15.7676 | 12.8264 | 28.7501 | 45.5988 | 41.0321 | 36.4922
Unit Comanche 3 - NOX Rate Annual v3.1, Unit 2559 and retrofits | 894 | 7267 | Rate Constraint in lbs/MMBtu | FALSE | L | Annual | Rate | lb/MMBtu | 0.06597 | 0.06597 | 0.06597 | 0.06597 | 0.06597 | 0.06597 | 0.06597
Unit Comanche 3 - NOX Rate Annual v3.1, Unit 2559 and retrofits | 894 | 7267 | Rate Constraint in lbs/MMBtu | FALSE | L | Annual | Generation | TWh | 1.2264 | 1.5076 | 1.2264 | 2.7488 | 4.3598 | 3.9231 | 3.4891
Unit Comanche 3 - NOX Rate Annual v3.1, Unit 2559 and retrofits | 894 | 7267 | Rate Constraint in lbs/MMBtu | FALSE | L | Annual | Qualifying Generation | TWh | 1.2264 | 1.5076 | 1.2264 | 2.7488 | 4.3598 | 3.9231 | 3.4891
Unit Comanche 3 - NOX Rate Annual v3.1, Unit 2559 and retrofits | 894 | 7267 | Rate Constraint in lbs/MMBtu | FALSE | L | Annual | Rate | lb/MWh | 0.68998 | 0.68998 | 0.68998 | 0.68998 | 0.68998 | 0.68998 | 0.68998
Unit Comanche 3 - NOX Rate Annual v3.1, Unit 2559 and retrofits | 894 | 7267 | Rate Constraint in lbs/MMBtu | FALSE | L | Annual | Constraint Shadow Price | US2022$/Ton | 0 | 0 | 0 | 0 | 0 | 0 | 0
Unit Comanche 3 - SO2 Rate Annual v3.1, Unit 2559 and retrofits | 895 | 7265 | Rate Constraint in lbs/MMBtu | FALSE | L | Annual | Seasons Included | Seasons | Winter, Spring, Summer, Fall | Winter, Spring, Summer, Fall | Winter, Spring, Summer, Fall | Winter, Spring, Summer, Fall | Winter, Spring, Summer, Fall | Winter, Spring, Summer, Fall | Winter, Spring, Summer, Fall
Unit Comanche 3 - SO2 Rate Annual v3.1, Unit 2559 and retrofits | 895 | 7265 | Rate Constraint in lbs/MMBtu | FALSE | L | Annual | Standard SO2 | lb/MMBtu | 0.1 | 0.1 | 0.1 | 0.1 | 0.1 | 0.1 | 0.1
Unit Comanche 3 - SO2 Rate Annual v3.1, Unit 2559 and retrofits | 895 | 7265 | Rate Constraint in lbs/MMBtu | FALSE | L | Annual | Emissions at Affected Plants SO2 | Thousand Tons | 0.51306 | 0.6307 | 0.51306 | 1.15 | 1.824 | 1.6413 | 1.4597
Unit Comanche 3 - SO2 Rate Annual v3.1, Unit 2559 and retrofits | 895 | 7265 | Rate Constraint in lbs/MMBtu | FALSE | L | Annual | Allowances Purchased SO2 | Thousand Tons | 0 | 0 | 0 | 0 | 0 | 0 | 0
Unit Comanche 3 - SO2 Rate Annual v3.1, Unit 2559 and retrofits | 895 | 7265 | Rate Constraint in lbs/MMBtu | FALSE | L | Annual | Allowances Sold SO2 | Thousand Tons | 0 | 0 | 0 | 0 | 0 | 0 | 0
Unit Comanche 3 - SO2 Rate Annual v3.1, Unit 2559 and retrofits | 895 | 7265 | Rate Constraint in lbs/MMBtu | FALSE | L | Annual | Allowances Banked | Thousand Tons | 0 | 0 | 0 | 0 | 0 | 0 | 0
Unit Comanche 3 - SO2 Rate Annual v3.1, Unit 2559 and retrofits | 895 | 7265 | Rate Constraint in lbs/MMBtu | FALSE | L | Annual | Allowances Withdrawn (1:1) | Thousand Tons | 0 | 0 | 0 | 0 | 0 | 0 | 0
Unit Comanche 3 - SO2 Rate Annual v3.1, Unit 2559 and retrofits | 895 | 7265 | Rate Constraint in lbs/MMBtu | FALSE | L | Annual | Allowances Withdrawn (1:n) | Thousand Tons | 0 | 0 | 0 | 0 | 0 | 0 | 0
Unit Comanche 3 - SO2 Rate Annual v3.1, Unit 2559 and retrofits | 895 | 7265 | Rate Constraint in lbs/MMBtu | FALSE | L | Annual | Total | Thousand Tons | 0.51306 | 0.6307 | 0.51306 | 1.15 | 1.824 | 1.6413 | 1.4597
Unit Comanche 3 - SO2 Rate Annual v3.1, Unit 2559 and retrofits | 895 | 7265 | Rate Constraint in lbs/MMBtu | FALSE | L | Annual | Fuel Consumed | TBtu | 12.8264 | 15.7676 | 12.8264 | 28.7501 | 45.5988 | 41.0321 | 36.4922
Unit Comanche 3 - SO2 Rate Annual v3.1, Unit 2559 and retrofits | 895 | 7265 | Rate Constraint in lbs/MMBtu | FALSE | L | Annual | Rate | lb/MMBtu | 0.08 | 0.08 | 0.08 | 0.08 | 0.08 | 0.08 | 0.08
Unit Comanche 3 - SO2 Rate Annual v3.1, Unit 2559 and retrofits | 895 | 7265 | Rate Constraint in lbs/MMBtu | FALSE | L | Annual | Generation | TWh | 1.2264 | 1.5076 | 1.2264 | 2.7488 | 4.3598 | 3.9231 | 3.4891
Unit Comanche 3 - SO2 Rate Annual v3.1, Unit 2559 and retrofits | 895 | 7265 | Rate Constraint in lbs/MMBtu | FALSE | L | Annual | Qualifying Generation | TWh | 1.2264 | 1.5076 | 1.2264 | 2.7488 | 4.3598 | 3.9231 | 3.4891
Unit Comanche 3 - SO2 Rate Annual v3.1, Unit 2559 and retrofits | 895 | 7265 | Rate Constraint in lbs/MMBtu | FALSE | L | Annual | Rate | lb/MWh | 0.83672 | 0.83672 | 0.83672 | 0.83672 | 0.83672 | 0.83672 | 0.83672
Unit Comanche 3 - SO2 Rate Annual v3.1, Unit 2559 and retrofits | 895 | 7265 | Rate Constraint in lbs/MMBtu | FALSE | L | Annual | Constraint Shadow Price | US2022$/Ton | 0 | 0 | 0 | 0 | 0 | 0 | 0
UT Bonanza - NOX Cap Annual v6.21 | 896 | 7742 | Rate Constraint in MTons | FALSE | L | Annual | Seasons Included | Seasons | Winter, Spring, Summer, Fall | Winter, Spring, Summer, Fall | Winter, Spring, Summer, Fall | Winter, Spring, Summer, Fall | Winter, Spring, Summer, Fall | Winter, Spring, Summer, Fall | Winter, Spring, Summer, Fall
UT Bonanza - NOX Cap Annual v6.21 | 896 | 7742 | Rate Constraint in MTons | FALSE | L | Annual | Standard NOX | Thousand Tons | 5.7 | 3 | 3 | 3 | 3 | 3 | 3
UT Bonanza - NOX Cap Annual v6.21 | 896 | 7742 | Rate Constraint in MTons | FALSE | L | Annual | Emissions at Affected Plants NOX | Thousand Tons | 2.8974 | 3 | 3 | 3 | 3 | 2.1209 | 3
UT Bonanza - NOX Cap Annual v6.21 | 896 | 7742 | Rate Constraint in MTons | FALSE | L | Annual | Allowances Purchased NOX | Thousand Tons | 0 | 0 | 0 | 0 | 0 | 0 | 0
UT Bonanza - NOX Cap Annual v6.21 | 896 | 7742 | Rate Constraint in MTons | FALSE | L | Annual | Allowances Sold NOX | Thousand Tons | 0 | 0 | 0 | 0 | 0 | 0 | 0
UT Bonanza - NOX Cap Annual v6.21 | 896 | 7742 | Rate Constraint in MTons | FALSE | L | Annual | Allowances Banked | Thousand Tons | 0 | 0 | 0 | 0 | 0 | 0 | 0
UT Bonanza - NOX Cap Annual v6.21 | 896 | 7742 | Rate Constraint in MTons | FALSE | L | Annual | Allowances Withdrawn (1:1) | Thousand Tons | 0 | 0 | 0 | 0 | 0 | 0 | 0
UT Bonanza - NOX Cap Annual v6.21 | 896 | 7742 | Rate Constraint in MTons | FALSE | L | Annual | Allowances Withdrawn (1:n) | Thousand Tons | 0 | 0 | 0 | 0 | 0 | 0 | 0
UT Bonanza - NOX Cap Annual v6.21 | 896 | 7742 | Rate Constraint in MTons | FALSE | L | Annual | Total | Thousand Tons | 2.8974 | 3 | 3 | 3 | 3 | 2.1209 | 3
UT Bonanza - NOX Cap Annual v6.21 | 896 | 7742 | Rate Constraint in MTons | FALSE | L | Annual | Fuel Consumed | TBtu | 22 | 22.779 | 22.779 | 22.779 | 22.779 | 16.104 | 22.779
UT Bonanza - NOX Cap Annual v6.21 | 896 | 7742 | Rate Constraint in MTons | FALSE | L | Annual | Rate | lb/MMBtu | 0.2634 | 0.2634 | 0.2634 | 0.2634 | 0.2634 | 0.2634 | 0.2634
UT Bonanza - NOX Cap Annual v6.21 | 896 | 7742 | Rate Constraint in MTons | FALSE | L | Annual | Generation | TWh | 2.2037 | 2.2818 | 2.2818 | 2.2818 | 2.2818 | 1.6131 | 2.2818
UT Bonanza - NOX Cap Annual v6.21 | 896 | 7742 | Rate Constraint in MTons | FALSE | L | Annual | Qualifying Generation | TWh | 2.2037 | 2.2818 | 2.2818 | 2.2818 | 2.2818 | 1.6131 | 2.2818
UT Bonanza - NOX Cap Annual v6.21 | 896 | 7742 | Rate Constraint in MTons | FALSE | L | Annual | Rate | lb/MWh | 2.6295 | 2.6295 | 2.6295 | 2.6295 | 2.6295 | 2.6295 | 2.6295
UT Bonanza - NOX Cap Annual v6.21 | 896 | 7742 | Rate Constraint in MTons | FALSE | L | Annual | Constraint Shadow Price | US2022$/Ton | 0 | 2308.5829 | 6975.0722 | 2888.3582 | 1300.3456 | 0 | 878.2975
UT Hg Rule - MER Removal Annual v.4.10 | 897 | 7363 | MACT Fuel Choice Floor in lbs/MMBtu | FALSE | L | Annual | Seasons Included | Seasons | Winter, Spring, Summer, Fall | Winter, Spring, Summer, Fall | Winter, Spring, Summer, Fall | Winter, Spring, Summer, Fall | Winter, Spring, Summer, Fall | Winter, Spring, Summer, Fall | Winter, Spring, Summer, Fall
UT Hg Rule - MER Removal Annual v.4.10 | 897 | 7363 | MACT Fuel Choice Floor in lbs/MMBtu | FALSE | L | Annual | Emission Floor MER | lbs/MMBtu | 6.5e-07 | 6.5e-07 | 6.5e-07 | 6.5e-07 | 6.5e-07 | 6.5e-07 | 6.5e-07
UT Hg Rule - MER Removal Annual v.4.10 | 897 | 7363 | MACT Fuel Choice Floor in lbs/MMBtu | FALSE | L | Annual | Emissions at Affected Plants MER | Lb | 41.5851 | 41.7429 | 41.57 | 40.2656 | 40.4912 | 39.6524 | 40.6496
UT Hg Rule - MER Removal Annual v.4.10 | 897 | 7363 | MACT Fuel Choice Floor in lbs/MMBtu | FALSE | L | Annual | Allowances Purchased MER | Lb | 0 | 0 | 0 | 0 | 0 | 0 | 0
UT Hg Rule - MER Removal Annual v.4.10 | 897 | 7363 | MACT Fuel Choice Floor in lbs/MMBtu | FALSE | L | Annual | Allowances Sold MER | Lb | 0 | 0 | 0 | 0 | 0 | 0 | 0
UT Hg Rule - MER Removal Annual v.4.10 | 897 | 7363 | MACT Fuel Choice Floor in lbs/MMBtu | FALSE | L | Annual | Allowances Banked | Lb | 0 | 0 | 0 | 0 | 0 | 0 | 0
UT Hg Rule - MER Removal Annual v.4.10 | 897 | 7363 | MACT Fuel Choice Floor in lbs/MMBtu | FALSE | L | Annual | Allowances Withdrawn (1:1) | Lb | 0 | 0 | 0 | 0 | 0 | 0 | 0
UT Hg Rule - MER Removal Annual v.4.10 | 897 | 7363 | MACT Fuel Choice Floor in lbs/MMBtu | FALSE | L | Annual | Allowances Withdrawn (1:n) | Lb | 0 | 0 | 0 | 0 | 0 | 0 | 0
UT Hg Rule - MER Removal Annual v.4.10 | 897 | 7363 | MACT Fuel Choice Floor in lbs/MMBtu | FALSE | L | Annual | Total | Lb | 41.5851 | 41.7429 | 41.57 | 40.2656 | 40.4912 | 39.6524 | 40.6496
UT Hg Rule - MER Removal Annual v.4.10 | 897 | 7363 | MACT Fuel Choice Floor in lbs/MMBtu | FALSE | L | Annual | Fuel Consumed | TBtu | 185.2073 | 185.9863 | 185.6652 | 183.243 | 183.6619 | 177.9397 | 181.9088
UT Hg Rule - MER Removal Annual v.4.10 | 897 | 7363 | MACT Fuel Choice Floor in lbs/MMBtu | FALSE | L | Annual | Rate | lbs/MMBtu | 2.2453e-07 | 2.2444e-07 | 2.239e-07 | 2.1974e-07 | 2.2047e-07 | 2.2284e-07 | 2.2346e-07
UT Hg Rule - MER Removal Annual v.4.10 | 897 | 7363 | MACT Fuel Choice Floor in lbs/MMBtu | FALSE | L | Annual | Generation | TWh | 18.0426 | 18.1207 | 18.0945 | 17.8973 | 17.9314 | 17.3404 | 17.7257
UT Hg Rule - MER Removal Annual v.4.10 | 897 | 7363 | MACT Fuel Choice Floor in lbs/MMBtu | FALSE | L | Annual | Qualifying Generation | TWh | 18.0426 | 18.1207 | 18.0945 | 17.8973 | 17.9314 | 17.3404 | 17.7257
UT Hg Rule - MER Removal Annual v.4.10 | 897 | 7363 | MACT Fuel Choice Floor in lbs/MMBtu | FALSE | L | Annual | Constraint Shadow Price | US2022$/Lb | 0 | 0 | 0 | 0 | 0 | 0 | 0
Virginia City Hybrid Unit 1 SO2 Rate v6.20 | 898 | 7676 | Rate Constraint in lbs/MMBtu | FALSE | L | Annual | Seasons Included | Seasons | Winter, Spring, Summer, Fall | Winter, Spring, Summer, Fall | Winter, Spring, Summer, Fall | Winter, Spring, Summer, Fall | Winter, Spring, Summer, Fall | Winter, Spring, Summer, Fall | Winter, Spring, Summer, Fall
Virginia City Hybrid Unit 1 SO2 Rate v6.20 | 898 | 7676 | Rate Constraint in lbs/MMBtu | FALSE | L | Annual | Standard SO2 | lb/MMBtu | 0.022 | 0.022 | 0.022 | 0.022 | 0.022 | 0.022 | 0.022
Virginia City Hybrid Unit 1 SO2 Rate v6.20 | 898 | 7676 | Rate Constraint in lbs/MMBtu | FALSE | L | Annual | Emissions at Affected Plants SO2 | Thousand Tons | 0.090016 | 0.090016 | 0.086861 | 0.090016 | 0.090016 | 0 | 0
Virginia City Hybrid Unit 1 SO2 Rate v6.20 | 898 | 7676 | Rate Constraint in lbs/MMBtu | FALSE | L | Annual | Allowances Purchased SO2 | Thousand Tons | 0 | 0 | 0 | 0 | 0 | 0 | 0
Virginia City Hybrid Unit 1 SO2 Rate v6.20 | 898 | 7676 | Rate Constraint in lbs/MMBtu | FALSE | L | Annual | Allowances Sold SO2 | Thousand Tons | 0 | 0 | 0 | 0 | 0 | 0 | 0
Virginia City Hybrid Unit 1 SO2 Rate v6.20 | 898 | 7676 | Rate Constraint in lbs/MMBtu | FALSE | L | Annual | Allowances Banked | Thousand Tons | 0 | 0 | 0 | 0 | 0 | 0 | 0
Virginia City Hybrid Unit 1 SO2 Rate v6.20 | 898 | 7676 | Rate Constraint in lbs/MMBtu | FALSE | L | Annual | Allowances Withdrawn (1:1) | Thousand Tons | 0 | 0 | 0 | 0 | 0 | 0 | 0
Virginia City Hybrid Unit 1 SO2 Rate v6.20 | 898 | 7676 | Rate Constraint in lbs/MMBtu | FALSE | L | Annual | Allowances Withdrawn (1:n) | Thousand Tons | 0 | 0 | 0 | 0 | 0 | 0 | 0
Virginia City Hybrid Unit 1 SO2 Rate v6.20 | 898 | 7676 | Rate Constraint in lbs/MMBtu | FALSE | L | Annual | Total | Thousand Tons | 0.090016 | 0.090016 | 0.086861 | 0.090016 | 0.090016 | 0 | 0
Virginia City Hybrid Unit 1 SO2 Rate v6.20 | 898 | 7676 | Rate Constraint in lbs/MMBtu | FALSE | L | Annual | Fuel Consumed | TBtu | 20.4583 | 20.4583 | 19.741 | 20.4583 | 20.4583 | 0 | 0
Virginia City Hybrid Unit 1 SO2 Rate v6.20 | 898 | 7676 | Rate Constraint in lbs/MMBtu | FALSE | L | Annual | Rate | lb/MMBtu | 0.0088 | 0.0088 | 0.0088 | 0.0088 | 0.0088 | 0 | 0
Virginia City Hybrid Unit 1 SO2 Rate v6.20 | 898 | 7676 | Rate Constraint in lbs/MMBtu | FALSE | L | Annual | Generation | TWh | 2.0576 | 2.0576 | 1.9854 | 2.0576 | 2.0576 | 0 | 0
Virginia City Hybrid Unit 1 SO2 Rate v6.20 | 898 | 7676 | Rate Constraint in lbs/MMBtu | FALSE | L | Annual | Qualifying Generation | TWh | 2.0576 | 2.0576 | 1.9854 | 2.0576 | 2.0576 | 0 | 0
Virginia City Hybrid Unit 1 SO2 Rate v6.20 | 898 | 7676 | Rate Constraint in lbs/MMBtu | FALSE | L | Annual | Rate | lb/MWh | 0.087498 | 0.087498 | 0.087498 | 0.087498 | 0.087498 | 0 | 0
Virginia City Hybrid Unit 1 SO2 Rate v6.20 | 898 | 7676 | Rate Constraint in lbs/MMBtu | FALSE | L | Annual | Constraint Shadow Price | US2022$/Ton | 0 | 0 | 0 | 0 | 0 | 0 | 0
Virginia City Hybrid Unit 2 SO2 Rate v6.20 | 899 | 7677 | Rate Constraint in lbs/MMBtu | FALSE | L | Annual | Seasons Included | Seasons | Winter, Spring, Summer, Fall | Winter, Spring, Summer, Fall | Winter, Spring, Summer, Fall | Winter, Spring, Summer, Fall | Winter, Spring, Summer, Fall | Winter, Spring, Summer, Fall | Winter, Spring, Summer, Fall
Virginia City Hybrid Unit 2 SO2 Rate v6.20 | 899 | 7677 | Rate Constraint in lbs/MMBtu | FALSE | L | Annual | Standard SO2 | lb/MMBtu | 0.022 | 0.022 | 0.022 | 0.022 | 0.022 | 0.022 | 0.022
Virginia City Hybrid Unit 2 SO2 Rate v6.20 | 899 | 7677 | Rate Constraint in lbs/MMBtu | FALSE | L | Annual | Emissions at Affected Plants SO2 | Thousand Tons | 0 | 0 | 0 | 0 | 0 | 0 | 0
Virginia City Hybrid Unit 2 SO2 Rate v6.20 | 899 | 7677 | Rate Constraint in lbs/MMBtu | FALSE | L | Annual | Allowances Purchased SO2 | Thousand Tons | 0 | 0 | 0 | 0 | 0 | 0 | 0
Virginia City Hybrid Unit 2 SO2 Rate v6.20 | 899 | 7677 | Rate Constraint in lbs/MMBtu | FALSE | L | Annual | Allowances Sold SO2 | Thousand Tons | 0 | 0 | 0 | 0 | 0 | 0 | 0
Virginia City Hybrid Unit 2 SO2 Rate v6.20 | 899 | 7677 | Rate Constraint in lbs/MMBtu | FALSE | L | Annual | Allowances Banked | Thousand Tons | 0 | 0 | 0 | 0 | 0 | 0 | 0
Virginia City Hybrid Unit 2 SO2 Rate v6.20 | 899 | 7677 | Rate Constraint in lbs/MMBtu | FALSE | L | Annual | Allowances Withdrawn (1:1) | Thousand Tons | 0 | 0 | 0 | 0 | 0 | 0 | 0
Virginia City Hybrid Unit 2 SO2 Rate v6.20 | 899 | 7677 | Rate Constraint in lbs/MMBtu | FALSE | L | Annual | Allowances Withdrawn (1:n) | Thousand Tons | 0 | 0 | 0 | 0 | 0 | 0 | 0
Virginia City Hybrid Unit 2 SO2 Rate v6.20 | 899 | 7677 | Rate Constraint in lbs/MMBtu | FALSE | L | Annual | Total | Thousand Tons | 0 | 0 | 0 | 0 | 0 | 0 | 0
Virginia City Hybrid Unit 2 SO2 Rate v6.20 | 899 | 7677 | Rate Constraint in lbs/MMBtu | FALSE | L | Annual | Fuel Consumed | TBtu | 0 | 0 | 0 | 0 | 0 | 0 | 0
Virginia City Hybrid Unit 2 SO2 Rate v6.20 | 899 | 7677 | Rate Constraint in lbs/MMBtu | FALSE | L | Annual | Rate | lb/MMBtu | 0 | 0 | 0 | 0 | 0 | 0 | 0
Virginia City Hybrid Unit 2 SO2 Rate v6.20 | 899 | 7677 | Rate Constraint in lbs/MMBtu | FALSE | L | Annual | Generation | TWh | 0 | 0 | 0 | 0 | 0 | 0 | 0
Virginia City Hybrid Unit 2 SO2 Rate v6.20 | 899 | 7677 | Rate Constraint in lbs/MMBtu | FALSE | L | Annual | Qualifying Generation | TWh | 0 | 0 | 0 | 0 | 0 | 0 | 0
Virginia City Hybrid Unit 2 SO2 Rate v6.20 | 899 | 7677 | Rate Constraint in lbs/MMBtu | FALSE | L | Annual | Rate | lb/MWh | 0 | 0 | 0 | 0 | 0 | 0 | 0
Virginia City Hybrid Unit 2 SO2 Rate v6.20 | 899 | 7677 | Rate Constraint in lbs/MMBtu | FALSE | L | Annual | Constraint Shadow Price | US2022$/Ton | 0 | 0 | 0 | 0 | 0 | 0 | 0
WA - CO2 Cap Annual v6.21 | 900 | 7942 | Rate Constraint in MTons | FALSE | L | Annual | Seasons Included | Seasons | Winter, Spring, Summer, Fall | Winter, Spring, Summer, Fall | Winter, Spring, Summer, Fall | Winter, Spring, Summer, Fall | Winter, Spring, Summer, Fall | Winter, Spring, Summer, Fall | Winter, Spring, Summer, Fall
WA - CO2 Cap Annual v6.21 | 900 | 7942 | Rate Constraint in MTons | FALSE | L | Annual | Standard CO2 | Thousand Tons | 50548.8002 | 43440.3751 | 33567.5626 | 23694.7501 | 13821.9375 | 3949.125 | 3949.125
WA - CO2 Cap Annual v6.21 | 900 | 7942 | Rate Constraint in MTons | FALSE | L | Annual | Emissions at Affected Plants CO2 | Thousand Tons | 11534.5843 | 8155.8371 | 9614.9057 | 6132.3855 | 6128.0215 | 3949.125 | 3949.125
WA - CO2 Cap Annual v6.21 | 900 | 7942 | Rate Constraint in MTons | FALSE | L | Annual | Allowances Purchased CO2 | Thousand Tons | 0 | 0 | 0 | 0 | 0 | 0 | 0
WA - CO2 Cap Annual v6.21 | 900 | 7942 | Rate Constraint in MTons | FALSE | L | Annual | Allowances Sold CO2 | Thousand Tons | 0 | 0 | 0 | 0 | 0 | 0 | 0
WA - CO2 Cap Annual v6.21 | 900 | 7942 | Rate Constraint in MTons | FALSE | L | Annual | Allowances Banked | Thousand Tons | 0 | 0 | 0 | 0 | 0 | 0 | 0
WA - CO2 Cap Annual v6.21 | 900 | 7942 | Rate Constraint in MTons | FALSE | L | Annual | Allowances Withdrawn (1:1) | Thousand Tons | 0 | 0 | 0 | 0 | 0 | 0 | 0
WA - CO2 Cap Annual v6.21 | 900 | 7942 | Rate Constraint in MTons | FALSE | L | Annual | Allowances Withdrawn (1:n) | Thousand Tons | 0 | 0 | 0 | 0 | 0 | 0 | 0
WA - CO2 Cap Annual v6.21 | 900 | 7942 | Rate Constraint in MTons | FALSE | L | Annual | Total | Thousand Tons | 11534.5843 | 8155.8371 | 9614.9057 | 6132.3855 | 6128.0215 | 3949.125 | 3949.125
WA - CO2 Cap Annual v6.21 | 900 | 7942 | Rate Constraint in MTons | FALSE | L | Annual | Fuel Consumed | TBtu | 186.6494 | 125.0624 | 152.1776 | 92.9697 | 93.3455 | 66.2168 | 67.6504
WA - CO2 Cap Annual v6.21 | 900 | 7942 | Rate Constraint in MTons | FALSE | L | Annual | Rate | lb/MMBtu | 123.5963 | 130.4282 | 126.3642 | 131.9222 | 131.2976 | 119.2786 | 116.7509
WA - CO2 Cap Annual v6.21 | 900 | 7942 | Rate Constraint in MTons | FALSE | L | Annual | Generation | TWh | 26.3217 | 16.0953 | 20.3043 | 12.0445 | 12.1249 | 8.476 | 8.6746
WA - CO2 Cap Annual v6.21 | 900 | 7942 | Rate Constraint in MTons | FALSE | L | Annual | Qualifying Generation | TWh | 23.7683 | 16.0774 | 19.7559 | 12.0445 | 12.1249 | 8.476 | 8.6746
WA - CO2 Cap Annual v6.21 | 900 | 7942 | Rate Constraint in MTons | FALSE | L | Annual | Rate | lb/MWh | 970.5841 | 1014.5727 | 973.3716 | 1018.2874 | 1010.8184 | 931.838 | 910.5055
WA - CO2 Cap Annual v6.21 | 900 | 7942 | Rate Constraint in MTons | FALSE | L | Annual | Constraint Shadow Price | US2022$/Ton | 0 | 0 | 0 | 0 | 0 | 3.411 | 7.9219
WA - CO2 Penalty Annual v5.13 | 901 | 7357 | Rate Constraint in MTons | FALSE | L | Annual | Seasons Included | Seasons | Winter, Spring, Summer, Fall | Winter, Spring, Summer, Fall | Winter, Spring, Summer, Fall | Winter, Spring, Summer, Fall | Winter, Spring, Summer, Fall | Winter, Spring, Summer, Fall | Winter, Spring, Summer, Fall
WA - CO2 Penalty Annual v5.13 | 901 | 7357 | Rate Constraint in MTons | FALSE | L | Annual | Standard CO2 | Thousand Tons | 0 | 0 | 0 | 0 | 0 | 0 | 0
WA - CO2 Penalty Annual v5.13 | 901 | 7357 | Rate Constraint in MTons | FALSE | L | Annual | Emissions at Affected Plants CO2 | Thousand Tons | 6083.4997 | 2610.8022 | 2998.797 | 1854.4177 | 1905.7175 | 1144.7234 | 1250.3071
WA - CO2 Penalty Annual v5.13 | 901 | 7357 | Rate Constraint in MTons | FALSE | L | Annual | Allowances Purchased CO2 | Thousand Tons | -6083.4997 | -2610.8022 | -2998.797 | -1854.4177 | -1905.7175 | -1144.7234 | -1250.3071
WA - CO2 Penalty Annual v5.13 | 901 | 7357 | Rate Constraint in MTons | FALSE | L | Annual | Allowances Sold CO2 | Thousand Tons | 0 | 0 | 0 | 0 | 0 | 0 | 0
WA - CO2 Penalty Annual v5.13 | 901 | 7357 | Rate Constraint in MTons | FALSE | L | Annual | Allowances Banked | Thousand Tons | 0 | 0 | 0 | 0 | 0 | 0 | 0
WA - CO2 Penalty Annual v5.13 | 901 | 7357 | Rate Constraint in MTons | FALSE | L | Annual | Allowances Withdrawn (1:1) | Thousand Tons | 0 | 0 | 0 | 0 | 0 | 0 | 0
WA - CO2 Penalty Annual v5.13 | 901 | 7357 | Rate Constraint in MTons | FALSE | L | Annual | Allowances Withdrawn (1:n) | Thousand Tons | 0 | 0 | 0 | 0 | 0 | 0 | 0
WA - CO2 Penalty Annual v5.13 | 901 | 7357 | Rate Constraint in MTons | FALSE | L | Annual | Total | Thousand Tons | 2.6194e-06 | 1.1656e-06 | 8.7148e-07 | 5.5737e-07 | 5.8129e-07 | 6.4217e-07 | -3.9838e-07
WA - CO2 Penalty Annual v5.13 | 901 | 7357 | Rate Constraint in MTons | FALSE | L | Annual | Fuel Consumed | TBtu | 103.7829 | 44.5385 | 51.1797 | 31.6778 | 32.5541 | 19.5545 | 21.364
WA - CO2 Penalty Annual v5.13 | 901 | 7357 | Rate Constraint in MTons | FALSE | L | Annual | Rate | lb/MMBtu | 117.2351 | 117.2381 | 117.1869 | 117.08 | 117.08 | 117.08 | 117.0483
WA - CO2 Penalty Annual v5.13 | 901 | 7357 | Rate Constraint in MTons | FALSE | L | Annual | Generation | TWh | 14.2511 | 6.084 | 6.9082 | 4.2589 | 4.3732 | 2.6537 | 2.8944
WA - CO2 Penalty Annual v5.13 | 901 | 7357 | Rate Constraint in MTons | FALSE | L | Annual | Qualifying Generation | TWh | 14.2511 | 6.084 | 6.9082 | 4.2589 | 4.3732 | 2.6537 | 2.8944
WA - CO2 Penalty Annual v5.13 | 901 | 7357 | Rate Constraint in MTons | FALSE | L | Annual | Rate | lb/MWh | 853.756 | 858.2527 | 868.1823 | 870.8392 | 871.5519 | 862.7486 | 863.9368
WA - CO2 Penalty Annual v5.13 | 901 | 7357 | Rate Constraint in MTons | FALSE | L | Annual | Constraint Shadow Price | US2022$/Ton | 2.1892 | 2.1891 | 2.1888 | 2.1889 | 2.1888 | 2.1891 | 2.1889
WA - CO2 Rate Limit (New Advanced Coal with CCS) | 902 | 7364 | Rate Constraint in lbs/MWh | FALSE | L | Annual | Seasons Included | Seasons | Winter, Spring, Summer, Fall | Winter, Spring, Summer, Fall | Winter, Spring, Summer, Fall | Winter, Spring, Summer, Fall | Winter, Spring, Summer, Fall | Winter, Spring, Summer, Fall | Winter, Spring, Summer, Fall
WA - CO2 Rate Limit (New Advanced Coal with CCS) | 902 | 7364 | Rate Constraint in lbs/MWh | FALSE | L | Annual | Standard CO2 | lb/MWh | 970 | 970 | 970 | 970 | 970 | 970 | 970
WA - CO2 Rate Limit (New Advanced Coal with CCS) | 902 | 7364 | Rate Constraint in lbs/MWh | FALSE | L | Annual | Emissions at Affected Plants CO2 | Thousand Tons | 0 | 0 | 0 | 0 | 0 | 0 | 0
WA - CO2 Rate Limit (New Advanced Coal with CCS) | 902 | 7364 | Rate Constraint in lbs/MWh | FALSE | L | Annual | Allowances Purchased CO2 | Thousand Tons | 0 | 0 | 0 | 0 | 0 | 0 | 0
WA - CO2 Rate Limit (New Advanced Coal with CCS) | 902 | 7364 | Rate Constraint in lbs/MWh | FALSE | L | Annual | Allowances Sold CO2 | Thousand Tons | 0 | 0 | 0 | 0 | 0 | 0 | 0
WA - CO2 Rate Limit (New Advanced Coal with CCS) | 902 | 7364 | Rate Constraint in lbs/MWh | FALSE | L | Annual | Allowances Banked | Thousand Tons | 0 | 0 | 0 | 0 | 0 | 0 | 0
WA - CO2 Rate Limit (New Advanced Coal with CCS) | 902 | 7364 | Rate Constraint in lbs/MWh | FALSE | L | Annual | Allowances Withdrawn (1:1) | Thousand Tons | 0 | 0 | 0 | 0 | 0 | 0 | 0
WA - CO2 Rate Limit (New Advanced Coal with CCS) | 902 | 7364 | Rate Constraint in lbs/MWh | FALSE | L | Annual | Allowances Withdrawn (1:n) | Thousand Tons | 0 | 0 | 0 | 0 | 0 | 0 | 0
WA - CO2 Rate Limit (New Advanced Coal with CCS) | 902 | 7364 | Rate Constraint in lbs/MWh | FALSE | L | Annual | Total | Thousand Tons | 0 | 0 | 0 | 0 | 0 | 0 | 0
WA - CO2 Rate Limit (New Advanced Coal with CCS) | 902 | 7364 | Rate Constraint in lbs/MWh | FALSE | L | Annual | Fuel Consumed | TBtu | 0 | 0 | 0 | 0 | 0 | 0 | 0
WA - CO2 Rate Limit (New Advanced Coal with CCS) | 902 | 7364 | Rate Constraint in lbs/MWh | FALSE | L | Annual | Rate | lb/MMBtu | 0 | 0 | 0 | 0 | 0 | 0 | 0
WA - CO2 Rate Limit (New Advanced Coal with CCS) | 902 | 7364 | Rate Constraint in lbs/MWh | FALSE | L | Annual | Generation | TWh | 0 | 0 | 0 | 0 | 0 | 0 | 0
WA - CO2 Rate Limit (New Advanced Coal with CCS) | 902 | 7364 | Rate Constraint in lbs/MWh | FALSE | L | Annual | Qualifying Generation | TWh | 0 | 0 | 0 | 0 | 0 | 0 | 0
WA - CO2 Rate Limit (New Advanced Coal with CCS) | 902 | 7364 | Rate Constraint in lbs/MWh | FALSE | L | Annual | Constraint Shadow Price | US2022$/Ton | 0 | 0 | 0 | 0 | 0 | 0 | 0
WA-CO2 Rate Limit(New Advanced Coal without CCS) | 903 | 7557 | Rate Constraint in lbs/MWh | FALSE | L | Annual | Seasons Included | Seasons | Winter, Spring, Summer, Fall | Winter, Spring, Summer, Fall | Winter, Spring, Summer, Fall | Winter, Spring, Summer, Fall | Winter, Spring, Summer, Fall | Winter, Spring, Summer, Fall | Winter, Spring, Summer, Fall
WA-CO2 Rate Limit(New Advanced Coal without CCS) | 903 | 7557 | Rate Constraint in lbs/MWh | FALSE | L | Annual | Standard CO2 | lb/MWh | 970 | 970 | 970 | 970 | 970 | 970 | 970
WA-CO2 Rate Limit(New Advanced Coal without CCS) | 903 | 7557 | Rate Constraint in lbs/MWh | FALSE | L | Annual | Emissions at Affected Plants CO2 | Thousand Tons | 0 | 0 | 0 | 0 | 0 | 0 | 0
WA-CO2 Rate Limit(New Advanced Coal without CCS) | 903 | 7557 | Rate Constraint in lbs/MWh | FALSE | L | Annual | Allowances Purchased CO2 | Thousand Tons | 0 | 0 | 0 | 0 | 0 | 0 | 0
WA-CO2 Rate Limit(New Advanced Coal without CCS) | 903 | 7557 | Rate Constraint in lbs/MWh | FALSE | L | Annual | Allowances Sold CO2 | Thousand Tons | 0 | 0 | 0 | 0 | 0 | 0 | 0
WA-CO2 Rate Limit(New Advanced Coal without CCS) | 903 | 7557 | Rate Constraint in lbs/MWh | FALSE | L | Annual | Allowances Banked | Thousand Tons | 0 | 0 | 0 | 0 | 0 | 0 | 0
WA-CO2 Rate Limit(New Advanced Coal without CCS) | 903 | 7557 | Rate Constraint in lbs/MWh | FALSE | L | Annual | Allowances Withdrawn (1:1) | Thousand Tons | 0 | 0 | 0 | 0 | 0 | 0 | 0
WA-CO2 Rate Limit(New Advanced Coal without CCS) | 903 | 7557 | Rate Constraint in lbs/MWh | FALSE | L | Annual | Allowances Withdrawn (1:n) | Thousand Tons | 0 | 0 | 0 | 0 | 0 | 0 | 0
WA-CO2 Rate Limit(New Advanced Coal without CCS) | 903 | 7557 | Rate Constraint in lbs/MWh | FALSE | L | Annual | Total | Thousand Tons | 0 | 0 | 0 | 0 | 0 | 0 | 0
WA-CO2 Rate Limit(New Advanced Coal without CCS) | 903 | 7557 | Rate Constraint in lbs/MWh | FALSE | L | Annual | Fuel Consumed | TBtu | 0 | 0 | 0 | 0 | 0 | 0 | 0
WA-CO2 Rate Limit(New Advanced Coal without CCS) | 903 | 7557 | Rate Constraint in lbs/MWh | FALSE | L | Annual | Rate | lb/MMBtu | 0 | 0 | 0 | 0 | 0 | 0 | 0
WA-CO2 Rate Limit(New Advanced Coal without CCS) | 903 | 7557 | Rate Constraint in lbs/MWh | FALSE | L | Annual | Generation | TWh | 0 | 0 | 0 | 0 | 0 | 0 | 0
WA-CO2 Rate Limit(New Advanced Coal without CCS) | 903 | 7557 | Rate Constraint in lbs/MWh | FALSE | L | Annual | Qualifying Generation | TWh | 0 | 0 | 0 | 0 | 0 | 0 | 0
WA-CO2 Rate Limit(New Advanced Coal without CCS) | 903 | 7557 | Rate Constraint in lbs/MWh | FALSE | L | Annual | Constraint Shadow Price | US2022$/Ton | 0 | 110.6744 | 157.1671 | 0 | 0 | 0 | 0
WI CC NGas NOx Annual Rate v3.1 | 904 | 7368 | Rate Constraint in lbs/MMBtu | FALSE | L | Annual | Seasons Included | Seasons | Winter, Spring, Summer, Fall | Winter, Spring, Summer, Fall | Winter, Spring, Summer, Fall | Winter, Spring, Summer, Fall | Winter, Spring, Summer, Fall | Winter, Spring, Summer, Fall | Winter, Spring, Summer, Fall
WI CC NGas NOx Annual Rate v3.1 | 904 | 7368 | Rate Constraint in lbs/MMBtu | FALSE | L | Annual | Standard NOX | lb/MMBtu | 0.04 | 0.04 | 0.04 | 0.04 | 0.04 | 0.04 | 0.04
WI CC NGas NOx Annual Rate v3.1 | 904 | 7368 | Rate Constraint in lbs/MMBtu | FALSE | L | Annual | Emissions at Affected Plants NOX | Thousand Tons | 0.30137 | 0.57782 | 1.6264 | 1.3998 | 0.66258 | 0.37228 | 0.40627
WI CC NGas NOx Annual Rate v3.1 | 904 | 7368 | Rate Constraint in lbs/MMBtu | FALSE | L | Annual | Allowances Purchased NOX | Thousand Tons | 0 | 0 | 0 | 0 | 0 | 0 | 0
WI CC NGas NOx Annual Rate v3.1 | 904 | 7368 | Rate Constraint in lbs/MMBtu | FALSE | L | Annual | Allowances Sold NOX | Thousand Tons | 0 | 0 | 0 | 0 | 0 | 0 | 0
WI CC NGas NOx Annual Rate v3.1 | 904 | 7368 | Rate Constraint in lbs/MMBtu | FALSE | L | Annual | Allowances Banked | Thousand Tons | 0 | 0 | 0 | 0 | 0 | 0 | 0
WI CC NGas NOx Annual Rate v3.1 | 904 | 7368 | Rate Constraint in lbs/MMBtu | FALSE | L | Annual | Allowances Withdrawn (1:1) | Thousand Tons | 0 | 0 | 0 | 0 | 0 | 0 | 0
WI CC NGas NOx Annual Rate v3.1 | 904 | 7368 | Rate Constraint in lbs/MMBtu | FALSE | L | Annual | Allowances Withdrawn (1:n) | Thousand Tons | 0 | 0 | 0 | 0 | 0 | 0 | 0
WI CC NGas NOx Annual Rate v3.1 | 904 | 7368 | Rate Constraint in lbs/MMBtu | FALSE | L | Annual | Total | Thousand Tons | 0.30137 | 0.57782 | 1.6264 | 1.3998 | 0.66258 | 0.37228 | 0.40627
WI CC NGas NOx Annual Rate v3.1 | 904 | 7368 | Rate Constraint in lbs/MMBtu | FALSE | L | Annual | Fuel Consumed | TBtu | 62.2358 | 112.576 | 301.7219 | 255.9698 | 120.9294 | 67.8732 | 74.3272
WI CC NGas NOx Annual Rate v3.1 | 904 | 7368 | Rate Constraint in lbs/MMBtu | FALSE | L | Annual | Rate | lb/MMBtu | 0.0096846 | 0.010265 | 0.010781 | 0.010938 | 0.010958 | 0.01097 | 0.010932
WI CC NGas NOx Annual Rate v3.1 | 904 | 7368 | Rate Constraint in lbs/MMBtu | FALSE | L | Annual | Generation | TWh | 8.8278 | 17.239 | 49.2203 | 42.5242 | 20.1413 | 11.3121 | 12.3418
WI CC NGas NOx Annual Rate v3.1 | 904 | 7368 | Rate Constraint in lbs/MMBtu | FALSE | L | Annual | Qualifying Generation | TWh | 8.8278 | 16.903 | 47.5221 | 40.8806 | 19.3512 | 10.8667 | 11.8661
WI CC NGas NOx Annual Rate v3.1 | 904 | 7368 | Rate Constraint in lbs/MMBtu | FALSE | L | Annual | Rate | lb/MWh | 0.068277 | 0.068369 | 0.06845 | 0.068484 | 0.068479 | 0.068518 | 0.068475
WI CC NGas NOx Annual Rate v3.1 | 904 | 7368 | Rate Constraint in lbs/MMBtu | FALSE | L | Annual | Constraint Shadow Price | US2022$/Ton | 0 | 0 | 0 | 0 | 0 | 0 | 0
WI CoalUnits1 NOx Annual Rate v3.1 | 905 | 7365 | Rate Constraint in lbs/MMBtu | FALSE | L | Annual | Seasons Included | Seasons | Winter, Spring, Summer, Fall | Winter, Spring, Summer, Fall | Winter, Spring, Summer, Fall | Winter, Spring, Summer, Fall | Winter, Spring, Summer, Fall | Winter, Spring, Summer, Fall | Winter, Spring, Summer, Fall
WI CoalUnits1 NOx Annual Rate v3.1 | 905 | 7365 | Rate Constraint in lbs/MMBtu | FALSE | L | Annual | Standard NOX | lb/MMBtu | 0.1 | 0.1 | 0.1 | 0.1 | 0.1 | 0.1 | 0.1
WI CoalUnits1 NOx Annual Rate v3.1 | 905 | 7365 | Rate Constraint in lbs/MMBtu | FALSE | L | Annual | Emissions at Affected Plants NOX | Thousand Tons | 2.4496 | 2.7555 | 0.021432 | 0.021432 | 0.021432 | 0.02007 | 0.02007
WI CoalUnits1 NOx Annual Rate v3.1 | 905 | 7365 | Rate Constraint in lbs/MMBtu | FALSE | L | Annual | Allowances Purchased NOX | Thousand Tons | 0 | 0 | 0 | 0 | 0 | 0 | 0
WI CoalUnits1 NOx Annual Rate v3.1 | 905 | 7365 | Rate Constraint in lbs/MMBtu | FALSE | L | Annual | Allowances Sold NOX | Thousand Tons | 0 | 0 | 0 | 0 | 0 | 0 | 0
WI CoalUnits1 NOx Annual Rate v3.1 | 905 | 7365 | Rate Constraint in lbs/MMBtu | FALSE | L | Annual | Allowances Banked | Thousand Tons | 0 | 0 | 0 | 0 | 0 | 0 | 0
WI CoalUnits1 NOx Annual Rate v3.1 | 905 | 7365 | Rate Constraint in lbs/MMBtu | FALSE | L | Annual | Allowances Withdrawn (1:1) | Thousand Tons | 0 | 0 | 0 | 0 | 0 | 0 | 0
WI CoalUnits1 NOx Annual Rate v3.1 | 905 | 7365 | Rate Constraint in lbs/MMBtu | FALSE | L | Annual | Allowances Withdrawn (1:n) | Thousand Tons | 0 | 0 | 0 | 0 | 0 | 0 | 0
WI CoalUnits1 NOx Annual Rate v3.1 | 905 | 7365 | Rate Constraint in lbs/MMBtu | FALSE | L | Annual | Total | Thousand Tons | 2.4496 | 2.7555 | 0.021432 | 0.021432 | 0.021432 | 0.02007 | 0.02007
WI CoalUnits1 NOx Annual Rate v3.1 | 905 | 7365 | Rate Constraint in lbs/MMBtu | FALSE | L | Annual | Fuel Consumed | TBtu | 78.0029 | 87.7368 | 0.68858 | 0.68858 | 0.68858 | 0.64482 | 0.64482
WI CoalUnits1 NOx Annual Rate v3.1 | 905 | 7365 | Rate Constraint in lbs/MMBtu | FALSE | L | Annual | Rate | lb/MMBtu | 0.062809 | 0.062814 | 0.06225 | 0.06225 | 0.06225 | 0.06225 | 0.06225
WI CoalUnits1 NOx Annual Rate v3.1 | 905 | 7365 | Rate Constraint in lbs/MMBtu | FALSE | L | Annual | Generation | TWh | 7.8089 | 8.7831 | 0.069213 | 0.069213 | 0.069213 | 0.064815 | 0.064815
WI CoalUnits1 NOx Annual Rate v3.1 | 905 | 7365 | Rate Constraint in lbs/MMBtu | FALSE | L | Annual | Qualifying Generation | TWh | 7.8089 | 8.7831 | 0.069213 | 0.069213 | 0.069213 | 0.064815 | 0.064815
WI CoalUnits1 NOx Annual Rate v3.1 | 905 | 7365 | Rate Constraint in lbs/MMBtu | FALSE | L | Annual | Rate | lb/MWh | 0.6274 | 0.62746 | 0.61931 | 0.61931 | 0.61931 | 0.61931 | 0.61931
WI CoalUnits1 NOx Annual Rate v3.1 | 905 | 7365 | Rate Constraint in lbs/MMBtu | FALSE | L | Annual | Constraint Shadow Price | US2022$/Ton | 0 | 0 | 0 | 0 | 0 | 0 | 0
WI CT DFO NOx Annual Rate v3.1 | 906 | 7367 | Rate Constraint in lbs/MMBtu | FALSE | L | Annual | Seasons Included | Seasons | Winter, Spring, Summer, Fall | Winter, Spring, Summer, Fall | Winter, Spring, Summer, Fall | Winter, Spring, Summer, Fall | Winter, Spring, Summer, Fall | Winter, Spring, Summer, Fall | Winter, Spring, Summer, Fall
WI CT DFO NOx Annual Rate v3.1 | 906 | 7367 | Rate Constraint in lbs/MMBtu | FALSE | L | Annual | Standard NOX | lb/MMBtu | 0.41 | 0.41 | 0.41 | 0.41 | 0.41 | 0.41 | 0.41
WI CT DFO NOx Annual Rate v3.1 | 906 | 7367 | Rate Constraint in lbs/MMBtu | FALSE | L | Annual | Emissions at Affected Plants NOX | Thousand Tons | 0 | 0 | 0 | 0 | 0 | 0 | 0
WI CT DFO NOx Annual Rate v3.1 | 906 | 7367 | Rate Constraint in lbs/MMBtu | FALSE | L | Annual | Allowances Purchased NOX | Thousand Tons | 0 | 0 | 0 | 0 | 0 | 0 | 0
WI CT DFO NOx Annual Rate v3.1 | 906 | 7367 | Rate Constraint in lbs/MMBtu | FALSE | L | Annual | Allowances Sold NOX | Thousand Tons | 0 | 0 | 0 | 0 | 0 | 0 | 0
WI CT DFO NOx Annual Rate v3.1 | 906 | 7367 | Rate Constraint in lbs/MMBtu | FALSE | L | Annual | Allowances Banked | Thousand Tons | 0 | 0 | 0 | 0 | 0 | 0 | 0
WI CT DFO NOx Annual Rate v3.1 | 906 | 7367 | Rate Constraint in lbs/MMBtu | FALSE | L | Annual | Allowances Withdrawn (1:1) | Thousand Tons | 0 | 0 | 0 | 0 | 0 | 0 | 0
WI CT DFO NOx Annual Rate v3.1 | 906 | 7367 | Rate Constraint in lbs/MMBtu | FALSE | L | Annual | Allowances Withdrawn (1:n) | Thousand Tons | 0 | 0 | 0 | 0 | 0 | 0 | 0
WI CT DFO NOx Annual Rate v3.1 | 906 | 7367 | Rate Constraint in lbs/MMBtu | FALSE | L | Annual | Total | Thousand Tons | 0 | 0 | 0 | 0 | 0 | 0 | 0
WI CT DFO NOx Annual Rate v3.1 | 906 | 7367 | Rate Constraint in lbs/MMBtu | FALSE | L | Annual | Fuel Consumed | TBtu | 0 | 0 | 0 | 0 | 0 | 0 | 0
WI CT DFO NOx Annual Rate v3.1 | 906 | 7367 | Rate Constraint in lbs/MMBtu | FALSE | L | Annual | Rate | lb/MMBtu | 0 | 0 | 0 | 0 | 0 | 0 | 0
WI CT DFO NOx Annual Rate v3.1 | 906 | 7367 | Rate Constraint in lbs/MMBtu | FALSE | L | Annual | Generation | TWh | 0 | 0 | 0 | 0 | 0 | 0 | 0
WI CT DFO NOx Annual Rate v3.1 | 906 | 7367 | Rate Constraint in lbs/MMBtu | FALSE | L | Annual | Qualifying Generation | TWh | 0 | 0 | 0 | 0 | 0 | 0 | 0
WI CT DFO NOx Annual Rate v3.1 | 906 | 7367 | Rate Constraint in lbs/MMBtu | FALSE | L | Annual | Rate | lb/MWh | 0 | 0 | 0 | 0 | 0 | 0 | 0
WI CT DFO NOx Annual Rate v3.1 | 906 | 7367 | Rate Constraint in lbs/MMBtu | FALSE | L | Annual | Constraint Shadow Price | US2022$/Ton | 0 | 0 | 0 | 0 | 0 | 0 | 0
WI CT NGas NOx Annual Rate v3.1 | 907 | 7366 | Rate Constraint in lbs/MMBtu | FALSE | L | Annual | Seasons Included | Seasons | Winter, Spring, Summer, Fall | Winter, Spring, Summer, Fall | Winter, Spring, Summer, Fall | Winter, Spring, Summer, Fall | Winter, Spring, Summer, Fall | Winter, Spring, Summer, Fall | Winter, Spring, Summer, Fall
WI CT NGas NOx Annual Rate v3.1 | 907 | 7366 | Rate Constraint in lbs/MMBtu | FALSE | L | Annual | Standard NOX | lb/MMBtu | 0.11 | 0.11 | 0.11 | 0.11 | 0.11 | 0.11 | 0.11
WI CT NGas NOx Annual Rate v3.1 | 907 | 7366 | Rate Constraint in lbs/MMBtu | FALSE | L | Annual | Emissions at Affected Plants NOX | Thousand Tons | 0.1377 | 0.10036 | 0.030993 | 0.0077995 | 0.0050043 | 0.0039518 | 0.0026239
WI CT NGas NOx Annual Rate v3.1 | 907 | 7366 | Rate Constraint in lbs/MMBtu | FALSE | L | Annual | Allowances Purchased NOX | Thousand Tons | 0 | 0 | 0 | 0 | 0 | 0 | 0
WI CT NGas NOx Annual Rate v3.1 | 907 | 7366 | Rate Constraint in lbs/MMBtu | FALSE | L | Annual | Allowances Sold NOX | Thousand Tons | 0 | 0 | 0 | 0 | 0 | 0 | 0
WI CT NGas NOx Annual Rate v3.1 | 907 | 7366 | Rate Constraint in lbs/MMBtu | FALSE | L | Annual | Allowances Banked | Thousand Tons | 0 | 0 | 0 | 0 | 0 | 0 | 0
WI CT NGas NOx Annual Rate v3.1 | 907 | 7366 | Rate Constraint in lbs/MMBtu | FALSE | L | Annual | Allowances Withdrawn (1:1) | Thousand Tons | 0 | 0 | 0 | 0 | 0 | 0 | 0
WI CT NGas NOx Annual Rate v3.1 | 907 | 7366 | Rate Constraint in lbs/MMBtu | FALSE | L | Annual | Allowances Withdrawn (1:n) | Thousand Tons | 0 | 0 | 0 | 0 | 0 | 0 | 0
WI CT NGas NOx Annual Rate v3.1 | 907 | 7366 | Rate Constraint in lbs/MMBtu | FALSE | L | Annual | Total | Thousand Tons | 0.1377 | 0.10036 | 0.030993 | 0.0077995 | 0.0050043 | 0.0039518 | 0.0026239
WI CT NGas NOx Annual Rate v3.1 | 907 | 7366 | Rate Constraint in lbs/MMBtu | FALSE | L | Annual | Fuel Consumed | TBtu | 24.9444 | 18.2471 | 5.6352 | 1.4181 | 0.90987 | 0.71851 | 0.47708
WI CT NGas NOx Annual Rate v3.1 | 907 | 7366 | Rate Constraint in lbs/MMBtu | FALSE | L | Annual | Rate | lb/MMBtu | 0.011041 | 0.011 | 0.011 | 0.011 | 0.011 | 0.011 | 0.011
WI CT NGas NOx Annual Rate v3.1 | 907 | 7366 | Rate Constraint in lbs/MMBtu | FALSE | L | Annual | Generation | TWh | 3.2644 | 2.3164 | 0.76074 | 0.1865 | 0.14928 | 0.090388 | 0.074634
WI CT NGas NOx Annual Rate v3.1 | 907 | 7366 | Rate Constraint in lbs/MMBtu | FALSE | L | Annual | Qualifying Generation | TWh | 2.7269 | 1.996 | 0.6164 | 0.15512 | 0.099527 | 0.078594 | 0.052186
WI CT NGas NOx Annual Rate v3.1 | 907 | 7366 | Rate Constraint in lbs/MMBtu | FALSE | L | Annual | Rate | lb/MWh | 0.101 | 0.10056 | 0.10056 | 0.10056 | 0.10056 | 0.10056 | 0.10056
WI CT NGas NOx Annual Rate v3.1 | 907 | 7366 | Rate Constraint in lbs/MMBtu | FALSE | L | Annual | Constraint Shadow Price | US2022$/Ton | 0 | 0 | 0 | 0 | 0 | 0 | 0
WI Large Coal Units Hg Rule v3.1, Unit 2563 and retrofits | 908 | 7369 | MACT Fuel Choice Floor in lbs/MMBtu | FALSE | L | Annual | Seasons Included | Seasons | Winter, Spring, Summer, Fall | Winter, Spring, Summer, Fall | Winter, Spring, Summer, Fall | Winter, Spring, Summer, Fall | Winter, Spring, Summer, Fall | Winter, Spring, Summer, Fall | Winter, Spring, Summer, Fall
WI Large Coal Units Hg Rule v3.1, Unit 2563 and retrofits | 908 | 7369 | MACT Fuel Choice Floor in lbs/MMBtu | FALSE | L | Annual | Emission Floor MER | lbs/MMBtu | 7.92e-07 | 7.92e-07 | 7.92e-07 | 7.92e-07 | 7.92e-07 | 7.92e-07 | 7.92e-07
WI Large Coal Units Hg Rule v3.1, Unit 2563 and retrofits | 908 | 7369 | MACT Fuel Choice Floor in lbs/MMBtu | FALSE | L | Annual | Emissions at Affected Plants MER | Lb | 18.7198 | 20.3345 | 20.3345 | 20.3345 | 20.3345 | 18.9917 | 18.9917
WI Large Coal Units Hg Rule v3.1, Unit 2563 and retrofits | 908 | 7369 | MACT Fuel Choice Floor in lbs/MMBtu | FALSE | L | Annual | Allowances Purchased MER | Lb | 0 | 0 | 0 | 0 | 0 | 0 | 0
WI Large Coal Units Hg Rule v3.1, Unit 2563 and retrofits | 908 | 7369 | MACT Fuel Choice Floor in lbs/MMBtu | FALSE | L | Annual | Allowances Sold MER | Lb | 0 | 0 | 0 | 0 | 0 | 0 | 0
WI Large Coal Units Hg Rule v3.1, Unit 2563 and retrofits | 908 | 7369 | MACT Fuel Choice Floor in lbs/MMBtu | FALSE | L | Annual | Allowances Banked | Lb | 0 | 0 | 0 | 0 | 0 | 0 | 0
WI Large Coal Units Hg Rule v3.1, Unit 2563 and retrofits | 908 | 7369 | MACT Fuel Choice Floor in lbs/MMBtu | FALSE | L | Annual | Allowances Withdrawn (1:1) | Lb | 0 | 0 | 0 | 0 | 0 | 0 | 0
WI Large Coal Units Hg Rule v3.1, Unit 2563 and retrofits | 908 | 7369 | MACT Fuel Choice Floor in lbs/MMBtu | FALSE | L | Annual | Allowances Withdrawn (1:n) | Lb | 0 | 0 | 0 | 0 | 0 | 0 | 0
WI Large Coal Units Hg Rule v3.1, Unit 2563 and retrofits | 908 | 7369 | MACT Fuel Choice Floor in lbs/MMBtu | FALSE | L | Annual | Total | Lb | 18.7198 | 20.3345 | 20.3345 | 20.3345 | 20.3345 | 18.9917 | 18.9917
WI Large Coal Units Hg Rule v3.1, Unit 2563 and retrofits | 908 | 7369 | MACT Fuel Choice Floor in lbs/MMBtu | FALSE | L | Annual | Fuel Consumed | TBtu | 33.3613 | 36.2388 | 36.2388 | 36.2388 | 36.2388 | 33.8458 | 33.8458
WI Large Coal Units Hg Rule v3.1, Unit 2563 and retrofits | 908 | 7369 | MACT Fuel Choice Floor in lbs/MMBtu | FALSE | L | Annual | Rate | lbs/MMBtu | 5.6112e-07 | 5.6112e-07 | 5.6112e-07 | 5.6112e-07 | 5.6112e-07 | 5.6112e-07 | 5.6112e-07
WI Large Coal Units Hg Rule v3.1, Unit 2563 and retrofits | 908 | 7369 | MACT Fuel Choice Floor in lbs/MMBtu | FALSE | L | Annual | Generation | TWh | 3.4468 | 3.7441 | 3.7441 | 3.7441 | 3.7441 | 3.4968 | 3.4968
WI Large Coal Units Hg Rule v3.1, Unit 2563 and retrofits | 908 | 7369 | MACT Fuel Choice Floor in lbs/MMBtu | FALSE | L | Annual | Qualifying Generation | TWh | 3.4468 | 3.7441 | 3.7441 | 3.7441 | 3.7441 | 3.4968 | 3.4968
WI Large Coal Units Hg Rule v3.1, Unit 2563 and retrofits | 908 | 7369 | MACT Fuel Choice Floor in lbs/MMBtu | FALSE | L | Annual | Constraint Shadow Price | US2022$/Lb | 0 | 0 | 0 | 0 | 0 | 0 | 0
WI Large Coal Units Hg Rule v3.1, Unit 3161 and retrofits | 909 | 7369 | MACT Fuel Choice Floor in lbs/MMBtu | FALSE | L | Annual | Seasons Included | Seasons | Winter, Spring, Summer, Fall | Winter, Spring, Summer, Fall | Winter, Spring, Summer, Fall | Winter, Spring, Summer, Fall | Winter, Spring, Summer, Fall | Winter, Spring, Summer, Fall | Winter, Spring, Summer, Fall
WI Large Coal Units Hg Rule v3.1, Unit 3161 and retrofits | 909 | 7369 | MACT Fuel Choice Floor in lbs/MMBtu | FALSE | L | Annual | Emission Floor MER | lbs/MMBtu | 7.92e-07 | 7.92e-07 | 7.92e-07 | 7.92e-07 | 7.92e-07 | 7.92e-07 | 7.92e-07
WI Large Coal Units Hg Rule v3.1, Unit 3161 and retrofits | 909 | 7369 | MACT Fuel Choice Floor in lbs/MMBtu | FALSE | L | Annual | Emissions at Affected Plants MER | Lb | 9.3067 | 11.9377 | 12.8248 | 12.8248 | 12.8248 | 9.8855 | 10.1542
WI Large Coal Units Hg Rule v3.1, Unit 3161 and retrofits | 909 | 7369 | MACT Fuel Choice Floor in lbs/MMBtu | FALSE | L | Annual | Allowances Purchased MER | Lb | 0 | 0 | 0 | 0 | 0 | 0 | 0
WI Large Coal Units Hg Rule v3.1, Unit 3161 and retrofits | 909 | 7369 | MACT Fuel Choice Floor in lbs/MMBtu | FALSE | L | Annual | Allowances Sold MER | Lb | 0 | 0 | 0 | 0 | 0 | 0 | 0
WI Large Coal Units Hg Rule v3.1, Unit 3161 and retrofits | 909 | 7369 | MACT Fuel Choice Floor in lbs/MMBtu | FALSE | L | Annual | Allowances Banked | Lb | 0 | 0 | 0 | 0 | 0 | 0 | 0
WI Large Coal Units Hg Rule v3.1, Unit 3161 and retrofits | 909 | 7369 | MACT Fuel Choice Floor in lbs/MMBtu | FALSE | L | Annual | Allowances Withdrawn (1:1) | Lb | 0 | 0 | 0 | 0 | 0 | 0 | 0
WI Large Coal Units Hg Rule v3.1, Unit 3161 and retrofits | 909 | 7369 | MACT Fuel Choice Floor in lbs/MMBtu | FALSE | L | Annual | Allowances Withdrawn (1:n) | Lb | 0 | 0 | 0 | 0 | 0 | 0 | 0
WI Large Coal Units Hg Rule v3.1, Unit 3161 and retrofits | 909 | 7369 | MACT Fuel Choice Floor in lbs/MMBtu | FALSE | L | Annual | Total | Lb | 9.3067 | 11.9377 | 12.8248 | 12.8248 | 12.8248 | 9.8855 | 10.1542
WI Large Coal Units Hg Rule v3.1, Unit 3161 and retrofits | 909 | 7369 | MACT Fuel Choice Floor in lbs/MMBtu | FALSE | L | Annual | Fuel Consumed | TBtu | 16.5859 | 21.2745 | 22.8555 | 22.8555 | 22.8555 | 17.6173 | 18.0961
WI Large Coal Units Hg Rule v3.1, Unit 3161 and retrofits | 909 | 7369 | MACT Fuel Choice Floor in lbs/MMBtu | FALSE | L | Annual | Rate | lbs/MMBtu | 5.6112e-07 | 5.6112e-07 | 5.6112e-07 | 5.6112e-07 | 5.6112e-07 | 5.6112e-07 | 5.6112e-07
WI Large Coal Units Hg Rule v3.1, Unit 3161 and retrofits | 909 | 7369 | MACT Fuel Choice Floor in lbs/MMBtu | FALSE | L | Annual | Generation | TWh | 1.6596 | 2.1287 | 2.2869 | 2.2869 | 2.2869 | 1.7628 | 1.8107
WI Large Coal Units Hg Rule v3.1, Unit 3161 and retrofits | 909 | 7369 | MACT Fuel Choice Floor in lbs/MMBtu | FALSE | L | Annual | Qualifying Generation | TWh | 1.6596 | 2.1287 | 2.2869 | 2.2869 | 2.2869 | 1.7628 | 1.8107
WI Large Coal Units Hg Rule v3.1, Unit 3161 and retrofits | 909 | 7369 | MACT Fuel Choice Floor in lbs/MMBtu | FALSE | L | Annual | Constraint Shadow Price | US2022$/Lb | 0 | 0 | 0 | 0 | 0 | 0 | 0
WI Large Coal Units Hg Rule v3.1, Unit 3411 and retrofits | 910 | 7369 | MACT Fuel Choice Floor in lbs/MMBtu | FALSE | L | Annual | Seasons Included | Seasons | Winter, Spring, Summer, Fall | Winter, Spring, Summer, Fall | Winter, Spring, Summer, Fall | Winter, Spring, Summer, Fall | Winter, Spring, Summer, Fall | Winter, Spring, Summer, Fall | Winter, Spring, Summer, Fall
WI Large Coal Units Hg Rule v3.1, Unit 3411 and retrofits | 910 | 7369 | MACT Fuel Choice Floor in lbs/MMBtu | FALSE | L | Annual | Emission Floor MER | lbs/MMBtu | 7.92e-07 | 7.92e-07 | 7.92e-07 | 7.92e-07 | 7.92e-07 | 7.92e-07 | 7.92e-07
WI Large Coal Units Hg Rule v3.1, Unit 3411 and retrofits | 910 | 7369 | MACT Fuel Choice Floor in lbs/MMBtu | FALSE | L | Annual | Emissions at Affected Plants MER | Lb | 10.8145 | 16.5951 | 16.5951 | 15.1015 | 13.6942 | 7.1558 | 9.6375
WI Large Coal Units Hg Rule v3.1, Unit 3411 and retrofits | 910 | 7369 | MACT Fuel Choice Floor in lbs/MMBtu | FALSE | L | Annual | Allowances Purchased MER | Lb | 0 | 0 | 0 | 0 | 0 | 0 | 0
WI Large Coal Units Hg Rule v3.1, Unit 3411 and retrofits | 910 | 7369 | MACT Fuel Choice Floor in lbs/MMBtu | FALSE | L | Annual | Allowances Sold MER | Lb | 0 | 0 | 0 | 0 | 0 | 0 | 0
WI Large Coal Units Hg Rule v3.1, Unit 3411 and retrofits | 910 | 7369 | MACT Fuel Choice Floor in lbs/MMBtu | FALSE | L | Annual | Allowances Banked | Lb | 0 | 0 | 0 | 0 | 0 | 0 | 0
WI Large Coal Units Hg Rule v3.1, Unit 3411 and retrofits | 910 | 7369 | MACT Fuel Choice Floor in lbs/MMBtu | FALSE | L | Annual | Allowances Withdrawn (1:1) | Lb | 0 | 0 | 0 | 0 | 0 | 0 | 0
WI Large Coal Units Hg Rule v3.1, Unit 3411 and retrofits | 910 | 7369 | MACT Fuel Choice Floor in lbs/MMBtu | FALSE | L | Annual | Allowances Withdrawn (1:n) | Lb | 0 | 0 | 0 | 0 | 0 | 0 | 0
WI Large Coal Units Hg Rule v3.1, Unit 3411 and retrofits | 910 | 7369 | MACT Fuel Choice Floor in lbs/MMBtu | FALSE | L | Annual | Total | Lb | 10.8145 | 16.5951 | 16.5951 | 15.1015 | 13.6942 | 7.1558 | 9.6375
WI Large Coal Units Hg Rule v3.1, Unit 3411 and retrofits | 910 | 7369 | MACT Fuel Choice Floor in lbs/MMBtu | FALSE | L | Annual | Fuel Consumed | TBtu | 19.2729 | 29.5747 | 29.5747 | 26.9128 | 24.4049 | 12.7527 | 17.1754
WI Large Coal Units Hg Rule v3.1, Unit 3411 and retrofits | 910 | 7369 | MACT Fuel Choice Floor in lbs/MMBtu | FALSE | L | Annual | Rate | lbs/MMBtu | 5.6112e-07 | 5.6112e-07 | 5.6112e-07 | 5.6112e-07 | 5.6112e-07 | 5.6112e-07 | 5.6112e-07
WI Large Coal Units Hg Rule v3.1, Unit 3411 and retrofits | 910 | 7369 | MACT Fuel Choice Floor in lbs/MMBtu | FALSE | L | Annual | Generation | TWh | 1.7145 | 2.631 | 2.631 | 2.3942 | 2.1711 | 1.1345 | 1.5279
WI Large Coal Units Hg Rule v3.1, Unit 3411 and retrofits | 910 | 7369 | MACT Fuel Choice Floor in lbs/MMBtu | FALSE | L | Annual | Qualifying Generation | TWh | 1.7145 | 2.631 | 2.631 | 2.3942 | 2.1711 | 1.1345 | 1.5279
WI Large Coal Units Hg Rule v3.1, Unit 3411 and retrofits | 910 | 7369 | MACT Fuel Choice Floor in lbs/MMBtu | FALSE | L | Annual | Constraint Shadow Price | US2022$/Lb | 0 | 0 | 0 | 0 | 0 | 0 | 0
WI Large Coal Units Hg Rule v3.1, Unit 4713 and retrofits | 911 | 7369 | MACT Fuel Choice Floor in lbs/MMBtu | FALSE | L | Annual | Seasons Included | Seasons | Winter, Spring, Summer, Fall | Winter, Spring, Summer, Fall | Winter, Spring, Summer, Fall | Winter, Spring, Summer, Fall | Winter, Spring, Summer, Fall | Winter, Spring, Summer, Fall | Winter, Spring, Summer, Fall
WI Large Coal Units Hg Rule v3.1, Unit 4713 and retrofits | 911 | 7369 | MACT Fuel Choice Floor in lbs/MMBtu | FALSE | L | Annual | Emission Floor MER | lbs/MMBtu | 7.92e-07 | 7.92e-07 | 7.92e-07 | 7.92e-07 | 7.92e-07 | 7.92e-07 | 7.92e-07
WI Large Coal Units Hg Rule v3.1, Unit 4713 and retrofits | 911 | 7369 | MACT Fuel Choice Floor in lbs/MMBtu | FALSE | L | Annual | Emissions at Affected Plants MER | Lb | 22.184 | 25.1509 | 0 | 0 | 0 | 0 | 0
WI Large Coal Units Hg Rule v3.1, Unit 4713 and retrofits | 911 | 7369 | MACT Fuel Choice Floor in lbs/MMBtu | FALSE | L | Annual | Allowances Purchased MER | Lb | 0 | 0 | 0 | 0 | 0 | 0 | 0
WI Large Coal Units Hg Rule v3.1, Unit 4713 and retrofits | 911 | 7369 | MACT Fuel Choice Floor in lbs/MMBtu | FALSE | L | Annual | Allowances Sold MER | Lb | 0 | 0 | 0 | 0 | 0 | 0 | 0
WI Large Coal Units Hg Rule v3.1, Unit 4713 and retrofits | 911 | 7369 | MACT Fuel Choice Floor in lbs/MMBtu | FALSE | L | Annual | Allowances Banked | Lb | 0 | 0 | 0 | 0 | 0 | 0 | 0
WI Large Coal Units Hg Rule v3.1, Unit 4713 and retrofits | 911 | 7369 | MACT Fuel Choice Floor in lbs/MMBtu | FALSE | L | Annual | Allowances Withdrawn (1:1) | Lb | 0 | 0 | 0 | 0 | 0 | 0 | 0
WI Large Coal Units Hg Rule v3.1, Unit 4713 and retrofits | 911 | 7369 | MACT Fuel Choice Floor in lbs/MMBtu | FALSE | L | Annual | Allowances Withdrawn (1:n) | Lb | 0 | 0 | 0 | 0 | 0 | 0 | 0
WI Large Coal Units Hg Rule v3.1, Unit 4713 and retrofits | 911 | 7369 | MACT Fuel Choice Floor in lbs/MMBtu | FALSE | L | Annual | Total | Lb | 22.184 | 25.1509 | 0 | 0 | 0 | 0 | 0
WI Large Coal Units Hg Rule v3.1, Unit 4713 and retrofits | 911 | 7369 | MACT Fuel Choice Floor in lbs/MMBtu | FALSE | L | Annual | Fuel Consumed | TBtu | 38.9416 | 44.1496 | 0 | 0 | 0 | 0 | 0
WI Large Coal Units Hg Rule v3.1, Unit 4713 and retrofits | 911 | 7369 | MACT Fuel Choice Floor in lbs/MMBtu | FALSE | L | Annual | Rate | lbs/MMBtu | 5.6967e-07 | 5.6967e-07 | 0 | 0 | 0 | 0 | 0
WI Large Coal Units Hg Rule v3.1, Unit 4713 and retrofits | 911 | 7369 | MACT Fuel Choice Floor in lbs/MMBtu | FALSE | L | Annual | Generation | TWh | 3.8827 | 4.4019 | 0 | 0 | 0 | 0 | 0
WI Large Coal Units Hg Rule v3.1, Unit 4713 and retrofits | 911 | 7369 | MACT Fuel Choice Floor in lbs/MMBtu | FALSE | L | Annual | Qualifying Generation | TWh | 3.8827 | 4.4019 | 0 | 0 | 0 | 0 | 0
WI Large Coal Units Hg Rule v3.1, Unit 4713 and retrofits | 911 | 7369 | MACT Fuel Choice Floor in lbs/MMBtu | FALSE | L | Annual | Constraint Shadow Price | US2022$/Lb | 0 | 0 | 0 | 0 | 0 | 0 | 0
WI Large Coal Units Hg Rule v3.1, Unit 4714 and retrofits | 912 | 7369 | MACT Fuel Choice Floor in lbs/MMBtu | FALSE | L | Annual | Seasons Included | Seasons | Winter, Spring, Summer, Fall | Winter, Spring, Summer, Fall | Winter, Spring, Summer, Fall | Winter, Spring, Summer, Fall | Winter, Spring, Summer, Fall | Winter, Spring, Summer, Fall | Winter, Spring, Summer, Fall
WI Large Coal Units Hg Rule v3.1, Unit 4714 and retrofits | 912 | 7369 | MACT Fuel Choice Floor in lbs/MMBtu | FALSE | L | Annual | Emission Floor MER | lbs/MMBtu | 7.92e-07 | 7.92e-07 | 7.92e-07 | 7.92e-07 | 7.92e-07 | 7.92e-07 | 7.92e-07
WI Large Coal Units Hg Rule v3.1, Unit 4714 and retrofits | 912 | 7369 | MACT Fuel Choice Floor in lbs/MMBtu | FALSE | L | Annual | Emissions at Affected Plants MER | Lb | 22.2522 | 24.8305 | 0.38675 | 0.38675 | 0.38675 | 0.36183 | 0.36183
WI Large Coal Units Hg Rule v3.1, Unit 4714 and retrofits | 912 | 7369 | MACT Fuel Choice Floor in lbs/MMBtu | FALSE | L | Annual | Allowances Purchased MER | Lb | 0 | 0 | 0 | 0 | 0 | 0 | 0
WI Large Coal Units Hg Rule v3.1, Unit 4714 and retrofits | 912 | 7369 | MACT Fuel Choice Floor in lbs/MMBtu | FALSE | L | Annual | Allowances Sold MER | Lb | 0 | 0 | 0 | 0 | 0 | 0 | 0
WI Large Coal Units Hg Rule v3.1, Unit 4714 and retrofits | 912 | 7369 | MACT Fuel Choice Floor in lbs/MMBtu | FALSE | L | Annual | Allowances Banked | Lb | 0 | 0 | 0 | 0 | 0 | 0 | 0
WI Large Coal Units Hg Rule v3.1, Unit 4714 and retrofits | 912 | 7369 | MACT Fuel Choice Floor in lbs/MMBtu | FALSE | L | Annual | Allowances Withdrawn (1:1) | Lb | 0 | 0 | 0 | 0 | 0 | 0 | 0
WI Large Coal Units Hg Rule v3.1, Unit 4714 and retrofits | 912 | 7369 | MACT Fuel Choice Floor in lbs/MMBtu | FALSE | L | Annual | Allowances Withdrawn (1:n) | Lb | 0 | 0 | 0 | 0 | 0 | 0 | 0
WI Large Coal Units Hg Rule v3.1, Unit 4714 and retrofits | 912 | 7369 | MACT Fuel Choice Floor in lbs/MMBtu | FALSE | L | Annual | Total | Lb | 22.2522 | 24.8305 | 0.38675 | 0.38675 | 0.38675 | 0.36183 | 0.36183
WI Large Coal Units Hg Rule v3.1, Unit 4714 and retrofits | 912 | 7369 | MACT Fuel Choice Floor in lbs/MMBtu | FALSE | L | Annual | Fuel Consumed | TBtu | 39.0613 | 43.5871 | 0.68858 | 0.68858 | 0.68858 | 0.64482 | 0.64482
WI Large Coal Units Hg Rule v3.1, Unit 4714 and retrofits | 912 | 7369 | MACT Fuel Choice Floor in lbs/MMBtu | FALSE | L | Annual | Rate | lbs/MMBtu | 5.6967e-07 | 5.6967e-07 | 5.6167e-07 | 5.6167e-07 | 5.6167e-07 | 5.6112e-07 | 5.6112e-07
WI Large Coal Units Hg Rule v3.1, Unit 4714 and retrofits | 912 | 7369 | MACT Fuel Choice Floor in lbs/MMBtu | FALSE | L | Annual | Generation | TWh | 3.9262 | 4.3812 | 0.069213 | 0.069213 | 0.069213 | 0.064815 | 0.064815
WI Large Coal Units Hg Rule v3.1, Unit 4714 and retrofits | 912 | 7369 | MACT Fuel Choice Floor in lbs/MMBtu | FALSE | L | Annual | Qualifying Generation | TWh | 3.9262 | 4.3812 | 0.069213 | 0.069213 | 0.069213 | 0.064815 | 0.064815
WI Large Coal Units Hg Rule v3.1, Unit 4714 and retrofits | 912 | 7369 | MACT Fuel Choice Floor in lbs/MMBtu | FALSE | L | Annual | Constraint Shadow Price | US2022$/Lb | 0 | 0 | 0 | 0 | 0 | 0 | 0
WI Small Coal Units Hg Rule v3.1, Unit 3461 and retrofits | 913 | 7370 | MACT Fuel Choice Floor in lbs/MMBtu | FALSE | L | Annual | Seasons Included | Seasons | Winter, Spring, Summer, Fall | Winter, Spring, Summer, Fall | Winter, Spring, Summer, Fall | Winter, Spring, Summer, Fall | Winter, Spring, Summer, Fall | Winter, Spring, Summer, Fall | Winter, Spring, Summer, Fall
WI Small Coal Units Hg Rule v3.1, Unit 3461 and retrofits | 913 | 7370 | MACT Fuel Choice Floor in lbs/MMBtu | FALSE | L | Annual | Emission Floor MER | lbs/MMBtu | 6.91e-07 | 6.91e-07 | 6.91e-07 | 6.91e-07 | 6.91e-07 | 6.91e-07 | 6.91e-07
WI Small Coal Units Hg Rule v3.1, Unit 3461 and retrofits | 913 | 7370 | MACT Fuel Choice Floor in lbs/MMBtu | FALSE | L | Annual | Emissions at Affected Plants MER | Lb | 2.2338 | 2.6672 | 2.6672 | 2.6672 | 2.4836 | 1.9086 | 2.0625
WI Small Coal Units Hg Rule v3.1, Unit 3461 and retrofits | 913 | 7370 | MACT Fuel Choice Floor in lbs/MMBtu | FALSE | L | Annual | Allowances Purchased MER | Lb | 0 | 0 | 0 | 0 | 0 | 0 | 0
WI Small Coal Units Hg Rule v3.1, Unit 3461 and retrofits | 913 | 7370 | MACT Fuel Choice Floor in lbs/MMBtu | FALSE | L | Annual | Allowances Sold MER | Lb | 0 | 0 | 0 | 0 | 0 | 0 | 0
WI Small Coal Units Hg Rule v3.1, Unit 3461 and retrofits | 913 | 7370 | MACT Fuel Choice Floor in lbs/MMBtu | FALSE | L | Annual | Allowances Banked | Lb | 0 | 0 | 0 | 0 | 0 | 0 | 0
WI Small Coal Units Hg Rule v3.1, Unit 3461 and retrofits | 913 | 7370 | MACT Fuel Choice Floor in lbs/MMBtu | FALSE | L | Annual | Allowances Withdrawn (1:1) | Lb | 0 | 0 | 0 | 0 | 0 | 0 | 0
WI Small Coal Units Hg Rule v3.1, Unit 3461 and retrofits | 913 | 7370 | MACT Fuel Choice Floor in lbs/MMBtu | FALSE | L | Annual | Allowances Withdrawn (1:n) | Lb | 0 | 0 | 0 | 0 | 0 | 0 | 0
WI Small Coal Units Hg Rule v3.1, Unit 3461 and retrofits | 913 | 7370 | MACT Fuel Choice Floor in lbs/MMBtu | FALSE | L | Annual | Total | Lb | 2.2338 | 2.6672 | 2.6672 | 2.6672 | 2.4836 | 1.9086 | 2.0625
WI Small Coal Units Hg Rule v3.1, Unit 3461 and retrofits | 913 | 7370 | MACT Fuel Choice Floor in lbs/MMBtu | FALSE | L | Annual | Fuel Consumed | TBtu | 4.4947 | 5.3665 | 5.3665 | 5.3665 | 4.9972 | 3.8402 | 4.15
WI Small Coal Units Hg Rule v3.1, Unit 3461 and retrofits | 913 | 7370 | MACT Fuel Choice Floor in lbs/MMBtu | FALSE | L | Annual | Rate | lbs/MMBtu | 4.97e-07 | 4.97e-07 | 4.97e-07 | 4.97e-07 | 4.97e-07 | 4.97e-07 | 4.97e-07
WI Small Coal Units Hg Rule v3.1, Unit 3461 and retrofits | 913 | 7370 | MACT Fuel Choice Floor in lbs/MMBtu | FALSE | L | Annual | Generation | TWh | 0.35477 | 0.42359 | 0.42359 | 0.42359 | 0.39443 | 0.30311 | 0.32756
WI Small Coal Units Hg Rule v3.1, Unit 3461 and retrofits | 913 | 7370 | MACT Fuel Choice Floor in lbs/MMBtu | FALSE | L | Annual | Qualifying Generation | TWh | 0.35477 | 0.42359 | 0.42359 | 0.42359 | 0.39443 | 0.30311 | 0.32756
WI Small Coal Units Hg Rule v3.1, Unit 3461 and retrofits | 913 | 7370 | MACT Fuel Choice Floor in lbs/MMBtu | FALSE | L | Annual | Constraint Shadow Price | US2022$/Lb | 0 | 0 | 0 | 0 | 0 | 0 | 0
Zero Reserve Margin Type 3 Constraints | 914 | 7670 | MACT Fuel Choice Floor in lbs/MMBtu | FALSE | L | Annual | Seasons Included | Seasons | Winter, Spring, Summer, Fall | Winter, Spring, Summer, Fall | Winter, Spring, Summer, Fall | Winter, Spring, Summer, Fall | Winter, Spring, Summer, Fall | Winter, Spring, Summer, Fall | Winter, Spring, Summer, Fall
Zero Reserve Margin Type 3 Constraints | 914 | 7670 | MACT Fuel Choice Floor in lbs/MMBtu | FALSE | L | Annual | Emission Floor NOX | lbs/MMBtu | NA | NA | NA | NA | NA | NA | NA
Zero Reserve Margin Type 3 Constraints | 914 | 7670 | MACT Fuel Choice Floor in lbs/MMBtu | FALSE | L | Annual | Emissions at Affected Plants NOX | Thousand Tons | 0 | 0 | 0 | 0 | 0 | 0 | 0
Zero Reserve Margin Type 3 Constraints | 914 | 7670 | MACT Fuel Choice Floor in lbs/MMBtu | FALSE | L | Annual | Allowances Purchased NOX | Thousand Tons | 0 | 0 | 0 | 0 | 0 | 0 | 0
Zero Reserve Margin Type 3 Constraints | 914 | 7670 | MACT Fuel Choice Floor in lbs/MMBtu | FALSE | L | Annual | Allowances Sold NOX | Thousand Tons | 0 | 0 | 0 | 0 | 0 | 0 | 0
Zero Reserve Margin Type 3 Constraints | 914 | 7670 | MACT Fuel Choice Floor in lbs/MMBtu | FALSE | L | Annual | Allowances Banked | Thousand Tons | 0 | 0 | 0 | 0 | 0 | 0 | 0
Zero Reserve Margin Type 3 Constraints | 914 | 7670 | MACT Fuel Choice Floor in lbs/MMBtu | FALSE | L | Annual | Allowances Withdrawn (1:1) | Thousand Tons | 0 | 0 | 0 | 0 | 0 | 0 | 0
Zero Reserve Margin Type 3 Constraints | 914 | 7670 | MACT Fuel Choice Floor in lbs/MMBtu | FALSE | L | Annual | Allowances Withdrawn (1:n) | Thousand Tons | 0 | 0 | 0 | 0 | 0 | 0 | 0
Zero Reserve Margin Type 3 Constraints | 914 | 7670 | MACT Fuel Choice Floor in lbs/MMBtu | FALSE | L | Annual | Total | Thousand Tons | 0 | 0 | 0 | 0 | 0 | 0 | 0
Zero Reserve Margin Type 3 Constraints | 914 | 7670 | MACT Fuel Choice Floor in lbs/MMBtu | FALSE | L | Annual | Fuel Consumed | TBtu | 0 | 0 | 0 | 0 | 0 | 0 | 0
Zero Reserve Margin Type 3 Constraints | 914 | 7670 | MACT Fuel Choice Floor in lbs/MMBtu | FALSE | L | Annual | Rate | lbs/MMBtu | 0 | 0 | 0 | 0 | 0 | 0 | 0
Zero Reserve Margin Type 3 Constraints | 914 | 7670 | MACT Fuel Choice Floor in lbs/MMBtu | FALSE | L | Annual | Generation | TWh | 0 | 0 | 0 | 0 | 0 | 0 | 0
Zero Reserve Margin Type 3 Constraints | 914 | 7670 | MACT Fuel Choice Floor in lbs/MMBtu | FALSE | L | Annual | Qualifying Generation | TWh | 0 | 0 | 0 | 0 | 0 | 0 | 0
Zero Reserve Margin Type 3 Constraints | 914 | 7670 | MACT Fuel Choice Floor in lbs/MMBtu | FALSE | L | Annual | Constraint Shadow Price | US2022$/Ton | 0 | 0 | 0 | 0 | 0 | 0 | 0

## Table 1-16_US
2025 Reference Case with 2024 MATS RTR
| 2028 | 2030 | 2035 | 2040 | 2045 | 2050 | 2055
1. Reserve Margin Capacity Winter [MW] | 1008760.1835 | 1071671.3466 | 1229698.7075 | 1331093.905 | 1401736.8251 | 1472549.1555 | 1573584.3552
Plus Firm Contract Purchases Winter [MW] | 0 | 0 | 0 | 0 | 0 | 0 | 0
Plus Transmission In Winter [MW] | 43509.3907 | 55129.8996 | 61014.3921 | 61805.3617 | 81988.7045 | 98801.5087 | 104862.3256
Less Firm Contract Sales Winter [MW] | 0 | 0 | 0 | 0 | 0 | 0 | 0
Less Transmission Out Winter [MW] | 46357.1599 | 60472.2768 | 67337.3553 | 67523.9177 | 91817.7947 | 111365.5922 | 118977.0409
Total Reserve Margin Capacity Winter [MW] | 1005912.4143 | 1066328.9693 | 1223375.7443 | 1325375.349 | 1391907.7349 | 1459985.072 | 1559469.6399
2. Peak Load Winter [MW] | 789263.4038 | 843140.3395 | 970375.2342 | 1053130.5376 | 1105628.3074 | 1160001.0587 | 1236984.3469
Less DSM [MW] | 0 | 0 | 0 | 0 | 0 | 0 | 0
Net Demand Winter [MW] | 789263.4038 | 843140.3395 | 970375.2342 | 1053130.5376 | 1105628.3074 | 1160001.0587 | 1236984.3469
3. Reserve Margin Winter [%] | 27.4495 | 26.4711 | 26.0724 | 25.851 | 25.8929 | 25.8607 | 26.0703
1. Reserve Margin Capacity Spring [MW] | 1008760.1835 | 1071671.3466 | 1229698.7075 | 1331093.905 | 1401736.8251 | 1472549.1555 | 1573584.3552
Plus Firm Contract Purchases Spring [MW] | 0 | 0 | 0 | 0 | 0 | 0 | 0
Plus Transmission In Spring [MW] | 6692.3555 | 12119.5801 | 28877.3025 | 29987.8065 | 39885.6033 | 55603.6992 | 58713.2869
Less Firm Contract Sales Spring [MW] | 0 | 0 | 0 | 0 | 0 | 0 | 0
Less Transmission Out Spring [MW] | 6886.8416 | 12419.7398 | 29606.1812 | 30747.7014 | 40884.8548 | 58193.6747 | 61376.4442
Total Reserve Margin Capacity Spring [MW] | 1008565.6973 | 1071371.1869 | 1228969.8287 | 1330334.0102 | 1400737.5736 | 1469959.18 | 1570921.198
2. Peak Load Spring [MW] | 671517.226 | 725319.0172 | 848463.0225 | 923967.1151 | 971753.8021 | 1020548.6455 | 1089112.5479
Less DSM [MW] | 0 | 0 | 0 | 0 | 0 | 0 | 0
Net Demand Spring [MW] | 671517.226 | 725319.0172 | 848463.0225 | 923967.1151 | 971753.8021 | 1020548.6455 | 1089112.5479
3. Reserve Margin Spring [%] | 50.1921 | 47.7103 | 44.8466 | 43.9807 | 44.1453 | 44.0362 | 44.2386
1. Reserve Margin Capacity Summer [MW] | 1008760.1835 | 1071671.3466 | 1229698.7075 | 1331093.905 | 1401736.8251 | 1472549.1555 | 1573584.3552
Plus Firm Contract Purchases Summer [MW] | 0 | 0 | 0 | 0 | 0 | 0 | 0
Plus Transmission In Summer [MW] | 106750.9144 | 96449.1558 | 112286.5477 | 122556.1829 | 142709.5227 | 141799.6765 | 149992.9576
Less Firm Contract Sales Summer [MW] | 0 | 0 | 0 | 0 | 0 | 0 | 0
Less Transmission Out Summer [MW] | 95910.7837 | 85668.0889 | 104975.1027 | 113651.27 | 136954.6303 | 136888.815 | 145928.5587
Total Reserve Margin Capacity Summer [MW] | 1019600.3142 | 1082452.4136 | 1237010.1524 | 1339998.818 | 1407491.7174 | 1477460.0169 | 1577648.7541
2. Peak Load Summer [MW] | 885246.119 | 942176.8154 | 1074901.1588 | 1164447.0533 | 1223069.9903 | 1283845.1424 | 1370978.0001
Less DSM [MW] | 0 | 0 | 0 | 0 | 0 | 0 | 0
Net Demand Summer [MW] | 885246.119 | 942176.8154 | 1074901.1588 | 1164447.0533 | 1223069.9903 | 1283845.1424 | 1370978.0001
3. Reserve Margin Summer [%] | 15.177 | 14.8885 | 15.0813 | 15.076 | 15.0786 | 15.0809 | 15.0747
1. Reserve Margin Capacity Fall [MW] | 1008760.1835 | 1071671.3466 | 1229698.7075 | 1331093.905 | 1401736.8251 | 1472549.1555 | 1573584.3552
Plus Firm Contract Purchases Fall [MW] | 0 | 0 | 0 | 0 | 0 | 0 | 0
Plus Transmission In Fall [MW] | 10985.3467 | 18353.3058 | 35138.7823 | 37591.4316 | 46384.833 | 62582.307 | 66244.0516
Less Firm Contract Sales Fall [MW] | 0 | 0 | 0 | 0 | 0 | 0 | 0
Less Transmission Out Fall [MW] | 11259.0291 | 18822.4858 | 36036.3088 | 38555.9405 | 47559.4718 | 64730.2482 | 68524.7838
Total Reserve Margin Capacity Fall [MW] | 1008486.5012 | 1071202.1666 | 1228801.181 | 1330129.3961 | 1400562.1863 | 1470401.2143 | 1571303.623
2. Peak Load Fall [MW] | 726551.2742 | 782052.2132 | 908309.8154 | 987778.9065 | 1038025.6027 | 1089452.5088 | 1161103.1446
Less DSM [MW] | 0 | 0 | 0 | 0 | 0 | 0 | 0
Net Demand Fall [MW] | 726551.2742 | 782052.2132 | 908309.8154 | 987778.9065 | 1038025.6027 | 1089452.5088 | 1161103.1446
3. Reserve Margin Fall [%] | 38.8046 | 36.9732 | 35.2844 | 34.6586 | 34.9256 | 34.967 | 35.3285
1. Reserve Margin Capacity Annual [MW] | 1008760.1835 | 1071671.3466 | 1229698.7075 | 1331093.905 | 1401736.8251 | 1472549.1555 | 1573584.3552
Plus Firm Contract Purchases Annual [MW] | 0 | 0 | 0 | 0 | 0 | 0 | 0
Plus Transmission In Annual [MW] | 103702.9883 | 95840.682 | 110966.1339 | 119935.8393 | 139154.8228 | 142861.8368 | 153256.2268
Less Firm Contract Sales Annual [MW] | 0 | 0 | 0 | 0 | 0 | 0 | 0
Less Transmission Out Annual [MW] | 69282.4428 | 65849.1326 | 81805.8047 | 87209.8299 | 110708.1909 | 114393.6565 | 124586.7765
Total Reserve Margin Capacity Annual [MW] | 1043180.729 | 1101662.896 | 1258859.0366 | 1363819.9144 | 1430183.457 | 1501017.3358 | 1602253.8055
(for seasonal/annual regions combined)
2. Peak Load Annual [MW] | 897991.3361 | 953514.5951 | 1084733.0883 | 1174081.2471 | 1233091.6241 | 1294320.8665 | 1382121.6639
Less DSM [MW] | 0 | 0 | 0 | 0 | 0 | 0 | 0
Net Demand Annual [MW] | 897991.3361 | 953514.5951 | 1084733.0883 | 1174081.2471 | 1233091.6241 | 1294320.8665 | 1382121.6639
(for seasonal/annual regions combined)
3. Reserve Margin Annual [%] | 16.1682 | 15.5371 | 16.0524 | 16.1606 | 15.9836 | 15.9695 | 15.9271
(for seasonal/annual regions combined)
3a.Local Reserves Annual [%] | 112.3352 | 112.3917 | 113.3642 | 113.3732 | 113.6766 | 113.77 | 113.8528
(for seasonal/annual regions combined)
4. Total Generation [GWh] | 4948779.4183 | 5410707.4298 | 6444976.7647 | 7015595.9626 | 7371205.2337 | 7763573.885 | 8251545.647
Inter-Region Transmission [GWh] | 36684.9139 | 31060.49 | 16912.1597 | -4748.4657 | -15381.5768 | -9784.5539 | -6480.3288
Pumping & Storage Losses [GWh] | 139417.7984 | 175596.9626 | 280915.4316 | 292183.963 | 308050.6996 | 354405.7021 | 371156.5935
Produced Fuel Losses [GWh] | 0 | 0 | 0 | 0 | 0 | 0 | 0
Plus Purchases [GWh] | 0 | 0 | 0 | 0 | 0 | 0 | 0
Less Sales [GWh] | 0 | 0 | 0 | 0 | 0 | 0 | 0
5. Total Supply for Demand [GWh] | 4846046.5339 | 5266170.9573 | 6180973.4928 | 6718663.5339 | 7047772.9573 | 7399383.629 | 7873908.7247
6. Projected Demand [GWh] | 4845421.7666 | 5266115.9289 | 6180973.4927 | 6714415.5521 | 7031405.7514 | 7353603.8489 | 7814920.5226
Energy Not Served [GWh] | 0 | 0 | 0 | 0 | 0 | 0 | 0
Less DSM [GWh] | 0 | 0 | 0 | 0 | 0 | 0 | 0
Energy Demand Response [GWh] | 0 | 0 | 0 | 0 | 0 | 0 | 0
Net Demand [GWh] | 4845421.7666 | 5266115.9289 | 6180973.4927 | 6714415.5521 | 7031405.7514 | 7353603.8489 | 7814920.5226
7. Dumped Energy [GWh] | 624.7672 | 55.0284 | 8.1475e-05 | 4247.9819 | 16367.2059 | 45779.7801 | 58988.2021
8. Total Generation [GWh] | 4948779.4183 | 5410707.4298 | 6444976.7647 | 7015595.9626 | 7371205.2337 | 7763573.885 | 8251545.647
Less T&D Losses [GWh] | 332488.3124 | 364266.2542 | 436755.2773 | 477163.6388 | 501621.1744 | 528635.9695 | 562507.4884
9. Total Sales [GWh] | 4616291.106 | 5046441.1756 | 6008221.4874 | 6538432.3238 | 6869584.0593 | 7234937.9155 | 7689038.1587
Capacity Avoided Costs [US$/kW]
ANNUAL | 122.1879 | 145.4626 | 49.3131 | 63.5609 | 69.8224 | 65.5029 | 69.4983
WINTER | 11.5836 | 5.0174 | 7.9087 | 9.2741 | 7.4055 | 9.1037 | 8.5991
SPRING | 0.00080011 | 0.0014401 | 0.0014637 | 0.0018319 | 0.0016767 | 0.0016628 | 0.0013824
SUMMER | 112.2127 | 141.314 | 42.3574 | 55.2852 | 63.1385 | 57.1734 | 61.6891
FALL | 0.0014484 | 0.0016922 | 0.0020452 | 0.0025265 | 0.0027693 | 0.0024629 | 0.0015474
10. Capacity by Capacity Reporting Type [MW]
00 New Combined Cycle | 3858.4 | 46026.7603 | 150727.7673 | 213321.0401 | 257715.0723 | 280440.9128 | 309846.6677
00 New Combined Cycle with CCS Retrofit | 0 | 0 | 3643.1675 | 3643.1675 | 3643.1675 | 3643.1675 | 3643.1675
00 New Combined Cycle with CF Limit | 0 | 0 | 0 | 0 | 0 | 0 | 0
00 New Combined Cycle with HRI Retrofit | 0 | 0 | 0 | 0 | 0 | 0 | 0
00 New Combined Cycle with Hydrogen Retrofit | 0 | 2084.5597 | 3786.1516 | 3786.1516 | 4011.4506 | 4011.4506 | 4715.4312
00 New Combined Cycle with Hydrogen Retrofit Undone | 0 | 0 | 0 | 0 | 0 | 0 | 0
00 New Combined Cycle with CCS | 0 | 0 | 0 | 0 | 0 | 0 | 0
00 New Combustion Turbine | 36506.3454 | 36506.3454 | 36506.3454 | 41732.1667 | 71356.5199 | 124658.3456 | 188526.5054
00 New Combustion Turbine with HRI Retrofit | 0 | 0 | 0 | 0 | 0 | 0 | 0
00 New Combustion Turbine with Hydrogen Retrofit | 5140.5682 | 5140.5682 | 5140.5682 | 5140.5682 | 5956.9136 | 7545.5596 | 7545.5596
00 New Combustion Turbine with Hydrogen Retrofit Undone | 0 | 0 | 0 | 0 | 0 | 0 | 0
00 New Hydro | 14.2 | 1830.9519 | 5645.9519 | 9266.733 | 9329.259 | 9329.259 | 9571.3238
00 New Nuclear | 0 | 0 | 0 | 0 | 0 | 0 | 0
00 New Nuclear - SMR | 0 | 0 | 0 | 0 | 0 | 0 | 0
00 New Biomass | 6 | 6 | 6 | 6 | 6 | 6 | 6
00 New Geothermal | 130.9 | 426.3718 | 1031.8468 | 1031.8468 | 1031.8468 | 1031.8468 | 1031.8468
00 New Landfill Gas | 12 | 317.5143 | 810.7893 | 3411.7045 | 4432.9199 | 4614.7688 | 4633.0901
00 New Battery Storage | 67449.6508 | 88879.1085 | 144381.8464 | 144381.8464 | 148406.1396 | 159954.2403 | 165965.2438
00 New Offshore Wind | 1736 | 5581.3973 | 18923 | 21733.5731 | 37003.2238 | 59154.0527 | 65884.6188
00 New Onshore Wind | 14361.3 | 46836.9118 | 118016.6924 | 290276.9536 | 504592.3537 | 640707.2295 | 727479.372
00 New Solar PV | 89602.7849 | 97824.8296 | 200581.3864 | 256840.3895 | 328791.5957 | 411515.4711 | 449044.832
00 New Solar Thermal | 0 | 0 | 0 | 0 | 132.94 | 2632.565 | 6827.7617
00 New Fuel Cell | 0 | 0 | 0 | 0 | 0 | 0 | 0
00 New Ultrasupercritical Coal without CCS | 0 | 0 | 0 | 0 | 0 | 0 | 0
00 New Ultrasupercritical Coal with 30% CCS | 0 | 0 | 0 | 0 | 0 | 0 | 0
00 New Ultrasupercritical Coal with 90% CCS | 0 | 0 | 0 | 0 | 0 | 0 | 0
00 Exist & New Distributed Solar PV | 105413.4469 | 122709.0859 | 169873.3931 | 205698.297 | 248690.3501 | 294942.2075 | 355108.6724
00 Exist Combined Cycle | 285996.5165 | 285065.3 | 282089.9366 | 281847.8857 | 276389.1857 | 268680.9534 | 268324.054
00 Exist Combustion Turbine | 146822.4296 | 146227.2 | 145951.6 | 142057.5 | 133342.2 | 128898.1 | 128898.1
00 Exist FBC_Uncontrolled | 2.3 | 2.3 | 2.3 | 2.3 | 2.3 | 0 | 0
00 Exist FBC_ACI_DSI | 478 | 38 | 38 | 0 | 0 | 0 | 0
00 Exist FBC_DryFGD_ACI | 139 | 139 | 139 | 139 | 139 | 139 | 139
00 Exist FBC_DryFGD_DSI | 43 | 0 | 0 | 0 | 0 | 0 | 0
00 Exist FBC_DryFGD_SNCR | 1674 | 1674 | 1174.0593 | 1174.0593 | 1174.0593 | 908.6114 | 640.6114
00 Exist FBC_DryFGD_SNCR_ACI | 376 | 376 | 376 | 376 | 376 | 71 | 71
00 Exist FBC_DryFGD_SNCR_ACI_DSI | 624 | 1.8786e-07 | 1.8786e-07 | 1.8786e-07 | 1.8786e-07 | 1.8786e-07 | 1.8786e-07
00 Exist FBC_DryFGD_SNCR_DSI | 84 | 84 | 0 | 0 | 0 | 0 | 0
00 Exist FBC_DSI | 808 | 612 | 612 | 612 | 612 | 612 | 612
00 Exist FBC_SNCR | 0 | 0 | 0 | 0 | 0 | 0 | 0
00 Exist FBC_SNCR_ACI_DSI | 305 | 305 | 305 | 305 | 305 | 305 | 305
00 Exist FBC_SNCR_DSI | 760 | 650 | 650 | 650 | 650 | 650 | 650
00 Exist FBC_WetFGD_SNCR | 54 | 54 | 54 | 54 | 54 | 0 | 0
00 Exist FBC_WetFGD_DSI | 51 | 51 | 51 | 51 | 51 | 51 | 51
00 Exist_Non-FBC_Uncontrolled | 378.2 | 378.2 | 294.8 | 294.8 | 294.8 | 294.8 | 294.8
00 Exist_Non-FBC_ACI | 9676.1 | 4606.1 | 4606.1 | 4606.1 | 4606.1 | 4606.1 | 4606.1
00 Exist_Non-FBC_ACI_DSI | 1556.2 | 1556.2 | 1433 | 1433 | 1198.8504 | 1198.8504 | 1198.8504
00 Exist_Non-FBC_DryFGD | 0 | 0 | 0 | 0 | 0 | 0 | 0
00 Exist_Non-FBC_DryFGD_ACI | 7318 | 6830 | 5190.7391 | 5190.7391 | 5190.7391 | 5190.7391 | 5190.7391
00 Exist_Non-FBC_DryFGD_SCR | 179 | 0 | 0 | 0 | 0 | 0 | 0
00 Exist_Non-FBC_DryFGD_SCR_ACI | 9425.1 | 9035.1 | 6665.9524 | 6649.4311 | 6390.9524 | 6390.9524 | 6390.9524
00 Exist_Non-FBC_DryFGD_SCR_DSI | 268 | 268 | 268 | 268 | 268 | 268 | 268
00 Exist_Non-FBC_DryFGD_SCR_ACI_DSI | 934 | 934 | 934 | 934 | 934 | 934 | 934
00 Exist_Non-FBC_DryFGD_SNCR_ACI | 2163 | 1145 | 1145 | 1145 | 1145 | 1145 | 1145
00 Exist_Non-FBC_DryFGD_SNCR_ACI_DSI | 585 | 585 | 585 | 585 | 585 | 585 | 585
00 Exist_Non-FBC_DSI | 938 | 938 | 938 | 938 | 938 | 938 | 938
00 Exist_Non-FBC_SCR_ACI | 4369 | 4369 | 4369 | 4369 | 4369 | 4369 | 4369
00 Exist_Non-FBC_SCR_ACI_DSI | 2990 | 390 | 390 | 390 | 390 | 390 | 390
00 Exist_Non-FBC_SNCR_ACI | 557 | 557 | 557 | 557 | 557 | 557 | 557
00 Exist_Non-FBC_SNCR_ACI_DSI | 1632 | 96 | 0 | 0 | 0 | 0 | 0
00 Exist_Non-FBC_WetFGD | 2926 | 2926 | 2730 | 2730 | 2730 | 2730 | 2730
00 Exist_Non-FBC_WetFGD_ACI | 7453 | 4619 | 3180.6981 | 3180.6981 | 3180.6981 | 3180.6981 | 3180.6981
00 Exist_Non-FBC_WetFGD_ACI_DSI | 495 | 495 | 0 | 0 | 0 | 0 | 0
00 Exist_Non-FBC_WetFGD_SCR | 38962 | 31543.0765 | 17182.6531 | 17182.6531 | 17182.6531 | 13760.5518 | 13460.5518
00 Exist_Non-FBC_WetFGD_SCR_DSI | 1239 | 0 | 0 | 0 | 0 | 0 | 0
00 Exist_Non-FBC_WetFGD_SCR_ACI | 18445.7678 | 18445.7678 | 15852.1867 | 15852.1867 | 15551.1867 | 12824.3765 | 12824.3765
00 Exist_Non-FBC_WetFGD_SCR_ACI_DSI | 8421 | 8004 | 2171.7384 | 2171.7384 | 1204.1027 | 394.0703 | 394.0703
00 Exist_Non-FBC_WetFGD_SNCR | 1202 | 1202 | 327.7857 | 327.7857 | 3 | 3 | 3
00 Exist_Non-FBC_WetFGD_SNCR_ACI | 7898.1305 | 5915.4303 | 4622.1951 | 4622.1951 | 4622.1951 | 4447.1951 | 4447.1951
00 Exist IGCC | 595 | 595 | 0 | 0 | 0 | 0 | 0
00 Exist Fossil_Other | 888.6 | 876.5 | 824.4 | 824.4 | 824.4 | 824.4 | 824.4
00 Exist Fuel Cell | 347.8 | 346.4 | 346.4 | 346.4 | 346.4 | 346.4 | 346.4
00 Exist Hydro | 79301.7 | 79301.1 | 79301.1 | 79301.1 | 79301.1 | 79301.1 | 79301.1
00 Exist Non Fossil_Other | 3744.3 | 3705.3 | 3673.9 | 3673.9 | 3673.9 | 3673.9 | 3673.9
00 Exist Nuclear | 96578.1 | 92770.5 | 84467 | 79834.4 | 65616.5 | 46136.9 | 28541.6
00 Exist Oil/Gas Steam | 47976.2183 | 46903.4183 | 24712.2346 | 24712.2346 | 24684.2346 | 24660.4346 | 24660.4346
00 Exist Oil/Gas Steam_SCR | 7144.8 | 7134.2 | 5373.2 | 5373.2 | 5373.2 | 5373.2 | 5373.2
00 Exist Oil/Gas Steam_SNCR | 4935.4 | 4464.8 | 2505.8 | 2505.8 | 2505.8 | 2451 | 2451
00 Exist Biomass | 990.7913 | 730.5293 | 297.6 | 291.8 | 279.8 | 149.9487 | 144.4
00 Exist Landfill Gas | 1492.8 | 1463.2 | 1426.7 | 1426.7 | 1426.7 | 1316.2 | 1316.2
00 Exist Geothermal | 2480 | 2480 | 2480 | 2480 | 2480 | 2480 | 2480
00 Exist Pump Storage | 22865.1 | 22865.1 | 22865.1 | 22865.1 | 22865.1 | 22865.1 | 22865.1
00 Exist Energy Storage | 20905.7 | 20905.7 | 20905.7 | 20905.7 | 20905.7 | 20905.7 | 20905.7
00 Exist Solar PV | 114447.7 | 114447.7 | 114446.7 | 114446.7 | 114446.7 | 114446.7 | 114446.7
00 Exist Solar Thermal | 1392.1 | 1392.1 | 1392.1 | 1392.1 | 1392.1 | 1392.1 | 1392.1
00 Exist Offshore Wind | 2951.3 | 2951.3 | 2951.3 | 2951.3 | 2951.3 | 2951.3 | 2951.3
00 Exist Onshore Wind | 153574.9 | 153574.9 | 153574.9 | 153574.9 | 153574.9 | 153574.9 | 153574.9
00 International Imports | 1000 | 1000 | 1000 | 1000 | 1000 | 1000 | 1000
00 Ret.Exist Combined Cycle & CF Limit | 0 | 0 | 0 | 0 | 0 | 0 | 0
00 Ret.Exist Combined Cycle & CCS | 0 | 0 | 2323.372 | 2323.372 | 185.3205 | 127.339 | 127.339
00 Ret.Exist Combined Cycle & Hydrogen | 1662.3835 | 2512.6 | 2512.6 | 2648.651 | 2648.651 | 2854.2832 | 3211.1827
00 Ret.Exist Combined Cycle & Hydrogen Retrofit Undone | 0 | 0 | 0 | 0 | 0 | 0 | 0
00 Ret.Exist Combined Cycle & HRI | 0 | 0 | 0 | 0 | 0 | 0 | 0
00 Ret.Exist Combustion Turbine & HRI | 0 | 0 | 0 | 0 | 0 | 0 | 0
00 Ret.Exist_FBC_NoCtrl & CCS | 0 | 0 | 0 | 0 | 0 | 0 | 0
00 Ret.Exist_FBC_NoCtrl & DRET | 0 | 0 | 0 | 0 | 0 | 0 | 0
00 Ret.Exist_FBC_NoCtrl & GPM | 0 | 0 | 0 | 0 | 0 | 0 | 0
00 Ret.Exist_FBC_NoCtrl & GPM & CCS | 0 | 0 | 0 | 0 | 0 | 0 | 0
00 Ret.Exist_FBC_NoCtrl & GPM & DRET | 0 | 0 | 0 | 0 | 0 | 0 | 0
00 Ret.Exist_FBC_NoCtrl & GPM & NGC | 0 | 0 | 0 | 0 | 0 | 0 | 0
00 Ret.Exist_FBC_NoCtrl & GPM & SNCR | 0 | 0 | 0 | 0 | 0 | 0 | 0
00 Ret.Exist_FBC_NoCtrl & GPM & SNCR & CCS | 0 | 0 | 0 | 0 | 0 | 0 | 0
00 Ret.Exist_FBC_NoCtrl & GPM & SNCR & DRET | 0 | 0 | 0 | 0 | 0 | 0 | 0
00 Ret.Exist_FBC_NoCtrl & GPM & SNCR & NGC | 0 | 0 | 0 | 0 | 0 | 0 | 0
00 Ret.Exist_FBC_NoCtrl & NGC | 0 | 0 | 0 | 0 | 0 | 0 | 0
00 Ret.Exist_FBC_NoCtrl & SNCR | 0 | 0 | 0 | 0 | 0 | 0 | 0
00 Ret.Exist_FBC_NoCtrl & SNCR & CCS | 0 | 0 | 0 | 0 | 0 | 0 | 0
00 Ret.Exist_FBC_NoCtrl & SNCR & DRET | 0 | 0 | 0 | 0 | 0 | 0 | 0
00 Ret.Exist_FBC_NoCtrl & SNCR & NGC | 0 | 0 | 0 | 0 | 0 | 0 | 0
00 Ret.Exist_FBC_ACI_DSI & CCS | 0 | 0 | 0 | 0 | 0 | 0 | 0
00 Ret.Exist_FBC_ACI_DSI & DCCS | 0 | 0 | 0 | 0 | 0 | 0 | 0
00 Ret.Exist_FBC_ACI_DSI & DCCS & CCS | 0 | 0 | 0 | 0 | 0 | 0 | 0
00 Ret.Exist_FBC_ACI_DSI & DCCS & SNCR & CCS | 0 | 0 | 0 | 0 | 0 | 0 | 0
00 Ret.Exist_FBC_ACI_DSI & DRET | 0 | 0 | 0 | 0 | 0 | 0 | 0
00 Ret.Exist_FBC_ACI_DSI & GPM | 0 | 440 | 296.3983 | 296.3983 | 296.3983 | 296.3983 | 296.3983
00 Ret.Exist_FBC_ACI_DSI & GPM & CCS | 0 | 0 | 92.2624 | 92.2624 | 0 | 0 | 0
00 Ret.Exist_FBC_ACI_DSI & GPM & DRET | 0 | 0 | 0 | 0 | 0 | 0 | 0
00 Ret.Exist_FBC_ACI_DSI & GPM & NGC | 0 | 0 | 0 | 0 | 0 | 0 | 0
00 Ret.Exist_FBC_ACI_DSI & GPM & SNCR | 0 | 0 | 0 | 0 | 0 | 0 | 0
00 Ret.Exist_FBC_ACI_DSI & GPM & SNCR & CCS | 0 | 0 | 0 | 0 | 0 | 0 | 0
00 Ret.Exist_FBC_ACI_DSI & GPM & SNCR & DRET | 0 | 0 | 0 | 0 | 0 | 0 | 0
00 Ret.Exist_FBC_ACI_DSI & GPM & SNCR & NGC | 0 | 0 | 0 | 0 | 0 | 0 | 0
00 Ret.Exist_FBC_ACI_DSI & NGC | 0 | 0 | 0 | 0 | 0 | 0 | 0
00 Ret.Exist_FBC_ACI_DSI & SNCR | 0 | 0 | 0 | 0 | 0 | 0 | 0
00 Ret.Exist_FBC_ACI_DSI & SNCR & CCS | 0 | 0 | 0 | 0 | 0 | 0 | 0
00 Ret.Exist_FBC_ACI_DSI & SNCR & DRET | 0 | 0 | 0 | 0 | 0 | 0 | 0
00 Ret.Exist_FBC_ACI_DSI & SNCR & NGC | 0 | 0 | 0 | 0 | 0 | 0 | 0
00 Ret.Exist_FBC_DryFGD_ACI & CCS | 0 | 0 | 0 | 0 | 0 | 0 | 0
00 Ret.Exist_FBC_DryFGD_ACI & DCCS | 0 | 0 | 0 | 0 | 0 | 0 | 0
00 Ret.Exist_FBC_DryFGD_ACI & DCCS & CCS | 0 | 0 | 0 | 0 | 0 | 0 | 0
00 Ret.Exist_FBC_DryFGD_ACI & DCCS & SNCR & CCS | 0 | 0 | 0 | 0 | 0 | 0 | 0
00 Ret.Exist_FBC_DryFGD_ACI & DRET | 0 | 0 | 0 | 0 | 0 | 0 | 0
00 Ret.Exist_FBC_DryFGD_ACI & GPM | 0 | 0 | 0 | 0 | 0 | 0 | 0
00 Ret.Exist_FBC_DryFGD_ACI & GPM & CCS | 0 | 0 | 0 | 0 | 0 | 0 | 0
00 Ret.Exist_FBC_DryFGD_ACI & GPM & DRET | 0 | 0 | 0 | 0 | 0 | 0 | 0
00 Ret.Exist_FBC_DryFGD_ACI & GPM & NGC | 0 | 0 | 0 | 0 | 0 | 0 | 0
00 Ret.Exist_FBC_DryFGD_ACI & GPM & SNCR | 0 | 0 | 0 | 0 | 0 | 0 | 0
00 Ret.Exist_FBC_DryFGD_ACI & GPM & SNCR & CCS | 0 | 0 | 0 | 0 | 0 | 0 | 0
00 Ret.Exist_FBC_DryFGD_ACI & GPM & SNCR & DRET | 0 | 0 | 0 | 0 | 0 | 0 | 0
00 Ret.Exist_FBC_DryFGD_ACI & GPM & SNCR & NGC | 0 | 0 | 0 | 0 | 0 | 0 | 0
00 Ret.Exist_FBC_DryFGD_ACI & NGC | 0 | 0 | 0 | 0 | 0 | 0 | 0
00 Ret.Exist_FBC_DryFGD_ACI & SNCR | 0 | 0 | 0 | 0 | 0 | 0 | 0
00 Ret.Exist_FBC_DryFGD_ACI & SNCR & CCS | 0 | 0 | 0 | 0 | 0 | 0 | 0
00 Ret.Exist_FBC_DryFGD_ACI & SNCR & DRET | 0 | 0 | 0 | 0 | 0 | 0 | 0
00 Ret.Exist_FBC_DryFGD_ACI & SNCR & NGC | 0 | 0 | 0 | 0 | 0 | 0 | 0
00 Ret.Exist_FBC_DryFGD_DSI & ACI | 0 | 0 | 0 | 0 | 0 | 0 | 0
00 Ret.Exist_FBC_DryFGD_DSI & ACI & DRET | 0 | 0 | 0 | 0 | 0 | 0 | 0
00 Ret.Exist_FBC_DryFGD_DSI & ACI & GPM | 0 | 0 | 0 | 0 | 0 | 0 | 0
00 Ret.Exist_FBC_DryFGD_DSI & ACI & GPM & DRET | 0 | 0 | 0 | 0 | 0 | 0 | 0
00 Ret.Exist_FBC_DryFGD_DSI & ACI & GPM & NGC | 0 | 0 | 0 | 0 | 0 | 0 | 0
00 Ret.Exist_FBC_DryFGD_DSI & ACI & GPM & SNCR | 0 | 0 | 0 | 0 | 0 | 0 | 0
00 Ret.Exist_FBC_DryFGD_DSI & ACI & GPM & SNCR & DRET | 0 | 0 | 0 | 0 | 0 | 0 | 0
00 Ret.Exist_FBC_DryFGD_DSI & ACI & GPM & SNCR & NGC | 0 | 0 | 0 | 0 | 0 | 0 | 0
00 Ret.Exist_FBC_DryFGD_DSI & ACI & NGC | 0 | 0 | 0 | 0 | 0 | 0 | 0
00 Ret.Exist_FBC_DryFGD_DSI & ACI & SNCR | 0 | 0 | 0 | 0 | 0 | 0 | 0
00 Ret.Exist_FBC_DryFGD_DSI & ACI & SNCR & DRET | 0 | 0 | 0 | 0 | 0 | 0 | 0
00 Ret.Exist_FBC_DryFGD_DSI & ACI & SNCR & NGC | 0 | 0 | 0 | 0 | 0 | 0 | 0
00 Ret.Exist_FBC_DryFGD_DSI & DRET | 0 | 0 | 0 | 0 | 0 | 0 | 0
00 Ret.Exist_FBC_DryFGD_DSI & GPM | 0 | 43 | 0 | 0 | 0 | 0 | 0
00 Ret.Exist_FBC_DryFGD_DSI & GPM & DRET | 0 | 0 | 0 | 0 | 0 | 0 | 0
00 Ret.Exist_FBC_DryFGD_DSI & GPM & NGC | 0 | 0 | 0 | 0 | 0 | 0 | 0
00 Ret.Exist_FBC_DryFGD_DSI & GPM & SNCR | 0 | 0 | 0 | 0 | 0 | 0 | 0
00 Ret.Exist_FBC_DryFGD_DSI & GPM & SNCR & DRET | 0 | 0 | 0 | 0 | 0 | 0 | 0
00 Ret.Exist_FBC_DryFGD_DSI & GPM & SNCR & NGC | 0 | 0 | 0 | 0 | 0 | 0 | 0
00 Ret.Exist_FBC_DryFGD_DSI & NGC | 0 | 0 | 0 | 0 | 0 | 0 | 0
00 Ret.Exist_FBC_DryFGD_DSI & SNCR | 0 | 0 | 0 | 0 | 0 | 0 | 0
00 Ret.Exist_FBC_DryFGD_DSI & SNCR & DRET | 0 | 0 | 0 | 0 | 0 | 0 | 0
00 Ret.Exist_FBC_DryFGD_DSI & SNCR & NGC | 0 | 0 | 0 | 0 | 0 | 0 | 0
00 Ret.Exist_FBC_DryFGD_SNCR & ACI | 0 | 0 | 0 | 0 | 0 | 0 | 0
00 Ret.Exist_FBC_DryFGD_SNCR & ACI & CCS | 0 | 0 | 0 | 0 | 0 | 0 | 0
00 Ret.Exist_FBC_DryFGD_SNCR & ACI & DRET | 0 | 0 | 0 | 0 | 0 | 0 | 0
00 Ret.Exist_FBC_DryFGD_SNCR & ACI & GPM | 0 | 0 | 0 | 0 | 0 | 0 | 0
00 Ret.Exist_FBC_DryFGD_SNCR & ACI & GPM & CCS | 0 | 0 | 0 | 0 | 0 | 0 | 0
00 Ret.Exist_FBC_DryFGD_SNCR & ACI & GPM & DRET | 0 | 0 | 0 | 0 | 0 | 0 | 0
00 Ret.Exist_FBC_DryFGD_SNCR & ACI & GPM & NGC | 0 | 0 | 0 | 0 | 0 | 0 | 0
00 Ret.Exist_FBC_DryFGD_SNCR & ACI & NGC | 0 | 0 | 0 | 0 | 0 | 0 | 0
00 Ret.Exist_FBC_DryFGD_SNCR & CCS | 0 | 0 | 230.7417 | 230.7417 | 0 | 0 | 0
00 Ret.Exist_FBC_DryFGD_SNCR & DCCS | 0 | 0 | 0 | 0 | 0 | 0 | 0
00 Ret.Exist_FBC_DryFGD_SNCR & DCCS & CCS | 0 | 0 | 0 | 0 | 0 | 0 | 0
00 Ret.Exist_FBC_DryFGD_SNCR & DRET | 0 | 0 | 0 | 0 | 0 | 0 | 0
00 Ret.Exist_FBC_DryFGD_SNCR & GPM | 0 | 0 | 0 | 0 | 0 | 0 | 0
00 Ret.Exist_FBC_DryFGD_SNCR & GPM & CCS | 0 | 0 | 0 | 0 | 0 | 0 | 0
00 Ret.Exist_FBC_DryFGD_SNCR & GPM & DRET | 0 | 0 | 0 | 0 | 0 | 0 | 0
00 Ret.Exist_FBC_DryFGD_SNCR & GPM & NGC | 0 | 0 | 0 | 0 | 0 | 0 | 0
00 Ret.Exist_FBC_DryFGD_SNCR & NGC | 0 | 0 | 0 | 0 | 0 | 0 | 0
00 Ret.Exist_FBC_DryFGD_SNCR_ACI & CCS | 0 | 0 | 0 | 0 | 0 | 0 | 0
00 Ret.Exist_FBC_DryFGD_SNCR_ACI & DCCS | 0 | 0 | 0 | 0 | 0 | 0 | 0
00 Ret.Exist_FBC_DryFGD_SNCR_ACI & DCCS & CCS | 0 | 0 | 0 | 0 | 0 | 0 | 0
00 Ret.Exist_FBC_DryFGD_SNCR_ACI & DRET | 0 | 0 | 0 | 0 | 0 | 0 | 0
00 Ret.Exist_FBC_DryFGD_SNCR_ACI & GPM | 0 | 0 | 0 | 0 | 0 | 0 | 0
00 Ret.Exist_FBC_DryFGD_SNCR_ACI & GPM & CCS | 0 | 0 | 0 | 0 | 0 | 0 | 0
00 Ret.Exist_FBC_DryFGD_SNCR_ACI & GPM & DRET | 0 | 0 | 0 | 0 | 0 | 0 | 0
00 Ret.Exist_FBC_DryFGD_SNCR_ACI & GPM & NGC | 0 | 0 | 0 | 0 | 0 | 0 | 0
00 Ret.Exist_FBC_DryFGD_SNCR_ACI & NGC | 0 | 0 | 0 | 0 | 0 | 0 | 0
00 Ret.Exist_FBC_DryFGD_SNCR_ACI_DSI & CCS | 0 | 429.1488 | 429.1488 | 429.1488 | 420.0528 | 93.69 | 93.69
00 Ret.Exist_FBC_DryFGD_SNCR_ACI_DSI & DCCS | 0 | 0 | 0 | 0 | 0 | 0 | 0
00 Ret.Exist_FBC_DryFGD_SNCR_ACI_DSI & DCCS & CCS | 0 | 0 | 0 | 0 | 0 | 0 | 0
00 Ret.Exist_FBC_DryFGD_SNCR_ACI_DSI & DRET | 0 | 0 | 0 | 0 | 0 | 0 | 0
00 Ret.Exist_FBC_DryFGD_SNCR_ACI_DSI & GPM | 0 | 0 | 0 | 0 | 0 | 0 | 0
00 Ret.Exist_FBC_DryFGD_SNCR_ACI_DSI & GPM & CCS | 0 | 0 | 0 | 0 | 0 | 0 | 0
00 Ret.Exist_FBC_DryFGD_SNCR_ACI_DSI & GPM & DRET | 0 | 0 | 0 | 0 | 0 | 0 | 0
00 Ret.Exist_FBC_DryFGD_SNCR_ACI_DSI & GPM & NGC | 0 | 0 | 0 | 0 | 0 | 0 | 0
00 Ret.Exist_FBC_DryFGD_SNCR_ACI_DSI & NGC | 0 | 0 | 0 | 0 | 0 | 0 | 0
00 Ret.Exist_FBC_DryFGD_SNCR_DSI & ACI | 0 | 0 | 0 | 0 | 0 | 0 | 0
00 Ret.Exist_FBC_DryFGD_SNCR_DSI & ACI & DRET | 0 | 0 | 0 | 0 | 0 | 0 | 0
00 Ret.Exist_FBC_DryFGD_SNCR_DSI & ACI & GPM | 0 | 0 | 0 | 0 | 0 | 0 | 0
00 Ret.Exist_FBC_DryFGD_SNCR_DSI & ACI & GPM & DRET | 0 | 0 | 0 | 0 | 0 | 0 | 0
00 Ret.Exist_FBC_DryFGD_SNCR_DSI & ACI & GPM & NGC | 0 | 0 | 0 | 0 | 0 | 0 | 0
00 Ret.Exist_FBC_DryFGD_SNCR_DSI & ACI & NGC | 0 | 0 | 0 | 0 | 0 | 0 | 0
00 Ret.Exist_FBC_DryFGD_SNCR_DSI & DRET | 0 | 0 | 0 | 0 | 0 | 0 | 0
00 Ret.Exist_FBC_DryFGD_SNCR_DSI & GPM | 0 | 0 | 0 | 0 | 0 | 0 | 0
00 Ret.Exist_FBC_DryFGD_SNCR_DSI & GPM & DRET | 0 | 0 | 0 | 0 | 0 | 0 | 0
00 Ret.Exist_FBC_DryFGD_SNCR_DSI & GPM & NGC | 0 | 0 | 0 | 0 | 0 | 0 | 0
00 Ret.Exist_FBC_DryFGD_SNCR_DSI & NGC | 0 | 0 | 0 | 0 | 0 | 0 | 0
00 Ret.Exist_FBC_DSI & ACI | 0 | 0 | 0 | 0 | 0 | 0 | 0
00 Ret.Exist_FBC_DSI & ACI & DRET | 0 | 0 | 0 | 0 | 0 | 0 | 0
00 Ret.Exist_FBC_DSI & ACI & GPM | 0 | 0 | 0 | 0 | 0 | 0 | 0
00 Ret.Exist_FBC_DSI & ACI & GPM & DRET | 0 | 0 | 0 | 0 | 0 | 0 | 0
00 Ret.Exist_FBC_DSI & ACI & GPM & NGC | 0 | 0 | 0 | 0 | 0 | 0 | 0
00 Ret.Exist_FBC_DSI & ACI & GPM & SNCR | 0 | 0 | 0 | 0 | 0 | 0 | 0
00 Ret.Exist_FBC_DSI & ACI & GPM & SNCR & DRET | 0 | 0 | 0 | 0 | 0 | 0 | 0
00 Ret.Exist_FBC_DSI & ACI & GPM & SNCR & NGC | 0 | 0 | 0 | 0 | 0 | 0 | 0
00 Ret.Exist_FBC_DSI & ACI & NGC | 0 | 0 | 0 | 0 | 0 | 0 | 0
00 Ret.Exist_FBC_DSI & ACI & SNCR | 0 | 0 | 0 | 0 | 0 | 0 | 0
00 Ret.Exist_FBC_DSI & ACI & SNCR & DRET | 0 | 0 | 0 | 0 | 0 | 0 | 0
00 Ret.Exist_FBC_DSI & ACI & SNCR & NGC | 0 | 0 | 0 | 0 | 0 | 0 | 0
00 Ret.Exist_FBC_DSI & DRET | 0 | 0 | 0 | 0 | 0 | 0 | 0
00 Ret.Exist_FBC_DSI & GPM | 0 | 196 | 166 | 166 | 166 | 166 | 166
00 Ret.Exist_FBC_DSI & GPM & DRET | 0 | 0 | 0 | 0 | 0 | 0 | 0
00 Ret.Exist_FBC_DSI & GPM & NGC | 0 | 0 | 0 | 0 | 0 | 0 | 0
00 Ret.Exist_FBC_DSI & GPM & SNCR | 0 | 0 | 0 | 0 | 0 | 0 | 0
00 Ret.Exist_FBC_DSI & GPM & SNCR & DRET | 0 | 0 | 0 | 0 | 0 | 0 | 0
00 Ret.Exist_FBC_DSI & GPM & SNCR & NGC | 0 | 0 | 0 | 0 | 0 | 0 | 0
00 Ret.Exist_FBC_DSI & NGC | 0 | 0 | 0 | 0 | 0 | 0 | 0
00 Ret.Exist_FBC_DSI & SNCR | 0 | 0 | 0 | 0 | 0 | 0 | 0
00 Ret.Exist_FBC_DSI & SNCR & DRET | 0 | 0 | 0 | 0 | 0 | 0 | 0
00 Ret.Exist_FBC_DSI & SNCR & NGC | 0 | 0 | 0 | 0 | 0 | 0 | 0
00 Ret.Exist_FBC_SNCR & ACI | 0 | 0 | 0 | 0 | 0 | 0 | 0
00 Ret.Exist_FBC_SNCR & ACI & DRET | 0 | 0 | 0 | 0 | 0 | 0 | 0
00 Ret.Exist_FBC_SNCR & ACI & NGC | 0 | 0 | 0 | 0 | 0 | 0 | 0
00 Ret.Exist_FBC_SNCR & DRET | 0 | 0 | 0 | 0 | 0 | 0 | 0
00 Ret.Exist_FBC_SNCR & GPM | 0 | 0 | 0 | 0 | 0 | 0 | 0
00 Ret.Exist_FBC_SNCR & GPM & DRET | 0 | 0 | 0 | 0 | 0 | 0 | 0
00 Ret.Exist_FBC_SNCR & GPM & NGC | 0 | 0 | 0 | 0 | 0 | 0 | 0
00 Ret.Exist_FBC_SNCR & NGC | 53 | 53 | 53 | 53 | 53 | 53 | 53
00 Ret.Exist_FBC_SNCR_ACI_DSI & CCS | 0 | 0 | 0 | 0 | 0 | 0 | 0
00 Ret.Exist_FBC_SNCR_ACI_DSI & DCCS | 0 | 0 | 0 | 0 | 0 | 0 | 0
00 Ret.Exist_FBC_SNCR_ACI_DSI & DCCS & CCS | 0 | 0 | 0 | 0 | 0 | 0 | 0
00 Ret.Exist_FBC_SNCR_ACI_DSI & DRET | 0 | 0 | 0 | 0 | 0 | 0 | 0
00 Ret.Exist_FBC_SNCR_ACI_DSI & GPM | 0 | 0 | 0 | 0 | 0 | 0 | 0
00 Ret.Exist_FBC_SNCR_ACI_DSI & GPM & CCS | 0 | 0 | 0 | 0 | 0 | 0 | 0
00 Ret.Exist_FBC_SNCR_ACI_DSI & GPM & DRET | 0 | 0 | 0 | 0 | 0 | 0 | 0
00 Ret.Exist_FBC_SNCR_ACI_DSI & GPM & NGC | 0 | 0 | 0 | 0 | 0 | 0 | 0
00 Ret.Exist_FBC_SNCR_ACI_DSI & NGC | 0 | 0 | 0 | 0 | 0 | 0 | 0
00 Ret.Exist_FBC_SNCR_DSI & ACI | 0 | 0 | 0 | 0 | 0 | 0 | 0
00 Ret.Exist_FBC_SNCR_DSI & ACI & CCS | 0 | 0 | 0 | 0 | 0 | 0 | 0
00 Ret.Exist_FBC_SNCR_DSI & ACI & DRET | 0 | 0 | 0 | 0 | 0 | 0 | 0
00 Ret.Exist_FBC_SNCR_DSI & ACI & GPM | 0 | 0 | 0 | 0 | 0 | 0 | 0
00 Ret.Exist_FBC_SNCR_DSI & ACI & GPM & CCS | 0 | 0 | 0 | 0 | 0 | 0 | 0
00 Ret.Exist_FBC_SNCR_DSI & ACI & GPM & DRET | 0 | 0 | 0 | 0 | 0 | 0 | 0
00 Ret.Exist_FBC_SNCR_DSI & ACI & GPM & NGC | 0 | 0 | 0 | 0 | 0 | 0 | 0
00 Ret.Exist_FBC_SNCR_DSI & ACI & NGC | 0 | 0 | 0 | 0 | 0 | 0 | 0
00 Ret.Exist_FBC_SNCR_DSI & CCS | 0 | 0 | 0 | 0 | 0 | 0 | 0
00 Ret.Exist_FBC_SNCR_DSI & DCCS | 0 | 0 | 0 | 0 | 0 | 0 | 0
00 Ret.Exist_FBC_SNCR_DSI & DCCS & CCS | 0 | 0 | 0 | 0 | 0 | 0 | 0
00 Ret.Exist_FBC_SNCR_DSI & DRET | 0 | 0 | 0 | 0 | 0 | 0 | 0
00 Ret.Exist_FBC_SNCR_DSI & GPM | 120 | 110 | 110 | 110 | 110 | 110 | 110
00 Ret.Exist_FBC_SNCR_DSI & GPM & CCS | 0 | 0 | 0 | 0 | 0 | 0 | 0
00 Ret.Exist_FBC_SNCR_DSI & GPM & DRET | 0 | 0 | 0 | 0 | 0 | 0 | 0
00 Ret.Exist_FBC_SNCR_DSI & GPM & NGC | 0 | 0 | 0 | 0 | 0 | 0 | 0
00 Ret.Exist_FBC_SNCR_DSI & NGC | 0 | 0 | 0 | 0 | 0 | 0 | 0
00 Ret.Exist_FBC_WetFGD_DSI & ACI | 0 | 0 | 0 | 0 | 0 | 0 | 0
00 Ret.Exist_FBC_WetFGD_DSI & ACI & DRET | 0 | 0 | 0 | 0 | 0 | 0 | 0
00 Ret.Exist_FBC_WetFGD_DSI & ACI & GPM | 0 | 0 | 0 | 0 | 0 | 0 | 0
00 Ret.Exist_FBC_WetFGD_DSI & ACI & GPM & DRET | 0 | 0 | 0 | 0 | 0 | 0 | 0
00 Ret.Exist_FBC_WetFGD_DSI & ACI & GPM & NGC | 0 | 0 | 0 | 0 | 0 | 0 | 0
00 Ret.Exist_FBC_WetFGD_DSI & ACI & GPM & SNCR | 0 | 0 | 0 | 0 | 0 | 0 | 0
00 Ret.Exist_FBC_WetFGD_DSI & ACI & GPM & SNCR & DRET | 0 | 0 | 0 | 0 | 0 | 0 | 0
00 Ret.Exist_FBC_WetFGD_DSI & ACI & GPM & SNCR & NGC | 0 | 0 | 0 | 0 | 0 | 0 | 0
00 Ret.Exist_FBC_WetFGD_DSI & ACI & NGC | 0 | 0 | 0 | 0 | 0 | 0 | 0
00 Ret.Exist_FBC_WetFGD_DSI & ACI & SNCR | 0 | 0 | 0 | 0 | 0 | 0 | 0
00 Ret.Exist_FBC_WetFGD_DSI & ACI & SNCR & DRET | 0 | 0 | 0 | 0 | 0 | 0 | 0
00 Ret.Exist_FBC_WetFGD_DSI & ACI & SNCR & NGC | 0 | 0 | 0 | 0 | 0 | 0 | 0
00 Ret.Exist_FBC_WetFGD_DSI & DRET | 0 | 0 | 0 | 0 | 0 | 0 | 0
00 Ret.Exist_FBC_WetFGD_DSI & GPM | 0 | 0 | 0 | 0 | 0 | 0 | 0
00 Ret.Exist_FBC_WetFGD_DSI & GPM & DRET | 0 | 0 | 0 | 0 | 0 | 0 | 0
00 Ret.Exist_FBC_WetFGD_DSI & GPM & NGC | 0 | 0 | 0 | 0 | 0 | 0 | 0
00 Ret.Exist_FBC_WetFGD_DSI & GPM & SNCR | 0 | 0 | 0 | 0 | 0 | 0 | 0
00 Ret.Exist_FBC_WetFGD_DSI & GPM & SNCR & DRET | 0 | 0 | 0 | 0 | 0 | 0 | 0
00 Ret.Exist_FBC_WetFGD_DSI & GPM & SNCR & NGC | 0 | 0 | 0 | 0 | 0 | 0 | 0
00 Ret.Exist_FBC_WetFGD_DSI & NGC | 0 | 0 | 0 | 0 | 0 | 0 | 0
00 Ret.Exist_FBC_WetFGD_DSI & SNCR | 0 | 0 | 0 | 0 | 0 | 0 | 0
00 Ret.Exist_FBC_WetFGD_DSI & SNCR & DRET | 0 | 0 | 0 | 0 | 0 | 0 | 0
00 Ret.Exist_FBC_WetFGD_DSI & SNCR & NGC | 0 | 0 | 0 | 0 | 0 | 0 | 0
00 Ret.Exist_FBC_WetFGD_SNCR & ACI | 0 | 0 | 0 | 0 | 0 | 0 | 0
00 Ret.Exist_FBC_WetFGD_SNCR & ACI & DRET | 0 | 0 | 0 | 0 | 0 | 0 | 0
00 Ret.Exist_FBC_WetFGD_SNCR & ACI & NGC | 0 | 0 | 0 | 0 | 0 | 0 | 0
00 Ret.Exist_FBC_WetFGD_SNCR & DRET | 0 | 0 | 0 | 0 | 0 | 0 | 0
00 Ret.Exist_FBC_WetFGD_SNCR & GPM | 0 | 0 | 0 | 0 | 0 | 0 | 0
00 Ret.Exist_FBC_WetFGD_SNCR & GPM & DRET | 0 | 0 | 0 | 0 | 0 | 0 | 0
00 Ret.Exist_FBC_WetFGD_SNCR & GPM & NGC | 0 | 0 | 0 | 0 | 0 | 0 | 0
00 Ret.Exist_FBC_WetFGD_SNCR & NGC | 0 | 0 | 0 | 0 | 0 | 0 | 0
00 Ret.Exist_Non-FBC_ACI & C2G | 1044.3 | 1044.3 | 26.3 | 26.3 | 26.3 | 26.3 | 26.3
00 Ret.Exist_Non-FBC_ACI & C2G & SCR | 0 | 0 | 0 | 0 | 0 | 0 | 0
00 Ret.Exist_Non-FBC_ACI & DCCS | 0 | 0 | 0 | 0 | 0 | 0 | 0
00 Ret.Exist_Non-FBC_ACI & DCCS & WetFGD & SCR & CCS | 0 | 0 | 0 | 0 | 0 | 0 | 0
00 Ret.Exist_Non-FBC_ACI & DRET | 0 | 0 | 0 | 0 | 0 | 0 | 0
00 Ret.Exist_Non-FBC_ACI & DSI | 0 | 0 | 0 | 0 | 0 | 0 | 0
00 Ret.Exist_Non-FBC_ACI & DSI & C2G | 0 | 0 | 0 | 0 | 0 | 0 | 0
00 Ret.Exist_Non-FBC_ACI & DSI & C2G & SCR | 0 | 0 | 0 | 0 | 0 | 0 | 0
00 Ret.Exist_Non-FBC_ACI & DSI & DRET | 0 | 0 | 0 | 0 | 0 | 0 | 0
00 Ret.Exist_Non-FBC_ACI & DSI & GPM | 0 | 0 | 0 | 0 | 0 | 0 | 0
00 Ret.Exist_Non-FBC_ACI & DSI & GPM & C2G | 0 | 0 | 0 | 0 | 0 | 0 | 0
00 Ret.Exist_Non-FBC_ACI & DSI & GPM & C2G & SCR | 0 | 0 | 0 | 0 | 0 | 0 | 0
00 Ret.Exist_Non-FBC_ACI & DSI & GPM & DRET | 0 | 0 | 0 | 0 | 0 | 0 | 0
00 Ret.Exist_Non-FBC_ACI & DSI & GPM & NGC | 0 | 0 | 0 | 0 | 0 | 0 | 0
00 Ret.Exist_Non-FBC_ACI & DSI & GPM & SCR | 0 | 0 | 0 | 0 | 0 | 0 | 0
00 Ret.Exist_Non-FBC_ACI & DSI & GPM & SCR & DRET | 0 | 0 | 0 | 0 | 0 | 0 | 0
00 Ret.Exist_Non-FBC_ACI & DSI & GPM & SCR & NGC | 0 | 0 | 0 | 0 | 0 | 0 | 0
00 Ret.Exist_Non-FBC_ACI & DSI & GPM & SNCR | 0 | 0 | 0 | 0 | 0 | 0 | 0
00 Ret.Exist_Non-FBC_ACI & DSI & GPM & SNCR & DRET | 0 | 0 | 0 | 0 | 0 | 0 | 0
00 Ret.Exist_Non-FBC_ACI & DSI & GPM & SNCR & NGC | 0 | 0 | 0 | 0 | 0 | 0 | 0
00 Ret.Exist_Non-FBC_ACI & DSI & GPM & WetFGD & SCR & CCS | 0 | 0 | 0 | 0 | 0 | 0 | 0
00 Ret.Exist_Non-FBC_ACI & DSI & NGC | 0 | 0 | 0 | 0 | 0 | 0 | 0
00 Ret.Exist_Non-FBC_ACI & DSI & SCR | 0 | 0 | 0 | 0 | 0 | 0 | 0
00 Ret.Exist_Non-FBC_ACI & DSI & SCR & DRET | 0 | 0 | 0 | 0 | 0 | 0 | 0
00 Ret.Exist_Non-FBC_ACI & DSI & SCR & NGC | 0 | 0 | 0 | 0 | 0 | 0 | 0
00 Ret.Exist_Non-FBC_ACI & DSI & SNCR | 0 | 0 | 0 | 0 | 0 | 0 | 0
00 Ret.Exist_Non-FBC_ACI & DSI & SNCR & DRET | 0 | 0 | 0 | 0 | 0 | 0 | 0
00 Ret.Exist_Non-FBC_ACI & DSI & SNCR & NGC | 0 | 0 | 0 | 0 | 0 | 0 | 0
00 Ret.Exist_Non-FBC_ACI & DSI & WetFGD & SCR & CCS | 0 | 0 | 0 | 0 | 0 | 0 | 0
00 Ret.Exist_Non-FBC_ACI & GPM | 0 | 2372 | 2372 | 2372 | 2372 | 2372 | 2372
00 Ret.Exist_Non-FBC_ACI & GPM & C2G | 0 | 0 | 0 | 0 | 0 | 0 | 0
00 Ret.Exist_Non-FBC_ACI & GPM & C2G & SCR | 0 | 0 | 0 | 0 | 0 | 0 | 0
00 Ret.Exist_Non-FBC_ACI & GPM & DRET | 0 | 0 | 0 | 0 | 0 | 0 | 0
00 Ret.Exist_Non-FBC_ACI & GPM & NGC | 0 | 0 | 0 | 0 | 0 | 0 | 0
00 Ret.Exist_Non-FBC_ACI & GPM & SCR | 0 | 0 | 0 | 0 | 0 | 0 | 0
00 Ret.Exist_Non-FBC_ACI & GPM & SCR & DRET | 0 | 0 | 0 | 0 | 0 | 0 | 0
00 Ret.Exist_Non-FBC_ACI & GPM & SCR & NGC | 0 | 0 | 0 | 0 | 0 | 0 | 0
00 Ret.Exist_Non-FBC_ACI & GPM & SNCR | 0 | 0 | 0 | 0 | 0 | 0 | 0
00 Ret.Exist_Non-FBC_ACI & GPM & SNCR & DRET | 0 | 0 | 0 | 0 | 0 | 0 | 0
00 Ret.Exist_Non-FBC_ACI & GPM & SNCR & NGC | 0 | 0 | 0 | 0 | 0 | 0 | 0
00 Ret.Exist_Non-FBC_ACI & GPM & WetFGD & SCR & CCS | 0 | 0 | 0 | 0 | 0 | 0 | 0
00 Ret.Exist_Non-FBC_ACI & NGC | 0 | 0 | 0 | 0 | 0 | 0 | 0
00 Ret.Exist_Non-FBC_ACI & SCR | 0 | 0 | 0 | 0 | 0 | 0 | 0
00 Ret.Exist_Non-FBC_ACI & SCR & C2G | 0 | 0 | 0 | 0 | 0 | 0 | 0
00 Ret.Exist_Non-FBC_ACI & SCR & DRET | 0 | 0 | 0 | 0 | 0 | 0 | 0
00 Ret.Exist_Non-FBC_ACI & SCR & NGC | 0 | 0 | 0 | 0 | 0 | 0 | 0
00 Ret.Exist_Non-FBC_ACI & SCR & WetFGD & CCS | 0 | 0 | 0 | 0 | 0 | 0 | 0
00 Ret.Exist_Non-FBC_ACI & SNCR | 0 | 0 | 0 | 0 | 0 | 0 | 0
00 Ret.Exist_Non-FBC_ACI & SNCR & C2G | 0 | 0 | 0 | 0 | 0 | 0 | 0
00 Ret.Exist_Non-FBC_ACI & SNCR & DRET | 0 | 0 | 0 | 0 | 0 | 0 | 0
00 Ret.Exist_Non-FBC_ACI & SNCR & NGC | 0 | 0 | 0 | 0 | 0 | 0 | 0
00 Ret.Exist_Non-FBC_ACI_DSI & C2G | 1270 | 0 | 0 | 0 | 0 | 0 | 0
00 Ret.Exist_Non-FBC_ACI_DSI & C2G & SCR | 0 | 0 | 0 | 0 | 0 | 0 | 0
00 Ret.Exist_Non-FBC_ACI_DSI & DCCS | 0 | 0 | 0 | 0 | 0 | 0 | 0
00 Ret.Exist_Non-FBC_ACI_DSI & DCCS & WetFGD & SCR & CCS | 0 | 0 | 0 | 0 | 0 | 0 | 0
00 Ret.Exist_Non-FBC_ACI_DSI & DRET | 0 | 0 | 0 | 0 | 0 | 0 | 0
00 Ret.Exist_Non-FBC_ACI_DSI & GPM | 0 | 0 | 0 | 0 | 0 | 0 | 0
00 Ret.Exist_Non-FBC_ACI_DSI & GPM & C2G | 0 | 0 | 0 | 0 | 0 | 0 | 0
00 Ret.Exist_Non-FBC_ACI_DSI & GPM & C2G & SCR | 0 | 0 | 0 | 0 | 0 | 0 | 0
00 Ret.Exist_Non-FBC_ACI_DSI & GPM & DRET | 0 | 0 | 0 | 0 | 0 | 0 | 0
00 Ret.Exist_Non-FBC_ACI_DSI & GPM & NGC | 0 | 0 | 0 | 0 | 0 | 0 | 0
00 Ret.Exist_Non-FBC_ACI_DSI & GPM & SCR | 0 | 0 | 0 | 0 | 0 | 0 | 0
00 Ret.Exist_Non-FBC_ACI_DSI & GPM & SCR & DRET | 0 | 0 | 0 | 0 | 0 | 0 | 0
00 Ret.Exist_Non-FBC_ACI_DSI & GPM & SCR & NGC | 0 | 0 | 0 | 0 | 0 | 0 | 0
00 Ret.Exist_Non-FBC_ACI_DSI & GPM & SNCR | 0 | 0 | 0 | 0 | 0 | 0 | 0
00 Ret.Exist_Non-FBC_ACI_DSI & GPM & SNCR & DRET | 0 | 0 | 0 | 0 | 0 | 0 | 0
00 Ret.Exist_Non-FBC_ACI_DSI & GPM & SNCR & NGC | 0 | 0 | 0 | 0 | 0 | 0 | 0
00 Ret.Exist_Non-FBC_ACI_DSI & GPM & WetFGD & SCR & CCS | 0 | 0 | 0 | 0 | 0 | 0 | 0
00 Ret.Exist_Non-FBC_ACI_DSI & NGC | 0 | 0 | 0 | 0 | 0 | 0 | 0
00 Ret.Exist_Non-FBC_ACI_DSI & SCR | 0 | 0 | 0 | 0 | 0 | 0 | 0
00 Ret.Exist_Non-FBC_ACI_DSI & SCR & C2G | 0 | 0 | 0 | 0 | 0 | 0 | 0
00 Ret.Exist_Non-FBC_ACI_DSI & SCR & DRET | 0 | 0 | 0 | 0 | 0 | 0 | 0
00 Ret.Exist_Non-FBC_ACI_DSI & SCR & NGC | 0 | 0 | 0 | 0 | 0 | 0 | 0
00 Ret.Exist_Non-FBC_ACI_DSI & SCR & WetFGD & CCS | 0 | 0 | 0 | 0 | 0 | 0 | 0
00 Ret.Exist_Non-FBC_ACI_DSI & SNCR | 0 | 0 | 0 | 0 | 0 | 0 | 0
00 Ret.Exist_Non-FBC_ACI_DSI & SNCR & C2G | 0 | 0 | 0 | 0 | 0 | 0 | 0
00 Ret.Exist_Non-FBC_ACI_DSI & SNCR & DRET | 0 | 0 | 0 | 0 | 0 | 0 | 0
00 Ret.Exist_Non-FBC_ACI_DSI & SNCR & NGC | 0 | 0 | 0 | 0 | 0 | 0 | 0
00 Ret.Exist_Non-FBC_DryFGD & C2G | 0 | 0 | 0 | 0 | 0 | 0 | 0
00 Ret.Exist_Non-FBC_DryFGD & C2G & SCR | 0 | 0 | 0 | 0 | 0 | 0 | 0
00 Ret.Exist_Non-FBC_DryFGD & DRET | 0 | 0 | 0 | 0 | 0 | 0 | 0
00 Ret.Exist_Non-FBC_DryFGD & GPM | 0 | 0 | 0 | 0 | 0 | 0 | 0
00 Ret.Exist_Non-FBC_DryFGD & GPM & C2G | 0 | 0 | 0 | 0 | 0 | 0 | 0
00 Ret.Exist_Non-FBC_DryFGD & GPM & C2G & SCR | 0 | 0 | 0 | 0 | 0 | 0 | 0
00 Ret.Exist_Non-FBC_DryFGD & GPM & DRET | 0 | 0 | 0 | 0 | 0 | 0 | 0
00 Ret.Exist_Non-FBC_DryFGD & GPM & NGC | 0 | 0 | 0 | 0 | 0 | 0 | 0
00 Ret.Exist_Non-FBC_DryFGD & GPM & SCR | 0 | 0 | 0 | 0 | 0 | 0 | 0
00 Ret.Exist_Non-FBC_DryFGD & GPM & SCR & CCS | 0 | 0 | 0 | 0 | 0 | 0 | 0
00 Ret.Exist_Non-FBC_DryFGD & GPM & SCR & DRET | 0 | 0 | 0 | 0 | 0 | 0 | 0
00 Ret.Exist_Non-FBC_DryFGD & GPM & SCR & NGC | 0 | 0 | 0 | 0 | 0 | 0 | 0
00 Ret.Exist_Non-FBC_DryFGD & GPM & SNCR | 0 | 0 | 0 | 0 | 0 | 0 | 0
00 Ret.Exist_Non-FBC_DryFGD & GPM & SNCR & DRET | 0 | 0 | 0 | 0 | 0 | 0 | 0
00 Ret.Exist_Non-FBC_DryFGD & GPM & SNCR & NGC | 0 | 0 | 0 | 0 | 0 | 0 | 0
00 Ret.Exist_Non-FBC_DryFGD & NGC | 0 | 0 | 0 | 0 | 0 | 0 | 0
00 Ret.Exist_Non-FBC_DryFGD & SCR | 0 | 0 | 0 | 0 | 0 | 0 | 0
00 Ret.Exist_Non-FBC_DryFGD & SCR & C2G | 0 | 0 | 0 | 0 | 0 | 0 | 0
00 Ret.Exist_Non-FBC_DryFGD & SCR & CCS | 0 | 0 | 0 | 0 | 0 | 0 | 0
00 Ret.Exist_Non-FBC_DryFGD & SCR & DRET | 0 | 0 | 0 | 0 | 0 | 0 | 0
00 Ret.Exist_Non-FBC_DryFGD & SCR & NGC | 0 | 0 | 0 | 0 | 0 | 0 | 0
00 Ret.Exist_Non-FBC_DryFGD & SNCR | 0 | 0 | 0 | 0 | 0 | 0 | 0
00 Ret.Exist_Non-FBC_DryFGD & SNCR & C2G | 0 | 0 | 0 | 0 | 0 | 0 | 0
00 Ret.Exist_Non-FBC_DryFGD & SNCR & DRET | 0 | 0 | 0 | 0 | 0 | 0 | 0
00 Ret.Exist_Non-FBC_DryFGD & SNCR & NGC | 0 | 0 | 0 | 0 | 0 | 0 | 0
00 Ret.Exist_Non-FBC_DryFGD_ACI & C2G | 0 | 0 | 0 | 0 | 0 | 0 | 0
00 Ret.Exist_Non-FBC_DryFGD_ACI & C2G & SCR | 0 | 0 | 0 | 0 | 0 | 0 | 0
00 Ret.Exist_Non-FBC_DryFGD_ACI & DCCS | 0 | 0 | 0 | 0 | 0 | 0 | 0
00 Ret.Exist_Non-FBC_DryFGD_ACI & DCCS & SCR & CCS | 0 | 0 | 0 | 0 | 0 | 0 | 0
00 Ret.Exist_Non-FBC_DryFGD_ACI & DRET | 0 | 0 | 0 | 0 | 0 | 0 | 0
00 Ret.Exist_Non-FBC_DryFGD_ACI & GPM | 0 | 0 | 0 | 0 | 0 | 0 | 0
00 Ret.Exist_Non-FBC_DryFGD_ACI & GPM & C2G | 0 | 0 | 0 | 0 | 0 | 0 | 0
00 Ret.Exist_Non-FBC_DryFGD_ACI & GPM & C2G & SCR | 0 | 0 | 0 | 0 | 0 | 0 | 0
00 Ret.Exist_Non-FBC_DryFGD_ACI & GPM & DRET | 0 | 0 | 0 | 0 | 0 | 0 | 0
00 Ret.Exist_Non-FBC_DryFGD_ACI & GPM & NGC | 0 | 0 | 0 | 0 | 0 | 0 | 0
00 Ret.Exist_Non-FBC_DryFGD_ACI & GPM & SCR | 0 | 0 | 0 | 0 | 0 | 0 | 0
00 Ret.Exist_Non-FBC_DryFGD_ACI & GPM & SCR & CCS | 0 | 0 | 0 | 0 | 0 | 0 | 0
00 Ret.Exist_Non-FBC_DryFGD_ACI & GPM & SCR & DRET | 0 | 0 | 0 | 0 | 0 | 0 | 0
00 Ret.Exist_Non-FBC_DryFGD_ACI & GPM & SCR & NGC | 0 | 0 | 0 | 0 | 0 | 0 | 0
00 Ret.Exist_Non-FBC_DryFGD_ACI & GPM & SNCR | 0 | 0 | 0 | 0 | 0 | 0 | 0
00 Ret.Exist_Non-FBC_DryFGD_ACI & GPM & SNCR & DRET | 0 | 0 | 0 | 0 | 0 | 0 | 0
00 Ret.Exist_Non-FBC_DryFGD_ACI & GPM & SNCR & NGC | 0 | 0 | 0 | 0 | 0 | 0 | 0
00 Ret.Exist_Non-FBC_DryFGD_ACI & NGC | 0 | 0 | 0 | 0 | 0 | 0 | 0
00 Ret.Exist_Non-FBC_DryFGD_ACI & SCR | 0 | 0 | 1.6616e-06 | 1.6616e-06 | 1.6616e-06 | 1.6616e-06 | 1.6616e-06
00 Ret.Exist_Non-FBC_DryFGD_ACI & SCR & C2G | 0 | 0 | 0 | 0 | 0 | 0 | 0
00 Ret.Exist_Non-FBC_DryFGD_ACI & SCR & CCS | 0 | 0 | 996.7335 | 996.7335 | 316.8007 | 316.8007 | 316.8007
00 Ret.Exist_Non-FBC_DryFGD_ACI & SCR & DRET | 0 | 0 | 0 | 0 | 0 | 0 | 0
00 Ret.Exist_Non-FBC_DryFGD_ACI & SCR & NGC | 0 | 0 | 0 | 0 | 0 | 0 | 0
00 Ret.Exist_Non-FBC_DryFGD_ACI & SNCR | 0 | 0 | 0 | 0 | 0 | 0 | 0
00 Ret.Exist_Non-FBC_DryFGD_ACI & SNCR & C2G | 0 | 0 | 0 | 0 | 0 | 0 | 0
00 Ret.Exist_Non-FBC_DryFGD_ACI & SNCR & DRET | 0 | 0 | 0 | 0 | 0 | 0 | 0
00 Ret.Exist_Non-FBC_DryFGD_ACI & SNCR & NGC | 0 | 0 | 0 | 0 | 0 | 0 | 0
00 Ret.Exist_Non-FBC_DryFGD_SCR & ACI | 0 | 0 | 0 | 0 | 0 | 0 | 0
00 Ret.Exist_Non-FBC_DryFGD_SCR & ACI & C2G | 0 | 0 | 0 | 0 | 0 | 0 | 0
00 Ret.Exist_Non-FBC_DryFGD_SCR & ACI & CCS | 0 | 0 | 0 | 0 | 0 | 0 | 0
00 Ret.Exist_Non-FBC_DryFGD_SCR & ACI & DRET | 0 | 0 | 0 | 0 | 0 | 0 | 0
00 Ret.Exist_Non-FBC_DryFGD_SCR & ACI & GPM | 0 | 0 | 0 | 0 | 0 | 0 | 0
00 Ret.Exist_Non-FBC_DryFGD_SCR & ACI & GPM & C2G | 0 | 0 | 0 | 0 | 0 | 0 | 0
00 Ret.Exist_Non-FBC_DryFGD_SCR & ACI & GPM & CCS | 0 | 0 | 0 | 0 | 0 | 0 | 0
00 Ret.Exist_Non-FBC_DryFGD_SCR & ACI & GPM & DRET | 0 | 0 | 0 | 0 | 0 | 0 | 0
00 Ret.Exist_Non-FBC_DryFGD_SCR & ACI & GPM & NGC | 0 | 0 | 0 | 0 | 0 | 0 | 0
00 Ret.Exist_Non-FBC_DryFGD_SCR & ACI & NGC | 0 | 0 | 0 | 0 | 0 | 0 | 0
00 Ret.Exist_Non-FBC_DryFGD_SCR & C2G | 0 | 0 | 0 | 0 | 0 | 0 | 0
00 Ret.Exist_Non-FBC_DryFGD_SCR & CCS | 0 | 0 | 0 | 0 | 0 | 0 | 0
00 Ret.Exist_Non-FBC_DryFGD_SCR & DRET | 0 | 0 | 0 | 0 | 0 | 0 | 0
00 Ret.Exist_Non-FBC_DryFGD_SCR & GPM | 0 | 0 | 0 | 0 | 0 | 0 | 0
00 Ret.Exist_Non-FBC_DryFGD_SCR & GPM & C2G | 0 | 0 | 0 | 0 | 0 | 0 | 0
00 Ret.Exist_Non-FBC_DryFGD_SCR & GPM & CCS | 0 | 0 | 0 | 0 | 0 | 0 | 0
00 Ret.Exist_Non-FBC_DryFGD_SCR & GPM & DRET | 0 | 0 | 0 | 0 | 0 | 0 | 0
00 Ret.Exist_Non-FBC_DryFGD_SCR & GPM & NGC | 0 | 0 | 0 | 0 | 0 | 0 | 0
00 Ret.Exist_Non-FBC_DryFGD_SCR & NGC | 0 | 0 | 0 | 0 | 0 | 0 | 0
00 Ret.Exist_Non-FBC_DryFGD_SCR_ACI & C2G | 499.9 | 499.9 | 499.9 | 499.9 | 499.9 | 499.9 | 499.9
00 Ret.Exist_Non-FBC_DryFGD_SCR_ACI & CCS | 0 | 259.4793 | 1048.1164 | 1048.1164 | 378.1381 | 359.573 | 359.573
00 Ret.Exist_Non-FBC_DryFGD_SCR_ACI & DCCS | 0 | 0 | 0 | 0 | 0 | 0 | 0
00 Ret.Exist_Non-FBC_DryFGD_SCR_ACI & DCCS & CCS | 0 | 0 | 0 | 0 | 0 | 0 | 0
00 Ret.Exist_Non-FBC_DryFGD_SCR_ACI & DRET | 0 | 0 | 0 | 0 | 0 | 0 | 0
00 Ret.Exist_Non-FBC_DryFGD_SCR_ACI & GPM | 0 | 0 | 0 | 0 | 0 | 0 | 0
00 Ret.Exist_Non-FBC_DryFGD_SCR_ACI & GPM & C2G | 0 | 0 | 0 | 0 | 0 | 0 | 0
00 Ret.Exist_Non-FBC_DryFGD_SCR_ACI & GPM & CCS | 0 | 0 | 0 | 0 | 0 | 0 | 0
00 Ret.Exist_Non-FBC_DryFGD_SCR_ACI & GPM & DRET | 0 | 0 | 0 | 0 | 0 | 0 | 0
00 Ret.Exist_Non-FBC_DryFGD_SCR_ACI & GPM & NGC | 0 | 0 | 0 | 0 | 0 | 0 | 0
00 Ret.Exist_Non-FBC_DryFGD_SCR_ACI & NGC | 0 | 0 | 0 | 0 | 0 | 0 | 0
00 Ret.Exist_Non-FBC_DryFGD_SCR_ACI_DSI & C2G | 0 | 0 | 0 | 0 | 0 | 0 | 0
00 Ret.Exist_Non-FBC_DryFGD_SCR_ACI_DSI & CCS | 0 | 0 | 0 | 0 | 0 | 0 | 0
00 Ret.Exist_Non-FBC_DryFGD_SCR_ACI_DSI & DCCS | 0 | 0 | 0 | 0 | 0 | 0 | 0
00 Ret.Exist_Non-FBC_DryFGD_SCR_ACI_DSI & DCCS & CCS | 0 | 0 | 0 | 0 | 0 | 0 | 0
00 Ret.Exist_Non-FBC_DryFGD_SCR_ACI_DSI & DRET | 0 | 0 | 0 | 0 | 0 | 0 | 0
00 Ret.Exist_Non-FBC_DryFGD_SCR_ACI_DSI & GPM | 0 | 0 | 0 | 0 | 0 | 0 | 0
00 Ret.Exist_Non-FBC_DryFGD_SCR_ACI_DSI & GPM & C2G | 0 | 0 | 0 | 0 | 0 | 0 | 0
00 Ret.Exist_Non-FBC_DryFGD_SCR_ACI_DSI & GPM & CCS | 0 | 0 | 0 | 0 | 0 | 0 | 0
00 Ret.Exist_Non-FBC_DryFGD_SCR_ACI_DSI & GPM & DRET | 0 | 0 | 0 | 0 | 0 | 0 | 0
00 Ret.Exist_Non-FBC_DryFGD_SCR_ACI_DSI & GPM & NGC | 0 | 0 | 0 | 0 | 0 | 0 | 0
00 Ret.Exist_Non-FBC_DryFGD_SCR_ACI_DSI & NGC | 0 | 0 | 0 | 0 | 0 | 0 | 0
00 Ret.Exist_Non-FBC_DryFGD_SCR_DSI & ACI | 0 | 0 | 0 | 0 | 0 | 0 | 0
00 Ret.Exist_Non-FBC_DryFGD_SCR_DSI & ACI & C2G | 0 | 0 | 0 | 0 | 0 | 0 | 0
00 Ret.Exist_Non-FBC_DryFGD_SCR_DSI & ACI & CCS | 0 | 0 | 0 | 0 | 0 | 0 | 0
00 Ret.Exist_Non-FBC_DryFGD_SCR_DSI & ACI & DRET | 0 | 0 | 0 | 0 | 0 | 0 | 0
00 Ret.Exist_Non-FBC_DryFGD_SCR_DSI & ACI & GPM | 0 | 0 | 0 | 0 | 0 | 0 | 0
00 Ret.Exist_Non-FBC_DryFGD_SCR_DSI & ACI & GPM & C2G | 0 | 0 | 0 | 0 | 0 | 0 | 0
00 Ret.Exist_Non-FBC_DryFGD_SCR_DSI & ACI & GPM & CCS | 0 | 0 | 0 | 0 | 0 | 0 | 0
00 Ret.Exist_Non-FBC_DryFGD_SCR_DSI & ACI & GPM & DRET | 0 | 0 | 0 | 0 | 0 | 0 | 0
00 Ret.Exist_Non-FBC_DryFGD_SCR_DSI & ACI & GPM & NGC | 0 | 0 | 0 | 0 | 0 | 0 | 0
00 Ret.Exist_Non-FBC_DryFGD_SCR_DSI & ACI & NGC | 0 | 0 | 0 | 0 | 0 | 0 | 0
00 Ret.Exist_Non-FBC_DryFGD_SCR_DSI & C2G | 0 | 0 | 0 | 0 | 0 | 0 | 0
00 Ret.Exist_Non-FBC_DryFGD_SCR_DSI & CCS | 0 | 0 | 0 | 0 | 0 | 0 | 0
00 Ret.Exist_Non-FBC_DryFGD_SCR_DSI & DRET | 0 | 0 | 0 | 0 | 0 | 0 | 0
00 Ret.Exist_Non-FBC_DryFGD_SCR_DSI & GPM | 0 | 0 | 0 | 0 | 0 | 0 | 0
00 Ret.Exist_Non-FBC_DryFGD_SCR_DSI & GPM & C2G | 0 | 0 | 0 | 0 | 0 | 0 | 0
00 Ret.Exist_Non-FBC_DryFGD_SCR_DSI & GPM & CCS | 0 | 0 | 0 | 0 | 0 | 0 | 0
00 Ret.Exist_Non-FBC_DryFGD_SCR_DSI & GPM & DRET | 0 | 0 | 0 | 0 | 0 | 0 | 0
00 Ret.Exist_Non-FBC_DryFGD_SCR_DSI & GPM & NGC | 0 | 0 | 0 | 0 | 0 | 0 | 0
00 Ret.Exist_Non-FBC_DryFGD_SCR_DSI & NGC | 0 | 0 | 0 | 0 | 0 | 0 | 0
00 Ret.Exist_Non-FBC_DryFGD_SNCR_ACI & C2G | 0 | 0 | 0 | 0 | 0 | 0 | 0
00 Ret.Exist_Non-FBC_DryFGD_SNCR_ACI & C2G & SCR | 0 | 0 | 0 | 0 | 0 | 0 | 0
00 Ret.Exist_Non-FBC_DryFGD_SNCR_ACI & DCCS | 0 | 0 | 0 | 0 | 0 | 0 | 0
00 Ret.Exist_Non-FBC_DryFGD_SNCR_ACI & DCCS & SCR & CCS | 0 | 0 | 0 | 0 | 0 | 0 | 0
00 Ret.Exist_Non-FBC_DryFGD_SNCR_ACI & DRET | 0 | 0 | 0 | 0 | 0 | 0 | 0
00 Ret.Exist_Non-FBC_DryFGD_SNCR_ACI & GPM | 0 | 570 | 570 | 570 | 570 | 570 | 570
00 Ret.Exist_Non-FBC_DryFGD_SNCR_ACI & GPM & C2G | 0 | 0 | 0 | 0 | 0 | 0 | 0
00 Ret.Exist_Non-FBC_DryFGD_SNCR_ACI & GPM & C2G & SCR | 0 | 0 | 0 | 0 | 0 | 0 | 0
00 Ret.Exist_Non-FBC_DryFGD_SNCR_ACI & GPM & DRET | 0 | 0 | 0 | 0 | 0 | 0 | 0
00 Ret.Exist_Non-FBC_DryFGD_SNCR_ACI & GPM & NGC | 0 | 0 | 0 | 0 | 0 | 0 | 0
00 Ret.Exist_Non-FBC_DryFGD_SNCR_ACI & GPM & SCR | 0 | 0 | 0 | 0 | 0 | 0 | 0
00 Ret.Exist_Non-FBC_DryFGD_SNCR_ACI & GPM & SCR & CCS | 0 | 0 | 0 | 0 | 0 | 0 | 0
00 Ret.Exist_Non-FBC_DryFGD_SNCR_ACI & GPM & SCR & DRET | 0 | 0 | 0 | 0 | 0 | 0 | 0
00 Ret.Exist_Non-FBC_DryFGD_SNCR_ACI & GPM & SCR & NGC | 0 | 0 | 0 | 0 | 0 | 0 | 0
00 Ret.Exist_Non-FBC_DryFGD_SNCR_ACI & NGC | 0 | 0 | 0 | 0 | 0 | 0 | 0
00 Ret.Exist_Non-FBC_DryFGD_SNCR_ACI & SCR | 0 | 0 | 0 | 0 | 0 | 0 | 0
00 Ret.Exist_Non-FBC_DryFGD_SNCR_ACI & SCR & C2G | 0 | 0 | 0 | 0 | 0 | 0 | 0
00 Ret.Exist_Non-FBC_DryFGD_SNCR_ACI & SCR & CCS | 0 | 0 | 0 | 0 | 0 | 0 | 0
00 Ret.Exist_Non-FBC_DryFGD_SNCR_ACI & SCR & DRET | 0 | 0 | 0 | 0 | 0 | 0 | 0
00 Ret.Exist_Non-FBC_DryFGD_SNCR_ACI & SCR & NGC | 0 | 0 | 0 | 0 | 0 | 0 | 0
00 Ret.Exist_Non-FBC_DryFGD_SNCR_ACI_DSI & C2G | 0 | 0 | 0 | 0 | 0 | 0 | 0
00 Ret.Exist_Non-FBC_DryFGD_SNCR_ACI_DSI & C2G & SCR | 0 | 0 | 0 | 0 | 0 | 0 | 0
00 Ret.Exist_Non-FBC_DryFGD_SNCR_ACI_DSI & DRET | 0 | 0 | 0 | 0 | 0 | 0 | 0
00 Ret.Exist_Non-FBC_DryFGD_SNCR_ACI_DSI & GPM | 0 | 0 | 0 | 0 | 0 | 0 | 0
00 Ret.Exist_Non-FBC_DryFGD_SNCR_ACI_DSI & GPM & C2G | 0 | 0 | 0 | 0 | 0 | 0 | 0
00 Ret.Exist_Non-FBC_DryFGD_SNCR_ACI_DSI & GPM & C2G & SCR | 0 | 0 | 0 | 0 | 0 | 0 | 0
00 Ret.Exist_Non-FBC_DryFGD_SNCR_ACI_DSI & GPM & DRET | 0 | 0 | 0 | 0 | 0 | 0 | 0
00 Ret.Exist_Non-FBC_DryFGD_SNCR_ACI_DSI & GPM & NGC | 0 | 0 | 0 | 0 | 0 | 0 | 0
00 Ret.Exist_Non-FBC_DryFGD_SNCR_ACI_DSI & GPM & SCR | 0 | 0 | 0 | 0 | 0 | 0 | 0
00 Ret.Exist_Non-FBC_DryFGD_SNCR_ACI_DSI & GPM & SCR & CCS | 0 | 0 | 0 | 0 | 0 | 0 | 0
00 Ret.Exist_Non-FBC_DryFGD_SNCR_ACI_DSI & GPM & SCR & DRET | 0 | 0 | 0 | 0 | 0 | 0 | 0
00 Ret.Exist_Non-FBC_DryFGD_SNCR_ACI_DSI & GPM & SCR & NGC | 0 | 0 | 0 | 0 | 0 | 0 | 0
00 Ret.Exist_Non-FBC_DryFGD_SNCR_ACI_DSI & NGC | 0 | 0 | 0 | 0 | 0 | 0 | 0
00 Ret.Exist_Non-FBC_DryFGD_SNCR_ACI_DSI & SCR | 0 | 0 | 0 | 0 | 0 | 0 | 0
00 Ret.Exist_Non-FBC_DryFGD_SNCR_ACI_DSI & SCR & C2G | 0 | 0 | 0 | 0 | 0 | 0 | 0
00 Ret.Exist_Non-FBC_DryFGD_SNCR_ACI_DSI & SCR & CCS | 0 | 0 | 0 | 0 | 0 | 0 | 0
00 Ret.Exist_Non-FBC_DryFGD_SNCR_ACI_DSI & SCR & DRET | 0 | 0 | 0 | 0 | 0 | 0 | 0
00 Ret.Exist_Non-FBC_DryFGD_SNCR_ACI_DSI & SCR & NGC | 0 | 0 | 0 | 0 | 0 | 0 | 0
00 Ret.Exist_Non-FBC_DSI & ACI | 0 | 0 | 0 | 0 | 0 | 0 | 0
00 Ret.Exist_Non-FBC_DSI & ACI & C2G | 0 | 0 | 0 | 0 | 0 | 0 | 0
00 Ret.Exist_Non-FBC_DSI & ACI & C2G & SCR | 0 | 0 | 0 | 0 | 0 | 0 | 0
00 Ret.Exist_Non-FBC_DSI & ACI & DRET | 0 | 0 | 0 | 0 | 0 | 0 | 0
00 Ret.Exist_Non-FBC_DSI & ACI & GPM | 0 | 0 | 0 | 0 | 0 | 0 | 0
00 Ret.Exist_Non-FBC_DSI & ACI & GPM & C2G | 0 | 0 | 0 | 0 | 0 | 0 | 0
00 Ret.Exist_Non-FBC_DSI & ACI & GPM & C2G & SCR | 0 | 0 | 0 | 0 | 0 | 0 | 0
00 Ret.Exist_Non-FBC_DSI & ACI & GPM & DRET | 0 | 0 | 0 | 0 | 0 | 0 | 0
00 Ret.Exist_Non-FBC_DSI & ACI & GPM & NGC | 0 | 0 | 0 | 0 | 0 | 0 | 0
00 Ret.Exist_Non-FBC_DSI & ACI & GPM & SCR | 0 | 0 | 0 | 0 | 0 | 0 | 0
00 Ret.Exist_Non-FBC_DSI & ACI & GPM & SCR & DRET | 0 | 0 | 0 | 0 | 0 | 0 | 0
00 Ret.Exist_Non-FBC_DSI & ACI & GPM & SCR & NGC | 0 | 0 | 0 | 0 | 0 | 0 | 0
00 Ret.Exist_Non-FBC_DSI & ACI & GPM & SNCR | 0 | 0 | 0 | 0 | 0 | 0 | 0
00 Ret.Exist_Non-FBC_DSI & ACI & GPM & SNCR & DRET | 0 | 0 | 0 | 0 | 0 | 0 | 0
00 Ret.Exist_Non-FBC_DSI & ACI & GPM & SNCR & NGC | 0 | 0 | 0 | 0 | 0 | 0 | 0
00 Ret.Exist_Non-FBC_DSI & ACI & GPM & WetFGD & SCR & CCS | 0 | 0 | 0 | 0 | 0 | 0 | 0
00 Ret.Exist_Non-FBC_DSI & ACI & NGC | 0 | 0 | 0 | 0 | 0 | 0 | 0
00 Ret.Exist_Non-FBC_DSI & ACI & SCR | 0 | 0 | 0 | 0 | 0 | 0 | 0
00 Ret.Exist_Non-FBC_DSI & ACI & SCR & DRET | 0 | 0 | 0 | 0 | 0 | 0 | 0
00 Ret.Exist_Non-FBC_DSI & ACI & SCR & NGC | 0 | 0 | 0 | 0 | 0 | 0 | 0
00 Ret.Exist_Non-FBC_DSI & ACI & SNCR | 0 | 0 | 0 | 0 | 0 | 0 | 0
00 Ret.Exist_Non-FBC_DSI & ACI & SNCR & DRET | 0 | 0 | 0 | 0 | 0 | 0 | 0
00 Ret.Exist_Non-FBC_DSI & ACI & SNCR & NGC | 0 | 0 | 0 | 0 | 0 | 0 | 0
00 Ret.Exist_Non-FBC_DSI & ACI & WetFGD & SCR & CCS | 0 | 0 | 0 | 0 | 0 | 0 | 0
00 Ret.Exist_Non-FBC_DSI & C2G | 0 | 0 | 0 | 0 | 0 | 0 | 0
00 Ret.Exist_Non-FBC_DSI & C2G & SCR | 0 | 0 | 0 | 0 | 0 | 0 | 0
00 Ret.Exist_Non-FBC_DSI & DRET | 0 | 0 | 0 | 0 | 0 | 0 | 0
00 Ret.Exist_Non-FBC_DSI & GPM | 0 | 0 | 0 | 0 | 0 | 0 | 0
00 Ret.Exist_Non-FBC_DSI & GPM & C2G | 0 | 0 | 0 | 0 | 0 | 0 | 0
00 Ret.Exist_Non-FBC_DSI & GPM & C2G & SCR | 0 | 0 | 0 | 0 | 0 | 0 | 0
00 Ret.Exist_Non-FBC_DSI & GPM & DRET | 0 | 0 | 0 | 0 | 0 | 0 | 0
00 Ret.Exist_Non-FBC_DSI & GPM & NGC | 0 | 0 | 0 | 0 | 0 | 0 | 0
00 Ret.Exist_Non-FBC_DSI & GPM & SCR | 0 | 0 | 0 | 0 | 0 | 0 | 0
00 Ret.Exist_Non-FBC_DSI & GPM & SCR & DRET | 0 | 0 | 0 | 0 | 0 | 0 | 0
00 Ret.Exist_Non-FBC_DSI & GPM & SCR & NGC | 0 | 0 | 0 | 0 | 0 | 0 | 0
00 Ret.Exist_Non-FBC_DSI & GPM & SNCR | 0 | 0 | 0 | 0 | 0 | 0 | 0
00 Ret.Exist_Non-FBC_DSI & GPM & SNCR & DRET | 0 | 0 | 0 | 0 | 0 | 0 | 0
00 Ret.Exist_Non-FBC_DSI & GPM & SNCR & NGC | 0 | 0 | 0 | 0 | 0 | 0 | 0
00 Ret.Exist_Non-FBC_DSI & GPM & WetFGD & SCR & CCS | 0 | 0 | 0 | 0 | 0 | 0 | 0
00 Ret.Exist_Non-FBC_DSI & NGC | 0 | 0 | 0 | 0 | 0 | 0 | 0
00 Ret.Exist_Non-FBC_DSI & SCR | 0 | 0 | 0 | 0 | 0 | 0 | 0
00 Ret.Exist_Non-FBC_DSI & SCR & C2G | 0 | 0 | 0 | 0 | 0 | 0 | 0
00 Ret.Exist_Non-FBC_DSI & SCR & DRET | 0 | 0 | 0 | 0 | 0 | 0 | 0
00 Ret.Exist_Non-FBC_DSI & SCR & NGC | 0 | 0 | 0 | 0 | 0 | 0 | 0
00 Ret.Exist_Non-FBC_DSI & SCR & WetFGD & CCS | 0 | 0 | 0 | 0 | 0 | 0 | 0
00 Ret.Exist_Non-FBC_DSI & SNCR | 0 | 0 | 0 | 0 | 0 | 0 | 0
00 Ret.Exist_Non-FBC_DSI & SNCR & C2G | 0 | 0 | 0 | 0 | 0 | 0 | 0
00 Ret.Exist_Non-FBC_DSI & SNCR & DRET | 0 | 0 | 0 | 0 | 0 | 0 | 0
00 Ret.Exist_Non-FBC_DSI & SNCR & NGC | 0 | 0 | 0 | 0 | 0 | 0 | 0
00 Ret.Exist_Non-FBC_NoCtrl & ACI | 0 | 0 | 0 | 0 | 0 | 0 | 0
00 Ret.Exist_Non-FBC_NoCtrl & ACI & C2G | 0 | 0 | 0 | 0 | 0 | 0 | 0
00 Ret.Exist_Non-FBC_NoCtrl & ACI & C2G & SCR | 0 | 0 | 0 | 0 | 0 | 0 | 0
00 Ret.Exist_Non-FBC_NoCtrl & ACI & DRET | 0 | 0 | 0 | 0 | 0 | 0 | 0
00 Ret.Exist_Non-FBC_NoCtrl & ACI & DSI | 0 | 0 | 0 | 0 | 0 | 0 | 0
00 Ret.Exist_Non-FBC_NoCtrl & ACI & DSI & C2G | 0 | 0 | 0 | 0 | 0 | 0 | 0
00 Ret.Exist_Non-FBC_NoCtrl & ACI & DSI & C2G & SCR | 0 | 0 | 0 | 0 | 0 | 0 | 0
00 Ret.Exist_Non-FBC_NoCtrl & ACI & DSI & DRET | 0 | 0 | 0 | 0 | 0 | 0 | 0
00 Ret.Exist_Non-FBC_NoCtrl & ACI & DSI & GPM | 0 | 0 | 0 | 0 | 0 | 0 | 0
00 Ret.Exist_Non-FBC_NoCtrl & ACI & DSI & GPM & C2G | 0 | 0 | 0 | 0 | 0 | 0 | 0
00 Ret.Exist_Non-FBC_NoCtrl & ACI & DSI & GPM & C2G & SCR | 0 | 0 | 0 | 0 | 0 | 0 | 0
00 Ret.Exist_Non-FBC_NoCtrl & ACI & DSI & GPM & DRET | 0 | 0 | 0 | 0 | 0 | 0 | 0
00 Ret.Exist_Non-FBC_NoCtrl & ACI & DSI & GPM & NGC | 0 | 0 | 0 | 0 | 0 | 0 | 0
00 Ret.Exist_Non-FBC_NoCtrl & ACI & DSI & GPM & SCR | 0 | 0 | 0 | 0 | 0 | 0 | 0
00 Ret.Exist_Non-FBC_NoCtrl & ACI & DSI & GPM & SCR & DRET | 0 | 0 | 0 | 0 | 0 | 0 | 0
00 Ret.Exist_Non-FBC_NoCtrl & ACI & DSI & GPM & SCR & NGC | 0 | 0 | 0 | 0 | 0 | 0 | 0
00 Ret.Exist_Non-FBC_NoCtrl & ACI & DSI & GPM & SNCR | 0 | 0 | 0 | 0 | 0 | 0 | 0
00 Ret.Exist_Non-FBC_NoCtrl & ACI & DSI & GPM & SNCR & DRET | 0 | 0 | 0 | 0 | 0 | 0 | 0
00 Ret.Exist_Non-FBC_NoCtrl & ACI & DSI & GPM & SNCR & NGC | 0 | 0 | 0 | 0 | 0 | 0 | 0
00 Ret.Exist_Non-FBC_NoCtrl & ACI & DSI & GPM & WetFGD & SCR & CCS | 0 | 0 | 0 | 0 | 0 | 0 | 0
00 Ret.Exist_Non-FBC_NoCtrl & ACI & DSI & NGC | 0 | 0 | 0 | 0 | 0 | 0 | 0
00 Ret.Exist_Non-FBC_NoCtrl & ACI & DSI & SCR | 0 | 0 | 0 | 0 | 0 | 0 | 0
00 Ret.Exist_Non-FBC_NoCtrl & ACI & DSI & SCR & DRET | 0 | 0 | 0 | 0 | 0 | 0 | 0
00 Ret.Exist_Non-FBC_NoCtrl & ACI & DSI & SCR & NGC | 0 | 0 | 0 | 0 | 0 | 0 | 0
00 Ret.Exist_Non-FBC_NoCtrl & ACI & DSI & SNCR | 0 | 0 | 0 | 0 | 0 | 0 | 0
00 Ret.Exist_Non-FBC_NoCtrl & ACI & DSI & SNCR & DRET | 0 | 0 | 0 | 0 | 0 | 0 | 0
00 Ret.Exist_Non-FBC_NoCtrl & ACI & DSI & SNCR & NGC | 0 | 0 | 0 | 0 | 0 | 0 | 0
00 Ret.Exist_Non-FBC_NoCtrl & ACI & DSI & WetFGD & SCR & CCS | 0 | 0 | 0 | 0 | 0 | 0 | 0
00 Ret.Exist_Non-FBC_NoCtrl & ACI & GPM | 0 | 0 | 0 | 0 | 0 | 0 | 0
00 Ret.Exist_Non-FBC_NoCtrl & ACI & GPM & C2G | 0 | 0 | 0 | 0 | 0 | 0 | 0
00 Ret.Exist_Non-FBC_NoCtrl & ACI & GPM & C2G & SCR | 0 | 0 | 0 | 0 | 0 | 0 | 0
00 Ret.Exist_Non-FBC_NoCtrl & ACI & GPM & DRET | 0 | 0 | 0 | 0 | 0 | 0 | 0
00 Ret.Exist_Non-FBC_NoCtrl & ACI & GPM & NGC | 0 | 0 | 0 | 0 | 0 | 0 | 0
00 Ret.Exist_Non-FBC_NoCtrl & ACI & GPM & SCR | 0 | 0 | 0 | 0 | 0 | 0 | 0
00 Ret.Exist_Non-FBC_NoCtrl & ACI & GPM & SCR & DRET | 0 | 0 | 0 | 0 | 0 | 0 | 0
00 Ret.Exist_Non-FBC_NoCtrl & ACI & GPM & SCR & NGC | 0 | 0 | 0 | 0 | 0 | 0 | 0
00 Ret.Exist_Non-FBC_NoCtrl & ACI & GPM & SNCR | 0 | 0 | 0 | 0 | 0 | 0 | 0
00 Ret.Exist_Non-FBC_NoCtrl & ACI & GPM & SNCR & DRET | 0 | 0 | 0 | 0 | 0 | 0 | 0
00 Ret.Exist_Non-FBC_NoCtrl & ACI & GPM & SNCR & NGC | 0 | 0 | 0 | 0 | 0 | 0 | 0
00 Ret.Exist_Non-FBC_NoCtrl & ACI & GPM & WetFGD & SCR & CCS | 0 | 0 | 0 | 0 | 0 | 0 | 0
00 Ret.Exist_Non-FBC_NoCtrl & ACI & NGC | 0 | 0 | 0 | 0 | 0 | 0 | 0
00 Ret.Exist_Non-FBC_NoCtrl & ACI & SCR | 0 | 0 | 0 | 0 | 0 | 0 | 0
00 Ret.Exist_Non-FBC_NoCtrl & ACI & SCR & DRET | 0 | 0 | 0 | 0 | 0 | 0 | 0
00 Ret.Exist_Non-FBC_NoCtrl & ACI & SCR & NGC | 0 | 0 | 0 | 0 | 0 | 0 | 0
00 Ret.Exist_Non-FBC_NoCtrl & ACI & SNCR | 0 | 0 | 0 | 0 | 0 | 0 | 0
00 Ret.Exist_Non-FBC_NoCtrl & ACI & SNCR & DRET | 0 | 0 | 0 | 0 | 0 | 0 | 0
00 Ret.Exist_Non-FBC_NoCtrl & ACI & SNCR & NGC | 0 | 0 | 0 | 0 | 0 | 0 | 0
00 Ret.Exist_Non-FBC_NoCtrl & ACI & WetFGD & SCR & CCS | 0 | 0 | 0 | 0 | 0 | 0 | 0
00 Ret.Exist_Non-FBC_NoCtrl & C2G | 0 | 0 | 0 | 0 | 0 | 0 | 0
00 Ret.Exist_Non-FBC_NoCtrl & C2G & SCR | 0 | 0 | 0 | 0 | 0 | 0 | 0
00 Ret.Exist_Non-FBC_NoCtrl & DCCS | 0 | 0 | 0 | 0 | 0 | 0 | 0
00 Ret.Exist_Non-FBC_NoCtrl & DCCS & WetFGD & SCR & CCS | 0 | 0 | 0 | 0 | 0 | 0 | 0
00 Ret.Exist_Non-FBC_NoCtrl & DRET | 0 | 0 | 0 | 0 | 0 | 0 | 0
00 Ret.Exist_Non-FBC_NoCtrl & DSI | 0 | 0 | 0 | 0 | 0 | 0 | 0
00 Ret.Exist_Non-FBC_NoCtrl & DSI & C2G | 0 | 0 | 0 | 0 | 0 | 0 | 0
00 Ret.Exist_Non-FBC_NoCtrl & DSI & C2G & SCR | 0 | 0 | 0 | 0 | 0 | 0 | 0
00 Ret.Exist_Non-FBC_NoCtrl & DSI & DRET | 0 | 0 | 0 | 0 | 0 | 0 | 0
00 Ret.Exist_Non-FBC_NoCtrl & DSI & GPM | 0 | 0 | 0 | 0 | 0 | 0 | 0
00 Ret.Exist_Non-FBC_NoCtrl & DSI & GPM & C2G | 0 | 0 | 0 | 0 | 0 | 0 | 0
00 Ret.Exist_Non-FBC_NoCtrl & DSI & GPM & C2G & SCR | 0 | 0 | 0 | 0 | 0 | 0 | 0
00 Ret.Exist_Non-FBC_NoCtrl & DSI & GPM & DRET | 0 | 0 | 0 | 0 | 0 | 0 | 0
00 Ret.Exist_Non-FBC_NoCtrl & DSI & GPM & NGC | 0 | 0 | 0 | 0 | 0 | 0 | 0
00 Ret.Exist_Non-FBC_NoCtrl & DSI & GPM & SCR | 0 | 0 | 0 | 0 | 0 | 0 | 0
00 Ret.Exist_Non-FBC_NoCtrl & DSI & GPM & SCR & DRET | 0 | 0 | 0 | 0 | 0 | 0 | 0
00 Ret.Exist_Non-FBC_NoCtrl & DSI & GPM & SCR & NGC | 0 | 0 | 0 | 0 | 0 | 0 | 0
00 Ret.Exist_Non-FBC_NoCtrl & DSI & GPM & SNCR | 0 | 0 | 0 | 0 | 0 | 0 | 0
00 Ret.Exist_Non-FBC_NoCtrl & DSI & GPM & SNCR & DRET | 0 | 0 | 0 | 0 | 0 | 0 | 0
00 Ret.Exist_Non-FBC_NoCtrl & DSI & GPM & SNCR & NGC | 0 | 0 | 0 | 0 | 0 | 0 | 0
00 Ret.Exist_Non-FBC_NoCtrl & DSI & GPM & WetFGD & SCR & CCS | 0 | 0 | 0 | 0 | 0 | 0 | 0
00 Ret.Exist_Non-FBC_NoCtrl & DSI & NGC | 0 | 0 | 0 | 0 | 0 | 0 | 0
00 Ret.Exist_Non-FBC_NoCtrl & DSI & SCR | 0 | 0 | 0 | 0 | 0 | 0 | 0
00 Ret.Exist_Non-FBC_NoCtrl & DSI & SCR & DRET | 0 | 0 | 0 | 0 | 0 | 0 | 0
00 Ret.Exist_Non-FBC_NoCtrl & DSI & SCR & NGC | 0 | 0 | 0 | 0 | 0 | 0 | 0
00 Ret.Exist_Non-FBC_NoCtrl & DSI & SNCR | 0 | 0 | 0 | 0 | 0 | 0 | 0
00 Ret.Exist_Non-FBC_NoCtrl & DSI & SNCR & DRET | 0 | 0 | 0 | 0 | 0 | 0 | 0
00 Ret.Exist_Non-FBC_NoCtrl & DSI & SNCR & NGC | 0 | 0 | 0 | 0 | 0 | 0 | 0
00 Ret.Exist_Non-FBC_NoCtrl & DSI & WetFGD & SCR & CCS | 0 | 0 | 0 | 0 | 0 | 0 | 0
00 Ret.Exist_Non-FBC_NoCtrl & GPM | 0 | 0 | 0 | 0 | 0 | 0 | 0
00 Ret.Exist_Non-FBC_NoCtrl & GPM & C2G | 0 | 0 | 0 | 0 | 0 | 0 | 0
00 Ret.Exist_Non-FBC_NoCtrl & GPM & C2G & SCR | 0 | 0 | 0 | 0 | 0 | 0 | 0
00 Ret.Exist_Non-FBC_NoCtrl & GPM & DRET | 0 | 0 | 0 | 0 | 0 | 0 | 0
00 Ret.Exist_Non-FBC_NoCtrl & GPM & NGC | 0 | 0 | 0 | 0 | 0 | 0 | 0
00 Ret.Exist_Non-FBC_NoCtrl & GPM & SCR | 0 | 0 | 0 | 0 | 0 | 0 | 0
00 Ret.Exist_Non-FBC_NoCtrl & GPM & SCR & DRET | 0 | 0 | 0 | 0 | 0 | 0 | 0
00 Ret.Exist_Non-FBC_NoCtrl & GPM & SCR & NGC | 0 | 0 | 0 | 0 | 0 | 0 | 0
00 Ret.Exist_Non-FBC_NoCtrl & GPM & SNCR | 0 | 0 | 0 | 0 | 0 | 0 | 0
00 Ret.Exist_Non-FBC_NoCtrl & GPM & SNCR & DRET | 0 | 0 | 0 | 0 | 0 | 0 | 0
00 Ret.Exist_Non-FBC_NoCtrl & GPM & SNCR & NGC | 0 | 0 | 0 | 0 | 0 | 0 | 0
00 Ret.Exist_Non-FBC_NoCtrl & GPM & WetFGD & SCR & CCS | 0 | 0 | 0 | 0 | 0 | 0 | 0
00 Ret.Exist_Non-FBC_NoCtrl & NGC | 0 | 0 | 0 | 0 | 0 | 0 | 0
00 Ret.Exist_Non-FBC_NoCtrl & SCR | 0 | 0 | 0 | 0 | 0 | 0 | 0
00 Ret.Exist_Non-FBC_NoCtrl & SCR & C2G | 0 | 0 | 0 | 0 | 0 | 0 | 0
00 Ret.Exist_Non-FBC_NoCtrl & SCR & DRET | 0 | 0 | 0 | 0 | 0 | 0 | 0
00 Ret.Exist_Non-FBC_NoCtrl & SCR & NGC | 0 | 0 | 0 | 0 | 0 | 0 | 0
00 Ret.Exist_Non-FBC_NoCtrl & SCR & WetFGD & CCS | 0 | 0 | 0 | 0 | 0 | 0 | 0
00 Ret.Exist_Non-FBC_NoCtrl & SNCR | 0 | 0 | 0 | 0 | 0 | 0 | 0
00 Ret.Exist_Non-FBC_NoCtrl & SNCR & C2G | 0 | 0 | 0 | 0 | 0 | 0 | 0
00 Ret.Exist_Non-FBC_NoCtrl & SNCR & DRET | 0 | 0 | 0 | 0 | 0 | 0 | 0
00 Ret.Exist_Non-FBC_NoCtrl & SNCR & NGC | 0 | 0 | 0 | 0 | 0 | 0 | 0
00 Ret.Exist_Non-FBC_SCR_ACI & C2G | 0 | 0 | 0 | 0 | 0 | 0 | 0
00 Ret.Exist_Non-FBC_SCR_ACI & DCCS | 0 | 0 | 0 | 0 | 0 | 0 | 0
00 Ret.Exist_Non-FBC_SCR_ACI & DCCS & WetFGD & CCS | 0 | 0 | 0 | 0 | 0 | 0 | 0
00 Ret.Exist_Non-FBC_SCR_ACI & DRET | 0 | 0 | 0 | 0 | 0 | 0 | 0
00 Ret.Exist_Non-FBC_SCR_ACI & DSI | 0 | 0 | 0 | 0 | 0 | 0 | 0
00 Ret.Exist_Non-FBC_SCR_ACI & DSI & C2G | 0 | 0 | 0 | 0 | 0 | 0 | 0
00 Ret.Exist_Non-FBC_SCR_ACI & DSI & DRET | 0 | 0 | 0 | 0 | 0 | 0 | 0
00 Ret.Exist_Non-FBC_SCR_ACI & DSI & GPM | 0 | 0 | 0 | 0 | 0 | 0 | 0
00 Ret.Exist_Non-FBC_SCR_ACI & DSI & GPM & C2G | 0 | 0 | 0 | 0 | 0 | 0 | 0
00 Ret.Exist_Non-FBC_SCR_ACI & DSI & GPM & DRET | 0 | 0 | 0 | 0 | 0 | 0 | 0
00 Ret.Exist_Non-FBC_SCR_ACI & DSI & GPM & NGC | 0 | 0 | 0 | 0 | 0 | 0 | 0
00 Ret.Exist_Non-FBC_SCR_ACI & DSI & GPM & WetFGD & CCS | 0 | 0 | 0 | 0 | 0 | 0 | 0
00 Ret.Exist_Non-FBC_SCR_ACI & DSI & NGC | 0 | 0 | 0 | 0 | 0 | 0 | 0
00 Ret.Exist_Non-FBC_SCR_ACI & DSI & WetFGD & CCS | 0 | 0 | 0 | 0 | 0 | 0 | 0
00 Ret.Exist_Non-FBC_SCR_ACI & GPM | 0 | 0 | 0 | 0 | 0 | 0 | 0
00 Ret.Exist_Non-FBC_SCR_ACI & GPM & C2G | 0 | 0 | 0 | 0 | 0 | 0 | 0
00 Ret.Exist_Non-FBC_SCR_ACI & GPM & DRET | 0 | 0 | 0 | 0 | 0 | 0 | 0
00 Ret.Exist_Non-FBC_SCR_ACI & GPM & NGC | 0 | 0 | 0 | 0 | 0 | 0 | 0
00 Ret.Exist_Non-FBC_SCR_ACI & GPM & WetFGD & CCS | 0 | 0 | 0 | 0 | 0 | 0 | 0
00 Ret.Exist_Non-FBC_SCR_ACI & NGC | 0 | 0 | 0 | 0 | 0 | 0 | 0
00 Ret.Exist_Non-FBC_SCR_ACI & WetFGD & CCS | 0 | 0 | 0 | 0 | 0 | 0 | 0
00 Ret.Exist_Non-FBC_SCR_ACI_DSI & C2G | 0 | 0 | 0 | 0 | 0 | 0 | 0
00 Ret.Exist_Non-FBC_SCR_ACI_DSI & DCCS | 0 | 0 | 0 | 0 | 0 | 0 | 0
00 Ret.Exist_Non-FBC_SCR_ACI_DSI & DCCS & WetFGD & CCS | 0 | 0 | 0 | 0 | 0 | 0 | 0
00 Ret.Exist_Non-FBC_SCR_ACI_DSI & DRET | 0 | 0 | 0 | 0 | 0 | 0 | 0
00 Ret.Exist_Non-FBC_SCR_ACI_DSI & GPM | 0 | 0 | 0 | 0 | 0 | 0 | 0
00 Ret.Exist_Non-FBC_SCR_ACI_DSI & GPM & C2G | 0 | 0 | 0 | 0 | 0 | 0 | 0
00 Ret.Exist_Non-FBC_SCR_ACI_DSI & GPM & DRET | 0 | 0 | 0 | 0 | 0 | 0 | 0
00 Ret.Exist_Non-FBC_SCR_ACI_DSI & GPM & NGC | 0 | 0 | 0 | 0 | 0 | 0 | 0
00 Ret.Exist_Non-FBC_SCR_ACI_DSI & GPM & WetFGD & CCS | 0 | 0 | 0 | 0 | 0 | 0 | 0
00 Ret.Exist_Non-FBC_SCR_ACI_DSI & NGC | 0 | 0 | 0 | 0 | 0 | 0 | 0
00 Ret.Exist_Non-FBC_SCR_ACI_DSI & WetFGD & CCS | 0 | 0 | 0 | 0 | 0 | 0 | 0
00 Ret.Exist_Non-FBC_SNCR_ACI & C2G | 0 | 0 | 0 | 0 | 0 | 0 | 0
00 Ret.Exist_Non-FBC_SNCR_ACI & C2G & SCR | 0 | 0 | 0 | 0 | 0 | 0 | 0
00 Ret.Exist_Non-FBC_SNCR_ACI & DRET | 0 | 0 | 0 | 0 | 0 | 0 | 0
00 Ret.Exist_Non-FBC_SNCR_ACI & DSI | 0 | 0 | 0 | 0 | 0 | 0 | 0
00 Ret.Exist_Non-FBC_SNCR_ACI & DSI & C2G | 0 | 0 | 0 | 0 | 0 | 0 | 0
00 Ret.Exist_Non-FBC_SNCR_ACI & DSI & C2G & SCR | 0 | 0 | 0 | 0 | 0 | 0 | 0
00 Ret.Exist_Non-FBC_SNCR_ACI & DSI & DRET | 0 | 0 | 0 | 0 | 0 | 0 | 0
00 Ret.Exist_Non-FBC_SNCR_ACI & DSI & NGC | 0 | 0 | 0 | 0 | 0 | 0 | 0
00 Ret.Exist_Non-FBC_SNCR_ACI & DSI & SCR | 0 | 0 | 0 | 0 | 0 | 0 | 0
00 Ret.Exist_Non-FBC_SNCR_ACI & DSI & SCR & DRET | 0 | 0 | 0 | 0 | 0 | 0 | 0
00 Ret.Exist_Non-FBC_SNCR_ACI & DSI & SCR & NGC | 0 | 0 | 0 | 0 | 0 | 0 | 0
00 Ret.Exist_Non-FBC_SNCR_ACI & DSI & WetFGD & SCR & CCS | 0 | 0 | 0 | 0 | 0 | 0 | 0
00 Ret.Exist_Non-FBC_SNCR_ACI & GPM | 0 | 0 | 0 | 0 | 0 | 0 | 0
00 Ret.Exist_Non-FBC_SNCR_ACI & GPM & C2G | 0 | 0 | 0 | 0 | 0 | 0 | 0
00 Ret.Exist_Non-FBC_SNCR_ACI & GPM & C2G & SCR | 0 | 0 | 0 | 0 | 0 | 0 | 0
00 Ret.Exist_Non-FBC_SNCR_ACI & GPM & DRET | 0 | 0 | 0 | 0 | 0 | 0 | 0
00 Ret.Exist_Non-FBC_SNCR_ACI & GPM & NGC | 0 | 0 | 0 | 0 | 0 | 0 | 0
00 Ret.Exist_Non-FBC_SNCR_ACI & GPM & SCR | 0 | 0 | 0 | 0 | 0 | 0 | 0
00 Ret.Exist_Non-FBC_SNCR_ACI & GPM & SCR & DRET | 0 | 0 | 0 | 0 | 0 | 0 | 0
00 Ret.Exist_Non-FBC_SNCR_ACI & GPM & SCR & NGC | 0 | 0 | 0 | 0 | 0 | 0 | 0
00 Ret.Exist_Non-FBC_SNCR_ACI & GPM & WetFGD & SCR & CCS | 0 | 0 | 0 | 0 | 0 | 0 | 0
00 Ret.Exist_Non-FBC_SNCR_ACI & NGC | 0 | 0 | 0 | 0 | 0 | 0 | 0
00 Ret.Exist_Non-FBC_SNCR_ACI & SCR | 0 | 0 | 0 | 0 | 0 | 0 | 0
00 Ret.Exist_Non-FBC_SNCR_ACI & SCR & C2G | 0 | 0 | 0 | 0 | 0 | 0 | 0
00 Ret.Exist_Non-FBC_SNCR_ACI & SCR & DRET | 0 | 0 | 0 | 0 | 0 | 0 | 0
00 Ret.Exist_Non-FBC_SNCR_ACI & SCR & NGC | 0 | 0 | 0 | 0 | 0 | 0 | 0
00 Ret.Exist_Non-FBC_SNCR_ACI & SCR & WetFGD & CCS | 0 | 0 | 0 | 0 | 0 | 0 | 0
00 Ret.Exist_Non-FBC_SNCR_ACI_DSI & C2G | 1033 | 1033 | 1033 | 1033 | 1033 | 1033 | 1033
00 Ret.Exist_Non-FBC_SNCR_ACI_DSI & C2G & SCR | 0 | 0 | 0 | 0 | 0 | 0 | 0
00 Ret.Exist_Non-FBC_SNCR_ACI_DSI & DCCS | 0 | 0 | 0 | 0 | 0 | 0 | 0
00 Ret.Exist_Non-FBC_SNCR_ACI_DSI & DCCS & WetFGD & SCR & CCS | 0 | 0 | 0 | 0 | 0 | 0 | 0
00 Ret.Exist_Non-FBC_SNCR_ACI_DSI & DRET | 0 | 0 | 0 | 0 | 0 | 0 | 0
00 Ret.Exist_Non-FBC_SNCR_ACI_DSI & GPM | 0 | 0 | 0 | 0 | 0 | 0 | 0
00 Ret.Exist_Non-FBC_SNCR_ACI_DSI & GPM & C2G | 0 | 0 | 0 | 0 | 0 | 0 | 0
00 Ret.Exist_Non-FBC_SNCR_ACI_DSI & GPM & C2G & SCR | 0 | 0 | 0 | 0 | 0 | 0 | 0
00 Ret.Exist_Non-FBC_SNCR_ACI_DSI & GPM & DRET | 0 | 0 | 0 | 0 | 0 | 0 | 0
00 Ret.Exist_Non-FBC_SNCR_ACI_DSI & GPM & NGC | 0 | 0 | 0 | 0 | 0 | 0 | 0
00 Ret.Exist_Non-FBC_SNCR_ACI_DSI & GPM & SCR | 0 | 0 | 0 | 0 | 0 | 0 | 0
00 Ret.Exist_Non-FBC_SNCR_ACI_DSI & GPM & SCR & DRET | 0 | 0 | 0 | 0 | 0 | 0 | 0
00 Ret.Exist_Non-FBC_SNCR_ACI_DSI & GPM & SCR & NGC | 0 | 0 | 0 | 0 | 0 | 0 | 0
00 Ret.Exist_Non-FBC_SNCR_ACI_DSI & GPM & WetFGD & SCR & CCS | 0 | 0 | 0 | 0 | 0 | 0 | 0
00 Ret.Exist_Non-FBC_SNCR_ACI_DSI & NGC | 0 | 0 | 0 | 0 | 0 | 0 | 0
00 Ret.Exist_Non-FBC_SNCR_ACI_DSI & SCR | 0 | 0 | 0 | 0 | 0 | 0 | 0
00 Ret.Exist_Non-FBC_SNCR_ACI_DSI & SCR & C2G | 0 | 0 | 0 | 0 | 0 | 0 | 0
00 Ret.Exist_Non-FBC_SNCR_ACI_DSI & SCR & DRET | 0 | 0 | 0 | 0 | 0 | 0 | 0
00 Ret.Exist_Non-FBC_SNCR_ACI_DSI & SCR & NGC | 0 | 0 | 0 | 0 | 0 | 0 | 0
00 Ret.Exist_Non-FBC_SNCR_ACI_DSI & SCR & WetFGD & CCS | 0 | 0 | 0 | 0 | 0 | 0 | 0
00 Ret.Exist_Non-FBC_WetFGD & ACI | 0 | 0 | 0 | 0 | 0 | 0 | 0
00 Ret.Exist_Non-FBC_WetFGD & ACI & C2G | 0 | 0 | 0 | 0 | 0 | 0 | 0
00 Ret.Exist_Non-FBC_WetFGD & ACI & C2G & SCR | 0 | 0 | 0 | 0 | 0 | 0 | 0
00 Ret.Exist_Non-FBC_WetFGD & ACI & DRET | 0 | 0 | 0 | 0 | 0 | 0 | 0
00 Ret.Exist_Non-FBC_WetFGD & ACI & GPM | 0 | 0 | 0 | 0 | 0 | 0 | 0
00 Ret.Exist_Non-FBC_WetFGD & ACI & GPM & C2G | 0 | 0 | 0 | 0 | 0 | 0 | 0
00 Ret.Exist_Non-FBC_WetFGD & ACI & GPM & C2G & SCR | 0 | 0 | 0 | 0 | 0 | 0 | 0
00 Ret.Exist_Non-FBC_WetFGD & ACI & GPM & DRET | 0 | 0 | 0 | 0 | 0 | 0 | 0
00 Ret.Exist_Non-FBC_WetFGD & ACI & GPM & NGC | 0 | 0 | 0 | 0 | 0 | 0 | 0
00 Ret.Exist_Non-FBC_WetFGD & ACI & GPM & SCR | 0 | 0 | 0 | 0 | 0 | 0 | 0
00 Ret.Exist_Non-FBC_WetFGD & ACI & GPM & SCR & CCS | 0 | 0 | 0 | 0 | 0 | 0 | 0
00 Ret.Exist_Non-FBC_WetFGD & ACI & GPM & SCR & DRET | 0 | 0 | 0 | 0 | 0 | 0 | 0
00 Ret.Exist_Non-FBC_WetFGD & ACI & GPM & SCR & NGC | 0 | 0 | 0 | 0 | 0 | 0 | 0
00 Ret.Exist_Non-FBC_WetFGD & ACI & GPM & SNCR | 0 | 0 | 0 | 0 | 0 | 0 | 0
00 Ret.Exist_Non-FBC_WetFGD & ACI & GPM & SNCR & DRET | 0 | 0 | 0 | 0 | 0 | 0 | 0
00 Ret.Exist_Non-FBC_WetFGD & ACI & GPM & SNCR & NGC | 0 | 0 | 0 | 0 | 0 | 0 | 0
00 Ret.Exist_Non-FBC_WetFGD & ACI & NGC | 0 | 0 | 0 | 0 | 0 | 0 | 0
00 Ret.Exist_Non-FBC_WetFGD & ACI & SCR | 0 | 0 | 0 | 0 | 0 | 0 | 0
00 Ret.Exist_Non-FBC_WetFGD & ACI & SCR & CCS | 0 | 0 | 0 | 0 | 0 | 0 | 0
00 Ret.Exist_Non-FBC_WetFGD & ACI & SCR & DRET | 0 | 0 | 0 | 0 | 0 | 0 | 0
00 Ret.Exist_Non-FBC_WetFGD & ACI & SCR & NGC | 0 | 0 | 0 | 0 | 0 | 0 | 0
00 Ret.Exist_Non-FBC_WetFGD & ACI & SNCR | 0 | 0 | 0 | 0 | 0 | 0 | 0
00 Ret.Exist_Non-FBC_WetFGD & ACI & SNCR & DRET | 0 | 0 | 0 | 0 | 0 | 0 | 0
00 Ret.Exist_Non-FBC_WetFGD & ACI & SNCR & NGC | 0 | 0 | 0 | 0 | 0 | 0 | 0
00 Ret.Exist_Non-FBC_WetFGD & C2G | 0 | 0 | 0 | 0 | 0 | 0 | 0
00 Ret.Exist_Non-FBC_WetFGD & C2G & SCR | 0 | 0 | 0 | 0 | 0 | 0 | 0
00 Ret.Exist_Non-FBC_WetFGD & DRET | 0 | 0 | 0 | 0 | 0 | 0 | 0
00 Ret.Exist_Non-FBC_WetFGD & DCCS | 0 | 0 | 0 | 0 | 0 | 0 | 0
00 Ret.Exist_Non-FBC_WetFGD & DCCS & SCR & CCS | 0 | 0 | 0 | 0 | 0 | 0 | 0
00 Ret.Exist_Non-FBC_WetFGD & GPM | 0 | 0 | 0 | 0 | 0 | 0 | 0
00 Ret.Exist_Non-FBC_WetFGD & GPM & C2G | 0 | 0 | 0 | 0 | 0 | 0 | 0
00 Ret.Exist_Non-FBC_WetFGD & GPM & C2G & SCR | 0 | 0 | 0 | 0 | 0 | 0 | 0
00 Ret.Exist_Non-FBC_WetFGD & GPM & DRET | 0 | 0 | 0 | 0 | 0 | 0 | 0
00 Ret.Exist_Non-FBC_WetFGD & GPM & NGC | 0 | 0 | 0 | 0 | 0 | 0 | 0
00 Ret.Exist_Non-FBC_WetFGD & GPM & SCR | 0 | 0 | 0 | 0 | 0 | 0 | 0
00 Ret.Exist_Non-FBC_WetFGD & GPM & SCR & CCS | 0 | 0 | 0 | 0 | 0 | 0 | 0
00 Ret.Exist_Non-FBC_WetFGD & GPM & SCR & DRET | 0 | 0 | 0 | 0 | 0 | 0 | 0
00 Ret.Exist_Non-FBC_WetFGD & GPM & SCR & NGC | 0 | 0 | 0 | 0 | 0 | 0 | 0
00 Ret.Exist_Non-FBC_WetFGD & GPM & SNCR | 0 | 0 | 0 | 0 | 0 | 0 | 0
00 Ret.Exist_Non-FBC_WetFGD & GPM & SNCR & DRET | 0 | 0 | 0 | 0 | 0 | 0 | 0
00 Ret.Exist_Non-FBC_WetFGD & GPM & SNCR & NGC | 0 | 0 | 0 | 0 | 0 | 0 | 0
00 Ret.Exist_Non-FBC_WetFGD & NGC | 0 | 0 | 0 | 0 | 0 | 0 | 0
00 Ret.Exist_Non-FBC_WetFGD & SCR | 0 | 0 | 0 | 0 | 0 | 0 | 0
00 Ret.Exist_Non-FBC_WetFGD & SCR & C2G | 0 | 0 | 0 | 0 | 0 | 0 | 0
00 Ret.Exist_Non-FBC_WetFGD & SCR & CCS | 0 | 0 | 0 | 0 | 0 | 0 | 0
00 Ret.Exist_Non-FBC_WetFGD & SCR & DRET | 0 | 0 | 0 | 0 | 0 | 0 | 0
00 Ret.Exist_Non-FBC_WetFGD & SCR & NGC | 0 | 0 | 0 | 0 | 0 | 0 | 0
00 Ret.Exist_Non-FBC_WetFGD & SNCR | 0 | 0 | 0 | 0 | 0 | 0 | 0
00 Ret.Exist_Non-FBC_WetFGD & SNCR & C2G | 0 | 0 | 0 | 0 | 0 | 0 | 0
00 Ret.Exist_Non-FBC_WetFGD & SNCR & DRET | 0 | 0 | 0 | 0 | 0 | 0 | 0
00 Ret.Exist_Non-FBC_WetFGD & SNCR & NGC | 0 | 0 | 0 | 0 | 0 | 0 | 0
00 Ret.Exist_Non-FBC_WetFGD_ACI & C2G | 1070 | 1070 | 1070 | 1070 | 1070 | 1070 | 1070
00 Ret.Exist_Non-FBC_WetFGD_ACI & C2G & SCR | 0 | 0 | 0 | 0 | 0 | 0 | 0
00 Ret.Exist_Non-FBC_WetFGD_ACI & DCCS | 0 | 0 | 0 | 0 | 0 | 0 | 0
00 Ret.Exist_Non-FBC_WetFGD_ACI & DCCS & SCR & CCS | 0 | 0 | 0 | 0 | 0 | 0 | 0
00 Ret.Exist_Non-FBC_WetFGD_ACI & DRET | 0 | 0 | 0 | 0 | 0 | 0 | 0
00 Ret.Exist_Non-FBC_WetFGD_ACI & GPM | 0 | 2265.156 | 2265.156 | 2265.156 | 2265.156 | 2265.156 | 2265.156
00 Ret.Exist_Non-FBC_WetFGD_ACI & GPM & C2G | 0 | 0 | 0 | 0 | 0 | 0 | 0
00 Ret.Exist_Non-FBC_WetFGD_ACI & GPM & C2G & SCR | 0 | 0 | 0 | 0 | 0 | 0 | 0
00 Ret.Exist_Non-FBC_WetFGD_ACI & GPM & DRET | 0 | 0 | 0 | 0 | 0 | 0 | 0
00 Ret.Exist_Non-FBC_WetFGD_ACI & GPM & NGC | 0 | 0 | 0 | 0 | 0 | 0 | 0
00 Ret.Exist_Non-FBC_WetFGD_ACI & GPM & SCR | 0 | 0 | 0 | 0 | 0 | 0 | 0
00 Ret.Exist_Non-FBC_WetFGD_ACI & GPM & SCR & CCS | 0 | 0 | 0 | 0 | 0 | 0 | 0
00 Ret.Exist_Non-FBC_WetFGD_ACI & GPM & SCR & DRET | 0 | 0 | 0 | 0 | 0 | 0 | 0
00 Ret.Exist_Non-FBC_WetFGD_ACI & GPM & SCR & NGC | 0 | 0 | 0 | 0 | 0 | 0 | 0
00 Ret.Exist_Non-FBC_WetFGD_ACI & GPM & SNCR | 0 | 0 | 0 | 0 | 0 | 0 | 0
00 Ret.Exist_Non-FBC_WetFGD_ACI & GPM & SNCR & DRET | 0 | 0 | 0 | 0 | 0 | 0 | 0
00 Ret.Exist_Non-FBC_WetFGD_ACI & GPM & SNCR & NGC | 0 | 0 | 0 | 0 | 0 | 0 | 0
00 Ret.Exist_Non-FBC_WetFGD_ACI & NGC | 0 | 0 | 0 | 0 | 0 | 0 | 0
00 Ret.Exist_Non-FBC_WetFGD_ACI & SCR | 374.7878 | 374.7878 | 374.7878 | 374.7878 | 374.7878 | 374.7878 | 374.7878
00 Ret.Exist_Non-FBC_WetFGD_ACI & SCR & C2G | 0 | 0 | 0 | 0 | 0 | 0 | 0
00 Ret.Exist_Non-FBC_WetFGD_ACI & SCR & CCS | 0 | 0 | 892.3395 | 892.3395 | 757.9332 | 0 | 0
00 Ret.Exist_Non-FBC_WetFGD_ACI & SCR & DRET | 0 | 0 | 0 | 0 | 0 | 0 | 0
00 Ret.Exist_Non-FBC_WetFGD_ACI & SCR & NGC | 0 | 0 | 0 | 0 | 0 | 0 | 0
00 Ret.Exist_Non-FBC_WetFGD_ACI & SNCR | 0 | 0 | 0 | 0 | 0 | 0 | 0
00 Ret.Exist_Non-FBC_WetFGD_ACI & SNCR & C2G | 0 | 0 | 0 | 0 | 0 | 0 | 0
00 Ret.Exist_Non-FBC_WetFGD_ACI & SNCR & DRET | 0 | 0 | 0 | 0 | 0 | 0 | 0
00 Ret.Exist_Non-FBC_WetFGD_ACI & SNCR & NGC | 0 | 0 | 0 | 0 | 0 | 0 | 0
00 Ret.Exist_Non-FBC_WetFGD_ACI_DSI & C2G | 530 | 530 | 0 | 0 | 0 | 0 | 0
00 Ret.Exist_Non-FBC_WetFGD_ACI_DSI & C2G & SCR | 0 | 0 | 0 | 0 | 0 | 0 | 0
00 Ret.Exist_Non-FBC_WetFGD_ACI_DSI & DCCS | 0 | 0 | 0 | 0 | 0 | 0 | 0
00 Ret.Exist_Non-FBC_WetFGD_ACI_DSI & DCCS & SCR & CCS | 0 | 0 | 0 | 0 | 0 | 0 | 0
00 Ret.Exist_Non-FBC_WetFGD_ACI_DSI & DRET | 0 | 0 | 0 | 0 | 0 | 0 | 0
00 Ret.Exist_Non-FBC_WetFGD_ACI_DSI & GPM | 0 | 0 | 0 | 0 | 0 | 0 | 0
00 Ret.Exist_Non-FBC_WetFGD_ACI_DSI & GPM & C2G | 0 | 0 | 0 | 0 | 0 | 0 | 0
00 Ret.Exist_Non-FBC_WetFGD_ACI_DSI & GPM & C2G & SCR | 0 | 0 | 0 | 0 | 0 | 0 | 0
00 Ret.Exist_Non-FBC_WetFGD_ACI_DSI & GPM & DRET | 0 | 0 | 0 | 0 | 0 | 0 | 0
00 Ret.Exist_Non-FBC_WetFGD_ACI_DSI & GPM & NGC | 0 | 0 | 0 | 0 | 0 | 0 | 0
00 Ret.Exist_Non-FBC_WetFGD_ACI_DSI & GPM & SCR | 0 | 0 | 0 | 0 | 0 | 0 | 0
00 Ret.Exist_Non-FBC_WetFGD_ACI_DSI & GPM & SCR & CCS | 0 | 0 | 0 | 0 | 0 | 0 | 0
00 Ret.Exist_Non-FBC_WetFGD_ACI_DSI & GPM & SCR & DRET | 0 | 0 | 0 | 0 | 0 | 0 | 0
00 Ret.Exist_Non-FBC_WetFGD_ACI_DSI & GPM & SCR & NGC | 0 | 0 | 0 | 0 | 0 | 0 | 0
00 Ret.Exist_Non-FBC_WetFGD_ACI_DSI & GPM & SNCR | 0 | 0 | 0 | 0 | 0 | 0 | 0
00 Ret.Exist_Non-FBC_WetFGD_ACI_DSI & GPM & SNCR & DRET | 0 | 0 | 0 | 0 | 0 | 0 | 0
00 Ret.Exist_Non-FBC_WetFGD_ACI_DSI & GPM & SNCR & NGC | 0 | 0 | 0 | 0 | 0 | 0 | 0
00 Ret.Exist_Non-FBC_WetFGD_ACI_DSI & NGC | 0 | 0 | 0 | 0 | 0 | 0 | 0
00 Ret.Exist_Non-FBC_WetFGD_ACI_DSI & SCR | 0 | 0 | 0 | 0 | 0 | 0 | 0
00 Ret.Exist_Non-FBC_WetFGD_ACI_DSI & SCR & C2G | 0 | 0 | 0 | 0 | 0 | 0 | 0
00 Ret.Exist_Non-FBC_WetFGD_ACI_DSI & SCR & CCS | 0 | 0 | 0 | 0 | 0 | 0 | 0
00 Ret.Exist_Non-FBC_WetFGD_ACI_DSI & SCR & DRET | 0 | 0 | 0 | 0 | 0 | 0 | 0
00 Ret.Exist_Non-FBC_WetFGD_ACI_DSI & SCR & NGC | 0 | 0 | 0 | 0 | 0 | 0 | 0
00 Ret.Exist_Non-FBC_WetFGD_ACI_DSI & SNCR | 0 | 0 | 0 | 0 | 0 | 0 | 0
00 Ret.Exist_Non-FBC_WetFGD_ACI_DSI & SNCR & C2G | 0 | 0 | 0 | 0 | 0 | 0 | 0
00 Ret.Exist_Non-FBC_WetFGD_ACI_DSI & SNCR & DRET | 0 | 0 | 0 | 0 | 0 | 0 | 0
00 Ret.Exist_Non-FBC_WetFGD_ACI_DSI & SNCR & NGC | 0 | 0 | 0 | 0 | 0 | 0 | 0
00 Ret.Exist_Non-FBC_WetFGD_SCR & ACI | 0 | 0 | 0 | 0 | 0 | 0 | 0
00 Ret.Exist_Non-FBC_WetFGD_SCR & ACI & C2G | 0 | 0 | 0 | 0 | 0 | 0 | 0
00 Ret.Exist_Non-FBC_WetFGD_SCR & ACI & CCS | 0 | 0 | 0 | 0 | 0 | 0 | 0
00 Ret.Exist_Non-FBC_WetFGD_SCR & DCCS | 0 | 0 | 0 | 0 | 0 | 0 | 0
00 Ret.Exist_Non-FBC_WetFGD_SCR & DCCS & CCS | 0 | 0 | 0 | 0 | 0 | 0 | 0
00 Ret.Exist_Non-FBC_WetFGD_SCR & ACI & DRET | 0 | 0 | 0 | 0 | 0 | 0 | 0
00 Ret.Exist_Non-FBC_WetFGD_SCR & ACI & GPM | 0 | 0 | 0 | 0 | 0 | 0 | 0
00 Ret.Exist_Non-FBC_WetFGD_SCR & ACI & GPM & C2G | 0 | 0 | 0 | 0 | 0 | 0 | 0
00 Ret.Exist_Non-FBC_WetFGD_SCR & ACI & GPM & CCS | 0 | 0 | 0 | 0 | 0 | 0 | 0
00 Ret.Exist_Non-FBC_WetFGD_SCR & ACI & GPM & DRET | 0 | 0 | 0 | 0 | 0 | 0 | 0
00 Ret.Exist_Non-FBC_WetFGD_SCR & ACI & GPM & NGC | 0 | 0 | 0 | 0 | 0 | 0 | 0
00 Ret.Exist_Non-FBC_WetFGD_SCR & ACI & NGC | 0 | 0 | 0 | 0 | 0 | 0 | 0
00 Ret.Exist_Non-FBC_WetFGD_SCR & C2G | 0 | 0 | 1259 | 1259 | 1259 | 1259 | 1259
00 Ret.Exist_Non-FBC_WetFGD_SCR & CCS | 0 | 294.6488 | 2553.2228 | 2553.2228 | 77.6018 | 76.1923 | 76.1923
00 Ret.Exist_Non-FBC_WetFGD_SCR & DRET | 0 | 0 | 0 | 0 | 0 | 0 | 0
00 Ret.Exist_Non-FBC_WetFGD_SCR & GPM | 2030 | 6463 | 778.074 | 778.074 | 778.074 | 78.5639 | 78.5639
00 Ret.Exist_Non-FBC_WetFGD_SCR & GPM & C2G | 0 | 0 | 0 | 0 | 0 | 0 | 0
00 Ret.Exist_Non-FBC_WetFGD_SCR & GPM & CCS | 0 | 0 | 2064.9256 | 2064.9256 | 0 | 0 | 0
00 Ret.Exist_Non-FBC_WetFGD_SCR & GPM & DRET | 0 | 0 | 0 | 0 | 0 | 0 | 0
00 Ret.Exist_Non-FBC_WetFGD_SCR & GPM & NGC | 0 | 0 | 0 | 0 | 0 | 0 | 0
00 Ret.Exist_Non-FBC_WetFGD_SCR & NGC | 0 | 0 | 0 | 0 | 0 | 0 | 0
00 Ret.Exist_Non-FBC_WetFGD_SCR_ACI & C2G | 785 | 785 | 785 | 785 | 785 | 785 | 785
00 Ret.Exist_Non-FBC_WetFGD_SCR_ACI & CCS | 0 | 0 | 1733.7601 | 1733.7601 | 236.798 | 236.798 | 236.798
00 Ret.Exist_Non-FBC_WetFGD_SCR_ACI & DCCS | 0 | 0 | 0 | 0 | 0 | 0 | 0
00 Ret.Exist_Non-FBC_WetFGD_SCR_ACI & DCCS & CCS | 0 | 0 | 0 | 0 | 0 | 0 | 0
00 Ret.Exist_Non-FBC_WetFGD_SCR_ACI & DRET | 0 | 0 | 0 | 0 | 0 | 0 | 0
00 Ret.Exist_Non-FBC_WetFGD_SCR_ACI & GPM | 1143 | 1143 | 207.5459 | 207.5459 | 207.5459 | 207.5459 | 207.5459
00 Ret.Exist_Non-FBC_WetFGD_SCR_ACI & GPM & C2G | 0 | 0 | 0 | 0 | 0 | 0 | 0
00 Ret.Exist_Non-FBC_WetFGD_SCR_ACI & GPM & CCS | 0 | 0 | 628.2733 | 628.2733 | 0 | 0 | 0
00 Ret.Exist_Non-FBC_WetFGD_SCR_ACI & GPM & DRET | 0 | 0 | 0 | 0 | 0 | 0 | 0
00 Ret.Exist_Non-FBC_WetFGD_SCR_ACI & GPM & NGC | 0 | 0 | 0 | 0 | 0 | 0 | 0
00 Ret.Exist_Non-FBC_WetFGD_SCR_ACI & NGC | 0 | 0 | 0 | 0 | 0 | 0 | 0
00 Ret.Exist_Non-FBC_WetFGD_SCR_ACI_DSI & C2G | 798 | 798 | 0 | 0 | 0 | 0 | 0
00 Ret.Exist_Non-FBC_WetFGD_SCR_ACI_DSI & CCS | 0 | 0 | 2967.6444 | 2967.6444 | 0 | 0 | 0
00 Ret.Exist_Non-FBC_WetFGD_SCR_ACI_DSI & DCCS | 0 | 0 | 0 | 0 | 0 | 0 | 0
00 Ret.Exist_Non-FBC_WetFGD_SCR_ACI_DSI & DCCS & CCS | 0 | 0 | 0 | 0 | 0 | 0 | 0
00 Ret.Exist_Non-FBC_WetFGD_SCR_ACI_DSI & DRET | 0 | 0 | 0 | 0 | 0 | 0 | 0
00 Ret.Exist_Non-FBC_WetFGD_SCR_ACI_DSI & GPM | 477 | 894 | 5.1582e-07 | 5.1582e-07 | 5.1582e-07 | 5.1582e-07 | 5.1582e-07
00 Ret.Exist_Non-FBC_WetFGD_SCR_ACI_DSI & GPM & C2G | 0 | 0 | 0 | 0 | 0 | 0 | 0
00 Ret.Exist_Non-FBC_WetFGD_SCR_ACI_DSI & GPM & CCS | 0 | 0 | 602.6301 | 602.6301 | 0 | 0 | 0
00 Ret.Exist_Non-FBC_WetFGD_SCR_ACI_DSI & GPM & DRET | 0 | 0 | 0 | 0 | 0 | 0 | 0
00 Ret.Exist_Non-FBC_WetFGD_SCR_ACI_DSI & GPM & NGC | 0 | 0 | 0 | 0 | 0 | 0 | 0
00 Ret.Exist_Non-FBC_WetFGD_SCR_ACI_DSI & NGC | 0 | 0 | 0 | 0 | 0 | 0 | 0
00 Ret.Exist_Non-FBC_WetFGD_SCR_DSI & ACI | 0 | 0 | 0 | 0 | 0 | 0 | 0
00 Ret.Exist_Non-FBC_WetFGD_SCR_DSI & ACI & C2G | 0 | 0 | 0 | 0 | 0 | 0 | 0
00 Ret.Exist_Non-FBC_WetFGD_SCR_DSI & ACI & CCS | 0 | 0 | 0 | 0 | 0 | 0 | 0
00 Ret.Exist_Non-FBC_WetFGD_SCR_DSI & ACI & DRET | 0 | 0 | 0 | 0 | 0 | 0 | 0
00 Ret.Exist_Non-FBC_WetFGD_SCR_DSI & ACI & GPM | 0 | 0 | 0 | 0 | 0 | 0 | 0
00 Ret.Exist_Non-FBC_WetFGD_SCR_DSI & ACI & GPM & C2G | 0 | 0 | 0 | 0 | 0 | 0 | 0
00 Ret.Exist_Non-FBC_WetFGD_SCR_DSI & ACI & GPM & CCS | 0 | 0 | 0 | 0 | 0 | 0 | 0
00 Ret.Exist_Non-FBC_WetFGD_SCR_DSI & ACI & GPM & DRET | 0 | 0 | 0 | 0 | 0 | 0 | 0
00 Ret.Exist_Non-FBC_WetFGD_SCR_DSI & ACI & GPM & NGC | 0 | 0 | 0 | 0 | 0 | 0 | 0
00 Ret.Exist_Non-FBC_WetFGD_SCR_DSI & ACI & NGC | 0 | 0 | 0 | 0 | 0 | 0 | 0
00 Ret.Exist_Non-FBC_WetFGD_SCR_DSI & C2G | 1971 | 1971 | 467 | 0 | 0 | 0 | 0
00 Ret.Exist_Non-FBC_WetFGD_SCR_DSI & CCS | 0 | 0 | 0 | 0 | 0 | 0 | 0
00 Ret.Exist_Non-FBC_WetFGD_SCR_DSI & DCCS | 0 | 0 | 0 | 0 | 0 | 0 | 0
00 Ret.Exist_Non-FBC_WetFGD_SCR_DSI & DCCS & CCS | 0 | 0 | 0 | 0 | 0 | 0 | 0
00 Ret.Exist_Non-FBC_WetFGD_SCR_DSI & DRET | 0 | 0 | 0 | 0 | 0 | 0 | 0
00 Ret.Exist_Non-FBC_WetFGD_SCR_DSI & GPM | 0 | 0 | 0 | 0 | 0 | 0 | 0
00 Ret.Exist_Non-FBC_WetFGD_SCR_DSI & GPM & C2G | 0 | 0 | 0 | 0 | 0 | 0 | 0
00 Ret.Exist_Non-FBC_WetFGD_SCR_DSI & GPM & CCS | 0 | 0 | 0 | 0 | 0 | 0 | 0
00 Ret.Exist_Non-FBC_WetFGD_SCR_DSI & GPM & DRET | 0 | 0 | 0 | 0 | 0 | 0 | 0
00 Ret.Exist_Non-FBC_WetFGD_SCR_DSI & GPM & NGC | 0 | 0 | 0 | 0 | 0 | 0 | 0
00 Ret.Exist_Non-FBC_WetFGD_SCR_DSI & NGC | 0 | 0 | 0 | 0 | 0 | 0 | 0
00 Ret.Exist_Non-FBC_WetFGD_SNCR & ACI | 0 | 0 | 0 | 0 | 0 | 0 | 0
00 Ret.Exist_Non-FBC_WetFGD_SNCR & ACI & C2G | 0 | 0 | 0 | 0 | 0 | 0 | 0
00 Ret.Exist_Non-FBC_WetFGD_SNCR & ACI & C2G & SCR | 0 | 0 | 0 | 0 | 0 | 0 | 0
00 Ret.Exist_Non-FBC_WetFGD_SNCR & ACI & DRET | 0 | 0 | 0 | 0 | 0 | 0 | 0
00 Ret.Exist_Non-FBC_WetFGD_SNCR & ACI & GPM | 0 | 0 | 0 | 0 | 0 | 0 | 0
00 Ret.Exist_Non-FBC_WetFGD_SNCR & ACI & GPM & C2G | 0 | 0 | 0 | 0 | 0 | 0 | 0
00 Ret.Exist_Non-FBC_WetFGD_SNCR & ACI & GPM & C2G & SCR | 0 | 0 | 0 | 0 | 0 | 0 | 0
00 Ret.Exist_Non-FBC_WetFGD_SNCR & ACI & GPM & DRET | 0 | 0 | 0 | 0 | 0 | 0 | 0
00 Ret.Exist_Non-FBC_WetFGD_SNCR & ACI & GPM & NGC | 0 | 0 | 0 | 0 | 0 | 0 | 0
00 Ret.Exist_Non-FBC_WetFGD_SNCR & ACI & GPM & SCR | 0 | 0 | 0 | 0 | 0 | 0 | 0
00 Ret.Exist_Non-FBC_WetFGD_SNCR & ACI & GPM & SCR & CCS | 0 | 0 | 0 | 0 | 0 | 0 | 0
00 Ret.Exist_Non-FBC_WetFGD_SNCR & ACI & GPM & SCR & DRET | 0 | 0 | 0 | 0 | 0 | 0 | 0
00 Ret.Exist_Non-FBC_WetFGD_SNCR & ACI & GPM & SCR & NGC | 0 | 0 | 0 | 0 | 0 | 0 | 0
00 Ret.Exist_Non-FBC_WetFGD_SNCR & ACI & NGC | 0 | 0 | 0 | 0 | 0 | 0 | 0
00 Ret.Exist_Non-FBC_WetFGD_SNCR & ACI & SCR | 0 | 0 | 0 | 0 | 0 | 0 | 0
00 Ret.Exist_Non-FBC_WetFGD_SNCR & ACI & SCR & CCS | 0 | 0 | 0 | 0 | 0 | 0 | 0
00 Ret.Exist_Non-FBC_WetFGD_SNCR & ACI & SCR & DRET | 0 | 0 | 0 | 0 | 0 | 0 | 0
00 Ret.Exist_Non-FBC_WetFGD_SNCR & ACI & SCR & NGC | 0 | 0 | 0 | 0 | 0 | 0 | 0
00 Ret.Exist_Non-FBC_WetFGD_SNCR & C2G | 0 | 0 | 0 | 0 | 0 | 0 | 0
00 Ret.Exist_Non-FBC_WetFGD_SNCR & C2G & SCR | 0 | 0 | 0 | 0 | 0 | 0 | 0
00 Ret.Exist_Non-FBC_WetFGD_SNCR & DCCS | 0 | 0 | 0 | 0 | 0 | 0 | 0
00 Ret.Exist_Non-FBC_WetFGD_SNCR & DCCS & SCR & CCS | 0 | 0 | 0 | 0 | 0 | 0 | 0
00 Ret.Exist_Non-FBC_WetFGD_SNCR & DRET | 0 | 0 | 0 | 0 | 0 | 0 | 0
00 Ret.Exist_Non-FBC_WetFGD_SNCR & GPM | 0 | 0 | 0 | 0 | 0 | 0 | 0
00 Ret.Exist_Non-FBC_WetFGD_SNCR & GPM & C2G | 0 | 0 | 0 | 0 | 0 | 0 | 0
00 Ret.Exist_Non-FBC_WetFGD_SNCR & GPM & C2G & SCR | 0 | 0 | 0 | 0 | 0 | 0 | 0
00 Ret.Exist_Non-FBC_WetFGD_SNCR & GPM & DRET | 0 | 0 | 0 | 0 | 0 | 0 | 0
00 Ret.Exist_Non-FBC_WetFGD_SNCR & GPM & NGC | 0 | 0 | 0 | 0 | 0 | 0 | 0
00 Ret.Exist_Non-FBC_WetFGD_SNCR & GPM & SCR | 0 | 0 | 0 | 0 | 0 | 0 | 0
00 Ret.Exist_Non-FBC_WetFGD_SNCR & GPM & SCR & CCS | 0 | 0 | 0 | 0 | 0 | 0 | 0
00 Ret.Exist_Non-FBC_WetFGD_SNCR & GPM & SCR & DRET | 0 | 0 | 0 | 0 | 0 | 0 | 0
00 Ret.Exist_Non-FBC_WetFGD_SNCR & GPM & SCR & NGC | 0 | 0 | 0 | 0 | 0 | 0 | 0
00 Ret.Exist_Non-FBC_WetFGD_SNCR & NGC | 0 | 0 | 0 | 0 | 0 | 0 | 0
00 Ret.Exist_Non-FBC_WetFGD_SNCR & SCR | 0 | 0 | 0 | 0 | 0 | 0 | 0
00 Ret.Exist_Non-FBC_WetFGD_SNCR & SCR & C2G | 0 | 0 | 0 | 0 | 0 | 0 | 0
00 Ret.Exist_Non-FBC_WetFGD_SNCR & SCR & CCS | 0 | 0 | 0 | 0 | 0 | 0 | 0
00 Ret.Exist_Non-FBC_WetFGD_SNCR & SCR & DRET | 0 | 0 | 0 | 0 | 0 | 0 | 0
00 Ret.Exist_Non-FBC_WetFGD_SNCR & SCR & NGC | 0 | 0 | 0 | 0 | 0 | 0 | 0
00 Ret.Exist_Non-FBC_WetFGD_SNCR_ACI & C2G | 0 | 0 | 0 | 0 | 0 | 0 | 0
00 Ret.Exist_Non-FBC_WetFGD_SNCR_ACI & C2G & SCR | 0 | 0 | 0 | 0 | 0 | 0 | 0
00 Ret.Exist_Non-FBC_WetFGD_SNCR_ACI & DCCS | 0 | 0 | 0 | 0 | 0 | 0 | 0
00 Ret.Exist_Non-FBC_WetFGD_SNCR_ACI & DCCS & SCR & CCS | 0 | 0 | 0 | 0 | 0 | 0 | 0
00 Ret.Exist_Non-FBC_WetFGD_SNCR_ACI & DRET | 0 | 0 | 0 | 0 | 0 | 0 | 0
00 Ret.Exist_Non-FBC_WetFGD_SNCR_ACI & GPM | 0 | 838 | 447 | 447 | 447 | 447 | 447
00 Ret.Exist_Non-FBC_WetFGD_SNCR_ACI & GPM & C2G | 0 | 0 | 0 | 0 | 0 | 0 | 0
00 Ret.Exist_Non-FBC_WetFGD_SNCR_ACI & GPM & C2G & SCR | 0 | 0 | 0 | 0 | 0 | 0 | 0
00 Ret.Exist_Non-FBC_WetFGD_SNCR_ACI & GPM & DRET | 0 | 0 | 0 | 0 | 0 | 0 | 0
00 Ret.Exist_Non-FBC_WetFGD_SNCR_ACI & GPM & NGC | 0 | 0 | 0 | 0 | 0 | 0 | 0
00 Ret.Exist_Non-FBC_WetFGD_SNCR_ACI & GPM & SCR | 0 | 0 | 0 | 0 | 0 | 0 | 0
00 Ret.Exist_Non-FBC_WetFGD_SNCR_ACI & GPM & SCR & CCS | 0 | 0 | 235.3113 | 235.3113 | 0 | 0 | 0
00 Ret.Exist_Non-FBC_WetFGD_SNCR_ACI & GPM & SCR & DRET | 0 | 0 | 0 | 0 | 0 | 0 | 0
00 Ret.Exist_Non-FBC_WetFGD_SNCR_ACI & GPM & SCR & NGC | 0 | 0 | 0 | 0 | 0 | 0 | 0
00 Ret.Exist_Non-FBC_WetFGD_SNCR_ACI & NGC | 0 | 0 | 0 | 0 | 0 | 0 | 0
00 Ret.Exist_Non-FBC_WetFGD_SNCR_ACI & SCR | 347.7722 | 405.8765 | 376.6198 | 376.6198 | 376.6198 | 376.6198 | 376.6198
00 Ret.Exist_Non-FBC_WetFGD_SNCR_ACI & SCR & C2G | 0 | 0 | 0 | 0 | 0 | 0 | 0
00 Ret.Exist_Non-FBC_WetFGD_SNCR_ACI & SCR & CCS | 0 | 70.1594 | 481.8041 | 481.8041 | 0 | 0 | 0
00 Ret.Exist_Non-FBC_WetFGD_SNCR_ACI & SCR & DRET | 0 | 0 | 0 | 0 | 0 | 0 | 0
00 Ret.Exist_Non-FBC_WetFGD_SNCR_ACI & SCR & NGC | 0 | 0 | 0 | 0 | 0 | 0 | 0
00 Existing Combined Cycle Retirement | 12.5 | 93.5 | 305.6 | 411.6 | 8008.3515 | 15568.933 | 15568.933
00 New Combined Cycle Retirement | 0 | 0 | 0 | 0 | 0 | 0 | 0
00 Existing Combustion Turbine Retirement | 632.7704 | 1228 | 1503.6 | 5397.7 | 14113 | 18557.1 | 18557.1
00 New Combustion Turbine Retirement | 0 | 0 | 0 | 0 | 0 | 0 | 0
00 Oil/Gas Steam Retirement | 1883.6617 | 4707.6617 | 34468.8454 | 34935.8454 | 34963.8454 | 35042.4454 | 35042.4454
00 Coal Steam Retirement | 4211.9322 | 17612.9322 | 35857.9844 | 35912.5057 | 50768.1449 | 60332.6175 | 60900.6175
00 IGCC Retirement | 220 | 220 | 815 | 815 | 815 | 815 | 815
00 Nuclear Retirement | 0 | 3807.6 | 12111.1 | 16743.7 | 30961.6 | 50441.2 | 68036.5
00 Biomass Retirement | 1963.9087 | 2224.1707 | 2657.1 | 2662.9 | 2674.9 | 2804.7513 | 2810.3
00 Fossil_Other Retirement | 29.2 | 41.3 | 93.4 | 93.4 | 93.4 | 93.4 | 93.4
00 Fuel Cell Retirement | 17.6 | 17.6 | 17.6 | 17.6 | 17.6 | 17.6 | 17.6
00 Geothermal Retirement | 129.4 | 129.4 | 129.4 | 129.4 | 129.4 | 129.4 | 129.4
00 Hydro Retirement | 218.6 | 218.6 | 218.6 | 218.6 | 218.6 | 218.6 | 218.6
00 Landfill Gas Retirement | 168.8 | 198.4 | 234.9 | 234.9 | 234.9 | 345.4 | 345.4
00 Non Fossil_Other Retirement | 135.7 | 174.7 | 206.1 | 206.1 | 206.1 | 206.1 | 206.1
00 Solar Thermal Retirement | 0 | 0 | 0 | 0 | 0 | 0 | 0
00 Exist Dummy | 22654494.6865 | 22610241.7665 | 22499609.4665 | 22431790.3724 | 22356730.3426 | 22279114.0304 | 22185136.135
Total | 24135399.5532 | 24220574.5147 | 24507684.1494 | 24781060.587 | 25130829.8719 | 25432300.884 | 25633966.0046
11. Capacity Additions and Changes by Capacity Reporting Type [MW]
00 New Combined Cycle | 3858.4 | 44252.92 | 110632.3 | 62593.2727 | 44619.3311 | 22725.8405 | 30109.7356
00 New Combined Cycle with CCS Retrofit | 0 | 0 | 3643.1675 | 0 | 0 | 0 | 0
00 New Combined Cycle with CF Limit | 0 | 0 | 0 | 0 | 0 | 0 | 0
00 New Combined Cycle with HRI Retrofit | 0 | 0 | 0 | 0 | 0 | 0 | 0
00 New Combined Cycle with Hydrogen Retrofit | 0 | 2084.5597 | 1701.5919 | 0 | 225.2989 | 0 | 703.9807
00 New Combined Cycle with Hydrogen Retrofit Undone | 0 | 0 | 0 | 0 | 0 | 0 | 0
00 New Combined Cycle with CCS | 0 | 0 | 0 | 0 | 0 | 0 | 0
00 New Combustion Turbine | 41646.9135 | 0 | 0 | 5225.8213 | 30440.6987 | 54890.4717 | 63868.1598
00 New Combustion Turbine with HRI Retrofit | 0 | 0 | 0 | 0 | 0 | 0 | 0
00 New Combustion Turbine with Hydrogen Retrofit | 5140.5682 | 0 | 0 | 0 | 816.3454 | 1588.646 | 0
00 New Combustion Turbine with Hydrogen Retrofit Undone | 0 | 0 | 0 | 0 | 0 | 0 | 0
00 New Hydro | 14.2 | 1816.7519 | 3815 | 3620.7811 | 62.526 | 0 | 242.0647
00 New Nuclear | 0 | 0 | 0 | 0 | 0 | 0 | 0
00 New Nuclear - SMR | 0 | 0 | 0 | 0 | 0 | 0 | 0
00 New Biomass | 6 | 0 | 0 | 0 | 0 | 0 | 0
00 New Geothermal | 130.9 | 295.4718 | 605.475 | 0 | 0 | 0 | 0
00 New Landfill Gas | 12 | 305.5143 | 493.275 | 2600.9152 | 1021.2155 | 181.8489 | 18.3213
00 New Battery Storage | 67449.6508 | 21429.4576 | 55502.7379 | 0 | 4024.2932 | 11548.1008 | 6011.0035
00 New Offshore Wind | 1736 | 3845.3973 | 13341.6027 | 2810.5731 | 15269.6507 | 22150.8289 | 6730.5661
00 New Onshore Wind | 14361.3 | 32475.6118 | 71179.7806 | 172260.2612 | 214315.4001 | 136114.8758 | 86772.1426
00 New Solar PV | 89602.7849 | 8222.0447 | 102756.5567 | 56259.0031 | 71951.2063 | 82723.8754 | 37529.3609
00 New Solar Thermal | 0 | 0 | 0 | 0 | 132.94 | 2499.6249 | 4195.1967
00 New Fuel Cell | 0 | 0 | 0 | 0 | 0 | 0 | 0
00 New Ultrasupercritical Coal without CCS | 0 | 0 | 0 | 0 | 0 | 0 | 0
00 New Ultrasupercritical Coal with 30% CCS | 0 | 0 | 0 | 0 | 0 | 0 | 0
00 New Ultrasupercritical Coal with 90% CCS | 0 | 0 | 0 | 0 | 0 | 0 | 0
00 Exist & New Distributed Solar PV | 0 | 0 | 0 | 0 | 0 | 0 | 0
00 Exist Combined Cycle | 0 | 0 | 0 | 0 | 0 | 0 | 0
00 Exist Combustion Turbine | 0 | 0 | 0 | 0 | 0 | 0 | 0
00 Exist FBC_Uncontrolled | 0 | 0 | 0 | 0 | 0 | 0 | 0
00 Exist FBC_ACI_DSI | 0 | 0 | 0 | 0 | 0 | 0 | 0
00 Exist FBC_DryFGD_ACI | 0 | 0 | 0 | 0 | 0 | 0 | 0
00 Exist FBC_DryFGD_DSI | 0 | 0 | 0 | 0 | 0 | 0 | 0
00 Exist FBC_DryFGD_SNCR | 0 | 0 | 0 | 0 | 0 | 0 | 0
00 Exist FBC_DryFGD_SNCR_ACI | 0 | 0 | 0 | 0 | 0 | 0 | 0
00 Exist FBC_DryFGD_SNCR_ACI_DSI | 0 | 0 | 0 | 0 | 0 | 0 | 0
00 Exist FBC_DryFGD_SNCR_DSI | 0 | 0 | 0 | 0 | 0 | 0 | 0
00 Exist FBC_DSI | 0 | 0 | 0 | 0 | 0 | 0 | 0
00 Exist FBC_SNCR | 0 | 0 | 0 | 0 | 0 | 0 | 0
00 Exist FBC_SNCR_ACI_DSI | 0 | 0 | 0 | 0 | 0 | 0 | 0
00 Exist FBC_SNCR_DSI | 0 | 0 | 0 | 0 | 0 | 0 | 0
00 Exist FBC_WetFGD_SNCR | 0 | 0 | 0 | 0 | 0 | 0 | 0
00 Exist FBC_WetFGD_DSI | 0 | 0 | 0 | 0 | 0 | 0 | 0
00 Exist_Non-FBC_Uncontrolled | 0 | 0 | 0 | 0 | 0 | 0 | 0
00 Exist_Non-FBC_ACI | 0 | 0 | 0 | 0 | 0 | 0 | 0
00 Exist_Non-FBC_ACI_DSI | 0 | 0 | 0 | 0 | 0 | 0 | 0
00 Exist_Non-FBC_DryFGD | 0 | 0 | 0 | 0 | 0 | 0 | 0
00 Exist_Non-FBC_DryFGD_ACI | 0 | 0 | 0 | 0 | 0 | 0 | 0
00 Exist_Non-FBC_DryFGD_SCR | 0 | 0 | 0 | 0 | 0 | 0 | 0
00 Exist_Non-FBC_DryFGD_SCR_ACI | 0 | 0 | 0 | 0 | 0 | 0 | 0
00 Exist_Non-FBC_DryFGD_SCR_DSI | 0 | 0 | 0 | 0 | 0 | 0 | 0
00 Exist_Non-FBC_DryFGD_SCR_ACI_DSI | 0 | 0 | 0 | 0 | 0 | 0 | 0
00 Exist_Non-FBC_DryFGD_SNCR_ACI | 0 | 0 | 0 | 0 | 0 | 0 | 0
00 Exist_Non-FBC_DryFGD_SNCR_ACI_DSI | 0 | 0 | 0 | 0 | 0 | 0 | 0
00 Exist_Non-FBC_DSI | 0 | 0 | 0 | 0 | 0 | 0 | 0
00 Exist_Non-FBC_SCR_ACI | 0 | 0 | 0 | 0 | 0 | 0 | 0
00 Exist_Non-FBC_SCR_ACI_DSI | 0 | 0 | 0 | 0 | 0 | 0 | 0
00 Exist_Non-FBC_SNCR_ACI | 0 | 0 | 0 | 0 | 0 | 0 | 0
00 Exist_Non-FBC_SNCR_ACI_DSI | 0 | 0 | 0 | 0 | 0 | 0 | 0
00 Exist_Non-FBC_WetFGD | 0 | 0 | 0 | 0 | 0 | 0 | 0
00 Exist_Non-FBC_WetFGD_ACI | 0 | 0 | 0 | 0 | 0 | 0 | 0
00 Exist_Non-FBC_WetFGD_ACI_DSI | 0 | 0 | 0 | 0 | 0 | 0 | 0
00 Exist_Non-FBC_WetFGD_SCR | 0 | 0 | 0 | 0 | 0 | 0 | 0
00 Exist_Non-FBC_WetFGD_SCR_DSI | 0 | 0 | 0 | 0 | 0 | 0 | 0
00 Exist_Non-FBC_WetFGD_SCR_ACI | 0 | 0 | 0 | 0 | 0 | 0 | 0
00 Exist_Non-FBC_WetFGD_SCR_ACI_DSI | 0 | 0 | 0 | 0 | 0 | 0 | 0
00 Exist_Non-FBC_WetFGD_SNCR | 0 | 0 | 0 | 0 | 0 | 0 | 0
00 Exist_Non-FBC_WetFGD_SNCR_ACI | 0 | 0 | 0 | 0 | 0 | 0 | 0
00 Exist IGCC | 0 | 0 | 0 | 0 | 0 | 0 | 0
00 Exist Fossil_Other | 0 | 0 | 0 | 0 | 0 | 0 | 0
00 Exist Fuel Cell | 0 | 0 | 0 | 0 | 0 | 0 | 0
00 Exist Hydro | 0 | 0 | 0 | 0 | 0 | 0 | 0
00 Exist Non Fossil_Other | 0 | 0 | 0 | 0 | 0 | 0 | 0
00 Exist Nuclear | 0 | 0 | 0 | 0 | 0 | 0 | 0
00 Exist Oil/Gas Steam | 0 | 0 | 0 | 0 | 0 | 0 | 0
00 Exist Oil/Gas Steam_SCR | 0 | 0 | 0 | 0 | 0 | 0 | 0
00 Exist Oil/Gas Steam_SNCR | 0 | 0 | 0 | 0 | 0 | 0 | 0
00 Exist Biomass | 0 | 0 | 0 | 0 | 0 | 0 | 0
00 Exist Landfill Gas | 0 | 0 | 0 | 0 | 0 | 0 | 0
00 Exist Geothermal | 0 | 0 | 0 | 0 | 0 | 0 | 0
00 Exist Pump Storage | 0 | 0 | 0 | 0 | 0 | 0 | 0
00 Exist Energy Storage | 0 | 0 | 0 | 0 | 0 | 0 | 0
00 Exist Solar PV | 0 | 0 | 0 | 0 | 0 | 0 | 0
00 Exist Solar Thermal | 0 | 0 | 0 | 0 | 0 | 0 | 0
00 Exist Offshore Wind | 0 | 0 | 0 | 0 | 0 | 0 | 0
00 Exist Onshore Wind | 0 | 0 | 0 | 0 | 0 | 0 | 0
00 International Imports | 0 | 0 | 0 | 0 | 0 | 0 | 0
00 Ret.Exist Combined Cycle & CF Limit | 0 | 0 | 0 | 0 | 0 | 0 | 0
00 Ret.Exist Combined Cycle & CCS | 0 | 0 | 2323.372 | 0 | 0 | 0 | 0
00 Ret.Exist Combined Cycle & Hydrogen | 1662.3835 | 850.2165 | 0 | 136.051 | 0 | 205.6322 | 356.8995
00 Ret.Exist Combined Cycle & Hydrogen Retrofit Undone | 0 | 0 | 0 | 0 | 0 | 0 | 0
00 Ret.Exist Combined Cycle & HRI | 0 | 0 | 0 | 0 | 0 | 0 | 0
00 Ret.Exist Combustion Turbine & HRI | 0 | 0 | 0 | 0 | 0 | 0 | 0
00 Ret.Exist_FBC_NoCtrl & CCS | 0 | 0 | 0 | 0 | 0 | 0 | 0
00 Ret.Exist_FBC_NoCtrl & DRET | 0 | 0 | 0 | 0 | 0 | 0 | 0
00 Ret.Exist_FBC_NoCtrl & GPM | 0 | 0 | 0 | 0 | 0 | 0 | 0
00 Ret.Exist_FBC_NoCtrl & GPM & CCS | 0 | 0 | 0 | 0 | 0 | 0 | 0
00 Ret.Exist_FBC_NoCtrl & GPM & DRET | 0 | 0 | 0 | 0 | 0 | 0 | 0
00 Ret.Exist_FBC_NoCtrl & GPM & NGC | 0 | 0 | 0 | 0 | 0 | 0 | 0
00 Ret.Exist_FBC_NoCtrl & GPM & SNCR | 0 | 0 | 0 | 0 | 0 | 0 | 0
00 Ret.Exist_FBC_NoCtrl & GPM & SNCR & CCS | 0 | 0 | 0 | 0 | 0 | 0 | 0
00 Ret.Exist_FBC_NoCtrl & GPM & SNCR & DRET | 0 | 0 | 0 | 0 | 0 | 0 | 0
00 Ret.Exist_FBC_NoCtrl & GPM & SNCR & NGC | 0 | 0 | 0 | 0 | 0 | 0 | 0
00 Ret.Exist_FBC_NoCtrl & NGC | 0 | 0 | 0 | 0 | 0 | 0 | 0
00 Ret.Exist_FBC_NoCtrl & SNCR | 0 | 0 | 0 | 0 | 0 | 0 | 0
00 Ret.Exist_FBC_NoCtrl & SNCR & CCS | 0 | 0 | 0 | 0 | 0 | 0 | 0
00 Ret.Exist_FBC_NoCtrl & SNCR & DRET | 0 | 0 | 0 | 0 | 0 | 0 | 0
00 Ret.Exist_FBC_NoCtrl & SNCR & NGC | 0 | 0 | 0 | 0 | 0 | 0 | 0
00 Ret.Exist_FBC_ACI_DSI & CCS | 0 | 0 | 0 | 0 | 0 | 0 | 0
00 Ret.Exist_FBC_ACI_DSI & DCCS | 0 | 0 | 0 | 0 | 0 | 0 | 0
00 Ret.Exist_FBC_ACI_DSI & DCCS & CCS | 0 | 0 | 0 | 0 | 0 | 0 | 0
00 Ret.Exist_FBC_ACI_DSI & DCCS & SNCR & CCS | 0 | 0 | 0 | 0 | 0 | 0 | 0
00 Ret.Exist_FBC_ACI_DSI & DRET | 0 | 0 | 0 | 0 | 0 | 0 | 0
00 Ret.Exist_FBC_ACI_DSI & GPM | 0 | 440 | 0 | 0 | 0 | 0 | 0
00 Ret.Exist_FBC_ACI_DSI & GPM & CCS | 0 | 0 | 92.2624 | 0 | 0 | 0 | 0
00 Ret.Exist_FBC_ACI_DSI & GPM & DRET | 0 | 0 | 0 | 0 | 0 | 0 | 0
00 Ret.Exist_FBC_ACI_DSI & GPM & NGC | 0 | 0 | 0 | 0 | 0 | 0 | 0
00 Ret.Exist_FBC_ACI_DSI & GPM & SNCR | 0 | 0 | 0 | 0 | 0 | 0 | 0
00 Ret.Exist_FBC_ACI_DSI & GPM & SNCR & CCS | 0 | 0 | 0 | 0 | 0 | 0 | 0
00 Ret.Exist_FBC_ACI_DSI & GPM & SNCR & DRET | 0 | 0 | 0 | 0 | 0 | 0 | 0
00 Ret.Exist_FBC_ACI_DSI & GPM & SNCR & NGC | 0 | 0 | 0 | 0 | 0 | 0 | 0
00 Ret.Exist_FBC_ACI_DSI & NGC | 0 | 0 | 0 | 0 | 0 | 0 | 0
00 Ret.Exist_FBC_ACI_DSI & SNCR | 0 | 0 | 0 | 0 | 0 | 0 | 0
00 Ret.Exist_FBC_ACI_DSI & SNCR & CCS | 0 | 0 | 0 | 0 | 0 | 0 | 0
00 Ret.Exist_FBC_ACI_DSI & SNCR & DRET | 0 | 0 | 0 | 0 | 0 | 0 | 0
00 Ret.Exist_FBC_ACI_DSI & SNCR & NGC | 0 | 0 | 0 | 0 | 0 | 0 | 0
00 Ret.Exist_FBC_DryFGD_ACI & CCS | 0 | 0 | 0 | 0 | 0 | 0 | 0
00 Ret.Exist_FBC_DryFGD_ACI & DCCS | 0 | 0 | 0 | 0 | 0 | 0 | 0
00 Ret.Exist_FBC_DryFGD_ACI & DCCS & CCS | 0 | 0 | 0 | 0 | 0 | 0 | 0
00 Ret.Exist_FBC_DryFGD_ACI & DCCS & SNCR & CCS | 0 | 0 | 0 | 0 | 0 | 0 | 0
00 Ret.Exist_FBC_DryFGD_ACI & DRET | 0 | 0 | 0 | 0 | 0 | 0 | 0
00 Ret.Exist_FBC_DryFGD_ACI & GPM | 0 | 0 | 0 | 0 | 0 | 0 | 0
00 Ret.Exist_FBC_DryFGD_ACI & GPM & CCS | 0 | 0 | 0 | 0 | 0 | 0 | 0
00 Ret.Exist_FBC_DryFGD_ACI & GPM & DRET | 0 | 0 | 0 | 0 | 0 | 0 | 0
00 Ret.Exist_FBC_DryFGD_ACI & GPM & NGC | 0 | 0 | 0 | 0 | 0 | 0 | 0
00 Ret.Exist_FBC_DryFGD_ACI & GPM & SNCR | 0 | 0 | 0 | 0 | 0 | 0 | 0
00 Ret.Exist_FBC_DryFGD_ACI & GPM & SNCR & CCS | 0 | 0 | 0 | 0 | 0 | 0 | 0
00 Ret.Exist_FBC_DryFGD_ACI & GPM & SNCR & DRET | 0 | 0 | 0 | 0 | 0 | 0 | 0
00 Ret.Exist_FBC_DryFGD_ACI & GPM & SNCR & NGC | 0 | 0 | 0 | 0 | 0 | 0 | 0
00 Ret.Exist_FBC_DryFGD_ACI & NGC | 0 | 0 | 0 | 0 | 0 | 0 | 0
00 Ret.Exist_FBC_DryFGD_ACI & SNCR | 0 | 0 | 0 | 0 | 0 | 0 | 0
00 Ret.Exist_FBC_DryFGD_ACI & SNCR & CCS | 0 | 0 | 0 | 0 | 0 | 0 | 0
00 Ret.Exist_FBC_DryFGD_ACI & SNCR & DRET | 0 | 0 | 0 | 0 | 0 | 0 | 0
00 Ret.Exist_FBC_DryFGD_ACI & SNCR & NGC | 0 | 0 | 0 | 0 | 0 | 0 | 0
00 Ret.Exist_FBC_DryFGD_DSI & ACI | 0 | 0 | 0 | 0 | 0 | 0 | 0
00 Ret.Exist_FBC_DryFGD_DSI & ACI & DRET | 0 | 0 | 0 | 0 | 0 | 0 | 0
00 Ret.Exist_FBC_DryFGD_DSI & ACI & GPM | 0 | 0 | 0 | 0 | 0 | 0 | 0
00 Ret.Exist_FBC_DryFGD_DSI & ACI & GPM & DRET | 0 | 0 | 0 | 0 | 0 | 0 | 0
00 Ret.Exist_FBC_DryFGD_DSI & ACI & GPM & NGC | 0 | 0 | 0 | 0 | 0 | 0 | 0
00 Ret.Exist_FBC_DryFGD_DSI & ACI & GPM & SNCR | 0 | 0 | 0 | 0 | 0 | 0 | 0
00 Ret.Exist_FBC_DryFGD_DSI & ACI & GPM & SNCR & DRET | 0 | 0 | 0 | 0 | 0 | 0 | 0
00 Ret.Exist_FBC_DryFGD_DSI & ACI & GPM & SNCR & NGC | 0 | 0 | 0 | 0 | 0 | 0 | 0
00 Ret.Exist_FBC_DryFGD_DSI & ACI & NGC | 0 | 0 | 0 | 0 | 0 | 0 | 0
00 Ret.Exist_FBC_DryFGD_DSI & ACI & SNCR | 0 | 0 | 0 | 0 | 0 | 0 | 0
00 Ret.Exist_FBC_DryFGD_DSI & ACI & SNCR & DRET | 0 | 0 | 0 | 0 | 0 | 0 | 0
00 Ret.Exist_FBC_DryFGD_DSI & ACI & SNCR & NGC | 0 | 0 | 0 | 0 | 0 | 0 | 0
00 Ret.Exist_FBC_DryFGD_DSI & DRET | 0 | 0 | 0 | 0 | 0 | 0 | 0
00 Ret.Exist_FBC_DryFGD_DSI & GPM | 0 | 43 | 0 | 0 | 0 | 0 | 0
00 Ret.Exist_FBC_DryFGD_DSI & GPM & DRET | 0 | 0 | 0 | 0 | 0 | 0 | 0
00 Ret.Exist_FBC_DryFGD_DSI & GPM & NGC | 0 | 0 | 0 | 0 | 0 | 0 | 0
00 Ret.Exist_FBC_DryFGD_DSI & GPM & SNCR | 0 | 0 | 0 | 0 | 0 | 0 | 0
00 Ret.Exist_FBC_DryFGD_DSI & GPM & SNCR & DRET | 0 | 0 | 0 | 0 | 0 | 0 | 0
00 Ret.Exist_FBC_DryFGD_DSI & GPM & SNCR & NGC | 0 | 0 | 0 | 0 | 0 | 0 | 0
00 Ret.Exist_FBC_DryFGD_DSI & NGC | 0 | 0 | 0 | 0 | 0 | 0 | 0
00 Ret.Exist_FBC_DryFGD_DSI & SNCR | 0 | 0 | 0 | 0 | 0 | 0 | 0
00 Ret.Exist_FBC_DryFGD_DSI & SNCR & DRET | 0 | 0 | 0 | 0 | 0 | 0 | 0
00 Ret.Exist_FBC_DryFGD_DSI & SNCR & NGC | 0 | 0 | 0 | 0 | 0 | 0 | 0
00 Ret.Exist_FBC_DryFGD_SNCR & ACI | 0 | 0 | 0 | 0 | 0 | 0 | 0
00 Ret.Exist_FBC_DryFGD_SNCR & ACI & CCS | 0 | 0 | 0 | 0 | 0 | 0 | 0
00 Ret.Exist_FBC_DryFGD_SNCR & ACI & DRET | 0 | 0 | 0 | 0 | 0 | 0 | 0
00 Ret.Exist_FBC_DryFGD_SNCR & ACI & GPM | 0 | 0 | 0 | 0 | 0 | 0 | 0
00 Ret.Exist_FBC_DryFGD_SNCR & ACI & GPM & CCS | 0 | 0 | 0 | 0 | 0 | 0 | 0
00 Ret.Exist_FBC_DryFGD_SNCR & ACI & GPM & DRET | 0 | 0 | 0 | 0 | 0 | 0 | 0
00 Ret.Exist_FBC_DryFGD_SNCR & ACI & GPM & NGC | 0 | 0 | 0 | 0 | 0 | 0 | 0
00 Ret.Exist_FBC_DryFGD_SNCR & ACI & NGC | 0 | 0 | 0 | 0 | 0 | 0 | 0
00 Ret.Exist_FBC_DryFGD_SNCR & CCS | 0 | 0 | 230.7417 | 0 | 0 | 0 | 0
00 Ret.Exist_FBC_DryFGD_SNCR & DCCS | 0 | 0 | 0 | 0 | 0 | 0 | 0
00 Ret.Exist_FBC_DryFGD_SNCR & DCCS & CCS | 0 | 0 | 0 | 0 | 0 | 0 | 0
00 Ret.Exist_FBC_DryFGD_SNCR & DRET | 0 | 0 | 0 | 0 | 0 | 0 | 0
00 Ret.Exist_FBC_DryFGD_SNCR & GPM | 0 | 0 | 0 | 0 | 0 | 0 | 0
00 Ret.Exist_FBC_DryFGD_SNCR & GPM & CCS | 0 | 0 | 0 | 0 | 0 | 0 | 0
00 Ret.Exist_FBC_DryFGD_SNCR & GPM & DRET | 0 | 0 | 0 | 0 | 0 | 0 | 0
00 Ret.Exist_FBC_DryFGD_SNCR & GPM & NGC | 0 | 0 | 0 | 0 | 0 | 0 | 0
00 Ret.Exist_FBC_DryFGD_SNCR & NGC | 0 | 0 | 0 | 0 | 0 | 0 | 0
00 Ret.Exist_FBC_DryFGD_SNCR_ACI & CCS | 0 | 0 | 0 | 0 | 0 | 0 | 0
00 Ret.Exist_FBC_DryFGD_SNCR_ACI & DCCS | 0 | 0 | 0 | 0 | 0 | 0 | 0
00 Ret.Exist_FBC_DryFGD_SNCR_ACI & DCCS & CCS | 0 | 0 | 0 | 0 | 0 | 0 | 0
00 Ret.Exist_FBC_DryFGD_SNCR_ACI & DRET | 0 | 0 | 0 | 0 | 0 | 0 | 0
00 Ret.Exist_FBC_DryFGD_SNCR_ACI & GPM | 0 | 0 | 0 | 0 | 0 | 0 | 0
00 Ret.Exist_FBC_DryFGD_SNCR_ACI & GPM & CCS | 0 | 0 | 0 | 0 | 0 | 0 | 0
00 Ret.Exist_FBC_DryFGD_SNCR_ACI & GPM & DRET | 0 | 0 | 0 | 0 | 0 | 0 | 0
00 Ret.Exist_FBC_DryFGD_SNCR_ACI & GPM & NGC | 0 | 0 | 0 | 0 | 0 | 0 | 0
00 Ret.Exist_FBC_DryFGD_SNCR_ACI & NGC | 0 | 0 | 0 | 0 | 0 | 0 | 0
00 Ret.Exist_FBC_DryFGD_SNCR_ACI_DSI & CCS | 0 | 429.1488 | 0 | 0 | 0 | 0 | 0
00 Ret.Exist_FBC_DryFGD_SNCR_ACI_DSI & DCCS | 0 | 0 | 0 | 0 | 0 | 0 | 0
00 Ret.Exist_FBC_DryFGD_SNCR_ACI_DSI & DCCS & CCS | 0 | 0 | 0 | 0 | 0 | 0 | 0
00 Ret.Exist_FBC_DryFGD_SNCR_ACI_DSI & DRET | 0 | 0 | 0 | 0 | 0 | 0 | 0
00 Ret.Exist_FBC_DryFGD_SNCR_ACI_DSI & GPM | 0 | 0 | 0 | 0 | 0 | 0 | 0
00 Ret.Exist_FBC_DryFGD_SNCR_ACI_DSI & GPM & CCS | 0 | 0 | 0 | 0 | 0 | 0 | 0
00 Ret.Exist_FBC_DryFGD_SNCR_ACI_DSI & GPM & DRET | 0 | 0 | 0 | 0 | 0 | 0 | 0
00 Ret.Exist_FBC_DryFGD_SNCR_ACI_DSI & GPM & NGC | 0 | 0 | 0 | 0 | 0 | 0 | 0
00 Ret.Exist_FBC_DryFGD_SNCR_ACI_DSI & NGC | 0 | 0 | 0 | 0 | 0 | 0 | 0
00 Ret.Exist_FBC_DryFGD_SNCR_DSI & ACI | 0 | 0 | 0 | 0 | 0 | 0 | 0
00 Ret.Exist_FBC_DryFGD_SNCR_DSI & ACI & DRET | 0 | 0 | 0 | 0 | 0 | 0 | 0
00 Ret.Exist_FBC_DryFGD_SNCR_DSI & ACI & GPM | 0 | 0 | 0 | 0 | 0 | 0 | 0
00 Ret.Exist_FBC_DryFGD_SNCR_DSI & ACI & GPM & DRET | 0 | 0 | 0 | 0 | 0 | 0 | 0
00 Ret.Exist_FBC_DryFGD_SNCR_DSI & ACI & GPM & NGC | 0 | 0 | 0 | 0 | 0 | 0 | 0
00 Ret.Exist_FBC_DryFGD_SNCR_DSI & ACI & NGC | 0 | 0 | 0 | 0 | 0 | 0 | 0
00 Ret.Exist_FBC_DryFGD_SNCR_DSI & DRET | 0 | 0 | 0 | 0 | 0 | 0 | 0
00 Ret.Exist_FBC_DryFGD_SNCR_DSI & GPM | 0 | 0 | 0 | 0 | 0 | 0 | 0
00 Ret.Exist_FBC_DryFGD_SNCR_DSI & GPM & DRET | 0 | 0 | 0 | 0 | 0 | 0 | 0
00 Ret.Exist_FBC_DryFGD_SNCR_DSI & GPM & NGC | 0 | 0 | 0 | 0 | 0 | 0 | 0
00 Ret.Exist_FBC_DryFGD_SNCR_DSI & NGC | 0 | 0 | 0 | 0 | 0 | 0 | 0
00 Ret.Exist_FBC_DSI & ACI | 0 | 0 | 0 | 0 | 0 | 0 | 0
00 Ret.Exist_FBC_DSI & ACI & DRET | 0 | 0 | 0 | 0 | 0 | 0 | 0
00 Ret.Exist_FBC_DSI & ACI & GPM | 0 | 0 | 0 | 0 | 0 | 0 | 0
00 Ret.Exist_FBC_DSI & ACI & GPM & DRET | 0 | 0 | 0 | 0 | 0 | 0 | 0
00 Ret.Exist_FBC_DSI & ACI & GPM & NGC | 0 | 0 | 0 | 0 | 0 | 0 | 0
00 Ret.Exist_FBC_DSI & ACI & GPM & SNCR | 0 | 0 | 0 | 0 | 0 | 0 | 0
00 Ret.Exist_FBC_DSI & ACI & GPM & SNCR & DRET | 0 | 0 | 0 | 0 | 0 | 0 | 0
00 Ret.Exist_FBC_DSI & ACI & GPM & SNCR & NGC | 0 | 0 | 0 | 0 | 0 | 0 | 0
00 Ret.Exist_FBC_DSI & ACI & NGC | 0 | 0 | 0 | 0 | 0 | 0 | 0
00 Ret.Exist_FBC_DSI & ACI & SNCR | 0 | 0 | 0 | 0 | 0 | 0 | 0
00 Ret.Exist_FBC_DSI & ACI & SNCR & DRET | 0 | 0 | 0 | 0 | 0 | 0 | 0
00 Ret.Exist_FBC_DSI & ACI & SNCR & NGC | 0 | 0 | 0 | 0 | 0 | 0 | 0
00 Ret.Exist_FBC_DSI & DRET | 0 | 0 | 0 | 0 | 0 | 0 | 0
00 Ret.Exist_FBC_DSI & GPM | 0 | 196 | 0 | 0 | 0 | 0 | 0
00 Ret.Exist_FBC_DSI & GPM & DRET | 0 | 0 | 0 | 0 | 0 | 0 | 0
00 Ret.Exist_FBC_DSI & GPM & NGC | 0 | 0 | 0 | 0 | 0 | 0 | 0
00 Ret.Exist_FBC_DSI & GPM & SNCR | 0 | 0 | 0 | 0 | 0 | 0 | 0
00 Ret.Exist_FBC_DSI & GPM & SNCR & DRET | 0 | 0 | 0 | 0 | 0 | 0 | 0
00 Ret.Exist_FBC_DSI & GPM & SNCR & NGC | 0 | 0 | 0 | 0 | 0 | 0 | 0
00 Ret.Exist_FBC_DSI & NGC | 0 | 0 | 0 | 0 | 0 | 0 | 0
00 Ret.Exist_FBC_DSI & SNCR | 0 | 0 | 0 | 0 | 0 | 0 | 0
00 Ret.Exist_FBC_DSI & SNCR & DRET | 0 | 0 | 0 | 0 | 0 | 0 | 0
00 Ret.Exist_FBC_DSI & SNCR & NGC | 0 | 0 | 0 | 0 | 0 | 0 | 0
00 Ret.Exist_FBC_SNCR & ACI | 0 | 0 | 0 | 0 | 0 | 0 | 0
00 Ret.Exist_FBC_SNCR & ACI & DRET | 0 | 0 | 0 | 0 | 0 | 0 | 0
00 Ret.Exist_FBC_SNCR & ACI & NGC | 0 | 0 | 0 | 0 | 0 | 0 | 0
00 Ret.Exist_FBC_SNCR & DRET | 0 | 0 | 0 | 0 | 0 | 0 | 0
00 Ret.Exist_FBC_SNCR & GPM | 0 | 0 | 0 | 0 | 0 | 0 | 0
00 Ret.Exist_FBC_SNCR & GPM & DRET | 0 | 0 | 0 | 0 | 0 | 0 | 0
00 Ret.Exist_FBC_SNCR & GPM & NGC | 0 | 0 | 0 | 0 | 0 | 0 | 0
00 Ret.Exist_FBC_SNCR & NGC | 53 | 0 | 0 | 0 | 0 | 0 | 0
00 Ret.Exist_FBC_SNCR_ACI_DSI & CCS | 0 | 0 | 0 | 0 | 0 | 0 | 0
00 Ret.Exist_FBC_SNCR_ACI_DSI & DCCS | 0 | 0 | 0 | 0 | 0 | 0 | 0
00 Ret.Exist_FBC_SNCR_ACI_DSI & DCCS & CCS | 0 | 0 | 0 | 0 | 0 | 0 | 0
00 Ret.Exist_FBC_SNCR_ACI_DSI & DRET | 0 | 0 | 0 | 0 | 0 | 0 | 0
00 Ret.Exist_FBC_SNCR_ACI_DSI & GPM | 0 | 0 | 0 | 0 | 0 | 0 | 0
00 Ret.Exist_FBC_SNCR_ACI_DSI & GPM & CCS | 0 | 0 | 0 | 0 | 0 | 0 | 0
00 Ret.Exist_FBC_SNCR_ACI_DSI & GPM & DRET | 0 | 0 | 0 | 0 | 0 | 0 | 0
00 Ret.Exist_FBC_SNCR_ACI_DSI & GPM & NGC | 0 | 0 | 0 | 0 | 0 | 0 | 0
00 Ret.Exist_FBC_SNCR_ACI_DSI & NGC | 0 | 0 | 0 | 0 | 0 | 0 | 0
00 Ret.Exist_FBC_SNCR_DSI & ACI | 0 | 0 | 0 | 0 | 0 | 0 | 0
00 Ret.Exist_FBC_SNCR_DSI & ACI & CCS | 0 | 0 | 0 | 0 | 0 | 0 | 0
00 Ret.Exist_FBC_SNCR_DSI & ACI & DRET | 0 | 0 | 0 | 0 | 0 | 0 | 0
00 Ret.Exist_FBC_SNCR_DSI & ACI & GPM | 0 | 0 | 0 | 0 | 0 | 0 | 0
00 Ret.Exist_FBC_SNCR_DSI & ACI & GPM & CCS | 0 | 0 | 0 | 0 | 0 | 0 | 0
00 Ret.Exist_FBC_SNCR_DSI & ACI & GPM & DRET | 0 | 0 | 0 | 0 | 0 | 0 | 0
00 Ret.Exist_FBC_SNCR_DSI & ACI & GPM & NGC | 0 | 0 | 0 | 0 | 0 | 0 | 0
00 Ret.Exist_FBC_SNCR_DSI & ACI & NGC | 0 | 0 | 0 | 0 | 0 | 0 | 0
00 Ret.Exist_FBC_SNCR_DSI & CCS | 0 | 0 | 0 | 0 | 0 | 0 | 0
00 Ret.Exist_FBC_SNCR_DSI & DCCS | 0 | 0 | 0 | 0 | 0 | 0 | 0
00 Ret.Exist_FBC_SNCR_DSI & DCCS & CCS | 0 | 0 | 0 | 0 | 0 | 0 | 0
00 Ret.Exist_FBC_SNCR_DSI & DRET | 0 | 0 | 0 | 0 | 0 | 0 | 0
00 Ret.Exist_FBC_SNCR_DSI & GPM | 120 | 110 | 0 | 0 | 0 | 0 | 0
00 Ret.Exist_FBC_SNCR_DSI & GPM & CCS | 0 | 0 | 0 | 0 | 0 | 0 | 0
00 Ret.Exist_FBC_SNCR_DSI & GPM & DRET | 0 | 0 | 0 | 0 | 0 | 0 | 0
00 Ret.Exist_FBC_SNCR_DSI & GPM & NGC | 0 | 0 | 0 | 0 | 0 | 0 | 0
00 Ret.Exist_FBC_SNCR_DSI & NGC | 0 | 0 | 0 | 0 | 0 | 0 | 0
00 Ret.Exist_FBC_WetFGD_DSI & ACI | 0 | 0 | 0 | 0 | 0 | 0 | 0
00 Ret.Exist_FBC_WetFGD_DSI & ACI & DRET | 0 | 0 | 0 | 0 | 0 | 0 | 0
00 Ret.Exist_FBC_WetFGD_DSI & ACI & GPM | 0 | 0 | 0 | 0 | 0 | 0 | 0
00 Ret.Exist_FBC_WetFGD_DSI & ACI & GPM & DRET | 0 | 0 | 0 | 0 | 0 | 0 | 0
00 Ret.Exist_FBC_WetFGD_DSI & ACI & GPM & NGC | 0 | 0 | 0 | 0 | 0 | 0 | 0
00 Ret.Exist_FBC_WetFGD_DSI & ACI & GPM & SNCR | 0 | 0 | 0 | 0 | 0 | 0 | 0
00 Ret.Exist_FBC_WetFGD_DSI & ACI & GPM & SNCR & DRET | 0 | 0 | 0 | 0 | 0 | 0 | 0
00 Ret.Exist_FBC_WetFGD_DSI & ACI & GPM & SNCR & NGC | 0 | 0 | 0 | 0 | 0 | 0 | 0
00 Ret.Exist_FBC_WetFGD_DSI & ACI & NGC | 0 | 0 | 0 | 0 | 0 | 0 | 0
00 Ret.Exist_FBC_WetFGD_DSI & ACI & SNCR | 0 | 0 | 0 | 0 | 0 | 0 | 0
00 Ret.Exist_FBC_WetFGD_DSI & ACI & SNCR & DRET | 0 | 0 | 0 | 0 | 0 | 0 | 0
00 Ret.Exist_FBC_WetFGD_DSI & ACI & SNCR & NGC | 0 | 0 | 0 | 0 | 0 | 0 | 0
00 Ret.Exist_FBC_WetFGD_DSI & DRET | 0 | 0 | 0 | 0 | 0 | 0 | 0
00 Ret.Exist_FBC_WetFGD_DSI & GPM | 0 | 0 | 0 | 0 | 0 | 0 | 0
00 Ret.Exist_FBC_WetFGD_DSI & GPM & DRET | 0 | 0 | 0 | 0 | 0 | 0 | 0
00 Ret.Exist_FBC_WetFGD_DSI & GPM & NGC | 0 | 0 | 0 | 0 | 0 | 0 | 0
00 Ret.Exist_FBC_WetFGD_DSI & GPM & SNCR | 0 | 0 | 0 | 0 | 0 | 0 | 0
00 Ret.Exist_FBC_WetFGD_DSI & GPM & SNCR & DRET | 0 | 0 | 0 | 0 | 0 | 0 | 0
00 Ret.Exist_FBC_WetFGD_DSI & GPM & SNCR & NGC | 0 | 0 | 0 | 0 | 0 | 0 | 0
00 Ret.Exist_FBC_WetFGD_DSI & NGC | 0 | 0 | 0 | 0 | 0 | 0 | 0
00 Ret.Exist_FBC_WetFGD_DSI & SNCR | 0 | 0 | 0 | 0 | 0 | 0 | 0
00 Ret.Exist_FBC_WetFGD_DSI & SNCR & DRET | 0 | 0 | 0 | 0 | 0 | 0 | 0
00 Ret.Exist_FBC_WetFGD_DSI & SNCR & NGC | 0 | 0 | 0 | 0 | 0 | 0 | 0
00 Ret.Exist_FBC_WetFGD_SNCR & ACI | 0 | 0 | 0 | 0 | 0 | 0 | 0
00 Ret.Exist_FBC_WetFGD_SNCR & ACI & DRET | 0 | 0 | 0 | 0 | 0 | 0 | 0
00 Ret.Exist_FBC_WetFGD_SNCR & ACI & NGC | 0 | 0 | 0 | 0 | 0 | 0 | 0
00 Ret.Exist_FBC_WetFGD_SNCR & DRET | 0 | 0 | 0 | 0 | 0 | 0 | 0
00 Ret.Exist_FBC_WetFGD_SNCR & GPM | 0 | 0 | 0 | 0 | 0 | 0 | 0
00 Ret.Exist_FBC_WetFGD_SNCR & GPM & DRET | 0 | 0 | 0 | 0 | 0 | 0 | 0
00 Ret.Exist_FBC_WetFGD_SNCR & GPM & NGC | 0 | 0 | 0 | 0 | 0 | 0 | 0
00 Ret.Exist_FBC_WetFGD_SNCR & NGC | 0 | 0 | 0 | 0 | 0 | 0 | 0
00 Ret.Exist_Non-FBC_ACI & C2G | 1044.3 | 0 | 0 | 0 | 0 | 0 | 0
00 Ret.Exist_Non-FBC_ACI & C2G & SCR | 0 | 0 | 0 | 0 | 0 | 0 | 0
00 Ret.Exist_Non-FBC_ACI & DCCS | 0 | 0 | 0 | 0 | 0 | 0 | 0
00 Ret.Exist_Non-FBC_ACI & DCCS & WetFGD & SCR & CCS | 0 | 0 | 0 | 0 | 0 | 0 | 0
00 Ret.Exist_Non-FBC_ACI & DRET | 0 | 0 | 0 | 0 | 0 | 0 | 0
00 Ret.Exist_Non-FBC_ACI & DSI | 0 | 0 | 0 | 0 | 0 | 0 | 0
00 Ret.Exist_Non-FBC_ACI & DSI & C2G | 0 | 0 | 0 | 0 | 0 | 0 | 0
00 Ret.Exist_Non-FBC_ACI & DSI & C2G & SCR | 0 | 0 | 0 | 0 | 0 | 0 | 0
00 Ret.Exist_Non-FBC_ACI & DSI & DRET | 0 | 0 | 0 | 0 | 0 | 0 | 0
00 Ret.Exist_Non-FBC_ACI & DSI & GPM | 0 | 0 | 0 | 0 | 0 | 0 | 0
00 Ret.Exist_Non-FBC_ACI & DSI & GPM & C2G | 0 | 0 | 0 | 0 | 0 | 0 | 0
00 Ret.Exist_Non-FBC_ACI & DSI & GPM & C2G & SCR | 0 | 0 | 0 | 0 | 0 | 0 | 0
00 Ret.Exist_Non-FBC_ACI & DSI & GPM & DRET | 0 | 0 | 0 | 0 | 0 | 0 | 0
00 Ret.Exist_Non-FBC_ACI & DSI & GPM & NGC | 0 | 0 | 0 | 0 | 0 | 0 | 0
00 Ret.Exist_Non-FBC_ACI & DSI & GPM & SCR | 0 | 0 | 0 | 0 | 0 | 0 | 0
00 Ret.Exist_Non-FBC_ACI & DSI & GPM & SCR & DRET | 0 | 0 | 0 | 0 | 0 | 0 | 0
00 Ret.Exist_Non-FBC_ACI & DSI & GPM & SCR & NGC | 0 | 0 | 0 | 0 | 0 | 0 | 0
00 Ret.Exist_Non-FBC_ACI & DSI & GPM & SNCR | 0 | 0 | 0 | 0 | 0 | 0 | 0
00 Ret.Exist_Non-FBC_ACI & DSI & GPM & SNCR & DRET | 0 | 0 | 0 | 0 | 0 | 0 | 0
00 Ret.Exist_Non-FBC_ACI & DSI & GPM & SNCR & NGC | 0 | 0 | 0 | 0 | 0 | 0 | 0
00 Ret.Exist_Non-FBC_ACI & DSI & GPM & WetFGD & SCR & CCS | 0 | 0 | 0 | 0 | 0 | 0 | 0
00 Ret.Exist_Non-FBC_ACI & DSI & NGC | 0 | 0 | 0 | 0 | 0 | 0 | 0
00 Ret.Exist_Non-FBC_ACI & DSI & SCR | 0 | 0 | 0 | 0 | 0 | 0 | 0
00 Ret.Exist_Non-FBC_ACI & DSI & SCR & DRET | 0 | 0 | 0 | 0 | 0 | 0 | 0
00 Ret.Exist_Non-FBC_ACI & DSI & SCR & NGC | 0 | 0 | 0 | 0 | 0 | 0 | 0
00 Ret.Exist_Non-FBC_ACI & DSI & SNCR | 0 | 0 | 0 | 0 | 0 | 0 | 0
00 Ret.Exist_Non-FBC_ACI & DSI & SNCR & DRET | 0 | 0 | 0 | 0 | 0 | 0 | 0
00 Ret.Exist_Non-FBC_ACI & DSI & SNCR & NGC | 0 | 0 | 0 | 0 | 0 | 0 | 0
00 Ret.Exist_Non-FBC_ACI & DSI & WetFGD & SCR & CCS | 0 | 0 | 0 | 0 | 0 | 0 | 0
00 Ret.Exist_Non-FBC_ACI & GPM | 0 | 2372 | 0 | 0 | 0 | 0 | 0
00 Ret.Exist_Non-FBC_ACI & GPM & C2G | 0 | 0 | 0 | 0 | 0 | 0 | 0
00 Ret.Exist_Non-FBC_ACI & GPM & C2G & SCR | 0 | 0 | 0 | 0 | 0 | 0 | 0
00 Ret.Exist_Non-FBC_ACI & GPM & DRET | 0 | 0 | 0 | 0 | 0 | 0 | 0
00 Ret.Exist_Non-FBC_ACI & GPM & NGC | 0 | 0 | 0 | 0 | 0 | 0 | 0
00 Ret.Exist_Non-FBC_ACI & GPM & SCR | 0 | 0 | 0 | 0 | 0 | 0 | 0
00 Ret.Exist_Non-FBC_ACI & GPM & SCR & DRET | 0 | 0 | 0 | 0 | 0 | 0 | 0
00 Ret.Exist_Non-FBC_ACI & GPM & SCR & NGC | 0 | 0 | 0 | 0 | 0 | 0 | 0
00 Ret.Exist_Non-FBC_ACI & GPM & SNCR | 0 | 0 | 0 | 0 | 0 | 0 | 0
00 Ret.Exist_Non-FBC_ACI & GPM & SNCR & DRET | 0 | 0 | 0 | 0 | 0 | 0 | 0
00 Ret.Exist_Non-FBC_ACI & GPM & SNCR & NGC | 0 | 0 | 0 | 0 | 0 | 0 | 0
00 Ret.Exist_Non-FBC_ACI & GPM & WetFGD & SCR & CCS | 0 | 0 | 0 | 0 | 0 | 0 | 0
00 Ret.Exist_Non-FBC_ACI & NGC | 0 | 0 | 0 | 0 | 0 | 0 | 0
00 Ret.Exist_Non-FBC_ACI & SCR | 0 | 0 | 0 | 0 | 0 | 0 | 0
00 Ret.Exist_Non-FBC_ACI & SCR & C2G | 0 | 0 | 0 | 0 | 0 | 0 | 0
00 Ret.Exist_Non-FBC_ACI & SCR & DRET | 0 | 0 | 0 | 0 | 0 | 0 | 0
00 Ret.Exist_Non-FBC_ACI & SCR & NGC | 0 | 0 | 0 | 0 | 0 | 0 | 0
00 Ret.Exist_Non-FBC_ACI & SCR & WetFGD & CCS | 0 | 0 | 0 | 0 | 0 | 0 | 0
00 Ret.Exist_Non-FBC_ACI & SNCR | 0 | 0 | 0 | 0 | 0 | 0 | 0
00 Ret.Exist_Non-FBC_ACI & SNCR & C2G | 0 | 0 | 0 | 0 | 0 | 0 | 0
00 Ret.Exist_Non-FBC_ACI & SNCR & DRET | 0 | 0 | 0 | 0 | 0 | 0 | 0
00 Ret.Exist_Non-FBC_ACI & SNCR & NGC | 0 | 0 | 0 | 0 | 0 | 0 | 0
00 Ret.Exist_Non-FBC_ACI_DSI & C2G | 1270 | 0 | 0 | 0 | 0 | 0 | 0
00 Ret.Exist_Non-FBC_ACI_DSI & C2G & SCR | 0 | 0 | 0 | 0 | 0 | 0 | 0
00 Ret.Exist_Non-FBC_ACI_DSI & DCCS | 0 | 0 | 0 | 0 | 0 | 0 | 0
00 Ret.Exist_Non-FBC_ACI_DSI & DCCS & WetFGD & SCR & CCS | 0 | 0 | 0 | 0 | 0 | 0 | 0
00 Ret.Exist_Non-FBC_ACI_DSI & DRET | 0 | 0 | 0 | 0 | 0 | 0 | 0
00 Ret.Exist_Non-FBC_ACI_DSI & GPM | 0 | 0 | 0 | 0 | 0 | 0 | 0
00 Ret.Exist_Non-FBC_ACI_DSI & GPM & C2G | 0 | 0 | 0 | 0 | 0 | 0 | 0
00 Ret.Exist_Non-FBC_ACI_DSI & GPM & C2G & SCR | 0 | 0 | 0 | 0 | 0 | 0 | 0
00 Ret.Exist_Non-FBC_ACI_DSI & GPM & DRET | 0 | 0 | 0 | 0 | 0 | 0 | 0
00 Ret.Exist_Non-FBC_ACI_DSI & GPM & NGC | 0 | 0 | 0 | 0 | 0 | 0 | 0
00 Ret.Exist_Non-FBC_ACI_DSI & GPM & SCR | 0 | 0 | 0 | 0 | 0 | 0 | 0
00 Ret.Exist_Non-FBC_ACI_DSI & GPM & SCR & DRET | 0 | 0 | 0 | 0 | 0 | 0 | 0
00 Ret.Exist_Non-FBC_ACI_DSI & GPM & SCR & NGC | 0 | 0 | 0 | 0 | 0 | 0 | 0
00 Ret.Exist_Non-FBC_ACI_DSI & GPM & SNCR | 0 | 0 | 0 | 0 | 0 | 0 | 0
00 Ret.Exist_Non-FBC_ACI_DSI & GPM & SNCR & DRET | 0 | 0 | 0 | 0 | 0 | 0 | 0
00 Ret.Exist_Non-FBC_ACI_DSI & GPM & SNCR & NGC | 0 | 0 | 0 | 0 | 0 | 0 | 0
00 Ret.Exist_Non-FBC_ACI_DSI & GPM & WetFGD & SCR & CCS | 0 | 0 | 0 | 0 | 0 | 0 | 0
00 Ret.Exist_Non-FBC_ACI_DSI & NGC | 0 | 0 | 0 | 0 | 0 | 0 | 0
00 Ret.Exist_Non-FBC_ACI_DSI & SCR | 0 | 0 | 0 | 0 | 0 | 0 | 0
00 Ret.Exist_Non-FBC_ACI_DSI & SCR & C2G | 0 | 0 | 0 | 0 | 0 | 0 | 0
00 Ret.Exist_Non-FBC_ACI_DSI & SCR & DRET | 0 | 0 | 0 | 0 | 0 | 0 | 0
00 Ret.Exist_Non-FBC_ACI_DSI & SCR & NGC | 0 | 0 | 0 | 0 | 0 | 0 | 0
00 Ret.Exist_Non-FBC_ACI_DSI & SCR & WetFGD & CCS | 0 | 0 | 0 | 0 | 0 | 0 | 0
00 Ret.Exist_Non-FBC_ACI_DSI & SNCR | 0 | 0 | 0 | 0 | 0 | 0 | 0
00 Ret.Exist_Non-FBC_ACI_DSI & SNCR & C2G | 0 | 0 | 0 | 0 | 0 | 0 | 0
00 Ret.Exist_Non-FBC_ACI_DSI & SNCR & DRET | 0 | 0 | 0 | 0 | 0 | 0 | 0
00 Ret.Exist_Non-FBC_ACI_DSI & SNCR & NGC | 0 | 0 | 0 | 0 | 0 | 0 | 0
00 Ret.Exist_Non-FBC_DryFGD & C2G | 0 | 0 | 0 | 0 | 0 | 0 | 0
00 Ret.Exist_Non-FBC_DryFGD & C2G & SCR | 0 | 0 | 0 | 0 | 0 | 0 | 0
00 Ret.Exist_Non-FBC_DryFGD & DRET | 0 | 0 | 0 | 0 | 0 | 0 | 0
00 Ret.Exist_Non-FBC_DryFGD & GPM | 0 | 0 | 0 | 0 | 0 | 0 | 0
00 Ret.Exist_Non-FBC_DryFGD & GPM & C2G | 0 | 0 | 0 | 0 | 0 | 0 | 0
00 Ret.Exist_Non-FBC_DryFGD & GPM & C2G & SCR | 0 | 0 | 0 | 0 | 0 | 0 | 0
00 Ret.Exist_Non-FBC_DryFGD & GPM & DRET | 0 | 0 | 0 | 0 | 0 | 0 | 0
00 Ret.Exist_Non-FBC_DryFGD & GPM & NGC | 0 | 0 | 0 | 0 | 0 | 0 | 0
00 Ret.Exist_Non-FBC_DryFGD & GPM & SCR | 0 | 0 | 0 | 0 | 0 | 0 | 0
00 Ret.Exist_Non-FBC_DryFGD & GPM & SCR & CCS | 0 | 0 | 0 | 0 | 0 | 0 | 0
00 Ret.Exist_Non-FBC_DryFGD & GPM & SCR & DRET | 0 | 0 | 0 | 0 | 0 | 0 | 0
00 Ret.Exist_Non-FBC_DryFGD & GPM & SCR & NGC | 0 | 0 | 0 | 0 | 0 | 0 | 0
00 Ret.Exist_Non-FBC_DryFGD & GPM & SNCR | 0 | 0 | 0 | 0 | 0 | 0 | 0
00 Ret.Exist_Non-FBC_DryFGD & GPM & SNCR & DRET | 0 | 0 | 0 | 0 | 0 | 0 | 0
00 Ret.Exist_Non-FBC_DryFGD & GPM & SNCR & NGC | 0 | 0 | 0 | 0 | 0 | 0 | 0
00 Ret.Exist_Non-FBC_DryFGD & NGC | 0 | 0 | 0 | 0 | 0 | 0 | 0
00 Ret.Exist_Non-FBC_DryFGD & SCR | 0 | 0 | 0 | 0 | 0 | 0 | 0
00 Ret.Exist_Non-FBC_DryFGD & SCR & C2G | 0 | 0 | 0 | 0 | 0 | 0 | 0
00 Ret.Exist_Non-FBC_DryFGD & SCR & CCS | 0 | 0 | 0 | 0 | 0 | 0 | 0
00 Ret.Exist_Non-FBC_DryFGD & SCR & DRET | 0 | 0 | 0 | 0 | 0 | 0 | 0
00 Ret.Exist_Non-FBC_DryFGD & SCR & NGC | 0 | 0 | 0 | 0 | 0 | 0 | 0
00 Ret.Exist_Non-FBC_DryFGD & SNCR | 0 | 0 | 0 | 0 | 0 | 0 | 0
00 Ret.Exist_Non-FBC_DryFGD & SNCR & C2G | 0 | 0 | 0 | 0 | 0 | 0 | 0
00 Ret.Exist_Non-FBC_DryFGD & SNCR & DRET | 0 | 0 | 0 | 0 | 0 | 0 | 0
00 Ret.Exist_Non-FBC_DryFGD & SNCR & NGC | 0 | 0 | 0 | 0 | 0 | 0 | 0
00 Ret.Exist_Non-FBC_DryFGD_ACI & C2G | 0 | 0 | 0 | 0 | 0 | 0 | 0
00 Ret.Exist_Non-FBC_DryFGD_ACI & C2G & SCR | 0 | 0 | 0 | 0 | 0 | 0 | 0
00 Ret.Exist_Non-FBC_DryFGD_ACI & DCCS | 0 | 0 | 0 | 0 | 0 | 0 | 0
00 Ret.Exist_Non-FBC_DryFGD_ACI & DCCS & SCR & CCS | 0 | 0 | 0 | 0 | 0 | 0 | 0
00 Ret.Exist_Non-FBC_DryFGD_ACI & DRET | 0 | 0 | 0 | 0 | 0 | 0 | 0
00 Ret.Exist_Non-FBC_DryFGD_ACI & GPM | 0 | 0 | 0 | 0 | 0 | 0 | 0
00 Ret.Exist_Non-FBC_DryFGD_ACI & GPM & C2G | 0 | 0 | 0 | 0 | 0 | 0 | 0
00 Ret.Exist_Non-FBC_DryFGD_ACI & GPM & C2G & SCR | 0 | 0 | 0 | 0 | 0 | 0 | 0
00 Ret.Exist_Non-FBC_DryFGD_ACI & GPM & DRET | 0 | 0 | 0 | 0 | 0 | 0 | 0
00 Ret.Exist_Non-FBC_DryFGD_ACI & GPM & NGC | 0 | 0 | 0 | 0 | 0 | 0 | 0
00 Ret.Exist_Non-FBC_DryFGD_ACI & GPM & SCR | 0 | 0 | 0 | 0 | 0 | 0 | 0
00 Ret.Exist_Non-FBC_DryFGD_ACI & GPM & SCR & CCS | 0 | 0 | 0 | 0 | 0 | 0 | 0
00 Ret.Exist_Non-FBC_DryFGD_ACI & GPM & SCR & DRET | 0 | 0 | 0 | 0 | 0 | 0 | 0
00 Ret.Exist_Non-FBC_DryFGD_ACI & GPM & SCR & NGC | 0 | 0 | 0 | 0 | 0 | 0 | 0
00 Ret.Exist_Non-FBC_DryFGD_ACI & GPM & SNCR | 0 | 0 | 0 | 0 | 0 | 0 | 0
00 Ret.Exist_Non-FBC_DryFGD_ACI & GPM & SNCR & DRET | 0 | 0 | 0 | 0 | 0 | 0 | 0
00 Ret.Exist_Non-FBC_DryFGD_ACI & GPM & SNCR & NGC | 0 | 0 | 0 | 0 | 0 | 0 | 0
00 Ret.Exist_Non-FBC_DryFGD_ACI & NGC | 0 | 0 | 0 | 0 | 0 | 0 | 0
00 Ret.Exist_Non-FBC_DryFGD_ACI & SCR | 0 | 0 | 1514.2839 | 0 | 0 | 0 | 0
00 Ret.Exist_Non-FBC_DryFGD_ACI & SCR & C2G | 0 | 0 | 0 | 0 | 0 | 0 | 0
00 Ret.Exist_Non-FBC_DryFGD_ACI & SCR & CCS | 0 | 0 | 996.7335 | 0 | 0 | 0 | 0
00 Ret.Exist_Non-FBC_DryFGD_ACI & SCR & DRET | 0 | 0 | 0 | 0 | 0 | 0 | 0
00 Ret.Exist_Non-FBC_DryFGD_ACI & SCR & NGC | 0 | 0 | 0 | 0 | 0 | 0 | 0
00 Ret.Exist_Non-FBC_DryFGD_ACI & SNCR | 0 | 0 | 0 | 0 | 0 | 0 | 0
00 Ret.Exist_Non-FBC_DryFGD_ACI & SNCR & C2G | 0 | 0 | 0 | 0 | 0 | 0 | 0
00 Ret.Exist_Non-FBC_DryFGD_ACI & SNCR & DRET | 0 | 0 | 0 | 0 | 0 | 0 | 0
00 Ret.Exist_Non-FBC_DryFGD_ACI & SNCR & NGC | 0 | 0 | 0 | 0 | 0 | 0 | 0
00 Ret.Exist_Non-FBC_DryFGD_SCR & ACI | 0 | 0 | 0 | 0 | 0 | 0 | 0
00 Ret.Exist_Non-FBC_DryFGD_SCR & ACI & C2G | 0 | 0 | 0 | 0 | 0 | 0 | 0
00 Ret.Exist_Non-FBC_DryFGD_SCR & ACI & CCS | 0 | 0 | 0 | 0 | 0 | 0 | 0
00 Ret.Exist_Non-FBC_DryFGD_SCR & ACI & DRET | 0 | 0 | 0 | 0 | 0 | 0 | 0
00 Ret.Exist_Non-FBC_DryFGD_SCR & ACI & GPM | 0 | 0 | 0 | 0 | 0 | 0 | 0
00 Ret.Exist_Non-FBC_DryFGD_SCR & ACI & GPM & C2G | 0 | 0 | 0 | 0 | 0 | 0 | 0
00 Ret.Exist_Non-FBC_DryFGD_SCR & ACI & GPM & CCS | 0 | 0 | 0 | 0 | 0 | 0 | 0
00 Ret.Exist_Non-FBC_DryFGD_SCR & ACI & GPM & DRET | 0 | 0 | 0 | 0 | 0 | 0 | 0
00 Ret.Exist_Non-FBC_DryFGD_SCR & ACI & GPM & NGC | 0 | 0 | 0 | 0 | 0 | 0 | 0
00 Ret.Exist_Non-FBC_DryFGD_SCR & ACI & NGC | 0 | 0 | 0 | 0 | 0 | 0 | 0
00 Ret.Exist_Non-FBC_DryFGD_SCR & C2G | 0 | 0 | 0 | 0 | 0 | 0 | 0
00 Ret.Exist_Non-FBC_DryFGD_SCR & CCS | 0 | 0 | 0 | 0 | 0 | 0 | 0
00 Ret.Exist_Non-FBC_DryFGD_SCR & DRET | 0 | 0 | 0 | 0 | 0 | 0 | 0
00 Ret.Exist_Non-FBC_DryFGD_SCR & GPM | 0 | 0 | 0 | 0 | 0 | 0 | 0
00 Ret.Exist_Non-FBC_DryFGD_SCR & GPM & C2G | 0 | 0 | 0 | 0 | 0 | 0 | 0
00 Ret.Exist_Non-FBC_DryFGD_SCR & GPM & CCS | 0 | 0 | 0 | 0 | 0 | 0 | 0
00 Ret.Exist_Non-FBC_DryFGD_SCR & GPM & DRET | 0 | 0 | 0 | 0 | 0 | 0 | 0
00 Ret.Exist_Non-FBC_DryFGD_SCR & GPM & NGC | 0 | 0 | 0 | 0 | 0 | 0 | 0
00 Ret.Exist_Non-FBC_DryFGD_SCR & NGC | 0 | 0 | 0 | 0 | 0 | 0 | 0
00 Ret.Exist_Non-FBC_DryFGD_SCR_ACI & C2G | 499.9 | 0 | 0 | 0 | 0 | 0 | 0
00 Ret.Exist_Non-FBC_DryFGD_SCR_ACI & CCS | 0 | 259.4793 | 788.6371 | 0 | 0 | 0 | 0
00 Ret.Exist_Non-FBC_DryFGD_SCR_ACI & DCCS | 0 | 0 | 0 | 0 | 0 | 0 | 0
00 Ret.Exist_Non-FBC_DryFGD_SCR_ACI & DCCS & CCS | 0 | 0 | 0 | 0 | 0 | 0 | 0
00 Ret.Exist_Non-FBC_DryFGD_SCR_ACI & DRET | 0 | 0 | 0 | 0 | 0 | 0 | 0
00 Ret.Exist_Non-FBC_DryFGD_SCR_ACI & GPM | 0 | 0 | 0 | 0 | 0 | 0 | 0
00 Ret.Exist_Non-FBC_DryFGD_SCR_ACI & GPM & C2G | 0 | 0 | 0 | 0 | 0 | 0 | 0
00 Ret.Exist_Non-FBC_DryFGD_SCR_ACI & GPM & CCS | 0 | 0 | 0 | 0 | 0 | 0 | 0
00 Ret.Exist_Non-FBC_DryFGD_SCR_ACI & GPM & DRET | 0 | 0 | 0 | 0 | 0 | 0 | 0
00 Ret.Exist_Non-FBC_DryFGD_SCR_ACI & GPM & NGC | 0 | 0 | 0 | 0 | 0 | 0 | 0
00 Ret.Exist_Non-FBC_DryFGD_SCR_ACI & NGC | 0 | 0 | 0 | 0 | 0 | 0 | 0
00 Ret.Exist_Non-FBC_DryFGD_SCR_ACI_DSI & C2G | 0 | 0 | 0 | 0 | 0 | 0 | 0
00 Ret.Exist_Non-FBC_DryFGD_SCR_ACI_DSI & CCS | 0 | 0 | 0 | 0 | 0 | 0 | 0
00 Ret.Exist_Non-FBC_DryFGD_SCR_ACI_DSI & DCCS | 0 | 0 | 0 | 0 | 0 | 0 | 0
00 Ret.Exist_Non-FBC_DryFGD_SCR_ACI_DSI & DCCS & CCS | 0 | 0 | 0 | 0 | 0 | 0 | 0
00 Ret.Exist_Non-FBC_DryFGD_SCR_ACI_DSI & DRET | 0 | 0 | 0 | 0 | 0 | 0 | 0
00 Ret.Exist_Non-FBC_DryFGD_SCR_ACI_DSI & GPM | 0 | 0 | 0 | 0 | 0 | 0 | 0
00 Ret.Exist_Non-FBC_DryFGD_SCR_ACI_DSI & GPM & C2G | 0 | 0 | 0 | 0 | 0 | 0 | 0
00 Ret.Exist_Non-FBC_DryFGD_SCR_ACI_DSI & GPM & CCS | 0 | 0 | 0 | 0 | 0 | 0 | 0
00 Ret.Exist_Non-FBC_DryFGD_SCR_ACI_DSI & GPM & DRET | 0 | 0 | 0 | 0 | 0 | 0 | 0
00 Ret.Exist_Non-FBC_DryFGD_SCR_ACI_DSI & GPM & NGC | 0 | 0 | 0 | 0 | 0 | 0 | 0
00 Ret.Exist_Non-FBC_DryFGD_SCR_ACI_DSI & NGC | 0 | 0 | 0 | 0 | 0 | 0 | 0
00 Ret.Exist_Non-FBC_DryFGD_SCR_DSI & ACI | 0 | 0 | 0 | 0 | 0 | 0 | 0
00 Ret.Exist_Non-FBC_DryFGD_SCR_DSI & ACI & C2G | 0 | 0 | 0 | 0 | 0 | 0 | 0
00 Ret.Exist_Non-FBC_DryFGD_SCR_DSI & ACI & CCS | 0 | 0 | 0 | 0 | 0 | 0 | 0
00 Ret.Exist_Non-FBC_DryFGD_SCR_DSI & ACI & DRET | 0 | 0 | 0 | 0 | 0 | 0 | 0
00 Ret.Exist_Non-FBC_DryFGD_SCR_DSI & ACI & GPM | 0 | 0 | 0 | 0 | 0 | 0 | 0
00 Ret.Exist_Non-FBC_DryFGD_SCR_DSI & ACI & GPM & C2G | 0 | 0 | 0 | 0 | 0 | 0 | 0
00 Ret.Exist_Non-FBC_DryFGD_SCR_DSI & ACI & GPM & CCS | 0 | 0 | 0 | 0 | 0 | 0 | 0
00 Ret.Exist_Non-FBC_DryFGD_SCR_DSI & ACI & GPM & DRET | 0 | 0 | 0 | 0 | 0 | 0 | 0
00 Ret.Exist_Non-FBC_DryFGD_SCR_DSI & ACI & GPM & NGC | 0 | 0 | 0 | 0 | 0 | 0 | 0
00 Ret.Exist_Non-FBC_DryFGD_SCR_DSI & ACI & NGC | 0 | 0 | 0 | 0 | 0 | 0 | 0
00 Ret.Exist_Non-FBC_DryFGD_SCR_DSI & C2G | 0 | 0 | 0 | 0 | 0 | 0 | 0
00 Ret.Exist_Non-FBC_DryFGD_SCR_DSI & CCS | 0 | 0 | 0 | 0 | 0 | 0 | 0
00 Ret.Exist_Non-FBC_DryFGD_SCR_DSI & DRET | 0 | 0 | 0 | 0 | 0 | 0 | 0
00 Ret.Exist_Non-FBC_DryFGD_SCR_DSI & GPM | 0 | 0 | 0 | 0 | 0 | 0 | 0
00 Ret.Exist_Non-FBC_DryFGD_SCR_DSI & GPM & C2G | 0 | 0 | 0 | 0 | 0 | 0 | 0
00 Ret.Exist_Non-FBC_DryFGD_SCR_DSI & GPM & CCS | 0 | 0 | 0 | 0 | 0 | 0 | 0
00 Ret.Exist_Non-FBC_DryFGD_SCR_DSI & GPM & DRET | 0 | 0 | 0 | 0 | 0 | 0 | 0
00 Ret.Exist_Non-FBC_DryFGD_SCR_DSI & GPM & NGC | 0 | 0 | 0 | 0 | 0 | 0 | 0
00 Ret.Exist_Non-FBC_DryFGD_SCR_DSI & NGC | 0 | 0 | 0 | 0 | 0 | 0 | 0
00 Ret.Exist_Non-FBC_DryFGD_SNCR_ACI & C2G | 0 | 0 | 0 | 0 | 0 | 0 | 0
00 Ret.Exist_Non-FBC_DryFGD_SNCR_ACI & C2G & SCR | 0 | 0 | 0 | 0 | 0 | 0 | 0
00 Ret.Exist_Non-FBC_DryFGD_SNCR_ACI & DCCS | 0 | 0 | 0 | 0 | 0 | 0 | 0
00 Ret.Exist_Non-FBC_DryFGD_SNCR_ACI & DCCS & SCR & CCS | 0 | 0 | 0 | 0 | 0 | 0 | 0
00 Ret.Exist_Non-FBC_DryFGD_SNCR_ACI & DRET | 0 | 0 | 0 | 0 | 0 | 0 | 0
00 Ret.Exist_Non-FBC_DryFGD_SNCR_ACI & GPM | 0 | 570 | 0 | 0 | 0 | 0 | 0
00 Ret.Exist_Non-FBC_DryFGD_SNCR_ACI & GPM & C2G | 0 | 0 | 0 | 0 | 0 | 0 | 0
00 Ret.Exist_Non-FBC_DryFGD_SNCR_ACI & GPM & C2G & SCR | 0 | 0 | 0 | 0 | 0 | 0 | 0
00 Ret.Exist_Non-FBC_DryFGD_SNCR_ACI & GPM & DRET | 0 | 0 | 0 | 0 | 0 | 0 | 0
00 Ret.Exist_Non-FBC_DryFGD_SNCR_ACI & GPM & NGC | 0 | 0 | 0 | 0 | 0 | 0 | 0
00 Ret.Exist_Non-FBC_DryFGD_SNCR_ACI & GPM & SCR | 0 | 0 | 0 | 0 | 0 | 0 | 0
00 Ret.Exist_Non-FBC_DryFGD_SNCR_ACI & GPM & SCR & CCS | 0 | 0 | 0 | 0 | 0 | 0 | 0
00 Ret.Exist_Non-FBC_DryFGD_SNCR_ACI & GPM & SCR & DRET | 0 | 0 | 0 | 0 | 0 | 0 | 0
00 Ret.Exist_Non-FBC_DryFGD_SNCR_ACI & GPM & SCR & NGC | 0 | 0 | 0 | 0 | 0 | 0 | 0
00 Ret.Exist_Non-FBC_DryFGD_SNCR_ACI & NGC | 0 | 0 | 0 | 0 | 0 | 0 | 0
00 Ret.Exist_Non-FBC_DryFGD_SNCR_ACI & SCR | 0 | 0 | 0 | 0 | 0 | 0 | 0
00 Ret.Exist_Non-FBC_DryFGD_SNCR_ACI & SCR & C2G | 0 | 0 | 0 | 0 | 0 | 0 | 0
00 Ret.Exist_Non-FBC_DryFGD_SNCR_ACI & SCR & CCS | 0 | 0 | 0 | 0 | 0 | 0 | 0
00 Ret.Exist_Non-FBC_DryFGD_SNCR_ACI & SCR & DRET | 0 | 0 | 0 | 0 | 0 | 0 | 0
00 Ret.Exist_Non-FBC_DryFGD_SNCR_ACI & SCR & NGC | 0 | 0 | 0 | 0 | 0 | 0 | 0
00 Ret.Exist_Non-FBC_DryFGD_SNCR_ACI_DSI & C2G | 0 | 0 | 0 | 0 | 0 | 0 | 0
00 Ret.Exist_Non-FBC_DryFGD_SNCR_ACI_DSI & C2G & SCR | 0 | 0 | 0 | 0 | 0 | 0 | 0
00 Ret.Exist_Non-FBC_DryFGD_SNCR_ACI_DSI & DRET | 0 | 0 | 0 | 0 | 0 | 0 | 0
00 Ret.Exist_Non-FBC_DryFGD_SNCR_ACI_DSI & GPM | 0 | 0 | 0 | 0 | 0 | 0 | 0
00 Ret.Exist_Non-FBC_DryFGD_SNCR_ACI_DSI & GPM & C2G | 0 | 0 | 0 | 0 | 0 | 0 | 0
00 Ret.Exist_Non-FBC_DryFGD_SNCR_ACI_DSI & GPM & C2G & SCR | 0 | 0 | 0 | 0 | 0 | 0 | 0
00 Ret.Exist_Non-FBC_DryFGD_SNCR_ACI_DSI & GPM & DRET | 0 | 0 | 0 | 0 | 0 | 0 | 0
00 Ret.Exist_Non-FBC_DryFGD_SNCR_ACI_DSI & GPM & NGC | 0 | 0 | 0 | 0 | 0 | 0 | 0
00 Ret.Exist_Non-FBC_DryFGD_SNCR_ACI_DSI & GPM & SCR | 0 | 0 | 0 | 0 | 0 | 0 | 0
00 Ret.Exist_Non-FBC_DryFGD_SNCR_ACI_DSI & GPM & SCR & CCS | 0 | 0 | 0 | 0 | 0 | 0 | 0
00 Ret.Exist_Non-FBC_DryFGD_SNCR_ACI_DSI & GPM & SCR & DRET | 0 | 0 | 0 | 0 | 0 | 0 | 0
00 Ret.Exist_Non-FBC_DryFGD_SNCR_ACI_DSI & GPM & SCR & NGC | 0 | 0 | 0 | 0 | 0 | 0 | 0
00 Ret.Exist_Non-FBC_DryFGD_SNCR_ACI_DSI & NGC | 0 | 0 | 0 | 0 | 0 | 0 | 0
00 Ret.Exist_Non-FBC_DryFGD_SNCR_ACI_DSI & SCR | 0 | 0 | 0 | 0 | 0 | 0 | 0
00 Ret.Exist_Non-FBC_DryFGD_SNCR_ACI_DSI & SCR & C2G | 0 | 0 | 0 | 0 | 0 | 0 | 0
00 Ret.Exist_Non-FBC_DryFGD_SNCR_ACI_DSI & SCR & CCS | 0 | 0 | 0 | 0 | 0 | 0 | 0
00 Ret.Exist_Non-FBC_DryFGD_SNCR_ACI_DSI & SCR & DRET | 0 | 0 | 0 | 0 | 0 | 0 | 0
00 Ret.Exist_Non-FBC_DryFGD_SNCR_ACI_DSI & SCR & NGC | 0 | 0 | 0 | 0 | 0 | 0 | 0
00 Ret.Exist_Non-FBC_DSI & ACI | 0 | 0 | 0 | 0 | 0 | 0 | 0
00 Ret.Exist_Non-FBC_DSI & ACI & C2G | 0 | 0 | 0 | 0 | 0 | 0 | 0
00 Ret.Exist_Non-FBC_DSI & ACI & C2G & SCR | 0 | 0 | 0 | 0 | 0 | 0 | 0
00 Ret.Exist_Non-FBC_DSI & ACI & DRET | 0 | 0 | 0 | 0 | 0 | 0 | 0
00 Ret.Exist_Non-FBC_DSI & ACI & GPM | 0 | 0 | 0 | 0 | 0 | 0 | 0
00 Ret.Exist_Non-FBC_DSI & ACI & GPM & C2G | 0 | 0 | 0 | 0 | 0 | 0 | 0
00 Ret.Exist_Non-FBC_DSI & ACI & GPM & C2G & SCR | 0 | 0 | 0 | 0 | 0 | 0 | 0
00 Ret.Exist_Non-FBC_DSI & ACI & GPM & DRET | 0 | 0 | 0 | 0 | 0 | 0 | 0
00 Ret.Exist_Non-FBC_DSI & ACI & GPM & NGC | 0 | 0 | 0 | 0 | 0 | 0 | 0
00 Ret.Exist_Non-FBC_DSI & ACI & GPM & SCR | 0 | 0 | 0 | 0 | 0 | 0 | 0
00 Ret.Exist_Non-FBC_DSI & ACI & GPM & SCR & DRET | 0 | 0 | 0 | 0 | 0 | 0 | 0
00 Ret.Exist_Non-FBC_DSI & ACI & GPM & SCR & NGC | 0 | 0 | 0 | 0 | 0 | 0 | 0
00 Ret.Exist_Non-FBC_DSI & ACI & GPM & SNCR | 0 | 0 | 0 | 0 | 0 | 0 | 0
00 Ret.Exist_Non-FBC_DSI & ACI & GPM & SNCR & DRET | 0 | 0 | 0 | 0 | 0 | 0 | 0
00 Ret.Exist_Non-FBC_DSI & ACI & GPM & SNCR & NGC | 0 | 0 | 0 | 0 | 0 | 0 | 0
00 Ret.Exist_Non-FBC_DSI & ACI & GPM & WetFGD & SCR & CCS | 0 | 0 | 0 | 0 | 0 | 0 | 0
00 Ret.Exist_Non-FBC_DSI & ACI & NGC | 0 | 0 | 0 | 0 | 0 | 0 | 0
00 Ret.Exist_Non-FBC_DSI & ACI & SCR | 0 | 0 | 0 | 0 | 0 | 0 | 0
00 Ret.Exist_Non-FBC_DSI & ACI & SCR & DRET | 0 | 0 | 0 | 0 | 0 | 0 | 0
00 Ret.Exist_Non-FBC_DSI & ACI & SCR & NGC | 0 | 0 | 0 | 0 | 0 | 0 | 0
00 Ret.Exist_Non-FBC_DSI & ACI & SNCR | 0 | 0 | 0 | 0 | 0 | 0 | 0
00 Ret.Exist_Non-FBC_DSI & ACI & SNCR & DRET | 0 | 0 | 0 | 0 | 0 | 0 | 0
00 Ret.Exist_Non-FBC_DSI & ACI & SNCR & NGC | 0 | 0 | 0 | 0 | 0 | 0 | 0
00 Ret.Exist_Non-FBC_DSI & ACI & WetFGD & SCR & CCS | 0 | 0 | 0 | 0 | 0 | 0 | 0
00 Ret.Exist_Non-FBC_DSI & C2G | 0 | 0 | 0 | 0 | 0 | 0 | 0
00 Ret.Exist_Non-FBC_DSI & C2G & SCR | 0 | 0 | 0 | 0 | 0 | 0 | 0
00 Ret.Exist_Non-FBC_DSI & DRET | 0 | 0 | 0 | 0 | 0 | 0 | 0
00 Ret.Exist_Non-FBC_DSI & GPM | 0 | 0 | 0 | 0 | 0 | 0 | 0
00 Ret.Exist_Non-FBC_DSI & GPM & C2G | 0 | 0 | 0 | 0 | 0 | 0 | 0
00 Ret.Exist_Non-FBC_DSI & GPM & C2G & SCR | 0 | 0 | 0 | 0 | 0 | 0 | 0
00 Ret.Exist_Non-FBC_DSI & GPM & DRET | 0 | 0 | 0 | 0 | 0 | 0 | 0
00 Ret.Exist_Non-FBC_DSI & GPM & NGC | 0 | 0 | 0 | 0 | 0 | 0 | 0
00 Ret.Exist_Non-FBC_DSI & GPM & SCR | 0 | 0 | 0 | 0 | 0 | 0 | 0
00 Ret.Exist_Non-FBC_DSI & GPM & SCR & DRET | 0 | 0 | 0 | 0 | 0 | 0 | 0
00 Ret.Exist_Non-FBC_DSI & GPM & SCR & NGC | 0 | 0 | 0 | 0 | 0 | 0 | 0
00 Ret.Exist_Non-FBC_DSI & GPM & SNCR | 0 | 0 | 0 | 0 | 0 | 0 | 0
00 Ret.Exist_Non-FBC_DSI & GPM & SNCR & DRET | 0 | 0 | 0 | 0 | 0 | 0 | 0
00 Ret.Exist_Non-FBC_DSI & GPM & SNCR & NGC | 0 | 0 | 0 | 0 | 0 | 0 | 0
00 Ret.Exist_Non-FBC_DSI & GPM & WetFGD & SCR & CCS | 0 | 0 | 0 | 0 | 0 | 0 | 0
00 Ret.Exist_Non-FBC_DSI & NGC | 0 | 0 | 0 | 0 | 0 | 0 | 0
00 Ret.Exist_Non-FBC_DSI & SCR | 0 | 0 | 0 | 0 | 0 | 0 | 0
00 Ret.Exist_Non-FBC_DSI & SCR & C2G | 0 | 0 | 0 | 0 | 0 | 0 | 0
00 Ret.Exist_Non-FBC_DSI & SCR & DRET | 0 | 0 | 0 | 0 | 0 | 0 | 0
00 Ret.Exist_Non-FBC_DSI & SCR & NGC | 0 | 0 | 0 | 0 | 0 | 0 | 0
00 Ret.Exist_Non-FBC_DSI & SCR & WetFGD & CCS | 0 | 0 | 0 | 0 | 0 | 0 | 0
00 Ret.Exist_Non-FBC_DSI & SNCR | 0 | 0 | 0 | 0 | 0 | 0 | 0
00 Ret.Exist_Non-FBC_DSI & SNCR & C2G | 0 | 0 | 0 | 0 | 0 | 0 | 0
00 Ret.Exist_Non-FBC_DSI & SNCR & DRET | 0 | 0 | 0 | 0 | 0 | 0 | 0
00 Ret.Exist_Non-FBC_DSI & SNCR & NGC | 0 | 0 | 0 | 0 | 0 | 0 | 0
00 Ret.Exist_Non-FBC_NoCtrl & ACI | 0 | 0 | 0 | 0 | 0 | 0 | 0
00 Ret.Exist_Non-FBC_NoCtrl & ACI & C2G | 0 | 0 | 0 | 0 | 0 | 0 | 0
00 Ret.Exist_Non-FBC_NoCtrl & ACI & C2G & SCR | 0 | 0 | 0 | 0 | 0 | 0 | 0
00 Ret.Exist_Non-FBC_NoCtrl & ACI & DRET | 0 | 0 | 0 | 0 | 0 | 0 | 0
00 Ret.Exist_Non-FBC_NoCtrl & ACI & DSI | 0 | 0 | 0 | 0 | 0 | 0 | 0
00 Ret.Exist_Non-FBC_NoCtrl & ACI & DSI & C2G | 0 | 0 | 0 | 0 | 0 | 0 | 0
00 Ret.Exist_Non-FBC_NoCtrl & ACI & DSI & C2G & SCR | 0 | 0 | 0 | 0 | 0 | 0 | 0
00 Ret.Exist_Non-FBC_NoCtrl & ACI & DSI & DRET | 0 | 0 | 0 | 0 | 0 | 0 | 0
00 Ret.Exist_Non-FBC_NoCtrl & ACI & DSI & GPM | 0 | 0 | 0 | 0 | 0 | 0 | 0
00 Ret.Exist_Non-FBC_NoCtrl & ACI & DSI & GPM & C2G | 0 | 0 | 0 | 0 | 0 | 0 | 0
00 Ret.Exist_Non-FBC_NoCtrl & ACI & DSI & GPM & C2G & SCR | 0 | 0 | 0 | 0 | 0 | 0 | 0
00 Ret.Exist_Non-FBC_NoCtrl & ACI & DSI & GPM & DRET | 0 | 0 | 0 | 0 | 0 | 0 | 0
00 Ret.Exist_Non-FBC_NoCtrl & ACI & DSI & GPM & NGC | 0 | 0 | 0 | 0 | 0 | 0 | 0
00 Ret.Exist_Non-FBC_NoCtrl & ACI & DSI & GPM & SCR | 0 | 0 | 0 | 0 | 0 | 0 | 0
00 Ret.Exist_Non-FBC_NoCtrl & ACI & DSI & GPM & SCR & DRET | 0 | 0 | 0 | 0 | 0 | 0 | 0
00 Ret.Exist_Non-FBC_NoCtrl & ACI & DSI & GPM & SCR & NGC | 0 | 0 | 0 | 0 | 0 | 0 | 0
00 Ret.Exist_Non-FBC_NoCtrl & ACI & DSI & GPM & SNCR | 0 | 0 | 0 | 0 | 0 | 0 | 0
00 Ret.Exist_Non-FBC_NoCtrl & ACI & DSI & GPM & SNCR & DRET | 0 | 0 | 0 | 0 | 0 | 0 | 0
00 Ret.Exist_Non-FBC_NoCtrl & ACI & DSI & GPM & SNCR & NGC | 0 | 0 | 0 | 0 | 0 | 0 | 0
00 Ret.Exist_Non-FBC_NoCtrl & ACI & DSI & GPM & WetFGD & SCR & CCS | 0 | 0 | 0 | 0 | 0 | 0 | 0
00 Ret.Exist_Non-FBC_NoCtrl & ACI & DSI & NGC | 0 | 0 | 0 | 0 | 0 | 0 | 0
00 Ret.Exist_Non-FBC_NoCtrl & ACI & DSI & SCR | 0 | 0 | 0 | 0 | 0 | 0 | 0
00 Ret.Exist_Non-FBC_NoCtrl & ACI & DSI & SCR & DRET | 0 | 0 | 0 | 0 | 0 | 0 | 0
00 Ret.Exist_Non-FBC_NoCtrl & ACI & DSI & SCR & NGC | 0 | 0 | 0 | 0 | 0 | 0 | 0
00 Ret.Exist_Non-FBC_NoCtrl & ACI & DSI & SNCR | 0 | 0 | 0 | 0 | 0 | 0 | 0
00 Ret.Exist_Non-FBC_NoCtrl & ACI & DSI & SNCR & DRET | 0 | 0 | 0 | 0 | 0 | 0 | 0
00 Ret.Exist_Non-FBC_NoCtrl & ACI & DSI & SNCR & NGC | 0 | 0 | 0 | 0 | 0 | 0 | 0
00 Ret.Exist_Non-FBC_NoCtrl & ACI & DSI & WetFGD & SCR & CCS | 0 | 0 | 0 | 0 | 0 | 0 | 0
00 Ret.Exist_Non-FBC_NoCtrl & ACI & GPM | 0 | 0 | 0 | 0 | 0 | 0 | 0
00 Ret.Exist_Non-FBC_NoCtrl & ACI & GPM & C2G | 0 | 0 | 0 | 0 | 0 | 0 | 0
00 Ret.Exist_Non-FBC_NoCtrl & ACI & GPM & C2G & SCR | 0 | 0 | 0 | 0 | 0 | 0 | 0
00 Ret.Exist_Non-FBC_NoCtrl & ACI & GPM & DRET | 0 | 0 | 0 | 0 | 0 | 0 | 0
00 Ret.Exist_Non-FBC_NoCtrl & ACI & GPM & NGC | 0 | 0 | 0 | 0 | 0 | 0 | 0
00 Ret.Exist_Non-FBC_NoCtrl & ACI & GPM & SCR | 0 | 0 | 0 | 0 | 0 | 0 | 0
00 Ret.Exist_Non-FBC_NoCtrl & ACI & GPM & SCR & DRET | 0 | 0 | 0 | 0 | 0 | 0 | 0
00 Ret.Exist_Non-FBC_NoCtrl & ACI & GPM & SCR & NGC | 0 | 0 | 0 | 0 | 0 | 0 | 0
00 Ret.Exist_Non-FBC_NoCtrl & ACI & GPM & SNCR | 0 | 0 | 0 | 0 | 0 | 0 | 0
00 Ret.Exist_Non-FBC_NoCtrl & ACI & GPM & SNCR & DRET | 0 | 0 | 0 | 0 | 0 | 0 | 0
00 Ret.Exist_Non-FBC_NoCtrl & ACI & GPM & SNCR & NGC | 0 | 0 | 0 | 0 | 0 | 0 | 0
00 Ret.Exist_Non-FBC_NoCtrl & ACI & GPM & WetFGD & SCR & CCS | 0 | 0 | 0 | 0 | 0 | 0 | 0
00 Ret.Exist_Non-FBC_NoCtrl & ACI & NGC | 0 | 0 | 0 | 0 | 0 | 0 | 0
00 Ret.Exist_Non-FBC_NoCtrl & ACI & SCR | 0 | 0 | 0 | 0 | 0 | 0 | 0
00 Ret.Exist_Non-FBC_NoCtrl & ACI & SCR & DRET | 0 | 0 | 0 | 0 | 0 | 0 | 0
00 Ret.Exist_Non-FBC_NoCtrl & ACI & SCR & NGC | 0 | 0 | 0 | 0 | 0 | 0 | 0
00 Ret.Exist_Non-FBC_NoCtrl & ACI & SNCR | 0 | 0 | 0 | 0 | 0 | 0 | 0
00 Ret.Exist_Non-FBC_NoCtrl & ACI & SNCR & DRET | 0 | 0 | 0 | 0 | 0 | 0 | 0
00 Ret.Exist_Non-FBC_NoCtrl & ACI & SNCR & NGC | 0 | 0 | 0 | 0 | 0 | 0 | 0
00 Ret.Exist_Non-FBC_NoCtrl & ACI & WetFGD & SCR & CCS | 0 | 0 | 0 | 0 | 0 | 0 | 0
00 Ret.Exist_Non-FBC_NoCtrl & C2G | 0 | 0 | 0 | 0 | 0 | 0 | 0
00 Ret.Exist_Non-FBC_NoCtrl & C2G & SCR | 0 | 0 | 0 | 0 | 0 | 0 | 0
00 Ret.Exist_Non-FBC_NoCtrl & DCCS | 0 | 0 | 0 | 0 | 0 | 0 | 0
00 Ret.Exist_Non-FBC_NoCtrl & DCCS & WetFGD & SCR & CCS | 0 | 0 | 0 | 0 | 0 | 0 | 0
00 Ret.Exist_Non-FBC_NoCtrl & DRET | 0 | 0 | 0 | 0 | 0 | 0 | 0
00 Ret.Exist_Non-FBC_NoCtrl & DSI | 0 | 0 | 0 | 0 | 0 | 0 | 0
00 Ret.Exist_Non-FBC_NoCtrl & DSI & C2G | 0 | 0 | 0 | 0 | 0 | 0 | 0
00 Ret.Exist_Non-FBC_NoCtrl & DSI & C2G & SCR | 0 | 0 | 0 | 0 | 0 | 0 | 0
00 Ret.Exist_Non-FBC_NoCtrl & DSI & DRET | 0 | 0 | 0 | 0 | 0 | 0 | 0
00 Ret.Exist_Non-FBC_NoCtrl & DSI & GPM | 0 | 0 | 0 | 0 | 0 | 0 | 0
00 Ret.Exist_Non-FBC_NoCtrl & DSI & GPM & C2G | 0 | 0 | 0 | 0 | 0 | 0 | 0
00 Ret.Exist_Non-FBC_NoCtrl & DSI & GPM & C2G & SCR | 0 | 0 | 0 | 0 | 0 | 0 | 0
00 Ret.Exist_Non-FBC_NoCtrl & DSI & GPM & DRET | 0 | 0 | 0 | 0 | 0 | 0 | 0
00 Ret.Exist_Non-FBC_NoCtrl & DSI & GPM & NGC | 0 | 0 | 0 | 0 | 0 | 0 | 0
00 Ret.Exist_Non-FBC_NoCtrl & DSI & GPM & SCR | 0 | 0 | 0 | 0 | 0 | 0 | 0
00 Ret.Exist_Non-FBC_NoCtrl & DSI & GPM & SCR & DRET | 0 | 0 | 0 | 0 | 0 | 0 | 0
00 Ret.Exist_Non-FBC_NoCtrl & DSI & GPM & SCR & NGC | 0 | 0 | 0 | 0 | 0 | 0 | 0
00 Ret.Exist_Non-FBC_NoCtrl & DSI & GPM & SNCR | 0 | 0 | 0 | 0 | 0 | 0 | 0
00 Ret.Exist_Non-FBC_NoCtrl & DSI & GPM & SNCR & DRET | 0 | 0 | 0 | 0 | 0 | 0 | 0
00 Ret.Exist_Non-FBC_NoCtrl & DSI & GPM & SNCR & NGC | 0 | 0 | 0 | 0 | 0 | 0 | 0
00 Ret.Exist_Non-FBC_NoCtrl & DSI & GPM & WetFGD & SCR & CCS | 0 | 0 | 0 | 0 | 0 | 0 | 0
00 Ret.Exist_Non-FBC_NoCtrl & DSI & NGC | 0 | 0 | 0 | 0 | 0 | 0 | 0
00 Ret.Exist_Non-FBC_NoCtrl & DSI & SCR | 0 | 0 | 0 | 0 | 0 | 0 | 0
00 Ret.Exist_Non-FBC_NoCtrl & DSI & SCR & DRET | 0 | 0 | 0 | 0 | 0 | 0 | 0
00 Ret.Exist_Non-FBC_NoCtrl & DSI & SCR & NGC | 0 | 0 | 0 | 0 | 0 | 0 | 0
00 Ret.Exist_Non-FBC_NoCtrl & DSI & SNCR | 0 | 0 | 0 | 0 | 0 | 0 | 0
00 Ret.Exist_Non-FBC_NoCtrl & DSI & SNCR & DRET | 0 | 0 | 0 | 0 | 0 | 0 | 0
00 Ret.Exist_Non-FBC_NoCtrl & DSI & SNCR & NGC | 0 | 0 | 0 | 0 | 0 | 0 | 0
00 Ret.Exist_Non-FBC_NoCtrl & DSI & WetFGD & SCR & CCS | 0 | 0 | 0 | 0 | 0 | 0 | 0
00 Ret.Exist_Non-FBC_NoCtrl & GPM | 0 | 0 | 0 | 0 | 0 | 0 | 0
00 Ret.Exist_Non-FBC_NoCtrl & GPM & C2G | 0 | 0 | 0 | 0 | 0 | 0 | 0
00 Ret.Exist_Non-FBC_NoCtrl & GPM & C2G & SCR | 0 | 0 | 0 | 0 | 0 | 0 | 0
00 Ret.Exist_Non-FBC_NoCtrl & GPM & DRET | 0 | 0 | 0 | 0 | 0 | 0 | 0
00 Ret.Exist_Non-FBC_NoCtrl & GPM & NGC | 0 | 0 | 0 | 0 | 0 | 0 | 0
00 Ret.Exist_Non-FBC_NoCtrl & GPM & SCR | 0 | 0 | 0 | 0 | 0 | 0 | 0
00 Ret.Exist_Non-FBC_NoCtrl & GPM & SCR & DRET | 0 | 0 | 0 | 0 | 0 | 0 | 0
00 Ret.Exist_Non-FBC_NoCtrl & GPM & SCR & NGC | 0 | 0 | 0 | 0 | 0 | 0 | 0
00 Ret.Exist_Non-FBC_NoCtrl & GPM & SNCR | 0 | 0 | 0 | 0 | 0 | 0 | 0
00 Ret.Exist_Non-FBC_NoCtrl & GPM & SNCR & DRET | 0 | 0 | 0 | 0 | 0 | 0 | 0
00 Ret.Exist_Non-FBC_NoCtrl & GPM & SNCR & NGC | 0 | 0 | 0 | 0 | 0 | 0 | 0
00 Ret.Exist_Non-FBC_NoCtrl & GPM & WetFGD & SCR & CCS | 0 | 0 | 0 | 0 | 0 | 0 | 0
00 Ret.Exist_Non-FBC_NoCtrl & NGC | 0 | 0 | 0 | 0 | 0 | 0 | 0
00 Ret.Exist_Non-FBC_NoCtrl & SCR | 0 | 0 | 0 | 0 | 0 | 0 | 0
00 Ret.Exist_Non-FBC_NoCtrl & SCR & C2G | 0 | 0 | 0 | 0 | 0 | 0 | 0
00 Ret.Exist_Non-FBC_NoCtrl & SCR & DRET | 0 | 0 | 0 | 0 | 0 | 0 | 0
00 Ret.Exist_Non-FBC_NoCtrl & SCR & NGC | 0 | 0 | 0 | 0 | 0 | 0 | 0
00 Ret.Exist_Non-FBC_NoCtrl & SCR & WetFGD & CCS | 0 | 0 | 0 | 0 | 0 | 0 | 0
00 Ret.Exist_Non-FBC_NoCtrl & SNCR | 0 | 0 | 0 | 0 | 0 | 0 | 0
00 Ret.Exist_Non-FBC_NoCtrl & SNCR & C2G | 0 | 0 | 0 | 0 | 0 | 0 | 0
00 Ret.Exist_Non-FBC_NoCtrl & SNCR & DRET | 0 | 0 | 0 | 0 | 0 | 0 | 0
00 Ret.Exist_Non-FBC_NoCtrl & SNCR & NGC | 0 | 0 | 0 | 0 | 0 | 0 | 0
00 Ret.Exist_Non-FBC_SCR_ACI & C2G | 0 | 0 | 0 | 0 | 0 | 0 | 0
00 Ret.Exist_Non-FBC_SCR_ACI & DCCS | 0 | 0 | 0 | 0 | 0 | 0 | 0
00 Ret.Exist_Non-FBC_SCR_ACI & DCCS & WetFGD & CCS | 0 | 0 | 0 | 0 | 0 | 0 | 0
00 Ret.Exist_Non-FBC_SCR_ACI & DRET | 0 | 0 | 0 | 0 | 0 | 0 | 0
00 Ret.Exist_Non-FBC_SCR_ACI & DSI | 0 | 0 | 0 | 0 | 0 | 0 | 0
00 Ret.Exist_Non-FBC_SCR_ACI & DSI & C2G | 0 | 0 | 0 | 0 | 0 | 0 | 0
00 Ret.Exist_Non-FBC_SCR_ACI & DSI & DRET | 0 | 0 | 0 | 0 | 0 | 0 | 0
00 Ret.Exist_Non-FBC_SCR_ACI & DSI & GPM | 0 | 0 | 0 | 0 | 0 | 0 | 0
00 Ret.Exist_Non-FBC_SCR_ACI & DSI & GPM & C2G | 0 | 0 | 0 | 0 | 0 | 0 | 0
00 Ret.Exist_Non-FBC_SCR_ACI & DSI & GPM & DRET | 0 | 0 | 0 | 0 | 0 | 0 | 0
00 Ret.Exist_Non-FBC_SCR_ACI & DSI & GPM & NGC | 0 | 0 | 0 | 0 | 0 | 0 | 0
00 Ret.Exist_Non-FBC_SCR_ACI & DSI & GPM & WetFGD & CCS | 0 | 0 | 0 | 0 | 0 | 0 | 0
00 Ret.Exist_Non-FBC_SCR_ACI & DSI & NGC | 0 | 0 | 0 | 0 | 0 | 0 | 0
00 Ret.Exist_Non-FBC_SCR_ACI & DSI & WetFGD & CCS | 0 | 0 | 0 | 0 | 0 | 0 | 0
00 Ret.Exist_Non-FBC_SCR_ACI & GPM | 0 | 0 | 0 | 0 | 0 | 0 | 0
00 Ret.Exist_Non-FBC_SCR_ACI & GPM & C2G | 0 | 0 | 0 | 0 | 0 | 0 | 0
00 Ret.Exist_Non-FBC_SCR_ACI & GPM & DRET | 0 | 0 | 0 | 0 | 0 | 0 | 0
00 Ret.Exist_Non-FBC_SCR_ACI & GPM & NGC | 0 | 0 | 0 | 0 | 0 | 0 | 0
00 Ret.Exist_Non-FBC_SCR_ACI & GPM & WetFGD & CCS | 0 | 0 | 0 | 0 | 0 | 0 | 0
00 Ret.Exist_Non-FBC_SCR_ACI & NGC | 0 | 0 | 0 | 0 | 0 | 0 | 0
00 Ret.Exist_Non-FBC_SCR_ACI & WetFGD & CCS | 0 | 0 | 0 | 0 | 0 | 0 | 0
00 Ret.Exist_Non-FBC_SCR_ACI_DSI & C2G | 0 | 0 | 0 | 0 | 0 | 0 | 0
00 Ret.Exist_Non-FBC_SCR_ACI_DSI & DCCS | 0 | 0 | 0 | 0 | 0 | 0 | 0
00 Ret.Exist_Non-FBC_SCR_ACI_DSI & DCCS & WetFGD & CCS | 0 | 0 | 0 | 0 | 0 | 0 | 0
00 Ret.Exist_Non-FBC_SCR_ACI_DSI & DRET | 0 | 0 | 0 | 0 | 0 | 0 | 0
00 Ret.Exist_Non-FBC_SCR_ACI_DSI & GPM | 0 | 0 | 0 | 0 | 0 | 0 | 0
00 Ret.Exist_Non-FBC_SCR_ACI_DSI & GPM & C2G | 0 | 0 | 0 | 0 | 0 | 0 | 0
00 Ret.Exist_Non-FBC_SCR_ACI_DSI & GPM & DRET | 0 | 0 | 0 | 0 | 0 | 0 | 0
00 Ret.Exist_Non-FBC_SCR_ACI_DSI & GPM & NGC | 0 | 0 | 0 | 0 | 0 | 0 | 0
00 Ret.Exist_Non-FBC_SCR_ACI_DSI & GPM & WetFGD & CCS | 0 | 0 | 0 | 0 | 0 | 0 | 0
00 Ret.Exist_Non-FBC_SCR_ACI_DSI & NGC | 0 | 0 | 0 | 0 | 0 | 0 | 0
00 Ret.Exist_Non-FBC_SCR_ACI_DSI & WetFGD & CCS | 0 | 0 | 0 | 0 | 0 | 0 | 0
00 Ret.Exist_Non-FBC_SNCR_ACI & C2G | 0 | 0 | 0 | 0 | 0 | 0 | 0
00 Ret.Exist_Non-FBC_SNCR_ACI & C2G & SCR | 0 | 0 | 0 | 0 | 0 | 0 | 0
00 Ret.Exist_Non-FBC_SNCR_ACI & DRET | 0 | 0 | 0 | 0 | 0 | 0 | 0
00 Ret.Exist_Non-FBC_SNCR_ACI & DSI | 0 | 0 | 0 | 0 | 0 | 0 | 0
00 Ret.Exist_Non-FBC_SNCR_ACI & DSI & C2G | 0 | 0 | 0 | 0 | 0 | 0 | 0
00 Ret.Exist_Non-FBC_SNCR_ACI & DSI & C2G & SCR | 0 | 0 | 0 | 0 | 0 | 0 | 0
00 Ret.Exist_Non-FBC_SNCR_ACI & DSI & DRET | 0 | 0 | 0 | 0 | 0 | 0 | 0
00 Ret.Exist_Non-FBC_SNCR_ACI & DSI & NGC | 0 | 0 | 0 | 0 | 0 | 0 | 0
00 Ret.Exist_Non-FBC_SNCR_ACI & DSI & SCR | 0 | 0 | 0 | 0 | 0 | 0 | 0
00 Ret.Exist_Non-FBC_SNCR_ACI & DSI & SCR & DRET | 0 | 0 | 0 | 0 | 0 | 0 | 0
00 Ret.Exist_Non-FBC_SNCR_ACI & DSI & SCR & NGC | 0 | 0 | 0 | 0 | 0 | 0 | 0
00 Ret.Exist_Non-FBC_SNCR_ACI & DSI & WetFGD & SCR & CCS | 0 | 0 | 0 | 0 | 0 | 0 | 0
00 Ret.Exist_Non-FBC_SNCR_ACI & GPM | 0 | 0 | 0 | 0 | 0 | 0 | 0
00 Ret.Exist_Non-FBC_SNCR_ACI & GPM & C2G | 0 | 0 | 0 | 0 | 0 | 0 | 0
00 Ret.Exist_Non-FBC_SNCR_ACI & GPM & C2G & SCR | 0 | 0 | 0 | 0 | 0 | 0 | 0
00 Ret.Exist_Non-FBC_SNCR_ACI & GPM & DRET | 0 | 0 | 0 | 0 | 0 | 0 | 0
00 Ret.Exist_Non-FBC_SNCR_ACI & GPM & NGC | 0 | 0 | 0 | 0 | 0 | 0 | 0
00 Ret.Exist_Non-FBC_SNCR_ACI & GPM & SCR | 0 | 0 | 0 | 0 | 0 | 0 | 0
00 Ret.Exist_Non-FBC_SNCR_ACI & GPM & SCR & DRET | 0 | 0 | 0 | 0 | 0 | 0 | 0
00 Ret.Exist_Non-FBC_SNCR_ACI & GPM & SCR & NGC | 0 | 0 | 0 | 0 | 0 | 0 | 0
00 Ret.Exist_Non-FBC_SNCR_ACI & GPM & WetFGD & SCR & CCS | 0 | 0 | 0 | 0 | 0 | 0 | 0
00 Ret.Exist_Non-FBC_SNCR_ACI & NGC | 0 | 0 | 0 | 0 | 0 | 0 | 0
00 Ret.Exist_Non-FBC_SNCR_ACI & SCR | 0 | 0 | 0 | 0 | 0 | 0 | 0
00 Ret.Exist_Non-FBC_SNCR_ACI & SCR & C2G | 0 | 0 | 0 | 0 | 0 | 0 | 0
00 Ret.Exist_Non-FBC_SNCR_ACI & SCR & DRET | 0 | 0 | 0 | 0 | 0 | 0 | 0
00 Ret.Exist_Non-FBC_SNCR_ACI & SCR & NGC | 0 | 0 | 0 | 0 | 0 | 0 | 0
00 Ret.Exist_Non-FBC_SNCR_ACI & SCR & WetFGD & CCS | 0 | 0 | 0 | 0 | 0 | 0 | 0
00 Ret.Exist_Non-FBC_SNCR_ACI_DSI & C2G | 1033 | 0 | 0 | 0 | 0 | 0 | 0
00 Ret.Exist_Non-FBC_SNCR_ACI_DSI & C2G & SCR | 0 | 0 | 0 | 0 | 0 | 0 | 0
00 Ret.Exist_Non-FBC_SNCR_ACI_DSI & DCCS | 0 | 0 | 0 | 0 | 0 | 0 | 0
00 Ret.Exist_Non-FBC_SNCR_ACI_DSI & DCCS & WetFGD & SCR & CCS | 0 | 0 | 0 | 0 | 0 | 0 | 0
00 Ret.Exist_Non-FBC_SNCR_ACI_DSI & DRET | 0 | 0 | 0 | 0 | 0 | 0 | 0
00 Ret.Exist_Non-FBC_SNCR_ACI_DSI & GPM | 0 | 0 | 0 | 0 | 0 | 0 | 0
00 Ret.Exist_Non-FBC_SNCR_ACI_DSI & GPM & C2G | 0 | 0 | 0 | 0 | 0 | 0 | 0
00 Ret.Exist_Non-FBC_SNCR_ACI_DSI & GPM & C2G & SCR | 0 | 0 | 0 | 0 | 0 | 0 | 0
00 Ret.Exist_Non-FBC_SNCR_ACI_DSI & GPM & DRET | 0 | 0 | 0 | 0 | 0 | 0 | 0
00 Ret.Exist_Non-FBC_SNCR_ACI_DSI & GPM & NGC | 0 | 0 | 0 | 0 | 0 | 0 | 0
00 Ret.Exist_Non-FBC_SNCR_ACI_DSI & GPM & SCR | 0 | 0 | 0 | 0 | 0 | 0 | 0
00 Ret.Exist_Non-FBC_SNCR_ACI_DSI & GPM & SCR & DRET | 0 | 0 | 0 | 0 | 0 | 0 | 0
00 Ret.Exist_Non-FBC_SNCR_ACI_DSI & GPM & SCR & NGC | 0 | 0 | 0 | 0 | 0 | 0 | 0
00 Ret.Exist_Non-FBC_SNCR_ACI_DSI & GPM & WetFGD & SCR & CCS | 0 | 0 | 0 | 0 | 0 | 0 | 0
00 Ret.Exist_Non-FBC_SNCR_ACI_DSI & NGC | 0 | 0 | 0 | 0 | 0 | 0 | 0
00 Ret.Exist_Non-FBC_SNCR_ACI_DSI & SCR | 0 | 0 | 0 | 0 | 0 | 0 | 0
00 Ret.Exist_Non-FBC_SNCR_ACI_DSI & SCR & C2G | 0 | 0 | 0 | 0 | 0 | 0 | 0
00 Ret.Exist_Non-FBC_SNCR_ACI_DSI & SCR & DRET | 0 | 0 | 0 | 0 | 0 | 0 | 0
00 Ret.Exist_Non-FBC_SNCR_ACI_DSI & SCR & NGC | 0 | 0 | 0 | 0 | 0 | 0 | 0
00 Ret.Exist_Non-FBC_SNCR_ACI_DSI & SCR & WetFGD & CCS | 0 | 0 | 0 | 0 | 0 | 0 | 0
00 Ret.Exist_Non-FBC_WetFGD & ACI | 0 | 0 | 0 | 0 | 0 | 0 | 0
00 Ret.Exist_Non-FBC_WetFGD & ACI & C2G | 0 | 0 | 0 | 0 | 0 | 0 | 0
00 Ret.Exist_Non-FBC_WetFGD & ACI & C2G & SCR | 0 | 0 | 0 | 0 | 0 | 0 | 0
00 Ret.Exist_Non-FBC_WetFGD & ACI & DRET | 0 | 0 | 0 | 0 | 0 | 0 | 0
00 Ret.Exist_Non-FBC_WetFGD & ACI & GPM | 0 | 0 | 0 | 0 | 0 | 0 | 0
00 Ret.Exist_Non-FBC_WetFGD & ACI & GPM & C2G | 0 | 0 | 0 | 0 | 0 | 0 | 0
00 Ret.Exist_Non-FBC_WetFGD & ACI & GPM & C2G & SCR | 0 | 0 | 0 | 0 | 0 | 0 | 0
00 Ret.Exist_Non-FBC_WetFGD & ACI & GPM & DRET | 0 | 0 | 0 | 0 | 0 | 0 | 0
00 Ret.Exist_Non-FBC_WetFGD & ACI & GPM & NGC | 0 | 0 | 0 | 0 | 0 | 0 | 0
00 Ret.Exist_Non-FBC_WetFGD & ACI & GPM & SCR | 0 | 0 | 0 | 0 | 0 | 0 | 0
00 Ret.Exist_Non-FBC_WetFGD & ACI & GPM & SCR & CCS | 0 | 0 | 0 | 0 | 0 | 0 | 0
00 Ret.Exist_Non-FBC_WetFGD & ACI & GPM & SCR & DRET | 0 | 0 | 0 | 0 | 0 | 0 | 0
00 Ret.Exist_Non-FBC_WetFGD & ACI & GPM & SCR & NGC | 0 | 0 | 0 | 0 | 0 | 0 | 0
00 Ret.Exist_Non-FBC_WetFGD & ACI & GPM & SNCR | 0 | 0 | 0 | 0 | 0 | 0 | 0
00 Ret.Exist_Non-FBC_WetFGD & ACI & GPM & SNCR & DRET | 0 | 0 | 0 | 0 | 0 | 0 | 0
00 Ret.Exist_Non-FBC_WetFGD & ACI & GPM & SNCR & NGC | 0 | 0 | 0 | 0 | 0 | 0 | 0
00 Ret.Exist_Non-FBC_WetFGD & ACI & NGC | 0 | 0 | 0 | 0 | 0 | 0 | 0
00 Ret.Exist_Non-FBC_WetFGD & ACI & SCR | 0 | 0 | 0 | 0 | 0 | 0 | 0
00 Ret.Exist_Non-FBC_WetFGD & ACI & SCR & CCS | 0 | 0 | 0 | 0 | 0 | 0 | 0
00 Ret.Exist_Non-FBC_WetFGD & ACI & SCR & DRET | 0 | 0 | 0 | 0 | 0 | 0 | 0
00 Ret.Exist_Non-FBC_WetFGD & ACI & SCR & NGC | 0 | 0 | 0 | 0 | 0 | 0 | 0
00 Ret.Exist_Non-FBC_WetFGD & ACI & SNCR | 0 | 0 | 0 | 0 | 0 | 0 | 0
00 Ret.Exist_Non-FBC_WetFGD & ACI & SNCR & DRET | 0 | 0 | 0 | 0 | 0 | 0 | 0
00 Ret.Exist_Non-FBC_WetFGD & ACI & SNCR & NGC | 0 | 0 | 0 | 0 | 0 | 0 | 0
00 Ret.Exist_Non-FBC_WetFGD & C2G | 0 | 0 | 0 | 0 | 0 | 0 | 0
00 Ret.Exist_Non-FBC_WetFGD & C2G & SCR | 0 | 0 | 0 | 0 | 0 | 0 | 0
00 Ret.Exist_Non-FBC_WetFGD & DRET | 0 | 0 | 0 | 0 | 0 | 0 | 0
00 Ret.Exist_Non-FBC_WetFGD & DCCS | 0 | 0 | 0 | 0 | 0 | 0 | 0
00 Ret.Exist_Non-FBC_WetFGD & DCCS & SCR & CCS | 0 | 0 | 0 | 0 | 0 | 0 | 0
00 Ret.Exist_Non-FBC_WetFGD & GPM | 0 | 0 | 0 | 0 | 0 | 0 | 0
00 Ret.Exist_Non-FBC_WetFGD & GPM & C2G | 0 | 0 | 0 | 0 | 0 | 0 | 0
00 Ret.Exist_Non-FBC_WetFGD & GPM & C2G & SCR | 0 | 0 | 0 | 0 | 0 | 0 | 0
00 Ret.Exist_Non-FBC_WetFGD & GPM & DRET | 0 | 0 | 0 | 0 | 0 | 0 | 0
00 Ret.Exist_Non-FBC_WetFGD & GPM & NGC | 0 | 0 | 0 | 0 | 0 | 0 | 0
00 Ret.Exist_Non-FBC_WetFGD & GPM & SCR | 0 | 0 | 0 | 0 | 0 | 0 | 0
00 Ret.Exist_Non-FBC_WetFGD & GPM & SCR & CCS | 0 | 0 | 0 | 0 | 0 | 0 | 0
00 Ret.Exist_Non-FBC_WetFGD & GPM & SCR & DRET | 0 | 0 | 0 | 0 | 0 | 0 | 0
00 Ret.Exist_Non-FBC_WetFGD & GPM & SCR & NGC | 0 | 0 | 0 | 0 | 0 | 0 | 0
00 Ret.Exist_Non-FBC_WetFGD & GPM & SNCR | 0 | 0 | 0 | 0 | 0 | 0 | 0
00 Ret.Exist_Non-FBC_WetFGD & GPM & SNCR & DRET | 0 | 0 | 0 | 0 | 0 | 0 | 0
00 Ret.Exist_Non-FBC_WetFGD & GPM & SNCR & NGC | 0 | 0 | 0 | 0 | 0 | 0 | 0
00 Ret.Exist_Non-FBC_WetFGD & NGC | 0 | 0 | 0 | 0 | 0 | 0 | 0
00 Ret.Exist_Non-FBC_WetFGD & SCR | 0 | 0 | 0 | 0 | 0 | 0 | 0
00 Ret.Exist_Non-FBC_WetFGD & SCR & C2G | 0 | 0 | 0 | 0 | 0 | 0 | 0
00 Ret.Exist_Non-FBC_WetFGD & SCR & CCS | 0 | 0 | 0 | 0 | 0 | 0 | 0
00 Ret.Exist_Non-FBC_WetFGD & SCR & DRET | 0 | 0 | 0 | 0 | 0 | 0 | 0
00 Ret.Exist_Non-FBC_WetFGD & SCR & NGC | 0 | 0 | 0 | 0 | 0 | 0 | 0
00 Ret.Exist_Non-FBC_WetFGD & SNCR | 0 | 0 | 0 | 0 | 0 | 0 | 0
00 Ret.Exist_Non-FBC_WetFGD & SNCR & C2G | 0 | 0 | 0 | 0 | 0 | 0 | 0
00 Ret.Exist_Non-FBC_WetFGD & SNCR & DRET | 0 | 0 | 0 | 0 | 0 | 0 | 0
00 Ret.Exist_Non-FBC_WetFGD & SNCR & NGC | 0 | 0 | 0 | 0 | 0 | 0 | 0
00 Ret.Exist_Non-FBC_WetFGD_ACI & C2G | 1070 | 0 | 0 | 0 | 0 | 0 | 0
00 Ret.Exist_Non-FBC_WetFGD_ACI & C2G & SCR | 0 | 0 | 0 | 0 | 0 | 0 | 0
00 Ret.Exist_Non-FBC_WetFGD_ACI & DCCS | 0 | 0 | 0 | 0 | 0 | 0 | 0
00 Ret.Exist_Non-FBC_WetFGD_ACI & DCCS & SCR & CCS | 0 | 0 | 0 | 0 | 0 | 0 | 0
00 Ret.Exist_Non-FBC_WetFGD_ACI & DRET | 0 | 0 | 0 | 0 | 0 | 0 | 0
00 Ret.Exist_Non-FBC_WetFGD_ACI & GPM | 0 | 2265.156 | 0 | 0 | 0 | 0 | 0
00 Ret.Exist_Non-FBC_WetFGD_ACI & GPM & C2G | 0 | 0 | 0 | 0 | 0 | 0 | 0
00 Ret.Exist_Non-FBC_WetFGD_ACI & GPM & C2G & SCR | 0 | 0 | 0 | 0 | 0 | 0 | 0
00 Ret.Exist_Non-FBC_WetFGD_ACI & GPM & DRET | 0 | 0 | 0 | 0 | 0 | 0 | 0
00 Ret.Exist_Non-FBC_WetFGD_ACI & GPM & NGC | 0 | 0 | 0 | 0 | 0 | 0 | 0
00 Ret.Exist_Non-FBC_WetFGD_ACI & GPM & SCR | 0 | 0 | 0 | 0 | 0 | 0 | 0
00 Ret.Exist_Non-FBC_WetFGD_ACI & GPM & SCR & CCS | 0 | 0 | 0 | 0 | 0 | 0 | 0
00 Ret.Exist_Non-FBC_WetFGD_ACI & GPM & SCR & DRET | 0 | 0 | 0 | 0 | 0 | 0 | 0
00 Ret.Exist_Non-FBC_WetFGD_ACI & GPM & SCR & NGC | 0 | 0 | 0 | 0 | 0 | 0 | 0
00 Ret.Exist_Non-FBC_WetFGD_ACI & GPM & SNCR | 0 | 0 | 0 | 0 | 0 | 0 | 0
00 Ret.Exist_Non-FBC_WetFGD_ACI & GPM & SNCR & DRET | 0 | 0 | 0 | 0 | 0 | 0 | 0
00 Ret.Exist_Non-FBC_WetFGD_ACI & GPM & SNCR & NGC | 0 | 0 | 0 | 0 | 0 | 0 | 0
00 Ret.Exist_Non-FBC_WetFGD_ACI & NGC | 0 | 0 | 0 | 0 | 0 | 0 | 0
00 Ret.Exist_Non-FBC_WetFGD_ACI & SCR | 374.7878 | 0 | 1348.3492 | 0 | 0 | 0 | 0
00 Ret.Exist_Non-FBC_WetFGD_ACI & SCR & C2G | 0 | 0 | 0 | 0 | 0 | 0 | 0
00 Ret.Exist_Non-FBC_WetFGD_ACI & SCR & CCS | 0 | 0 | 892.3395 | 0 | 0 | 0 | 0
00 Ret.Exist_Non-FBC_WetFGD_ACI & SCR & DRET | 0 | 0 | 0 | 0 | 0 | 0 | 0
00 Ret.Exist_Non-FBC_WetFGD_ACI & SCR & NGC | 0 | 0 | 0 | 0 | 0 | 0 | 0
00 Ret.Exist_Non-FBC_WetFGD_ACI & SNCR | 0 | 0 | 0 | 0 | 0 | 0 | 0
00 Ret.Exist_Non-FBC_WetFGD_ACI & SNCR & C2G | 0 | 0 | 0 | 0 | 0 | 0 | 0
00 Ret.Exist_Non-FBC_WetFGD_ACI & SNCR & DRET | 0 | 0 | 0 | 0 | 0 | 0 | 0
00 Ret.Exist_Non-FBC_WetFGD_ACI & SNCR & NGC | 0 | 0 | 0 | 0 | 0 | 0 | 0
00 Ret.Exist_Non-FBC_WetFGD_ACI_DSI & C2G | 530 | 0 | 0 | 0 | 0 | 0 | 0
00 Ret.Exist_Non-FBC_WetFGD_ACI_DSI & C2G & SCR | 0 | 0 | 0 | 0 | 0 | 0 | 0
00 Ret.Exist_Non-FBC_WetFGD_ACI_DSI & DCCS | 0 | 0 | 0 | 0 | 0 | 0 | 0
00 Ret.Exist_Non-FBC_WetFGD_ACI_DSI & DCCS & SCR & CCS | 0 | 0 | 0 | 0 | 0 | 0 | 0
00 Ret.Exist_Non-FBC_WetFGD_ACI_DSI & DRET | 0 | 0 | 0 | 0 | 0 | 0 | 0
00 Ret.Exist_Non-FBC_WetFGD_ACI_DSI & GPM | 0 | 0 | 0 | 0 | 0 | 0 | 0
00 Ret.Exist_Non-FBC_WetFGD_ACI_DSI & GPM & C2G | 0 | 0 | 0 | 0 | 0 | 0 | 0
00 Ret.Exist_Non-FBC_WetFGD_ACI_DSI & GPM & C2G & SCR | 0 | 0 | 0 | 0 | 0 | 0 | 0
00 Ret.Exist_Non-FBC_WetFGD_ACI_DSI & GPM & DRET | 0 | 0 | 0 | 0 | 0 | 0 | 0
00 Ret.Exist_Non-FBC_WetFGD_ACI_DSI & GPM & NGC | 0 | 0 | 0 | 0 | 0 | 0 | 0
00 Ret.Exist_Non-FBC_WetFGD_ACI_DSI & GPM & SCR | 0 | 0 | 0 | 0 | 0 | 0 | 0
00 Ret.Exist_Non-FBC_WetFGD_ACI_DSI & GPM & SCR & CCS | 0 | 0 | 0 | 0 | 0 | 0 | 0
00 Ret.Exist_Non-FBC_WetFGD_ACI_DSI & GPM & SCR & DRET | 0 | 0 | 0 | 0 | 0 | 0 | 0
00 Ret.Exist_Non-FBC_WetFGD_ACI_DSI & GPM & SCR & NGC | 0 | 0 | 0 | 0 | 0 | 0 | 0
00 Ret.Exist_Non-FBC_WetFGD_ACI_DSI & GPM & SNCR | 0 | 0 | 0 | 0 | 0 | 0 | 0
00 Ret.Exist_Non-FBC_WetFGD_ACI_DSI & GPM & SNCR & DRET | 0 | 0 | 0 | 0 | 0 | 0 | 0
00 Ret.Exist_Non-FBC_WetFGD_ACI_DSI & GPM & SNCR & NGC | 0 | 0 | 0 | 0 | 0 | 0 | 0
00 Ret.Exist_Non-FBC_WetFGD_ACI_DSI & NGC | 0 | 0 | 0 | 0 | 0 | 0 | 0
00 Ret.Exist_Non-FBC_WetFGD_ACI_DSI & SCR | 0 | 0 | 0 | 0 | 0 | 0 | 0
00 Ret.Exist_Non-FBC_WetFGD_ACI_DSI & SCR & C2G | 0 | 0 | 0 | 0 | 0 | 0 | 0
00 Ret.Exist_Non-FBC_WetFGD_ACI_DSI & SCR & CCS | 0 | 0 | 0 | 0 | 0 | 0 | 0
00 Ret.Exist_Non-FBC_WetFGD_ACI_DSI & SCR & DRET | 0 | 0 | 0 | 0 | 0 | 0 | 0
00 Ret.Exist_Non-FBC_WetFGD_ACI_DSI & SCR & NGC | 0 | 0 | 0 | 0 | 0 | 0 | 0
00 Ret.Exist_Non-FBC_WetFGD_ACI_DSI & SNCR | 0 | 0 | 0 | 0 | 0 | 0 | 0
00 Ret.Exist_Non-FBC_WetFGD_ACI_DSI & SNCR & C2G | 0 | 0 | 0 | 0 | 0 | 0 | 0
00 Ret.Exist_Non-FBC_WetFGD_ACI_DSI & SNCR & DRET | 0 | 0 | 0 | 0 | 0 | 0 | 0
00 Ret.Exist_Non-FBC_WetFGD_ACI_DSI & SNCR & NGC | 0 | 0 | 0 | 0 | 0 | 0 | 0
00 Ret.Exist_Non-FBC_WetFGD_SCR & ACI | 0 | 0 | 0 | 0 | 0 | 0 | 0
00 Ret.Exist_Non-FBC_WetFGD_SCR & ACI & C2G | 0 | 0 | 0 | 0 | 0 | 0 | 0
00 Ret.Exist_Non-FBC_WetFGD_SCR & ACI & CCS | 0 | 0 | 0 | 0 | 0 | 0 | 0
00 Ret.Exist_Non-FBC_WetFGD_SCR & DCCS | 0 | 0 | 0 | 0 | 0 | 0 | 0
00 Ret.Exist_Non-FBC_WetFGD_SCR & DCCS & CCS | 0 | 0 | 0 | 0 | 0 | 0 | 0
00 Ret.Exist_Non-FBC_WetFGD_SCR & ACI & DRET | 0 | 0 | 0 | 0 | 0 | 0 | 0
00 Ret.Exist_Non-FBC_WetFGD_SCR & ACI & GPM | 0 | 0 | 0 | 0 | 0 | 0 | 0
00 Ret.Exist_Non-FBC_WetFGD_SCR & ACI & GPM & C2G | 0 | 0 | 0 | 0 | 0 | 0 | 0
00 Ret.Exist_Non-FBC_WetFGD_SCR & ACI & GPM & CCS | 0 | 0 | 0 | 0 | 0 | 0 | 0
00 Ret.Exist_Non-FBC_WetFGD_SCR & ACI & GPM & DRET | 0 | 0 | 0 | 0 | 0 | 0 | 0
00 Ret.Exist_Non-FBC_WetFGD_SCR & ACI & GPM & NGC | 0 | 0 | 0 | 0 | 0 | 0 | 0
00 Ret.Exist_Non-FBC_WetFGD_SCR & ACI & NGC | 0 | 0 | 0 | 0 | 0 | 0 | 0
00 Ret.Exist_Non-FBC_WetFGD_SCR & C2G | 0 | 0 | 1259 | 0 | 0 | 0 | 0
00 Ret.Exist_Non-FBC_WetFGD_SCR & CCS | 0 | 294.6488 | 2258.574 | 0 | 0 | 0 | 0
00 Ret.Exist_Non-FBC_WetFGD_SCR & DRET | 0 | 0 | 0 | 0 | 0 | 0 | 0
00 Ret.Exist_Non-FBC_WetFGD_SCR & GPM | 2030 | 4433 | 0 | 0 | 0 | 0 | 0
00 Ret.Exist_Non-FBC_WetFGD_SCR & GPM & C2G | 0 | 0 | 0 | 0 | 0 | 0 | 0
00 Ret.Exist_Non-FBC_WetFGD_SCR & GPM & CCS | 0 | 0 | 2064.9256 | 0 | 0 | 0 | 0
00 Ret.Exist_Non-FBC_WetFGD_SCR & GPM & DRET | 0 | 0 | 0 | 0 | 0 | 0 | 0
00 Ret.Exist_Non-FBC_WetFGD_SCR & GPM & NGC | 0 | 0 | 0 | 0 | 0 | 0 | 0
00 Ret.Exist_Non-FBC_WetFGD_SCR & NGC | 0 | 0 | 0 | 0 | 0 | 0 | 0
00 Ret.Exist_Non-FBC_WetFGD_SCR_ACI & C2G | 1617 | 0 | 0 | 0 | 0 | 0 | 0
00 Ret.Exist_Non-FBC_WetFGD_SCR_ACI & CCS | 0 | 0 | 1733.7601 | 0 | 0 | 0 | 0
00 Ret.Exist_Non-FBC_WetFGD_SCR_ACI & DCCS | 0 | 0 | 0 | 0 | 0 | 0 | 0
00 Ret.Exist_Non-FBC_WetFGD_SCR_ACI & DCCS & CCS | 0 | 0 | 0 | 0 | 0 | 0 | 0
00 Ret.Exist_Non-FBC_WetFGD_SCR_ACI & DRET | 0 | 0 | 0 | 0 | 0 | 0 | 0
00 Ret.Exist_Non-FBC_WetFGD_SCR_ACI & GPM | 1143 | 0 | 0 | 0 | 0 | 0 | 0
00 Ret.Exist_Non-FBC_WetFGD_SCR_ACI & GPM & C2G | 0 | 0 | 0 | 0 | 0 | 0 | 0
00 Ret.Exist_Non-FBC_WetFGD_SCR_ACI & GPM & CCS | 0 | 0 | 628.2733 | 0 | 0 | 0 | 0
00 Ret.Exist_Non-FBC_WetFGD_SCR_ACI & GPM & DRET | 0 | 0 | 0 | 0 | 0 | 0 | 0
00 Ret.Exist_Non-FBC_WetFGD_SCR_ACI & GPM & NGC | 0 | 0 | 0 | 0 | 0 | 0 | 0
00 Ret.Exist_Non-FBC_WetFGD_SCR_ACI & NGC | 0 | 0 | 0 | 0 | 0 | 0 | 0
00 Ret.Exist_Non-FBC_WetFGD_SCR_ACI_DSI & C2G | 798 | 0 | 0 | 0 | 0 | 0 | 0
00 Ret.Exist_Non-FBC_WetFGD_SCR_ACI_DSI & CCS | 0 | 0 | 2967.6444 | 0 | 0 | 0 | 0
00 Ret.Exist_Non-FBC_WetFGD_SCR_ACI_DSI & DCCS | 0 | 0 | 0 | 0 | 0 | 0 | 0
00 Ret.Exist_Non-FBC_WetFGD_SCR_ACI_DSI & DCCS & CCS | 0 | 0 | 0 | 0 | 0 | 0 | 0
00 Ret.Exist_Non-FBC_WetFGD_SCR_ACI_DSI & DRET | 0 | 0 | 0 | 0 | 0 | 0 | 0
00 Ret.Exist_Non-FBC_WetFGD_SCR_ACI_DSI & GPM | 477 | 417 | 0 | 0 | 0 | 0 | 0
00 Ret.Exist_Non-FBC_WetFGD_SCR_ACI_DSI & GPM & C2G | 0 | 0 | 0 | 0 | 0 | 0 | 0
00 Ret.Exist_Non-FBC_WetFGD_SCR_ACI_DSI & GPM & CCS | 0 | 0 | 602.6301 | 0 | 0 | 0 | 0
00 Ret.Exist_Non-FBC_WetFGD_SCR_ACI_DSI & GPM & DRET | 0 | 0 | 0 | 0 | 0 | 0 | 0
00 Ret.Exist_Non-FBC_WetFGD_SCR_ACI_DSI & GPM & NGC | 0 | 0 | 0 | 0 | 0 | 0 | 0
00 Ret.Exist_Non-FBC_WetFGD_SCR_ACI_DSI & NGC | 0 | 0 | 0 | 0 | 0 | 0 | 0
00 Ret.Exist_Non-FBC_WetFGD_SCR_DSI & ACI | 0 | 0 | 0 | 0 | 0 | 0 | 0
00 Ret.Exist_Non-FBC_WetFGD_SCR_DSI & ACI & C2G | 0 | 0 | 0 | 0 | 0 | 0 | 0
00 Ret.Exist_Non-FBC_WetFGD_SCR_DSI & ACI & CCS | 0 | 0 | 0 | 0 | 0 | 0 | 0
00 Ret.Exist_Non-FBC_WetFGD_SCR_DSI & ACI & DRET | 0 | 0 | 0 | 0 | 0 | 0 | 0
00 Ret.Exist_Non-FBC_WetFGD_SCR_DSI & ACI & GPM | 0 | 0 | 0 | 0 | 0 | 0 | 0
00 Ret.Exist_Non-FBC_WetFGD_SCR_DSI & ACI & GPM & C2G | 0 | 0 | 0 | 0 | 0 | 0 | 0
00 Ret.Exist_Non-FBC_WetFGD_SCR_DSI & ACI & GPM & CCS | 0 | 0 | 0 | 0 | 0 | 0 | 0
00 Ret.Exist_Non-FBC_WetFGD_SCR_DSI & ACI & GPM & DRET | 0 | 0 | 0 | 0 | 0 | 0 | 0
00 Ret.Exist_Non-FBC_WetFGD_SCR_DSI & ACI & GPM & NGC | 0 | 0 | 0 | 0 | 0 | 0 | 0
00 Ret.Exist_Non-FBC_WetFGD_SCR_DSI & ACI & NGC | 0 | 0 | 0 | 0 | 0 | 0 | 0
00 Ret.Exist_Non-FBC_WetFGD_SCR_DSI & C2G | 1971 | 0 | 0 | 0 | 0 | 0 | 0
00 Ret.Exist_Non-FBC_WetFGD_SCR_DSI & CCS | 0 | 0 | 0 | 0 | 0 | 0 | 0
00 Ret.Exist_Non-FBC_WetFGD_SCR_DSI & DCCS | 0 | 0 | 0 | 0 | 0 | 0 | 0
00 Ret.Exist_Non-FBC_WetFGD_SCR_DSI & DCCS & CCS | 0 | 0 | 0 | 0 | 0 | 0 | 0
00 Ret.Exist_Non-FBC_WetFGD_SCR_DSI & DRET | 0 | 0 | 0 | 0 | 0 | 0 | 0
00 Ret.Exist_Non-FBC_WetFGD_SCR_DSI & GPM | 0 | 0 | 0 | 0 | 0 | 0 | 0
00 Ret.Exist_Non-FBC_WetFGD_SCR_DSI & GPM & C2G | 0 | 0 | 0 | 0 | 0 | 0 | 0
00 Ret.Exist_Non-FBC_WetFGD_SCR_DSI & GPM & CCS | 0 | 0 | 0 | 0 | 0 | 0 | 0
00 Ret.Exist_Non-FBC_WetFGD_SCR_DSI & GPM & DRET | 0 | 0 | 0 | 0 | 0 | 0 | 0
00 Ret.Exist_Non-FBC_WetFGD_SCR_DSI & GPM & NGC | 0 | 0 | 0 | 0 | 0 | 0 | 0
00 Ret.Exist_Non-FBC_WetFGD_SCR_DSI & NGC | 0 | 0 | 0 | 0 | 0 | 0 | 0
00 Ret.Exist_Non-FBC_WetFGD_SNCR & ACI | 0 | 0 | 0 | 0 | 0 | 0 | 0
00 Ret.Exist_Non-FBC_WetFGD_SNCR & ACI & C2G | 0 | 0 | 0 | 0 | 0 | 0 | 0
00 Ret.Exist_Non-FBC_WetFGD_SNCR & ACI & C2G & SCR | 0 | 0 | 0 | 0 | 0 | 0 | 0
00 Ret.Exist_Non-FBC_WetFGD_SNCR & ACI & DRET | 0 | 0 | 0 | 0 | 0 | 0 | 0
00 Ret.Exist_Non-FBC_WetFGD_SNCR & ACI & GPM | 0 | 0 | 0 | 0 | 0 | 0 | 0
00 Ret.Exist_Non-FBC_WetFGD_SNCR & ACI & GPM & C2G | 0 | 0 | 0 | 0 | 0 | 0 | 0
00 Ret.Exist_Non-FBC_WetFGD_SNCR & ACI & GPM & C2G & SCR | 0 | 0 | 0 | 0 | 0 | 0 | 0
00 Ret.Exist_Non-FBC_WetFGD_SNCR & ACI & GPM & DRET | 0 | 0 | 0 | 0 | 0 | 0 | 0
00 Ret.Exist_Non-FBC_WetFGD_SNCR & ACI & GPM & NGC | 0 | 0 | 0 | 0 | 0 | 0 | 0
00 Ret.Exist_Non-FBC_WetFGD_SNCR & ACI & GPM & SCR | 0 | 0 | 0 | 0 | 0 | 0 | 0
00 Ret.Exist_Non-FBC_WetFGD_SNCR & ACI & GPM & SCR & CCS | 0 | 0 | 0 | 0 | 0 | 0 | 0
00 Ret.Exist_Non-FBC_WetFGD_SNCR & ACI & GPM & SCR & DRET | 0 | 0 | 0 | 0 | 0 | 0 | 0
00 Ret.Exist_Non-FBC_WetFGD_SNCR & ACI & GPM & SCR & NGC | 0 | 0 | 0 | 0 | 0 | 0 | 0
00 Ret.Exist_Non-FBC_WetFGD_SNCR & ACI & NGC | 0 | 0 | 0 | 0 | 0 | 0 | 0
00 Ret.Exist_Non-FBC_WetFGD_SNCR & ACI & SCR | 0 | 0 | 0 | 0 | 0 | 0 | 0
00 Ret.Exist_Non-FBC_WetFGD_SNCR & ACI & SCR & CCS | 0 | 0 | 0 | 0 | 0 | 0 | 0
00 Ret.Exist_Non-FBC_WetFGD_SNCR & ACI & SCR & DRET | 0 | 0 | 0 | 0 | 0 | 0 | 0
00 Ret.Exist_Non-FBC_WetFGD_SNCR & ACI & SCR & NGC | 0 | 0 | 0 | 0 | 0 | 0 | 0
00 Ret.Exist_Non-FBC_WetFGD_SNCR & C2G | 0 | 0 | 0 | 0 | 0 | 0 | 0
00 Ret.Exist_Non-FBC_WetFGD_SNCR & C2G & SCR | 0 | 0 | 0 | 0 | 0 | 0 | 0
00 Ret.Exist_Non-FBC_WetFGD_SNCR & DCCS | 0 | 0 | 0 | 0 | 0 | 0 | 0
00 Ret.Exist_Non-FBC_WetFGD_SNCR & DCCS & SCR & CCS | 0 | 0 | 0 | 0 | 0 | 0 | 0
00 Ret.Exist_Non-FBC_WetFGD_SNCR & DRET | 0 | 0 | 0 | 0 | 0 | 0 | 0
00 Ret.Exist_Non-FBC_WetFGD_SNCR & GPM | 0 | 0 | 0 | 0 | 0 | 0 | 0
00 Ret.Exist_Non-FBC_WetFGD_SNCR & GPM & C2G | 0 | 0 | 0 | 0 | 0 | 0 | 0
00 Ret.Exist_Non-FBC_WetFGD_SNCR & GPM & C2G & SCR | 0 | 0 | 0 | 0 | 0 | 0 | 0
00 Ret.Exist_Non-FBC_WetFGD_SNCR & GPM & DRET | 0 | 0 | 0 | 0 | 0 | 0 | 0
00 Ret.Exist_Non-FBC_WetFGD_SNCR & GPM & NGC | 0 | 0 | 0 | 0 | 0 | 0 | 0
00 Ret.Exist_Non-FBC_WetFGD_SNCR & GPM & SCR | 0 | 0 | 0 | 0 | 0 | 0 | 0
00 Ret.Exist_Non-FBC_WetFGD_SNCR & GPM & SCR & CCS | 0 | 0 | 0 | 0 | 0 | 0 | 0
00 Ret.Exist_Non-FBC_WetFGD_SNCR & GPM & SCR & DRET | 0 | 0 | 0 | 0 | 0 | 0 | 0
00 Ret.Exist_Non-FBC_WetFGD_SNCR & GPM & SCR & NGC | 0 | 0 | 0 | 0 | 0 | 0 | 0
00 Ret.Exist_Non-FBC_WetFGD_SNCR & NGC | 0 | 0 | 0 | 0 | 0 | 0 | 0
00 Ret.Exist_Non-FBC_WetFGD_SNCR & SCR | 0 | 0 | 0 | 0 | 0 | 0 | 0
00 Ret.Exist_Non-FBC_WetFGD_SNCR & SCR & C2G | 0 | 0 | 0 | 0 | 0 | 0 | 0
00 Ret.Exist_Non-FBC_WetFGD_SNCR & SCR & CCS | 0 | 0 | 0 | 0 | 0 | 0 | 0
00 Ret.Exist_Non-FBC_WetFGD_SNCR & SCR & DRET | 0 | 0 | 0 | 0 | 0 | 0 | 0
00 Ret.Exist_Non-FBC_WetFGD_SNCR & SCR & NGC | 0 | 0 | 0 | 0 | 0 | 0 | 0
00 Ret.Exist_Non-FBC_WetFGD_SNCR_ACI & C2G | 0 | 0 | 0 | 0 | 0 | 0 | 0
00 Ret.Exist_Non-FBC_WetFGD_SNCR_ACI & C2G & SCR | 0 | 0 | 0 | 0 | 0 | 0 | 0
00 Ret.Exist_Non-FBC_WetFGD_SNCR_ACI & DCCS | 0 | 0 | 0 | 0 | 0 | 0 | 0
00 Ret.Exist_Non-FBC_WetFGD_SNCR_ACI & DCCS & SCR & CCS | 0 | 0 | 0 | 0 | 0 | 0 | 0
00 Ret.Exist_Non-FBC_WetFGD_SNCR_ACI & DRET | 0 | 0 | 0 | 0 | 0 | 0 | 0
00 Ret.Exist_Non-FBC_WetFGD_SNCR_ACI & GPM | 0 | 838 | 0 | 0 | 0 | 0 | 0
00 Ret.Exist_Non-FBC_WetFGD_SNCR_ACI & GPM & C2G | 0 | 0 | 0 | 0 | 0 | 0 | 0
00 Ret.Exist_Non-FBC_WetFGD_SNCR_ACI & GPM & C2G & SCR | 0 | 0 | 0 | 0 | 0 | 0 | 0
00 Ret.Exist_Non-FBC_WetFGD_SNCR_ACI & GPM & DRET | 0 | 0 | 0 | 0 | 0 | 0 | 0
00 Ret.Exist_Non-FBC_WetFGD_SNCR_ACI & GPM & NGC | 0 | 0 | 0 | 0 | 0 | 0 | 0
00 Ret.Exist_Non-FBC_WetFGD_SNCR_ACI & GPM & SCR | 0 | 0 | 0 | 0 | 0 | 0 | 0
00 Ret.Exist_Non-FBC_WetFGD_SNCR_ACI & GPM & SCR & CCS | 0 | 0 | 235.3113 | 0 | 0 | 0 | 0
00 Ret.Exist_Non-FBC_WetFGD_SNCR_ACI & GPM & SCR & DRET | 0 | 0 | 0 | 0 | 0 | 0 | 0
00 Ret.Exist_Non-FBC_WetFGD_SNCR_ACI & GPM & SCR & NGC | 0 | 0 | 0 | 0 | 0 | 0 | 0
00 Ret.Exist_Non-FBC_WetFGD_SNCR_ACI & NGC | 0 | 0 | 0 | 0 | 0 | 0 | 0
00 Ret.Exist_Non-FBC_WetFGD_SNCR_ACI & SCR | 347.7722 | 169.6592 | 629.3182 | 0 | 0 | 0 | 0
00 Ret.Exist_Non-FBC_WetFGD_SNCR_ACI & SCR & C2G | 0 | 0 | 0 | 0 | 0 | 0 | 0
00 Ret.Exist_Non-FBC_WetFGD_SNCR_ACI & SCR & CCS | 0 | 70.1594 | 411.6447 | 0 | 0 | 0 | 0
00 Ret.Exist_Non-FBC_WetFGD_SNCR_ACI & SCR & DRET | 0 | 0 | 0 | 0 | 0 | 0 | 0
00 Ret.Exist_Non-FBC_WetFGD_SNCR_ACI & SCR & NGC | 0 | 0 | 0 | 0 | 0 | 0 | 0
00 Existing Combined Cycle Retirement | 12.5 | 81 | 212.1 | 106 | 7596.7515 | 7560.5815 | 1.2492e-05
00 New Combined Cycle Retirement | 0 | 0 | 0 | 0 | 0 | 0 | 0
00 Existing Combustion Turbine Retirement | 632.7704 | 595.2296 | 275.6 | 3894.1 | 8715.3 | 4444.1 | 0
00 New Combustion Turbine Retirement | 0 | 0 | 0 | 0 | 0 | 0 | 0
00 Oil/Gas Steam Retirement | 1883.6617 | 2824 | 29761.1837 | 467 | 28 | 78.6 | 0
00 Coal Steam Retirement | 4211.9322 | 13401 | 18245.0522 | 54.5212 | 14855.6393 | 9564.4725 | 568
00 IGCC Retirement | 220 | 0 | 595 | 0 | 0 | 0 | 0
00 Nuclear Retirement | 0 | 3807.6 | 8303.5 | 4632.6 | 14217.9 | 19479.6 | 17595.3
00 Biomass Retirement | 1963.9087 | 260.2619 | 432.9293 | 5.8 | 12 | 129.8513 | 5.5487
00 Fossil_Other Retirement | 29.2 | 12.1 | 52.1 | 0 | 0 | 0 | 0
00 Fuel Cell Retirement | 17.6 | 0 | 0 | 0 | 0 | 0 | 0
00 Geothermal Retirement | 129.4 | 0 | 0 | 0 | 0 | 0 | 0
00 Hydro Retirement | 218.6 | 0 | 0 | 0 | 0 | 0 | 0
00 Landfill Gas Retirement | 168.8 | 29.6 | 36.5 | 0 | 0 | 110.5 | 0
00 Non Fossil_Other Retirement | 135.7 | 39 | 31.4 | 0 | 0 | 0 | 0
00 Solar Thermal Retirement | 0 | 0 | 0 | 0 | 0 | 0 | 0
00 Exist Dummy | 0 | 0 | 0 | 0 | 0 | 0 | 0
Total | 249623.9341 | 149534.9887 | 442594.6534 | 314666.7 | 428304.4967 | 375997.4504 | 254706.2799
12. Generation by Capacity Reporting Type [GWh]
00 New Combined Cycle | 29402.781 | 350726.8252 | 1142578.3249 | 1504018.3283 | 1505444.1156 | 1427523.1533 | 1522133.9858
00 New Combined Cycle with CCS Retrofit | 0 | 0 | 27765.308 | 27765.308 | 4141.3789 | 3529.6825 | 4288.1469
00 New Combined Cycle with CF Limit | 0 | 0 | 0 | 0 | 0 | 0 | 0
00 New Combined Cycle with HRI Retrofit | 0 | 0 | 0 | 0 | 0 | 0 | 0
00 New Combined Cycle with Hydrogen Retrofit | 0 | 15886.8467 | 28855.0189 | 25456.8309 | 20367.9738 | 12300.3387 | 22433.8136
00 New Combined Cycle with Hydrogen Retrofit Undone | 0 | 0 | 0 | 0 | 0 | 0 | 0
00 New Combined Cycle with CCS | 0 | 0 | 0 | 0 | 0 | 0 | 0
00 New Combustion Turbine | 27826.6982 | 16148.0226 | 10775.8494 | 5432.3329 | 7490.4528 | 18721.6863 | 51740.4571
00 New Combustion Turbine with HRI Retrofit | 0 | 0 | 0 | 0 | 0 | 0 | 0
00 New Combustion Turbine with Hydrogen Retrofit | 4638.1419 | 1741.1101 | 761.8237 | 1010.6724 | 1444.5008 | 3336.6519 | 3644.4439
00 New Combustion Turbine with Hydrogen Retrofit Undone | 0 | 0 | 0 | 0 | 0 | 0 | 0
00 New Hydro | 82.3491 | 10491.4992 | 31311.8358 | 49742.9223 | 50035.4696 | 49754.0705 | 50709.0624
00 New Nuclear | 0 | 0 | 0 | 0 | 0 | 0 | 0
00 New Nuclear - SMR | 0 | 0 | 0 | 0 | 0 | 0 | 0
00 New Biomass | 0 | 0 | 0 | 0 | 0 | 0 | 0
00 New Geothermal | 1032.0156 | 3361.5153 | 8135.0802 | 8135.0802 | 8135.0802 | 8105.1449 | 8105.1449
00 New Landfill Gas | 94.608 | 2503.2825 | 6392.2625 | 26559.8368 | 32670.6851 | 31827.654 | 32115.0523
00 New Battery Storage | 99162.189 | 130089.5666 | 220464.9388 | 224059.7531 | 232690.0609 | 268608.9231 | 282157.6452
00 New Offshore Wind | 8276.8601 | 26087.0548 | 88549.9806 | 103067.894 | 180707.8031 | 288713.4004 | 320975.4439
00 New Onshore Wind | 42499.1584 | 153805.0127 | 392094.496 | 964687.3857 | 1657314.2255 | 2090283.2587 | 2369909.648
00 New Solar PV | 217379.9551 | 238460.6907 | 509694.0758 | 639305.6391 | 815233.7509 | 1019707.94 | 1106610.2306
00 New Solar Thermal | 0 | 0 | 0 | 0 | 758.4906 | 12144.2119 | 30871.2564
00 New Fuel Cell | 0 | 0 | 0 | 0 | 0 | 0 | 0
00 New Ultrasupercritical Coal without CCS | 0 | 0 | 0 | 0 | 0 | 0 | 0
00 New Ultrasupercritical Coal with 30% CCS | 0 | 0 | 0 | 0 | 0 | 0 | 0
00 New Ultrasupercritical Coal with 90% CCS | 0 | 0 | 0 | 0 | 0 | 0 | 0
00 Exist & New Distributed Solar PV | 151588.6841 | 175328.6671 | 239291.9905 | 287829.5162 | 345120.8659 | 406385.8653 | 485431.2417
00 Exist Combined Cycle | 1697216.382 | 1652331.4463 | 1258743.402 | 728685.601 | 348942.5348 | 210458.5664 | 189321.0423
00 Exist Combustion Turbine | 28643.4207 | 21495.5754 | 16702.0555 | 13300.3691 | 12060.1049 | 11509.7627 | 9075.5428
00 Exist FBC_Uncontrolled | 4.0087 | 6.7257 | 11.9835 | 5.6145 | 2.0148 | 0 | 0
00 Exist FBC_ACI_DSI | 3420.0144 | 277.5221 | 277.5221 | 0 | 0 | 0 | 0
00 Exist FBC_DryFGD_ACI | 862.0849 | 960.1091 | 960.1091 | 960.1091 | 960.1091 | 960.1091 | 960.1091
00 Exist FBC_DryFGD_DSI | 84.818 | 0 | 0 | 0 | 0 | 0 | 0
00 Exist FBC_DryFGD_SNCR | 4954.7328 | 4241.0423 | 4660.788 | 2566.1448 | 1998.0017 | 1965.7877 | 1983.4128
00 Exist FBC_DryFGD_SNCR_ACI | 2564.6372 | 2564.6372 | 2492.5043 | 2564.6372 | 2563.2563 | 425.1022 | 425.1022
00 Exist FBC_DryFGD_SNCR_ACI_DSI | 3794.6345 | 0 | 0 | 0 | 0 | 0 | 0
00 Exist FBC_DryFGD_SNCR_DSI | 146.4055 | 82.2761 | 0 | 0 | 0 | 0 | 0
00 Exist FBC_DSI | 3731.8283 | 3692.1482 | 4175.2628 | 3628.6635 | 3292.8681 | 2276.4262 | 2673.3868
00 Exist FBC_SNCR | 0 | 0 | 0 | 0 | 0 | 0 | 0
00 Exist FBC_SNCR_ACI_DSI | 2106.7143 | 2106.7143 | 2106.7143 | 2106.7143 | 1768.462 | 1768.462 | 1768.462
00 Exist FBC_SNCR_DSI | 5082.1578 | 4516.4495 | 4468.9368 | 3740.888 | 3582.3242 | 3288.5335 | 3148.5766
00 Exist FBC_WetFGD_SNCR | 94.1178 | 157.9088 | 363.1652 | 157.9088 | 131.8185 | 0 | 0
00 Exist FBC_WetFGD_DSI | 372.4638 | 372.4638 | 346.3228 | 149.1361 | 183.2422 | 260.8073 | 372.4638
00 Exist_Non-FBC_Uncontrolled | 2083.2355 | 2040.9482 | 1981.5562 | 1981.5562 | 1686.5839 | 1588.8464 | 1581.3678
00 Exist_Non-FBC_ACI | 54561.3976 | 30164.134 | 31662.5625 | 30844.631 | 28786.1195 | 25865.264 | 25942.7523
00 Exist_Non-FBC_ACI_DSI | 6745.22 | 8584.9781 | 9329.4724 | 8982.5621 | 6857.6153 | 5744.8264 | 5792.732
00 Exist_Non-FBC_DryFGD | 0 | 0 | 0 | 0 | 0 | 0 | 0
00 Exist_Non-FBC_DryFGD_ACI | 39039.0277 | 45034.3151 | 35882.0764 | 34900.4825 | 31815.7355 | 29393.5273 | 29325.3749
00 Exist_Non-FBC_DryFGD_SCR | 292.8914 | 0 | 0 | 0 | 0 | 0 | 0
00 Exist_Non-FBC_DryFGD_SCR_ACI | 44367.5602 | 53359.918 | 41794.2449 | 42677.2622 | 40026.5855 | 38153.5114 | 36792.8094
00 Exist_Non-FBC_DryFGD_SCR_DSI | 1851.1457 | 1851.1457 | 1851.1457 | 1851.1457 | 1753.4372 | 1553.9273 | 1553.9273
00 Exist_Non-FBC_DryFGD_SCR_ACI_DSI | 5914.4537 | 6380.3496 | 6478.7339 | 6205.2573 | 5633.093 | 5083.2249 | 5070.8942
00 Exist_Non-FBC_DryFGD_SNCR_ACI | 13998.0363 | 7867.4655 | 7867.4655 | 7867.4655 | 7545.0573 | 6608.1517 | 6608.1517
00 Exist_Non-FBC_DryFGD_SNCR_ACI_DSI | 3538.9718 | 3982.3267 | 3982.3267 | 3982.3267 | 3345.1871 | 2858.5239 | 2894.1229
00 Exist_Non-FBC_DSI | 4400.0275 | 5346.2865 | 6479.0099 | 6479.0099 | 5810.6767 | 5181.0408 | 5438.7454
00 Exist_Non-FBC_SCR_ACI | 25966.857 | 29352.5469 | 30053.7362 | 29482.9498 | 26456.8673 | 24024.7813 | 23235.0133
00 Exist_Non-FBC_SCR_ACI_DSI | 4866.5737 | 2630.9696 | 2630.9696 | 2394.1663 | 2171.0626 | 1134.4786 | 1527.9239
00 Exist_Non-FBC_SNCR_ACI | 895.0486 | 2651.625 | 3791.7196 | 3791.7196 | 3471.6237 | 2995.723 | 2995.723
00 Exist_Non-FBC_SNCR_ACI_DSI | 4635.1127 | 105.0789 | 0 | 0 | 0 | 0 | 0
00 Exist_Non-FBC_WetFGD | 18590.8359 | 18693.6343 | 17748.1871 | 17748.1871 | 17748.1871 | 17079.5461 | 17353.2685
00 Exist_Non-FBC_WetFGD_ACI | 43500.1488 | 30931.9963 | 22053.8194 | 22053.8194 | 19916.806 | 18391.2117 | 18275.1224
00 Exist_Non-FBC_WetFGD_ACI_DSI | 2543.2882 | 2717.6972 | 0 | 0 | 0 | 0 | 0
00 Exist_Non-FBC_WetFGD_SCR | 200517.9817 | 162249.1886 | 107898.2843 | 107540.2571 | 107532.5727 | 80303.9218 | 82627.853
00 Exist_Non-FBC_WetFGD_SCR_DSI | 6174.2616 | 0 | 0 | 0 | 0 | 0 | 0
00 Exist_Non-FBC_WetFGD_SCR_ACI | 94263.7169 | 112268.3522 | 108972.962 | 108112.5198 | 97416.7056 | 76799.0457 | 76918.7638
00 Exist_Non-FBC_WetFGD_SCR_ACI_DSI | 45755.0785 | 46590.9734 | 14915.9918 | 13773.0084 | 6770.2909 | 1876.4725 | 2162.4982
00 Exist_Non-FBC_WetFGD_SNCR | 4611.5716 | 3273.4238 | 2056.9254 | 2142.5741 | 16.0816 | 7.5969 | 15.2562
00 Exist_Non-FBC_WetFGD_SNCR_ACI | 42542.8825 | 35728.1049 | 31508.9622 | 30734.471 | 28289.0216 | 26010.9151 | 25382.0883
00 Exist IGCC | 4127.6477 | 4127.6477 | 0 | 0 | 0 | 0 | 0
00 Exist Fossil_Other | 4131.0291 | 4109.856 | 3910.743 | 3905.4071 | 3767.0081 | 3609.4113 | 3609.4113
00 Exist Fuel Cell | 1886.5005 | 1972.5018 | 1794.455 | 1153.0457 | 1105.1447 | 904.7649 | 856.1428
00 Exist Hydro | 269538.8646 | 269536.4741 | 269536.4741 | 269359.4929 | 269358.6194 | 269279.5083 | 269256.9662
00 Exist Non Fossil_Other | 20343.7388 | 20058.7493 | 19947.1197 | 19145.9872 | 19098.4084 | 19120.4964 | 19139.7686
00 Exist Nuclear | 773719.9471 | 742659.4954 | 675403.8123 | 637745.3716 | 527766.2521 | 368758.3056 | 228226.5202
00 Exist Oil/Gas Steam | 29687.697 | 19273.1232 | 3636.3453 | 1460.1972 | 1335.5688 | 1325.0566 | 1313.5824
00 Exist Oil/Gas Steam_SCR | 5121.5148 | 5533.2539 | 1338.2031 | 1304.0813 | 1250.6929 | 1218.8113 | 1206.9901
00 Exist Oil/Gas Steam_SNCR | 2338.619 | 731.0829 | 170.1437 | 56.7112 | 50.1072 | 51.2125 | 51.2125
00 Exist Biomass | 5037.4959 | 4286.7219 | 1727.1517 | 1663.293 | 1555.9107 | 521.9462 | 542.246
00 Exist Landfill Gas | 8369.0784 | 8164.1768 | 8066.2188 | 8016.1124 | 7773.0235 | 7116.1068 | 7077.6139
00 Exist Geothermal | 15731.1145 | 15731.1145 | 15731.1145 | 15731.1145 | 15731.1145 | 15731.1145 | 15731.1145
00 Exist Pump Storage | 17289.3107 | 17343.5094 | 16412.2529 | 21852.7416 | 26326.312 | 29412.7204 | 30041.01
00 Exist Energy Storage | 285.8232 | 284.4129 | 277.7467 | 279.2084 | 276.1967 | 286.2062 | 286.0337
00 Exist Solar PV | 245554.0732 | 245554.0732 | 245552.2344 | 245552.2344 | 245552.2344 | 245552.2344 | 245552.2344
00 Exist Solar Thermal | 2806.6244 | 2806.6244 | 2806.6244 | 2806.6244 | 2806.6244 | 2806.6244 | 2806.6244
00 Exist Offshore Wind | 13859.1019 | 13859.1019 | 13859.1019 | 13859.1019 | 13859.1019 | 13859.1019 | 13859.1019
00 Exist Onshore Wind | 484932.9843 | 484932.9843 | 484932.9843 | 484932.9843 | 484932.9843 | 484932.9843 | 484932.9843
00 International Imports | 3202.656 | 3202.656 | 3202.656 | 2924.088 | 2924.088 | 2924.088 | 2924.088
00 Ret.Exist Combined Cycle & CF Limit | 0 | 0 | 0 | 0 | 0 | 0 | 0
00 Ret.Exist Combined Cycle & CCS | 0 | 0 | 17179.7465 | 17179.7239 | 71.6468 | 54.6677 | 1.7085
00 Ret.Exist Combined Cycle & Hydrogen | 7191.7551 | 13878.1375 | 10839.7837 | 1322.8796 | 522.067 | 352.9282 | 493.2856
00 Ret.Exist Combined Cycle & Hydrogen Retrofit Undone | 0 | 0 | 0 | 0 | 0 | 0 | 0
00 Ret.Exist Combined Cycle & HRI | 0 | 0 | 0 | 0 | 0 | 0 | 0
00 Ret.Exist Combustion Turbine & HRI | 0 | 0 | 0 | 0 | 0 | 0 | 0
00 Ret.Exist_FBC_NoCtrl & CCS | 0 | 0 | 0 | 0 | 0 | 0 | 0
00 Ret.Exist_FBC_NoCtrl & DRET | 0 | 0 | 0 | 0 | 0 | 0 | 0
00 Ret.Exist_FBC_NoCtrl & GPM | 0 | 0 | 0 | 0 | 0 | 0 | 0
00 Ret.Exist_FBC_NoCtrl & GPM & CCS | 0 | 0 | 0 | 0 | 0 | 0 | 0
00 Ret.Exist_FBC_NoCtrl & GPM & DRET | 0 | 0 | 0 | 0 | 0 | 0 | 0
00 Ret.Exist_FBC_NoCtrl & GPM & NGC | 0 | 0 | 0 | 0 | 0 | 0 | 0
00 Ret.Exist_FBC_NoCtrl & GPM & SNCR | 0 | 0 | 0 | 0 | 0 | 0 | 0
00 Ret.Exist_FBC_NoCtrl & GPM & SNCR & CCS | 0 | 0 | 0 | 0 | 0 | 0 | 0
00 Ret.Exist_FBC_NoCtrl & GPM & SNCR & DRET | 0 | 0 | 0 | 0 | 0 | 0 | 0
00 Ret.Exist_FBC_NoCtrl & GPM & SNCR & NGC | 0 | 0 | 0 | 0 | 0 | 0 | 0
00 Ret.Exist_FBC_NoCtrl & NGC | 0 | 0 | 0 | 0 | 0 | 0 | 0
00 Ret.Exist_FBC_NoCtrl & SNCR | 0 | 0 | 0 | 0 | 0 | 0 | 0
00 Ret.Exist_FBC_NoCtrl & SNCR & CCS | 0 | 0 | 0 | 0 | 0 | 0 | 0
00 Ret.Exist_FBC_NoCtrl & SNCR & DRET | 0 | 0 | 0 | 0 | 0 | 0 | 0
00 Ret.Exist_FBC_NoCtrl & SNCR & NGC | 0 | 0 | 0 | 0 | 0 | 0 | 0
00 Ret.Exist_FBC_ACI_DSI & CCS | 0 | 0 | 0 | 0 | 0 | 0 | 0
00 Ret.Exist_FBC_ACI_DSI & DCCS | 0 | 0 | 0 | 0 | 0 | 0 | 0
00 Ret.Exist_FBC_ACI_DSI & DCCS & CCS | 0 | 0 | 0 | 0 | 0 | 0 | 0
00 Ret.Exist_FBC_ACI_DSI & DCCS & SNCR & CCS | 0 | 0 | 0 | 0 | 0 | 0 | 0
00 Ret.Exist_FBC_ACI_DSI & DRET | 0 | 0 | 0 | 0 | 0 | 0 | 0
00 Ret.Exist_FBC_ACI_DSI & GPM | 0 | 3142.4923 | 2116.8851 | 2116.8851 | 1774.642 | 1565.5239 | 1749.7043
00 Ret.Exist_FBC_ACI_DSI & GPM & CCS | 0 | 0 | 658.9409 | 658.9409 | 0 | 0 | 0
00 Ret.Exist_FBC_ACI_DSI & GPM & DRET | 0 | 0 | 0 | 0 | 0 | 0 | 0
00 Ret.Exist_FBC_ACI_DSI & GPM & NGC | 0 | 0 | 0 | 0 | 0 | 0 | 0
00 Ret.Exist_FBC_ACI_DSI & GPM & SNCR | 0 | 0 | 0 | 0 | 0 | 0 | 0
00 Ret.Exist_FBC_ACI_DSI & GPM & SNCR & CCS | 0 | 0 | 0 | 0 | 0 | 0 | 0
00 Ret.Exist_FBC_ACI_DSI & GPM & SNCR & DRET | 0 | 0 | 0 | 0 | 0 | 0 | 0
00 Ret.Exist_FBC_ACI_DSI & GPM & SNCR & NGC | 0 | 0 | 0 | 0 | 0 | 0 | 0
00 Ret.Exist_FBC_ACI_DSI & NGC | 0 | 0 | 0 | 0 | 0 | 0 | 0
00 Ret.Exist_FBC_ACI_DSI & SNCR | 0 | 0 | 0 | 0 | 0 | 0 | 0
00 Ret.Exist_FBC_ACI_DSI & SNCR & CCS | 0 | 0 | 0 | 0 | 0 | 0 | 0
00 Ret.Exist_FBC_ACI_DSI & SNCR & DRET | 0 | 0 | 0 | 0 | 0 | 0 | 0
00 Ret.Exist_FBC_ACI_DSI & SNCR & NGC | 0 | 0 | 0 | 0 | 0 | 0 | 0
00 Ret.Exist_FBC_DryFGD_ACI & CCS | 0 | 0 | 0 | 0 | 0 | 0 | 0
00 Ret.Exist_FBC_DryFGD_ACI & DCCS | 0 | 0 | 0 | 0 | 0 | 0 | 0
00 Ret.Exist_FBC_DryFGD_ACI & DCCS & CCS | 0 | 0 | 0 | 0 | 0 | 0 | 0
00 Ret.Exist_FBC_DryFGD_ACI & DCCS & SNCR & CCS | 0 | 0 | 0 | 0 | 0 | 0 | 0
00 Ret.Exist_FBC_DryFGD_ACI & DRET | 0 | 0 | 0 | 0 | 0 | 0 | 0
00 Ret.Exist_FBC_DryFGD_ACI & GPM | 0 | 0 | 0 | 0 | 0 | 0 | 0
00 Ret.Exist_FBC_DryFGD_ACI & GPM & CCS | 0 | 0 | 0 | 0 | 0 | 0 | 0
00 Ret.Exist_FBC_DryFGD_ACI & GPM & DRET | 0 | 0 | 0 | 0 | 0 | 0 | 0
00 Ret.Exist_FBC_DryFGD_ACI & GPM & NGC | 0 | 0 | 0 | 0 | 0 | 0 | 0
00 Ret.Exist_FBC_DryFGD_ACI & GPM & SNCR | 0 | 0 | 0 | 0 | 0 | 0 | 0
00 Ret.Exist_FBC_DryFGD_ACI & GPM & SNCR & CCS | 0 | 0 | 0 | 0 | 0 | 0 | 0
00 Ret.Exist_FBC_DryFGD_ACI & GPM & SNCR & DRET | 0 | 0 | 0 | 0 | 0 | 0 | 0
00 Ret.Exist_FBC_DryFGD_ACI & GPM & SNCR & NGC | 0 | 0 | 0 | 0 | 0 | 0 | 0
00 Ret.Exist_FBC_DryFGD_ACI & NGC | 0 | 0 | 0 | 0 | 0 | 0 | 0
00 Ret.Exist_FBC_DryFGD_ACI & SNCR | 0 | 0 | 0 | 0 | 0 | 0 | 0
00 Ret.Exist_FBC_DryFGD_ACI & SNCR & CCS | 0 | 0 | 0 | 0 | 0 | 0 | 0
00 Ret.Exist_FBC_DryFGD_ACI & SNCR & DRET | 0 | 0 | 0 | 0 | 0 | 0 | 0
00 Ret.Exist_FBC_DryFGD_ACI & SNCR & NGC | 0 | 0 | 0 | 0 | 0 | 0 | 0
00 Ret.Exist_FBC_DryFGD_DSI & ACI | 0 | 0 | 0 | 0 | 0 | 0 | 0
00 Ret.Exist_FBC_DryFGD_DSI & ACI & DRET | 0 | 0 | 0 | 0 | 0 | 0 | 0
00 Ret.Exist_FBC_DryFGD_DSI & ACI & GPM | 0 | 0 | 0 | 0 | 0 | 0 | 0
00 Ret.Exist_FBC_DryFGD_DSI & ACI & GPM & DRET | 0 | 0 | 0 | 0 | 0 | 0 | 0
00 Ret.Exist_FBC_DryFGD_DSI & ACI & GPM & NGC | 0 | 0 | 0 | 0 | 0 | 0 | 0
00 Ret.Exist_FBC_DryFGD_DSI & ACI & GPM & SNCR | 0 | 0 | 0 | 0 | 0 | 0 | 0
00 Ret.Exist_FBC_DryFGD_DSI & ACI & GPM & SNCR & DRET | 0 | 0 | 0 | 0 | 0 | 0 | 0
00 Ret.Exist_FBC_DryFGD_DSI & ACI & GPM & SNCR & NGC | 0 | 0 | 0 | 0 | 0 | 0 | 0
00 Ret.Exist_FBC_DryFGD_DSI & ACI & NGC | 0 | 0 | 0 | 0 | 0 | 0 | 0
00 Ret.Exist_FBC_DryFGD_DSI & ACI & SNCR | 0 | 0 | 0 | 0 | 0 | 0 | 0
00 Ret.Exist_FBC_DryFGD_DSI & ACI & SNCR & DRET | 0 | 0 | 0 | 0 | 0 | 0 | 0
00 Ret.Exist_FBC_DryFGD_DSI & ACI & SNCR & NGC | 0 | 0 | 0 | 0 | 0 | 0 | 0
00 Ret.Exist_FBC_DryFGD_DSI & DRET | 0 | 0 | 0 | 0 | 0 | 0 | 0
00 Ret.Exist_FBC_DryFGD_DSI & GPM | 0 | 49.56 | 0 | 0 | 0 | 0 | 0
00 Ret.Exist_FBC_DryFGD_DSI & GPM & DRET | 0 | 0 | 0 | 0 | 0 | 0 | 0
00 Ret.Exist_FBC_DryFGD_DSI & GPM & NGC | 0 | 0 | 0 | 0 | 0 | 0 | 0
00 Ret.Exist_FBC_DryFGD_DSI & GPM & SNCR | 0 | 0 | 0 | 0 | 0 | 0 | 0
00 Ret.Exist_FBC_DryFGD_DSI & GPM & SNCR & DRET | 0 | 0 | 0 | 0 | 0 | 0 | 0
00 Ret.Exist_FBC_DryFGD_DSI & GPM & SNCR & NGC | 0 | 0 | 0 | 0 | 0 | 0 | 0
00 Ret.Exist_FBC_DryFGD_DSI & NGC | 0 | 0 | 0 | 0 | 0 | 0 | 0
00 Ret.Exist_FBC_DryFGD_DSI & SNCR | 0 | 0 | 0 | 0 | 0 | 0 | 0
00 Ret.Exist_FBC_DryFGD_DSI & SNCR & DRET | 0 | 0 | 0 | 0 | 0 | 0 | 0
00 Ret.Exist_FBC_DryFGD_DSI & SNCR & NGC | 0 | 0 | 0 | 0 | 0 | 0 | 0
00 Ret.Exist_FBC_DryFGD_SNCR & ACI | 0 | 0 | 0 | 0 | 0 | 0 | 0
00 Ret.Exist_FBC_DryFGD_SNCR & ACI & CCS | 0 | 0 | 0 | 0 | 0 | 0 | 0
00 Ret.Exist_FBC_DryFGD_SNCR & ACI & DRET | 0 | 0 | 0 | 0 | 0 | 0 | 0
00 Ret.Exist_FBC_DryFGD_SNCR & ACI & GPM | 0 | 0 | 0 | 0 | 0 | 0 | 0
00 Ret.Exist_FBC_DryFGD_SNCR & ACI & GPM & CCS | 0 | 0 | 0 | 0 | 0 | 0 | 0
00 Ret.Exist_FBC_DryFGD_SNCR & ACI & GPM & DRET | 0 | 0 | 0 | 0 | 0 | 0 | 0
00 Ret.Exist_FBC_DryFGD_SNCR & ACI & GPM & NGC | 0 | 0 | 0 | 0 | 0 | 0 | 0
00 Ret.Exist_FBC_DryFGD_SNCR & ACI & NGC | 0 | 0 | 0 | 0 | 0 | 0 | 0
00 Ret.Exist_FBC_DryFGD_SNCR & CCS | 0 | 0 | 1610.5694 | 1610.5694 | 0 | 0 | 0
00 Ret.Exist_FBC_DryFGD_SNCR & DCCS | 0 | 0 | 0 | 0 | 0 | 0 | 0
00 Ret.Exist_FBC_DryFGD_SNCR & DCCS & CCS | 0 | 0 | 0 | 0 | 0 | 0 | 0
00 Ret.Exist_FBC_DryFGD_SNCR & DRET | 0 | 0 | 0 | 0 | 0 | 0 | 0
00 Ret.Exist_FBC_DryFGD_SNCR & GPM | 0 | 0 | 0 | 0 | 0 | 0 | 0
00 Ret.Exist_FBC_DryFGD_SNCR & GPM & CCS | 0 | 0 | 0 | 0 | 0 | 0 | 0
00 Ret.Exist_FBC_DryFGD_SNCR & GPM & DRET | 0 | 0 | 0 | 0 | 0 | 0 | 0
00 Ret.Exist_FBC_DryFGD_SNCR & GPM & NGC | 0 | 0 | 0 | 0 | 0 | 0 | 0
00 Ret.Exist_FBC_DryFGD_SNCR & NGC | 0 | 0 | 0 | 0 | 0 | 0 | 0
00 Ret.Exist_FBC_DryFGD_SNCR_ACI & CCS | 0 | 0 | 0 | 0 | 0 | 0 | 0
00 Ret.Exist_FBC_DryFGD_SNCR_ACI & DCCS | 0 | 0 | 0 | 0 | 0 | 0 | 0
00 Ret.Exist_FBC_DryFGD_SNCR_ACI & DCCS & CCS | 0 | 0 | 0 | 0 | 0 | 0 | 0
00 Ret.Exist_FBC_DryFGD_SNCR_ACI & DRET | 0 | 0 | 0 | 0 | 0 | 0 | 0
00 Ret.Exist_FBC_DryFGD_SNCR_ACI & GPM | 0 | 0 | 0 | 0 | 0 | 0 | 0
00 Ret.Exist_FBC_DryFGD_SNCR_ACI & GPM & CCS | 0 | 0 | 0 | 0 | 0 | 0 | 0
00 Ret.Exist_FBC_DryFGD_SNCR_ACI & GPM & DRET | 0 | 0 | 0 | 0 | 0 | 0 | 0
00 Ret.Exist_FBC_DryFGD_SNCR_ACI & GPM & NGC | 0 | 0 | 0 | 0 | 0 | 0 | 0
00 Ret.Exist_FBC_DryFGD_SNCR_ACI & NGC | 0 | 0 | 0 | 0 | 0 | 0 | 0
00 Ret.Exist_FBC_DryFGD_SNCR_ACI_DSI & CCS | 0 | 2895.0702 | 2895.0702 | 2895.0702 | 2833.7081 | 603.7884 | 603.7884
00 Ret.Exist_FBC_DryFGD_SNCR_ACI_DSI & DCCS | 0 | 0 | 0 | 0 | 0 | 0 | 0
00 Ret.Exist_FBC_DryFGD_SNCR_ACI_DSI & DCCS & CCS | 0 | 0 | 0 | 0 | 0 | 0 | 0
00 Ret.Exist_FBC_DryFGD_SNCR_ACI_DSI & DRET | 0 | 0 | 0 | 0 | 0 | 0 | 0
00 Ret.Exist_FBC_DryFGD_SNCR_ACI_DSI & GPM | 0 | 0 | 0 | 0 | 0 | 0 | 0
00 Ret.Exist_FBC_DryFGD_SNCR_ACI_DSI & GPM & CCS | 0 | 0 | 0 | 0 | 0 | 0 | 0
00 Ret.Exist_FBC_DryFGD_SNCR_ACI_DSI & GPM & DRET | 0 | 0 | 0 | 0 | 0 | 0 | 0
00 Ret.Exist_FBC_DryFGD_SNCR_ACI_DSI & GPM & NGC | 0 | 0 | 0 | 0 | 0 | 0 | 0
00 Ret.Exist_FBC_DryFGD_SNCR_ACI_DSI & NGC | 0 | 0 | 0 | 0 | 0 | 0 | 0
00 Ret.Exist_FBC_DryFGD_SNCR_DSI & ACI | 0 | 0 | 0 | 0 | 0 | 0 | 0
00 Ret.Exist_FBC_DryFGD_SNCR_DSI & ACI & DRET | 0 | 0 | 0 | 0 | 0 | 0 | 0
00 Ret.Exist_FBC_DryFGD_SNCR_DSI & ACI & GPM | 0 | 0 | 0 | 0 | 0 | 0 | 0
00 Ret.Exist_FBC_DryFGD_SNCR_DSI & ACI & GPM & DRET | 0 | 0 | 0 | 0 | 0 | 0 | 0
00 Ret.Exist_FBC_DryFGD_SNCR_DSI & ACI & GPM & NGC | 0 | 0 | 0 | 0 | 0 | 0 | 0
00 Ret.Exist_FBC_DryFGD_SNCR_DSI & ACI & NGC | 0 | 0 | 0 | 0 | 0 | 0 | 0
00 Ret.Exist_FBC_DryFGD_SNCR_DSI & DRET | 0 | 0 | 0 | 0 | 0 | 0 | 0
00 Ret.Exist_FBC_DryFGD_SNCR_DSI & GPM | 0 | 0 | 0 | 0 | 0 | 0 | 0
00 Ret.Exist_FBC_DryFGD_SNCR_DSI & GPM & DRET | 0 | 0 | 0 | 0 | 0 | 0 | 0
00 Ret.Exist_FBC_DryFGD_SNCR_DSI & GPM & NGC | 0 | 0 | 0 | 0 | 0 | 0 | 0
00 Ret.Exist_FBC_DryFGD_SNCR_DSI & NGC | 0 | 0 | 0 | 0 | 0 | 0 | 0
00 Ret.Exist_FBC_DSI & ACI | 0 | 0 | 0 | 0 | 0 | 0 | 0
00 Ret.Exist_FBC_DSI & ACI & DRET | 0 | 0 | 0 | 0 | 0 | 0 | 0
00 Ret.Exist_FBC_DSI & ACI & GPM | 0 | 0 | 0 | 0 | 0 | 0 | 0
00 Ret.Exist_FBC_DSI & ACI & GPM & DRET | 0 | 0 | 0 | 0 | 0 | 0 | 0
00 Ret.Exist_FBC_DSI & ACI & GPM & NGC | 0 | 0 | 0 | 0 | 0 | 0 | 0
00 Ret.Exist_FBC_DSI & ACI & GPM & SNCR | 0 | 0 | 0 | 0 | 0 | 0 | 0
00 Ret.Exist_FBC_DSI & ACI & GPM & SNCR & DRET | 0 | 0 | 0 | 0 | 0 | 0 | 0
00 Ret.Exist_FBC_DSI & ACI & GPM & SNCR & NGC | 0 | 0 | 0 | 0 | 0 | 0 | 0
00 Ret.Exist_FBC_DSI & ACI & NGC | 0 | 0 | 0 | 0 | 0 | 0 | 0
00 Ret.Exist_FBC_DSI & ACI & SNCR | 0 | 0 | 0 | 0 | 0 | 0 | 0
00 Ret.Exist_FBC_DSI & ACI & SNCR & DRET | 0 | 0 | 0 | 0 | 0 | 0 | 0
00 Ret.Exist_FBC_DSI & ACI & SNCR & NGC | 0 | 0 | 0 | 0 | 0 | 0 | 0
00 Ret.Exist_FBC_DSI & DRET | 0 | 0 | 0 | 0 | 0 | 0 | 0
00 Ret.Exist_FBC_DSI & GPM | 0 | 1227.8174 | 965.0605 | 361.0665 | 392.2406 | 434.8892 | 313.4663
00 Ret.Exist_FBC_DSI & GPM & DRET | 0 | 0 | 0 | 0 | 0 | 0 | 0
00 Ret.Exist_FBC_DSI & GPM & NGC | 0 | 0 | 0 | 0 | 0 | 0 | 0
00 Ret.Exist_FBC_DSI & GPM & SNCR | 0 | 0 | 0 | 0 | 0 | 0 | 0
00 Ret.Exist_FBC_DSI & GPM & SNCR & DRET | 0 | 0 | 0 | 0 | 0 | 0 | 0
00 Ret.Exist_FBC_DSI & GPM & SNCR & NGC | 0 | 0 | 0 | 0 | 0 | 0 | 0
00 Ret.Exist_FBC_DSI & NGC | 0 | 0 | 0 | 0 | 0 | 0 | 0
00 Ret.Exist_FBC_DSI & SNCR | 0 | 0 | 0 | 0 | 0 | 0 | 0
00 Ret.Exist_FBC_DSI & SNCR & DRET | 0 | 0 | 0 | 0 | 0 | 0 | 0
00 Ret.Exist_FBC_DSI & SNCR & NGC | 0 | 0 | 0 | 0 | 0 | 0 | 0
00 Ret.Exist_FBC_SNCR & ACI | 0 | 0 | 0 | 0 | 0 | 0 | 0
00 Ret.Exist_FBC_SNCR & ACI & DRET | 0 | 0 | 0 | 0 | 0 | 0 | 0
00 Ret.Exist_FBC_SNCR & ACI & NGC | 0 | 0 | 0 | 0 | 0 | 0 | 0
00 Ret.Exist_FBC_SNCR & DRET | 0 | 0 | 0 | 0 | 0 | 0 | 0
00 Ret.Exist_FBC_SNCR & GPM | 0 | 0 | 0 | 0 | 0 | 0 | 0
00 Ret.Exist_FBC_SNCR & GPM & DRET | 0 | 0 | 0 | 0 | 0 | 0 | 0
00 Ret.Exist_FBC_SNCR & GPM & NGC | 0 | 0 | 0 | 0 | 0 | 0 | 0
00 Ret.Exist_FBC_SNCR & NGC | 387.0702 | 387.0702 | 0 | 0 | 0 | 0 | 0
00 Ret.Exist_FBC_SNCR_ACI_DSI & CCS | 0 | 0 | 0 | 0 | 0 | 0 | 0
00 Ret.Exist_FBC_SNCR_ACI_DSI & DCCS | 0 | 0 | 0 | 0 | 0 | 0 | 0
00 Ret.Exist_FBC_SNCR_ACI_DSI & DCCS & CCS | 0 | 0 | 0 | 0 | 0 | 0 | 0
00 Ret.Exist_FBC_SNCR_ACI_DSI & DRET | 0 | 0 | 0 | 0 | 0 | 0 | 0
00 Ret.Exist_FBC_SNCR_ACI_DSI & GPM | 0 | 0 | 0 | 0 | 0 | 0 | 0
00 Ret.Exist_FBC_SNCR_ACI_DSI & GPM & CCS | 0 | 0 | 0 | 0 | 0 | 0 | 0
00 Ret.Exist_FBC_SNCR_ACI_DSI & GPM & DRET | 0 | 0 | 0 | 0 | 0 | 0 | 0
00 Ret.Exist_FBC_SNCR_ACI_DSI & GPM & NGC | 0 | 0 | 0 | 0 | 0 | 0 | 0
00 Ret.Exist_FBC_SNCR_ACI_DSI & NGC | 0 | 0 | 0 | 0 | 0 | 0 | 0
00 Ret.Exist_FBC_SNCR_DSI & ACI | 0 | 0 | 0 | 0 | 0 | 0 | 0
00 Ret.Exist_FBC_SNCR_DSI & ACI & CCS | 0 | 0 | 0 | 0 | 0 | 0 | 0
00 Ret.Exist_FBC_SNCR_DSI & ACI & DRET | 0 | 0 | 0 | 0 | 0 | 0 | 0
00 Ret.Exist_FBC_SNCR_DSI & ACI & GPM | 0 | 0 | 0 | 0 | 0 | 0 | 0
00 Ret.Exist_FBC_SNCR_DSI & ACI & GPM & CCS | 0 | 0 | 0 | 0 | 0 | 0 | 0
00 Ret.Exist_FBC_SNCR_DSI & ACI & GPM & DRET | 0 | 0 | 0 | 0 | 0 | 0 | 0
00 Ret.Exist_FBC_SNCR_DSI & ACI & GPM & NGC | 0 | 0 | 0 | 0 | 0 | 0 | 0
00 Ret.Exist_FBC_SNCR_DSI & ACI & NGC | 0 | 0 | 0 | 0 | 0 | 0 | 0
00 Ret.Exist_FBC_SNCR_DSI & CCS | 0 | 0 | 0 | 0 | 0 | 0 | 0
00 Ret.Exist_FBC_SNCR_DSI & DCCS | 0 | 0 | 0 | 0 | 0 | 0 | 0
00 Ret.Exist_FBC_SNCR_DSI & DCCS & CCS | 0 | 0 | 0 | 0 | 0 | 0 | 0
00 Ret.Exist_FBC_SNCR_DSI & DRET | 0 | 0 | 0 | 0 | 0 | 0 | 0
00 Ret.Exist_FBC_SNCR_DSI & GPM | 828.8712 | 759.7986 | 759.7986 | 759.7986 | 759.7986 | 759.7986 | 759.7986
00 Ret.Exist_FBC_SNCR_DSI & GPM & CCS | 0 | 0 | 0 | 0 | 0 | 0 | 0
00 Ret.Exist_FBC_SNCR_DSI & GPM & DRET | 0 | 0 | 0 | 0 | 0 | 0 | 0
00 Ret.Exist_FBC_SNCR_DSI & GPM & NGC | 0 | 0 | 0 | 0 | 0 | 0 | 0
00 Ret.Exist_FBC_SNCR_DSI & NGC | 0 | 0 | 0 | 0 | 0 | 0 | 0
00 Ret.Exist_FBC_WetFGD_DSI & ACI | 0 | 0 | 0 | 0 | 0 | 0 | 0
00 Ret.Exist_FBC_WetFGD_DSI & ACI & DRET | 0 | 0 | 0 | 0 | 0 | 0 | 0
00 Ret.Exist_FBC_WetFGD_DSI & ACI & GPM | 0 | 0 | 0 | 0 | 0 | 0 | 0
00 Ret.Exist_FBC_WetFGD_DSI & ACI & GPM & DRET | 0 | 0 | 0 | 0 | 0 | 0 | 0
00 Ret.Exist_FBC_WetFGD_DSI & ACI & GPM & NGC | 0 | 0 | 0 | 0 | 0 | 0 | 0
00 Ret.Exist_FBC_WetFGD_DSI & ACI & GPM & SNCR | 0 | 0 | 0 | 0 | 0 | 0 | 0
00 Ret.Exist_FBC_WetFGD_DSI & ACI & GPM & SNCR & DRET | 0 | 0 | 0 | 0 | 0 | 0 | 0
00 Ret.Exist_FBC_WetFGD_DSI & ACI & GPM & SNCR & NGC | 0 | 0 | 0 | 0 | 0 | 0 | 0
00 Ret.Exist_FBC_WetFGD_DSI & ACI & NGC | 0 | 0 | 0 | 0 | 0 | 0 | 0
00 Ret.Exist_FBC_WetFGD_DSI & ACI & SNCR | 0 | 0 | 0 | 0 | 0 | 0 | 0
00 Ret.Exist_FBC_WetFGD_DSI & ACI & SNCR & DRET | 0 | 0 | 0 | 0 | 0 | 0 | 0
00 Ret.Exist_FBC_WetFGD_DSI & ACI & SNCR & NGC | 0 | 0 | 0 | 0 | 0 | 0 | 0
00 Ret.Exist_FBC_WetFGD_DSI & DRET | 0 | 0 | 0 | 0 | 0 | 0 | 0
00 Ret.Exist_FBC_WetFGD_DSI & GPM | 0 | 0 | 0 | 0 | 0 | 0 | 0
00 Ret.Exist_FBC_WetFGD_DSI & GPM & DRET | 0 | 0 | 0 | 0 | 0 | 0 | 0
00 Ret.Exist_FBC_WetFGD_DSI & GPM & NGC | 0 | 0 | 0 | 0 | 0 | 0 | 0
00 Ret.Exist_FBC_WetFGD_DSI & GPM & SNCR | 0 | 0 | 0 | 0 | 0 | 0 | 0
00 Ret.Exist_FBC_WetFGD_DSI & GPM & SNCR & DRET | 0 | 0 | 0 | 0 | 0 | 0 | 0
00 Ret.Exist_FBC_WetFGD_DSI & GPM & SNCR & NGC | 0 | 0 | 0 | 0 | 0 | 0 | 0
00 Ret.Exist_FBC_WetFGD_DSI & NGC | 0 | 0 | 0 | 0 | 0 | 0 | 0
00 Ret.Exist_FBC_WetFGD_DSI & SNCR | 0 | 0 | 0 | 0 | 0 | 0 | 0
00 Ret.Exist_FBC_WetFGD_DSI & SNCR & DRET | 0 | 0 | 0 | 0 | 0 | 0 | 0
00 Ret.Exist_FBC_WetFGD_DSI & SNCR & NGC | 0 | 0 | 0 | 0 | 0 | 0 | 0
00 Ret.Exist_FBC_WetFGD_SNCR & ACI | 0 | 0 | 0 | 0 | 0 | 0 | 0
00 Ret.Exist_FBC_WetFGD_SNCR & ACI & DRET | 0 | 0 | 0 | 0 | 0 | 0 | 0
00 Ret.Exist_FBC_WetFGD_SNCR & ACI & NGC | 0 | 0 | 0 | 0 | 0 | 0 | 0
00 Ret.Exist_FBC_WetFGD_SNCR & DRET | 0 | 0 | 0 | 0 | 0 | 0 | 0
00 Ret.Exist_FBC_WetFGD_SNCR & GPM | 0 | 0 | 0 | 0 | 0 | 0 | 0
00 Ret.Exist_FBC_WetFGD_SNCR & GPM & DRET | 0 | 0 | 0 | 0 | 0 | 0 | 0
00 Ret.Exist_FBC_WetFGD_SNCR & GPM & NGC | 0 | 0 | 0 | 0 | 0 | 0 | 0
00 Ret.Exist_FBC_WetFGD_SNCR & NGC | 0 | 0 | 0 | 0 | 0 | 0 | 0
00 Ret.Exist_Non-FBC_ACI & C2G | 178.3536 | 178.3536 | 0 | 0 | 0 | 0 | 0
00 Ret.Exist_Non-FBC_ACI & C2G & SCR | 0 | 0 | 0 | 0 | 0 | 0 | 0
00 Ret.Exist_Non-FBC_ACI & DCCS | 0 | 0 | 0 | 0 | 0 | 0 | 0
00 Ret.Exist_Non-FBC_ACI & DCCS & WetFGD & SCR & CCS | 0 | 0 | 0 | 0 | 0 | 0 | 0
00 Ret.Exist_Non-FBC_ACI & DRET | 0 | 0 | 0 | 0 | 0 | 0 | 0
00 Ret.Exist_Non-FBC_ACI & DSI | 0 | 0 | 0 | 0 | 0 | 0 | 0
00 Ret.Exist_Non-FBC_ACI & DSI & C2G | 0 | 0 | 0 | 0 | 0 | 0 | 0
00 Ret.Exist_Non-FBC_ACI & DSI & C2G & SCR | 0 | 0 | 0 | 0 | 0 | 0 | 0
00 Ret.Exist_Non-FBC_ACI & DSI & DRET | 0 | 0 | 0 | 0 | 0 | 0 | 0
00 Ret.Exist_Non-FBC_ACI & DSI & GPM | 0 | 0 | 0 | 0 | 0 | 0 | 0
00 Ret.Exist_Non-FBC_ACI & DSI & GPM & C2G | 0 | 0 | 0 | 0 | 0 | 0 | 0
00 Ret.Exist_Non-FBC_ACI & DSI & GPM & C2G & SCR | 0 | 0 | 0 | 0 | 0 | 0 | 0
00 Ret.Exist_Non-FBC_ACI & DSI & GPM & DRET | 0 | 0 | 0 | 0 | 0 | 0 | 0
00 Ret.Exist_Non-FBC_ACI & DSI & GPM & NGC | 0 | 0 | 0 | 0 | 0 | 0 | 0
00 Ret.Exist_Non-FBC_ACI & DSI & GPM & SCR | 0 | 0 | 0 | 0 | 0 | 0 | 0
00 Ret.Exist_Non-FBC_ACI & DSI & GPM & SCR & DRET | 0 | 0 | 0 | 0 | 0 | 0 | 0
00 Ret.Exist_Non-FBC_ACI & DSI & GPM & SCR & NGC | 0 | 0 | 0 | 0 | 0 | 0 | 0
00 Ret.Exist_Non-FBC_ACI & DSI & GPM & SNCR | 0 | 0 | 0 | 0 | 0 | 0 | 0
00 Ret.Exist_Non-FBC_ACI & DSI & GPM & SNCR & DRET | 0 | 0 | 0 | 0 | 0 | 0 | 0
00 Ret.Exist_Non-FBC_ACI & DSI & GPM & SNCR & NGC | 0 | 0 | 0 | 0 | 0 | 0 | 0
00 Ret.Exist_Non-FBC_ACI & DSI & GPM & WetFGD & SCR & CCS | 0 | 0 | 0 | 0 | 0 | 0 | 0
00 Ret.Exist_Non-FBC_ACI & DSI & NGC | 0 | 0 | 0 | 0 | 0 | 0 | 0
00 Ret.Exist_Non-FBC_ACI & DSI & SCR | 0 | 0 | 0 | 0 | 0 | 0 | 0
00 Ret.Exist_Non-FBC_ACI & DSI & SCR & DRET | 0 | 0 | 0 | 0 | 0 | 0 | 0
00 Ret.Exist_Non-FBC_ACI & DSI & SCR & NGC | 0 | 0 | 0 | 0 | 0 | 0 | 0
00 Ret.Exist_Non-FBC_ACI & DSI & SNCR | 0 | 0 | 0 | 0 | 0 | 0 | 0
00 Ret.Exist_Non-FBC_ACI & DSI & SNCR & DRET | 0 | 0 | 0 | 0 | 0 | 0 | 0
00 Ret.Exist_Non-FBC_ACI & DSI & SNCR & NGC | 0 | 0 | 0 | 0 | 0 | 0 | 0
00 Ret.Exist_Non-FBC_ACI & DSI & WetFGD & SCR & CCS | 0 | 0 | 0 | 0 | 0 | 0 | 0
00 Ret.Exist_Non-FBC_ACI & GPM | 0 | 16147.1433 | 16147.1433 | 16147.1433 | 15030.1359 | 13563.7328 | 13563.7328
00 Ret.Exist_Non-FBC_ACI & GPM & C2G | 0 | 0 | 0 | 0 | 0 | 0 | 0
00 Ret.Exist_Non-FBC_ACI & GPM & C2G & SCR | 0 | 0 | 0 | 0 | 0 | 0 | 0
00 Ret.Exist_Non-FBC_ACI & GPM & DRET | 0 | 0 | 0 | 0 | 0 | 0 | 0
00 Ret.Exist_Non-FBC_ACI & GPM & NGC | 0 | 0 | 0 | 0 | 0 | 0 | 0
00 Ret.Exist_Non-FBC_ACI & GPM & SCR | 0 | 0 | 0 | 0 | 0 | 0 | 0
00 Ret.Exist_Non-FBC_ACI & GPM & SCR & DRET | 0 | 0 | 0 | 0 | 0 | 0 | 0
00 Ret.Exist_Non-FBC_ACI & GPM & SCR & NGC | 0 | 0 | 0 | 0 | 0 | 0 | 0
00 Ret.Exist_Non-FBC_ACI & GPM & SNCR | 0 | 0 | 0 | 0 | 0 | 0 | 0
00 Ret.Exist_Non-FBC_ACI & GPM & SNCR & DRET | 0 | 0 | 0 | 0 | 0 | 0 | 0
00 Ret.Exist_Non-FBC_ACI & GPM & SNCR & NGC | 0 | 0 | 0 | 0 | 0 | 0 | 0
00 Ret.Exist_Non-FBC_ACI & GPM & WetFGD & SCR & CCS | 0 | 0 | 0 | 0 | 0 | 0 | 0
00 Ret.Exist_Non-FBC_ACI & NGC | 0 | 0 | 0 | 0 | 0 | 0 | 0
00 Ret.Exist_Non-FBC_ACI & SCR | 0 | 0 | 0 | 0 | 0 | 0 | 0
00 Ret.Exist_Non-FBC_ACI & SCR & C2G | 0 | 0 | 0 | 0 | 0 | 0 | 0
00 Ret.Exist_Non-FBC_ACI & SCR & DRET | 0 | 0 | 0 | 0 | 0 | 0 | 0
00 Ret.Exist_Non-FBC_ACI & SCR & NGC | 0 | 0 | 0 | 0 | 0 | 0 | 0
00 Ret.Exist_Non-FBC_ACI & SCR & WetFGD & CCS | 0 | 0 | 0 | 0 | 0 | 0 | 0
00 Ret.Exist_Non-FBC_ACI & SNCR | 0 | 0 | 0 | 0 | 0 | 0 | 0
00 Ret.Exist_Non-FBC_ACI & SNCR & C2G | 0 | 0 | 0 | 0 | 0 | 0 | 0
00 Ret.Exist_Non-FBC_ACI & SNCR & DRET | 0 | 0 | 0 | 0 | 0 | 0 | 0
00 Ret.Exist_Non-FBC_ACI & SNCR & NGC | 0 | 0 | 0 | 0 | 0 | 0 | 0
00 Ret.Exist_Non-FBC_ACI_DSI & C2G | 0 | 0 | 0 | 0 | 0 | 0 | 0
00 Ret.Exist_Non-FBC_ACI_DSI & C2G & SCR | 0 | 0 | 0 | 0 | 0 | 0 | 0
00 Ret.Exist_Non-FBC_ACI_DSI & DCCS | 0 | 0 | 0 | 0 | 0 | 0 | 0
00 Ret.Exist_Non-FBC_ACI_DSI & DCCS & WetFGD & SCR & CCS | 0 | 0 | 0 | 0 | 0 | 0 | 0
00 Ret.Exist_Non-FBC_ACI_DSI & DRET | 0 | 0 | 0 | 0 | 0 | 0 | 0
00 Ret.Exist_Non-FBC_ACI_DSI & GPM | 0 | 0 | 0 | 0 | 0 | 0 | 0
00 Ret.Exist_Non-FBC_ACI_DSI & GPM & C2G | 0 | 0 | 0 | 0 | 0 | 0 | 0
00 Ret.Exist_Non-FBC_ACI_DSI & GPM & C2G & SCR | 0 | 0 | 0 | 0 | 0 | 0 | 0
00 Ret.Exist_Non-FBC_ACI_DSI & GPM & DRET | 0 | 0 | 0 | 0 | 0 | 0 | 0
00 Ret.Exist_Non-FBC_ACI_DSI & GPM & NGC | 0 | 0 | 0 | 0 | 0 | 0 | 0
00 Ret.Exist_Non-FBC_ACI_DSI & GPM & SCR | 0 | 0 | 0 | 0 | 0 | 0 | 0
00 Ret.Exist_Non-FBC_ACI_DSI & GPM & SCR & DRET | 0 | 0 | 0 | 0 | 0 | 0 | 0
00 Ret.Exist_Non-FBC_ACI_DSI & GPM & SCR & NGC | 0 | 0 | 0 | 0 | 0 | 0 | 0
00 Ret.Exist_Non-FBC_ACI_DSI & GPM & SNCR | 0 | 0 | 0 | 0 | 0 | 0 | 0
00 Ret.Exist_Non-FBC_ACI_DSI & GPM & SNCR & DRET | 0 | 0 | 0 | 0 | 0 | 0 | 0
00 Ret.Exist_Non-FBC_ACI_DSI & GPM & SNCR & NGC | 0 | 0 | 0 | 0 | 0 | 0 | 0
00 Ret.Exist_Non-FBC_ACI_DSI & GPM & WetFGD & SCR & CCS | 0 | 0 | 0 | 0 | 0 | 0 | 0
00 Ret.Exist_Non-FBC_ACI_DSI & NGC | 0 | 0 | 0 | 0 | 0 | 0 | 0
00 Ret.Exist_Non-FBC_ACI_DSI & SCR | 0 | 0 | 0 | 0 | 0 | 0 | 0
00 Ret.Exist_Non-FBC_ACI_DSI & SCR & C2G | 0 | 0 | 0 | 0 | 0 | 0 | 0
00 Ret.Exist_Non-FBC_ACI_DSI & SCR & DRET | 0 | 0 | 0 | 0 | 0 | 0 | 0
00 Ret.Exist_Non-FBC_ACI_DSI & SCR & NGC | 0 | 0 | 0 | 0 | 0 | 0 | 0
00 Ret.Exist_Non-FBC_ACI_DSI & SCR & WetFGD & CCS | 0 | 0 | 0 | 0 | 0 | 0 | 0
00 Ret.Exist_Non-FBC_ACI_DSI & SNCR | 0 | 0 | 0 | 0 | 0 | 0 | 0
00 Ret.Exist_Non-FBC_ACI_DSI & SNCR & C2G | 0 | 0 | 0 | 0 | 0 | 0 | 0
00 Ret.Exist_Non-FBC_ACI_DSI & SNCR & DRET | 0 | 0 | 0 | 0 | 0 | 0 | 0
00 Ret.Exist_Non-FBC_ACI_DSI & SNCR & NGC | 0 | 0 | 0 | 0 | 0 | 0 | 0
00 Ret.Exist_Non-FBC_DryFGD & C2G | 0 | 0 | 0 | 0 | 0 | 0 | 0
00 Ret.Exist_Non-FBC_DryFGD & C2G & SCR | 0 | 0 | 0 | 0 | 0 | 0 | 0
00 Ret.Exist_Non-FBC_DryFGD & DRET | 0 | 0 | 0 | 0 | 0 | 0 | 0
00 Ret.Exist_Non-FBC_DryFGD & GPM | 0 | 0 | 0 | 0 | 0 | 0 | 0
00 Ret.Exist_Non-FBC_DryFGD & GPM & C2G | 0 | 0 | 0 | 0 | 0 | 0 | 0
00 Ret.Exist_Non-FBC_DryFGD & GPM & C2G & SCR | 0 | 0 | 0 | 0 | 0 | 0 | 0
00 Ret.Exist_Non-FBC_DryFGD & GPM & DRET | 0 | 0 | 0 | 0 | 0 | 0 | 0
00 Ret.Exist_Non-FBC_DryFGD & GPM & NGC | 0 | 0 | 0 | 0 | 0 | 0 | 0
00 Ret.Exist_Non-FBC_DryFGD & GPM & SCR | 0 | 0 | 0 | 0 | 0 | 0 | 0
00 Ret.Exist_Non-FBC_DryFGD & GPM & SCR & CCS | 0 | 0 | 0 | 0 | 0 | 0 | 0
00 Ret.Exist_Non-FBC_DryFGD & GPM & SCR & DRET | 0 | 0 | 0 | 0 | 0 | 0 | 0
00 Ret.Exist_Non-FBC_DryFGD & GPM & SCR & NGC | 0 | 0 | 0 | 0 | 0 | 0 | 0
00 Ret.Exist_Non-FBC_DryFGD & GPM & SNCR | 0 | 0 | 0 | 0 | 0 | 0 | 0
00 Ret.Exist_Non-FBC_DryFGD & GPM & SNCR & DRET | 0 | 0 | 0 | 0 | 0 | 0 | 0
00 Ret.Exist_Non-FBC_DryFGD & GPM & SNCR & NGC | 0 | 0 | 0 | 0 | 0 | 0 | 0
00 Ret.Exist_Non-FBC_DryFGD & NGC | 0 | 0 | 0 | 0 | 0 | 0 | 0
00 Ret.Exist_Non-FBC_DryFGD & SCR | 0 | 0 | 0 | 0 | 0 | 0 | 0
00 Ret.Exist_Non-FBC_DryFGD & SCR & C2G | 0 | 0 | 0 | 0 | 0 | 0 | 0
00 Ret.Exist_Non-FBC_DryFGD & SCR & CCS | 0 | 0 | 0 | 0 | 0 | 0 | 0
00 Ret.Exist_Non-FBC_DryFGD & SCR & DRET | 0 | 0 | 0 | 0 | 0 | 0 | 0
00 Ret.Exist_Non-FBC_DryFGD & SCR & NGC | 0 | 0 | 0 | 0 | 0 | 0 | 0
00 Ret.Exist_Non-FBC_DryFGD & SNCR | 0 | 0 | 0 | 0 | 0 | 0 | 0
00 Ret.Exist_Non-FBC_DryFGD & SNCR & C2G | 0 | 0 | 0 | 0 | 0 | 0 | 0
00 Ret.Exist_Non-FBC_DryFGD & SNCR & DRET | 0 | 0 | 0 | 0 | 0 | 0 | 0
00 Ret.Exist_Non-FBC_DryFGD & SNCR & NGC | 0 | 0 | 0 | 0 | 0 | 0 | 0
00 Ret.Exist_Non-FBC_DryFGD_ACI & C2G | 0 | 0 | 0 | 0 | 0 | 0 | 0
00 Ret.Exist_Non-FBC_DryFGD_ACI & C2G & SCR | 0 | 0 | 0 | 0 | 0 | 0 | 0
00 Ret.Exist_Non-FBC_DryFGD_ACI & DCCS | 0 | 0 | 0 | 0 | 0 | 0 | 0
00 Ret.Exist_Non-FBC_DryFGD_ACI & DCCS & SCR & CCS | 0 | 0 | 0 | 0 | 0 | 0 | 0
00 Ret.Exist_Non-FBC_DryFGD_ACI & DRET | 0 | 0 | 0 | 0 | 0 | 0 | 0
00 Ret.Exist_Non-FBC_DryFGD_ACI & GPM | 0 | 0 | 0 | 0 | 0 | 0 | 0
00 Ret.Exist_Non-FBC_DryFGD_ACI & GPM & C2G | 0 | 0 | 0 | 0 | 0 | 0 | 0
00 Ret.Exist_Non-FBC_DryFGD_ACI & GPM & C2G & SCR | 0 | 0 | 0 | 0 | 0 | 0 | 0
00 Ret.Exist_Non-FBC_DryFGD_ACI & GPM & DRET | 0 | 0 | 0 | 0 | 0 | 0 | 0
00 Ret.Exist_Non-FBC_DryFGD_ACI & GPM & NGC | 0 | 0 | 0 | 0 | 0 | 0 | 0
00 Ret.Exist_Non-FBC_DryFGD_ACI & GPM & SCR | 0 | 0 | 0 | 0 | 0 | 0 | 0
00 Ret.Exist_Non-FBC_DryFGD_ACI & GPM & SCR & CCS | 0 | 0 | 0 | 0 | 0 | 0 | 0
00 Ret.Exist_Non-FBC_DryFGD_ACI & GPM & SCR & DRET | 0 | 0 | 0 | 0 | 0 | 0 | 0
00 Ret.Exist_Non-FBC_DryFGD_ACI & GPM & SCR & NGC | 0 | 0 | 0 | 0 | 0 | 0 | 0
00 Ret.Exist_Non-FBC_DryFGD_ACI & GPM & SNCR | 0 | 0 | 0 | 0 | 0 | 0 | 0
00 Ret.Exist_Non-FBC_DryFGD_ACI & GPM & SNCR & DRET | 0 | 0 | 0 | 0 | 0 | 0 | 0
00 Ret.Exist_Non-FBC_DryFGD_ACI & GPM & SNCR & NGC | 0 | 0 | 0 | 0 | 0 | 0 | 0
00 Ret.Exist_Non-FBC_DryFGD_ACI & NGC | 0 | 0 | 0 | 0 | 0 | 0 | 0
00 Ret.Exist_Non-FBC_DryFGD_ACI & SCR | 0 | 0 | 0 | 0 | 0 | 0 | 0
00 Ret.Exist_Non-FBC_DryFGD_ACI & SCR & C2G | 0 | 0 | 0 | 0 | 0 | 0 | 0
00 Ret.Exist_Non-FBC_DryFGD_ACI & SCR & CCS | 0 | 0 | 6795.2278 | 6795.2278 | 2156.8396 | 2156.8396 | 2071.0889
00 Ret.Exist_Non-FBC_DryFGD_ACI & SCR & DRET | 0 | 0 | 0 | 0 | 0 | 0 | 0
00 Ret.Exist_Non-FBC_DryFGD_ACI & SCR & NGC | 0 | 0 | 0 | 0 | 0 | 0 | 0
00 Ret.Exist_Non-FBC_DryFGD_ACI & SNCR | 0 | 0 | 0 | 0 | 0 | 0 | 0
00 Ret.Exist_Non-FBC_DryFGD_ACI & SNCR & C2G | 0 | 0 | 0 | 0 | 0 | 0 | 0
00 Ret.Exist_Non-FBC_DryFGD_ACI & SNCR & DRET | 0 | 0 | 0 | 0 | 0 | 0 | 0
00 Ret.Exist_Non-FBC_DryFGD_ACI & SNCR & NGC | 0 | 0 | 0 | 0 | 0 | 0 | 0
00 Ret.Exist_Non-FBC_DryFGD_SCR & ACI | 0 | 0 | 0 | 0 | 0 | 0 | 0
00 Ret.Exist_Non-FBC_DryFGD_SCR & ACI & C2G | 0 | 0 | 0 | 0 | 0 | 0 | 0
00 Ret.Exist_Non-FBC_DryFGD_SCR & ACI & CCS | 0 | 0 | 0 | 0 | 0 | 0 | 0
00 Ret.Exist_Non-FBC_DryFGD_SCR & ACI & DRET | 0 | 0 | 0 | 0 | 0 | 0 | 0
00 Ret.Exist_Non-FBC_DryFGD_SCR & ACI & GPM | 0 | 0 | 0 | 0 | 0 | 0 | 0
00 Ret.Exist_Non-FBC_DryFGD_SCR & ACI & GPM & C2G | 0 | 0 | 0 | 0 | 0 | 0 | 0
00 Ret.Exist_Non-FBC_DryFGD_SCR & ACI & GPM & CCS | 0 | 0 | 0 | 0 | 0 | 0 | 0
00 Ret.Exist_Non-FBC_DryFGD_SCR & ACI & GPM & DRET | 0 | 0 | 0 | 0 | 0 | 0 | 0
00 Ret.Exist_Non-FBC_DryFGD_SCR & ACI & GPM & NGC | 0 | 0 | 0 | 0 | 0 | 0 | 0
00 Ret.Exist_Non-FBC_DryFGD_SCR & ACI & NGC | 0 | 0 | 0 | 0 | 0 | 0 | 0
00 Ret.Exist_Non-FBC_DryFGD_SCR & C2G | 0 | 0 | 0 | 0 | 0 | 0 | 0
00 Ret.Exist_Non-FBC_DryFGD_SCR & CCS | 0 | 0 | 0 | 0 | 0 | 0 | 0
00 Ret.Exist_Non-FBC_DryFGD_SCR & DRET | 0 | 0 | 0 | 0 | 0 | 0 | 0
00 Ret.Exist_Non-FBC_DryFGD_SCR & GPM | 0 | 0 | 0 | 0 | 0 | 0 | 0
00 Ret.Exist_Non-FBC_DryFGD_SCR & GPM & C2G | 0 | 0 | 0 | 0 | 0 | 0 | 0
00 Ret.Exist_Non-FBC_DryFGD_SCR & GPM & CCS | 0 | 0 | 0 | 0 | 0 | 0 | 0
00 Ret.Exist_Non-FBC_DryFGD_SCR & GPM & DRET | 0 | 0 | 0 | 0 | 0 | 0 | 0
00 Ret.Exist_Non-FBC_DryFGD_SCR & GPM & NGC | 0 | 0 | 0 | 0 | 0 | 0 | 0
00 Ret.Exist_Non-FBC_DryFGD_SCR & NGC | 0 | 0 | 0 | 0 | 0 | 0 | 0
00 Ret.Exist_Non-FBC_DryFGD_SCR_ACI & C2G | 87.5825 | 87.5825 | 87.5825 | 87.5825 | 87.5825 | 87.5825 | 87.5825
00 Ret.Exist_Non-FBC_DryFGD_SCR_ACI & CCS | 0 | 1750.4673 | 7209.1929 | 7209.1929 | 2507.9201 | 2379.6863 | 2379.6863
00 Ret.Exist_Non-FBC_DryFGD_SCR_ACI & DCCS | 0 | 0 | 0 | 0 | 0 | 0 | 0
00 Ret.Exist_Non-FBC_DryFGD_SCR_ACI & DCCS & CCS | 0 | 0 | 0 | 0 | 0 | 0 | 0
00 Ret.Exist_Non-FBC_DryFGD_SCR_ACI & DRET | 0 | 0 | 0 | 0 | 0 | 0 | 0
00 Ret.Exist_Non-FBC_DryFGD_SCR_ACI & GPM | 0 | 0 | 0 | 0 | 0 | 0 | 0
00 Ret.Exist_Non-FBC_DryFGD_SCR_ACI & GPM & C2G | 0 | 0 | 0 | 0 | 0 | 0 | 0
00 Ret.Exist_Non-FBC_DryFGD_SCR_ACI & GPM & CCS | 0 | 0 | 0 | 0 | 0 | 0 | 0
00 Ret.Exist_Non-FBC_DryFGD_SCR_ACI & GPM & DRET | 0 | 0 | 0 | 0 | 0 | 0 | 0
00 Ret.Exist_Non-FBC_DryFGD_SCR_ACI & GPM & NGC | 0 | 0 | 0 | 0 | 0 | 0 | 0
00 Ret.Exist_Non-FBC_DryFGD_SCR_ACI & NGC | 0 | 0 | 0 | 0 | 0 | 0 | 0
00 Ret.Exist_Non-FBC_DryFGD_SCR_ACI_DSI & C2G | 0 | 0 | 0 | 0 | 0 | 0 | 0
00 Ret.Exist_Non-FBC_DryFGD_SCR_ACI_DSI & CCS | 0 | 0 | 0 | 0 | 0 | 0 | 0
00 Ret.Exist_Non-FBC_DryFGD_SCR_ACI_DSI & DCCS | 0 | 0 | 0 | 0 | 0 | 0 | 0
00 Ret.Exist_Non-FBC_DryFGD_SCR_ACI_DSI & DCCS & CCS | 0 | 0 | 0 | 0 | 0 | 0 | 0
00 Ret.Exist_Non-FBC_DryFGD_SCR_ACI_DSI & DRET | 0 | 0 | 0 | 0 | 0 | 0 | 0
00 Ret.Exist_Non-FBC_DryFGD_SCR_ACI_DSI & GPM | 0 | 0 | 0 | 0 | 0 | 0 | 0
00 Ret.Exist_Non-FBC_DryFGD_SCR_ACI_DSI & GPM & C2G | 0 | 0 | 0 | 0 | 0 | 0 | 0
00 Ret.Exist_Non-FBC_DryFGD_SCR_ACI_DSI & GPM & CCS | 0 | 0 | 0 | 0 | 0 | 0 | 0
00 Ret.Exist_Non-FBC_DryFGD_SCR_ACI_DSI & GPM & DRET | 0 | 0 | 0 | 0 | 0 | 0 | 0
00 Ret.Exist_Non-FBC_DryFGD_SCR_ACI_DSI & GPM & NGC | 0 | 0 | 0 | 0 | 0 | 0 | 0
00 Ret.Exist_Non-FBC_DryFGD_SCR_ACI_DSI & NGC | 0 | 0 | 0 | 0 | 0 | 0 | 0
00 Ret.Exist_Non-FBC_DryFGD_SCR_DSI & ACI | 0 | 0 | 0 | 0 | 0 | 0 | 0
00 Ret.Exist_Non-FBC_DryFGD_SCR_DSI & ACI & C2G | 0 | 0 | 0 | 0 | 0 | 0 | 0
00 Ret.Exist_Non-FBC_DryFGD_SCR_DSI & ACI & CCS | 0 | 0 | 0 | 0 | 0 | 0 | 0
00 Ret.Exist_Non-FBC_DryFGD_SCR_DSI & ACI & DRET | 0 | 0 | 0 | 0 | 0 | 0 | 0
00 Ret.Exist_Non-FBC_DryFGD_SCR_DSI & ACI & GPM | 0 | 0 | 0 | 0 | 0 | 0 | 0
00 Ret.Exist_Non-FBC_DryFGD_SCR_DSI & ACI & GPM & C2G | 0 | 0 | 0 | 0 | 0 | 0 | 0
00 Ret.Exist_Non-FBC_DryFGD_SCR_DSI & ACI & GPM & CCS | 0 | 0 | 0 | 0 | 0 | 0 | 0
00 Ret.Exist_Non-FBC_DryFGD_SCR_DSI & ACI & GPM & DRET | 0 | 0 | 0 | 0 | 0 | 0 | 0
00 Ret.Exist_Non-FBC_DryFGD_SCR_DSI & ACI & GPM & NGC | 0 | 0 | 0 | 0 | 0 | 0 | 0
00 Ret.Exist_Non-FBC_DryFGD_SCR_DSI & ACI & NGC | 0 | 0 | 0 | 0 | 0 | 0 | 0
00 Ret.Exist_Non-FBC_DryFGD_SCR_DSI & C2G | 0 | 0 | 0 | 0 | 0 | 0 | 0
00 Ret.Exist_Non-FBC_DryFGD_SCR_DSI & CCS | 0 | 0 | 0 | 0 | 0 | 0 | 0
00 Ret.Exist_Non-FBC_DryFGD_SCR_DSI & DRET | 0 | 0 | 0 | 0 | 0 | 0 | 0
00 Ret.Exist_Non-FBC_DryFGD_SCR_DSI & GPM | 0 | 0 | 0 | 0 | 0 | 0 | 0
00 Ret.Exist_Non-FBC_DryFGD_SCR_DSI & GPM & C2G | 0 | 0 | 0 | 0 | 0 | 0 | 0
00 Ret.Exist_Non-FBC_DryFGD_SCR_DSI & GPM & CCS | 0 | 0 | 0 | 0 | 0 | 0 | 0
00 Ret.Exist_Non-FBC_DryFGD_SCR_DSI & GPM & DRET | 0 | 0 | 0 | 0 | 0 | 0 | 0
00 Ret.Exist_Non-FBC_DryFGD_SCR_DSI & GPM & NGC | 0 | 0 | 0 | 0 | 0 | 0 | 0
00 Ret.Exist_Non-FBC_DryFGD_SCR_DSI & NGC | 0 | 0 | 0 | 0 | 0 | 0 | 0
00 Ret.Exist_Non-FBC_DryFGD_SNCR_ACI & C2G | 0 | 0 | 0 | 0 | 0 | 0 | 0
00 Ret.Exist_Non-FBC_DryFGD_SNCR_ACI & C2G & SCR | 0 | 0 | 0 | 0 | 0 | 0 | 0
00 Ret.Exist_Non-FBC_DryFGD_SNCR_ACI & DCCS | 0 | 0 | 0 | 0 | 0 | 0 | 0
00 Ret.Exist_Non-FBC_DryFGD_SNCR_ACI & DCCS & SCR & CCS | 0 | 0 | 0 | 0 | 0 | 0 | 0
00 Ret.Exist_Non-FBC_DryFGD_SNCR_ACI & DRET | 0 | 0 | 0 | 0 | 0 | 0 | 0
00 Ret.Exist_Non-FBC_DryFGD_SNCR_ACI & GPM | 0 | 3880.2157 | 3880.2157 | 3880.2157 | 3880.2157 | 3880.2157 | 3880.2157
00 Ret.Exist_Non-FBC_DryFGD_SNCR_ACI & GPM & C2G | 0 | 0 | 0 | 0 | 0 | 0 | 0
00 Ret.Exist_Non-FBC_DryFGD_SNCR_ACI & GPM & C2G & SCR | 0 | 0 | 0 | 0 | 0 | 0 | 0
00 Ret.Exist_Non-FBC_DryFGD_SNCR_ACI & GPM & DRET | 0 | 0 | 0 | 0 | 0 | 0 | 0
00 Ret.Exist_Non-FBC_DryFGD_SNCR_ACI & GPM & NGC | 0 | 0 | 0 | 0 | 0 | 0 | 0
00 Ret.Exist_Non-FBC_DryFGD_SNCR_ACI & GPM & SCR | 0 | 0 | 0 | 0 | 0 | 0 | 0
00 Ret.Exist_Non-FBC_DryFGD_SNCR_ACI & GPM & SCR & CCS | 0 | 0 | 0 | 0 | 0 | 0 | 0
00 Ret.Exist_Non-FBC_DryFGD_SNCR_ACI & GPM & SCR & DRET | 0 | 0 | 0 | 0 | 0 | 0 | 0
00 Ret.Exist_Non-FBC_DryFGD_SNCR_ACI & GPM & SCR & NGC | 0 | 0 | 0 | 0 | 0 | 0 | 0
00 Ret.Exist_Non-FBC_DryFGD_SNCR_ACI & NGC | 0 | 0 | 0 | 0 | 0 | 0 | 0
00 Ret.Exist_Non-FBC_DryFGD_SNCR_ACI & SCR | 0 | 0 | 0 | 0 | 0 | 0 | 0
00 Ret.Exist_Non-FBC_DryFGD_SNCR_ACI & SCR & C2G | 0 | 0 | 0 | 0 | 0 | 0 | 0
00 Ret.Exist_Non-FBC_DryFGD_SNCR_ACI & SCR & CCS | 0 | 0 | 0 | 0 | 0 | 0 | 0
00 Ret.Exist_Non-FBC_DryFGD_SNCR_ACI & SCR & DRET | 0 | 0 | 0 | 0 | 0 | 0 | 0
00 Ret.Exist_Non-FBC_DryFGD_SNCR_ACI & SCR & NGC | 0 | 0 | 0 | 0 | 0 | 0 | 0
00 Ret.Exist_Non-FBC_DryFGD_SNCR_ACI_DSI & C2G | 0 | 0 | 0 | 0 | 0 | 0 | 0
00 Ret.Exist_Non-FBC_DryFGD_SNCR_ACI_DSI & C2G & SCR | 0 | 0 | 0 | 0 | 0 | 0 | 0
00 Ret.Exist_Non-FBC_DryFGD_SNCR_ACI_DSI & DRET | 0 | 0 | 0 | 0 | 0 | 0 | 0
00 Ret.Exist_Non-FBC_DryFGD_SNCR_ACI_DSI & GPM | 0 | 0 | 0 | 0 | 0 | 0 | 0
00 Ret.Exist_Non-FBC_DryFGD_SNCR_ACI_DSI & GPM & C2G | 0 | 0 | 0 | 0 | 0 | 0 | 0
00 Ret.Exist_Non-FBC_DryFGD_SNCR_ACI_DSI & GPM & C2G & SCR | 0 | 0 | 0 | 0 | 0 | 0 | 0
00 Ret.Exist_Non-FBC_DryFGD_SNCR_ACI_DSI & GPM & DRET | 0 | 0 | 0 | 0 | 0 | 0 | 0
00 Ret.Exist_Non-FBC_DryFGD_SNCR_ACI_DSI & GPM & NGC | 0 | 0 | 0 | 0 | 0 | 0 | 0
00 Ret.Exist_Non-FBC_DryFGD_SNCR_ACI_DSI & GPM & SCR | 0 | 0 | 0 | 0 | 0 | 0 | 0
00 Ret.Exist_Non-FBC_DryFGD_SNCR_ACI_DSI & GPM & SCR & CCS | 0 | 0 | 0 | 0 | 0 | 0 | 0
00 Ret.Exist_Non-FBC_DryFGD_SNCR_ACI_DSI & GPM & SCR & DRET | 0 | 0 | 0 | 0 | 0 | 0 | 0
00 Ret.Exist_Non-FBC_DryFGD_SNCR_ACI_DSI & GPM & SCR & NGC | 0 | 0 | 0 | 0 | 0 | 0 | 0
00 Ret.Exist_Non-FBC_DryFGD_SNCR_ACI_DSI & NGC | 0 | 0 | 0 | 0 | 0 | 0 | 0
00 Ret.Exist_Non-FBC_DryFGD_SNCR_ACI_DSI & SCR | 0 | 0 | 0 | 0 | 0 | 0 | 0
00 Ret.Exist_Non-FBC_DryFGD_SNCR_ACI_DSI & SCR & C2G | 0 | 0 | 0 | 0 | 0 | 0 | 0
00 Ret.Exist_Non-FBC_DryFGD_SNCR_ACI_DSI & SCR & CCS | 0 | 0 | 0 | 0 | 0 | 0 | 0
00 Ret.Exist_Non-FBC_DryFGD_SNCR_ACI_DSI & SCR & DRET | 0 | 0 | 0 | 0 | 0 | 0 | 0
00 Ret.Exist_Non-FBC_DryFGD_SNCR_ACI_DSI & SCR & NGC | 0 | 0 | 0 | 0 | 0 | 0 | 0
00 Ret.Exist_Non-FBC_DSI & ACI | 0 | 0 | 0 | 0 | 0 | 0 | 0
00 Ret.Exist_Non-FBC_DSI & ACI & C2G | 0 | 0 | 0 | 0 | 0 | 0 | 0
00 Ret.Exist_Non-FBC_DSI & ACI & C2G & SCR | 0 | 0 | 0 | 0 | 0 | 0 | 0
00 Ret.Exist_Non-FBC_DSI & ACI & DRET | 0 | 0 | 0 | 0 | 0 | 0 | 0
00 Ret.Exist_Non-FBC_DSI & ACI & GPM | 0 | 0 | 0 | 0 | 0 | 0 | 0
00 Ret.Exist_Non-FBC_DSI & ACI & GPM & C2G | 0 | 0 | 0 | 0 | 0 | 0 | 0
00 Ret.Exist_Non-FBC_DSI & ACI & GPM & C2G & SCR | 0 | 0 | 0 | 0 | 0 | 0 | 0
00 Ret.Exist_Non-FBC_DSI & ACI & GPM & DRET | 0 | 0 | 0 | 0 | 0 | 0 | 0
00 Ret.Exist_Non-FBC_DSI & ACI & GPM & NGC | 0 | 0 | 0 | 0 | 0 | 0 | 0
00 Ret.Exist_Non-FBC_DSI & ACI & GPM & SCR | 0 | 0 | 0 | 0 | 0 | 0 | 0
00 Ret.Exist_Non-FBC_DSI & ACI & GPM & SCR & DRET | 0 | 0 | 0 | 0 | 0 | 0 | 0
00 Ret.Exist_Non-FBC_DSI & ACI & GPM & SCR & NGC | 0 | 0 | 0 | 0 | 0 | 0 | 0
00 Ret.Exist_Non-FBC_DSI & ACI & GPM & SNCR | 0 | 0 | 0 | 0 | 0 | 0 | 0
00 Ret.Exist_Non-FBC_DSI & ACI & GPM & SNCR & DRET | 0 | 0 | 0 | 0 | 0 | 0 | 0
00 Ret.Exist_Non-FBC_DSI & ACI & GPM & SNCR & NGC | 0 | 0 | 0 | 0 | 0 | 0 | 0
00 Ret.Exist_Non-FBC_DSI & ACI & GPM & WetFGD & SCR & CCS | 0 | 0 | 0 | 0 | 0 | 0 | 0
00 Ret.Exist_Non-FBC_DSI & ACI & NGC | 0 | 0 | 0 | 0 | 0 | 0 | 0
00 Ret.Exist_Non-FBC_DSI & ACI & SCR | 0 | 0 | 0 | 0 | 0 | 0 | 0
00 Ret.Exist_Non-FBC_DSI & ACI & SCR & DRET | 0 | 0 | 0 | 0 | 0 | 0 | 0
00 Ret.Exist_Non-FBC_DSI & ACI & SCR & NGC | 0 | 0 | 0 | 0 | 0 | 0 | 0
00 Ret.Exist_Non-FBC_DSI & ACI & SNCR | 0 | 0 | 0 | 0 | 0 | 0 | 0
00 Ret.Exist_Non-FBC_DSI & ACI & SNCR & DRET | 0 | 0 | 0 | 0 | 0 | 0 | 0
00 Ret.Exist_Non-FBC_DSI & ACI & SNCR & NGC | 0 | 0 | 0 | 0 | 0 | 0 | 0
00 Ret.Exist_Non-FBC_DSI & ACI & WetFGD & SCR & CCS | 0 | 0 | 0 | 0 | 0 | 0 | 0
00 Ret.Exist_Non-FBC_DSI & C2G | 0 | 0 | 0 | 0 | 0 | 0 | 0
00 Ret.Exist_Non-FBC_DSI & C2G & SCR | 0 | 0 | 0 | 0 | 0 | 0 | 0
00 Ret.Exist_Non-FBC_DSI & DRET | 0 | 0 | 0 | 0 | 0 | 0 | 0
00 Ret.Exist_Non-FBC_DSI & GPM | 0 | 0 | 0 | 0 | 0 | 0 | 0
00 Ret.Exist_Non-FBC_DSI & GPM & C2G | 0 | 0 | 0 | 0 | 0 | 0 | 0
00 Ret.Exist_Non-FBC_DSI & GPM & C2G & SCR | 0 | 0 | 0 | 0 | 0 | 0 | 0
00 Ret.Exist_Non-FBC_DSI & GPM & DRET | 0 | 0 | 0 | 0 | 0 | 0 | 0
00 Ret.Exist_Non-FBC_DSI & GPM & NGC | 0 | 0 | 0 | 0 | 0 | 0 | 0
00 Ret.Exist_Non-FBC_DSI & GPM & SCR | 0 | 0 | 0 | 0 | 0 | 0 | 0
00 Ret.Exist_Non-FBC_DSI & GPM & SCR & DRET | 0 | 0 | 0 | 0 | 0 | 0 | 0
00 Ret.Exist_Non-FBC_DSI & GPM & SCR & NGC | 0 | 0 | 0 | 0 | 0 | 0 | 0
00 Ret.Exist_Non-FBC_DSI & GPM & SNCR | 0 | 0 | 0 | 0 | 0 | 0 | 0
00 Ret.Exist_Non-FBC_DSI & GPM & SNCR & DRET | 0 | 0 | 0 | 0 | 0 | 0 | 0
00 Ret.Exist_Non-FBC_DSI & GPM & SNCR & NGC | 0 | 0 | 0 | 0 | 0 | 0 | 0
00 Ret.Exist_Non-FBC_DSI & GPM & WetFGD & SCR & CCS | 0 | 0 | 0 | 0 | 0 | 0 | 0
00 Ret.Exist_Non-FBC_DSI & NGC | 0 | 0 | 0 | 0 | 0 | 0 | 0
00 Ret.Exist_Non-FBC_DSI & SCR | 0 | 0 | 0 | 0 | 0 | 0 | 0
00 Ret.Exist_Non-FBC_DSI & SCR & C2G | 0 | 0 | 0 | 0 | 0 | 0 | 0
00 Ret.Exist_Non-FBC_DSI & SCR & DRET | 0 | 0 | 0 | 0 | 0 | 0 | 0
00 Ret.Exist_Non-FBC_DSI & SCR & NGC | 0 | 0 | 0 | 0 | 0 | 0 | 0
00 Ret.Exist_Non-FBC_DSI & SCR & WetFGD & CCS | 0 | 0 | 0 | 0 | 0 | 0 | 0
00 Ret.Exist_Non-FBC_DSI & SNCR | 0 | 0 | 0 | 0 | 0 | 0 | 0
00 Ret.Exist_Non-FBC_DSI & SNCR & C2G | 0 | 0 | 0 | 0 | 0 | 0 | 0
00 Ret.Exist_Non-FBC_DSI & SNCR & DRET | 0 | 0 | 0 | 0 | 0 | 0 | 0
00 Ret.Exist_Non-FBC_DSI & SNCR & NGC | 0 | 0 | 0 | 0 | 0 | 0 | 0
00 Ret.Exist_Non-FBC_NoCtrl & ACI | 0 | 0 | 0 | 0 | 0 | 0 | 0
00 Ret.Exist_Non-FBC_NoCtrl & ACI & C2G | 0 | 0 | 0 | 0 | 0 | 0 | 0
00 Ret.Exist_Non-FBC_NoCtrl & ACI & C2G & SCR | 0 | 0 | 0 | 0 | 0 | 0 | 0
00 Ret.Exist_Non-FBC_NoCtrl & ACI & DRET | 0 | 0 | 0 | 0 | 0 | 0 | 0
00 Ret.Exist_Non-FBC_NoCtrl & ACI & DSI | 0 | 0 | 0 | 0 | 0 | 0 | 0
00 Ret.Exist_Non-FBC_NoCtrl & ACI & DSI & C2G | 0 | 0 | 0 | 0 | 0 | 0 | 0
00 Ret.Exist_Non-FBC_NoCtrl & ACI & DSI & C2G & SCR | 0 | 0 | 0 | 0 | 0 | 0 | 0
00 Ret.Exist_Non-FBC_NoCtrl & ACI & DSI & DRET | 0 | 0 | 0 | 0 | 0 | 0 | 0
00 Ret.Exist_Non-FBC_NoCtrl & ACI & DSI & GPM | 0 | 0 | 0 | 0 | 0 | 0 | 0
00 Ret.Exist_Non-FBC_NoCtrl & ACI & DSI & GPM & C2G | 0 | 0 | 0 | 0 | 0 | 0 | 0
00 Ret.Exist_Non-FBC_NoCtrl & ACI & DSI & GPM & C2G & SCR | 0 | 0 | 0 | 0 | 0 | 0 | 0
00 Ret.Exist_Non-FBC_NoCtrl & ACI & DSI & GPM & DRET | 0 | 0 | 0 | 0 | 0 | 0 | 0
00 Ret.Exist_Non-FBC_NoCtrl & ACI & DSI & GPM & NGC | 0 | 0 | 0 | 0 | 0 | 0 | 0
00 Ret.Exist_Non-FBC_NoCtrl & ACI & DSI & GPM & SCR | 0 | 0 | 0 | 0 | 0 | 0 | 0
00 Ret.Exist_Non-FBC_NoCtrl & ACI & DSI & GPM & SCR & DRET | 0 | 0 | 0 | 0 | 0 | 0 | 0
00 Ret.Exist_Non-FBC_NoCtrl & ACI & DSI & GPM & SCR & NGC | 0 | 0 | 0 | 0 | 0 | 0 | 0
00 Ret.Exist_Non-FBC_NoCtrl & ACI & DSI & GPM & SNCR | 0 | 0 | 0 | 0 | 0 | 0 | 0
00 Ret.Exist_Non-FBC_NoCtrl & ACI & DSI & GPM & SNCR & DRET | 0 | 0 | 0 | 0 | 0 | 0 | 0
00 Ret.Exist_Non-FBC_NoCtrl & ACI & DSI & GPM & SNCR & NGC | 0 | 0 | 0 | 0 | 0 | 0 | 0
00 Ret.Exist_Non-FBC_NoCtrl & ACI & DSI & GPM & WetFGD & SCR & CCS | 0 | 0 | 0 | 0 | 0 | 0 | 0
00 Ret.Exist_Non-FBC_NoCtrl & ACI & DSI & NGC | 0 | 0 | 0 | 0 | 0 | 0 | 0
00 Ret.Exist_Non-FBC_NoCtrl & ACI & DSI & SCR | 0 | 0 | 0 | 0 | 0 | 0 | 0
00 Ret.Exist_Non-FBC_NoCtrl & ACI & DSI & SCR & DRET | 0 | 0 | 0 | 0 | 0 | 0 | 0
00 Ret.Exist_Non-FBC_NoCtrl & ACI & DSI & SCR & NGC | 0 | 0 | 0 | 0 | 0 | 0 | 0
00 Ret.Exist_Non-FBC_NoCtrl & ACI & DSI & SNCR | 0 | 0 | 0 | 0 | 0 | 0 | 0
00 Ret.Exist_Non-FBC_NoCtrl & ACI & DSI & SNCR & DRET | 0 | 0 | 0 | 0 | 0 | 0 | 0
00 Ret.Exist_Non-FBC_NoCtrl & ACI & DSI & SNCR & NGC | 0 | 0 | 0 | 0 | 0 | 0 | 0
00 Ret.Exist_Non-FBC_NoCtrl & ACI & DSI & WetFGD & SCR & CCS | 0 | 0 | 0 | 0 | 0 | 0 | 0
00 Ret.Exist_Non-FBC_NoCtrl & ACI & GPM | 0 | 0 | 0 | 0 | 0 | 0 | 0
00 Ret.Exist_Non-FBC_NoCtrl & ACI & GPM & C2G | 0 | 0 | 0 | 0 | 0 | 0 | 0
00 Ret.Exist_Non-FBC_NoCtrl & ACI & GPM & C2G & SCR | 0 | 0 | 0 | 0 | 0 | 0 | 0
00 Ret.Exist_Non-FBC_NoCtrl & ACI & GPM & DRET | 0 | 0 | 0 | 0 | 0 | 0 | 0
00 Ret.Exist_Non-FBC_NoCtrl & ACI & GPM & NGC | 0 | 0 | 0 | 0 | 0 | 0 | 0
00 Ret.Exist_Non-FBC_NoCtrl & ACI & GPM & SCR | 0 | 0 | 0 | 0 | 0 | 0 | 0
00 Ret.Exist_Non-FBC_NoCtrl & ACI & GPM & SCR & DRET | 0 | 0 | 0 | 0 | 0 | 0 | 0
00 Ret.Exist_Non-FBC_NoCtrl & ACI & GPM & SCR & NGC | 0 | 0 | 0 | 0 | 0 | 0 | 0
00 Ret.Exist_Non-FBC_NoCtrl & ACI & GPM & SNCR | 0 | 0 | 0 | 0 | 0 | 0 | 0
00 Ret.Exist_Non-FBC_NoCtrl & ACI & GPM & SNCR & DRET | 0 | 0 | 0 | 0 | 0 | 0 | 0
00 Ret.Exist_Non-FBC_NoCtrl & ACI & GPM & SNCR & NGC | 0 | 0 | 0 | 0 | 0 | 0 | 0
00 Ret.Exist_Non-FBC_NoCtrl & ACI & GPM & WetFGD & SCR & CCS | 0 | 0 | 0 | 0 | 0 | 0 | 0
00 Ret.Exist_Non-FBC_NoCtrl & ACI & NGC | 0 | 0 | 0 | 0 | 0 | 0 | 0
00 Ret.Exist_Non-FBC_NoCtrl & ACI & SCR | 0 | 0 | 0 | 0 | 0 | 0 | 0
00 Ret.Exist_Non-FBC_NoCtrl & ACI & SCR & DRET | 0 | 0 | 0 | 0 | 0 | 0 | 0
00 Ret.Exist_Non-FBC_NoCtrl & ACI & SCR & NGC | 0 | 0 | 0 | 0 | 0 | 0 | 0
00 Ret.Exist_Non-FBC_NoCtrl & ACI & SNCR | 0 | 0 | 0 | 0 | 0 | 0 | 0
00 Ret.Exist_Non-FBC_NoCtrl & ACI & SNCR & DRET | 0 | 0 | 0 | 0 | 0 | 0 | 0
00 Ret.Exist_Non-FBC_NoCtrl & ACI & SNCR & NGC | 0 | 0 | 0 | 0 | 0 | 0 | 0
00 Ret.Exist_Non-FBC_NoCtrl & ACI & WetFGD & SCR & CCS | 0 | 0 | 0 | 0 | 0 | 0 | 0
00 Ret.Exist_Non-FBC_NoCtrl & C2G | 0 | 0 | 0 | 0 | 0 | 0 | 0
00 Ret.Exist_Non-FBC_NoCtrl & C2G & SCR | 0 | 0 | 0 | 0 | 0 | 0 | 0
00 Ret.Exist_Non-FBC_NoCtrl & DCCS | 0 | 0 | 0 | 0 | 0 | 0 | 0
00 Ret.Exist_Non-FBC_NoCtrl & DCCS & WetFGD & SCR & CCS | 0 | 0 | 0 | 0 | 0 | 0 | 0
00 Ret.Exist_Non-FBC_NoCtrl & DRET | 0 | 0 | 0 | 0 | 0 | 0 | 0
00 Ret.Exist_Non-FBC_NoCtrl & DSI | 0 | 0 | 0 | 0 | 0 | 0 | 0
00 Ret.Exist_Non-FBC_NoCtrl & DSI & C2G | 0 | 0 | 0 | 0 | 0 | 0 | 0
00 Ret.Exist_Non-FBC_NoCtrl & DSI & C2G & SCR | 0 | 0 | 0 | 0 | 0 | 0 | 0
00 Ret.Exist_Non-FBC_NoCtrl & DSI & DRET | 0 | 0 | 0 | 0 | 0 | 0 | 0
00 Ret.Exist_Non-FBC_NoCtrl & DSI & GPM | 0 | 0 | 0 | 0 | 0 | 0 | 0
00 Ret.Exist_Non-FBC_NoCtrl & DSI & GPM & C2G | 0 | 0 | 0 | 0 | 0 | 0 | 0
00 Ret.Exist_Non-FBC_NoCtrl & DSI & GPM & C2G & SCR | 0 | 0 | 0 | 0 | 0 | 0 | 0
00 Ret.Exist_Non-FBC_NoCtrl & DSI & GPM & DRET | 0 | 0 | 0 | 0 | 0 | 0 | 0
00 Ret.Exist_Non-FBC_NoCtrl & DSI & GPM & NGC | 0 | 0 | 0 | 0 | 0 | 0 | 0
00 Ret.Exist_Non-FBC_NoCtrl & DSI & GPM & SCR | 0 | 0 | 0 | 0 | 0 | 0 | 0
00 Ret.Exist_Non-FBC_NoCtrl & DSI & GPM & SCR & DRET | 0 | 0 | 0 | 0 | 0 | 0 | 0
00 Ret.Exist_Non-FBC_NoCtrl & DSI & GPM & SCR & NGC | 0 | 0 | 0 | 0 | 0 | 0 | 0
00 Ret.Exist_Non-FBC_NoCtrl & DSI & GPM & SNCR | 0 | 0 | 0 | 0 | 0 | 0 | 0
00 Ret.Exist_Non-FBC_NoCtrl & DSI & GPM & SNCR & DRET | 0 | 0 | 0 | 0 | 0 | 0 | 0
00 Ret.Exist_Non-FBC_NoCtrl & DSI & GPM & SNCR & NGC | 0 | 0 | 0 | 0 | 0 | 0 | 0
00 Ret.Exist_Non-FBC_NoCtrl & DSI & GPM & WetFGD & SCR & CCS | 0 | 0 | 0 | 0 | 0 | 0 | 0
00 Ret.Exist_Non-FBC_NoCtrl & DSI & NGC | 0 | 0 | 0 | 0 | 0 | 0 | 0
00 Ret.Exist_Non-FBC_NoCtrl & DSI & SCR | 0 | 0 | 0 | 0 | 0 | 0 | 0
00 Ret.Exist_Non-FBC_NoCtrl & DSI & SCR & DRET | 0 | 0 | 0 | 0 | 0 | 0 | 0
00 Ret.Exist_Non-FBC_NoCtrl & DSI & SCR & NGC | 0 | 0 | 0 | 0 | 0 | 0 | 0
00 Ret.Exist_Non-FBC_NoCtrl & DSI & SNCR | 0 | 0 | 0 | 0 | 0 | 0 | 0
00 Ret.Exist_Non-FBC_NoCtrl & DSI & SNCR & DRET | 0 | 0 | 0 | 0 | 0 | 0 | 0
00 Ret.Exist_Non-FBC_NoCtrl & DSI & SNCR & NGC | 0 | 0 | 0 | 0 | 0 | 0 | 0
00 Ret.Exist_Non-FBC_NoCtrl & DSI & WetFGD & SCR & CCS | 0 | 0 | 0 | 0 | 0 | 0 | 0
00 Ret.Exist_Non-FBC_NoCtrl & GPM | 0 | 0 | 0 | 0 | 0 | 0 | 0
00 Ret.Exist_Non-FBC_NoCtrl & GPM & C2G | 0 | 0 | 0 | 0 | 0 | 0 | 0
00 Ret.Exist_Non-FBC_NoCtrl & GPM & C2G & SCR | 0 | 0 | 0 | 0 | 0 | 0 | 0
00 Ret.Exist_Non-FBC_NoCtrl & GPM & DRET | 0 | 0 | 0 | 0 | 0 | 0 | 0
00 Ret.Exist_Non-FBC_NoCtrl & GPM & NGC | 0 | 0 | 0 | 0 | 0 | 0 | 0
00 Ret.Exist_Non-FBC_NoCtrl & GPM & SCR | 0 | 0 | 0 | 0 | 0 | 0 | 0
00 Ret.Exist_Non-FBC_NoCtrl & GPM & SCR & DRET | 0 | 0 | 0 | 0 | 0 | 0 | 0
00 Ret.Exist_Non-FBC_NoCtrl & GPM & SCR & NGC | 0 | 0 | 0 | 0 | 0 | 0 | 0
00 Ret.Exist_Non-FBC_NoCtrl & GPM & SNCR | 0 | 0 | 0 | 0 | 0 | 0 | 0
00 Ret.Exist_Non-FBC_NoCtrl & GPM & SNCR & DRET | 0 | 0 | 0 | 0 | 0 | 0 | 0
00 Ret.Exist_Non-FBC_NoCtrl & GPM & SNCR & NGC | 0 | 0 | 0 | 0 | 0 | 0 | 0
00 Ret.Exist_Non-FBC_NoCtrl & GPM & WetFGD & SCR & CCS | 0 | 0 | 0 | 0 | 0 | 0 | 0
00 Ret.Exist_Non-FBC_NoCtrl & NGC | 0 | 0 | 0 | 0 | 0 | 0 | 0
00 Ret.Exist_Non-FBC_NoCtrl & SCR | 0 | 0 | 0 | 0 | 0 | 0 | 0
00 Ret.Exist_Non-FBC_NoCtrl & SCR & C2G | 0 | 0 | 0 | 0 | 0 | 0 | 0
00 Ret.Exist_Non-FBC_NoCtrl & SCR & DRET | 0 | 0 | 0 | 0 | 0 | 0 | 0
00 Ret.Exist_Non-FBC_NoCtrl & SCR & NGC | 0 | 0 | 0 | 0 | 0 | 0 | 0
00 Ret.Exist_Non-FBC_NoCtrl & SCR & WetFGD & CCS | 0 | 0 | 0 | 0 | 0 | 0 | 0
00 Ret.Exist_Non-FBC_NoCtrl & SNCR | 0 | 0 | 0 | 0 | 0 | 0 | 0
00 Ret.Exist_Non-FBC_NoCtrl & SNCR & C2G | 0 | 0 | 0 | 0 | 0 | 0 | 0
00 Ret.Exist_Non-FBC_NoCtrl & SNCR & DRET | 0 | 0 | 0 | 0 | 0 | 0 | 0
00 Ret.Exist_Non-FBC_NoCtrl & SNCR & NGC | 0 | 0 | 0 | 0 | 0 | 0 | 0
00 Ret.Exist_Non-FBC_SCR_ACI & C2G | 0 | 0 | 0 | 0 | 0 | 0 | 0
00 Ret.Exist_Non-FBC_SCR_ACI & DCCS | 0 | 0 | 0 | 0 | 0 | 0 | 0
00 Ret.Exist_Non-FBC_SCR_ACI & DCCS & WetFGD & CCS | 0 | 0 | 0 | 0 | 0 | 0 | 0
00 Ret.Exist_Non-FBC_SCR_ACI & DRET | 0 | 0 | 0 | 0 | 0 | 0 | 0
00 Ret.Exist_Non-FBC_SCR_ACI & DSI | 0 | 0 | 0 | 0 | 0 | 0 | 0
00 Ret.Exist_Non-FBC_SCR_ACI & DSI & C2G | 0 | 0 | 0 | 0 | 0 | 0 | 0
00 Ret.Exist_Non-FBC_SCR_ACI & DSI & DRET | 0 | 0 | 0 | 0 | 0 | 0 | 0
00 Ret.Exist_Non-FBC_SCR_ACI & DSI & GPM | 0 | 0 | 0 | 0 | 0 | 0 | 0
00 Ret.Exist_Non-FBC_SCR_ACI & DSI & GPM & C2G | 0 | 0 | 0 | 0 | 0 | 0 | 0
00 Ret.Exist_Non-FBC_SCR_ACI & DSI & GPM & DRET | 0 | 0 | 0 | 0 | 0 | 0 | 0
00 Ret.Exist_Non-FBC_SCR_ACI & DSI & GPM & NGC | 0 | 0 | 0 | 0 | 0 | 0 | 0
00 Ret.Exist_Non-FBC_SCR_ACI & DSI & GPM & WetFGD & CCS | 0 | 0 | 0 | 0 | 0 | 0 | 0
00 Ret.Exist_Non-FBC_SCR_ACI & DSI & NGC | 0 | 0 | 0 | 0 | 0 | 0 | 0
00 Ret.Exist_Non-FBC_SCR_ACI & DSI & WetFGD & CCS | 0 | 0 | 0 | 0 | 0 | 0 | 0
00 Ret.Exist_Non-FBC_SCR_ACI & GPM | 0 | 0 | 0 | 0 | 0 | 0 | 0
00 Ret.Exist_Non-FBC_SCR_ACI & GPM & C2G | 0 | 0 | 0 | 0 | 0 | 0 | 0
00 Ret.Exist_Non-FBC_SCR_ACI & GPM & DRET | 0 | 0 | 0 | 0 | 0 | 0 | 0
00 Ret.Exist_Non-FBC_SCR_ACI & GPM & NGC | 0 | 0 | 0 | 0 | 0 | 0 | 0
00 Ret.Exist_Non-FBC_SCR_ACI & GPM & WetFGD & CCS | 0 | 0 | 0 | 0 | 0 | 0 | 0
00 Ret.Exist_Non-FBC_SCR_ACI & NGC | 0 | 0 | 0 | 0 | 0 | 0 | 0
00 Ret.Exist_Non-FBC_SCR_ACI & WetFGD & CCS | 0 | 0 | 0 | 0 | 0 | 0 | 0
00 Ret.Exist_Non-FBC_SCR_ACI_DSI & C2G | 0 | 0 | 0 | 0 | 0 | 0 | 0
00 Ret.Exist_Non-FBC_SCR_ACI_DSI & DCCS | 0 | 0 | 0 | 0 | 0 | 0 | 0
00 Ret.Exist_Non-FBC_SCR_ACI_DSI & DCCS & WetFGD & CCS | 0 | 0 | 0 | 0 | 0 | 0 | 0
00 Ret.Exist_Non-FBC_SCR_ACI_DSI & DRET | 0 | 0 | 0 | 0 | 0 | 0 | 0
00 Ret.Exist_Non-FBC_SCR_ACI_DSI & GPM | 0 | 0 | 0 | 0 | 0 | 0 | 0
00 Ret.Exist_Non-FBC_SCR_ACI_DSI & GPM & C2G | 0 | 0 | 0 | 0 | 0 | 0 | 0
00 Ret.Exist_Non-FBC_SCR_ACI_DSI & GPM & DRET | 0 | 0 | 0 | 0 | 0 | 0 | 0
00 Ret.Exist_Non-FBC_SCR_ACI_DSI & GPM & NGC | 0 | 0 | 0 | 0 | 0 | 0 | 0
00 Ret.Exist_Non-FBC_SCR_ACI_DSI & GPM & WetFGD & CCS | 0 | 0 | 0 | 0 | 0 | 0 | 0
00 Ret.Exist_Non-FBC_SCR_ACI_DSI & NGC | 0 | 0 | 0 | 0 | 0 | 0 | 0
00 Ret.Exist_Non-FBC_SCR_ACI_DSI & WetFGD & CCS | 0 | 0 | 0 | 0 | 0 | 0 | 0
00 Ret.Exist_Non-FBC_SNCR_ACI & C2G | 0 | 0 | 0 | 0 | 0 | 0 | 0
00 Ret.Exist_Non-FBC_SNCR_ACI & C2G & SCR | 0 | 0 | 0 | 0 | 0 | 0 | 0
00 Ret.Exist_Non-FBC_SNCR_ACI & DRET | 0 | 0 | 0 | 0 | 0 | 0 | 0
00 Ret.Exist_Non-FBC_SNCR_ACI & DSI | 0 | 0 | 0 | 0 | 0 | 0 | 0
00 Ret.Exist_Non-FBC_SNCR_ACI & DSI & C2G | 0 | 0 | 0 | 0 | 0 | 0 | 0
00 Ret.Exist_Non-FBC_SNCR_ACI & DSI & C2G & SCR | 0 | 0 | 0 | 0 | 0 | 0 | 0
00 Ret.Exist_Non-FBC_SNCR_ACI & DSI & DRET | 0 | 0 | 0 | 0 | 0 | 0 | 0
00 Ret.Exist_Non-FBC_SNCR_ACI & DSI & NGC | 0 | 0 | 0 | 0 | 0 | 0 | 0
00 Ret.Exist_Non-FBC_SNCR_ACI & DSI & SCR | 0 | 0 | 0 | 0 | 0 | 0 | 0
00 Ret.Exist_Non-FBC_SNCR_ACI & DSI & SCR & DRET | 0 | 0 | 0 | 0 | 0 | 0 | 0
00 Ret.Exist_Non-FBC_SNCR_ACI & DSI & SCR & NGC | 0 | 0 | 0 | 0 | 0 | 0 | 0
00 Ret.Exist_Non-FBC_SNCR_ACI & DSI & WetFGD & SCR & CCS | 0 | 0 | 0 | 0 | 0 | 0 | 0
00 Ret.Exist_Non-FBC_SNCR_ACI & GPM | 0 | 0 | 0 | 0 | 0 | 0 | 0
00 Ret.Exist_Non-FBC_SNCR_ACI & GPM & C2G | 0 | 0 | 0 | 0 | 0 | 0 | 0
00 Ret.Exist_Non-FBC_SNCR_ACI & GPM & C2G & SCR | 0 | 0 | 0 | 0 | 0 | 0 | 0
00 Ret.Exist_Non-FBC_SNCR_ACI & GPM & DRET | 0 | 0 | 0 | 0 | 0 | 0 | 0
00 Ret.Exist_Non-FBC_SNCR_ACI & GPM & NGC | 0 | 0 | 0 | 0 | 0 | 0 | 0
00 Ret.Exist_Non-FBC_SNCR_ACI & GPM & SCR | 0 | 0 | 0 | 0 | 0 | 0 | 0
00 Ret.Exist_Non-FBC_SNCR_ACI & GPM & SCR & DRET | 0 | 0 | 0 | 0 | 0 | 0 | 0
00 Ret.Exist_Non-FBC_SNCR_ACI & GPM & SCR & NGC | 0 | 0 | 0 | 0 | 0 | 0 | 0
00 Ret.Exist_Non-FBC_SNCR_ACI & GPM & WetFGD & SCR & CCS | 0 | 0 | 0 | 0 | 0 | 0 | 0
00 Ret.Exist_Non-FBC_SNCR_ACI & NGC | 0 | 0 | 0 | 0 | 0 | 0 | 0
00 Ret.Exist_Non-FBC_SNCR_ACI & SCR | 0 | 0 | 0 | 0 | 0 | 0 | 0
00 Ret.Exist_Non-FBC_SNCR_ACI & SCR & C2G | 0 | 0 | 0 | 0 | 0 | 0 | 0
00 Ret.Exist_Non-FBC_SNCR_ACI & SCR & DRET | 0 | 0 | 0 | 0 | 0 | 0 | 0
00 Ret.Exist_Non-FBC_SNCR_ACI & SCR & NGC | 0 | 0 | 0 | 0 | 0 | 0 | 0
00 Ret.Exist_Non-FBC_SNCR_ACI & SCR & WetFGD & CCS | 0 | 0 | 0 | 0 | 0 | 0 | 0
00 Ret.Exist_Non-FBC_SNCR_ACI_DSI & C2G | 0 | 0 | 0 | 0 | 0 | 0 | 0
00 Ret.Exist_Non-FBC_SNCR_ACI_DSI & C2G & SCR | 0 | 0 | 0 | 0 | 0 | 0 | 0
00 Ret.Exist_Non-FBC_SNCR_ACI_DSI & DCCS | 0 | 0 | 0 | 0 | 0 | 0 | 0
00 Ret.Exist_Non-FBC_SNCR_ACI_DSI & DCCS & WetFGD & SCR & CCS | 0 | 0 | 0 | 0 | 0 | 0 | 0
00 Ret.Exist_Non-FBC_SNCR_ACI_DSI & DRET | 0 | 0 | 0 | 0 | 0 | 0 | 0
00 Ret.Exist_Non-FBC_SNCR_ACI_DSI & GPM | 0 | 0 | 0 | 0 | 0 | 0 | 0
00 Ret.Exist_Non-FBC_SNCR_ACI_DSI & GPM & C2G | 0 | 0 | 0 | 0 | 0 | 0 | 0
00 Ret.Exist_Non-FBC_SNCR_ACI_DSI & GPM & C2G & SCR | 0 | 0 | 0 | 0 | 0 | 0 | 0
00 Ret.Exist_Non-FBC_SNCR_ACI_DSI & GPM & DRET | 0 | 0 | 0 | 0 | 0 | 0 | 0
00 Ret.Exist_Non-FBC_SNCR_ACI_DSI & GPM & NGC | 0 | 0 | 0 | 0 | 0 | 0 | 0
00 Ret.Exist_Non-FBC_SNCR_ACI_DSI & GPM & SCR | 0 | 0 | 0 | 0 | 0 | 0 | 0
00 Ret.Exist_Non-FBC_SNCR_ACI_DSI & GPM & SCR & DRET | 0 | 0 | 0 | 0 | 0 | 0 | 0
00 Ret.Exist_Non-FBC_SNCR_ACI_DSI & GPM & SCR & NGC | 0 | 0 | 0 | 0 | 0 | 0 | 0
00 Ret.Exist_Non-FBC_SNCR_ACI_DSI & GPM & WetFGD & SCR & CCS | 0 | 0 | 0 | 0 | 0 | 0 | 0
00 Ret.Exist_Non-FBC_SNCR_ACI_DSI & NGC | 0 | 0 | 0 | 0 | 0 | 0 | 0
00 Ret.Exist_Non-FBC_SNCR_ACI_DSI & SCR | 0 | 0 | 0 | 0 | 0 | 0 | 0
00 Ret.Exist_Non-FBC_SNCR_ACI_DSI & SCR & C2G | 0 | 0 | 0 | 0 | 0 | 0 | 0
00 Ret.Exist_Non-FBC_SNCR_ACI_DSI & SCR & DRET | 0 | 0 | 0 | 0 | 0 | 0 | 0
00 Ret.Exist_Non-FBC_SNCR_ACI_DSI & SCR & NGC | 0 | 0 | 0 | 0 | 0 | 0 | 0
00 Ret.Exist_Non-FBC_SNCR_ACI_DSI & SCR & WetFGD & CCS | 0 | 0 | 0 | 0 | 0 | 0 | 0
00 Ret.Exist_Non-FBC_WetFGD & ACI | 0 | 0 | 0 | 0 | 0 | 0 | 0
00 Ret.Exist_Non-FBC_WetFGD & ACI & C2G | 0 | 0 | 0 | 0 | 0 | 0 | 0
00 Ret.Exist_Non-FBC_WetFGD & ACI & C2G & SCR | 0 | 0 | 0 | 0 | 0 | 0 | 0
00 Ret.Exist_Non-FBC_WetFGD & ACI & DRET | 0 | 0 | 0 | 0 | 0 | 0 | 0
00 Ret.Exist_Non-FBC_WetFGD & ACI & GPM | 0 | 0 | 0 | 0 | 0 | 0 | 0
00 Ret.Exist_Non-FBC_WetFGD & ACI & GPM & C2G | 0 | 0 | 0 | 0 | 0 | 0 | 0
00 Ret.Exist_Non-FBC_WetFGD & ACI & GPM & C2G & SCR | 0 | 0 | 0 | 0 | 0 | 0 | 0
00 Ret.Exist_Non-FBC_WetFGD & ACI & GPM & DRET | 0 | 0 | 0 | 0 | 0 | 0 | 0
00 Ret.Exist_Non-FBC_WetFGD & ACI & GPM & NGC | 0 | 0 | 0 | 0 | 0 | 0 | 0
00 Ret.Exist_Non-FBC_WetFGD & ACI & GPM & SCR | 0 | 0 | 0 | 0 | 0 | 0 | 0
00 Ret.Exist_Non-FBC_WetFGD & ACI & GPM & SCR & CCS | 0 | 0 | 0 | 0 | 0 | 0 | 0
00 Ret.Exist_Non-FBC_WetFGD & ACI & GPM & SCR & DRET | 0 | 0 | 0 | 0 | 0 | 0 | 0
00 Ret.Exist_Non-FBC_WetFGD & ACI & GPM & SCR & NGC | 0 | 0 | 0 | 0 | 0 | 0 | 0
00 Ret.Exist_Non-FBC_WetFGD & ACI & GPM & SNCR | 0 | 0 | 0 | 0 | 0 | 0 | 0
00 Ret.Exist_Non-FBC_WetFGD & ACI & GPM & SNCR & DRET | 0 | 0 | 0 | 0 | 0 | 0 | 0
00 Ret.Exist_Non-FBC_WetFGD & ACI & GPM & SNCR & NGC | 0 | 0 | 0 | 0 | 0 | 0 | 0
00 Ret.Exist_Non-FBC_WetFGD & ACI & NGC | 0 | 0 | 0 | 0 | 0 | 0 | 0
00 Ret.Exist_Non-FBC_WetFGD & ACI & SCR | 0 | 0 | 0 | 0 | 0 | 0 | 0
00 Ret.Exist_Non-FBC_WetFGD & ACI & SCR & CCS | 0 | 0 | 0 | 0 | 0 | 0 | 0
00 Ret.Exist_Non-FBC_WetFGD & ACI & SCR & DRET | 0 | 0 | 0 | 0 | 0 | 0 | 0
00 Ret.Exist_Non-FBC_WetFGD & ACI & SCR & NGC | 0 | 0 | 0 | 0 | 0 | 0 | 0
00 Ret.Exist_Non-FBC_WetFGD & ACI & SNCR | 0 | 0 | 0 | 0 | 0 | 0 | 0
00 Ret.Exist_Non-FBC_WetFGD & ACI & SNCR & DRET | 0 | 0 | 0 | 0 | 0 | 0 | 0
00 Ret.Exist_Non-FBC_WetFGD & ACI & SNCR & NGC | 0 | 0 | 0 | 0 | 0 | 0 | 0
00 Ret.Exist_Non-FBC_WetFGD & C2G | 0 | 0 | 0 | 0 | 0 | 0 | 0
00 Ret.Exist_Non-FBC_WetFGD & C2G & SCR | 0 | 0 | 0 | 0 | 0 | 0 | 0
00 Ret.Exist_Non-FBC_WetFGD & DRET | 0 | 0 | 0 | 0 | 0 | 0 | 0
00 Ret.Exist_Non-FBC_WetFGD & DCCS | 0 | 0 | 0 | 0 | 0 | 0 | 0
00 Ret.Exist_Non-FBC_WetFGD & DCCS & SCR & CCS | 0 | 0 | 0 | 0 | 0 | 0 | 0
00 Ret.Exist_Non-FBC_WetFGD & GPM | 0 | 0 | 0 | 0 | 0 | 0 | 0
00 Ret.Exist_Non-FBC_WetFGD & GPM & C2G | 0 | 0 | 0 | 0 | 0 | 0 | 0
00 Ret.Exist_Non-FBC_WetFGD & GPM & C2G & SCR | 0 | 0 | 0 | 0 | 0 | 0 | 0
00 Ret.Exist_Non-FBC_WetFGD & GPM & DRET | 0 | 0 | 0 | 0 | 0 | 0 | 0
00 Ret.Exist_Non-FBC_WetFGD & GPM & NGC | 0 | 0 | 0 | 0 | 0 | 0 | 0
00 Ret.Exist_Non-FBC_WetFGD & GPM & SCR | 0 | 0 | 0 | 0 | 0 | 0 | 0
00 Ret.Exist_Non-FBC_WetFGD & GPM & SCR & CCS | 0 | 0 | 0 | 0 | 0 | 0 | 0
00 Ret.Exist_Non-FBC_WetFGD & GPM & SCR & DRET | 0 | 0 | 0 | 0 | 0 | 0 | 0
00 Ret.Exist_Non-FBC_WetFGD & GPM & SCR & NGC | 0 | 0 | 0 | 0 | 0 | 0 | 0
00 Ret.Exist_Non-FBC_WetFGD & GPM & SNCR | 0 | 0 | 0 | 0 | 0 | 0 | 0
00 Ret.Exist_Non-FBC_WetFGD & GPM & SNCR & DRET | 0 | 0 | 0 | 0 | 0 | 0 | 0
00 Ret.Exist_Non-FBC_WetFGD & GPM & SNCR & NGC | 0 | 0 | 0 | 0 | 0 | 0 | 0
00 Ret.Exist_Non-FBC_WetFGD & NGC | 0 | 0 | 0 | 0 | 0 | 0 | 0
00 Ret.Exist_Non-FBC_WetFGD & SCR | 0 | 0 | 0 | 0 | 0 | 0 | 0
00 Ret.Exist_Non-FBC_WetFGD & SCR & C2G | 0 | 0 | 0 | 0 | 0 | 0 | 0
00 Ret.Exist_Non-FBC_WetFGD & SCR & CCS | 0 | 0 | 0 | 0 | 0 | 0 | 0
00 Ret.Exist_Non-FBC_WetFGD & SCR & DRET | 0 | 0 | 0 | 0 | 0 | 0 | 0
00 Ret.Exist_Non-FBC_WetFGD & SCR & NGC | 0 | 0 | 0 | 0 | 0 | 0 | 0
00 Ret.Exist_Non-FBC_WetFGD & SNCR | 0 | 0 | 0 | 0 | 0 | 0 | 0
00 Ret.Exist_Non-FBC_WetFGD & SNCR & C2G | 0 | 0 | 0 | 0 | 0 | 0 | 0
00 Ret.Exist_Non-FBC_WetFGD & SNCR & DRET | 0 | 0 | 0 | 0 | 0 | 0 | 0
00 Ret.Exist_Non-FBC_WetFGD & SNCR & NGC | 0 | 0 | 0 | 0 | 0 | 0 | 0
00 Ret.Exist_Non-FBC_WetFGD_ACI & C2G | 187.464 | 187.464 | 187.464 | 187.464 | 187.464 | 187.464 | 187.464
00 Ret.Exist_Non-FBC_WetFGD_ACI & C2G & SCR | 0 | 0 | 0 | 0 | 0 | 0 | 0
00 Ret.Exist_Non-FBC_WetFGD_ACI & DCCS | 0 | 0 | 0 | 0 | 0 | 0 | 0
00 Ret.Exist_Non-FBC_WetFGD_ACI & DCCS & SCR & CCS | 0 | 0 | 0 | 0 | 0 | 0 | 0
00 Ret.Exist_Non-FBC_WetFGD_ACI & DRET | 0 | 0 | 0 | 0 | 0 | 0 | 0
00 Ret.Exist_Non-FBC_WetFGD_ACI & GPM | 0 | 15162.3766 | 15588.0675 | 15588.0675 | 14717.9521 | 14371.8078 | 14371.8078
00 Ret.Exist_Non-FBC_WetFGD_ACI & GPM & C2G | 0 | 0 | 0 | 0 | 0 | 0 | 0
00 Ret.Exist_Non-FBC_WetFGD_ACI & GPM & C2G & SCR | 0 | 0 | 0 | 0 | 0 | 0 | 0
00 Ret.Exist_Non-FBC_WetFGD_ACI & GPM & DRET | 0 | 0 | 0 | 0 | 0 | 0 | 0
00 Ret.Exist_Non-FBC_WetFGD_ACI & GPM & NGC | 0 | 0 | 0 | 0 | 0 | 0 | 0
00 Ret.Exist_Non-FBC_WetFGD_ACI & GPM & SCR | 0 | 0 | 0 | 0 | 0 | 0 | 0
00 Ret.Exist_Non-FBC_WetFGD_ACI & GPM & SCR & CCS | 0 | 0 | 0 | 0 | 0 | 0 | 0
00 Ret.Exist_Non-FBC_WetFGD_ACI & GPM & SCR & DRET | 0 | 0 | 0 | 0 | 0 | 0 | 0
00 Ret.Exist_Non-FBC_WetFGD_ACI & GPM & SCR & NGC | 0 | 0 | 0 | 0 | 0 | 0 | 0
00 Ret.Exist_Non-FBC_WetFGD_ACI & GPM & SNCR | 0 | 0 | 0 | 0 | 0 | 0 | 0
00 Ret.Exist_Non-FBC_WetFGD_ACI & GPM & SNCR & DRET | 0 | 0 | 0 | 0 | 0 | 0 | 0
00 Ret.Exist_Non-FBC_WetFGD_ACI & GPM & SNCR & NGC | 0 | 0 | 0 | 0 | 0 | 0 | 0
00 Ret.Exist_Non-FBC_WetFGD_ACI & NGC | 0 | 0 | 0 | 0 | 0 | 0 | 0
00 Ret.Exist_Non-FBC_WetFGD_ACI & SCR | 596.9107 | 2528.3471 | 2528.3471 | 2528.3471 | 2528.3471 | 2528.3471 | 2528.3471
00 Ret.Exist_Non-FBC_WetFGD_ACI & SCR & C2G | 0 | 0 | 0 | 0 | 0 | 0 | 0
00 Ret.Exist_Non-FBC_WetFGD_ACI & SCR & CCS | 0 | 0 | 6074.5083 | 6074.5083 | 4334.0655 | 0 | 0
00 Ret.Exist_Non-FBC_WetFGD_ACI & SCR & DRET | 0 | 0 | 0 | 0 | 0 | 0 | 0
00 Ret.Exist_Non-FBC_WetFGD_ACI & SCR & NGC | 0 | 0 | 0 | 0 | 0 | 0 | 0
00 Ret.Exist_Non-FBC_WetFGD_ACI & SNCR | 0 | 0 | 0 | 0 | 0 | 0 | 0
00 Ret.Exist_Non-FBC_WetFGD_ACI & SNCR & C2G | 0 | 0 | 0 | 0 | 0 | 0 | 0
00 Ret.Exist_Non-FBC_WetFGD_ACI & SNCR & DRET | 0 | 0 | 0 | 0 | 0 | 0 | 0
00 Ret.Exist_Non-FBC_WetFGD_ACI & SNCR & NGC | 0 | 0 | 0 | 0 | 0 | 0 | 0
00 Ret.Exist_Non-FBC_WetFGD_ACI_DSI & C2G | 0 | 0 | 0 | 0 | 0 | 0 | 0
00 Ret.Exist_Non-FBC_WetFGD_ACI_DSI & C2G & SCR | 0 | 0 | 0 | 0 | 0 | 0 | 0
00 Ret.Exist_Non-FBC_WetFGD_ACI_DSI & DCCS | 0 | 0 | 0 | 0 | 0 | 0 | 0
00 Ret.Exist_Non-FBC_WetFGD_ACI_DSI & DCCS & SCR & CCS | 0 | 0 | 0 | 0 | 0 | 0 | 0
00 Ret.Exist_Non-FBC_WetFGD_ACI_DSI & DRET | 0 | 0 | 0 | 0 | 0 | 0 | 0
00 Ret.Exist_Non-FBC_WetFGD_ACI_DSI & GPM | 0 | 0 | 0 | 0 | 0 | 0 | 0
00 Ret.Exist_Non-FBC_WetFGD_ACI_DSI & GPM & C2G | 0 | 0 | 0 | 0 | 0 | 0 | 0
00 Ret.Exist_Non-FBC_WetFGD_ACI_DSI & GPM & C2G & SCR | 0 | 0 | 0 | 0 | 0 | 0 | 0
00 Ret.Exist_Non-FBC_WetFGD_ACI_DSI & GPM & DRET | 0 | 0 | 0 | 0 | 0 | 0 | 0
00 Ret.Exist_Non-FBC_WetFGD_ACI_DSI & GPM & NGC | 0 | 0 | 0 | 0 | 0 | 0 | 0
00 Ret.Exist_Non-FBC_WetFGD_ACI_DSI & GPM & SCR | 0 | 0 | 0 | 0 | 0 | 0 | 0
00 Ret.Exist_Non-FBC_WetFGD_ACI_DSI & GPM & SCR & CCS | 0 | 0 | 0 | 0 | 0 | 0 | 0
00 Ret.Exist_Non-FBC_WetFGD_ACI_DSI & GPM & SCR & DRET | 0 | 0 | 0 | 0 | 0 | 0 | 0
00 Ret.Exist_Non-FBC_WetFGD_ACI_DSI & GPM & SCR & NGC | 0 | 0 | 0 | 0 | 0 | 0 | 0
00 Ret.Exist_Non-FBC_WetFGD_ACI_DSI & GPM & SNCR | 0 | 0 | 0 | 0 | 0 | 0 | 0
00 Ret.Exist_Non-FBC_WetFGD_ACI_DSI & GPM & SNCR & DRET | 0 | 0 | 0 | 0 | 0 | 0 | 0
00 Ret.Exist_Non-FBC_WetFGD_ACI_DSI & GPM & SNCR & NGC | 0 | 0 | 0 | 0 | 0 | 0 | 0
00 Ret.Exist_Non-FBC_WetFGD_ACI_DSI & NGC | 0 | 0 | 0 | 0 | 0 | 0 | 0
00 Ret.Exist_Non-FBC_WetFGD_ACI_DSI & SCR | 0 | 0 | 0 | 0 | 0 | 0 | 0
00 Ret.Exist_Non-FBC_WetFGD_ACI_DSI & SCR & C2G | 0 | 0 | 0 | 0 | 0 | 0 | 0
00 Ret.Exist_Non-FBC_WetFGD_ACI_DSI & SCR & CCS | 0 | 0 | 0 | 0 | 0 | 0 | 0
00 Ret.Exist_Non-FBC_WetFGD_ACI_DSI & SCR & DRET | 0 | 0 | 0 | 0 | 0 | 0 | 0
00 Ret.Exist_Non-FBC_WetFGD_ACI_DSI & SCR & NGC | 0 | 0 | 0 | 0 | 0 | 0 | 0
00 Ret.Exist_Non-FBC_WetFGD_ACI_DSI & SNCR | 0 | 0 | 0 | 0 | 0 | 0 | 0
00 Ret.Exist_Non-FBC_WetFGD_ACI_DSI & SNCR & C2G | 0 | 0 | 0 | 0 | 0 | 0 | 0
00 Ret.Exist_Non-FBC_WetFGD_ACI_DSI & SNCR & DRET | 0 | 0 | 0 | 0 | 0 | 0 | 0
00 Ret.Exist_Non-FBC_WetFGD_ACI_DSI & SNCR & NGC | 0 | 0 | 0 | 0 | 0 | 0 | 0
00 Ret.Exist_Non-FBC_WetFGD_SCR & ACI | 0 | 0 | 0 | 0 | 0 | 0 | 0
00 Ret.Exist_Non-FBC_WetFGD_SCR & ACI & C2G | 0 | 0 | 0 | 0 | 0 | 0 | 0
00 Ret.Exist_Non-FBC_WetFGD_SCR & ACI & CCS | 0 | 0 | 0 | 0 | 0 | 0 | 0
00 Ret.Exist_Non-FBC_WetFGD_SCR & DCCS | 0 | 0 | 0 | 0 | 0 | 0 | 0
00 Ret.Exist_Non-FBC_WetFGD_SCR & DCCS & CCS | 0 | 0 | 0 | 0 | 0 | 0 | 0
00 Ret.Exist_Non-FBC_WetFGD_SCR & ACI & DRET | 0 | 0 | 0 | 0 | 0 | 0 | 0
00 Ret.Exist_Non-FBC_WetFGD_SCR & ACI & GPM | 0 | 0 | 0 | 0 | 0 | 0 | 0
00 Ret.Exist_Non-FBC_WetFGD_SCR & ACI & GPM & C2G | 0 | 0 | 0 | 0 | 0 | 0 | 0
00 Ret.Exist_Non-FBC_WetFGD_SCR & ACI & GPM & CCS | 0 | 0 | 0 | 0 | 0 | 0 | 0
00 Ret.Exist_Non-FBC_WetFGD_SCR & ACI & GPM & DRET | 0 | 0 | 0 | 0 | 0 | 0 | 0
00 Ret.Exist_Non-FBC_WetFGD_SCR & ACI & GPM & NGC | 0 | 0 | 0 | 0 | 0 | 0 | 0
00 Ret.Exist_Non-FBC_WetFGD_SCR & ACI & NGC | 0 | 0 | 0 | 0 | 0 | 0 | 0
00 Ret.Exist_Non-FBC_WetFGD_SCR & C2G | 0 | 0 | 0 | 0 | 0 | 0 | 0
00 Ret.Exist_Non-FBC_WetFGD_SCR & CCS | 0 | 2039.3458 | 17563.8116 | 17563.8116 | 537.1037 | 527.3477 | 527.3477
00 Ret.Exist_Non-FBC_WetFGD_SCR & DRET | 0 | 0 | 0 | 0 | 0 | 0 | 0
00 Ret.Exist_Non-FBC_WetFGD_SCR & GPM | 6219.1298 | 29475.1997 | 5298.2575 | 5298.2575 | 5298.2575 | 524.0526 | 524.0526
00 Ret.Exist_Non-FBC_WetFGD_SCR & GPM & C2G | 0 | 0 | 0 | 0 | 0 | 0 | 0
00 Ret.Exist_Non-FBC_WetFGD_SCR & GPM & CCS | 0 | 0 | 14209.3988 | 14209.3988 | 0 | 0 | 0
00 Ret.Exist_Non-FBC_WetFGD_SCR & GPM & DRET | 0 | 0 | 0 | 0 | 0 | 0 | 0
00 Ret.Exist_Non-FBC_WetFGD_SCR & GPM & NGC | 0 | 0 | 0 | 0 | 0 | 0 | 0
00 Ret.Exist_Non-FBC_WetFGD_SCR & NGC | 0 | 0 | 0 | 0 | 0 | 0 | 0
00 Ret.Exist_Non-FBC_WetFGD_SCR_ACI & C2G | 137.532 | 137.532 | 137.532 | 137.532 | 137.532 | 137.532 | 137.532
00 Ret.Exist_Non-FBC_WetFGD_SCR_ACI & CCS | 0 | 0 | 12014.4025 | 12014.4025 | 1504.3294 | 1504.3294 | 1504.3294
00 Ret.Exist_Non-FBC_WetFGD_SCR_ACI & DCCS | 0 | 0 | 0 | 0 | 0 | 0 | 0
00 Ret.Exist_Non-FBC_WetFGD_SCR_ACI & DCCS & CCS | 0 | 0 | 0 | 0 | 0 | 0 | 0
00 Ret.Exist_Non-FBC_WetFGD_SCR_ACI & DRET | 0 | 0 | 0 | 0 | 0 | 0 | 0
00 Ret.Exist_Non-FBC_WetFGD_SCR_ACI & GPM | 7593.3499 | 7684.7479 | 1412.8472 | 1412.8472 | 1412.8472 | 1412.8472 | 1412.8472
00 Ret.Exist_Non-FBC_WetFGD_SCR_ACI & GPM & C2G | 0 | 0 | 0 | 0 | 0 | 0 | 0
00 Ret.Exist_Non-FBC_WetFGD_SCR_ACI & GPM & CCS | 0 | 0 | 4324.499 | 4324.499 | 0 | 0 | 0
00 Ret.Exist_Non-FBC_WetFGD_SCR_ACI & GPM & DRET | 0 | 0 | 0 | 0 | 0 | 0 | 0
00 Ret.Exist_Non-FBC_WetFGD_SCR_ACI & GPM & NGC | 0 | 0 | 0 | 0 | 0 | 0 | 0
00 Ret.Exist_Non-FBC_WetFGD_SCR_ACI & NGC | 0 | 0 | 0 | 0 | 0 | 0 | 0
00 Ret.Exist_Non-FBC_WetFGD_SCR_ACI_DSI & C2G | 0 | 0 | 0 | 0 | 0 | 0 | 0
00 Ret.Exist_Non-FBC_WetFGD_SCR_ACI_DSI & CCS | 0 | 0 | 20274.617 | 20274.617 | 0 | 0 | 0
00 Ret.Exist_Non-FBC_WetFGD_SCR_ACI_DSI & DCCS | 0 | 0 | 0 | 0 | 0 | 0 | 0
00 Ret.Exist_Non-FBC_WetFGD_SCR_ACI_DSI & DCCS & CCS | 0 | 0 | 0 | 0 | 0 | 0 | 0
00 Ret.Exist_Non-FBC_WetFGD_SCR_ACI_DSI & DRET | 0 | 0 | 0 | 0 | 0 | 0 | 0
00 Ret.Exist_Non-FBC_WetFGD_SCR_ACI_DSI & GPM | 2649.9749 | 5785.0515 | 0 | 0 | 0 | 0 | 0
00 Ret.Exist_Non-FBC_WetFGD_SCR_ACI_DSI & GPM & C2G | 0 | 0 | 0 | 0 | 0 | 0 | 0
00 Ret.Exist_Non-FBC_WetFGD_SCR_ACI_DSI & GPM & CCS | 0 | 0 | 4093.4294 | 4093.4294 | 0 | 0 | 0
00 Ret.Exist_Non-FBC_WetFGD_SCR_ACI_DSI & GPM & DRET | 0 | 0 | 0 | 0 | 0 | 0 | 0
00 Ret.Exist_Non-FBC_WetFGD_SCR_ACI_DSI & GPM & NGC | 0 | 0 | 0 | 0 | 0 | 0 | 0
00 Ret.Exist_Non-FBC_WetFGD_SCR_ACI_DSI & NGC | 0 | 0 | 0 | 0 | 0 | 0 | 0
00 Ret.Exist_Non-FBC_WetFGD_SCR_DSI & ACI | 0 | 0 | 0 | 0 | 0 | 0 | 0
00 Ret.Exist_Non-FBC_WetFGD_SCR_DSI & ACI & C2G | 0 | 0 | 0 | 0 | 0 | 0 | 0
00 Ret.Exist_Non-FBC_WetFGD_SCR_DSI & ACI & CCS | 0 | 0 | 0 | 0 | 0 | 0 | 0
00 Ret.Exist_Non-FBC_WetFGD_SCR_DSI & ACI & DRET | 0 | 0 | 0 | 0 | 0 | 0 | 0
00 Ret.Exist_Non-FBC_WetFGD_SCR_DSI & ACI & GPM | 0 | 0 | 0 | 0 | 0 | 0 | 0
00 Ret.Exist_Non-FBC_WetFGD_SCR_DSI & ACI & GPM & C2G | 0 | 0 | 0 | 0 | 0 | 0 | 0
00 Ret.Exist_Non-FBC_WetFGD_SCR_DSI & ACI & GPM & CCS | 0 | 0 | 0 | 0 | 0 | 0 | 0
00 Ret.Exist_Non-FBC_WetFGD_SCR_DSI & ACI & GPM & DRET | 0 | 0 | 0 | 0 | 0 | 0 | 0
00 Ret.Exist_Non-FBC_WetFGD_SCR_DSI & ACI & GPM & NGC | 0 | 0 | 0 | 0 | 0 | 0 | 0
00 Ret.Exist_Non-FBC_WetFGD_SCR_DSI & ACI & NGC | 0 | 0 | 0 | 0 | 0 | 0 | 0
00 Ret.Exist_Non-FBC_WetFGD_SCR_DSI & C2G | 5633.3894 | 2146.5973 | 81.8184 | 0 | 0 | 0 | 0
00 Ret.Exist_Non-FBC_WetFGD_SCR_DSI & CCS | 0 | 0 | 0 | 0 | 0 | 0 | 0
00 Ret.Exist_Non-FBC_WetFGD_SCR_DSI & DCCS | 0 | 0 | 0 | 0 | 0 | 0 | 0
00 Ret.Exist_Non-FBC_WetFGD_SCR_DSI & DCCS & CCS | 0 | 0 | 0 | 0 | 0 | 0 | 0
00 Ret.Exist_Non-FBC_WetFGD_SCR_DSI & DRET | 0 | 0 | 0 | 0 | 0 | 0 | 0
00 Ret.Exist_Non-FBC_WetFGD_SCR_DSI & GPM | 0 | 0 | 0 | 0 | 0 | 0 | 0
00 Ret.Exist_Non-FBC_WetFGD_SCR_DSI & GPM & C2G | 0 | 0 | 0 | 0 | 0 | 0 | 0
00 Ret.Exist_Non-FBC_WetFGD_SCR_DSI & GPM & CCS | 0 | 0 | 0 | 0 | 0 | 0 | 0
00 Ret.Exist_Non-FBC_WetFGD_SCR_DSI & GPM & DRET | 0 | 0 | 0 | 0 | 0 | 0 | 0
00 Ret.Exist_Non-FBC_WetFGD_SCR_DSI & GPM & NGC | 0 | 0 | 0 | 0 | 0 | 0 | 0
00 Ret.Exist_Non-FBC_WetFGD_SCR_DSI & NGC | 0 | 0 | 0 | 0 | 0 | 0 | 0
00 Ret.Exist_Non-FBC_WetFGD_SNCR & ACI | 0 | 0 | 0 | 0 | 0 | 0 | 0
00 Ret.Exist_Non-FBC_WetFGD_SNCR & ACI & C2G | 0 | 0 | 0 | 0 | 0 | 0 | 0
00 Ret.Exist_Non-FBC_WetFGD_SNCR & ACI & C2G & SCR | 0 | 0 | 0 | 0 | 0 | 0 | 0
00 Ret.Exist_Non-FBC_WetFGD_SNCR & ACI & DRET | 0 | 0 | 0 | 0 | 0 | 0 | 0
00 Ret.Exist_Non-FBC_WetFGD_SNCR & ACI & GPM | 0 | 0 | 0 | 0 | 0 | 0 | 0
00 Ret.Exist_Non-FBC_WetFGD_SNCR & ACI & GPM & C2G | 0 | 0 | 0 | 0 | 0 | 0 | 0
00 Ret.Exist_Non-FBC_WetFGD_SNCR & ACI & GPM & C2G & SCR | 0 | 0 | 0 | 0 | 0 | 0 | 0
00 Ret.Exist_Non-FBC_WetFGD_SNCR & ACI & GPM & DRET | 0 | 0 | 0 | 0 | 0 | 0 | 0
00 Ret.Exist_Non-FBC_WetFGD_SNCR & ACI & GPM & NGC | 0 | 0 | 0 | 0 | 0 | 0 | 0
00 Ret.Exist_Non-FBC_WetFGD_SNCR & ACI & GPM & SCR | 0 | 0 | 0 | 0 | 0 | 0 | 0
00 Ret.Exist_Non-FBC_WetFGD_SNCR & ACI & GPM & SCR & CCS | 0 | 0 | 0 | 0 | 0 | 0 | 0
00 Ret.Exist_Non-FBC_WetFGD_SNCR & ACI & GPM & SCR & DRET | 0 | 0 | 0 | 0 | 0 | 0 | 0
00 Ret.Exist_Non-FBC_WetFGD_SNCR & ACI & GPM & SCR & NGC | 0 | 0 | 0 | 0 | 0 | 0 | 0
00 Ret.Exist_Non-FBC_WetFGD_SNCR & ACI & NGC | 0 | 0 | 0 | 0 | 0 | 0 | 0
00 Ret.Exist_Non-FBC_WetFGD_SNCR & ACI & SCR | 0 | 0 | 0 | 0 | 0 | 0 | 0
00 Ret.Exist_Non-FBC_WetFGD_SNCR & ACI & SCR & CCS | 0 | 0 | 0 | 0 | 0 | 0 | 0
00 Ret.Exist_Non-FBC_WetFGD_SNCR & ACI & SCR & DRET | 0 | 0 | 0 | 0 | 0 | 0 | 0
00 Ret.Exist_Non-FBC_WetFGD_SNCR & ACI & SCR & NGC | 0 | 0 | 0 | 0 | 0 | 0 | 0
00 Ret.Exist_Non-FBC_WetFGD_SNCR & C2G | 0 | 0 | 0 | 0 | 0 | 0 | 0
00 Ret.Exist_Non-FBC_WetFGD_SNCR & C2G & SCR | 0 | 0 | 0 | 0 | 0 | 0 | 0
00 Ret.Exist_Non-FBC_WetFGD_SNCR & DCCS | 0 | 0 | 0 | 0 | 0 | 0 | 0
00 Ret.Exist_Non-FBC_WetFGD_SNCR & DCCS & SCR & CCS | 0 | 0 | 0 | 0 | 0 | 0 | 0
00 Ret.Exist_Non-FBC_WetFGD_SNCR & DRET | 0 | 0 | 0 | 0 | 0 | 0 | 0
00 Ret.Exist_Non-FBC_WetFGD_SNCR & GPM | 0 | 0 | 0 | 0 | 0 | 0 | 0
00 Ret.Exist_Non-FBC_WetFGD_SNCR & GPM & C2G | 0 | 0 | 0 | 0 | 0 | 0 | 0
00 Ret.Exist_Non-FBC_WetFGD_SNCR & GPM & C2G & SCR | 0 | 0 | 0 | 0 | 0 | 0 | 0
00 Ret.Exist_Non-FBC_WetFGD_SNCR & GPM & DRET | 0 | 0 | 0 | 0 | 0 | 0 | 0
00 Ret.Exist_Non-FBC_WetFGD_SNCR & GPM & NGC | 0 | 0 | 0 | 0 | 0 | 0 | 0
00 Ret.Exist_Non-FBC_WetFGD_SNCR & GPM & SCR | 0 | 0 | 0 | 0 | 0 | 0 | 0
00 Ret.Exist_Non-FBC_WetFGD_SNCR & GPM & SCR & CCS | 0 | 0 | 0 | 0 | 0 | 0 | 0
00 Ret.Exist_Non-FBC_WetFGD_SNCR & GPM & SCR & DRET | 0 | 0 | 0 | 0 | 0 | 0 | 0
00 Ret.Exist_Non-FBC_WetFGD_SNCR & GPM & SCR & NGC | 0 | 0 | 0 | 0 | 0 | 0 | 0
00 Ret.Exist_Non-FBC_WetFGD_SNCR & NGC | 0 | 0 | 0 | 0 | 0 | 0 | 0
00 Ret.Exist_Non-FBC_WetFGD_SNCR & SCR | 0 | 0 | 0 | 0 | 0 | 0 | 0
00 Ret.Exist_Non-FBC_WetFGD_SNCR & SCR & C2G | 0 | 0 | 0 | 0 | 0 | 0 | 0
00 Ret.Exist_Non-FBC_WetFGD_SNCR & SCR & CCS | 0 | 0 | 0 | 0 | 0 | 0 | 0
00 Ret.Exist_Non-FBC_WetFGD_SNCR & SCR & DRET | 0 | 0 | 0 | 0 | 0 | 0 | 0
00 Ret.Exist_Non-FBC_WetFGD_SNCR & SCR & NGC | 0 | 0 | 0 | 0 | 0 | 0 | 0
00 Ret.Exist_Non-FBC_WetFGD_SNCR_ACI & C2G | 0 | 0 | 0 | 0 | 0 | 0 | 0
00 Ret.Exist_Non-FBC_WetFGD_SNCR_ACI & C2G & SCR | 0 | 0 | 0 | 0 | 0 | 0 | 0
00 Ret.Exist_Non-FBC_WetFGD_SNCR_ACI & DCCS | 0 | 0 | 0 | 0 | 0 | 0 | 0
00 Ret.Exist_Non-FBC_WetFGD_SNCR_ACI & DCCS & SCR & CCS | 0 | 0 | 0 | 0 | 0 | 0 | 0
00 Ret.Exist_Non-FBC_WetFGD_SNCR_ACI & DRET | 0 | 0 | 0 | 0 | 0 | 0 | 0
00 Ret.Exist_Non-FBC_WetFGD_SNCR_ACI & GPM | 0 | 4458.6647 | 3192.4865 | 3192.4865 | 2676.3477 | 2654.4455 | 2654.4455
00 Ret.Exist_Non-FBC_WetFGD_SNCR_ACI & GPM & C2G | 0 | 0 | 0 | 0 | 0 | 0 | 0
00 Ret.Exist_Non-FBC_WetFGD_SNCR_ACI & GPM & C2G & SCR | 0 | 0 | 0 | 0 | 0 | 0 | 0
00 Ret.Exist_Non-FBC_WetFGD_SNCR_ACI & GPM & DRET | 0 | 0 | 0 | 0 | 0 | 0 | 0
00 Ret.Exist_Non-FBC_WetFGD_SNCR_ACI & GPM & NGC | 0 | 0 | 0 | 0 | 0 | 0 | 0
00 Ret.Exist_Non-FBC_WetFGD_SNCR_ACI & GPM & SCR | 0 | 0 | 0 | 0 | 0 | 0 | 0
00 Ret.Exist_Non-FBC_WetFGD_SNCR_ACI & GPM & SCR & CCS | 0 | 0 | 1680.5997 | 1680.5997 | 0 | 0 | 0
00 Ret.Exist_Non-FBC_WetFGD_SNCR_ACI & GPM & SCR & DRET | 0 | 0 | 0 | 0 | 0 | 0 | 0
00 Ret.Exist_Non-FBC_WetFGD_SNCR_ACI & GPM & SCR & NGC | 0 | 0 | 0 | 0 | 0 | 0 | 0
00 Ret.Exist_Non-FBC_WetFGD_SNCR_ACI & NGC | 0 | 0 | 0 | 0 | 0 | 0 | 0
00 Ret.Exist_Non-FBC_WetFGD_SNCR_ACI & SCR | 2407.0273 | 2809.1836 | 2606.6893 | 2423.4562 | 2295.8979 | 1965.2888 | 2031.7104
00 Ret.Exist_Non-FBC_WetFGD_SNCR_ACI & SCR & C2G | 0 | 0 | 0 | 0 | 0 | 0 | 0
00 Ret.Exist_Non-FBC_WetFGD_SNCR_ACI & SCR & CCS | 0 | 501.0804 | 3337.487 | 3337.487 | 0 | 0 | 0
00 Ret.Exist_Non-FBC_WetFGD_SNCR_ACI & SCR & DRET | 0 | 0 | 0 | 0 | 0 | 0 | 0
00 Ret.Exist_Non-FBC_WetFGD_SNCR_ACI & SCR & NGC | 0 | 0 | 0 | 0 | 0 | 0 | 0
00 Existing Combined Cycle Retirement | 0 | 0 | 0 | 0 | 0 | 0 | 0
00 New Combined Cycle Retirement | 0 | 0 | 0 | 0 | 0 | 0 | 0
00 Existing Combustion Turbine Retirement | 0 | 0 | 0 | 0 | 0 | 0 | 0
00 New Combustion Turbine Retirement | 0 | 0 | 0 | 0 | 0 | 0 | 0
00 Oil/Gas Steam Retirement | 0 | 0 | 0 | 0 | 0 | 0 | 0
00 Coal Steam Retirement | 0 | 0 | 0 | 0 | 0 | 0 | 0
00 IGCC Retirement | 0 | 0 | 0 | 0 | 0 | 0 | 0
00 Nuclear Retirement | 0 | 0 | 0 | 0 | 0 | 0 | 0
00 Biomass Retirement | 0 | 0 | 0 | 0 | 0 | 0 | 0
00 Fossil_Other Retirement | 0 | 0 | 0 | 0 | 0 | 0 | 0
00 Fuel Cell Retirement | 0 | 0 | 0 | 0 | 0 | 0 | 0
00 Geothermal Retirement | 0 | 0 | 0 | 0 | 0 | 0 | 0
00 Hydro Retirement | 0 | 0 | 0 | 0 | 0 | 0 | 0
00 Landfill Gas Retirement | 0 | 0 | 0 | 0 | 0 | 0 | 0
00 Non Fossil_Other Retirement | 0 | 0 | 0 | 0 | 0 | 0 | 0
00 Solar Thermal Retirement | 0 | 0 | 0 | 0 | 0 | 0 | 0
00 Exist Dummy | 0 | 0 | 0 | 0 | 0 | 0 | 0
Total | 4948779.4183 | 5410707.4298 | 6444976.7647 | 7015595.9626 | 7371205.2337 | 7763573.885 | 8251545.647
12a. Generation by Fuel Type [GWh]
Biomass | 5186.9438 | 4436.1698 | 1727.1517 | 1663.293 | 1555.9107 | 521.9462 | 542.246
Coal | 697515.8443 | 720978.1872 | 652668.9497 | 646417.4016 | 512429.2345 | 424971.721 | 426365.1896
EnerStor | 99448.0122 | 130373.9795 | 220742.6855 | 224338.9616 | 232966.2576 | 268895.1293 | 282443.679
Fwaste | 4131.0291 | 4109.856 | 3910.743 | 3905.4071 | 3767.0081 | 3609.4113 | 3609.4113
Geothermal | 16763.1301 | 19092.6298 | 23866.1947 | 23866.1947 | 23866.1947 | 23836.2594 | 23836.2594
Hydro | 269621.2137 | 280027.9733 | 300848.3099 | 319102.4152 | 319394.089 | 319033.5788 | 319966.0286
Hydrogen | 0 | 0 | 1.2974 | 6.3351 | 35.3892 | 71.9854 | 31.534
LF Gas | 8463.6864 | 10667.4592 | 14458.4813 | 34575.9492 | 40443.7087 | 38943.7608 | 39192.6662
MSW | 11463.3577 | 11178.3681 | 11173.1515 | 10372.019 | 10356.6067 | 10346.5282 | 10372.019
NaturalGas | 1840413.1289 | 2102688.7574 | 2521627.6541 | 2328532.0226 | 1904589.7652 | 1691625.5892 | 1806939.5423
None | 3202.656 | 3202.656 | 3202.656 | 2924.088 | 2924.088 | 2924.088 | 2924.088
Non-Fossil | 8779.6031 | 8779.6031 | 8673.1902 | 8673.1902 | 8641.0237 | 8673.1902 | 8666.9716
Nuclear | 773719.9471 | 742659.4954 | 675403.8123 | 637745.3716 | 527766.2521 | 368758.3056 | 228226.5202
Oil | 2.3252 | 4.32 | 5.905 | 20.3022 | 13.7131 | 2.2869 | 1.8567
Pet. Coke | 17704.4889 | 6320.3179 | 5719.5887 | 5719.5887 | 6249.9778 | 3931.5967 | 3795.6083
Pumps | 17289.3107 | 17343.5094 | 16412.2529 | 21852.7416 | 26326.312 | 29412.7204 | 30041.01
Solar | 465740.6527 | 486821.3884 | 758052.9346 | 887664.4979 | 1064351.1003 | 1280211.0107 | 1385840.3458
Solar-DER | 151588.6841 | 175328.6671 | 239291.9905 | 287829.5162 | 345120.8659 | 406385.8653 | 485431.2417
Tires | 100.778 | 100.778 | 100.778 | 100.778 | 100.778 | 100.778 | 100.778
Waste Coal | 8076.5215 | 7909.1606 | 7652.4748 | 3738.5232 | 3492.8435 | 3529.3882 | 3541.4734
Wind | 549568.1048 | 678684.1537 | 979436.5628 | 1566547.3659 | 2336814.1148 | 2877788.7454 | 3189677.1781
Total | 4948779.4183 | 5410707.4298 | 6444976.7647 | 7015595.9626 | 7371205.2337 | 7763573.885 | 8251545.647
13. Generation by Capacity Reporting Type [TBtu]
00 New Combined Cycle | 100.3223 | 1196.6799 | 3898.4772 | 5131.7105 | 5136.5753 | 4870.709 | 5193.5212
00 New Combined Cycle with CCS Retrofit | 0 | 0 | 94.7352 | 94.7352 | 14.1304 | 12.0433 | 14.6312
00 New Combined Cycle with CF Limit | 0 | 0 | 0 | 0 | 0 | 0 | 0
00 New Combined Cycle with HRI Retrofit | 0 | 0 | 0 | 0 | 0 | 0 | 0
00 New Combined Cycle with Hydrogen Retrofit | 0 | 54.2059 | 98.4533 | 86.8587 | 69.4955 | 41.9688 | 76.5442
00 New Combined Cycle with Hydrogen Retrofit Undone | 0 | 0 | 0 | 0 | 0 | 0 | 0
00 New Combined Cycle with CCS | 0 | 0 | 0 | 0 | 0 | 0 | 0
00 New Combustion Turbine | 94.9447 | 55.0971 | 36.7672 | 18.5351 | 25.5574 | 63.8784 | 176.5384
00 New Combustion Turbine with HRI Retrofit | 0 | 0 | 0 | 0 | 0 | 0 | 0
00 New Combustion Turbine with Hydrogen Retrofit | 15.8253 | 5.9407 | 2.5993 | 3.4484 | 4.9286 | 11.3847 | 12.4348
00 New Combustion Turbine with Hydrogen Retrofit Undone | 0 | 0 | 0 | 0 | 0 | 0 | 0
00 New Hydro | 0.28098 | 35.797 | 106.836 | 169.7229 | 170.721 | 169.7609 | 173.0193
00 New Nuclear | 0 | 0 | 0 | 0 | 0 | 0 | 0
00 New Nuclear - SMR | 0 | 0 | 0 | 0 | 0 | 0 | 0
00 New Biomass | 0 | 0 | 0 | 0 | 0 | 0 | 0
00 New Geothermal | 3.5212 | 11.4695 | 27.7569 | 27.7569 | 27.7569 | 27.6548 | 27.6548
00 New Landfill Gas | 0.3228 | 8.5412 | 21.8104 | 90.6222 | 111.4724 | 108.596 | 109.5766
00 New Battery Storage | 338.3414 | 443.8656 | 752.2264 | 764.4919 | 793.9385 | 916.4936 | 962.7219
00 New Offshore Wind | 28.2406 | 89.009 | 302.1325 | 351.6677 | 616.575 | 985.0901 | 1095.1682
00 New Onshore Wind | 145.0071 | 524.7827 | 1337.8264 | 3291.5134 | 5654.7561 | 7132.0465 | 8086.1317
00 New Solar PV | 741.7004 | 813.6279 | 1739.0762 | 2181.3108 | 2781.5776 | 3479.2435 | 3775.7541
00 New Solar Thermal | 0 | 0 | 0 | 0 | 2.588 | 41.4361 | 105.3327
00 New Fuel Cell | 0 | 0 | 0 | 0 | 0 | 0 | 0
00 New Ultrasupercritical Coal without CCS | 0 | 0 | 0 | 0 | 0 | 0 | 0
00 New Ultrasupercritical Coal with 30% CCS | 0 | 0 | 0 | 0 | 0 | 0 | 0
00 New Ultrasupercritical Coal with 90% CCS | 0 | 0 | 0 | 0 | 0 | 0 | 0
00 Exist & New Distributed Solar PV | 517.2206 | 598.2214 | 816.4643 | 982.0743 | 1177.5524 | 1386.5886 | 1656.2914
00 Exist Combined Cycle | 5790.9023 | 5637.7549 | 4294.8325 | 2486.2753 | 1190.5919 | 718.0846 | 645.9634
00 Exist Combustion Turbine | 97.7314 | 73.3429 | 56.9874 | 45.3809 | 41.1491 | 39.2713 | 30.9658
00 Exist FBC_Uncontrolled | 0.013678 | 0.022948 | 0.040888 | 0.019157 | 0.0068745 | 0 | 0
00 Exist FBC_ACI_DSI | 11.6691 | 0.94691 | 0.94691 | 0 | 0 | 0 | 0
00 Exist FBC_DryFGD_ACI | 2.9414 | 3.2759 | 3.2759 | 3.2759 | 3.2759 | 3.2759 | 3.2759
00 Exist FBC_DryFGD_DSI | 0.2894 | 0 | 0 | 0 | 0 | 0 | 0
00 Exist FBC_DryFGD_SNCR | 16.9055 | 14.4704 | 15.9026 | 8.7557 | 6.8172 | 6.7073 | 6.7674
00 Exist FBC_DryFGD_SNCR_ACI | 8.7505 | 8.7505 | 8.5044 | 8.7505 | 8.7458 | 1.4504 | 1.4504
00 Exist FBC_DryFGD_SNCR_ACI_DSI | 12.9473 | 0 | 0 | 0 | 0 | 0 | 0
00 Exist FBC_DryFGD_SNCR_DSI | 0.49954 | 0.28073 | 0 | 0 | 0 | 0 | 0
00 Exist FBC_DSI | 12.733 | 12.5976 | 14.246 | 12.381 | 11.2353 | 7.7672 | 9.1216
00 Exist FBC_SNCR | 0 | 0 | 0 | 0 | 0 | 0 | 0
00 Exist FBC_SNCR_ACI_DSI | 7.1881 | 7.1881 | 7.1881 | 7.1881 | 6.034 | 6.034 | 6.034
00 Exist FBC_SNCR_DSI | 17.3403 | 15.4101 | 15.248 | 12.7639 | 12.2229 | 11.2205 | 10.7429
00 Exist FBC_WetFGD_SNCR | 0.32113 | 0.53878 | 1.2391 | 0.53878 | 0.44976 | 0 | 0
00 Exist FBC_WetFGD_DSI | 1.2708 | 1.2708 | 1.1817 | 0.50885 | 0.62522 | 0.88987 | 1.2708
00 Exist_Non-FBC_Uncontrolled | 7.108 | 6.9637 | 6.7611 | 6.7611 | 5.7546 | 5.4211 | 5.3956
00 Exist_Non-FBC_ACI | 186.1635 | 102.92 | 108.0327 | 105.2419 | 98.2182 | 88.2523 | 88.5167
00 Exist_Non-FBC_ACI_DSI | 23.0147 | 29.2919 | 31.8322 | 30.6485 | 23.3982 | 19.6013 | 19.7648
00 Exist_Non-FBC_DryFGD | 0 | 0 | 0 | 0 | 0 | 0 | 0
00 Exist_Non-FBC_DryFGD_ACI | 133.2012 | 153.6571 | 122.4296 | 119.0804 | 108.5553 | 100.2907 | 100.0582
00 Exist_Non-FBC_DryFGD_SCR | 0.99935 | 0 | 0 | 0 | 0 | 0 | 0
00 Exist_Non-FBC_DryFGD_SCR_ACI | 151.3821 | 182.064 | 142.602 | 145.6148 | 136.5707 | 130.1798 | 125.5371
00 Exist_Non-FBC_DryFGD_SCR_DSI | 6.3161 | 6.3161 | 6.3161 | 6.3161 | 5.9827 | 5.302 | 5.302
00 Exist_Non-FBC_DryFGD_SCR_ACI_DSI | 20.1801 | 21.7698 | 22.1054 | 21.1723 | 19.2201 | 17.344 | 17.3019
00 Exist_Non-FBC_DryFGD_SNCR_ACI | 47.7613 | 26.8438 | 26.8438 | 26.8438 | 25.7437 | 22.547 | 22.547
00 Exist_Non-FBC_DryFGD_SNCR_ACI_DSI | 12.075 | 13.5877 | 13.5877 | 13.5877 | 11.4138 | 9.7533 | 9.8747
00 Exist_Non-FBC_DSI | 15.0129 | 18.2415 | 22.1064 | 22.1064 | 19.826 | 17.6777 | 18.557
00 Exist_Non-FBC_SCR_ACI | 88.5989 | 100.1509 | 102.5433 | 100.5958 | 90.2708 | 81.9726 | 79.2779
00 Exist_Non-FBC_SCR_ACI_DSI | 16.6047 | 8.9769 | 8.9769 | 8.1689 | 7.4077 | 3.8708 | 5.2133
00 Exist_Non-FBC_SNCR_ACI | 3.0539 | 9.0473 | 12.9373 | 12.9373 | 11.8452 | 10.2214 | 10.2214
00 Exist_Non-FBC_SNCR_ACI_DSI | 15.815 | 0.35853 | 0 | 0 | 0 | 0 | 0
00 Exist_Non-FBC_WetFGD | 63.4319 | 63.7827 | 60.5568 | 60.5568 | 60.5568 | 58.2754 | 59.2094
00 Exist_Non-FBC_WetFGD_ACI | 148.4225 | 105.54 | 75.2476 | 75.2476 | 67.9561 | 62.7508 | 62.3547
00 Exist_Non-FBC_WetFGD_ACI_DSI | 8.6777 | 9.2728 | 0 | 0 | 0 | 0 | 0
00 Exist_Non-FBC_WetFGD_SCR | 684.1674 | 553.5942 | 368.1489 | 366.9274 | 366.9011 | 273.997 | 281.9262
00 Exist_Non-FBC_WetFGD_SCR_DSI | 21.0666 | 0 | 0 | 0 | 0 | 0 | 0
00 Exist_Non-FBC_WetFGD_SCR_ACI | 321.6278 | 383.0596 | 371.8157 | 368.8799 | 332.3858 | 262.0383 | 262.4468
00 Exist_Non-FBC_WetFGD_SCR_ACI_DSI | 156.1163 | 158.9684 | 50.8934 | 46.9935 | 23.1002 | 6.4025 | 7.3784
00 Exist_Non-FBC_WetFGD_SNCR | 15.7347 | 11.1689 | 7.0182 | 7.3105 | 0.05487 | 0.025921 | 0.052054
00 Exist_Non-FBC_WetFGD_SNCR_ACI | 145.1563 | 121.9043 | 107.5086 | 104.866 | 96.5221 | 88.7492 | 86.6037
00 Exist IGCC | 14.0835 | 14.0835 | 0 | 0 | 0 | 0 | 0
00 Exist Fossil_Other | 14.0951 | 14.0228 | 13.3435 | 13.3252 | 12.853 | 12.3153 | 12.3153
00 Exist Fuel Cell | 6.4367 | 6.7302 | 6.1227 | 3.9342 | 3.7708 | 3.0871 | 2.9212
00 Exist Hydro | 919.6666 | 919.6584 | 919.6584 | 919.0546 | 919.0516 | 918.7817 | 918.7048
00 Exist Non Fossil_Other | 69.4128 | 68.4405 | 68.0596 | 65.3261 | 65.1638 | 65.2391 | 65.3049
00 Exist Nuclear | 2639.9325 | 2533.9542 | 2304.4778 | 2175.9872 | 1800.7385 | 1258.2033 | 778.7089
00 Exist Oil/Gas Steam | 101.2944 | 65.7599 | 12.4072 | 4.9822 | 4.557 | 4.5211 | 4.4819
00 Exist Oil/Gas Steam_SCR | 17.4746 | 18.8795 | 4.5659 | 4.4495 | 4.2674 | 4.1586 | 4.1183
00 Exist Oil/Gas Steam_SNCR | 7.9794 | 2.4945 | 0.58053 | 0.1935 | 0.17097 | 0.17474 | 0.17474
00 Exist Biomass | 17.1879 | 14.6263 | 5.893 | 5.6752 | 5.3088 | 1.7809 | 1.8501
00 Exist Landfill Gas | 28.5553 | 27.8562 | 27.5219 | 27.351 | 26.5216 | 24.2802 | 24.1488
00 Exist Geothermal | 53.6746 | 53.6746 | 53.6746 | 53.6746 | 53.6746 | 53.6746 | 53.6746
00 Exist Pump Storage | 58.9911 | 59.1761 | 55.9986 | 74.5616 | 89.8254 | 100.3562 | 102.4999
00 Exist Energy Storage | 0.97523 | 0.97042 | 0.94767 | 0.95266 | 0.94238 | 0.97654 | 0.97595
00 Exist Solar PV | 837.8305 | 837.8305 | 837.8242 | 837.8242 | 837.8242 | 837.8242 | 837.8242
00 Exist Solar Thermal | 9.5762 | 9.5762 | 9.5762 | 9.5762 | 9.5762 | 9.5762 | 9.5762
00 Exist Offshore Wind | 47.2873 | 47.2873 | 47.2873 | 47.2873 | 47.2873 | 47.2873 | 47.2873
00 Exist Onshore Wind | 1654.5913 | 1654.5913 | 1654.5913 | 1654.5913 | 1654.5913 | 1654.5913 | 1654.5913
00 International Imports | 10.9275 | 10.9275 | 10.9275 | 9.977 | 9.977 | 9.977 | 9.977
00 Ret.Exist Combined Cycle & CF Limit | 0 | 0 | 0 | 0 | 0 | 0 | 0
00 Ret.Exist Combined Cycle & CCS | 0 | 0 | 58.6173 | 58.6172 | 0.24446 | 0.18653 | 0.0058294
00 Ret.Exist Combined Cycle & Hydrogen | 24.5383 | 47.3522 | 36.9853 | 4.5137 | 1.7813 | 1.2042 | 1.6831
00 Ret.Exist Combined Cycle & Hydrogen Retrofit Undone | 0 | 0 | 0 | 0 | 0 | 0 | 0
00 Ret.Exist Combined Cycle & HRI | 0 | 0 | 0 | 0 | 0 | 0 | 0
00 Ret.Exist Combustion Turbine & HRI | 0 | 0 | 0 | 0 | 0 | 0 | 0
00 Ret.Exist_FBC_NoCtrl & CCS | 0 | 0 | 0 | 0 | 0 | 0 | 0
00 Ret.Exist_FBC_NoCtrl & DRET | 0 | 0 | 0 | 0 | 0 | 0 | 0
00 Ret.Exist_FBC_NoCtrl & GPM | 0 | 0 | 0 | 0 | 0 | 0 | 0
00 Ret.Exist_FBC_NoCtrl & GPM & CCS | 0 | 0 | 0 | 0 | 0 | 0 | 0
00 Ret.Exist_FBC_NoCtrl & GPM & DRET | 0 | 0 | 0 | 0 | 0 | 0 | 0
00 Ret.Exist_FBC_NoCtrl & GPM & NGC | 0 | 0 | 0 | 0 | 0 | 0 | 0
00 Ret.Exist_FBC_NoCtrl & GPM & SNCR | 0 | 0 | 0 | 0 | 0 | 0 | 0
00 Ret.Exist_FBC_NoCtrl & GPM & SNCR & CCS | 0 | 0 | 0 | 0 | 0 | 0 | 0
00 Ret.Exist_FBC_NoCtrl & GPM & SNCR & DRET | 0 | 0 | 0 | 0 | 0 | 0 | 0
00 Ret.Exist_FBC_NoCtrl & GPM & SNCR & NGC | 0 | 0 | 0 | 0 | 0 | 0 | 0
00 Ret.Exist_FBC_NoCtrl & NGC | 0 | 0 | 0 | 0 | 0 | 0 | 0
00 Ret.Exist_FBC_NoCtrl & SNCR | 0 | 0 | 0 | 0 | 0 | 0 | 0
00 Ret.Exist_FBC_NoCtrl & SNCR & CCS | 0 | 0 | 0 | 0 | 0 | 0 | 0
00 Ret.Exist_FBC_NoCtrl & SNCR & DRET | 0 | 0 | 0 | 0 | 0 | 0 | 0
00 Ret.Exist_FBC_NoCtrl & SNCR & NGC | 0 | 0 | 0 | 0 | 0 | 0 | 0
00 Ret.Exist_FBC_ACI_DSI & CCS | 0 | 0 | 0 | 0 | 0 | 0 | 0
00 Ret.Exist_FBC_ACI_DSI & DCCS | 0 | 0 | 0 | 0 | 0 | 0 | 0
00 Ret.Exist_FBC_ACI_DSI & DCCS & CCS | 0 | 0 | 0 | 0 | 0 | 0 | 0
00 Ret.Exist_FBC_ACI_DSI & DCCS & SNCR & CCS | 0 | 0 | 0 | 0 | 0 | 0 | 0
00 Ret.Exist_FBC_ACI_DSI & DRET | 0 | 0 | 0 | 0 | 0 | 0 | 0
00 Ret.Exist_FBC_ACI_DSI & GPM | 0 | 10.7222 | 7.2228 | 7.2228 | 6.0551 | 5.3416 | 5.97
00 Ret.Exist_FBC_ACI_DSI & GPM & CCS | 0 | 0 | 2.2483 | 2.2483 | 0 | 0 | 0
00 Ret.Exist_FBC_ACI_DSI & GPM & DRET | 0 | 0 | 0 | 0 | 0 | 0 | 0
00 Ret.Exist_FBC_ACI_DSI & GPM & NGC | 0 | 0 | 0 | 0 | 0 | 0 | 0
00 Ret.Exist_FBC_ACI_DSI & GPM & SNCR | 0 | 0 | 0 | 0 | 0 | 0 | 0
00 Ret.Exist_FBC_ACI_DSI & GPM & SNCR & CCS | 0 | 0 | 0 | 0 | 0 | 0 | 0
00 Ret.Exist_FBC_ACI_DSI & GPM & SNCR & DRET | 0 | 0 | 0 | 0 | 0 | 0 | 0
00 Ret.Exist_FBC_ACI_DSI & GPM & SNCR & NGC | 0 | 0 | 0 | 0 | 0 | 0 | 0
00 Ret.Exist_FBC_ACI_DSI & NGC | 0 | 0 | 0 | 0 | 0 | 0 | 0
00 Ret.Exist_FBC_ACI_DSI & SNCR | 0 | 0 | 0 | 0 | 0 | 0 | 0
00 Ret.Exist_FBC_ACI_DSI & SNCR & CCS | 0 | 0 | 0 | 0 | 0 | 0 | 0
00 Ret.Exist_FBC_ACI_DSI & SNCR & DRET | 0 | 0 | 0 | 0 | 0 | 0 | 0
00 Ret.Exist_FBC_ACI_DSI & SNCR & NGC | 0 | 0 | 0 | 0 | 0 | 0 | 0
00 Ret.Exist_FBC_DryFGD_ACI & CCS | 0 | 0 | 0 | 0 | 0 | 0 | 0
00 Ret.Exist_FBC_DryFGD_ACI & DCCS | 0 | 0 | 0 | 0 | 0 | 0 | 0
00 Ret.Exist_FBC_DryFGD_ACI & DCCS & CCS | 0 | 0 | 0 | 0 | 0 | 0 | 0
00 Ret.Exist_FBC_DryFGD_ACI & DCCS & SNCR & CCS | 0 | 0 | 0 | 0 | 0 | 0 | 0
00 Ret.Exist_FBC_DryFGD_ACI & DRET | 0 | 0 | 0 | 0 | 0 | 0 | 0
00 Ret.Exist_FBC_DryFGD_ACI & GPM | 0 | 0 | 0 | 0 | 0 | 0 | 0
00 Ret.Exist_FBC_DryFGD_ACI & GPM & CCS | 0 | 0 | 0 | 0 | 0 | 0 | 0
00 Ret.Exist_FBC_DryFGD_ACI & GPM & DRET | 0 | 0 | 0 | 0 | 0 | 0 | 0
00 Ret.Exist_FBC_DryFGD_ACI & GPM & NGC | 0 | 0 | 0 | 0 | 0 | 0 | 0
00 Ret.Exist_FBC_DryFGD_ACI & GPM & SNCR | 0 | 0 | 0 | 0 | 0 | 0 | 0
00 Ret.Exist_FBC_DryFGD_ACI & GPM & SNCR & CCS | 0 | 0 | 0 | 0 | 0 | 0 | 0
00 Ret.Exist_FBC_DryFGD_ACI & GPM & SNCR & DRET | 0 | 0 | 0 | 0 | 0 | 0 | 0
00 Ret.Exist_FBC_DryFGD_ACI & GPM & SNCR & NGC | 0 | 0 | 0 | 0 | 0 | 0 | 0
00 Ret.Exist_FBC_DryFGD_ACI & NGC | 0 | 0 | 0 | 0 | 0 | 0 | 0
00 Ret.Exist_FBC_DryFGD_ACI & SNCR | 0 | 0 | 0 | 0 | 0 | 0 | 0
00 Ret.Exist_FBC_DryFGD_ACI & SNCR & CCS | 0 | 0 | 0 | 0 | 0 | 0 | 0
00 Ret.Exist_FBC_DryFGD_ACI & SNCR & DRET | 0 | 0 | 0 | 0 | 0 | 0 | 0
00 Ret.Exist_FBC_DryFGD_ACI & SNCR & NGC | 0 | 0 | 0 | 0 | 0 | 0 | 0
00 Ret.Exist_FBC_DryFGD_DSI & ACI | 0 | 0 | 0 | 0 | 0 | 0 | 0
00 Ret.Exist_FBC_DryFGD_DSI & ACI & DRET | 0 | 0 | 0 | 0 | 0 | 0 | 0
00 Ret.Exist_FBC_DryFGD_DSI & ACI & GPM | 0 | 0 | 0 | 0 | 0 | 0 | 0
00 Ret.Exist_FBC_DryFGD_DSI & ACI & GPM & DRET | 0 | 0 | 0 | 0 | 0 | 0 | 0
00 Ret.Exist_FBC_DryFGD_DSI & ACI & GPM & NGC | 0 | 0 | 0 | 0 | 0 | 0 | 0
00 Ret.Exist_FBC_DryFGD_DSI & ACI & GPM & SNCR | 0 | 0 | 0 | 0 | 0 | 0 | 0
00 Ret.Exist_FBC_DryFGD_DSI & ACI & GPM & SNCR & DRET | 0 | 0 | 0 | 0 | 0 | 0 | 0
00 Ret.Exist_FBC_DryFGD_DSI & ACI & GPM & SNCR & NGC | 0 | 0 | 0 | 0 | 0 | 0 | 0
00 Ret.Exist_FBC_DryFGD_DSI & ACI & NGC | 0 | 0 | 0 | 0 | 0 | 0 | 0
00 Ret.Exist_FBC_DryFGD_DSI & ACI & SNCR | 0 | 0 | 0 | 0 | 0 | 0 | 0
00 Ret.Exist_FBC_DryFGD_DSI & ACI & SNCR & DRET | 0 | 0 | 0 | 0 | 0 | 0 | 0
00 Ret.Exist_FBC_DryFGD_DSI & ACI & SNCR & NGC | 0 | 0 | 0 | 0 | 0 | 0 | 0
00 Ret.Exist_FBC_DryFGD_DSI & DRET | 0 | 0 | 0 | 0 | 0 | 0 | 0
00 Ret.Exist_FBC_DryFGD_DSI & GPM | 0 | 0.1691 | 0 | 0 | 0 | 0 | 0
00 Ret.Exist_FBC_DryFGD_DSI & GPM & DRET | 0 | 0 | 0 | 0 | 0 | 0 | 0
00 Ret.Exist_FBC_DryFGD_DSI & GPM & NGC | 0 | 0 | 0 | 0 | 0 | 0 | 0
00 Ret.Exist_FBC_DryFGD_DSI & GPM & SNCR | 0 | 0 | 0 | 0 | 0 | 0 | 0
00 Ret.Exist_FBC_DryFGD_DSI & GPM & SNCR & DRET | 0 | 0 | 0 | 0 | 0 | 0 | 0
00 Ret.Exist_FBC_DryFGD_DSI & GPM & SNCR & NGC | 0 | 0 | 0 | 0 | 0 | 0 | 0
00 Ret.Exist_FBC_DryFGD_DSI & NGC | 0 | 0 | 0 | 0 | 0 | 0 | 0
00 Ret.Exist_FBC_DryFGD_DSI & SNCR | 0 | 0 | 0 | 0 | 0 | 0 | 0
00 Ret.Exist_FBC_DryFGD_DSI & SNCR & DRET | 0 | 0 | 0 | 0 | 0 | 0 | 0
00 Ret.Exist_FBC_DryFGD_DSI & SNCR & NGC | 0 | 0 | 0 | 0 | 0 | 0 | 0
00 Ret.Exist_FBC_DryFGD_SNCR & ACI | 0 | 0 | 0 | 0 | 0 | 0 | 0
00 Ret.Exist_FBC_DryFGD_SNCR & ACI & CCS | 0 | 0 | 0 | 0 | 0 | 0 | 0
00 Ret.Exist_FBC_DryFGD_SNCR & ACI & DRET | 0 | 0 | 0 | 0 | 0 | 0 | 0
00 Ret.Exist_FBC_DryFGD_SNCR & ACI & GPM | 0 | 0 | 0 | 0 | 0 | 0 | 0
00 Ret.Exist_FBC_DryFGD_SNCR & ACI & GPM & CCS | 0 | 0 | 0 | 0 | 0 | 0 | 0
00 Ret.Exist_FBC_DryFGD_SNCR & ACI & GPM & DRET | 0 | 0 | 0 | 0 | 0 | 0 | 0
00 Ret.Exist_FBC_DryFGD_SNCR & ACI & GPM & NGC | 0 | 0 | 0 | 0 | 0 | 0 | 0
00 Ret.Exist_FBC_DryFGD_SNCR & ACI & NGC | 0 | 0 | 0 | 0 | 0 | 0 | 0
00 Ret.Exist_FBC_DryFGD_SNCR & CCS | 0 | 0 | 5.4953 | 5.4953 | 0 | 0 | 0
00 Ret.Exist_FBC_DryFGD_SNCR & DCCS | 0 | 0 | 0 | 0 | 0 | 0 | 0
00 Ret.Exist_FBC_DryFGD_SNCR & DCCS & CCS | 0 | 0 | 0 | 0 | 0 | 0 | 0
00 Ret.Exist_FBC_DryFGD_SNCR & DRET | 0 | 0 | 0 | 0 | 0 | 0 | 0
00 Ret.Exist_FBC_DryFGD_SNCR & GPM | 0 | 0 | 0 | 0 | 0 | 0 | 0
00 Ret.Exist_FBC_DryFGD_SNCR & GPM & CCS | 0 | 0 | 0 | 0 | 0 | 0 | 0
00 Ret.Exist_FBC_DryFGD_SNCR & GPM & DRET | 0 | 0 | 0 | 0 | 0 | 0 | 0
00 Ret.Exist_FBC_DryFGD_SNCR & GPM & NGC | 0 | 0 | 0 | 0 | 0 | 0 | 0
00 Ret.Exist_FBC_DryFGD_SNCR & NGC | 0 | 0 | 0 | 0 | 0 | 0 | 0
00 Ret.Exist_FBC_DryFGD_SNCR_ACI & CCS | 0 | 0 | 0 | 0 | 0 | 0 | 0
00 Ret.Exist_FBC_DryFGD_SNCR_ACI & DCCS | 0 | 0 | 0 | 0 | 0 | 0 | 0
00 Ret.Exist_FBC_DryFGD_SNCR_ACI & DCCS & CCS | 0 | 0 | 0 | 0 | 0 | 0 | 0
00 Ret.Exist_FBC_DryFGD_SNCR_ACI & DRET | 0 | 0 | 0 | 0 | 0 | 0 | 0
00 Ret.Exist_FBC_DryFGD_SNCR_ACI & GPM | 0 | 0 | 0 | 0 | 0 | 0 | 0
00 Ret.Exist_FBC_DryFGD_SNCR_ACI & GPM & CCS | 0 | 0 | 0 | 0 | 0 | 0 | 0
00 Ret.Exist_FBC_DryFGD_SNCR_ACI & GPM & DRET | 0 | 0 | 0 | 0 | 0 | 0 | 0
00 Ret.Exist_FBC_DryFGD_SNCR_ACI & GPM & NGC | 0 | 0 | 0 | 0 | 0 | 0 | 0
00 Ret.Exist_FBC_DryFGD_SNCR_ACI & NGC | 0 | 0 | 0 | 0 | 0 | 0 | 0
00 Ret.Exist_FBC_DryFGD_SNCR_ACI_DSI & CCS | 0 | 9.878 | 9.878 | 9.878 | 9.6686 | 2.0601 | 2.0601
00 Ret.Exist_FBC_DryFGD_SNCR_ACI_DSI & DCCS | 0 | 0 | 0 | 0 | 0 | 0 | 0
00 Ret.Exist_FBC_DryFGD_SNCR_ACI_DSI & DCCS & CCS | 0 | 0 | 0 | 0 | 0 | 0 | 0
00 Ret.Exist_FBC_DryFGD_SNCR_ACI_DSI & DRET | 0 | 0 | 0 | 0 | 0 | 0 | 0
00 Ret.Exist_FBC_DryFGD_SNCR_ACI_DSI & GPM | 0 | 0 | 0 | 0 | 0 | 0 | 0
00 Ret.Exist_FBC_DryFGD_SNCR_ACI_DSI & GPM & CCS | 0 | 0 | 0 | 0 | 0 | 0 | 0
00 Ret.Exist_FBC_DryFGD_SNCR_ACI_DSI & GPM & DRET | 0 | 0 | 0 | 0 | 0 | 0 | 0
00 Ret.Exist_FBC_DryFGD_SNCR_ACI_DSI & GPM & NGC | 0 | 0 | 0 | 0 | 0 | 0 | 0
00 Ret.Exist_FBC_DryFGD_SNCR_ACI_DSI & NGC | 0 | 0 | 0 | 0 | 0 | 0 | 0
00 Ret.Exist_FBC_DryFGD_SNCR_DSI & ACI | 0 | 0 | 0 | 0 | 0 | 0 | 0
00 Ret.Exist_FBC_DryFGD_SNCR_DSI & ACI & DRET | 0 | 0 | 0 | 0 | 0 | 0 | 0
00 Ret.Exist_FBC_DryFGD_SNCR_DSI & ACI & GPM | 0 | 0 | 0 | 0 | 0 | 0 | 0
00 Ret.Exist_FBC_DryFGD_SNCR_DSI & ACI & GPM & DRET | 0 | 0 | 0 | 0 | 0 | 0 | 0
00 Ret.Exist_FBC_DryFGD_SNCR_DSI & ACI & GPM & NGC | 0 | 0 | 0 | 0 | 0 | 0 | 0
00 Ret.Exist_FBC_DryFGD_SNCR_DSI & ACI & NGC | 0 | 0 | 0 | 0 | 0 | 0 | 0
00 Ret.Exist_FBC_DryFGD_SNCR_DSI & DRET | 0 | 0 | 0 | 0 | 0 | 0 | 0
00 Ret.Exist_FBC_DryFGD_SNCR_DSI & GPM | 0 | 0 | 0 | 0 | 0 | 0 | 0
00 Ret.Exist_FBC_DryFGD_SNCR_DSI & GPM & DRET | 0 | 0 | 0 | 0 | 0 | 0 | 0
00 Ret.Exist_FBC_DryFGD_SNCR_DSI & GPM & NGC | 0 | 0 | 0 | 0 | 0 | 0 | 0
00 Ret.Exist_FBC_DryFGD_SNCR_DSI & NGC | 0 | 0 | 0 | 0 | 0 | 0 | 0
00 Ret.Exist_FBC_DSI & ACI | 0 | 0 | 0 | 0 | 0 | 0 | 0
00 Ret.Exist_FBC_DSI & ACI & DRET | 0 | 0 | 0 | 0 | 0 | 0 | 0
00 Ret.Exist_FBC_DSI & ACI & GPM | 0 | 0 | 0 | 0 | 0 | 0 | 0
00 Ret.Exist_FBC_DSI & ACI & GPM & DRET | 0 | 0 | 0 | 0 | 0 | 0 | 0
00 Ret.Exist_FBC_DSI & ACI & GPM & NGC | 0 | 0 | 0 | 0 | 0 | 0 | 0
00 Ret.Exist_FBC_DSI & ACI & GPM & SNCR | 0 | 0 | 0 | 0 | 0 | 0 | 0
00 Ret.Exist_FBC_DSI & ACI & GPM & SNCR & DRET | 0 | 0 | 0 | 0 | 0 | 0 | 0
00 Ret.Exist_FBC_DSI & ACI & GPM & SNCR & NGC | 0 | 0 | 0 | 0 | 0 | 0 | 0
00 Ret.Exist_FBC_DSI & ACI & NGC | 0 | 0 | 0 | 0 | 0 | 0 | 0
00 Ret.Exist_FBC_DSI & ACI & SNCR | 0 | 0 | 0 | 0 | 0 | 0 | 0
00 Ret.Exist_FBC_DSI & ACI & SNCR & DRET | 0 | 0 | 0 | 0 | 0 | 0 | 0
00 Ret.Exist_FBC_DSI & ACI & SNCR & NGC | 0 | 0 | 0 | 0 | 0 | 0 | 0
00 Ret.Exist_FBC_DSI & DRET | 0 | 0 | 0 | 0 | 0 | 0 | 0
00 Ret.Exist_FBC_DSI & GPM | 0 | 4.1893 | 3.2928 | 1.232 | 1.3383 | 1.4838 | 1.0695
00 Ret.Exist_FBC_DSI & GPM & DRET | 0 | 0 | 0 | 0 | 0 | 0 | 0
00 Ret.Exist_FBC_DSI & GPM & NGC | 0 | 0 | 0 | 0 | 0 | 0 | 0
00 Ret.Exist_FBC_DSI & GPM & SNCR | 0 | 0 | 0 | 0 | 0 | 0 | 0
00 Ret.Exist_FBC_DSI & GPM & SNCR & DRET | 0 | 0 | 0 | 0 | 0 | 0 | 0
00 Ret.Exist_FBC_DSI & GPM & SNCR & NGC | 0 | 0 | 0 | 0 | 0 | 0 | 0
00 Ret.Exist_FBC_DSI & NGC | 0 | 0 | 0 | 0 | 0 | 0 | 0
00 Ret.Exist_FBC_DSI & SNCR | 0 | 0 | 0 | 0 | 0 | 0 | 0
00 Ret.Exist_FBC_DSI & SNCR & DRET | 0 | 0 | 0 | 0 | 0 | 0 | 0
00 Ret.Exist_FBC_DSI & SNCR & NGC | 0 | 0 | 0 | 0 | 0 | 0 | 0
00 Ret.Exist_FBC_SNCR & ACI | 0 | 0 | 0 | 0 | 0 | 0 | 0
00 Ret.Exist_FBC_SNCR & ACI & DRET | 0 | 0 | 0 | 0 | 0 | 0 | 0
00 Ret.Exist_FBC_SNCR & ACI & NGC | 0 | 0 | 0 | 0 | 0 | 0 | 0
00 Ret.Exist_FBC_SNCR & DRET | 0 | 0 | 0 | 0 | 0 | 0 | 0
00 Ret.Exist_FBC_SNCR & GPM | 0 | 0 | 0 | 0 | 0 | 0 | 0
00 Ret.Exist_FBC_SNCR & GPM & DRET | 0 | 0 | 0 | 0 | 0 | 0 | 0
00 Ret.Exist_FBC_SNCR & GPM & NGC | 0 | 0 | 0 | 0 | 0 | 0 | 0
00 Ret.Exist_FBC_SNCR & NGC | 1.3207 | 1.3207 | 0 | 0 | 0 | 0 | 0
00 Ret.Exist_FBC_SNCR_ACI_DSI & CCS | 0 | 0 | 0 | 0 | 0 | 0 | 0
00 Ret.Exist_FBC_SNCR_ACI_DSI & DCCS | 0 | 0 | 0 | 0 | 0 | 0 | 0
00 Ret.Exist_FBC_SNCR_ACI_DSI & DCCS & CCS | 0 | 0 | 0 | 0 | 0 | 0 | 0
00 Ret.Exist_FBC_SNCR_ACI_DSI & DRET | 0 | 0 | 0 | 0 | 0 | 0 | 0
00 Ret.Exist_FBC_SNCR_ACI_DSI & GPM | 0 | 0 | 0 | 0 | 0 | 0 | 0
00 Ret.Exist_FBC_SNCR_ACI_DSI & GPM & CCS | 0 | 0 | 0 | 0 | 0 | 0 | 0
00 Ret.Exist_FBC_SNCR_ACI_DSI & GPM & DRET | 0 | 0 | 0 | 0 | 0 | 0 | 0
00 Ret.Exist_FBC_SNCR_ACI_DSI & GPM & NGC | 0 | 0 | 0 | 0 | 0 | 0 | 0
00 Ret.Exist_FBC_SNCR_ACI_DSI & NGC | 0 | 0 | 0 | 0 | 0 | 0 | 0
00 Ret.Exist_FBC_SNCR_DSI & ACI | 0 | 0 | 0 | 0 | 0 | 0 | 0
00 Ret.Exist_FBC_SNCR_DSI & ACI & CCS | 0 | 0 | 0 | 0 | 0 | 0 | 0
00 Ret.Exist_FBC_SNCR_DSI & ACI & DRET | 0 | 0 | 0 | 0 | 0 | 0 | 0
00 Ret.Exist_FBC_SNCR_DSI & ACI & GPM | 0 | 0 | 0 | 0 | 0 | 0 | 0
00 Ret.Exist_FBC_SNCR_DSI & ACI & GPM & CCS | 0 | 0 | 0 | 0 | 0 | 0 | 0
00 Ret.Exist_FBC_SNCR_DSI & ACI & GPM & DRET | 0 | 0 | 0 | 0 | 0 | 0 | 0
00 Ret.Exist_FBC_SNCR_DSI & ACI & GPM & NGC | 0 | 0 | 0 | 0 | 0 | 0 | 0
00 Ret.Exist_FBC_SNCR_DSI & ACI & NGC | 0 | 0 | 0 | 0 | 0 | 0 | 0
00 Ret.Exist_FBC_SNCR_DSI & CCS | 0 | 0 | 0 | 0 | 0 | 0 | 0
00 Ret.Exist_FBC_SNCR_DSI & DCCS | 0 | 0 | 0 | 0 | 0 | 0 | 0
00 Ret.Exist_FBC_SNCR_DSI & DCCS & CCS | 0 | 0 | 0 | 0 | 0 | 0 | 0
00 Ret.Exist_FBC_SNCR_DSI & DRET | 0 | 0 | 0 | 0 | 0 | 0 | 0
00 Ret.Exist_FBC_SNCR_DSI & GPM | 2.8281 | 2.5924 | 2.5924 | 2.5924 | 2.5924 | 2.5924 | 2.5924
00 Ret.Exist_FBC_SNCR_DSI & GPM & CCS | 0 | 0 | 0 | 0 | 0 | 0 | 0
00 Ret.Exist_FBC_SNCR_DSI & GPM & DRET | 0 | 0 | 0 | 0 | 0 | 0 | 0
00 Ret.Exist_FBC_SNCR_DSI & GPM & NGC | 0 | 0 | 0 | 0 | 0 | 0 | 0
00 Ret.Exist_FBC_SNCR_DSI & NGC | 0 | 0 | 0 | 0 | 0 | 0 | 0
00 Ret.Exist_FBC_WetFGD_DSI & ACI | 0 | 0 | 0 | 0 | 0 | 0 | 0
00 Ret.Exist_FBC_WetFGD_DSI & ACI & DRET | 0 | 0 | 0 | 0 | 0 | 0 | 0
00 Ret.Exist_FBC_WetFGD_DSI & ACI & GPM | 0 | 0 | 0 | 0 | 0 | 0 | 0
00 Ret.Exist_FBC_WetFGD_DSI & ACI & GPM & DRET | 0 | 0 | 0 | 0 | 0 | 0 | 0
00 Ret.Exist_FBC_WetFGD_DSI & ACI & GPM & NGC | 0 | 0 | 0 | 0 | 0 | 0 | 0
00 Ret.Exist_FBC_WetFGD_DSI & ACI & GPM & SNCR | 0 | 0 | 0 | 0 | 0 | 0 | 0
00 Ret.Exist_FBC_WetFGD_DSI & ACI & GPM & SNCR & DRET | 0 | 0 | 0 | 0 | 0 | 0 | 0
00 Ret.Exist_FBC_WetFGD_DSI & ACI & GPM & SNCR & NGC | 0 | 0 | 0 | 0 | 0 | 0 | 0
00 Ret.Exist_FBC_WetFGD_DSI & ACI & NGC | 0 | 0 | 0 | 0 | 0 | 0 | 0
00 Ret.Exist_FBC_WetFGD_DSI & ACI & SNCR | 0 | 0 | 0 | 0 | 0 | 0 | 0
00 Ret.Exist_FBC_WetFGD_DSI & ACI & SNCR & DRET | 0 | 0 | 0 | 0 | 0 | 0 | 0
00 Ret.Exist_FBC_WetFGD_DSI & ACI & SNCR & NGC | 0 | 0 | 0 | 0 | 0 | 0 | 0
00 Ret.Exist_FBC_WetFGD_DSI & DRET | 0 | 0 | 0 | 0 | 0 | 0 | 0
00 Ret.Exist_FBC_WetFGD_DSI & GPM | 0 | 0 | 0 | 0 | 0 | 0 | 0
00 Ret.Exist_FBC_WetFGD_DSI & GPM & DRET | 0 | 0 | 0 | 0 | 0 | 0 | 0
00 Ret.Exist_FBC_WetFGD_DSI & GPM & NGC | 0 | 0 | 0 | 0 | 0 | 0 | 0
00 Ret.Exist_FBC_WetFGD_DSI & GPM & SNCR | 0 | 0 | 0 | 0 | 0 | 0 | 0
00 Ret.Exist_FBC_WetFGD_DSI & GPM & SNCR & DRET | 0 | 0 | 0 | 0 | 0 | 0 | 0
00 Ret.Exist_FBC_WetFGD_DSI & GPM & SNCR & NGC | 0 | 0 | 0 | 0 | 0 | 0 | 0
00 Ret.Exist_FBC_WetFGD_DSI & NGC | 0 | 0 | 0 | 0 | 0 | 0 | 0
00 Ret.Exist_FBC_WetFGD_DSI & SNCR | 0 | 0 | 0 | 0 | 0 | 0 | 0
00 Ret.Exist_FBC_WetFGD_DSI & SNCR & DRET | 0 | 0 | 0 | 0 | 0 | 0 | 0
00 Ret.Exist_FBC_WetFGD_DSI & SNCR & NGC | 0 | 0 | 0 | 0 | 0 | 0 | 0
00 Ret.Exist_FBC_WetFGD_SNCR & ACI | 0 | 0 | 0 | 0 | 0 | 0 | 0
00 Ret.Exist_FBC_WetFGD_SNCR & ACI & DRET | 0 | 0 | 0 | 0 | 0 | 0 | 0
00 Ret.Exist_FBC_WetFGD_SNCR & ACI & NGC | 0 | 0 | 0 | 0 | 0 | 0 | 0
00 Ret.Exist_FBC_WetFGD_SNCR & DRET | 0 | 0 | 0 | 0 | 0 | 0 | 0
00 Ret.Exist_FBC_WetFGD_SNCR & GPM | 0 | 0 | 0 | 0 | 0 | 0 | 0
00 Ret.Exist_FBC_WetFGD_SNCR & GPM & DRET | 0 | 0 | 0 | 0 | 0 | 0 | 0
00 Ret.Exist_FBC_WetFGD_SNCR & GPM & NGC | 0 | 0 | 0 | 0 | 0 | 0 | 0
00 Ret.Exist_FBC_WetFGD_SNCR & NGC | 0 | 0 | 0 | 0 | 0 | 0 | 0
00 Ret.Exist_Non-FBC_ACI & C2G | 0.60854 | 0.60854 | 0 | 0 | 0 | 0 | 0
00 Ret.Exist_Non-FBC_ACI & C2G & SCR | 0 | 0 | 0 | 0 | 0 | 0 | 0
00 Ret.Exist_Non-FBC_ACI & DCCS | 0 | 0 | 0 | 0 | 0 | 0 | 0
00 Ret.Exist_Non-FBC_ACI & DCCS & WetFGD & SCR & CCS | 0 | 0 | 0 | 0 | 0 | 0 | 0
00 Ret.Exist_Non-FBC_ACI & DRET | 0 | 0 | 0 | 0 | 0 | 0 | 0
00 Ret.Exist_Non-FBC_ACI & DSI | 0 | 0 | 0 | 0 | 0 | 0 | 0
00 Ret.Exist_Non-FBC_ACI & DSI & C2G | 0 | 0 | 0 | 0 | 0 | 0 | 0
00 Ret.Exist_Non-FBC_ACI & DSI & C2G & SCR | 0 | 0 | 0 | 0 | 0 | 0 | 0
00 Ret.Exist_Non-FBC_ACI & DSI & DRET | 0 | 0 | 0 | 0 | 0 | 0 | 0
00 Ret.Exist_Non-FBC_ACI & DSI & GPM | 0 | 0 | 0 | 0 | 0 | 0 | 0
00 Ret.Exist_Non-FBC_ACI & DSI & GPM & C2G | 0 | 0 | 0 | 0 | 0 | 0 | 0
00 Ret.Exist_Non-FBC_ACI & DSI & GPM & C2G & SCR | 0 | 0 | 0 | 0 | 0 | 0 | 0
00 Ret.Exist_Non-FBC_ACI & DSI & GPM & DRET | 0 | 0 | 0 | 0 | 0 | 0 | 0
00 Ret.Exist_Non-FBC_ACI & DSI & GPM & NGC | 0 | 0 | 0 | 0 | 0 | 0 | 0
00 Ret.Exist_Non-FBC_ACI & DSI & GPM & SCR | 0 | 0 | 0 | 0 | 0 | 0 | 0
00 Ret.Exist_Non-FBC_ACI & DSI & GPM & SCR & DRET | 0 | 0 | 0 | 0 | 0 | 0 | 0
00 Ret.Exist_Non-FBC_ACI & DSI & GPM & SCR & NGC | 0 | 0 | 0 | 0 | 0 | 0 | 0
00 Ret.Exist_Non-FBC_ACI & DSI & GPM & SNCR | 0 | 0 | 0 | 0 | 0 | 0 | 0
00 Ret.Exist_Non-FBC_ACI & DSI & GPM & SNCR & DRET | 0 | 0 | 0 | 0 | 0 | 0 | 0
00 Ret.Exist_Non-FBC_ACI & DSI & GPM & SNCR & NGC | 0 | 0 | 0 | 0 | 0 | 0 | 0
00 Ret.Exist_Non-FBC_ACI & DSI & GPM & WetFGD & SCR & CCS | 0 | 0 | 0 | 0 | 0 | 0 | 0
00 Ret.Exist_Non-FBC_ACI & DSI & NGC | 0 | 0 | 0 | 0 | 0 | 0 | 0
00 Ret.Exist_Non-FBC_ACI & DSI & SCR | 0 | 0 | 0 | 0 | 0 | 0 | 0
00 Ret.Exist_Non-FBC_ACI & DSI & SCR & DRET | 0 | 0 | 0 | 0 | 0 | 0 | 0
00 Ret.Exist_Non-FBC_ACI & DSI & SCR & NGC | 0 | 0 | 0 | 0 | 0 | 0 | 0
00 Ret.Exist_Non-FBC_ACI & DSI & SNCR | 0 | 0 | 0 | 0 | 0 | 0 | 0
00 Ret.Exist_Non-FBC_ACI & DSI & SNCR & DRET | 0 | 0 | 0 | 0 | 0 | 0 | 0
00 Ret.Exist_Non-FBC_ACI & DSI & SNCR & NGC | 0 | 0 | 0 | 0 | 0 | 0 | 0
00 Ret.Exist_Non-FBC_ACI & DSI & WetFGD & SCR & CCS | 0 | 0 | 0 | 0 | 0 | 0 | 0
00 Ret.Exist_Non-FBC_ACI & GPM | 0 | 55.0941 | 55.0941 | 55.0941 | 51.2828 | 46.2795 | 46.2795
00 Ret.Exist_Non-FBC_ACI & GPM & C2G | 0 | 0 | 0 | 0 | 0 | 0 | 0
00 Ret.Exist_Non-FBC_ACI & GPM & C2G & SCR | 0 | 0 | 0 | 0 | 0 | 0 | 0
00 Ret.Exist_Non-FBC_ACI & GPM & DRET | 0 | 0 | 0 | 0 | 0 | 0 | 0
00 Ret.Exist_Non-FBC_ACI & GPM & NGC | 0 | 0 | 0 | 0 | 0 | 0 | 0
00 Ret.Exist_Non-FBC_ACI & GPM & SCR | 0 | 0 | 0 | 0 | 0 | 0 | 0
00 Ret.Exist_Non-FBC_ACI & GPM & SCR & DRET | 0 | 0 | 0 | 0 | 0 | 0 | 0
00 Ret.Exist_Non-FBC_ACI & GPM & SCR & NGC | 0 | 0 | 0 | 0 | 0 | 0 | 0
00 Ret.Exist_Non-FBC_ACI & GPM & SNCR | 0 | 0 | 0 | 0 | 0 | 0 | 0
00 Ret.Exist_Non-FBC_ACI & GPM & SNCR & DRET | 0 | 0 | 0 | 0 | 0 | 0 | 0
00 Ret.Exist_Non-FBC_ACI & GPM & SNCR & NGC | 0 | 0 | 0 | 0 | 0 | 0 | 0
00 Ret.Exist_Non-FBC_ACI & GPM & WetFGD & SCR & CCS | 0 | 0 | 0 | 0 | 0 | 0 | 0
00 Ret.Exist_Non-FBC_ACI & NGC | 0 | 0 | 0 | 0 | 0 | 0 | 0
00 Ret.Exist_Non-FBC_ACI & SCR | 0 | 0 | 0 | 0 | 0 | 0 | 0
00 Ret.Exist_Non-FBC_ACI & SCR & C2G | 0 | 0 | 0 | 0 | 0 | 0 | 0
00 Ret.Exist_Non-FBC_ACI & SCR & DRET | 0 | 0 | 0 | 0 | 0 | 0 | 0
00 Ret.Exist_Non-FBC_ACI & SCR & NGC | 0 | 0 | 0 | 0 | 0 | 0 | 0
00 Ret.Exist_Non-FBC_ACI & SCR & WetFGD & CCS | 0 | 0 | 0 | 0 | 0 | 0 | 0
00 Ret.Exist_Non-FBC_ACI & SNCR | 0 | 0 | 0 | 0 | 0 | 0 | 0
00 Ret.Exist_Non-FBC_ACI & SNCR & C2G | 0 | 0 | 0 | 0 | 0 | 0 | 0
00 Ret.Exist_Non-FBC_ACI & SNCR & DRET | 0 | 0 | 0 | 0 | 0 | 0 | 0
00 Ret.Exist_Non-FBC_ACI & SNCR & NGC | 0 | 0 | 0 | 0 | 0 | 0 | 0
00 Ret.Exist_Non-FBC_ACI_DSI & C2G | 0 | 0 | 0 | 0 | 0 | 0 | 0
00 Ret.Exist_Non-FBC_ACI_DSI & C2G & SCR | 0 | 0 | 0 | 0 | 0 | 0 | 0
00 Ret.Exist_Non-FBC_ACI_DSI & DCCS | 0 | 0 | 0 | 0 | 0 | 0 | 0
00 Ret.Exist_Non-FBC_ACI_DSI & DCCS & WetFGD & SCR & CCS | 0 | 0 | 0 | 0 | 0 | 0 | 0
00 Ret.Exist_Non-FBC_ACI_DSI & DRET | 0 | 0 | 0 | 0 | 0 | 0 | 0
00 Ret.Exist_Non-FBC_ACI_DSI & GPM | 0 | 0 | 0 | 0 | 0 | 0 | 0
00 Ret.Exist_Non-FBC_ACI_DSI & GPM & C2G | 0 | 0 | 0 | 0 | 0 | 0 | 0
00 Ret.Exist_Non-FBC_ACI_DSI & GPM & C2G & SCR | 0 | 0 | 0 | 0 | 0 | 0 | 0
00 Ret.Exist_Non-FBC_ACI_DSI & GPM & DRET | 0 | 0 | 0 | 0 | 0 | 0 | 0
00 Ret.Exist_Non-FBC_ACI_DSI & GPM & NGC | 0 | 0 | 0 | 0 | 0 | 0 | 0
00 Ret.Exist_Non-FBC_ACI_DSI & GPM & SCR | 0 | 0 | 0 | 0 | 0 | 0 | 0
00 Ret.Exist_Non-FBC_ACI_DSI & GPM & SCR & DRET | 0 | 0 | 0 | 0 | 0 | 0 | 0
00 Ret.Exist_Non-FBC_ACI_DSI & GPM & SCR & NGC | 0 | 0 | 0 | 0 | 0 | 0 | 0
00 Ret.Exist_Non-FBC_ACI_DSI & GPM & SNCR | 0 | 0 | 0 | 0 | 0 | 0 | 0
00 Ret.Exist_Non-FBC_ACI_DSI & GPM & SNCR & DRET | 0 | 0 | 0 | 0 | 0 | 0 | 0
00 Ret.Exist_Non-FBC_ACI_DSI & GPM & SNCR & NGC | 0 | 0 | 0 | 0 | 0 | 0 | 0
00 Ret.Exist_Non-FBC_ACI_DSI & GPM & WetFGD & SCR & CCS | 0 | 0 | 0 | 0 | 0 | 0 | 0
00 Ret.Exist_Non-FBC_ACI_DSI & NGC | 0 | 0 | 0 | 0 | 0 | 0 | 0
00 Ret.Exist_Non-FBC_ACI_DSI & SCR | 0 | 0 | 0 | 0 | 0 | 0 | 0
00 Ret.Exist_Non-FBC_ACI_DSI & SCR & C2G | 0 | 0 | 0 | 0 | 0 | 0 | 0
00 Ret.Exist_Non-FBC_ACI_DSI & SCR & DRET | 0 | 0 | 0 | 0 | 0 | 0 | 0
00 Ret.Exist_Non-FBC_ACI_DSI & SCR & NGC | 0 | 0 | 0 | 0 | 0 | 0 | 0
00 Ret.Exist_Non-FBC_ACI_DSI & SCR & WetFGD & CCS | 0 | 0 | 0 | 0 | 0 | 0 | 0
00 Ret.Exist_Non-FBC_ACI_DSI & SNCR | 0 | 0 | 0 | 0 | 0 | 0 | 0
00 Ret.Exist_Non-FBC_ACI_DSI & SNCR & C2G | 0 | 0 | 0 | 0 | 0 | 0 | 0
00 Ret.Exist_Non-FBC_ACI_DSI & SNCR & DRET | 0 | 0 | 0 | 0 | 0 | 0 | 0
00 Ret.Exist_Non-FBC_ACI_DSI & SNCR & NGC | 0 | 0 | 0 | 0 | 0 | 0 | 0
00 Ret.Exist_Non-FBC_DryFGD & C2G | 0 | 0 | 0 | 0 | 0 | 0 | 0
00 Ret.Exist_Non-FBC_DryFGD & C2G & SCR | 0 | 0 | 0 | 0 | 0 | 0 | 0
00 Ret.Exist_Non-FBC_DryFGD & DRET | 0 | 0 | 0 | 0 | 0 | 0 | 0
00 Ret.Exist_Non-FBC_DryFGD & GPM | 0 | 0 | 0 | 0 | 0 | 0 | 0
00 Ret.Exist_Non-FBC_DryFGD & GPM & C2G | 0 | 0 | 0 | 0 | 0 | 0 | 0
00 Ret.Exist_Non-FBC_DryFGD & GPM & C2G & SCR | 0 | 0 | 0 | 0 | 0 | 0 | 0
00 Ret.Exist_Non-FBC_DryFGD & GPM & DRET | 0 | 0 | 0 | 0 | 0 | 0 | 0
00 Ret.Exist_Non-FBC_DryFGD & GPM & NGC | 0 | 0 | 0 | 0 | 0 | 0 | 0
00 Ret.Exist_Non-FBC_DryFGD & GPM & SCR | 0 | 0 | 0 | 0 | 0 | 0 | 0
00 Ret.Exist_Non-FBC_DryFGD & GPM & SCR & CCS | 0 | 0 | 0 | 0 | 0 | 0 | 0
00 Ret.Exist_Non-FBC_DryFGD & GPM & SCR & DRET | 0 | 0 | 0 | 0 | 0 | 0 | 0
00 Ret.Exist_Non-FBC_DryFGD & GPM & SCR & NGC | 0 | 0 | 0 | 0 | 0 | 0 | 0
00 Ret.Exist_Non-FBC_DryFGD & GPM & SNCR | 0 | 0 | 0 | 0 | 0 | 0 | 0
00 Ret.Exist_Non-FBC_DryFGD & GPM & SNCR & DRET | 0 | 0 | 0 | 0 | 0 | 0 | 0
00 Ret.Exist_Non-FBC_DryFGD & GPM & SNCR & NGC | 0 | 0 | 0 | 0 | 0 | 0 | 0
00 Ret.Exist_Non-FBC_DryFGD & NGC | 0 | 0 | 0 | 0 | 0 | 0 | 0
00 Ret.Exist_Non-FBC_DryFGD & SCR | 0 | 0 | 0 | 0 | 0 | 0 | 0
00 Ret.Exist_Non-FBC_DryFGD & SCR & C2G | 0 | 0 | 0 | 0 | 0 | 0 | 0
00 Ret.Exist_Non-FBC_DryFGD & SCR & CCS | 0 | 0 | 0 | 0 | 0 | 0 | 0
00 Ret.Exist_Non-FBC_DryFGD & SCR & DRET | 0 | 0 | 0 | 0 | 0 | 0 | 0
00 Ret.Exist_Non-FBC_DryFGD & SCR & NGC | 0 | 0 | 0 | 0 | 0 | 0 | 0
00 Ret.Exist_Non-FBC_DryFGD & SNCR | 0 | 0 | 0 | 0 | 0 | 0 | 0
00 Ret.Exist_Non-FBC_DryFGD & SNCR & C2G | 0 | 0 | 0 | 0 | 0 | 0 | 0
00 Ret.Exist_Non-FBC_DryFGD & SNCR & DRET | 0 | 0 | 0 | 0 | 0 | 0 | 0
00 Ret.Exist_Non-FBC_DryFGD & SNCR & NGC | 0 | 0 | 0 | 0 | 0 | 0 | 0
00 Ret.Exist_Non-FBC_DryFGD_ACI & C2G | 0 | 0 | 0 | 0 | 0 | 0 | 0
00 Ret.Exist_Non-FBC_DryFGD_ACI & C2G & SCR | 0 | 0 | 0 | 0 | 0 | 0 | 0
00 Ret.Exist_Non-FBC_DryFGD_ACI & DCCS | 0 | 0 | 0 | 0 | 0 | 0 | 0
00 Ret.Exist_Non-FBC_DryFGD_ACI & DCCS & SCR & CCS | 0 | 0 | 0 | 0 | 0 | 0 | 0
00 Ret.Exist_Non-FBC_DryFGD_ACI & DRET | 0 | 0 | 0 | 0 | 0 | 0 | 0
00 Ret.Exist_Non-FBC_DryFGD_ACI & GPM | 0 | 0 | 0 | 0 | 0 | 0 | 0
00 Ret.Exist_Non-FBC_DryFGD_ACI & GPM & C2G | 0 | 0 | 0 | 0 | 0 | 0 | 0
00 Ret.Exist_Non-FBC_DryFGD_ACI & GPM & C2G & SCR | 0 | 0 | 0 | 0 | 0 | 0 | 0
00 Ret.Exist_Non-FBC_DryFGD_ACI & GPM & DRET | 0 | 0 | 0 | 0 | 0 | 0 | 0
00 Ret.Exist_Non-FBC_DryFGD_ACI & GPM & NGC | 0 | 0 | 0 | 0 | 0 | 0 | 0
00 Ret.Exist_Non-FBC_DryFGD_ACI & GPM & SCR | 0 | 0 | 0 | 0 | 0 | 0 | 0
00 Ret.Exist_Non-FBC_DryFGD_ACI & GPM & SCR & CCS | 0 | 0 | 0 | 0 | 0 | 0 | 0
00 Ret.Exist_Non-FBC_DryFGD_ACI & GPM & SCR & DRET | 0 | 0 | 0 | 0 | 0 | 0 | 0
00 Ret.Exist_Non-FBC_DryFGD_ACI & GPM & SCR & NGC | 0 | 0 | 0 | 0 | 0 | 0 | 0
00 Ret.Exist_Non-FBC_DryFGD_ACI & GPM & SNCR | 0 | 0 | 0 | 0 | 0 | 0 | 0
00 Ret.Exist_Non-FBC_DryFGD_ACI & GPM & SNCR & DRET | 0 | 0 | 0 | 0 | 0 | 0 | 0
00 Ret.Exist_Non-FBC_DryFGD_ACI & GPM & SNCR & NGC | 0 | 0 | 0 | 0 | 0 | 0 | 0
00 Ret.Exist_Non-FBC_DryFGD_ACI & NGC | 0 | 0 | 0 | 0 | 0 | 0 | 0
00 Ret.Exist_Non-FBC_DryFGD_ACI & SCR | 0 | 0 | 0 | 0 | 0 | 0 | 0
00 Ret.Exist_Non-FBC_DryFGD_ACI & SCR & C2G | 0 | 0 | 0 | 0 | 0 | 0 | 0
00 Ret.Exist_Non-FBC_DryFGD_ACI & SCR & CCS | 0 | 0 | 23.1853 | 23.1853 | 7.3591 | 7.3591 | 7.0666
00 Ret.Exist_Non-FBC_DryFGD_ACI & SCR & DRET | 0 | 0 | 0 | 0 | 0 | 0 | 0
00 Ret.Exist_Non-FBC_DryFGD_ACI & SCR & NGC | 0 | 0 | 0 | 0 | 0 | 0 | 0
00 Ret.Exist_Non-FBC_DryFGD_ACI & SNCR | 0 | 0 | 0 | 0 | 0 | 0 | 0
00 Ret.Exist_Non-FBC_DryFGD_ACI & SNCR & C2G | 0 | 0 | 0 | 0 | 0 | 0 | 0
00 Ret.Exist_Non-FBC_DryFGD_ACI & SNCR & DRET | 0 | 0 | 0 | 0 | 0 | 0 | 0
00 Ret.Exist_Non-FBC_DryFGD_ACI & SNCR & NGC | 0 | 0 | 0 | 0 | 0 | 0 | 0
00 Ret.Exist_Non-FBC_DryFGD_SCR & ACI | 0 | 0 | 0 | 0 | 0 | 0 | 0
00 Ret.Exist_Non-FBC_DryFGD_SCR & ACI & C2G | 0 | 0 | 0 | 0 | 0 | 0 | 0
00 Ret.Exist_Non-FBC_DryFGD_SCR & ACI & CCS | 0 | 0 | 0 | 0 | 0 | 0 | 0
00 Ret.Exist_Non-FBC_DryFGD_SCR & ACI & DRET | 0 | 0 | 0 | 0 | 0 | 0 | 0
00 Ret.Exist_Non-FBC_DryFGD_SCR & ACI & GPM | 0 | 0 | 0 | 0 | 0 | 0 | 0
00 Ret.Exist_Non-FBC_DryFGD_SCR & ACI & GPM & C2G | 0 | 0 | 0 | 0 | 0 | 0 | 0
00 Ret.Exist_Non-FBC_DryFGD_SCR & ACI & GPM & CCS | 0 | 0 | 0 | 0 | 0 | 0 | 0
00 Ret.Exist_Non-FBC_DryFGD_SCR & ACI & GPM & DRET | 0 | 0 | 0 | 0 | 0 | 0 | 0
00 Ret.Exist_Non-FBC_DryFGD_SCR & ACI & GPM & NGC | 0 | 0 | 0 | 0 | 0 | 0 | 0
00 Ret.Exist_Non-FBC_DryFGD_SCR & ACI & NGC | 0 | 0 | 0 | 0 | 0 | 0 | 0
00 Ret.Exist_Non-FBC_DryFGD_SCR & C2G | 0 | 0 | 0 | 0 | 0 | 0 | 0
00 Ret.Exist_Non-FBC_DryFGD_SCR & CCS | 0 | 0 | 0 | 0 | 0 | 0 | 0
00 Ret.Exist_Non-FBC_DryFGD_SCR & DRET | 0 | 0 | 0 | 0 | 0 | 0 | 0
00 Ret.Exist_Non-FBC_DryFGD_SCR & GPM | 0 | 0 | 0 | 0 | 0 | 0 | 0
00 Ret.Exist_Non-FBC_DryFGD_SCR & GPM & C2G | 0 | 0 | 0 | 0 | 0 | 0 | 0
00 Ret.Exist_Non-FBC_DryFGD_SCR & GPM & CCS | 0 | 0 | 0 | 0 | 0 | 0 | 0
00 Ret.Exist_Non-FBC_DryFGD_SCR & GPM & DRET | 0 | 0 | 0 | 0 | 0 | 0 | 0
00 Ret.Exist_Non-FBC_DryFGD_SCR & GPM & NGC | 0 | 0 | 0 | 0 | 0 | 0 | 0
00 Ret.Exist_Non-FBC_DryFGD_SCR & NGC | 0 | 0 | 0 | 0 | 0 | 0 | 0
00 Ret.Exist_Non-FBC_DryFGD_SCR_ACI & C2G | 0.29883 | 0.29883 | 0.29883 | 0.29883 | 0.29883 | 0.29883 | 0.29883
00 Ret.Exist_Non-FBC_DryFGD_SCR_ACI & CCS | 0 | 5.9726 | 24.5978 | 24.5978 | 8.557 | 8.1195 | 8.1195
00 Ret.Exist_Non-FBC_DryFGD_SCR_ACI & DCCS | 0 | 0 | 0 | 0 | 0 | 0 | 0
00 Ret.Exist_Non-FBC_DryFGD_SCR_ACI & DCCS & CCS | 0 | 0 | 0 | 0 | 0 | 0 | 0
00 Ret.Exist_Non-FBC_DryFGD_SCR_ACI & DRET | 0 | 0 | 0 | 0 | 0 | 0 | 0
00 Ret.Exist_Non-FBC_DryFGD_SCR_ACI & GPM | 0 | 0 | 0 | 0 | 0 | 0 | 0
00 Ret.Exist_Non-FBC_DryFGD_SCR_ACI & GPM & C2G | 0 | 0 | 0 | 0 | 0 | 0 | 0
00 Ret.Exist_Non-FBC_DryFGD_SCR_ACI & GPM & CCS | 0 | 0 | 0 | 0 | 0 | 0 | 0
00 Ret.Exist_Non-FBC_DryFGD_SCR_ACI & GPM & DRET | 0 | 0 | 0 | 0 | 0 | 0 | 0
00 Ret.Exist_Non-FBC_DryFGD_SCR_ACI & GPM & NGC | 0 | 0 | 0 | 0 | 0 | 0 | 0
00 Ret.Exist_Non-FBC_DryFGD_SCR_ACI & NGC | 0 | 0 | 0 | 0 | 0 | 0 | 0
00 Ret.Exist_Non-FBC_DryFGD_SCR_ACI_DSI & C2G | 0 | 0 | 0 | 0 | 0 | 0 | 0
00 Ret.Exist_Non-FBC_DryFGD_SCR_ACI_DSI & CCS | 0 | 0 | 0 | 0 | 0 | 0 | 0
00 Ret.Exist_Non-FBC_DryFGD_SCR_ACI_DSI & DCCS | 0 | 0 | 0 | 0 | 0 | 0 | 0
00 Ret.Exist_Non-FBC_DryFGD_SCR_ACI_DSI & DCCS & CCS | 0 | 0 | 0 | 0 | 0 | 0 | 0
00 Ret.Exist_Non-FBC_DryFGD_SCR_ACI_DSI & DRET | 0 | 0 | 0 | 0 | 0 | 0 | 0
00 Ret.Exist_Non-FBC_DryFGD_SCR_ACI_DSI & GPM | 0 | 0 | 0 | 0 | 0 | 0 | 0
00 Ret.Exist_Non-FBC_DryFGD_SCR_ACI_DSI & GPM & C2G | 0 | 0 | 0 | 0 | 0 | 0 | 0
00 Ret.Exist_Non-FBC_DryFGD_SCR_ACI_DSI & GPM & CCS | 0 | 0 | 0 | 0 | 0 | 0 | 0
00 Ret.Exist_Non-FBC_DryFGD_SCR_ACI_DSI & GPM & DRET | 0 | 0 | 0 | 0 | 0 | 0 | 0
00 Ret.Exist_Non-FBC_DryFGD_SCR_ACI_DSI & GPM & NGC | 0 | 0 | 0 | 0 | 0 | 0 | 0
00 Ret.Exist_Non-FBC_DryFGD_SCR_ACI_DSI & NGC | 0 | 0 | 0 | 0 | 0 | 0 | 0
00 Ret.Exist_Non-FBC_DryFGD_SCR_DSI & ACI | 0 | 0 | 0 | 0 | 0 | 0 | 0
00 Ret.Exist_Non-FBC_DryFGD_SCR_DSI & ACI & C2G | 0 | 0 | 0 | 0 | 0 | 0 | 0
00 Ret.Exist_Non-FBC_DryFGD_SCR_DSI & ACI & CCS | 0 | 0 | 0 | 0 | 0 | 0 | 0
00 Ret.Exist_Non-FBC_DryFGD_SCR_DSI & ACI & DRET | 0 | 0 | 0 | 0 | 0 | 0 | 0
00 Ret.Exist_Non-FBC_DryFGD_SCR_DSI & ACI & GPM | 0 | 0 | 0 | 0 | 0 | 0 | 0
00 Ret.Exist_Non-FBC_DryFGD_SCR_DSI & ACI & GPM & C2G | 0 | 0 | 0 | 0 | 0 | 0 | 0
00 Ret.Exist_Non-FBC_DryFGD_SCR_DSI & ACI & GPM & CCS | 0 | 0 | 0 | 0 | 0 | 0 | 0
00 Ret.Exist_Non-FBC_DryFGD_SCR_DSI & ACI & GPM & DRET | 0 | 0 | 0 | 0 | 0 | 0 | 0
00 Ret.Exist_Non-FBC_DryFGD_SCR_DSI & ACI & GPM & NGC | 0 | 0 | 0 | 0 | 0 | 0 | 0
00 Ret.Exist_Non-FBC_DryFGD_SCR_DSI & ACI & NGC | 0 | 0 | 0 | 0 | 0 | 0 | 0
00 Ret.Exist_Non-FBC_DryFGD_SCR_DSI & C2G | 0 | 0 | 0 | 0 | 0 | 0 | 0
00 Ret.Exist_Non-FBC_DryFGD_SCR_DSI & CCS | 0 | 0 | 0 | 0 | 0 | 0 | 0
00 Ret.Exist_Non-FBC_DryFGD_SCR_DSI & DRET | 0 | 0 | 0 | 0 | 0 | 0 | 0
00 Ret.Exist_Non-FBC_DryFGD_SCR_DSI & GPM | 0 | 0 | 0 | 0 | 0 | 0 | 0
00 Ret.Exist_Non-FBC_DryFGD_SCR_DSI & GPM & C2G | 0 | 0 | 0 | 0 | 0 | 0 | 0
00 Ret.Exist_Non-FBC_DryFGD_SCR_DSI & GPM & CCS | 0 | 0 | 0 | 0 | 0 | 0 | 0
00 Ret.Exist_Non-FBC_DryFGD_SCR_DSI & GPM & DRET | 0 | 0 | 0 | 0 | 0 | 0 | 0
00 Ret.Exist_Non-FBC_DryFGD_SCR_DSI & GPM & NGC | 0 | 0 | 0 | 0 | 0 | 0 | 0
00 Ret.Exist_Non-FBC_DryFGD_SCR_DSI & NGC | 0 | 0 | 0 | 0 | 0 | 0 | 0
00 Ret.Exist_Non-FBC_DryFGD_SNCR_ACI & C2G | 0 | 0 | 0 | 0 | 0 | 0 | 0
00 Ret.Exist_Non-FBC_DryFGD_SNCR_ACI & C2G & SCR | 0 | 0 | 0 | 0 | 0 | 0 | 0
00 Ret.Exist_Non-FBC_DryFGD_SNCR_ACI & DCCS | 0 | 0 | 0 | 0 | 0 | 0 | 0
00 Ret.Exist_Non-FBC_DryFGD_SNCR_ACI & DCCS & SCR & CCS | 0 | 0 | 0 | 0 | 0 | 0 | 0
00 Ret.Exist_Non-FBC_DryFGD_SNCR_ACI & DRET | 0 | 0 | 0 | 0 | 0 | 0 | 0
00 Ret.Exist_Non-FBC_DryFGD_SNCR_ACI & GPM | 0 | 13.2393 | 13.2393 | 13.2393 | 13.2393 | 13.2393 | 13.2393
00 Ret.Exist_Non-FBC_DryFGD_SNCR_ACI & GPM & C2G | 0 | 0 | 0 | 0 | 0 | 0 | 0
00 Ret.Exist_Non-FBC_DryFGD_SNCR_ACI & GPM & C2G & SCR | 0 | 0 | 0 | 0 | 0 | 0 | 0
00 Ret.Exist_Non-FBC_DryFGD_SNCR_ACI & GPM & DRET | 0 | 0 | 0 | 0 | 0 | 0 | 0
00 Ret.Exist_Non-FBC_DryFGD_SNCR_ACI & GPM & NGC | 0 | 0 | 0 | 0 | 0 | 0 | 0
00 Ret.Exist_Non-FBC_DryFGD_SNCR_ACI & GPM & SCR | 0 | 0 | 0 | 0 | 0 | 0 | 0
00 Ret.Exist_Non-FBC_DryFGD_SNCR_ACI & GPM & SCR & CCS | 0 | 0 | 0 | 0 | 0 | 0 | 0
00 Ret.Exist_Non-FBC_DryFGD_SNCR_ACI & GPM & SCR & DRET | 0 | 0 | 0 | 0 | 0 | 0 | 0
00 Ret.Exist_Non-FBC_DryFGD_SNCR_ACI & GPM & SCR & NGC | 0 | 0 | 0 | 0 | 0 | 0 | 0
00 Ret.Exist_Non-FBC_DryFGD_SNCR_ACI & NGC | 0 | 0 | 0 | 0 | 0 | 0 | 0
00 Ret.Exist_Non-FBC_DryFGD_SNCR_ACI & SCR | 0 | 0 | 0 | 0 | 0 | 0 | 0
00 Ret.Exist_Non-FBC_DryFGD_SNCR_ACI & SCR & C2G | 0 | 0 | 0 | 0 | 0 | 0 | 0
00 Ret.Exist_Non-FBC_DryFGD_SNCR_ACI & SCR & CCS | 0 | 0 | 0 | 0 | 0 | 0 | 0
00 Ret.Exist_Non-FBC_DryFGD_SNCR_ACI & SCR & DRET | 0 | 0 | 0 | 0 | 0 | 0 | 0
00 Ret.Exist_Non-FBC_DryFGD_SNCR_ACI & SCR & NGC | 0 | 0 | 0 | 0 | 0 | 0 | 0
00 Ret.Exist_Non-FBC_DryFGD_SNCR_ACI_DSI & C2G | 0 | 0 | 0 | 0 | 0 | 0 | 0
00 Ret.Exist_Non-FBC_DryFGD_SNCR_ACI_DSI & C2G & SCR | 0 | 0 | 0 | 0 | 0 | 0 | 0
00 Ret.Exist_Non-FBC_DryFGD_SNCR_ACI_DSI & DRET | 0 | 0 | 0 | 0 | 0 | 0 | 0
00 Ret.Exist_Non-FBC_DryFGD_SNCR_ACI_DSI & GPM | 0 | 0 | 0 | 0 | 0 | 0 | 0
00 Ret.Exist_Non-FBC_DryFGD_SNCR_ACI_DSI & GPM & C2G | 0 | 0 | 0 | 0 | 0 | 0 | 0
00 Ret.Exist_Non-FBC_DryFGD_SNCR_ACI_DSI & GPM & C2G & SCR | 0 | 0 | 0 | 0 | 0 | 0 | 0
00 Ret.Exist_Non-FBC_DryFGD_SNCR_ACI_DSI & GPM & DRET | 0 | 0 | 0 | 0 | 0 | 0 | 0
00 Ret.Exist_Non-FBC_DryFGD_SNCR_ACI_DSI & GPM & NGC | 0 | 0 | 0 | 0 | 0 | 0 | 0
00 Ret.Exist_Non-FBC_DryFGD_SNCR_ACI_DSI & GPM & SCR | 0 | 0 | 0 | 0 | 0 | 0 | 0
00 Ret.Exist_Non-FBC_DryFGD_SNCR_ACI_DSI & GPM & SCR & CCS | 0 | 0 | 0 | 0 | 0 | 0 | 0
00 Ret.Exist_Non-FBC_DryFGD_SNCR_ACI_DSI & GPM & SCR & DRET | 0 | 0 | 0 | 0 | 0 | 0 | 0
00 Ret.Exist_Non-FBC_DryFGD_SNCR_ACI_DSI & GPM & SCR & NGC | 0 | 0 | 0 | 0 | 0 | 0 | 0
00 Ret.Exist_Non-FBC_DryFGD_SNCR_ACI_DSI & NGC | 0 | 0 | 0 | 0 | 0 | 0 | 0
00 Ret.Exist_Non-FBC_DryFGD_SNCR_ACI_DSI & SCR | 0 | 0 | 0 | 0 | 0 | 0 | 0
00 Ret.Exist_Non-FBC_DryFGD_SNCR_ACI_DSI & SCR & C2G | 0 | 0 | 0 | 0 | 0 | 0 | 0
00 Ret.Exist_Non-FBC_DryFGD_SNCR_ACI_DSI & SCR & CCS | 0 | 0 | 0 | 0 | 0 | 0 | 0
00 Ret.Exist_Non-FBC_DryFGD_SNCR_ACI_DSI & SCR & DRET | 0 | 0 | 0 | 0 | 0 | 0 | 0
00 Ret.Exist_Non-FBC_DryFGD_SNCR_ACI_DSI & SCR & NGC | 0 | 0 | 0 | 0 | 0 | 0 | 0
00 Ret.Exist_Non-FBC_DSI & ACI | 0 | 0 | 0 | 0 | 0 | 0 | 0
00 Ret.Exist_Non-FBC_DSI & ACI & C2G | 0 | 0 | 0 | 0 | 0 | 0 | 0
00 Ret.Exist_Non-FBC_DSI & ACI & C2G & SCR | 0 | 0 | 0 | 0 | 0 | 0 | 0
00 Ret.Exist_Non-FBC_DSI & ACI & DRET | 0 | 0 | 0 | 0 | 0 | 0 | 0
00 Ret.Exist_Non-FBC_DSI & ACI & GPM | 0 | 0 | 0 | 0 | 0 | 0 | 0
00 Ret.Exist_Non-FBC_DSI & ACI & GPM & C2G | 0 | 0 | 0 | 0 | 0 | 0 | 0
00 Ret.Exist_Non-FBC_DSI & ACI & GPM & C2G & SCR | 0 | 0 | 0 | 0 | 0 | 0 | 0
00 Ret.Exist_Non-FBC_DSI & ACI & GPM & DRET | 0 | 0 | 0 | 0 | 0 | 0 | 0
00 Ret.Exist_Non-FBC_DSI & ACI & GPM & NGC | 0 | 0 | 0 | 0 | 0 | 0 | 0
00 Ret.Exist_Non-FBC_DSI & ACI & GPM & SCR | 0 | 0 | 0 | 0 | 0 | 0 | 0
00 Ret.Exist_Non-FBC_DSI & ACI & GPM & SCR & DRET | 0 | 0 | 0 | 0 | 0 | 0 | 0
00 Ret.Exist_Non-FBC_DSI & ACI & GPM & SCR & NGC | 0 | 0 | 0 | 0 | 0 | 0 | 0
00 Ret.Exist_Non-FBC_DSI & ACI & GPM & SNCR | 0 | 0 | 0 | 0 | 0 | 0 | 0
00 Ret.Exist_Non-FBC_DSI & ACI & GPM & SNCR & DRET | 0 | 0 | 0 | 0 | 0 | 0 | 0
00 Ret.Exist_Non-FBC_DSI & ACI & GPM & SNCR & NGC | 0 | 0 | 0 | 0 | 0 | 0 | 0
00 Ret.Exist_Non-FBC_DSI & ACI & GPM & WetFGD & SCR & CCS | 0 | 0 | 0 | 0 | 0 | 0 | 0
00 Ret.Exist_Non-FBC_DSI & ACI & NGC | 0 | 0 | 0 | 0 | 0 | 0 | 0
00 Ret.Exist_Non-FBC_DSI & ACI & SCR | 0 | 0 | 0 | 0 | 0 | 0 | 0
00 Ret.Exist_Non-FBC_DSI & ACI & SCR & DRET | 0 | 0 | 0 | 0 | 0 | 0 | 0
00 Ret.Exist_Non-FBC_DSI & ACI & SCR & NGC | 0 | 0 | 0 | 0 | 0 | 0 | 0
00 Ret.Exist_Non-FBC_DSI & ACI & SNCR | 0 | 0 | 0 | 0 | 0 | 0 | 0
00 Ret.Exist_Non-FBC_DSI & ACI & SNCR & DRET | 0 | 0 | 0 | 0 | 0 | 0 | 0
00 Ret.Exist_Non-FBC_DSI & ACI & SNCR & NGC | 0 | 0 | 0 | 0 | 0 | 0 | 0
00 Ret.Exist_Non-FBC_DSI & ACI & WetFGD & SCR & CCS | 0 | 0 | 0 | 0 | 0 | 0 | 0
00 Ret.Exist_Non-FBC_DSI & C2G | 0 | 0 | 0 | 0 | 0 | 0 | 0
00 Ret.Exist_Non-FBC_DSI & C2G & SCR | 0 | 0 | 0 | 0 | 0 | 0 | 0
00 Ret.Exist_Non-FBC_DSI & DRET | 0 | 0 | 0 | 0 | 0 | 0 | 0
00 Ret.Exist_Non-FBC_DSI & GPM | 0 | 0 | 0 | 0 | 0 | 0 | 0
00 Ret.Exist_Non-FBC_DSI & GPM & C2G | 0 | 0 | 0 | 0 | 0 | 0 | 0
00 Ret.Exist_Non-FBC_DSI & GPM & C2G & SCR | 0 | 0 | 0 | 0 | 0 | 0 | 0
00 Ret.Exist_Non-FBC_DSI & GPM & DRET | 0 | 0 | 0 | 0 | 0 | 0 | 0
00 Ret.Exist_Non-FBC_DSI & GPM & NGC | 0 | 0 | 0 | 0 | 0 | 0 | 0
00 Ret.Exist_Non-FBC_DSI & GPM & SCR | 0 | 0 | 0 | 0 | 0 | 0 | 0
00 Ret.Exist_Non-FBC_DSI & GPM & SCR & DRET | 0 | 0 | 0 | 0 | 0 | 0 | 0
00 Ret.Exist_Non-FBC_DSI & GPM & SCR & NGC | 0 | 0 | 0 | 0 | 0 | 0 | 0
00 Ret.Exist_Non-FBC_DSI & GPM & SNCR | 0 | 0 | 0 | 0 | 0 | 0 | 0
00 Ret.Exist_Non-FBC_DSI & GPM & SNCR & DRET | 0 | 0 | 0 | 0 | 0 | 0 | 0
00 Ret.Exist_Non-FBC_DSI & GPM & SNCR & NGC | 0 | 0 | 0 | 0 | 0 | 0 | 0
00 Ret.Exist_Non-FBC_DSI & GPM & WetFGD & SCR & CCS | 0 | 0 | 0 | 0 | 0 | 0 | 0
00 Ret.Exist_Non-FBC_DSI & NGC | 0 | 0 | 0 | 0 | 0 | 0 | 0
00 Ret.Exist_Non-FBC_DSI & SCR | 0 | 0 | 0 | 0 | 0 | 0 | 0
00 Ret.Exist_Non-FBC_DSI & SCR & C2G | 0 | 0 | 0 | 0 | 0 | 0 | 0
00 Ret.Exist_Non-FBC_DSI & SCR & DRET | 0 | 0 | 0 | 0 | 0 | 0 | 0
00 Ret.Exist_Non-FBC_DSI & SCR & NGC | 0 | 0 | 0 | 0 | 0 | 0 | 0
00 Ret.Exist_Non-FBC_DSI & SCR & WetFGD & CCS | 0 | 0 | 0 | 0 | 0 | 0 | 0
00 Ret.Exist_Non-FBC_DSI & SNCR | 0 | 0 | 0 | 0 | 0 | 0 | 0
00 Ret.Exist_Non-FBC_DSI & SNCR & C2G | 0 | 0 | 0 | 0 | 0 | 0 | 0
00 Ret.Exist_Non-FBC_DSI & SNCR & DRET | 0 | 0 | 0 | 0 | 0 | 0 | 0
00 Ret.Exist_Non-FBC_DSI & SNCR & NGC | 0 | 0 | 0 | 0 | 0 | 0 | 0
00 Ret.Exist_Non-FBC_NoCtrl & ACI | 0 | 0 | 0 | 0 | 0 | 0 | 0
00 Ret.Exist_Non-FBC_NoCtrl & ACI & C2G | 0 | 0 | 0 | 0 | 0 | 0 | 0
00 Ret.Exist_Non-FBC_NoCtrl & ACI & C2G & SCR | 0 | 0 | 0 | 0 | 0 | 0 | 0
00 Ret.Exist_Non-FBC_NoCtrl & ACI & DRET | 0 | 0 | 0 | 0 | 0 | 0 | 0
00 Ret.Exist_Non-FBC_NoCtrl & ACI & DSI | 0 | 0 | 0 | 0 | 0 | 0 | 0
00 Ret.Exist_Non-FBC_NoCtrl & ACI & DSI & C2G | 0 | 0 | 0 | 0 | 0 | 0 | 0
00 Ret.Exist_Non-FBC_NoCtrl & ACI & DSI & C2G & SCR | 0 | 0 | 0 | 0 | 0 | 0 | 0
00 Ret.Exist_Non-FBC_NoCtrl & ACI & DSI & DRET | 0 | 0 | 0 | 0 | 0 | 0 | 0
00 Ret.Exist_Non-FBC_NoCtrl & ACI & DSI & GPM | 0 | 0 | 0 | 0 | 0 | 0 | 0
00 Ret.Exist_Non-FBC_NoCtrl & ACI & DSI & GPM & C2G | 0 | 0 | 0 | 0 | 0 | 0 | 0
00 Ret.Exist_Non-FBC_NoCtrl & ACI & DSI & GPM & C2G & SCR | 0 | 0 | 0 | 0 | 0 | 0 | 0
00 Ret.Exist_Non-FBC_NoCtrl & ACI & DSI & GPM & DRET | 0 | 0 | 0 | 0 | 0 | 0 | 0
00 Ret.Exist_Non-FBC_NoCtrl & ACI & DSI & GPM & NGC | 0 | 0 | 0 | 0 | 0 | 0 | 0
00 Ret.Exist_Non-FBC_NoCtrl & ACI & DSI & GPM & SCR | 0 | 0 | 0 | 0 | 0 | 0 | 0
00 Ret.Exist_Non-FBC_NoCtrl & ACI & DSI & GPM & SCR & DRET | 0 | 0 | 0 | 0 | 0 | 0 | 0
00 Ret.Exist_Non-FBC_NoCtrl & ACI & DSI & GPM & SCR & NGC | 0 | 0 | 0 | 0 | 0 | 0 | 0
00 Ret.Exist_Non-FBC_NoCtrl & ACI & DSI & GPM & SNCR | 0 | 0 | 0 | 0 | 0 | 0 | 0
00 Ret.Exist_Non-FBC_NoCtrl & ACI & DSI & GPM & SNCR & DRET | 0 | 0 | 0 | 0 | 0 | 0 | 0
00 Ret.Exist_Non-FBC_NoCtrl & ACI & DSI & GPM & SNCR & NGC | 0 | 0 | 0 | 0 | 0 | 0 | 0
00 Ret.Exist_Non-FBC_NoCtrl & ACI & DSI & GPM & WetFGD & SCR & CCS | 0 | 0 | 0 | 0 | 0 | 0 | 0
00 Ret.Exist_Non-FBC_NoCtrl & ACI & DSI & NGC | 0 | 0 | 0 | 0 | 0 | 0 | 0
00 Ret.Exist_Non-FBC_NoCtrl & ACI & DSI & SCR | 0 | 0 | 0 | 0 | 0 | 0 | 0
00 Ret.Exist_Non-FBC_NoCtrl & ACI & DSI & SCR & DRET | 0 | 0 | 0 | 0 | 0 | 0 | 0
00 Ret.Exist_Non-FBC_NoCtrl & ACI & DSI & SCR & NGC | 0 | 0 | 0 | 0 | 0 | 0 | 0
00 Ret.Exist_Non-FBC_NoCtrl & ACI & DSI & SNCR | 0 | 0 | 0 | 0 | 0 | 0 | 0
00 Ret.Exist_Non-FBC_NoCtrl & ACI & DSI & SNCR & DRET | 0 | 0 | 0 | 0 | 0 | 0 | 0
00 Ret.Exist_Non-FBC_NoCtrl & ACI & DSI & SNCR & NGC | 0 | 0 | 0 | 0 | 0 | 0 | 0
00 Ret.Exist_Non-FBC_NoCtrl & ACI & DSI & WetFGD & SCR & CCS | 0 | 0 | 0 | 0 | 0 | 0 | 0
00 Ret.Exist_Non-FBC_NoCtrl & ACI & GPM | 0 | 0 | 0 | 0 | 0 | 0 | 0
00 Ret.Exist_Non-FBC_NoCtrl & ACI & GPM & C2G | 0 | 0 | 0 | 0 | 0 | 0 | 0
00 Ret.Exist_Non-FBC_NoCtrl & ACI & GPM & C2G & SCR | 0 | 0 | 0 | 0 | 0 | 0 | 0
00 Ret.Exist_Non-FBC_NoCtrl & ACI & GPM & DRET | 0 | 0 | 0 | 0 | 0 | 0 | 0
00 Ret.Exist_Non-FBC_NoCtrl & ACI & GPM & NGC | 0 | 0 | 0 | 0 | 0 | 0 | 0
00 Ret.Exist_Non-FBC_NoCtrl & ACI & GPM & SCR | 0 | 0 | 0 | 0 | 0 | 0 | 0
00 Ret.Exist_Non-FBC_NoCtrl & ACI & GPM & SCR & DRET | 0 | 0 | 0 | 0 | 0 | 0 | 0
00 Ret.Exist_Non-FBC_NoCtrl & ACI & GPM & SCR & NGC | 0 | 0 | 0 | 0 | 0 | 0 | 0
00 Ret.Exist_Non-FBC_NoCtrl & ACI & GPM & SNCR | 0 | 0 | 0 | 0 | 0 | 0 | 0
00 Ret.Exist_Non-FBC_NoCtrl & ACI & GPM & SNCR & DRET | 0 | 0 | 0 | 0 | 0 | 0 | 0
00 Ret.Exist_Non-FBC_NoCtrl & ACI & GPM & SNCR & NGC | 0 | 0 | 0 | 0 | 0 | 0 | 0
00 Ret.Exist_Non-FBC_NoCtrl & ACI & GPM & WetFGD & SCR & CCS | 0 | 0 | 0 | 0 | 0 | 0 | 0
00 Ret.Exist_Non-FBC_NoCtrl & ACI & NGC | 0 | 0 | 0 | 0 | 0 | 0 | 0
00 Ret.Exist_Non-FBC_NoCtrl & ACI & SCR | 0 | 0 | 0 | 0 | 0 | 0 | 0
00 Ret.Exist_Non-FBC_NoCtrl & ACI & SCR & DRET | 0 | 0 | 0 | 0 | 0 | 0 | 0
00 Ret.Exist_Non-FBC_NoCtrl & ACI & SCR & NGC | 0 | 0 | 0 | 0 | 0 | 0 | 0
00 Ret.Exist_Non-FBC_NoCtrl & ACI & SNCR | 0 | 0 | 0 | 0 | 0 | 0 | 0
00 Ret.Exist_Non-FBC_NoCtrl & ACI & SNCR & DRET | 0 | 0 | 0 | 0 | 0 | 0 | 0
00 Ret.Exist_Non-FBC_NoCtrl & ACI & SNCR & NGC | 0 | 0 | 0 | 0 | 0 | 0 | 0
00 Ret.Exist_Non-FBC_NoCtrl & ACI & WetFGD & SCR & CCS | 0 | 0 | 0 | 0 | 0 | 0 | 0
00 Ret.Exist_Non-FBC_NoCtrl & C2G | 0 | 0 | 0 | 0 | 0 | 0 | 0
00 Ret.Exist_Non-FBC_NoCtrl & C2G & SCR | 0 | 0 | 0 | 0 | 0 | 0 | 0
00 Ret.Exist_Non-FBC_NoCtrl & DCCS | 0 | 0 | 0 | 0 | 0 | 0 | 0
00 Ret.Exist_Non-FBC_NoCtrl & DCCS & WetFGD & SCR & CCS | 0 | 0 | 0 | 0 | 0 | 0 | 0
00 Ret.Exist_Non-FBC_NoCtrl & DRET | 0 | 0 | 0 | 0 | 0 | 0 | 0
00 Ret.Exist_Non-FBC_NoCtrl & DSI | 0 | 0 | 0 | 0 | 0 | 0 | 0
00 Ret.Exist_Non-FBC_NoCtrl & DSI & C2G | 0 | 0 | 0 | 0 | 0 | 0 | 0
00 Ret.Exist_Non-FBC_NoCtrl & DSI & C2G & SCR | 0 | 0 | 0 | 0 | 0 | 0 | 0
00 Ret.Exist_Non-FBC_NoCtrl & DSI & DRET | 0 | 0 | 0 | 0 | 0 | 0 | 0
00 Ret.Exist_Non-FBC_NoCtrl & DSI & GPM | 0 | 0 | 0 | 0 | 0 | 0 | 0
00 Ret.Exist_Non-FBC_NoCtrl & DSI & GPM & C2G | 0 | 0 | 0 | 0 | 0 | 0 | 0
00 Ret.Exist_Non-FBC_NoCtrl & DSI & GPM & C2G & SCR | 0 | 0 | 0 | 0 | 0 | 0 | 0
00 Ret.Exist_Non-FBC_NoCtrl & DSI & GPM & DRET | 0 | 0 | 0 | 0 | 0 | 0 | 0
00 Ret.Exist_Non-FBC_NoCtrl & DSI & GPM & NGC | 0 | 0 | 0 | 0 | 0 | 0 | 0
00 Ret.Exist_Non-FBC_NoCtrl & DSI & GPM & SCR | 0 | 0 | 0 | 0 | 0 | 0 | 0
00 Ret.Exist_Non-FBC_NoCtrl & DSI & GPM & SCR & DRET | 0 | 0 | 0 | 0 | 0 | 0 | 0
00 Ret.Exist_Non-FBC_NoCtrl & DSI & GPM & SCR & NGC | 0 | 0 | 0 | 0 | 0 | 0 | 0
00 Ret.Exist_Non-FBC_NoCtrl & DSI & GPM & SNCR | 0 | 0 | 0 | 0 | 0 | 0 | 0
00 Ret.Exist_Non-FBC_NoCtrl & DSI & GPM & SNCR & DRET | 0 | 0 | 0 | 0 | 0 | 0 | 0
00 Ret.Exist_Non-FBC_NoCtrl & DSI & GPM & SNCR & NGC | 0 | 0 | 0 | 0 | 0 | 0 | 0
00 Ret.Exist_Non-FBC_NoCtrl & DSI & GPM & WetFGD & SCR & CCS | 0 | 0 | 0 | 0 | 0 | 0 | 0
00 Ret.Exist_Non-FBC_NoCtrl & DSI & NGC | 0 | 0 | 0 | 0 | 0 | 0 | 0
00 Ret.Exist_Non-FBC_NoCtrl & DSI & SCR | 0 | 0 | 0 | 0 | 0 | 0 | 0
00 Ret.Exist_Non-FBC_NoCtrl & DSI & SCR & DRET | 0 | 0 | 0 | 0 | 0 | 0 | 0
00 Ret.Exist_Non-FBC_NoCtrl & DSI & SCR & NGC | 0 | 0 | 0 | 0 | 0 | 0 | 0
00 Ret.Exist_Non-FBC_NoCtrl & DSI & SNCR | 0 | 0 | 0 | 0 | 0 | 0 | 0
00 Ret.Exist_Non-FBC_NoCtrl & DSI & SNCR & DRET | 0 | 0 | 0 | 0 | 0 | 0 | 0
00 Ret.Exist_Non-FBC_NoCtrl & DSI & SNCR & NGC | 0 | 0 | 0 | 0 | 0 | 0 | 0
00 Ret.Exist_Non-FBC_NoCtrl & DSI & WetFGD & SCR & CCS | 0 | 0 | 0 | 0 | 0 | 0 | 0
00 Ret.Exist_Non-FBC_NoCtrl & GPM | 0 | 0 | 0 | 0 | 0 | 0 | 0
00 Ret.Exist_Non-FBC_NoCtrl & GPM & C2G | 0 | 0 | 0 | 0 | 0 | 0 | 0
00 Ret.Exist_Non-FBC_NoCtrl & GPM & C2G & SCR | 0 | 0 | 0 | 0 | 0 | 0 | 0
00 Ret.Exist_Non-FBC_NoCtrl & GPM & DRET | 0 | 0 | 0 | 0 | 0 | 0 | 0
00 Ret.Exist_Non-FBC_NoCtrl & GPM & NGC | 0 | 0 | 0 | 0 | 0 | 0 | 0
00 Ret.Exist_Non-FBC_NoCtrl & GPM & SCR | 0 | 0 | 0 | 0 | 0 | 0 | 0
00 Ret.Exist_Non-FBC_NoCtrl & GPM & SCR & DRET | 0 | 0 | 0 | 0 | 0 | 0 | 0
00 Ret.Exist_Non-FBC_NoCtrl & GPM & SCR & NGC | 0 | 0 | 0 | 0 | 0 | 0 | 0
00 Ret.Exist_Non-FBC_NoCtrl & GPM & SNCR | 0 | 0 | 0 | 0 | 0 | 0 | 0
00 Ret.Exist_Non-FBC_NoCtrl & GPM & SNCR & DRET | 0 | 0 | 0 | 0 | 0 | 0 | 0
00 Ret.Exist_Non-FBC_NoCtrl & GPM & SNCR & NGC | 0 | 0 | 0 | 0 | 0 | 0 | 0
00 Ret.Exist_Non-FBC_NoCtrl & GPM & WetFGD & SCR & CCS | 0 | 0 | 0 | 0 | 0 | 0 | 0
00 Ret.Exist_Non-FBC_NoCtrl & NGC | 0 | 0 | 0 | 0 | 0 | 0 | 0
00 Ret.Exist_Non-FBC_NoCtrl & SCR | 0 | 0 | 0 | 0 | 0 | 0 | 0
00 Ret.Exist_Non-FBC_NoCtrl & SCR & C2G | 0 | 0 | 0 | 0 | 0 | 0 | 0
00 Ret.Exist_Non-FBC_NoCtrl & SCR & DRET | 0 | 0 | 0 | 0 | 0 | 0 | 0
00 Ret.Exist_Non-FBC_NoCtrl & SCR & NGC | 0 | 0 | 0 | 0 | 0 | 0 | 0
00 Ret.Exist_Non-FBC_NoCtrl & SCR & WetFGD & CCS | 0 | 0 | 0 | 0 | 0 | 0 | 0
00 Ret.Exist_Non-FBC_NoCtrl & SNCR | 0 | 0 | 0 | 0 | 0 | 0 | 0
00 Ret.Exist_Non-FBC_NoCtrl & SNCR & C2G | 0 | 0 | 0 | 0 | 0 | 0 | 0
00 Ret.Exist_Non-FBC_NoCtrl & SNCR & DRET | 0 | 0 | 0 | 0 | 0 | 0 | 0
00 Ret.Exist_Non-FBC_NoCtrl & SNCR & NGC | 0 | 0 | 0 | 0 | 0 | 0 | 0
00 Ret.Exist_Non-FBC_SCR_ACI & C2G | 0 | 0 | 0 | 0 | 0 | 0 | 0
00 Ret.Exist_Non-FBC_SCR_ACI & DCCS | 0 | 0 | 0 | 0 | 0 | 0 | 0
00 Ret.Exist_Non-FBC_SCR_ACI & DCCS & WetFGD & CCS | 0 | 0 | 0 | 0 | 0 | 0 | 0
00 Ret.Exist_Non-FBC_SCR_ACI & DRET | 0 | 0 | 0 | 0 | 0 | 0 | 0
00 Ret.Exist_Non-FBC_SCR_ACI & DSI | 0 | 0 | 0 | 0 | 0 | 0 | 0
00 Ret.Exist_Non-FBC_SCR_ACI & DSI & C2G | 0 | 0 | 0 | 0 | 0 | 0 | 0
00 Ret.Exist_Non-FBC_SCR_ACI & DSI & DRET | 0 | 0 | 0 | 0 | 0 | 0 | 0
00 Ret.Exist_Non-FBC_SCR_ACI & DSI & GPM | 0 | 0 | 0 | 0 | 0 | 0 | 0
00 Ret.Exist_Non-FBC_SCR_ACI & DSI & GPM & C2G | 0 | 0 | 0 | 0 | 0 | 0 | 0
00 Ret.Exist_Non-FBC_SCR_ACI & DSI & GPM & DRET | 0 | 0 | 0 | 0 | 0 | 0 | 0
00 Ret.Exist_Non-FBC_SCR_ACI & DSI & GPM & NGC | 0 | 0 | 0 | 0 | 0 | 0 | 0
00 Ret.Exist_Non-FBC_SCR_ACI & DSI & GPM & WetFGD & CCS | 0 | 0 | 0 | 0 | 0 | 0 | 0
00 Ret.Exist_Non-FBC_SCR_ACI & DSI & NGC | 0 | 0 | 0 | 0 | 0 | 0 | 0
00 Ret.Exist_Non-FBC_SCR_ACI & DSI & WetFGD & CCS | 0 | 0 | 0 | 0 | 0 | 0 | 0
00 Ret.Exist_Non-FBC_SCR_ACI & GPM | 0 | 0 | 0 | 0 | 0 | 0 | 0
00 Ret.Exist_Non-FBC_SCR_ACI & GPM & C2G | 0 | 0 | 0 | 0 | 0 | 0 | 0
00 Ret.Exist_Non-FBC_SCR_ACI & GPM & DRET | 0 | 0 | 0 | 0 | 0 | 0 | 0
00 Ret.Exist_Non-FBC_SCR_ACI & GPM & NGC | 0 | 0 | 0 | 0 | 0 | 0 | 0
00 Ret.Exist_Non-FBC_SCR_ACI & GPM & WetFGD & CCS | 0 | 0 | 0 | 0 | 0 | 0 | 0
00 Ret.Exist_Non-FBC_SCR_ACI & NGC | 0 | 0 | 0 | 0 | 0 | 0 | 0
00 Ret.Exist_Non-FBC_SCR_ACI & WetFGD & CCS | 0 | 0 | 0 | 0 | 0 | 0 | 0
00 Ret.Exist_Non-FBC_SCR_ACI_DSI & C2G | 0 | 0 | 0 | 0 | 0 | 0 | 0
00 Ret.Exist_Non-FBC_SCR_ACI_DSI & DCCS | 0 | 0 | 0 | 0 | 0 | 0 | 0
00 Ret.Exist_Non-FBC_SCR_ACI_DSI & DCCS & WetFGD & CCS | 0 | 0 | 0 | 0 | 0 | 0 | 0
00 Ret.Exist_Non-FBC_SCR_ACI_DSI & DRET | 0 | 0 | 0 | 0 | 0 | 0 | 0
00 Ret.Exist_Non-FBC_SCR_ACI_DSI & GPM | 0 | 0 | 0 | 0 | 0 | 0 | 0
00 Ret.Exist_Non-FBC_SCR_ACI_DSI & GPM & C2G | 0 | 0 | 0 | 0 | 0 | 0 | 0
00 Ret.Exist_Non-FBC_SCR_ACI_DSI & GPM & DRET | 0 | 0 | 0 | 0 | 0 | 0 | 0
00 Ret.Exist_Non-FBC_SCR_ACI_DSI & GPM & NGC | 0 | 0 | 0 | 0 | 0 | 0 | 0
00 Ret.Exist_Non-FBC_SCR_ACI_DSI & GPM & WetFGD & CCS | 0 | 0 | 0 | 0 | 0 | 0 | 0
00 Ret.Exist_Non-FBC_SCR_ACI_DSI & NGC | 0 | 0 | 0 | 0 | 0 | 0 | 0
00 Ret.Exist_Non-FBC_SCR_ACI_DSI & WetFGD & CCS | 0 | 0 | 0 | 0 | 0 | 0 | 0
00 Ret.Exist_Non-FBC_SNCR_ACI & C2G | 0 | 0 | 0 | 0 | 0 | 0 | 0
00 Ret.Exist_Non-FBC_SNCR_ACI & C2G & SCR | 0 | 0 | 0 | 0 | 0 | 0 | 0
00 Ret.Exist_Non-FBC_SNCR_ACI & DRET | 0 | 0 | 0 | 0 | 0 | 0 | 0
00 Ret.Exist_Non-FBC_SNCR_ACI & DSI | 0 | 0 | 0 | 0 | 0 | 0 | 0
00 Ret.Exist_Non-FBC_SNCR_ACI & DSI & C2G | 0 | 0 | 0 | 0 | 0 | 0 | 0
00 Ret.Exist_Non-FBC_SNCR_ACI & DSI & C2G & SCR | 0 | 0 | 0 | 0 | 0 | 0 | 0
00 Ret.Exist_Non-FBC_SNCR_ACI & DSI & DRET | 0 | 0 | 0 | 0 | 0 | 0 | 0
00 Ret.Exist_Non-FBC_SNCR_ACI & DSI & NGC | 0 | 0 | 0 | 0 | 0 | 0 | 0
00 Ret.Exist_Non-FBC_SNCR_ACI & DSI & SCR | 0 | 0 | 0 | 0 | 0 | 0 | 0
00 Ret.Exist_Non-FBC_SNCR_ACI & DSI & SCR & DRET | 0 | 0 | 0 | 0 | 0 | 0 | 0
00 Ret.Exist_Non-FBC_SNCR_ACI & DSI & SCR & NGC | 0 | 0 | 0 | 0 | 0 | 0 | 0
00 Ret.Exist_Non-FBC_SNCR_ACI & DSI & WetFGD & SCR & CCS | 0 | 0 | 0 | 0 | 0 | 0 | 0
00 Ret.Exist_Non-FBC_SNCR_ACI & GPM | 0 | 0 | 0 | 0 | 0 | 0 | 0
00 Ret.Exist_Non-FBC_SNCR_ACI & GPM & C2G | 0 | 0 | 0 | 0 | 0 | 0 | 0
00 Ret.Exist_Non-FBC_SNCR_ACI & GPM & C2G & SCR | 0 | 0 | 0 | 0 | 0 | 0 | 0
00 Ret.Exist_Non-FBC_SNCR_ACI & GPM & DRET | 0 | 0 | 0 | 0 | 0 | 0 | 0
00 Ret.Exist_Non-FBC_SNCR_ACI & GPM & NGC | 0 | 0 | 0 | 0 | 0 | 0 | 0
00 Ret.Exist_Non-FBC_SNCR_ACI & GPM & SCR | 0 | 0 | 0 | 0 | 0 | 0 | 0
00 Ret.Exist_Non-FBC_SNCR_ACI & GPM & SCR & DRET | 0 | 0 | 0 | 0 | 0 | 0 | 0
00 Ret.Exist_Non-FBC_SNCR_ACI & GPM & SCR & NGC | 0 | 0 | 0 | 0 | 0 | 0 | 0
00 Ret.Exist_Non-FBC_SNCR_ACI & GPM & WetFGD & SCR & CCS | 0 | 0 | 0 | 0 | 0 | 0 | 0
00 Ret.Exist_Non-FBC_SNCR_ACI & NGC | 0 | 0 | 0 | 0 | 0 | 0 | 0
00 Ret.Exist_Non-FBC_SNCR_ACI & SCR | 0 | 0 | 0 | 0 | 0 | 0 | 0
00 Ret.Exist_Non-FBC_SNCR_ACI & SCR & C2G | 0 | 0 | 0 | 0 | 0 | 0 | 0
00 Ret.Exist_Non-FBC_SNCR_ACI & SCR & DRET | 0 | 0 | 0 | 0 | 0 | 0 | 0
00 Ret.Exist_Non-FBC_SNCR_ACI & SCR & NGC | 0 | 0 | 0 | 0 | 0 | 0 | 0
00 Ret.Exist_Non-FBC_SNCR_ACI & SCR & WetFGD & CCS | 0 | 0 | 0 | 0 | 0 | 0 | 0
00 Ret.Exist_Non-FBC_SNCR_ACI_DSI & C2G | 0 | 0 | 0 | 0 | 0 | 0 | 0
00 Ret.Exist_Non-FBC_SNCR_ACI_DSI & C2G & SCR | 0 | 0 | 0 | 0 | 0 | 0 | 0
00 Ret.Exist_Non-FBC_SNCR_ACI_DSI & DCCS | 0 | 0 | 0 | 0 | 0 | 0 | 0
00 Ret.Exist_Non-FBC_SNCR_ACI_DSI & DCCS & WetFGD & SCR & CCS | 0 | 0 | 0 | 0 | 0 | 0 | 0
00 Ret.Exist_Non-FBC_SNCR_ACI_DSI & DRET | 0 | 0 | 0 | 0 | 0 | 0 | 0
00 Ret.Exist_Non-FBC_SNCR_ACI_DSI & GPM | 0 | 0 | 0 | 0 | 0 | 0 | 0
00 Ret.Exist_Non-FBC_SNCR_ACI_DSI & GPM & C2G | 0 | 0 | 0 | 0 | 0 | 0 | 0
00 Ret.Exist_Non-FBC_SNCR_ACI_DSI & GPM & C2G & SCR | 0 | 0 | 0 | 0 | 0 | 0 | 0
00 Ret.Exist_Non-FBC_SNCR_ACI_DSI & GPM & DRET | 0 | 0 | 0 | 0 | 0 | 0 | 0
00 Ret.Exist_Non-FBC_SNCR_ACI_DSI & GPM & NGC | 0 | 0 | 0 | 0 | 0 | 0 | 0
00 Ret.Exist_Non-FBC_SNCR_ACI_DSI & GPM & SCR | 0 | 0 | 0 | 0 | 0 | 0 | 0
00 Ret.Exist_Non-FBC_SNCR_ACI_DSI & GPM & SCR & DRET | 0 | 0 | 0 | 0 | 0 | 0 | 0
00 Ret.Exist_Non-FBC_SNCR_ACI_DSI & GPM & SCR & NGC | 0 | 0 | 0 | 0 | 0 | 0 | 0
00 Ret.Exist_Non-FBC_SNCR_ACI_DSI & GPM & WetFGD & SCR & CCS | 0 | 0 | 0 | 0 | 0 | 0 | 0
00 Ret.Exist_Non-FBC_SNCR_ACI_DSI & NGC | 0 | 0 | 0 | 0 | 0 | 0 | 0
00 Ret.Exist_Non-FBC_SNCR_ACI_DSI & SCR | 0 | 0 | 0 | 0 | 0 | 0 | 0
00 Ret.Exist_Non-FBC_SNCR_ACI_DSI & SCR & C2G | 0 | 0 | 0 | 0 | 0 | 0 | 0
00 Ret.Exist_Non-FBC_SNCR_ACI_DSI & SCR & DRET | 0 | 0 | 0 | 0 | 0 | 0 | 0
00 Ret.Exist_Non-FBC_SNCR_ACI_DSI & SCR & NGC | 0 | 0 | 0 | 0 | 0 | 0 | 0
00 Ret.Exist_Non-FBC_SNCR_ACI_DSI & SCR & WetFGD & CCS | 0 | 0 | 0 | 0 | 0 | 0 | 0
00 Ret.Exist_Non-FBC_WetFGD & ACI | 0 | 0 | 0 | 0 | 0 | 0 | 0
00 Ret.Exist_Non-FBC_WetFGD & ACI & C2G | 0 | 0 | 0 | 0 | 0 | 0 | 0
00 Ret.Exist_Non-FBC_WetFGD & ACI & C2G & SCR | 0 | 0 | 0 | 0 | 0 | 0 | 0
00 Ret.Exist_Non-FBC_WetFGD & ACI & DRET | 0 | 0 | 0 | 0 | 0 | 0 | 0
00 Ret.Exist_Non-FBC_WetFGD & ACI & GPM | 0 | 0 | 0 | 0 | 0 | 0 | 0
00 Ret.Exist_Non-FBC_WetFGD & ACI & GPM & C2G | 0 | 0 | 0 | 0 | 0 | 0 | 0
00 Ret.Exist_Non-FBC_WetFGD & ACI & GPM & C2G & SCR | 0 | 0 | 0 | 0 | 0 | 0 | 0
00 Ret.Exist_Non-FBC_WetFGD & ACI & GPM & DRET | 0 | 0 | 0 | 0 | 0 | 0 | 0
00 Ret.Exist_Non-FBC_WetFGD & ACI & GPM & NGC | 0 | 0 | 0 | 0 | 0 | 0 | 0
00 Ret.Exist_Non-FBC_WetFGD & ACI & GPM & SCR | 0 | 0 | 0 | 0 | 0 | 0 | 0
00 Ret.Exist_Non-FBC_WetFGD & ACI & GPM & SCR & CCS | 0 | 0 | 0 | 0 | 0 | 0 | 0
00 Ret.Exist_Non-FBC_WetFGD & ACI & GPM & SCR & DRET | 0 | 0 | 0 | 0 | 0 | 0 | 0
00 Ret.Exist_Non-FBC_WetFGD & ACI & GPM & SCR & NGC | 0 | 0 | 0 | 0 | 0 | 0 | 0
00 Ret.Exist_Non-FBC_WetFGD & ACI & GPM & SNCR | 0 | 0 | 0 | 0 | 0 | 0 | 0
00 Ret.Exist_Non-FBC_WetFGD & ACI & GPM & SNCR & DRET | 0 | 0 | 0 | 0 | 0 | 0 | 0
00 Ret.Exist_Non-FBC_WetFGD & ACI & GPM & SNCR & NGC | 0 | 0 | 0 | 0 | 0 | 0 | 0
00 Ret.Exist_Non-FBC_WetFGD & ACI & NGC | 0 | 0 | 0 | 0 | 0 | 0 | 0
00 Ret.Exist_Non-FBC_WetFGD & ACI & SCR | 0 | 0 | 0 | 0 | 0 | 0 | 0
00 Ret.Exist_Non-FBC_WetFGD & ACI & SCR & CCS | 0 | 0 | 0 | 0 | 0 | 0 | 0
00 Ret.Exist_Non-FBC_WetFGD & ACI & SCR & DRET | 0 | 0 | 0 | 0 | 0 | 0 | 0
00 Ret.Exist_Non-FBC_WetFGD & ACI & SCR & NGC | 0 | 0 | 0 | 0 | 0 | 0 | 0
00 Ret.Exist_Non-FBC_WetFGD & ACI & SNCR | 0 | 0 | 0 | 0 | 0 | 0 | 0
00 Ret.Exist_Non-FBC_WetFGD & ACI & SNCR & DRET | 0 | 0 | 0 | 0 | 0 | 0 | 0
00 Ret.Exist_Non-FBC_WetFGD & ACI & SNCR & NGC | 0 | 0 | 0 | 0 | 0 | 0 | 0
00 Ret.Exist_Non-FBC_WetFGD & C2G | 0 | 0 | 0 | 0 | 0 | 0 | 0
00 Ret.Exist_Non-FBC_WetFGD & C2G & SCR | 0 | 0 | 0 | 0 | 0 | 0 | 0
00 Ret.Exist_Non-FBC_WetFGD & DRET | 0 | 0 | 0 | 0 | 0 | 0 | 0
00 Ret.Exist_Non-FBC_WetFGD & DCCS | 0 | 0 | 0 | 0 | 0 | 0 | 0
00 Ret.Exist_Non-FBC_WetFGD & DCCS & SCR & CCS | 0 | 0 | 0 | 0 | 0 | 0 | 0
00 Ret.Exist_Non-FBC_WetFGD & GPM | 0 | 0 | 0 | 0 | 0 | 0 | 0
00 Ret.Exist_Non-FBC_WetFGD & GPM & C2G | 0 | 0 | 0 | 0 | 0 | 0 | 0
00 Ret.Exist_Non-FBC_WetFGD & GPM & C2G & SCR | 0 | 0 | 0 | 0 | 0 | 0 | 0
00 Ret.Exist_Non-FBC_WetFGD & GPM & DRET | 0 | 0 | 0 | 0 | 0 | 0 | 0
00 Ret.Exist_Non-FBC_WetFGD & GPM & NGC | 0 | 0 | 0 | 0 | 0 | 0 | 0
00 Ret.Exist_Non-FBC_WetFGD & GPM & SCR | 0 | 0 | 0 | 0 | 0 | 0 | 0
00 Ret.Exist_Non-FBC_WetFGD & GPM & SCR & CCS | 0 | 0 | 0 | 0 | 0 | 0 | 0
00 Ret.Exist_Non-FBC_WetFGD & GPM & SCR & DRET | 0 | 0 | 0 | 0 | 0 | 0 | 0
00 Ret.Exist_Non-FBC_WetFGD & GPM & SCR & NGC | 0 | 0 | 0 | 0 | 0 | 0 | 0
00 Ret.Exist_Non-FBC_WetFGD & GPM & SNCR | 0 | 0 | 0 | 0 | 0 | 0 | 0
00 Ret.Exist_Non-FBC_WetFGD & GPM & SNCR & DRET | 0 | 0 | 0 | 0 | 0 | 0 | 0
00 Ret.Exist_Non-FBC_WetFGD & GPM & SNCR & NGC | 0 | 0 | 0 | 0 | 0 | 0 | 0
00 Ret.Exist_Non-FBC_WetFGD & NGC | 0 | 0 | 0 | 0 | 0 | 0 | 0
00 Ret.Exist_Non-FBC_WetFGD & SCR | 0 | 0 | 0 | 0 | 0 | 0 | 0
00 Ret.Exist_Non-FBC_WetFGD & SCR & C2G | 0 | 0 | 0 | 0 | 0 | 0 | 0
00 Ret.Exist_Non-FBC_WetFGD & SCR & CCS | 0 | 0 | 0 | 0 | 0 | 0 | 0
00 Ret.Exist_Non-FBC_WetFGD & SCR & DRET | 0 | 0 | 0 | 0 | 0 | 0 | 0
00 Ret.Exist_Non-FBC_WetFGD & SCR & NGC | 0 | 0 | 0 | 0 | 0 | 0 | 0
00 Ret.Exist_Non-FBC_WetFGD & SNCR | 0 | 0 | 0 | 0 | 0 | 0 | 0
00 Ret.Exist_Non-FBC_WetFGD & SNCR & C2G | 0 | 0 | 0 | 0 | 0 | 0 | 0
00 Ret.Exist_Non-FBC_WetFGD & SNCR & DRET | 0 | 0 | 0 | 0 | 0 | 0 | 0
00 Ret.Exist_Non-FBC_WetFGD & SNCR & NGC | 0 | 0 | 0 | 0 | 0 | 0 | 0
00 Ret.Exist_Non-FBC_WetFGD_ACI & C2G | 0.63963 | 0.63963 | 0.63963 | 0.63963 | 0.63963 | 0.63963 | 0.63963
00 Ret.Exist_Non-FBC_WetFGD_ACI & C2G & SCR | 0 | 0 | 0 | 0 | 0 | 0 | 0
00 Ret.Exist_Non-FBC_WetFGD_ACI & DCCS | 0 | 0 | 0 | 0 | 0 | 0 | 0
00 Ret.Exist_Non-FBC_WetFGD_ACI & DCCS & SCR & CCS | 0 | 0 | 0 | 0 | 0 | 0 | 0
00 Ret.Exist_Non-FBC_WetFGD_ACI & DRET | 0 | 0 | 0 | 0 | 0 | 0 | 0
00 Ret.Exist_Non-FBC_WetFGD_ACI & GPM | 0 | 51.734 | 53.1865 | 53.1865 | 50.2177 | 49.0366 | 49.0366
00 Ret.Exist_Non-FBC_WetFGD_ACI & GPM & C2G | 0 | 0 | 0 | 0 | 0 | 0 | 0
00 Ret.Exist_Non-FBC_WetFGD_ACI & GPM & C2G & SCR | 0 | 0 | 0 | 0 | 0 | 0 | 0
00 Ret.Exist_Non-FBC_WetFGD_ACI & GPM & DRET | 0 | 0 | 0 | 0 | 0 | 0 | 0
00 Ret.Exist_Non-FBC_WetFGD_ACI & GPM & NGC | 0 | 0 | 0 | 0 | 0 | 0 | 0
00 Ret.Exist_Non-FBC_WetFGD_ACI & GPM & SCR | 0 | 0 | 0 | 0 | 0 | 0 | 0
00 Ret.Exist_Non-FBC_WetFGD_ACI & GPM & SCR & CCS | 0 | 0 | 0 | 0 | 0 | 0 | 0
00 Ret.Exist_Non-FBC_WetFGD_ACI & GPM & SCR & DRET | 0 | 0 | 0 | 0 | 0 | 0 | 0
00 Ret.Exist_Non-FBC_WetFGD_ACI & GPM & SCR & NGC | 0 | 0 | 0 | 0 | 0 | 0 | 0
00 Ret.Exist_Non-FBC_WetFGD_ACI & GPM & SNCR | 0 | 0 | 0 | 0 | 0 | 0 | 0
00 Ret.Exist_Non-FBC_WetFGD_ACI & GPM & SNCR & DRET | 0 | 0 | 0 | 0 | 0 | 0 | 0
00 Ret.Exist_Non-FBC_WetFGD_ACI & GPM & SNCR & NGC | 0 | 0 | 0 | 0 | 0 | 0 | 0
00 Ret.Exist_Non-FBC_WetFGD_ACI & NGC | 0 | 0 | 0 | 0 | 0 | 0 | 0
00 Ret.Exist_Non-FBC_WetFGD_ACI & SCR | 2.0367 | 8.6267 | 8.6267 | 8.6267 | 8.6267 | 8.6267 | 8.6267
00 Ret.Exist_Non-FBC_WetFGD_ACI & SCR & C2G | 0 | 0 | 0 | 0 | 0 | 0 | 0
00 Ret.Exist_Non-FBC_WetFGD_ACI & SCR & CCS | 0 | 0 | 20.7262 | 20.7262 | 14.7878 | 0 | 0
00 Ret.Exist_Non-FBC_WetFGD_ACI & SCR & DRET | 0 | 0 | 0 | 0 | 0 | 0 | 0
00 Ret.Exist_Non-FBC_WetFGD_ACI & SCR & NGC | 0 | 0 | 0 | 0 | 0 | 0 | 0
00 Ret.Exist_Non-FBC_WetFGD_ACI & SNCR | 0 | 0 | 0 | 0 | 0 | 0 | 0
00 Ret.Exist_Non-FBC_WetFGD_ACI & SNCR & C2G | 0 | 0 | 0 | 0 | 0 | 0 | 0
00 Ret.Exist_Non-FBC_WetFGD_ACI & SNCR & DRET | 0 | 0 | 0 | 0 | 0 | 0 | 0
00 Ret.Exist_Non-FBC_WetFGD_ACI & SNCR & NGC | 0 | 0 | 0 | 0 | 0 | 0 | 0
00 Ret.Exist_Non-FBC_WetFGD_ACI_DSI & C2G | 0 | 0 | 0 | 0 | 0 | 0 | 0
00 Ret.Exist_Non-FBC_WetFGD_ACI_DSI & C2G & SCR | 0 | 0 | 0 | 0 | 0 | 0 | 0
00 Ret.Exist_Non-FBC_WetFGD_ACI_DSI & DCCS | 0 | 0 | 0 | 0 | 0 | 0 | 0
00 Ret.Exist_Non-FBC_WetFGD_ACI_DSI & DCCS & SCR & CCS | 0 | 0 | 0 | 0 | 0 | 0 | 0
00 Ret.Exist_Non-FBC_WetFGD_ACI_DSI & DRET | 0 | 0 | 0 | 0 | 0 | 0 | 0
00 Ret.Exist_Non-FBC_WetFGD_ACI_DSI & GPM | 0 | 0 | 0 | 0 | 0 | 0 | 0
00 Ret.Exist_Non-FBC_WetFGD_ACI_DSI & GPM & C2G | 0 | 0 | 0 | 0 | 0 | 0 | 0
00 Ret.Exist_Non-FBC_WetFGD_ACI_DSI & GPM & C2G & SCR | 0 | 0 | 0 | 0 | 0 | 0 | 0
00 Ret.Exist_Non-FBC_WetFGD_ACI_DSI & GPM & DRET | 0 | 0 | 0 | 0 | 0 | 0 | 0
00 Ret.Exist_Non-FBC_WetFGD_ACI_DSI & GPM & NGC | 0 | 0 | 0 | 0 | 0 | 0 | 0
00 Ret.Exist_Non-FBC_WetFGD_ACI_DSI & GPM & SCR | 0 | 0 | 0 | 0 | 0 | 0 | 0
00 Ret.Exist_Non-FBC_WetFGD_ACI_DSI & GPM & SCR & CCS | 0 | 0 | 0 | 0 | 0 | 0 | 0
00 Ret.Exist_Non-FBC_WetFGD_ACI_DSI & GPM & SCR & DRET | 0 | 0 | 0 | 0 | 0 | 0 | 0
00 Ret.Exist_Non-FBC_WetFGD_ACI_DSI & GPM & SCR & NGC | 0 | 0 | 0 | 0 | 0 | 0 | 0
00 Ret.Exist_Non-FBC_WetFGD_ACI_DSI & GPM & SNCR | 0 | 0 | 0 | 0 | 0 | 0 | 0
00 Ret.Exist_Non-FBC_WetFGD_ACI_DSI & GPM & SNCR & DRET | 0 | 0 | 0 | 0 | 0 | 0 | 0
00 Ret.Exist_Non-FBC_WetFGD_ACI_DSI & GPM & SNCR & NGC | 0 | 0 | 0 | 0 | 0 | 0 | 0
00 Ret.Exist_Non-FBC_WetFGD_ACI_DSI & NGC | 0 | 0 | 0 | 0 | 0 | 0 | 0
00 Ret.Exist_Non-FBC_WetFGD_ACI_DSI & SCR | 0 | 0 | 0 | 0 | 0 | 0 | 0
00 Ret.Exist_Non-FBC_WetFGD_ACI_DSI & SCR & C2G | 0 | 0 | 0 | 0 | 0 | 0 | 0
00 Ret.Exist_Non-FBC_WetFGD_ACI_DSI & SCR & CCS | 0 | 0 | 0 | 0 | 0 | 0 | 0
00 Ret.Exist_Non-FBC_WetFGD_ACI_DSI & SCR & DRET | 0 | 0 | 0 | 0 | 0 | 0 | 0
00 Ret.Exist_Non-FBC_WetFGD_ACI_DSI & SCR & NGC | 0 | 0 | 0 | 0 | 0 | 0 | 0
00 Ret.Exist_Non-FBC_WetFGD_ACI_DSI & SNCR | 0 | 0 | 0 | 0 | 0 | 0 | 0
00 Ret.Exist_Non-FBC_WetFGD_ACI_DSI & SNCR & C2G | 0 | 0 | 0 | 0 | 0 | 0 | 0
00 Ret.Exist_Non-FBC_WetFGD_ACI_DSI & SNCR & DRET | 0 | 0 | 0 | 0 | 0 | 0 | 0
00 Ret.Exist_Non-FBC_WetFGD_ACI_DSI & SNCR & NGC | 0 | 0 | 0 | 0 | 0 | 0 | 0
00 Ret.Exist_Non-FBC_WetFGD_SCR & ACI | 0 | 0 | 0 | 0 | 0 | 0 | 0
00 Ret.Exist_Non-FBC_WetFGD_SCR & ACI & C2G | 0 | 0 | 0 | 0 | 0 | 0 | 0
00 Ret.Exist_Non-FBC_WetFGD_SCR & ACI & CCS | 0 | 0 | 0 | 0 | 0 | 0 | 0
00 Ret.Exist_Non-FBC_WetFGD_SCR & DCCS | 0 | 0 | 0 | 0 | 0 | 0 | 0
00 Ret.Exist_Non-FBC_WetFGD_SCR & DCCS & CCS | 0 | 0 | 0 | 0 | 0 | 0 | 0
00 Ret.Exist_Non-FBC_WetFGD_SCR & ACI & DRET | 0 | 0 | 0 | 0 | 0 | 0 | 0
00 Ret.Exist_Non-FBC_WetFGD_SCR & ACI & GPM | 0 | 0 | 0 | 0 | 0 | 0 | 0
00 Ret.Exist_Non-FBC_WetFGD_SCR & ACI & GPM & C2G | 0 | 0 | 0 | 0 | 0 | 0 | 0
00 Ret.Exist_Non-FBC_WetFGD_SCR & ACI & GPM & CCS | 0 | 0 | 0 | 0 | 0 | 0 | 0
00 Ret.Exist_Non-FBC_WetFGD_SCR & ACI & GPM & DRET | 0 | 0 | 0 | 0 | 0 | 0 | 0
00 Ret.Exist_Non-FBC_WetFGD_SCR & ACI & GPM & NGC | 0 | 0 | 0 | 0 | 0 | 0 | 0
00 Ret.Exist_Non-FBC_WetFGD_SCR & ACI & NGC | 0 | 0 | 0 | 0 | 0 | 0 | 0
00 Ret.Exist_Non-FBC_WetFGD_SCR & C2G | 0 | 0 | 0 | 0 | 0 | 0 | 0
00 Ret.Exist_Non-FBC_WetFGD_SCR & CCS | 0 | 6.9582 | 59.9277 | 59.9277 | 1.8326 | 1.7993 | 1.7993
00 Ret.Exist_Non-FBC_WetFGD_SCR & DRET | 0 | 0 | 0 | 0 | 0 | 0 | 0
00 Ret.Exist_Non-FBC_WetFGD_SCR & GPM | 21.2197 | 100.5694 | 18.0777 | 18.0777 | 18.0777 | 1.7881 | 1.7881
00 Ret.Exist_Non-FBC_WetFGD_SCR & GPM & C2G | 0 | 0 | 0 | 0 | 0 | 0 | 0
00 Ret.Exist_Non-FBC_WetFGD_SCR & GPM & CCS | 0 | 0 | 48.4825 | 48.4825 | 0 | 0 | 0
00 Ret.Exist_Non-FBC_WetFGD_SCR & GPM & DRET | 0 | 0 | 0 | 0 | 0 | 0 | 0
00 Ret.Exist_Non-FBC_WetFGD_SCR & GPM & NGC | 0 | 0 | 0 | 0 | 0 | 0 | 0
00 Ret.Exist_Non-FBC_WetFGD_SCR & NGC | 0 | 0 | 0 | 0 | 0 | 0 | 0
00 Ret.Exist_Non-FBC_WetFGD_SCR_ACI & C2G | 0.46926 | 0.46926 | 0.46926 | 0.46926 | 0.46926 | 0.46926 | 0.46926
00 Ret.Exist_Non-FBC_WetFGD_SCR_ACI & CCS | 0 | 0 | 40.9931 | 40.9931 | 5.1328 | 5.1328 | 5.1328
00 Ret.Exist_Non-FBC_WetFGD_SCR_ACI & DCCS | 0 | 0 | 0 | 0 | 0 | 0 | 0
00 Ret.Exist_Non-FBC_WetFGD_SCR_ACI & DCCS & CCS | 0 | 0 | 0 | 0 | 0 | 0 | 0
00 Ret.Exist_Non-FBC_WetFGD_SCR_ACI & DRET | 0 | 0 | 0 | 0 | 0 | 0 | 0
00 Ret.Exist_Non-FBC_WetFGD_SCR_ACI & GPM | 25.9085 | 26.2204 | 4.8206 | 4.8206 | 4.8206 | 4.8206 | 4.8206
00 Ret.Exist_Non-FBC_WetFGD_SCR_ACI & GPM & C2G | 0 | 0 | 0 | 0 | 0 | 0 | 0
00 Ret.Exist_Non-FBC_WetFGD_SCR_ACI & GPM & CCS | 0 | 0 | 14.7552 | 14.7552 | 0 | 0 | 0
00 Ret.Exist_Non-FBC_WetFGD_SCR_ACI & GPM & DRET | 0 | 0 | 0 | 0 | 0 | 0 | 0
00 Ret.Exist_Non-FBC_WetFGD_SCR_ACI & GPM & NGC | 0 | 0 | 0 | 0 | 0 | 0 | 0
00 Ret.Exist_Non-FBC_WetFGD_SCR_ACI & NGC | 0 | 0 | 0 | 0 | 0 | 0 | 0
00 Ret.Exist_Non-FBC_WetFGD_SCR_ACI_DSI & C2G | 0 | 0 | 0 | 0 | 0 | 0 | 0
00 Ret.Exist_Non-FBC_WetFGD_SCR_ACI_DSI & CCS | 0 | 0 | 69.177 | 69.177 | 0 | 0 | 0
00 Ret.Exist_Non-FBC_WetFGD_SCR_ACI_DSI & DCCS | 0 | 0 | 0 | 0 | 0 | 0 | 0
00 Ret.Exist_Non-FBC_WetFGD_SCR_ACI_DSI & DCCS & CCS | 0 | 0 | 0 | 0 | 0 | 0 | 0
00 Ret.Exist_Non-FBC_WetFGD_SCR_ACI_DSI & DRET | 0 | 0 | 0 | 0 | 0 | 0 | 0
00 Ret.Exist_Non-FBC_WetFGD_SCR_ACI_DSI & GPM | 9.0417 | 19.7386 | 0 | 0 | 0 | 0 | 0
00 Ret.Exist_Non-FBC_WetFGD_SCR_ACI_DSI & GPM & C2G | 0 | 0 | 0 | 0 | 0 | 0 | 0
00 Ret.Exist_Non-FBC_WetFGD_SCR_ACI_DSI & GPM & CCS | 0 | 0 | 13.9668 | 13.9668 | 0 | 0 | 0
00 Ret.Exist_Non-FBC_WetFGD_SCR_ACI_DSI & GPM & DRET | 0 | 0 | 0 | 0 | 0 | 0 | 0
00 Ret.Exist_Non-FBC_WetFGD_SCR_ACI_DSI & GPM & NGC | 0 | 0 | 0 | 0 | 0 | 0 | 0
00 Ret.Exist_Non-FBC_WetFGD_SCR_ACI_DSI & NGC | 0 | 0 | 0 | 0 | 0 | 0 | 0
00 Ret.Exist_Non-FBC_WetFGD_SCR_DSI & ACI | 0 | 0 | 0 | 0 | 0 | 0 | 0
00 Ret.Exist_Non-FBC_WetFGD_SCR_DSI & ACI & C2G | 0 | 0 | 0 | 0 | 0 | 0 | 0
00 Ret.Exist_Non-FBC_WetFGD_SCR_DSI & ACI & CCS | 0 | 0 | 0 | 0 | 0 | 0 | 0
00 Ret.Exist_Non-FBC_WetFGD_SCR_DSI & ACI & DRET | 0 | 0 | 0 | 0 | 0 | 0 | 0
00 Ret.Exist_Non-FBC_WetFGD_SCR_DSI & ACI & GPM | 0 | 0 | 0 | 0 | 0 | 0 | 0
00 Ret.Exist_Non-FBC_WetFGD_SCR_DSI & ACI & GPM & C2G | 0 | 0 | 0 | 0 | 0 | 0 | 0
00 Ret.Exist_Non-FBC_WetFGD_SCR_DSI & ACI & GPM & CCS | 0 | 0 | 0 | 0 | 0 | 0 | 0
00 Ret.Exist_Non-FBC_WetFGD_SCR_DSI & ACI & GPM & DRET | 0 | 0 | 0 | 0 | 0 | 0 | 0
00 Ret.Exist_Non-FBC_WetFGD_SCR_DSI & ACI & GPM & NGC | 0 | 0 | 0 | 0 | 0 | 0 | 0
00 Ret.Exist_Non-FBC_WetFGD_SCR_DSI & ACI & NGC | 0 | 0 | 0 | 0 | 0 | 0 | 0
00 Ret.Exist_Non-FBC_WetFGD_SCR_DSI & C2G | 19.2211 | 7.3242 | 0.27916 | 0 | 0 | 0 | 0
00 Ret.Exist_Non-FBC_WetFGD_SCR_DSI & CCS | 0 | 0 | 0 | 0 | 0 | 0 | 0
00 Ret.Exist_Non-FBC_WetFGD_SCR_DSI & DCCS | 0 | 0 | 0 | 0 | 0 | 0 | 0
00 Ret.Exist_Non-FBC_WetFGD_SCR_DSI & DCCS & CCS | 0 | 0 | 0 | 0 | 0 | 0 | 0
00 Ret.Exist_Non-FBC_WetFGD_SCR_DSI & DRET | 0 | 0 | 0 | 0 | 0 | 0 | 0
00 Ret.Exist_Non-FBC_WetFGD_SCR_DSI & GPM | 0 | 0 | 0 | 0 | 0 | 0 | 0
00 Ret.Exist_Non-FBC_WetFGD_SCR_DSI & GPM & C2G | 0 | 0 | 0 | 0 | 0 | 0 | 0
00 Ret.Exist_Non-FBC_WetFGD_SCR_DSI & GPM & CCS | 0 | 0 | 0 | 0 | 0 | 0 | 0
00 Ret.Exist_Non-FBC_WetFGD_SCR_DSI & GPM & DRET | 0 | 0 | 0 | 0 | 0 | 0 | 0
00 Ret.Exist_Non-FBC_WetFGD_SCR_DSI & GPM & NGC | 0 | 0 | 0 | 0 | 0 | 0 | 0
00 Ret.Exist_Non-FBC_WetFGD_SCR_DSI & NGC | 0 | 0 | 0 | 0 | 0 | 0 | 0
00 Ret.Exist_Non-FBC_WetFGD_SNCR & ACI | 0 | 0 | 0 | 0 | 0 | 0 | 0
00 Ret.Exist_Non-FBC_WetFGD_SNCR & ACI & C2G | 0 | 0 | 0 | 0 | 0 | 0 | 0
00 Ret.Exist_Non-FBC_WetFGD_SNCR & ACI & C2G & SCR | 0 | 0 | 0 | 0 | 0 | 0 | 0
00 Ret.Exist_Non-FBC_WetFGD_SNCR & ACI & DRET | 0 | 0 | 0 | 0 | 0 | 0 | 0
00 Ret.Exist_Non-FBC_WetFGD_SNCR & ACI & GPM | 0 | 0 | 0 | 0 | 0 | 0 | 0
00 Ret.Exist_Non-FBC_WetFGD_SNCR & ACI & GPM & C2G | 0 | 0 | 0 | 0 | 0 | 0 | 0
00 Ret.Exist_Non-FBC_WetFGD_SNCR & ACI & GPM & C2G & SCR | 0 | 0 | 0 | 0 | 0 | 0 | 0
00 Ret.Exist_Non-FBC_WetFGD_SNCR & ACI & GPM & DRET | 0 | 0 | 0 | 0 | 0 | 0 | 0
00 Ret.Exist_Non-FBC_WetFGD_SNCR & ACI & GPM & NGC | 0 | 0 | 0 | 0 | 0 | 0 | 0
00 Ret.Exist_Non-FBC_WetFGD_SNCR & ACI & GPM & SCR | 0 | 0 | 0 | 0 | 0 | 0 | 0
00 Ret.Exist_Non-FBC_WetFGD_SNCR & ACI & GPM & SCR & CCS | 0 | 0 | 0 | 0 | 0 | 0 | 0
00 Ret.Exist_Non-FBC_WetFGD_SNCR & ACI & GPM & SCR & DRET | 0 | 0 | 0 | 0 | 0 | 0 | 0
00 Ret.Exist_Non-FBC_WetFGD_SNCR & ACI & GPM & SCR & NGC | 0 | 0 | 0 | 0 | 0 | 0 | 0
00 Ret.Exist_Non-FBC_WetFGD_SNCR & ACI & NGC | 0 | 0 | 0 | 0 | 0 | 0 | 0
00 Ret.Exist_Non-FBC_WetFGD_SNCR & ACI & SCR | 0 | 0 | 0 | 0 | 0 | 0 | 0
00 Ret.Exist_Non-FBC_WetFGD_SNCR & ACI & SCR & CCS | 0 | 0 | 0 | 0 | 0 | 0 | 0
00 Ret.Exist_Non-FBC_WetFGD_SNCR & ACI & SCR & DRET | 0 | 0 | 0 | 0 | 0 | 0 | 0
00 Ret.Exist_Non-FBC_WetFGD_SNCR & ACI & SCR & NGC | 0 | 0 | 0 | 0 | 0 | 0 | 0
00 Ret.Exist_Non-FBC_WetFGD_SNCR & C2G | 0 | 0 | 0 | 0 | 0 | 0 | 0
00 Ret.Exist_Non-FBC_WetFGD_SNCR & C2G & SCR | 0 | 0 | 0 | 0 | 0 | 0 | 0
00 Ret.Exist_Non-FBC_WetFGD_SNCR & DCCS | 0 | 0 | 0 | 0 | 0 | 0 | 0
00 Ret.Exist_Non-FBC_WetFGD_SNCR & DCCS & SCR & CCS | 0 | 0 | 0 | 0 | 0 | 0 | 0
00 Ret.Exist_Non-FBC_WetFGD_SNCR & DRET | 0 | 0 | 0 | 0 | 0 | 0 | 0
00 Ret.Exist_Non-FBC_WetFGD_SNCR & GPM | 0 | 0 | 0 | 0 | 0 | 0 | 0
00 Ret.Exist_Non-FBC_WetFGD_SNCR & GPM & C2G | 0 | 0 | 0 | 0 | 0 | 0 | 0
00 Ret.Exist_Non-FBC_WetFGD_SNCR & GPM & C2G & SCR | 0 | 0 | 0 | 0 | 0 | 0 | 0
00 Ret.Exist_Non-FBC_WetFGD_SNCR & GPM & DRET | 0 | 0 | 0 | 0 | 0 | 0 | 0
00 Ret.Exist_Non-FBC_WetFGD_SNCR & GPM & NGC | 0 | 0 | 0 | 0 | 0 | 0 | 0
00 Ret.Exist_Non-FBC_WetFGD_SNCR & GPM & SCR | 0 | 0 | 0 | 0 | 0 | 0 | 0
00 Ret.Exist_Non-FBC_WetFGD_SNCR & GPM & SCR & CCS | 0 | 0 | 0 | 0 | 0 | 0 | 0
00 Ret.Exist_Non-FBC_WetFGD_SNCR & GPM & SCR & DRET | 0 | 0 | 0 | 0 | 0 | 0 | 0
00 Ret.Exist_Non-FBC_WetFGD_SNCR & GPM & SCR & NGC | 0 | 0 | 0 | 0 | 0 | 0 | 0
00 Ret.Exist_Non-FBC_WetFGD_SNCR & NGC | 0 | 0 | 0 | 0 | 0 | 0 | 0
00 Ret.Exist_Non-FBC_WetFGD_SNCR & SCR | 0 | 0 | 0 | 0 | 0 | 0 | 0
00 Ret.Exist_Non-FBC_WetFGD_SNCR & SCR & C2G | 0 | 0 | 0 | 0 | 0 | 0 | 0
00 Ret.Exist_Non-FBC_WetFGD_SNCR & SCR & CCS | 0 | 0 | 0 | 0 | 0 | 0 | 0
00 Ret.Exist_Non-FBC_WetFGD_SNCR & SCR & DRET | 0 | 0 | 0 | 0 | 0 | 0 | 0
00 Ret.Exist_Non-FBC_WetFGD_SNCR & SCR & NGC | 0 | 0 | 0 | 0 | 0 | 0 | 0
00 Ret.Exist_Non-FBC_WetFGD_SNCR_ACI & C2G | 0 | 0 | 0 | 0 | 0 | 0 | 0
00 Ret.Exist_Non-FBC_WetFGD_SNCR_ACI & C2G & SCR | 0 | 0 | 0 | 0 | 0 | 0 | 0
00 Ret.Exist_Non-FBC_WetFGD_SNCR_ACI & DCCS | 0 | 0 | 0 | 0 | 0 | 0 | 0
00 Ret.Exist_Non-FBC_WetFGD_SNCR_ACI & DCCS & SCR & CCS | 0 | 0 | 0 | 0 | 0 | 0 | 0
00 Ret.Exist_Non-FBC_WetFGD_SNCR_ACI & DRET | 0 | 0 | 0 | 0 | 0 | 0 | 0
00 Ret.Exist_Non-FBC_WetFGD_SNCR_ACI & GPM | 0 | 15.213 | 10.8928 | 10.8928 | 9.1317 | 9.057 | 9.057
00 Ret.Exist_Non-FBC_WetFGD_SNCR_ACI & GPM & C2G | 0 | 0 | 0 | 0 | 0 | 0 | 0
00 Ret.Exist_Non-FBC_WetFGD_SNCR_ACI & GPM & C2G & SCR | 0 | 0 | 0 | 0 | 0 | 0 | 0
00 Ret.Exist_Non-FBC_WetFGD_SNCR_ACI & GPM & DRET | 0 | 0 | 0 | 0 | 0 | 0 | 0
00 Ret.Exist_Non-FBC_WetFGD_SNCR_ACI & GPM & NGC | 0 | 0 | 0 | 0 | 0 | 0 | 0
00 Ret.Exist_Non-FBC_WetFGD_SNCR_ACI & GPM & SCR | 0 | 0 | 0 | 0 | 0 | 0 | 0
00 Ret.Exist_Non-FBC_WetFGD_SNCR_ACI & GPM & SCR & CCS | 0 | 0 | 5.7342 | 5.7342 | 0 | 0 | 0
00 Ret.Exist_Non-FBC_WetFGD_SNCR_ACI & GPM & SCR & DRET | 0 | 0 | 0 | 0 | 0 | 0 | 0
00 Ret.Exist_Non-FBC_WetFGD_SNCR_ACI & GPM & SCR & NGC | 0 | 0 | 0 | 0 | 0 | 0 | 0
00 Ret.Exist_Non-FBC_WetFGD_SNCR_ACI & NGC | 0 | 0 | 0 | 0 | 0 | 0 | 0
00 Ret.Exist_Non-FBC_WetFGD_SNCR_ACI & SCR | 8.2128 | 9.5849 | 8.894 | 8.2688 | 7.8336 | 6.7056 | 6.9322
00 Ret.Exist_Non-FBC_WetFGD_SNCR_ACI & SCR & C2G | 0 | 0 | 0 | 0 | 0 | 0 | 0
00 Ret.Exist_Non-FBC_WetFGD_SNCR_ACI & SCR & CCS | 0 | 1.7097 | 11.3875 | 11.3875 | 0 | 0 | 0
00 Ret.Exist_Non-FBC_WetFGD_SNCR_ACI & SCR & DRET | 0 | 0 | 0 | 0 | 0 | 0 | 0
00 Ret.Exist_Non-FBC_WetFGD_SNCR_ACI & SCR & NGC | 0 | 0 | 0 | 0 | 0 | 0 | 0
00 Existing Combined Cycle Retirement | 0 | 0 | 0 | 0 | 0 | 0 | 0
00 New Combined Cycle Retirement | 0 | 0 | 0 | 0 | 0 | 0 | 0
00 Existing Combustion Turbine Retirement | 0 | 0 | 0 | 0 | 0 | 0 | 0
00 New Combustion Turbine Retirement | 0 | 0 | 0 | 0 | 0 | 0 | 0
00 Oil/Gas Steam Retirement | 0 | 0 | 0 | 0 | 0 | 0 | 0
00 Coal Steam Retirement | 0 | 0 | 0 | 0 | 0 | 0 | 0
00 IGCC Retirement | 0 | 0 | 0 | 0 | 0 | 0 | 0
00 Nuclear Retirement | 0 | 0 | 0 | 0 | 0 | 0 | 0
00 Biomass Retirement | 0 | 0 | 0 | 0 | 0 | 0 | 0
00 Fossil_Other Retirement | 0 | 0 | 0 | 0 | 0 | 0 | 0
00 Fuel Cell Retirement | 0 | 0 | 0 | 0 | 0 | 0 | 0
00 Geothermal Retirement | 0 | 0 | 0 | 0 | 0 | 0 | 0
00 Hydro Retirement | 0 | 0 | 0 | 0 | 0 | 0 | 0
00 Landfill Gas Retirement | 0 | 0 | 0 | 0 | 0 | 0 | 0
00 Non Fossil_Other Retirement | 0 | 0 | 0 | 0 | 0 | 0 | 0
00 Solar Thermal Retirement | 0 | 0 | 0 | 0 | 0 | 0 | 0
00 Exist Dummy | 0 | 0 | 0 | 0 | 0 | 0 | 0
Total | 16885.2354 | 18461.3338 | 21990.2607 | 23937.2134 | 25150.5523 | 26489.3141 | 28154.2737
14. Capacity Factor by Capacity Reporting Type [%]
00 New Combined Cycle | 86.9915 | 86.987 | 86.5344 | 80.4851 | 66.6839 | 58.1082 | 56.0792
00 New Combined Cycle with CCS Retrofit | N/A | N/A | 87 | 87 | 12.9766 | 11.0599 | 13.4365
00 New Combined Cycle with CF Limit | N/A | N/A | N/A | N/A | N/A | N/A | N/A
00 New Combined Cycle with HRI Retrofit | N/A | N/A | N/A | N/A | N/A | N/A | N/A
00 New Combined Cycle with Hydrogen Retrofit | N/A | 87 | 87 | 76.7542 | 57.9619 | 35.0035 | 54.3097
00 New Combined Cycle with Hydrogen Retrofit Undone | N/A | N/A | N/A | N/A | N/A | N/A | N/A
00 New Combined Cycle with CCS | N/A | N/A | N/A | N/A | N/A | N/A | N/A
00 New Combustion Turbine | 8.7014 | 5.0495 | 3.3696 | 1.486 | 1.1983 | 1.7144 | 3.133
00 New Combustion Turbine with HRI Retrofit | N/A | N/A | N/A | N/A | N/A | N/A | N/A
00 New Combustion Turbine with Hydrogen Retrofit | 10.2998 | 3.8664 | 1.6918 | 2.2444 | 2.7682 | 5.048 | 5.5136
00 New Combustion Turbine with Hydrogen Retrofit Undone | N/A | N/A | N/A | N/A | N/A | N/A | N/A
00 New Hydro | 66.2013 | 65.4119 | 63.3093 | 61.2774 | 61.2247 | 60.8804 | 60.4797
00 New Nuclear | N/A | N/A | N/A | N/A | N/A | N/A | N/A
00 New Nuclear - SMR | N/A | N/A | N/A | N/A | N/A | N/A | N/A
00 New Biomass | 0 | 0 | 0 | 0 | 0 | 0 | 0
00 New Geothermal | 90 | 90 | 90 | 90 | 90 | 89.6688 | 89.6688
00 New Landfill Gas | 90 | 90 | 90 | 88.8689 | 84.1326 | 78.7319 | 79.1287
00 New Battery Storage | 16.7827 | 16.7085 | 17.431 | 17.7152 | 17.8987 | 19.1699 | 19.4075
00 New Offshore Wind | 54.4267 | 53.3554 | 53.4188 | 54.1362 | 55.7485 | 55.7158 | 55.6139
00 New Onshore Wind | 33.7818 | 37.4868 | 37.9265 | 37.9376 | 37.4939 | 37.2427 | 37.1884
00 New Solar PV | 27.6945 | 27.8268 | 29.0078 | 28.4146 | 28.3046 | 28.2869 | 28.132
00 New Solar Thermal | N/A | N/A | N/A | N/A | 65.1314 | 52.6606 | 51.6145
00 New Fuel Cell | N/A | N/A | N/A | N/A | N/A | N/A | N/A
00 New Ultrasupercritical Coal without CCS | N/A | N/A | N/A | N/A | N/A | N/A | N/A
00 New Ultrasupercritical Coal with 30% CCS | N/A | N/A | N/A | N/A | N/A | N/A | N/A
00 New Ultrasupercritical Coal with 90% CCS | N/A | N/A | N/A | N/A | N/A | N/A | N/A
00 Exist & New Distributed Solar PV | 16.416 | 16.3107 | 16.0805 | 15.9735 | 15.8419 | 15.7289 | 15.6049
00 Exist Combined Cycle | 67.7442 | 66.1681 | 50.9384 | 29.5135 | 14.4121 | 8.9418 | 8.0544
00 Exist Combustion Turbine | 2.227 | 1.6781 | 1.3063 | 1.0688 | 1.0325 | 1.0193 | 0.80375
00 Exist FBC_Uncontrolled | 19.8964 | 33.3817 | 59.4774 | 27.8662 | 10 | N/A | N/A
00 Exist FBC_ACI_DSI | 81.6763 | 83.37 | 83.37 | N/A | N/A | N/A | N/A
00 Exist FBC_DryFGD_ACI | 70.7997 | 78.85 | 78.85 | 78.85 | 78.85 | 78.85 | 78.85
00 Exist FBC_DryFGD_DSI | 22.5173 | N/A | N/A | N/A | N/A | N/A | N/A
00 Exist FBC_DryFGD_SNCR | 33.7879 | 28.921 | 45.3174 | 24.9509 | 19.4268 | 24.6976 | 35.3439
00 Exist FBC_DryFGD_SNCR_ACI | 77.8635 | 77.8635 | 75.6735 | 77.8635 | 77.8216 | 68.3488 | 68.3488
00 Exist FBC_DryFGD_SNCR_ACI_DSI | 69.4195 | 0 | 0 | 0 | 0 | 0 | 0
00 Exist FBC_DryFGD_SNCR_DSI | 19.8964 | 11.1812 | N/A | N/A | N/A | N/A | N/A
00 Exist FBC_DSI | 52.7237 | 68.869 | 77.8804 | 67.6848 | 61.4213 | 42.4618 | 49.8662
00 Exist FBC_SNCR | N/A | N/A | N/A | N/A | N/A | N/A | N/A
00 Exist FBC_SNCR_ACI_DSI | 78.85 | 78.85 | 78.85 | 78.85 | 66.1899 | 66.1899 | 66.1899
00 Exist FBC_SNCR_DSI | 76.3362 | 79.3195 | 78.485 | 65.6988 | 62.914 | 57.7544 | 55.2964
00 Exist FBC_WetFGD_SNCR | 19.8964 | 33.3817 | 76.7726 | 33.3817 | 27.8662 | N/A | N/A
00 Exist FBC_WetFGD_DSI | 83.37 | 83.37 | 77.5188 | 33.3817 | 41.0158 | 58.3775 | 83.37
00 Exist_Non-FBC_Uncontrolled | 62.88 | 61.6036 | 76.7317 | 76.7317 | 65.3095 | 61.5248 | 61.2352
00 Exist_Non-FBC_ACI | 64.3696 | 74.7573 | 78.4709 | 76.4438 | 71.3421 | 64.1032 | 64.2952
00 Exist_Non-FBC_ACI_DSI | 49.4796 | 62.9752 | 74.3202 | 71.5566 | 65.2986 | 54.7026 | 55.1587
00 Exist_Non-FBC_DryFGD | N/A | N/A | N/A | N/A | N/A | N/A | N/A
00 Exist_Non-FBC_DryFGD_ACI | 60.8979 | 75.2695 | 78.9122 | 76.7535 | 69.9695 | 64.6425 | 64.4927
00 Exist_Non-FBC_DryFGD_SCR | 18.6788 | N/A | N/A | N/A | N/A | N/A | N/A
00 Exist_Non-FBC_DryFGD_SCR_ACI | 53.7373 | 67.4183 | 71.5732 | 73.2669 | 71.4955 | 68.1498 | 65.7194
00 Exist_Non-FBC_DryFGD_SCR_DSI | 78.85 | 78.85 | 78.85 | 78.85 | 74.6881 | 66.1899 | 66.1899
00 Exist_Non-FBC_DryFGD_SCR_ACI_DSI | 72.2876 | 77.9818 | 79.1843 | 75.8418 | 68.8487 | 62.1281 | 61.9774
00 Exist_Non-FBC_DryFGD_SNCR_ACI | 73.8765 | 78.4378 | 78.4378 | 78.4378 | 75.2234 | 65.8826 | 65.8826
00 Exist_Non-FBC_DryFGD_SNCR_ACI_DSI | 69.0585 | 77.71 | 77.71 | 77.71 | 65.277 | 55.7804 | 56.4751
00 Exist_Non-FBC_DSI | 53.5486 | 65.0647 | 78.85 | 78.85 | 70.7163 | 63.0536 | 66.1899
00 Exist_Non-FBC_SCR_ACI | 67.8474 | 76.6937 | 78.5258 | 77.0344 | 69.1277 | 62.7731 | 60.7095
00 Exist_Non-FBC_SCR_ACI_DSI | 18.5801 | 77.01 | 77.01 | 70.0786 | 63.5483 | 33.2068 | 44.7232
00 Exist_Non-FBC_SNCR_ACI | 18.3437 | 54.3441 | 77.71 | 77.71 | 71.1497 | 61.3963 | 61.3963
00 Exist_Non-FBC_SNCR_ACI_DSI | 32.4217 | 12.4951 | N/A | N/A | N/A | N/A | N/A
00 Exist_Non-FBC_WetFGD | 72.5305 | 72.9315 | 74.2142 | 74.2142 | 74.2142 | 71.4183 | 72.5629
00 Exist_Non-FBC_WetFGD_ACI | 66.6278 | 76.4462 | 79.1512 | 79.1512 | 71.4814 | 66.0061 | 65.5894
00 Exist_Non-FBC_WetFGD_ACI_DSI | 58.6525 | 62.6746 | N/A | N/A | N/A | N/A | N/A
00 Exist_Non-FBC_WetFGD_SCR | 58.75 | 58.7184 | 71.6837 | 71.4458 | 71.4407 | 66.6188 | 70.0744
00 Exist_Non-FBC_WetFGD_SCR_DSI | 56.8866 | N/A | N/A | N/A | N/A | N/A | N/A
00 Exist_Non-FBC_WetFGD_SCR_ACI | 58.3369 | 69.4795 | 78.4739 | 77.8543 | 71.5098 | 68.3621 | 68.4687
00 Exist_Non-FBC_WetFGD_SCR_ACI_DSI | 62.0257 | 66.4493 | 78.4044 | 72.3964 | 64.1859 | 54.3581 | 62.6438
00 Exist_Non-FBC_WetFGD_SNCR | 43.7966 | 31.0881 | 71.6349 | 74.6177 | 61.1932 | 28.9076 | 58.0524
00 Exist_Non-FBC_WetFGD_SNCR_ACI | 61.4892 | 68.9477 | 77.8183 | 75.9055 | 69.8659 | 66.7675 | 65.1534
00 Exist IGCC | 79.192 | 79.192 | N/A | N/A | N/A | N/A | N/A
00 Exist Fossil_Other | 53.0698 | 53.5267 | 54.1523 | 54.0784 | 52.162 | 49.9798 | 49.9798
00 Exist Fuel Cell | 61.9189 | 65.0033 | 59.1358 | 37.9983 | 36.4198 | 29.8163 | 28.214
00 Exist Hydro | 38.8003 | 38.8002 | 38.8002 | 38.7747 | 38.7746 | 38.7632 | 38.76
00 Exist Non Fossil_Other | 62.0235 | 61.7983 | 61.9796 | 59.4903 | 59.3425 | 59.4111 | 59.471
00 Exist Nuclear | 91.4536 | 91.3852 | 91.2793 | 91.1912 | 91.8173 | 91.2408 | 91.2817
00 Exist Oil/Gas Steam | 7.0639 | 4.6908 | 1.6798 | 0.67452 | 0.61765 | 0.61338 | 0.60807
00 Exist Oil/Gas Steam_SCR | 8.1828 | 8.8538 | 2.8431 | 2.7706 | 2.6571 | 2.5894 | 2.5643
00 Exist Oil/Gas Steam_SNCR | 5.4092 | 1.8692 | 0.77511 | 0.25836 | 0.22827 | 0.23852 | 0.23852
00 Exist Biomass | 58.0401 | 66.9859 | 66.2512 | 65.0698 | 63.4794 | 39.7355 | 42.8672
00 Exist Landfill Gas | 63.9988 | 63.6949 | 64.5406 | 64.1397 | 62.1947 | 61.7187 | 61.3848
00 Exist Geothermal | 72.4109 | 72.4109 | 72.4109 | 72.4109 | 72.4109 | 72.4109 | 72.4109
00 Exist Pump Storage | 8.6318 | 8.6588 | 8.1939 | 10.9101 | 13.1436 | 14.6845 | 14.9981
00 Exist Energy Storage | 0.15607 | 0.1553 | 0.15166 | 0.15246 | 0.15082 | 0.15628 | 0.15619
00 Exist Solar PV | 24.4927 | 24.4927 | 24.4927 | 24.4927 | 24.4927 | 24.4927 | 24.4927
00 Exist Solar Thermal | 23.0149 | 23.0149 | 23.0149 | 23.0149 | 23.0149 | 23.0149 | 23.0149
00 Exist Offshore Wind | 53.6065 | 53.6065 | 53.6065 | 53.6065 | 53.6065 | 53.6065 | 53.6065
00 Exist Onshore Wind | 36.046 | 36.046 | 36.046 | 36.046 | 36.046 | 36.046 | 36.046
00 International Imports | 36.56 | 36.56 | 36.56 | 33.38 | 33.38 | 33.38 | 33.38
00 Ret.Exist Combined Cycle & CF Limit | N/A | N/A | N/A | N/A | N/A | N/A | N/A
00 Ret.Exist Combined Cycle & CCS | N/A | N/A | 84.41 | 84.4099 | 4.4134 | 4.9008 | 0.15316
00 Ret.Exist Combined Cycle & Hydrogen | 49.3855 | 63.0527 | 49.2485 | 5.7015 | 2.2501 | 1.4115 | 1.7536
00 Ret.Exist Combined Cycle & Hydrogen Retrofit Undone | N/A | N/A | N/A | N/A | N/A | N/A | N/A
00 Ret.Exist Combined Cycle & HRI | N/A | N/A | N/A | N/A | N/A | N/A | N/A
00 Ret.Exist Combustion Turbine & HRI | N/A | N/A | N/A | N/A | N/A | N/A | N/A
00 Ret.Exist_FBC_NoCtrl & CCS | N/A | N/A | N/A | N/A | N/A | N/A | N/A
00 Ret.Exist_FBC_NoCtrl & DRET | N/A | N/A | N/A | N/A | N/A | N/A | N/A
00 Ret.Exist_FBC_NoCtrl & GPM | N/A | N/A | N/A | N/A | N/A | N/A | N/A
00 Ret.Exist_FBC_NoCtrl & GPM & CCS | N/A | N/A | N/A | N/A | N/A | N/A | N/A
00 Ret.Exist_FBC_NoCtrl & GPM & DRET | N/A | N/A | N/A | N/A | N/A | N/A | N/A
00 Ret.Exist_FBC_NoCtrl & GPM & NGC | N/A | N/A | N/A | N/A | N/A | N/A | N/A
00 Ret.Exist_FBC_NoCtrl & GPM & SNCR | N/A | N/A | N/A | N/A | N/A | N/A | N/A
00 Ret.Exist_FBC_NoCtrl & GPM & SNCR & CCS | N/A | N/A | N/A | N/A | N/A | N/A | N/A
00 Ret.Exist_FBC_NoCtrl & GPM & SNCR & DRET | N/A | N/A | N/A | N/A | N/A | N/A | N/A
00 Ret.Exist_FBC_NoCtrl & GPM & SNCR & NGC | N/A | N/A | N/A | N/A | N/A | N/A | N/A
00 Ret.Exist_FBC_NoCtrl & NGC | N/A | N/A | N/A | N/A | N/A | N/A | N/A
00 Ret.Exist_FBC_NoCtrl & SNCR | N/A | N/A | N/A | N/A | N/A | N/A | N/A
00 Ret.Exist_FBC_NoCtrl & SNCR & CCS | N/A | N/A | N/A | N/A | N/A | N/A | N/A
00 Ret.Exist_FBC_NoCtrl & SNCR & DRET | N/A | N/A | N/A | N/A | N/A | N/A | N/A
00 Ret.Exist_FBC_NoCtrl & SNCR & NGC | N/A | N/A | N/A | N/A | N/A | N/A | N/A
00 Ret.Exist_FBC_ACI_DSI & CCS | N/A | N/A | N/A | N/A | N/A | N/A | N/A
00 Ret.Exist_FBC_ACI_DSI & DCCS | N/A | N/A | N/A | N/A | N/A | N/A | N/A
00 Ret.Exist_FBC_ACI_DSI & DCCS & CCS | N/A | N/A | N/A | N/A | N/A | N/A | N/A
00 Ret.Exist_FBC_ACI_DSI & DCCS & SNCR & CCS | N/A | N/A | N/A | N/A | N/A | N/A | N/A
00 Ret.Exist_FBC_ACI_DSI & DRET | N/A | N/A | N/A | N/A | N/A | N/A | N/A
00 Ret.Exist_FBC_ACI_DSI & GPM | N/A | 81.53 | 81.53 | 81.53 | 68.3488 | 60.2948 | 67.3884
00 Ret.Exist_FBC_ACI_DSI & GPM & CCS | N/A | N/A | 81.53 | 81.53 | N/A | N/A | N/A
00 Ret.Exist_FBC_ACI_DSI & GPM & DRET | N/A | N/A | N/A | N/A | N/A | N/A | N/A
00 Ret.Exist_FBC_ACI_DSI & GPM & NGC | N/A | N/A | N/A | N/A | N/A | N/A | N/A
00 Ret.Exist_FBC_ACI_DSI & GPM & SNCR | N/A | N/A | N/A | N/A | N/A | N/A | N/A
00 Ret.Exist_FBC_ACI_DSI & GPM & SNCR & CCS | N/A | N/A | N/A | N/A | N/A | N/A | N/A
00 Ret.Exist_FBC_ACI_DSI & GPM & SNCR & DRET | N/A | N/A | N/A | N/A | N/A | N/A | N/A
00 Ret.Exist_FBC_ACI_DSI & GPM & SNCR & NGC | N/A | N/A | N/A | N/A | N/A | N/A | N/A
00 Ret.Exist_FBC_ACI_DSI & NGC | N/A | N/A | N/A | N/A | N/A | N/A | N/A
00 Ret.Exist_FBC_ACI_DSI & SNCR | N/A | N/A | N/A | N/A | N/A | N/A | N/A
00 Ret.Exist_FBC_ACI_DSI & SNCR & CCS | N/A | N/A | N/A | N/A | N/A | N/A | N/A
00 Ret.Exist_FBC_ACI_DSI & SNCR & DRET | N/A | N/A | N/A | N/A | N/A | N/A | N/A
00 Ret.Exist_FBC_ACI_DSI & SNCR & NGC | N/A | N/A | N/A | N/A | N/A | N/A | N/A
00 Ret.Exist_FBC_DryFGD_ACI & CCS | N/A | N/A | N/A | N/A | N/A | N/A | N/A
00 Ret.Exist_FBC_DryFGD_ACI & DCCS | N/A | N/A | N/A | N/A | N/A | N/A | N/A
00 Ret.Exist_FBC_DryFGD_ACI & DCCS & CCS | N/A | N/A | N/A | N/A | N/A | N/A | N/A
00 Ret.Exist_FBC_DryFGD_ACI & DCCS & SNCR & CCS | N/A | N/A | N/A | N/A | N/A | N/A | N/A
00 Ret.Exist_FBC_DryFGD_ACI & DRET | N/A | N/A | N/A | N/A | N/A | N/A | N/A
00 Ret.Exist_FBC_DryFGD_ACI & GPM | N/A | N/A | N/A | N/A | N/A | N/A | N/A
00 Ret.Exist_FBC_DryFGD_ACI & GPM & CCS | N/A | N/A | N/A | N/A | N/A | N/A | N/A
00 Ret.Exist_FBC_DryFGD_ACI & GPM & DRET | N/A | N/A | N/A | N/A | N/A | N/A | N/A
00 Ret.Exist_FBC_DryFGD_ACI & GPM & NGC | N/A | N/A | N/A | N/A | N/A | N/A | N/A
00 Ret.Exist_FBC_DryFGD_ACI & GPM & SNCR | N/A | N/A | N/A | N/A | N/A | N/A | N/A
00 Ret.Exist_FBC_DryFGD_ACI & GPM & SNCR & CCS | N/A | N/A | N/A | N/A | N/A | N/A | N/A
00 Ret.Exist_FBC_DryFGD_ACI & GPM & SNCR & DRET | N/A | N/A | N/A | N/A | N/A | N/A | N/A
00 Ret.Exist_FBC_DryFGD_ACI & GPM & SNCR & NGC | N/A | N/A | N/A | N/A | N/A | N/A | N/A
00 Ret.Exist_FBC_DryFGD_ACI & NGC | N/A | N/A | N/A | N/A | N/A | N/A | N/A
00 Ret.Exist_FBC_DryFGD_ACI & SNCR | N/A | N/A | N/A | N/A | N/A | N/A | N/A
00 Ret.Exist_FBC_DryFGD_ACI & SNCR & CCS | N/A | N/A | N/A | N/A | N/A | N/A | N/A
00 Ret.Exist_FBC_DryFGD_ACI & SNCR & DRET | N/A | N/A | N/A | N/A | N/A | N/A | N/A
00 Ret.Exist_FBC_DryFGD_ACI & SNCR & NGC | N/A | N/A | N/A | N/A | N/A | N/A | N/A
00 Ret.Exist_FBC_DryFGD_DSI & ACI | N/A | N/A | N/A | N/A | N/A | N/A | N/A
00 Ret.Exist_FBC_DryFGD_DSI & ACI & DRET | N/A | N/A | N/A | N/A | N/A | N/A | N/A
00 Ret.Exist_FBC_DryFGD_DSI & ACI & GPM | N/A | N/A | N/A | N/A | N/A | N/A | N/A
00 Ret.Exist_FBC_DryFGD_DSI & ACI & GPM & DRET | N/A | N/A | N/A | N/A | N/A | N/A | N/A
00 Ret.Exist_FBC_DryFGD_DSI & ACI & GPM & NGC | N/A | N/A | N/A | N/A | N/A | N/A | N/A
00 Ret.Exist_FBC_DryFGD_DSI & ACI & GPM & SNCR | N/A | N/A | N/A | N/A | N/A | N/A | N/A
00 Ret.Exist_FBC_DryFGD_DSI & ACI & GPM & SNCR & DRET | N/A | N/A | N/A | N/A | N/A | N/A | N/A
00 Ret.Exist_FBC_DryFGD_DSI & ACI & GPM & SNCR & NGC | N/A | N/A | N/A | N/A | N/A | N/A | N/A
00 Ret.Exist_FBC_DryFGD_DSI & ACI & NGC | N/A | N/A | N/A | N/A | N/A | N/A | N/A
00 Ret.Exist_FBC_DryFGD_DSI & ACI & SNCR | N/A | N/A | N/A | N/A | N/A | N/A | N/A
00 Ret.Exist_FBC_DryFGD_DSI & ACI & SNCR & DRET | N/A | N/A | N/A | N/A | N/A | N/A | N/A
00 Ret.Exist_FBC_DryFGD_DSI & ACI & SNCR & NGC | N/A | N/A | N/A | N/A | N/A | N/A | N/A
00 Ret.Exist_FBC_DryFGD_DSI & DRET | N/A | N/A | N/A | N/A | N/A | N/A | N/A
00 Ret.Exist_FBC_DryFGD_DSI & GPM | N/A | 13.1571 | N/A | N/A | N/A | N/A | N/A
00 Ret.Exist_FBC_DryFGD_DSI & GPM & DRET | N/A | N/A | N/A | N/A | N/A | N/A | N/A
00 Ret.Exist_FBC_DryFGD_DSI & GPM & NGC | N/A | N/A | N/A | N/A | N/A | N/A | N/A
00 Ret.Exist_FBC_DryFGD_DSI & GPM & SNCR | N/A | N/A | N/A | N/A | N/A | N/A | N/A
00 Ret.Exist_FBC_DryFGD_DSI & GPM & SNCR & DRET | N/A | N/A | N/A | N/A | N/A | N/A | N/A
00 Ret.Exist_FBC_DryFGD_DSI & GPM & SNCR & NGC | N/A | N/A | N/A | N/A | N/A | N/A | N/A
00 Ret.Exist_FBC_DryFGD_DSI & NGC | N/A | N/A | N/A | N/A | N/A | N/A | N/A
00 Ret.Exist_FBC_DryFGD_DSI & SNCR | N/A | N/A | N/A | N/A | N/A | N/A | N/A
00 Ret.Exist_FBC_DryFGD_DSI & SNCR & DRET | N/A | N/A | N/A | N/A | N/A | N/A | N/A
00 Ret.Exist_FBC_DryFGD_DSI & SNCR & NGC | N/A | N/A | N/A | N/A | N/A | N/A | N/A
00 Ret.Exist_FBC_DryFGD_SNCR & ACI | N/A | N/A | N/A | N/A | N/A | N/A | N/A
00 Ret.Exist_FBC_DryFGD_SNCR & ACI & CCS | N/A | N/A | N/A | N/A | N/A | N/A | N/A
00 Ret.Exist_FBC_DryFGD_SNCR & ACI & DRET | N/A | N/A | N/A | N/A | N/A | N/A | N/A
00 Ret.Exist_FBC_DryFGD_SNCR & ACI & GPM | N/A | N/A | N/A | N/A | N/A | N/A | N/A
00 Ret.Exist_FBC_DryFGD_SNCR & ACI & GPM & CCS | N/A | N/A | N/A | N/A | N/A | N/A | N/A
00 Ret.Exist_FBC_DryFGD_SNCR & ACI & GPM & DRET | N/A | N/A | N/A | N/A | N/A | N/A | N/A
00 Ret.Exist_FBC_DryFGD_SNCR & ACI & GPM & NGC | N/A | N/A | N/A | N/A | N/A | N/A | N/A
00 Ret.Exist_FBC_DryFGD_SNCR & ACI & NGC | N/A | N/A | N/A | N/A | N/A | N/A | N/A
00 Ret.Exist_FBC_DryFGD_SNCR & CCS | N/A | N/A | 79.68 | 79.68 | N/A | N/A | N/A
00 Ret.Exist_FBC_DryFGD_SNCR & DCCS | N/A | N/A | N/A | N/A | N/A | N/A | N/A
00 Ret.Exist_FBC_DryFGD_SNCR & DCCS & CCS | N/A | N/A | N/A | N/A | N/A | N/A | N/A
00 Ret.Exist_FBC_DryFGD_SNCR & DRET | N/A | N/A | N/A | N/A | N/A | N/A | N/A
00 Ret.Exist_FBC_DryFGD_SNCR & GPM | N/A | N/A | N/A | N/A | N/A | N/A | N/A
00 Ret.Exist_FBC_DryFGD_SNCR & GPM & CCS | N/A | N/A | N/A | N/A | N/A | N/A | N/A
00 Ret.Exist_FBC_DryFGD_SNCR & GPM & DRET | N/A | N/A | N/A | N/A | N/A | N/A | N/A
00 Ret.Exist_FBC_DryFGD_SNCR & GPM & NGC | N/A | N/A | N/A | N/A | N/A | N/A | N/A
00 Ret.Exist_FBC_DryFGD_SNCR & NGC | N/A | N/A | N/A | N/A | N/A | N/A | N/A
00 Ret.Exist_FBC_DryFGD_SNCR_ACI & CCS | N/A | N/A | N/A | N/A | N/A | N/A | N/A
00 Ret.Exist_FBC_DryFGD_SNCR_ACI & DCCS | N/A | N/A | N/A | N/A | N/A | N/A | N/A
00 Ret.Exist_FBC_DryFGD_SNCR_ACI & DCCS & CCS | N/A | N/A | N/A | N/A | N/A | N/A | N/A
00 Ret.Exist_FBC_DryFGD_SNCR_ACI & DRET | N/A | N/A | N/A | N/A | N/A | N/A | N/A
00 Ret.Exist_FBC_DryFGD_SNCR_ACI & GPM | N/A | N/A | N/A | N/A | N/A | N/A | N/A
00 Ret.Exist_FBC_DryFGD_SNCR_ACI & GPM & CCS | N/A | N/A | N/A | N/A | N/A | N/A | N/A
00 Ret.Exist_FBC_DryFGD_SNCR_ACI & GPM & DRET | N/A | N/A | N/A | N/A | N/A | N/A | N/A
00 Ret.Exist_FBC_DryFGD_SNCR_ACI & GPM & NGC | N/A | N/A | N/A | N/A | N/A | N/A | N/A
00 Ret.Exist_FBC_DryFGD_SNCR_ACI & NGC | N/A | N/A | N/A | N/A | N/A | N/A | N/A
00 Ret.Exist_FBC_DryFGD_SNCR_ACI_DSI & CCS | N/A | 77.01 | 77.01 | 77.01 | 77.01 | 73.5677 | 73.5677
00 Ret.Exist_FBC_DryFGD_SNCR_ACI_DSI & DCCS | N/A | N/A | N/A | N/A | N/A | N/A | N/A
00 Ret.Exist_FBC_DryFGD_SNCR_ACI_DSI & DCCS & CCS | N/A | N/A | N/A | N/A | N/A | N/A | N/A
00 Ret.Exist_FBC_DryFGD_SNCR_ACI_DSI & DRET | N/A | N/A | N/A | N/A | N/A | N/A | N/A
00 Ret.Exist_FBC_DryFGD_SNCR_ACI_DSI & GPM | N/A | N/A | N/A | N/A | N/A | N/A | N/A
00 Ret.Exist_FBC_DryFGD_SNCR_ACI_DSI & GPM & CCS | N/A | N/A | N/A | N/A | N/A | N/A | N/A
00 Ret.Exist_FBC_DryFGD_SNCR_ACI_DSI & GPM & DRET | N/A | N/A | N/A | N/A | N/A | N/A | N/A
00 Ret.Exist_FBC_DryFGD_SNCR_ACI_DSI & GPM & NGC | N/A | N/A | N/A | N/A | N/A | N/A | N/A
00 Ret.Exist_FBC_DryFGD_SNCR_ACI_DSI & NGC | N/A | N/A | N/A | N/A | N/A | N/A | N/A
00 Ret.Exist_FBC_DryFGD_SNCR_DSI & ACI | N/A | N/A | N/A | N/A | N/A | N/A | N/A
00 Ret.Exist_FBC_DryFGD_SNCR_DSI & ACI & DRET | N/A | N/A | N/A | N/A | N/A | N/A | N/A
00 Ret.Exist_FBC_DryFGD_SNCR_DSI & ACI & GPM | N/A | N/A | N/A | N/A | N/A | N/A | N/A
00 Ret.Exist_FBC_DryFGD_SNCR_DSI & ACI & GPM & DRET | N/A | N/A | N/A | N/A | N/A | N/A | N/A
00 Ret.Exist_FBC_DryFGD_SNCR_DSI & ACI & GPM & NGC | N/A | N/A | N/A | N/A | N/A | N/A | N/A
00 Ret.Exist_FBC_DryFGD_SNCR_DSI & ACI & NGC | N/A | N/A | N/A | N/A | N/A | N/A | N/A
00 Ret.Exist_FBC_DryFGD_SNCR_DSI & DRET | N/A | N/A | N/A | N/A | N/A | N/A | N/A
00 Ret.Exist_FBC_DryFGD_SNCR_DSI & GPM | N/A | N/A | N/A | N/A | N/A | N/A | N/A
00 Ret.Exist_FBC_DryFGD_SNCR_DSI & GPM & DRET | N/A | N/A | N/A | N/A | N/A | N/A | N/A
00 Ret.Exist_FBC_DryFGD_SNCR_DSI & GPM & NGC | N/A | N/A | N/A | N/A | N/A | N/A | N/A
00 Ret.Exist_FBC_DryFGD_SNCR_DSI & NGC | N/A | N/A | N/A | N/A | N/A | N/A | N/A
00 Ret.Exist_FBC_DSI & ACI | N/A | N/A | N/A | N/A | N/A | N/A | N/A
00 Ret.Exist_FBC_DSI & ACI & DRET | N/A | N/A | N/A | N/A | N/A | N/A | N/A
00 Ret.Exist_FBC_DSI & ACI & GPM | N/A | N/A | N/A | N/A | N/A | N/A | N/A
00 Ret.Exist_FBC_DSI & ACI & GPM & DRET | N/A | N/A | N/A | N/A | N/A | N/A | N/A
00 Ret.Exist_FBC_DSI & ACI & GPM & NGC | N/A | N/A | N/A | N/A | N/A | N/A | N/A
00 Ret.Exist_FBC_DSI & ACI & GPM & SNCR | N/A | N/A | N/A | N/A | N/A | N/A | N/A
00 Ret.Exist_FBC_DSI & ACI & GPM & SNCR & DRET | N/A | N/A | N/A | N/A | N/A | N/A | N/A
00 Ret.Exist_FBC_DSI & ACI & GPM & SNCR & NGC | N/A | N/A | N/A | N/A | N/A | N/A | N/A
00 Ret.Exist_FBC_DSI & ACI & NGC | N/A | N/A | N/A | N/A | N/A | N/A | N/A
00 Ret.Exist_FBC_DSI & ACI & SNCR | N/A | N/A | N/A | N/A | N/A | N/A | N/A
00 Ret.Exist_FBC_DSI & ACI & SNCR & DRET | N/A | N/A | N/A | N/A | N/A | N/A | N/A
00 Ret.Exist_FBC_DSI & ACI & SNCR & NGC | N/A | N/A | N/A | N/A | N/A | N/A | N/A
00 Ret.Exist_FBC_DSI & DRET | N/A | N/A | N/A | N/A | N/A | N/A | N/A
00 Ret.Exist_FBC_DSI & GPM | N/A | 71.5111 | 66.3655 | 24.8299 | 26.9737 | 29.9066 | 21.5565
00 Ret.Exist_FBC_DSI & GPM & DRET | N/A | N/A | N/A | N/A | N/A | N/A | N/A
00 Ret.Exist_FBC_DSI & GPM & NGC | N/A | N/A | N/A | N/A | N/A | N/A | N/A
00 Ret.Exist_FBC_DSI & GPM & SNCR | N/A | N/A | N/A | N/A | N/A | N/A | N/A
00 Ret.Exist_FBC_DSI & GPM & SNCR & DRET | N/A | N/A | N/A | N/A | N/A | N/A | N/A
00 Ret.Exist_FBC_DSI & GPM & SNCR & NGC | N/A | N/A | N/A | N/A | N/A | N/A | N/A
00 Ret.Exist_FBC_DSI & NGC | N/A | N/A | N/A | N/A | N/A | N/A | N/A
00 Ret.Exist_FBC_DSI & SNCR | N/A | N/A | N/A | N/A | N/A | N/A | N/A
00 Ret.Exist_FBC_DSI & SNCR & DRET | N/A | N/A | N/A | N/A | N/A | N/A | N/A
00 Ret.Exist_FBC_DSI & SNCR & NGC | N/A | N/A | N/A | N/A | N/A | N/A | N/A
00 Ret.Exist_FBC_SNCR & ACI | N/A | N/A | N/A | N/A | N/A | N/A | N/A
00 Ret.Exist_FBC_SNCR & ACI & DRET | N/A | N/A | N/A | N/A | N/A | N/A | N/A
00 Ret.Exist_FBC_SNCR & ACI & NGC | N/A | N/A | N/A | N/A | N/A | N/A | N/A
00 Ret.Exist_FBC_SNCR & DRET | N/A | N/A | N/A | N/A | N/A | N/A | N/A
00 Ret.Exist_FBC_SNCR & GPM | N/A | N/A | N/A | N/A | N/A | N/A | N/A
00 Ret.Exist_FBC_SNCR & GPM & DRET | N/A | N/A | N/A | N/A | N/A | N/A | N/A
00 Ret.Exist_FBC_SNCR & GPM & NGC | N/A | N/A | N/A | N/A | N/A | N/A | N/A
00 Ret.Exist_FBC_SNCR & NGC | 83.37 | 83.37 | 0 | 0 | 0 | 0 | 0
00 Ret.Exist_FBC_SNCR_ACI_DSI & CCS | N/A | N/A | N/A | N/A | N/A | N/A | N/A
00 Ret.Exist_FBC_SNCR_ACI_DSI & DCCS | N/A | N/A | N/A | N/A | N/A | N/A | N/A
00 Ret.Exist_FBC_SNCR_ACI_DSI & DCCS & CCS | N/A | N/A | N/A | N/A | N/A | N/A | N/A
00 Ret.Exist_FBC_SNCR_ACI_DSI & DRET | N/A | N/A | N/A | N/A | N/A | N/A | N/A
00 Ret.Exist_FBC_SNCR_ACI_DSI & GPM | N/A | N/A | N/A | N/A | N/A | N/A | N/A
00 Ret.Exist_FBC_SNCR_ACI_DSI & GPM & CCS | N/A | N/A | N/A | N/A | N/A | N/A | N/A
00 Ret.Exist_FBC_SNCR_ACI_DSI & GPM & DRET | N/A | N/A | N/A | N/A | N/A | N/A | N/A
00 Ret.Exist_FBC_SNCR_ACI_DSI & GPM & NGC | N/A | N/A | N/A | N/A | N/A | N/A | N/A
00 Ret.Exist_FBC_SNCR_ACI_DSI & NGC | N/A | N/A | N/A | N/A | N/A | N/A | N/A
00 Ret.Exist_FBC_SNCR_DSI & ACI | N/A | N/A | N/A | N/A | N/A | N/A | N/A
00 Ret.Exist_FBC_SNCR_DSI & ACI & CCS | N/A | N/A | N/A | N/A | N/A | N/A | N/A
00 Ret.Exist_FBC_SNCR_DSI & ACI & DRET | N/A | N/A | N/A | N/A | N/A | N/A | N/A
00 Ret.Exist_FBC_SNCR_DSI & ACI & GPM | N/A | N/A | N/A | N/A | N/A | N/A | N/A
00 Ret.Exist_FBC_SNCR_DSI & ACI & GPM & CCS | N/A | N/A | N/A | N/A | N/A | N/A | N/A
00 Ret.Exist_FBC_SNCR_DSI & ACI & GPM & DRET | N/A | N/A | N/A | N/A | N/A | N/A | N/A
00 Ret.Exist_FBC_SNCR_DSI & ACI & GPM & NGC | N/A | N/A | N/A | N/A | N/A | N/A | N/A
00 Ret.Exist_FBC_SNCR_DSI & ACI & NGC | N/A | N/A | N/A | N/A | N/A | N/A | N/A
00 Ret.Exist_FBC_SNCR_DSI & CCS | N/A | N/A | N/A | N/A | N/A | N/A | N/A
00 Ret.Exist_FBC_SNCR_DSI & DCCS | N/A | N/A | N/A | N/A | N/A | N/A | N/A
00 Ret.Exist_FBC_SNCR_DSI & DCCS & CCS | N/A | N/A | N/A | N/A | N/A | N/A | N/A
00 Ret.Exist_FBC_SNCR_DSI & DRET | N/A | N/A | N/A | N/A | N/A | N/A | N/A
00 Ret.Exist_FBC_SNCR_DSI & GPM | 78.85 | 78.85 | 78.85 | 78.85 | 78.85 | 78.85 | 78.85
00 Ret.Exist_FBC_SNCR_DSI & GPM & CCS | N/A | N/A | N/A | N/A | N/A | N/A | N/A
00 Ret.Exist_FBC_SNCR_DSI & GPM & DRET | N/A | N/A | N/A | N/A | N/A | N/A | N/A
00 Ret.Exist_FBC_SNCR_DSI & GPM & NGC | N/A | N/A | N/A | N/A | N/A | N/A | N/A
00 Ret.Exist_FBC_SNCR_DSI & NGC | N/A | N/A | N/A | N/A | N/A | N/A | N/A
00 Ret.Exist_FBC_WetFGD_DSI & ACI | N/A | N/A | N/A | N/A | N/A | N/A | N/A
00 Ret.Exist_FBC_WetFGD_DSI & ACI & DRET | N/A | N/A | N/A | N/A | N/A | N/A | N/A
00 Ret.Exist_FBC_WetFGD_DSI & ACI & GPM | N/A | N/A | N/A | N/A | N/A | N/A | N/A
00 Ret.Exist_FBC_WetFGD_DSI & ACI & GPM & DRET | N/A | N/A | N/A | N/A | N/A | N/A | N/A
00 Ret.Exist_FBC_WetFGD_DSI & ACI & GPM & NGC | N/A | N/A | N/A | N/A | N/A | N/A | N/A
00 Ret.Exist_FBC_WetFGD_DSI & ACI & GPM & SNCR | N/A | N/A | N/A | N/A | N/A | N/A | N/A
00 Ret.Exist_FBC_WetFGD_DSI & ACI & GPM & SNCR & DRET | N/A | N/A | N/A | N/A | N/A | N/A | N/A
00 Ret.Exist_FBC_WetFGD_DSI & ACI & GPM & SNCR & NGC | N/A | N/A | N/A | N/A | N/A | N/A | N/A
00 Ret.Exist_FBC_WetFGD_DSI & ACI & NGC | N/A | N/A | N/A | N/A | N/A | N/A | N/A
00 Ret.Exist_FBC_WetFGD_DSI & ACI & SNCR | N/A | N/A | N/A | N/A | N/A | N/A | N/A
00 Ret.Exist_FBC_WetFGD_DSI & ACI & SNCR & DRET | N/A | N/A | N/A | N/A | N/A | N/A | N/A
00 Ret.Exist_FBC_WetFGD_DSI & ACI & SNCR & NGC | N/A | N/A | N/A | N/A | N/A | N/A | N/A
00 Ret.Exist_FBC_WetFGD_DSI & DRET | N/A | N/A | N/A | N/A | N/A | N/A | N/A
00 Ret.Exist_FBC_WetFGD_DSI & GPM | N/A | N/A | N/A | N/A | N/A | N/A | N/A
00 Ret.Exist_FBC_WetFGD_DSI & GPM & DRET | N/A | N/A | N/A | N/A | N/A | N/A | N/A
00 Ret.Exist_FBC_WetFGD_DSI & GPM & NGC | N/A | N/A | N/A | N/A | N/A | N/A | N/A
00 Ret.Exist_FBC_WetFGD_DSI & GPM & SNCR | N/A | N/A | N/A | N/A | N/A | N/A | N/A
00 Ret.Exist_FBC_WetFGD_DSI & GPM & SNCR & DRET | N/A | N/A | N/A | N/A | N/A | N/A | N/A
00 Ret.Exist_FBC_WetFGD_DSI & GPM & SNCR & NGC | N/A | N/A | N/A | N/A | N/A | N/A | N/A
00 Ret.Exist_FBC_WetFGD_DSI & NGC | N/A | N/A | N/A | N/A | N/A | N/A | N/A
00 Ret.Exist_FBC_WetFGD_DSI & SNCR | N/A | N/A | N/A | N/A | N/A | N/A | N/A
00 Ret.Exist_FBC_WetFGD_DSI & SNCR & DRET | N/A | N/A | N/A | N/A | N/A | N/A | N/A
00 Ret.Exist_FBC_WetFGD_DSI & SNCR & NGC | N/A | N/A | N/A | N/A | N/A | N/A | N/A
00 Ret.Exist_FBC_WetFGD_SNCR & ACI | N/A | N/A | N/A | N/A | N/A | N/A | N/A
00 Ret.Exist_FBC_WetFGD_SNCR & ACI & DRET | N/A | N/A | N/A | N/A | N/A | N/A | N/A
00 Ret.Exist_FBC_WetFGD_SNCR & ACI & NGC | N/A | N/A | N/A | N/A | N/A | N/A | N/A
00 Ret.Exist_FBC_WetFGD_SNCR & DRET | N/A | N/A | N/A | N/A | N/A | N/A | N/A
00 Ret.Exist_FBC_WetFGD_SNCR & GPM | N/A | N/A | N/A | N/A | N/A | N/A | N/A
00 Ret.Exist_FBC_WetFGD_SNCR & GPM & DRET | N/A | N/A | N/A | N/A | N/A | N/A | N/A
00 Ret.Exist_FBC_WetFGD_SNCR & GPM & NGC | N/A | N/A | N/A | N/A | N/A | N/A | N/A
00 Ret.Exist_FBC_WetFGD_SNCR & NGC | N/A | N/A | N/A | N/A | N/A | N/A | N/A
00 Ret.Exist_Non-FBC_ACI & C2G | 1.9496 | 1.9496 | 0 | 0 | 0 | 0 | 0
00 Ret.Exist_Non-FBC_ACI & C2G & SCR | N/A | N/A | N/A | N/A | N/A | N/A | N/A
00 Ret.Exist_Non-FBC_ACI & DCCS | N/A | N/A | N/A | N/A | N/A | N/A | N/A
00 Ret.Exist_Non-FBC_ACI & DCCS & WetFGD & SCR & CCS | N/A | N/A | N/A | N/A | N/A | N/A | N/A
00 Ret.Exist_Non-FBC_ACI & DRET | N/A | N/A | N/A | N/A | N/A | N/A | N/A
00 Ret.Exist_Non-FBC_ACI & DSI | N/A | N/A | N/A | N/A | N/A | N/A | N/A
00 Ret.Exist_Non-FBC_ACI & DSI & C2G | N/A | N/A | N/A | N/A | N/A | N/A | N/A
00 Ret.Exist_Non-FBC_ACI & DSI & C2G & SCR | N/A | N/A | N/A | N/A | N/A | N/A | N/A
00 Ret.Exist_Non-FBC_ACI & DSI & DRET | N/A | N/A | N/A | N/A | N/A | N/A | N/A
00 Ret.Exist_Non-FBC_ACI & DSI & GPM | N/A | N/A | N/A | N/A | N/A | N/A | N/A
00 Ret.Exist_Non-FBC_ACI & DSI & GPM & C2G | N/A | N/A | N/A | N/A | N/A | N/A | N/A
00 Ret.Exist_Non-FBC_ACI & DSI & GPM & C2G & SCR | N/A | N/A | N/A | N/A | N/A | N/A | N/A
00 Ret.Exist_Non-FBC_ACI & DSI & GPM & DRET | N/A | N/A | N/A | N/A | N/A | N/A | N/A
00 Ret.Exist_Non-FBC_ACI & DSI & GPM & NGC | N/A | N/A | N/A | N/A | N/A | N/A | N/A
00 Ret.Exist_Non-FBC_ACI & DSI & GPM & SCR | N/A | N/A | N/A | N/A | N/A | N/A | N/A
00 Ret.Exist_Non-FBC_ACI & DSI & GPM & SCR & DRET | N/A | N/A | N/A | N/A | N/A | N/A | N/A
00 Ret.Exist_Non-FBC_ACI & DSI & GPM & SCR & NGC | N/A | N/A | N/A | N/A | N/A | N/A | N/A
00 Ret.Exist_Non-FBC_ACI & DSI & GPM & SNCR | N/A | N/A | N/A | N/A | N/A | N/A | N/A
00 Ret.Exist_Non-FBC_ACI & DSI & GPM & SNCR & DRET | N/A | N/A | N/A | N/A | N/A | N/A | N/A
00 Ret.Exist_Non-FBC_ACI & DSI & GPM & SNCR & NGC | N/A | N/A | N/A | N/A | N/A | N/A | N/A
00 Ret.Exist_Non-FBC_ACI & DSI & GPM & WetFGD & SCR & CCS | N/A | N/A | N/A | N/A | N/A | N/A | N/A
00 Ret.Exist_Non-FBC_ACI & DSI & NGC | N/A | N/A | N/A | N/A | N/A | N/A | N/A
00 Ret.Exist_Non-FBC_ACI & DSI & SCR | N/A | N/A | N/A | N/A | N/A | N/A | N/A
00 Ret.Exist_Non-FBC_ACI & DSI & SCR & DRET | N/A | N/A | N/A | N/A | N/A | N/A | N/A
00 Ret.Exist_Non-FBC_ACI & DSI & SCR & NGC | N/A | N/A | N/A | N/A | N/A | N/A | N/A
00 Ret.Exist_Non-FBC_ACI & DSI & SNCR | N/A | N/A | N/A | N/A | N/A | N/A | N/A
00 Ret.Exist_Non-FBC_ACI & DSI & SNCR & DRET | N/A | N/A | N/A | N/A | N/A | N/A | N/A
00 Ret.Exist_Non-FBC_ACI & DSI & SNCR & NGC | N/A | N/A | N/A | N/A | N/A | N/A | N/A
00 Ret.Exist_Non-FBC_ACI & DSI & WetFGD & SCR & CCS | N/A | N/A | N/A | N/A | N/A | N/A | N/A
00 Ret.Exist_Non-FBC_ACI & GPM | N/A | 77.71 | 77.71 | 77.71 | 72.3343 | 65.277 | 65.277
00 Ret.Exist_Non-FBC_ACI & GPM & C2G | N/A | N/A | N/A | N/A | N/A | N/A | N/A
00 Ret.Exist_Non-FBC_ACI & GPM & C2G & SCR | N/A | N/A | N/A | N/A | N/A | N/A | N/A
00 Ret.Exist_Non-FBC_ACI & GPM & DRET | N/A | N/A | N/A | N/A | N/A | N/A | N/A
00 Ret.Exist_Non-FBC_ACI & GPM & NGC | N/A | N/A | N/A | N/A | N/A | N/A | N/A
00 Ret.Exist_Non-FBC_ACI & GPM & SCR | N/A | N/A | N/A | N/A | N/A | N/A | N/A
00 Ret.Exist_Non-FBC_ACI & GPM & SCR & DRET | N/A | N/A | N/A | N/A | N/A | N/A | N/A
00 Ret.Exist_Non-FBC_ACI & GPM & SCR & NGC | N/A | N/A | N/A | N/A | N/A | N/A | N/A
00 Ret.Exist_Non-FBC_ACI & GPM & SNCR | N/A | N/A | N/A | N/A | N/A | N/A | N/A
00 Ret.Exist_Non-FBC_ACI & GPM & SNCR & DRET | N/A | N/A | N/A | N/A | N/A | N/A | N/A
00 Ret.Exist_Non-FBC_ACI & GPM & SNCR & NGC | N/A | N/A | N/A | N/A | N/A | N/A | N/A
00 Ret.Exist_Non-FBC_ACI & GPM & WetFGD & SCR & CCS | N/A | N/A | N/A | N/A | N/A | N/A | N/A
00 Ret.Exist_Non-FBC_ACI & NGC | N/A | N/A | N/A | N/A | N/A | N/A | N/A
00 Ret.Exist_Non-FBC_ACI & SCR | N/A | N/A | N/A | N/A | N/A | N/A | N/A
00 Ret.Exist_Non-FBC_ACI & SCR & C2G | N/A | N/A | N/A | N/A | N/A | N/A | N/A
00 Ret.Exist_Non-FBC_ACI & SCR & DRET | N/A | N/A | N/A | N/A | N/A | N/A | N/A
00 Ret.Exist_Non-FBC_ACI & SCR & NGC | N/A | N/A | N/A | N/A | N/A | N/A | N/A
00 Ret.Exist_Non-FBC_ACI & SCR & WetFGD & CCS | N/A | N/A | N/A | N/A | N/A | N/A | N/A
00 Ret.Exist_Non-FBC_ACI & SNCR | N/A | N/A | N/A | N/A | N/A | N/A | N/A
00 Ret.Exist_Non-FBC_ACI & SNCR & C2G | N/A | N/A | N/A | N/A | N/A | N/A | N/A
00 Ret.Exist_Non-FBC_ACI & SNCR & DRET | N/A | N/A | N/A | N/A | N/A | N/A | N/A
00 Ret.Exist_Non-FBC_ACI & SNCR & NGC | N/A | N/A | N/A | N/A | N/A | N/A | N/A
00 Ret.Exist_Non-FBC_ACI_DSI & C2G | 0 | N/A | N/A | N/A | N/A | N/A | N/A
00 Ret.Exist_Non-FBC_ACI_DSI & C2G & SCR | N/A | N/A | N/A | N/A | N/A | N/A | N/A
00 Ret.Exist_Non-FBC_ACI_DSI & DCCS | N/A | N/A | N/A | N/A | N/A | N/A | N/A
00 Ret.Exist_Non-FBC_ACI_DSI & DCCS & WetFGD & SCR & CCS | N/A | N/A | N/A | N/A | N/A | N/A | N/A
00 Ret.Exist_Non-FBC_ACI_DSI & DRET | N/A | N/A | N/A | N/A | N/A | N/A | N/A
00 Ret.Exist_Non-FBC_ACI_DSI & GPM | N/A | N/A | N/A | N/A | N/A | N/A | N/A
00 Ret.Exist_Non-FBC_ACI_DSI & GPM & C2G | N/A | N/A | N/A | N/A | N/A | N/A | N/A
00 Ret.Exist_Non-FBC_ACI_DSI & GPM & C2G & SCR | N/A | N/A | N/A | N/A | N/A | N/A | N/A
00 Ret.Exist_Non-FBC_ACI_DSI & GPM & DRET | N/A | N/A | N/A | N/A | N/A | N/A | N/A
00 Ret.Exist_Non-FBC_ACI_DSI & GPM & NGC | N/A | N/A | N/A | N/A | N/A | N/A | N/A
00 Ret.Exist_Non-FBC_ACI_DSI & GPM & SCR | N/A | N/A | N/A | N/A | N/A | N/A | N/A
00 Ret.Exist_Non-FBC_ACI_DSI & GPM & SCR & DRET | N/A | N/A | N/A | N/A | N/A | N/A | N/A
00 Ret.Exist_Non-FBC_ACI_DSI & GPM & SCR & NGC | N/A | N/A | N/A | N/A | N/A | N/A | N/A
00 Ret.Exist_Non-FBC_ACI_DSI & GPM & SNCR | N/A | N/A | N/A | N/A | N/A | N/A | N/A
00 Ret.Exist_Non-FBC_ACI_DSI & GPM & SNCR & DRET | N/A | N/A | N/A | N/A | N/A | N/A | N/A
00 Ret.Exist_Non-FBC_ACI_DSI & GPM & SNCR & NGC | N/A | N/A | N/A | N/A | N/A | N/A | N/A
00 Ret.Exist_Non-FBC_ACI_DSI & GPM & WetFGD & SCR & CCS | N/A | N/A | N/A | N/A | N/A | N/A | N/A
00 Ret.Exist_Non-FBC_ACI_DSI & NGC | N/A | N/A | N/A | N/A | N/A | N/A | N/A
00 Ret.Exist_Non-FBC_ACI_DSI & SCR | N/A | N/A | N/A | N/A | N/A | N/A | N/A
00 Ret.Exist_Non-FBC_ACI_DSI & SCR & C2G | N/A | N/A | N/A | N/A | N/A | N/A | N/A
00 Ret.Exist_Non-FBC_ACI_DSI & SCR & DRET | N/A | N/A | N/A | N/A | N/A | N/A | N/A
00 Ret.Exist_Non-FBC_ACI_DSI & SCR & NGC | N/A | N/A | N/A | N/A | N/A | N/A | N/A
00 Ret.Exist_Non-FBC_ACI_DSI & SCR & WetFGD & CCS | N/A | N/A | N/A | N/A | N/A | N/A | N/A
00 Ret.Exist_Non-FBC_ACI_DSI & SNCR | N/A | N/A | N/A | N/A | N/A | N/A | N/A
00 Ret.Exist_Non-FBC_ACI_DSI & SNCR & C2G | N/A | N/A | N/A | N/A | N/A | N/A | N/A
00 Ret.Exist_Non-FBC_ACI_DSI & SNCR & DRET | N/A | N/A | N/A | N/A | N/A | N/A | N/A
00 Ret.Exist_Non-FBC_ACI_DSI & SNCR & NGC | N/A | N/A | N/A | N/A | N/A | N/A | N/A
00 Ret.Exist_Non-FBC_DryFGD & C2G | N/A | N/A | N/A | N/A | N/A | N/A | N/A
00 Ret.Exist_Non-FBC_DryFGD & C2G & SCR | N/A | N/A | N/A | N/A | N/A | N/A | N/A
00 Ret.Exist_Non-FBC_DryFGD & DRET | N/A | N/A | N/A | N/A | N/A | N/A | N/A
00 Ret.Exist_Non-FBC_DryFGD & GPM | N/A | N/A | N/A | N/A | N/A | N/A | N/A
00 Ret.Exist_Non-FBC_DryFGD & GPM & C2G | N/A | N/A | N/A | N/A | N/A | N/A | N/A
00 Ret.Exist_Non-FBC_DryFGD & GPM & C2G & SCR | N/A | N/A | N/A | N/A | N/A | N/A | N/A
00 Ret.Exist_Non-FBC_DryFGD & GPM & DRET | N/A | N/A | N/A | N/A | N/A | N/A | N/A
00 Ret.Exist_Non-FBC_DryFGD & GPM & NGC | N/A | N/A | N/A | N/A | N/A | N/A | N/A
00 Ret.Exist_Non-FBC_DryFGD & GPM & SCR | N/A | N/A | N/A | N/A | N/A | N/A | N/A
00 Ret.Exist_Non-FBC_DryFGD & GPM & SCR & CCS | N/A | N/A | N/A | N/A | N/A | N/A | N/A
00 Ret.Exist_Non-FBC_DryFGD & GPM & SCR & DRET | N/A | N/A | N/A | N/A | N/A | N/A | N/A
00 Ret.Exist_Non-FBC_DryFGD & GPM & SCR & NGC | N/A | N/A | N/A | N/A | N/A | N/A | N/A
00 Ret.Exist_Non-FBC_DryFGD & GPM & SNCR | N/A | N/A | N/A | N/A | N/A | N/A | N/A
00 Ret.Exist_Non-FBC_DryFGD & GPM & SNCR & DRET | N/A | N/A | N/A | N/A | N/A | N/A | N/A
00 Ret.Exist_Non-FBC_DryFGD & GPM & SNCR & NGC | N/A | N/A | N/A | N/A | N/A | N/A | N/A
00 Ret.Exist_Non-FBC_DryFGD & NGC | N/A | N/A | N/A | N/A | N/A | N/A | N/A
00 Ret.Exist_Non-FBC_DryFGD & SCR | N/A | N/A | N/A | N/A | N/A | N/A | N/A
00 Ret.Exist_Non-FBC_DryFGD & SCR & C2G | N/A | N/A | N/A | N/A | N/A | N/A | N/A
00 Ret.Exist_Non-FBC_DryFGD & SCR & CCS | N/A | N/A | N/A | N/A | N/A | N/A | N/A
00 Ret.Exist_Non-FBC_DryFGD & SCR & DRET | N/A | N/A | N/A | N/A | N/A | N/A | N/A
00 Ret.Exist_Non-FBC_DryFGD & SCR & NGC | N/A | N/A | N/A | N/A | N/A | N/A | N/A
00 Ret.Exist_Non-FBC_DryFGD & SNCR | N/A | N/A | N/A | N/A | N/A | N/A | N/A
00 Ret.Exist_Non-FBC_DryFGD & SNCR & C2G | N/A | N/A | N/A | N/A | N/A | N/A | N/A
00 Ret.Exist_Non-FBC_DryFGD & SNCR & DRET | N/A | N/A | N/A | N/A | N/A | N/A | N/A
00 Ret.Exist_Non-FBC_DryFGD & SNCR & NGC | N/A | N/A | N/A | N/A | N/A | N/A | N/A
00 Ret.Exist_Non-FBC_DryFGD_ACI & C2G | N/A | N/A | N/A | N/A | N/A | N/A | N/A
00 Ret.Exist_Non-FBC_DryFGD_ACI & C2G & SCR | N/A | N/A | N/A | N/A | N/A | N/A | N/A
00 Ret.Exist_Non-FBC_DryFGD_ACI & DCCS | N/A | N/A | N/A | N/A | N/A | N/A | N/A
00 Ret.Exist_Non-FBC_DryFGD_ACI & DCCS & SCR & CCS | N/A | N/A | N/A | N/A | N/A | N/A | N/A
00 Ret.Exist_Non-FBC_DryFGD_ACI & DRET | N/A | N/A | N/A | N/A | N/A | N/A | N/A
00 Ret.Exist_Non-FBC_DryFGD_ACI & GPM | N/A | N/A | N/A | N/A | N/A | N/A | N/A
00 Ret.Exist_Non-FBC_DryFGD_ACI & GPM & C2G | N/A | N/A | N/A | N/A | N/A | N/A | N/A
00 Ret.Exist_Non-FBC_DryFGD_ACI & GPM & C2G & SCR | N/A | N/A | N/A | N/A | N/A | N/A | N/A
00 Ret.Exist_Non-FBC_DryFGD_ACI & GPM & DRET | N/A | N/A | N/A | N/A | N/A | N/A | N/A
00 Ret.Exist_Non-FBC_DryFGD_ACI & GPM & NGC | N/A | N/A | N/A | N/A | N/A | N/A | N/A
00 Ret.Exist_Non-FBC_DryFGD_ACI & GPM & SCR | N/A | N/A | N/A | N/A | N/A | N/A | N/A
00 Ret.Exist_Non-FBC_DryFGD_ACI & GPM & SCR & CCS | N/A | N/A | N/A | N/A | N/A | N/A | N/A
00 Ret.Exist_Non-FBC_DryFGD_ACI & GPM & SCR & DRET | N/A | N/A | N/A | N/A | N/A | N/A | N/A
00 Ret.Exist_Non-FBC_DryFGD_ACI & GPM & SCR & NGC | N/A | N/A | N/A | N/A | N/A | N/A | N/A
00 Ret.Exist_Non-FBC_DryFGD_ACI & GPM & SNCR | N/A | N/A | N/A | N/A | N/A | N/A | N/A
00 Ret.Exist_Non-FBC_DryFGD_ACI & GPM & SNCR & DRET | N/A | N/A | N/A | N/A | N/A | N/A | N/A
00 Ret.Exist_Non-FBC_DryFGD_ACI & GPM & SNCR & NGC | N/A | N/A | N/A | N/A | N/A | N/A | N/A
00 Ret.Exist_Non-FBC_DryFGD_ACI & NGC | N/A | N/A | N/A | N/A | N/A | N/A | N/A
00 Ret.Exist_Non-FBC_DryFGD_ACI & SCR | N/A | N/A | 0 | 0 | 0 | 0 | 0
00 Ret.Exist_Non-FBC_DryFGD_ACI & SCR & C2G | N/A | N/A | N/A | N/A | N/A | N/A | N/A
00 Ret.Exist_Non-FBC_DryFGD_ACI & SCR & CCS | N/A | N/A | 77.8253 | 77.8253 | 77.7191 | 77.7191 | 74.6292
00 Ret.Exist_Non-FBC_DryFGD_ACI & SCR & DRET | N/A | N/A | N/A | N/A | N/A | N/A | N/A
00 Ret.Exist_Non-FBC_DryFGD_ACI & SCR & NGC | N/A | N/A | N/A | N/A | N/A | N/A | N/A
00 Ret.Exist_Non-FBC_DryFGD_ACI & SNCR | N/A | N/A | N/A | N/A | N/A | N/A | N/A
00 Ret.Exist_Non-FBC_DryFGD_ACI & SNCR & C2G | N/A | N/A | N/A | N/A | N/A | N/A | N/A
00 Ret.Exist_Non-FBC_DryFGD_ACI & SNCR & DRET | N/A | N/A | N/A | N/A | N/A | N/A | N/A
00 Ret.Exist_Non-FBC_DryFGD_ACI & SNCR & NGC | N/A | N/A | N/A | N/A | N/A | N/A | N/A
00 Ret.Exist_Non-FBC_DryFGD_SCR & ACI | N/A | N/A | N/A | N/A | N/A | N/A | N/A
00 Ret.Exist_Non-FBC_DryFGD_SCR & ACI & C2G | N/A | N/A | N/A | N/A | N/A | N/A | N/A
00 Ret.Exist_Non-FBC_DryFGD_SCR & ACI & CCS | N/A | N/A | N/A | N/A | N/A | N/A | N/A
00 Ret.Exist_Non-FBC_DryFGD_SCR & ACI & DRET | N/A | N/A | N/A | N/A | N/A | N/A | N/A
00 Ret.Exist_Non-FBC_DryFGD_SCR & ACI & GPM | N/A | N/A | N/A | N/A | N/A | N/A | N/A
00 Ret.Exist_Non-FBC_DryFGD_SCR & ACI & GPM & C2G | N/A | N/A | N/A | N/A | N/A | N/A | N/A
00 Ret.Exist_Non-FBC_DryFGD_SCR & ACI & GPM & CCS | N/A | N/A | N/A | N/A | N/A | N/A | N/A
00 Ret.Exist_Non-FBC_DryFGD_SCR & ACI & GPM & DRET | N/A | N/A | N/A | N/A | N/A | N/A | N/A
00 Ret.Exist_Non-FBC_DryFGD_SCR & ACI & GPM & NGC | N/A | N/A | N/A | N/A | N/A | N/A | N/A
00 Ret.Exist_Non-FBC_DryFGD_SCR & ACI & NGC | N/A | N/A | N/A | N/A | N/A | N/A | N/A
00 Ret.Exist_Non-FBC_DryFGD_SCR & C2G | N/A | N/A | N/A | N/A | N/A | N/A | N/A
00 Ret.Exist_Non-FBC_DryFGD_SCR & CCS | N/A | N/A | N/A | N/A | N/A | N/A | N/A
00 Ret.Exist_Non-FBC_DryFGD_SCR & DRET | N/A | N/A | N/A | N/A | N/A | N/A | N/A
00 Ret.Exist_Non-FBC_DryFGD_SCR & GPM | N/A | N/A | N/A | N/A | N/A | N/A | N/A
00 Ret.Exist_Non-FBC_DryFGD_SCR & GPM & C2G | N/A | N/A | N/A | N/A | N/A | N/A | N/A
00 Ret.Exist_Non-FBC_DryFGD_SCR & GPM & CCS | N/A | N/A | N/A | N/A | N/A | N/A | N/A
00 Ret.Exist_Non-FBC_DryFGD_SCR & GPM & DRET | N/A | N/A | N/A | N/A | N/A | N/A | N/A
00 Ret.Exist_Non-FBC_DryFGD_SCR & GPM & NGC | N/A | N/A | N/A | N/A | N/A | N/A | N/A
00 Ret.Exist_Non-FBC_DryFGD_SCR & NGC | N/A | N/A | N/A | N/A | N/A | N/A | N/A
00 Ret.Exist_Non-FBC_DryFGD_SCR_ACI & C2G | 2 | 2 | 2 | 2 | 2 | 2 | 2
00 Ret.Exist_Non-FBC_DryFGD_SCR_ACI & CCS | N/A | 77.01 | 78.5187 | 78.5187 | 75.711 | 75.549 | 75.549
00 Ret.Exist_Non-FBC_DryFGD_SCR_ACI & DCCS | N/A | N/A | N/A | N/A | N/A | N/A | N/A
00 Ret.Exist_Non-FBC_DryFGD_SCR_ACI & DCCS & CCS | N/A | N/A | N/A | N/A | N/A | N/A | N/A
00 Ret.Exist_Non-FBC_DryFGD_SCR_ACI & DRET | N/A | N/A | N/A | N/A | N/A | N/A | N/A
00 Ret.Exist_Non-FBC_DryFGD_SCR_ACI & GPM | N/A | N/A | N/A | N/A | N/A | N/A | N/A
00 Ret.Exist_Non-FBC_DryFGD_SCR_ACI & GPM & C2G | N/A | N/A | N/A | N/A | N/A | N/A | N/A
00 Ret.Exist_Non-FBC_DryFGD_SCR_ACI & GPM & CCS | N/A | N/A | N/A | N/A | N/A | N/A | N/A
00 Ret.Exist_Non-FBC_DryFGD_SCR_ACI & GPM & DRET | N/A | N/A | N/A | N/A | N/A | N/A | N/A
00 Ret.Exist_Non-FBC_DryFGD_SCR_ACI & GPM & NGC | N/A | N/A | N/A | N/A | N/A | N/A | N/A
00 Ret.Exist_Non-FBC_DryFGD_SCR_ACI & NGC | N/A | N/A | N/A | N/A | N/A | N/A | N/A
00 Ret.Exist_Non-FBC_DryFGD_SCR_ACI_DSI & C2G | N/A | N/A | N/A | N/A | N/A | N/A | N/A
00 Ret.Exist_Non-FBC_DryFGD_SCR_ACI_DSI & CCS | N/A | N/A | N/A | N/A | N/A | N/A | N/A
00 Ret.Exist_Non-FBC_DryFGD_SCR_ACI_DSI & DCCS | N/A | N/A | N/A | N/A | N/A | N/A | N/A
00 Ret.Exist_Non-FBC_DryFGD_SCR_ACI_DSI & DCCS & CCS | N/A | N/A | N/A | N/A | N/A | N/A | N/A
00 Ret.Exist_Non-FBC_DryFGD_SCR_ACI_DSI & DRET | N/A | N/A | N/A | N/A | N/A | N/A | N/A
00 Ret.Exist_Non-FBC_DryFGD_SCR_ACI_DSI & GPM | N/A | N/A | N/A | N/A | N/A | N/A | N/A
00 Ret.Exist_Non-FBC_DryFGD_SCR_ACI_DSI & GPM & C2G | N/A | N/A | N/A | N/A | N/A | N/A | N/A
00 Ret.Exist_Non-FBC_DryFGD_SCR_ACI_DSI & GPM & CCS | N/A | N/A | N/A | N/A | N/A | N/A | N/A
00 Ret.Exist_Non-FBC_DryFGD_SCR_ACI_DSI & GPM & DRET | N/A | N/A | N/A | N/A | N/A | N/A | N/A
00 Ret.Exist_Non-FBC_DryFGD_SCR_ACI_DSI & GPM & NGC | N/A | N/A | N/A | N/A | N/A | N/A | N/A
00 Ret.Exist_Non-FBC_DryFGD_SCR_ACI_DSI & NGC | N/A | N/A | N/A | N/A | N/A | N/A | N/A
00 Ret.Exist_Non-FBC_DryFGD_SCR_DSI & ACI | N/A | N/A | N/A | N/A | N/A | N/A | N/A
00 Ret.Exist_Non-FBC_DryFGD_SCR_DSI & ACI & C2G | N/A | N/A | N/A | N/A | N/A | N/A | N/A
00 Ret.Exist_Non-FBC_DryFGD_SCR_DSI & ACI & CCS | N/A | N/A | N/A | N/A | N/A | N/A | N/A
00 Ret.Exist_Non-FBC_DryFGD_SCR_DSI & ACI & DRET | N/A | N/A | N/A | N/A | N/A | N/A | N/A
00 Ret.Exist_Non-FBC_DryFGD_SCR_DSI & ACI & GPM | N/A | N/A | N/A | N/A | N/A | N/A | N/A
00 Ret.Exist_Non-FBC_DryFGD_SCR_DSI & ACI & GPM & C2G | N/A | N/A | N/A | N/A | N/A | N/A | N/A
00 Ret.Exist_Non-FBC_DryFGD_SCR_DSI & ACI & GPM & CCS | N/A | N/A | N/A | N/A | N/A | N/A | N/A
00 Ret.Exist_Non-FBC_DryFGD_SCR_DSI & ACI & GPM & DRET | N/A | N/A | N/A | N/A | N/A | N/A | N/A
00 Ret.Exist_Non-FBC_DryFGD_SCR_DSI & ACI & GPM & NGC | N/A | N/A | N/A | N/A | N/A | N/A | N/A
00 Ret.Exist_Non-FBC_DryFGD_SCR_DSI & ACI & NGC | N/A | N/A | N/A | N/A | N/A | N/A | N/A
00 Ret.Exist_Non-FBC_DryFGD_SCR_DSI & C2G | N/A | N/A | N/A | N/A | N/A | N/A | N/A
00 Ret.Exist_Non-FBC_DryFGD_SCR_DSI & CCS | N/A | N/A | N/A | N/A | N/A | N/A | N/A
00 Ret.Exist_Non-FBC_DryFGD_SCR_DSI & DRET | N/A | N/A | N/A | N/A | N/A | N/A | N/A
00 Ret.Exist_Non-FBC_DryFGD_SCR_DSI & GPM | N/A | N/A | N/A | N/A | N/A | N/A | N/A
00 Ret.Exist_Non-FBC_DryFGD_SCR_DSI & GPM & C2G | N/A | N/A | N/A | N/A | N/A | N/A | N/A
00 Ret.Exist_Non-FBC_DryFGD_SCR_DSI & GPM & CCS | N/A | N/A | N/A | N/A | N/A | N/A | N/A
00 Ret.Exist_Non-FBC_DryFGD_SCR_DSI & GPM & DRET | N/A | N/A | N/A | N/A | N/A | N/A | N/A
00 Ret.Exist_Non-FBC_DryFGD_SCR_DSI & GPM & NGC | N/A | N/A | N/A | N/A | N/A | N/A | N/A
00 Ret.Exist_Non-FBC_DryFGD_SCR_DSI & NGC | N/A | N/A | N/A | N/A | N/A | N/A | N/A
00 Ret.Exist_Non-FBC_DryFGD_SNCR_ACI & C2G | N/A | N/A | N/A | N/A | N/A | N/A | N/A
00 Ret.Exist_Non-FBC_DryFGD_SNCR_ACI & C2G & SCR | N/A | N/A | N/A | N/A | N/A | N/A | N/A
00 Ret.Exist_Non-FBC_DryFGD_SNCR_ACI & DCCS | N/A | N/A | N/A | N/A | N/A | N/A | N/A
00 Ret.Exist_Non-FBC_DryFGD_SNCR_ACI & DCCS & SCR & CCS | N/A | N/A | N/A | N/A | N/A | N/A | N/A
00 Ret.Exist_Non-FBC_DryFGD_SNCR_ACI & DRET | N/A | N/A | N/A | N/A | N/A | N/A | N/A
00 Ret.Exist_Non-FBC_DryFGD_SNCR_ACI & GPM | N/A | 77.71 | 77.71 | 77.71 | 77.71 | 77.71 | 77.71
00 Ret.Exist_Non-FBC_DryFGD_SNCR_ACI & GPM & C2G | N/A | N/A | N/A | N/A | N/A | N/A | N/A
00 Ret.Exist_Non-FBC_DryFGD_SNCR_ACI & GPM & C2G & SCR | N/A | N/A | N/A | N/A | N/A | N/A | N/A
00 Ret.Exist_Non-FBC_DryFGD_SNCR_ACI & GPM & DRET | N/A | N/A | N/A | N/A | N/A | N/A | N/A
00 Ret.Exist_Non-FBC_DryFGD_SNCR_ACI & GPM & NGC | N/A | N/A | N/A | N/A | N/A | N/A | N/A
00 Ret.Exist_Non-FBC_DryFGD_SNCR_ACI & GPM & SCR | N/A | N/A | N/A | N/A | N/A | N/A | N/A
00 Ret.Exist_Non-FBC_DryFGD_SNCR_ACI & GPM & SCR & CCS | N/A | N/A | N/A | N/A | N/A | N/A | N/A
00 Ret.Exist_Non-FBC_DryFGD_SNCR_ACI & GPM & SCR & DRET | N/A | N/A | N/A | N/A | N/A | N/A | N/A
00 Ret.Exist_Non-FBC_DryFGD_SNCR_ACI & GPM & SCR & NGC | N/A | N/A | N/A | N/A | N/A | N/A | N/A
00 Ret.Exist_Non-FBC_DryFGD_SNCR_ACI & NGC | N/A | N/A | N/A | N/A | N/A | N/A | N/A
00 Ret.Exist_Non-FBC_DryFGD_SNCR_ACI & SCR | N/A | N/A | N/A | N/A | N/A | N/A | N/A
00 Ret.Exist_Non-FBC_DryFGD_SNCR_ACI & SCR & C2G | N/A | N/A | N/A | N/A | N/A | N/A | N/A
00 Ret.Exist_Non-FBC_DryFGD_SNCR_ACI & SCR & CCS | N/A | N/A | N/A | N/A | N/A | N/A | N/A
00 Ret.Exist_Non-FBC_DryFGD_SNCR_ACI & SCR & DRET | N/A | N/A | N/A | N/A | N/A | N/A | N/A
00 Ret.Exist_Non-FBC_DryFGD_SNCR_ACI & SCR & NGC | N/A | N/A | N/A | N/A | N/A | N/A | N/A
00 Ret.Exist_Non-FBC_DryFGD_SNCR_ACI_DSI & C2G | N/A | N/A | N/A | N/A | N/A | N/A | N/A
00 Ret.Exist_Non-FBC_DryFGD_SNCR_ACI_DSI & C2G & SCR | N/A | N/A | N/A | N/A | N/A | N/A | N/A
00 Ret.Exist_Non-FBC_DryFGD_SNCR_ACI_DSI & DRET | N/A | N/A | N/A | N/A | N/A | N/A | N/A
00 Ret.Exist_Non-FBC_DryFGD_SNCR_ACI_DSI & GPM | N/A | N/A | N/A | N/A | N/A | N/A | N/A
00 Ret.Exist_Non-FBC_DryFGD_SNCR_ACI_DSI & GPM & C2G | N/A | N/A | N/A | N/A | N/A | N/A | N/A
00 Ret.Exist_Non-FBC_DryFGD_SNCR_ACI_DSI & GPM & C2G & SCR | N/A | N/A | N/A | N/A | N/A | N/A | N/A
00 Ret.Exist_Non-FBC_DryFGD_SNCR_ACI_DSI & GPM & DRET | N/A | N/A | N/A | N/A | N/A | N/A | N/A
00 Ret.Exist_Non-FBC_DryFGD_SNCR_ACI_DSI & GPM & NGC | N/A | N/A | N/A | N/A | N/A | N/A | N/A
00 Ret.Exist_Non-FBC_DryFGD_SNCR_ACI_DSI & GPM & SCR | N/A | N/A | N/A | N/A | N/A | N/A | N/A
00 Ret.Exist_Non-FBC_DryFGD_SNCR_ACI_DSI & GPM & SCR & CCS | N/A | N/A | N/A | N/A | N/A | N/A | N/A
00 Ret.Exist_Non-FBC_DryFGD_SNCR_ACI_DSI & GPM & SCR & DRET | N/A | N/A | N/A | N/A | N/A | N/A | N/A
00 Ret.Exist_Non-FBC_DryFGD_SNCR_ACI_DSI & GPM & SCR & NGC | N/A | N/A | N/A | N/A | N/A | N/A | N/A
00 Ret.Exist_Non-FBC_DryFGD_SNCR_ACI_DSI & NGC | N/A | N/A | N/A | N/A | N/A | N/A | N/A
00 Ret.Exist_Non-FBC_DryFGD_SNCR_ACI_DSI & SCR | N/A | N/A | N/A | N/A | N/A | N/A | N/A
00 Ret.Exist_Non-FBC_DryFGD_SNCR_ACI_DSI & SCR & C2G | N/A | N/A | N/A | N/A | N/A | N/A | N/A
00 Ret.Exist_Non-FBC_DryFGD_SNCR_ACI_DSI & SCR & CCS | N/A | N/A | N/A | N/A | N/A | N/A | N/A
00 Ret.Exist_Non-FBC_DryFGD_SNCR_ACI_DSI & SCR & DRET | N/A | N/A | N/A | N/A | N/A | N/A | N/A
00 Ret.Exist_Non-FBC_DryFGD_SNCR_ACI_DSI & SCR & NGC | N/A | N/A | N/A | N/A | N/A | N/A | N/A
00 Ret.Exist_Non-FBC_DSI & ACI | N/A | N/A | N/A | N/A | N/A | N/A | N/A
00 Ret.Exist_Non-FBC_DSI & ACI & C2G | N/A | N/A | N/A | N/A | N/A | N/A | N/A
00 Ret.Exist_Non-FBC_DSI & ACI & C2G & SCR | N/A | N/A | N/A | N/A | N/A | N/A | N/A
00 Ret.Exist_Non-FBC_DSI & ACI & DRET | N/A | N/A | N/A | N/A | N/A | N/A | N/A
00 Ret.Exist_Non-FBC_DSI & ACI & GPM | N/A | N/A | N/A | N/A | N/A | N/A | N/A
00 Ret.Exist_Non-FBC_DSI & ACI & GPM & C2G | N/A | N/A | N/A | N/A | N/A | N/A | N/A
00 Ret.Exist_Non-FBC_DSI & ACI & GPM & C2G & SCR | N/A | N/A | N/A | N/A | N/A | N/A | N/A
00 Ret.Exist_Non-FBC_DSI & ACI & GPM & DRET | N/A | N/A | N/A | N/A | N/A | N/A | N/A
00 Ret.Exist_Non-FBC_DSI & ACI & GPM & NGC | N/A | N/A | N/A | N/A | N/A | N/A | N/A
00 Ret.Exist_Non-FBC_DSI & ACI & GPM & SCR | N/A | N/A | N/A | N/A | N/A | N/A | N/A
00 Ret.Exist_Non-FBC_DSI & ACI & GPM & SCR & DRET | N/A | N/A | N/A | N/A | N/A | N/A | N/A
00 Ret.Exist_Non-FBC_DSI & ACI & GPM & SCR & NGC | N/A | N/A | N/A | N/A | N/A | N/A | N/A
00 Ret.Exist_Non-FBC_DSI & ACI & GPM & SNCR | N/A | N/A | N/A | N/A | N/A | N/A | N/A
00 Ret.Exist_Non-FBC_DSI & ACI & GPM & SNCR & DRET | N/A | N/A | N/A | N/A | N/A | N/A | N/A
00 Ret.Exist_Non-FBC_DSI & ACI & GPM & SNCR & NGC | N/A | N/A | N/A | N/A | N/A | N/A | N/A
00 Ret.Exist_Non-FBC_DSI & ACI & GPM & WetFGD & SCR & CCS | N/A | N/A | N/A | N/A | N/A | N/A | N/A
00 Ret.Exist_Non-FBC_DSI & ACI & NGC | N/A | N/A | N/A | N/A | N/A | N/A | N/A
00 Ret.Exist_Non-FBC_DSI & ACI & SCR | N/A | N/A | N/A | N/A | N/A | N/A | N/A
00 Ret.Exist_Non-FBC_DSI & ACI & SCR & DRET | N/A | N/A | N/A | N/A | N/A | N/A | N/A
00 Ret.Exist_Non-FBC_DSI & ACI & SCR & NGC | N/A | N/A | N/A | N/A | N/A | N/A | N/A
00 Ret.Exist_Non-FBC_DSI & ACI & SNCR | N/A | N/A | N/A | N/A | N/A | N/A | N/A
00 Ret.Exist_Non-FBC_DSI & ACI & SNCR & DRET | N/A | N/A | N/A | N/A | N/A | N/A | N/A
00 Ret.Exist_Non-FBC_DSI & ACI & SNCR & NGC | N/A | N/A | N/A | N/A | N/A | N/A | N/A
00 Ret.Exist_Non-FBC_DSI & ACI & WetFGD & SCR & CCS | N/A | N/A | N/A | N/A | N/A | N/A | N/A
00 Ret.Exist_Non-FBC_DSI & C2G | N/A | N/A | N/A | N/A | N/A | N/A | N/A
00 Ret.Exist_Non-FBC_DSI & C2G & SCR | N/A | N/A | N/A | N/A | N/A | N/A | N/A
00 Ret.Exist_Non-FBC_DSI & DRET | N/A | N/A | N/A | N/A | N/A | N/A | N/A
00 Ret.Exist_Non-FBC_DSI & GPM | N/A | N/A | N/A | N/A | N/A | N/A | N/A
00 Ret.Exist_Non-FBC_DSI & GPM & C2G | N/A | N/A | N/A | N/A | N/A | N/A | N/A
00 Ret.Exist_Non-FBC_DSI & GPM & C2G & SCR | N/A | N/A | N/A | N/A | N/A | N/A | N/A
00 Ret.Exist_Non-FBC_DSI & GPM & DRET | N/A | N/A | N/A | N/A | N/A | N/A | N/A
00 Ret.Exist_Non-FBC_DSI & GPM & NGC | N/A | N/A | N/A | N/A | N/A | N/A | N/A
00 Ret.Exist_Non-FBC_DSI & GPM & SCR | N/A | N/A | N/A | N/A | N/A | N/A | N/A
00 Ret.Exist_Non-FBC_DSI & GPM & SCR & DRET | N/A | N/A | N/A | N/A | N/A | N/A | N/A
00 Ret.Exist_Non-FBC_DSI & GPM & SCR & NGC | N/A | N/A | N/A | N/A | N/A | N/A | N/A
00 Ret.Exist_Non-FBC_DSI & GPM & SNCR | N/A | N/A | N/A | N/A | N/A | N/A | N/A
00 Ret.Exist_Non-FBC_DSI & GPM & SNCR & DRET | N/A | N/A | N/A | N/A | N/A | N/A | N/A
00 Ret.Exist_Non-FBC_DSI & GPM & SNCR & NGC | N/A | N/A | N/A | N/A | N/A | N/A | N/A
00 Ret.Exist_Non-FBC_DSI & GPM & WetFGD & SCR & CCS | N/A | N/A | N/A | N/A | N/A | N/A | N/A
00 Ret.Exist_Non-FBC_DSI & NGC | N/A | N/A | N/A | N/A | N/A | N/A | N/A
00 Ret.Exist_Non-FBC_DSI & SCR | N/A | N/A | N/A | N/A | N/A | N/A | N/A
00 Ret.Exist_Non-FBC_DSI & SCR & C2G | N/A | N/A | N/A | N/A | N/A | N/A | N/A
00 Ret.Exist_Non-FBC_DSI & SCR & DRET | N/A | N/A | N/A | N/A | N/A | N/A | N/A
00 Ret.Exist_Non-FBC_DSI & SCR & NGC | N/A | N/A | N/A | N/A | N/A | N/A | N/A
00 Ret.Exist_Non-FBC_DSI & SCR & WetFGD & CCS | N/A | N/A | N/A | N/A | N/A | N/A | N/A
00 Ret.Exist_Non-FBC_DSI & SNCR | N/A | N/A | N/A | N/A | N/A | N/A | N/A
00 Ret.Exist_Non-FBC_DSI & SNCR & C2G | N/A | N/A | N/A | N/A | N/A | N/A | N/A
00 Ret.Exist_Non-FBC_DSI & SNCR & DRET | N/A | N/A | N/A | N/A | N/A | N/A | N/A
00 Ret.Exist_Non-FBC_DSI & SNCR & NGC | N/A | N/A | N/A | N/A | N/A | N/A | N/A
00 Ret.Exist_Non-FBC_NoCtrl & ACI | N/A | N/A | N/A | N/A | N/A | N/A | N/A
00 Ret.Exist_Non-FBC_NoCtrl & ACI & C2G | N/A | N/A | N/A | N/A | N/A | N/A | N/A
00 Ret.Exist_Non-FBC_NoCtrl & ACI & C2G & SCR | N/A | N/A | N/A | N/A | N/A | N/A | N/A
00 Ret.Exist_Non-FBC_NoCtrl & ACI & DRET | N/A | N/A | N/A | N/A | N/A | N/A | N/A
00 Ret.Exist_Non-FBC_NoCtrl & ACI & DSI | N/A | N/A | N/A | N/A | N/A | N/A | N/A
00 Ret.Exist_Non-FBC_NoCtrl & ACI & DSI & C2G | N/A | N/A | N/A | N/A | N/A | N/A | N/A
00 Ret.Exist_Non-FBC_NoCtrl & ACI & DSI & C2G & SCR | N/A | N/A | N/A | N/A | N/A | N/A | N/A
00 Ret.Exist_Non-FBC_NoCtrl & ACI & DSI & DRET | N/A | N/A | N/A | N/A | N/A | N/A | N/A
00 Ret.Exist_Non-FBC_NoCtrl & ACI & DSI & GPM | N/A | N/A | N/A | N/A | N/A | N/A | N/A
00 Ret.Exist_Non-FBC_NoCtrl & ACI & DSI & GPM & C2G | N/A | N/A | N/A | N/A | N/A | N/A | N/A
00 Ret.Exist_Non-FBC_NoCtrl & ACI & DSI & GPM & C2G & SCR | N/A | N/A | N/A | N/A | N/A | N/A | N/A
00 Ret.Exist_Non-FBC_NoCtrl & ACI & DSI & GPM & DRET | N/A | N/A | N/A | N/A | N/A | N/A | N/A
00 Ret.Exist_Non-FBC_NoCtrl & ACI & DSI & GPM & NGC | N/A | N/A | N/A | N/A | N/A | N/A | N/A
00 Ret.Exist_Non-FBC_NoCtrl & ACI & DSI & GPM & SCR | N/A | N/A | N/A | N/A | N/A | N/A | N/A
00 Ret.Exist_Non-FBC_NoCtrl & ACI & DSI & GPM & SCR & DRET | N/A | N/A | N/A | N/A | N/A | N/A | N/A
00 Ret.Exist_Non-FBC_NoCtrl & ACI & DSI & GPM & SCR & NGC | N/A | N/A | N/A | N/A | N/A | N/A | N/A
00 Ret.Exist_Non-FBC_NoCtrl & ACI & DSI & GPM & SNCR | N/A | N/A | N/A | N/A | N/A | N/A | N/A
00 Ret.Exist_Non-FBC_NoCtrl & ACI & DSI & GPM & SNCR & DRET | N/A | N/A | N/A | N/A | N/A | N/A | N/A
00 Ret.Exist_Non-FBC_NoCtrl & ACI & DSI & GPM & SNCR & NGC | N/A | N/A | N/A | N/A | N/A | N/A | N/A
00 Ret.Exist_Non-FBC_NoCtrl & ACI & DSI & GPM & WetFGD & SCR & CCS | N/A | N/A | N/A | N/A | N/A | N/A | N/A
00 Ret.Exist_Non-FBC_NoCtrl & ACI & DSI & NGC | N/A | N/A | N/A | N/A | N/A | N/A | N/A
00 Ret.Exist_Non-FBC_NoCtrl & ACI & DSI & SCR | N/A | N/A | N/A | N/A | N/A | N/A | N/A
00 Ret.Exist_Non-FBC_NoCtrl & ACI & DSI & SCR & DRET | N/A | N/A | N/A | N/A | N/A | N/A | N/A
00 Ret.Exist_Non-FBC_NoCtrl & ACI & DSI & SCR & NGC | N/A | N/A | N/A | N/A | N/A | N/A | N/A
00 Ret.Exist_Non-FBC_NoCtrl & ACI & DSI & SNCR | N/A | N/A | N/A | N/A | N/A | N/A | N/A
00 Ret.Exist_Non-FBC_NoCtrl & ACI & DSI & SNCR & DRET | N/A | N/A | N/A | N/A | N/A | N/A | N/A
00 Ret.Exist_Non-FBC_NoCtrl & ACI & DSI & SNCR & NGC | N/A | N/A | N/A | N/A | N/A | N/A | N/A
00 Ret.Exist_Non-FBC_NoCtrl & ACI & DSI & WetFGD & SCR & CCS | N/A | N/A | N/A | N/A | N/A | N/A | N/A
00 Ret.Exist_Non-FBC_NoCtrl & ACI & GPM | N/A | N/A | N/A | N/A | N/A | N/A | N/A
00 Ret.Exist_Non-FBC_NoCtrl & ACI & GPM & C2G | N/A | N/A | N/A | N/A | N/A | N/A | N/A
00 Ret.Exist_Non-FBC_NoCtrl & ACI & GPM & C2G & SCR | N/A | N/A | N/A | N/A | N/A | N/A | N/A
00 Ret.Exist_Non-FBC_NoCtrl & ACI & GPM & DRET | N/A | N/A | N/A | N/A | N/A | N/A | N/A
00 Ret.Exist_Non-FBC_NoCtrl & ACI & GPM & NGC | N/A | N/A | N/A | N/A | N/A | N/A | N/A
00 Ret.Exist_Non-FBC_NoCtrl & ACI & GPM & SCR | N/A | N/A | N/A | N/A | N/A | N/A | N/A
00 Ret.Exist_Non-FBC_NoCtrl & ACI & GPM & SCR & DRET | N/A | N/A | N/A | N/A | N/A | N/A | N/A
00 Ret.Exist_Non-FBC_NoCtrl & ACI & GPM & SCR & NGC | N/A | N/A | N/A | N/A | N/A | N/A | N/A
00 Ret.Exist_Non-FBC_NoCtrl & ACI & GPM & SNCR | N/A | N/A | N/A | N/A | N/A | N/A | N/A
00 Ret.Exist_Non-FBC_NoCtrl & ACI & GPM & SNCR & DRET | N/A | N/A | N/A | N/A | N/A | N/A | N/A
00 Ret.Exist_Non-FBC_NoCtrl & ACI & GPM & SNCR & NGC | N/A | N/A | N/A | N/A | N/A | N/A | N/A
00 Ret.Exist_Non-FBC_NoCtrl & ACI & GPM & WetFGD & SCR & CCS | N/A | N/A | N/A | N/A | N/A | N/A | N/A
00 Ret.Exist_Non-FBC_NoCtrl & ACI & NGC | N/A | N/A | N/A | N/A | N/A | N/A | N/A
00 Ret.Exist_Non-FBC_NoCtrl & ACI & SCR | N/A | N/A | N/A | N/A | N/A | N/A | N/A
00 Ret.Exist_Non-FBC_NoCtrl & ACI & SCR & DRET | N/A | N/A | N/A | N/A | N/A | N/A | N/A
00 Ret.Exist_Non-FBC_NoCtrl & ACI & SCR & NGC | N/A | N/A | N/A | N/A | N/A | N/A | N/A
00 Ret.Exist_Non-FBC_NoCtrl & ACI & SNCR | N/A | N/A | N/A | N/A | N/A | N/A | N/A
00 Ret.Exist_Non-FBC_NoCtrl & ACI & SNCR & DRET | N/A | N/A | N/A | N/A | N/A | N/A | N/A
00 Ret.Exist_Non-FBC_NoCtrl & ACI & SNCR & NGC | N/A | N/A | N/A | N/A | N/A | N/A | N/A
00 Ret.Exist_Non-FBC_NoCtrl & ACI & WetFGD & SCR & CCS | N/A | N/A | N/A | N/A | N/A | N/A | N/A
00 Ret.Exist_Non-FBC_NoCtrl & C2G | N/A | N/A | N/A | N/A | N/A | N/A | N/A
00 Ret.Exist_Non-FBC_NoCtrl & C2G & SCR | N/A | N/A | N/A | N/A | N/A | N/A | N/A
00 Ret.Exist_Non-FBC_NoCtrl & DCCS | N/A | N/A | N/A | N/A | N/A | N/A | N/A
00 Ret.Exist_Non-FBC_NoCtrl & DCCS & WetFGD & SCR & CCS | N/A | N/A | N/A | N/A | N/A | N/A | N/A
00 Ret.Exist_Non-FBC_NoCtrl & DRET | N/A | N/A | N/A | N/A | N/A | N/A | N/A
00 Ret.Exist_Non-FBC_NoCtrl & DSI | N/A | N/A | N/A | N/A | N/A | N/A | N/A
00 Ret.Exist_Non-FBC_NoCtrl & DSI & C2G | N/A | N/A | N/A | N/A | N/A | N/A | N/A
00 Ret.Exist_Non-FBC_NoCtrl & DSI & C2G & SCR | N/A | N/A | N/A | N/A | N/A | N/A | N/A
00 Ret.Exist_Non-FBC_NoCtrl & DSI & DRET | N/A | N/A | N/A | N/A | N/A | N/A | N/A
00 Ret.Exist_Non-FBC_NoCtrl & DSI & GPM | N/A | N/A | N/A | N/A | N/A | N/A | N/A
00 Ret.Exist_Non-FBC_NoCtrl & DSI & GPM & C2G | N/A | N/A | N/A | N/A | N/A | N/A | N/A
00 Ret.Exist_Non-FBC_NoCtrl & DSI & GPM & C2G & SCR | N/A | N/A | N/A | N/A | N/A | N/A | N/A
00 Ret.Exist_Non-FBC_NoCtrl & DSI & GPM & DRET | N/A | N/A | N/A | N/A | N/A | N/A | N/A
00 Ret.Exist_Non-FBC_NoCtrl & DSI & GPM & NGC | N/A | N/A | N/A | N/A | N/A | N/A | N/A
00 Ret.Exist_Non-FBC_NoCtrl & DSI & GPM & SCR | N/A | N/A | N/A | N/A | N/A | N/A | N/A
00 Ret.Exist_Non-FBC_NoCtrl & DSI & GPM & SCR & DRET | N/A | N/A | N/A | N/A | N/A | N/A | N/A
00 Ret.Exist_Non-FBC_NoCtrl & DSI & GPM & SCR & NGC | N/A | N/A | N/A | N/A | N/A | N/A | N/A
00 Ret.Exist_Non-FBC_NoCtrl & DSI & GPM & SNCR | N/A | N/A | N/A | N/A | N/A | N/A | N/A
00 Ret.Exist_Non-FBC_NoCtrl & DSI & GPM & SNCR & DRET | N/A | N/A | N/A | N/A | N/A | N/A | N/A
00 Ret.Exist_Non-FBC_NoCtrl & DSI & GPM & SNCR & NGC | N/A | N/A | N/A | N/A | N/A | N/A | N/A
00 Ret.Exist_Non-FBC_NoCtrl & DSI & GPM & WetFGD & SCR & CCS | N/A | N/A | N/A | N/A | N/A | N/A | N/A
00 Ret.Exist_Non-FBC_NoCtrl & DSI & NGC | N/A | N/A | N/A | N/A | N/A | N/A | N/A
00 Ret.Exist_Non-FBC_NoCtrl & DSI & SCR | N/A | N/A | N/A | N/A | N/A | N/A | N/A
00 Ret.Exist_Non-FBC_NoCtrl & DSI & SCR & DRET | N/A | N/A | N/A | N/A | N/A | N/A | N/A
00 Ret.Exist_Non-FBC_NoCtrl & DSI & SCR & NGC | N/A | N/A | N/A | N/A | N/A | N/A | N/A
00 Ret.Exist_Non-FBC_NoCtrl & DSI & SNCR | N/A | N/A | N/A | N/A | N/A | N/A | N/A
00 Ret.Exist_Non-FBC_NoCtrl & DSI & SNCR & DRET | N/A | N/A | N/A | N/A | N/A | N/A | N/A
00 Ret.Exist_Non-FBC_NoCtrl & DSI & SNCR & NGC | N/A | N/A | N/A | N/A | N/A | N/A | N/A
00 Ret.Exist_Non-FBC_NoCtrl & DSI & WetFGD & SCR & CCS | N/A | N/A | N/A | N/A | N/A | N/A | N/A
00 Ret.Exist_Non-FBC_NoCtrl & GPM | N/A | N/A | N/A | N/A | N/A | N/A | N/A
00 Ret.Exist_Non-FBC_NoCtrl & GPM & C2G | N/A | N/A | N/A | N/A | N/A | N/A | N/A
00 Ret.Exist_Non-FBC_NoCtrl & GPM & C2G & SCR | N/A | N/A | N/A | N/A | N/A | N/A | N/A
00 Ret.Exist_Non-FBC_NoCtrl & GPM & DRET | N/A | N/A | N/A | N/A | N/A | N/A | N/A
00 Ret.Exist_Non-FBC_NoCtrl & GPM & NGC | N/A | N/A | N/A | N/A | N/A | N/A | N/A
00 Ret.Exist_Non-FBC_NoCtrl & GPM & SCR | N/A | N/A | N/A | N/A | N/A | N/A | N/A
00 Ret.Exist_Non-FBC_NoCtrl & GPM & SCR & DRET | N/A | N/A | N/A | N/A | N/A | N/A | N/A
00 Ret.Exist_Non-FBC_NoCtrl & GPM & SCR & NGC | N/A | N/A | N/A | N/A | N/A | N/A | N/A
00 Ret.Exist_Non-FBC_NoCtrl & GPM & SNCR | N/A | N/A | N/A | N/A | N/A | N/A | N/A
00 Ret.Exist_Non-FBC_NoCtrl & GPM & SNCR & DRET | N/A | N/A | N/A | N/A | N/A | N/A | N/A
00 Ret.Exist_Non-FBC_NoCtrl & GPM & SNCR & NGC | N/A | N/A | N/A | N/A | N/A | N/A | N/A
00 Ret.Exist_Non-FBC_NoCtrl & GPM & WetFGD & SCR & CCS | N/A | N/A | N/A | N/A | N/A | N/A | N/A
00 Ret.Exist_Non-FBC_NoCtrl & NGC | N/A | N/A | N/A | N/A | N/A | N/A | N/A
00 Ret.Exist_Non-FBC_NoCtrl & SCR | N/A | N/A | N/A | N/A | N/A | N/A | N/A
00 Ret.Exist_Non-FBC_NoCtrl & SCR & C2G | N/A | N/A | N/A | N/A | N/A | N/A | N/A
00 Ret.Exist_Non-FBC_NoCtrl & SCR & DRET | N/A | N/A | N/A | N/A | N/A | N/A | N/A
00 Ret.Exist_Non-FBC_NoCtrl & SCR & NGC | N/A | N/A | N/A | N/A | N/A | N/A | N/A
00 Ret.Exist_Non-FBC_NoCtrl & SCR & WetFGD & CCS | N/A | N/A | N/A | N/A | N/A | N/A | N/A
00 Ret.Exist_Non-FBC_NoCtrl & SNCR | N/A | N/A | N/A | N/A | N/A | N/A | N/A
00 Ret.Exist_Non-FBC_NoCtrl & SNCR & C2G | N/A | N/A | N/A | N/A | N/A | N/A | N/A
00 Ret.Exist_Non-FBC_NoCtrl & SNCR & DRET | N/A | N/A | N/A | N/A | N/A | N/A | N/A
00 Ret.Exist_Non-FBC_NoCtrl & SNCR & NGC | N/A | N/A | N/A | N/A | N/A | N/A | N/A
00 Ret.Exist_Non-FBC_SCR_ACI & C2G | N/A | N/A | N/A | N/A | N/A | N/A | N/A
00 Ret.Exist_Non-FBC_SCR_ACI & DCCS | N/A | N/A | N/A | N/A | N/A | N/A | N/A
00 Ret.Exist_Non-FBC_SCR_ACI & DCCS & WetFGD & CCS | N/A | N/A | N/A | N/A | N/A | N/A | N/A
00 Ret.Exist_Non-FBC_SCR_ACI & DRET | N/A | N/A | N/A | N/A | N/A | N/A | N/A
00 Ret.Exist_Non-FBC_SCR_ACI & DSI | N/A | N/A | N/A | N/A | N/A | N/A | N/A
00 Ret.Exist_Non-FBC_SCR_ACI & DSI & C2G | N/A | N/A | N/A | N/A | N/A | N/A | N/A
00 Ret.Exist_Non-FBC_SCR_ACI & DSI & DRET | N/A | N/A | N/A | N/A | N/A | N/A | N/A
00 Ret.Exist_Non-FBC_SCR_ACI & DSI & GPM | N/A | N/A | N/A | N/A | N/A | N/A | N/A
00 Ret.Exist_Non-FBC_SCR_ACI & DSI & GPM & C2G | N/A | N/A | N/A | N/A | N/A | N/A | N/A
00 Ret.Exist_Non-FBC_SCR_ACI & DSI & GPM & DRET | N/A | N/A | N/A | N/A | N/A | N/A | N/A
00 Ret.Exist_Non-FBC_SCR_ACI & DSI & GPM & NGC | N/A | N/A | N/A | N/A | N/A | N/A | N/A
00 Ret.Exist_Non-FBC_SCR_ACI & DSI & GPM & WetFGD & CCS | N/A | N/A | N/A | N/A | N/A | N/A | N/A
00 Ret.Exist_Non-FBC_SCR_ACI & DSI & NGC | N/A | N/A | N/A | N/A | N/A | N/A | N/A
00 Ret.Exist_Non-FBC_SCR_ACI & DSI & WetFGD & CCS | N/A | N/A | N/A | N/A | N/A | N/A | N/A
00 Ret.Exist_Non-FBC_SCR_ACI & GPM | N/A | N/A | N/A | N/A | N/A | N/A | N/A
00 Ret.Exist_Non-FBC_SCR_ACI & GPM & C2G | N/A | N/A | N/A | N/A | N/A | N/A | N/A
00 Ret.Exist_Non-FBC_SCR_ACI & GPM & DRET | N/A | N/A | N/A | N/A | N/A | N/A | N/A
00 Ret.Exist_Non-FBC_SCR_ACI & GPM & NGC | N/A | N/A | N/A | N/A | N/A | N/A | N/A
00 Ret.Exist_Non-FBC_SCR_ACI & GPM & WetFGD & CCS | N/A | N/A | N/A | N/A | N/A | N/A | N/A
00 Ret.Exist_Non-FBC_SCR_ACI & NGC | N/A | N/A | N/A | N/A | N/A | N/A | N/A
00 Ret.Exist_Non-FBC_SCR_ACI & WetFGD & CCS | N/A | N/A | N/A | N/A | N/A | N/A | N/A
00 Ret.Exist_Non-FBC_SCR_ACI_DSI & C2G | N/A | N/A | N/A | N/A | N/A | N/A | N/A
00 Ret.Exist_Non-FBC_SCR_ACI_DSI & DCCS | N/A | N/A | N/A | N/A | N/A | N/A | N/A
00 Ret.Exist_Non-FBC_SCR_ACI_DSI & DCCS & WetFGD & CCS | N/A | N/A | N/A | N/A | N/A | N/A | N/A
00 Ret.Exist_Non-FBC_SCR_ACI_DSI & DRET | N/A | N/A | N/A | N/A | N/A | N/A | N/A
00 Ret.Exist_Non-FBC_SCR_ACI_DSI & GPM | N/A | N/A | N/A | N/A | N/A | N/A | N/A
00 Ret.Exist_Non-FBC_SCR_ACI_DSI & GPM & C2G | N/A | N/A | N/A | N/A | N/A | N/A | N/A
00 Ret.Exist_Non-FBC_SCR_ACI_DSI & GPM & DRET | N/A | N/A | N/A | N/A | N/A | N/A | N/A
00 Ret.Exist_Non-FBC_SCR_ACI_DSI & GPM & NGC | N/A | N/A | N/A | N/A | N/A | N/A | N/A
00 Ret.Exist_Non-FBC_SCR_ACI_DSI & GPM & WetFGD & CCS | N/A | N/A | N/A | N/A | N/A | N/A | N/A
00 Ret.Exist_Non-FBC_SCR_ACI_DSI & NGC | N/A | N/A | N/A | N/A | N/A | N/A | N/A
00 Ret.Exist_Non-FBC_SCR_ACI_DSI & WetFGD & CCS | N/A | N/A | N/A | N/A | N/A | N/A | N/A
00 Ret.Exist_Non-FBC_SNCR_ACI & C2G | N/A | N/A | N/A | N/A | N/A | N/A | N/A
00 Ret.Exist_Non-FBC_SNCR_ACI & C2G & SCR | N/A | N/A | N/A | N/A | N/A | N/A | N/A
00 Ret.Exist_Non-FBC_SNCR_ACI & DRET | N/A | N/A | N/A | N/A | N/A | N/A | N/A
00 Ret.Exist_Non-FBC_SNCR_ACI & DSI | N/A | N/A | N/A | N/A | N/A | N/A | N/A
00 Ret.Exist_Non-FBC_SNCR_ACI & DSI & C2G | N/A | N/A | N/A | N/A | N/A | N/A | N/A
00 Ret.Exist_Non-FBC_SNCR_ACI & DSI & C2G & SCR | N/A | N/A | N/A | N/A | N/A | N/A | N/A
00 Ret.Exist_Non-FBC_SNCR_ACI & DSI & DRET | N/A | N/A | N/A | N/A | N/A | N/A | N/A
00 Ret.Exist_Non-FBC_SNCR_ACI & DSI & NGC | N/A | N/A | N/A | N/A | N/A | N/A | N/A
00 Ret.Exist_Non-FBC_SNCR_ACI & DSI & SCR | N/A | N/A | N/A | N/A | N/A | N/A | N/A
00 Ret.Exist_Non-FBC_SNCR_ACI & DSI & SCR & DRET | N/A | N/A | N/A | N/A | N/A | N/A | N/A
00 Ret.Exist_Non-FBC_SNCR_ACI & DSI & SCR & NGC | N/A | N/A | N/A | N/A | N/A | N/A | N/A
00 Ret.Exist_Non-FBC_SNCR_ACI & DSI & WetFGD & SCR & CCS | N/A | N/A | N/A | N/A | N/A | N/A | N/A
00 Ret.Exist_Non-FBC_SNCR_ACI & GPM | N/A | N/A | N/A | N/A | N/A | N/A | N/A
00 Ret.Exist_Non-FBC_SNCR_ACI & GPM & C2G | N/A | N/A | N/A | N/A | N/A | N/A | N/A
00 Ret.Exist_Non-FBC_SNCR_ACI & GPM & C2G & SCR | N/A | N/A | N/A | N/A | N/A | N/A | N/A
00 Ret.Exist_Non-FBC_SNCR_ACI & GPM & DRET | N/A | N/A | N/A | N/A | N/A | N/A | N/A
00 Ret.Exist_Non-FBC_SNCR_ACI & GPM & NGC | N/A | N/A | N/A | N/A | N/A | N/A | N/A
00 Ret.Exist_Non-FBC_SNCR_ACI & GPM & SCR | N/A | N/A | N/A | N/A | N/A | N/A | N/A
00 Ret.Exist_Non-FBC_SNCR_ACI & GPM & SCR & DRET | N/A | N/A | N/A | N/A | N/A | N/A | N/A
00 Ret.Exist_Non-FBC_SNCR_ACI & GPM & SCR & NGC | N/A | N/A | N/A | N/A | N/A | N/A | N/A
00 Ret.Exist_Non-FBC_SNCR_ACI & GPM & WetFGD & SCR & CCS | N/A | N/A | N/A | N/A | N/A | N/A | N/A
00 Ret.Exist_Non-FBC_SNCR_ACI & NGC | N/A | N/A | N/A | N/A | N/A | N/A | N/A
00 Ret.Exist_Non-FBC_SNCR_ACI & SCR | N/A | N/A | N/A | N/A | N/A | N/A | N/A
00 Ret.Exist_Non-FBC_SNCR_ACI & SCR & C2G | N/A | N/A | N/A | N/A | N/A | N/A | N/A
00 Ret.Exist_Non-FBC_SNCR_ACI & SCR & DRET | N/A | N/A | N/A | N/A | N/A | N/A | N/A
00 Ret.Exist_Non-FBC_SNCR_ACI & SCR & NGC | N/A | N/A | N/A | N/A | N/A | N/A | N/A
00 Ret.Exist_Non-FBC_SNCR_ACI & SCR & WetFGD & CCS | N/A | N/A | N/A | N/A | N/A | N/A | N/A
00 Ret.Exist_Non-FBC_SNCR_ACI_DSI & C2G | 0 | 0 | 0 | 0 | 0 | 0 | 0
00 Ret.Exist_Non-FBC_SNCR_ACI_DSI & C2G & SCR | N/A | N/A | N/A | N/A | N/A | N/A | N/A
00 Ret.Exist_Non-FBC_SNCR_ACI_DSI & DCCS | N/A | N/A | N/A | N/A | N/A | N/A | N/A
00 Ret.Exist_Non-FBC_SNCR_ACI_DSI & DCCS & WetFGD & SCR & CCS | N/A | N/A | N/A | N/A | N/A | N/A | N/A
00 Ret.Exist_Non-FBC_SNCR_ACI_DSI & DRET | N/A | N/A | N/A | N/A | N/A | N/A | N/A
00 Ret.Exist_Non-FBC_SNCR_ACI_DSI & GPM | N/A | N/A | N/A | N/A | N/A | N/A | N/A
00 Ret.Exist_Non-FBC_SNCR_ACI_DSI & GPM & C2G | N/A | N/A | N/A | N/A | N/A | N/A | N/A
00 Ret.Exist_Non-FBC_SNCR_ACI_DSI & GPM & C2G & SCR | N/A | N/A | N/A | N/A | N/A | N/A | N/A
00 Ret.Exist_Non-FBC_SNCR_ACI_DSI & GPM & DRET | N/A | N/A | N/A | N/A | N/A | N/A | N/A
00 Ret.Exist_Non-FBC_SNCR_ACI_DSI & GPM & NGC | N/A | N/A | N/A | N/A | N/A | N/A | N/A
00 Ret.Exist_Non-FBC_SNCR_ACI_DSI & GPM & SCR | N/A | N/A | N/A | N/A | N/A | N/A | N/A
00 Ret.Exist_Non-FBC_SNCR_ACI_DSI & GPM & SCR & DRET | N/A | N/A | N/A | N/A | N/A | N/A | N/A
00 Ret.Exist_Non-FBC_SNCR_ACI_DSI & GPM & SCR & NGC | N/A | N/A | N/A | N/A | N/A | N/A | N/A
00 Ret.Exist_Non-FBC_SNCR_ACI_DSI & GPM & WetFGD & SCR & CCS | N/A | N/A | N/A | N/A | N/A | N/A | N/A
00 Ret.Exist_Non-FBC_SNCR_ACI_DSI & NGC | N/A | N/A | N/A | N/A | N/A | N/A | N/A
00 Ret.Exist_Non-FBC_SNCR_ACI_DSI & SCR | N/A | N/A | N/A | N/A | N/A | N/A | N/A
00 Ret.Exist_Non-FBC_SNCR_ACI_DSI & SCR & C2G | N/A | N/A | N/A | N/A | N/A | N/A | N/A
00 Ret.Exist_Non-FBC_SNCR_ACI_DSI & SCR & DRET | N/A | N/A | N/A | N/A | N/A | N/A | N/A
00 Ret.Exist_Non-FBC_SNCR_ACI_DSI & SCR & NGC | N/A | N/A | N/A | N/A | N/A | N/A | N/A
00 Ret.Exist_Non-FBC_SNCR_ACI_DSI & SCR & WetFGD & CCS | N/A | N/A | N/A | N/A | N/A | N/A | N/A
00 Ret.Exist_Non-FBC_WetFGD & ACI | N/A | N/A | N/A | N/A | N/A | N/A | N/A
00 Ret.Exist_Non-FBC_WetFGD & ACI & C2G | N/A | N/A | N/A | N/A | N/A | N/A | N/A
00 Ret.Exist_Non-FBC_WetFGD & ACI & C2G & SCR | N/A | N/A | N/A | N/A | N/A | N/A | N/A
00 Ret.Exist_Non-FBC_WetFGD & ACI & DRET | N/A | N/A | N/A | N/A | N/A | N/A | N/A
00 Ret.Exist_Non-FBC_WetFGD & ACI & GPM | N/A | N/A | N/A | N/A | N/A | N/A | N/A
00 Ret.Exist_Non-FBC_WetFGD & ACI & GPM & C2G | N/A | N/A | N/A | N/A | N/A | N/A | N/A
00 Ret.Exist_Non-FBC_WetFGD & ACI & GPM & C2G & SCR | N/A | N/A | N/A | N/A | N/A | N/A | N/A
00 Ret.Exist_Non-FBC_WetFGD & ACI & GPM & DRET | N/A | N/A | N/A | N/A | N/A | N/A | N/A
00 Ret.Exist_Non-FBC_WetFGD & ACI & GPM & NGC | N/A | N/A | N/A | N/A | N/A | N/A | N/A
00 Ret.Exist_Non-FBC_WetFGD & ACI & GPM & SCR | N/A | N/A | N/A | N/A | N/A | N/A | N/A
00 Ret.Exist_Non-FBC_WetFGD & ACI & GPM & SCR & CCS | N/A | N/A | N/A | N/A | N/A | N/A | N/A
00 Ret.Exist_Non-FBC_WetFGD & ACI & GPM & SCR & DRET | N/A | N/A | N/A | N/A | N/A | N/A | N/A
00 Ret.Exist_Non-FBC_WetFGD & ACI & GPM & SCR & NGC | N/A | N/A | N/A | N/A | N/A | N/A | N/A
00 Ret.Exist_Non-FBC_WetFGD & ACI & GPM & SNCR | N/A | N/A | N/A | N/A | N/A | N/A | N/A
00 Ret.Exist_Non-FBC_WetFGD & ACI & GPM & SNCR & DRET | N/A | N/A | N/A | N/A | N/A | N/A | N/A
00 Ret.Exist_Non-FBC_WetFGD & ACI & GPM & SNCR & NGC | N/A | N/A | N/A | N/A | N/A | N/A | N/A
00 Ret.Exist_Non-FBC_WetFGD & ACI & NGC | N/A | N/A | N/A | N/A | N/A | N/A | N/A
00 Ret.Exist_Non-FBC_WetFGD & ACI & SCR | N/A | N/A | N/A | N/A | N/A | N/A | N/A
00 Ret.Exist_Non-FBC_WetFGD & ACI & SCR & CCS | N/A | N/A | N/A | N/A | N/A | N/A | N/A
00 Ret.Exist_Non-FBC_WetFGD & ACI & SCR & DRET | N/A | N/A | N/A | N/A | N/A | N/A | N/A
00 Ret.Exist_Non-FBC_WetFGD & ACI & SCR & NGC | N/A | N/A | N/A | N/A | N/A | N/A | N/A
00 Ret.Exist_Non-FBC_WetFGD & ACI & SNCR | N/A | N/A | N/A | N/A | N/A | N/A | N/A
00 Ret.Exist_Non-FBC_WetFGD & ACI & SNCR & DRET | N/A | N/A | N/A | N/A | N/A | N/A | N/A
00 Ret.Exist_Non-FBC_WetFGD & ACI & SNCR & NGC | N/A | N/A | N/A | N/A | N/A | N/A | N/A
00 Ret.Exist_Non-FBC_WetFGD & C2G | N/A | N/A | N/A | N/A | N/A | N/A | N/A
00 Ret.Exist_Non-FBC_WetFGD & C2G & SCR | N/A | N/A | N/A | N/A | N/A | N/A | N/A
00 Ret.Exist_Non-FBC_WetFGD & DRET | N/A | N/A | N/A | N/A | N/A | N/A | N/A
00 Ret.Exist_Non-FBC_WetFGD & DCCS | N/A | N/A | N/A | N/A | N/A | N/A | N/A
00 Ret.Exist_Non-FBC_WetFGD & DCCS & SCR & CCS | N/A | N/A | N/A | N/A | N/A | N/A | N/A
00 Ret.Exist_Non-FBC_WetFGD & GPM | N/A | N/A | N/A | N/A | N/A | N/A | N/A
00 Ret.Exist_Non-FBC_WetFGD & GPM & C2G | N/A | N/A | N/A | N/A | N/A | N/A | N/A
00 Ret.Exist_Non-FBC_WetFGD & GPM & C2G & SCR | N/A | N/A | N/A | N/A | N/A | N/A | N/A
00 Ret.Exist_Non-FBC_WetFGD & GPM & DRET | N/A | N/A | N/A | N/A | N/A | N/A | N/A
00 Ret.Exist_Non-FBC_WetFGD & GPM & NGC | N/A | N/A | N/A | N/A | N/A | N/A | N/A
00 Ret.Exist_Non-FBC_WetFGD & GPM & SCR | N/A | N/A | N/A | N/A | N/A | N/A | N/A
00 Ret.Exist_Non-FBC_WetFGD & GPM & SCR & CCS | N/A | N/A | N/A | N/A | N/A | N/A | N/A
00 Ret.Exist_Non-FBC_WetFGD & GPM & SCR & DRET | N/A | N/A | N/A | N/A | N/A | N/A | N/A
00 Ret.Exist_Non-FBC_WetFGD & GPM & SCR & NGC | N/A | N/A | N/A | N/A | N/A | N/A | N/A
00 Ret.Exist_Non-FBC_WetFGD & GPM & SNCR | N/A | N/A | N/A | N/A | N/A | N/A | N/A
00 Ret.Exist_Non-FBC_WetFGD & GPM & SNCR & DRET | N/A | N/A | N/A | N/A | N/A | N/A | N/A
00 Ret.Exist_Non-FBC_WetFGD & GPM & SNCR & NGC | N/A | N/A | N/A | N/A | N/A | N/A | N/A
00 Ret.Exist_Non-FBC_WetFGD & NGC | N/A | N/A | N/A | N/A | N/A | N/A | N/A
00 Ret.Exist_Non-FBC_WetFGD & SCR | N/A | N/A | N/A | N/A | N/A | N/A | N/A
00 Ret.Exist_Non-FBC_WetFGD & SCR & C2G | N/A | N/A | N/A | N/A | N/A | N/A | N/A
00 Ret.Exist_Non-FBC_WetFGD & SCR & CCS | N/A | N/A | N/A | N/A | N/A | N/A | N/A
00 Ret.Exist_Non-FBC_WetFGD & SCR & DRET | N/A | N/A | N/A | N/A | N/A | N/A | N/A
00 Ret.Exist_Non-FBC_WetFGD & SCR & NGC | N/A | N/A | N/A | N/A | N/A | N/A | N/A
00 Ret.Exist_Non-FBC_WetFGD & SNCR | N/A | N/A | N/A | N/A | N/A | N/A | N/A
00 Ret.Exist_Non-FBC_WetFGD & SNCR & C2G | N/A | N/A | N/A | N/A | N/A | N/A | N/A
00 Ret.Exist_Non-FBC_WetFGD & SNCR & DRET | N/A | N/A | N/A | N/A | N/A | N/A | N/A
00 Ret.Exist_Non-FBC_WetFGD & SNCR & NGC | N/A | N/A | N/A | N/A | N/A | N/A | N/A
00 Ret.Exist_Non-FBC_WetFGD_ACI & C2G | 2 | 2 | 2 | 2 | 2 | 2 | 2
00 Ret.Exist_Non-FBC_WetFGD_ACI & C2G & SCR | N/A | N/A | N/A | N/A | N/A | N/A | N/A
00 Ret.Exist_Non-FBC_WetFGD_ACI & DCCS | N/A | N/A | N/A | N/A | N/A | N/A | N/A
00 Ret.Exist_Non-FBC_WetFGD_ACI & DCCS & SCR & CCS | N/A | N/A | N/A | N/A | N/A | N/A | N/A
00 Ret.Exist_Non-FBC_WetFGD_ACI & DRET | N/A | N/A | N/A | N/A | N/A | N/A | N/A
00 Ret.Exist_Non-FBC_WetFGD_ACI & GPM | N/A | 76.4126 | 78.5579 | 78.5579 | 74.1729 | 72.4284 | 72.4284
00 Ret.Exist_Non-FBC_WetFGD_ACI & GPM & C2G | N/A | N/A | N/A | N/A | N/A | N/A | N/A
00 Ret.Exist_Non-FBC_WetFGD_ACI & GPM & C2G & SCR | N/A | N/A | N/A | N/A | N/A | N/A | N/A
00 Ret.Exist_Non-FBC_WetFGD_ACI & GPM & DRET | N/A | N/A | N/A | N/A | N/A | N/A | N/A
00 Ret.Exist_Non-FBC_WetFGD_ACI & GPM & NGC | N/A | N/A | N/A | N/A | N/A | N/A | N/A
00 Ret.Exist_Non-FBC_WetFGD_ACI & GPM & SCR | N/A | N/A | N/A | N/A | N/A | N/A | N/A
00 Ret.Exist_Non-FBC_WetFGD_ACI & GPM & SCR & CCS | N/A | N/A | N/A | N/A | N/A | N/A | N/A
00 Ret.Exist_Non-FBC_WetFGD_ACI & GPM & SCR & DRET | N/A | N/A | N/A | N/A | N/A | N/A | N/A
00 Ret.Exist_Non-FBC_WetFGD_ACI & GPM & SCR & NGC | N/A | N/A | N/A | N/A | N/A | N/A | N/A
00 Ret.Exist_Non-FBC_WetFGD_ACI & GPM & SNCR | N/A | N/A | N/A | N/A | N/A | N/A | N/A
00 Ret.Exist_Non-FBC_WetFGD_ACI & GPM & SNCR & DRET | N/A | N/A | N/A | N/A | N/A | N/A | N/A
00 Ret.Exist_Non-FBC_WetFGD_ACI & GPM & SNCR & NGC | N/A | N/A | N/A | N/A | N/A | N/A | N/A
00 Ret.Exist_Non-FBC_WetFGD_ACI & NGC | N/A | N/A | N/A | N/A | N/A | N/A | N/A
00 Ret.Exist_Non-FBC_WetFGD_ACI & SCR | 18.1811 | 77.01 | 77.01 | 77.01 | 77.01 | 77.01 | 77.01
00 Ret.Exist_Non-FBC_WetFGD_ACI & SCR & C2G | N/A | N/A | N/A | N/A | N/A | N/A | N/A
00 Ret.Exist_Non-FBC_WetFGD_ACI & SCR & CCS | N/A | N/A | 77.71 | 77.71 | 65.277 | N/A | N/A
00 Ret.Exist_Non-FBC_WetFGD_ACI & SCR & DRET | N/A | N/A | N/A | N/A | N/A | N/A | N/A
00 Ret.Exist_Non-FBC_WetFGD_ACI & SCR & NGC | N/A | N/A | N/A | N/A | N/A | N/A | N/A
00 Ret.Exist_Non-FBC_WetFGD_ACI & SNCR | N/A | N/A | N/A | N/A | N/A | N/A | N/A
00 Ret.Exist_Non-FBC_WetFGD_ACI & SNCR & C2G | N/A | N/A | N/A | N/A | N/A | N/A | N/A
00 Ret.Exist_Non-FBC_WetFGD_ACI & SNCR & DRET | N/A | N/A | N/A | N/A | N/A | N/A | N/A
00 Ret.Exist_Non-FBC_WetFGD_ACI & SNCR & NGC | N/A | N/A | N/A | N/A | N/A | N/A | N/A
00 Ret.Exist_Non-FBC_WetFGD_ACI_DSI & C2G | 0 | 0 | N/A | N/A | N/A | N/A | N/A
00 Ret.Exist_Non-FBC_WetFGD_ACI_DSI & C2G & SCR | N/A | N/A | N/A | N/A | N/A | N/A | N/A
00 Ret.Exist_Non-FBC_WetFGD_ACI_DSI & DCCS | N/A | N/A | N/A | N/A | N/A | N/A | N/A
00 Ret.Exist_Non-FBC_WetFGD_ACI_DSI & DCCS & SCR & CCS | N/A | N/A | N/A | N/A | N/A | N/A | N/A
00 Ret.Exist_Non-FBC_WetFGD_ACI_DSI & DRET | N/A | N/A | N/A | N/A | N/A | N/A | N/A
00 Ret.Exist_Non-FBC_WetFGD_ACI_DSI & GPM | N/A | N/A | N/A | N/A | N/A | N/A | N/A
00 Ret.Exist_Non-FBC_WetFGD_ACI_DSI & GPM & C2G | N/A | N/A | N/A | N/A | N/A | N/A | N/A
00 Ret.Exist_Non-FBC_WetFGD_ACI_DSI & GPM & C2G & SCR | N/A | N/A | N/A | N/A | N/A | N/A | N/A
00 Ret.Exist_Non-FBC_WetFGD_ACI_DSI & GPM & DRET | N/A | N/A | N/A | N/A | N/A | N/A | N/A
00 Ret.Exist_Non-FBC_WetFGD_ACI_DSI & GPM & NGC | N/A | N/A | N/A | N/A | N/A | N/A | N/A
00 Ret.Exist_Non-FBC_WetFGD_ACI_DSI & GPM & SCR | N/A | N/A | N/A | N/A | N/A | N/A | N/A
00 Ret.Exist_Non-FBC_WetFGD_ACI_DSI & GPM & SCR & CCS | N/A | N/A | N/A | N/A | N/A | N/A | N/A
00 Ret.Exist_Non-FBC_WetFGD_ACI_DSI & GPM & SCR & DRET | N/A | N/A | N/A | N/A | N/A | N/A | N/A
00 Ret.Exist_Non-FBC_WetFGD_ACI_DSI & GPM & SCR & NGC | N/A | N/A | N/A | N/A | N/A | N/A | N/A
00 Ret.Exist_Non-FBC_WetFGD_ACI_DSI & GPM & SNCR | N/A | N/A | N/A | N/A | N/A | N/A | N/A
00 Ret.Exist_Non-FBC_WetFGD_ACI_DSI & GPM & SNCR & DRET | N/A | N/A | N/A | N/A | N/A | N/A | N/A
00 Ret.Exist_Non-FBC_WetFGD_ACI_DSI & GPM & SNCR & NGC | N/A | N/A | N/A | N/A | N/A | N/A | N/A
00 Ret.Exist_Non-FBC_WetFGD_ACI_DSI & NGC | N/A | N/A | N/A | N/A | N/A | N/A | N/A
00 Ret.Exist_Non-FBC_WetFGD_ACI_DSI & SCR | N/A | N/A | N/A | N/A | N/A | N/A | N/A
00 Ret.Exist_Non-FBC_WetFGD_ACI_DSI & SCR & C2G | N/A | N/A | N/A | N/A | N/A | N/A | N/A
00 Ret.Exist_Non-FBC_WetFGD_ACI_DSI & SCR & CCS | N/A | N/A | N/A | N/A | N/A | N/A | N/A
00 Ret.Exist_Non-FBC_WetFGD_ACI_DSI & SCR & DRET | N/A | N/A | N/A | N/A | N/A | N/A | N/A
00 Ret.Exist_Non-FBC_WetFGD_ACI_DSI & SCR & NGC | N/A | N/A | N/A | N/A | N/A | N/A | N/A
00 Ret.Exist_Non-FBC_WetFGD_ACI_DSI & SNCR | N/A | N/A | N/A | N/A | N/A | N/A | N/A
00 Ret.Exist_Non-FBC_WetFGD_ACI_DSI & SNCR & C2G | N/A | N/A | N/A | N/A | N/A | N/A | N/A
00 Ret.Exist_Non-FBC_WetFGD_ACI_DSI & SNCR & DRET | N/A | N/A | N/A | N/A | N/A | N/A | N/A
00 Ret.Exist_Non-FBC_WetFGD_ACI_DSI & SNCR & NGC | N/A | N/A | N/A | N/A | N/A | N/A | N/A
00 Ret.Exist_Non-FBC_WetFGD_SCR & ACI | N/A | N/A | N/A | N/A | N/A | N/A | N/A
00 Ret.Exist_Non-FBC_WetFGD_SCR & ACI & C2G | N/A | N/A | N/A | N/A | N/A | N/A | N/A
00 Ret.Exist_Non-FBC_WetFGD_SCR & ACI & CCS | N/A | N/A | N/A | N/A | N/A | N/A | N/A
00 Ret.Exist_Non-FBC_WetFGD_SCR & DCCS | N/A | N/A | N/A | N/A | N/A | N/A | N/A
00 Ret.Exist_Non-FBC_WetFGD_SCR & DCCS & CCS | N/A | N/A | N/A | N/A | N/A | N/A | N/A
00 Ret.Exist_Non-FBC_WetFGD_SCR & ACI & DRET | N/A | N/A | N/A | N/A | N/A | N/A | N/A
00 Ret.Exist_Non-FBC_WetFGD_SCR & ACI & GPM | N/A | N/A | N/A | N/A | N/A | N/A | N/A
00 Ret.Exist_Non-FBC_WetFGD_SCR & ACI & GPM & C2G | N/A | N/A | N/A | N/A | N/A | N/A | N/A
00 Ret.Exist_Non-FBC_WetFGD_SCR & ACI & GPM & CCS | N/A | N/A | N/A | N/A | N/A | N/A | N/A
00 Ret.Exist_Non-FBC_WetFGD_SCR & ACI & GPM & DRET | N/A | N/A | N/A | N/A | N/A | N/A | N/A
00 Ret.Exist_Non-FBC_WetFGD_SCR & ACI & GPM & NGC | N/A | N/A | N/A | N/A | N/A | N/A | N/A
00 Ret.Exist_Non-FBC_WetFGD_SCR & ACI & NGC | N/A | N/A | N/A | N/A | N/A | N/A | N/A
00 Ret.Exist_Non-FBC_WetFGD_SCR & C2G | N/A | N/A | 0 | 0 | 0 | 0 | 0
00 Ret.Exist_Non-FBC_WetFGD_SCR & CCS | N/A | 79.01 | 78.5283 | 78.5283 | 79.01 | 79.01 | 79.01
00 Ret.Exist_Non-FBC_WetFGD_SCR & DRET | N/A | N/A | N/A | N/A | N/A | N/A | N/A
00 Ret.Exist_Non-FBC_WetFGD_SCR & GPM | 34.9727 | 52.0617 | 77.7335 | 77.7335 | 77.7335 | 76.1461 | 76.1461
00 Ret.Exist_Non-FBC_WetFGD_SCR & GPM & C2G | N/A | N/A | N/A | N/A | N/A | N/A | N/A
00 Ret.Exist_Non-FBC_WetFGD_SCR & GPM & CCS | N/A | N/A | 78.5538 | 78.5538 | N/A | N/A | N/A
00 Ret.Exist_Non-FBC_WetFGD_SCR & GPM & DRET | N/A | N/A | N/A | N/A | N/A | N/A | N/A
00 Ret.Exist_Non-FBC_WetFGD_SCR & GPM & NGC | N/A | N/A | N/A | N/A | N/A | N/A | N/A
00 Ret.Exist_Non-FBC_WetFGD_SCR & NGC | N/A | N/A | N/A | N/A | N/A | N/A | N/A
00 Ret.Exist_Non-FBC_WetFGD_SCR_ACI & C2G | 2 | 2 | 2 | 2 | 2 | 2 | 2
00 Ret.Exist_Non-FBC_WetFGD_SCR_ACI & CCS | N/A | N/A | 79.1059 | 79.1059 | 72.5205 | 72.5205 | 72.5205
00 Ret.Exist_Non-FBC_WetFGD_SCR_ACI & DCCS | N/A | N/A | N/A | N/A | N/A | N/A | N/A
00 Ret.Exist_Non-FBC_WetFGD_SCR_ACI & DCCS & CCS | N/A | N/A | N/A | N/A | N/A | N/A | N/A
00 Ret.Exist_Non-FBC_WetFGD_SCR_ACI & DRET | N/A | N/A | N/A | N/A | N/A | N/A | N/A
00 Ret.Exist_Non-FBC_WetFGD_SCR_ACI & GPM | 75.8373 | 76.7502 | 77.71 | 77.71 | 77.71 | 77.71 | 77.71
00 Ret.Exist_Non-FBC_WetFGD_SCR_ACI & GPM & C2G | N/A | N/A | N/A | N/A | N/A | N/A | N/A
00 Ret.Exist_Non-FBC_WetFGD_SCR_ACI & GPM & CCS | N/A | N/A | 78.5748 | 78.5748 | N/A | N/A | N/A
00 Ret.Exist_Non-FBC_WetFGD_SCR_ACI & GPM & DRET | N/A | N/A | N/A | N/A | N/A | N/A | N/A
00 Ret.Exist_Non-FBC_WetFGD_SCR_ACI & GPM & NGC | N/A | N/A | N/A | N/A | N/A | N/A | N/A
00 Ret.Exist_Non-FBC_WetFGD_SCR_ACI & NGC | N/A | N/A | N/A | N/A | N/A | N/A | N/A
00 Ret.Exist_Non-FBC_WetFGD_SCR_ACI_DSI & C2G | 0 | 0 | N/A | N/A | N/A | N/A | N/A
00 Ret.Exist_Non-FBC_WetFGD_SCR_ACI_DSI & CCS | N/A | N/A | 77.9896 | 77.9896 | N/A | N/A | N/A
00 Ret.Exist_Non-FBC_WetFGD_SCR_ACI_DSI & DCCS | N/A | N/A | N/A | N/A | N/A | N/A | N/A
00 Ret.Exist_Non-FBC_WetFGD_SCR_ACI_DSI & DCCS & CCS | N/A | N/A | N/A | N/A | N/A | N/A | N/A
00 Ret.Exist_Non-FBC_WetFGD_SCR_ACI_DSI & DRET | N/A | N/A | N/A | N/A | N/A | N/A | N/A
00 Ret.Exist_Non-FBC_WetFGD_SCR_ACI_DSI & GPM | 63.419 | 73.8696 | 0 | 0 | 0 | 0 | 0
00 Ret.Exist_Non-FBC_WetFGD_SCR_ACI_DSI & GPM & C2G | N/A | N/A | N/A | N/A | N/A | N/A | N/A
00 Ret.Exist_Non-FBC_WetFGD_SCR_ACI_DSI & GPM & CCS | N/A | N/A | 77.5412 | 77.5412 | N/A | N/A | N/A
00 Ret.Exist_Non-FBC_WetFGD_SCR_ACI_DSI & GPM & DRET | N/A | N/A | N/A | N/A | N/A | N/A | N/A
00 Ret.Exist_Non-FBC_WetFGD_SCR_ACI_DSI & GPM & NGC | N/A | N/A | N/A | N/A | N/A | N/A | N/A
00 Ret.Exist_Non-FBC_WetFGD_SCR_ACI_DSI & NGC | N/A | N/A | N/A | N/A | N/A | N/A | N/A
00 Ret.Exist_Non-FBC_WetFGD_SCR_DSI & ACI | N/A | N/A | N/A | N/A | N/A | N/A | N/A
00 Ret.Exist_Non-FBC_WetFGD_SCR_DSI & ACI & C2G | N/A | N/A | N/A | N/A | N/A | N/A | N/A
00 Ret.Exist_Non-FBC_WetFGD_SCR_DSI & ACI & CCS | N/A | N/A | N/A | N/A | N/A | N/A | N/A
00 Ret.Exist_Non-FBC_WetFGD_SCR_DSI & ACI & DRET | N/A | N/A | N/A | N/A | N/A | N/A | N/A
00 Ret.Exist_Non-FBC_WetFGD_SCR_DSI & ACI & GPM | N/A | N/A | N/A | N/A | N/A | N/A | N/A
00 Ret.Exist_Non-FBC_WetFGD_SCR_DSI & ACI & GPM & C2G | N/A | N/A | N/A | N/A | N/A | N/A | N/A
00 Ret.Exist_Non-FBC_WetFGD_SCR_DSI & ACI & GPM & CCS | N/A | N/A | N/A | N/A | N/A | N/A | N/A
00 Ret.Exist_Non-FBC_WetFGD_SCR_DSI & ACI & GPM & DRET | N/A | N/A | N/A | N/A | N/A | N/A | N/A
00 Ret.Exist_Non-FBC_WetFGD_SCR_DSI & ACI & GPM & NGC | N/A | N/A | N/A | N/A | N/A | N/A | N/A
00 Ret.Exist_Non-FBC_WetFGD_SCR_DSI & ACI & NGC | N/A | N/A | N/A | N/A | N/A | N/A | N/A
00 Ret.Exist_Non-FBC_WetFGD_SCR_DSI & C2G | 32.6271 | 12.4325 | 2 | N/A | N/A | N/A | N/A
00 Ret.Exist_Non-FBC_WetFGD_SCR_DSI & CCS | N/A | N/A | N/A | N/A | N/A | N/A | N/A
00 Ret.Exist_Non-FBC_WetFGD_SCR_DSI & DCCS | N/A | N/A | N/A | N/A | N/A | N/A | N/A
00 Ret.Exist_Non-FBC_WetFGD_SCR_DSI & DCCS & CCS | N/A | N/A | N/A | N/A | N/A | N/A | N/A
00 Ret.Exist_Non-FBC_WetFGD_SCR_DSI & DRET | N/A | N/A | N/A | N/A | N/A | N/A | N/A
00 Ret.Exist_Non-FBC_WetFGD_SCR_DSI & GPM | N/A | N/A | N/A | N/A | N/A | N/A | N/A
00 Ret.Exist_Non-FBC_WetFGD_SCR_DSI & GPM & C2G | N/A | N/A | N/A | N/A | N/A | N/A | N/A
00 Ret.Exist_Non-FBC_WetFGD_SCR_DSI & GPM & CCS | N/A | N/A | N/A | N/A | N/A | N/A | N/A
00 Ret.Exist_Non-FBC_WetFGD_SCR_DSI & GPM & DRET | N/A | N/A | N/A | N/A | N/A | N/A | N/A
00 Ret.Exist_Non-FBC_WetFGD_SCR_DSI & GPM & NGC | N/A | N/A | N/A | N/A | N/A | N/A | N/A
00 Ret.Exist_Non-FBC_WetFGD_SCR_DSI & NGC | N/A | N/A | N/A | N/A | N/A | N/A | N/A
00 Ret.Exist_Non-FBC_WetFGD_SNCR & ACI | N/A | N/A | N/A | N/A | N/A | N/A | N/A
00 Ret.Exist_Non-FBC_WetFGD_SNCR & ACI & C2G | N/A | N/A | N/A | N/A | N/A | N/A | N/A
00 Ret.Exist_Non-FBC_WetFGD_SNCR & ACI & C2G & SCR | N/A | N/A | N/A | N/A | N/A | N/A | N/A
00 Ret.Exist_Non-FBC_WetFGD_SNCR & ACI & DRET | N/A | N/A | N/A | N/A | N/A | N/A | N/A
00 Ret.Exist_Non-FBC_WetFGD_SNCR & ACI & GPM | N/A | N/A | N/A | N/A | N/A | N/A | N/A
00 Ret.Exist_Non-FBC_WetFGD_SNCR & ACI & GPM & C2G | N/A | N/A | N/A | N/A | N/A | N/A | N/A
00 Ret.Exist_Non-FBC_WetFGD_SNCR & ACI & GPM & C2G & SCR | N/A | N/A | N/A | N/A | N/A | N/A | N/A
00 Ret.Exist_Non-FBC_WetFGD_SNCR & ACI & GPM & DRET | N/A | N/A | N/A | N/A | N/A | N/A | N/A
00 Ret.Exist_Non-FBC_WetFGD_SNCR & ACI & GPM & NGC | N/A | N/A | N/A | N/A | N/A | N/A | N/A
00 Ret.Exist_Non-FBC_WetFGD_SNCR & ACI & GPM & SCR | N/A | N/A | N/A | N/A | N/A | N/A | N/A
00 Ret.Exist_Non-FBC_WetFGD_SNCR & ACI & GPM & SCR & CCS | N/A | N/A | N/A | N/A | N/A | N/A | N/A
00 Ret.Exist_Non-FBC_WetFGD_SNCR & ACI & GPM & SCR & DRET | N/A | N/A | N/A | N/A | N/A | N/A | N/A
00 Ret.Exist_Non-FBC_WetFGD_SNCR & ACI & GPM & SCR & NGC | N/A | N/A | N/A | N/A | N/A | N/A | N/A
00 Ret.Exist_Non-FBC_WetFGD_SNCR & ACI & NGC | N/A | N/A | N/A | N/A | N/A | N/A | N/A
00 Ret.Exist_Non-FBC_WetFGD_SNCR & ACI & SCR | N/A | N/A | N/A | N/A | N/A | N/A | N/A
00 Ret.Exist_Non-FBC_WetFGD_SNCR & ACI & SCR & CCS | N/A | N/A | N/A | N/A | N/A | N/A | N/A
00 Ret.Exist_Non-FBC_WetFGD_SNCR & ACI & SCR & DRET | N/A | N/A | N/A | N/A | N/A | N/A | N/A
00 Ret.Exist_Non-FBC_WetFGD_SNCR & ACI & SCR & NGC | N/A | N/A | N/A | N/A | N/A | N/A | N/A
00 Ret.Exist_Non-FBC_WetFGD_SNCR & C2G | N/A | N/A | N/A | N/A | N/A | N/A | N/A
00 Ret.Exist_Non-FBC_WetFGD_SNCR & C2G & SCR | N/A | N/A | N/A | N/A | N/A | N/A | N/A
00 Ret.Exist_Non-FBC_WetFGD_SNCR & DCCS | N/A | N/A | N/A | N/A | N/A | N/A | N/A
00 Ret.Exist_Non-FBC_WetFGD_SNCR & DCCS & SCR & CCS | N/A | N/A | N/A | N/A | N/A | N/A | N/A
00 Ret.Exist_Non-FBC_WetFGD_SNCR & DRET | N/A | N/A | N/A | N/A | N/A | N/A | N/A
00 Ret.Exist_Non-FBC_WetFGD_SNCR & GPM | N/A | N/A | N/A | N/A | N/A | N/A | N/A
00 Ret.Exist_Non-FBC_WetFGD_SNCR & GPM & C2G | N/A | N/A | N/A | N/A | N/A | N/A | N/A
00 Ret.Exist_Non-FBC_WetFGD_SNCR & GPM & C2G & SCR | N/A | N/A | N/A | N/A | N/A | N/A | N/A
00 Ret.Exist_Non-FBC_WetFGD_SNCR & GPM & DRET | N/A | N/A | N/A | N/A | N/A | N/A | N/A
00 Ret.Exist_Non-FBC_WetFGD_SNCR & GPM & NGC | N/A | N/A | N/A | N/A | N/A | N/A | N/A
00 Ret.Exist_Non-FBC_WetFGD_SNCR & GPM & SCR | N/A | N/A | N/A | N/A | N/A | N/A | N/A
00 Ret.Exist_Non-FBC_WetFGD_SNCR & GPM & SCR & CCS | N/A | N/A | N/A | N/A | N/A | N/A | N/A
00 Ret.Exist_Non-FBC_WetFGD_SNCR & GPM & SCR & DRET | N/A | N/A | N/A | N/A | N/A | N/A | N/A
00 Ret.Exist_Non-FBC_WetFGD_SNCR & GPM & SCR & NGC | N/A | N/A | N/A | N/A | N/A | N/A | N/A
00 Ret.Exist_Non-FBC_WetFGD_SNCR & NGC | N/A | N/A | N/A | N/A | N/A | N/A | N/A
00 Ret.Exist_Non-FBC_WetFGD_SNCR & SCR | N/A | N/A | N/A | N/A | N/A | N/A | N/A
00 Ret.Exist_Non-FBC_WetFGD_SNCR & SCR & C2G | N/A | N/A | N/A | N/A | N/A | N/A | N/A
00 Ret.Exist_Non-FBC_WetFGD_SNCR & SCR & CCS | N/A | N/A | N/A | N/A | N/A | N/A | N/A
00 Ret.Exist_Non-FBC_WetFGD_SNCR & SCR & DRET | N/A | N/A | N/A | N/A | N/A | N/A | N/A
00 Ret.Exist_Non-FBC_WetFGD_SNCR & SCR & NGC | N/A | N/A | N/A | N/A | N/A | N/A | N/A
00 Ret.Exist_Non-FBC_WetFGD_SNCR_ACI & C2G | N/A | N/A | N/A | N/A | N/A | N/A | N/A
00 Ret.Exist_Non-FBC_WetFGD_SNCR_ACI & C2G & SCR | N/A | N/A | N/A | N/A | N/A | N/A | N/A
00 Ret.Exist_Non-FBC_WetFGD_SNCR_ACI & DCCS | N/A | N/A | N/A | N/A | N/A | N/A | N/A
00 Ret.Exist_Non-FBC_WetFGD_SNCR_ACI & DCCS & SCR & CCS | N/A | N/A | N/A | N/A | N/A | N/A | N/A
00 Ret.Exist_Non-FBC_WetFGD_SNCR_ACI & DRET | N/A | N/A | N/A | N/A | N/A | N/A | N/A
00 Ret.Exist_Non-FBC_WetFGD_SNCR_ACI & GPM | N/A | 60.7375 | 81.53 | 81.53 | 68.3488 | 67.7895 | 67.7895
00 Ret.Exist_Non-FBC_WetFGD_SNCR_ACI & GPM & C2G | N/A | N/A | N/A | N/A | N/A | N/A | N/A
00 Ret.Exist_Non-FBC_WetFGD_SNCR_ACI & GPM & C2G & SCR | N/A | N/A | N/A | N/A | N/A | N/A | N/A
00 Ret.Exist_Non-FBC_WetFGD_SNCR_ACI & GPM & DRET | N/A | N/A | N/A | N/A | N/A | N/A | N/A
00 Ret.Exist_Non-FBC_WetFGD_SNCR_ACI & GPM & NGC | N/A | N/A | N/A | N/A | N/A | N/A | N/A
00 Ret.Exist_Non-FBC_WetFGD_SNCR_ACI & GPM & SCR | N/A | N/A | N/A | N/A | N/A | N/A | N/A
00 Ret.Exist_Non-FBC_WetFGD_SNCR_ACI & GPM & SCR & CCS | N/A | N/A | 81.53 | 81.53 | N/A | N/A | N/A
00 Ret.Exist_Non-FBC_WetFGD_SNCR_ACI & GPM & SCR & DRET | N/A | N/A | N/A | N/A | N/A | N/A | N/A
00 Ret.Exist_Non-FBC_WetFGD_SNCR_ACI & GPM & SCR & NGC | N/A | N/A | N/A | N/A | N/A | N/A | N/A
00 Ret.Exist_Non-FBC_WetFGD_SNCR_ACI & NGC | N/A | N/A | N/A | N/A | N/A | N/A | N/A
00 Ret.Exist_Non-FBC_WetFGD_SNCR_ACI & SCR | 79.01 | 79.01 | 79.01 | 73.4561 | 69.5898 | 59.5688 | 61.5821
00 Ret.Exist_Non-FBC_WetFGD_SNCR_ACI & SCR & C2G | N/A | N/A | N/A | N/A | N/A | N/A | N/A
00 Ret.Exist_Non-FBC_WetFGD_SNCR_ACI & SCR & CCS | N/A | 81.53 | 79.0761 | 79.0761 | N/A | N/A | N/A
00 Ret.Exist_Non-FBC_WetFGD_SNCR_ACI & SCR & DRET | N/A | N/A | N/A | N/A | N/A | N/A | N/A
00 Ret.Exist_Non-FBC_WetFGD_SNCR_ACI & SCR & NGC | N/A | N/A | N/A | N/A | N/A | N/A | N/A
00 Existing Combined Cycle Retirement | 0 | 0 | 0 | 0 | 0 | 0 | 0
00 New Combined Cycle Retirement | N/A | N/A | N/A | N/A | N/A | N/A | N/A
00 Existing Combustion Turbine Retirement | 0 | 0 | 0 | 0 | 0 | 0 | 0
00 New Combustion Turbine Retirement | N/A | N/A | N/A | N/A | N/A | N/A | N/A
00 Oil/Gas Steam Retirement | 0 | 0 | 0 | 0 | 0 | 0 | 0
00 Coal Steam Retirement | 0 | 0 | 0 | 0 | 0 | 0 | 0
00 IGCC Retirement | 0 | 0 | 0 | 0 | 0 | 0 | 0
00 Nuclear Retirement | N/A | 0 | 0 | 0 | 0 | 0 | 0
00 Biomass Retirement | 0 | 0 | 0 | 0 | 0 | 0 | 0
00 Fossil_Other Retirement | 0 | 0 | 0 | 0 | 0 | 0 | 0
00 Fuel Cell Retirement | 0 | 0 | 0 | 0 | 0 | 0 | 0
00 Geothermal Retirement | 0 | 0 | 0 | 0 | 0 | 0 | 0
00 Hydro Retirement | 0 | 0 | 0 | 0 | 0 | 0 | 0
00 Landfill Gas Retirement | 0 | 0 | 0 | 0 | 0 | 0 | 0
00 Non Fossil_Other Retirement | 0 | 0 | 0 | 0 | 0 | 0 | 0
00 Solar Thermal Retirement | N/A | N/A | N/A | N/A | N/A | N/A | N/A
00 Exist Dummy | 0 | 0 | 0 | 0 | 0 | 0 | 0
Average | 2.3407 | 2.5501 | 3.002 | 3.2318 | 3.3483 | 3.4848 | 3.6746
15. Total Annual Production Cost [Million US2022$](*)
Variable O&M | 9536.2466 | 10158.6747 | 9728.0507 | 9270.8933 | 8178.2473 | 7030.3838 | 7420.1801
Fixed O&M | 66474.7978 | 68173.8378 | 72158.4304 | 76970.1937 | 81575.9919 | 84867.108 | 86696.3965
Fuel | 68344.3144 | 80082.5569 | 104293.9496 | 102187.848 | 84056.4349 | 71140.0282 | 78496.4996
Capital | 22533.4438 | 35253.724 | 73814.6679 | 101401.1285 | 123020.5987 | 141449.515 | 160758.7651
Pollutant Transport & Storage | 0 | -851.6743 | -10088.8847 | -10061.5762 | -339.5746 | -202.7112 | -203.6979
Total | 166888.8026 | 192817.1191 | 249906.2138 | 279768.4874 | 296491.6982 | 304284.3238 | 333168.1435
Sales Revenue | 0 | 0 | 0 | 0 | 0 | 0 | 0
(*) Costs include only those items that are important for determining incremental cost of pollution control
16. Emissions
CO2 Thousand Tonnes | 1487825.7309 | 1570603.4154 | 1514530.0286 | 1411242.9313 | 1205567.5868 | 1043297.0575 | 1085975.4297
CO2 Thousand Tons | 1640046.6692 | 1731293.4214 | 1669483.1104 | 1555628.6068 | 1328910.4122 | 1150037.8228 | 1197082.6618
Carbon Million Tons | 447.2855 | 472.1709 | 455.3136 | 424.2623 | 362.4301 | 313.6467 | 326.4771
Carbon Million Tonnes | 405.7707 | 428.3464 | 413.0536 | 384.8844 | 328.7912 | 284.5356 | 296.1751
HCL Thousand Tons | 3.8386 | 3.9167 | 3.7888 | 3.7148 | 2.7801 | 2.3006 | 2.3061
MER lbs | 6990.4638 | 6258.6081 | 6658.0721 | 6534.1349 | 5583.4408 | 5122.4748 | 5121.9586
NOX Thousand Tons | 652.2278 | 646.8208 | 602.6187 | 574.0249 | 474.7455 | 405.6724 | 411.71
SO2 Thousand Tons | 681.5773 | 694.8695 | 681.5269 | 657.045 | 540.2513 | 421.1655 | 400.7377

## FuelReport_ToEPA
Fuel Consumption by Fuel and Fuel Type [Tbtu]
Fuel Type | 2028 | 2030 | 2035 | 2040 | 2045 | 2050 | 2055
Biomass | 51.4337 | 34.4738 | 9.7763 | 9.3539 | 8.4327 | 3.273 | 3.5271
EPA v7.23 Biomass | 51.4337 | 34.4738 | 9.7763 | 9.3539 | 8.4327 | 3.273 | 3.5271
Coal | 7195.6548 | 7490.1296 | 7263.202 | 7198.2214 | 5351.4183 | 4430.2133 | 4445.367
EPA v7.23 Coal BA | 158.6652 | 158.6878 | 158.7314 | 158.6785 | 158.6487 | 158.6319 | 141.9076
EPA v7.23 Coal BB | 99.7728 | 45.9156 | 41.288 | 39.1836 | 24.405 | 17.5711 | 36.9308
EPA v7.23 Coal BD | 100.9755 | 48.1468 | 22.8083 | 21.9749 | 21.7145 | 0.076622 | 0.15387
EPA v7.23 Coal BE | 608.665 | 625.031 | 615.6203 | 616.7334 | 329.23 | 271.5026 | 210.3787
EPA v7.23 Coal BG | 728.0895 | 655.0849 | 772.0713 | 801.7302 | 354.523 | 187.3146 | 221.5847
EPA v7.23 Coal BH | 1332.798 | 1455.7444 | 1028.8912 | 940.769 | 695.4716 | 400.9721 | 446.1889
EPA v7.23 Coal LA
EPA v7.23 Coal LD | 0 | 0 | 0 | 0 | 0 | 0 | 0
EPA v7.23 Coal LE | 329.7855 | 361.4396 | 383.2104 | 378.1577 | 272.0306 | 251.9465 | 257.1859
EPA v7.23 Coal LG | 87.262 | 87.262 | 87.262 | 87.262 | 87.262 | 87.262 | 87.262
EPA v7.23 Coal LH | 0 | 0 | 0 | 0 | 0 | 0 | 0
EPA v7.23 Coal SA | 2575.3963 | 2704.645 | 2708.619 | 2748.8084 | 2404.4293 | 2376.6258 | 2539.8772
EPA v7.23 Coal SB | 953.6122 | 1000.4057 | 1175.2134 | 1248.6617 | 755.4727 | 429.8952 | 250.9031
EPA v7.23 Coal SD | 110.5989 | 110.5989 | 110.5989 | 8.2812 | 110.5989 | 110.5989 | 115.1783
EPA v7.23 Coal SE | 110.0338 | 237.1678 | 158.8876 | 147.9806 | 137.632 | 137.816 | 137.816
Hydrogen | 0 | 0 | 0.013941 | 0.040428 | 0.35072 | 0.71148 | 0.30513
EPA v7.23 Hydrogen | 0 | 0 | 0.013941 | 0.040428 | 0.35072 | 0.71148 | 0.30513
LF Gas | 115.4795 | 133.2184 | 164.8791 | 335.8759 | 384.5756 | 368.1003 | 370.0164
EPA v7.23 LFG | 115.4795 | 133.2184 | 164.8791 | 335.8759 | 384.5756 | 368.1003 | 370.0164
MSW | 210.4756 | 204.8827 | 204.7798 | 190.5089 | 190.2042 | 190.2036 | 190.5089
EPA v7.23 MSW | 210.4756 | 204.8827 | 204.7798 | 190.5089 | 190.2042 | 190.2036 | 190.5089
NaturalGas | 13382.7951 | 14819.1757 | 16912.567 | 15152.9179 | 12142.1451 | 10747.8717 | 11544.269
EPA v7.23 Gas | 13382.7951 | 14819.1757 | 16912.567 | 15152.9179 | 12142.1451 | 10747.8717 | 11544.269
Nuclear | 8090.0158 | 7765.2477 | 7062.0223 | 6668.2656 | 5518.3239 | 3855.7368 | 2386.3365
EPA v7.23 Nuclear | 8090.0158 | 7765.2477 | 7062.0223 | 6668.2656 | 5518.3239 | 3855.7368 | 2386.3365
Oil | 0.032341 | 0.060311 | 0.088192 | 0.29376 | 0.19186 | 0.032333 | 0.027127
EPA v7.23 DFO | 0.032341 | 0.060311 | 0.088192 | 0.29376 | 0.19186 | 0.032333 | 0.027127
EPA v7.23 RFO | 0 | 0 | 0 | 0 | 0 | 0 | 0
Pet. Coke | 185.3429 | 83.2035 | 76.9697 | 76.9697 | 82.1968 | 48.1116 | 46.44
EPA v7.23 Pet Coke | 185.3429 | 83.2035 | 76.9697 | 76.9697 | 82.1968 | 48.1116 | 46.44
Waste Coal | 97.4206 | 95.7529 | 91.3058 | 42.5206 | 39.8593 | 40.1744 | 40.1744
EPA v7.23 Waste Coal | 97.4206 | 95.7529 | 91.3058 | 42.5206 | 39.8593 | 40.1744 | 40.1744
Grand Total | 29328.6503 | 30626.1445 | 31785.6042 | 29674.9681 | 23717.6985 | 19684.4286 | 19026.9715
Fuel Costs by Fuel and Fuel Type[MMUS$]
Fuel Type | 2028 | 2030 | 2035 | 2040 | 2045 | 2050 | 2055
Biomass | 209.6461 | 137.9677 | 38.9442 | 37.2615 | 33.5918 | 13.038 | 14.0503
EPA v7.23 Biomass | 209.6461 | 137.9677 | 38.9442 | 37.2615 | 33.5918 | 13.038 | 14.0503
Coal | 14899.8382 | 15764.3887 | 15663.5009 | 16078.8598 | 12052.497 | 9966.7401 | 10142.2906
EPA v7.23 Coal BA | 335.6421 | 346.9198 | 373.5324 | 404.9636 | 439.3574 | 480.2167 | 459.0197
EPA v7.23 Coal BB | 305.0134 | 133.465 | 122.5242 | 122.2943 | 74.9936 | 55.4972 | 119.2195
EPA v7.23 Coal BD | 315.6166 | 142.1165 | 64.8288 | 66.8144 | 69.8947 | 0.2572 | 0.51816
EPA v7.23 Coal BE | 1532.2681 | 1583.8738 | 1555.1102 | 1628.0114 | 868.7264 | 690.2745 | 565.8916
EPA v7.23 Coal BG | 1539.9783 | 1438.2359 | 1801.6657 | 1934.9398 | 926.1736 | 539.4364 | 628.6736
EPA v7.23 Coal BH | 2867.5212 | 3248.8034 | 2363.377 | 2307.6893 | 1788.3566 | 1035.7744 | 1192.3468
EPA v7.23 Coal LA
EPA v7.23 Coal LD | 0 | 0 | 0 | 0 | 0 | 0 | 0
EPA v7.23 Coal LE | 563.6077 | 611.0433 | 671.5328 | 688.843 | 509.0736 | 456.8529 | 470.565
EPA v7.23 Coal LG | 115.2811 | 117.2802 | 122.2409 | 127.2757 | 132.2365 | 137.2713 | 137.2713
EPA v7.23 Coal LH | 0 | 0 | 0 | 0 | 0 | 0 | 0
EPA v7.23 Coal SA | 5348.8995 | 5754.2292 | 5946.5136 | 6022.4138 | 5389.3141 | 5337.2362 | 5652.66
EPA v7.23 Coal SB | 1629.0567 | 1746.348 | 2176.0128 | 2419.1664 | 1409.5532 | 771.8335 | 449.6837
EPA v7.23 Coal SD | 107.1122 | 110.3214 | 118.161 | 9.5071 | 133.907 | 140.7704 | 148.6102
EPA v7.23 Coal SE | 239.8414 | 531.7521 | 348.0013 | 346.9409 | 310.9104 | 321.3194 | 317.831
Hydrogen | 0 | 0 | 0.20716 | 0.60076 | 5.2118 | 10.5725 | 4.5342
EPA v7.23 Hydrogen | 0 | 0 | 0.20716 | 0.60076 | 5.2118 | 10.5725 | 4.5342
LF Gas | 0 | 0 | 0 | 0 | 0 | 0 | 0
EPA v7.23 LFG | 0 | 0 | 0 | 0 | 0 | 0 | 0
MSW | 0 | 0 | 0 | 0 | 0 | 0 | 0
EPA v7.23 MSW | 0 | 0 | 0 | 0 | 0 | 0 | 0
NaturalGas | 46935.7809 | 58299.3472 | 83200.9171 | 81062.1634 | 67772.4898 | 58214.071 | 66439.8574
EPA v7.23 Gas | 46935.7809 | 58299.3472 | 83200.9171 | 81062.1634 | 67772.4898 | 58214.071 | 66439.8574
Nuclear | 5747.5328 | 5515.7615 | 5014.4521 | 4732.6631 | 3914.723 | 2734.0271 | 1692.0009
EPA v7.23 Nuclear | 5747.5328 | 5515.7615 | 5014.4521 | 4732.6631 | 3914.723 | 2734.0271 | 1692.0009
Oil | 0.68695 | 1.2982 | 1.9495 | 6.4652 | 4.2512 | 0.71014 | 0.59579
EPA v7.23 DFO | 0.68695 | 1.2982 | 1.9495 | 6.4652 | 4.2512 | 0.71014 | 0.59579
EPA v7.23 RFO | 0 | 0 | 0 | 0 | 0 | 0 | 0
Pet. Coke | 368.7127 | 166.9496 | 152.3134 | 152.3177 | 164.865 | 97.5092 | 94.2074
EPA v7.23 Pet Coke | 368.7127 | 166.9496 | 152.3134 | 152.3177 | 164.865 | 97.5092 | 94.2074
Waste Coal | 182.1168 | 196.844 | 221.6652 | 117.5166 | 108.8054 | 103.3601 | 108.9631
EPA v7.23 Waste Coal | 182.1168 | 196.844 | 221.6652 | 117.5166 | 108.8054 | 103.3601 | 108.9631
Grand Total | 68344.3144 | 80082.5569 | 104293.9496 | 102187.848 | 84056.4349 | 71140.0282 | 78496.4996
Fuel Costs by Fuel and Fuel Type[US$/MMBtu]
Fuel Type | 2028 | 2030 | 2035 | 2040 | 2045 | 2050 | 2055
Biomass | 4.076 | 4.0021 | 3.9835 | 3.9835 | 3.9835 | 3.9835 | 3.9835
EPA v7.23 Biomass | 4.076 | 4.0021 | 3.9835 | 3.9835 | 3.9835 | 3.9835 | 3.9835
Coal | 2.0707 | 2.1047 | 2.1566 | 2.2337 | 2.2522 | 2.2497 | 2.2815
EPA v7.23 Coal BA | 2.1154 | 2.1862 | 2.3532 | 2.5521 | 2.7694 | 3.0272 | 3.2346
EPA v7.23 Coal BB | 3.0571 | 2.9067 | 2.9675 | 3.1211 | 3.0729 | 3.1584 | 3.2282
EPA v7.23 Coal BD | 3.1257 | 2.9517 | 2.8423 | 3.0405 | 3.2188 | 3.3568 | 3.3675
EPA v7.23 Coal BE | 2.5174 | 2.5341 | 2.5261 | 2.6397 | 2.6387 | 2.5424 | 2.6899
EPA v7.23 Coal BG | 2.1151 | 2.1955 | 2.3335 | 2.4135 | 2.6125 | 2.8798 | 2.8372
EPA v7.23 Coal BH | 2.1515 | 2.2317 | 2.297 | 2.453 | 2.5714 | 2.5832 | 2.6723
EPA v7.23 Coal LA | 0 | 0 | 0 | 0 | 0 | 0 | 0
EPA v7.23 Coal LD | 0 | 0 | 0 | 0 | 0 | 0 | 0
EPA v7.23 Coal LE | 1.709 | 1.6906 | 1.7524 | 1.8216 | 1.8714 | 1.8133 | 1.8297
EPA v7.23 Coal LG | 1.3211 | 1.344 | 1.4008 | 1.4585 | 1.5154 | 1.5731 | 1.5731
EPA v7.23 Coal LH | 0 | 0 | 0 | 0 | 0 | 0 | 0
EPA v7.23 Coal SA | 2.0769 | 2.1275 | 2.1954 | 2.1909 | 2.2414 | 2.2457 | 2.2256
EPA v7.23 Coal SB | 1.7083 | 1.7456 | 1.8516 | 1.9374 | 1.8658 | 1.7954 | 1.7923
EPA v7.23 Coal SD | 0.96847 | 0.99749 | 1.0684 | 1.148 | 1.2107 | 1.2728 | 1.2903
EPA v7.23 Coal SE | 2.1797 | 2.2421 | 2.1902 | 2.3445 | 2.259 | 2.3315 | 2.3062
Hydrogen | 0 | 0 | 14.86 | 14.86 | 14.86 | 14.86 | 14.86
EPA v7.23 Hydrogen | 0 | 0 | 14.86 | 14.86 | 14.86 | 14.86 | 14.86
LF Gas | 0 | 0 | 0 | 0 | 0 | 0 | 0
EPA v7.23 LFG | 0 | 0 | 0 | 0 | 0 | 0 | 0
MSW | 0 | 0 | 0 | 0 | 0 | 0 | 0
EPA v7.23 MSW | 0 | 0 | 0 | 0 | 0 | 0 | 0
NaturalGas | 3.5072 | 3.934 | 4.9195 | 5.3496 | 5.5816 | 5.4163 | 5.7552
EPA v7.23 Gas | 3.5072 | 3.934 | 4.9195 | 5.3496 | 5.5816 | 5.4163 | 5.7552
Nuclear | 0.71045 | 0.71031 | 0.71006 | 0.70973 | 0.7094 | 0.70908 | 0.70904
EPA v7.23 Nuclear | 0.71045 | 0.71031 | 0.71006 | 0.70973 | 0.7094 | 0.70908 | 0.70904
Oil | 21.2406 | 21.5257 | 22.1048 | 22.0083 | 22.1579 | 21.9631 | 21.9631
EPA v7.23 DFO | 21.2406 | 21.5257 | 22.1048 | 22.0083 | 22.1579 | 21.9631 | 21.9631
EPA v7.23 RFO | 0 | 0 | 0 | 0 | 0 | 0 | 0
Pet. Coke | 1.9894 | 2.0065 | 1.9789 | 1.9789 | 2.0057 | 2.0267 | 2.0286
EPA v7.23 Pet Coke | 1.9894 | 2.0065 | 1.9789 | 1.9789 | 2.0057 | 2.0267 | 2.0286
Waste Coal | 1.8694 | 2.0557 | 2.4277 | 2.7638 | 2.7297 | 2.5728 | 2.7123
EPA v7.23 Waste Coal | 1.8694 | 2.0557 | 2.4277 | 2.7638 | 2.7297 | 2.5728 | 2.7123
Grand Total | 2.3303 | 2.6148 | 3.2812 | 3.4436 | 3.544 | 3.614 | 4.1255

## Coal Pivot Tables
Coal Prices (2022$/MMBtu) | [7 empty] | Total TBtu
Coal Region | 2028 | 2030 | 2035 | 2040 | 2045 | 2050 | 2055 | 2028 | 2030 | 2035 | 2040 | 2045 | 2050 | 2055
Appalachia | 1.7813 | 1.8092 | 1.9086 | 2.0307 | 2.1414 | 2.1896 | 2.292 | 1926.0286 | 1896.9046 | 1684.4429 | 1681.8747 | 1069.9877 | 736.3868 | 688.2131
Imports | 4.729 | 4.4503 | 4.3028 | 4.4981 | 4.4802 | 4.4388 | 4.4388 | 10.3325 | 6.9143 | 1.7374 | 0.33243 | 0.26042 | 0.29995 | 0.35922
Interior | 1.719 | 1.7635 | 1.8778 | 1.9848 | 2.0736 | 2.0852 | 2.0845 | 1676.2668 | 1622.1259 | 1442.2603 | 1662.3016 | 1220.0798 | 994.6141 | 1049.6585
Waste Coal | 1.3034 | 1.487 | 1.8511 | 2.1552 | 2.1162 | 1.9574 | 2.1078 | 97.4206 | 95.7529 | 91.3058 | 42.5206 | 39.8593 | 40.1744 | 40.1744
West | 0.98451 | 1.0179 | 1.0761 | 1.164 | 1.2917 | 1.3269 | 1.3462 | 5124.8648 | 5365.8711 | 5466.3778 | 5325.8836 | 4501.6375 | 4152.9312 | 4146.0752
National | 1.3055 | 1.3271 | 1.3795 | 1.4929 | 1.5694 | 1.5659 | 1.5922 | 8834.9132 | 8987.5688 | 8686.1242 | 8712.9129 | 6831.8248 | 5924.4064 | 5924.4804
Coal Prices (2022$/Ton) | [7 empty] | Total Million Tons
Coal Region | 2028 | 2030 | 2035 | 2040 | 2045 | 2050 | 2055 | 2028 | 2030 | 2035 | 2040 | 2045 | 2050 | 2055
Appalachia | 44.6218 | 45.5804 | 48.106 | 51.2004 | 53.9452 | 55.3242 | 57.5017 | 76.8873 | 75.2926 | 66.8314 | 66.7054 | 42.474 | 29.1442 | 27.4322
Imports | 98.08 | 92.3 | 89.24 | 93.29 | 92.92 | 92.06 | 92.06 | 0.49819 | 0.33338 | 0.083772 | 0.016029 | 0.012556 | 0.014462 | 0.01732
Interior | 35.7183 | 36.3193 | 37.9005 | 40.4726 | 42.4697 | 41.7909 | 42.1186 | 80.675 | 78.7624 | 71.4593 | 81.5184 | 59.5714 | 49.6277 | 51.9495
Waste Coal | 17.4655 | 19.9255 | 24.8044 | 28.8792 | 28.3569 | 26.2296 | 28.2451 | 7.2702 | 7.1457 | 6.8139 | 3.1732 | 2.9746 | 2.9981 | 2.9981
West | 17.306 | 17.8849 | 18.8452 | 20.3322 | 22.7076 | 23.3997 | 23.7611 | 291.5438 | 305.3781 | 312.1561 | 304.9052 | 256.0711 | 235.4912 | 234.8988
National | 25.2449 | 25.545 | 26.2001 | 28.5045 | 29.691 | 29.2388 | 29.7299 | 456.8745 | 466.9123 | 457.3444 | 456.3181 | 361.1036 | 317.2757 | 317.2959

## Final Wholesale Price
Wholesale Electricity Price (2022$/MWh)
Region Group | 2028 | 2030 | 2035 | 2040 | 2045 | 2050 | 2055
ERCOT_Tenaska Frontier Generating Station | 37.1841 | 47.2239 | 41.4351 | 45.6878 | 42.5076 | 38.6266 | 38.6054
ERCOT_Tenaska Gateway Generating Station | 37.1841 | 47.2239 | 41.435 | 45.8002 | 42.6137 | 38.6266 | 38.6047
ERCOT_Panhandle | 39.9022 | 50.3285 | 42.1507 | 41.3824 | 36.861 | 32.7799 | 32.779
ERCOT_Rest | 41.3319 | 51.8721 | 44.0654 | 45.3209 | 41.6137 | 37.2756 | 37.4469
ERCOT_West | 40.8869 | 51.5708 | 43.1896 | 42.4046 | 37.7686 | 33.5883 | 33.5862
FRCC | 43.1552 | 51.1291 | 47.2158 | 47.3986 | 48.0803 | 46.2341 | 48.3299
MISO_Amite South (including DSG) | 41.3304 | 51.8679 | 45.9426 | 46.4799 | 46.9652 | 44.8506 | 45.9932
MISO_Arkansas | 40.3963 | 50.5331 | 44.7199 | 46.3662 | 43.5773 | 40.21 | 41.3858
MISO_Iowa | 42.3388 | 52.2411 | 44.9534 | 44.5685 | 41.2263 | 37.1612 | 37.3223
MISO_Illinois | 47.1048 | 52.8663 | 45.9619 | 44.726 | 40.71 | 37.4057 | 38.4115
MISO_Indiana (including parts of Kentucky) | 47.6857 | 52.2804 | 45.036 | 45.8508 | 44.6114 | 41.3898 | 42.8408
MISO_Louisiana | 41.2941 | 50.9105 | 45.2704 | 45.9064 | 45.737 | 42.3519 | 43.0071
MISO_Lower Michigan | 44.8655 | 52.8493 | 45.4979 | 46.476 | 46.9778 | 45.5316 | 47.5494
MISO_MT, SD, ND | 44.473 | 51.7322 | 44.681 | 45.4792 | 41.2046 | 36.6402 | 37.3716
MISO_Iowa-MidAmerican | 41.6355 | 51.5744 | 44.5123 | 44.2216 | 41.2519 | 37.2499 | 37.3194
MISO_Minnesota and Western Wisconsin | 45.5732 | 52.9987 | 45.7747 | 46.5042 | 42.2049 | 37.5375 | 38.3191
MISO_Missouri | 46.0152 | 52.2461 | 45.1481 | 44.4181 | 41.0768 | 37.6426 | 38.5889
MISO_Mississippi | 41.7094 | 51.505 | 45.8915 | 46.5076 | 46.5091 | 42.0044 | 42.6489
MISO_WOTAB (including Western) | 34.5363 | 51.1851 | 44.8645 | 46.6231 | 46.6987 | 43.1904 | 43.8917
MISO_Wisconsin- Upper Michigan (WUMS) | 47.4601 | 53.4263 | 45.3117 | 47.1954 | 45.6929 | 41.7431 | 43.1417
ISONE_Connecticut | 50.954 | 55.5798 | 51.7769 | 53.2227 | 51.6413 | 48.0909 | 49.4466
ISONE_Maine | 39.1173 | 42.6499 | 46.0216 | 43.176 | 40.7342 | 37.3132 | 39.2908
ISONE_MA, VT, NH, RI (Rest of ISO New England) | 51.3866 | 55.5158 | 51.4311 | 50.4839 | 47.908 | 44.4618 | 46.4962
NY_Zone A (West) | 45.1687 | 52.9483 | 49.3212 | 43.4818 | 42.7999 | 39.5165 | 40.8795
NY_Zone B (Genesee) | 46.1474 | 54.586 | 50.4973 | 44.3388 | 43.4186 | 40.2768 | 42.4529
NY_Zone C&E | 46.3593 | 54.4827 | 50.7273 | 44.6705 | 43.6145 | 40.5849 | 42.1147
NY_Zone D (North) | 45.2465 | 43.359 | 48.3703 | 38.0172 | 38.6151 | 35.0517 | 36.4609
NY_Zone F (Capital) | 49.3515 | 57.1813 | 52.1475 | 45.2822 | 44.005 | 40.8669 | 42.5102
NY_Zone G-I (Downstate NY) | 53.6601 | 61.9669 | 54.435 | 50.1327 | 49.0506 | 45.8949 | 47.46
NY_Zone J (NYC) | 55.0575 | 63.6209 | 56.5722 | 52.6545 | 52.2962 | 49.7966 | 51.4002
NY_Zone K (LI) | 55.0227 | 63.0269 | 56.2037 | 52.4864 | 51.4659 | 48.2078 | 49.4735
PJM_AP | 52.0409 | 50.4923 | 44.1209 | 44.8649 | 45.3457 | 43.6626 | 45.7488
PJM_ATSI | 52.3141 | 50.4759 | 43.5203 | 44.7141 | 45.3854 | 43.4922 | 45.5741
PJM_ComEd | 46.1317 | 48.6972 | 47.774 | 49.4824 | 51.0572 | 48.6594 | 50.4056
PJM_Dominion | 53.319 | 55.2651 | 48.737 | 52.7537 | 47.3857 | 48.2675 | 50.4049
PJM_EMAAC | 48.1704 | 53.7076 | 48.9787 | 47.8683 | 48.2497 | 46.5182 | 48.7749
PJM_PENELEC | 47.1136 | 48.2368 | 43.0235 | 44.0635 | 44.5365 | 42.8523 | 44.7596
PJM_SWMAAC | 116.026 | 54.6976 | 49.2717 | 49.1692 | 48.584 | 47.0213 | 49.2127
PJM West | 51.4208 | 51.0627 | 43.9227 | 44.8404 | 45.6612 | 43.4518 | 45.4291
PJM_Western MAAC | 47.2349 | 49.4134 | 44.0115 | 45.1533 | 45.8701 | 44.1928 | 46.1048
SERC_Central_Kentucky | 48.278 | 51.8493 | 44.8873 | 45.744 | 46.5121 | 44.4885 | 46.2536
SERC_Central_TVA | 47.5118 | 51.9214 | 44.801 | 45.4256 | 44.9979 | 41.6907 | 42.7823
SERC_Delta_AECI | 36.7202 | 42.2006 | 37.6153 | 43.1725 | 39.4441 | 35.1362 | 36.044
SERC_Southeastern | 38.5226 | 46.3301 | 45.873 | 46.4776 | 46.3029 | 43.6452 | 44.5421
SERC_VACAR | 51.1354 | 58.3637 | 50.5702 | 51.662 | 51.1595 | 49.7451 | 53.5965
SPP_Kiamichi Energy Facility | 37.2785 | 47.2824 | 41.3827 | 42.7296 | 40.1022 | 38.2037 | 38.1904
SPP North- (Kansas, Missouri) | 35.114 | 46.3396 | 39.366 | 37.7946 | 35.4483 | 33.5726 | 33.8451
SPP Nebraska | 34.9747 | 46.6033 | 42.9402 | 40.9461 | 37.0375 | 35.0525 | 35.9024
SPP SPS (Texas Panhandle) | 34.3475 | 45.602 | 39.4862 | 38.3016 | 35.323 | 33.3127 | 33.6877
SPP_WAUE | 35.2033 | 44.1992 | 43.2445 | 41.9743 | 38.7162 | 35.5764 | 36.5706
SPP West (Oklahoma, Arkansas, Louisiana) | 35.2085 | 46.2163 | 39.1362 | 38.1088 | 35.0395 | 33.1617 | 33.3398
WECC_BANC | 68.8396 | 69.8587 | 57.0443 | 66.7976 | 69.3421 | 68.496 | 71.3543
WECC_Northern California (not including BANC) | 58.6524 | 68.991 | 59.223 | 64.7126 | 66.1942 | 62.3653 | 66.3325
WECC_LADWP | 58.8394 | 69.9701 | 56.9047 | 63.3311 | 67.9915 | 68.4672 | 70.8411
WECC_San Diego Gas and Electric | 60.0994 | 71.037 | 57.9179 | 63.3669 | 67.9369 | 70.4683 | 70.7627
WECC_Arizona | 42.6373 | 50.8726 | 49.3522 | 47.6027 | 49.9264 | 44.284 | 48.3653
WECC_Colorado | 61.422 | 61.852 | 55.79 | 52.6652 | 51.2172 | 49.53 | 52.3149
WECC_Idaho | 53.8124 | 53.1854 | 46.8453 | 45.7376 | 46.7541 | 43.8261 | 46.7879
WECC_Imperial Irrigation District (IID) | 40.17 | 53.5824 | 50.3674 | 50.0964 | 54.5409 | 58.1177 | 58.7493
WECC_Montana | 46.8673 | 54.2696 | 46.6249 | 46.6771 | 46.6692 | 40.2735 | 43.3121
WECC_New Mexico | 40.9517 | 49.6118 | 47.4404 | 46.6973 | 49.3331 | 47.1269 | 52.0345
WECC_Northern Nevada | 49.3239 | 55.0272 | 48.5393 | 47.4898 | 50.8307 | 48.105 | 50.8226
WECC_Pacific Northwest | 48.2798 | 56.9736 | 54.627 | 52.7741 | 53.6016 | 46.6102 | 49.5426
WECC_Southern California Edison | 59.8283 | 70.7868 | 57.8204 | 64.0003 | 69.2274 | 67.0161 | 69.2287
WECC_Southern Nevada | 47.5194 | 55.642 | 49.1467 | 49.0319 | 53.4842 | 48.0429 | 50.106
WECC_Utah | 48.0274 | 53.6216 | 47.1839 | 46.0878 | 47.5966 | 44.6392 | 47.4855
WECC_Wyoming | 40.1932 | 52.1017 | 44.9998 | 45.0009 | 45.0413 | 42.8027 | 44.8753
National | 47.5537 | 53.5942 | 47.7146 | 48.3061 | 47.6257 | 44.8091 | 46.617

## Natural Gas
2025 Reference Case with 2024 MATS RTR - Natural Gas Results
| Delivered Natural Gas Price (2022$/MMBtu) | [28 empty] | Natural Gas Consumption in the Power Sector (Tcf)
| Winter | [6 empty] | Spring | [6 empty] | Summer | [6 empty] | Fall | [7 empty] | Winter | [6 empty] | Spring | [6 empty] | Summer | [6 empty] | Fall
| 2028 | 2030 | 2035 | 2040 | 2045 | 2050 | 2055 | 2028 | 2030 | 2035 | 2040 | 2045 | 2050 | 2055 | 2028 | 2030 | 2035 | 2040 | 2045 | 2050 | 2055 | 2028 | 2030 | 2035 | 2040 | 2045 | 2050 | 2055 |  | 2028 | 2030 | 2035 | 2040 | 2045 | 2050 | 2055 | 2028 | 2030 | 2035 | 2040 | 2045 | 2050 | 2055 | 2028 | 2030 | 2035 | 2040 | 2045 | 2050 | 2055 | 2028 | 2030 | 2035 | 2040 | 2045 | 2050 | 2055
ERC_FRNT | 4.115 | 4.0267 | 5.2534 | 5.6118 | 5.8968 | 5.7282 | 6.0635 | 3.616 | 3.7339 | 4.7678 | 5.1019 | 5.409 | 5.2404 | 5.5756 | 3.1476 | 3.8613 | 4.6074 | 5.1291 | 5.4076 | 5.239 | 5.5742 | 3.2881 | 3.9853 | 4.6613 | 5.4308 | 5.6525 | 5.4839 | 5.8191 | ERC_FRNT | 0.010465 | 0.010465 | 0.010465 | 0.0027423 | 0.00020349 | 0.00020349 | 0.00020349 | 0.00019924 | 0.0047353 | 0 | 0 | 4.8451e-06 | 4.8451e-06 | 4.8451e-06 | 0.019633 | 0.019633 | 0.019633 | 0.0089506 | 0.0022217 | 0.0021601 | 0.0021601 | 0.0070932 | 0.0063519 | 0.0070932 | 0.0013227 | 6.2986e-05 | 0 | 0
ERC_GWAY | 4.115 | 4.0267 | 5.2534 | 5.6118 | 5.8968 | 5.7282 | 6.0635 | 3.616 | 3.7339 | 4.7678 | 5.1019 | 5.409 | 5.2404 | 5.5756 | 3.1476 | 3.8613 | 4.6074 | 5.1291 | 5.4076 | 5.239 | 5.5742 | 3.2881 | 3.9853 | 4.6613 | 5.4308 | 5.6525 | 5.4839 | 5.8191 | ERC_GWAY | 0.0055735 | 0.0055735 | 0.010625 | 0.0027843 | 0.00020661 | 0.00020661 | 0.00020661 | 6.395e-05 | 6.395e-05 | 0 | 0 | 0 | 0 | 4.9192e-06 | 0.019934 | 0.01723 | 0.019673 | 0.0045166 | 2.1714e-05 | 0.00018457 | 0.00018457 | 0.0064491 | 0.0013429 | 0.0072017 | 6.395e-05 | 1.2601e-05 | 0 | 0
ERC_PHDL | - | - | - | - | - | - | - | - | - | - | - | - | - | - | - | - | - | - | - | - | - | - | - | - | - | - | - | - | ERC_PHDL | 0 | 0 | 0 | 0 | 0 | 0 | 0 | 0 | 0 | 0 | 0 | 0 | 0 | 0 | 0 | 0 | 0 | 0 | 0 | 0 | 0 | 0 | 0 | 0 | 0 | 0 | 0 | 0
ERC_REST | 4.115 | 4.0267 | 5.2534 | 5.6118 | 5.8968 | 5.7282 | 6.0635 | 3.616 | 3.7339 | 4.7678 | 5.1019 | 5.409 | 5.2404 | 5.5756 | 3.1476 | 3.8613 | 4.6074 | 5.1291 | 5.4076 | 5.239 | 5.5742 | 3.2881 | 3.9853 | 4.6613 | 5.4308 | 5.6525 | 5.4839 | 5.8191 | ERC_REST | 0.30136 | 0.37801 | 0.36792 | 0.24576 | 0.082069 | 0.056811 | 0.050148 | 0.14987 | 0.17834 | 0.14752 | 0.05129 | 0.011613 | 0.0059339 | 0.0038516 | 0.73944 | 0.81667 | 0.81555 | 0.62675 | 0.33623 | 0.28959 | 0.29583 | 0.22118 | 0.24578 | 0.24431 | 0.17287 | 0.070325 | 0.049781 | 0.043493
ERC_WEST | 4.0797 | 3.9796 | 5.1978 | 5.5658 | 5.848 | 5.6794 | 6.0146 | 3.5792 | 3.6748 | 4.6806 | 5.0226 | 5.3329 | 5.1643 | 5.4995 | 3.0757 | 3.7605 | 4.4874 | 5.04 | 5.3177 | 5.1491 | 5.4843 | 3.2402 | 3.9067 | 4.5615 | 5.3301 | 5.5568 | 5.3882 | 5.7235 | ERC_WEST | 0.012376 | 0.012573 | 0.049734 | 0.038974 | 0.00027003 | 0.00023402 | 0.00023402 | 0.00034259 | 0 | 0.026354 | 0.026354 | 0 | 0 | 0 | 0.02944 | 0.02944 | 0.098435 | 0.076884 | 0.016222 | 0.0090042 | 0.0090042 | 0.0097407 | 0.009748 | 0.030795 | 0.026354 | 0 | 0.0003014 | 0.00012763
FRCC | 4.3565 | 4.2727 | 5.6142 | 5.8753 | 6.079 | 5.9104 | 6.2456 | 3.8368 | 3.9714 | 5.1675 | 5.3761 | 5.5649 | 5.3963 | 5.7315 | 3.6613 | 4.5929 | 5.1967 | 5.5029 | 5.7478 | 5.5792 | 5.9145 | 3.4809 | 4.2907 | 5.0963 | 5.7643 | 5.9359 | 5.7673 | 6.1026 | FRCC | 0.30635 | 0.33067 | 0.33298 | 0.34785 | 0.34366 | 0.32336 | 0.35298 | 0.20286 | 0.21244 | 0.21037 | 0.21907 | 0.20588 | 0.19093 | 0.1971 | 0.7211 | 0.72069 | 0.72837 | 0.76149 | 0.78933 | 0.7989 | 0.86733 | 0.24247 | 0.24993 | 0.2525 | 0.26317 | 0.25898 | 0.25437 | 0.27534
MIS_AMSO | 4.1314 | 4.0661 | 5.443 | 5.7448 | 5.9683 | 5.7997 | 6.1349 | 3.6454 | 3.7851 | 5.003 | 5.2603 | 5.4856 | 5.317 | 5.6522 | 3.1547 | 3.9068 | 4.8001 | 5.2718 | 5.5284 | 5.3598 | 5.695 | 3.2676 | 4.0467 | 4.8975 | 5.6023 | 5.7761 | 5.6075 | 5.9427 | MIS_AMSO | 0.038146 | 0.036979 | 0.044092 | 0.042291 | 0.027581 | 0.020343 | 0.020073 | 0.024093 | 0.021859 | 0.019882 | 0.011083 | 0.0069254 | 0.0056071 | 0.0051532 | 0.10024 | 0.094745 | 0.086866 | 0.086813 | 0.099851 | 0.077696 | 0.08211 | 0.027695 | 0.025806 | 0.027247 | 0.02471 | 0.022868 | 0.011519 | 0.013771
MIS_AR | 4.1153 | 4.0439 | 5.3604 | 5.6988 | 5.9437 | 5.7751 | 6.1104 | 3.6376 | 3.7641 | 4.9146 | 5.2072 | 5.4489 | 5.2803 | 5.6155 | 3.1185 | 3.8544 | 4.69 | 5.2034 | 5.4685 | 5.3 | 5.6352 | 3.2928 | 4.0328 | 4.8156 | 5.5544 | 5.7375 | 5.5689 | 5.9041 | MIS_AR | 0.024997 | 0.036853 | 0.030399 | 0.0084773 | 0.0017598 | 0.0014303 | 0.00074676 | 0.0087551 | 0.010567 | 0.0023746 | 0.0012438 | 0.00028169 | 1.6111e-05 | 1.6111e-05 | 0.086833 | 0.073765 | 0.053986 | 0.026686 | 0.0060072 | 0.0047991 | 0.0062674 | 0.023375 | 0.014461 | 0.010871 | 0.0026888 | 0.0012447 | 0.00078865 | 0.0010567
MIS_IA | 4.4062 | 4.254 | 5.4409 | 5.7664 | 6.0274 | 5.8588 | 6.194 | 3.8628 | 3.8806 | 4.8827 | 5.1606 | 5.4277 | 5.2591 | 5.5943 | 3.0147 | 3.6623 | 4.4279 | 5.0175 | 5.2906 | 5.122 | 5.4572 | 3.4462 | 4.0936 | 4.7738 | 5.5031 | 5.7025 | 5.5339 | 5.8691 | MIS_IA | 0.012738 | 0.014488 | 0.014487 | 0.00086047 | 9.8227e-05 | 8.7104e-05 | 3.907e-05 | 0.00017945 | 0.0084759 | 0.00024791 | 0.0001546 | 0 | 0 | 0 | 0.029069 | 0.029142 | 0.025211 | 0.0083453 | 0.0034405 | 0.0016809 | 0.00059153 | 0.0098129 | 0.0098104 | 0.0094726 | 0.00022223 | 6.0303e-05 | 0 | 0
MIS_IL | 4.2589 | 4.1378 | 5.3626 | 5.713 | 5.9792 | 5.8106 | 6.1458 | 3.7775 | 3.8227 | 4.8924 | 5.186 | 5.4355 | 5.2669 | 5.6021 | 3.0261 | 3.6986 | 4.5061 | 5.0821 | 5.3634 | 5.1948 | 5.5301 | 3.3827 | 4.0685 | 4.7821 | 5.5248 | 5.7253 | 5.5567 | 5.892 | MIS_IL | 0.0066506 | 0.0065187 | 0.0018977 | 8.1855e-05 | 0 | 0 | 0 | 0.00010418 | 5.581e-05 | 3.6044e-06 | 0 | 0 | 0 | 0 | 0.017906 | 0.017191 | 0.0043414 | 0.0020656 | 0 | 0 | 0 | 0.0047203 | 0.0040366 | 0.00024026 | 4.8429e-05 | 0 | 0 | 0
MIS_INKY | 4.1468 | 4.0731 | 5.3824 | 5.7197 | 5.9706 | 5.802 | 6.1372 | 3.6682 | 3.7823 | 4.9257 | 5.2088 | 5.4416 | 5.273 | 5.6082 | 3.0548 | 3.7629 | 4.5997 | 5.144 | 5.4201 | 5.2515 | 5.5868 | 3.3032 | 4.041 | 4.8234 | 5.5515 | 5.7404 | 5.5718 | 5.9071 | MIS_INKY | 0.032251 | 0.040139 | 0.075776 | 0.054882 | 0.0063875 | 0.00094924 | 0.00099449 | 0.014644 | 0.019552 | 0.03705 | 0.0081056 | 0.000977 | 0.0016494 | 0.0016716 | 0.070796 | 0.08393 | 0.14089 | 0.11209 | 0.053816 | 0.060131 | 0.061952 | 0.019178 | 0.021719 | 0.048398 | 0.029838 | 0.003838 | 0.0037068 | 0.003645
MIS_LA | 4.0599 | 3.9921 | 5.334 | 5.6568 | 5.8924 | 5.7238 | 6.059 | 3.5782 | 3.7109 | 4.8916 | 5.1701 | 5.4079 | 5.2394 | 5.5746 | 3.0691 | 3.8176 | 4.6839 | 5.1766 | 5.4361 | 5.2675 | 5.6028 | 3.2186 | 3.9761 | 4.7866 | 5.5131 | 5.6914 | 5.5228 | 5.858 | MIS_LA | 0.050956 | 0.055744 | 0.06933 | 0.065136 | 0.035958 | 0.016062 | 0.01571 | 0.033071 | 0.033319 | 0.038564 | 0.020162 | 0.0057361 | 0.001686 | 0.0015277 | 0.1095 | 0.10615 | 0.14214 | 0.13154 | 0.097092 | 0.099354 | 0.11774 | 0.036061 | 0.035295 | 0.046226 | 0.040616 | 0.013278 | 0.011538 | 0.0082483
MIS_LMI | 4.3276 | 4.1913 | 5.4196 | 5.7637 | 6.0238 | 5.8552 | 6.1905 | 3.9146 | 3.9196 | 4.9998 | 5.2824 | 5.5082 | 5.3396 | 5.6748 | 3.0669 | 3.7434 | 4.5579 | 5.1409 | 5.4263 | 5.2577 | 5.5929 | 3.4737 | 4.1431 | 4.8705 | 5.6041 | 5.8031 | 5.6345 | 5.9697 | MIS_LMI | 0.071508 | 0.090988 | 0.10167 | 0.090639 | 0.055715 | 0.068007 | 0.070217 | 0.035148 | 0.045017 | 0.044653 | 0.0392 | 0.010533 | 0.01587 | 0.026495 | 0.14902 | 0.17731 | 0.17773 | 0.1906 | 0.1355 | 0.15941 | 0.15759 | 0.049075 | 0.054518 | 0.056185 | 0.053755 | 0.033695 | 0.040793 | 0.036162
MIS_MAPP | 4.4476 | 4.3016 | 5.4913 | 5.8282 | 6.1075 | 5.9389 | 6.2741 | 3.9798 | 3.987 | 4.9768 | 5.2508 | 5.6015 | 5.4329 | 5.7681 | 3.1677 | 3.7817 | 4.5549 | 5.1491 | 5.3743 | 5.2057 | 5.5409 | 3.581 | 4.2176 | 4.8852 | 5.5857 | 5.732 | 5.5634 | 5.8987 | MIS_MAPP | 1.2118e-05 | 1.3718e-06 | 5.178e-06 | 5.178e-06 | 0 | 0 | 0 | 0 | 0 | 0 | 0 | 0 | 0 | 0 | 9.6335e-05 | 5.6266e-06 | 1.196e-07 | 3.9577e-05 | 0 | 0 | 0 | 5.5082e-07 | 5.5082e-07 | 2.589e-06 | 4.0561e-06 | 2.1972e-06 | 5.5082e-07 | 5.5082e-07
MIS_MIDA | 4.3149 | 4.1654 | 5.3654 | 5.7107 | 5.9744 | 5.8058 | 6.1411 | 3.8033 | 3.819 | 4.8347 | 5.1265 | 5.3954 | 5.2269 | 5.5621 | 2.9798 | 3.6282 | 4.4004 | 4.993 | 5.2647 | 5.0961 | 5.4314 | 3.407 | 4.0512 | 4.7392 | 5.4741 | 5.6714 | 5.5028 | 5.838 | MIS_MIDA | 0.0035029 | 0.0060938 | 0.0044417 | 6.9048e-05 | 6.2771e-06 | 0 | 0 | 0 | 0 | 4.7078e-05 | 0 | 0 | 0 | 0 | 0.0098439 | 0.0098325 | 0.0078041 | 0.0016118 | 3.0539e-05 | 0.00031748 | 0.00086429 | 0.0025128 | 0.0015964 | 0.00080074 | 2.8374e-05 | 0 | 0 | 0
MIS_MNWI | 4.7199 | 4.5729 | 5.7557 | 6.0768 | 6.3369 | 6.1683 | 6.5035 | 4.2182 | 4.2306 | 5.2312 | 5.5015 | 5.7537 | 5.5851 | 5.9203 | 3.3538 | 4.0144 | 4.7563 | 5.3384 | 5.6189 | 5.4503 | 5.7855 | 3.779 | 4.4427 | 5.1062 | 5.8235 | 6.0287 | 5.8601 | 6.1954 | MIS_MNWI | 0.017883 | 0.028848 | 0.026213 | 0.0012962 | 0.00036143 | 0.00023228 | 0.00027531 | 0.0017621 | 0.0041363 | 0.002814 | 0.00013163 | 5.9811e-05 | 7.4722e-05 | 0.00012043 | 0.048036 | 0.055626 | 0.036144 | 0.0081902 | 0.0039244 | 0.0025869 | 0.0035516 | 0.009472 | 0.013806 | 0.014059 | 0.00065276 | 0.00036003 | 0.00023634 | 0.00021828
MIS_MO | 4.2335 | 4.1293 | 5.3654 | 5.698 | 5.9531 | 5.7845 | 6.1197 | 3.7271 | 3.7977 | 4.8729 | 5.1567 | 5.4114 | 5.2428 | 5.578 | 3.0251 | 3.7128 | 4.5091 | 5.0709 | 5.3486 | 5.18 | 5.5153 | 3.334 | 4.0401 | 4.7612 | 5.4942 | 5.6948 | 5.5262 | 5.8614 | MIS_MO | 0.0011128 | 0.0049251 | 0.026232 | 0.018401 | 0.0015781 | 0.00028451 | 0.00081048 | 0.00042337 | 0.0029404 | 0.017569 | 0.0022513 | 0.00070078 | 0.00070078 | 0.00086037 | 0.0031033 | 0.010103 | 0.049211 | 0.033419 | 0.028609 | 0.022246 | 0.01552 | 0.00049931 | 0.0029834 | 0.017584 | 0.0093924 | 0.0014991 | 0.0014472 | 0.0014472
MIS_MS | 4.1976 | 4.1209 | 5.4784 | 5.7631 | 5.9709 | 5.8023 | 6.1375 | 3.6772 | 3.8154 | 5.025 | 5.2638 | 5.4577 | 5.2891 | 5.6243 | 3.3323 | 4.1337 | 4.8934 | 5.3397 | 5.5885 | 5.4199 | 5.7551 | 3.326 | 4.1065 | 4.9394 | 5.6336 | 5.7969 | 5.6283 | 5.9635 | MIS_MS | 0.015464 | 0.018409 | 0.015087 | 0.0078819 | 0.0091699 | 0.0028344 | 0.0036928 | 0.011043 | 0.011236 | 0.0052921 | 0.00096474 | 0.0022941 | 0.0015138 | 0.00028614 | 0.032483 | 0.031856 | 0.028959 | 0.022821 | 0.033415 | 0.033355 | 0.032472 | 0.011804 | 0.011143 | 0.0076027 | 0.0028427 | 0.0079344 | 0.0023162 | 0.0032678
MIS_WOTA | 4.2355 | 4.1633 | 5.4714 | 5.7985 | 6.0525 | 5.8839 | 6.2191 | 3.7456 | 3.8783 | 5.0206 | 5.3144 | 5.5738 | 5.4052 | 5.7404 | 3.2469 | 3.9918 | 4.8261 | 5.3239 | 5.5885 | 5.4199 | 5.7551 | 3.3944 | 4.1426 | 4.9155 | 5.6551 | 5.844 | 5.6754 | 6.0106 | MIS_WOTA | 0.050142 | 0.053631 | 0.045147 | 0.02628 | 0.014288 | 0.0084125 | 0.0091567 | 0.030378 | 0.032157 | 0.015423 | 0.0049572 | 0.0014481 | 0.0014548 | 0.0014897 | 0.10388 | 0.10881 | 0.083814 | 0.063125 | 0.045454 | 0.044296 | 0.050771 | 0.035537 | 0.034487 | 0.024884 | 0.01583 | 0.0070741 | 0.006986 | 0.0063714
MIS_WUMS | 4.4682 | 4.3263 | 5.505 | 5.8217 | 6.0809 | 5.9124 | 6.2476 | 4.0081 | 4.0152 | 5.0141 | 5.2769 | 5.5142 | 5.3457 | 5.6809 | 3.1273 | 3.8011 | 4.5191 | 5.0937 | 5.3817 | 5.2131 | 5.5483 | 3.5464 | 4.2263 | 4.8731 | 5.5784 | 5.7895 | 5.6209 | 5.9561 | MIS_WUMS | 0.044358 | 0.053491 | 0.10079 | 0.073812 | 0.020812 | 0.0041313 | 0.0057894 | 0.02126 | 0.028347 | 0.046425 | 0.021797 | 0.0054053 | 0.0045194 | 0.0044328 | 0.099946 | 0.12054 | 0.18393 | 0.14959 | 0.089004 | 0.059321 | 0.063826 | 0.028439 | 0.033609 | 0.064805 | 0.042469 | 0.015361 | 0.0059812 | 0.0061827
NENG_CT | 7.5269 | 7.859 | 9.4647 | 8.6457 | 8.0453 | 7.8767 | 8.2119 | 4.4451 | 4.5016 | 5.7403 | 5.583 | 5.6217 | 5.4531 | 5.7883 | 2.6803 | 3.4184 | 4.4098 | 4.9324 | 5.2192 | 5.0507 | 5.3859 | 3.161 | 3.893 | 4.8163 | 5.4858 | 5.7103 | 5.5417 | 5.8769 | NENG_CT | 0.023725 | 0.02515 | 0.0078988 | 0 | 0 | 0 | 0 | 0.013231 | 0.01381 | 0.0031983 | 0 | 0 | 0 | 0 | 0.057975 | 0.063944 | 0.058872 | 0 | 0 | 0 | 0 | 0.027141 | 0.028436 | 0.024387 | 0 | 0 | 0 | 0
NENG_ME | 7.5028 | 7.8349 | 9.4406 | 8.6217 | 8.0212 | 7.8526 | 8.1878 | 4.421 | 4.4776 | 5.7162 | 5.5589 | 5.5976 | 5.429 | 5.7643 | 2.6562 | 3.3943 | 4.3858 | 4.9084 | 5.1952 | 5.0266 | 5.3618 | 3.137 | 3.869 | 4.7922 | 5.4617 | 5.6862 | 5.5176 | 5.8529 | NENG_ME | 0.002335 | 0.0024839 | 8.0783e-06 | 0.00044123 | 0.00018805 | 0.00060826 | 0.00069379 | 0.00075838 | 0.00093282 | 0 | 0 | 0 | 0 | 0 | 0.0031517 | 0.0030867 | 0.0024281 | 0.0037633 | 0.0021437 | 0.0022128 | 0.0024626 | 0.0073942 | 0.0060852 | 0.0048934 | 0.004475 | 0.0010515 | 0.00038671 | 0.00038369
NENGREST | 7.5028 | 7.8349 | 9.4406 | 8.6217 | 8.0212 | 7.8526 | 8.1878 | 4.421 | 4.4776 | 5.7162 | 5.5589 | 5.5976 | 5.429 | 5.7643 | 2.6562 | 3.3943 | 4.3858 | 4.9084 | 5.1952 | 5.0266 | 5.3618 | 3.137 | 3.869 | 4.7922 | 5.4617 | 5.6862 | 5.5176 | 5.8529 | NENGREST | 0.028738 | 0.02155 | 0.0070565 | 0.020137 | 0.011813 | 0.0059653 | 0.0078622 | 0.0086516 | 0.0076325 | 0.0033512 | 0.0024486 | 0 | 0 | 0 | 0.058968 | 0.063272 | 0.054948 | 0.075584 | 0.043357 | 0.027478 | 0.031148 | 0.037507 | 0.036351 | 0.026696 | 0.033051 | 0.018574 | 0.010604 | 0.011759
NY_Z_A | 3.721 | 3.7682 | 5.3293 | 5.7024 | 5.9861 | 5.8176 | 6.1528 | 3.2933 | 3.4412 | 4.7838 | 5.1458 | 5.3655 | 5.1969 | 5.5321 | 2.5477 | 3.2705 | 4.3674 | 4.9953 | 5.2764 | 5.1078 | 5.443 | 2.752 | 3.5284 | 4.5903 | 5.4049 | 5.6019 | 5.4333 | 5.7686 | NY_Z_A | 0.004386 | 0.0018171 | 0.0017087 | 3.6144e-06 | 8.5597e-07 | 8.5597e-07 | 0 | 0.00060914 | 0.00061114 | 0.00059795 | 0 | 0 | 0 | 0 | 0.0023799 | 0.0032516 | 0.001756 | 2.3034e-05 | 1.0342e-05 | 4.4658e-05 | 4.4658e-05 | 0.0011418 | 0.00099567 | 0.0006801 | 1.9947e-05 | 4.1574e-05 | 6.1908e-05 | 1.7549e-05
NY_Z_B | 3.5893 | 3.6312 | 5.2296 | 5.6509 | 5.9391 | 5.7705 | 6.1058 | 3.2208 | 3.3791 | 4.7403 | 5.1144 | 5.335 | 5.1664 | 5.5017 | 2.4803 | 3.21 | 4.3317 | 4.9684 | 5.2507 | 5.0821 | 5.4174 | 2.6729 | 3.4613 | 4.5514 | 5.3775 | 5.5734 | 5.4048 | 5.74 | NY_Z_B | 0.0031113 | 0.0031271 | 0.010035 | 0.0077861 | 0.0077854 | 0.0054444 | 0.0026423 | 0.00095646 | 0.00095646 | 0.0060979 | 0 | 0 | 0 | 0 | 0.0027861 | 0.0036136 | 0.017155 | 0.0086071 | 0.005344 | 0.0025989 | 0.0044438 | 0.001226 | 0.0010475 | 0.0061094 | 0.0012812 | 0.0011396 | 0.00089199 | 0.00072834
NY_Z_C&E | 4.3042 | 4.3143 | 5.7302 | 6.0114 | 6.2661 | 6.0975 | 6.4328 | 3.5399 | 3.6447 | 4.9333 | 5.2357 | 5.4424 | 5.2738 | 5.609 | 2.5955 | 3.3273 | 4.4067 | 5.0071 | 5.2888 | 5.1202 | 5.4554 | 2.8544 | 3.6246 | 4.6604 | 5.4505 | 5.6474 | 5.4788 | 5.814 | NY_Z_C&E | 0.014236 | 0.014545 | 0.013369 | 0.0038126 | 0.002503 | 0.00026951 | 0.00026951 | 0.0082987 | 0.0094364 | 0.0079566 | 0 | 0 | 0 | 0 | 0.025984 | 0.026481 | 0.023943 | 0.0010125 | 0.00075192 | 0.001048 | 0.0011647 | 0.0094515 | 0.0093569 | 0.0085451 | 0.00029844 | 0.00072713 | 0.00031309 | 0.00019816
NY_Z_D | 5.7338 | 5.6806 | 6.7315 | 6.7322 | 6.9201 | 6.7516 | 7.0868 | 4.1781 | 4.176 | 5.3192 | 5.4782 | 5.6572 | 5.4886 | 5.8238 | 2.8258 | 3.5618 | 4.5568 | 5.0845 | 5.3649 | 5.1963 | 5.5315 | 3.2172 | 3.9512 | 4.8783 | 5.5966 | 5.7953 | 5.6267 | 5.962 | NY_Z_D | 0 | 0 | 0 | 0 | 0 | 0 | 0 | 0 | 0 | 0 | 0 | 0 | 0 | 0 | 0 | 2.6853e-05 | 0 | 0 | 0 | 0 | 0 | 0 | 0 | 0 | 0 | 0 | 0 | 0
NY_Z_F | 5.7338 | 5.6806 | 6.7315 | 6.7322 | 6.9201 | 6.7516 | 7.0868 | 4.1781 | 4.176 | 5.3192 | 5.4782 | 5.6572 | 5.4886 | 5.8238 | 2.8258 | 3.5618 | 4.5568 | 5.0845 | 5.3649 | 5.1963 | 5.5315 | 3.2172 | 3.9512 | 4.8783 | 5.5966 | 5.7953 | 5.6267 | 5.962 | NY_Z_F | 0.025671 | 0.031022 | 0.022908 | 2.7032e-05 | 2.7032e-05 | 1.5714e-05 | 9.9909e-06 | 0.0019354 | 0.0039496 | 0.00176 | 0 | 0 | 0 | 0 | 0.048537 | 0.052655 | 0.045325 | 0.0014361 | 0.0015511 | 0.0050426 | 0.001726 | 0.016345 | 0.016858 | 0.0094496 | 6.9102e-05 | 0.00014726 | 0 | 0
NY_Z_G-I | 5.7338 | 5.6806 | 6.7315 | 6.7322 | 6.9201 | 6.7516 | 7.0868 | 4.1781 | 4.176 | 5.3192 | 5.4782 | 5.6572 | 5.4886 | 5.8238 | 2.8258 | 3.5618 | 4.5568 | 5.0845 | 5.3649 | 5.1963 | 5.5315 | 3.2172 | 3.9512 | 4.8783 | 5.5966 | 5.7953 | 5.6267 | 5.962 | NY_Z_G-I | 0.020177 | 0.020197 | 0.023434 | 0.0043482 | 0.0050303 | 0.0033338 | 0.0032594 | 0.013623 | 0.01228 | 0.0063142 | 0.00042706 | 0.00025278 | 0.0014836 | 0.00089386 | 0.037925 | 0.037877 | 0.044034 | 0.015232 | 0.011571 | 0.015634 | 0.022248 | 0.013634 | 0.013636 | 0.01415 | 0.001872 | 0.0023603 | 0.0020789 | 0.0018745
NY_Z_J | 7.1899 | 7.7305 | 8.1141 | 7.3736 | 7.4274 | 7.2589 | 7.5941 | 4.3977 | 4.462 | 5.5061 | 5.6178 | 5.7447 | 5.5761 | 5.9113 | 2.8398 | 3.5642 | 4.5637 | 5.099 | 5.3784 | 5.2099 | 5.5451 | 3.2519 | 3.9859 | 4.9024 | 5.6103 | 5.8065 | 5.6379 | 5.9731 | NY_Z_J | 0.017746 | 0.019848 | 0.013196 | 0.016815 | 0.01456 | 0.014517 | 0.013868 | 0.011521 | 0.0099741 | 0.0086106 | 0.0015695 | 0.0013266 | 0.001764 | 0.0019514 | 0.082134 | 0.083666 | 0.070434 | 0.057475 | 0.065037 | 0.069265 | 0.068798 | 0.022874 | 0.02229 | 0.021573 | 0.012613 | 0.013305 | 0.011286 | 0.011066
NY_Z_K | 7.1899 | 7.7305 | 8.1141 | 7.3736 | 7.4274 | 7.2589 | 7.5941 | 4.3977 | 4.462 | 5.5061 | 5.6178 | 5.7447 | 5.5761 | 5.9113 | 2.8398 | 3.5642 | 4.5637 | 5.099 | 5.3784 | 5.2099 | 5.5451 | 3.2519 | 3.9859 | 4.9024 | 5.6103 | 5.8065 | 5.6379 | 5.9731 | NY_Z_K | 0.0054935 | 0.0015802 | 0.00050099 | 0.0009808 | 0.0030683 | 0.0023332 | 0.0035466 | 0.0015913 | 0.00083724 | 0.00043374 | 0.0003377 | 0.00094032 | 0.001427 | 0.0019228 | 0.027318 | 0.018781 | 0.011484 | 0.00629 | 0.010889 | 0.0181 | 0.024362 | 0.0035837 | 0.0032981 | 0.002847 | 0.00084462 | 0.0015558 | 0.0025726 | 0.0035604
PJM_AP | 3.6967 | 3.6793 | 5.1771 | 5.557 | 5.8214 | 5.6528 | 5.9881 | 3.1668 | 3.3211 | 4.6376 | 4.9772 | 5.1827 | 5.0141 | 5.3493 | 2.4129 | 3.1385 | 4.2272 | 4.8407 | 5.1075 | 4.9389 | 5.2741 | 2.6184 | 3.402 | 4.4515 | 5.2509 | 5.4365 | 5.2679 | 5.6031 | PJM_AP | 0.049523 | 0.16367 | 0.32862 | 0.33816 | 0.37905 | 0.35082 | 0.37347 | 0.027296 | 0.094051 | 0.18453 | 0.19011 | 0.21394 | 0.18091 | 0.17241 | 0.082112 | 0.2416 | 0.48556 | 0.50159 | 0.56633 | 0.58301 | 0.62651 | 0.031581 | 0.094297 | 0.19236 | 0.19401 | 0.22243 | 0.20003 | 0.19287
PJM_ATSI | 3.7902 | 3.7567 | 5.1691 | 5.5463 | 5.8162 | 5.6476 | 5.9828 | 3.3379 | 3.4623 | 4.6938 | 5.0209 | 5.2445 | 5.0759 | 5.4111 | 2.633 | 3.3349 | 4.2954 | 4.8951 | 5.1687 | 5.0001 | 5.3353 | 2.8848 | 3.6281 | 4.55 | 5.3251 | 5.513 | 5.3444 | 5.6796 | PJM_ATSI | 0.069219 | 0.11379 | 0.13018 | 0.13429 | 0.142 | 0.13175 | 0.13197 | 0.046249 | 0.076724 | 0.084203 | 0.075858 | 0.086652 | 0.074456 | 0.04596 | 0.15054 | 0.21429 | 0.24453 | 0.24924 | 0.28182 | 0.25075 | 0.24987 | 0.04665 | 0.076789 | 0.088266 | 0.083498 | 0.097189 | 0.093513 | 0.093891
PJM_COMD | 4.3423 | 4.1962 | 5.4011 | 5.7455 | 6.0091 | 5.8405 | 6.1757 | 3.8531 | 3.8652 | 4.9227 | 5.2088 | 5.4516 | 5.283 | 5.6182 | 3.0344 | 3.703 | 4.5093 | 5.0857 | 5.3671 | 5.1985 | 5.5338 | 3.4419 | 4.0964 | 4.8105 | 5.545 | 5.7429 | 5.5743 | 5.9095 | PJM_COMD | 0.049401 | 0.041648 | 0.033132 | 0.022861 | 2.5183e-06 | 4.987e-06 | 9.0395e-06 | 0.025954 | 0.015537 | 0.01842 | 0.0045792 | 1.8516e-05 | 2.1047e-05 | 1.8962e-05 | 0.10377 | 0.094746 | 0.081827 | 0.056879 | 0.00076158 | 0.00097172 | 0.00097154 | 0.035065 | 0.01912 | 0.021156 | 0.012854 | 1.8584e-05 | 1.6374e-05 | 1.3622e-05
PJM_Dom | 4.3192 | 4.24 | 5.585 | 5.8457 | 6.0668 | 5.8983 | 6.2335 | 3.5195 | 3.6523 | 4.8721 | 5.1428 | 5.3175 | 5.1489 | 5.4842 | 2.802 | 3.4392 | 4.4731 | 4.9981 | 5.2347 | 5.0661 | 5.4014 | 2.9101 | 3.679 | 4.6545 | 5.4021 | 5.5732 | 5.4046 | 5.7398 | PJM_Dom | 0.093753 | 0.076368 | 0.021983 | 0.01409 | 0.00084106 | 0 | 0 | 0.050434 | 0.041993 | 0.00083577 | 0.0082167 | 0.002002 | 0 | 0 | 0.15661 | 0.13856 | 0.10011 | 0.098142 | 0.026834 | 0 | 0 | 0.057851 | 0.049863 | 0.024704 | 0.031922 | 0.0036247 | 0 | 0
PJM_EMAC | 4.5164 | 4.4454 | 5.7772 | 6.0233 | 6.2538 | 6.0853 | 6.4205 | 3.6862 | 3.8139 | 5.0306 | 5.2917 | 5.4756 | 5.307 | 5.6423 | 2.8754 | 3.5317 | 4.5684 | 5.1018 | 5.3591 | 5.1905 | 5.5257 | 3.0312 | 3.7974 | 4.7749 | 5.5219 | 5.7028 | 5.5342 | 5.8694 | PJM_EMAC | 0.12722 | 0.10756 | 0.13716 | 0.15074 | 0.14856 | 0.20524 | 0.26003 | 0.076022 | 0.058039 | 0.062299 | 0.087201 | 0.062605 | 0.086818 | 0.12037 | 0.2783 | 0.27232 | 0.24188 | 0.29577 | 0.29345 | 0.39391 | 0.46394 | 0.097956 | 0.083123 | 0.078649 | 0.093237 | 0.096053 | 0.12903 | 0.17167
PJM_PENE | 3.4133 | 3.4409 | 5.0231 | 5.4572 | 5.7449 | 5.5763 | 5.9115 | 3.0401 | 3.1997 | 4.5532 | 4.9274 | 5.1491 | 4.9805 | 5.3157 | 2.3121 | 3.0406 | 4.1529 | 4.7885 | 5.069 | 4.9004 | 5.2357 | 2.5075 | 3.2926 | 4.3743 | 5.1978 | 5.3916 | 5.223 | 5.5582 | PJM_PENE | 0.036329 | 0.034882 | 0.034033 | 0.017948 | 0.00013517 | 3.0662e-05 | 3.1495e-05 | 0.023526 | 0.023366 | 0.023054 | 0.0018267 | 0.0011697 | 0.002118 | 0.0011994 | 0.081267 | 0.065432 | 0.064159 | 0.055359 | 0.0082161 | 0.0082091 | 0.0082315 | 0.025911 | 0.023354 | 0.02307 | 0.01992 | 0.0017739 | 0.00051966 | 0.00051966
PJM_SMAC | 4.401 | 4.3194 | 5.6691 | 5.9321 | 6.1604 | 5.9918 | 6.327 | 3.5532 | 3.6926 | 4.9426 | 5.2222 | 5.4094 | 5.2408 | 5.576 | 2.7183 | 3.4362 | 4.4871 | 5.0625 | 5.3227 | 5.1541 | 5.4893 | 2.9477 | 3.7257 | 4.7193 | 5.4794 | 5.662 | 5.4934 | 5.8286 | PJM_SMAC | 0.022418 | 0.017064 | 0.0076756 | 0.037442 | 0.030888 | 0.031621 | 0.038334 | 0.014058 | 0.0095333 | 0.00082272 | 0.026768 | 0.015343 | 0.040428 | 0.041492 | 0.076533 | 0.050078 | 0.025958 | 0.092863 | 0.090084 | 0.084206 | 0.11351 | 0.015777 | 0.014049 | 0.0052127 | 0.026031 | 0.02151 | 0.019787 | 0.026849
PJM_West | 4.0226 | 3.9523 | 5.2937 | 5.6293 | 5.8801 | 5.7115 | 6.0468 | 3.4969 | 3.6074 | 4.7886 | 5.0812 | 5.2941 | 5.1255 | 5.4607 | 2.8174 | 3.4959 | 4.4125 | 4.9715 | 5.2334 | 5.0648 | 5.4 | 3.0437 | 3.7816 | 4.6475 | 5.3945 | 5.5768 | 5.4082 | 5.7434 | PJM_West | 0.138 | 0.16312 | 0.27864 | 0.28265 | 0.21388 | 0.16583 | 0.16629 | 0.079207 | 0.092769 | 0.14296 | 0.16064 | 0.078561 | 0.02454 | 0.039754 | 0.20822 | 0.24768 | 0.43147 | 0.44472 | 0.46161 | 0.47849 | 0.45745 | 0.080113 | 0.093257 | 0.16692 | 0.17158 | 0.13599 | 0.11994 | 0.11985
PJM_WMAC | 3.59 | 3.586 | 5.1147 | 5.5213 | 5.7947 | 5.6261 | 5.9613 | 3.1116 | 3.2678 | 4.5972 | 4.9503 | 5.1654 | 4.9969 | 5.3321 | 2.3508 | 3.0772 | 4.179 | 4.8005 | 5.0795 | 4.9109 | 5.2461 | 2.5585 | 3.3414 | 4.406 | 5.2152 | 5.4065 | 5.2379 | 5.5731 | PJM_WMAC | 0.17155 | 0.13845 | 0.19787 | 0.16249 | 0.1414 | 0.13664 | 0.13654 | 0.076088 | 0.073635 | 0.1131 | 0.058598 | 0.072992 | 0.079687 | 0.079672 | 0.28769 | 0.25382 | 0.30202 | 0.26809 | 0.255 | 0.21455 | 0.21308 | 0.10598 | 0.0737 | 0.11426 | 0.09878 | 0.078217 | 0.081523 | 0.082322
S_C_KY | 4.205 | 4.1392 | 5.5007 | 5.8149 | 6.054 | 5.8854 | 6.2206 | 3.6067 | 3.7413 | 4.9555 | 5.2456 | 5.4529 | 5.2843 | 5.6195 | 2.9481 | 3.6681 | 4.6117 | 5.1618 | 5.4179 | 5.2493 | 5.5845 | 3.1565 | 3.9162 | 4.8155 | 5.5582 | 5.735 | 5.5664 | 5.9016 | S_C_KY | 0.016505 | 0.018439 | 0.046662 | 0.047649 | 0.047472 | 0.0303 | 0.024084 | 0.010294 | 0.011727 | 0.027972 | 0.029824 | 0.019314 | 0.0079375 | 0.0019057 | 0.032078 | 0.033202 | 0.090417 | 0.094294 | 0.11473 | 0.092876 | 0.090229 | 0.010883 | 0.011795 | 0.030407 | 0.030546 | 0.031433 | 0.019139 | 0.015445
S_C_TVA | 4.1465 | 4.0727 | 5.4144 | 5.7127 | 5.9409 | 5.7723 | 6.1075 | 3.5964 | 3.7265 | 4.921 | 5.1822 | 5.3887 | 5.2201 | 5.5553 | 3.078 | 3.8194 | 4.6803 | 5.1677 | 5.4199 | 5.2513 | 5.5865 | 3.1971 | 3.9696 | 4.8106 | 5.5251 | 5.7012 | 5.5326 | 5.8678 | S_C_TVA | 0.12549 | 0.14853 | 0.12103 | 0.11327 | 0.042181 | 0.016101 | 0.015523 | 0.081682 | 0.093764 | 0.042005 | 0.038776 | 0.0037776 | 0.0036887 | 0.0038489 | 0.26283 | 0.29393 | 0.27067 | 0.25855 | 0.2223 | 0.18495 | 0.18932 | 0.091798 | 0.094661 | 0.072064 | 0.065014 | 0.026 | 0.011979 | 0.011191
S_D_AECI | 4.2048 | 4.1232 | 5.3774 | 5.7037 | 5.9545 | 5.7859 | 6.1211 | 3.7011 | 3.799 | 4.904 | 5.1838 | 5.4314 | 5.2628 | 5.5981 | 3.0598 | 3.7672 | 4.5755 | 5.1219 | 5.4026 | 5.234 | 5.5692 | 3.3095 | 4.0466 | 4.7842 | 5.5162 | 5.7185 | 5.5499 | 5.8852 | S_D_AECI | 0.0042061 | 0.0046759 | 0.0070786 | 0.003432 | 0.00045053 | 0.00038467 | 0.00027942 | 3.5262e-06 | 1.7421e-06 | 3.8606e-07 | 3.8606e-07 | 0 | 2.8466e-05 | 4.0023e-06 | 0.015817 | 0.013893 | 0.0082369 | 0.0045435 | 0.0021149 | 0.001136 | 0.0013227 | 0.00083033 | 0.0008315 | 0.00075909 | 0.00068624 | 0.00015304 | 1.8295e-05 | 7.3893e-05
S_SOU | 4.198 | 4.1223 | 5.4717 | 5.7503 | 5.9606 | 5.792 | 6.1272 | 3.6724 | 3.8103 | 5.0181 | 5.2509 | 5.4454 | 5.2768 | 5.612 | 3.3268 | 4.1298 | 4.9027 | 5.3232 | 5.5763 | 5.4077 | 5.7429 | 3.3111 | 4.0986 | 4.9299 | 5.62 | 5.7879 | 5.6193 | 5.9545 | S_SOU | 0.20869 | 0.24678 | 0.24865 | 0.2323 | 0.092702 | 0.065086 | 0.063152 | 0.12758 | 0.14646 | 0.11697 | 0.089469 | 0.027973 | 0.017052 | 0.015892 | 0.4631 | 0.45406 | 0.4874 | 0.48832 | 0.33693 | 0.319 | 0.39437 | 0.15815 | 0.15566 | 0.15516 | 0.14402 | 0.074349 | 0.05096 | 0.054141
S_VACA | 4.5938 | 4.522 | 5.8623 | 6.1263 | 6.3451 | 6.1765 | 6.5117 | 4.0006 | 4.132 | 5.3157 | 5.5511 | 5.7397 | 5.5711 | 5.9064 | 3.5406 | 4.2178 | 5.1105 | 5.533 | 5.7679 | 5.5993 | 5.9345 | 3.5433 | 4.3367 | 5.1873 | 5.8829 | 6.0552 | 5.8866 | 6.2219 | S_VACA | 0.096187 | 0.11862 | 0.19859 | 0.19911 | 0.19346 | 0.20006 | 0.18225 | 0.068078 | 0.066626 | 0.088518 | 0.07859 | 0.057688 | 0.049145 | 0.051946 | 0.21192 | 0.23864 | 0.35226 | 0.36014 | 0.35123 | 0.36049 | 0.39306 | 0.076611 | 0.077612 | 0.11881 | 0.11952 | 0.11247 | 0.11134 | 0.11209
SPP_KIAM | 3.9656 | 3.8785 | 5.1439 | 5.5001 | 5.754 | 5.5855 | 5.9207 | 3.4767 | 3.5837 | 4.6796 | 4.9912 | 5.2453 | 5.0767 | 5.4119 | 2.9129 | 3.6169 | 4.4021 | 4.9578 | 5.2259 | 5.0573 | 5.3925 | 3.1202 | 3.8346 | 4.5631 | 5.322 | 5.508 | 5.3394 | 5.6747 | SPP_KIAM | 0.012895 | 0.012395 | 0.0083247 | 0.0005731 | 0.0005731 | 0.00030859 | 0.00030859 | 0.00241 | 0.00241 | 0.0006535 | 1.1633e-05 | 6.9246e-05 | 0 | 0 | 0.029774 | 0.029774 | 0.017295 | 0.013573 | 3.2433e-05 | 0.00027568 | 0.00027568 | 0.010757 | 0.0052314 | 0.0061417 | 0.00046393 | 0.00020573 | 0.00014695 | 0.00033798
SPP_N | 4.1682 | 4.0691 | 5.311 | 5.6622 | 5.9191 | 5.7505 | 6.0858 | 3.6741 | 3.7566 | 4.8283 | 5.1327 | 5.3889 | 5.2203 | 5.5555 | 3.0319 | 3.7124 | 4.4801 | 5.0596 | 5.3339 | 5.1654 | 5.5006 | 3.29 | 3.9953 | 4.6972 | 5.4515 | 5.6458 | 5.4772 | 5.8124 | SPP_N | 0.003772 | 0.0075373 | 0.0086992 | 0.0017391 | 0.00071454 | 0.0011217 | 0.0012712 | 1.1325e-06 | 1.1325e-06 | 3.8539e-06 | 0 | 0 | 0 | 0 | 0.021949 | 0.017755 | 0.0087874 | 0.00099231 | 0.00093403 | 0.0038783 | 0.0053338 | 0.00082018 | 0.0012058 | 0.0022637 | 0.00072477 | 0.00040011 | 0.00038289 | 0.00049603
SPP_NEBR | 4.5673 | 4.4496 | 5.6812 | 6.0527 | 6.3176 | 6.149 | 6.4842 | 4.0826 | 4.1501 | 5.1881 | 5.5101 | 5.7796 | 5.611 | 5.9462 | 3.4007 | 4.0527 | 4.8106 | 5.4156 | 5.6823 | 5.5137 | 5.849 | 3.6944 | 4.3696 | 5.0452 | 5.8171 | 6.0101 | 5.8415 | 6.1768 | SPP_NEBR | 0.00030599 | 0.00056392 | 0.00081714 | 0.00030789 | 5.6308e-05 | 1.772e-05 | 1.2126e-05 | 0 | 0 | 5.7269e-07 | 3.5703e-06 | 0 | 0 | 0 | 0.0018959 | 0.0026626 | 0.0010474 | 0.00046815 | 0.00065862 | 0.00045762 | 0.00025836 | 7.4236e-05 | 5.8542e-05 | 8.949e-05 | 3.8811e-05 | 3.862e-05 | 3.4547e-05 | 2.0425e-05
SPP_SPS | 4.1811 | 4.0504 | 5.2495 | 5.6211 | 5.8977 | 5.7291 | 6.0643 | 3.6349 | 3.717 | 4.6927 | 5.0318 | 5.3698 | 5.2012 | 5.5364 | 3.114 | 3.7856 | 4.6308 | 5.0733 | 5.3325 | 5.164 | 5.4992 | 3.2907 | 3.9527 | 4.5756 | 5.3397 | 5.5764 | 5.4078 | 5.743 | SPP_SPS | 0.0037877 | 0.0040918 | 0.0088334 | 0.0070918 | 0.00069066 | 0.00064027 | 0.00067292 | 0.00024548 | 0.00028609 | 0.004338 | 0.0042696 | 2.382e-05 | 4.8023e-05 | 7.7609e-05 | 0.016812 | 0.016272 | 0.014966 | 0.013712 | 0.0014687 | 0.0024983 | 0.0024457 | 0.00073752 | 0.0010658 | 0.0050065 | 0.0046098 | 5.8846e-05 | 3.9194e-05 | 4.1912e-05
SPP_WAUE | 4.1194 | 3.9704 | 5.1547 | 5.4813 | 5.7535 | 5.5849 | 5.9202 | 3.6158 | 3.6271 | 4.6166 | 4.8872 | 5.2094 | 5.0408 | 5.376 | 2.7835 | 3.4084 | 4.1768 | 4.7685 | 5.0101 | 4.8415 | 5.1767 | 3.2042 | 3.8454 | 4.5147 | 5.2229 | 5.3876 | 5.219 | 5.5543 | SPP_WAUE | 0.0012647 | 0.0016785 | 0.006549 | 0.0017278 | 0.00035529 | 0.00025397 | 0.00033033 | 8.2655e-06 | 1.2828e-05 | 1.2828e-05 | 1.3889e-05 | 6.3242e-05 | 3.4535e-05 | 8.4015e-05 | 0.007752 | 0.0087963 | 0.010012 | 0.0022675 | 0.0020737 | 0.0010453 | 0.0010691 | 0.0001246 | 0.00047601 | 0.0029641 | 0.00064931 | 0.00015375 | 0.00013369 | 0.00013369
SPP_WEST | 3.9656 | 3.8785 | 5.1439 | 5.5001 | 5.754 | 5.5855 | 5.9207 | 3.4767 | 3.5837 | 4.6796 | 4.9912 | 5.2453 | 5.0767 | 5.4119 | 2.9129 | 3.6169 | 4.4021 | 4.9578 | 5.2259 | 5.0573 | 5.3925 | 3.1202 | 3.8346 | 4.5631 | 5.322 | 5.508 | 5.3394 | 5.6747 | SPP_WEST | 0.041797 | 0.058876 | 0.061066 | 0.012503 | 0.0038169 | 0.00306 | 0.002915 | 0.0047439 | 0.0034896 | 0.0012508 | 0.00014875 | 6.3286e-05 | 0 | 3.5319e-05 | 0.14025 | 0.12786 | 0.094228 | 0.010413 | 0.0074264 | 0.0025743 | 0.0038602 | 0.030268 | 0.022482 | 0.021087 | 0.0047025 | 0.00083988 | 0.000615 | 0.00084042
WEC_BANC | 4.9996 | 4.2717 | 5.4577 | 5.5907 | 5.5706 | 5.402 | 5.7373 | 4.1872 | 3.9962 | 4.7031 | 4.871 | 5.2541 | 5.0855 | 5.4207 | 3.9476 | 3.7022 | 4.6967 | 5.0101 | 5.1381 | 4.9695 | 5.3048 | 3.8017 | 4.2394 | 4.4766 | 5.1246 | 5.5585 | 5.3899 | 5.7251 | WEC_BANC | 0.017342 | 0.025948 | 0.035485 | 0.030574 | 0.029152 | 0.029651 | 0.03188 | 0.0095082 | 0.014052 | 0.018667 | 0.016822 | 0.0044111 | 0.0025774 | 0.002529 | 0.031068 | 0.042202 | 0.052269 | 0.04237 | 0.011886 | 0.00079965 | 0.0013453 | 0.011445 | 0.016405 | 0.023999 | 0.020644 | 0.016596 | 0.016193 | 0.017935
WEC_CALN | 4.9423 | 4.391 | 5.5506 | 5.8285 | 5.9818 | 5.8132 | 6.1485 | 4.0336 | 3.9917 | 4.7876 | 5.0705 | 5.5108 | 5.3423 | 5.6775 | 3.9295 | 4.0453 | 5.4357 | 5.2976 | 5.469 | 5.3004 | 5.6356 | 3.6689 | 4.2543 | 4.6806 | 5.3455 | 5.7322 | 5.5636 | 5.8989 | WEC_CALN | 0.12237 | 0.15459 | 0.15867 | 0.11652 | 0.04121 | 0.040433 | 0.031766 | 0.053312 | 0.063268 | 0.069732 | 0.035263 | 0.014218 | 0.0035907 | 0.0001201 | 0.14302 | 0.21287 | 0.14445 | 0.0657 | 0.023742 | 0.0014938 | 0.00076155 | 0.08096 | 0.10482 | 0.10704 | 0.084064 | 0.037116 | 0.032239 | 0.024563
WEC_LADW | 5.0276 | 4.3754 | 5.5328 | 5.7736 | 5.8816 | 5.713 | 6.0482 | 4.0922 | 4.002 | 4.7713 | 5.0258 | 5.4498 | 5.2812 | 5.6164 | 4.0501 | 4.134 | 5.3476 | 5.246 | 5.3941 | 5.2256 | 5.5608 | 3.7281 | 4.2584 | 4.6331 | 5.293 | 5.6925 | 5.5239 | 5.8592 | WEC_LADW | 0.036817 | 0.040312 | 0.039221 | 0.02559 | 0.0016757 | 0.011294 | 0.016516 | 0.012387 | 0.015126 | 0.0082177 | 0.0031139 | 0.0024845 | 0.00054786 | 0.00065561 | 0.046887 | 0.053237 | 0.02747 | 0.010954 | 0.0028676 | 0.0016038 | 0.0023766 | 0.021846 | 0.024904 | 0.025039 | 0.016341 | 0.004195 | 0.0042783 | 0.0117
WEC_SDGE | 5.0679 | 4.4903 | 5.6185 | 5.9694 | 6.2022 | 6.0336 | 6.3689 | 4.0099 | 4.0193 | 4.8499 | 5.1945 | 5.6548 | 5.4862 | 5.8214 | 4.1626 | 4.5772 | 6.0083 | 5.4903 | 5.6607 | 5.4921 | 5.8274 | 3.6625 | 4.2894 | 4.8005 | 5.4696 | 5.8376 | 5.669 | 6.0042 | WEC_SDGE | 0.015045 | 0.015081 | 0.01535 | 0.0086766 | 0.0034829 | 0.0096491 | 0.018179 | 0.0098982 | 0.0067898 | 0.0039023 | 0.0035365 | 0.0019615 | 0.00073437 | 0.001411 | 0.02718 | 0.023123 | 0.013234 | 0.0047234 | 0.0028186 | 0.0016634 | 0.0014494 | 0.010209 | 0.01038 | 0.010389 | 0.002204 | 0.0030486 | 0.0030475 | 0.0044211
WECC_AZ | 4.5172 | 4.199 | 5.3346 | 5.674 | 5.9252 | 5.7566 | 6.0919 | 3.6744 | 3.7338 | 4.5838 | 4.8993 | 5.376 | 5.2074 | 5.5427 | 3.585 | 4.2858 | 5.707 | 5.2266 | 5.3967 | 5.2281 | 5.5633 | 3.3146 | 3.9969 | 4.5225 | 5.2055 | 5.5458 | 5.3772 | 5.7124 | WECC_AZ | 0.089868 | 0.12104 | 0.16689 | 0.18286 | 0.18393 | 0.13856 | 0.15808 | 0.019717 | 0.05533 | 0.048354 | 0.067962 | 0.081739 | 0.06361 | 0.071765 | 0.16601 | 0.18716 | 0.21652 | 0.31837 | 0.31219 | 0.28178 | 0.32393 | 0.0699 | 0.077039 | 0.10726 | 0.11796 | 0.12484 | 0.097889 | 0.11882
WECC_CO | 4.3128 | 4.1205 | 5.2948 | 5.6429 | 5.9273 | 5.7587 | 6.0939 | 3.5982 | 3.7045 | 4.5931 | 4.9235 | 5.4039 | 5.2353 | 5.5706 | 3.0322 | 3.7186 | 5.0197 | 5.1246 | 5.3575 | 5.1889 | 5.5242 | 3.2892 | 3.9613 | 4.5368 | 5.2572 | 5.5766 | 5.408 | 5.7432 | WECC_CO | 0.034708 | 0.034116 | 0.045107 | 0.039803 | 0.034414 | 0.040616 | 0.045173 | 0.022094 | 0.007581 | 0.012312 | 0.0078216 | 0.0032527 | 0.0038168 | 0.0038439 | 0.075205 | 0.055138 | 0.067779 | 0.052661 | 0.020547 | 0.019539 | 0.024054 | 0.026492 | 0.022973 | 0.03023 | 0.026995 | 0.020566 | 0.025385 | 0.029523
WECC_ID | 4.3543 | 4.0152 | 5.2599 | 5.5943 | 5.8723 | 5.7038 | 6.039 | 3.5755 | 3.6568 | 4.4887 | 4.8044 | 5.3217 | 5.1531 | 5.4883 | 2.831 | 3.4876 | 5.1812 | 5.0731 | 5.2434 | 5.0748 | 5.41 | 3.2283 | 3.9084 | 4.4431 | 5.1434 | 5.4874 | 5.3189 | 5.6541 | WECC_ID | 0.0038709 | 0.051198 | 0.053699 | 0.062098 | 0.076802 | 0.073297 | 0.080069 | 0.0024425 | 0.030734 | 0.034961 | 0.029955 | 0.031999 | 0.0037494 | 0.0091396 | 0.0072959 | 0.085127 | 0.093529 | 0.10656 | 0.1228 | 0.043802 | 0.048303 | 0.0026276 | 0.034582 | 0.036397 | 0.042251 | 0.050353 | 0.049892 | 0.052415
WECC_IID | 5.0555 | 4.479 | 5.6078 | 5.9565 | 6.1925 | 6.0239 | 6.3591 | 3.9973 | 4.0079 | 4.8394 | 5.1806 | 5.6456 | 5.477 | 5.8122 | 4.1526 | 4.5657 | 5.9986 | 5.4818 | 5.6502 | 5.4816 | 5.8168 | 3.6546 | 4.2775 | 4.7896 | 5.4614 | 5.8266 | 5.658 | 5.9932 | WECC_IID | 0.00015309 | 0.00034744 | 0.0014686 | 0 | 0 | 0 | 0 | 0 | 0 | 6.7989e-07 | 0 | 0 | 0 | 0 | 0 | 0 | 0 | 0 | 0 | 0 | 0 | 0 | 0 | 0 | 0 | 0 | 0 | 0
WECC_MT | 4.3277 | 4.1852 | 5.3645 | 5.6931 | 5.9878 | 5.8192 | 6.1545 | 3.9037 | 3.9022 | 4.8663 | 5.1224 | 5.5549 | 5.3863 | 5.7215 | 3.1029 | 3.6825 | 4.4567 | 5.0525 | 5.2311 | 5.0625 | 5.3978 | 3.5022 | 4.1312 | 4.7784 | 5.4446 | 5.54 | 5.3714 | 5.7066 | WECC_MT | 0 | 0.0029524 | 0.044075 | 0.04123 | 0.04123 | 0.022217 | 0.040717 | 0 | 7.2728e-05 | 0.027944 | 0.019023 | 0.004316 | 4.2985e-05 | 0.0020586 | 0 | 0.00028761 | 0.077456 | 0.04974 | 0.032698 | 0.00014555 | 0.014647 | 0 | 0.0020011 | 0.029712 | 0.027944 | 0.027944 | 0.011232 | 0.027944
WECC_NM | 4.1346 | 3.9494 | 5.1113 | 5.4516 | 5.7437 | 5.5751 | 5.9104 | 3.4615 | 3.5433 | 4.424 | 4.7482 | 5.2244 | 5.0558 | 5.391 | 3.0811 | 3.781 | 4.9329 | 4.9898 | 5.2303 | 5.0617 | 5.3969 | 3.1235 | 3.7765 | 4.3358 | 5.0557 | 5.3887 | 5.2201 | 5.5554 | WECC_NM | 0.007557 | 0.01438 | 0.018601 | 0.0089629 | 0.013861 | 0.001752 | 0.0019951 | 5.3966e-05 | 0.00015841 | 0.0054753 | 0.0069779 | 0.0023757 | 0.0021495 | 0.0014909 | 0.025586 | 0.018882 | 0.032991 | 0.027328 | 0.035585 | 0.014423 | 0.014222 | 0.0028215 | 0.0079303 | 0.0079274 | 0.0078201 | 0.011744 | 0.0038794 | 0.0039255
WECC_NNV | 4.5011 | 4.2068 | 5.3802 | 5.7316 | 6 | 5.8314 | 6.1666 | 3.6946 | 3.7598 | 4.6115 | 4.9404 | 5.4491 | 5.2805 | 5.6158 | 3.212 | 3.6313 | 5.3332 | 5.2009 | 5.395 | 5.2264 | 5.5616 | 3.3456 | 4.0304 | 4.5498 | 5.2606 | 5.6134 | 5.4448 | 5.78 | WECC_NNV | 0.0089445 | 0.015758 | 0.021847 | 0.026809 | 0.027169 | 0.0029178 | 0.0041148 | 0.0025303 | 0.0031054 | 0.0097463 | 0.012587 | 0.0094798 | 0.0010961 | 0.0015479 | 0.01612 | 0.022012 | 0.024554 | 0.035777 | 0.033775 | 0.00069659 | 0.00068626 | 0.0060222 | 0.007946 | 0.014541 | 0.018563 | 0.018873 | 0.0043756 | 0.0044096
WECC_PNW | 4.3864 | 3.9519 | 5.0663 | 5.2999 | 5.3868 | 5.2182 | 5.5534 | 3.627 | 3.6108 | 4.3775 | 4.5996 | 4.9088 | 4.7402 | 5.0754 | 2.9503 | 3.3357 | 4.3204 | 4.6597 | 4.8106 | 4.642 | 4.9772 | 3.2431 | 3.8449 | 4.1906 | 4.8679 | 5.1321 | 4.9635 | 5.2987 | WECC_PNW | 0.096999 | 0.055008 | 0.053014 | 0.043149 | 0.042428 | 0.029984 | 0.031495 | 0.045133 | 0.010488 | 0.022258 | 0.0085618 | 0.0096296 | 0.00081583 | 0.0021073 | 0.12019 | 0.034206 | 0.046146 | 0.0088534 | 0.0095639 | 0.0042487 | 0.0045247 | 0.098522 | 0.046333 | 0.041904 | 0.026139 | 0.026185 | 0.025906 | 0.024661
WECC_SCE | 4.9137 | 4.4506 | 5.597 | 5.9474 | 6.1874 | 6.0189 | 6.3541 | 3.9568 | 3.9894 | 4.8298 | 5.1702 | 5.6392 | 5.4706 | 5.8059 | 3.9204 | 4.2169 | 5.8052 | 5.4413 | 5.6344 | 5.4658 | 5.8011 | 3.6025 | 4.2617 | 4.7825 | 5.4559 | 5.8191 | 5.6505 | 5.9857 | WECC_SCE | 0.060915 | 0.066604 | 0.067179 | 0.063439 | 0.037905 | 0.034715 | 0.040373 | 0.027379 | 0.027341 | 0.015639 | 0.010822 | 0.0062304 | 0.0017525 | 4.0337e-05 | 0.09398 | 0.083423 | 0.056379 | 0.044212 | 0.014856 | 0.00042994 | 0.00036553 | 0.041411 | 0.044607 | 0.044948 | 0.040036 | 0.027875 | 0.025507 | 0.024516
WECC_SNV | 4.5444 | 4.2051 | 5.3773 | 5.7178 | 5.9901 | 5.8215 | 6.1567 | 3.6876 | 3.7527 | 4.6122 | 4.9331 | 5.4418 | 5.2732 | 5.6085 | 3.4737 | 3.6473 | 5.4072 | 5.2104 | 5.4188 | 5.2502 | 5.5854 | 3.3501 | 4.0246 | 4.5659 | 5.2618 | 5.6092 | 5.4406 | 5.7758 | WECC_SNV | 0.044378 | 0.068392 | 0.079527 | 0.089637 | 0.089709 | 0.015167 | 0.017543 | 0.02042 | 0.030006 | 0.024254 | 0.034606 | 0.031808 | 0.0065554 | 0.0065558 | 0.079406 | 0.10185 | 0.10804 | 0.14684 | 0.11961 | 0.013809 | 0.014601 | 0.028626 | 0.041877 | 0.049976 | 0.064171 | 0.064364 | 0.010762 | 0.010105
WECC_UT | 4.3529 | 4.1176 | 5.2866 | 5.6145 | 5.9033 | 5.7347 | 6.0699 | 3.5883 | 3.658 | 4.5318 | 4.8562 | 5.384 | 5.2154 | 5.5506 | 2.9839 | 3.6576 | 5.289 | 5.1539 | 5.3742 | 5.2056 | 5.5408 | 3.2668 | 3.9245 | 4.4723 | 5.1915 | 5.5427 | 5.3741 | 5.7093 | WECC_UT | 0.032585 | 0.045784 | 0.077946 | 0.095121 | 0.098885 | 0.085428 | 0.10165 | 0.015329 | 0.028556 | 0.039726 | 0.0524 | 0.046727 | 0.048341 | 0.052326 | 0.057762 | 0.07916 | 0.1028 | 0.13956 | 0.14729 | 0.12739 | 0.14297 | 0.022667 | 0.030859 | 0.052926 | 0.064726 | 0.063825 | 0.05578 | 0.06623
WECC_WY | 4.1093 | 3.9591 | 5.1481 | 5.516 | 5.7969 | 5.6283 | 5.9635 | 3.5837 | 3.6235 | 4.5738 | 4.88 | 5.2638 | 5.0952 | 5.4304 | 2.8393 | 3.4779 | 4.3989 | 4.8867 | 5.173 | 5.0044 | 5.3397 | 3.2105 | 3.8592 | 4.4962 | 5.2209 | 5.4674 | 5.2988 | 5.634 | WECC_WY | 0.0020548 | 0.027027 | 0.047948 | 0.044684 | 0.04612 | 0.033261 | 0.044684 | 0 | 0.016148 | 0.026403 | 0.024831 | 0.013507 | 0.01056 | 0.014907 | 0.0028548 | 0.050808 | 0.087295 | 0.083885 | 0.074577 | 0.08168 | 0.092716 | 9.2512e-06 | 0.021431 | 0.030445 | 0.032276 | 0.029871 | 0.032306 | 0.030827